## Project Results Data
DRAFT – WORK IN PROGRESS – SUBJECT TO CHANGE
TECO Storm Protection Plan Project Results
#N/A
|  |  | #N/A | #N/A | [5 empty] | Gross Benefits |  |  | Net Benefits |  |  | Benefit Cost Ratio
Count | ProgramId | ProjectID | Project Type | Parent No. | Length (miles) | Count of Structures | Count of Customers | Project_Costs | Recommended Install year | Total_Gross_Benefit_NPV at P50 | Total_Gross_Benefit_NPV at P75 | Total_Gross_Benefit_NPV at P95 | Total_Net_Benefit_NPV at P50 | Total_Net_Benefit_NPV at P75 | Total_Net_Benefit_NPV at P95 | BCR at P50 | BCR at P75 | BCR at P95 | Weighted BCR
14599 | Transmission Upgrades | Transmission Upgrades-138/230 kV-138003 | Transmission | 138003 |  | 42 |  | 1369200 | 2028 | 77901.6971 | 128106.2315 | 244143.4298 | -1291298.3029 | -1241093.7685 | -1125056.5702 | 0.056896 | 0.093563 | 0.17831 | 0.080037
1944 | Transmission Upgrades | Transmission Upgrades-69 kV-66052 | Transmission | 66052 |  | 1 |  | 31700 | 2029 | 5.2906 | 7.3272 | 12.5731 | -31694.7094 | -31692.6728 | -31687.4269 | 0.0001669 | 0.00023114 | 0.00039663 | 0.00020914
489 | Transmission Upgrades | Transmission Upgrades-138/230 kV-230006 | Transmission | 230006 |  | 101 |  | 2165200 | 2022 | 995869.1934 | 1619894.6728 | 3098750.0587 | -1169330.8066 | -545305.3272 | 933550.0587 | 0.45994 | 0.74815 | 1.4312 | 0.64353
17914 | Transmission Upgrades | Transmission Upgrades-138/230 kV-230402 | Transmission | 230402 |  | 14 |  | 300100 | 2021 | 139888.4679 | 228980.89 | 436619.9898 | -160211.5321 | -71119.11 | 136519.9898 | 0.46614 | 0.76302 | 1.4549 | 0.65408
2998 | Transmission Upgrades | Transmission Upgrades-69 kV-66405 | Transmission | 66405 |  | 66 |  | 2092200 | 2027 | 272564.9561 | 371302.0851 | 649574.8223 | -1819635.0439 | -1720897.9149 | -1442625.1777 | 0.13028 | 0.17747 | 0.31047 | 0.16245
18659 | Transmission Upgrades | Transmission Upgrades-69 kV-66048 | Transmission | 66048 |  | 5 |  | 158500 | 2022 | 46436.5904 | 63303.0345 | 110803.2624 | -112063.4096 | -95196.9655 | -47696.7376 | 0.29298 | 0.39939 | 0.69907 | 0.36551
8807 | Transmission Upgrades | Transmission Upgrades-69 kV-66404 | Transmission | 66404 |  | 9 |  | 285300 | 2029 | 4333.3751 | 5961.9287 | 10316.6814 | -280966.6249 | -279338.0713 | -274983.3186 | 0.015189 | 0.020897 | 0.036161 | 0.018998
1063 | Transmission Upgrades | Transmission Upgrades-69 kV-66830 | Transmission | 66830 |  | 14 |  | 443800 | 2028 | 53807.9714 | 73394.8471 | 128080.166 | -389992.0286 | -370405.1529 | -315719.834 | 0.12124 | 0.16538 | 0.2886 | 0.15122
6972 | Transmission Upgrades | Transmission Upgrades-138/230 kV-230606 | Transmission | 230606 |  | 28 |  | 602000 | 2021 | 424546.5905 | 702253.8228 | 1329586.6471 | -177453.4095 | 100253.8228 | 727586.6471 | 0.70523 | 1.1665 | 2.2086 | 0.99396
4228 | Transmission Upgrades | Transmission Upgrades-69 kV-66064 | Transmission | 66064 |  | 1 |  | 31700 | 2024 | 324371.5262 | 441569.4058 | 773128.4143 | 292671.5262 | 409869.4058 | 741428.4143 | 10.2325 | 13.9296 | 24.3889 | 12.7573
16341 | Transmission Upgrades | Transmission Upgrades-69 kV-66426 | Transmission | 66426 |  | 243 |  | 7703100 | 2025 | 5607445.7367 | 6969620.0281 | 9086040.6812 | -2095654.2633 | -733479.9719 | 1382940.6812 | 0.72795 | 0.90478 | 1.1795 | 0.82616
14422 | Transmission Upgrades | Transmission Upgrades-138/230 kV-230012 | Transmission | 230012 |  | 16 |  | 344000 | 2021 | 106490.7279 | 174180.2889 | 332212.143 | -237509.2721 | -169819.7111 | -11787.857 | 0.30957 | 0.50634 | 0.96573 | 0.43421
8581 | Transmission Upgrades | Transmission Upgrades-138/230 kV-230010 | Transmission | 230010 |  | 2 |  | 43000 | 2020 | 712477.4205 | 1194508.5646 | 2210734.2808 | 669477.4205 | 1151508.5646 | 2167734.2808 | 16.5692 | 27.7793 | 51.4124 | 23.4166
12997 | Transmission Upgrades | Transmission Upgrades-138/230 kV-138005 | Transmission | 138005 |  | 3 |  | 97800 | 2025 | 11567.8379 | 19311.679 | 36005.0467 | -86232.1621 | -78488.321 | -61794.9533 | 0.11828 | 0.19746 | 0.36815 | 0.16702
11709 | Transmission Upgrades | Transmission Upgrades-138/230 kV-230020 | Transmission | 230020 |  | 61 |  | 1310600 | 2022 | 571971.1572 | 954712.7958 | 1788885.3272 | -738628.8428 | -355887.2042 | 478285.3272 | 0.43642 | 0.72845 | 1.3649 | 0.61688
17834 | Transmission Upgrades | Transmission Upgrades-138/230 kV-138007 | Transmission | 138007 |  | 19 |  | 619400 | 2029 | 12054.6909 | 20028.063 | 37653.8325 | -607345.3091 | -599371.937 | -581746.1675 | 0.019462 | 0.032335 | 0.060791 | 0.027457
49 | Transmission Upgrades | Transmission Upgrades-138/230 kV-230052 | Transmission | 230052 |  | 9 |  | 192150 | 2020 | 235531.0721 | 393890.6936 | 735520.3409 | 43381.0721 | 201740.6936 | 543370.3409 | 1.2258 | 2.0499 | 3.8278 | 1.7332
5266 | Transmission Upgrades | Transmission Upgrades-69 kV-66005 | Transmission | 66005 |  | 16 |  | 507200 | 2028 | 31511.751 | 43276.9472 | 74911.7629 | -475688.249 | -463923.0528 | -432288.2371 | 0.062129 | 0.085325 | 0.1477 | 0.077645
6846 | Transmission Upgrades | Transmission Upgrades-69 kV-66022 | Transmission | 66022 |  | 50 |  | 1585000 | 2021 | 459389.2018 | 620350.6792 | 1116816.6136 | -1125610.7982 | -964649.3208 | -468183.3864 | 0.28984 | 0.39139 | 0.70462 | 0.36178
11205 | Transmission Upgrades | Transmission Upgrades-138/230 kV-138006 | Transmission | 138006 |  | 88 |  | 2868800 | 2028 | 193436.3338 | 315408.6786 | 602110.8324 | -2675363.6662 | -2553391.3214 | -2266689.1676 | 0.067428 | 0.10994 | 0.20988 | 0.094428
1309 | Transmission Upgrades | Transmission Upgrades-138/230 kV-230037 | Transmission | 230037 |  | 1 |  | 43000 | 2024 | 1140861.7038 | 1913067.5365 | 3539842.1737 | 1097861.7038 | 1870067.5365 | 3496842.1737 | 26.5317 | 44.4899 | 82.3219 | 37.4982
18802 | Transmission Upgrades | Transmission Upgrades-69 kV-66001 | Transmission | 66001 |  | 70 |  | 2217890 | 2021 | 1839550.6516 | 2296925.386 | 3722776.9709 | -378339.3484 | 79035.386 | 1504886.9709 | 0.82941 | 1.0356 | 1.6785 | 0.97619
9806 | Transmission Upgrades | Transmission Upgrades-69 kV-66016 | Transmission | 66016 |  | 40 |  | 1299700 | 2021 | 1300588.5678 | 1624392.1975 | 2425587.6505 | 888.5678 | 324692.1975 | 1125887.6505 | 1.0007 | 1.2498 | 1.8663 | 1.162
8564 | Transmission Upgrades | Transmission Upgrades-69 kV-66032 | Transmission | 66032 |  | 40 |  | 1268000 | 2022 | 595709.2545 | 807007.9063 | 1415942.4423 | -672290.7455 | -460992.0937 | 147942.4423 | 0.4698 | 0.63644 | 1.1167 | 0.58448
12094 | Transmission Upgrades | Transmission Upgrades-138/230 kV-230003 | Transmission | 230003 |  | 35 |  | 752500 | 2020 | 1396941.5774 | 2297978.2797 | 4379240.5137 | 644441.5774 | 1545478.2797 | 3626740.5137 | 1.8564 | 3.0538 | 5.8196 | 2.6119
17259 | Transmission Upgrades | Transmission Upgrades-69 kV-66003 | Transmission | 66003 |  | 2 |  | 63400 | 2029 | 16.6723 | 23.2008 | 39.7556 | -63383.3277 | -63376.7992 | -63360.2444 | 0.00026297 | 0.00036594 | 0.00062706 | 0.00033027
10472 | Transmission Upgrades | Transmission Upgrades-69 kV-66020 | Transmission | 66020 |  | 10 |  | 317000 | 2021 | 49538.0116 | 67353.2325 | 117554.8908 | -267461.9884 | -249646.7675 | -199445.1092 | 0.15627 | 0.21247 | 0.37084 | 0.19459
307 | Transmission Upgrades | Transmission Upgrades-69 kV-66035 | Transmission | 66035 |  | 65 |  | 72150 | 2022 | 2106533.5715 | 3004034.2534 | 5563736.231 | 2034383.5715 | 2931884.2534 | 5491586.231 | 29.1966 | 41.636 | 77.1135 | 37.7201
7563 | Transmission Upgrades | Transmission Upgrades-138/230 kV-230602 | Transmission | 230602 |  | 112 |  | 2408000 | 2021 | 926671.1512 | 1456024.2422 | 2855801.333 | -1481328.8488 | -951975.7578 | 447801.333 | 0.38483 | 0.60466 | 1.186 | 0.53089
7968 | Transmission Upgrades | Transmission Upgrades-69 kV-66008 | Transmission | 66008 |  | 9 |  | 281970 | 2021 | 279748.969 | 378019.8543 | 665838.1651 | -2221.031 | 96049.8543 | 383868.1651 | 0.99212 | 1.3406 | 2.3614 | 1.2336
7317 | Transmission Upgrades | Transmission Upgrades-69 kV-66030 | Transmission | 66030 |  | 50 |  | 1553300 | 2021 | 331062.1605 | 446688.161 | 784150.3263 | -1222237.8395 | -1106611.839 | -769149.6737 | 0.21313 | 0.28757 | 0.50483 | 0.26464
5797 | Transmission Upgrades | Transmission Upgrades-69 kV-66045 | Transmission | 66045 |  | 52 |  | 1711800 | 2022 | 1130007.6239 | 1490773.1376 | 2136887.4688 | -581792.3761 | -221026.8624 | 425087.4688 | 0.66013 | 0.87088 | 1.2483 | 0.78217
15908 | Transmission Upgrades | Transmission Upgrades-69 kV-66413 | Transmission | 66413 |  | 5 |  | 158500 | 2020 | 472224.4338 | 598968.4831 | 1011421.3174 | 313724.4338 | 440468.4831 | 852921.3174 | 2.9793 | 3.779 | 6.3812 | 3.5594
13002 | Transmission Upgrades | Transmission Upgrades-138/230 kV-230033 | Transmission | 230033 |  | 14 |  | 298300 | 2021 | 201217.4805 | 331428.2301 | 628783.5399 | -97082.5195 | 33128.2301 | 330483.5399 | 0.67455 | 1.1111 | 2.1079 | 0.94883
14248 | Transmission Upgrades | Transmission Upgrades-138/230 kV-230625 | Transmission | 230625 |  | 12 |  | 258000 | 2020 | 1628989.6684 | 2606722.8975 | 4877921.0165 | 1370989.6684 | 2348722.8975 | 4619921.0165 | 6.3139 | 10.1036 | 18.9067 | 8.7101
12297 | Transmission Upgrades | Transmission Upgrades-69 kV-66025 | Transmission | 66025 |  | 105 |  | 3267940 | 2021 | 866595.1864 | 1045844.9296 | 1529862.1718 | -2401344.8136 | -2222095.0704 | -1738077.8282 | 0.26518 | 0.32003 | 0.46814 | 0.30193
17545 | Transmission Upgrades | Transmission Upgrades-69 kV-66040 | Transmission | 66040 |  | 64 |  | 2028800 | 2027 | 421127.9144 | 570514.7786 | 1031243.7506 | -1607672.0856 | -1458285.2214 | -997556.2494 | 0.20757 | 0.28121 | 0.5083 | 0.25974
17308 | Transmission Upgrades | Transmission Upgrades-69 kV-66058 | Transmission | 66058 |  | 7 |  | 221900 | 2024 | 143612.9011 | 193048.6368 | 341299.1181 | -78287.0989 | -28851.3632 | 119399.1181 | 0.6472 | 0.86998 | 1.5381 | 0.80312
6189 | Transmission Upgrades | Transmission Upgrades-138/230 kV-230005 | Transmission | 230005 |  | 24 |  | 516000 | 2020 | 882922.7604 | 1416537.6566 | 2731245.7008 | 366922.7604 | 900537.6566 | 2215245.7008 | 1.7111 | 2.7452 | 5.2931 | 2.3795
5861 | Transmission Upgrades | Transmission Upgrades-138/230 kV-230021 | Transmission | 230021 |  | 17 |  | 365500 | 2020 | 2243164.6324 | 3129318.6965 | 5392569.8247 | 1877664.6324 | 2763818.6965 | 5027069.8247 | 6.1372 | 8.5617 | 14.754 | 7.7263
1534 | Transmission Upgrades | Transmission Upgrades-138/230 kV-230623 | Transmission | 230623 |  | 65 |  | 1397500 | 2022 | 686684.5002 | 1131526.6425 | 2146309.102 | -710815.4998 | -265973.3575 | 748809.102 | 0.49137 | 0.80968 | 1.5358 | 0.69131
18706 | Transmission Upgrades | Transmission Upgrades-69 kV-66007 | Transmission | 66007 |  | 43 |  | 1363100 | 2020 | 4128274.6302 | 5461438.1702 | 8658094.6708 | 2765174.6302 | 4098338.1702 | 7294994.6708 | 3.0286 | 4.0066 | 6.3518 | 3.6543
13857 | Transmission Upgrades | Transmission Upgrades-69 kV-66021 | Transmission | 66021 |  | 45 |  | 1426500 | 2022 | 506562.7623 | 687194.6691 | 1223421.4214 | -919937.2377 | -739305.3309 | -203078.5786 | 0.35511 | 0.48173 | 0.85764 | 0.44335
1836 | Transmission Upgrades | Transmission Upgrades-69 kV-66017 | Transmission | 66017 |  | 97 |  | 3051590 | 2022 | 654358.5433 | 888282.2952 | 1606550.4545 | -2397231.4567 | -2163307.7048 | -1445039.5455 | 0.21443 | 0.29109 | 0.52646 | 0.26863
14573 | Transmission Upgrades | Transmission Upgrades-69 kV-66042 | Transmission | 66042 |  | 33 |  | 1046100 | 2024 | 720593.9703 | 1018164.7778 | 1887677.9943 | -325506.0297 | -27935.2222 | 841577.9943 | 0.68884 | 0.9733 | 1.8045 | 0.88574
155 | Transmission Upgrades | Transmission Upgrades-69 kV-66034 | Transmission | 66034 |  | 71 |  | 2250700 | 2026 | 1222696.9026 | 1496817.7674 | 2512307.9324 | -1028003.0974 | -753882.2326 | 261607.9324 | 0.54325 | 0.66505 | 1.1162 | 0.63709
2428 | Transmission Upgrades | Transmission Upgrades-69 kV-66059 | Transmission | 66059 |  | 2 |  | 63400 | 2020 | 506943.7653 | 689531.9827 | 1208430.2888 | 443543.7653 | 626131.9827 | 1145030.2888 | 7.996 | 10.8759 | 19.0604 | 9.9664
3612 | Transmission Upgrades | Transmission Upgrades-69 kV-66051 | Transmission | 66051 |  | 46 |  | 1458200 | 2024 | 1058448.839 | 1394769.567 | 2054458.7062 | -399751.161 | -63430.433 | 596258.7062 | 0.72586 | 0.9565 | 1.4089 | 0.86336
16090 | Transmission Upgrades | Transmission Upgrades-69 kV-66072 | Transmission | 66072 |  | 25 |  | 792500 | 2029 | 48946.6605 | 66600.7923 | 116314.2852 | -743553.3395 | -725899.2077 | -676185.7148 | 0.061762 | 0.084039 | 0.14677 | 0.076946
18017 | Transmission Upgrades | Transmission Upgrades-69 kV-66651 | Transmission | 66651 |  | 44 |  | 1394800 | 2028 | 113584.9837 | 157956.035 | 270740.304 | -1281215.0163 | -1236843.965 | -1124059.696 | 0.081435 | 0.11325 | 0.19411 | 0.10225
18143 | Transmission Upgrades | Transmission Upgrades-69 kV-66417 | Transmission | 66417 |  | 14 |  | 443800 | 2027 | 91181.459 | 124965.9988 | 217080.232 | -352618.541 | -318834.0012 | -226719.768 | 0.20546 | 0.28158 | 0.48914 | 0.25666
6551 | Transmission Upgrades | Transmission Upgrades-69 kV-66834 | Transmission | 66834 |  | 21 |  | 627340 | 2021 | 284122.2738 | 384384.8235 | 674164.349 | -343217.7262 | -242955.1765 | 46824.349 | 0.4529 | 0.61272 | 1.0746 | 0.56302
16508 | Transmission Upgrades | Transmission Upgrades-69 kV-66654 | Transmission | 66654 |  | 10 |  | 317000 | 2020 | 485551.1139 | 701134.6888 | 1307236.9604 | 168551.1139 | 384134.6888 | 990236.9604 | 1.5317 | 2.2118 | 4.1238 | 1.9949
770 | Transmission Upgrades | Transmission Upgrades-138/230 kV-138004 | Transmission | 138004 |  | 5 |  | 163000 | 2025 | 36341.8123 | 60104.0039 | 113806.539 | -126658.1877 | -102895.9961 | -49193.461 | 0.22296 | 0.36874 | 0.6982 | 0.31421
2859 | Transmission Upgrades | Transmission Upgrades-138/230 kV-230014 | Transmission | 230014 |  | 1 |  | 21500 | 2024 | 105663.3565 | 176172.09 | 328230.499 | 84163.3565 | 154672.09 | 306730.499 | 4.9146 | 8.1941 | 15.2665 | 6.9336
10796 | Transmission Upgrades | Transmission Upgrades-138/230 kV-230609 | Transmission | 230609 |  | 5 |  | 107500 | 2021 | 11926.0461 | 19707.235 | 37328.2008 | -95573.9539 | -87792.765 | -70171.7992 | 0.11094 | 0.18332 | 0.34724 | 0.15628
5467 | Transmission Upgrades | Transmission Upgrades-69 kV-66019 | Transmission | 66019 |  | 21 |  | 665700 | 2020 | 894709.638 | 1222914.1858 | 2181925.7788 | 229009.638 | 557214.1858 | 1516225.7788 | 1.344 | 1.837 | 3.2776 | 1.6853
16584 | Transmission Upgrades | Transmission Upgrades-69 kV-66033 | Transmission | 66033 |  | 26 |  | 824200 | 2021 | 690243.3187 | 927193.981 | 1659059.7911 | -133956.6813 | 102993.981 | 834859.7911 | 0.83747 | 1.125 | 2.0129 | 1.0413
16289 | Transmission Upgrades | Transmission Upgrades-69 kV-66067 | Transmission | 66067 |  | 34 |  | 1077800 | 2026 | 422007.8324 | 587917.4787 | 1083234.7669 | -655792.1676 | -489882.5213 | 5434.7669 | 0.39155 | 0.54548 | 1.005 | 0.49908
546 | Transmission Upgrades | Transmission Upgrades-69 kV-66416 | Transmission | 66416 |  | 57 |  | 1806900 | 2026 | 1496905.974 | 1833697.8552 | 2613818.4722 | -309994.026 | 26797.8552 | 806918.4722 | 0.82844 | 1.0148 | 1.4466 | 0.94617
8233 | Transmission Upgrades | Transmission Upgrades-69 kV-66655 | Transmission | 66655 |  | 75 |  | 2377500 | 2028 | 189631.0237 | 263845.2156 | 452139.44 | -2187868.9763 | -2113654.7844 | -1925360.56 | 0.079761 | 0.11098 | 0.19017 | 0.10017
12317 | Transmission Upgrades | Transmission Upgrades-138/230 kV-230004 | Transmission | 230004 |  | 40 |  | 860000 | 2020 | 622789.0706 | 966496.0986 | 1921628.087 | -237210.9294 | 106496.0986 | 1061628.087 | 0.72417 | 1.1238 | 2.2345 | 0.9951
8984 | Transmission Upgrades | Transmission Upgrades-138/230 kV-230401 | Transmission | 230401 |  | 76 |  | 1653250 | 2021 | 1476065.2749 | 2441524.8139 | 4622313.687 | -177184.7251 | 788274.8139 | 2969063.687 | 0.89283 | 1.4768 | 2.7959 | 1.2583
18861 | Transmission Upgrades | Transmission Upgrades-69 kV-66004 | Transmission | 66004 |  | 69 |  | 2187300 | 2028 | 308810.1248 | 417243.4432 | 731580.2033 | -1878489.8752 | -1770056.5568 | -1455719.7967 | 0.14118 | 0.19076 | 0.33447 | 0.17538
2138 | Transmission Upgrades | Transmission Upgrades-69 kV-66036 | Transmission | 66036 |  | 31 |  | 976040 | 2021 | 199947.8044 | 271734.9329 | 476445.1006 | -776092.1956 | -704305.0671 | -499594.8994 | 0.20486 | 0.27841 | 0.48814 | 0.25525
5240 | Transmission Upgrades | Transmission Upgrades-69 kV-66055 | Transmission | 66055 |  | 10 |  | 317000 | 2024 | 257737.7407 | 354965.6424 | 643822.3703 | -59262.2593 | 37965.6424 | 326822.3703 | 0.81305 | 1.1198 | 2.031 | 1.0269
2343 | Transmission Upgrades | Transmission Upgrades-69 kV-66403 | Transmission | 66403 |  | 14 |  | 443800 | 2028 | 33262.482 | 46067.0241 | 78983.4538 | -410537.518 | -397732.9759 | -364816.5462 | 0.074949 | 0.1038 | 0.17797 | 0.093907
11102 | Transmission Upgrades | Transmission Upgrades-69 kV-66615 | Transmission | 66615 |  | 109 |  | 3455300 | 2026 | 1881058.7858 | 2241510.5809 | 3001487.8994 | -1574241.2142 | -1213789.4191 | -453812.1006 | 0.5444 | 0.64872 | 0.86866 | 0.60812
1703 | Transmission Upgrades | Transmission Upgrades-69 kV-66833 | Transmission | 66833 |  | 185 |  | 5864500 | 2025 | 4149650.6648 | 5311357.8307 | 7106479.6989 | -1714849.3352 | -553142.1693 | 1241979.6989 | 0.70759 | 0.90568 | 1.2118 | 0.81743
9130 | Transmission Upgrades | Transmission Upgrades-138/230 kV-138008 | Transmission | 138008 |  | 11 |  | 358600 | 2024 | 331199.6949 | 552019.3663 | 1036246.5624 | -27400.3051 | 193419.3663 | 677646.5624 | 0.92359 | 1.5394 | 2.8897 | 1.3049
4329 | Transmission Upgrades | Transmission Upgrades-138/230 kV-230038 | Transmission | 230038 |  | 1 |  | 21500 | 2020 | 78972.5775 | 132426.1072 | 245034.4854 | 57472.5775 | 110926.1072 | 223534.4854 | 3.6731 | 6.1594 | 11.397 | 5.1914
15634 | Transmission Upgrades | Transmission Upgrades-69 kV-66002 | Transmission | 66002 |  | 6 |  | 190200 | 2029 | 2687.0896 | 3657.3816 | 6389.7788 | -187512.9104 | -186542.6184 | -183810.2212 | 0.014128 | 0.019229 | 0.033595 | 0.017605
8245 | Transmission Upgrades | Transmission Upgrades-69 kV-66027 | Transmission | 66027 |  | 17 |  | 570600 | 2021 | 392341.4977 | 537847.3255 | 983621.7172 | -178258.5023 | -32752.6745 | 413021.7172 | 0.68759 | 0.9426 | 1.7238 | 0.86772
7656 | Transmission Upgrades | Transmission Upgrades-69 kV-66041 | Transmission | 66041 |  | 26 |  | 824200 | 2029 | 17713.865 | 24218.6567 | 42221.3491 | -806486.135 | -799981.3433 | -781978.6509 | 0.021492 | 0.029384 | 0.051227 | 0.026833
9460 | Transmission Upgrades | Transmission Upgrades-69 kV-66060 | Transmission | 66060 |  | 6 |  | 190200 | 2021 | 85164.8994 | 116030.1293 | 202592.2941 | -105035.1006 | -74169.8707 | 12392.2941 | 0.44776 | 0.61004 | 1.0652 | 0.55819
5488 | Transmission Upgrades | Transmission Upgrades-69 kV-66650 | Transmission | 66650 |  | 31 |  | 982700 | 2027 | 109956.2791 | 151311.613 | 261778.3794 | -872743.7209 | -831388.387 | -720921.6206 | 0.11189 | 0.15398 | 0.26639 | 0.13997
3604 | Transmission Upgrades | Transmission Upgrades-69 kV-66835 | Transmission | 66835 |  | 5 |  | 158500 | 2029 | 175.6684 | 245.7417 | 419.135 | -158324.3316 | -158254.2583 | -158080.865 | 0.0011083 | 0.0015504 | 0.0026444 | 0.0013946
3325 | Transmission Upgrades | Transmission Upgrades-138/230 kV-230604 | Transmission | 230604 |  | 36 |  | 416150 | 2022 | 194555.8558 | 321777.6079 | 609025.8283 | -221594.1442 | -94372.3921 | 192875.8283 | 0.46751 | 0.77323 | 1.4635 | 0.65882
12947 | Transmission Upgrades | Transmission Upgrades-69 kV-66012 | Transmission | 66012 |  | 16 |  | 507200 | 2028 | 34550.163 | 47455.2121 | 82231.135 | -472649.837 | -459744.7879 | -424968.865 | 0.068119 | 0.093563 | 0.16213 | 0.085153
14421 | Transmission Upgrades | Transmission Upgrades-69 kV-66029 | Transmission | 66029 |  | 3 |  | 95100 | 2029 | 3391.252 | 4676.2322 | 8059.5668 | -91708.748 | -90423.7678 | -87040.4332 | 0.03566 | 0.049172 | 0.084748 | 0.044622
8921 | Transmission Upgrades | Transmission Upgrades-69 kV-66044 | Transmission | 66044 |  | 30 |  | 951000 | 2028 | 79819.4264 | 111624.1996 | 191046.1397 | -871180.5736 | -839375.8004 | -759953.8603 | 0.083932 | 0.11738 | 0.20089 | 0.10566
11021 | Transmission Upgrades | Transmission Upgrades-69 kV-66071 | Transmission | 66071 |  | 17 |  | 538900 | 2029 | 26709.0979 | 36765.7556 | 63587.6769 | -512190.9021 | -502134.2444 | -475312.3231 | 0.049562 | 0.068224 | 0.118 | 0.062004
5274 | Transmission Upgrades | Transmission Upgrades-69 kV-66419 | Transmission | 66419 |  | 78 |  | 2472600 | 2026 | 1460803.8756 | 1765245.4523 | 2421489.6327 | -1011796.1244 | -707354.5477 | -51110.3673 | 0.5908 | 0.71392 | 0.97933 | 0.66659
10926 | Transmission Upgrades | Transmission Upgrades-69 kV-66658 | Transmission | 66658 |  | 47 |  | 1489900 | 2025 | 1774840.8645 | 2171340.947 | 3144022.7967 | 284940.8645 | 681440.947 | 1654122.7967 | 1.1912 | 1.4574 | 2.1102 | 1.363
18457 | Transmission Upgrades | Transmission Upgrades-138/230 kV-230008 | Transmission | 230008 |  | 59 |  | 1268500 | 2020 | 1042647.5441 | 1620044.7419 | 3215953.7461 | -225852.4559 | 351544.7419 | 1947453.7461 | 0.82195 | 1.2771 | 2.5352 | 1.1298
14419 | Transmission Upgrades | Transmission Upgrades-138/230 kV-230403 | Transmission | 230403 |  | 5 |  | 105700 | 2020 | 428227.4647 | 717889.5457 | 1328758.8057 | 322527.4647 | 612189.5457 | 1223058.8057 | 4.0513 | 6.7918 | 12.571 | 5.7254
6056 | Transmission Upgrades | Transmission Upgrades-69 kV-66024 | Transmission | 66024 |  | 25 |  | 792500 | 2020 | 1104740.6831 | 1339310.0327 | 1984787.1441 | 312240.6831 | 546810.0327 | 1192287.1441 | 1.394 | 1.69 | 2.5045 | 1.5938
10167 | Transmission Upgrades | Transmission Upgrades-69 kV-66039 | Transmission | 66039 |  | 14 |  | 443800 | 2027 | 96919.7026 | 129401.2805 | 230732.6583 | -346880.2974 | -314398.7195 | -213067.3417 | 0.21839 | 0.29158 | 0.5199 | 0.27049
1591 | Transmission Upgrades | Transmission Upgrades-69 kV-66061 | Transmission | 66061 |  | 78 |  | 2472600 | 2024 | 2611466.4342 | 3375260.0418 | 4839861.0387 | 138866.4342 | 902660.0418 | 2367261.0387 | 1.0562 | 1.3651 | 1.9574 | 1.239
447 | Transmission Upgrades | Transmission Upgrades-69 kV-66407 | Transmission | 66407 |  | 29 |  | 951000 | 2021 | 1261689.4628 | 1519710.6083 | 2218039.4403 | 310689.4628 | 568710.6083 | 1267039.4403 | 1.3267 | 1.598 | 2.3323 | 1.5087
1436 | Transmission Upgrades | Transmission Upgrades-69 kV-66652 | Transmission | 66652 |  | 60 |  | 1902000 | 2025 | 1061611.7605 | 1322895.2242 | 1960690.6317 | -840388.2395 | -579104.7758 | 58690.6317 | 0.55816 | 0.69553 | 1.0309 | 0.64664
3746 | Transmission Upgrades | Transmission Upgrades-69 kV-66838 | Transmission | 66838 |  | 35 |  | 1109500 | 2027 | 285725.7209 | 384422.1417 | 680405.7436 | -823774.2791 | -725077.8583 | -429094.2564 | 0.25753 | 0.34648 | 0.61325 | 0.31979
5657 | Transmission Upgrades | Transmission Upgrades-138/230 kV-230013 | Transmission | 230013 |  | 20 |  | 430000 | 2021 | 65913.2424 | 108418.6534 | 206340.5226 | -364086.7576 | -321581.3466 | -223659.4774 | 0.15329 | 0.25214 | 0.47986 | 0.2156
3052 | Transmission Upgrades | Transmission Upgrades-138/230 kV-230608 | Transmission | 230608 |  | 18 |  | 386100 | 2020 | 633484.6516 | 1054264.8867 | 1979328.5543 | 247384.6516 | 668164.8867 | 1593228.5543 | 1.6407 | 2.7305 | 5.1265 | 2.3162
14470 | Transmission Upgrades | Transmission Upgrades-69 kV-66014 | Transmission | 66014 |  | 19 |  | 602300 | 2027 | 170036.7954 | 229813.0439 | 403472.8132 | -432263.2046 | -372486.9561 | -198827.1868 | 0.28231 | 0.38156 | 0.66989 | 0.35084
7922 | Transmission Upgrades | Transmission Upgrades-69 kV-66085 | Transmission | 66085 |  | 2 |  | 63400 | 2024 | 249522.6566 | 339667.2614 | 594709.235 | 186122.6566 | 276267.2614 | 531309.235 | 3.9357 | 5.3575 | 9.3803 | 4.9067
5654 | Transmission Upgrades | Transmission Upgrades-69 kV-66425 | Transmission | 66425 |  | 3 |  | 95100 | 2020 | 91537.6268 | 122959.9571 | 217418.059 | -3562.3732 | 27859.9571 | 122318.059 | 0.96254 | 1.293 | 2.2862 | 1.194
2136 | Transmission Upgrades | Transmission Upgrades-69 kV-66657 | Transmission | 66657 |  | 31 |  | 982700 | 2028 | 100879.6228 | 139526.7955 | 239446.6059 | -881820.3772 | -843173.2045 | -743253.3941 | 0.10266 | 0.14198 | 0.24366 | 0.12855
547 | Transmission Upgrades | Transmission Upgrades-69 kV-67657 | Transmission | 67657 |  | 70 |  | 2219000 | 2029 | 94967.2947 | 131678.6444 | 225851.0185 | -2124032.7053 | -2087321.3556 | -1993148.9815 | 0.042797 | 0.059341 | 0.10178 | 0.053659
5692 | Transmission Upgrades | Transmission Upgrades-69 kV-66015 | Transmission | 66015 |  | 16 |  | 507200 | 2029 | 25908.0731 | 35280.5464 | 61575.2553 | -481291.9269 | -471919.4536 | -445624.7447 | 0.051081 | 0.069559 | 0.1214 | 0.063656
6615 | Transmission Upgrades | Transmission Upgrades-69 kV-66031 | Transmission | 66031 |  | 27 |  | 63400 | 2021 | 259075.7727 | 348752.4141 | 617906.1023 | 195675.7727 | 285352.4141 | 554506.1023 | 4.0864 | 5.5008 | 9.7462 | 5.0767
19567 | Transmission Upgrades | Transmission Upgrades-69 kV-66046 | Transmission | 66046 |  | 30 |  | 939900 | 2020 | 1506325.5577 | 1894623.9134 | 2921792.5935 | 566425.5577 | 954723.9134 | 1981892.5935 | 1.6026 | 2.0158 | 3.1086 | 1.8772
6237 | Transmission Upgrades | Transmission Upgrades-69 kV-66091 | Transmission | 66091 |  | 52 |  | 1648400 | 2027 | 220601.9907 | 294800.7715 | 517817.9568 | -1427798.0093 | -1353599.2285 | -1130582.0432 | 0.13383 | 0.17884 | 0.31413 | 0.16536
17690 | Transmission Upgrades | Transmission Upgrades-69 kV-66427 | Transmission | 66427 |  | 7 |  | 219680 | 2021 | 131040.7765 | 178636.6897 | 312634.4365 | -88639.2235 | -41043.3103 | 92954.4365 | 0.59651 | 0.81317 | 1.4231 | 0.74417
3127 | Transmission Upgrades | Transmission Upgrades-138/230 kV-230603 | Transmission | 230603 |  | 13 |  | 258000 | 2020 | 205858.6647 | 345196.5539 | 638734.0207 | -52141.3353 | 87196.5539 | 380734.0207 | 0.7979 | 1.338 | 2.4757 | 1.1277
7149 | Transmission Upgrades | Transmission Upgrades-69 kV-66010 | Transmission | 66010 |  | 22 |  | 697400 | 2029 | 14375.8226 | 19668.0359 | 34278.2585 | -683024.1774 | -677731.9641 | -663121.7415 | 0.020613 | 0.028202 | 0.049152 | 0.025744
1828 | Transmission Upgrades | Transmission Upgrades-69 kV-66026 | Transmission | 66026 |  | 83 |  | 2592250 | 2022 | 1300692.0753 | 1828044.8185 | 3375197.9578 | -1291557.9247 | -764205.1815 | 782947.9578 | 0.50176 | 0.7052 | 1.302 | 0.64282
13450 | Transmission Upgrades | Transmission Upgrades-69 kV-66057 | Transmission | 66057 |  | 1 |  | 31700 | 2029 | 4.1739 | 5.7907 | 9.9285 | -31695.8261 | -31694.2093 | -31690.0715 | 0.00013167 | 0.00018267 | 0.0003132 | 0.00016512
4731 | Transmission Upgrades | Transmission Upgrades-69 kV-66098 | Transmission | 66098 |  | 22 |  | 694070 | 2022 | 1274166.9278 | 1715601.8195 | 3116317.21 | 580096.9278 | 1021531.8195 | 2422247.21 | 1.8358 | 2.4718 | 4.4899 | 2.292
4872 | Transmission Upgrades | Transmission Upgrades-69 kV-66603 | Transmission | 66603 |  | 115 |  | 3645500 | 2024 | 4165197.8706 | 5166875.2279 | 6624799.0202 | 519697.8706 | 1521375.2279 | 2979299.0202 | 1.1426 | 1.4173 | 1.8173 | 1.2925
16165 | Transmission Upgrades | Transmission Upgrades-69 kV-66840 | Transmission | 66840 |  | 34 |  | 1077800 | 2020 | 1420902.2552 | 2093853.8152 | 3942603.3129 | 343102.2552 | 1016053.8152 | 2864803.3129 | 1.3183 | 1.9427 | 3.658 | 1.7396
11479 | Transmission Upgrades | Transmission Upgrades-69 kV-66011 | Transmission | 66011 |  | 24 |  | 697400 | 2022 | 133690.5439 | 179674.6477 | 316156.0263 | -563709.4561 | -517725.3523 | -381243.9737 | 0.1917 | 0.25763 | 0.45334 | 0.23764
6827 | Transmission Upgrades | Transmission Upgrades-69 kV-66028 | Transmission | 66028 |  | 49 |  | 1538870 | 2022 | 503116.355 | 676012.547 | 1191493.047 | -1035753.645 | -862857.453 | -347376.953 | 0.32694 | 0.43929 | 0.77426 | 0.40538
19135 | Transmission Upgrades | Transmission Upgrades-69 kV-66043 | Transmission | 66043 |  | 33 |  | 1046100 | 2029 | 28612.5168 | 38651.2371 | 67815.7293 | -1017487.4832 | -1007448.7629 | -978284.2707 | 0.027352 | 0.036948 | 0.064827 | 0.033978
11938 | Transmission Upgrades | Transmission Upgrades-69 kV-66062 | Transmission | 66062 |  | 4 |  | 126800 | 2024 | 728992.0177 | 957584.1335 | 1654073.5867 | 602192.0177 | 830784.1335 | 1527273.5867 | 5.7491 | 7.5519 | 13.0447 | 7.0195
8629 | Transmission Upgrades | Transmission Upgrades-69 kV-66412 | Transmission | 66412 |  | 31 |  | 982700 | 2028 | 140470.4018 | 191422.4748 | 334733.9535 | -842229.5982 | -791277.5252 | -647966.0465 | 0.14294 | 0.19479 | 0.34063 | 0.17827
736 | Transmission Upgrades | Transmission Upgrades-69 kV-66837 | Transmission | 66837 |  | 16 |  | 507200 | 2029 | 9819.5596 | 13553.3602 | 23307.5833 | -497380.4404 | -493646.6398 | -483892.4167 | 0.01936 | 0.026722 | 0.045953 | 0.024228
476 | Transmission Upgrades | Transmission Upgrades-69 kV-66047 | Transmission | 66047 |  | 1 |  | 31700 | 2022 | 6172.2798 | 8396.7567 | 14708.893 | -25527.7202 | -23303.2433 | -16991.107 | 0.19471 | 0.26488 | 0.464 | 0.24269
14448 | Transmission Upgrades | Transmission Upgrades-69 kV-66415 | Transmission | 66415 |  | 10 |  | 317000 | 2021 | 196448.2912 | 267678.4487 | 468455.3357 | -120551.7088 | -49321.5513 | 151455.3357 | 0.61971 | 0.84441 | 1.4778 | 0.77293
4078 | Transmission Upgrades | Transmission Upgrades-69 kV-66088 | Transmission | 66088 |  | 22 |  | 697400 | 2029 | 43796.911 | 60656.7289 | 104011.356 | -653603.089 | -636743.2711 | -593388.644 | 0.0628 | 0.086976 | 0.14914 | 0.078687
2667 | Transmission Upgrades | Transmission Upgrades-69 kV-66656 | Transmission | 66656 |  | 51 |  | 1616700 | 2027 | 277951.3084 | 385535.9044 | 661113.4142 | -1338748.6916 | -1231164.0956 | -955586.5858 | 0.17193 | 0.23847 | 0.40893 | 0.21559
13487 | Transmission Upgrades | Transmission Upgrades-69 kV-67615 | Transmission | 67615 |  | 24 |  | 760800 | 2029 | 11453.4965 | 16066.7189 | 27324.6881 | -749346.5035 | -744733.2811 | -733475.3119 | 0.015055 | 0.021118 | 0.035916 | 0.01896
15561 | Transmission Upgrades | Transmission Upgrades-69 kV-66037 | Transmission | 66037 |  | 1 |  | 31700 | 2029 | 4.3434 | 5.9435 | 10.3349 | -31695.6566 | -31694.0565 | -31689.6651 | 0.00013701 | 0.00018749 | 0.00032602 | 0.00017106
1732 | Transmission Upgrades | Transmission Upgrades-69 kV-66056 | Transmission | 66056 |  | 1 |  | 31700 | 2029 | 5.2906 | 7.3272 | 12.5731 | -31694.7094 | -31692.6728 | -31687.4269 | 0.0001669 | 0.00023114 | 0.00039663 | 0.00020914
9550 | Transmission Upgrades | Transmission Upgrades-69 kV-66095 | Transmission | 66095 |  | 49 |  | 1553300 | 2026 | 319119.5268 | 442844.3963 | 759311.236 | -1234180.4732 | -1110455.6037 | -793988.764 | 0.20545 | 0.2851 | 0.48884 | 0.25768
5261 | Transmission Upgrades | Transmission Upgrades-69 kV-66831 | Transmission | 66831 |  | 3 |  | 95100 | 2024 | 194080.7762 | 264265.5032 | 462637.1415 | 98980.7762 | 169165.5032 | 367537.1415 | 2.0408 | 2.7788 | 4.8647 | 2.5446
9306 | Transmission Upgrades | Transmission Upgrades-69 kV-66842 | Transmission | 66842 |  | 2 |  | 63400 | 2024 | 75895.5336 | 103218.1765 | 180874.7879 | 12495.5336 | 39818.1765 | 117474.7879 | 1.1971 | 1.628 | 2.8529 | 1.492
12547 | Transmission Upgrades | Transmission Upgrades-69 kV-66653 | Transmission | 66653 |  | 98 |  | 3106600 | 2026 | 1399460.8986 | 1662618.7378 | 2325040.7502 | -1707139.1014 | -1443981.2622 | -781559.2498 | 0.45048 | 0.53519 | 0.74842 | 0.50569
446 | Transmission Upgrades | Transmission Upgrades-69 kV-66839 | Transmission | 66839 |  | 53 |  | 1680100 | 2028 | 215661.1455 | 293090.2164 | 513412.7866 | -1464438.8545 | -1387009.7836 | -1166687.2134 | 0.12836 | 0.17445 | 0.30558 | 0.15991
8832 | Transmission Upgrades | Transmission Upgrades-69 kV-66436 | Transmission | 66436 |  | 36 |  | 1077800 | 2023 | 2818840.325 | 3458746.2319 | 4478912.2265 | 1741040.325 | 2380946.2319 | 3401112.2265 | 2.6154 | 3.2091 | 4.1556 | 2.9475
10406 | Transmission Upgrades | Transmission Upgrades-69 kV-66832 | Transmission | 66832 |  | 101 |  | 3201700 | 2027 | 592910.3152 | 803574.0528 | 1430876.8392 | -2608789.6848 | -2398125.9472 | -1770823.1608 | 0.18519 | 0.25098 | 0.44691 | 0.2311
13966 | Substation Extreme Weather Protection | Substation Extreme Weather Protection-GANNON | Substations | Substation Extreme Weather Protection-GANNON |  |  |  | 6780000 | 2024 | 23698031.8227 | 33819943.9446 | 47958697.0133 | 16918031.8227 | 27039943.9446 | 41178697.0133 | 3.4953 | 4.9882 | 7.0736 | 4.301
14751 | Substation Extreme Weather Protection | Substation Extreme Weather Protection-HARBOUR ISLAND | Substations | Substation Extreme Weather Protection-HARBOUR ISLAND |  |  |  | 2490000 | 2025 | 5751271.9136 | 8931497.6289 | 13300498.4034 | 3261271.9136 | 6441497.6289 | 10810498.4034 | 2.3097 | 3.5869 | 5.3416 | 2.9961
8203 | Substation Extreme Weather Protection | Substation Extreme Weather Protection-PLANT AVENUE | Substations | Substation Extreme Weather Protection-PLANT AVENUE |  |  |  | 2526000 | 2025 | 5747129.2484 | 8158913.9605 | 11560610.3975 | 3221129.2484 | 5632913.9605 | 9034610.3975 | 2.2752 | 3.23 | 4.5766 | 2.7918
12458 | Substation Extreme Weather Protection | Substation Extreme Weather Protection-MARITIME | Substations | Substation Extreme Weather Protection-MARITIME |  |  |  | 2088000 | 2026 | 3077774.9152 | 4370538.322 | 6201142.6244 | 989774.9152 | 2282538.322 | 4113142.6244 | 1.474 | 2.0932 | 2.9699 | 1.8094
16509 | Substation Extreme Weather Protection | Substation Extreme Weather Protection-BAYCOURT | Substations | Substation Extreme Weather Protection-BAYCOURT |  |  |  | 2055000 | 2026 | 1998663.3995 | 3552040.5222 | 5211286.9699 | -56336.6005 | 1497040.5222 | 3156286.9699 | 0.97259 | 1.7285 | 2.5359 | 1.3557
3427 | Substation Extreme Weather Protection | Substation Extreme Weather Protection-SKYWAY | Substations | Substation Extreme Weather Protection-SKYWAY |  |  |  | 2292000 | 2027 | 2076082.9827 | 2894156.5437 | 4752292.5894 | -215917.0173 | 602156.5437 | 2460292.5894 | 0.9058 | 1.2627 | 2.0734 | 1.1296
18334 | Substation Extreme Weather Protection | Substation Extreme Weather Protection-MCKAY BAY COGEN | Substations | Substation Extreme Weather Protection-MCKAY BAY COGEN |  |  |  | 474000 | 2027 | 176509.3229 | 682347.6296 | 1367621.5493 | -297490.6771 | 208347.6296 | 893621.5493 | 0.37238 | 1.4396 | 2.8853 | 0.94382
3104 | Substation Extreme Weather Protection | Substation Extreme Weather Protection-BIG BEND SOLAR | Substations | Substation Extreme Weather Protection-BIG BEND SOLAR |  |  |  | 672000 | 2027 | 256174.6144 | 945530.4087 | 1897965.3715 | -415825.3856 | 273530.4087 | 1225965.3715 | 0.38121 | 1.407 | 2.8244 | 0.93327
5548 | Substation Extreme Weather Protection | Substation Extreme Weather Protection-ROCKY CREEK | Substations | Substation Extreme Weather Protection-ROCKY CREEK |  |  |  | 2406000 | 2027 | 1524769.0969 | 2647655.9427 | 4970030.9538 | -881230.9031 | 241655.9427 | 2564030.9538 | 0.63374 | 1.1004 | 2.0657 | 0.91694
11202 | Substation Extreme Weather Protection | Substation Extreme Weather Protection-JACKSON ROAD | Substations | Substation Extreme Weather Protection-JACKSON ROAD |  |  |  | 4470000 | 2028 | 2808835.3173 | 4568076.5829 | 8319167.8656 | -1661164.6827 | 98076.5829 | 3849167.8656 | 0.62837 | 1.0219 | 1.8611 | 0.86972
5181 | Substation Extreme Weather Protection | Substation Extreme Weather Protection-FIRST STREET | Substations | Substation Extreme Weather Protection-FIRST STREET |  |  |  | 2406000 | 2029 | 1361154.098 | 2452785.547 | 4727404.5549 | -1044845.902 | 46785.547 | 2321404.5549 | 0.56573 | 1.0194 | 1.9648 | 0.84176
11363 | Substation Extreme Weather Protection | Substation Extreme Weather Protection-SOUTH GIBSONTON | Substations | Substation Extreme Weather Protection-SOUTH GIBSONTON |  |  |  | 3771000 | 0 | 2027807.0737 | 2817208.3119 | 5440955.8036 | -1743192.9263 | -953791.6881 | 1669955.8036 | 0.53774 | 0.74707 | 1.4428 | 0.69105
16380 | Substation Extreme Weather Protection | Substation Extreme Weather Protection-PORT SUTTON | Substations | Substation Extreme Weather Protection-PORT SUTTON |  |  |  | 1950000 | 0 | 862114.9497 | 1229134.3797 | 2174104.6413 | -1087885.0503 | -720865.6203 | 224104.6413 | 0.44211 | 0.63033 | 1.1149 | 0.56586
3894 | Substation Extreme Weather Protection | Substation Extreme Weather Protection-DOUBLE BRANCH | Substations | Substation Extreme Weather Protection-DOUBLE BRANCH |  |  |  | 2370000 | 0 | 932424.5661 | 1406937.4143 | 2769871.5095 | -1437575.4339 | -963062.5857 | 399871.5095 | 0.39343 | 0.59364 | 1.1687 | 0.53102
8878 | Substation Extreme Weather Protection | Substation Extreme Weather Protection-WOODLANDS | Substations | Substation Extreme Weather Protection-WOODLANDS |  |  |  | 1490000 | 0 | 567885.4062 | 873641.1746 | 1858759.9077 | -922114.5938 | -616358.8254 | 368759.9077 | 0.38113 | 0.58634 | 1.2475 | 0.52933
654 | Substation Extreme Weather Protection | Substation Extreme Weather Protection-MEADOW PARK | Substations | Substation Extreme Weather Protection-MEADOW PARK |  |  |  | 2445000 | 0 | 787340.1127 | 1535913.6146 | 3030585.2956 | -1657659.8873 | -909086.3854 | 585585.2956 | 0.32202 | 0.62819 | 1.2395 | 0.50562
10069 | Substation Extreme Weather Protection | Substation Extreme Weather Protection-MANHATTAN | Substations | Substation Extreme Weather Protection-MANHATTAN |  |  |  | 2115000 | 0 | 718131.7673 | 1209344.7129 | 2484611.7396 | -1396868.2327 | -905655.2871 | 369611.7396 | 0.33954 | 0.57179 | 1.1748 | 0.49274
11960 | Substation Extreme Weather Protection | Substation Extreme Weather Protection-MADISON | Substations | Substation Extreme Weather Protection-MADISON |  |  |  | 1510000 | 0 | 527581.8418 | 796455.8066 | 1697621.6746 | -982418.1582 | -713544.1934 | 187621.6746 | 0.34939 | 0.52745 | 1.1243 | 0.4803
11230 | Substation Extreme Weather Protection | Substation Extreme Weather Protection-GIBSONTON | Substations | Substation Extreme Weather Protection-GIBSONTON |  |  |  | 900000 | 0 | 264933.0409 | 482914.9217 | 1012161.9602 | -635066.9591 | -417085.0783 | 112161.9602 | 0.29437 | 0.53657 | 1.1246 | 0.45006
2688 | Substation Extreme Weather Protection | Substation Extreme Weather Protection-CYPRESS STREET | Substations | Substation Extreme Weather Protection-CYPRESS STREET |  |  |  | 1980000 | 0 | 681855.5332 | 944891.531 | 1761364.3967 | -1298144.4668 | -1035108.469 | -218635.6033 | 0.34437 | 0.47722 | 0.88958 | 0.43875
6659 | Substation Extreme Weather Protection | Substation Extreme Weather Protection-GEORGE ROAD | Substations | Substation Extreme Weather Protection-GEORGE ROAD |  |  |  | 1630000 | 0 | 472528.7997 | 741640.4559 | 1554187.818 | -1157471.2003 | -888359.5441 | -75812.182 | 0.28989 | 0.45499 | 0.95349 | 0.40578
18824 | Substation Extreme Weather Protection | Substation Extreme Weather Protection-TWELFTH AVENUE | Substations | Substation Extreme Weather Protection-TWELFTH AVENUE |  |  |  | 2982000 | 0 | 804097.5439 | 1424262.7343 | 2768674.3079 | -2177902.4561 | -1557737.2657 | -213325.6921 | 0.26965 | 0.47762 | 0.92846 | 0.39792
13481 | Substation Extreme Weather Protection | Substation Extreme Weather Protection-HIMES | Substations | Substation Extreme Weather Protection-HIMES |  |  |  | 3080000 | 0 | 880768.3631 | 1177551.6911 | 2400026.7301 | -2199231.6369 | -1902448.3089 | -679973.2699 | 0.28596 | 0.38232 | 0.77923 | 0.3642
1939 | Substation Extreme Weather Protection | Substation Extreme Weather Protection-EL PRADO | Substations | Substation Extreme Weather Protection-EL PRADO |  |  |  | 2040000 | 0 | 525964.156 | 847873.4425 | 1690807.0105 | -1514035.844 | -1192126.5575 | -349192.9895 | 0.25783 | 0.41562 | 0.82883 | 0.36227
8899 | Substation Extreme Weather Protection | Substation Extreme Weather Protection-WASHINGTON STREET | Substations | Substation Extreme Weather Protection-WASHINGTON STREET |  |  |  | 930000 | 0 | 277953.3516 | 356320.4286 | 610631.7923 | -652046.6484 | -573679.5714 | -319368.2077 | 0.29887 | 0.38314 | 0.65659 | 0.35993
9407 | Substation Extreme Weather Protection | Substation Extreme Weather Protection-MILLER MAC | Substations | Substation Extreme Weather Protection-MILLER MAC |  |  |  | 2490000 | 0 | 549989.076 | 1003064.6488 | 1958203.563 | -1940010.924 | -1486935.3512 | -531796.437 | 0.22088 | 0.40284 | 0.78643 | 0.33202
17049 | Substation Extreme Weather Protection | Substation Extreme Weather Protection-HOOKERS POINT | Substations | Substation Extreme Weather Protection-HOOKERS POINT |  |  |  | 6720000 | 0 | 1577309.5531 | 2238115.5459 | 3639863.1432 | -5142690.4469 | -4481884.4541 | -3080136.8568 | 0.23472 | 0.33305 | 0.54165 | 0.29491
11330 | Substation Extreme Weather Protection | Substation Extreme Weather Protection-MACDILL | Substations | Substation Extreme Weather Protection-MACDILL |  |  |  | 3000000 | 0 | 638300.8432 | 894655.8012 | 1612671.4987 | -2361699.1568 | -2105344.1988 | -1387328.5013 | 0.21277 | 0.29822 | 0.53756 | 0.27088
8128 | Substation Extreme Weather Protection | Substation Extreme Weather Protection-DESAL | Substations | Substation Extreme Weather Protection-DESAL |  |  |  | 2220000 | 0 | 331998.3677 | 469377.9501 | 769992.7358 | -1888001.6323 | -1750622.0499 | -1450007.2642 | 0.14955 | 0.21143 | 0.34684 | 0.18784
1214 | Substation Extreme Weather Protection | Substation Extreme Weather Protection-GRAY STREET | Substations | Substation Extreme Weather Protection-GRAY STREET |  |  |  | 1700000 | 0 | 238160.1848 | 310892.7713 | 571057.5659 | -1461839.8152 | -1389107.2287 | -1128942.4341 | 0.14009 | 0.18288 | 0.33592 | 0.17251
8783 | Substation Extreme Weather Protection | Substation Extreme Weather Protection-BIG BEND | Substations | Substation Extreme Weather Protection-BIG BEND |  |  |  | 6549000 | 0 | 348883.6763 | 1337620.7869 | 2681677.4206 | -6200116.3237 | -5211379.2131 | -3867322.5794 | 0.053273 | 0.20425 | 0.40948 | 0.13419
17507 | Substation Extreme Weather Protection | Substation Extreme Weather Protection-ESTUARY | Substations | Substation Extreme Weather Protection-ESTUARY |  |  |  | 622500 | 0 | 65242.4829 | 88590.077 | 171806.6645 | -557257.5171 | -533909.923 | -450693.3355 | 0.10481 | 0.14231 | 0.27599 | 0.13318
2968 | Substation Extreme Weather Protection | Substation Extreme Weather Protection-GANNON BAYSIDE GENERATION | Substations | Substation Extreme Weather Protection-GANNON BAYSIDE GENERATION |  |  |  | 36870000 | 0 | 2359080.1223 | 6907721.1743 | 10085308.1961 | -34510919.8777 | -29962278.8257 | -26784691.8039 | 0.063984 | 0.18735 | 0.27354 | 0.12195
3138 | Substation Extreme Weather Protection | Substation Extreme Weather Protection-LOIS AVENUE | Substations | Substation Extreme Weather Protection-LOIS AVENUE |  |  |  | 1297500 | 0 | 76734.0744 | 101036.7747 | 194484.451 | -1220765.9256 | -1196463.2253 | -1103015.549 | 0.05914 | 0.07787 | 0.14989 | 0.073834
14547 | Substation Extreme Weather Protection | Substation Extreme Weather Protection-GRANADA | Substations | Substation Extreme Weather Protection-GRANADA |  |  |  | 1245000 | 0 | 59326.7459 | 99500.3965 | 200820.4969 | -1185673.2541 | -1145499.6035 | -1044179.5031 | 0.047652 | 0.07992 | 0.1613 | 0.068697
18696 | Substation Extreme Weather Protection | Substation Extreme Weather Protection-ELEVENTH AVENUE | Substations | Substation Extreme Weather Protection-ELEVENTH AVENUE |  |  |  | 3600000 | 0 | 134496.7232 | 172553.1456 | 305462.6153 | -3465503.2768 | -3427446.8544 | -3294537.3847 | 0.03736 | 0.047931 | 0.084851 | 0.045281
17662 | Substation Extreme Weather Protection | Substation Extreme Weather Protection-SHELDON ROAD | Substations | Substation Extreme Weather Protection-SHELDON ROAD |  |  |  | 3589500 | 0 | 113160.1446 | 147786.0533 | 255689.8171 | -3476339.8554 | -3441713.9467 | -3333810.1829 | 0.031525 | 0.041172 | 0.071233 | 0.03839
4842 | Substation Extreme Weather Protection | Substation Extreme Weather Protection-THIRD AVENUE | Substations | Substation Extreme Weather Protection-THIRD AVENUE |  |  |  | 1014000 | 0 | 22155.3628 | 28769.8134 | 53665.8027 | -991844.6372 | -985230.1866 | -960334.1973 | 0.021849 | 0.028373 | 0.052925 | 0.026914
13698 | Substation Extreme Weather Protection | Substation Extreme Weather Protection-BIG BEND POWER PLANT | Substations | Substation Extreme Weather Protection-BIG BEND POWER PLANT |  |  |  | 45780000 | 0 | 421336.828 | 1587819.5787 | 3185052.3605 | -45358663.172 | -44192180.4213 | -42594947.6395 | 0.0092035 | 0.034684 | 0.069573 | 0.022885
887 | Substation Extreme Weather Protection | Substation Extreme Weather Protection-MASSARO | Substations | Substation Extreme Weather Protection-MASSARO |  |  |  | 805500 | 0 | 13097.2848 | 17082.0192 | 29508.5932 | -792402.7152 | -788417.9808 | -775991.4068 | 0.01626 | 0.021207 | 0.036634 | 0.019781
9626 | Substation Extreme Weather Protection | Substation Extreme Weather Protection-ORIENT PARK | Substations | Substation Extreme Weather Protection-ORIENT PARK |  |  |  | 1104000 | 0 | 17136.9904 | 22625.1182 | 39567.2671 | -1086863.0096 | -1081374.8818 | -1064432.7329 | 0.015523 | 0.020494 | 0.03584 | 0.019046
13763 | Substation Extreme Weather Protection | Substation Extreme Weather Protection-MARION STREET | Substations | Substation Extreme Weather Protection-MARION STREET |  |  |  | 1473000 | 0 | 20331.1736 | 28472.5427 | 49964.1371 | -1452668.8264 | -1444527.4573 | -1423035.8629 | 0.013803 | 0.01933 | 0.03392 | 0.017472
17083 | Substation Extreme Weather Protection | Substation Extreme Weather Protection-RUSKIN | Substations | Substation Extreme Weather Protection-RUSKIN |  |  |  | 2863500 | 0 | 23664.9134 | 33069.045 | 58465.4846 | -2839835.0866 | -2830430.955 | -2805034.5154 | 0.0082643 | 0.011548 | 0.020417 | 0.010465
15930 | Substation Extreme Weather Protection | Substation Extreme Weather Protection-HYDE PARK | Substations | Substation Extreme Weather Protection-HYDE PARK |  |  |  | 960000 | 0 | 7834.913 | 10493.1226 | 18329.5942 | -952165.087 | -949506.8774 | -941670.4058 | 0.0081614 | 0.01093 | 0.019093 | 0.010085
2581 | Substation Extreme Weather Protection | Substation Extreme Weather Protection-ROME AVENUE | Substations | Substation Extreme Weather Protection-ROME AVENUE |  |  |  | 1005000 | 0 | 5376.2332 | 7503.6021 | 13318.387 | -999623.7668 | -997496.3979 | -991681.613 | 0.0053495 | 0.0074663 | 0.013252 | 0.0067748
12858 | Substation Extreme Weather Protection | Substation Extreme Weather Protection-PLYMOUTH STREET | Substations | Substation Extreme Weather Protection-PLYMOUTH STREET |  |  |  | 1125000 | 0 | 5129.8474 | 6954.8136 | 12218.872 | -1119870.1526 | -1118045.1864 | -1112781.128 | 0.0045599 | 0.0061821 | 0.010861 | 0.0056767
1151 | Substation Extreme Weather Protection | Substation Extreme Weather Protection-MATANZAS | Substations | Substation Extreme Weather Protection-MATANZAS |  |  |  | 1419000 | 0 | 6105.4161 | 8160.924 | 14284.2074 | -1412894.5839 | -1410839.076 | -1404715.7926 | 0.0043026 | 0.0057512 | 0.010066 | 0.0053136
19771 | Substation Extreme Weather Protection | Substation Extreme Weather Protection-WESTCHASE | Substations | Substation Extreme Weather Protection-WESTCHASE |  |  |  | 1465500 | 0 | 5967.9492 | 7939.2387 | 14070.8872 | -1459532.0508 | -1457560.7613 | -1451429.1128 | 0.0040723 | 0.0054174 | 0.0096014 | 0.0050287
271 | Substation Extreme Weather Protection | Substation Extreme Weather Protection-BOYSCOUT | Substations | Substation Extreme Weather Protection-BOYSCOUT |  |  |  | 1520000 | 0 | 1895.1456 | 7845.2558 | 15690.5117 | -1518104.8544 | -1512154.7442 | -1504309.4883 | 0.0012468 | 0.0051614 | 0.010323 | 0.0033288
14834 | Substation Extreme Weather Protection | Substation Extreme Weather Protection-SEVENTY EIGHTH STREET | Substations | Substation Extreme Weather Protection-SEVENTY EIGHTH STREET |  |  |  | 910500 | 0 | 2397.8326 | 3205.6593 | 5594.2879 | -908102.1674 | -907294.3407 | -904905.7121 | 0.0026335 | 0.0035208 | 0.0061442 | 0.0032508
9532 | Substation Extreme Weather Protection | Substation Extreme Weather Protection-FAIRGROUNDS | Substations | Substation Extreme Weather Protection-FAIRGROUNDS |  |  |  | 1425000 | 0 | 2075.4246 | 2895.7018 | 5097.4311 | -1422924.5754 | -1422104.2982 | -1419902.5689 | 0.0014564 | 0.0020321 | 0.0035771 | 0.0018412
15944 | Substation Extreme Weather Protection | Substation Extreme Weather Protection-EAST BAY | Substations | Substation Extreme Weather Protection-EAST BAY |  |  |  | 1162500 | 0 | 845.3628 | 1087.6559 | 1818.1921 | -1161654.6372 | -1161412.3441 | -1160681.8079 | 0.00072719 | 0.00093562 | 0.001564 | 0.00087341
18504 | Substation Extreme Weather Protection | Substation Extreme Weather Protection-STATE ROAD 60 | Substations | Substation Extreme Weather Protection-STATE ROAD 60 |  |  |  | 2385000 | 0 | 894.3286 | 1149.8794 | 1916.5946 | -2384105.6714 | -2383850.1206 | -2383083.4054 | 0.00037498 | 0.00048213 | 0.0008036 | 0.00044999
19296 | Substation Extreme Weather Protection | Substation Extreme Weather Protection-PATTERSON ROAD | Substations | Substation Extreme Weather Protection-PATTERSON ROAD |  |  |  | 967500 | 0 | 277.3633 | 356.7091 | 595.1357 | -967222.6367 | -967143.2909 | -966904.8643 | 0.00028668 | 0.00036869 | 0.00061513 | 0.00034413
4331 | Substation Extreme Weather Protection | Substation Extreme Weather Protection-GULF CITY | Substations | Substation Extreme Weather Protection-GULF CITY |  |  |  | 1417500 | 0 | 197.1666 | 253.6651 | 423.8093 | -1417302.8334 | -1417246.3349 | -1417076.1907 | 0.00013909 | 0.00017895 | 0.00029898 | 0.00016704
1511 | Substation Extreme Weather Protection | Substation Extreme Weather Protection-MILLPOINT | Substations | Substation Extreme Weather Protection-MILLPOINT |  |  |  | 1362000 | 0 | 0 | 0 | 0 | -1362000 | -1362000 | -1362000 | 0 | 0 | 0 | 0
19089 | Substation Extreme Weather Protection | Substation Extreme Weather Protection-INTERBAY | Substations | Substation Extreme Weather Protection-INTERBAY |  |  |  | 2440000 | 0 | 0 | 0 | 0 | -2440000 | -2440000 | -2440000 | 0 | 0 | 0 | 0
6905 | Substation Extreme Weather Protection | Substation Extreme Weather Protection-NATIONAL GYPSUM | Substations | Substation Extreme Weather Protection-NATIONAL GYPSUM |  |  |  | 630000 | 0 | 0 | 0 | 0 | -630000 | -630000 | -630000 | 0 | 0 | 0 | 0
15294 | Substation Extreme Weather Protection | Substation Extreme Weather Protection-GATX | Substations | Substation Extreme Weather Protection-GATX |  |  |  | 422000 | 0 | 0 | 0 | 0 | -422000 | -422000 | -422000 | 0 | 0 | 0 | 0
17046 | Site Access | Site Access-230008 | Site Access | Site Access-230008 |  |  |  | 63644 | 2021 | 816472.4618 | 1026138.4372 | 1526369.5911 | 752828.4618 | 962494.4372 | 1462725.5911 | 12.8287 | 16.1231 | 23.9829 | 14.9325
11453 | Site Access | Site Access-230623 | Site Access | Site Access-230623 |  |  |  | 186840 | 2021 | 2328232.64 | 3060944.9187 | 4498449.8677 | 2141392.64 | 2874104.9187 | 4311609.8677 | 12.4611 | 16.3827 | 24.0765 | 14.7991
17653 | Site Access | Site Access-Proposed Bridge P | Site Access | Site Access-Proposed Bridge P |  |  |  | 293766 | 2021 | 3304050.4174 | 4550360.3163 | 6341210.0414 | 3010284.4174 | 4256594.3163 | 6047444.0414 | 11.2472 | 15.4897 | 21.5859 | 13.5538
9119 | Site Access | Site Access-HAMPTON SUBSTATION | Site Access | Site Access-HAMPTON SUBSTATION |  |  |  | 237263 | 2021 | 2266488.5126 | 2987611.8096 | 4430465.3954 | 2029225.5126 | 2750348.8096 | 4193202.3954 | 9.5526 | 12.592 | 18.6732 | 11.3765
17732 | Site Access | Site Access-230033 | Site Access | Site Access-230033 |  |  |  | 98328 | 2021 | 920429.426 | 1292857.2417 | 1685295.6446 | 822101.426 | 1194529.2417 | 1586967.6446 | 9.3608 | 13.1484 | 17.1395 | 11.275
4737 | Site Access | Site Access-MORRIS BRIDGE RD | Site Access | Site Access-MORRIS BRIDGE RD |  |  |  | 233352 | 2021 | 1714889.2076 | 2969065.804 | 3950193.7235 | 1481537.2076 | 2735713.804 | 3716841.7235 | 7.3489 | 12.7235 | 16.928 | 9.9192
18829 | Site Access | Site Access-66007 | Site Access | Site Access-66007 |  |  |  | 108787 | 2021 | 875728.0288 | 1284251.6192 | 1647042.3422 | 766941.0288 | 1175464.6192 | 1538255.3422 | 8.0499 | 11.8052 | 15.1401 | 9.8855
19086 | Site Access | Site Access-66839 | Site Access | Site Access-66839 |  |  |  | 215902 | 2022 | 1656715.2565 | 2052074.101 | 2876101.1431 | 1440813.2565 | 1836172.101 | 2660199.1431 | 7.6735 | 9.5047 | 13.3213 | 8.7876
3314 | Site Access | Site Access-230037 | Site Access | Site Access-230037 |  |  |  | 134157 | 2021 | 973535.0744 | 1330284.8416 | 1736419.35 | 839378.0744 | 1196127.8416 | 1602262.35 | 7.2567 | 9.9159 | 12.9432 | 8.6231
6819 | Site Access | Site Access-230606 | Site Access | Site Access-230606 |  |  |  | 160007 | 2022 | 1034921.7031 | 1374012.9588 | 1901851.1028 | 874914.7031 | 1214005.9588 | 1741844.1028 | 6.468 | 8.5872 | 11.886 | 7.6456
9169 | Site Access | Site Access-COLUMBUS DRIVE #2 | Site Access | Site Access-COLUMBUS DRIVE #2 |  |  |  | 289738 | 2022 | 1376542.765 | 1676973.3177 | 2427947.4486 | 1086804.765 | 1387235.3177 | 2138209.4486 | 4.751 | 5.7879 | 8.3798 | 5.4249
2022 | Site Access | Site Access-WEST OF FORBES RD | Site Access | Site Access-WEST OF FORBES RD |  |  |  | 249335 | 2022 | 971808.6216 | 1263319.304 | 1734467.5772 | 722473.6216 | 1013984.304 | 1485132.5772 | 3.8976 | 5.0668 | 6.9564 | 4.5542
849 | Site Access | Site Access-COLUMBUS DRIVE #1 | Site Access | Site Access-COLUMBUS DRIVE #1 |  |  |  | 289738 | 2022 | 1122116.7613 | 1462077.9942 | 1998391.9964 | 832378.7613 | 1172339.9942 | 1708653.9964 | 3.8729 | 5.0462 | 6.8972 | 4.5273
3167 | Site Access | Site Access-TAMPA PALMS #1 | Site Access | Site Access-TAMPA PALMS #1 |  |  |  | 245311 | 2022 | 846912.5241 | 1272125.2064 | 1586412.8862 | 601601.5241 | 1026814.2064 | 1341101.8862 | 3.4524 | 5.1858 | 6.4669 | 4.2739
1481 | Site Access | Site Access-19TH AV NE | Site Access | Site Access-19TH AV NE |  |  |  | 201132 | 2023 | 718071.2201 | 905287.3518 | 1266157.6469 | 516939.2201 | 704155.3518 | 1065025.6469 | 3.5701 | 4.501 | 6.2952 | 4.1219
11597 | Site Access | Site Access-EAST OF SYDNEY WASHER RD | Site Access | Site Access-EAST OF SYDNEY WASHER RD |  |  |  | 297624 | 2023 | 979850.5003 | 1314244.4574 | 1848410.402 | 682226.5003 | 1016620.4574 | 1550786.402 | 3.2922 | 4.4158 | 6.2106 | 3.9211
2101 | Site Access | Site Access-TAMPA PALMS #3 | Site Access | Site Access-TAMPA PALMS #3 |  |  |  | 293766 | 2023 | 953916.0651 | 1309440.138 | 1711718.1767 | 660150.0651 | 1015674.138 | 1417952.1767 | 3.2472 | 4.4574 | 5.8268 | 3.8682
3288 | Site Access | Site Access-Proposed Bridge M | Site Access | Site Access-Proposed Bridge M |  |  |  | 483060 | 2023 | 1590659.0282 | 1991152.9173 | 2797866.798 | 1107599.0282 | 1508092.9173 | 2314806.798 | 3.2929 | 4.122 | 5.792 | 3.7915
16995 | Site Access | Site Access-66016 | Site Access | Site Access-66016 |  |  |  | 94248 | 2025 | 298000.2899 | 411052.6503 | 551028.8482 | 203752.2899 | 316804.6503 | 456780.8482 | 3.1619 | 4.3614 | 5.8466 | 3.7902
18365 | Site Access | Site Access-BAYSIDE STATION | Site Access | Site Access-BAYSIDE STATION |  |  |  | 237380 | 2023 | 752124.152 | 1034934.4132 | 1372538.2447 | 514744.152 | 797554.4132 | 1135158.2447 | 3.1684 | 4.3598 | 5.782 | 3.7872
2091 | Site Access | Site Access-230020 | Site Access | Site Access-230020 |  |  |  | 730669 | 2024 | 2090930.8604 | 3355145.9221 | 4382946.2778 | 1360261.8604 | 2624476.9221 | 3652277.2778 | 2.8617 | 4.5919 | 5.9985 | 3.6944
13527 | Site Access | Site Access-TAMPA PALMS #2 | Site Access | Site Access-TAMPA PALMS #2 |  |  |  | 317745 | 2024 | 993980.8006 | 1315191.7969 | 1742234.4213 | 676235.8006 | 997446.7969 | 1424489.4213 | 3.1282 | 4.1391 | 5.4831 | 3.667
7055 | Site Access | Site Access-66830 | Site Access | Site Access-66830 |  |  |  | 17547 | 2024 | 52290.0947 | 64082.504 | 89241.377 | 34743.0947 | 46535.504 | 71694.377 | 2.98 | 3.652 | 5.0858 | 3.3922
14104 | Site Access | Site Access-BLOUNT RD | Site Access | Site Access-BLOUNT RD |  |  |  | 470661 | 2024 | 1281375.8049 | 1846552.4853 | 2666323.6461 | 810714.8049 | 1375891.4853 | 2195662.6461 | 2.7225 | 3.9233 | 5.6651 | 3.377
10747 | Site Access | Site Access-TAMPA PALMS #4 | Site Access | Site Access-TAMPA PALMS #4 |  |  |  | 325986 | 2025 | 905017.9366 | 1279707.3197 | 1671281.2406 | 579031.9366 | 953721.3197 | 1345295.2406 | 2.7762 | 3.9257 | 5.1268 | 3.3561
19170 | Site Access | Site Access-66035 | Site Access | Site Access-66035 |  |  |  | 201196 | 2025 | 548831.6765 | 747931.0727 | 968293.0836 | 347635.6765 | 546735.0727 | 767097.0836 | 2.7278 | 3.7174 | 4.8127 | 3.2332
1226 | Site Access | Site Access-230612 | Site Access | Site Access-230612 |  |  |  | 590294 | 2025 | 1518949.9276 | 2105281.9548 | 2882096.9434 | 928655.9276 | 1514987.9548 | 2291802.9434 | 2.5732 | 3.5665 | 4.8825 | 3.1021
3905 | Site Access | Site Access-66833 | Site Access | Site Access-66833 |  |  |  | 1507974 | 2027 | 3985264.8093 | 5233627.453 | 7127150.6095 | 2477290.8093 | 3725653.453 | 5619176.6095 | 2.6428 | 3.4706 | 4.7263 | 3.0995
9734 | Site Access | Site Access-C.R. 542 | Site Access | Site Access-C.R. 542 |  |  |  | 313903 | 2026 | 805527.6624 | 1016690.704 | 1514602.8042 | 491624.6624 | 702787.704 | 1200699.8042 | 2.5662 | 3.2389 | 4.8251 | 2.9939
8204 | Site Access | Site Access-230007 | Site Access | Site Access-230007 |  |  |  | 480023 | 2027 | 1207938.0171 | 1531806.9423 | 2087026.8389 | 727915.0171 | 1051783.9423 | 1607003.8389 | 2.5164 | 3.1911 | 4.3478 | 2.902
17344 | Site Access | Site Access-66033 | Site Access | Site Access-66033 |  |  |  | 136359 | 2028 | 280958.4298 | 343829.1343 | 471253.2357 | 144599.4298 | 207470.1343 | 334894.2357 | 2.0604 | 2.5215 | 3.456 | 2.3383
15697 | Site Access | Site Access-230006 | Site Access | Site Access-230006 |  |  |  | 906547 | 2027 | 1688366.866 | 2024854.5387 | 2801599.3426 | 781819.866 | 1118307.5387 | 1895052.3426 | 1.8624 | 2.2336 | 3.0904 | 2.0966
8683 | Site Access | Site Access-66055 | Site Access | Site Access-66055 |  |  |  | 1115606 | 2028 | 1974357.6953 | 2397103.734 | 3261263.2879 | 858751.6953 | 1281497.734 | 2145657.2879 | 1.7698 | 2.1487 | 2.9233 | 1.9988
19055 | Site Access | Site Access-66046 | Site Access | Site Access-66046 |  |  |  | 439658 | 2028 | 621998.2313 | 920935.6931 | 1175465.4442 | 182340.2313 | 481277.6931 | 735807.4442 | 1.4147 | 2.0947 | 2.6736 | 1.7446
18559 | Site Access | Site Access-Proposed Bridge A | Site Access | Site Access-Proposed Bridge A |  |  |  | 503198 | 2029 | 731437.2537 | 909844.8883 | 1305812.0741 | 228239.2537 | 406646.8883 | 802614.0741 | 1.4536 | 1.8081 | 2.595 | 1.6741
18731 | Site Access | Site Access-66001 | Site Access | Site Access-66001 |  |  |  | 192841 | 2029 | 241537.8746 | 354419.7231 | 442080.6559 | 48696.8746 | 161578.7231 | 249239.6559 | 1.2525 | 1.8379 | 2.2925 | 1.5321
9822 | Site Access | Site Access-230401 | Site Access | Site Access-230401 |  |  |  | 891004 | 0 | 1171371.5769 | 1498868.0874 | 1968244.3609 | 280367.5769 | 607864.0874 | 1077240.3609 | 1.3147 | 1.6822 | 2.209 | 1.5144
17863 | Site Access | Site Access-67051 | Site Access | Site Access-67051 |  |  |  | 698507 | 2029 | 910545.7859 | 1100572.0882 | 1500187.2861 | 212038.7859 | 402065.0882 | 801680.2861 | 1.3036 | 1.5756 | 2.1477 | 1.4696
9437 | Site Access | Site Access-66838 | Site Access | Site Access-66838 |  |  |  | 212728 | 0 | 235729.8698 | 353789.568 | 441270.9669 | 23001.8698 | 141061.568 | 228542.9669 | 1.1081 | 1.6631 | 2.0743 | 1.3712
12602 | Site Access | Site Access-138004 | Site Access | Site Access-138004 |  |  |  | 811806 | 0 | 915840.2321 | 1195845.8631 | 1558487.201 | 104034.2321 | 384039.8631 | 746681.201 | 1.1282 | 1.4731 | 1.9198 | 1.3108
8321 | Site Access | Site Access-66002 | Site Access | Site Access-66002 |  |  |  | 1293743 | 0 | 1364457.9932 | 1603238.9251 | 2151009.7919 | 70714.9932 | 309495.9251 | 857266.7919 | 1.0547 | 1.2392 | 1.6626 | 1.1708
9209 | Site Access | Site Access-66098 | Site Access | Site Access-66098 |  |  |  | 2616898 | 0 | 2652261.5364 | 3164624.2073 | 4025838.839 | 35363.5364 | 547726.2073 | 1408940.839 | 1.0135 | 1.2093 | 1.5384 | 1.1247
13315 | Site Access | Site Access-66095 | Site Access | Site Access-66095 |  |  |  | 2029683 | 0 | 2039602.1102 | 2417228.9337 | 3268443.0988 | 9919.1102 | 387545.9337 | 1238760.0988 | 1.0049 | 1.1909 | 1.6103 | 1.1212
17835 | Site Access | Site Access-Proposed Bridge N | Site Access | Site Access-Proposed Bridge N |  |  |  | 241408 | 0 | 207016.1241 | 325223.139 | 411928.9744 | -34391.8759 | 83815.139 | 170520.9744 | 0.85754 | 1.3472 | 1.7064 | 1.0893
7435 | Site Access | Site Access-66034 | Site Access | Site Access-66034 |  |  |  | 1572645 | 0 | 1448561.8512 | 1704575.6616 | 2257741.02 | -124083.1488 | 131930.6616 | 685096.02 | 0.9211 | 1.0839 | 1.4356 | 1.0214
7721 | Site Access | Site Access-66658 | Site Access | Site Access-66658 |  |  |  | 1981556 | 0 | 1813949.2269 | 2061454.576 | 2467078.4614 | -167606.7731 | 79898.576 | 485522.4614 | 0.91542 | 1.0403 | 1.245 | 0.98585
7242 | Site Access | Site Access-66426 | Site Access | Site Access-66426 |  |  |  | 4284960 | 0 | 3149773.0069 | 3737082.0895 | 4631652.6414 | -1135186.9931 | -547877.9105 | 346692.6414 | 0.73508 | 0.87214 | 1.0809 | 0.81078
2424 | Site Access | Site Access-230608 | Site Access | Site Access-230608 |  |  |  | 2228001 | 0 | 1544305.7737 | 1869901.4785 | 2404168.5836 | -683695.2263 | -358099.5215 | 176167.5836 | 0.69314 | 0.83927 | 1.0791 | 0.77557
2642 | Site Access | Site Access-66051 | Site Access | Site Access-66051 |  |  |  | 650548 | 0 | 434850.3206 | 537984.4844 | 694663.369 | -215697.6794 | -112563.5156 | 44115.369 | 0.66844 | 0.82697 | 1.0678 | 0.75593
5828 | Site Access | Site Access-66436 | Site Access | Site Access-66436 |  |  |  | 2657671 | 0 | 1772350.8073 | 2140637.6088 | 2681864.2556 | -885320.1927 | -517033.3912 | 24193.2556 | 0.66688 | 0.80546 | 1.0091 | 0.74268
18909 | Site Access | Site Access-66419 | Site Access | Site Access-66419 |  |  |  | 5234463 | 0 | 3704470.3662 | 4000540.4628 | 4333187.2282 | -1529992.6338 | -1233922.5372 | -901275.7718 | 0.70771 | 0.76427 | 0.82782 | 0.73669
3732 | Site Access | Site Access-66603 | Site Access | Site Access-66603 |  |  |  | 3111033 | 0 | 1871054.5077 | 2193154.5505 | 2712543.1398 | -1239978.4923 | -917878.4495 | -398489.8602 | 0.60143 | 0.70496 | 0.87191 | 0.65953
9225 | Site Access | Site Access-230003 | Site Access | Site Access-230003 |  |  |  | 777624 | 0 | 461230.7047 | 534665.7855 | 639907.9283 | -316393.2953 | -242958.2145 | -137716.0717 | 0.59313 | 0.68756 | 0.8229 | 0.64444
17490 | Site Access | Site Access-66653 | Site Access | Site Access-66653 |  |  |  | 2263131 | 0 | 1342329.584 | 1486230.8939 | 1661034.9247 | -920801.416 | -776900.1061 | -602096.0753 | 0.59313 | 0.65671 | 0.73395 | 0.62629
12551 | Site Access | Site Access-66084 | Site Access | Site Access-66084 |  |  |  | 2015145 | 0 | 1112486.4955 | 1378656.8424 | 1753142.1763 | -902658.5045 | -636488.1576 | -262002.8237 | 0.55206 | 0.68415 | 0.86998 | 0.62348
7832 | Site Access | Site Access-66652 | Site Access | Site Access-66652 |  |  |  | 6369621 | 0 | 3702282.2951 | 4059327.3468 | 4487642.5465 | -2667338.7049 | -2310293.6532 | -1881978.4535 | 0.58124 | 0.63729 | 0.70454 | 0.61039
12850 | Site Access | Site Access-66425 | Site Access | Site Access-66425 |  |  |  | 65172 | 0 | 31998.6611 | 43295.2402 | 66872.3194 | -33173.3389 | -21876.7598 | 1700.3194 | 0.49099 | 0.66432 | 1.0261 | 0.5965
130 | Site Access | Site Access-66650 | Site Access | Site Access-66650 |  |  |  | 880989 | 0 | 485195.2198 | 535119.8349 | 589299.2108 | -395793.7802 | -345869.1651 | -291689.7892 | 0.55074 | 0.60741 | 0.66891 | 0.57956
2122 | Site Access | Site Access-66842 | Site Access | Site Access-66842 |  |  |  | 3846638 | 0 | 1930573.783 | 2280562.6025 | 2825485.1654 | -1916064.217 | -1566075.3975 | -1021152.8346 | 0.50189 | 0.59287 | 0.73453 | 0.55245
1361 | Site Access | Site Access-66014 | Site Access | Site Access-66014 |  |  |  | 227266 | 0 | 105223.5091 | 129582.4766 | 161555.1012 | -122042.4909 | -97683.5234 | -65710.8988 | 0.463 | 0.57018 | 0.71086 | 0.51994
898 | Site Access | Site Access-230402 | Site Access | Site Access-230402 |  |  |  | 3094464 | 0 | 1364171.3403 | 1837780.6762 | 2281959.6652 | -1730292.6597 | -1256683.3238 | -812504.3348 | 0.44084 | 0.59389 | 0.73743 | 0.51642
12299 | Site Access | Site Access-KEYSVILLE RD WEST | Site Access | Site Access-KEYSVILLE RD WEST |  |  |  | 285711 | 0 | 115851.3622 | 147994.8083 | 202873.4155 | -169859.6378 | -137716.1917 | -82837.5845 | 0.40548 | 0.51799 | 0.71007 | 0.46969
433 | Site Access | Site Access-66008 | Site Access | Site Access-66008 |  |  |  | 1495107 | 0 | 643154.3618 | 738106.5849 | 867975.9801 | -851952.6382 | -757000.4151 | -627131.0199 | 0.43017 | 0.49368 | 0.58054 | 0.46426
6586 | Site Access | Site Access-230622 | Site Access | Site Access-230622 |  |  |  | 155754 | 0 | 63194.3786 | 75683.2157 | 97947.4404 | -92559.6214 | -80070.7843 | -57806.5596 | 0.40573 | 0.48592 | 0.62886 | 0.4521
3491 | Site Access | Site Access-66615 | Site Access | Site Access-66615 |  |  |  | 1538388 | 0 | 596694.0828 | 659888.5386 | 729928.1333 | -941693.9172 | -878499.4614 | -808459.8667 | 0.38787 | 0.42895 | 0.47448 | 0.40885
18982 | Site Access | Site Access-230021 | Site Access | Site Access-230021 |  |  |  | 1328490 | 0 | 445927.5814 | 512425.0143 | 602527.4749 | -882562.4186 | -816064.9857 | -725962.5251 | 0.33566 | 0.38572 | 0.45354 | 0.36247
12565 | Site Access | Site Access-66004 | Site Access | Site Access-66004 |  |  |  | 34926 | 0 | 10412.4277 | 14153.0169 | 20387.179 | -24513.5723 | -20772.9831 | -14538.821 | 0.29813 | 0.40523 | 0.58372 | 0.35882
11155 | Site Access | Site Access-66416 | Site Access | Site Access-66416 |  |  |  | 2463158 | 0 | 809257.4503 | 905947.7014 | 1038895.7454 | -1653900.5497 | -1557210.2986 | -1424262.2546 | 0.32854 | 0.3678 | 0.42177 | 0.34964
972 | Site Access | Site Access-66062 | Site Access | Site Access-66062 |  |  |  | 358445 | 0 | 108231.223 | 132606.3594 | 163774.6447 | -250213.777 | -225838.6406 | -194670.3553 | 0.30195 | 0.36995 | 0.4569 | 0.33784
3435 | Site Access | Site Access-66021 | Site Access | Site Access-66021 |  |  |  | 746468 | 0 | 205719.2533 | 267730.7624 | 371208.6252 | -540748.7467 | -478737.2376 | -375259.3748 | 0.27559 | 0.35866 | 0.49729 | 0.32268
17975 | Site Access | Site Access-66036 | Site Access | Site Access-66036 |  |  |  | 850408 | 0 | 251918.6672 | 293576.0407 | 344971.7431 | -598489.3328 | -556831.9593 | -505436.2569 | 0.29623 | 0.34522 | 0.40565 | 0.32187
7897 | Site Access | Site Access-66834 | Site Access | Site Access-66834 |  |  |  | 1607737 | 0 | 432889.8629 | 506677.2074 | 614875.9664 | -1174847.1371 | -1101059.7926 | -992861.0336 | 0.26925 | 0.31515 | 0.38245 | 0.29434
7732 | Site Access | Site Access-66025 | Site Access | Site Access-66025 |  |  |  | 294944 | 0 | 75883.5813 | 84427.2001 | 94183.1664 | -219060.4187 | -210516.7999 | -200760.8336 | 0.25728 | 0.28625 | 0.31933 | 0.27218
10404 | Site Access | Site Access-66067 | Site Access | Site Access-66067 |  |  |  | 961869 | 0 | 184558.513 | 235737.8313 | 332487.3912 | -777310.487 | -726131.1687 | -629381.6088 | 0.19187 | 0.24508 | 0.34567 | 0.22322
1146 | Site Access | Site Access-66085 | Site Access | Site Access-66085 |  |  |  | 1976042 | 0 | 359184.5918 | 413989.0798 | 488620.9257 | -1616857.4082 | -1562052.9202 | -1487421.0743 | 0.18177 | 0.2095 | 0.24727 | 0.19664
3823 | Site Access | Site Access-230004 | Site Access | Site Access-230004 |  |  |  | 198456 | 0 | 32896.5363 | 40094.005 | 52943.5388 | -165559.4637 | -158361.995 | -145512.4612 | 0.16576 | 0.20203 | 0.26678 | 0.18674
8059 | Site Access | Site Access-66058 | Site Access | Site Access-66058 |  |  |  | 523045 | 0 | 79739.2989 | 101643.8542 | 140956.1726 | -443305.7011 | -421401.1458 | -382088.8274 | 0.15245 | 0.19433 | 0.26949 | 0.17672
4332 | Site Access | Site Access-66030 | Site Access | Site Access-66030 |  |  |  | 344742 | 0 | 48086.8926 | 57146.8921 | 72708.5379 | -296655.1074 | -287595.1079 | -272033.4621 | 0.13949 | 0.16577 | 0.21091 | 0.15451
12953 | Site Access | Site Access-HOLLOWAY RD | Site Access | Site Access-HOLLOWAY RD |  |  |  | 293600 | 0 | 38419.1971 | 47208.7639 | 65161.6401 | -255180.8029 | -246391.2361 | -228438.3599 | 0.13086 | 0.16079 | 0.22194 | 0.14895
7974 | Site Access | Site Access-66404 | Site Access | Site Access-66404 |  |  |  | 132181 | 0 | 17695.7508 | 20677.2605 | 27391.2714 | -114485.2492 | -111503.7395 | -104789.7286 | 0.13388 | 0.15643 | 0.20723 | 0.14798
16875 | Site Access | Site Access-66831 | Site Access | Site Access-66831 |  |  |  | 300291 | 0 | 35619.7962 | 43083.3855 | 54901.3911 | -264671.2038 | -257207.6145 | -245389.6089 | 0.11862 | 0.14347 | 0.18283 | 0.13249
15313 | Site Access | Site Access-230005 | Site Access | Site Access-230005 |  |  |  | 166061 | 0 | 19084.9253 | 23217.2083 | 28912.5392 | -146976.0747 | -142843.7917 | -137148.4608 | 0.11493 | 0.13981 | 0.17411 | 0.12831
1850 | Site Access | Site Access-66657 | Site Access | Site Access-66657 |  |  |  | 1016847 | 0 | 121984.3427 | 136461.7464 | 159484.8454 | -894862.6573 | -880385.2536 | -857362.1546 | 0.11996 | 0.1342 | 0.15684 | 0.12792
5190 | Site Access | Site Access-KIRKLAND RD | Site Access | Site Access-KIRKLAND RD |  |  |  | 285711 | 0 | 28955.546 | 36520.9252 | 49420.1464 | -256755.454 | -249190.0748 | -236290.8536 | 0.10135 | 0.12782 | 0.17297 | 0.11645
1413 | Site Access | Site Access-66655 | Site Access | Site Access-66655 |  |  |  | 3569741 | 0 | 350128.3978 | 406627.3125 | 499346.8782 | -3219612.6022 | -3163113.6875 | -3070394.1218 | 0.098082 | 0.11391 | 0.13988 | 0.10701
561 | Site Access | Site Access-Proposed Bridge O | Site Access | Site Access-Proposed Bridge O |  |  |  | 817051 | 0 | 73703.7083 | 87866.391 | 120122.77 | -743347.2917 | -729184.609 | -696928.23 | 0.090207 | 0.10754 | 0.14702 | 0.10109
13286 | Site Access | Site Access-66415 | Site Access | Site Access-66415 |  |  |  | 1374790 | 0 | 117947.1242 | 131945.3808 | 154206.5027 | -1256842.8758 | -1242844.6192 | -1220583.4973 | 0.085793 | 0.095975 | 0.11217 | 0.091485
16124 | Site Access | Site Access-66060 | Site Access | Site Access-66060 |  |  |  | 95084 | 0 | 7233.8404 | 8092.3705 | 9457.6721 | -87850.1596 | -86991.6295 | -85626.3279 | 0.076078 | 0.085108 | 0.099466 | 0.081126
15553 | Site Access | Site Access-230604 | Site Access | Site Access-230604 |  |  |  | 457936 | 0 | 31589.1778 | 40276.2017 | 52670.0576 | -426346.8222 | -417659.7983 | -405265.9424 | 0.068982 | 0.087952 | 0.11502 | 0.079276
3540 | Site Access | Site Access-230605 | Site Access | Site Access-230605 |  |  |  | 500965 | 0 | 33966.0702 | 43252.106 | 56957.7343 | -466998.9298 | -457712.894 | -444007.2657 | 0.067801 | 0.086338 | 0.1137 | 0.077952
2452 | Site Access | Site Access-66096 | Site Access | Site Access-66096 |  |  |  | 1562786 | 0 | 55321.0783 | 61886.7208 | 72327.9187 | -1507464.9217 | -1500899.2792 | -1490458.0813 | 0.035399 | 0.0396 | 0.046281 | 0.037748
8737 | Site Access | Site Access-66660 | Site Access | Site Access-66660 |  |  |  | 1414562 | 0 | 32201.4957 | 36023.2489 | 42100.8996 | -1382360.5043 | -1378538.7511 | -1372461.1004 | 0.022764 | 0.025466 | 0.029762 | 0.024275
5218 | Site Access | Site Access-KEYSVILLE RD EAST | Site Access | Site Access-KEYSVILLE RD EAST |  |  |  | 269600 | 0 | 5354.6252 | 6526.1694 | 8617.7099 | -264245.3748 | -263073.8306 | -260982.2901 | 0.019861 | 0.024207 | 0.031965 | 0.022375
6481 | Site Access | Site Access-LITTLE FISHHAWK CREEK | Site Access | Site Access-LITTLE FISHHAWK CREEK |  |  |  | 237380 | 0 | 2506.4271 | 3049.1206 | 3797.0896 | -234873.5729 | -234330.8794 | -233582.9104 | 0.010559 | 0.012845 | 0.015996 | 0.011788
226 | Site Access | Site Access-RACE TRACK RD | Site Access | Site Access-RACE TRACK RD |  |  |  | 237263 | 0 | 1539.046 | 1959.8081 | 2580.8276 | -235723.954 | -235303.1919 | -234682.1724 | 0.0064867 | 0.0082601 | 0.010877 | 0.0074578
11861 | Site Access | Site Access-COUNTRYWAY BLVD | Site Access | Site Access-COUNTRYWAY BLVD |  |  |  | 386155 | 0 | 2453.9268 | 3128.7566 | 4091.5425 | -383701.0732 | -383026.2434 | -382063.4575 | 0.0063548 | 0.0081023 | 0.010596 | 0.0073031
11512 | Lateral Hardening | Lateral Hardening-Fuse-60588225 | Laterals | 13174 | 0.29091 | 15 | 374 | 125235.2 | 2020 | 5666735.462 | 6181204.1738 | 6893001.7024 | 5541500.262 | 6055968.9738 | 6767766.5024 | 45.2487 | 49.3568 | 55.0404 | 47.4603
13712 | Lateral Hardening | Lateral Hardening-Fuse-90440184 | Laterals | 13612 | 0.25208 | 16 | 170 | 50000 | 2023 | 1881744.1497 | 2132330.1559 | 2519308.8622 | 1831744.1497 | 2082330.1559 | 2469308.8622 | 37.6349 | 42.6466 | 50.3862 | 40.4135
479 | Lateral Hardening | Lateral Hardening-Fuse-10717269 | Laterals | 13900 | 0.41818 | 21 | 136 | 68406.04 | 2021 | 2305980.1582 | 2549024.2417 | 2852926.3118 | 2237574.1182 | 2480618.2017 | 2784520.2718 | 33.7102 | 37.2631 | 41.7058 | 35.5756
14483 | Lateral Hardening | Lateral Hardening-Fuse-10913196 | Laterals | 13174 | 0.21269 | 8 | 241 | 61619.27 | 2021 | 1916161.9276 | 2176337.749 | 2576342.9674 | 1854542.6576 | 2114718.479 | 2514723.6974 | 31.0968 | 35.3191 | 41.8107 | 33.4349
18771 | Lateral Hardening | Lateral Hardening-Fuse-92183966 | Laterals | 13198 | 0.16629 | 12 | 86 | 98346.73 | 2022 | 2890858.5529 | 3267536.5075 | 3795328.0429 | 2792511.8229 | 3169189.7775 | 3696981.3129 | 29.3946 | 33.2247 | 38.5913 | 31.4633
12223 | Lateral Hardening | Lateral Hardening-Fuse-91957169 | Laterals | 13533 | 0.24432 | 21 | 354 | 50000 | 2024 | 1429339.919 | 1628986.497 | 1940793.9465 | 1379339.919 | 1578986.497 | 1890793.9465 | 28.5868 | 32.5797 | 38.8159 | 30.8076
13160 | Lateral Hardening | Lateral Hardening-Fuse-92571177 | Laterals | 13443 | 0.24432 | 16 | 160 | 50000 | 2022 | 1357653.7936 | 1518984.5481 | 1738973.3325 | 1307653.7936 | 1468984.5481 | 1688973.3325 | 27.1531 | 30.3797 | 34.7795 | 28.8837
16486 | Lateral Hardening | Lateral Hardening-Fuse-90514649 | Laterals | 13678 | 0.50966 | 13 | 42 | 79249.95 | 2021 | 2146145.7851 | 2357900.1274 | 2607619.4859 | 2066895.8351 | 2278650.1774 | 2528369.5359 | 27.0807 | 29.7527 | 32.9037 | 28.4646
10917 | Lateral Hardening | Lateral Hardening-Fuse-60036344 | Laterals | 13183 | 0.094318 | 13 | 22 | 87155.73 | 2023 | 1914076.7126 | 2179781.0176 | 2527095.0833 | 1826920.9826 | 2092625.2876 | 2439939.3533 | 21.9616 | 25.0102 | 28.9952 | 23.5795
9319 | Lateral Hardening | Lateral Hardening-Fuse-60059346 | Laterals | 13205 | 0.17462 | 18 | 216 | 99642.53 | 2021 | 2078675.4761 | 2340625.712 | 2746867.8789 | 1979032.9461 | 2240983.182 | 2647225.3489 | 20.8613 | 23.4902 | 27.5672 | 22.3206
19038 | Lateral Hardening | Lateral Hardening-Fuse-60141367 | Laterals | 13460 | 0.2892 | 11 | 7 | 50000 | 2024 | 1019759.0492 | 1125866.6238 | 1248446.0369 | 969759.0492 | 1075866.6238 | 1198446.0369 | 20.3952 | 22.5173 | 24.9689 | 21.4892
15265 | Lateral Hardening | Lateral Hardening-Fuse-10467606 | Laterals | 13934 | 0.30852 | 16 | 199 | 86373.69 | 2021 | 1705295.9464 | 1923537.7764 | 2256695.6532 | 1618922.2564 | 1837164.0864 | 2170321.9632 | 19.7432 | 22.27 | 26.1271 | 21.1396
3106 | Lateral Hardening | Lateral Hardening-Fuse-10244449 | Laterals | 13425 | 0.69659 | 33 | 195 | 252542.31 | 2021 | 5036481.2763 | 5477946.6707 | 6002736.3119 | 4783938.9663 | 5225404.3607 | 5750194.0019 | 19.9431 | 21.6912 | 23.7692 | 20.8502
1415 | Lateral Hardening | Lateral Hardening-Fuse-10075336 | Laterals | 13656 | 0.19432 | 15 | 17 | 86909.19 | 2025 | 1641251.1392 | 1840258.9053 | 2143416.4721 | 1554341.9492 | 1753349.7153 | 2056507.2821 | 18.8847 | 21.1745 | 24.6627 | 20.1494
4589 | Lateral Hardening | Lateral Hardening-Fuse-92740152 | Laterals | 13633 | 0.27973 | 23 | 52 | 188065.61 | 2021 | 3401768.4413 | 3747427.4932 | 4141195.1433 | 3213702.8313 | 3559361.8832 | 3953129.5333 | 18.0882 | 19.9262 | 22.0199 | 19.0328
4573 | Lateral Hardening | Lateral Hardening-Fuse-91565306 | Laterals | 13044 | 0.26761 | 16 | 154 | 50000 | 2026 | 887478.7369 | 1001018.145 | 1172604.428 | 837478.7369 | 951018.145 | 1122604.428 | 17.7496 | 20.0204 | 23.4521 | 19.0011
11181 | Lateral Hardening | Lateral Hardening-Fuse-93124410 | Laterals | 13670 | 0.71345 | 25 | 383 | 110938.15 | 2021 | 1998633.8538 | 2174507.0308 | 2356318.0113 | 1887695.7038 | 2063568.8808 | 2245379.8613 | 18.0157 | 19.6011 | 21.2399 | 18.8138
17902 | Lateral Hardening | Lateral Hardening-Fuse-10402239 | Laterals | 13592 | 0.16477 | 15 | 57 | 93007.05 | 2022 | 1640885.7977 | 1811883.6602 | 2041652.4718 | 1547878.7477 | 1718876.6102 | 1948645.4218 | 17.6426 | 19.4811 | 21.9516 | 18.6251
1975 | Lateral Hardening | Lateral Hardening-Fuse-91540495 | Laterals | 13428 | 0.23314 | 30 | 402 | 108742.58 | 2021 | 1887016.7819 | 2143213.6212 | 2496288.9473 | 1778274.2019 | 2034471.0412 | 2387546.3673 | 17.3531 | 19.7091 | 22.9559 | 18.6201
16175 | Lateral Hardening | Lateral Hardening-Fuse-90598389 | Laterals | 13171 | 0.21383 | 11 | 370 | 105738.68 | 2021 | 1818919.87 | 2073029.5326 | 2465431.7778 | 1713181.19 | 1967290.8526 | 2359693.0978 | 17.202 | 19.6052 | 23.3163 | 18.5344
4067 | Lateral Hardening | Lateral Hardening-Fuse-60044019 | Laterals | 13211 | 0.52746 | 43 | 395 | 379541.21 | 2021 | 6543710.9188 | 7135747.3114 | 7937055.5148 | 6164169.7088 | 6756206.1014 | 7557514.3048 | 17.2411 | 18.801 | 20.9122 | 18.0762
12690 | Lateral Hardening | Lateral Hardening-Fuse-10483757 | Laterals | 14012 | 0.63655 | 26 | 73 | 207727.79 | 2024 | 3562747.2167 | 3889020.3173 | 4319313.1458 | 3355019.4267 | 3681292.5273 | 4111585.3558 | 17.151 | 18.7217 | 20.7931 | 17.9865
148 | Lateral Hardening | Lateral Hardening-Fuse-93283733 | Laterals | 13351 | 0.17841 | 15 | 66 | 104708.5 | 2023 | 1666730.6135 | 1900944.9265 | 2254640.237 | 1562022.1135 | 1796236.4265 | 2149931.737 | 15.9178 | 18.1546 | 21.5325 | 17.1503
1344 | Lateral Hardening | Lateral Hardening-Fuse-60279623 | Laterals | 13916 | 0.18561 | 9 | 282 | 50000 | 2021 | 793970.1202 | 907157.0533 | 1079664.0646 | 743970.1202 | 857157.0533 | 1029664.0646 | 15.8794 | 18.1431 | 21.5933 | 17.1299
1770 | Lateral Hardening | Lateral Hardening-Fuse-10633690 | Laterals | 13241 | 0.85379 | 39 | 224 | 348707.68 | 2023 | 5624672.3294 | 6109684.8722 | 6679755.9273 | 5275964.6494 | 5760977.1922 | 6331048.2473 | 16.1301 | 17.5209 | 19.1557 | 16.8499
18690 | Lateral Hardening | Lateral Hardening-Fuse-90755954 | Laterals | 13454 | 0.29564 | 23 | 292 | 238629.31 | 2020 | 3688290.6622 | 4040560.5423 | 4484030.3447 | 3449661.3522 | 3801931.2323 | 4245401.0347 | 15.4562 | 16.9324 | 18.7908 | 16.2325
6968 | Lateral Hardening | Lateral Hardening-Fuse-90882614 | Laterals | 13099 | 0.23731 | 18 | 128 | 175903.15 | 2022 | 2716695.4676 | 2963667.926 | 3283610.4994 | 2540792.3176 | 2787764.776 | 3107707.3494 | 15.4443 | 16.8483 | 18.6672 | 16.1878
10144 | Lateral Hardening | Lateral Hardening-Fuse-90334707 | Laterals | 13127 | 0.36061 | 24 | 150 | 56072.8 | 2022 | 863325.5554 | 945798.4969 | 1057363.5869 | 807252.7554 | 889725.6969 | 1001290.7869 | 15.3965 | 16.8673 | 18.857 | 16.1838
9459 | Lateral Hardening | Lateral Hardening-Fuse-10933151 | Laterals | 13897 | 0.78845 | 33 | 64 | 221051.24 | 2020 | 3414402.1306 | 3708386.8391 | 4102541.4545 | 3193350.8906 | 3487335.5991 | 3881490.2145 | 15.4462 | 16.7761 | 18.5592 | 16.1565
9926 | Lateral Hardening | Lateral Hardening-Fuse-92977504 | Laterals | 13388 | 1.1256 | 30 | 193 | 246894.03 | 2024 | 3776702.0945 | 4071617.2556 | 4417754.2324 | 3529808.0645 | 3824723.2256 | 4170860.2024 | 15.2969 | 16.4914 | 17.8933 | 15.9149
3988 | Lateral Hardening | Lateral Hardening-Fuse-10786382 | Laterals | 14040 | 0.23409 | 13 | 98 | 150431.41 | 2020 | 2266220.1529 | 2461173.8015 | 2721598.5569 | 2115788.7429 | 2310742.3915 | 2571167.1469 | 15.0648 | 16.3608 | 18.092 | 15.7563
10592 | Lateral Hardening | Lateral Hardening-Fuse-10868138 | Laterals | 13231 | 0.53977 | 34 | 269 | 298015.02 | 2021 | 4444245.2518 | 4868835.0019 | 5395061.4414 | 4146230.2318 | 4570819.9819 | 5097046.4214 | 14.9128 | 16.3375 | 18.1033 | 15.6593
1684 | Lateral Hardening | Lateral Hardening-Fuse-91004837 | Laterals | 13093 | 0.18504 | 17 | 143 | 208581.52 | 2022 | 2938979.1964 | 3315039.0973 | 3883304.8421 | 2730397.6764 | 3106457.5773 | 3674723.3221 | 14.0903 | 15.8933 | 18.6177 | 15.0839
5663 | Lateral Hardening | Lateral Hardening-Fuse-10075355 | Laterals | 13656 | 0.32746 | 9 | 7 | 50000 | 2025 | 714324.5028 | 784787.7096 | 870473.1953 | 664324.5028 | 734787.7096 | 820473.1953 | 14.2865 | 15.6958 | 17.4095 | 15.0216
4787 | Lateral Hardening | Lateral Hardening-Fuse-10671283 | Laterals | 13724 | 0.38011 | 13 | 77 | 230405.17 | 2022 | 3272458.8866 | 3592212.4683 | 3971818.0414 | 3042053.7166 | 3361807.2983 | 3741412.8714 | 14.2031 | 15.5909 | 17.2384 | 14.9229
19117 | Lateral Hardening | Lateral Hardening-Fuse-92607672 | Laterals | 13390 | 0.66667 | 23 | 27 | 147221.3 | 2023 | 2097880.6182 | 2286915.131 | 2466528.891 | 1950659.3182 | 2139693.831 | 2319307.591 | 14.2498 | 15.5339 | 16.7539 | 14.8855
917 | Lateral Hardening | Lateral Hardening-Fuse-10645436 | Laterals | 13148 | 1.5581 | 41 | 124 | 314293.57 | 2025 | 4510512.7674 | 4816516.4668 | 5220656.6648 | 4196219.1974 | 4502222.8968 | 4906363.0948 | 14.3513 | 15.3249 | 16.6108 | 14.8693
2215 | Lateral Hardening | Lateral Hardening-Fuse-10429536 | Laterals | 13630 | 0.082008 | 9 | 59 | 50758.67 | 2023 | 697881.7134 | 797424.9043 | 945735.6031 | 647123.0434 | 746666.2343 | 894976.9331 | 13.749 | 15.7101 | 18.632 | 14.8256
7947 | Lateral Hardening | Lateral Hardening-Fuse-10560430 | Laterals | 13297 | 0.42064 | 27 | 333 | 282877.34 | 2021 | 3974658.0669 | 4392933.9511 | 4862045.022 | 3691780.7269 | 4110056.6111 | 4579167.682 | 14.0508 | 15.5295 | 17.1878 | 14.8081
16582 | Lateral Hardening | Lateral Hardening-Fuse-92820848 | Laterals | 13961 | 0.49451 | 26 | 509 | 153935.66 | 2021 | 2073186.0404 | 2338794.7806 | 2702448.364 | 1919250.3804 | 2184859.1206 | 2548512.704 | 13.4679 | 15.1933 | 17.5557 | 14.3943
16544 | Lateral Hardening | Lateral Hardening-Fuse-92666447 | Laterals | 13023 | 0.30909 | 16 | 29 | 50000 | 2025 | 672178.5409 | 758765.6242 | 883117.8232 | 622178.5409 | 708765.6242 | 833117.8232 | 13.4436 | 15.1753 | 17.6624 | 14.385
16344 | Lateral Hardening | Lateral Hardening-Fuse-91335523 | Laterals | 13332 | 0.29205 | 23 | 230 | 117173.34 | 2021 | 1593674.817 | 1732788.1668 | 1911271.495 | 1476501.477 | 1615614.8268 | 1794098.155 | 13.601 | 14.7882 | 16.3115 | 14.2282
2973 | Lateral Hardening | Lateral Hardening-Fuse-60193482 | Laterals | 13961 | 0.4822 | 35 | 118 | 360958.28 | 2021 | 4906770.1907 | 5331857.1665 | 5842097.3421 | 4545811.9107 | 4970898.8865 | 5481139.0621 | 13.5937 | 14.7714 | 16.185 | 14.2062
6715 | Lateral Hardening | Lateral Hardening-Fuse-60451701 | Laterals | 13174 | 0.2447 | 14 | 301 | 230114.02 | 2020 | 3111506.5547 | 3396330.1322 | 3757253.3213 | 2881392.5347 | 3166216.1122 | 3527139.3013 | 13.5216 | 14.7593 | 16.3278 | 14.1735
9174 | Lateral Hardening | Lateral Hardening-Fuse-92748361 | Laterals | 13652 | 0.47689 | 23 | 23 | 184779.11 | 2021 | 2502559.5698 | 2709990.9642 | 2937614.3809 | 2317780.4598 | 2525211.8542 | 2752835.2709 | 13.5435 | 14.6661 | 15.898 | 14.1157
9870 | Lateral Hardening | Lateral Hardening-Fuse-10532909 | Laterals | 13705 | 0.50606 | 33 | 157 | 60583.02 | 2027 | 811106.7535 | 881019.2553 | 976574.364 | 750523.7335 | 820436.2353 | 915991.344 | 13.3884 | 14.5423 | 16.1196 | 14.0077
2957 | Lateral Hardening | Lateral Hardening-Fuse-90998414 | Laterals | 13205 | 0.083902 | 12 | 212 | 62434.73 | 2021 | 806273.3541 | 916131.9547 | 1083250.803 | 743838.6241 | 853697.2247 | 1020816.073 | 12.9139 | 14.6734 | 17.3501 | 13.8854
12330 | Lateral Hardening | Lateral Hardening-Fuse-10676209 | Laterals | 13785 | 0.95057 | 54 | 266 | 629181.03 | 2021 | 8389524.7679 | 8985004.7375 | 9782480.7832 | 7760343.7379 | 8355823.7075 | 9153299.7532 | 13.334 | 14.2805 | 15.548 | 13.8394
10238 | Lateral Hardening | Lateral Hardening-Fuse-10053266 | Laterals | 13544 | 0.29072 | 20 | 161 | 238899.78 | 2021 | 3142106.0946 | 3456154.3771 | 3822185.1439 | 2903206.3146 | 3217254.5971 | 3583285.3639 | 13.1524 | 14.467 | 15.9991 | 13.8314
8291 | Lateral Hardening | Lateral Hardening-Fuse-10471354 | Laterals | 13230 | 0.44242 | 38 | 49 | 405597.29 | 2021 | 5249058.9897 | 5751450.1512 | 6358615.8526 | 4843461.6997 | 5345852.8612 | 5953018.5626 | 12.9416 | 14.1802 | 15.6772 | 13.5867
13304 | Lateral Hardening | Lateral Hardening-Fuse-60529999 | Laterals | 13431 | 0.8358 | 41 | 70 | 275278.66 | 2023 | 3511747.8178 | 3819225.7356 | 4166104.4526 | 3236469.1578 | 3543947.0756 | 3890825.7926 | 12.7571 | 13.874 | 15.1341 | 13.3299
9966 | Lateral Hardening | Lateral Hardening-Fuse-91256591 | Laterals | 13405 | 0.96761 | 45 | 45 | 260688.86 | 2025 | 3337874.5487 | 3565504.4693 | 3830463.7041 | 3077185.6887 | 3304815.6093 | 3569774.8441 | 12.8041 | 13.6772 | 14.6936 | 13.255
7825 | Lateral Hardening | Lateral Hardening-Fuse-93279849 | Laterals | 13213 | 0.076136 | 6 | 6 | 78289.41 | 2027 | 970813.5458 | 1090706.7724 | 1262574.0033 | 892524.1358 | 1012417.3624 | 1184284.5933 | 12.4003 | 13.9317 | 16.127 | 13.2324
6741 | Lateral Hardening | Lateral Hardening-Fuse-10071933 | Laterals | 13305 | 0.1858 | 15 | 4 | 63822.87 | 2026 | 804006.6777 | 880986.1491 | 975695.6529 | 740183.8077 | 817163.2791 | 911872.7829 | 12.5975 | 13.8036 | 15.2876 | 13.2283
16699 | Lateral Hardening | Lateral Hardening-Fuse-92426509 | Laterals | 13314 | 0.40208 | 33 | 246 | 309743.71 | 2021 | 3867558.0997 | 4279165.1003 | 4747538.8158 | 3557814.3897 | 3969421.3903 | 4437795.1058 | 12.4863 | 13.8152 | 15.3273 | 13.1691
17865 | Lateral Hardening | Lateral Hardening-Fuse-10895225 | Laterals | 13003 | 0.66477 | 34 | 198 | 450439.65 | 2022 | 5590056.2898 | 6091597.464 | 6786904.924 | 5139616.6398 | 5641157.814 | 6336465.274 | 12.4102 | 13.5237 | 15.0673 | 13.01
5790 | Lateral Hardening | Lateral Hardening-Fuse-92679861 | Laterals | 13502 | 0.17614 | 16 | 50 | 175503.99 | 2021 | 2152934.3022 | 2378239.4238 | 2665053.7076 | 1977430.3122 | 2202735.4338 | 2489549.7176 | 12.2672 | 13.5509 | 15.1851 | 12.9441
2787 | Lateral Hardening | Lateral Hardening-Fuse-91837409 | Laterals | 13948 | 0.14451 | 13 | 68 | 90851.54 | 2022 | 1083350.6315 | 1238626.4107 | 1469039.278 | 992499.0915 | 1147774.8707 | 1378187.738 | 11.9244 | 13.6335 | 16.1697 | 12.8617
16996 | Lateral Hardening | Lateral Hardening-Fuse-92362882 | Laterals | 13695 | 1.1152 | 59 | 552 | 529230.32 | 2023 | 6438477.6338 | 7000011.3784 | 7656749.1547 | 5909247.3138 | 6470781.0584 | 7127518.8347 | 12.1657 | 13.2268 | 14.4677 | 12.7142
4166 | Lateral Hardening | Lateral Hardening-Fuse-10457704 | Laterals | 13229 | 0.068939 | 8 | 152 | 155699.06 | 2023 | 1829879.2936 | 2072315.0637 | 2445054.0025 | 1674180.2336 | 1916616.0037 | 2289354.9425 | 11.7527 | 13.3097 | 15.7037 | 12.6149
6266 | Lateral Hardening | Lateral Hardening-Fuse-91004843 | Laterals | 13093 | 0.25947 | 27 | 122 | 324982.18 | 2022 | 3823364.777 | 4237054.6337 | 4701704.3712 | 3498382.597 | 3912072.4537 | 4376722.1912 | 11.7648 | 13.0378 | 14.4676 | 12.417
7634 | Lateral Hardening | Lateral Hardening-Fuse-91377944 | Laterals | 13836 | 0.59167 | 41 | 276 | 452391.65 | 2021 | 5347773.2337 | 5825003.7421 | 6387569.3259 | 4895381.5837 | 5372612.0921 | 5935177.6759 | 11.8211 | 12.876 | 14.1196 | 12.3674
6495 | Lateral Hardening | Lateral Hardening-Fuse-10366507 | Laterals | 13089 | 0.16326 | 18 | 40 | 97875.53 | 2024 | 1109881.4214 | 1254162.3949 | 1467932.8167 | 1012005.8914 | 1156286.8649 | 1370057.2867 | 11.3397 | 12.8139 | 14.998 | 12.1478
10646 | Lateral Hardening | Lateral Hardening-Fuse-93049624 | Laterals | 13813 | 0.4517 | 18 | 27 | 75079.8 | 2028 | 869951.3042 | 946091.8775 | 1055202.8022 | 794871.5042 | 871012.0775 | 980123.0022 | 11.587 | 12.6012 | 14.0544 | 12.138
13179 | Lateral Hardening | Lateral Hardening-Fuse-92622569 | Laterals | 13390 | 0.61155 | 30 | 86 | 315551.83 | 2023 | 3638004.2748 | 3984014.603 | 4407691.4778 | 3322452.4448 | 3668462.773 | 4092139.6478 | 11.529 | 12.6255 | 13.9682 | 12.1019
8287 | Lateral Hardening | Lateral Hardening-Fuse-10842826 | Laterals | 13796 | 0.15189 | 13 | 353 | 59431.41 | 2021 | 665412.8071 | 761224.4172 | 908732.5936 | 605981.3971 | 701793.0072 | 849301.1836 | 11.1963 | 12.8085 | 15.2904 | 12.0894
8749 | Lateral Hardening | Lateral Hardening-Fuse-92612349 | Laterals | 13118 | 0.93693 | 39 | 220 | 420332.13 | 2021 | 4901560.5955 | 5224566.1727 | 5640060.3007 | 4481228.4655 | 4804234.0427 | 5219728.1707 | 11.6612 | 12.4296 | 13.4181 | 12.0674
4525 | Lateral Hardening | Lateral Hardening-Fuse-10397081 | Laterals | 13591 | 0.49337 | 31 | 207 | 81155.44 | 2024 | 928016.3865 | 1024422.522 | 1139446.601 | 846860.9465 | 943267.082 | 1058291.161 | 11.435 | 12.623 | 14.0403 | 12.0519
13166 | Lateral Hardening | Lateral Hardening-Fuse-60360851 | Laterals | 13722 | 0.21288 | 17 | 124 | 149191.93 | 2022 | 1664452.4679 | 1876291.8811 | 2202725.8563 | 1515260.5379 | 1727099.9511 | 2053533.9263 | 11.1565 | 12.5764 | 14.7644 | 11.9432
1675 | Lateral Hardening | Lateral Hardening-Fuse-60140423 | Laterals | 13454 | 0.51231 | 33 | 290 | 497089.6 | 2021 | 5597708.7762 | 6091307.932 | 6682563.1792 | 5100619.1762 | 5594218.332 | 6185473.5792 | 11.261 | 12.2539 | 13.4434 | 11.7771
19652 | Lateral Hardening | Lateral Hardening-Fuse-90641822 | Laterals | 13109 | 0.21742 | 22 | 413 | 267002.94 | 2022 | 2920659.6404 | 3300910.2252 | 3830474.8035 | 2653656.7004 | 3033907.2852 | 3563471.8635 | 10.9387 | 12.3628 | 14.3462 | 11.7067
19189 | Lateral Hardening | Lateral Hardening-Fuse-90084626 | Laterals | 13313 | 0.092045 | 9 | 35 | 86802.33 | 2021 | 938593.3905 | 1070810.1077 | 1268607.7916 | 851791.0605 | 984007.7777 | 1181805.4616 | 10.813 | 12.3362 | 14.6149 | 11.6501
16625 | Lateral Hardening | Lateral Hardening-Fuse-10501132 | Laterals | 13509 | 0.10814 | 6 | 7 | 89305.58 | 2021 | 967668.1264 | 1089706.789 | 1277501.6644 | 878362.5464 | 1000401.209 | 1188196.0844 | 10.8355 | 12.202 | 14.3048 | 11.5924
18051 | Lateral Hardening | Lateral Hardening-Fuse-10820614 | Laterals | 14032 | 0.34943 | 25 | 204 | 230492.32 | 2021 | 2509822.7473 | 2810850.6212 | 3218233.8979 | 2279330.4273 | 2580358.3012 | 2987741.5779 | 10.889 | 12.195 | 13.9624 | 11.5881
4163 | Lateral Hardening | Lateral Hardening-Fuse-92950231 | Laterals | 13443 | 0.23371 | 21 | 191 | 181183.46 | 2022 | 1947318.3572 | 2178966.1124 | 2471192.8227 | 1766134.8972 | 1997782.6524 | 2290009.3627 | 10.7478 | 12.0263 | 13.6392 | 11.4205
490 | Lateral Hardening | Lateral Hardening-Fuse-60123654 | Laterals | 13102 | 0.19034 | 15 | 72 | 99061.95 | 2022 | 1060065.1214 | 1185575.4018 | 1357219.4633 | 961003.1714 | 1086513.4518 | 1258157.5133 | 10.701 | 11.968 | 13.7007 | 11.3811
1141 | Lateral Hardening | Lateral Hardening-Fuse-92874802 | Laterals | 13158 | 0.14905 | 14 | 47 | 104203.88 | 2021 | 1126662.967 | 1234254.4785 | 1362647.4066 | 1022459.087 | 1130050.5985 | 1258443.5266 | 10.8121 | 11.8446 | 13.0767 | 11.3483
6552 | Lateral Hardening | Lateral Hardening-Fuse-60592688 | Laterals | 13017 | 0.39981 | 22 | 100 | 195624.89 | 2025 | 2067251.3932 | 2327363.0821 | 2715855.8043 | 1871626.5032 | 2131738.1921 | 2520230.9143 | 10.5674 | 11.8971 | 13.883 | 11.2979
10682 | Lateral Hardening | Lateral Hardening-Fuse-60127680 | Laterals | 13826 | 0.2733 | 13 | 243 | 50000 | 2023 | 521754.4768 | 594802.8421 | 707185.607 | 471754.4768 | 544802.8421 | 657185.607 | 10.4351 | 11.8961 | 14.1437 | 11.2442
2839 | Lateral Hardening | Lateral Hardening-Fuse-10637242 | Laterals | 13699 | 0.62462 | 37 | 284 | 481630.06 | 2021 | 5105381.1256 | 5574418.0301 | 6214204.1102 | 4623751.0656 | 5092787.9701 | 5732574.0502 | 10.6002 | 11.5741 | 12.9024 | 11.1226
14797 | Lateral Hardening | Lateral Hardening-Fuse-10615023 | Laterals | 13125 | 0.27633 | 10 | 86 | 50000 | 2024 | 515105.8354 | 590199.1724 | 698724.1482 | 465105.8354 | 540199.1724 | 648724.1482 | 10.3021 | 11.804 | 13.9745 | 11.1199
14155 | Lateral Hardening | Lateral Hardening-Fuse-10375134 | Laterals | 13176 | 0.13504 | 10 | 89 | 156447.85 | 2022 | 1609918.3335 | 1828828.8226 | 2141745.2374 | 1453470.4835 | 1672380.9726 | 1985297.3874 | 10.2904 | 11.6897 | 13.6898 | 11.0502
3080 | Lateral Hardening | Lateral Hardening-Fuse-93346473 | Laterals | 13001 | 0.80947 | 48 | 483 | 633515.95 | 2021 | 6647575.994 | 7202498.429 | 7829139.8564 | 6014060.044 | 6568982.479 | 7195623.9064 | 10.4931 | 11.3691 | 12.3582 | 10.9424
11583 | Lateral Hardening | Lateral Hardening-Fuse-10466911 | Laterals | 13433 | 0.70568 | 47 | 159 | 540297.97 | 2021 | 5656919.5675 | 6113804.9295 | 6650181.1453 | 5116621.5975 | 5573506.9595 | 6109883.1753 | 10.47 | 11.3156 | 12.3084 | 10.9075
365 | Lateral Hardening | Lateral Hardening-Fuse-10299739 | Laterals | 13747 | 0.10038 | 5 | 128 | 50000 | 2021 | 504809.3054 | 577610.3654 | 684074.3799 | 454809.3054 | 527610.3654 | 634074.3799 | 10.0962 | 11.5522 | 13.6815 | 10.8915
10421 | Lateral Hardening | Lateral Hardening-Fuse-10376173 | Laterals | 13107 | 0.43542 | 28 | 119 | 354725.9 | 2021 | 3647743.0207 | 4031966.1595 | 4484035.0228 | 3293017.1207 | 3677240.2595 | 4129309.1228 | 10.2833 | 11.3664 | 12.6408 | 10.844
11141 | Lateral Hardening | Lateral Hardening-Fuse-90738378 | Laterals | 13071 | 0.16288 | 20 | 296 | 145327 | 2020 | 1462388.433 | 1665468.2951 | 1983928.1182 | 1317061.433 | 1520141.2951 | 1838601.1182 | 10.0627 | 11.4601 | 13.6515 | 10.8408
9582 | Lateral Hardening | Lateral Hardening-Fuse-91845370 | Laterals | 13889 | 0.34072 | 24 | 92 | 127992.76 | 2025 | 1320279.4104 | 1442209.379 | 1601214.8277 | 1192286.6504 | 1314216.619 | 1473222.0677 | 10.3153 | 11.2679 | 12.5102 | 10.8205
15852 | Lateral Hardening | Lateral Hardening-Fuse-10684614 | Laterals | 13313 | 0.1358 | 16 | 106 | 166354.19 | 2021 | 1642677.1945 | 1861480.5156 | 2198563.7683 | 1476323.0045 | 1695126.3256 | 2032209.5783 | 9.8746 | 11.1899 | 13.2162 | 10.6033
18311 | Lateral Hardening | Lateral Hardening-Fuse-90591555 | Laterals | 14022 | 0.75833 | 49 | 485 | 425048.77 | 2021 | 4282919.5413 | 4641839.7361 | 5045572.9775 | 3857870.7713 | 4216790.9661 | 4620524.2075 | 10.0763 | 10.9207 | 11.8706 | 10.5091
1347 | Lateral Hardening | Lateral Hardening-Fuse-10105723 | Laterals | 13878 | 0.31307 | 25 | 46 | 275103.68 | 2022 | 2663206.1991 | 3021062.2164 | 3525851.2897 | 2388102.5191 | 2745958.5364 | 3250747.6097 | 9.6807 | 10.9815 | 12.8164 | 10.3845
13688 | Lateral Hardening | Lateral Hardening-Fuse-10121709 | Laterals | 13057 | 0.16326 | 14 | 80 | 50000 | 2021 | 481415.2863 | 549142.9298 | 651317.5094 | 431415.2863 | 499142.9298 | 601317.5094 | 9.6283 | 10.9829 | 13.0264 | 10.3745
8733 | Lateral Hardening | Lateral Hardening-Fuse-92376304 | Laterals | 13296 | 0.29015 | 20 | 200 | 239186.68 | 2021 | 2351824.5837 | 2593059.5159 | 2885069.2266 | 2112637.9037 | 2353872.8359 | 2645882.5466 | 9.8326 | 10.8412 | 12.062 | 10.3581
6441 | Lateral Hardening | Lateral Hardening-Fuse-91317842 | Laterals | 13115 | 0.29981 | 23 | 157 | 264088.24 | 2022 | 2584596.2795 | 2840027.7638 | 3136192.5585 | 2320508.0395 | 2575939.5238 | 2872104.3185 | 9.7869 | 10.7541 | 11.8755 | 10.2859
17974 | Lateral Hardening | Lateral Hardening-Fuse-91633548 | Laterals | 13268 | 0.8911 | 48 | 216 | 609596.13 | 2022 | 6016621.8169 | 6494212.2759 | 7071373.1019 | 5407025.6869 | 5884616.1459 | 6461776.9719 | 9.8698 | 10.6533 | 11.6001 | 10.2779
10113 | Lateral Hardening | Lateral Hardening-Fuse-92208546 | Laterals | 13230 | 0.17462 | 16 | 32 | 222881.5 | 2021 | 2133132.1221 | 2395835.2785 | 2783464.0787 | 1910250.6221 | 2172953.7785 | 2560582.5787 | 9.5707 | 10.7494 | 12.4885 | 10.2161
6132 | Lateral Hardening | Lateral Hardening-Fuse-60422059 | Laterals | 13723 | 0.31345 | 21 | 45 | 230860.72 | 2024 | 2198343.8003 | 2429765.111 | 2718918.5469 | 1967483.0803 | 2198904.391 | 2488057.8269 | 9.5224 | 10.5248 | 11.7773 | 10.0486
1289 | Lateral Hardening | Lateral Hardening-Fuse-92320131 | Laterals | 13656 | 0.24205 | 16 | 8 | 75517.69 | 2025 | 707374.507 | 797079.6581 | 923401.35 | 631856.817 | 721561.9681 | 847883.66 | 9.367 | 10.5549 | 12.2276 | 10.0094
5936 | Lateral Hardening | Lateral Hardening-Fuse-60165357 | Laterals | 13756 | 0.26989 | 26 | 133 | 356310.03 | 2021 | 3334971.5802 | 3732380.7519 | 4232396.1247 | 2978661.5502 | 3376070.7219 | 3876086.0947 | 9.3597 | 10.4751 | 11.8784 | 9.9462
19725 | Lateral Hardening | Lateral Hardening-Fuse-93104605 | Laterals | 13171 | 0.36345 | 21 | 48 | 130898.92 | 2021 | 1231583.9593 | 1365882.9268 | 1531834.879 | 1100685.0393 | 1234984.0068 | 1400935.959 | 9.4087 | 10.4346 | 11.7024 | 9.9458
17929 | Lateral Hardening | Lateral Hardening-Fuse-91677837 | Laterals | 13147 | 0.35795 | 12 | 195 | 53274.96 | 2026 | 486036.8392 | 554256.3127 | 662616.7118 | 432761.8792 | 500981.3527 | 609341.7518 | 9.1232 | 10.4037 | 12.4377 | 9.8388
9346 | Lateral Hardening | Lateral Hardening-Fuse-10758536 | Laterals | 13004 | 0.6589 | 34 | 239 | 256019.58 | 2023 | 2357229.5616 | 2653229.2844 | 3074079.0025 | 2101209.9816 | 2397209.7044 | 2818059.4225 | 9.2072 | 10.3634 | 12.0072 | 9.8341
8188 | Lateral Hardening | Lateral Hardening-Fuse-10671319 | Laterals | 13724 | 1.7574 | 83 | 181 | 854854.29 | 2022 | 8095114.9312 | 8670946.6385 | 9478186.0353 | 7240260.6412 | 7816092.3485 | 8623331.7453 | 9.4696 | 10.1432 | 11.0875 | 9.8335
11377 | Lateral Hardening | Lateral Hardening-Fuse-92810815 | Laterals | 13420 | 0.098106 | 9 | 10 | 55874.17 | 2023 | 513608.1379 | 577768.7777 | 671044.339 | 457733.9679 | 521894.6077 | 615170.169 | 9.1922 | 10.3405 | 12.0099 | 9.8185
4381 | Lateral Hardening | Lateral Hardening-Fuse-91272607 | Laterals | 13461 | 1.2155 | 48 | 40 | 243370.47 | 2026 | 2299114.6631 | 2465686.9788 | 2675214.4273 | 2055744.1931 | 2222316.5088 | 2431843.9573 | 9.447 | 10.1314 | 10.9924 | 9.8068
12643 | Lateral Hardening | Lateral Hardening-Fuse-90504849 | Laterals | 13509 | 0.95928 | 56 | 675 | 580578.56 | 2021 | 5470135.6675 | 5876372.628 | 6422549.4348 | 4889557.1075 | 5295794.068 | 5841970.8748 | 9.4219 | 10.1216 | 11.0623 | 9.7958
6740 | Lateral Hardening | Lateral Hardening-Fuse-91354294 | Laterals | 13065 | 0.16307 | 18 | 136 | 182116.5 | 2028 | 1681550.702 | 1867293.0022 | 2106597.3584 | 1499434.202 | 1685176.5022 | 1924480.8584 | 9.2334 | 10.2533 | 11.5673 | 9.7727
3420 | Lateral Hardening | Lateral Hardening-Fuse-10898220 | Laterals | 13839 | 0.17178 | 7 | 58 | 50000 | 2026 | 461818.1046 | 511015.794 | 571751.5498 | 411818.1046 | 461015.794 | 521751.5498 | 9.2364 | 10.2203 | 11.435 | 9.7514
11227 | Lateral Hardening | Lateral Hardening-Fuse-92599119 | Laterals | 13390 | 0.72367 | 46 | 266 | 750732.09 | 2020 | 7015788.6634 | 7605969.0093 | 8246866.6482 | 6265056.5734 | 6855236.9193 | 7496134.5582 | 9.3453 | 10.1314 | 10.9851 | 9.7451
1819 | Lateral Hardening | Lateral Hardening-Fuse-92573944 | Laterals | 13502 | 0.61894 | 40 | 514 | 449956.03 | 2021 | 4170043.4995 | 4531382.8568 | 4917464.1076 | 3720087.4695 | 4081426.8268 | 4467508.0776 | 9.2677 | 10.0707 | 10.9288 | 9.6747
11217 | Lateral Hardening | Lateral Hardening-Fuse-92357188 | Laterals | 13418 | 0.47045 | 33 | 61 | 466551.98 | 2021 | 4311442.7632 | 4702911.4515 | 5073995.5309 | 3844890.7832 | 4236359.4715 | 4607443.5509 | 9.2411 | 10.0801 | 10.8755 | 9.6562
9649 | Lateral Hardening | Lateral Hardening-Fuse-10482600 | Laterals | 13455 | 0.22424 | 17 | 121 | 179848.06 | 2025 | 1606147.4738 | 1831444.8272 | 2173520.719 | 1426299.4138 | 1651596.7672 | 1993672.659 | 8.9306 | 10.1833 | 12.0853 | 9.6219
14675 | Lateral Hardening | Lateral Hardening-Fuse-91213055 | Laterals | 13592 | 0.27235 | 23 | 72 | 277715.78 | 2022 | 2502235.7961 | 2813401.6128 | 3243881.2617 | 2224520.0161 | 2535685.8328 | 2966165.4817 | 9.0101 | 10.1305 | 11.6806 | 9.6132
12899 | Lateral Hardening | Lateral Hardening-Fuse-92949400 | Laterals | 13006 | 1.2864 | 48 | 41 | 343868.37 | 2022 | 3170910.6335 | 3395528.8409 | 3703852.8025 | 2827042.2635 | 3051660.4709 | 3359984.4325 | 9.2213 | 9.8745 | 10.7711 | 9.5722
11869 | Lateral Hardening | Lateral Hardening-Fuse-90977020 | Laterals | 13659 | 0.68883 | 50 | 215 | 376162.19 | 2023 | 3432514.7285 | 3733282.6375 | 4031997.1815 | 3056352.5385 | 3357120.4475 | 3655834.9915 | 9.1251 | 9.9247 | 10.7188 | 9.5243
17683 | Lateral Hardening | Lateral Hardening-Fuse-10383149 | Laterals | 13348 | 0.24811 | 23 | 131 | 303215.65 | 2023 | 2719194.9476 | 2991221.5721 | 3322102.0546 | 2415979.2976 | 2688005.9221 | 3018886.4046 | 8.9679 | 9.865 | 10.9562 | 9.4358
16691 | Lateral Hardening | Lateral Hardening-Fuse-90293338 | Laterals | 13060 | 0.17633 | 10 | 139 | 50000 | 2026 | 439400.687 | 497951.3945 | 578370.7133 | 389400.687 | 447951.3945 | 528370.7133 | 8.788 | 9.959 | 11.5674 | 9.4173
14992 | Lateral Hardening | Lateral Hardening-Fuse-60458175 | Laterals | 13462 | 0.66004 | 32 | 65 | 333533.05 | 2021 | 2998177.3623 | 3265864.6331 | 3531629.6853 | 2664644.3123 | 2932331.5831 | 3198096.6353 | 8.9891 | 9.7917 | 10.5885 | 9.3899
2181 | Lateral Hardening | Lateral Hardening-Fuse-91340554 | Laterals | 13100 | 0.41193 | 28 | 403 | 320947.83 | 2021 | 2865572.581 | 3143415.6244 | 3483592.0742 | 2544624.751 | 2822467.7944 | 3162644.2442 | 8.9285 | 9.7942 | 10.8541 | 9.3807
12047 | Lateral Hardening | Lateral Hardening-Fuse-90175021 | Laterals | 13657 | 1.2534 | 53 | 394 | 386856.61 | 2024 | 3467164.7614 | 3768472.2233 | 4079400.3569 | 3080308.1514 | 3381615.6133 | 3692543.7469 | 8.9624 | 9.7413 | 10.545 | 9.3543
9135 | Lateral Hardening | Lateral Hardening-Fuse-10791853 | Laterals | 13243 | 0.42102 | 31 | 99 | 192204.56 | 2022 | 1713011.071 | 1865129.3409 | 2066178.0218 | 1520806.511 | 1672924.7809 | 1873973.4618 | 8.9124 | 9.7039 | 10.7499 | 9.3336
14036 | Lateral Hardening | Lateral Hardening-Fuse-60131389 | Laterals | 14030 | 0.15152 | 9 | 111 | 50000 | 2023 | 436116.586 | 492028.8137 | 570645.9838 | 386116.586 | 442028.8137 | 520645.9838 | 8.7223 | 9.8406 | 11.4129 | 9.3269
11750 | Lateral Hardening | Lateral Hardening-Fuse-60568375 | Laterals | 13313 | 0.22765 | 34 | 33 | 397696.24 | 2021 | 3476833.9739 | 3883781.377 | 4414947.7259 | 3079137.7339 | 3486085.137 | 4017251.4859 | 8.7424 | 9.7657 | 11.1013 | 9.2853
12382 | Lateral Hardening | Lateral Hardening-Fuse-10762822 | Laterals | 13815 | 0.19129 | 10 | 53 | 108222.58 | 2027 | 946458.6292 | 1054297.0043 | 1197409.9794 | 838236.0492 | 946074.4243 | 1089187.3994 | 8.7455 | 9.7419 | 11.0643 | 9.2763
10508 | Lateral Hardening | Lateral Hardening-Fuse-10747874 | Laterals | 14024 | 0.15057 | 13 | 135 | 56456.55 | 2023 | 485127.1079 | 552527.3456 | 657551.1448 | 428670.5579 | 496070.7956 | 601094.5948 | 8.5929 | 9.7868 | 11.647 | 9.2565
10198 | Lateral Hardening | Lateral Hardening-Fuse-10230118 | Laterals | 13491 | 0.51477 | 36 | 94 | 291625.25 | 2021 | 2568298.0227 | 2811556.3861 | 3114180.0588 | 2276672.7727 | 2519931.1361 | 2822554.8088 | 8.8068 | 9.641 | 10.6787 | 9.2443
12386 | Lateral Hardening | Lateral Hardening-Fuse-90737020 | Laterals | 13715 | 0.082008 | 3 | 10 | 66478.67 | 2021 | 568240.6757 | 648963.2653 | 766902.3284 | 501762.0057 | 582484.5953 | 700423.6584 | 8.5477 | 9.762 | 11.5361 | 9.2108
19316 | Lateral Hardening | Lateral Hardening-Fuse-90531031 | Laterals | 13865 | 0.26383 | 19 | 21 | 189838.82 | 2024 | 1633005.8437 | 1842699.9866 | 2158982.0063 | 1443167.0237 | 1652861.1666 | 1969143.1863 | 8.6021 | 9.7067 | 11.3727 | 9.2105
3812 | Lateral Hardening | Lateral Hardening-Fuse-91029163 | Laterals | 13176 | 0.069697 | 7 | 89 | 50000 | 2022 | 425994.0817 | 486112.9633 | 576230.7962 | 375994.0817 | 436112.9633 | 526230.7962 | 8.5199 | 9.7223 | 11.5246 | 9.1811
8967 | Lateral Hardening | Lateral Hardening-Fuse-92679866 | Laterals | 13911 | 0.55549 | 50 | 80 | 551500.77 | 2022 | 4885659.0041 | 5217838.2174 | 5656067.1003 | 4334158.2341 | 4666337.4474 | 5104566.3303 | 8.8588 | 9.4612 | 10.2558 | 9.1792
11706 | Lateral Hardening | Lateral Hardening-Fuse-91010293 | Laterals | 13342 | 0.35966 | 27 | 190 | 237517.91 | 2023 | 2055114.4954 | 2257309.74 | 2489595.6597 | 1817596.5854 | 2019791.83 | 2252077.7497 | 8.6525 | 9.5037 | 10.4817 | 9.0908
4945 | Lateral Hardening | Lateral Hardening-Fuse-92421291 | Laterals | 13972 | 0.43693 | 23 | 379 | 248973.45 | 2020 | 2154413.4267 | 2349753.2797 | 2609662.8886 | 1905439.9767 | 2100779.8297 | 2360689.4386 | 8.6532 | 9.4378 | 10.4817 | 9.0714
6997 | Lateral Hardening | Lateral Hardening-Fuse-92881445 | Laterals | 13710 | 0.44867 | 32 | 158 | 401397.1 | 2020 | 3478630.5353 | 3770267.4871 | 4085030.9513 | 3077233.4353 | 3368870.3871 | 3683633.8513 | 8.6663 | 9.3929 | 10.177 | 9.0353
10847 | Lateral Hardening | Lateral Hardening-Fuse-60005954 | Laterals | 13899 | 0.16761 | 13 | 5 | 57873.15 | 2025 | 492758.6613 | 550143.024 | 619255.6877 | 434885.5113 | 492269.874 | 561382.5377 | 8.5145 | 9.506 | 10.7002 | 9.0305
5847 | Lateral Hardening | Lateral Hardening-Fuse-93283740 | Laterals | 13351 | 0.056818 | 8 | 110 | 55242.69 | 2023 | 461371.2255 | 528007.12 | 625758.9759 | 406128.5355 | 472764.43 | 570516.2859 | 8.3517 | 9.558 | 11.3275 | 9.0112
15015 | Lateral Hardening | Lateral Hardening-Fuse-60131429 | Laterals | 13835 | 0.2714 | 19 | 43 | 264147.71 | 2022 | 2244295.3484 | 2492929.3504 | 2819088.5854 | 1980147.6384 | 2228781.6404 | 2554940.8754 | 8.4964 | 9.4376 | 10.6724 | 8.9963
6867 | Lateral Hardening | Lateral Hardening-Fuse-93057902 | Laterals | 13593 | 0.45455 | 39 | 83 | 586732.31 | 2021 | 4981721.7174 | 5529116.321 | 6182354.3711 | 4394989.4074 | 4942384.011 | 5595622.0611 | 8.4906 | 9.4236 | 10.5369 | 8.9751
18141 | Lateral Hardening | Lateral Hardening-Fuse-10100690 | Laterals | 13048 | 0.21212 | 25 | 43 | 138700.43 | 2027 | 1182947.3153 | 1293201.74 | 1429494.7686 | 1044246.8853 | 1154501.31 | 1290794.3386 | 8.5288 | 9.3237 | 10.3063 | 8.945
4270 | Lateral Hardening | Lateral Hardening-Fuse-60287236 | Laterals | 13509 | 0.14527 | 14 | 144 | 175077.78 | 2020 | 1464985.6342 | 1649620.2831 | 1907484.3204 | 1289907.8542 | 1474542.5031 | 1732406.5404 | 8.3676 | 9.4222 | 10.8951 | 8.9367
5150 | Lateral Hardening | Lateral Hardening-Fuse-10643509 | Laterals | 13390 | 0.15795 | 12 | 14 | 82056.45 | 2023 | 690238.5028 | 769093.4248 | 867383.0873 | 608182.0528 | 687036.9748 | 785326.6373 | 8.4118 | 9.3727 | 10.5706 | 8.9159
788 | Lateral Hardening | Lateral Hardening-Fuse-92035381 | Laterals | 13442 | 1.0549 | 65 | 237 | 511377.64 | 2022 | 4372049.8716 | 4710599.9265 | 5123971.8314 | 3860672.2316 | 4199222.2865 | 4612594.1914 | 8.5496 | 9.2116 | 10.0199 | 8.8952
2710 | Lateral Hardening | Lateral Hardening-Fuse-10580678 | Laterals | 13105 | 0.23163 | 17 | 217 | 253486.24 | 2021 | 2100361.8154 | 2370125.7177 | 2778560.2037 | 1846875.5754 | 2116639.4777 | 2525073.9637 | 8.2859 | 9.3501 | 10.9614 | 8.8727
7997 | Lateral Hardening | Lateral Hardening-Fuse-92630916 | Laterals | 13141 | 0.40398 | 35 | 41 | 449792.13 | 2021 | 3800013.5311 | 4154591.8301 | 4609781.0639 | 3350221.4011 | 3704799.7001 | 4159988.9339 | 8.4484 | 9.2367 | 10.2487 | 8.8649
2526 | Lateral Hardening | Lateral Hardening-Fuse-93159006 | Laterals | 14121 | 0.56951 | 31 | 74 | 132755.12 | 2021 | 1104540.7451 | 1206248.3355 | 1349578.9948 | 971785.6251 | 1073493.2155 | 1216823.8748 | 8.3201 | 9.0863 | 10.1659 | 8.7346
922 | Lateral Hardening | Lateral Hardening-Fuse-92634300 | Laterals | 14032 | 0.31383 | 21 | 306 | 390744.51 | 2020 | 3237710.8036 | 3533496.0998 | 3923141.2401 | 2846966.2936 | 3142751.5898 | 3532396.7301 | 8.286 | 9.043 | 10.0402 | 8.6885
6534 | Lateral Hardening | Lateral Hardening-Fuse-90021958 | Laterals | 13458 | 0.50417 | 31 | 30 | 223375.16 | 2026 | 1802494.5347 | 2025631.376 | 2353015.6521 | 1579119.3747 | 1802256.216 | 2129640.4921 | 8.0694 | 9.0683 | 10.5339 | 8.6155
559 | Lateral Hardening | Lateral Hardening-Fuse-92983670 | Laterals | 13535 | 0.21269 | 14 | 164 | 184875.77 | 2022 | 1492547.772 | 1674859.0751 | 1944541.0638 | 1307672.002 | 1489983.3051 | 1759665.2938 | 8.0732 | 9.0594 | 10.5181 | 8.6136
1866 | Lateral Hardening | Lateral Hardening-Fuse-10101286 | Laterals | 13046 | 0.23125 | 21 | 214 | 180937.71 | 2025 | 1483354.5416 | 1616629.5194 | 1795779.7269 | 1302416.8316 | 1435691.8094 | 1614842.0169 | 8.1982 | 8.9347 | 9.9249 | 8.5918
11035 | Lateral Hardening | Lateral Hardening-Fuse-10277744 | Laterals | 13673 | 1.0036 | 56 | 266 | 529077.47 | 2021 | 4334494.9262 | 4721874.1859 | 5256391.7382 | 3805417.4562 | 4192796.7159 | 4727314.2682 | 8.1926 | 8.9247 | 9.935 | 8.5865
19525 | Lateral Hardening | Lateral Hardening-Fuse-10655453 | Laterals | 13188 | 0.12235 | 15 | 46 | 168480.93 | 2021 | 1344688.3363 | 1528773.1834 | 1806483.1211 | 1176207.4063 | 1360292.2534 | 1638002.1911 | 7.9812 | 9.0739 | 10.7222 | 8.5831
5536 | Lateral Hardening | Lateral Hardening-Fuse-10583638 | Laterals | 13840 | 0.23163 | 17 | 53 | 63701.95 | 2023 | 514320.1069 | 566631.9277 | 639991.5403 | 450618.1569 | 502929.9777 | 576289.5903 | 8.0739 | 8.895 | 10.0467 | 8.5175
15892 | Lateral Hardening | Lateral Hardening-Fuse-92868210 | Laterals | 13460 | 0.41061 | 17 | 1 | 62133.85 | 2024 | 505850.249 | 548018.8405 | 612966.9407 | 443716.399 | 485884.9905 | 550833.0907 | 8.1413 | 8.82 | 9.8653 | 8.5173
13397 | Lateral Hardening | Lateral Hardening-Fuse-60079254 | Laterals | 13138 | 0.092045 | 13 | 152 | 159291.96 | 2022 | 1256324.0672 | 1433514.4561 | 1703196.2907 | 1097032.1072 | 1274222.4961 | 1543904.3307 | 7.8869 | 8.9993 | 10.6923 | 8.5012
18213 | Lateral Hardening | Lateral Hardening-Fuse-10671334 | Laterals | 13724 | 0.57254 | 31 | 120 | 306457.49 | 2022 | 2467780.7464 | 2725472.6369 | 3045868.3989 | 2161323.2564 | 2419015.1469 | 2739410.9089 | 8.0526 | 8.8935 | 9.939 | 8.4935
10357 | Lateral Hardening | Lateral Hardening-Fuse-92442349 | Laterals | 13141 | 0.40189 | 43 | 122 | 692296.02 | 2021 | 5583240.6035 | 6107983.2347 | 6773262.6 | 4890944.5835 | 5415687.2147 | 6080966.58 | 8.0648 | 8.8228 | 9.7838 | 8.4641
1505 | Lateral Hardening | Lateral Hardening-Fuse-10402259 | Laterals | 13592 | 0.1983 | 21 | 20 | 103323.78 | 2022 | 819676.5892 | 918565.336 | 1055015.8881 | 716352.8092 | 815241.556 | 951692.1081 | 7.9331 | 8.8902 | 10.2108 | 8.448
6363 | Lateral Hardening | Lateral Hardening-Fuse-60182741 | Laterals | 13312 | 0.1483 | 15 | 52 | 101386.73 | 2020 | 792498.5516 | 903991.2385 | 1070569.9078 | 691111.8216 | 802604.5085 | 969183.1778 | 7.8166 | 8.9163 | 10.5593 | 8.4208
14489 | Lateral Hardening | Lateral Hardening-Fuse-90179103 | Laterals | 13630 | 0.23807 | 17 | 19 | 171264.93 | 2023 | 1371039.7613 | 1505570.3771 | 1655919.6551 | 1199774.8313 | 1334305.4471 | 1484654.7251 | 8.0054 | 8.7909 | 9.6688 | 8.4074
17782 | Lateral Hardening | Lateral Hardening-Fuse-10007582 | Laterals | 13333 | 0.30455 | 27 | 24 | 247375.62 | 2021 | 1940327.7162 | 2187743.2794 | 2524678.3779 | 1692952.0962 | 1940367.6594 | 2277302.7579 | 7.8436 | 8.8438 | 10.2058 | 8.3799
5771 | Lateral Hardening | Lateral Hardening-Fuse-92298267 | Laterals | 13586 | 0.44905 | 45 | 459 | 359412.59 | 2021 | 2781690.754 | 3168701.5416 | 3773841.1223 | 2422278.164 | 2809288.9516 | 3414428.5323 | 7.7395 | 8.8163 | 10.5 | 8.3386
7448 | Lateral Hardening | Lateral Hardening-Fuse-10145625 | Laterals | 13138 | 0.3 | 27 | 343 | 336749.42 | 2022 | 2606906.9767 | 2953228.8372 | 3442974.8499 | 2270157.5567 | 2616479.4172 | 3106225.4299 | 7.7414 | 8.7698 | 10.2241 | 8.2982
1771 | Lateral Hardening | Lateral Hardening-Fuse-90446796 | Laterals | 14123 | 0.29716 | 13 | 5 | 118696.68 | 2025 | 934809.9292 | 1030974.1516 | 1146445.854 | 816113.2492 | 912277.4716 | 1027749.174 | 7.8756 | 8.6858 | 9.6586 | 8.297
12160 | Lateral Hardening | Lateral Hardening-Fuse-10640113 | Laterals | 13579 | 0.21894 | 11 | 58 | 106533.83 | 2027 | 830091.5052 | 926461.2448 | 1049821.3725 | 723557.6752 | 819927.4148 | 943287.5425 | 7.7918 | 8.6964 | 9.8543 | 8.2694
11944 | Lateral Hardening | Lateral Hardening-Fuse-93177909 | Laterals | 13589 | 0.11951 | 6 | 33 | 50000 | 2023 | 383608.3954 | 437815.0167 | 516835.3973 | 333608.3954 | 387815.0167 | 466835.3973 | 7.6722 | 8.7563 | 10.3367 | 8.2639
9500 | Lateral Hardening | Lateral Hardening-Fuse-60180762 | Laterals | 13462 | 0.13371 | 14 | 88 | 164701.58 | 2021 | 1259713.9875 | 1437343.8611 | 1704397.9275 | 1095012.4075 | 1272642.2811 | 1539696.3475 | 7.6485 | 8.727 | 10.3484 | 8.242
5224 | Lateral Hardening | Lateral Hardening-Fuse-10558902 | Laterals | 13299 | 1.192 | 59 | 175 | 615176.28 | 2023 | 4831910.779 | 5273605.0653 | 5854004.893 | 4216734.499 | 4658428.7853 | 5238828.613 | 7.8545 | 8.5725 | 9.516 | 8.2361
2232 | Lateral Hardening | Lateral Hardening-Fuse-10442385 | Laterals | 13948 | 0.30436 | 23 | 130 | 312363.3 | 2022 | 2416271.2316 | 2698152.9702 | 3055345.2853 | 2103907.9316 | 2385789.6702 | 2742981.9853 | 7.7355 | 8.6379 | 9.7814 | 8.2108
11760 | Lateral Hardening | Lateral Hardening-Fuse-92525393 | Laterals | 13229 | 0.21496 | 21 | 141 | 358826.18 | 2023 | 2761061.0697 | 3109145.8409 | 3542988.9893 | 2402234.8897 | 2750319.6609 | 3184162.8093 | 7.6947 | 8.6648 | 9.8738 | 8.2036
8623 | Lateral Hardening | Lateral Hardening-Fuse-91351288 | Laterals | 13243 | 0.28617 | 18 | 223 | 261967.84 | 2022 | 2018769.7558 | 2261499.1263 | 2581249.1062 | 1756801.9158 | 1999531.2863 | 2319281.2662 | 7.7062 | 8.6327 | 9.8533 | 8.1989
10080 | Lateral Hardening | Lateral Hardening-Fuse-90929181 | Laterals | 13205 | 0.19943 | 15 | 32 | 226154.19 | 2021 | 1733551.1624 | 1948583.3747 | 2254807.1555 | 1507396.9724 | 1722429.1847 | 2028652.9655 | 7.6654 | 8.6162 | 9.9702 | 8.1811
7229 | Lateral Hardening | Lateral Hardening-Fuse-10051153 | Laterals | 13021 | 0.15189 | 6 | 14 | 72286.73 | 2022 | 551858.245 | 622961.0194 | 725622.6407 | 479571.515 | 550674.2894 | 653335.9107 | 7.6343 | 8.6179 | 10.0381 | 8.1698
15273 | Lateral Hardening | Lateral Hardening-Fuse-10366868 | Laterals | 13101 | 0.21761 | 19 | 52 | 220170.18 | 2023 | 1709035.0665 | 1877967.4019 | 2075036.2822 | 1488864.8865 | 1657797.2219 | 1854866.1022 | 7.7623 | 8.5296 | 9.4247 | 8.1588
7606 | Lateral Hardening | Lateral Hardening-Fuse-91245761 | Laterals | 13071 | 0.2892 | 17 | 6 | 184392.09 | 2022 | 1434236.153 | 1559154.7224 | 1728860.6925 | 1249844.063 | 1374762.6324 | 1544468.6025 | 7.7782 | 8.4556 | 9.376 | 8.1412
14916 | Lateral Hardening | Lateral Hardening-Fuse-60059524 | Laterals | 13026 | 0.18939 | 16 | 115 | 186869.75 | 2022 | 1426592.9907 | 1596263.3018 | 1810015.3042 | 1239723.2407 | 1409393.5518 | 1623145.5542 | 7.6342 | 8.5421 | 9.686 | 8.1117
8132 | Lateral Hardening | Lateral Hardening-Fuse-60179144 | Laterals | 13001 | 0.66742 | 42 | 162 | 364463.8 | 2021 | 2802924.8658 | 3092606.3316 | 3434617.2403 | 2438461.0658 | 2728142.5316 | 3070153.4403 | 7.6905 | 8.4854 | 9.4238 | 8.1023
9184 | Lateral Hardening | Lateral Hardening-Fuse-60223573 | Laterals | 14020 | 0.48087 | 45 | 415 | 454109.6 | 2022 | 3498674.9625 | 3823958.3716 | 4247460.4781 | 3044565.3625 | 3369848.7716 | 3793350.8781 | 7.7045 | 8.4208 | 9.3534 | 8.0843
17104 | Lateral Hardening | Lateral Hardening-Fuse-60269456 | Laterals | 13297 | 0.30625 | 30 | 59 | 250205.23 | 2021 | 1870352.5696 | 2132071.4973 | 2531653.6347 | 1620147.3396 | 1881866.2673 | 2281448.4047 | 7.4753 | 8.5213 | 10.1183 | 8.0534
7766 | Lateral Hardening | Lateral Hardening-Fuse-10095475 | Laterals | 13786 | 0.46288 | 17 | 49 | 217003.78 | 2024 | 1650997.4092 | 1815227.9539 | 1999339.9624 | 1433993.6292 | 1598224.1739 | 1782336.1824 | 7.6082 | 8.365 | 9.2134 | 7.9957
11623 | Lateral Hardening | Lateral Hardening-Fuse-10429522 | Laterals | 13835 | 0.69015 | 41 | 163 | 318547.18 | 2022 | 2433779.3436 | 2648398.9047 | 2912010.7655 | 2115232.1636 | 2329851.7247 | 2593463.5855 | 7.6402 | 8.314 | 9.1415 | 7.9925
18749 | Lateral Hardening | Lateral Hardening-Fuse-91487301 | Laterals | 14032 | 0.2786 | 25 | 199 | 255616.44 | 2021 | 1906368.917 | 2144794.5358 | 2477985.6523 | 1650752.477 | 1889178.0958 | 2222369.2123 | 7.4579 | 8.3907 | 9.6942 | 7.9614
3438 | Lateral Hardening | Lateral Hardening-Fuse-91532149 | Laterals | 13204 | 0.50114 | 39 | 591 | 550617.13 | 2022 | 4149886.2113 | 4595716.4332 | 5104089.2686 | 3599269.0813 | 4045099.3032 | 4553472.1386 | 7.5368 | 8.3465 | 9.2698 | 7.953
709 | Lateral Hardening | Lateral Hardening-Fuse-90098936 | Laterals | 13959 | 0.16667 | 10 | 107 | 50000 | 2024 | 370508.5401 | 419980.5276 | 491182.3468 | 320508.5401 | 369980.5276 | 441182.3468 | 7.4102 | 8.3996 | 9.8236 | 7.9484
7371 | Lateral Hardening | Lateral Hardening-Fuse-60499213 | Laterals | 13147 | 0.58201 | 29 | 62 | 167466.45 | 2026 | 1268027.4616 | 1381719.2147 | 1536964.8704 | 1100561.0116 | 1214252.7647 | 1369498.4204 | 7.5718 | 8.2507 | 9.1777 | 7.9361
10858 | Lateral Hardening | Lateral Hardening-Fuse-60395568 | Laterals | 13799 | 0.45739 | 45 | 260 | 469677.21 | 2021 | 3550256.4105 | 3873618.5706 | 4300948.2746 | 3080579.2005 | 3403941.3606 | 3831271.0646 | 7.5589 | 8.2474 | 9.1572 | 7.9253
11132 | Lateral Hardening | Lateral Hardening-Fuse-91406642 | Laterals | 13836 | 0.098295 | 7 | 42 | 101002.92 | 2021 | 746429.119 | 838607.2479 | 967507.3156 | 645426.199 | 737604.3279 | 866504.3956 | 7.3902 | 8.3028 | 9.579 | 7.8828
8344 | Lateral Hardening | Lateral Hardening-Fuse-10637259 | Laterals | 13699 | 0.15587 | 13 | 26 | 61335.95 | 2021 | 455084.8324 | 507621.5192 | 581112.598 | 393748.8824 | 446285.5692 | 519776.648 | 7.4195 | 8.2761 | 9.4743 | 7.882
7976 | Lateral Hardening | Lateral Hardening-Fuse-93019714 | Laterals | 13840 | 0.13371 | 9 | 39 | 51112.44 | 2020 | 382420.7149 | 419973.5436 | 470756.7349 | 331308.2749 | 368861.1036 | 419644.2949 | 7.4819 | 8.2167 | 9.2102 | 7.8752
18469 | Lateral Hardening | Lateral Hardening-Fuse-10462583 | Laterals | 13226 | 0.12178 | 19 | 190 | 236405.24 | 2021 | 1732711.1993 | 1967936.0901 | 2311112.4504 | 1496305.9593 | 1731530.8501 | 2074707.2104 | 7.3294 | 8.3244 | 9.7761 | 7.8726
5877 | Lateral Hardening | Lateral Hardening-Fuse-90022392 | Laterals | 13172 | 0.25379 | 16 | 15 | 142418.5 | 2024 | 1052324.5273 | 1178049.6484 | 1353167.3543 | 909906.0273 | 1035631.1484 | 1210748.8543 | 7.389 | 8.2717 | 9.5013 | 7.865
8776 | Lateral Hardening | Lateral Hardening-Fuse-60311190 | Laterals | 13373 | 0.5928 | 41 | 80 | 503372.57 | 2024 | 3772990.6196 | 4116505.0598 | 4562380.0494 | 3269618.0496 | 3613132.4898 | 4059007.4794 | 7.4954 | 8.1778 | 9.0636 | 7.857
13438 | Lateral Hardening | Lateral Hardening-Fuse-60140011 | Laterals | 14116 | 0.32595 | 29 | 50 | 275189.14 | 2021 | 2055728.0723 | 2254643.2968 | 2493293.7248 | 1780538.9323 | 1979454.1568 | 2218104.5848 | 7.4702 | 8.1931 | 9.0603 | 7.8461
17172 | Lateral Hardening | Lateral Hardening-Fuse-90799155 | Laterals | 13423 | 0.21818 | 11 | 43 | 132149.22 | 2028 | 983582.7614 | 1086159.2104 | 1204069.7232 | 851433.5414 | 954009.9904 | 1071920.5032 | 7.443 | 8.2192 | 9.1114 | 7.8427
9132 | Lateral Hardening | Lateral Hardening-Fuse-60211554 | Laterals | 13470 | 0.81705 | 48 | 479 | 443066.9 | 2026 | 3308594.5819 | 3611104.3271 | 4021284.2196 | 2865527.6819 | 3168037.4271 | 3578217.3196 | 7.4675 | 8.1502 | 9.076 | 7.8332
10322 | Lateral Hardening | Lateral Hardening-Fuse-60118975 | Laterals | 13103 | 0.49129 | 39 | 367 | 439060.69 | 2024 | 3262739.8665 | 3558356.8075 | 3945159.0201 | 2823679.1765 | 3119296.1175 | 3506098.3301 | 7.4312 | 8.1045 | 8.9855 | 7.7886
15779 | Lateral Hardening | Lateral Hardening-Fuse-10013916 | Laterals | 13140 | 0.10284 | 13 | 143 | 160970.61 | 2021 | 1158167.3987 | 1321821.4137 | 1570360.4911 | 997196.7887 | 1160850.8037 | 1409389.8811 | 7.1949 | 8.2116 | 9.7556 | 7.756
8784 | Lateral Hardening | Lateral Hardening-Fuse-60563698 | Laterals | 13099 | 0.38144 | 23 | 8 | 198617.29 | 2022 | 1472329.7477 | 1605880.8328 | 1733696.9958 | 1273712.4577 | 1407263.5428 | 1535079.7058 | 7.4129 | 8.0853 | 8.7288 | 7.7462
15814 | Lateral Hardening | Lateral Hardening-Fuse-92035582 | Laterals | 13442 | 0.28958 | 18 | 106 | 171566.41 | 2022 | 1250652.4991 | 1361242.6978 | 1508622.1321 | 1079086.0891 | 1189676.2878 | 1337055.7221 | 7.2896 | 7.9342 | 8.7932 | 7.6334
11705 | Lateral Hardening | Lateral Hardening-Fuse-10424241 | Laterals | 13828 | 0.80322 | 45 | 372 | 560531.12 | 2023 | 4079663.806 | 4438495.5891 | 4879319.5445 | 3519132.686 | 3877964.4691 | 4318788.4245 | 7.2782 | 7.9184 | 8.7048 | 7.6129
9662 | Lateral Hardening | Lateral Hardening-Fuse-91667288 | Laterals | 13748 | 0.052273 | 11 | 68 | 54398.79 | 2028 | 383861.2199 | 438333.1663 | 520501.878 | 329462.4299 | 383934.3763 | 466103.088 | 7.0564 | 8.0578 | 9.5683 | 7.608
13846 | Lateral Hardening | Lateral Hardening-Fuse-92213510 | Laterals | 13128 | 0.55076 | 39 | 83 | 290989.74 | 2024 | 2116210.5414 | 2300154.4016 | 2531224.6767 | 1825220.8014 | 2009164.6616 | 2240234.9367 | 7.2725 | 7.9046 | 8.6987 | 7.6047
8021 | Lateral Hardening | Lateral Hardening-Fuse-60168916 | Laterals | 13473 | 0.34356 | 24 | 419 | 383581.24 | 2021 | 2728604.0126 | 3073276.7431 | 3538901.6604 | 2345022.7726 | 2689695.5031 | 3155320.4204 | 7.1135 | 8.0121 | 9.226 | 7.5943
7798 | Lateral Hardening | Lateral Hardening-Fuse-90796385 | Laterals | 13113 | 0.51326 | 34 | 233 | 431048.43 | 2021 | 3113586.0844 | 3419329.8075 | 3780308.7883 | 2682537.6544 | 2988281.3775 | 3349260.3583 | 7.2233 | 7.9326 | 8.77 | 7.5908
18665 | Lateral Hardening | Lateral Hardening-Fuse-92349883 | Laterals | 13431 | 0.4233 | 29 | 64 | 317125.71 | 2023 | 2293393.4278 | 2499344.4019 | 2765512.6479 | 1976267.7178 | 2182218.6919 | 2448386.9379 | 7.2318 | 7.8812 | 8.7206 | 7.5755
10601 | Lateral Hardening | Lateral Hardening-Fuse-91934653 | Laterals | 13522 | 0.47045 | 41 | 128 | 385362.64 | 2023 | 2742398.4739 | 3054813.94 | 3466265.1917 | 2357035.8339 | 2669451.3 | 3080902.5517 | 7.1164 | 7.9271 | 8.9948 | 7.5475
17587 | Lateral Hardening | Lateral Hardening-Fuse-10933157 | Laterals | 13896 | 0.27557 | 16 | 9 | 115735.56 | 2026 | 829185.9469 | 912431.8654 | 1011753.5446 | 713450.3869 | 796696.3054 | 896017.9846 | 7.1645 | 7.8838 | 8.7419 | 7.538
1026 | Lateral Hardening | Lateral Hardening-Fuse-91580610 | Laterals | 13044 | 0.24129 | 15 | 49 | 103782.64 | 2026 | 739965.885 | 815786.5066 | 907870.5017 | 636183.245 | 712003.8666 | 804087.8617 | 7.13 | 7.8605 | 8.7478 | 7.5109
6799 | Lateral Hardening | Lateral Hardening-Fuse-10392924 | Laterals | 13522 | 0.11591 | 9 | 10 | 73349.52 | 2023 | 511361.7387 | 582137.7424 | 686089.703 | 438012.2187 | 508788.2224 | 612740.183 | 6.9716 | 7.9365 | 9.3537 | 7.4993
18553 | Lateral Hardening | Lateral Hardening-Fuse-91231633 | Laterals | 13590 | 0.34205 | 29 | 47 | 294343.1 | 2021 | 2086071.0132 | 2300390.4142 | 2558660.7003 | 1791727.9132 | 2006047.3142 | 2264317.6003 | 7.0872 | 7.8153 | 8.6928 | 7.4662
10844 | Lateral Hardening | Lateral Hardening-Fuse-92829453 | Laterals | 13961 | 0.33693 | 25 | 447 | 292495.89 | 2020 | 2066031.6142 | 2263580.1945 | 2508861.2912 | 1773535.7242 | 1971084.3045 | 2216365.4012 | 7.0635 | 7.7388 | 8.5774 | 7.4175
7626 | Lateral Hardening | Lateral Hardening-Fuse-10297943 | Laterals | 13737 | 0.20208 | 18 | 84 | 176402.41 | 2023 | 1220979.3488 | 1378966.1938 | 1621710.7705 | 1044576.9388 | 1202563.7838 | 1445308.3605 | 6.9216 | 7.8172 | 9.1932 | 7.4174
12790 | Lateral Hardening | Lateral Hardening-Fuse-91293905 | Laterals | 13102 | 0.11629 | 10 | 47 | 172015.5 | 2022 | 1183369.6458 | 1349802.7694 | 1600524.4546 | 1011354.1458 | 1177787.2694 | 1428508.9546 | 6.8794 | 7.847 | 9.3045 | 7.4122
19496 | Lateral Hardening | Lateral Hardening-Fuse-91531560 | Laterals | 13709 | 0.38504 | 22 | 132 | 136084.4 | 2026 | 959559.3974 | 1048239.0087 | 1179121.9804 | 823474.9974 | 912154.6087 | 1043037.5804 | 7.0512 | 7.7029 | 8.6646 | 7.408
11582 | Lateral Hardening | Lateral Hardening-Fuse-60642676 | Laterals | 13006 | 0.67083 | 32 | 68 | 451204.78 | 2022 | 3172807.9331 | 3451744.7825 | 3773722.5152 | 2721603.1531 | 3000540.0025 | 3322517.7352 | 7.0319 | 7.6501 | 8.3637 | 7.3505
1842 | Lateral Hardening | Lateral Hardening-Fuse-92223144 | Laterals | 13206 | 0.072538 | 9 | 65 | 83768.98 | 2026 | 569395.6237 | 649487.6828 | 769903.9769 | 485626.6437 | 565718.7028 | 686134.9969 | 6.7972 | 7.7533 | 9.1908 | 7.3234
17175 | Lateral Hardening | Lateral Hardening-Fuse-10562356 | Laterals | 13296 | 0.22064 | 17 | 29 | 66719.03 | 2021 | 458481.7135 | 514354.9869 | 591241.9387 | 391762.6835 | 447635.9569 | 524522.9087 | 6.8718 | 7.7093 | 8.8617 | 7.322
13152 | Lateral Hardening | Lateral Hardening-Fuse-10663246 | Laterals | 13001 | 0.50189 | 27 | 244 | 454967.72 | 2021 | 3143035.6314 | 3486274.875 | 3918703.8523 | 2688067.9114 | 3031307.155 | 3463736.1323 | 6.9083 | 7.6627 | 8.6131 | 7.3051
5026 | Lateral Hardening | Lateral Hardening-Fuse-91493133 | Laterals | 13011 | 0.43182 | 17 | 86 | 50000 | 2028 | 339845.3005 | 387036.9811 | 452134.6721 | 289845.3005 | 337036.9811 | 402134.6721 | 6.7969 | 7.7407 | 9.0427 | 7.3046
8211 | Lateral Hardening | Lateral Hardening-Fuse-10145628 | Laterals | 13138 | 0.30379 | 18 | 352 | 119727.43 | 2022 | 808174.5489 | 919832.5341 | 1096099.1029 | 688447.1189 | 800105.1041 | 976371.6729 | 6.7501 | 7.6827 | 9.155 | 7.2704
5479 | Lateral Hardening | Lateral Hardening-Fuse-92853333 | Laterals | 13910 | 0.26307 | 17 | 76 | 109749.36 | 2024 | 757556.9344 | 827760.5686 | 922801.246 | 647807.5744 | 718011.2086 | 813051.886 | 6.9026 | 7.5423 | 8.4083 | 7.2451
10376 | Lateral Hardening | Lateral Hardening-Fuse-10340753 | Laterals | 14031 | 0.85341 | 53 | 201 | 473690.35 | 2025 | 3256875.5511 | 3591439.4663 | 3972227.0198 | 2783185.2011 | 3117749.1163 | 3498536.6698 | 6.8755 | 7.5818 | 8.3857 | 7.2384
3926 | Lateral Hardening | Lateral Hardening-Fuse-10925094 | Laterals | 13342 | 0.32689 | 22 | 45 | 278323.49 | 2023 | 1900118.955 | 2087885.1548 | 2300694.4588 | 1621795.465 | 1809561.6648 | 2022370.9688 | 6.827 | 7.5016 | 8.2663 | 7.1733
7723 | Lateral Hardening | Lateral Hardening-Fuse-10362869 | Laterals | 13104 | 0.3803 | 30 | 67 | 507413.96 | 2022 | 3467681.5438 | 3795112.5308 | 4202054.338 | 2960267.5838 | 3287698.5708 | 3694640.378 | 6.834 | 7.4793 | 8.2813 | 7.1723
15842 | Lateral Hardening | Lateral Hardening-Fuse-91016874 | Laterals | 13046 | 0.21742 | 19 | 52 | 244219.27 | 2025 | 1645659.2356 | 1841800.3497 | 2105834.0702 | 1401439.9656 | 1597581.0797 | 1861614.8002 | 6.7384 | 7.5416 | 8.6227 | 7.1678
4915 | Lateral Hardening | Lateral Hardening-Fuse-90747759 | Laterals | 13370 | 0.33504 | 24 | 131 | 196884.37 | 2022 | 1320695.6932 | 1482555.6889 | 1707830.7604 | 1123811.3232 | 1285671.3189 | 1510946.3904 | 6.708 | 7.5301 | 8.6743 | 7.1512
12571 | Lateral Hardening | Lateral Hardening-Fuse-91780598 | Laterals | 14041 | 0.4553 | 26 | 237 | 577196.96 | 2023 | 3887788.7069 | 4303259.6222 | 4784420.5482 | 3310591.7469 | 3726062.6622 | 4207223.5882 | 6.7356 | 7.4554 | 8.2891 | 7.1069
10428 | Lateral Hardening | Lateral Hardening-Fuse-92680655 | Laterals | 13805 | 1.1735 | 64 | 489 | 833576.42 | 2024 | 5710318.6967 | 6085723.3639 | 6594275.5819 | 4876742.2767 | 5252146.9439 | 5760699.1619 | 6.8504 | 7.3007 | 7.9108 | 7.0915
10138 | Lateral Hardening | Lateral Hardening-Fuse-91519309 | Laterals | 13645 | 0.49508 | 22 | 36 | 133469.54 | 2021 | 896361.1163 | 990720.9273 | 1107450.5854 | 762891.5763 | 857251.3873 | 973981.0454 | 6.7158 | 7.4228 | 8.2974 | 7.0861
7930 | Lateral Hardening | Lateral Hardening-Fuse-10427677 | Laterals | 13831 | 0.25417 | 18 | 313 | 329480.42 | 2021 | 2202115.4713 | 2444530.7567 | 2764045.9774 | 1872635.0513 | 2115050.3367 | 2434565.5574 | 6.6836 | 7.4194 | 8.3891 | 7.0749
11795 | Lateral Hardening | Lateral Hardening-Fuse-92677341 | Laterals | 13805 | 0.68693 | 35 | 66 | 312175.23 | 2024 | 2110593.9744 | 2291771.6966 | 2514545.5705 | 1798418.7444 | 1979596.4666 | 2202370.3405 | 6.7609 | 7.3413 | 8.0549 | 7.0644
12254 | Lateral Hardening | Lateral Hardening-Fuse-90285170 | Laterals | 13147 | 0.14148 | 9 | 3 | 60139.71 | 2026 | 400351.2975 | 446462.4347 | 506180.2337 | 340211.5875 | 386322.7247 | 446040.5237 | 6.657 | 7.4238 | 8.4167 | 7.063
12846 | Lateral Hardening | Lateral Hardening-Fuse-10596832 | Laterals | 13770 | 0.26231 | 17 | 179 | 137746.74 | 2023 | 907022.4132 | 1024703.7173 | 1201272.494 | 769275.6732 | 886956.9773 | 1063525.754 | 6.5847 | 7.439 | 8.7209 | 7.0546
15236 | Lateral Hardening | Lateral Hardening-Fuse-93188519 | Laterals | 13797 | 0.65966 | 50 | 152 | 638653.65 | 2021 | 4288096.3505 | 4678631.9162 | 5204120.4216 | 3649442.7005 | 4039978.2662 | 4565466.7716 | 6.7143 | 7.3258 | 8.1486 | 7.0412
6254 | Lateral Hardening | Lateral Hardening-Fuse-10055941 | Laterals | 13420 | 0.14659 | 10 | 4 | 63986.01 | 2023 | 423787.3803 | 472699.7558 | 537827.9135 | 359801.3703 | 408713.7458 | 473841.9035 | 6.6231 | 7.3875 | 8.4054 | 7.0307
3039 | Lateral Hardening | Lateral Hardening-Fuse-92173076 | Laterals | 13909 | 0.31155 | 22 | 8 | 221823.98 | 2023 | 1484986.5882 | 1627215.6863 | 1792651.9598 | 1263162.6082 | 1405391.7063 | 1570827.9798 | 6.6944 | 7.3356 | 8.0814 | 7.0255
17345 | Lateral Hardening | Lateral Hardening-Fuse-10657027 | Laterals | 13098 | 0.70227 | 43 | 95 | 437419.92 | 2024 | 2940259.3026 | 3198374.5457 | 3450056.151 | 2502839.3826 | 2760954.6257 | 3012636.231 | 6.7218 | 7.3119 | 7.8873 | 7.0154
1987 | Lateral Hardening | Lateral Hardening-Fuse-91504609 | Laterals | 13309 | 0.58883 | 55 | 169 | 783114.23 | 2022 | 5218615.0054 | 5704941.5531 | 6335825.4558 | 4435500.7754 | 4921827.3231 | 5552711.2258 | 6.6639 | 7.2849 | 8.0906 | 6.9929
19416 | Lateral Hardening | Lateral Hardening-Fuse-10158909 | Laterals | 13164 | 0.79432 | 68 | 270 | 893576.18 | 2021 | 5986164.0264 | 6484958.9593 | 7044587.5703 | 5092587.8464 | 5591382.7793 | 6151011.3903 | 6.6991 | 7.2573 | 7.8836 | 6.985
11561 | Lateral Hardening | Lateral Hardening-Fuse-90249278 | Laterals | 14014 | 0.092424 | 6 | 18 | 50000 | 2027 | 323230.0198 | 369320.2838 | 436809.2669 | 273230.0198 | 319320.2838 | 386809.2669 | 6.4646 | 7.3864 | 8.7362 | 6.9683
19644 | Lateral Hardening | Lateral Hardening-Fuse-91873275 | Laterals | 13140 | 0.5267 | 55 | 31 | 589327.86 | 2021 | 3885277.1864 | 4295123.6647 | 4790038.6689 | 3295949.3264 | 3705795.8047 | 4200710.8089 | 6.5927 | 7.2882 | 8.128 | 6.9549
118 | Lateral Hardening | Lateral Hardening-Fuse-60258173 | Laterals | 14355 | 0.15777 | 15 | 356 | 241753.96 | 2022 | 1559800.7177 | 1776558.9034 | 2116501.429 | 1318046.7577 | 1534804.9434 | 1874747.469 | 6.452 | 7.3486 | 8.7548 | 6.9513
4294 | Lateral Hardening | Lateral Hardening-Fuse-90747757 | Laterals | 13370 | 0.37197 | 31 | 15 | 409460.75 | 2022 | 2703709.1086 | 2969126.6081 | 3290624.05 | 2294248.3586 | 2559665.8581 | 2881163.3 | 6.6031 | 7.2513 | 8.0365 | 6.9409
4727 | Lateral Hardening | Lateral Hardening-Fuse-92509975 | Laterals | 13916 | 0.45057 | 35 | 71 | 284681.71 | 2021 | 1865698.1869 | 2061238.8142 | 2319415.071 | 1581016.4769 | 1776557.1042 | 2034733.361 | 6.5536 | 7.2405 | 8.1474 | 6.9191
9269 | Lateral Hardening | Lateral Hardening-Fuse-92624129 | Laterals | 13390 | 0.27443 | 15 | 35 | 141498.78 | 2023 | 919842.0735 | 1030942.3548 | 1176852.3152 | 778343.2935 | 889443.5748 | 1035353.5352 | 6.5007 | 7.2859 | 8.317 | 6.9179
17670 | Lateral Hardening | Lateral Hardening-Fuse-90098866 | Laterals | 13959 | 0.63068 | 31 | 226 | 391506.23 | 2024 | 2579102.0492 | 2801817.3274 | 3067682.7494 | 2187595.8192 | 2410311.0974 | 2676176.5194 | 6.5876 | 7.1565 | 7.8356 | 6.8831
13327 | Lateral Hardening | Lateral Hardening-Fuse-90116190 | Laterals | 14024 | 0.1267 | 11 | 12 | 54473.31 | 2023 | 348548.7505 | 396957.5593 | 465166.0384 | 294075.4405 | 342484.2493 | 410692.7284 | 6.3985 | 7.2872 | 8.5393 | 6.8792
7296 | Lateral Hardening | Lateral Hardening-Fuse-91052996 | Laterals | 13605 | 0.33201 | 27 | 115 | 242665.22 | 2021 | 1584437.4272 | 1743692.6458 | 1938018.6199 | 1341772.2072 | 1501027.4258 | 1695353.3999 | 6.5293 | 7.1856 | 7.9864 | 6.8719
19560 | Lateral Hardening | Lateral Hardening-Fuse-92407065 | Laterals | 13815 | 0.37557 | 15 | 12 | 68399.35 | 2020 | 438591.8097 | 494344.132 | 580758.4833 | 370192.4597 | 425944.782 | 512359.1333 | 6.4122 | 7.2273 | 8.4907 | 6.8646
15881 | Lateral Hardening | Lateral Hardening-Fuse-60209053 | Laterals | 13748 | 0.10928 | 9 | 23 | 153005.84 | 2028 | 990999.3671 | 1103618.2075 | 1245925.5103 | 837993.5271 | 950612.3675 | 1092919.6703 | 6.4769 | 7.2129 | 8.143 | 6.8643
7963 | Lateral Hardening | Lateral Hardening-Fuse-10566580 | Laterals | 13289 | 0.64394 | 32 | 87 | 364055.22 | 2022 | 2364906.7413 | 2616130.068 | 2939065.2199 | 2000851.5213 | 2252074.848 | 2575009.9999 | 6.496 | 7.1861 | 8.0731 | 6.8607
7887 | Lateral Hardening | Lateral Hardening-Fuse-60233886 | Laterals | 14040 | 0.12614 | 12 | 96 | 50000 | 2026 | 317720.9238 | 362906.04 | 431699.018 | 267720.9238 | 312906.04 | 381699.018 | 6.3544 | 7.2581 | 8.634 | 6.8535
1547 | Lateral Hardening | Lateral Hardening-Fuse-90886759 | Laterals | 14030 | 0.53788 | 49 | 161 | 583401.46 | 2023 | 3828145.1215 | 4155607.9446 | 4493806.4549 | 3244743.6615 | 3572206.4846 | 3910404.9949 | 6.5618 | 7.1231 | 7.7028 | 6.8443
664 | Lateral Hardening | Lateral Hardening-Fuse-91863539 | Laterals | 13630 | 0.27708 | 22 | 236 | 265610.62 | 2023 | 1729552.4514 | 1892865.2851 | 2090394.219 | 1463941.8314 | 1627254.6651 | 1824783.599 | 6.5116 | 7.1265 | 7.8701 | 6.8319
5786 | Lateral Hardening | Lateral Hardening-Fuse-60144164 | Laterals | 13939 | 0.12121 | 8 | 38 | 245270.83 | 2021 | 1563009.5577 | 1758603.525 | 2065387.2711 | 1317738.7277 | 1513332.695 | 1820116.4411 | 6.3726 | 7.17 | 8.4208 | 6.8167
19497 | Lateral Hardening | Lateral Hardening-Fuse-60170422 | Laterals | 13071 | 0.9947 | 74 | 362 | 842958.43 | 2022 | 5533734.3573 | 5927832.7017 | 6467700.1968 | 4690775.9273 | 5084874.2717 | 5624741.7668 | 6.5647 | 7.0322 | 7.6726 | 6.8157
6023 | Lateral Hardening | Lateral Hardening-Fuse-90816343 | Laterals | 13158 | 0.25019 | 18 | 123 | 195139.04 | 2021 | 1261425.6487 | 1386709.8986 | 1526738.5681 | 1066286.6087 | 1191570.8586 | 1331599.5281 | 6.4642 | 7.1063 | 7.8238 | 6.7928
6251 | Lateral Hardening | Lateral Hardening-Fuse-60013838 | Laterals | 13094 | 0.31042 | 28 | 206 | 263996.27 | 2023 | 1661798.8182 | 1889111.8083 | 2217201.1428 | 1397802.5482 | 1625115.5383 | 1953204.8728 | 6.2948 | 7.1558 | 8.3986 | 6.7635
17518 | Lateral Hardening | Lateral Hardening-Fuse-92999604 | Laterals | 13111 | 0.41705 | 32 | 61 | 253031.07 | 2021 | 1601268.8263 | 1796839.6059 | 2084915.163 | 1348237.7563 | 1543808.5359 | 1831884.093 | 6.3283 | 7.1013 | 8.2398 | 6.7514
2782 | Lateral Hardening | Lateral Hardening-Fuse-10679367 | Laterals | 13807 | 0.12576 | 8 | 6 | 96521.4 | 2028 | 609482.0007 | 686984.7295 | 798120.2008 | 512960.6007 | 590463.3295 | 701598.8008 | 6.3145 | 7.1174 | 8.2688 | 6.7508
15052 | Lateral Hardening | Lateral Hardening-Fuse-91407512 | Laterals | 13462 | 0.28106 | 24 | 81 | 265657.21 | 2021 | 1686935.1513 | 1874930.3435 | 2117080.3039 | 1421277.9413 | 1609273.1335 | 1851423.0939 | 6.35 | 7.0577 | 7.9692 | 6.7243
4540 | Lateral Hardening | Lateral Hardening-Fuse-10482593 | Laterals | 13457 | 0.13693 | 9 | 137 | 166271.61 | 2022 | 1035076.1319 | 1183182.7183 | 1397964.2723 | 868804.5219 | 1016911.1083 | 1231692.6623 | 6.2252 | 7.116 | 8.4077 | 6.7107
12430 | Lateral Hardening | Lateral Hardening-Fuse-90147316 | Laterals | 13207 | 0.20473 | 17 | 23 | 225016.27 | 2024 | 1411828.6861 | 1582556.6135 | 1843507.8633 | 1186812.4161 | 1357540.3435 | 1618491.5933 | 6.2743 | 7.0331 | 8.1928 | 6.6938
4909 | Lateral Hardening | Lateral Hardening-Fuse-60058683 | Laterals | 13021 | 0.30682 | 28 | 130 | 272725.05 | 2022 | 1722150.194 | 1917018.7473 | 2166567.0062 | 1449425.144 | 1644293.6973 | 1893841.9562 | 6.3146 | 7.0291 | 7.9441 | 6.6919
1066 | Lateral Hardening | Lateral Hardening-Fuse-93426307 | Laterals | 13389 | 0.26686 | 18 | 91 | 204154.91 | 2025 | 1270060.8138 | 1429291.439 | 1672340.5848 | 1065905.9038 | 1225136.529 | 1468185.6748 | 6.2211 | 7.001 | 8.1915 | 6.6521
2774 | Lateral Hardening | Lateral Hardening-Fuse-60303627 | Laterals | 13586 | 1.0686 | 67 | 69 | 783127.12 | 2021 | 4996185.7678 | 5412211.539 | 5877425.8709 | 4213058.6478 | 4629084.419 | 5094298.7509 | 6.3798 | 6.911 | 7.5051 | 6.6517
7210 | Lateral Hardening | Lateral Hardening-Fuse-10632095 | Laterals | 13311 | 0.060985 | 6 | 23 | 50000 | 2027 | 307048.752 | 351100.5346 | 414726.9798 | 257048.752 | 301100.5346 | 364726.9798 | 6.141 | 7.022 | 8.2945 | 6.6206
15884 | Lateral Hardening | Lateral Hardening-Fuse-92664597 | Laterals | 13226 | 0.30947 | 16 | 348 | 50000 | 2021 | 306723.2165 | 350083.1619 | 417120.5712 | 256723.2165 | 300083.1619 | 367120.5712 | 6.1345 | 7.0017 | 8.3424 | 6.6154
4462 | Lateral Hardening | Lateral Hardening-Fuse-91928022 | Laterals | 13754 | 0.14394 | 18 | 154 | 113071.24 | 2025 | 694793.9268 | 787443.2039 | 931754.3402 | 581722.6868 | 674371.9639 | 818683.1002 | 6.1447 | 6.9641 | 8.2404 | 6.6001
15934 | Lateral Hardening | Lateral Hardening-Fuse-91780595 | Laterals | 14041 | 0.41648 | 29 | 235 | 412630.85 | 2023 | 2590944.0037 | 2837086.2642 | 3138515.1041 | 2178313.1537 | 2424455.4142 | 2725884.2541 | 6.2791 | 6.8756 | 7.6061 | 6.5907
3884 | Lateral Hardening | Lateral Hardening-Fuse-92728705 | Laterals | 13796 | 0.44981 | 34 | 318 | 343301.47 | 2021 | 2155908.9702 | 2350557.0517 | 2592693.5306 | 1812607.5002 | 2007255.5817 | 2249392.0606 | 6.2799 | 6.8469 | 7.5522 | 6.5773
2276 | Lateral Hardening | Lateral Hardening-Fuse-92497121 | Laterals | 13146 | 0.42159 | 28 | 58 | 405892.01 | 2026 | 2533309.323 | 2761544.8033 | 3061937.7838 | 2127417.313 | 2355652.7933 | 2656045.7738 | 6.2413 | 6.8036 | 7.5437 | 6.5403
19125 | Lateral Hardening | Lateral Hardening-Fuse-93266654 | Laterals | 13042 | 0.11837 | 15 | 34 | 121304 | 2025 | 748809.3127 | 828429.6262 | 923762.2429 | 627505.3127 | 707125.6262 | 802458.2429 | 6.173 | 6.8294 | 7.6153 | 6.5141
16159 | Lateral Hardening | Lateral Hardening-Fuse-92962818 | Laterals | 13006 | 0.20682 | 16 | 5 | 153093.31 | 2022 | 941448.1315 | 1044875.3392 | 1173098.1152 | 788354.8215 | 891782.0292 | 1020004.8052 | 6.1495 | 6.8251 | 7.6626 | 6.5035
16929 | Lateral Hardening | Lateral Hardening-Fuse-90216846 | Laterals | 13207 | 0.27178 | 23 | 99 | 332219.27 | 2024 | 2048338.8862 | 2260012.722 | 2513942.2453 | 1716119.6162 | 1927793.452 | 2181722.9753 | 6.1656 | 6.8028 | 7.5671 | 6.4969
14521 | Lateral Hardening | Lateral Hardening-Fuse-90431393 | Laterals | 13655 | 1.2312 | 70 | 298 | 1132250.02 | 2022 | 7043618.0163 | 7630331.0056 | 8281942.8508 | 5911367.9963 | 6498080.9856 | 7149692.8308 | 6.2209 | 6.7391 | 7.3146 | 6.4857
13827 | Lateral Hardening | Lateral Hardening-Fuse-92605800 | Laterals | 13096 | 0.12159 | 10 | 13 | 50000 | 2027 | 306921.2624 | 339262.7599 | 383170.4495 | 256921.2624 | 289262.7599 | 333170.4495 | 6.1384 | 6.7853 | 7.6634 | 6.485
2250 | Lateral Hardening | Lateral Hardening-Fuse-10163243 | Laterals | 13091 | 0.39602 | 35 | 171 | 430522.97 | 2025 | 2656909.9046 | 2899652.9109 | 3219432.0373 | 2226386.9346 | 2469129.9409 | 2788909.0673 | 6.1714 | 6.7352 | 7.478 | 6.4712
11495 | Lateral Hardening | Lateral Hardening-Fuse-90684154 | Laterals | 13243 | 0.22841 | 19 | 7 | 252985.59 | 2022 | 1554609.7246 | 1709435.8173 | 1882537.8836 | 1301624.1346 | 1456450.2273 | 1629552.2936 | 6.1451 | 6.757 | 7.4413 | 6.4583
16664 | Lateral Hardening | Lateral Hardening-Fuse-10339836 | Laterals | 14032 | 0.12841 | 11 | 2 | 50000 | 2021 | 300241.6272 | 341970.0719 | 401671.161 | 250241.6272 | 291970.0719 | 351671.161 | 6.0048 | 6.8394 | 8.0334 | 6.4581
14563 | Lateral Hardening | Lateral Hardening-Fuse-90718270 | Laterals | 13927 | 0.59659 | 53 | 339 | 663410.27 | 2024 | 4082968.3608 | 4457200.8746 | 4969548.5509 | 3419558.0908 | 3793790.6046 | 4306138.2809 | 6.1545 | 6.7186 | 7.4909 | 6.4574
14320 | Lateral Hardening | Lateral Hardening-Fuse-93279980 | Laterals | 13230 | 0.15777 | 15 | 37 | 327164.53 | 2021 | 1967690.0558 | 2234228.4448 | 2616309.2017 | 1640525.5258 | 1907063.9148 | 2289144.6717 | 6.0144 | 6.8291 | 7.9969 | 6.457
16744 | Lateral Hardening | Lateral Hardening-Fuse-90910088 | Laterals | 13420 | 0.1875 | 14 | 48 | 218972.11 | 2023 | 1319790.1836 | 1485177.3277 | 1743476.3337 | 1100818.0736 | 1266205.2177 | 1524504.2237 | 6.0272 | 6.7825 | 7.9621 | 6.4473
15511 | Lateral Hardening | Lateral Hardening-Fuse-90819593 | Laterals | 13959 | 0.77121 | 41 | 264 | 698981.3 | 2024 | 4292372.6061 | 4679070.8362 | 5201111.4776 | 3593391.3061 | 3980089.5362 | 4502130.1776 | 6.1409 | 6.6941 | 7.441 | 6.4369
991 | Lateral Hardening | Lateral Hardening-Fuse-91414736 | Laterals | 13825 | 0.29148 | 30 | 132 | 295743.36 | 2023 | 1797892.4472 | 1981510.9575 | 2222092.8558 | 1502149.0872 | 1685767.5975 | 1926349.4958 | 6.0792 | 6.7001 | 7.5136 | 6.4089
18903 | Lateral Hardening | Lateral Hardening-Fuse-10925146 | Laterals | 13017 | 0.54299 | 48 | 202 | 393555.37 | 2025 | 2399770.0986 | 2628828.7402 | 2901046.735 | 2006214.7286 | 2235273.3702 | 2507491.365 | 6.0977 | 6.6797 | 7.3714 | 6.3996
11711 | Lateral Hardening | Lateral Hardening-Fuse-10484800 | Laterals | 13458 | 0.17121 | 10 | 14 | 161778.71 | 2026 | 981249.2344 | 1080799.3665 | 1203286.7595 | 819470.5244 | 919020.6565 | 1041508.0495 | 6.0654 | 6.6807 | 7.4379 | 6.3872
7871 | Lateral Hardening | Lateral Hardening-Fuse-10120781 | Laterals | 13053 | 0.22595 | 19 | 20 | 261360.82 | 2025 | 1579510.9291 | 1741948.9209 | 1952969.487 | 1318150.1091 | 1480588.1009 | 1691608.667 | 6.0434 | 6.6649 | 7.4723 | 6.3728
19602 | Lateral Hardening | Lateral Hardening-Fuse-60302601 | Laterals | 13059 | 0.50701 | 51 | 291 | 665785.04 | 2024 | 4028748.4275 | 4396323.8111 | 4886683.251 | 3362963.3875 | 3730538.7711 | 4220898.211 | 6.0511 | 6.6032 | 7.3397 | 6.3456
18350 | Lateral Hardening | Lateral Hardening-Fuse-10429530 | Laterals | 13630 | 0.2339 | 15 | 67 | 210790.29 | 2023 | 1247332.0106 | 1407203.6465 | 1650585.3473 | 1036541.7206 | 1196413.3565 | 1439795.0573 | 5.9174 | 6.6758 | 7.8305 | 6.3362
6174 | Lateral Hardening | Lateral Hardening-Fuse-90032927 | Laterals | 13695 | 0.56553 | 42 | 299 | 377032.49 | 2023 | 2271256.4928 | 2495647.1378 | 2755441.0722 | 1894224.0028 | 2118614.6478 | 2378408.5822 | 6.024 | 6.6192 | 7.3082 | 6.331
8482 | Lateral Hardening | Lateral Hardening-Fuse-90568909 | Laterals | 13605 | 0.29583 | 24 | 149 | 356885.53 | 2021 | 2157076.0646 | 2348145.5227 | 2602872.3527 | 1800190.5346 | 1991259.9927 | 2245986.8227 | 6.0442 | 6.5795 | 7.2933 | 6.3297
17769 | Lateral Hardening | Lateral Hardening-Fuse-92185426 | Laterals | 13162 | 0.36572 | 26 | 19 | 358368.28 | 2022 | 2112673.2569 | 2398444.4311 | 2806263.8804 | 1754304.9769 | 2040076.1511 | 2447895.6004 | 5.8953 | 6.6927 | 7.8307 | 6.328
18451 | Lateral Hardening | Lateral Hardening-Fuse-90334731 | Laterals | 13127 | 0.43826 | 22 | 56 | 67818.26 | 2022 | 406735.5352 | 446074.9362 | 508318.9935 | 338917.2752 | 378256.6762 | 440500.7335 | 5.9974 | 6.5775 | 7.4953 | 6.3212
19236 | Lateral Hardening | Lateral Hardening-Fuse-93317809 | Laterals | 13158 | 0.16534 | 13 | 60 | 144857.52 | 2021 | 859001.8969 | 963397.2431 | 1109213.4314 | 714144.3769 | 818539.7231 | 964355.9114 | 5.93 | 6.6507 | 7.6573 | 6.3189
10395 | Lateral Hardening | Lateral Hardening-Fuse-91643108 | Laterals | 13104 | 0.33845 | 33 | 74 | 495023.47 | 2022 | 2976673.4985 | 3256632.7864 | 3603561.5308 | 2481650.0285 | 2761609.3164 | 3108538.0608 | 6.0132 | 6.5787 | 7.2796 | 6.3095
3375 | Lateral Hardening | Lateral Hardening-Fuse-10163202 | Laterals | 13091 | 0.059848 | 7 | 125 | 81795.83 | 2025 | 478063.9849 | 547717.0895 | 648219.2604 | 396268.1549 | 465921.2595 | 566423.4304 | 5.8446 | 6.6961 | 7.9248 | 6.3081
12780 | Lateral Hardening | Lateral Hardening-Fuse-90917828 | Laterals | 13143 | 0.1983 | 27 | 371 | 646566.95 | 2026 | 3844326.1292 | 4271990.6714 | 4836657.7666 | 3197759.1792 | 3625423.7214 | 4190090.8166 | 5.9458 | 6.6072 | 7.4805 | 6.2977
11376 | Lateral Hardening | Lateral Hardening-Fuse-90645535 | Laterals | 13194 | 1.0994 | 50 | 285 | 205793.02 | 2021 | 1249132.2022 | 1328125.1157 | 1456625.3745 | 1043339.1822 | 1122332.0957 | 1250832.3545 | 6.0698 | 6.4537 | 7.0781 | 6.2858
6049 | Lateral Hardening | Lateral Hardening-Fuse-91795934 | Laterals | 13106 | 0.77973 | 55 | 314 | 675843.09 | 2022 | 4050360.2446 | 4420403.2575 | 4906515.9293 | 3374517.1546 | 3744560.1675 | 4230672.8393 | 5.993 | 6.5406 | 7.2598 | 6.284
3459 | Lateral Hardening | Lateral Hardening-Fuse-90988755 | Laterals | 13224 | 0.29735 | 21 | 77 | 336195.02 | 2025 | 1967197.3999 | 2225868.0608 | 2583840.9181 | 1631002.3799 | 1889673.0408 | 2247645.8981 | 5.8514 | 6.6208 | 7.6855 | 6.2656
1858 | Lateral Hardening | Lateral Hardening-Fuse-92394405 | Laterals | 13019 | 0.37159 | 27 | 180 | 420229.05 | 2024 | 2501878.3706 | 2750172.4528 | 3042996.0382 | 2081649.3206 | 2329943.4028 | 2622766.9882 | 5.9536 | 6.5445 | 7.2413 | 6.2596
17198 | Lateral Hardening | Lateral Hardening-Fuse-10633682 | Laterals | 13241 | 0.29545 | 19 | 16 | 319715.52 | 2023 | 1907337.1266 | 2088032.3807 | 2302664.512 | 1587621.6066 | 1768316.8607 | 1982948.992 | 5.9657 | 6.5309 | 7.2022 | 6.2589
14056 | Lateral Hardening | Lateral Hardening-Fuse-10643541 | Laterals | 13390 | 1.1722 | 67 | 221 | 1095650.31 | 2020 | 6624485.706 | 7051608.05 | 7601571.1789 | 5528835.396 | 5955957.74 | 6505920.8689 | 6.0462 | 6.436 | 6.938 | 6.2523
19490 | Lateral Hardening | Lateral Hardening-Fuse-10627034 | Laterals | 13147 | 0.82045 | 26 | 44 | 68185.68 | 2026 | 403880.2232 | 443005.8512 | 498183.793 | 335694.5432 | 374820.1712 | 429998.113 | 5.9232 | 6.4971 | 7.3063 | 6.2337
9554 | Lateral Hardening | Lateral Hardening-Fuse-10129786 | Laterals | 13006 | 0.67519 | 21 | 33 | 294049.4 | 2022 | 1743791.4593 | 1912966.2046 | 2120709.5949 | 1449742.0593 | 1618916.8046 | 1826660.1949 | 5.9303 | 6.5056 | 7.2121 | 6.231
17847 | Lateral Hardening | Lateral Hardening-Fuse-60077624 | Laterals | 13079 | 0.33655 | 30 | 58 | 391859.43 | 2022 | 2289914.4848 | 2571531.9095 | 2950836.065 | 1898055.0548 | 2179672.4795 | 2558976.635 | 5.8437 | 6.5624 | 7.5303 | 6.228
14145 | Lateral Hardening | Lateral Hardening-Fuse-60077882 | Laterals | 13443 | 0.62462 | 46 | 205 | 751617.61 | 2022 | 4475714.6093 | 4860710.4219 | 5310633.8333 | 3724096.9993 | 4109092.8119 | 4559016.2233 | 5.9548 | 6.467 | 7.0656 | 6.2195
10 | Lateral Hardening | Lateral Hardening-Fuse-10563769 | Laterals | 13293 | 0.22027 | 24 | 47 | 251719.24 | 2024 | 1484279.2963 | 1630198.0348 | 1803268.9964 | 1232560.0563 | 1378478.7948 | 1551549.7564 | 5.8966 | 6.4763 | 7.1638 | 6.1972
5972 | Lateral Hardening | Lateral Hardening-Fuse-93100115 | Laterals | 13278 | 0.18352 | 13 | 19 | 163508.57 | 2027 | 945428.843 | 1065248.6205 | 1245236.9389 | 781920.273 | 901740.0505 | 1081728.3689 | 5.7821 | 6.5149 | 7.6157 | 6.1853
12180 | Lateral Hardening | Lateral Hardening-Fuse-60314670 | Laterals | 13835 | 0.21458 | 18 | 256 | 366526.42 | 2022 | 2126069.4274 | 2385756.1727 | 2741455.5885 | 1759543.0074 | 2019229.7527 | 2374929.1685 | 5.8006 | 6.5091 | 7.4796 | 6.181
11616 | Lateral Hardening | Lateral Hardening-Fuse-60006690 | Laterals | 13092 | 0.63182 | 54 | 170 | 497336.33 | 2024 | 2927731.2925 | 3194193.8451 | 3546515.1126 | 2430394.9625 | 2696857.5151 | 3049178.7826 | 5.8868 | 6.4226 | 7.131 | 6.172
1123 | Lateral Hardening | Lateral Hardening-Fuse-91748729 | Laterals | 13586 | 0.6714 | 42 | 45 | 370359.34 | 2021 | 2180728.301 | 2374185.4538 | 2632334.5679 | 1810368.961 | 2003826.1138 | 2261975.2279 | 5.8881 | 6.4105 | 7.1075 | 6.1668
17067 | Lateral Hardening | Lateral Hardening-Fuse-10158432 | Laterals | 13162 | 0.16439 | 10 | 61 | 50000 | 2022 | 287563.0138 | 325182.84 | 380685.9561 | 237563.0138 | 275182.84 | 330685.9561 | 5.7513 | 6.5037 | 7.6137 | 6.1632
4423 | Lateral Hardening | Lateral Hardening-Fuse-10298299 | Laterals | 13738 | 0.31307 | 27 | 71 | 350261.69 | 2024 | 2016521.6743 | 2276962.5659 | 2628825.7338 | 1666259.9843 | 1926700.8759 | 2278564.0438 | 5.7572 | 6.5007 | 7.5053 | 6.1551
9031 | Lateral Hardening | Lateral Hardening-Fuse-90374558 | Laterals | 13171 | 0.58144 | 39 | 325 | 455987.95 | 2021 | 2659668.2609 | 2944586.6342 | 3267680.3528 | 2203680.3109 | 2488598.6842 | 2811692.4028 | 5.8328 | 6.4576 | 7.1662 | 6.1536
11161 | Lateral Hardening | Lateral Hardening-Fuse-10310477 | Laterals | 13864 | 0.7108 | 57 | 18 | 776363.43 | 2021 | 4555517.5602 | 4970817.6757 | 5519486.8772 | 3779154.1302 | 4194454.2457 | 4743123.4472 | 5.8678 | 6.4027 | 7.1094 | 6.1524
18424 | Lateral Hardening | Lateral Hardening-Fuse-10376186 | Laterals | 13107 | 0.12348 | 10 | 179 | 62574.41 | 2021 | 357310.3395 | 406449.0821 | 485186.5786 | 294735.9295 | 343874.6721 | 422612.1686 | 5.7102 | 6.4955 | 7.7538 | 6.1501
10699 | Lateral Hardening | Lateral Hardening-Fuse-92909503 | Laterals | 13113 | 0.072538 | 9 | 215 | 88245.95 | 2021 | 502923.3016 | 572771.7426 | 684611.675 | 414677.3516 | 484525.7926 | 596365.725 | 5.6991 | 6.4906 | 7.758 | 6.1425
9559 | Lateral Hardening | Lateral Hardening-Fuse-10560425 | Laterals | 13297 | 0.3142 | 21 | 72 | 314831.69 | 2021 | 1809425.9138 | 2039085.5663 | 2350274.9712 | 1494594.2238 | 1724253.8763 | 2035443.2812 | 5.7473 | 6.4767 | 7.4652 | 6.1379
3753 | Lateral Hardening | Lateral Hardening-Fuse-93006225 | Laterals | 13059 | 0.28258 | 20 | 336 | 389891.47 | 2024 | 2218527.4432 | 2512082.915 | 2942641.7294 | 1828635.9732 | 2122191.445 | 2552750.2594 | 5.6901 | 6.443 | 7.5473 | 6.1017
14186 | Lateral Hardening | Lateral Hardening-Fuse-10705945 | Laterals | 13268 | 1.4027 | 67 | 76 | 662771.57 | 2022 | 3910329.5608 | 4166107.0531 | 4470502.3699 | 3247557.9908 | 3503335.4831 | 3807730.7999 | 5.9 | 6.2859 | 6.7452 | 6.1003
5665 | Lateral Hardening | Lateral Hardening-Fuse-60169592 | Laterals | 13516 | 0.26042 | 19 | 11 | 279415.1 | 2021 | 1621826.3946 | 1778600.9303 | 1968447.8503 | 1342411.2946 | 1499185.8303 | 1689032.7503 | 5.8044 | 6.3654 | 7.0449 | 6.0967
13704 | Lateral Hardening | Lateral Hardening-Fuse-90241880 | Laterals | 13972 | 0.90379 | 49 | 130 | 687128.86 | 2020 | 3975810.2074 | 4384094.6473 | 4850758.4509 | 3288681.3474 | 3696965.7873 | 4163629.5909 | 5.7861 | 6.3803 | 7.0595 | 6.0917
10825 | Lateral Hardening | Lateral Hardening-Fuse-92835651 | Laterals | 13329 | 0.37917 | 28 | 89 | 575340.25 | 2022 | 3343562.2379 | 3648473.9751 | 4035250.9975 | 2768221.9879 | 3073133.7251 | 3459910.7475 | 5.8115 | 6.3414 | 7.0137 | 6.0907
18287 | Lateral Hardening | Lateral Hardening-Fuse-92884623 | Laterals | 13796 | 1.2991 | 54 | 52 | 617089.71 | 2021 | 3593768.0829 | 3846761.1319 | 4171940.572 | 2976678.3729 | 3229671.4219 | 3554850.862 | 5.8237 | 6.2337 | 6.7607 | 6.0404
15914 | Lateral Hardening | Lateral Hardening-Fuse-90996053 | Laterals | 13020 | 0.22992 | 9 | 35 | 108241.93 | 2028 | 610882.3184 | 686122.2417 | 807892.9941 | 502640.3884 | 577880.3117 | 699651.0641 | 5.6437 | 6.3388 | 7.4638 | 6.0342
1048 | Lateral Hardening | Lateral Hardening-Fuse-10723993 | Laterals | 13780 | 0.27008 | 17 | 97 | 96004.28 | 2021 | 542166.0196 | 610182.8709 | 698568.8789 | 446161.7396 | 514178.5909 | 602564.5989 | 5.6473 | 6.3558 | 7.2764 | 6.0228
16493 | Lateral Hardening | Lateral Hardening-Fuse-92577310 | Laterals | 13502 | 0.16458 | 12 | 268 | 170571.31 | 2021 | 958045.0521 | 1083309.817 | 1265351.3252 | 787473.7421 | 912738.507 | 1094780.0152 | 5.6167 | 6.3511 | 7.4183 | 6.0172
4522 | Lateral Hardening | Lateral Hardening-Fuse-60531111 | Laterals | 13296 | 0.95246 | 68 | 90 | 644005.05 | 2021 | 3696788.163 | 4019196.4116 | 4410527.6035 | 3052783.113 | 3375191.3616 | 3766522.5535 | 5.7403 | 6.2409 | 6.8486 | 6.0013
9552 | Lateral Hardening | Lateral Hardening-Fuse-10545845 | Laterals | 13910 | 0.12367 | 7 | 39 | 50000 | 2024 | 281954.6264 | 315225.3203 | 362583.6105 | 231954.6264 | 265225.3203 | 312583.6105 | 5.6391 | 6.3045 | 7.2517 | 6
14329 | Lateral Hardening | Lateral Hardening-Fuse-92509176 | Laterals | 13146 | 0.11496 | 7 | 13 | 50000 | 2026 | 278399.1572 | 317157.1198 | 370584.2389 | 228399.1572 | 267157.1198 | 320584.2389 | 5.568 | 6.3431 | 7.4117 | 5.9849
10841 | Lateral Hardening | Lateral Hardening-Fuse-10795783 | Laterals | 13695 | 0.067424 | 7 | 25 | 82973.83 | 2023 | 456195.1642 | 521856.6903 | 616589.1177 | 373221.3342 | 438882.8603 | 533615.2877 | 5.4981 | 6.2894 | 7.4311 | 5.9288
2475 | Lateral Hardening | Lateral Hardening-Fuse-10637247 | Laterals | 13699 | 0.18996 | 11 | 119 | 67590.47 | 2021 | 371454.5069 | 423398.5167 | 501173.3728 | 303864.0369 | 355808.0467 | 433582.9028 | 5.4957 | 6.2642 | 7.4149 | 5.9181
11289 | Lateral Hardening | Lateral Hardening-Fuse-10096968 | Laterals | 13906 | 0.55739 | 53 | 99 | 820887.74 | 2023 | 4629413.4991 | 5046683.0291 | 5607139.5842 | 3808525.7591 | 4225795.2891 | 4786251.8442 | 5.6395 | 6.1478 | 6.8306 | 5.9111
1562 | Lateral Hardening | Lateral Hardening-Fuse-91365233 | Laterals | 13592 | 0.30777 | 25 | 121 | 302205.4 | 2022 | 1699182.338 | 1868172.807 | 2059238.3281 | 1396976.938 | 1565967.407 | 1757032.9281 | 5.6226 | 6.1818 | 6.814 | 5.9095
16780 | Lateral Hardening | Lateral Hardening-Fuse-92622098 | Laterals | 13390 | 0.59621 | 33 | 62 | 332822.62 | 2023 | 1877678.7138 | 2040951.139 | 2250869.4101 | 1544856.0938 | 1708128.519 | 1918046.7901 | 5.6417 | 6.1322 | 6.763 | 5.901
15028 | Lateral Hardening | Lateral Hardening-Fuse-90380435 | Laterals | 13909 | 0.20095 | 11 | 41 | 103736.08 | 2023 | 579850.5063 | 637940.1018 | 708574.9683 | 476114.4263 | 534204.0218 | 604838.8883 | 5.5897 | 6.1496 | 6.8306 | 5.8818
10711 | Lateral Hardening | Lateral Hardening-Fuse-60146751 | Laterals | 13436 | 1.0523 | 70 | 85 | 1118953.96 | 2025 | 6316181.7246 | 6826708.1657 | 7428886.7943 | 5197227.7646 | 5707754.2057 | 6309932.8343 | 5.6447 | 6.101 | 6.6391 | 5.881
10426 | Lateral Hardening | Lateral Hardening-Fuse-90932106 | Laterals | 13192 | 0.19318 | 13 | 2 | 152118.66 | 2021 | 850908.3165 | 929765.3927 | 1027224.5614 | 698789.6565 | 777646.7327 | 875105.9014 | 5.5937 | 6.1121 | 6.7528 | 5.8651
9256 | Lateral Hardening | Lateral Hardening-Fuse-91785740 | Laterals | 13333 | 0.23277 | 26 | 13 | 328743.83 | 2021 | 1834608.7728 | 2014055.8661 | 2226997.7951 | 1505864.9428 | 1685312.0361 | 1898253.9651 | 5.5807 | 6.1265 | 6.7743 | 5.8638
7564 | Lateral Hardening | Lateral Hardening-Fuse-10565867 | Laterals | 13290 | 0.26402 | 27 | 45 | 403501.45 | 2025 | 2256630.6119 | 2456271.3426 | 2720933.7985 | 1853129.1619 | 2052769.8926 | 2317432.3485 | 5.5926 | 6.0874 | 6.7433 | 5.8561
4716 | Lateral Hardening | Lateral Hardening-Fuse-60139973 | Laterals | 13225 | 0.80549 | 54 | 41 | 1006845.04 | 2021 | 5646128.0165 | 6107849.2736 | 6620579.8309 | 4639282.9765 | 5101004.2336 | 5613734.7909 | 5.6077 | 6.0663 | 6.5756 | 5.8421
512 | Lateral Hardening | Lateral Hardening-Fuse-91774745 | Laterals | 13624 | 0.32311 | 16 | 3 | 172843.19 | 2027 | 962977.5761 | 1046191.1091 | 1162219.6975 | 790134.3861 | 873347.9191 | 989376.5075 | 5.5714 | 6.0528 | 6.7241 | 5.8311
14709 | Lateral Hardening | Lateral Hardening-Fuse-92648135 | Laterals | 13331 | 0.3803 | 19 | 10 | 131625.23 | 2026 | 729628.7527 | 801304.0378 | 888893.0475 | 598003.5227 | 669678.8078 | 757267.8175 | 5.5432 | 6.0878 | 6.7532 | 5.8276
16274 | Lateral Hardening | Lateral Hardening-Fuse-92048269 | Laterals | 13001 | 0.23845 | 17 | 137 | 253950.76 | 2021 | 1382483.6065 | 1559207.4585 | 1825573.9908 | 1128532.8465 | 1305256.6985 | 1571623.2308 | 5.4439 | 6.1398 | 7.1887 | 5.8272
19471 | Lateral Hardening | Lateral Hardening-Fuse-60170397 | Laterals | 13005 | 0.35758 | 31 | 62 | 449774.49 | 2024 | 2437889.7539 | 2757730.6052 | 3213929.0826 | 1988115.2639 | 2307956.1152 | 2764154.5926 | 5.4202 | 6.1314 | 7.1456 | 5.8061
10713 | Lateral Hardening | Lateral Hardening-Fuse-10671229 | Laterals | 13724 | 0.29678 | 16 | 9 | 100870.75 | 2022 | 556790.6507 | 609556.5089 | 678252.6818 | 455919.9007 | 508685.7589 | 577381.9318 | 5.5198 | 6.0429 | 6.724 | 5.7972
12360 | Lateral Hardening | Lateral Hardening-Fuse-91510346 | Laterals | 13622 | 0.27367 | 24 | 49 | 118490.8 | 2028 | 652742.6951 | 717075.7587 | 796689.9917 | 534251.8951 | 598584.9587 | 678199.1917 | 5.5088 | 6.0517 | 6.7236 | 5.7932
7767 | Lateral Hardening | Lateral Hardening-Fuse-10372414 | Laterals | 13993 | 0.42367 | 27 | 31 | 381566.97 | 2021 | 2114953.9156 | 2298071.4123 | 2484256.0367 | 1733386.9456 | 1916504.4423 | 2102689.0667 | 5.5428 | 6.0227 | 6.5107 | 5.7836
13550 | Lateral Hardening | Lateral Hardening-Fuse-60105297 | Laterals | 13030 | 0.28939 | 13 | 146 | 50000 | 2028 | 267753.963 | 305484.1393 | 364800.2073 | 217753.963 | 255484.1393 | 314800.2073 | 5.3551 | 6.1097 | 7.296 | 5.7756
8900 | Lateral Hardening | Lateral Hardening-Fuse-10722417 | Laterals | 13817 | 1.7845 | 123 | 570 | 1545954.65 | 2023 | 8558443.3533 | 9243301.0794 | 10084908.8543 | 7012488.7033 | 7697346.4294 | 8538954.2043 | 5.536 | 5.979 | 6.5234 | 5.7677
18337 | Lateral Hardening | Lateral Hardening-Fuse-10895211 | Laterals | 13003 | 2.4676 | 116 | 179 | 1497908.71 | 2022 | 8366214.1732 | 8887114.7208 | 9512937.813 | 6868305.4632 | 7389206.0108 | 8015029.103 | 5.5853 | 5.933 | 6.3508 | 5.7661
4959 | Lateral Hardening | Lateral Hardening-Fuse-10371703 | Laterals | 13100 | 0.67973 | 35 | 302 | 358952.69 | 2021 | 1965370.4816 | 2144657.0803 | 2382336.009 | 1606417.7916 | 1785704.3903 | 2023383.319 | 5.4753 | 5.9748 | 6.6369 | 5.7413
1775 | Lateral Hardening | Lateral Hardening-Fuse-90527363 | Laterals | 13342 | 0.15606 | 10 | 29 | 62796.01 | 2023 | 335935.4373 | 381206.1084 | 444790.4117 | 273139.4273 | 318410.0984 | 381994.4017 | 5.3496 | 6.0705 | 7.0831 | 5.7393
18028 | Lateral Hardening | Lateral Hardening-Fuse-93220438 | Laterals | 13459 | 0.1197 | 8 | 55 | 53890.93 | 2028 | 287310.6443 | 327483.5118 | 384998.6705 | 233419.7143 | 273592.5818 | 331107.7405 | 5.3313 | 6.0768 | 7.144 | 5.7362
8785 | Lateral Hardening | Lateral Hardening-Fuse-10836901 | Laterals | 13127 | 0.44602 | 30 | 127 | 491060.25 | 2022 | 2690486.4125 | 2932928.574 | 3167195.0763 | 2199426.1625 | 2441868.324 | 2676134.8263 | 5.4789 | 5.9726 | 6.4497 | 5.7241
6426 | Lateral Hardening | Lateral Hardening-Fuse-10786374 | Laterals | 14040 | 0.27254 | 16 | 205 | 334434.02 | 2020 | 1811216.5289 | 1988089.4638 | 2203858.9332 | 1476782.5089 | 1653655.4438 | 1869424.9132 | 5.4158 | 5.9446 | 6.5898 | 5.6918
9781 | Lateral Hardening | Lateral Hardening-Fuse-10085332 | Laterals | 13028 | 0.63523 | 61 | 503 | 821147.56 | 2023 | 4458833.0205 | 4855650.3874 | 5367468.9561 | 3637685.4605 | 4034502.8274 | 4546321.3961 | 5.43 | 5.9132 | 6.5365 | 5.6856
11001 | Lateral Hardening | Lateral Hardening-Fuse-60279838 | Laterals | 13863 | 0.46989 | 32 | 259 | 192660.95 | 2021 | 1041453.6968 | 1143311.1551 | 1267083.5225 | 848792.7468 | 950650.2051 | 1074422.5725 | 5.4056 | 5.9343 | 6.5768 | 5.6813
12474 | Lateral Hardening | Lateral Hardening-Fuse-91774500 | Laterals | 13631 | 0.28409 | 21 | 56 | 325856.25 | 2026 | 1754073.5609 | 1934899.9907 | 2162703.2191 | 1428217.3109 | 1609043.7407 | 1836846.9691 | 5.383 | 5.9379 | 6.637 | 5.6748
9432 | Lateral Hardening | Lateral Hardening-Fuse-10582069 | Laterals | 13354 | 0.19205 | 21 | 281 | 174841.56 | 2021 | 920131.0185 | 1049807.1712 | 1249625.9816 | 745289.4585 | 874965.6112 | 1074784.4216 | 5.2627 | 6.0043 | 7.1472 | 5.6736
147 | Lateral Hardening | Lateral Hardening-Fuse-92275699 | Laterals | 13038 | 0.4733 | 24 | 103 | 496990.26 | 2023 | 2680170.9172 | 2943410.0037 | 3259573.7971 | 2183180.6572 | 2446419.7437 | 2762583.5371 | 5.3928 | 5.9225 | 6.5586 | 5.6683
18891 | Lateral Hardening | Lateral Hardening-Fuse-90111178 | Laterals | 14024 | 0.21004 | 16 | 254 | 208540.75 | 2023 | 1108260.276 | 1243497.2699 | 1436330.0522 | 899719.526 | 1034956.5199 | 1227789.3022 | 5.3144 | 5.9629 | 6.8875 | 5.6662
11117 | Lateral Hardening | Lateral Hardening-Fuse-90643551 | Laterals | 13109 | 0.66761 | 50 | 95 | 848092.24 | 2022 | 4600105.9147 | 4990449.523 | 5418092.7117 | 3752013.6747 | 4142357.283 | 4570000.4717 | 5.4241 | 5.8843 | 6.3886 | 5.6586
17004 | Lateral Hardening | Lateral Hardening-Fuse-90069577 | Laterals | 13072 | 0.18636 | 10 | 44 | 50000 | 2029 | 264741.5604 | 295803.7226 | 342599.3279 | 214741.5604 | 245803.7226 | 292599.3279 | 5.2948 | 5.9161 | 6.852 | 5.6369
9021 | Lateral Hardening | Lateral Hardening-Fuse-92282884 | Laterals | 13906 | 0.095455 | 7 | 26 | 87003.39 | 2023 | 458601.3731 | 514918.9889 | 603160.456 | 371597.9831 | 427915.5989 | 516157.066 | 5.2711 | 5.9184 | 6.9326 | 5.6314
11576 | Lateral Hardening | Lateral Hardening-Fuse-60407620 | Laterals | 13043 | 0.24621 | 23 | 73 | 255794.49 | 2025 | 1343871.7195 | 1515049.3897 | 1773327.2797 | 1088077.2295 | 1259254.8997 | 1517532.7897 | 5.2537 | 5.9229 | 6.9326 | 5.6224
257 | Lateral Hardening | Lateral Hardening-Fuse-10595470 | Laterals | 13698 | 0.78561 | 41 | 24 | 629586.01 | 2022 | 3371389.4832 | 3674817.4144 | 4071954.7079 | 2741803.4732 | 3045231.4044 | 3442368.6979 | 5.3549 | 5.8369 | 6.4677 | 5.6108
10591 | Lateral Hardening | Lateral Hardening-Fuse-92619528 | Laterals | 13303 | 0.23011 | 21 | 57 | 186323.85 | 2027 | 985249.4707 | 1099649.7957 | 1241639.9172 | 798925.6207 | 913325.9457 | 1055316.0672 | 5.2878 | 5.9018 | 6.6639 | 5.6096
7146 | Lateral Hardening | Lateral Hardening-Fuse-10545861 | Laterals | 13910 | 0.38655 | 23 | 75 | 348376.91 | 2024 | 1867515.5471 | 2029398.0984 | 2246425.8202 | 1519138.6371 | 1681021.1884 | 1898048.9102 | 5.3606 | 5.8253 | 6.4483 | 5.6088
6906 | Lateral Hardening | Lateral Hardening-Fuse-92831833 | Laterals | 13630 | 0.21742 | 17 | 8 | 178787.86 | 2023 | 936428.1618 | 1055082.3564 | 1243659.4988 | 757640.3018 | 876294.4964 | 1064871.6388 | 5.2376 | 5.9013 | 6.9561 | 5.6086
8229 | Lateral Hardening | Lateral Hardening-Fuse-90146892 | Laterals | 13207 | 0.26402 | 25 | 60 | 412455.39 | 2024 | 2163012.616 | 2435891.6892 | 2804879.8392 | 1750557.226 | 2023436.2992 | 2392424.4492 | 5.2442 | 5.9058 | 6.8004 | 5.5983
9122 | Lateral Hardening | Lateral Hardening-Fuse-10004634 | Laterals | 13159 | 0.42292 | 28 | 138 | 383191.2 | 2025 | 2032292.0754 | 2235132.4839 | 2467240.5918 | 1649100.8754 | 1851941.2839 | 2084049.3918 | 5.3036 | 5.8329 | 6.4387 | 5.5759
10388 | Lateral Hardening | Lateral Hardening-Fuse-10662349 | Laterals | 13470 | 0.20795 | 10 | 226 | 50000 | 2026 | 258555.3395 | 294587.4021 | 352391.3746 | 208555.3395 | 244587.4021 | 302391.3746 | 5.1711 | 5.8917 | 7.0478 | 5.575
11820 | Lateral Hardening | Lateral Hardening-Fuse-60018305 | Laterals | 13049 | 0.1214 | 13 | 40 | 184435.84 | 2026 | 951913.5253 | 1082798.7538 | 1278268.8746 | 767477.6853 | 898362.9138 | 1093833.0346 | 5.1612 | 5.8709 | 6.9307 | 5.5511
13060 | Lateral Hardening | Lateral Hardening-Fuse-92859507 | Laterals | 13460 | 0.096402 | 7 | 25 | 51954.91 | 2024 | 267529.9957 | 304247.9341 | 356902.8107 | 215575.0857 | 252293.0241 | 304947.9007 | 5.1493 | 5.856 | 6.8695 | 5.5333
3287 | Lateral Hardening | Lateral Hardening-Fuse-92292295 | Laterals | 13418 | 0.2375 | 18 | 17 | 211026.39 | 2021 | 1113435.312 | 1211008.1274 | 1355623.816 | 902408.922 | 999981.7374 | 1144597.426 | 5.2763 | 5.7387 | 6.424 | 5.5298
14559 | Lateral Hardening | Lateral Hardening-Fuse-91526615 | Laterals | 13959 | 0.097917 | 7 | 13 | 60449.51 | 2024 | 313075.4088 | 350092.5853 | 402716.2819 | 252625.8988 | 289643.0753 | 342266.7719 | 5.1791 | 5.7915 | 6.662 | 5.5111
7975 | Lateral Hardening | Lateral Hardening-Fuse-60302651 | Laterals | 13091 | 0.15833 | 13 | 28 | 148205.14 | 2025 | 763001.3135 | 857271.7245 | 1006930.2487 | 614796.1735 | 709066.5845 | 858725.1087 | 5.1483 | 5.7844 | 6.7942 | 5.5037
5347 | Lateral Hardening | Lateral Hardening-Fuse-91700188 | Laterals | 13332 | 0.10833 | 10 | 60 | 50000 | 2021 | 257170.7483 | 289502.4538 | 336837.1545 | 207170.7483 | 239502.4538 | 286837.1545 | 5.1434 | 5.79 | 6.7367 | 5.4967
2309 | Lateral Hardening | Lateral Hardening-Fuse-60168942 | Laterals | 13473 | 0.34678 | 27 | 187 | 183429.8 | 2021 | 941935.681 | 1059524.3843 | 1249646.7515 | 758505.881 | 876094.5843 | 1066216.9515 | 5.1351 | 5.7762 | 6.8127 | 5.4952
4860 | Lateral Hardening | Lateral Hardening-Fuse-10156225 | Laterals | 13069 | 0.12898 | 16 | 15 | 165034.71 | 2028 | 846835.8938 | 952840.6515 | 1119240.9563 | 681801.1838 | 787805.9415 | 954206.2463 | 5.1313 | 5.7736 | 6.7819 | 5.489
13361 | Lateral Hardening | Lateral Hardening-Fuse-92870553 | Laterals | 13787 | 0.57121 | 34 | 52 | 321069.97 | 2027 | 1679101.9574 | 1829901.1759 | 2028873.9132 | 1358031.9874 | 1508831.2059 | 1707803.9432 | 5.2297 | 5.6994 | 6.3191 | 5.4795
7142 | Lateral Hardening | Lateral Hardening-Fuse-10158434 | Laterals | 13162 | 0.38182 | 30 | 47 | 430677.32 | 2022 | 2207006.3124 | 2489321.5243 | 2880545.0383 | 1776328.9924 | 2058644.2043 | 2449867.7183 | 5.1245 | 5.78 | 6.6884 | 5.4775
9127 | Lateral Hardening | Lateral Hardening-Fuse-60010026 | Laterals | 13090 | 0.30758 | 21 | 90 | 341520.56 | 2023 | 1775080.16 | 1956859.4523 | 2179345.1273 | 1433559.6 | 1615338.8923 | 1837824.5673 | 5.1976 | 5.7298 | 6.3813 | 5.4756
9498 | Lateral Hardening | Lateral Hardening-Fuse-60179191 | Laterals | 13001 | 0.36439 | 30 | 139 | 419109.95 | 2021 | 2181538.968 | 2400953.1851 | 2653049.5171 | 1762429.018 | 1981843.2351 | 2233939.5671 | 5.2052 | 5.7287 | 6.3302 | 5.4747
11193 | Lateral Hardening | Lateral Hardening-Fuse-92407976 | Laterals | 13899 | 0.20473 | 21 | 192 | 176156.63 | 2025 | 898065.7454 | 1016376.0396 | 1198588.7593 | 721909.1154 | 840219.4096 | 1022432.1293 | 5.0981 | 5.7697 | 6.8041 | 5.4702
14464 | Lateral Hardening | Lateral Hardening-Fuse-10636014 | Laterals | 13388 | 0.16004 | 10 | 5 | 116906.8 | 2024 | 609138.684 | 666631.5402 | 738836.2101 | 492231.884 | 549724.7402 | 621929.4101 | 5.2105 | 5.7022 | 6.3199 | 5.4689
4128 | Lateral Hardening | Lateral Hardening-Fuse-92962459 | Laterals | 13268 | 0.43333 | 28 | 48 | 261705.31 | 2022 | 1360482.739 | 1494391.5579 | 1645195.2088 | 1098777.429 | 1232686.2479 | 1383489.8988 | 5.1985 | 5.7102 | 6.2864 | 5.4608
17607 | Lateral Hardening | Lateral Hardening-Fuse-10363933 | Laterals | 13096 | 0.13068 | 8 | 6 | 82000.29 | 2027 | 418361.583 | 470602.2543 | 544845.6386 | 336361.293 | 388601.9643 | 462845.3486 | 5.102 | 5.739 | 6.6444 | 5.4473
9681 | Lateral Hardening | Lateral Hardening-Fuse-60015632 | Laterals | 13120 | 0.20303 | 14 | 135 | 145350.82 | 2021 | 733467.4406 | 838181.9507 | 996418.7199 | 588116.6206 | 692831.1307 | 851067.8999 | 5.0462 | 5.7666 | 6.8553 | 5.4432
1290 | Lateral Hardening | Lateral Hardening-Fuse-60128378 | Laterals | 13468 | 0.75398 | 56 | 444 | 707578.88 | 2022 | 3682129.624 | 4000990.3875 | 4405350.4027 | 2974550.744 | 3293411.5075 | 3697771.5227 | 5.2038 | 5.6545 | 6.2259 | 5.4412
10724 | Lateral Hardening | Lateral Hardening-Fuse-90815197 | Laterals | 13786 | 1.4937 | 46 | 23 | 255971.13 | 2024 | 1348384.8636 | 1428657.9125 | 1540882.269 | 1092413.7336 | 1172686.7825 | 1284911.139 | 5.2677 | 5.5813 | 6.0198 | 5.437
3081 | Lateral Hardening | Lateral Hardening-Fuse-91147533 | Laterals | 13097 | 0.31212 | 16 | 39 | 250368.45 | 2025 | 1297812.6753 | 1418164.5474 | 1563083.5512 | 1047444.2253 | 1167796.0974 | 1312715.1012 | 5.1836 | 5.6643 | 6.2431 | 5.4338
5304 | Lateral Hardening | Lateral Hardening-Fuse-91459009 | Laterals | 13068 | 0.40398 | 31 | 316 | 360757.44 | 2027 | 1826723.9764 | 2067745.0904 | 2416644.4469 | 1465966.5364 | 1706987.6504 | 2055887.0069 | 5.0636 | 5.7317 | 6.6988 | 5.4275
10755 | Lateral Hardening | Lateral Hardening-Fuse-60172930 | Laterals | 13918 | 0.25701 | 16 | 55 | 266386.48 | 2023 | 1356770.4803 | 1520022.3642 | 1747711.3874 | 1090384.0003 | 1253635.8842 | 1481324.9074 | 5.0932 | 5.7061 | 6.5608 | 5.4238
8558 | Lateral Hardening | Lateral Hardening-Fuse-90582506 | Laterals | 13115 | 0.80909 | 68 | 38 | 1343264.12 | 2022 | 6983007.0789 | 7552959.5754 | 8189513.4856 | 5639742.9589 | 6209695.4554 | 6846249.3656 | 5.1985 | 5.6228 | 6.0967 | 5.4156
13694 | Lateral Hardening | Lateral Hardening-Fuse-60157737 | Laterals | 13911 | 0.65909 | 48 | 747 | 540806.42 | 2022 | 2780801.2888 | 3063034.6325 | 3395265.2591 | 2239994.8688 | 2522228.2125 | 2854458.8391 | 5.142 | 5.6638 | 6.2782 | 5.4121
499 | Lateral Hardening | Lateral Hardening-Fuse-91493238 | Laterals | 13825 | 0.3464 | 28 | 255 | 240257.59 | 2023 | 1214064.6531 | 1368593.2834 | 1579709.2596 | 973807.0631 | 1128335.6934 | 1339451.6696 | 5.0532 | 5.6964 | 6.5751 | 5.3983
16716 | Lateral Hardening | Lateral Hardening-Fuse-60003381 | Laterals | 13042 | 0.27765 | 27 | 26 | 239220.85 | 2025 | 1225329.993 | 1346056.4896 | 1481306.0413 | 986109.143 | 1106835.6396 | 1242085.1913 | 5.1222 | 5.6268 | 6.1922 | 5.3806
871 | Lateral Hardening | Lateral Hardening-Fuse-60305848 | Laterals | 13632 | 0.40417 | 33 | 43 | 420659.27 | 2022 | 2151849.5703 | 2336718.4462 | 2589461.4864 | 1731190.3003 | 1916059.1762 | 2168802.2164 | 5.1154 | 5.5549 | 6.1557 | 5.3513
15620 | Lateral Hardening | Lateral Hardening-Fuse-92354144 | Laterals | 13710 | 0.28371 | 30 | 229 | 332035.36 | 2023 | 1657853.2384 | 1873097.5979 | 2193660.7659 | 1325817.8784 | 1541062.2379 | 1861625.4059 | 4.993 | 5.6413 | 6.6067 | 5.3488
10813 | Lateral Hardening | Lateral Hardening-Fuse-10813122 | Laterals | 13344 | 0.35758 | 27 | 215 | 305396.21 | 2022 | 1529910.6887 | 1717037.4679 | 1982316.5115 | 1224514.4787 | 1411641.2579 | 1676920.3015 | 5.0096 | 5.6223 | 6.491 | 5.3416
17703 | Lateral Hardening | Lateral Hardening-Fuse-60225949 | Laterals | 13679 | 0.3036 | 23 | 96 | 145475.08 | 2028 | 722310.1944 | 821212.7632 | 968310.2006 | 576835.1144 | 675737.6832 | 822835.1206 | 4.9652 | 5.645 | 6.6562 | 5.3382
12574 | Lateral Hardening | Lateral Hardening-Fuse-10476050 | Laterals | 13436 | 0.22803 | 18 | 10 | 263096.09 | 2025 | 1318175.553 | 1472792.5561 | 1668192.6583 | 1055079.463 | 1209696.4661 | 1405096.5683 | 5.0102 | 5.5979 | 6.3406 | 5.3196
2635 | Lateral Hardening | Lateral Hardening-Fuse-60072551 | Laterals | 13053 | 0.225 | 20 | 29 | 380608.62 | 2025 | 1933755.8519 | 2104903.5531 | 2326564.1288 | 1553147.2319 | 1724294.9331 | 1945955.5088 | 5.0807 | 5.5304 | 6.1127 | 5.3188
2626 | Lateral Hardening | Lateral Hardening-Fuse-90207831 | Laterals | 13756 | 0.37917 | 36 | 181 | 619608.94 | 2021 | 3134007.6509 | 3440269.0125 | 3802311.9389 | 2514398.7109 | 2820660.0725 | 3182702.9989 | 5.058 | 5.5523 | 6.1366 | 5.3142
6575 | Lateral Hardening | Lateral Hardening-Fuse-60584220 | Laterals | 13896 | 0.33864 | 30 | 114 | 344220.98 | 2026 | 1731148.5742 | 1916017.9335 | 2146649.0559 | 1386927.5942 | 1571796.9535 | 1802428.0759 | 5.0292 | 5.5662 | 6.2363 | 5.311
9592 | Lateral Hardening | Lateral Hardening-Fuse-92659353 | Laterals | 13118 | 0.40833 | 30 | 52 | 266306.17 | 2021 | 1345284.7252 | 1469942.2658 | 1638448.214 | 1078978.5552 | 1203636.0958 | 1372142.044 | 5.0516 | 5.5197 | 6.1525 | 5.3022
10400 | Lateral Hardening | Lateral Hardening-Fuse-93248106 | Laterals | 13175 | 0.51534 | 33 | 65 | 499058.04 | 2028 | 2514454.4673 | 2769131.9206 | 3063297.6552 | 2015396.4273 | 2270073.8806 | 2564239.6152 | 5.0384 | 5.5487 | 6.1382 | 5.3015
18241 | Lateral Hardening | Lateral Hardening-Fuse-92901825 | Laterals | 13147 | 0.46212 | 20 | 123 | 234337.28 | 2026 | 1183989.5275 | 1290870.7867 | 1433044.7074 | 949652.2475 | 1056533.5067 | 1198707.4274 | 5.0525 | 5.5086 | 6.1153 | 5.2956
4020 | Lateral Hardening | Lateral Hardening-Fuse-10425054 | Laterals | 13829 | 0.11894 | 9 | 48 | 105631.22 | 2023 | 523137.7222 | 587985.4356 | 687594.0376 | 417506.5022 | 482354.2156 | 581962.8176 | 4.9525 | 5.5664 | 6.5094 | 5.2924
4461 | Lateral Hardening | Lateral Hardening-Fuse-92466250 | Laterals | 13785 | 0.72008 | 31 | 72 | 473602.04 | 2021 | 2386138.8992 | 2608682.6768 | 2881384.9447 | 1912536.8592 | 2135080.6368 | 2407782.9047 | 5.0383 | 5.5082 | 6.084 | 5.2838
17867 | Lateral Hardening | Lateral Hardening-Fuse-93103251 | Laterals | 13724 | 0.44072 | 29 | 30 | 260273.23 | 2022 | 1298457.5326 | 1441419.7902 | 1620189.2825 | 1038184.3026 | 1181146.5602 | 1359916.0525 | 4.9888 | 5.5381 | 6.225 | 5.2772
6683 | Lateral Hardening | Lateral Hardening-Fuse-91251457 | Laterals | 13047 | 0.20265 | 19 | 27 | 135934.42 | 2026 | 670397.3145 | 755940.3948 | 878888.0306 | 534462.8945 | 620005.9748 | 742953.6106 | 4.9318 | 5.5611 | 6.4655 | 5.2739
4255 | Lateral Hardening | Lateral Hardening-Fuse-60117218 | Laterals | 13089 | 0.1858 | 15 | 31 | 79034.19 | 2024 | 392643.0604 | 438119.5997 | 497709.2885 | 313608.8704 | 359085.4097 | 418675.0985 | 4.968 | 5.5434 | 6.2974 | 5.2736
9992 | Lateral Hardening | Lateral Hardening-Fuse-90607461 | Laterals | 13293 | 0.58163 | 52 | 178 | 741649.83 | 2024 | 3729956.8899 | 4064866.4222 | 4528072.3812 | 2988307.0599 | 3323216.5922 | 3786422.5512 | 5.0293 | 5.4808 | 6.1054 | 5.2724
9873 | Lateral Hardening | Lateral Hardening-Fuse-91481416 | Laterals | 13829 | 0.23352 | 11 | 34 | 50000 | 2023 | 249745.7183 | 274640.8617 | 310440.2488 | 199745.7183 | 224640.8617 | 260440.2488 | 4.9949 | 5.4928 | 6.2088 | 5.2657
6704 | Lateral Hardening | Lateral Hardening-Fuse-60069818 | Laterals | 13051 | 0.22708 | 24 | 19 | 354152.42 | 2026 | 1779059.3477 | 1937154.4562 | 2141659.101 | 1424906.9277 | 1583002.0362 | 1787506.681 | 5.0234 | 5.4698 | 6.0473 | 5.2597
10641 | Lateral Hardening | Lateral Hardening-Fuse-91935537 | Laterals | 13808 | 0.26383 | 14 | 20 | 148217.62 | 2027 | 737818.0272 | 815267.7233 | 911790.8183 | 589600.4072 | 667050.1033 | 763573.1983 | 4.9779 | 5.5005 | 6.1517 | 5.2521
13834 | Lateral Hardening | Lateral Hardening-Fuse-60077605 | Laterals | 13079 | 0.1803 | 17 | 32 | 425958.86 | 2022 | 2098866.425 | 2357618.7991 | 2705389.7849 | 1672907.565 | 1931659.9391 | 2279430.9249 | 4.9274 | 5.5349 | 6.3513 | 5.252
15009 | Lateral Hardening | Lateral Hardening-Fuse-10362882 | Laterals | 13104 | 0.11572 | 8 | 26 | 132873.64 | 2022 | 649295.8484 | 733146.5714 | 864512.2921 | 516422.2084 | 600272.9314 | 731638.6521 | 4.8866 | 5.5176 | 6.5063 | 5.2379
9415 | Lateral Hardening | Lateral Hardening-Fuse-10933122 | Laterals | 13897 | 0.56364 | 25 | 5 | 95224.17 | 2024 | 469708.7141 | 519206.5528 | 591590.8384 | 374484.5441 | 423982.3828 | 496366.6684 | 4.9327 | 5.4525 | 6.2126 | 5.2166
6672 | Lateral Hardening | Lateral Hardening-Fuse-90428273 | Laterals | 13870 | 0.4017 | 25 | 104 | 246159.54 | 2024 | 1222304.9077 | 1341775.2842 | 1477848.6738 | 976145.3677 | 1095615.7442 | 1231689.1338 | 4.9655 | 5.4508 | 6.0036 | 5.2149
1467 | Lateral Hardening | Lateral Hardening-Fuse-90199873 | Laterals | 13817 | 0.2589 | 15 | 34 | 108950.11 | 2023 | 529548.162 | 596507.173 | 699575.1407 | 420598.052 | 487557.063 | 590625.0307 | 4.8605 | 5.475 | 6.4211 | 5.2009
17358 | Lateral Hardening | Lateral Hardening-Fuse-60464640 | Laterals | 13706 | 0.24508 | 7 | 4 | 121061.42 | 2027 | 599854.3862 | 654414.0807 | 730589.1983 | 478792.9662 | 533352.6607 | 609527.7783 | 4.955 | 5.4056 | 6.0349 | 5.1982
13368 | Lateral Hardening | Lateral Hardening-Fuse-93295124 | Laterals | 13043 | 0.1983 | 18 | 11 | 175819.53 | 2025 | 858839.6599 | 959937.4825 | 1092344.0547 | 683020.1299 | 784117.9525 | 916524.5247 | 4.8848 | 5.4598 | 6.2129 | 5.1901
11966 | Lateral Hardening | Lateral Hardening-Fuse-60297955 | Laterals | 13431 | 0.63352 | 40 | 140 | 426124.6 | 2023 | 2109126.6207 | 2297992.5162 | 2503844.5756 | 1683002.0207 | 1871867.9162 | 2077719.9756 | 4.9496 | 5.3928 | 5.8759 | 5.1751
11167 | Lateral Hardening | Lateral Hardening-Fuse-60106849 | Laterals | 13672 | 0.2678 | 26 | 256 | 256397.16 | 2021 | 1234615.7238 | 1391670.3865 | 1632126.9449 | 978218.5638 | 1135273.2265 | 1375729.7849 | 4.8152 | 5.4278 | 6.3656 | 5.154
3943 | Lateral Hardening | Lateral Hardening-Fuse-10375148 | Laterals | 13176 | 0.48087 | 54 | 26 | 497991.5 | 2022 | 2445316.4232 | 2661452.896 | 2955305.7447 | 1947324.9232 | 2163461.396 | 2457314.2447 | 4.9104 | 5.3444 | 5.9345 | 5.143
19407 | Lateral Hardening | Lateral Hardening-Fuse-60474882 | Laterals | 13191 | 0.25587 | 32 | 11 | 390442.75 | 2025 | 1901612.8284 | 2101640.7094 | 2347552.225 | 1511170.0784 | 1711197.9594 | 1957109.475 | 4.8704 | 5.3827 | 6.0125 | 5.1383
7548 | Lateral Hardening | Lateral Hardening-Fuse-60125388 | Laterals | 13099 | 0.43447 | 24 | 68 | 230423.61 | 2022 | 1132813.3317 | 1232013.1935 | 1346779.133 | 902389.7217 | 1001589.5835 | 1116355.523 | 4.9162 | 5.3467 | 5.8448 | 5.1382
721 | Lateral Hardening | Lateral Hardening-Fuse-92679285 | Laterals | 14041 | 0.74602 | 54 | 157 | 556818.69 | 2023 | 2745442.1348 | 2963278.0406 | 3219529.588 | 2188623.4448 | 2406459.3506 | 2662710.898 | 4.9306 | 5.3218 | 5.782 | 5.1331
10111 | Lateral Hardening | Lateral Hardening-Fuse-91066431 | Laterals | 13163 | 0.22614 | 15 | 18 | 106419.03 | 2026 | 506077.7228 | 579654.2045 | 685576.2141 | 399658.6928 | 473235.1745 | 579157.1841 | 4.7555 | 5.4469 | 6.4422 | 5.1316
11614 | Lateral Hardening | Lateral Hardening-Fuse-92280955 | Laterals | 13808 | 0.68485 | 39 | 88 | 468884.51 | 2027 | 2309710.499 | 2496226.1468 | 2703247.4026 | 1840825.989 | 2027341.6368 | 2234362.8926 | 4.926 | 5.3238 | 5.7653 | 5.1292
5010 | Lateral Hardening | Lateral Hardening-Fuse-91937629 | Laterals | 13024 | 0.33333 | 26 | 143 | 350744.46 | 2025 | 1702775.1518 | 1882498.2107 | 2116212.4078 | 1352030.6918 | 1531753.7507 | 1765467.9478 | 4.8547 | 5.3672 | 6.0335 | 5.1263
19647 | Lateral Hardening | Lateral Hardening-Fuse-91406672 | Laterals | 13836 | 0.34621 | 25 | 91 | 248785.97 | 2020 | 1214947.5065 | 1324225.0012 | 1487288.9166 | 966161.5365 | 1075439.0312 | 1238502.9466 | 4.8835 | 5.3227 | 5.9782 | 5.1247
5931 | Lateral Hardening | Lateral Hardening-Fuse-91960399 | Laterals | 13737 | 0.43277 | 32 | 56 | 502032.89 | 2023 | 2454397.0356 | 2675832.8429 | 2964479.8195 | 1952364.1456 | 2173799.9529 | 2462446.9295 | 4.8889 | 5.33 | 5.905 | 5.1228
5184 | Lateral Hardening | Lateral Hardening-Fuse-91967538 | Laterals | 13419 | 0.52633 | 55 | 441 | 515128.01 | 2026 | 2504159.4779 | 2762552.4781 | 3067558.3573 | 1989031.4679 | 2247424.4681 | 2552430.3473 | 4.8612 | 5.3628 | 5.9549 | 5.1211
13474 | Lateral Hardening | Lateral Hardening-Fuse-10129814 | Laterals | 13422 | 0.5983 | 34 | 178 | 577071.16 | 2024 | 2816797.2305 | 3071807.2585 | 3406056.8259 | 2239726.0705 | 2494736.0985 | 2828985.6659 | 4.8812 | 5.3231 | 5.9023 | 5.1159
17226 | Lateral Hardening | Lateral Hardening-Fuse-91253146 | Laterals | 13668 | 0.18561 | 16 | 44 | 237394.81 | 2027 | 1136423.6259 | 1274691.659 | 1465346.9274 | 899028.8159 | 1037296.849 | 1227952.1174 | 4.7871 | 5.3695 | 6.1726 | 5.1003
9706 | Lateral Hardening | Lateral Hardening-Fuse-10680822 | Laterals | 13308 | 0.23049 | 16 | 76 | 178495.33 | 2026 | 862632.2627 | 949425.4032 | 1060726.2225 | 684136.9327 | 770930.0732 | 882230.8925 | 4.8328 | 5.319 | 5.9426 | 5.0897
9836 | Lateral Hardening | Lateral Hardening-Fuse-60325892 | Laterals | 13098 | 0.36098 | 23 | 73 | 221493.44 | 2024 | 1072393.5419 | 1165912.4067 | 1299313.0796 | 850900.1019 | 944418.9667 | 1077819.6396 | 4.8416 | 5.2639 | 5.8661 | 5.0708
15706 | Lateral Hardening | Lateral Hardening-Fuse-92961840 | Laterals | 13677 | 0.89678 | 71 | 8 | 356914.64 | 2027 | 1744715.8397 | 1860702.6824 | 2033794.167 | 1387801.1997 | 1503788.0424 | 1676879.527 | 4.8883 | 5.2133 | 5.6983 | 5.0668
10119 | Lateral Hardening | Lateral Hardening-Fuse-93264130 | Laterals | 13042 | 0.21705 | 22 | 23 | 289642.26 | 2025 | 1389851.1177 | 1535739.6486 | 1719735.2489 | 1100208.8577 | 1246097.3886 | 1430092.9889 | 4.7985 | 5.3022 | 5.9374 | 5.0635
4449 | Lateral Hardening | Lateral Hardening-Fuse-10686126 | Laterals | 13808 | 0.50587 | 20 | 1 | 50000 | 2027 | 241383.0619 | 262529.6709 | 293051.375 | 191383.0619 | 212529.6709 | 243051.375 | 4.8277 | 5.2506 | 5.861 | 5.0579
6385 | Lateral Hardening | Lateral Hardening-Fuse-60297772 | Laterals | 13414 | 0.24943 | 21 | 67 | 316054.47 | 2027 | 1495852.2843 | 1681375.7819 | 1937696.1777 | 1179797.8143 | 1365321.3119 | 1621641.7077 | 4.7329 | 5.3199 | 6.1309 | 5.0488
11870 | Lateral Hardening | Lateral Hardening-Fuse-91998125 | Laterals | 13583 | 0.17348 | 11 | 21 | 171311.09 | 2028 | 807648.4276 | 909485.4032 | 1066190.4293 | 636337.3376 | 738174.3132 | 894879.3393 | 4.7145 | 5.309 | 6.2237 | 5.0438
9114 | Lateral Hardening | Lateral Hardening-Fuse-60021877 | Laterals | 13303 | 0.71742 | 48 | 43 | 765945.02 | 2027 | 3677265.3055 | 4031860.3011 | 4469836.1052 | 2911320.2855 | 3265915.2811 | 3703891.0852 | 4.801 | 5.2639 | 5.8357 | 5.0433
12468 | Lateral Hardening | Lateral Hardening-Fuse-60011307 | Laterals | 13094 | 0.15398 | 14 | 122 | 200469.56 | 2023 | 938607.5003 | 1065138.7492 | 1262460.9512 | 738137.9403 | 864669.1892 | 1061991.3912 | 4.682 | 5.3132 | 6.2975 | 5.0329
15482 | Lateral Hardening | Lateral Hardening-Fuse-92127332 | Laterals | 13163 | 0.2625 | 28 | 75 | 226416.19 | 2026 | 1065007.5794 | 1199747.3054 | 1403215.8957 | 838591.3894 | 973331.1154 | 1176799.7057 | 4.7038 | 5.2989 | 6.1975 | 5.0317
12941 | Lateral Hardening | Lateral Hardening-Fuse-93266652 | Laterals | 13042 | 0.20095 | 25 | 39 | 219269.89 | 2025 | 1052034.6994 | 1148177.0327 | 1275299.7817 | 832764.8094 | 928907.1427 | 1056029.8917 | 4.7979 | 5.2364 | 5.8161 | 5.0313
3957 | Lateral Hardening | Lateral Hardening-Fuse-60131096 | Laterals | 13420 | 0.32992 | 28 | 75 | 411720.97 | 2023 | 1934357.7762 | 2179444.3815 | 2555143.9427 | 1522636.8062 | 1767723.4115 | 2143422.9727 | 4.6982 | 5.2935 | 6.206 | 5.0276
1021 | Lateral Hardening | Lateral Hardening-Fuse-60123660 | Laterals | 13102 | 0.15795 | 6 | 36 | 95131.53 | 2022 | 442299.6274 | 506380.9976 | 598580.0013 | 347168.0974 | 411249.4676 | 503448.4713 | 4.6493 | 5.323 | 6.2921 | 5.0157
4384 | Lateral Hardening | Lateral Hardening-Fuse-10663240 | Laterals | 13001 | 0.45189 | 26 | 16 | 264945.85 | 2021 | 1260512.1343 | 1388929.4228 | 1548109.63 | 995566.2843 | 1123983.5728 | 1283163.78 | 4.7576 | 5.2423 | 5.8431 | 5.0116
12119 | Lateral Hardening | Lateral Hardening-Fuse-10433159 | Laterals | 13839 | 0.16439 | 15 | 14 | 101548.82 | 2026 | 481643.4656 | 533510.8208 | 597943.0588 | 380094.6456 | 431962.0008 | 496394.2388 | 4.743 | 5.2537 | 5.8882 | 5.0107
14941 | Lateral Hardening | Lateral Hardening-Fuse-92678249 | Laterals | 13805 | 0.93125 | 50 | 116 | 766062.45 | 2024 | 3688908.6032 | 3946074.4351 | 4270055.6516 | 2922846.1532 | 3180011.9851 | 3503993.2016 | 4.8154 | 5.1511 | 5.574 | 4.992
14535 | Lateral Hardening | Lateral Hardening-Fuse-92814355 | Laterals | 13344 | 0.047727 | 7 | 37 | 58746.21 | 2022 | 271680.704 | 311150.3797 | 368121.8106 | 212934.494 | 252404.1697 | 309375.6006 | 4.6247 | 5.2965 | 6.2663 | 4.9904
10267 | Lateral Hardening | Lateral Hardening-Fuse-10307215 | Laterals | 13860 | 0.27917 | 26 | 219 | 257546.66 | 2021 | 1189963.2864 | 1357318.5016 | 1612109.907 | 932416.6264 | 1099771.8416 | 1354563.247 | 4.6204 | 5.2702 | 6.2595 | 4.9792
10305 | Lateral Hardening | Lateral Hardening-Fuse-10842823 | Laterals | 13796 | 0.44811 | 34 | 21 | 491652.9 | 2021 | 2345012.3198 | 2540296.2656 | 2749556.3784 | 1853359.4198 | 2048643.3656 | 2257903.4784 | 4.7697 | 5.1668 | 5.5925 | 4.9711
17623 | Lateral Hardening | Lateral Hardening-Fuse-10681836 | Laterals | 13214 | 0.17576 | 21 | 21 | 102288.65 | 2025 | 476912.3608 | 534568.6034 | 618060.1858 | 374623.7108 | 432279.9534 | 515771.5358 | 4.6624 | 5.2261 | 6.0423 | 4.9695
5791 | Lateral Hardening | Lateral Hardening-Fuse-91582612 | Laterals | 14102 | 0.2964 | 18 | 136 | 176621.53 | 2021 | 829197.9322 | 921078.5281 | 1035444.3481 | 652576.4022 | 744456.9981 | 858822.8181 | 4.6948 | 5.215 | 5.8625 | 4.9676
2850 | Lateral Hardening | Lateral Hardening-Fuse-10668890 | Laterals | 13723 | 0.66989 | 32 | 12 | 383433.81 | 2024 | 1831364.9674 | 1968550.0006 | 2139020.429 | 1447931.1574 | 1585116.1906 | 1755586.619 | 4.7762 | 5.134 | 5.5786 | 4.9638
7366 | Lateral Hardening | Lateral Hardening-Fuse-10424217 | Laterals | 13828 | 0.1767 | 13 | 124 | 162235.17 | 2023 | 745839.2018 | 854153.122 | 1014254.8126 | 583604.0318 | 691917.952 | 852019.6426 | 4.5973 | 5.2649 | 6.2518 | 4.963
4421 | Lateral Hardening | Lateral Hardening-Fuse-92670950 | Laterals | 13226 | 0.2017 | 23 | 37 | 294566.2 | 2021 | 1356257.7088 | 1546793.0621 | 1835770.7874 | 1061691.5088 | 1252226.8621 | 1541204.5874 | 4.6043 | 5.2511 | 6.2321 | 4.9611
15872 | Lateral Hardening | Lateral Hardening-Fuse-92597622 | Laterals | 13390 | 0.18958 | 12 | 42 | 180936.27 | 2023 | 852428.5645 | 939021.2291 | 1043682.7368 | 671492.2945 | 758084.9591 | 862746.4668 | 4.7112 | 5.1898 | 5.7682 | 4.9605
8616 | Lateral Hardening | Lateral Hardening-Fuse-60077860 | Laterals | 13153 | 0.10625 | 10 | 13 | 205065.93 | 2028 | 951127.933 | 1070155.9014 | 1253921.3706 | 746062.003 | 865089.9714 | 1048855.4406 | 4.6382 | 5.2186 | 6.1147 | 4.9599
14162 | Lateral Hardening | Lateral Hardening-Fuse-10567792 | Laterals | 13279 | 0.26439 | 25 | 44 | 281800.34 | 2027 | 1311834.6946 | 1466355.7905 | 1685955.2532 | 1030034.3546 | 1184555.4505 | 1404154.9132 | 4.6552 | 5.2035 | 5.9828 | 4.9525
12423 | Lateral Hardening | Lateral Hardening-Fuse-92637098 | Laterals | 13331 | 0.73977 | 39 | 172 | 549969.48 | 2026 | 2592225.9869 | 2824038.4797 | 3124949.5486 | 2042256.5069 | 2274068.9997 | 2574980.0686 | 4.7134 | 5.1349 | 5.682 | 4.9367
6722 | Lateral Hardening | Lateral Hardening-Fuse-60128362 | Laterals | 13468 | 0.53409 | 38 | 147 | 611614.02 | 2022 | 2827469.4465 | 3183941.4706 | 3657797.3461 | 2215855.4265 | 2572327.4506 | 3046183.3261 | 4.623 | 5.2058 | 5.9806 | 4.9336
10092 | Lateral Hardening | Lateral Hardening-Fuse-92701725 | Laterals | 13299 | 0.1839 | 13 | 123 | 178052.18 | 2023 | 815302.7241 | 928635.3499 | 1103004.1504 | 637250.5441 | 750583.1699 | 924951.9704 | 4.579 | 5.2155 | 6.1948 | 4.9315
5921 | Lateral Hardening | Lateral Hardening-Fuse-60165355 | Laterals | 13756 | 0.082955 | 12 | 55 | 236476.44 | 2021 | 1079865.9701 | 1235436.8705 | 1462873.9458 | 843389.5301 | 998960.4305 | 1226397.5058 | 4.5665 | 5.2244 | 6.1861 | 4.9258
1543 | Lateral Hardening | Lateral Hardening-Fuse-92665539 | Laterals | 13226 | 0.087879 | 5 | 13 | 115857.22 | 2021 | 528185.6138 | 602848.0955 | 711085.7331 | 412328.3938 | 486990.8755 | 595228.5131 | 4.5589 | 5.2034 | 6.1376 | 4.9101
3554 | Lateral Hardening | Lateral Hardening-Fuse-10277747 | Laterals | 13674 | 0.56723 | 36 | 361 | 305068.4 | 2022 | 1401780.7736 | 1577481.3458 | 1820711.7847 | 1096712.3736 | 1272412.9458 | 1515643.3847 | 4.595 | 5.1709 | 5.9682 | 4.9051
6313 | Lateral Hardening | Lateral Hardening-Fuse-10127958 | Laterals | 13078 | 0.74545 | 35 | 554 | 418670.94 | 2023 | 1917914.4669 | 2166574.779 | 2518829.3996 | 1499243.5269 | 1747903.839 | 2100158.4596 | 4.581 | 5.1749 | 6.0163 | 4.9027
3121 | Lateral Hardening | Lateral Hardening-Fuse-60037987 | Laterals | 13399 | 0.18902 | 19 | 19 | 246023.68 | 2021 | 1123832.252 | 1270787.7861 | 1499891.2338 | 877808.572 | 1024764.1061 | 1253867.5538 | 4.568 | 5.1653 | 6.0965 | 4.9
12168 | Lateral Hardening | Lateral Hardening-Fuse-10493801 | Laterals | 13672 | 0.57973 | 43 | 368 | 487660.21 | 2021 | 2276026.0812 | 2493901.6958 | 2752365.8243 | 1788365.8712 | 2006241.4858 | 2264705.6143 | 4.6672 | 5.114 | 5.644 | 4.8989
3932 | Lateral Hardening | Lateral Hardening-Fuse-91179506 | Laterals | 13883 | 0.075 | 6 | 151 | 64885.17 | 2021 | 294641.2735 | 336469.9111 | 400512.9742 | 229756.1035 | 271584.7411 | 335627.8042 | 4.541 | 5.1856 | 6.1726 | 4.8975
15116 | Lateral Hardening | Lateral Hardening-Fuse-90239166 | Laterals | 13785 | 2.5172 | 115 | 182 | 1655781.71 | 2021 | 7872554.3063 | 8309854.8614 | 8908064.6198 | 6216772.5963 | 6654073.1514 | 7252282.9098 | 4.7546 | 5.0187 | 5.38 | 4.8964
4895 | Lateral Hardening | Lateral Hardening-Fuse-10745580 | Laterals | 13431 | 0.61723 | 24 | 10 | 187056.41 | 2023 | 867185.0251 | 955428.9605 | 1059941.1906 | 680128.6151 | 768372.5505 | 872884.7806 | 4.636 | 5.1077 | 5.6664 | 4.8805
18750 | Lateral Hardening | Lateral Hardening-Fuse-60010164 | Laterals | 13090 | 0.25208 | 26 | 15 | 227249.41 | 2023 | 1053883.794 | 1157216.9635 | 1279695.6269 | 826634.384 | 929967.5535 | 1052446.2169 | 4.6376 | 5.0923 | 5.6312 | 4.8733
5002 | Lateral Hardening | Lateral Hardening-Fuse-91772133 | Laterals | 13509 | 0.051705 | 8 | 22 | 50000 | 2021 | 226713.7911 | 257858.1247 | 302063.6791 | 176713.7911 | 207858.1247 | 252063.6791 | 4.5343 | 5.1572 | 6.0413 | 4.8718
5215 | Lateral Hardening | Lateral Hardening-Fuse-93246385 | Laterals | 13422 | 1.5886 | 77 | 49 | 435835.41 | 2024 | 2023974.6039 | 2205780.2738 | 2456543.7458 | 1588139.1939 | 1769944.8638 | 2020708.3358 | 4.6439 | 5.061 | 5.6364 | 4.8683
9542 | Lateral Hardening | Lateral Hardening-Fuse-91479826 | Laterals | 13036 | 0.97367 | 65 | 402 | 794935.96 | 2026 | 3679838.7094 | 4019067.993 | 4481611.5497 | 2884902.7494 | 3224132.033 | 3686675.5897 | 4.6291 | 5.0558 | 5.6377 | 4.858
1691 | Lateral Hardening | Lateral Hardening-Fuse-92605327 | Laterals | 13390 | 0.20511 | 16 | 65 | 274175.2 | 2023 | 1244478.905 | 1402259.9808 | 1641565.9915 | 970303.705 | 1128084.7808 | 1367390.7915 | 4.539 | 5.1145 | 5.9873 | 4.8565
7785 | Lateral Hardening | Lateral Hardening-Fuse-92197346 | Laterals | 13330 | 0.85985 | 51 | 183 | 911393.76 | 2025 | 4234819.6272 | 4599042.3751 | 4979168.3277 | 3323425.8672 | 3687648.6151 | 4067774.5677 | 4.6465 | 5.0462 | 5.4632 | 4.8481
4870 | Lateral Hardening | Lateral Hardening-Fuse-60104604 | Laterals | 13740 | 0.42633 | 39 | 57 | 460933.49 | 2025 | 2121876.9135 | 2331262.4004 | 2574756.0754 | 1660943.4235 | 1870328.9104 | 2113822.5854 | 4.6034 | 5.0577 | 5.586 | 4.838
9792 | Lateral Hardening | Lateral Hardening-Fuse-10385758 | Laterals | 13352 | 0.1892 | 19 | 168 | 103610.76 | 2027 | 464580.8581 | 530357.8302 | 632294.4143 | 360970.0981 | 426747.0702 | 528683.6543 | 4.4839 | 5.1188 | 6.1026 | 4.8362
18904 | Lateral Hardening | Lateral Hardening-Fuse-60154843 | Laterals | 13162 | 0.26667 | 25 | 32 | 377597.33 | 2022 | 1713625.7009 | 1915578.2991 | 2176230.1773 | 1336028.3709 | 1537980.9691 | 1798632.8473 | 4.5382 | 5.0731 | 5.7634 | 4.8212
12673 | Lateral Hardening | Lateral Hardening-Fuse-60171778 | Laterals | 13698 | 0.79337 | 57 | 297 | 695606.01 | 2022 | 3218721.4906 | 3480701.2017 | 3779196.4963 | 2523115.4806 | 2785095.1917 | 3083590.4863 | 4.6272 | 5.0038 | 5.433 | 4.8208
8653 | Lateral Hardening | Lateral Hardening-Fuse-92803239 | Laterals | 14032 | 0.23977 | 8 | 5 | 59940.09 | 2021 | 269320.0153 | 304709.0787 | 355350.7208 | 209379.9253 | 244768.9887 | 295410.6308 | 4.4932 | 5.0836 | 5.9284 | 4.8138
4946 | Lateral Hardening | Lateral Hardening-Fuse-10218990 | Laterals | 13510 | 0.35814 | 37 | 20 | 364308.53 | 2024 | 1660201.3871 | 1833982.2633 | 2067149.2501 | 1295892.8571 | 1469673.7333 | 1702840.7201 | 4.5571 | 5.0341 | 5.6742 | 4.8119
7602 | Lateral Hardening | Lateral Hardening-Fuse-60107076 | Laterals | 13669 | 0.12254 | 9 | 4 | 109860.28 | 2022 | 490247.2762 | 559683.2651 | 662254.3271 | 380386.9962 | 449822.9851 | 552394.0471 | 4.4625 | 5.0945 | 6.0282 | 4.8086
6114 | Lateral Hardening | Lateral Hardening-Fuse-10101247 | Laterals | 13046 | 0.20246 | 18 | 57 | 191885.81 | 2025 | 862341.9605 | 970273.1592 | 1135454.8653 | 670456.1505 | 778387.3492 | 943569.0553 | 4.494 | 5.0565 | 5.9173 | 4.8051
8042 | Lateral Hardening | Lateral Hardening-Fuse-60046437 | Laterals | 13310 | 0.19072 | 19 | 46 | 351042.91 | 2024 | 1573582.9786 | 1775666.7011 | 2079738.6427 | 1222540.0686 | 1424623.7911 | 1728695.7327 | 4.4826 | 5.0583 | 5.9245 | 4.7995
7553 | Lateral Hardening | Lateral Hardening-Fuse-10761257 | Laterals | 13432 | 1.2106 | 38 | 21 | 367583.62 | 2021 | 1686307.3704 | 1832186.603 | 2017314.1916 | 1318723.7504 | 1464602.983 | 1649730.5716 | 4.5875 | 4.9844 | 5.488 | 4.7967
3082 | Lateral Hardening | Lateral Hardening-Fuse-10384706 | Laterals | 13351 | 0.10985 | 8 | 26 | 64862.45 | 2023 | 290476.0055 | 327804.8379 | 381249.1756 | 225613.5555 | 262942.3879 | 316386.7256 | 4.4783 | 5.0538 | 5.8778 | 4.7909
2205 | Lateral Hardening | Lateral Hardening-Fuse-10408290 | Laterals | 13632 | 1.0176 | 55 | 245 | 567615.49 | 2022 | 2613148.4796 | 2809471.7009 | 3064380.8459 | 2045532.9896 | 2241856.2109 | 2496765.3559 | 4.6037 | 4.9496 | 5.3987 | 4.787
5792 | Lateral Hardening | Lateral Hardening-Fuse-92795885 | Laterals | 13305 | 2.8106 | 131 | 125 | 1708712.83 | 2026 | 7936678.0828 | 8380694.8231 | 8991317.606 | 6227965.2528 | 6671981.9931 | 7282604.776 | 4.6448 | 4.9047 | 5.262 | 4.7845
2378 | Lateral Hardening | Lateral Hardening-Fuse-92636030 | Laterals | 13331 | 0.68864 | 25 | 5 | 107080.2 | 2026 | 484649.8067 | 536660.3108 | 604389.626 | 377569.6067 | 429580.1108 | 497309.426 | 4.526 | 5.0118 | 5.6443 | 4.7836
13457 | Lateral Hardening | Lateral Hardening-Fuse-92540110 | Laterals | 13256 | 0.25038 | 16 | 63 | 91957.97 | 2029 | 412170.5945 | 462616.9924 | 532841.8232 | 320212.6245 | 370659.0224 | 440883.8532 | 4.4822 | 5.0307 | 5.7944 | 4.778
4059 | Lateral Hardening | Lateral Hardening-Fuse-90242104 | Laterals | 14030 | 0.079167 | 6 | 92 | 50000 | 2023 | 221172.1948 | 252017.3183 | 298025.5045 | 171172.1948 | 202017.3183 | 248025.5045 | 4.4234 | 5.0403 | 5.9605 | 4.7622
13818 | Lateral Hardening | Lateral Hardening-Fuse-10535995 | Laterals | 13118 | 0.95057 | 63 | 363 | 699546.59 | 2021 | 3178155.6604 | 3461781.4146 | 3816892.432 | 2478609.0704 | 2762234.8246 | 3117345.842 | 4.5432 | 4.9486 | 5.4562 | 4.7561
8962 | Lateral Hardening | Lateral Hardening-Fuse-60188262 | Laterals | 13807 | 0.52292 | 31 | 37 | 442703.93 | 2028 | 2011456.882 | 2184756.8868 | 2399572.5363 | 1568752.952 | 1742052.9568 | 1956868.6063 | 4.5436 | 4.935 | 5.4203 | 4.7487
17129 | Lateral Hardening | Lateral Hardening-Fuse-92620959 | Laterals | 13390 | 0.22879 | 6 | 19 | 50000 | 2023 | 222456.4258 | 249488.8901 | 290891.9449 | 172456.4258 | 199488.8901 | 240891.9449 | 4.4491 | 4.9898 | 5.8178 | 4.7482
7943 | Lateral Hardening | Lateral Hardening-Fuse-92685255 | Laterals | 13793 | 0.18996 | 6 | 26 | 79259.09 | 2022 | 348700.7435 | 399293.6768 | 472101.714 | 269441.6535 | 320034.5868 | 392842.624 | 4.3995 | 5.0378 | 5.9564 | 4.7467
988 | Lateral Hardening | Lateral Hardening-Fuse-92734348 | Laterals | 13070 | 0.35587 | 17 | 10 | 110672.83 | 2028 | 502177.7375 | 543008.2515 | 609597.448 | 391504.9075 | 432335.4215 | 498924.618 | 4.5375 | 4.9064 | 5.5081 | 4.7452
2157 | Lateral Hardening | Lateral Hardening-Fuse-92128807 | Laterals | 13946 | 0.89621 | 77 | 138 | 999423.86 | 2023 | 4546303.1462 | 4914617.1724 | 5344755.3066 | 3546879.2862 | 3915193.3124 | 4345331.4466 | 4.5489 | 4.9175 | 5.3478 | 4.7394
11591 | Lateral Hardening | Lateral Hardening-Fuse-90288627 | Laterals | 13815 | 0.88144 | 32 | 51 | 423947.82 | 2020 | 1921268.3793 | 2079758.0936 | 2258979.2218 | 1497320.5593 | 1655810.2736 | 1835031.4018 | 4.5319 | 4.9057 | 5.3284 | 4.7237
1335 | Lateral Hardening | Lateral Hardening-Fuse-93235148 | Laterals | 13696 | 0.098674 | 9 | 28 | 169276.65 | 2027 | 739808.0914 | 847068.6165 | 1001537.0216 | 570531.4414 | 677791.9665 | 832260.3716 | 4.3704 | 5.004 | 5.9166 | 4.7151
12806 | Lateral Hardening | Lateral Hardening-Fuse-10096960 | Laterals | 13906 | 0.37689 | 26 | 56 | 194592.35 | 2023 | 872780.8342 | 955454.7885 | 1069458.4992 | 678188.4842 | 760862.4385 | 874866.1492 | 4.4852 | 4.91 | 5.4959 | 4.7137
5717 | Lateral Hardening | Lateral Hardening-Fuse-93323993 | Laterals | 13723 | 0.35985 | 23 | 101 | 166973.84 | 2024 | 748320.6943 | 817877.9962 | 920911.425 | 581346.8543 | 650904.1562 | 753937.585 | 4.4817 | 4.8982 | 5.5153 | 4.71
15029 | Lateral Hardening | Lateral Hardening-Fuse-60311122 | Laterals | 13873 | 0.79261 | 61 | 235 | 819046.41 | 2022 | 3679637.5717 | 4001841.5534 | 4394119.3868 | 2860591.1617 | 3182795.1434 | 3575072.9768 | 4.4926 | 4.886 | 5.3649 | 4.6978
3544 | Lateral Hardening | Lateral Hardening-Fuse-60005444 | Laterals | 13037 | 0.46932 | 32 | 286 | 282494.19 | 2026 | 1229241.247 | 1399913.9007 | 1668854.0615 | 946747.057 | 1117419.7107 | 1386359.8715 | 4.3514 | 4.9555 | 5.9076 | 4.6883
11824 | Lateral Hardening | Lateral Hardening-Fuse-92822971 | Laterals | 13041 | 0.55019 | 35 | 166 | 523143.57 | 2024 | 2343932.9858 | 2549932.7068 | 2799577.0844 | 1820789.4158 | 2026789.1368 | 2276433.5144 | 4.4805 | 4.8743 | 5.3515 | 4.6857
7196 | Lateral Hardening | Lateral Hardening-Fuse-60028650 | Laterals | 13007 | 0.098864 | 10 | 15 | 99319.53 | 2029 | 432541.4939 | 492377.7779 | 579735.1071 | 333221.9639 | 393058.2479 | 480415.5771 | 4.355 | 4.9575 | 5.8371 | 4.684
9575 | Lateral Hardening | Lateral Hardening-Fuse-90293341 | Laterals | 13815 | 0.29811 | 13 | 4 | 69226.69 | 2027 | 309763.0409 | 335472.7967 | 375715.3196 | 240536.3509 | 266246.1067 | 306488.6296 | 4.4746 | 4.846 | 5.4273 | 4.6813
18606 | Lateral Hardening | Lateral Hardening-Fuse-90613782 | Laterals | 13207 | 0.37973 | 31 | 64 | 380058.18 | 2024 | 1698180.5526 | 1848862.359 | 2051091.7355 | 1318122.3726 | 1468804.179 | 1671033.5555 | 4.4682 | 4.8647 | 5.3968 | 4.68
7781 | Lateral Hardening | Lateral Hardening-Fuse-91773975 | Laterals | 13835 | 0.2714 | 21 | 12 | 229768.42 | 2022 | 1025908.0678 | 1116277.5668 | 1241133.4594 | 796139.6478 | 886509.1468 | 1011365.0394 | 4.465 | 4.8583 | 5.4017 | 4.6766
5532 | Lateral Hardening | Lateral Hardening-Fuse-10274831 | Laterals | 14274 | 0.52008 | 30 | 5 | 359193.47 | 2026 | 1600880.3491 | 1751150.0131 | 1930508.7128 | 1241686.8791 | 1391956.5431 | 1571315.2428 | 4.4569 | 4.8752 | 5.3746 | 4.6741
7263 | Lateral Hardening | Lateral Hardening-Fuse-92686002 | Laterals | 13793 | 0.22879 | 17 | 1 | 50000 | 2022 | 217869.1159 | 246984.3003 | 288349.8855 | 167869.1159 | 196984.3003 | 238349.8855 | 4.3574 | 4.9397 | 5.767 | 4.673
11447 | Lateral Hardening | Lateral Hardening-Fuse-60081731 | Laterals | 13358 | 0.66098 | 64 | 201 | 918401.58 | 2025 | 4108026.9075 | 4460522.3158 | 4848919.6796 | 3189625.3275 | 3542120.7358 | 3930518.0996 | 4.473 | 4.8568 | 5.2797 | 4.6688
18932 | Lateral Hardening | Lateral Hardening-Fuse-10310468 | Laterals | 13864 | 0.21061 | 22 | 28 | 250217.29 | 2021 | 1083297.2831 | 1236220.6269 | 1465672.5378 | 833079.9931 | 986003.3369 | 1215455.2478 | 4.3294 | 4.9406 | 5.8576 | 4.6656
8363 | Lateral Hardening | Lateral Hardening-Fuse-10160212 | Laterals | 13167 | 0.072348 | 8 | 51 | 50000 | 2029 | 216833.1432 | 246971.0457 | 290608.8745 | 166833.1432 | 196971.0457 | 240608.8745 | 4.3367 | 4.9394 | 5.8122 | 4.665
9639 | Lateral Hardening | Lateral Hardening-Fuse-10716327 | Laterals | 13959 | 0.02822 | 3 | 264 | 76877.68 | 2024 | 332642.1596 | 379410.2982 | 451067.9847 | 255764.4796 | 302532.6182 | 374190.3047 | 4.3269 | 4.9352 | 5.8673 | 4.6634
2814 | Lateral Hardening | Lateral Hardening-Fuse-10310497 | Laterals | 13864 | 0.15 | 10 | 10 | 95814.03 | 2021 | 413664.416 | 473383.6045 | 559385.9919 | 317850.386 | 377569.5745 | 463571.9619 | 4.3174 | 4.9407 | 5.8382 | 4.6564
9717 | Lateral Hardening | Lateral Hardening-Fuse-90266817 | Laterals | 13612 | 0.20985 | 19 | 103 | 177280.82 | 2023 | 764736.7204 | 875692.3202 | 1039378.7708 | 587455.9004 | 698411.5002 | 862097.9508 | 4.3137 | 4.9396 | 5.8629 | 4.6564
10829 | Lateral Hardening | Lateral Hardening-Fuse-93176460 | Laterals | 13740 | 1.1119 | 89 | 211 | 1121834.43 | 2025 | 4985125.8802 | 5403574.1924 | 5873284.1624 | 3863291.4502 | 4281739.7624 | 4751449.7324 | 4.4437 | 4.8167 | 5.2354 | 4.6348
11454 | Lateral Hardening | Lateral Hardening-Fuse-90043683 | Laterals | 14000 | 0.53826 | 28 | 54 | 303972.11 | 2024 | 1344690.1549 | 1461068.9377 | 1621830.7477 | 1040718.0449 | 1157096.8277 | 1317858.6377 | 4.4237 | 4.8066 | 5.3355 | 4.6298
8594 | Lateral Hardening | Lateral Hardening-Fuse-10868102 | Laterals | 13798 | 0.2447 | 15 | 103 | 115016 | 2029 | 505007.5623 | 555102.2072 | 622109.1033 | 389991.5623 | 440086.2072 | 507093.1033 | 4.3908 | 4.8263 | 5.4089 | 4.6232
17624 | Lateral Hardening | Lateral Hardening-Fuse-10120788 | Laterals | 13053 | 0.25644 | 23 | 38 | 239601.71 | 2025 | 1057075.9791 | 1149848.1202 | 1279299.0465 | 817474.2691 | 910246.4102 | 1039697.3365 | 4.4118 | 4.799 | 5.3393 | 4.6207
10469 | Lateral Hardening | Lateral Hardening-Fuse-93276687 | Laterals | 13213 | 0.42595 | 23 | 21 | 79342.51 | 2027 | 343845.7015 | 385783.2337 | 444227.4109 | 264503.1915 | 306440.7237 | 364884.9009 | 4.3337 | 4.8623 | 5.5989 | 4.6188
11578 | Lateral Hardening | Lateral Hardening-Fuse-10753383 | Laterals | 13330 | 0.38788 | 31 | 104 | 220950.16 | 2025 | 964258.3551 | 1069322.2752 | 1194255.1569 | 743308.1951 | 848372.1152 | 973304.9969 | 4.3641 | 4.8397 | 5.4051 | 4.6109
7133 | Lateral Hardening | Lateral Hardening-Fuse-92767537 | Laterals | 13208 | 0.18352 | 18 | 117 | 197910.51 | 2024 | 856529.0347 | 958836.9517 | 1097424.935 | 658618.5247 | 760926.4417 | 899514.425 | 4.3279 | 4.8448 | 5.5451 | 4.6047
10726 | Lateral Hardening | Lateral Hardening-Fuse-92336596 | Laterals | 13900 | 0.45928 | 21 | 3 | 271201.79 | 2021 | 1190717.4766 | 1300000.7562 | 1432017.6073 | 919515.6866 | 1028798.9662 | 1160815.8173 | 4.3905 | 4.7935 | 5.2803 | 4.6004
18240 | Lateral Hardening | Lateral Hardening-Fuse-92675221 | Laterals | 13064 | 0.18712 | 22 | 132 | 136435.88 | 2029 | 584877.1816 | 662324.6578 | 779194.914 | 448441.3016 | 525888.7778 | 642759.034 | 4.2868 | 4.8545 | 5.7111 | 4.5995
11314 | Lateral Hardening | Lateral Hardening-Fuse-90217579 | Laterals | 13583 | 0.36364 | 16 | 1 | 50000 | 2028 | 218432.2045 | 239128.4864 | 267824.0043 | 168432.2045 | 189128.4864 | 217824.0043 | 4.3686 | 4.7826 | 5.3565 | 4.5916
1047 | Lateral Hardening | Lateral Hardening-Fuse-10093646 | Laterals | 13043 | 0.31572 | 22 | 47 | 225481.03 | 2025 | 987372.1605 | 1077721.1022 | 1191295.9061 | 761891.1305 | 852240.0722 | 965814.8761 | 4.379 | 4.7797 | 5.2834 | 4.5896
10754 | Lateral Hardening | Lateral Hardening-Fuse-60311396 | Laterals | 13737 | 0.19205 | 8 | 16 | 75623.61 | 2023 | 322697.5 | 367805.7775 | 429847.1315 | 247073.89 | 292182.1675 | 354223.5215 | 4.2672 | 4.8636 | 5.684 | 4.5878
14913 | Lateral Hardening | Lateral Hardening-Fuse-10163241 | Laterals | 13091 | 0.17462 | 13 | 31 | 97755.53 | 2025 | 419503.5623 | 472109.1565 | 546064.7755 | 321748.0323 | 374353.6265 | 448309.2455 | 4.2914 | 4.8295 | 5.586 | 4.5823
16399 | Lateral Hardening | Lateral Hardening-Fuse-60195648 | Laterals | 13962 | 1.7208 | 89 | 179 | 1255778.35 | 2027 | 5521501.4975 | 5948493.2809 | 6481140.6988 | 4265723.1475 | 4692714.9309 | 5225362.3488 | 4.3969 | 4.7369 | 5.1611 | 4.5753
15573 | Lateral Hardening | Lateral Hardening-Fuse-10165381 | Laterals | 13045 | 0.24034 | 23 | 53 | 562914.4 | 2025 | 2435531.6737 | 2695125.5348 | 3046420.5808 | 1872617.2737 | 2132211.1348 | 2483506.1808 | 4.3266 | 4.7878 | 5.4119 | 4.5735
17500 | Lateral Hardening | Lateral Hardening-Fuse-10710606 | Laterals | 14000 | 0.80663 | 55 | 36 | 1113823.27 | 2024 | 4880562.7022 | 5284891.7109 | 5749846.1075 | 3766739.4322 | 4171068.4409 | 4636022.8375 | 4.3818 | 4.7448 | 5.1623 | 4.5688
18608 | Lateral Hardening | Lateral Hardening-Fuse-10612050 | Laterals | 13927 | 0.65852 | 32 | 42 | 267568.32 | 2024 | 1159105.7916 | 1279713.6898 | 1418646.2175 | 891537.4716 | 1012145.3698 | 1151077.8975 | 4.332 | 4.7828 | 5.302 | 4.5642
3050 | Lateral Hardening | Lateral Hardening-Fuse-10840133 | Laterals | 13686 | 0.40322 | 32 | 29 | 497636.83 | 2023 | 2163684.8726 | 2353882.7922 | 2607471.5858 | 1666048.0426 | 1856245.9622 | 2109834.7558 | 4.3479 | 4.7301 | 5.2397 | 4.5518
2467 | Lateral Hardening | Lateral Hardening-Fuse-92436549 | Laterals | 13489 | 0.40871 | 28 | 10 | 402000.72 | 2023 | 1746429.7384 | 1902695.4401 | 2108020.3153 | 1344429.0184 | 1500694.7201 | 1706019.5953 | 4.3443 | 4.7331 | 5.2438 | 4.5509
9972 | Lateral Hardening | Lateral Hardening-Fuse-92606346 | Laterals | 13096 | 0.74981 | 51 | 84 | 478310.97 | 2027 | 2089022.9057 | 2256967.9325 | 2448037.8597 | 1610711.9357 | 1778656.9625 | 1969726.8897 | 4.3675 | 4.7186 | 5.1181 | 4.5479
1165 | Lateral Hardening | Lateral Hardening-Fuse-92655424 | Laterals | 13198 | 0.094129 | 8 | 11 | 223992.83 | 2022 | 956441.3864 | 1069633.9893 | 1225915.7528 | 732448.5564 | 845641.1593 | 1001922.9228 | 4.27 | 4.7753 | 5.473 | 4.5419
9439 | Lateral Hardening | Lateral Hardening-Fuse-92442286 | Laterals | 13586 | 0.48902 | 40 | 180 | 272058.26 | 2021 | 1168766.0179 | 1288589.7109 | 1429575.7907 | 896707.7579 | 1016531.4509 | 1157517.5307 | 4.296 | 4.7364 | 5.2547 | 4.524
4769 | Lateral Hardening | Lateral Hardening-Fuse-10781387 | Laterals | 13712 | 0.20758 | 9 | 4 | 50000 | 2026 | 214995.009 | 234922.7168 | 264612.5449 | 164995.009 | 184922.7168 | 214612.5449 | 4.2999 | 4.6985 | 5.2923 | 4.5187
14030 | Lateral Hardening | Lateral Hardening-Fuse-10297442 | Laterals | 13754 | 0.13788 | 16 | 33 | 257133.83 | 2025 | 1084104.0469 | 1222604.5254 | 1439956.4534 | 826970.2169 | 965470.6954 | 1182822.6234 | 4.2161 | 4.7547 | 5.6 | 4.5161
689 | Lateral Hardening | Lateral Hardening-Fuse-91505116 | Laterals | 13330 | 0.5553 | 41 | 88 | 556372.37 | 2025 | 2392607.6964 | 2608220.9727 | 2897804.623 | 1836235.3264 | 2051848.6027 | 2341432.253 | 4.3004 | 4.6879 | 5.2084 | 4.5074
6065 | Lateral Hardening | Lateral Hardening-Fuse-60171942 | Laterals | 13698 | 0.49053 | 39 | 74 | 423324.54 | 2022 | 1809256.9082 | 1997466.2321 | 2231184.683 | 1385932.3682 | 1574141.6921 | 1807860.143 | 4.2739 | 4.7185 | 5.2706 | 4.507
7217 | Lateral Hardening | Lateral Hardening-Fuse-10096964 | Laterals | 13906 | 0.6767 | 40 | 31 | 693479.84 | 2023 | 3006320.1671 | 3223234.2552 | 3492541.9388 | 2312840.3271 | 2529754.4152 | 2799062.0988 | 4.3351 | 4.6479 | 5.0363 | 4.4991
7043 | Lateral Hardening | Lateral Hardening-Fuse-10100721 | Laterals | 13048 | 0.1589 | 17 | 21 | 172545.61 | 2027 | 738025.77 | 810383.9296 | 898529.8049 | 565480.16 | 637838.3196 | 725984.1949 | 4.2773 | 4.6966 | 5.2075 | 4.4961
16278 | Lateral Hardening | Lateral Hardening-Fuse-93337190 | Laterals | 13117 | 0.33674 | 24 | 51 | 499688.83 | 2027 | 2142275.3535 | 2331106.7368 | 2582730.2141 | 1642586.5235 | 1831417.9068 | 2083041.3841 | 4.2872 | 4.6651 | 5.1687 | 4.4887
466 | Lateral Hardening | Lateral Hardening-Fuse-92395386 | Laterals | 13019 | 0.13144 | 10 | 8 | 118968.74 | 2024 | 505964.686 | 558838.1376 | 626220.2427 | 386995.946 | 439869.3976 | 507251.5027 | 4.2529 | 4.6974 | 5.2637 | 4.4873
11368 | Lateral Hardening | Lateral Hardening-Fuse-10603657 | Laterals | 13772 | 0.49811 | 27 | 34 | 439901.65 | 2024 | 1877189.3964 | 2065661.0323 | 2275984.8513 | 1437287.7464 | 1625759.3823 | 1836083.2013 | 4.2673 | 4.6957 | 5.1738 | 4.4865
14474 | Lateral Hardening | Lateral Hardening-Fuse-10624934 | Laterals | 13514 | 0.23523 | 20 | 18 | 159542.94 | 2022 | 679685.5011 | 747675.8125 | 829932.9778 | 520142.5611 | 588132.8725 | 670390.0378 | 4.2602 | 4.6864 | 5.2019 | 4.4822
562 | Lateral Hardening | Lateral Hardening-Fuse-90399851 | Laterals | 13419 | 0.42822 | 38 | 111 | 416133.16 | 2026 | 1762269.2875 | 1954964.2794 | 2205772.8544 | 1346136.1275 | 1538831.1194 | 1789639.6944 | 4.2349 | 4.6979 | 5.3006 | 4.4804
19635 | Lateral Hardening | Lateral Hardening-Fuse-92018190 | Laterals | 13418 | 0.32898 | 21 | 79 | 277783.38 | 2021 | 1177296.5557 | 1299736.3511 | 1454514.5035 | 899513.1757 | 1021952.9711 | 1176731.1235 | 4.2382 | 4.679 | 5.2361 | 4.4702
19176 | Lateral Hardening | Lateral Hardening-Fuse-92959083 | Laterals | 13535 | 0.10227 | 9 | 6 | 60302.85 | 2022 | 254487.6367 | 282183.8795 | 319949.4431 | 194184.7867 | 221881.0295 | 259646.5931 | 4.2202 | 4.6794 | 5.3057 | 4.4665
1900 | Lateral Hardening | Lateral Hardening-Fuse-10637240 | Laterals | 13699 | 1.0178 | 48 | 137 | 470659.22 | 2021 | 2027015.8282 | 2167074.0828 | 2357199.7293 | 1556356.6082 | 1696414.8628 | 1886540.5093 | 4.3068 | 4.6043 | 5.0083 | 4.4662
13968 | Lateral Hardening | Lateral Hardening-Fuse-91988872 | Laterals | 13460 | 0.98826 | 55 | 24 | 1063944.74 | 2024 | 4590203.346 | 4879603.8784 | 5233514.564 | 3526258.606 | 3815659.1384 | 4169569.824 | 4.3143 | 4.5863 | 4.919 | 4.4564
10756 | Lateral Hardening | Lateral Hardening-Fuse-92905104 | Laterals | 13826 | 0.19735 | 10 | 183 | 175666.16 | 2023 | 725037.7791 | 828618.0561 | 985434.2153 | 549371.6191 | 652951.8961 | 809768.0553 | 4.1274 | 4.717 | 5.6097 | 4.4525
19184 | Lateral Hardening | Lateral Hardening-Fuse-92447642 | Laterals | 13010 | 0.67386 | 41 | 49 | 501869.15 | 2026 | 2130137.4746 | 2319348.6864 | 2566662.0165 | 1628268.3246 | 1817479.5364 | 2064792.8665 | 4.2444 | 4.6214 | 5.1142 | 4.4445
13480 | Lateral Hardening | Lateral Hardening-Fuse-10570221 | Laterals | 13373 | 0.54867 | 56 | 140 | 520254.43 | 2024 | 2144381.5492 | 2417179.2224 | 2828869.1861 | 1624127.1192 | 1896924.7924 | 2308614.7561 | 4.1218 | 4.6461 | 5.4375 | 4.4107
7277 | Lateral Hardening | Lateral Hardening-Fuse-91137318 | Laterals | 13146 | 0.67443 | 38 | 157 | 659113.71 | 2026 | 2770741.6952 | 3021855.2332 | 3353948.4955 | 2111627.9852 | 2362741.5232 | 2694834.7855 | 4.2037 | 4.5847 | 5.0886 | 4.4065
7586 | Lateral Hardening | Lateral Hardening-Fuse-60603415 | Laterals | 14000 | 1.5193 | 90 | 187 | 956005.64 | 2024 | 4067661.5475 | 4340796.7545 | 4676865.2411 | 3111655.9075 | 3384791.1145 | 3720859.6011 | 4.2549 | 4.5406 | 4.8921 | 4.4043
17477 | Lateral Hardening | Lateral Hardening-Fuse-10000823 | Laterals | 13236 | 0.45152 | 24 | 4 | 230034.52 | 2029 | 967523.0662 | 1050687.2802 | 1169921.4986 | 737488.5462 | 820652.7602 | 939886.9786 | 4.206 | 4.5675 | 5.0859 | 4.4024
7939 | Lateral Hardening | Lateral Hardening-Fuse-92774744 | Laterals | 13669 | 0.27803 | 24 | 268 | 254031.57 | 2022 | 1043535.2473 | 1179539.3846 | 1378638.7555 | 789503.6773 | 925507.8146 | 1124607.1855 | 4.1079 | 4.6433 | 5.427 | 4.4004
16052 | Lateral Hardening | Lateral Hardening-Fuse-92828738 | Laterals | 13094 | 0.28428 | 34 | 44 | 425508.42 | 2023 | 1747664.3472 | 1975264.04 | 2311575.2336 | 1322155.9272 | 1549755.62 | 1886066.8136 | 4.1072 | 4.6421 | 5.4325 | 4.4002
13658 | Lateral Hardening | Lateral Hardening-Fuse-92207754 | Laterals | 13645 | 0.73258 | 28 | 7 | 209958.11 | 2021 | 869932.3978 | 972606.4506 | 1100079.0226 | 659974.2878 | 762648.3406 | 890120.9126 | 4.1434 | 4.6324 | 5.2395 | 4.3997
17323 | Lateral Hardening | Lateral Hardening-Fuse-91621768 | Laterals | 13254 | 0.58864 | 37 | 123 | 713192.54 | 2027 | 2962558.3838 | 3287957.401 | 3692336.2163 | 2249365.8438 | 2574764.861 | 2979143.6763 | 4.1539 | 4.6102 | 5.1772 | 4.3931
11666 | Lateral Hardening | Lateral Hardening-Fuse-92018064 | Laterals | 14041 | 0.69716 | 48 | 63 | 658461.99 | 2023 | 2769735.4916 | 3013050.0026 | 3254032.757 | 2111273.5016 | 2354588.0126 | 2595570.767 | 4.2064 | 4.5759 | 4.9419 | 4.3908
12407 | Lateral Hardening | Lateral Hardening-Fuse-10501150 | Laterals | 13509 | 0.50871 | 33 | 37 | 346254.5 | 2021 | 1454649.7727 | 1574847.3984 | 1721416.1179 | 1108395.2727 | 1228592.8984 | 1375161.6179 | 4.2011 | 4.5482 | 4.9715 | 4.3823
1666 | Lateral Hardening | Lateral Hardening-Fuse-90586047 | Laterals | 13243 | 0.27405 | 17 | 21 | 177457.78 | 2022 | 741231.1513 | 806934.6346 | 901460.6305 | 563773.3713 | 629476.8546 | 724002.8505 | 4.1769 | 4.5472 | 5.0799 | 4.3783
11322 | Lateral Hardening | Lateral Hardening-Fuse-60274637 | Laterals | 14021 | 0.019129 | 4 | 15 | 57322.99 | 2029 | 232683.0369 | 265856.1267 | 314290.2306 | 175360.0469 | 208533.1367 | 256967.2406 | 4.0592 | 4.6379 | 5.4828 | 4.3751
4399 | Lateral Hardening | Lateral Hardening-Fuse-91750992 | Laterals | 13371 | 0.78769 | 46 | 93 | 900181.61 | 2026 | 3769636.2805 | 4070468.5654 | 4417592.5324 | 2869454.6705 | 3170286.9554 | 3517410.9224 | 4.1876 | 4.5218 | 4.9074 | 4.3599
64 | Lateral Hardening | Lateral Hardening-Fuse-91792136 | Laterals | 13769 | 0.29545 | 27 | 15 | 118857.93 | 2028 | 482063.9108 | 544866.1122 | 641633.2104 | 363205.9808 | 426008.1822 | 522775.2804 | 4.0558 | 4.5842 | 5.3983 | 4.3486
7738 | Lateral Hardening | Lateral Hardening-Fuse-10165356 | Laterals | 13045 | 0.32216 | 30 | 81 | 550242.12 | 2025 | 2234259.4279 | 2521632.9227 | 2953529.2577 | 1684017.3079 | 1971390.8027 | 2403287.1377 | 4.0605 | 4.5828 | 5.3677 | 4.3479
5036 | Lateral Hardening | Lateral Hardening-Fuse-60393455 | Laterals | 13483 | 1.3216 | 100 | 526 | 1774450.14 | 2023 | 7380841.6315 | 7996784.0053 | 8713201.9428 | 5606391.4915 | 6222333.8653 | 6938751.8028 | 4.1595 | 4.5066 | 4.9104 | 4.3387
1766 | Lateral Hardening | Lateral Hardening-Fuse-93290791 | Laterals | 13808 | 2.3987 | 76 | 29 | 659955.64 | 2027 | 2768662.2207 | 2944276.0484 | 3163465.75 | 2108706.5807 | 2284320.4084 | 2503510.11 | 4.1952 | 4.4613 | 4.7935 | 4.3349
4529 | Lateral Hardening | Lateral Hardening-Fuse-60011810 | Laterals | 13158 | 0.75795 | 56 | 226 | 749062.08 | 2021 | 3107387.9608 | 3378701.168 | 3658595.228 | 2358325.8808 | 2629639.088 | 2909533.148 | 4.1484 | 4.5106 | 4.8842 | 4.3306
6225 | Lateral Hardening | Lateral Hardening-Fuse-10242257 | Laterals | 13520 | 0.45095 | 44 | 28 | 709533.4 | 2022 | 2933396.7755 | 3193740.6102 | 3537510.4534 | 2223863.3755 | 2484207.2102 | 2827977.0534 | 4.1343 | 4.5012 | 4.9857 | 4.3295
5888 | Lateral Hardening | Lateral Hardening-Fuse-91049435 | Laterals | 13724 | 1.9932 | 103 | 97 | 1316027.7 | 2022 | 5518681.6267 | 5857293.3651 | 6282496.8908 | 4202653.9267 | 4541265.6651 | 4966469.1908 | 4.1934 | 4.4507 | 4.7738 | 4.3287
14881 | Lateral Hardening | Lateral Hardening-Fuse-10338448 | Laterals | 13892 | 1.1121 | 71 | 256 | 1036788.91 | 2022 | 4324577.8083 | 4622702.1021 | 5004441.7821 | 3287788.8983 | 3585913.1921 | 3967652.8721 | 4.1711 | 4.4587 | 4.8269 | 4.323
5037 | Lateral Hardening | Lateral Hardening-Fuse-10159466 | Laterals | 13523 | 0.2661 | 24 | 134 | 419858.18 | 2028 | 1684636.3844 | 1921065.039 | 2272495.7657 | 1264778.2044 | 1501206.859 | 1852637.5857 | 4.0124 | 4.5755 | 5.4125 | 4.3213
2525 | Lateral Hardening | Lateral Hardening-Fuse-90312305 | Laterals | 13612 | 0.094886 | 7 | 72 | 50000 | 2023 | 199564.9947 | 227754.6817 | 270416.0238 | 149564.9947 | 177754.6817 | 220416.0238 | 3.9913 | 4.5551 | 5.4083 | 4.3021
8722 | Lateral Hardening | Lateral Hardening-Fuse-10925140 | Laterals | 13017 | 0.85 | 59 | 293 | 797503.21 | 2025 | 3286384.9227 | 3569910.27 | 3873354.7816 | 2488881.7127 | 2772407.06 | 3075851.5716 | 4.1208 | 4.4764 | 4.8569 | 4.3011
3272 | Lateral Hardening | Lateral Hardening-Fuse-90907329 | Laterals | 13826 | 0.10189 | 13 | 43 | 87764.5 | 2023 | 350622.6596 | 399537.3455 | 471790.5185 | 262858.1596 | 311772.8455 | 384026.0185 | 3.995 | 4.5524 | 5.3756 | 4.3003
7834 | Lateral Hardening | Lateral Hardening-Fuse-10441823 | Laterals | 13947 | 0.18182 | 19 | 47 | 165405.06 | 2025 | 664546.5066 | 748814.4057 | 871117.527 | 499141.4466 | 583409.3457 | 705712.467 | 4.0177 | 4.5272 | 5.2666 | 4.2954
5343 | Lateral Hardening | Lateral Hardening-Fuse-91365066 | Laterals | 13311 | 0.095455 | 11 | 12 | 99036.21 | 2027 | 399018.6103 | 447399.0599 | 517433.3424 | 299982.4003 | 348362.8499 | 418397.1324 | 4.029 | 4.5175 | 5.2247 | 4.2951
6810 | Lateral Hardening | Lateral Hardening-Fuse-60170504 | Laterals | 13204 | 0.37992 | 31 | 113 | 453304.77 | 2022 | 1855623.5199 | 2030628.4104 | 2243245.0522 | 1402318.7499 | 1577323.6404 | 1789940.2822 | 4.0935 | 4.4796 | 4.9486 | 4.2949
9354 | Lateral Hardening | Lateral Hardening-Fuse-90687261 | Laterals | 13096 | 0.14943 | 14 | 2 | 95725.68 | 2027 | 387531.7535 | 430324.9725 | 481808.5159 | 291806.0735 | 334599.2925 | 386082.8359 | 4.0484 | 4.4954 | 5.0332 | 4.281
13726 | Lateral Hardening | Lateral Hardening-Fuse-10745612 | Laterals | 13815 | 0.42898 | 16 | 33 | 283386.03 | 2027 | 1140717.8489 | 1275003.7555 | 1461032.4554 | 857331.8189 | 991617.7255 | 1177646.4254 | 4.0253 | 4.4992 | 5.1556 | 4.2805
612 | Lateral Hardening | Lateral Hardening-Fuse-60211536 | Laterals | 13470 | 0.86004 | 60 | 151 | 717479.89 | 2026 | 2937220.1488 | 3195950.948 | 3453766.8122 | 2219740.2588 | 2478471.058 | 2736286.9222 | 4.0938 | 4.4544 | 4.8137 | 4.274
10817 | Lateral Hardening | Lateral Hardening-Fuse-92593884 | Laterals | 13020 | 0.24015 | 18 | 56 | 263254.57 | 2028 | 1067764.6059 | 1174850.4613 | 1308220.9719 | 804510.0359 | 911595.8913 | 1044966.4019 | 4.056 | 4.4628 | 4.9694 | 4.2694
11166 | Lateral Hardening | Lateral Hardening-Fuse-10089355 | Laterals | 13278 | 0.42064 | 28 | 199 | 199556.81 | 2027 | 794113.0913 | 897113.67 | 1058008.3708 | 594556.2813 | 697556.86 | 858451.5608 | 3.9794 | 4.4955 | 5.3018 | 4.2665
3860 | Lateral Hardening | Lateral Hardening-Fuse-91971930 | Laterals | 13672 | 0.1947 | 19 | 27 | 216389.94 | 2021 | 875070.9777 | 964706.1255 | 1078379.3072 | 658681.0377 | 748316.1855 | 861989.3672 | 4.044 | 4.4582 | 4.9835 | 4.2622
11719 | Lateral Hardening | Lateral Hardening-Fuse-93449800 | Laterals | 13268 | 0.42519 | 24 | 21 | 230719.64 | 2022 | 938598.3991 | 1021837.5074 | 1131613.1291 | 707878.7591 | 791117.8674 | 900893.4891 | 4.0681 | 4.4289 | 4.9047 | 4.26
4936 | Lateral Hardening | Lateral Hardening-Fuse-90393306 | Laterals | 13657 | 0.28182 | 17 | 8 | 71294.37 | 2024 | 286943.8601 | 317457.1936 | 358044.7013 | 215649.4901 | 246162.8236 | 286750.3313 | 4.0248 | 4.4528 | 5.0221 | 4.2529
18837 | Lateral Hardening | Lateral Hardening-Fuse-10652513 | Laterals | 13967 | 0.35208 | 16 | 3 | 50000 | 2025 | 198915.9505 | 223949.6624 | 258775.5253 | 148915.9505 | 173949.6624 | 208775.5253 | 3.9783 | 4.479 | 5.1755 | 4.2482
8868 | Lateral Hardening | Lateral Hardening-Fuse-60031838 | Laterals | 13613 | 0.1 | 9 | 68 | 88039.23 | 2025 | 346456.6139 | 396232.2499 | 470158.6503 | 258417.3839 | 308193.0199 | 382119.4203 | 3.9353 | 4.5006 | 5.3403 | 4.2454
18068 | Lateral Hardening | Lateral Hardening-Fuse-92596267 | Laterals | 13946 | 0.55739 | 49 | 104 | 787188.88 | 2023 | 3190381.4626 | 3475887.5148 | 3848736.7747 | 2403192.5826 | 2688698.6348 | 3061547.8947 | 4.0529 | 4.4156 | 4.8892 | 4.2453
5249 | Lateral Hardening | Lateral Hardening-Fuse-90429155 | Laterals | 13454 | 0.63826 | 34 | 148 | 685115.63 | 2021 | 2775511.7525 | 3020474.9412 | 3281215.6143 | 2090396.1225 | 2335359.3112 | 2596099.9843 | 4.0512 | 4.4087 | 4.7893 | 4.2322
4491 | Lateral Hardening | Lateral Hardening-Fuse-90397369 | Laterals | 13454 | 0.49053 | 26 | 19 | 380456.38 | 2021 | 1539064.626 | 1671867.7521 | 1847632.4488 | 1158608.246 | 1291411.3721 | 1467176.0688 | 4.0453 | 4.3944 | 4.8564 | 4.2311
8489 | Lateral Hardening | Lateral Hardening-Fuse-91947423 | Laterals | 13522 | 0.52614 | 50 | 47 | 682331.05 | 2023 | 2741385.7465 | 3006278.3903 | 3322817.6992 | 2059054.6965 | 2323947.3403 | 2640486.6492 | 4.0177 | 4.4059 | 4.8698 | 4.2194
14458 | Lateral Hardening | Lateral Hardening-Fuse-90932283 | Laterals | 13192 | 0.15379 | 8 | 2 | 50000 | 2021 | 195801.3608 | 223068.0994 | 262459.6598 | 145801.3608 | 173068.0994 | 212459.6598 | 3.916 | 4.4614 | 5.2492 | 4.2129
12516 | Lateral Hardening | Lateral Hardening-Fuse-60178629 | Laterals | 13921 | 0.42311 | 20 | 43 | 219724.5 | 2022 | 881392.0006 | 964348.2156 | 1068074.1682 | 661667.5006 | 744623.7156 | 848349.6682 | 4.0114 | 4.3889 | 4.861 | 4.2096
14267 | Lateral Hardening | Lateral Hardening-Fuse-90461834 | Laterals | 13419 | 0.13674 | 12 | 14 | 166242.16 | 2026 | 645965.9823 | 739369.8229 | 873773.0287 | 479723.8223 | 573127.6629 | 707530.8687 | 3.8857 | 4.4475 | 5.256 | 4.1913
15368 | Lateral Hardening | Lateral Hardening-Fuse-92247781 | Laterals | 13080 | 0.50947 | 53 | 100 | 798312.85 | 2026 | 3180397.0219 | 3486542.8407 | 3868700.7427 | 2382084.1719 | 2688229.9907 | 3070387.8927 | 3.9839 | 4.3674 | 4.8461 | 4.1852
1491 | Lateral Hardening | Lateral Hardening-Fuse-10372431 | Laterals | 13097 | 0.80246 | 49 | 268 | 678134.9 | 2025 | 2722050.9796 | 2936428.4922 | 3196591.425 | 2043916.0796 | 2258293.5922 | 2518456.525 | 4.014 | 4.3302 | 4.7138 | 4.1788
19245 | Lateral Hardening | Lateral Hardening-Fuse-60475863 | Laterals | 14274 | 0.62424 | 37 | 15 | 420162.4 | 2026 | 1669055.0571 | 1835280.7109 | 2026396.306 | 1248892.6571 | 1415118.3109 | 1606233.906 | 3.9724 | 4.368 | 4.8229 | 4.1761
15548 | Lateral Hardening | Lateral Hardening-Fuse-90873851 | Laterals | 13096 | 0.18125 | 10 | 19 | 67375.11 | 2027 | 263639.9479 | 295787.0729 | 341453.0898 | 196264.8379 | 228411.9629 | 274077.9798 | 3.913 | 4.3902 | 5.0679 | 4.1717
1454 | Lateral Hardening | Lateral Hardening-Fuse-90751124 | Laterals | 13017 | 0.18371 | 13 | 17 | 139032.98 | 2025 | 544712.2027 | 609164.3458 | 700536.0834 | 405679.2227 | 470131.3658 | 561503.1034 | 3.9179 | 4.3814 | 5.0386 | 4.169
1968 | Lateral Hardening | Lateral Hardening-Fuse-10087545 | Laterals | 13389 | 0.33788 | 20 | 36 | 195279.91 | 2025 | 776171.6536 | 844549.8638 | 940797.544 | 580891.7436 | 649269.9538 | 745517.634 | 3.9747 | 4.3248 | 4.8177 | 4.164
4129 | Lateral Hardening | Lateral Hardening-Fuse-10696431 | Laterals | 13961 | 0.15795 | 8 | 4 | 152816.91 | 2021 | 596070.1473 | 669034.9362 | 772405.0032 | 443253.2373 | 516218.0262 | 619588.0932 | 3.9006 | 4.378 | 5.0544 | 4.1592
12211 | Lateral Hardening | Lateral Hardening-Fuse-90881194 | Laterals | 13840 | 0.25947 | 14 | 19 | 125170.3 | 2023 | 495253.3558 | 542151.8578 | 607145.0277 | 370083.0558 | 416981.5578 | 481974.7277 | 3.9566 | 4.3313 | 4.8506 | 4.1584
4256 | Lateral Hardening | Lateral Hardening-Fuse-93116108 | Laterals | 13039 | 0.60625 | 49 | 54 | 704515.71 | 2023 | 2811028.7315 | 3038082.6524 | 3301945.5458 | 2106513.0215 | 2333566.9424 | 2597429.8358 | 3.99 | 4.3123 | 4.6868 | 4.1564
11846 | Lateral Hardening | Lateral Hardening-Fuse-93291320 | Laterals | 13808 | 1.0193 | 47 | 42 | 790647.46 | 2027 | 3159972.2968 | 3380257.0098 | 3648041.182 | 2369324.8368 | 2589609.5498 | 2857393.722 | 3.9967 | 4.2753 | 4.614 | 4.142
9782 | Lateral Hardening | Lateral Hardening-Fuse-91645657 | Laterals | 13334 | 0.48428 | 46 | 142 | 488260.33 | 2024 | 1926874.307 | 2107446.5098 | 2331569.464 | 1438613.977 | 1619186.1798 | 1843309.134 | 3.9464 | 4.3162 | 4.7753 | 4.1402
1407 | Lateral Hardening | Lateral Hardening-Fuse-60046464 | Laterals | 13310 | 0.2358 | 27 | 40 | 399113.4 | 2024 | 1561772.8499 | 1733295.5156 | 1951666.4182 | 1162659.4499 | 1334182.1156 | 1552553.0182 | 3.9131 | 4.3429 | 4.89 | 4.1397
17056 | Lateral Hardening | Lateral Hardening-Fuse-10570245 | Laterals | 13373 | 0.18807 | 18 | 50 | 146746.32 | 2024 | 568706.8095 | 640057.8462 | 742365.5359 | 421960.4895 | 493311.5262 | 595619.2159 | 3.8754 | 4.3617 | 5.0588 | 4.1396
17934 | Lateral Hardening | Lateral Hardening-Fuse-10563783 | Laterals | 13293 | 0.1411 | 13 | 36 | 94361.33 | 2024 | 362821.8996 | 412176.1892 | 489034.5401 | 268460.5696 | 317814.8592 | 394673.2101 | 3.845 | 4.3681 | 5.1826 | 4.1357
16307 | Lateral Hardening | Lateral Hardening-Fuse-10125798 | Laterals | 13064 | 0.2714 | 23 | 30 | 290093.29 | 2029 | 1138567.2459 | 1252957.175 | 1403468.7479 | 848473.9559 | 962863.885 | 1113375.4579 | 3.9248 | 4.3192 | 4.838 | 4.1344
19030 | Lateral Hardening | Lateral Hardening-Fuse-93151059 | Laterals | 13458 | 0.55076 | 37 | 27 | 642973.93 | 2026 | 2528904.1808 | 2778179.7933 | 3072550.8419 | 1885930.2508 | 2135205.8633 | 2429576.9119 | 3.9331 | 4.3208 | 4.7787 | 4.134
3565 | Lateral Hardening | Lateral Hardening-Fuse-90130568 | Laterals | 13911 | 0.85871 | 53 | 108 | 985479.47 | 2022 | 3935737.3406 | 4199788.7389 | 4514044.0104 | 2950257.8706 | 3214309.2689 | 3528564.5404 | 3.9937 | 4.2617 | 4.5806 | 4.1328
8034 | Lateral Hardening | Lateral Hardening-Fuse-92815117 | Laterals | 13490 | 0.16723 | 13 | 163 | 175318.06 | 2022 | 676599.2543 | 764966.1948 | 890631.3875 | 501281.1943 | 589648.1348 | 715313.3275 | 3.8593 | 4.3633 | 5.0801 | 4.1326
12585 | Lateral Hardening | Lateral Hardening-Fuse-60350024 | Laterals | 13097 | 0.74621 | 47 | 67 | 853269.65 | 2025 | 3384908.0633 | 3652362.4929 | 3962653.1426 | 2531638.4133 | 2799092.8429 | 3109383.4926 | 3.967 | 4.2804 | 4.6441 | 4.1287
16857 | Lateral Hardening | Lateral Hardening-Fuse-10392902 | Laterals | 13522 | 0.66591 | 68 | 103 | 1245091.3 | 2023 | 4888421.6056 | 5349891.6842 | 5942282.252 | 3643330.3056 | 4104800.3842 | 4697190.952 | 3.9262 | 4.2968 | 4.7726 | 4.122
3799 | Lateral Hardening | Lateral Hardening-Fuse-60341032 | Laterals | 14030 | 0.13239 | 10 | 81 | 54945.51 | 2023 | 213035.775 | 238195.9984 | 271886.539 | 158090.265 | 183250.4884 | 216941.029 | 3.8772 | 4.3351 | 4.9483 | 4.1217
11867 | Lateral Hardening | Lateral Hardening-Fuse-91400733 | Laterals | 13808 | 2.1127 | 72 | 46 | 772406.47 | 2027 | 3089474.641 | 3256195.7648 | 3491664.9389 | 2317068.171 | 2483789.2948 | 2719258.4689 | 3.9998 | 4.2157 | 4.5205 | 4.1166
14800 | Lateral Hardening | Lateral Hardening-Fuse-92545401 | Laterals | 13431 | 0.33258 | 16 | 6 | 119964.62 | 2023 | 466069.539 | 514634.2318 | 585024.5305 | 346104.919 | 394669.6118 | 465059.9105 | 3.8851 | 4.2899 | 4.8766 | 4.1057
12313 | Lateral Hardening | Lateral Hardening-Fuse-93337153 | Laterals | 13117 | 0.22652 | 20 | 78 | 397670.35 | 2027 | 1532891.3301 | 1717264.5788 | 1968570.5754 | 1135220.9801 | 1319594.2288 | 1570900.2254 | 3.8547 | 4.3183 | 4.9503 | 4.1033
4558 | Lateral Hardening | Lateral Hardening-Fuse-10595500 | Laterals | 13698 | 0.70057 | 53 | 114 | 548170.95 | 2022 | 2155249.3295 | 2335880.3908 | 2547772.1921 | 1607078.3795 | 1787709.4408 | 1999601.2421 | 3.9317 | 4.2612 | 4.6478 | 4.1022
14208 | Lateral Hardening | Lateral Hardening-Fuse-10250638 | Laterals | 13574 | 0.17083 | 12 | 10 | 281073.73 | 2022 | 1077050.2954 | 1214502.5417 | 1416770.9604 | 795976.5654 | 933428.8117 | 1135697.2304 | 3.8319 | 4.3209 | 5.0406 | 4.0995
5168 | Lateral Hardening | Lateral Hardening-Fuse-91930150 | Laterals | 13754 | 0.10417 | 12 | 11 | 50000 | 2025 | 190759.9612 | 216578.2073 | 251838.6472 | 140759.9612 | 166578.2073 | 201838.6472 | 3.8152 | 4.3316 | 5.0368 | 4.0923
19180 | Lateral Hardening | Lateral Hardening-Fuse-91581977 | Laterals | 13825 | 0.1036 | 13 | 186 | 233578.04 | 2023 | 885869.3486 | 1013029.5626 | 1201446.9495 | 652291.3086 | 779451.5226 | 967868.9095 | 3.7926 | 4.337 | 5.1437 | 4.091
14283 | Lateral Hardening | Lateral Hardening-Fuse-10441822 | Laterals | 13947 | 0.79318 | 66 | 473 | 722217.2 | 2025 | 2831559.7083 | 3061200.0773 | 3330452.3283 | 2109342.5083 | 2338982.8773 | 2608235.1283 | 3.9206 | 4.2386 | 4.6114 | 4.0851
12124 | Lateral Hardening | Lateral Hardening-Fuse-10904179 | Laterals | 13712 | 0.35568 | 24 | 16 | 424355.07 | 2026 | 1650397.9753 | 1809823.7203 | 1990686.9544 | 1226042.9053 | 1385468.6503 | 1566331.8844 | 3.8892 | 4.2649 | 4.6911 | 4.0821
4263 | Lateral Hardening | Lateral Hardening-Fuse-10145602 | Laterals | 13138 | 0.22027 | 23 | 257 | 381476.57 | 2022 | 1451424.5793 | 1642956.8346 | 1920279.1176 | 1069948.0093 | 1261480.2646 | 1538802.5476 | 3.8048 | 4.3068 | 5.0338 | 4.0783
11243 | Lateral Hardening | Lateral Hardening-Fuse-91276385 | Laterals | 13911 | 0.50284 | 45 | 253 | 362662.79 | 2022 | 1405946.6044 | 1546814.9073 | 1713685.8534 | 1043283.8144 | 1184152.1173 | 1351023.0634 | 3.8767 | 4.2652 | 4.7253 | 4.0781
5549 | Lateral Hardening | Lateral Hardening-Fuse-60123882 | Laterals | 13224 | 0.24981 | 24 | 197 | 227809.14 | 2025 | 875956.1354 | 976938.8234 | 1102853.897 | 648146.9954 | 749129.6834 | 875044.757 | 3.8451 | 4.2884 | 4.8411 | 4.0777
11093 | Lateral Hardening | Lateral Hardening-Fuse-10904182 | Laterals | 13712 | 0.38939 | 28 | 44 | 382480.94 | 2026 | 1495092.4659 | 1621909.3004 | 1757808.5831 | 1112611.5259 | 1239428.3604 | 1375327.6431 | 3.9089 | 4.2405 | 4.5958 | 4.0771
215 | Lateral Hardening | Lateral Hardening-Fuse-93045346 | Laterals | 13786 | 0.20492 | 11 | 6 | 153807.79 | 2024 | 597023.9792 | 653625.6898 | 724564.7112 | 443216.1892 | 499817.8998 | 570756.9212 | 3.8816 | 4.2496 | 4.7108 | 4.0749
1694 | Lateral Hardening | Lateral Hardening-Fuse-92105635 | Laterals | 13030 | 0.95455 | 46 | 34 | 727083.72 | 2028 | 2828447.7236 | 3070689.6973 | 3400639.1866 | 2101364.0036 | 2343605.9773 | 2673555.4666 | 3.8901 | 4.2233 | 4.6771 | 4.0688
5260 | Lateral Hardening | Lateral Hardening-Fuse-91804875 | Laterals | 13329 | 1.2928 | 82 | 121 | 886523.9 | 2022 | 3462567.2215 | 3739145.0661 | 4057752.4529 | 2576043.3215 | 2852621.1661 | 3171228.5529 | 3.9058 | 4.2178 | 4.5771 | 4.0665
17361 | Lateral Hardening | Lateral Hardening-Fuse-10897193 | Laterals | 14050 | 1.4394 | 54 | 14 | 339781.02 | 2029 | 1321033.7928 | 1437384.2713 | 1568222.2068 | 981252.7728 | 1097603.2513 | 1228441.1868 | 3.8879 | 4.2303 | 4.6154 | 4.0634
4813 | Lateral Hardening | Lateral Hardening-Fuse-60365361 | Laterals | 13962 | 0.064394 | 6 | 5 | 61357.43 | 2027 | 232133.3277 | 263644.5971 | 309217.2572 | 170775.8977 | 202287.1671 | 247859.8272 | 3.7833 | 4.2969 | 5.0396 | 4.063
18939 | Lateral Hardening | Lateral Hardening-Fuse-10612078 | Laterals | 13927 | 0.11269 | 9 | 6 | 69537.23 | 2024 | 267218.6169 | 295847.5084 | 333915.0708 | 197681.3869 | 226310.2784 | 264377.8408 | 3.8428 | 4.2545 | 4.802 | 4.0622
16606 | Lateral Hardening | Lateral Hardening-Fuse-90137810 | Laterals | 13906 | 0.80322 | 53 | 62 | 650314.27 | 2023 | 2528653.1246 | 2743936.5793 | 2969090.3641 | 1878338.8546 | 2093622.3093 | 2318776.0941 | 3.8884 | 4.2194 | 4.5656 | 4.0554
9531 | Lateral Hardening | Lateral Hardening-Fuse-10375141 | Laterals | 13176 | 0.62348 | 51 | 89 | 889891.94 | 2022 | 3431187.5235 | 3760540.571 | 4167517.2576 | 2541295.5835 | 2870648.631 | 3277625.3176 | 3.8557 | 4.2258 | 4.6832 | 4.0495
13956 | Lateral Hardening | Lateral Hardening-Fuse-10696419 | Laterals | 13961 | 0.5589 | 26 | 3 | 98760.67 | 2021 | 382271.1085 | 413092.5272 | 461116.6754 | 283510.4385 | 314331.8572 | 362356.0054 | 3.8707 | 4.1828 | 4.669 | 4.0441
7498 | Lateral Hardening | Lateral Hardening-Fuse-10813126 | Laterals | 13341 | 1.3975 | 103 | 386 | 984442.1 | 2022 | 3828444.9416 | 4079389.2791 | 4417984.7938 | 2844002.8416 | 3094947.1791 | 3433542.6938 | 3.8889 | 4.1439 | 4.4878 | 4.0253
14057 | Lateral Hardening | Lateral Hardening-Fuse-92148656 | Laterals | 13959 | 0.21648 | 12 | 83 | 83923.77 | 2024 | 320225.2903 | 351629.3776 | 398462.3671 | 236301.5203 | 267705.6076 | 314538.5971 | 3.8157 | 4.1899 | 4.7479 | 4.0212
10219 | Lateral Hardening | Lateral Hardening-Fuse-92227016 | Laterals | 13787 | 1.4398 | 73 | 39 | 625224.63 | 2027 | 2435491.5965 | 2582104.8202 | 2776766.668 | 1810266.9665 | 1956880.1902 | 2151542.038 | 3.8954 | 4.1299 | 4.4412 | 4.0203
1139 | Lateral Hardening | Lateral Hardening-Fuse-10442379 | Laterals | 13948 | 0.13788 | 12 | 5 | 93929.23 | 2022 | 353181.5342 | 397111.7374 | 461109.0019 | 259252.3042 | 303182.5074 | 367179.7719 | 3.7601 | 4.2278 | 4.9091 | 4.0153
14898 | Lateral Hardening | Lateral Hardening-Fuse-92396598 | Laterals | 13417 | 0.84205 | 80 | 83 | 1194699.57 | 2024 | 4613546.2172 | 4953348.8131 | 5402400.3197 | 3418846.6472 | 3758649.2431 | 4207700.7497 | 3.8617 | 4.1461 | 4.522 | 4.013
2714 | Lateral Hardening | Lateral Hardening-Fuse-93103371 | Laterals | 13313 | 0.10095 | 13 | 20 | 88186.48 | 2021 | 327054.1876 | 374373.8978 | 442323.9543 | 238867.7076 | 286187.4178 | 354137.4743 | 3.7087 | 4.2453 | 5.0158 | 4.0004
12653 | Lateral Hardening | Lateral Hardening-Fuse-90560110 | Laterals | 14217 | 1.0919 | 23 | 1 | 90741.1 | 2028 | 343019.9203 | 377756.1991 | 428541.981 | 252278.8203 | 287015.0991 | 337800.881 | 3.7802 | 4.163 | 4.7227 | 3.9893
7731 | Lateral Hardening | Lateral Hardening-Fuse-90668793 | Laterals | 14042 | 0.18674 | 12 | 55 | 173646.79 | 2026 | 644004.5615 | 730466.936 | 861756.157 | 470357.7715 | 556820.146 | 688109.367 | 3.7087 | 4.2066 | 4.9627 | 3.9835
9991 | Lateral Hardening | Lateral Hardening-Fuse-10429505 | Laterals | 13835 | 0.20303 | 17 | 41 | 294826.28 | 2022 | 1096596.7666 | 1237332.2782 | 1450190.2332 | 801770.4866 | 942505.9982 | 1155363.9532 | 3.7195 | 4.1968 | 4.9188 | 3.9826
12804 | Lateral Hardening | Lateral Hardening-Fuse-60035346 | Laterals | 13007 | 1.3922 | 29 | 1 | 115704.74 | 2029 | 438339.6415 | 480494.1682 | 533890.3629 | 322634.9015 | 364789.4282 | 418185.6229 | 3.7884 | 4.1528 | 4.6142 | 3.9803
4786 | Lateral Hardening | Lateral Hardening-Fuse-10705847 | Laterals | 13268 | 0.35852 | 24 | 38 | 344884.77 | 2022 | 1307985.2875 | 1429428.8899 | 1574484.8145 | 963100.5175 | 1084544.1199 | 1229600.0445 | 3.7925 | 4.1447 | 4.5652 | 3.9754
12335 | Lateral Hardening | Lateral Hardening-Fuse-90482454 | Laterals | 13206 | 0.37424 | 32 | 73 | 636472.68 | 2026 | 2410649.5725 | 2637321.9903 | 2912586.0453 | 1774176.8925 | 2000849.3103 | 2276113.3653 | 3.7875 | 4.1437 | 4.5761 | 3.9732
8663 | Lateral Hardening | Lateral Hardening-Fuse-10925137 | Laterals | 13342 | 0.43466 | 32 | 27 | 443197.98 | 2023 | 1680648.965 | 1828389.3013 | 2025193.1374 | 1237450.985 | 1385191.3213 | 1581995.1574 | 3.7921 | 4.1254 | 4.5695 | 3.9698
18963 | Lateral Hardening | Lateral Hardening-Fuse-90097418 | Laterals | 13458 | 0.76723 | 44 | 33 | 326638.81 | 2026 | 1234838.6194 | 1345493.5247 | 1511884.9081 | 908199.8094 | 1018854.7147 | 1185246.0981 | 3.7804 | 4.1192 | 4.6286 | 3.9669
13268 | Lateral Hardening | Lateral Hardening-Fuse-10633669 | Laterals | 13241 | 0.052652 | 5 | 14 | 60108.97 | 2023 | 221460.1124 | 252144.9996 | 294559.3715 | 161351.1424 | 192036.0296 | 234450.4015 | 3.6843 | 4.1948 | 4.9004 | 3.9591
6018 | Lateral Hardening | Lateral Hardening-Fuse-10632125 | Laterals | 13311 | 0.35625 | 32 | 23 | 400598.37 | 2027 | 1513618.9932 | 1649567.8671 | 1829370.6675 | 1113020.6232 | 1248969.4971 | 1428772.2975 | 3.7784 | 4.1178 | 4.5666 | 3.959
15966 | Lateral Hardening | Lateral Hardening-Fuse-60120858 | Laterals | 13178 | 0.19508 | 11 | 1 | 50000 | 2029 | 184641.1587 | 209287.8575 | 243646.1454 | 134641.1587 | 159287.8575 | 193646.1454 | 3.6928 | 4.1858 | 4.8729 | 3.9587
156 | Lateral Hardening | Lateral Hardening-Fuse-10705889 | Laterals | 13268 | 1.3642 | 77 | 107 | 921630.47 | 2022 | 3523902.9304 | 3758317.4161 | 4037812.9761 | 2602272.4604 | 2836686.9461 | 3116182.5061 | 3.8236 | 4.0779 | 4.3812 | 3.9556
2079 | Lateral Hardening | Lateral Hardening-Fuse-92204382 | Laterals | 13118 | 0.69129 | 41 | 88 | 399309.38 | 2021 | 1514662.1451 | 1637898.666 | 1789106.4813 | 1115352.7651 | 1238589.286 | 1389797.1013 | 3.7932 | 4.1018 | 4.4805 | 3.9545
5511 | Lateral Hardening | Lateral Hardening-Fuse-10254063 | Laterals | 13678 | 0.275 | 18 | 11 | 166474.23 | 2021 | 625472.6941 | 687351.1383 | 766439.2397 | 458998.4641 | 520876.9083 | 599965.0097 | 3.7572 | 4.1289 | 4.604 | 3.9534
10026 | Lateral Hardening | Lateral Hardening-Fuse-90110972 | Laterals | 13897 | 0.036932 | 9 | 61 | 51451.23 | 2024 | 188778.2274 | 215209.3612 | 254136.723 | 137326.9974 | 163758.1312 | 202685.493 | 3.6691 | 4.1828 | 4.9394 | 3.9502
5869 | Lateral Hardening | Lateral Hardening-Fuse-92686712 | Laterals | 13793 | 0.044318 | 4 | 85 | 50000 | 2022 | 183026.4895 | 208257.9876 | 245180.9947 | 133026.4895 | 158257.9876 | 195180.9947 | 3.6605 | 4.1652 | 4.9036 | 3.9362
15042 | Lateral Hardening | Lateral Hardening-Fuse-10191173 | Laterals | 13220 | 0.5178 | 45 | 66 | 972528.54 | 2024 | 3642751.2493 | 3995642.5847 | 4427684.0797 | 2670222.7093 | 3023114.0447 | 3455155.5397 | 3.7456 | 4.1085 | 4.5528 | 3.9352
15173 | Lateral Hardening | Lateral Hardening-Fuse-92659172 | Laterals | 13118 | 0.275 | 26 | 18 | 460590.78 | 2021 | 1718143.8715 | 1894050.8841 | 2122505.8155 | 1257553.0915 | 1433460.1041 | 1661915.0355 | 3.7303 | 4.1122 | 4.6082 | 3.9327
8357 | Lateral Hardening | Lateral Hardening-Fuse-92403172 | Laterals | 13696 | 0.28144 | 15 | 13 | 203396.75 | 2027 | 761474.3174 | 831415.4641 | 920855.9745 | 558077.5674 | 628018.7141 | 717459.2245 | 3.7438 | 4.0877 | 4.5274 | 3.9253
9703 | Lateral Hardening | Lateral Hardening-Fuse-91924447 | Laterals | 13042 | 0.36042 | 38 | 53 | 626416.49 | 2025 | 2338142.2657 | 2571162.3342 | 2844143.0422 | 1711725.7757 | 1944745.8442 | 2217726.5522 | 3.7326 | 4.1046 | 4.5403 | 3.9249
10023 | Lateral Hardening | Lateral Hardening-Fuse-10005811 | Laterals | 13183 | 0.5089 | 43 | 22 | 632729.83 | 2023 | 2348852.5589 | 2598597.406 | 2902849.4011 | 1716122.7289 | 1965867.576 | 2270119.5711 | 3.7123 | 4.107 | 4.5878 | 3.9182
9757 | Lateral Hardening | Lateral Hardening-Fuse-60022877 | Laterals | 13612 | 0.061174 | 7 | 22 | 50000 | 2023 | 181580.4571 | 206947.0104 | 242204.4142 | 131580.4571 | 156947.0104 | 192204.4142 | 3.6316 | 4.1389 | 4.8441 | 3.9051
15991 | Lateral Hardening | Lateral Hardening-Fuse-92097460 | Laterals | 13473 | 0.24015 | 19 | 152 | 167384.18 | 2021 | 609650.0728 | 687949.5353 | 797289.9197 | 442265.8928 | 520565.3553 | 629905.7397 | 3.6422 | 4.11 | 4.7632 | 3.8947
10290 | Lateral Hardening | Lateral Hardening-Fuse-90901917 | Laterals | 13220 | 0.48977 | 38 | 55 | 697626.24 | 2024 | 2596075.1269 | 2822095.1637 | 3124237.0522 | 1898448.8869 | 2124468.9237 | 2426610.8122 | 3.7213 | 4.0453 | 4.4784 | 3.8942
15528 | Lateral Hardening | Lateral Hardening-Fuse-90295206 | Laterals | 13724 | 0.86307 | 51 | 83 | 633773.12 | 2022 | 2363655.0067 | 2568888.2176 | 2772875.3259 | 1729881.8867 | 1935115.0976 | 2139102.2059 | 3.7295 | 4.0533 | 4.3752 | 3.8912
6811 | Lateral Hardening | Lateral Hardening-Fuse-10421435 | Laterals | 13826 | 0.29886 | 20 | 158 | 422351.16 | 2023 | 1544737.1073 | 1731532.7135 | 1962983.5869 | 1122385.9473 | 1309181.5535 | 1540632.4269 | 3.6575 | 4.0997 | 4.6478 | 3.8892
9805 | Lateral Hardening | Lateral Hardening-Fuse-60058546 | Laterals | 13279 | 0.10871 | 10 | 15 | 161883.56 | 2027 | 586670.5555 | 663680.8264 | 783025.594 | 424786.9955 | 501797.2664 | 621142.034 | 3.624 | 4.0997 | 4.837 | 3.888
11675 | Lateral Hardening | Lateral Hardening-Fuse-92350462 | Laterals | 13470 | 0.83485 | 42 | 62 | 412354.67 | 2026 | 1529844.5058 | 1665192.2016 | 1850577.3469 | 1117489.8358 | 1252837.5316 | 1438222.6769 | 3.71 | 4.0383 | 4.4878 | 3.8863
15051 | Lateral Hardening | Lateral Hardening-Fuse-10916743 | Laterals | 13805 | 0.32689 | 16 | 5 | 211591.75 | 2024 | 784191.7431 | 852284.1559 | 957615.3257 | 572599.9931 | 640692.4059 | 746023.5757 | 3.7062 | 4.028 | 4.5258 | 3.8847
12452 | Lateral Hardening | Lateral Hardening-Fuse-60059509 | Laterals | 13026 | 0.085795 | 8 | 84 | 59442.15 | 2022 | 213822.8976 | 244786.138 | 290003.9043 | 154380.7476 | 185343.988 | 230561.7543 | 3.5972 | 4.1181 | 4.8788 | 3.8816
16110 | Lateral Hardening | Lateral Hardening-Fuse-92316625 | Laterals | 13279 | 0.14337 | 10 | 10 | 94783.28 | 2027 | 343536.8969 | 387146.4344 | 450601.2941 | 248753.6169 | 292363.1544 | 355818.0141 | 3.6244 | 4.0845 | 4.754 | 3.8754
4013 | Lateral Hardening | Lateral Hardening-Fuse-93031754 | Laterals | 13813 | 0.77898 | 38 | 37 | 204428.37 | 2028 | 753380.3761 | 824390.051 | 927668.6922 | 548952.0061 | 619961.681 | 723240.3222 | 3.6853 | 4.0327 | 4.5379 | 3.8748
10476 | Lateral Hardening | Lateral Hardening-Fuse-10757377 | Laterals | 13423 | 0.88277 | 26 | 81 | 368463.64 | 2028 | 1360682.3393 | 1481989.4989 | 1651424.7193 | 992218.6993 | 1113525.8589 | 1282961.0793 | 3.6929 | 4.0221 | 4.4819 | 3.8705
11792 | Lateral Hardening | Lateral Hardening-Fuse-93281804 | Laterals | 13431 | 0.37311 | 26 | 11 | 258584.05 | 2023 | 955081.452 | 1040399.7906 | 1156721.7726 | 696497.402 | 781815.7406 | 898137.7226 | 3.6935 | 4.0234 | 4.4733 | 3.8705
3569 | Lateral Hardening | Lateral Hardening-Fuse-60272365 | Laterals | 14109 | 0.26098 | 18 | 96 | 190139.83 | 2023 | 688305.076 | 776225.6901 | 899751.1001 | 498165.246 | 586085.8601 | 709611.2701 | 3.62 | 4.0824 | 4.732 | 3.8699
8320 | Lateral Hardening | Lateral Hardening-Fuse-92350282 | Laterals | 13021 | 0.3178 | 27 | 14 | 290375.33 | 2022 | 1069036.1813 | 1168323.8211 | 1296520.075 | 778660.8513 | 877948.4911 | 1006144.745 | 3.6816 | 4.0235 | 4.465 | 3.8625
3139 | Lateral Hardening | Lateral Hardening-Fuse-10628996 | Laterals | 13146 | 0.4339 | 26 | 31 | 382963.09 | 2026 | 1410387.2575 | 1536681.8146 | 1711374.6309 | 1027424.1675 | 1153718.7246 | 1328411.5409 | 3.6828 | 4.0126 | 4.4688 | 3.8604
6612 | Lateral Hardening | Lateral Hardening-Fuse-10580690 | Laterals | 13105 | 0.23314 | 21 | 122 | 464528.69 | 2021 | 1669806.0063 | 1884140.8676 | 2206719.5466 | 1205277.3163 | 1419612.1776 | 1742190.8566 | 3.5946 | 4.056 | 4.7504 | 3.8486
11838 | Lateral Hardening | Lateral Hardening-Fuse-10271854 | Laterals | 13677 | 0.18485 | 11 | 14 | 63744.17 | 2027 | 233236.4316 | 255252.8726 | 288019.516 | 169492.2616 | 191508.7026 | 224275.346 | 3.6589 | 4.0043 | 4.5184 | 3.8485
8285 | Lateral Hardening | Lateral Hardening-Fuse-91755453 | Laterals | 14114 | 0.54508 | 45 | 403 | 517323.05 | 2023 | 1895465.8459 | 2076857.3695 | 2295636.302 | 1378142.7959 | 1559534.3195 | 1778313.252 | 3.664 | 4.0146 | 4.4375 | 3.8465
8016 | Lateral Hardening | Lateral Hardening-Fuse-91432110 | Laterals | 13071 | 0.22443 | 17 | 11 | 67033.83 | 2022 | 245120.1609 | 268574.1085 | 301926.4006 | 178086.3309 | 201540.2785 | 234892.5706 | 3.6567 | 4.0065 | 4.5041 | 3.8464
15138 | Lateral Hardening | Lateral Hardening-Fuse-92983661 | Laterals | 13535 | 0.33314 | 32 | 10 | 392108.2 | 2022 | 1434810.9828 | 1576113.0082 | 1739185.3964 | 1042702.7828 | 1184004.8082 | 1347077.1964 | 3.6592 | 4.0196 | 4.4355 | 3.845
15268 | Lateral Hardening | Lateral Hardening-Fuse-10141686 | Laterals | 13122 | 0.32197 | 17 | 39 | 346634.75 | 2026 | 1254690.445 | 1401556.1615 | 1588526.4729 | 908055.695 | 1054921.4115 | 1241891.7229 | 3.6196 | 4.0433 | 4.5827 | 3.843
5242 | Lateral Hardening | Lateral Hardening-Fuse-92062312 | Laterals | 13815 | 1.8581 | 66 | 9 | 346935.5 | 2027 | 1290951.8868 | 1366133.9918 | 1475902.9765 | 944016.3868 | 1019198.4918 | 1128967.4765 | 3.721 | 3.9377 | 4.2541 | 3.8393
15806 | Lateral Hardening | Lateral Hardening-Fuse-91150567 | Laterals | 13517 | 0.18277 | 14 | 165 | 336285.65 | 2025 | 1220796.0284 | 1352457.8249 | 1523187.2441 | 884510.3784 | 1016172.1749 | 1186901.5941 | 3.6302 | 4.0218 | 4.5294 | 3.8376
18487 | Lateral Hardening | Lateral Hardening-Fuse-92035802 | Laterals | 13417 | 0.26307 | 22 | 86 | 330864.57 | 2024 | 1204431.3675 | 1327062.3307 | 1483911.2441 | 873566.7975 | 996197.7607 | 1153046.6741 | 3.6403 | 4.0109 | 4.485 | 3.8359
13150 | Lateral Hardening | Lateral Hardening-Fuse-92057223 | Laterals | 13935 | 0.25701 | 24 | 35 | 197323.58 | 2023 | 701051.2236 | 800590.3533 | 950252.7058 | 503727.6436 | 603266.7733 | 752929.1258 | 3.5528 | 4.0572 | 4.8157 | 3.8304
16529 | Lateral Hardening | Lateral Hardening-Fuse-60372920 | Laterals | 14037 | 0.099621 | 7 | 76 | 50000 | 2028 | 177864.7318 | 202598.5471 | 239009.8739 | 127864.7318 | 152598.5471 | 189009.8739 | 3.5573 | 4.052 | 4.7802 | 3.828
8118 | Lateral Hardening | Lateral Hardening-Fuse-92663180 | Laterals | 13127 | 0.61761 | 42 | 33 | 580254.05 | 2022 | 2131525.6204 | 2303840.6164 | 2498444.2743 | 1551271.5704 | 1723586.5664 | 1918190.2243 | 3.6734 | 3.9704 | 4.3058 | 3.8258
1908 | Lateral Hardening | Lateral Hardening-Fuse-60505673 | Laterals | 13358 | 0.18693 | 30 | 14 | 331858.77 | 2025 | 1181926.6605 | 1339582.0407 | 1583708.5587 | 850067.8905 | 1007723.2707 | 1251849.7887 | 3.5615 | 4.0366 | 4.7722 | 3.8251
16706 | Lateral Hardening | Lateral Hardening-Fuse-91221942 | Laterals | 13187 | 0.42652 | 33 | 158 | 554497.21 | 2026 | 2022883.6008 | 2206862.2633 | 2443767.9576 | 1468386.3908 | 1652365.0533 | 1889270.7476 | 3.6481 | 3.9799 | 4.4072 | 3.8236
16064 | Lateral Hardening | Lateral Hardening-Fuse-10840140 | Laterals | 14112 | 0.30265 | 26 | 60 | 280238.77 | 2024 | 1018833.1258 | 1110235.8254 | 1245825.7068 | 738594.3558 | 829997.0554 | 965586.9368 | 3.6356 | 3.9617 | 4.4456 | 3.8144
11986 | Lateral Hardening | Lateral Hardening-Fuse-10472634 | Laterals | 13454 | 0.38409 | 27 | 35 | 571628.98 | 2021 | 2086232.9237 | 2266560.8013 | 2479219.0748 | 1514603.9437 | 1694931.8213 | 1907590.0948 | 3.6496 | 3.9651 | 4.3371 | 3.813
16495 | Lateral Hardening | Lateral Hardening-Fuse-92299245 | Laterals | 13785 | 1.0799 | 57 | 174 | 589675.03 | 2021 | 2151161.4343 | 2334471.8421 | 2571539.6578 | 1561486.4043 | 1744796.8121 | 1981864.6278 | 3.648 | 3.9589 | 4.3609 | 3.8126
18274 | Lateral Hardening | Lateral Hardening-Fuse-10633656 | Laterals | 13241 | 0.4322 | 25 | 22 | 311285.05 | 2023 | 1125220.3538 | 1242222.1991 | 1387623.1569 | 813935.3038 | 930937.1491 | 1076338.1069 | 3.6148 | 3.9906 | 4.4577 | 3.8118
40 | Lateral Hardening | Lateral Hardening-Fuse-93369551 | Laterals | 13433 | 0.60587 | 37 | 5 | 361620.08 | 2021 | 1320223.3973 | 1430948.3761 | 1558545.0115 | 958603.3173 | 1069328.2961 | 1196924.9315 | 3.6509 | 3.957 | 4.3099 | 3.8086
10539 | Lateral Hardening | Lateral Hardening-Fuse-92601995 | Laterals | 13303 | 3.4157 | 125 | 34 | 894133.09 | 2027 | 3303625.2251 | 3485808.8524 | 3726453.172 | 2409492.1351 | 2591675.7624 | 2832320.082 | 3.6948 | 3.8985 | 4.1677 | 3.8032
12363 | Lateral Hardening | Lateral Hardening-Fuse-10791865 | Laterals | 13243 | 0.22064 | 15 | 8 | 121943.6 | 2022 | 438095.3892 | 487476.9864 | 545945.9059 | 316151.7892 | 365533.3864 | 424002.3059 | 3.5926 | 3.9976 | 4.477 | 3.8025
2196 | Lateral Hardening | Lateral Hardening-Fuse-10556717 | Laterals | 13298 | 1.4513 | 54 | 4 | 120615.62 | 2029 | 433253.2098 | 478809.8452 | 547515.8856 | 312637.5898 | 358194.2252 | 426900.2656 | 3.592 | 3.9697 | 4.5393 | 3.8001
17099 | Lateral Hardening | Lateral Hardening-Fuse-10616419 | Laterals | 13126 | 0.37633 | 15 | 3 | 206377.15 | 2029 | 746344.5754 | 819245.8567 | 905827.5407 | 539967.4254 | 612868.7067 | 699450.3907 | 3.6164 | 3.9697 | 4.3892 | 3.7997
16405 | Lateral Hardening | Lateral Hardening-Fuse-92206482 | Laterals | 13909 | 0.37746 | 26 | 16 | 348652.37 | 2023 | 1237897.9614 | 1394880.0175 | 1633428.7242 | 889245.5914 | 1046227.6475 | 1284776.3542 | 3.5505 | 4.0008 | 4.685 | 3.799
16783 | Lateral Hardening | Lateral Hardening-Fuse-90113831 | Laterals | 13896 | 0.32822 | 25 | 57 | 444715.6 | 2026 | 1605707.3257 | 1766926.2173 | 1957817.2574 | 1160991.7257 | 1322210.6173 | 1513101.6574 | 3.6106 | 3.9732 | 4.4024 | 3.7986
14506 | Lateral Hardening | Lateral Hardening-Fuse-91542229 | Laterals | 13924 | 0.96326 | 53 | 19 | 442128.71 | 2029 | 1607019.1334 | 1746868.2094 | 1897742.6411 | 1164890.4234 | 1304739.4994 | 1455613.9311 | 3.6347 | 3.951 | 4.2923 | 3.7954
14819 | Lateral Hardening | Lateral Hardening-Fuse-91573736 | Laterals | 14012 | 1.3059 | 103 | 197 | 1785472.16 | 2024 | 6519063.9491 | 6995486.848 | 7636530.6968 | 4733591.7891 | 5210014.688 | 5851058.5368 | 3.6512 | 3.918 | 4.277 | 3.7938
15097 | Lateral Hardening | Lateral Hardening-Fuse-10693237 | Laterals | 13147 | 0.28182 | 14 | 184 | 71320.11 | 2026 | 250623.8409 | 286454.3258 | 340115.4867 | 179303.7309 | 215134.2158 | 268795.3767 | 3.5141 | 4.0165 | 4.7689 | 3.7903
6994 | Lateral Hardening | Lateral Hardening-Fuse-91463885 | Laterals | 13038 | 1.2152 | 74 | 62 | 1146438.88 | 2023 | 4190568.7428 | 4478444.6109 | 4864459.8997 | 3044129.8628 | 3332005.7309 | 3718021.0197 | 3.6553 | 3.9064 | 4.2431 | 3.7894
15664 | Lateral Hardening | Lateral Hardening-Fuse-10087575 | Laterals | 13389 | 0.95114 | 60 | 97 | 807652.64 | 2025 | 2931524.8708 | 3189305.7642 | 3443359.8626 | 2123872.2308 | 2381653.1242 | 2635707.2226 | 3.6297 | 3.9489 | 4.2634 | 3.7888
7637 | Lateral Hardening | Lateral Hardening-Fuse-91618829 | Laterals | 13535 | 0.50265 | 34 | 70 | 438263.01 | 2022 | 1587842.8784 | 1721754.8781 | 1894944.3503 | 1149579.8684 | 1283491.8681 | 1456681.3403 | 3.623 | 3.9286 | 4.3238 | 3.7848
16056 | Lateral Hardening | Lateral Hardening-Fuse-10829502 | Laterals | 13687 | 0.39394 | 27 | 116 | 172428.95 | 2028 | 620458.1371 | 678865.9366 | 758284.4338 | 448029.1871 | 506436.9866 | 585855.4838 | 3.5983 | 3.9371 | 4.3977 | 3.7799
14117 | Lateral Hardening | Lateral Hardening-Fuse-10361901 | Laterals | 13106 | 0.74848 | 52 | 274 | 935061.71 | 2022 | 3364506.6363 | 3685002.0021 | 4086306.0404 | 2429444.9263 | 2749940.2921 | 3151244.3304 | 3.5982 | 3.9409 | 4.3701 | 3.7782
11799 | Lateral Hardening | Lateral Hardening-Fuse-10722416 | Laterals | 13817 | 0.094886 | 11 | 39 | 115422.24 | 2023 | 407485.9862 | 459093.2833 | 535918.273 | 292063.7462 | 343671.0433 | 420496.033 | 3.5304 | 3.9775 | 4.6431 | 3.7758
15183 | Lateral Hardening | Lateral Hardening-Fuse-90097474 | Laterals | 13754 | 1.0934 | 90 | 200 | 1568911.01 | 2025 | 5697489.554 | 6107137.7916 | 6654678.7806 | 4128578.544 | 4538226.7816 | 5085767.7706 | 3.6315 | 3.8926 | 4.2416 | 3.7708
11279 | Lateral Hardening | Lateral Hardening-Fuse-91640192 | Laterals | 13468 | 0.10682 | 7 | 6 | 62537.93 | 2022 | 219852.4388 | 249662.5704 | 289992.9879 | 157314.5088 | 187124.6404 | 227455.0579 | 3.5155 | 3.9922 | 4.6371 | 3.7707
1395 | Lateral Hardening | Lateral Hardening-Fuse-10567774 | Laterals | 13279 | 0.27273 | 26 | 100 | 149852.1 | 2027 | 529784.5889 | 595536.1597 | 684736.9107 | 379932.4889 | 445684.0597 | 534884.8107 | 3.5354 | 3.9742 | 4.5694 | 3.7704
1013 | Lateral Hardening | Lateral Hardening-Fuse-10095389 | Laterals | 13786 | 0.29602 | 12 | 7 | 164291.37 | 2024 | 587543.1871 | 649349.9285 | 720142.0897 | 423251.8171 | 485058.5585 | 555850.7197 | 3.5762 | 3.9524 | 4.3833 | 3.7698
941 | Lateral Hardening | Lateral Hardening-Fuse-10914143 | Laterals | 13152 | 0.27367 | 18 | 42 | 240978.19 | 2024 | 848401.5161 | 957100.4939 | 1120594.7471 | 607423.3261 | 716122.3039 | 879616.5571 | 3.5207 | 3.9717 | 4.6502 | 3.7689
13112 | Lateral Hardening | Lateral Hardening-Fuse-91500635 | Laterals | 13906 | 0.20398 | 8 | 24 | 64825.23 | 2023 | 228427.6497 | 257267.08 | 299029.2845 | 163602.4197 | 192441.85 | 234204.0545 | 3.5237 | 3.9686 | 4.6129 | 3.7661
7719 | Lateral Hardening | Lateral Hardening-Fuse-10571247 | Laterals | 14266 | 0.29583 | 20 | 205 | 494369.59 | 2023 | 1773332.7382 | 1941521.4679 | 2139989.9986 | 1278963.1482 | 1447151.8779 | 1645620.4086 | 3.5871 | 3.9273 | 4.3287 | 3.7633
4927 | Lateral Hardening | Lateral Hardening-Fuse-91274867 | Laterals | 13221 | 0.37936 | 27 | 22 | 542836.08 | 2023 | 1942162.9116 | 2133798.1639 | 2356714.7181 | 1399326.8316 | 1590962.0839 | 1813878.6381 | 3.5778 | 3.9308 | 4.3415 | 3.7601
14300 | Lateral Hardening | Lateral Hardening-Fuse-90295207 | Laterals | 13724 | 0.36136 | 13 | 15 | 60063.84 | 2022 | 210153.9246 | 238748.3888 | 280938.7457 | 150090.0846 | 178684.5488 | 220874.9057 | 3.4988 | 3.9749 | 4.6773 | 3.7595
7168 | Lateral Hardening | Lateral Hardening-Fuse-93107855 | Laterals | 13687 | 0.50814 | 31 | 79 | 657450.71 | 2028 | 2362043.6244 | 2568629.897 | 2835738.761 | 1704592.9144 | 1911179.187 | 2178288.051 | 3.5927 | 3.907 | 4.3132 | 3.759
18575 | Lateral Hardening | Lateral Hardening-Fuse-93271080 | Laterals | 13820 | 0.77064 | 44 | 35 | 515015.88 | 2025 | 1840533.2492 | 2024559.9711 | 2240095.9769 | 1325517.3692 | 1509544.0911 | 1725080.0969 | 3.5737 | 3.9311 | 4.3496 | 3.7585
2487 | Lateral Hardening | Lateral Hardening-Fuse-90596266 | Laterals | 13303 | 2.0146 | 94 | 30 | 823426.51 | 2027 | 3002889.4211 | 3170335.0173 | 3385222.9297 | 2179462.9111 | 2346908.5073 | 2561796.4197 | 3.6468 | 3.8502 | 4.1111 | 3.7543
799 | Lateral Hardening | Lateral Hardening-Fuse-60586181 | Laterals | 13442 | 0.28958 | 25 | 34 | 167199.62 | 2022 | 596460.2907 | 654371.6814 | 733814.1705 | 429260.6707 | 487172.0614 | 566614.5505 | 3.5674 | 3.9137 | 4.3889 | 3.7534
805 | Lateral Hardening | Lateral Hardening-Fuse-10129834 | Laterals | 13422 | 0.80379 | 46 | 69 | 448908.64 | 2024 | 1616575.4649 | 1744579.8482 | 1909844.2282 | 1167666.8249 | 1295671.2082 | 1460935.5882 | 3.6011 | 3.8863 | 4.2544 | 3.752
17874 | Lateral Hardening | Lateral Hardening-Fuse-60563697 | Laterals | 13089 | 0.85587 | 74 | 310 | 1031447.37 | 2024 | 3696564.8211 | 4025291.8222 | 4360578.6524 | 2665117.4511 | 2993844.4522 | 3329131.2824 | 3.5839 | 3.9026 | 4.2276 | 3.7439
5166 | Lateral Hardening | Lateral Hardening-Fuse-10097063 | Laterals | 13909 | 0.24261 | 18 | 131 | 222905.39 | 2023 | 793353.2827 | 869456.5527 | 969542.2994 | 570447.8927 | 646551.1627 | 746636.9094 | 3.5591 | 3.9006 | 4.3496 | 3.7406
16961 | Lateral Hardening | Lateral Hardening-Fuse-92097014 | Laterals | 13217 | 0.19053 | 11 | 16 | 178802.47 | 2025 | 632396.718 | 701685.1545 | 782859.5838 | 453594.248 | 522882.6845 | 604057.1138 | 3.5368 | 3.9244 | 4.3783 | 3.7373
7587 | Lateral Hardening | Lateral Hardening-Fuse-60005956 | Laterals | 13899 | 0.33333 | 23 | 79 | 296699.09 | 2025 | 1056382.6717 | 1152840.7959 | 1280405.4105 | 759683.5817 | 856141.7059 | 983706.3205 | 3.5605 | 3.8856 | 4.3155 | 3.7335
1873 | Lateral Hardening | Lateral Hardening-Fuse-91722510 | Laterals | 13106 | 0.10852 | 9 | 166 | 100835.52 | 2022 | 348649.8037 | 398699.6236 | 473926.8145 | 247814.2837 | 297864.1036 | 373091.2945 | 3.4576 | 3.954 | 4.7 | 3.7308
10568 | Lateral Hardening | Lateral Hardening-Fuse-60163290 | Laterals | 13786 | 0.81799 | 40 | 40 | 344334.4 | 2024 | 1225868.1754 | 1334805.6448 | 1484467.9227 | 881533.7754 | 990471.2448 | 1140133.5227 | 3.5601 | 3.8765 | 4.3111 | 3.7301
15901 | Lateral Hardening | Lateral Hardening-Fuse-10050730 | Laterals | 13199 | 0.35644 | 31 | 271 | 674842.81 | 2026 | 2360643.3061 | 2650012.6181 | 3054880.1565 | 1685800.4961 | 1975169.8081 | 2380037.3465 | 3.4981 | 3.9269 | 4.5268 | 3.7296
4191 | Lateral Hardening | Lateral Hardening-Fuse-92021978 | Laterals | 13417 | 0.24148 | 20 | 66 | 314950.74 | 2024 | 1104721.4476 | 1235974.6413 | 1407966.901 | 789770.7076 | 921023.9013 | 1093016.161 | 3.5076 | 3.9243 | 4.4704 | 3.7289
11599 | Lateral Hardening | Lateral Hardening-Fuse-10147344 | Laterals | 13141 | 0.098485 | 7 | 12 | 78518.6 | 2021 | 271712.9547 | 309178.4221 | 363499.6499 | 193194.3547 | 230659.8221 | 284981.0499 | 3.4605 | 3.9376 | 4.6295 | 3.7205
13695 | Lateral Hardening | Lateral Hardening-Fuse-10758548 | Laterals | 13422 | 0.35682 | 16 | 7 | 228696.66 | 2024 | 801968.8932 | 894000.862 | 1004138.6207 | 573272.2332 | 665304.202 | 775441.9607 | 3.5067 | 3.9091 | 4.3907 | 3.7158
3397 | Lateral Hardening | Lateral Hardening-Fuse-91432109 | Laterals | 13071 | 0.14261 | 15 | 20 | 163279.46 | 2020 | 574348.4993 | 635850.5298 | 712854.5492 | 411069.0393 | 472571.0698 | 549575.0892 | 3.5176 | 3.8942 | 4.3659 | 3.7154
3534 | Lateral Hardening | Lateral Hardening-Fuse-10753412 | Laterals | 13330 | 0.11856 | 11 | 32 | 121319.74 | 2025 | 426610.6708 | 471665.495 | 530516.4271 | 305290.9308 | 350345.755 | 409196.6871 | 3.5164 | 3.8878 | 4.3729 | 3.7135
17142 | Lateral Hardening | Lateral Hardening-Fuse-60503818 | Laterals | 13724 | 0.76383 | 18 | 210 | 118771.85 | 2022 | 416528.6837 | 462540.1776 | 522352.1241 | 297756.8337 | 343768.3276 | 403580.2741 | 3.507 | 3.8944 | 4.3979 | 3.7123
5889 | Lateral Hardening | Lateral Hardening-Fuse-91267186 | Laterals | 13927 | 3.1087 | 187 | 239 | 2297961.4 | 2024 | 8238521.7793 | 8754692.9332 | 9458303.7729 | 5940560.3793 | 6456731.5332 | 7160342.3729 | 3.5851 | 3.8098 | 4.116 | 3.7056
17159 | Lateral Hardening | Lateral Hardening-Fuse-60059452 | Laterals | 13026 | 0.16383 | 11 | 64 | 102440.85 | 2022 | 351491.4413 | 402262.3698 | 476862.7697 | 249050.5913 | 299821.5198 | 374421.9197 | 3.4312 | 3.9268 | 4.655 | 3.7022
19679 | Lateral Hardening | Lateral Hardening-Fuse-92770538 | Laterals | 13669 | 0.30152 | 37 | 204 | 365623.94 | 2022 | 1271360.3497 | 1425085.8568 | 1625565.3052 | 905736.4097 | 1059461.9168 | 1259941.3652 | 3.4772 | 3.8977 | 4.446 | 3.7002
5531 | Lateral Hardening | Lateral Hardening-Fuse-90449608 | Laterals | 13208 | 0.22386 | 19 | 83 | 172860.64 | 2024 | 596952.396 | 675152.3462 | 785961.2523 | 424091.756 | 502291.7062 | 613100.6123 | 3.4534 | 3.9058 | 4.5468 | 3.6984
15212 | Lateral Hardening | Lateral Hardening-Fuse-10089965 | Laterals | 13279 | 0.090341 | 12 | 10 | 86537.28 | 2027 | 297501.4987 | 338844.1419 | 396718.1353 | 210964.2187 | 252306.8619 | 310180.8553 | 3.4378 | 3.9156 | 4.5844 | 3.6958
12319 | Lateral Hardening | Lateral Hardening-Fuse-10457713 | Laterals | 13229 | 0.054735 | 8 | 42 | 68142.11 | 2023 | 234088.6133 | 266384.2667 | 313987.693 | 165946.5033 | 198242.1567 | 245845.583 | 3.4353 | 3.9092 | 4.6078 | 3.6947
132 | Lateral Hardening | Lateral Hardening-Fuse-91954701 | Laterals | 13460 | 0.80663 | 50 | 20 | 350346.16 | 2024 | 1242025.3257 | 1341098.4451 | 1467433.7714 | 891679.1657 | 990752.2851 | 1117087.6114 | 3.5451 | 3.8279 | 4.1885 | 3.6943
15800 | Lateral Hardening | Lateral Hardening-Fuse-10556614 | Laterals | 13298 | 0.33864 | 19 | 1 | 124906.98 | 2029 | 437686.6587 | 480480.8107 | 538194.1365 | 312779.6787 | 355573.8307 | 413287.1565 | 3.5041 | 3.8467 | 4.3088 | 3.6873
13587 | Lateral Hardening | Lateral Hardening-Fuse-91060899 | Laterals | 13533 | 0.22746 | 21 | 142 | 179119.34 | 2024 | 615493.222 | 695768.5412 | 824307.1447 | 436373.882 | 516649.2012 | 645187.8047 | 3.4362 | 3.8844 | 4.602 | 3.6872
13363 | Lateral Hardening | Lateral Hardening-Fuse-10162073 | Laterals | 13142 | 0.46913 | 41 | 227 | 764028.91 | 2024 | 2669558.8353 | 2952359.5608 | 3293018.4861 | 1905529.9253 | 2188330.6508 | 2528989.5761 | 3.4941 | 3.8642 | 4.3101 | 3.6867
652 | Lateral Hardening | Lateral Hardening-Fuse-92091985 | Laterals | 13420 | 0.16345 | 11 | 46 | 165562.28 | 2023 | 574794.9587 | 641723.5691 | 729606.136 | 409232.6787 | 476161.2891 | 564043.856 | 3.4718 | 3.876 | 4.4068 | 3.6866
12322 | Lateral Hardening | Lateral Hardening-Fuse-93215705 | Laterals | 13656 | 0.24545 | 10 | 3 | 112215.54 | 2025 | 386116.1942 | 435557.963 | 511813.6438 | 273900.6542 | 323342.423 | 399598.1038 | 3.4408 | 3.8814 | 4.561 | 3.685
14362 | Lateral Hardening | Lateral Hardening-Fuse-92437373 | Laterals | 13630 | 0.37519 | 23 | 95 | 326280.44 | 2023 | 1145922.7721 | 1254373.3946 | 1384561.7059 | 819642.3321 | 928092.9546 | 1058281.2659 | 3.5121 | 3.8445 | 4.2435 | 3.6849
16911 | Lateral Hardening | Lateral Hardening-Fuse-90522309 | Laterals | 13206 | 0.09072 | 10 | 14 | 144861.01 | 2026 | 494227.1338 | 565418.2605 | 668136.2109 | 349366.1238 | 420557.2505 | 523275.2009 | 3.4117 | 3.9032 | 4.6123 | 3.6792
7911 | Lateral Hardening | Lateral Hardening-Fuse-90165527 | Laterals | 13431 | 0.1947 | 12 | 4 | 151940.47 | 2023 | 530413.7105 | 584042.5607 | 648821.5909 | 378473.2405 | 432102.0907 | 496881.1209 | 3.4909 | 3.8439 | 4.2702 | 3.6747
1253 | Lateral Hardening | Lateral Hardening-Fuse-10469943 | Laterals | 13213 | 0.22784 | 22 | 10 | 225429.18 | 2027 | 786761.0102 | 867370.7266 | 959726.0421 | 561331.8302 | 641941.5466 | 734296.8621 | 3.4901 | 3.8476 | 4.2573 | 3.6741
3810 | Lateral Hardening | Lateral Hardening-Fuse-10005857 | Laterals | 13183 | 0.41402 | 37 | 11 | 503792.45 | 2023 | 1753183.3673 | 1936355.3215 | 2177967.9717 | 1249390.9173 | 1432562.8715 | 1674175.5217 | 3.48 | 3.8436 | 4.3231 | 3.6734
10455 | Lateral Hardening | Lateral Hardening-Fuse-10573762 | Laterals | 13443 | 0.45985 | 49 | 39 | 804284.58 | 2022 | 2762667.1715 | 3122162.2754 | 3599825.9175 | 1958382.5915 | 2317877.6954 | 2795541.3375 | 3.4349 | 3.8819 | 4.4758 | 3.6731
2858 | Lateral Hardening | Lateral Hardening-Fuse-91338527 | Laterals | 13123 | 0.40076 | 29 | 173 | 429241.32 | 2028 | 1496040.9968 | 1644294.779 | 1815513.7968 | 1066799.6768 | 1215053.459 | 1386272.4768 | 3.4853 | 3.8307 | 4.2296 | 3.6634
3581 | Lateral Hardening | Lateral Hardening-Fuse-10120787 | Laterals | 13053 | 0.024811 | 5 | 9 | 76347.58 | 2025 | 259975.326 | 295720.4296 | 345306.9697 | 183627.746 | 219372.8496 | 268959.3897 | 3.4052 | 3.8733 | 4.5228 | 3.6574
8779 | Lateral Hardening | Lateral Hardening-Fuse-92634867 | Laterals | 13331 | 0.55208 | 24 | 49 | 163345.72 | 2026 | 567845.0675 | 622964.1395 | 695627.8541 | 404499.3475 | 459618.4195 | 532282.1341 | 3.4763 | 3.8138 | 4.2586 | 3.6558
1807 | Lateral Hardening | Lateral Hardening-Fuse-90010289 | Laterals | 13296 | 1.3356 | 81 | 82 | 862353.77 | 2021 | 3012010.5486 | 3277999.5133 | 3576120.2737 | 2149656.7786 | 2415645.7433 | 2713766.5037 | 3.4928 | 3.8012 | 4.1469 | 3.6507
18726 | Lateral Hardening | Lateral Hardening-Fuse-92936883 | Laterals | 13391 | 1.5705 | 84 | 98 | 817737.17 | 2028 | 2889582.1115 | 3067012.6334 | 3291907.0493 | 2071844.9415 | 2249275.4634 | 2474169.8793 | 3.5336 | 3.7506 | 4.0256 | 3.6479
9748 | Lateral Hardening | Lateral Hardening-Fuse-90798073 | Laterals | 13370 | 0.36705 | 27 | 19 | 355054.28 | 2022 | 1208042.784 | 1361323.4027 | 1594356.462 | 852988.504 | 1006269.1227 | 1239302.182 | 3.4024 | 3.8341 | 4.4905 | 3.6407
11351 | Lateral Hardening | Lateral Hardening-Fuse-90657228 | Laterals | 13128 | 0.46042 | 27 | 164 | 361551.47 | 2024 | 1257157.2539 | 1369916.5772 | 1501219.5574 | 895605.7839 | 1008365.1072 | 1139668.0874 | 3.4771 | 3.789 | 4.1522 | 3.6382
8480 | Lateral Hardening | Lateral Hardening-Fuse-10589587 | Laterals | 13756 | 0.14356 | 13 | 8 | 103098.88 | 2021 | 352795.2947 | 393682.1976 | 453048.0402 | 249696.4147 | 290583.3176 | 349949.1602 | 3.4219 | 3.8185 | 4.3943 | 3.6381
6195 | Lateral Hardening | Lateral Hardening-Fuse-92408336 | Laterals | 13331 | 0.14299 | 6 | 7 | 60265.63 | 2026 | 205360.8088 | 230176.7647 | 266779.375 | 145095.1788 | 169911.1347 | 206513.745 | 3.4076 | 3.8194 | 4.4267 | 3.633
12116 | Lateral Hardening | Lateral Hardening-Fuse-92999760 | Laterals | 13787 | 0.1839 | 10 | 3 | 63665.47 | 2027 | 217788.3274 | 242371.8596 | 273931.7957 | 154122.8574 | 178706.3896 | 210266.3257 | 3.4208 | 3.807 | 4.3027 | 3.6248
5937 | Lateral Hardening | Lateral Hardening-Fuse-90022802 | Laterals | 13205 | 0.20152 | 18 | 20 | 307355.79 | 2021 | 1058637.4109 | 1166031.8458 | 1290643.6504 | 751281.6209 | 858676.0558 | 983287.8604 | 3.4443 | 3.7938 | 4.1992 | 3.6246
2296 | Lateral Hardening | Lateral Hardening-Fuse-91924595 | Laterals | 13418 | 0.21515 | 20 | 25 | 304406.89 | 2021 | 1041945.8192 | 1154179.8244 | 1302588.7151 | 737538.9292 | 849772.9344 | 998181.8251 | 3.4229 | 3.7916 | 4.2791 | 3.6191
15492 | Lateral Hardening | Lateral Hardening-Fuse-60164901 | Laterals | 13105 | 0.11439 | 10 | 79 | 167244.03 | 2021 | 561008.7531 | 639845.4934 | 759461.6576 | 393764.7231 | 472601.4634 | 592217.6276 | 3.3544 | 3.8258 | 4.541 | 3.6145
1411 | Lateral Hardening | Lateral Hardening-Fuse-92183930 | Laterals | 13163 | 0.49205 | 59 | 40 | 1176851.74 | 2026 | 4046706.1938 | 4437778.4071 | 4919505.1663 | 2869854.4538 | 3260926.6671 | 3742653.4263 | 3.4386 | 3.7709 | 4.1802 | 3.6124
131 | Lateral Hardening | Lateral Hardening-Fuse-91087503 | Laterals | 13091 | 0.32064 | 26 | 41 | 174197.57 | 2025 | 595718.3832 | 659682.9636 | 738887.4046 | 421520.8132 | 485485.3936 | 564689.8346 | 3.4198 | 3.787 | 4.2417 | 3.6121
13118 | Lateral Hardening | Lateral Hardening-Fuse-90523937 | Laterals | 13624 | 0.99792 | 82 | 80 | 482148.74 | 2027 | 1671641.5374 | 1802607.6038 | 1975737.9441 | 1189492.7974 | 1320458.8638 | 1493589.2041 | 3.4671 | 3.7387 | 4.0978 | 3.6116
16981 | Lateral Hardening | Lateral Hardening-Fuse-93019196 | Laterals | 13840 | 0.21989 | 13 | 121 | 112372.94 | 2023 | 384990.1646 | 423119.6326 | 477811.1978 | 272617.2246 | 310746.6926 | 365438.2578 | 3.426 | 3.7653 | 4.252 | 3.6104
1133 | Lateral Hardening | Lateral Hardening-Fuse-92293168 | Laterals | 13114 | 0.26364 | 22 | 33 | 237144.79 | 2027 | 814223.0919 | 890769.8469 | 989115.8567 | 577078.3019 | 653625.0569 | 751971.0667 | 3.4334 | 3.7562 | 4.1709 | 3.604
349 | Lateral Hardening | Lateral Hardening-Fuse-91023868 | Laterals | 13143 | 0.22405 | 24 | 215 | 265249.56 | 2026 | 893440.1812 | 1007579.7315 | 1169940.2713 | 628190.6212 | 742330.1715 | 904690.7113 | 3.3683 | 3.7986 | 4.4107 | 3.6016
11265 | Lateral Hardening | Lateral Hardening-Fuse-93164126 | Laterals | 13344 | 0.47102 | 34 | 320 | 221359.56 | 2022 | 750479.418 | 838835.5403 | 949046.2119 | 529119.858 | 617475.9803 | 727686.6519 | 3.3903 | 3.7895 | 4.2874 | 3.5998
7150 | Lateral Hardening | Lateral Hardening-Fuse-60104344 | Laterals | 13079 | 0.1411 | 21 | 25 | 384388.4 | 2022 | 1283747.3673 | 1464598.6188 | 1736102.3767 | 899358.9673 | 1080210.2188 | 1351713.9767 | 3.3397 | 3.8102 | 4.5165 | 3.5985
11779 | Lateral Hardening | Lateral Hardening-Fuse-92655485 | Laterals | 13068 | 0.35852 | 31 | 55 | 619979.97 | 2027 | 2126605.7584 | 2325241.06 | 2566459.7855 | 1506625.7884 | 1705261.09 | 1946479.8155 | 3.4301 | 3.7505 | 4.1396 | 3.5972
13161 | Lateral Hardening | Lateral Hardening-Fuse-93282480 | Laterals | 13351 | 0.3375 | 32 | 175 | 430084.22 | 2023 | 1463617.0028 | 1620665.4934 | 1816212.3607 | 1033532.7828 | 1190581.2734 | 1386128.1407 | 3.4031 | 3.7683 | 4.2229 | 3.5946
12496 | Lateral Hardening | Lateral Hardening-Fuse-60069989 | Laterals | 13046 | 0.15777 | 15 | 25 | 231401.17 | 2025 | 769712.2428 | 881597.0169 | 1043035.2008 | 538311.0728 | 650195.8469 | 811634.0308 | 3.3263 | 3.8098 | 4.5075 | 3.5895
10838 | Lateral Hardening | Lateral Hardening-Fuse-92081600 | Laterals | 13161 | 0.60019 | 39 | 64 | 703595.96 | 2024 | 2401391.3295 | 2638354.1168 | 2924472.7943 | 1697795.3695 | 1934758.1568 | 2220876.8343 | 3.413 | 3.7498 | 4.1565 | 3.5884
12202 | Lateral Hardening | Lateral Hardening-Fuse-10671327 | Laterals | 13724 | 0.34318 | 21 | 24 | 352979.48 | 2022 | 1207286.2463 | 1319976.3545 | 1461985.6957 | 854306.7663 | 966996.8745 | 1109006.2157 | 3.4203 | 3.7395 | 4.1418 | 3.5882
19157 | Lateral Hardening | Lateral Hardening-Fuse-10467597 | Laterals | 13934 | 0.55871 | 30 | 51 | 154390.4 | 2021 | 513471.6811 | 586168.6381 | 697774.8938 | 359081.2811 | 431778.2381 | 543384.4938 | 3.3258 | 3.7967 | 4.5195 | 3.5864
3641 | Lateral Hardening | Lateral Hardening-Fuse-60201461 | Laterals | 13330 | 0.35473 | 23 | 62 | 351377.27 | 2025 | 1204232.3119 | 1306888.134 | 1452043.456 | 852855.0419 | 955510.864 | 1100666.186 | 3.4272 | 3.7193 | 4.1324 | 3.5853
16367 | Lateral Hardening | Lateral Hardening-Fuse-10271860 | Laterals | 13621 | 0.28125 | 14 | 8 | 123559.08 | 2029 | 419141.1399 | 463083.1582 | 525565.1848 | 295582.0599 | 339524.0782 | 402006.1048 | 3.3922 | 3.7479 | 4.2536 | 3.5851
18572 | Lateral Hardening | Lateral Hardening-Fuse-90423524 | Laterals | 13754 | 0.05947 | 3 | 40 | 50000 | 2025 | 166707.6234 | 190191.85 | 221552.1835 | 116707.6234 | 140191.85 | 171552.1835 | 3.3342 | 3.8038 | 4.431 | 3.5847
28 | Lateral Hardening | Lateral Hardening-Fuse-60659922 | Laterals | 13217 | 0.55511 | 43 | 181 | 524024.49 | 2025 | 1793714.9096 | 1949291.4331 | 2159265.3899 | 1269690.4196 | 1425266.9431 | 1635240.8999 | 3.423 | 3.7198 | 4.1205 | 3.5818
4507 | Lateral Hardening | Lateral Hardening-Fuse-10163238 | Laterals | 13091 | 0.17443 | 13 | 79 | 157403.04 | 2025 | 526808.6908 | 593634.3833 | 688022.5127 | 369405.6508 | 436231.3433 | 530619.4727 | 3.3469 | 3.7714 | 4.3711 | 3.5767
5305 | Lateral Hardening | Lateral Hardening-Fuse-10025088 | Laterals | 13373 | 0.38068 | 32 | 264 | 491527.38 | 2024 | 1673327.8773 | 1837089.5167 | 2028963.2702 | 1181800.4973 | 1345562.1367 | 1537435.8902 | 3.4043 | 3.7375 | 4.1279 | 3.5766
14556 | Lateral Hardening | Lateral Hardening-Fuse-92527631 | Laterals | 13219 | 0.44318 | 35 | 79 | 537065.49 | 2028 | 1802897.7782 | 2020751.6425 | 2325229.0173 | 1265832.2882 | 1483686.1525 | 1788163.5273 | 3.3569 | 3.7626 | 4.3295 | 3.5759
7915 | Lateral Hardening | Lateral Hardening-Fuse-90442230 | Laterals | 13205 | 0.2517 | 25 | 60 | 522993.94 | 2021 | 1779145.1309 | 1955824.1027 | 2155947.9518 | 1256151.1909 | 1432830.1627 | 1632954.0118 | 3.4018 | 3.7397 | 4.1223 | 3.5752
19683 | Lateral Hardening | Lateral Hardening-Fuse-10070652 | Laterals | 13984 | 0.74754 | 54 | 83 | 517676.83 | 2028 | 1776157.2686 | 1918593.1139 | 2085731.6743 | 1258480.4386 | 1400916.2839 | 1568054.8443 | 3.431 | 3.7062 | 4.029 | 3.5734
14982 | Lateral Hardening | Lateral Hardening-Fuse-10408272 | Laterals | 13632 | 0.097727 | 9 | 12 | 132871.86 | 2022 | 443820.0362 | 500610.6832 | 582176.3488 | 310948.1762 | 367738.8232 | 449304.4888 | 3.3402 | 3.7676 | 4.3815 | 3.5726
15753 | Lateral Hardening | Lateral Hardening-Fuse-60123823 | Laterals | 13224 | 0.54053 | 58 | 147 | 468734 | 2025 | 1588095.1073 | 1752709.3676 | 1956022.0542 | 1119361.1073 | 1283975.3676 | 1487288.0542 | 3.3881 | 3.7392 | 4.173 | 3.5719
15820 | Lateral Hardening | Lateral Hardening-Fuse-90848130 | Laterals | 13656 | 0.16723 | 11 | 9 | 169308.17 | 2025 | 573776.4947 | 630981.9478 | 702416.3239 | 404468.3247 | 461673.7778 | 533108.1539 | 3.3889 | 3.7268 | 4.1487 | 3.5663
13564 | Lateral Hardening | Lateral Hardening-Fuse-90240169 | Laterals | 13133 | 0.50758 | 28 | 124 | 566455.99 | 2027 | 1932429.0212 | 2108350.2317 | 2278238.5684 | 1365973.0312 | 1541894.2417 | 1711782.5784 | 3.4114 | 3.722 | 4.0219 | 3.5657
9987 | Lateral Hardening | Lateral Hardening-Fuse-92555763 | Laterals | 13174 | 0.026894 | 3 | 138 | 50000 | 2021 | 165458.8016 | 188401.1986 | 223179.0635 | 115458.8016 | 138401.1986 | 173179.0635 | 3.3092 | 3.768 | 4.4636 | 3.5623
14472 | Lateral Hardening | Lateral Hardening-Fuse-91616183 | Laterals | 13373 | 0.11364 | 11 | 166 | 145932.12 | 2024 | 482566.9801 | 549310.635 | 654551.527 | 336634.8601 | 403378.515 | 508619.407 | 3.3068 | 3.7642 | 4.4853 | 3.5619
7869 | Lateral Hardening | Lateral Hardening-Fuse-92868207 | Laterals | 13460 | 1.2114 | 48 | 6 | 387034.62 | 2024 | 1336196.4389 | 1413698.3346 | 1519834.7885 | 949161.8189 | 1026663.7146 | 1132800.1685 | 3.4524 | 3.6526 | 3.9269 | 3.5599
12847 | Lateral Hardening | Lateral Hardening-Fuse-92897362 | Laterals | 13147 | 0.1892 | 12 | 26 | 127190.76 | 2026 | 427843.7053 | 473669.4377 | 531893.1499 | 300652.9453 | 346478.6777 | 404702.3899 | 3.3638 | 3.7241 | 4.1819 | 3.5537
18948 | Lateral Hardening | Lateral Hardening-Fuse-92008787 | Laterals | 13883 | 0.058333 | 8 | 3 | 57076.18 | 2021 | 188896.558 | 214472.6174 | 251467.025 | 131820.378 | 157396.4374 | 194390.845 | 3.3096 | 3.7577 | 4.4058 | 3.5536
14444 | Lateral Hardening | Lateral Hardening-Fuse-10320688 | Laterals | 13870 | 0.1142 | 9 | 26 | 162737.61 | 2024 | 540745.7003 | 610079.2527 | 708161.7215 | 378008.0903 | 447341.6427 | 545424.1115 | 3.3228 | 3.7489 | 4.3516 | 3.5535
2057 | Lateral Hardening | Lateral Hardening-Fuse-93050316 | Laterals | 13019 | 0.62008 | 45 | 72 | 911211.05 | 2024 | 3091965.9952 | 3370786.013 | 3641382.4864 | 2180754.9452 | 2459574.963 | 2730171.4364 | 3.3932 | 3.6992 | 3.9962 | 3.5453
19630 | Lateral Hardening | Lateral Hardening-Fuse-90054924 | Laterals | 13575 | 0.1072 | 12 | 238 | 93635.3 | 2023 | 308985.6312 | 350728.72 | 411938.5033 | 215350.3312 | 257093.42 | 318303.2033 | 3.2999 | 3.7457 | 4.3994 | 3.5436
17687 | Lateral Hardening | Lateral Hardening-Fuse-10165807 | Laterals | 13072 | 0.12973 | 10 | 8 | 50000 | 2029 | 164720.5202 | 187081.325 | 219585.8869 | 114720.5202 | 137081.325 | 169585.8869 | 3.2944 | 3.7416 | 4.3917 | 3.5383
7441 | Lateral Hardening | Lateral Hardening-Fuse-92214946 | Laterals | 13161 | 0.41174 | 38 | 54 | 568709.28 | 2024 | 1877438.8381 | 2116205.5535 | 2482185.2306 | 1308729.5581 | 1547496.2735 | 1913475.9506 | 3.3012 | 3.7211 | 4.3646 | 3.5335
18183 | Lateral Hardening | Lateral Hardening-Fuse-60131098 | Laterals | 13420 | 0.25739 | 19 | 282 | 381524.1 | 2023 | 1256328.3864 | 1420908.8839 | 1678979.6441 | 874804.2864 | 1039384.7839 | 1297455.5441 | 3.2929 | 3.7243 | 4.4007 | 3.5331
10274 | Lateral Hardening | Lateral Hardening-Fuse-92203676 | Laterals | 13754 | 0.26136 | 28 | 60 | 369613.05 | 2025 | 1244437.9523 | 1363412.5624 | 1501856.2115 | 874824.9023 | 993799.5124 | 1132243.1615 | 3.3669 | 3.6888 | 4.0633 | 3.5331
630 | Lateral Hardening | Lateral Hardening-Fuse-93249426 | Laterals | 13175 | 0.1536 | 14 | 10 | 137134.54 | 2028 | 449020.423 | 512316.2745 | 606437.1139 | 311885.883 | 375181.7345 | 469302.5739 | 3.2743 | 3.7359 | 4.4222 | 3.5276
18548 | Lateral Hardening | Lateral Hardening-Fuse-92180224 | Laterals | 13230 | 0.27992 | 21 | 58 | 385380.22 | 2021 | 1269900.5249 | 1431615.7152 | 1676168.7219 | 884520.3049 | 1046235.4952 | 1290788.5019 | 3.2952 | 3.7148 | 4.3494 | 3.5265
5197 | Lateral Hardening | Lateral Hardening-Fuse-10707425 | Laterals | 13302 | 0.75417 | 59 | 225 | 882335.54 | 2024 | 2966377.4121 | 3225884.3241 | 3597212.1663 | 2084041.8721 | 2343548.7841 | 2714876.6263 | 3.362 | 3.6561 | 4.0769 | 3.5217
9946 | Lateral Hardening | Lateral Hardening-Fuse-10776331 | Laterals | 14071 | 0.30455 | 21 | 129 | 174267.9 | 2028 | 582678.8784 | 639119.2494 | 719679.6916 | 408410.9784 | 464851.3494 | 545411.7916 | 3.3436 | 3.6675 | 4.1297 | 3.5194
5905 | Lateral Hardening | Lateral Hardening-Fuse-10645429 | Laterals | 13148 | 0.61723 | 39 | 107 | 384647.33 | 2025 | 1290763.5918 | 1407679.9232 | 1562772.1213 | 906116.2618 | 1023032.5932 | 1178124.7913 | 3.3557 | 3.6597 | 4.0629 | 3.5176
13030 | Lateral Hardening | Lateral Hardening-Fuse-10471377 | Laterals | 13230 | 0.47973 | 31 | 54 | 463978.85 | 2021 | 1554163.8252 | 1700580.7363 | 1875033.3971 | 1090184.9752 | 1236601.8863 | 1411054.5471 | 3.3496 | 3.6652 | 4.0412 | 3.5135
17302 | Lateral Hardening | Lateral Hardening-Fuse-10679385 | Laterals | 13807 | 0.61023 | 29 | 75 | 498765.6 | 2028 | 1649283.9355 | 1843234.609 | 2091184.2761 | 1150518.3355 | 1344469.009 | 1592418.6761 | 3.3067 | 3.6956 | 4.1927 | 3.512
8998 | Lateral Hardening | Lateral Hardening-Fuse-92000626 | Laterals | 14012 | 0.65227 | 50 | 99 | 806390.25 | 2024 | 2709986.1706 | 2952014.0969 | 3195679.0121 | 1903595.9206 | 2145623.8469 | 2389288.7621 | 3.3606 | 3.6608 | 3.9629 | 3.5109
11539 | Lateral Hardening | Lateral Hardening-Fuse-92058015 | Laterals | 13962 | 0.24905 | 16 | 26 | 213260.23 | 2027 | 709900.3249 | 783927.7745 | 872097.0635 | 496640.0949 | 570667.5445 | 658836.8335 | 3.3288 | 3.6759 | 4.0894 | 3.509
3904 | Lateral Hardening | Lateral Hardening-Fuse-93232689 | Laterals | 13696 | 0.2233 | 21 | 33 | 335775.57 | 2027 | 1120324.5109 | 1231603.2644 | 1364138.5204 | 784548.9409 | 895827.6944 | 1028362.9504 | 3.3365 | 3.6679 | 4.0626 | 3.5086
11367 | Lateral Hardening | Lateral Hardening-Fuse-90748252 | Laterals | 13102 | 0.23333 | 23 | 29 | 225108.94 | 2022 | 747061.7123 | 828160.0724 | 929062.9356 | 521952.7723 | 603051.1324 | 703953.9956 | 3.3187 | 3.6789 | 4.1272 | 3.5076
14603 | Lateral Hardening | Lateral Hardening-Fuse-91863298 | Laterals | 13900 | 0.26648 | 18 | 169 | 113363.67 | 2021 | 370483.8807 | 418988.1734 | 490557.5164 | 257120.2107 | 305624.5034 | 377193.8464 | 3.2681 | 3.696 | 4.3273 | 3.5024
180 | Lateral Hardening | Lateral Hardening-Fuse-10745481 | Laterals | 13330 | 0.87083 | 40 | 32 | 448512 | 2025 | 1501754.4487 | 1631418.3639 | 1798600.5002 | 1053242.4487 | 1182906.3639 | 1350088.5002 | 3.3483 | 3.6374 | 4.0102 | 3.5012
15200 | Lateral Hardening | Lateral Hardening-Fuse-91165247 | Laterals | 13034 | 0.15777 | 16 | 122 | 108144.67 | 2028 | 351166.9553 | 399804.151 | 474849.0593 | 243022.2853 | 291659.481 | 366704.3893 | 3.2472 | 3.6969 | 4.3909 | 3.4965
12685 | Lateral Hardening | Lateral Hardening-Fuse-10433200 | Laterals | 13839 | 0.51856 | 26 | 158 | 175962.5 | 2026 | 585901.689 | 637358.7179 | 711270.8613 | 409939.189 | 461396.2179 | 535308.3613 | 3.3297 | 3.6221 | 4.0422 | 3.4887
11562 | Lateral Hardening | Lateral Hardening-Fuse-92290015 | Laterals | 13158 | 0.0625 | 7 | 101 | 139144.5 | 2021 | 449461.6133 | 514766.3573 | 610196.5668 | 310317.1133 | 375621.8573 | 471052.0668 | 3.2302 | 3.6995 | 4.3853 | 3.4865
13162 | Lateral Hardening | Lateral Hardening-Fuse-10629029 | Laterals | 13787 | 0.065341 | 4 | 2 | 61672.23 | 2027 | 200324.858 | 227332.1066 | 265715.3051 | 138652.628 | 165659.8766 | 204043.0751 | 3.2482 | 3.6861 | 4.3085 | 3.4856
14965 | Lateral Hardening | Lateral Hardening-Fuse-92151360 | Laterals | 13147 | 1.9551 | 93 | 327 | 1264462.68 | 2026 | 4270736.5812 | 4530993.3725 | 4847334.3997 | 3006273.9012 | 3266530.6925 | 3582871.7197 | 3.3775 | 3.5833 | 3.8335 | 3.4849
15194 | Lateral Hardening | Lateral Hardening-Fuse-60110680 | Laterals | 13750 | 0.18561 | 12 | 43 | 59368.45 | 2022 | 192222.5083 | 218855.1849 | 257333.8111 | 132854.0583 | 159486.7349 | 197965.3611 | 3.2378 | 3.6864 | 4.3345 | 3.482
3423 | Lateral Hardening | Lateral Hardening-Fuse-10051875 | Laterals | 13198 | 0.097348 | 8 | 20 | 198870.11 | 2022 | 646477.3652 | 728253.0034 | 858628.2691 | 447607.2552 | 529382.8934 | 659758.1591 | 3.2508 | 3.662 | 4.3175 | 3.4808
19694 | Lateral Hardening | Lateral Hardening-Fuse-92678765 | Laterals | 13805 | 0.19432 | 12 | 3 | 116843.1 | 2024 | 384607.6927 | 424660.6635 | 485039.7903 | 267764.5927 | 307817.5635 | 368196.6903 | 3.2917 | 3.6345 | 4.1512 | 3.4805
8341 | Lateral Hardening | Lateral Hardening-Fuse-93278600 | Laterals | 13213 | 0.26155 | 18 | 10 | 295538.75 | 2027 | 979811.1925 | 1070464.0619 | 1183614.1015 | 684272.4425 | 774925.3119 | 888075.3515 | 3.3153 | 3.6221 | 4.0049 | 3.4763
2829 | Lateral Hardening | Lateral Hardening-Fuse-90628364 | Laterals | 13838 | 0.24981 | 12 | 46 | 115811.15 | 2026 | 376131.8437 | 424598.7877 | 491891.677 | 260320.6937 | 308787.6377 | 376080.527 | 3.2478 | 3.6663 | 4.2474 | 3.4733
549 | Lateral Hardening | Lateral Hardening-Fuse-92670023 | Laterals | 13152 | 0.41723 | 25 | 103 | 356722.65 | 2024 | 1182028.8455 | 1286567.8411 | 1434179.187 | 825306.1955 | 929845.1911 | 1077456.537 | 3.3136 | 3.6066 | 4.0204 | 3.4722
5316 | Lateral Hardening | Lateral Hardening-Fuse-91179943 | Laterals | 13358 | 0.25549 | 30 | 55 | 532218.55 | 2025 | 1724971.7327 | 1948055.9882 | 2275098.778 | 1192753.1827 | 1415837.4382 | 1742880.228 | 3.2411 | 3.6603 | 4.2747 | 3.4702
10134 | Lateral Hardening | Lateral Hardening-Fuse-60016282 | Laterals | 13049 | 0.058712 | 5 | 31 | 50000 | 2026 | 161474.3203 | 183664.2543 | 215198.1686 | 111474.3203 | 133664.2543 | 165198.1686 | 3.2295 | 3.6733 | 4.304 | 3.4701
3747 | Lateral Hardening | Lateral Hardening-Fuse-92610250 | Laterals | 13390 | 0.92689 | 46 | 48 | 657380.42 | 2023 | 2188081.6862 | 2368211.0892 | 2565716.0102 | 1530701.2662 | 1710830.6692 | 1908335.5902 | 3.3285 | 3.6025 | 3.9029 | 3.4681
12182 | Lateral Hardening | Lateral Hardening-Fuse-91579954 | Laterals | 13838 | 0.5697 | 32 | 99 | 493925.17 | 2026 | 1630268.2157 | 1776799.4372 | 1976001.9379 | 1136343.0457 | 1282874.2672 | 1482076.7679 | 3.3006 | 3.5973 | 4.0006 | 3.4596
1184 | Lateral Hardening | Lateral Hardening-Fuse-10477228 | Laterals | 13326 | 0.18864 | 14 | 8 | 246801.09 | 2028 | 797964.4027 | 897876.3084 | 1056921.1018 | 551163.3127 | 651075.2184 | 810120.0118 | 3.2332 | 3.6381 | 4.2825 | 3.4596
1865 | Lateral Hardening | Lateral Hardening-Fuse-10827098 | Laterals | 13769 | 0.42443 | 31 | 25 | 355683.45 | 2028 | 1176090.4759 | 1279841.4553 | 1403159.738 | 820407.0259 | 924158.0053 | 1047476.288 | 3.3066 | 3.5983 | 3.945 | 3.4579
17610 | Lateral Hardening | Lateral Hardening-Fuse-91805704 | Laterals | 13329 | 0.21496 | 18 | 65 | 250894.64 | 2022 | 809511.1838 | 913380.9018 | 1067105.916 | 558616.5438 | 662486.2618 | 816211.276 | 3.2265 | 3.6405 | 4.2532 | 3.4534
18074 | Lateral Hardening | Lateral Hardening-Fuse-91011451 | Laterals | 13048 | 0.10663 | 7 | 30 | 161559.61 | 2027 | 521838.3908 | 586861.4874 | 687276.5471 | 360278.7808 | 425301.8774 | 525716.9371 | 3.23 | 3.6325 | 4.254 | 3.4531
4926 | Lateral Hardening | Lateral Hardening-Fuse-10615013 | Laterals | 13125 | 0.45265 | 36 | 52 | 554919.22 | 2024 | 1815479.162 | 2003227.5076 | 2243392.8243 | 1260559.942 | 1448308.2876 | 1688473.6043 | 3.2716 | 3.6099 | 4.0427 | 3.4502
7218 | Lateral Hardening | Lateral Hardening-Fuse-10573754 | Laterals | 13443 | 0.14356 | 11 | 13 | 135187.42 | 2022 | 436585.6202 | 490655.2565 | 572519.0915 | 301398.2002 | 355467.8365 | 437331.6715 | 3.2295 | 3.6294 | 4.235 | 3.45
17982 | Lateral Hardening | Lateral Hardening-Fuse-92649829 | Laterals | 13927 | 0.26667 | 17 | 50 | 258934.49 | 2024 | 828923.3247 | 945787.5699 | 1120551.8069 | 569988.8347 | 686853.0799 | 861617.3169 | 3.2013 | 3.6526 | 4.3275 | 3.4493
19212 | Lateral Hardening | Lateral Hardening-Fuse-60190659 | Laterals | 13308 | 0.21572 | 15 | 15 | 303252.08 | 2026 | 977175.1191 | 1101470.9161 | 1286678.0769 | 673923.0391 | 798218.8361 | 983425.9969 | 3.2223 | 3.6322 | 4.2429 | 3.4473
16460 | Lateral Hardening | Lateral Hardening-Fuse-10791889 | Laterals | 13243 | 0.26117 | 18 | 48 | 208555.21 | 2022 | 680580.2336 | 752231.4606 | 844390.2319 | 472025.0236 | 543676.2506 | 635835.0219 | 3.2633 | 3.6069 | 4.0488 | 3.4449
13765 | Lateral Hardening | Lateral Hardening-Fuse-60029925 | Laterals | 13091 | 0.29848 | 30 | 101 | 462098.99 | 2025 | 1510066.2462 | 1665104.8633 | 1862613.3994 | 1047967.2562 | 1203005.8733 | 1400514.4094 | 3.2678 | 3.6034 | 4.0308 | 3.4448
8352 | Lateral Hardening | Lateral Hardening-Fuse-10298286 | Laterals | 13738 | 0.25871 | 29 | 26 | 411088.52 | 2024 | 1322401.5742 | 1492025.0833 | 1750621.2346 | 911313.0542 | 1080936.5633 | 1339532.7146 | 3.2168 | 3.6294 | 4.2585 | 3.4448
353 | Lateral Hardening | Lateral Hardening-Fuse-60029740 | Laterals | 13093 | 0.29716 | 24 | 65 | 526574.4 | 2022 | 1690907.8414 | 1910801.2122 | 2252946.1647 | 1164333.4414 | 1384226.8122 | 1726371.7647 | 3.2111 | 3.6287 | 4.2785 | 3.4432
3687 | Lateral Hardening | Lateral Hardening-Fuse-10426548 | Laterals | 13830 | 0.072348 | 7 | 84 | 50000 | 2025 | 160276.6061 | 182195.6851 | 211593.2573 | 110276.6061 | 132195.6851 | 161593.2573 | 3.2055 | 3.6439 | 4.2319 | 3.4397
8923 | Lateral Hardening | Lateral Hardening-Fuse-10441209 | Laterals | 13946 | 0.13902 | 14 | 8 | 107194.75 | 2023 | 344537.8978 | 388443.0797 | 449912.6015 | 237343.1478 | 281248.3297 | 342717.8515 | 3.2141 | 3.6237 | 4.1972 | 3.4353
4182 | Lateral Hardening | Lateral Hardening-Fuse-10745641 | Laterals | 13431 | 0.58049 | 42 | 23 | 403355.98 | 2023 | 1318414.0838 | 1446415.5478 | 1604798.1542 | 915058.1038 | 1043059.5678 | 1201442.1742 | 3.2686 | 3.586 | 3.9786 | 3.4348
503 | Lateral Hardening | Lateral Hardening-Fuse-10163235 | Laterals | 13091 | 0.36913 | 34 | 29 | 379569.22 | 2025 | 1243112.3016 | 1352156.0736 | 1512967.6777 | 863543.0816 | 972586.8536 | 1133398.4577 | 3.2751 | 3.5623 | 3.986 | 3.4323
7335 | Lateral Hardening | Lateral Hardening-Fuse-92353276 | Laterals | 13133 | 0.18352 | 17 | 51 | 131157.24 | 2027 | 422010.4723 | 472535.1384 | 542526.922 | 290853.2323 | 341377.8984 | 411369.682 | 3.2176 | 3.6028 | 4.1365 | 3.425
16245 | Lateral Hardening | Lateral Hardening-Fuse-92607652 | Laterals | 13390 | 0.96174 | 50 | 73 | 623258.61 | 2023 | 2049368.8755 | 2215109.1855 | 2402586.2333 | 1426110.2655 | 1591850.5755 | 1779327.6233 | 3.2882 | 3.5541 | 3.8549 | 3.4246
14792 | Lateral Hardening | Lateral Hardening-Fuse-90291488 | Laterals | 13457 | 0.10871 | 12 | 188 | 89393.93 | 2022 | 283840.0442 | 323641.0758 | 386816.2793 | 194446.1142 | 234247.1458 | 297422.3493 | 3.1752 | 3.6204 | 4.3271 | 3.4239
11009 | Lateral Hardening | Lateral Hardening-Fuse-10087596 | Laterals | 13389 | 0.2303 | 17 | 53 | 235860.95 | 2025 | 766505.3747 | 844496.7187 | 938111.6276 | 530644.4247 | 608635.7687 | 702250.6776 | 3.2498 | 3.5805 | 3.9774 | 3.4218
16983 | Lateral Hardening | Lateral Hardening-Fuse-91782844 | Laterals | 13434 | 0.15379 | 13 | 7 | 241382.29 | 2027 | 779950.4812 | 867079.7476 | 978252.1289 | 538568.1912 | 625697.4576 | 736869.8389 | 3.2312 | 3.5921 | 4.0527 | 3.4216
8039 | Lateral Hardening | Lateral Hardening-Fuse-93271592 | Laterals | 13820 | 0.085606 | 4 | 19 | 51057.73 | 2025 | 162595.6912 | 184943.3479 | 216180.8491 | 111537.9612 | 133885.6179 | 165123.1191 | 3.1845 | 3.6222 | 4.234 | 3.4208
17802 | Lateral Hardening | Lateral Hardening-Fuse-92956326 | Laterals | 13612 | 0.23428 | 25 | 20 | 455088.34 | 2023 | 1453799.5844 | 1639614.4675 | 1919953.2484 | 998711.2444 | 1184526.1275 | 1464864.9084 | 3.1945 | 3.6028 | 4.2189 | 3.4195
9777 | Lateral Hardening | Lateral Hardening-Fuse-92182142 | Laterals | 13650 | 0.092803 | 8 | 88 | 52949.36 | 2022 | 167884.0277 | 191713.2406 | 227853.6435 | 114934.6677 | 138763.8806 | 174904.2835 | 3.1707 | 3.6207 | 4.3032 | 3.4189
361 | Lateral Hardening | Lateral Hardening-Fuse-10786358 | Laterals | 14040 | 0.42727 | 19 | 12 | 167847.87 | 2026 | 544050.4035 | 598828.3671 | 676910.0357 | 376202.5335 | 430980.4971 | 509062.1657 | 3.2413 | 3.5677 | 4.0329 | 3.4184
793 | Lateral Hardening | Lateral Hardening-Fuse-10070744 | Laterals | 13657 | 0.36326 | 22 | 3 | 126890.81 | 2024 | 405711.6642 | 457044.5309 | 530974.9532 | 278820.8542 | 330153.7209 | 404084.1432 | 3.1973 | 3.6019 | 4.1845 | 3.4174
18568 | Lateral Hardening | Lateral Hardening-Fuse-91361858 | Laterals | 13514 | 0.16231 | 18 | 70 | 190074.97 | 2022 | 606991.5536 | 683348.6841 | 798427.752 | 416916.5836 | 493273.7141 | 608352.782 | 3.1934 | 3.5952 | 4.2006 | 3.4147
14974 | Lateral Hardening | Lateral Hardening-Fuse-92447008 | Laterals | 13010 | 0.28106 | 17 | 15 | 218067.91 | 2026 | 708445.5984 | 776976.8548 | 864449.5309 | 490377.6884 | 558908.9448 | 646381.6209 | 3.2487 | 3.563 | 3.9641 | 3.4146
496 | Lateral Hardening | Lateral Hardening-Fuse-60068049 | Laterals | 13139 | 0.89545 | 81 | 84 | 1094593.56 | 2027 | 3588490.6725 | 3876221.7629 | 4213302.1342 | 2493897.1125 | 2781628.2029 | 3118708.5742 | 3.2784 | 3.5412 | 3.8492 | 3.4143
9823 | Lateral Hardening | Lateral Hardening-Fuse-10596841 | Laterals | 13770 | 0.5447 | 35 | 540 | 734595.94 | 2023 | 2374877.5869 | 2629644.2914 | 2942823.5353 | 1640281.6469 | 1895048.3514 | 2208227.5953 | 3.2329 | 3.5797 | 4.006 | 3.4143
9312 | Lateral Hardening | Lateral Hardening-Fuse-10093628 | Laterals | 13043 | 0.39924 | 46 | 25 | 374823.93 | 2025 | 1219879.8514 | 1332656.0433 | 1478626.5021 | 845055.9214 | 957832.1133 | 1103802.5721 | 3.2545 | 3.5554 | 3.9449 | 3.4138
5122 | Lateral Hardening | Lateral Hardening-Fuse-93033231 | Laterals | 13838 | 0.19981 | 13 | 61 | 287411.95 | 2026 | 909854.5495 | 1037812.2543 | 1230764.4415 | 622442.5995 | 750400.3043 | 943352.4915 | 3.1657 | 3.6109 | 4.2822 | 3.4109
5523 | Lateral Hardening | Lateral Hardening-Fuse-60346595 | Laterals | 13509 | 0.14754 | 10 | 14 | 187321.21 | 2021 | 605035.1237 | 669255.3823 | 747368.3948 | 417713.9137 | 481934.1723 | 560047.1848 | 3.2299 | 3.5728 | 3.9898 | 3.4088
2318 | Lateral Hardening | Lateral Hardening-Fuse-91337725 | Laterals | 13464 | 0.20246 | 13 | 11 | 203256.01 | 2027 | 648087.8344 | 729629.3449 | 851015.455 | 444831.8244 | 526373.3349 | 647759.445 | 3.1885 | 3.5897 | 4.1869 | 3.4087
7442 | Lateral Hardening | Lateral Hardening-Fuse-91989789 | Laterals | 13024 | 0.42235 | 38 | 161 | 384118.49 | 2025 | 1249410.9894 | 1359434.764 | 1516431.934 | 865292.4994 | 975316.274 | 1132313.444 | 3.2527 | 3.5391 | 3.9478 | 3.4081
6277 | Lateral Hardening | Lateral Hardening-Fuse-60089041 | Laterals | 13219 | 0.36742 | 40 | 125 | 418038.91 | 2028 | 1327769.5399 | 1500339.6834 | 1752848.3146 | 909730.6299 | 1082300.7734 | 1334809.4046 | 3.1762 | 3.589 | 4.193 | 3.4017
16668 | Lateral Hardening | Lateral Hardening-Fuse-91827956 | Laterals | 13348 | 0.054356 | 3 | 162 | 60250.63 | 2023 | 190152.581 | 216520.1433 | 256085.0739 | 129901.951 | 156269.5133 | 195834.4439 | 3.156 | 3.5937 | 4.2503 | 3.3967
7272 | Lateral Hardening | Lateral Hardening-Fuse-92035843 | Laterals | 13442 | 0.26061 | 19 | 130 | 474940 | 2022 | 1534321.3203 | 1682661.6616 | 1867926.9818 | 1059381.3203 | 1207721.6616 | 1392986.9818 | 3.2306 | 3.5429 | 3.933 | 3.3945
12760 | Lateral Hardening | Lateral Hardening-Fuse-92190389 | Laterals | 13207 | 0.11629 | 9 | 70 | 50000 | 2024 | 158133.5773 | 179302.1378 | 208332.5166 | 108133.5773 | 129302.1378 | 158332.5166 | 3.1627 | 3.586 | 4.1667 | 3.3901
11584 | Lateral Hardening | Lateral Hardening-Fuse-10392905 | Laterals | 13522 | 0.47481 | 50 | 105 | 838353.21 | 2023 | 2705149.4785 | 2963556.109 | 3271109.6697 | 1866796.2685 | 2125202.899 | 2432756.4597 | 3.2267 | 3.535 | 3.9018 | 3.3867
2943 | Lateral Hardening | Lateral Hardening-Fuse-10680830 | Laterals | 13308 | 0.14489 | 10 | 25 | 99214.35 | 2026 | 313700.0263 | 354302.743 | 414912.5679 | 214485.6763 | 255088.393 | 315698.2179 | 3.1618 | 3.5711 | 4.182 | 3.3866
7024 | Lateral Hardening | Lateral Hardening-Fuse-92496615 | Laterals | 13039 | 0.4214 | 29 | 65 | 403515.49 | 2023 | 1305509.6423 | 1419048.9906 | 1559354.9355 | 901994.1523 | 1015533.5006 | 1155839.4455 | 3.2353 | 3.5167 | 3.8644 | 3.3827
14271 | Lateral Hardening | Lateral Hardening-Fuse-60123656 | Laterals | 13102 | 0.14867 | 18 | 26 | 309958.9 | 2022 | 991749.2522 | 1096382.7525 | 1227733.274 | 681790.3522 | 786423.8525 | 917774.374 | 3.1996 | 3.5372 | 3.961 | 3.377
17550 | Lateral Hardening | Lateral Hardening-Fuse-60059457 | Laterals | 13026 | 0.20814 | 15 | 24 | 319544.51 | 2022 | 1017017.3896 | 1132741.3172 | 1285889.3145 | 697472.8796 | 813196.8072 | 966344.8045 | 3.1827 | 3.5449 | 4.0241 | 3.3755
8210 | Lateral Hardening | Lateral Hardening-Fuse-10671224 | Laterals | 13724 | 0.24716 | 19 | 8 | 143114.64 | 2022 | 457276.7681 | 505283.1676 | 568883.7699 | 314162.1281 | 362168.5276 | 425769.1299 | 3.1952 | 3.5306 | 3.975 | 3.3738
7575 | Lateral Hardening | Lateral Hardening-Fuse-92863550 | Laterals | 13460 | 0.125 | 6 | 11 | 73981.65 | 2024 | 232575.3519 | 263022.9952 | 306427.9233 | 158593.7019 | 189041.3452 | 232446.2733 | 3.1437 | 3.5552 | 4.1419 | 3.367
15141 | Lateral Hardening | Lateral Hardening-Fuse-91953606 | Laterals | 13419 | 0.125 | 8 | 61 | 50000 | 2026 | 156435.5414 | 178051.453 | 209220.069 | 106435.5414 | 128051.453 | 159220.069 | 3.1287 | 3.561 | 4.1844 | 3.364
1104 | Lateral Hardening | Lateral Hardening-Fuse-10556651 | Laterals | 13298 | 1.0028 | 38 | 5 | 276871.02 | 2029 | 880499.4482 | 976357.1644 | 1097018.5369 | 603628.4282 | 699486.1444 | 820147.5169 | 3.1802 | 3.5264 | 3.9622 | 3.3622
19583 | Lateral Hardening | Lateral Hardening-Fuse-93219142 | Laterals | 13459 | 0.2839 | 12 | 9 | 193601.78 | 2028 | 616300.6346 | 682323.2492 | 762733.1637 | 422698.8546 | 488721.4692 | 569131.3837 | 3.1833 | 3.5244 | 3.9397 | 3.3613
13499 | Lateral Hardening | Lateral Hardening-Fuse-60010037 | Laterals | 13090 | 0.27746 | 26 | 35 | 285292.1 | 2023 | 908804.8937 | 1003135.5787 | 1109904.1962 | 623512.7937 | 717843.4787 | 824612.0962 | 3.1855 | 3.5162 | 3.8904 | 3.3552
8495 | Lateral Hardening | Lateral Hardening-Fuse-60166032 | Laterals | 13309 | 0.39242 | 31 | 29 | 415233.82 | 2022 | 1328113.5721 | 1451088.7081 | 1602562.1482 | 912879.7521 | 1035854.8881 | 1187328.3282 | 3.1985 | 3.4946 | 3.8594 | 3.3534
6692 | Lateral Hardening | Lateral Hardening-Fuse-10563808 | Laterals | 13293 | 1.4017 | 129 | 241 | 1661666.49 | 2024 | 5366476.0325 | 5751053.2865 | 6268144.3685 | 3704809.5425 | 4089386.7965 | 4606477.8785 | 3.2296 | 3.461 | 3.7722 | 3.3533
10150 | Lateral Hardening | Lateral Hardening-Fuse-91154995 | Laterals | 13048 | 0.31989 | 29 | 74 | 479693.64 | 2027 | 1528807.0468 | 1679915.9025 | 1863581.2756 | 1049113.4068 | 1200222.2625 | 1383887.6356 | 3.187 | 3.5021 | 3.8849 | 3.3513
4647 | Lateral Hardening | Lateral Hardening-Fuse-10465316 | Laterals | 13434 | 0.14508 | 9 | 11 | 99943.34 | 2027 | 317870.9216 | 349198.3496 | 393032.5888 | 217927.5816 | 249255.0096 | 293089.2488 | 3.1805 | 3.494 | 3.9326 | 3.3498
1614 | Lateral Hardening | Lateral Hardening-Fuse-60360859 | Laterals | 13722 | 0.31174 | 21 | 26 | 403537.54 | 2022 | 1276619.95 | 1417322.3742 | 1600237.72 | 873082.41 | 1013784.8342 | 1196700.18 | 3.1636 | 3.5122 | 3.9655 | 3.3484
15450 | Lateral Hardening | Lateral Hardening-Fuse-10540484 | Laterals | 13964 | 0.44167 | 39 | 12 | 725561.04 | 2028 | 2322522.6428 | 2519309.451 | 2793389.9211 | 1596961.6028 | 1793748.411 | 2067828.8811 | 3.201 | 3.4722 | 3.85 | 3.3473
9237 | Lateral Hardening | Lateral Hardening-Fuse-92036136 | Laterals | 13442 | 2.0545 | 114 | 474 | 1690722.87 | 2022 | 5448691.9143 | 5812017.9753 | 6282311.193 | 3757969.0443 | 4121295.1053 | 4591588.323 | 3.2227 | 3.4376 | 3.7158 | 3.3365
9488 | Lateral Hardening | Lateral Hardening-Fuse-10093658 | Laterals | 13043 | 0.099621 | 11 | 19 | 171344.42 | 2025 | 536191.8355 | 601014.9647 | 692739.1445 | 364847.4155 | 429670.5447 | 521394.7245 | 3.1293 | 3.5076 | 4.043 | 3.3342
6634 | Lateral Hardening | Lateral Hardening-Fuse-10310505 | Laterals | 13864 | 0.50568 | 41 | 3 | 300577.36 | 2021 | 949857.3547 | 1050043.3419 | 1168057.0525 | 649279.9947 | 749465.9819 | 867479.6925 | 3.1601 | 3.4934 | 3.886 | 3.3327
18224 | Lateral Hardening | Lateral Hardening-Fuse-92543665 | Laterals | 13004 | 0.28049 | 23 | 70 | 262472.62 | 2023 | 830819.3529 | 912583.3743 | 1011890.9887 | 568346.7329 | 650110.7543 | 749418.3687 | 3.1654 | 3.4769 | 3.8552 | 3.3278
6728 | Lateral Hardening | Lateral Hardening-Fuse-91032282 | Laterals | 13224 | 0.19773 | 14 | 89 | 169438.35 | 2025 | 533618.2163 | 591095.9792 | 662075.6613 | 364179.8663 | 421657.6292 | 492637.3113 | 3.1493 | 3.4886 | 3.9075 | 3.3269
3071 | Lateral Hardening | Lateral Hardening-Fuse-92603565 | Laterals | 13390 | 0.32405 | 11 | 11 | 79243.07 | 2023 | 250168.2968 | 274565.0483 | 310752.8737 | 170925.2268 | 195321.9783 | 231509.8037 | 3.157 | 3.4648 | 3.9215 | 3.3258
4986 | Lateral Hardening | Lateral Hardening-Fuse-10637218 | Laterals | 13696 | 0.24261 | 26 | 25 | 297869.1 | 2027 | 941890.0285 | 1032485.7469 | 1141717.3362 | 644020.9285 | 734616.6469 | 843848.2362 | 3.1621 | 3.4662 | 3.8329 | 3.3204
14322 | Lateral Hardening | Lateral Hardening-Fuse-90292767 | Laterals | 13622 | 0.25455 | 21 | 11 | 156914.31 | 2028 | 493915.6148 | 544755.1688 | 611221.7988 | 337001.3048 | 387840.8588 | 454307.4888 | 3.1477 | 3.4717 | 3.8953 | 3.3196
186 | Lateral Hardening | Lateral Hardening-Fuse-60181011 | Laterals | 13388 | 0.11951 | 7 | 6 | 62243.87 | 2024 | 193453.6662 | 217311.5486 | 252727.7695 | 131209.7962 | 155067.6786 | 190483.8995 | 3.108 | 3.4913 | 4.0603 | 3.3182
10704 | Lateral Hardening | Lateral Hardening-Fuse-10536023 | Laterals | 13115 | 0.25871 | 20 | 92 | 317508.89 | 2022 | 983748.2045 | 1109765.2572 | 1300108.0817 | 666239.3145 | 792256.3672 | 982599.1917 | 3.0983 | 3.4952 | 4.0947 | 3.317
7882 | Lateral Hardening | Lateral Hardening-Fuse-93283244 | Laterals | 13351 | 0.24148 | 19 | 73 | 429425.43 | 2023 | 1337781.6824 | 1499072.3029 | 1720135.7685 | 908356.2524 | 1069646.8729 | 1290710.3385 | 3.1153 | 3.4909 | 4.0057 | 3.317
6635 | Lateral Hardening | Lateral Hardening-Fuse-10382376 | Laterals | 13224 | 0.085606 | 10 | 7 | 185816.26 | 2025 | 571484.4587 | 653569.4612 | 772733.7771 | 385668.1987 | 467753.2012 | 586917.5171 | 3.0755 | 3.5173 | 4.1586 | 3.3164
16880 | Lateral Hardening | Lateral Hardening-Fuse-10218976 | Laterals | 13510 | 0.2142 | 16 | 21 | 233179.05 | 2024 | 730863.0475 | 812263.1732 | 909165.754 | 497683.9975 | 579084.1232 | 675986.704 | 3.1343 | 3.4834 | 3.899 | 3.3155
3795 | Lateral Hardening | Lateral Hardening-Fuse-92522908 | Laterals | 13787 | 0.50777 | 19 | 3 | 187344.73 | 2027 | 590915.1905 | 647333.4034 | 723160.9286 | 403570.4605 | 459988.6734 | 535816.1986 | 3.1542 | 3.4553 | 3.8601 | 3.3151
15264 | Lateral Hardening | Lateral Hardening-Fuse-10684581 | Laterals | 13313 | 0.24015 | 23 | 38 | 472280.38 | 2021 | 1461186.5848 | 1646085.2539 | 1928892.3469 | 988906.2048 | 1173804.8739 | 1456611.9669 | 3.0939 | 3.4854 | 4.0842 | 3.3104
11587 | Lateral Hardening | Lateral Hardening-Fuse-10089371 | Laterals | 13278 | 0.061174 | 8 | 10 | 82001.98 | 2027 | 252561.1345 | 287265.4662 | 336503.5051 | 170559.1545 | 205263.4862 | 254501.5251 | 3.0799 | 3.5032 | 4.1036 | 3.3093
19188 | Lateral Hardening | Lateral Hardening-Fuse-10476018 | Laterals | 13436 | 0.37424 | 32 | 26 | 469625.27 | 2025 | 1480659.3844 | 1610211.0495 | 1785976.98 | 1011034.1144 | 1140585.7795 | 1316351.71 | 3.1529 | 3.4287 | 3.803 | 3.3006
8112 | Lateral Hardening | Lateral Hardening-Fuse-91728675 | Laterals | 14274 | 0.27311 | 19 | 2 | 62710.33 | 2026 | 197131.1506 | 214664.1668 | 242367.0761 | 134420.8206 | 151953.8368 | 179656.7461 | 3.1435 | 3.4231 | 3.8649 | 3.2995
16837 | Lateral Hardening | Lateral Hardening-Fuse-90413214 | Laterals | 13918 | 0.27178 | 33 | 153 | 383729.48 | 2023 | 1184345.8926 | 1335012.268 | 1548513.3068 | 800616.4126 | 951282.788 | 1164783.8268 | 3.0864 | 3.479 | 4.0354 | 3.2991
9240 | Lateral Hardening | Lateral Hardening-Fuse-10544635 | Laterals | 13911 | 0.2267 | 14 | 136 | 240457.95 | 2022 | 742872.9904 | 833603.3648 | 956686.5015 | 502415.0404 | 593145.4148 | 716228.5515 | 3.0894 | 3.4667 | 3.9786 | 3.2915
809 | Lateral Hardening | Lateral Hardening-Fuse-10075278 | Laterals | 13656 | 1.7025 | 84 | 225 | 1077699.72 | 2025 | 3422942.4019 | 3653378.3282 | 3957208.4336 | 2345242.6819 | 2575678.6082 | 2879508.7136 | 3.1762 | 3.39 | 3.6719 | 3.2899
18751 | Lateral Hardening | Lateral Hardening-Fuse-10368943 | Laterals | 13099 | 0.24242 | 13 | 2 | 72459.13 | 2022 | 225133.8871 | 250020.5826 | 281936.3406 | 152674.7571 | 177561.4526 | 209477.2106 | 3.107 | 3.4505 | 3.891 | 3.2885
11608 | Lateral Hardening | Lateral Hardening-Fuse-92669942 | Laterals | 14030 | 0.55814 | 34 | 112 | 477753.71 | 2023 | 1506038.8058 | 1630257.4783 | 1774725.4873 | 1028285.0958 | 1152503.7683 | 1296971.7773 | 3.1523 | 3.4123 | 3.7147 | 3.2866
17712 | Lateral Hardening | Lateral Hardening-Fuse-93263753 | Laterals | 13042 | 0.24924 | 21 | 27 | 323977.45 | 2025 | 1015537.7976 | 1104287.7896 | 1228341.9732 | 691560.3476 | 780310.3396 | 904364.5232 | 3.1346 | 3.4085 | 3.7914 | 3.2825
8670 | Lateral Hardening | Lateral Hardening-Fuse-10745620 | Laterals | 13815 | 0.42235 | 20 | 41 | 120840.87 | 2027 | 375733.8221 | 414456.5548 | 465574.6214 | 254892.9521 | 293615.6848 | 344733.7514 | 3.1093 | 3.4298 | 3.8528 | 3.2798
4874 | Lateral Hardening | Lateral Hardening-Fuse-92743332 | Laterals | 14041 | 0.62538 | 39 | 222 | 647816.02 | 2023 | 2023440.6543 | 2216339.0312 | 2448686.2965 | 1375624.6343 | 1568523.0112 | 1800870.2765 | 3.1235 | 3.4212 | 3.7799 | 3.2785
3903 | Lateral Hardening | Lateral Hardening-Fuse-92599120 | Laterals | 13390 | 0.61686 | 37 | 45 | 402520.1 | 2023 | 1264955.6281 | 1364531.2261 | 1493679.9556 | 862435.5281 | 962011.1261 | 1091159.8556 | 3.1426 | 3.39 | 3.7108 | 3.2736
8601 | Lateral Hardening | Lateral Hardening-Fuse-10307212 | Laterals | 13860 | 0.25227 | 28 | 2 | 50000 | 2021 | 152149.5506 | 172999.3793 | 204670.787 | 102149.5506 | 122999.3793 | 154670.787 | 3.043 | 3.46 | 4.0934 | 3.2731
2630 | Lateral Hardening | Lateral Hardening-Fuse-60007354 | Laterals | 13081 | 0.22462 | 22 | 95 | 201577.64 | 2028 | 618782.0305 | 694924.1409 | 799480.0347 | 417204.3905 | 493346.5009 | 597902.3947 | 3.0697 | 3.4474 | 3.9661 | 3.2727
14490 | Lateral Hardening | Lateral Hardening-Fuse-93426253 | Laterals | 13389 | 0.15663 | 13 | 18 | 252390.35 | 2025 | 771340.2667 | 870430.119 | 1018862.3572 | 518949.9167 | 618039.769 | 766472.0072 | 3.0561 | 3.4487 | 4.0369 | 3.272
11334 | Lateral Hardening | Lateral Hardening-Fuse-10142266 | Laterals | 13034 | 0.19148 | 15 | 37 | 206692.89 | 2028 | 632099.7955 | 711587.8503 | 827721.3188 | 425406.9055 | 504894.9603 | 621028.4288 | 3.0582 | 3.4427 | 4.0046 | 3.2682
4811 | Lateral Hardening | Lateral Hardening-Fuse-92463452 | Laterals | 13330 | 0.23504 | 14 | 28 | 246555.2 | 2025 | 766605.8634 | 839955.4999 | 928877.7851 | 520050.6634 | 593400.2999 | 682322.5851 | 3.1093 | 3.4068 | 3.7674 | 3.2643
16823 | Lateral Hardening | Lateral Hardening-Fuse-92834683 | Laterals | 13961 | 0.72027 | 37 | 23 | 407658.35 | 2021 | 1269232.1599 | 1381200.5096 | 1536287.8156 | 861573.8099 | 973542.1596 | 1128629.4656 | 3.1135 | 3.3881 | 3.7686 | 3.2614
9246 | Lateral Hardening | Lateral Hardening-Fuse-92972963 | Laterals | 13471 | 0.23542 | 16 | 24 | 258552.21 | 2026 | 781397.5043 | 894923.609 | 1058344.7845 | 522845.2943 | 636371.399 | 799792.5745 | 3.0222 | 3.4613 | 4.0934 | 3.261
13823 | Lateral Hardening | Lateral Hardening-Fuse-92414299 | Laterals | 13479 | 0.76799 | 33 | 73 | 283220.28 | 2028 | 862191.4505 | 972624.807 | 1137103.4094 | 578971.1705 | 689404.527 | 853883.1294 | 3.0442 | 3.4342 | 4.0149 | 3.2583
2393 | Lateral Hardening | Lateral Hardening-Fuse-92982044 | Laterals | 13241 | 0.45606 | 26 | 19 | 440569.81 | 2023 | 1359173.5229 | 1502924.1901 | 1684728.9888 | 918603.7129 | 1062354.3801 | 1244159.1788 | 3.085 | 3.4113 | 3.824 | 3.2568
19026 | Lateral Hardening | Lateral Hardening-Fuse-92962811 | Laterals | 13729 | 0.58466 | 28 | 6 | 364576.4 | 2027 | 1133160.7585 | 1234132.9417 | 1370926.9351 | 768584.3585 | 869556.5417 | 1006350.5351 | 3.1082 | 3.3851 | 3.7603 | 3.2565
3811 | Lateral Hardening | Lateral Hardening-Fuse-10535999 | Laterals | 13118 | 0.35492 | 26 | 101 | 349193.62 | 2021 | 1083188.4827 | 1180238.6359 | 1327280.332 | 733994.8627 | 831045.0159 | 978086.712 | 3.102 | 3.3799 | 3.801 | 3.2553
11884 | Lateral Hardening | Lateral Hardening-Fuse-92564211 | Laterals | 13434 | 0.59034 | 36 | 51 | 429481.91 | 2027 | 1334343.9216 | 1451803.7944 | 1607057.4522 | 904862.0116 | 1022321.8844 | 1177575.5422 | 3.1069 | 3.3804 | 3.7419 | 3.2524
10194 | Lateral Hardening | Lateral Hardening-Fuse-10173513 | Laterals | 13483 | 0.54678 | 47 | 140 | 610138.03 | 2023 | 1891531.5623 | 2063004.9946 | 2305713.7633 | 1281393.5323 | 1452866.9646 | 1695575.7333 | 3.1002 | 3.3812 | 3.779 | 3.2524
16290 | Lateral Hardening | Lateral Hardening-Fuse-91668251 | Laterals | 13104 | 0.20265 | 17 | 16 | 231201.55 | 2022 | 710927.3311 | 789103.8499 | 885583.5914 | 479725.7811 | 557902.2999 | 654382.0414 | 3.0749 | 3.4131 | 3.8304 | 3.2519
8602 | Lateral Hardening | Lateral Hardening-Fuse-10096979 | Laterals | 13461 | 0.64186 | 28 | 24 | 394241.54 | 2026 | 1220384.7485 | 1338805.5264 | 1474289.4839 | 826143.2085 | 944563.9864 | 1080047.9439 | 3.0955 | 3.3959 | 3.7396 | 3.25
9780 | Lateral Hardening | Lateral Hardening-Fuse-92907479 | Laterals | 13060 | 0.057197 | 9 | 267 | 50000 | 2026 | 150633.316 | 171768.9767 | 204141.0205 | 100633.316 | 121768.9767 | 154141.0205 | 3.0127 | 3.4354 | 4.0828 | 3.2465
14181 | Lateral Hardening | Lateral Hardening-Fuse-90107049 | Laterals | 13808 | 0.31629 | 20 | 7 | 205732.55 | 2027 | 633639.8065 | 698529.3589 | 776254.6212 | 427907.2565 | 492796.8089 | 570522.0712 | 3.0799 | 3.3953 | 3.7731 | 3.2439
9687 | Lateral Hardening | Lateral Hardening-Fuse-60174239 | Laterals | 13098 | 0.16307 | 12 | 161 | 151201.84 | 2024 | 460756.1404 | 516066.8762 | 590959.9759 | 309554.3004 | 364865.0362 | 439758.1359 | 3.0473 | 3.4131 | 3.9084 | 3.2431
6438 | Lateral Hardening | Lateral Hardening-Fuse-10441814 | Laterals | 13947 | 0.36193 | 32 | 82 | 416281.89 | 2025 | 1288238.8089 | 1403334.6148 | 1557699.8023 | 871956.9189 | 987052.7248 | 1141417.9123 | 3.0946 | 3.3711 | 3.7419 | 3.2423
14075 | Lateral Hardening | Lateral Hardening-Fuse-10802874 | Laterals | 13133 | 0.3214 | 33 | 148 | 281174.86 | 2027 | 867656.75 | 947437.9816 | 1065934.0326 | 586481.89 | 666263.1216 | 784759.1726 | 3.0858 | 3.3696 | 3.791 | 3.2415
16578 | Lateral Hardening | Lateral Hardening-Fuse-10320670 | Laterals | 13870 | 0.25663 | 10 | 1 | 50000 | 2024 | 153901.8307 | 168665.6654 | 190249.0773 | 103901.8307 | 118665.6654 | 140249.0773 | 3.078 | 3.3733 | 3.805 | 3.2393
916 | Lateral Hardening | Lateral Hardening-Fuse-92079502 | Laterals | 13638 | 0.12955 | 15 | 41 | 368003.7 | 2028 | 1108529.2985 | 1252326.0764 | 1480333.0082 | 740525.5985 | 884322.3764 | 1112329.3082 | 3.0123 | 3.403 | 4.0226 | 3.2305
13389 | Lateral Hardening | Lateral Hardening-Fuse-10497396 | Laterals | 13502 | 0.29545 | 22 | 70 | 164481.99 | 2021 | 505363.2386 | 552090.8264 | 622177.7402 | 340881.2486 | 387608.8364 | 457695.7502 | 3.0725 | 3.3565 | 3.7826 | 3.2287
8446 | Lateral Hardening | Lateral Hardening-Fuse-90668922 | Laterals | 14069 | 0.89413 | 60 | 172 | 984111.38 | 2025 | 3058267.4879 | 3280740.6062 | 3577649.3017 | 2074156.1079 | 2296629.2262 | 2593537.9217 | 3.1076 | 3.3337 | 3.6354 | 3.2282
4477 | Lateral Hardening | Lateral Hardening-Fuse-60012112 | Laterals | 13092 | 0.5375 | 37 | 109 | 591006.51 | 2024 | 1819686.1155 | 1978244.6706 | 2190645.8446 | 1228679.6055 | 1387238.1606 | 1599639.3346 | 3.079 | 3.3472 | 3.7066 | 3.2222
6860 | Lateral Hardening | Lateral Hardening-Fuse-10381720 | Laterals | 13222 | 0.4875 | 43 | 19 | 832039.39 | 2025 | 2554543.1933 | 2784607.0294 | 3090027.1221 | 1722503.8033 | 1952567.6394 | 2257987.7321 | 3.0702 | 3.3467 | 3.7138 | 3.2175
13197 | Lateral Hardening | Lateral Hardening-Fuse-10544633 | Laterals | 13911 | 0.17917 | 12 | 20 | 141384.34 | 2022 | 430873.6256 | 476028.3019 | 534567.7626 | 289489.2856 | 334643.9619 | 393183.4226 | 3.0475 | 3.3669 | 3.781 | 3.2167
10261 | Lateral Hardening | Lateral Hardening-Fuse-91490707 | Laterals | 13026 | 0.28409 | 15 | 98 | 270123 | 2022 | 822352.69 | 911684.8495 | 1019036.5233 | 552229.69 | 641561.8495 | 748913.5233 | 3.0444 | 3.3751 | 3.7725 | 3.2164
902 | Lateral Hardening | Lateral Hardening-Fuse-60015117 | Laterals | 13008 | 0.26951 | 18 | 28 | 263085.45 | 2029 | 791200.8361 | 889784.9695 | 1042119.0298 | 528115.3861 | 626699.5195 | 779033.5798 | 3.0074 | 3.3821 | 3.9611 | 3.2152
1168 | Lateral Hardening | Lateral Hardening-Fuse-10545847 | Laterals | 13910 | 0.084659 | 6 | 6 | 90130.75 | 2024 | 269415.9528 | 306025.3554 | 358310.0812 | 179285.2028 | 215894.6054 | 268179.3312 | 2.9892 | 3.3953 | 3.9754 | 3.2097
13824 | Lateral Hardening | Lateral Hardening-Fuse-93321406 | Laterals | 13836 | 0.13277 | 8 | 4 | 119587.6 | 2021 | 356582.4932 | 406147.6537 | 478364.9146 | 236994.8932 | 286560.0537 | 358777.3146 | 2.9818 | 3.3962 | 4.0001 | 3.2079
12822 | Lateral Hardening | Lateral Hardening-Fuse-60182740 | Laterals | 13312 | 1.1023 | 73 | 107 | 1811373.88 | 2026 | 5592022.5905 | 6000812.1164 | 6552093.7159 | 3780648.7105 | 4189438.2364 | 4740719.8359 | 3.0872 | 3.3129 | 3.6172 | 3.2079
16026 | Lateral Hardening | Lateral Hardening-Fuse-91064701 | Laterals | 14031 | 0.26061 | 13 | 62 | 113983.42 | 2025 | 338764.0299 | 387925.9338 | 459193.1028 | 224780.6099 | 273942.5138 | 345209.6828 | 2.972 | 3.4034 | 4.0286 | 3.2071
18341 | Lateral Hardening | Lateral Hardening-Fuse-10745611 | Laterals | 13330 | 0.4214 | 17 | 9 | 130768 | 2025 | 396455.8534 | 436989.2767 | 497427.8235 | 265687.8534 | 306221.2767 | 366659.8235 | 3.0317 | 3.3417 | 3.8039 | 3.202
1345 | Lateral Hardening | Lateral Hardening-Fuse-10747909 | Laterals | 14021 | 0.57027 | 36 | 8 | 698571.56 | 2029 | 2135196.9919 | 2323580.5831 | 2580103.7835 | 1436625.4319 | 1625009.0231 | 1881532.2235 | 3.0565 | 3.3262 | 3.6934 | 3.2011
8289 | Lateral Hardening | Lateral Hardening-Fuse-91718907 | Laterals | 13028 | 0.21515 | 21 | 10 | 318651.54 | 2023 | 972670.8041 | 1057468.3971 | 1178786.4346 | 654019.2641 | 738816.8571 | 860134.8946 | 3.0525 | 3.3186 | 3.6993 | 3.197
18392 | Lateral Hardening | Lateral Hardening-Fuse-60165416 | Laterals | 13699 | 0.35795 | 18 | 10 | 243282.53 | 2021 | 726954.6796 | 818270.2261 | 954588.0732 | 483672.1496 | 574987.6961 | 711305.5432 | 2.9881 | 3.3635 | 3.9238 | 3.1943
15441 | Lateral Hardening | Lateral Hardening-Fuse-10580689 | Laterals | 13105 | 0.12765 | 10 | 44 | 58482.01 | 2021 | 173500.1497 | 197464.3284 | 232196.7595 | 115018.1397 | 138982.3184 | 173714.7495 | 2.9667 | 3.3765 | 3.9704 | 3.19
6590 | Lateral Hardening | Lateral Hardening-Fuse-91096301 | Laterals | 13787 | 0.47595 | 18 | 10 | 243679.55 | 2027 | 742011.1149 | 808326.6689 | 894953.5734 | 498331.5649 | 564647.1189 | 651274.0234 | 3.045 | 3.3172 | 3.6727 | 3.1894
18070 | Lateral Hardening | Lateral Hardening-Fuse-91137089 | Laterals | 13236 | 1.3341 | 57 | 9 | 422309.79 | 2029 | 1303623.0102 | 1381995.0896 | 1492761.1195 | 881313.2202 | 959685.2996 | 1070451.3295 | 3.0869 | 3.2725 | 3.5348 | 3.1873
12711 | Lateral Hardening | Lateral Hardening-Fuse-10163228 | Laterals | 13091 | 0.13864 | 15 | 16 | 219518.2 | 2025 | 654990.6697 | 736903.9642 | 854195.6562 | 435472.4697 | 517385.7642 | 634677.4562 | 2.9838 | 3.3569 | 3.8912 | 3.1865
17449 | Lateral Hardening | Lateral Hardening-Fuse-10675173 | Laterals | 13464 | 0.57405 | 35 | 14 | 543398.01 | 2027 | 1635005.0139 | 1816967.5219 | 2050132.5933 | 1091607.0039 | 1273569.5119 | 1506734.5833 | 3.0089 | 3.3437 | 3.7728 | 3.1857
11902 | Lateral Hardening | Lateral Hardening-Fuse-91812632 | Laterals | 13837 | 0.36042 | 34 | 176 | 442505.61 | 2029 | 1342735.7369 | 1465925.3487 | 1640346.5289 | 900230.1269 | 1023419.7387 | 1197840.9189 | 3.0344 | 3.3128 | 3.707 | 3.1852
14963 | Lateral Hardening | Lateral Hardening-Fuse-90367628 | Laterals | 13489 | 0.87708 | 67 | 99 | 620040.58 | 2023 | 1885385.652 | 2051450.3579 | 2277354.2668 | 1265345.072 | 1431409.7779 | 1657313.6868 | 3.0407 | 3.3086 | 3.6729 | 3.1843
13776 | Lateral Hardening | Lateral Hardening-Fuse-10457701 | Laterals | 13229 | 0.20133 | 13 | 11 | 248033.3 | 2023 | 739124.7057 | 832877.0284 | 961993.6668 | 491091.4057 | 584843.7284 | 713960.3668 | 2.9799 | 3.3579 | 3.8785 | 3.1832
13362 | Lateral Hardening | Lateral Hardening-Fuse-10095454 | Laterals | 13786 | 0.21288 | 11 | 2 | 136674.7 | 2024 | 413122.2038 | 453575.7412 | 507593.1307 | 276447.5038 | 316901.0412 | 370918.4307 | 3.0227 | 3.3187 | 3.7139 | 3.1806
11020 | Lateral Hardening | Lateral Hardening-Fuse-93277035 | Laterals | 13213 | 0.93561 | 62 | 54 | 1285364.96 | 2027 | 3950656.6712 | 4204024.0879 | 4520939.3606 | 2665291.7112 | 2918659.1279 | 3235574.4006 | 3.0736 | 3.2707 | 3.5172 | 3.1771
14063 | Lateral Hardening | Lateral Hardening-Fuse-60003135 | Laterals | 13612 | 0.3036 | 33 | 81 | 438847.19 | 2023 | 1327430.4669 | 1451725.2919 | 1612440.113 | 888583.2769 | 1012878.1019 | 1173592.923 | 3.0248 | 3.308 | 3.6743 | 3.1747
10865 | Lateral Hardening | Lateral Hardening-Fuse-60163288 | Laterals | 13786 | 1.5598 | 88 | 171 | 1570982.45 | 2024 | 4784894.8964 | 5153067.1076 | 5618650.2138 | 3213912.4464 | 3582084.6576 | 4047667.7638 | 3.0458 | 3.2802 | 3.5765 | 3.1692
13984 | Lateral Hardening | Lateral Hardening-Fuse-90377733 | Laterals | 13389 | 0.11496 | 9 | 3 | 105300.68 | 2025 | 312207.0251 | 351108.084 | 407271.5158 | 206906.3451 | 245807.404 | 301970.8358 | 2.9649 | 3.3343 | 3.8677 | 3.166
18455 | Lateral Hardening | Lateral Hardening-Fuse-60311548 | Laterals | 13331 | 0.26136 | 15 | 7 | 173709.63 | 2026 | 513993.5768 | 579248.032 | 674429.4282 | 340283.9468 | 405538.402 | 500719.7982 | 2.9589 | 3.3346 | 3.8825 | 3.164
13288 | Lateral Hardening | Lateral Hardening-Fuse-91306869 | Laterals | 13130 | 0.15417 | 14 | 4 | 64615.61 | 2029 | 194727.8066 | 212432.9585 | 237850.6498 | 130112.1966 | 147817.3485 | 173235.0398 | 3.0136 | 3.2876 | 3.681 | 3.1626
16573 | Lateral Hardening | Lateral Hardening-Fuse-92267618 | Laterals | 13330 | 1.435 | 64 | 75 | 780240.88 | 2025 | 2391619.7513 | 2536118.5777 | 2713356.1056 | 1611378.8713 | 1755877.6977 | 1933115.2256 | 3.0652 | 3.2504 | 3.4776 | 3.162
13719 | Lateral Hardening | Lateral Hardening-Fuse-92018843 | Laterals | 13911 | 0.12216 | 6 | 14 | 101968.8 | 2022 | 304782.0637 | 337931.7146 | 380797.8914 | 202813.2637 | 235962.9146 | 278829.0914 | 2.989 | 3.3141 | 3.7345 | 3.1611
11839 | Lateral Hardening | Lateral Hardening-Fuse-93035682 | Laterals | 13071 | 0.63447 | 40 | 178 | 386340.16 | 2022 | 1162949.7257 | 1268055.1695 | 1425162.8477 | 776609.5657 | 881715.0095 | 1038822.6877 | 3.0102 | 3.2822 | 3.6889 | 3.1597
12068 | Lateral Hardening | Lateral Hardening-Fuse-91495918 | Laterals | 13053 | 0.18239 | 19 | 11 | 242956.86 | 2025 | 717656.3988 | 806752.1801 | 941032.0281 | 474699.5388 | 563795.3201 | 698075.1681 | 2.9538 | 3.3206 | 3.8732 | 3.1558
8986 | Lateral Hardening | Lateral Hardening-Fuse-10000895 | Laterals | 13236 | 0.18561 | 9 | 1 | 59368.45 | 2029 | 178900.6067 | 193950.0158 | 217740.2379 | 119532.1567 | 134581.5658 | 158371.7879 | 3.0134 | 3.2669 | 3.6676 | 3.1549
7152 | Lateral Hardening | Lateral Hardening-Fuse-10465338 | Laterals | 13434 | 0.18542 | 17 | 11 | 250777.41 | 2027 | 751735.7281 | 825787.9958 | 913635.9023 | 500958.3181 | 575010.5858 | 662858.4923 | 2.9976 | 3.2929 | 3.6432 | 3.1508
8960 | Lateral Hardening | Lateral Hardening-Fuse-60013778 | Laterals | 13094 | 0.25455 | 27 | 84 | 422176.51 | 2023 | 1249859.1563 | 1401447.0243 | 1590129.8034 | 827682.6463 | 979270.5143 | 1167953.2934 | 2.9605 | 3.3196 | 3.7665 | 3.1488
173 | Lateral Hardening | Lateral Hardening-Fuse-10482617 | Laterals | 13455 | 0.15625 | 19 | 121 | 459234.03 | 2025 | 1343228.6259 | 1524283.6816 | 1800926.82 | 883994.5959 | 1065049.6516 | 1341692.79 | 2.9249 | 3.3192 | 3.9216 | 3.1429
19136 | Lateral Hardening | Lateral Hardening-Fuse-91151734 | Laterals | 13364 | 0.092992 | 9 | 52 | 86949.58 | 2025 | 253854.4806 | 288815.2009 | 340598.0414 | 166904.9006 | 201865.6209 | 253648.4614 | 2.9196 | 3.3216 | 3.9172 | 3.1399
11605 | Lateral Hardening | Lateral Hardening-Fuse-90424414 | Laterals | 13895 | 0.14678 | 21 | 5 | 95451.42 | 2025 | 277693.4772 | 317610.2566 | 375713.7774 | 182242.0572 | 222158.8366 | 280262.3574 | 2.9093 | 3.3275 | 3.9362 | 3.1374
16917 | Lateral Hardening | Lateral Hardening-Fuse-93022948 | Laterals | 13043 | 0.54413 | 59 | 91 | 880527.17 | 2025 | 2651192.6059 | 2860481.3599 | 3104314.068 | 1770665.4359 | 1979954.1899 | 2223786.898 | 3.0109 | 3.2486 | 3.5255 | 3.1337
14427 | Lateral Hardening | Lateral Hardening-Fuse-91360927 | Laterals | 13254 | 0.2928 | 22 | 19 | 363147.18 | 2027 | 1060198.7292 | 1195827.5395 | 1402079.6064 | 697051.5492 | 832680.3595 | 1038932.4264 | 2.9195 | 3.293 | 3.8609 | 3.1257
5614 | Lateral Hardening | Lateral Hardening-Fuse-10163224 | Laterals | 13091 | 0.29773 | 29 | 50 | 334732.11 | 2025 | 993277.2184 | 1095831.4271 | 1213800.9987 | 658545.1084 | 761099.3171 | 879068.8887 | 2.9674 | 3.2738 | 3.6262 | 3.1252
16338 | Lateral Hardening | Lateral Hardening-Fuse-60614298 | Laterals | 13740 | 0.17008 | 17 | 20 | 282086.32 | 2025 | 824573.7174 | 929743.5618 | 1078186.8234 | 542487.3974 | 647657.2418 | 796100.5034 | 2.9231 | 3.296 | 3.8222 | 3.1249
18994 | Lateral Hardening | Lateral Hardening-Fuse-60603448 | Laterals | 14341 | 2.0994 | 76 | 1 | 218421.15 | 2028 | 661113.8815 | 698516.4138 | 761082.6848 | 442692.7315 | 480095.2638 | 542661.5348 | 3.0268 | 3.198 | 3.4845 | 3.1239
1995 | Lateral Hardening | Lateral Hardening-Fuse-10143561 | Laterals | 13036 | 0.11439 | 10 | 37 | 136693.46 | 2026 | 398559.2816 | 449820.5739 | 528758.1871 | 261865.8216 | 313127.1139 | 392064.7271 | 2.9157 | 3.2907 | 3.8682 | 3.1235
15358 | Lateral Hardening | Lateral Hardening-Fuse-91196189 | Laterals | 13169 | 0.32841 | 21 | 224 | 196045.56 | 2024 | 567109.7318 | 648278.6555 | 773312.4603 | 371064.1718 | 452233.0955 | 577266.9003 | 2.8927 | 3.3068 | 3.9446 | 3.1221
11012 | Lateral Hardening | Lateral Hardening-Fuse-92318933 | Laterals | 13030 | 0.38712 | 17 | 64 | 60449.55 | 2028 | 175644.4438 | 199558.9866 | 232279.27 | 115194.8938 | 139109.4366 | 171829.72 | 2.9056 | 3.3012 | 3.8425 | 3.118
12670 | Lateral Hardening | Lateral Hardening-Fuse-10165797 | Laterals | 13072 | 0.14659 | 15 | 6 | 99760.9 | 2029 | 289040.2361 | 328101.1863 | 386372.1128 | 189279.3361 | 228340.2863 | 286611.2128 | 2.8973 | 3.2889 | 3.873 | 3.1124
16454 | Lateral Hardening | Lateral Hardening-Fuse-10218987 | Laterals | 13510 | 0.085227 | 10 | 206 | 50000 | 2024 | 144207.9256 | 164895.3384 | 195752.7635 | 94207.9256 | 114895.3384 | 145752.7635 | 2.8842 | 3.2979 | 3.9151 | 3.1114
16464 | Lateral Hardening | Lateral Hardening-Fuse-10375136 | Laterals | 13176 | 0.65701 | 57 | 11 | 897436.02 | 2022 | 2650049.3677 | 2924299.8313 | 3237955.7453 | 1752613.3477 | 2026863.8113 | 2340519.7253 | 2.9529 | 3.2585 | 3.608 | 3.1101
2570 | Lateral Hardening | Lateral Hardening-Fuse-92903838 | Laterals | 13159 | 0.27045 | 24 | 39 | 310734.42 | 2025 | 923962.3402 | 1005778.0063 | 1101144.8617 | 613227.9202 | 695043.5863 | 790410.4417 | 2.9735 | 3.2368 | 3.5437 | 3.1095
8775 | Lateral Hardening | Lateral Hardening-Fuse-92629883 | Laterals | 13303 | 0.1411 | 10 | 2 | 103542.8 | 2027 | 301759.3335 | 338791.7431 | 392112.0516 | 198216.5335 | 235248.9431 | 288569.2516 | 2.9143 | 3.272 | 3.787 | 3.1089
16512 | Lateral Hardening | Lateral Hardening-Fuse-92448697 | Laterals | 13510 | 0.040341 | 5 | 5 | 56783.01 | 2024 | 164080.437 | 186976.3272 | 219004.482 | 107297.427 | 130193.3172 | 162221.472 | 2.8896 | 3.2928 | 3.8569 | 3.1073
4536 | Lateral Hardening | Lateral Hardening-Fuse-91328754 | Laterals | 13115 | 0.47652 | 42 | 91 | 521148.95 | 2022 | 1545122.9016 | 1682233.8866 | 1874655.4569 | 1023973.9516 | 1161084.9366 | 1353506.5069 | 2.9648 | 3.2279 | 3.5972 | 3.107
4847 | Lateral Hardening | Lateral Hardening-Fuse-93244013 | Laterals | 13114 | 0.062121 | 4 | 84 | 86626.2 | 2027 | 249390.4289 | 285462.4869 | 338360.085 | 162764.2289 | 198836.2869 | 251733.885 | 2.8789 | 3.2953 | 3.906 | 3.1066
11668 | Lateral Hardening | Lateral Hardening-Fuse-90293337 | Laterals | 13060 | 0.32784 | 30 | 285 | 391321.95 | 2026 | 1127436.0682 | 1286420.6147 | 1531948.891 | 736114.1182 | 895098.6647 | 1140626.941 | 2.8811 | 3.2874 | 3.9148 | 3.1063
7787 | Lateral Hardening | Lateral Hardening-Fuse-91241032 | Laterals | 13104 | 0.15038 | 18 | 19 | 183571.66 | 2022 | 528872.1341 | 604205.2009 | 714870.6824 | 345300.4741 | 420633.5409 | 531299.0224 | 2.881 | 3.2914 | 3.8942 | 3.1054
12992 | Lateral Hardening | Lateral Hardening-Fuse-90288577 | Laterals | 13389 | 0.030492 | 3 | 5 | 70566.07 | 2025 | 204131.4187 | 231532.0407 | 271077.9105 | 133565.3487 | 160965.9707 | 200511.8405 | 2.8928 | 3.2811 | 3.8415 | 3.1041
6955 | Lateral Hardening | Lateral Hardening-Fuse-60072751 | Laterals | 13111 | 0.20379 | 17 | 18 | 284120.07 | 2021 | 824650.2134 | 928245.1886 | 1081137.5119 | 540530.1434 | 644125.1186 | 797017.4419 | 2.9025 | 3.2671 | 3.8052 | 3.1021
16609 | Lateral Hardening | Lateral Hardening-Fuse-10089390 | Laterals | 13278 | 0.43636 | 38 | 41 | 480619.97 | 2027 | 1425307.1493 | 1550931.4039 | 1697545.6466 | 944687.1793 | 1070311.4339 | 1216925.6766 | 2.9656 | 3.2269 | 3.532 | 3.1006
4079 | Lateral Hardening | Lateral Hardening-Fuse-91821142 | Laterals | 13458 | 0.064583 | 6 | 8 | 61100.59 | 2026 | 177080.7014 | 199675.4161 | 231972.2433 | 115980.1114 | 138574.8261 | 170871.6533 | 2.8982 | 3.268 | 3.7966 | 3.099
18926 | Lateral Hardening | Lateral Hardening-Fuse-90106483 | Laterals | 14024 | 0.22822 | 14 | 23 | 249759.7 | 2023 | 735842.8343 | 808834.8334 | 896435.8862 | 486083.1343 | 559075.1334 | 646676.1862 | 2.9462 | 3.2385 | 3.5892 | 3.0982
6472 | Lateral Hardening | Lateral Hardening-Fuse-90427351 | Laterals | 13605 | 0.28807 | 29 | 50 | 465507.3 | 2021 | 1368193.1521 | 1510744.2926 | 1679262.099 | 902685.8521 | 1045236.9926 | 1213754.799 | 2.9391 | 3.2454 | 3.6074 | 3.0978
19047 | Lateral Hardening | Lateral Hardening-Fuse-92977508 | Laterals | 13388 | 1.8801 | 110 | 108 | 1368131.06 | 2024 | 4106289.9715 | 4354225.5288 | 4681089.9957 | 2738158.9115 | 2986094.4688 | 3312958.9357 | 3.0014 | 3.1826 | 3.4215 | 3.0978
5538 | Lateral Hardening | Lateral Hardening-Fuse-60325910 | Laterals | 13097 | 0.42481 | 27 | 31 | 263518.14 | 2025 | 776341.8137 | 847853.8951 | 949173.0745 | 512823.6737 | 584335.7551 | 685654.9345 | 2.9461 | 3.2174 | 3.6019 | 3.0931
7451 | Lateral Hardening | Lateral Hardening-Fuse-10123796 | Laterals | 13060 | 0.052083 | 6 | 35 | 50000 | 2026 | 143335.3041 | 164019.4379 | 193774.4991 | 93335.3041 | 114019.4379 | 143774.4991 | 2.8667 | 3.2804 | 3.8755 | 3.0917
2094 | Lateral Hardening | Lateral Hardening-Fuse-10165386 | Laterals | 13045 | 0.44981 | 42 | 58 | 566431.99 | 2025 | 1669946.2167 | 1822971.5891 | 2018173.679 | 1103514.2267 | 1256539.5991 | 1451741.689 | 2.9482 | 3.2183 | 3.563 | 3.0907
4052 | Lateral Hardening | Lateral Hardening-Fuse-10795756 | Laterals | 13695 | 0.14053 | 12 | 9 | 167088.83 | 2023 | 482191.2509 | 543496.9516 | 631391.3301 | 315102.4209 | 376408.1216 | 464302.5001 | 2.8858 | 3.2527 | 3.7788 | 3.0852
10989 | Lateral Hardening | Lateral Hardening-Fuse-91412064 | Laterals | 13462 | 0.050379 | 5 | 46 | 55990.09 | 2021 | 160401.1493 | 182866.5924 | 215408.0663 | 104411.0593 | 126876.5024 | 159417.9763 | 2.8648 | 3.2661 | 3.8473 | 3.0834
13672 | Lateral Hardening | Lateral Hardening-Fuse-92287705 | Laterals | 13710 | 0.40758 | 36 | 27 | 541934.2 | 2023 | 1594954.9234 | 1735386.4107 | 1924138.7504 | 1053020.7234 | 1193452.2107 | 1382204.5504 | 2.9431 | 3.2022 | 3.5505 | 3.0816
293 | Lateral Hardening | Lateral Hardening-Fuse-60609622 | Laterals | 13030 | 1.5468 | 65 | 2 | 176930.51 | 2028 | 523964.2229 | 561223.2195 | 616144.3047 | 347033.7129 | 384292.7095 | 439213.7947 | 2.9614 | 3.172 | 3.4824 | 3.0767
11695 | Lateral Hardening | Lateral Hardening-Fuse-93249124 | Laterals | 13175 | 0.11723 | 10 | 10 | 134499.86 | 2028 | 387227.6329 | 436131.2255 | 504573.8282 | 252727.7729 | 301631.3655 | 370073.9682 | 2.879 | 3.2426 | 3.7515 | 3.0753
18803 | Lateral Hardening | Lateral Hardening-Fuse-60084637 | Laterals | 13059 | 1.1027 | 98 | 137 | 1491612.81 | 2024 | 4400695.8008 | 4751008.2454 | 5159663.8806 | 2909082.9908 | 3259395.4354 | 3668051.0706 | 2.9503 | 3.1851 | 3.4591 | 3.0716
6618 | Lateral Hardening | Lateral Hardening-Fuse-92823421 | Laterals | 13479 | 0.30833 | 33 | 32 | 249763.87 | 2028 | 730781.0637 | 799113.5292 | 887204.9859 | 481017.1937 | 549349.6592 | 637441.1159 | 2.9259 | 3.1995 | 3.5522 | 3.0706
13295 | Lateral Hardening | Lateral Hardening-Fuse-60142815 | Laterals | 13798 | 0.3017 | 18 | 118 | 165272.25 | 2029 | 481995.0677 | 529980.0061 | 591112.5624 | 316722.8177 | 364707.7561 | 425840.3124 | 2.9164 | 3.2067 | 3.5766 | 3.0695
17116 | Lateral Hardening | Lateral Hardening-Fuse-10129832 | Laterals | 13422 | 0.8678 | 53 | 67 | 631183.79 | 2024 | 1857067.1915 | 2010252.3052 | 2185003.2186 | 1225883.4015 | 1379068.5152 | 1553819.4286 | 2.9422 | 3.1849 | 3.4618 | 3.067
6150 | Lateral Hardening | Lateral Hardening-Fuse-91943165 | Laterals | 13740 | 1.1508 | 105 | 207 | 1340179.25 | 2025 | 3944939.545 | 4263205.2481 | 4629534.0742 | 2604760.295 | 2923025.9981 | 3289354.8242 | 2.9436 | 3.1811 | 3.4544 | 3.0659
1061 | Lateral Hardening | Lateral Hardening-Fuse-10679337 | Laterals | 13807 | 0.39375 | 26 | 38 | 171699.96 | 2028 | 497846.1472 | 549242.6877 | 624602.0658 | 326146.1872 | 377542.7277 | 452902.1058 | 2.8995 | 3.1989 | 3.6378 | 3.0631
1550 | Lateral Hardening | Lateral Hardening-Fuse-92169062 | Laterals | 13522 | 0.31686 | 29 | 77 | 471802.3 | 2023 | 1359422.7125 | 1520418.9788 | 1731299.5887 | 887620.4125 | 1048616.6788 | 1259497.2887 | 2.8813 | 3.2226 | 3.6695 | 3.0625
9698 | Lateral Hardening | Lateral Hardening-Fuse-10442389 | Laterals | 13948 | 0.18239 | 13 | 17 | 174497.37 | 2022 | 498296.2187 | 562453.7275 | 659011.7752 | 323798.8487 | 387956.3575 | 484514.4052 | 2.8556 | 3.2233 | 3.7766 | 3.058
341 | Lateral Hardening | Lateral Hardening-Fuse-92591834 | Laterals | 13303 | 0.38428 | 28 | 14 | 342755.96 | 2027 | 992727.4564 | 1098250.0029 | 1217624.7758 | 649971.4964 | 755494.0429 | 874868.8158 | 2.8963 | 3.2042 | 3.5525 | 3.0543
836 | Lateral Hardening | Lateral Hardening-Fuse-10640137 | Laterals | 13795 | 0.31326 | 15 | 14 | 116908.7 | 2027 | 338198.64 | 373205.8487 | 420216.5273 | 221289.94 | 256297.1487 | 303307.8273 | 2.8928 | 3.1923 | 3.5944 | 3.0528
15400 | Lateral Hardening | Lateral Hardening-Fuse-10536016 | Laterals | 13115 | 0.43845 | 38 | 55 | 455946.34 | 2022 | 1327173.3278 | 1445427.1806 | 1609725.6268 | 871226.9878 | 989480.8406 | 1153779.2868 | 2.9108 | 3.1702 | 3.5305 | 3.0506
6285 | Lateral Hardening | Lateral Hardening-Fuse-92307564 | Laterals | 13330 | 0.088258 | 6 | 80 | 83430.2 | 2025 | 236548.5188 | 269184.1781 | 316696.2736 | 153118.3188 | 185753.9781 | 233266.0736 | 2.8353 | 3.2265 | 3.7959 | 3.0487
9482 | Lateral Hardening | Lateral Hardening-Fuse-10565125 | Laterals | 13291 | 0.16572 | 16 | 19 | 224348.17 | 2028 | 646594.8962 | 717451.1792 | 803368.0688 | 422246.7262 | 493103.0092 | 579019.8988 | 2.8821 | 3.1979 | 3.5809 | 3.0467
3146 | Lateral Hardening | Lateral Hardening-Fuse-10363939 | Laterals | 13096 | 0.20208 | 19 | 8 | 188800.95 | 2027 | 546815.8167 | 598523.3041 | 671854.4882 | 358014.8667 | 409722.3541 | 483053.5382 | 2.8963 | 3.1701 | 3.5585 | 3.0446
12633 | Lateral Hardening | Lateral Hardening-Fuse-90239520 | Laterals | 13165 | 0.2767 | 25 | 47 | 328495.08 | 2026 | 933079.9365 | 1052333.8947 | 1226543.452 | 604584.8565 | 723838.8147 | 898048.372 | 2.8405 | 3.2035 | 3.7338 | 3.0387
66 | Lateral Hardening | Lateral Hardening-Fuse-60008221 | Laterals | 13090 | 0.38655 | 36 | 27 | 979229.68 | 2023 | 2830484.1417 | 3109117.611 | 3440103.9941 | 1851254.4617 | 2129887.931 | 2460874.3141 | 2.8905 | 3.1751 | 3.5131 | 3.0381
1143 | Lateral Hardening | Lateral Hardening-Fuse-10092875 | Laterals | 13611 | 0.24659 | 26 | 119 | 381286.93 | 2028 | 1103174.5106 | 1208204.2305 | 1339911.4867 | 721887.5806 | 826917.3005 | 958624.5567 | 2.8933 | 3.1688 | 3.5142 | 3.038
9012 | Lateral Hardening | Lateral Hardening-Fuse-91347798 | Laterals | 13243 | 0.17633 | 12 | 37 | 78133.34 | 2022 | 224836.8082 | 247557.5229 | 279192.0299 | 146703.4682 | 169424.1829 | 201058.6899 | 2.8776 | 3.1684 | 3.5733 | 3.0344
19351 | Lateral Hardening | Lateral Hardening-Fuse-91949195 | Laterals | 13024 | 0.59129 | 45 | 96 | 862239.17 | 2025 | 2496142.1867 | 2721669.4972 | 3014201.0783 | 1633903.0167 | 1859430.3272 | 2151961.9083 | 2.895 | 3.1565 | 3.4958 | 3.0335
13544 | Lateral Hardening | Lateral Hardening-Fuse-60135439 | Laterals | 13838 | 0.34394 | 19 | 67 | 207414.4 | 2026 | 583311.8252 | 665718.3137 | 793211.7986 | 375897.4252 | 458303.9137 | 585797.3986 | 2.8123 | 3.2096 | 3.8243 | 3.0327
344 | Lateral Hardening | Lateral Hardening-Fuse-92396531 | Laterals | 13815 | 0.24356 | 13 | 2 | 68623.57 | 2027 | 198176.2382 | 216274.0697 | 242709.3031 | 129552.6682 | 147650.4997 | 174085.7331 | 2.8879 | 3.1516 | 3.5368 | 3.0319
4759 | Lateral Hardening | Lateral Hardening-Fuse-60069123 | Laterals | 13461 | 1.7532 | 105 | 135 | 1544332.11 | 2026 | 4522325.4568 | 4821570.7475 | 5182591.6441 | 2977993.3468 | 3277238.6375 | 3638259.5341 | 2.9283 | 3.1221 | 3.3559 | 3.0292
15715 | Lateral Hardening | Lateral Hardening-Fuse-91007734 | Laterals | 13342 | 0.64697 | 42 | 135 | 559564.97 | 2023 | 1621295.8187 | 1757642.3552 | 1936225.3804 | 1061730.8487 | 1198077.3852 | 1376660.4104 | 2.8974 | 3.1411 | 3.4602 | 3.0268
10587 | Lateral Hardening | Lateral Hardening-Fuse-10055061 | Laterals | 13419 | 0.2267 | 16 | 31 | 206877.31 | 2026 | 580362.4988 | 664057.8356 | 785757.9474 | 373485.1888 | 457180.5256 | 578880.6374 | 2.8053 | 3.2099 | 3.7982 | 3.026
3404 | Lateral Hardening | Lateral Hardening-Fuse-92318889 | Laterals | 13656 | 0.86629 | 54 | 108 | 522504.01 | 2025 | 1515187.7079 | 1640425.9303 | 1792650.4649 | 992683.6979 | 1117921.9203 | 1270146.4549 | 2.8999 | 3.1395 | 3.4309 | 3.0249
3126 | Lateral Hardening | Lateral Hardening-Fuse-93407761 | Laterals | 13047 | 0.95701 | 100 | 214 | 1492653.65 | 2026 | 4302597.304 | 4697880.8792 | 5231015.9112 | 2809943.654 | 3205227.2292 | 3738362.2612 | 2.8825 | 3.1473 | 3.5045 | 3.0242
10006 | Lateral Hardening | Lateral Hardening-Fuse-10363911 | Laterals | 13096 | 0.21477 | 12 | 2 | 70161.09 | 2027 | 201381.4718 | 220455.9906 | 249178.4499 | 131220.3818 | 150294.9006 | 179017.3599 | 2.8703 | 3.1421 | 3.5515 | 3.02
17204 | Lateral Hardening | Lateral Hardening-Fuse-92021190 | Laterals | 13460 | 0.1803 | 11 | 26 | 50000 | 2024 | 141292.4788 | 158921.7858 | 184906.6783 | 91292.4788 | 108921.7858 | 134906.6783 | 2.8258 | 3.1784 | 3.6981 | 3.0189
17926 | Lateral Hardening | Lateral Hardening-Fuse-10361894 | Laterals | 13106 | 0.1322 | 10 | 35 | 296799.52 | 2022 | 837478.6977 | 943386.9352 | 1103127.9287 | 540679.1777 | 646587.4152 | 806328.4087 | 2.8217 | 3.1785 | 3.7167 | 3.0183
14192 | Lateral Hardening | Lateral Hardening-Fuse-91201752 | Laterals | 13077 | 1.2746 | 114 | 30 | 1947318.99 | 2028 | 5635545.37 | 6101636.6659 | 6632666.5963 | 3688226.38 | 4154317.6759 | 4685347.6063 | 2.894 | 3.1334 | 3.4061 | 3.017
1607 | Lateral Hardening | Lateral Hardening-Fuse-92486363 | Laterals | 13312 | 0.22292 | 17 | 16 | 271003.7 | 2026 | 772760.0917 | 858332.8165 | 961252.1532 | 501756.3917 | 587329.1165 | 690248.4532 | 2.8515 | 3.1672 | 3.547 | 3.0158
1437 | Lateral Hardening | Lateral Hardening-Fuse-93399451 | Laterals | 13139 | 0.24489 | 24 | 14 | 400527 | 2027 | 1129075.8281 | 1270567.709 | 1488527.3072 | 728548.8281 | 870040.709 | 1088000.3072 | 2.819 | 3.1722 | 3.7164 | 3.0147
15337 | Lateral Hardening | Lateral Hardening-Fuse-92350793 | Laterals | 13279 | 0.30114 | 27 | 28 | 389001.75 | 2027 | 1112626.1505 | 1228031.7997 | 1361778.0924 | 723624.4005 | 839030.0497 | 972776.3424 | 2.8602 | 3.1569 | 3.5007 | 3.0133
17522 | Lateral Hardening | Lateral Hardening-Fuse-92534522 | Laterals | 13351 | 0.11648 | 15 | 76 | 162199.86 | 2023 | 452935.847 | 518022.9562 | 614543.5386 | 290735.987 | 355823.0962 | 452343.6786 | 2.7925 | 3.1937 | 3.7888 | 3.0125
5200 | Lateral Hardening | Lateral Hardening-Fuse-60440052 | Laterals | 14020 | 0.19583 | 16 | 71 | 406330.36 | 2022 | 1135766.6342 | 1295423.9646 | 1536066.2977 | 729436.2742 | 889093.6046 | 1129735.9377 | 2.7952 | 3.1881 | 3.7803 | 3.0116
16449 | Lateral Hardening | Lateral Hardening-Fuse-93316211 | Laterals | 13723 | 0.2447 | 9 | 29 | 64279.33 | 2024 | 180390.6013 | 204601.2685 | 239048.4883 | 116111.2713 | 140321.9385 | 174769.1583 | 2.8064 | 3.183 | 3.7189 | 3.0106
10363 | Lateral Hardening | Lateral Hardening-Fuse-91836851 | Laterals | 13458 | 0.089394 | 6 | 2 | 55811.21 | 2026 | 157732.687 | 176637.4746 | 202883.097 | 101921.477 | 120826.2646 | 147071.887 | 2.8262 | 3.1649 | 3.6352 | 3.0087
10312 | Lateral Hardening | Lateral Hardening-Fuse-90176591 | Laterals | 13457 | 0.31136 | 18 | 155 | 147431.26 | 2022 | 418945.2709 | 464622.73 | 522647.8592 | 271514.0109 | 317191.47 | 375216.5992 | 2.8416 | 3.1515 | 3.545 | 3.0049
1793 | Lateral Hardening | Lateral Hardening-Fuse-60005457 | Laterals | 13037 | 0.17765 | 21 | 31 | 237697.12 | 2026 | 670288.3322 | 751590.6034 | 864042.2729 | 432591.2122 | 513893.4834 | 626345.1529 | 2.8199 | 3.162 | 3.6351 | 3.0041
4290 | Lateral Hardening | Lateral Hardening-Fuse-10840134 | Laterals | 13686 | 0.47519 | 37 | 275 | 440815.17 | 2023 | 1258787.2619 | 1373143.6558 | 1535761.1138 | 817972.0919 | 932328.4858 | 1094945.9438 | 2.8556 | 3.115 | 3.4839 | 2.9962
14356 | Lateral Hardening | Lateral Hardening-Fuse-93090160 | Laterals | 13039 | 0.21042 | 10 | 15 | 229138.82 | 2023 | 650005.9035 | 719868.218 | 803863.8691 | 420867.0835 | 490729.398 | 574725.0491 | 2.8367 | 3.1416 | 3.5082 | 2.9953
19396 | Lateral Hardening | Lateral Hardening-Fuse-60033388 | Laterals | 13163 | 0.17955 | 18 | 19 | 409665.21 | 2026 | 1149186.2241 | 1291115.9752 | 1500818.1065 | 739521.0141 | 881450.7652 | 1091152.8965 | 2.8052 | 3.1516 | 3.6635 | 2.995
11268 | Lateral Hardening | Lateral Hardening-Fuse-10686006 | Laterals | 13808 | 0.28788 | 19 | 2 | 221325.48 | 2027 | 625091.5581 | 697355.3369 | 785273.438 | 403766.0781 | 476029.8569 | 563947.958 | 2.8243 | 3.1508 | 3.548 | 2.9946
17827 | Lateral Hardening | Lateral Hardening-Fuse-93310101 | Laterals | 13174 | 0.50587 | 29 | 2 | 314069.72 | 2021 | 895616.7265 | 976878.6802 | 1098208.213 | 581547.0065 | 662808.9602 | 784138.493 | 2.8516 | 3.1104 | 3.4967 | 2.9938
15546 | Lateral Hardening | Lateral Hardening-Fuse-10266413 | Laterals | 13889 | 0.34318 | 24 | 80 | 341238 | 2025 | 972048.4193 | 1065772.2347 | 1179276.2203 | 630810.4193 | 724534.2347 | 838038.2203 | 2.8486 | 3.1233 | 3.4559 | 2.9917
1546 | Lateral Hardening | Lateral Hardening-Fuse-92002993 | Laterals | 13479 | 0.20966 | 19 | 51 | 293426.88 | 2028 | 831553.8613 | 920278.7419 | 1021982.0582 | 538126.9813 | 626851.8619 | 728555.1782 | 2.8339 | 3.1363 | 3.4829 | 2.9895
1831 | Lateral Hardening | Lateral Hardening-Fuse-91719630 | Laterals | 13023 | 0.24375 | 18 | 27 | 334293.63 | 2025 | 948307.9998 | 1044494.1365 | 1168251.9086 | 614014.3698 | 710200.5065 | 833958.2786 | 2.8368 | 3.1245 | 3.4947 | 2.9889
12776 | Lateral Hardening | Lateral Hardening-Fuse-60020382 | Laterals | 13070 | 0.52689 | 34 | 25 | 390691.43 | 2028 | 1120081.7839 | 1208995.3152 | 1327540.978 | 729390.3539 | 818303.8852 | 936849.548 | 2.8669 | 3.0945 | 3.3979 | 2.9883
4903 | Lateral Hardening | Lateral Hardening-Fuse-91386005 | Laterals | 13916 | 0.52822 | 36 | 199 | 442459.15 | 2021 | 1261029.4312 | 1373665.3456 | 1529899.9005 | 818570.2812 | 931206.1956 | 1087440.7505 | 2.85 | 3.1046 | 3.4577 | 2.9872
8812 | Lateral Hardening | Lateral Hardening-Fuse-10064523 | Laterals | 13405 | 0.96648 | 54 | 73 | 708592.44 | 2025 | 2030874.1031 | 2197993.8377 | 2384381.0509 | 1322281.6631 | 1489401.3977 | 1675788.6109 | 2.8661 | 3.1019 | 3.365 | 2.9867
16084 | Lateral Hardening | Lateral Hardening-Fuse-10120796 | Laterals | 13053 | 0.55227 | 39 | 44 | 455381.89 | 2025 | 1299344.5356 | 1413834.6384 | 1550761.4894 | 843962.6456 | 958452.7484 | 1095379.5994 | 2.8533 | 3.1047 | 3.4054 | 2.9839
15564 | Lateral Hardening | Lateral Hardening-Fuse-10005221 | Laterals | 13160 | 0.57386 | 35 | 122 | 498969.15 | 2026 | 1423035.7273 | 1550793.43 | 1688212.9881 | 924066.5773 | 1051824.28 | 1189243.8381 | 2.852 | 3.108 | 3.3834 | 2.9819
4919 | Lateral Hardening | Lateral Hardening-Fuse-93346483 | Laterals | 13094 | 0.21458 | 23 | 48 | 331869.67 | 2023 | 924225.8243 | 1039843.8664 | 1224875.1496 | 592356.1543 | 707974.1964 | 893005.4796 | 2.7849 | 3.1333 | 3.6908 | 2.98
14342 | Lateral Hardening | Lateral Hardening-Fuse-10397078 | Laterals | 13591 | 0.16723 | 10 | 33 | 150813.34 | 2024 | 425430.5574 | 469435.9309 | 528801.8443 | 274617.2174 | 318622.5909 | 377988.5043 | 2.8209 | 3.1127 | 3.5063 | 2.977
2044 | Lateral Hardening | Lateral Hardening-Fuse-90112240 | Laterals | 13896 | 0.16648 | 11 | 41 | 114020.64 | 2026 | 315488.2452 | 359112.5771 | 423842.4906 | 201467.6052 | 245091.9371 | 309821.8506 | 2.7669 | 3.1495 | 3.7172 | 2.9768
7372 | Lateral Hardening | Lateral Hardening-Fuse-92600372 | Laterals | 13309 | 0.20833 | 20 | 37 | 264364.84 | 2022 | 744879.5704 | 824913.0967 | 923427.4291 | 480514.7304 | 560548.2567 | 659062.5891 | 2.8176 | 3.1204 | 3.493 | 2.976
151 | Lateral Hardening | Lateral Hardening-Fuse-91649705 | Laterals | 13219 | 0.09072 | 7 | 91 | 91073.15 | 2028 | 250997.8325 | 287592.2911 | 340664.1314 | 159924.6825 | 196519.1411 | 249590.9814 | 2.756 | 3.1578 | 3.7406 | 2.975
9187 | Lateral Hardening | Lateral Hardening-Fuse-90054386 | Laterals | 13575 | 0.1017 | 13 | 105 | 88304.28 | 2023 | 243436.4146 | 278697.0143 | 330043.9123 | 155132.1346 | 190392.7343 | 241739.6323 | 2.7568 | 3.1561 | 3.7376 | 2.9747
4922 | Lateral Hardening | Lateral Hardening-Fuse-60026686 | Laterals | 13070 | 0.18409 | 11 | 26 | 81431.85 | 2028 | 226371.561 | 255140.458 | 296416.1859 | 144939.711 | 173708.608 | 214984.3359 | 2.7799 | 3.1332 | 3.6401 | 2.9719
3762 | Lateral Hardening | Lateral Hardening-Fuse-10366535 | Laterals | 13089 | 0.19053 | 16 | 88 | 194363.14 | 2024 | 544315.2134 | 607470.449 | 685530.2008 | 349952.0734 | 413107.309 | 491167.0608 | 2.8005 | 3.1254 | 3.5271 | 2.9706
11560 | Lateral Hardening | Lateral Hardening-Fuse-91680342 | Laterals | 13458 | 0.66989 | 36 | 36 | 426254.58 | 2026 | 1203152.1681 | 1318322.3313 | 1474957.3215 | 776897.5881 | 892067.7513 | 1048702.7415 | 2.8226 | 3.0928 | 3.4603 | 2.9674
13573 | Lateral Hardening | Lateral Hardening-Fuse-10007588 | Laterals | 13333 | 0.16004 | 16 | 16 | 173148.73 | 2021 | 476037.4642 | 544901.2328 | 644185.0001 | 302888.7342 | 371752.5028 | 471036.2701 | 2.7493 | 3.147 | 3.7204 | 2.9657
5057 | Lateral Hardening | Lateral Hardening-Fuse-90827041 | Laterals | 13373 | 0.31818 | 19 | 140 | 340082.09 | 2024 | 953494.8528 | 1058240.1811 | 1187786.62 | 613412.7628 | 718158.0911 | 847704.53 | 2.8037 | 3.1117 | 3.4926 | 2.965
9367 | Lateral Hardening | Lateral Hardening-Fuse-10680823 | Laterals | 13308 | 0.19678 | 18 | 30 | 226783.61 | 2026 | 638344.211 | 703162.5406 | 782139.2386 | 411560.601 | 476378.9306 | 555355.6286 | 2.8148 | 3.1006 | 3.4488 | 2.9639
2707 | Lateral Hardening | Lateral Hardening-Fuse-60443955 | Laterals | 14112 | 0.28409 | 19 | 49 | 167738.43 | 2024 | 471859.8079 | 517270.1611 | 583822.2807 | 304121.3779 | 349531.7311 | 416083.8507 | 2.8131 | 3.0838 | 3.4806 | 2.961
11947 | Lateral Hardening | Lateral Hardening-Fuse-91564938 | Laterals | 13044 | 0.074432 | 8 | 43 | 68173.77 | 2026 | 187276.2115 | 213124.0531 | 250697.6996 | 119102.4415 | 144950.2831 | 182523.9296 | 2.747 | 3.1262 | 3.6773 | 2.9538
15955 | Lateral Hardening | Lateral Hardening-Fuse-60182738 | Laterals | 13312 | 0.40947 | 24 | 3 | 208650.16 | 2026 | 575289.3705 | 648040.2754 | 752461.9964 | 366639.2105 | 439390.1154 | 543811.8364 | 2.7572 | 3.1059 | 3.6063 | 2.9467
10196 | Lateral Hardening | Lateral Hardening-Fuse-92630155 | Laterals | 13805 | 0.73636 | 35 | 66 | 356822.18 | 2024 | 1004310.8072 | 1094920.8628 | 1201095.8735 | 647488.6272 | 738098.6828 | 844273.6935 | 2.8146 | 3.0685 | 3.3661 | 2.9459
19523 | Lateral Hardening | Lateral Hardening-Fuse-91910924 | Laterals | 13165 | 0.23409 | 20 | 53 | 378521.14 | 2026 | 1034728.6538 | 1180874.1702 | 1399932.5307 | 656207.5138 | 802353.0302 | 1021411.3907 | 2.7336 | 3.1197 | 3.6984 | 2.9459
10136 | Lateral Hardening | Lateral Hardening-Fuse-10487526 | Laterals | 13460 | 1.9163 | 89 | 7 | 969404.71 | 2024 | 2770613.5879 | 2927505.8081 | 3137196.0063 | 1801208.8779 | 1958101.0981 | 2167791.2963 | 2.8581 | 3.0199 | 3.2362 | 2.9444
6897 | Lateral Hardening | Lateral Hardening-Fuse-10282248 | Laterals | 13638 | 0.23106 | 23 | 66 | 283032.79 | 2028 | 771925.0363 | 883900.6257 | 1046770.1866 | 488892.2463 | 600867.8357 | 763737.3966 | 2.7273 | 3.123 | 3.6984 | 2.9431
5534 | Lateral Hardening | Lateral Hardening-Fuse-91534001 | Laterals | 13097 | 0.32614 | 20 | 4 | 87276.21 | 2025 | 244252.1607 | 266713.2017 | 300935.1006 | 156975.9507 | 179436.9917 | 213658.8906 | 2.7986 | 3.056 | 3.4481 | 2.9408
6504 | Lateral Hardening | Lateral Hardening-Fuse-10090748 | Laterals | 13294 | 0.53144 | 36 | 43 | 560721.14 | 2028 | 1571866.3053 | 1711436.598 | 1908287.9655 | 1011145.1653 | 1150715.458 | 1347566.8255 | 2.8033 | 3.0522 | 3.4033 | 2.938
1863 | Lateral Hardening | Lateral Hardening-Fuse-10565130 | Laterals | 13291 | 0.21439 | 20 | 20 | 329978.92 | 2028 | 922814.8046 | 1012334.0681 | 1119006.8104 | 592835.8846 | 682355.1481 | 789027.8904 | 2.7966 | 3.0679 | 3.3911 | 2.9374
2010 | Lateral Hardening | Lateral Hardening-Fuse-10509581 | Laterals | 13128 | 0.1839 | 14 | 50 | 125816.74 | 2024 | 350073.2494 | 386730.9582 | 434076.9925 | 224256.5094 | 260914.2182 | 308260.2525 | 2.7824 | 3.0738 | 3.4501 | 2.9366
6375 | Lateral Hardening | Lateral Hardening-Fuse-91303529 | Laterals | 13909 | 0.09678 | 7 | 14 | 60355.07 | 2023 | 166751.7757 | 186141.5293 | 211780.5906 | 106396.7057 | 125786.4593 | 151425.5206 | 2.7628 | 3.0841 | 3.5089 | 2.9338
1448 | Lateral Hardening | Lateral Hardening-Fuse-10516414 | Laterals | 13686 | 0.21193 | 10 | 9 | 201246.06 | 2023 | 561396.7463 | 614158.6109 | 691572.0059 | 360150.6863 | 412912.5509 | 490325.9459 | 2.7896 | 3.0518 | 3.4364 | 2.9329
18558 | Lateral Hardening | Lateral Hardening-Fuse-10565138 | Laterals | 13291 | 0.43106 | 31 | 56 | 572707.76 | 2028 | 1604597.0074 | 1744934.3678 | 1929509.3448 | 1031889.2474 | 1172226.6078 | 1356801.5848 | 2.8018 | 3.0468 | 3.3691 | 2.932
11114 | Lateral Hardening | Lateral Hardening-Fuse-60176321 | Laterals | 13661 | 0.23598 | 23 | 83 | 233452.51 | 2029 | 646993.0405 | 717478.5861 | 804412.696 | 413540.5305 | 484026.0761 | 570960.186 | 2.7714 | 3.0733 | 3.4457 | 2.9294
6834 | Lateral Hardening | Lateral Hardening-Fuse-91152785 | Laterals | 13786 | 0.83049 | 47 | 80 | 707451.22 | 2024 | 1987161.7243 | 2150086.0268 | 2331333.3411 | 1279710.5043 | 1442634.8068 | 1623882.1211 | 2.8089 | 3.0392 | 3.2954 | 2.9266
8679 | Lateral Hardening | Lateral Hardening-Fuse-93267158 | Laterals | 13042 | 0.18068 | 18 | 37 | 365289.01 | 2025 | 1018296.8411 | 1113615.4582 | 1228105.2968 | 653007.8311 | 748326.4482 | 862816.2868 | 2.7876 | 3.0486 | 3.362 | 2.9234
19400 | Lateral Hardening | Lateral Hardening-Fuse-10101257 | Laterals | 13046 | 0.39962 | 40 | 67 | 355107.65 | 2025 | 991014.6331 | 1079137.026 | 1185148.2187 | 635906.9831 | 724029.376 | 830040.5687 | 2.7907 | 3.0389 | 3.3374 | 2.9199
8146 | Lateral Hardening | Lateral Hardening-Fuse-91195438 | Laterals | 13706 | 0.6892 | 50 | 65 | 694432.29 | 2027 | 1942878.3339 | 2108352.5606 | 2285280.745 | 1248446.0439 | 1413920.2706 | 1590848.455 | 2.7978 | 3.0361 | 3.2909 | 2.9186
3094 | Lateral Hardening | Lateral Hardening-Fuse-92937761 | Laterals | 13224 | 0.20549 | 20 | 30 | 297841.45 | 2025 | 821755.9087 | 910484.7038 | 1023325.4488 | 523914.4587 | 612643.2538 | 725483.9988 | 2.759 | 3.0569 | 3.4358 | 2.9161
12277 | Lateral Hardening | Lateral Hardening-Fuse-10087587 | Laterals | 13389 | 0.10019 | 6 | 5 | 83709.71 | 2025 | 227993.8913 | 257408.6375 | 298664.8203 | 144284.1813 | 173698.9275 | 214955.1103 | 2.7236 | 3.075 | 3.5679 | 2.9135
2253 | Lateral Hardening | Lateral Hardening-Fuse-92898004 | Laterals | 13122 | 0.29867 | 21 | 19 | 405546.85 | 2026 | 1095246.0291 | 1249923.8644 | 1481531.0065 | 689699.1791 | 844377.0144 | 1075984.1565 | 2.7007 | 3.0821 | 3.6532 | 2.9103
1034 | Lateral Hardening | Lateral Hardening-Fuse-92140897 | Laterals | 13967 | 0.6678 | 80 | 430 | 1335306.3 | 2025 | 3700988.4336 | 4044140.9735 | 4521417.4352 | 2365682.1336 | 2708834.6735 | 3186111.1352 | 2.7716 | 3.0286 | 3.3861 | 2.9102
17385 | Lateral Hardening | Lateral Hardening-Fuse-10097045 | Laterals | 13906 | 0.57386 | 32 | 6 | 234212.76 | 2023 | 646342.3545 | 712806.6597 | 798564.4971 | 412129.5945 | 478593.8997 | 564351.7371 | 2.7596 | 3.0434 | 3.4096 | 2.9098
14921 | Lateral Hardening | Lateral Hardening-Fuse-10451468 | Laterals | 13128 | 0.73125 | 47 | 56 | 581856.93 | 2024 | 1620539.6053 | 1759277.4034 | 1916447.103 | 1038682.6753 | 1177420.4734 | 1334590.173 | 2.7851 | 3.0236 | 3.2937 | 2.9075
7935 | Lateral Hardening | Lateral Hardening-Fuse-10564624 | Laterals | 13292 | 0.58845 | 54 | 108 | 688766.68 | 2027 | 1918721.2504 | 2077714.0132 | 2264212.911 | 1229954.5704 | 1388947.3332 | 1575446.231 | 2.7857 | 3.0166 | 3.2873 | 2.9051
15043 | Lateral Hardening | Lateral Hardening-Fuse-10392882 | Laterals | 13522 | 0.68731 | 61 | 162 | 613979.51 | 2023 | 1698307.1118 | 1852522.0974 | 2067993.5416 | 1084327.6018 | 1238542.5874 | 1454014.0316 | 2.7661 | 3.0172 | 3.3682 | 2.9016
2102 | Lateral Hardening | Lateral Hardening-Fuse-10696486 | Laterals | 13961 | 0.5447 | 32 | 38 | 365169.67 | 2021 | 1010957.3888 | 1099637.4627 | 1224846.1917 | 645787.7188 | 734467.7927 | 859676.5217 | 2.7685 | 3.0113 | 3.3542 | 2.8999
5739 | Lateral Hardening | Lateral Hardening-Fuse-60077931 | Laterals | 13153 | 0.29394 | 34 | 46 | 391694.48 | 2028 | 1061832.3405 | 1195729.6894 | 1399518.4605 | 670137.8605 | 804035.2094 | 1007823.9805 | 2.7109 | 3.0527 | 3.573 | 2.8996
14130 | Lateral Hardening | Lateral Hardening-Fuse-10476029 | Laterals | 13324 | 0.42803 | 24 | 6 | 273522.95 | 2029 | 756529.7796 | 822515.6596 | 923578.8972 | 483006.8296 | 548992.7096 | 650055.9472 | 2.7659 | 3.0071 | 3.3766 | 2.8993
13825 | Lateral Hardening | Lateral Hardening-Fuse-90014421 | Laterals | 14071 | 0.78106 | 41 | 18 | 473887.22 | 2028 | 1325606.6667 | 1413566.2191 | 1543663.7252 | 851719.4467 | 939678.9991 | 1069776.5052 | 2.7973 | 2.9829 | 3.2574 | 2.899
17685 | Lateral Hardening | Lateral Hardening-Fuse-90804532 | Laterals | 13112 | 0.11989 | 12 | 15 | 133218.14 | 2028 | 358859.7285 | 408544.4721 | 481355.3332 | 225641.5885 | 275326.3321 | 348137.1932 | 2.6938 | 3.0667 | 3.6133 | 2.8976
3209 | Lateral Hardening | Lateral Hardening-Fuse-92356181 | Laterals | 13796 | 0.26477 | 14 | 6 | 114329.7 | 2021 | 307319.3843 | 350988.7996 | 415104.9158 | 192989.6843 | 236659.0996 | 300775.2158 | 2.688 | 3.07 | 3.6308 | 2.8969
16012 | Lateral Hardening | Lateral Hardening-Fuse-10596850 | Laterals | 13770 | 0.19091 | 13 | 142 | 212909.52 | 2023 | 580941.2185 | 648214.3739 | 731987.5374 | 368031.6985 | 435304.8539 | 519078.0174 | 2.7286 | 3.0446 | 3.438 | 2.8943
16258 | Lateral Hardening | Lateral Hardening-Fuse-10554588 | Laterals | 13911 | 0.40208 | 29 | 33 | 307439.02 | 2022 | 845082.6049 | 923794.7247 | 1037478.2984 | 537643.5849 | 616355.7047 | 730039.2784 | 2.7488 | 3.0048 | 3.3746 | 2.8882
13247 | Lateral Hardening | Lateral Hardening-Fuse-10320672 | Laterals | 13870 | 0.52443 | 43 | 14 | 688478.15 | 2024 | 1893833.654 | 2066239.0345 | 2293712.1331 | 1205355.504 | 1377760.8845 | 1605233.9831 | 2.7508 | 3.0012 | 3.3316 | 2.884
3793 | Lateral Hardening | Lateral Hardening-Fuse-92354352 | Laterals | 14355 | 0.31856 | 22 | 51 | 570393.22 | 2022 | 1542647.6056 | 1732353.9642 | 1995447.1575 | 972254.3856 | 1161960.7442 | 1425053.9375 | 2.7045 | 3.0371 | 3.4984 | 2.8837
6403 | Lateral Hardening | Lateral Hardening-Fuse-10199649 | Laterals | 13338 | 0.78201 | 41 | 3 | 327127.39 | 2026 | 898107.8971 | 984282.2107 | 1089598.239 | 570980.5071 | 657154.8207 | 762470.849 | 2.7454 | 3.0089 | 3.3308 | 2.883
12175 | Lateral Hardening | Lateral Hardening-Fuse-91076397 | Laterals | 13048 | 0.056439 | 7 | 3 | 111098.74 | 2027 | 297612.7449 | 338782.836 | 398969.2205 | 186514.0049 | 227684.096 | 287870.4805 | 2.6788 | 3.0494 | 3.5911 | 2.8812
3867 | Lateral Hardening | Lateral Hardening-Fuse-10429499 | Laterals | 13835 | 0.22121 | 22 | 2 | 155048.6 | 2022 | 419194.8455 | 469592.1671 | 537484.2613 | 264146.2455 | 314543.5671 | 382435.6613 | 2.7036 | 3.0287 | 3.4666 | 2.8774
3599 | Lateral Hardening | Lateral Hardening-Fuse-93355196 | Laterals | 13303 | 0.066856 | 6 | 10 | 90494.57 | 2027 | 241352.4989 | 275638.1632 | 326199.2097 | 150857.9289 | 185143.5932 | 235704.6397 | 2.667 | 3.0459 | 3.6046 | 2.8745
15975 | Lateral Hardening | Lateral Hardening-Fuse-10567076 | Laterals | 13314 | 0.42443 | 32 | 89 | 561026.57 | 2021 | 1531171.6199 | 1685048.3985 | 1868977.3025 | 970145.0499 | 1124021.8285 | 1307950.7325 | 2.7292 | 3.0035 | 3.3314 | 2.8717
14546 | Lateral Hardening | Lateral Hardening-Fuse-10563800 | Laterals | 13293 | 0.20758 | 26 | 26 | 322235.72 | 2024 | 880378.3256 | 966962.3951 | 1066396.6702 | 558142.6056 | 644726.6751 | 744160.9502 | 2.7321 | 3.0008 | 3.3094 | 2.8704
4566 | Lateral Hardening | Lateral Hardening-Fuse-91711513 | Laterals | 13592 | 0.13163 | 14 | 21 | 182069.05 | 2022 | 488326.9713 | 549747.2855 | 644781.9183 | 306257.9213 | 367678.2355 | 462712.8683 | 2.6821 | 3.0194 | 3.5414 | 2.8692
4455 | Lateral Hardening | Lateral Hardening-Fuse-92199793 | Laterals | 13909 | 0.3803 | 17 | 20 | 143581.1 | 2023 | 391032.8018 | 429519.3014 | 483804.2906 | 247451.7018 | 285938.2014 | 340223.1906 | 2.7234 | 2.9915 | 3.3696 | 2.8685
12573 | Lateral Hardening | Lateral Hardening-Fuse-10540502 | Laterals | 13964 | 0.07822 | 8 | 9 | 50952.55 | 2028 | 136860.0738 | 153895.1323 | 177913.4844 | 85907.5238 | 102942.5823 | 126960.9344 | 2.686 | 3.0204 | 3.4917 | 2.8669
7063 | Lateral Hardening | Lateral Hardening-Fuse-93201487 | Laterals | 13656 | 0.88712 | 42 | 337 | 786196.34 | 2025 | 2155953.5273 | 2352109.7129 | 2547283.3779 | 1369757.1873 | 1565913.3729 | 1761087.0379 | 2.7423 | 2.9918 | 3.24 | 2.8669
11710 | Lateral Hardening | Lateral Hardening-Fuse-92257437 | Laterals | 13227 | 0.14773 | 19 | 12 | 236736.24 | 2026 | 636005.9583 | 715223.8713 | 819785.0071 | 399269.7183 | 478487.6313 | 583048.7671 | 2.6866 | 3.0212 | 3.4629 | 2.8646
1969 | Lateral Hardening | Lateral Hardening-Fuse-10142246 | Laterals | 13034 | 0.2428 | 21 | 88 | 408146.61 | 2028 | 1101121.8045 | 1227145.8634 | 1388061.6551 | 692975.1945 | 818999.2534 | 979915.0451 | 2.6979 | 3.0066 | 3.4009 | 2.8608
3788 | Lateral Hardening | Lateral Hardening-Fuse-10311280 | Laterals | 13865 | 0.26269 | 19 | 17 | 293146.31 | 2024 | 783603.6339 | 882829.3754 | 1032664.1232 | 490457.3239 | 589683.0654 | 739517.8132 | 2.6731 | 3.0116 | 3.5227 | 2.8596
14103 | Lateral Hardening | Lateral Hardening-Fuse-10142911 | Laterals | 13035 | 0.3161 | 24 | 6 | 343587.54 | 2028 | 917877.2034 | 1034547.2711 | 1209088.1646 | 574289.6634 | 690959.7311 | 865500.6246 | 2.6715 | 3.011 | 3.519 | 2.8581
4313 | Lateral Hardening | Lateral Hardening-Fuse-91414104 | Laterals | 13298 | 0.24716 | 17 | 1 | 125164.56 | 2029 | 337419.1705 | 376397.5972 | 423223.0791 | 212254.6105 | 251233.0372 | 298058.5191 | 2.6958 | 3.0072 | 3.3813 | 2.8578
12426 | Lateral Hardening | Lateral Hardening-Fuse-10512812 | Laterals | 14110 | 0.33163 | 23 | 136 | 349536.41 | 2027 | 949643.2969 | 1040797.7264 | 1162056.9061 | 600106.8869 | 691261.3164 | 812520.4961 | 2.7169 | 2.9777 | 3.3246 | 2.8559
7663 | Lateral Hardening | Lateral Hardening-Fuse-10376201 | Laterals | 13107 | 0.13485 | 10 | 8 | 59080.13 | 2021 | 159045.3137 | 176785.4239 | 200515.8853 | 99965.1837 | 117705.2939 | 141435.7553 | 2.692 | 2.9923 | 3.394 | 2.8523
13344 | Lateral Hardening | Lateral Hardening-Fuse-91556649 | Laterals | 13911 | 0.50739 | 37 | 251 | 384935.64 | 2022 | 1046748.0926 | 1138512.2419 | 1256626.3142 | 661812.4526 | 753576.6019 | 871690.6742 | 2.7193 | 2.9577 | 3.2645 | 2.8453
11798 | Lateral Hardening | Lateral Hardening-Fuse-60188259 | Laterals | 13807 | 0.10341 | 7 | 4 | 149301.15 | 2028 | 398662.4847 | 447055.5235 | 512879.069 | 249361.3347 | 297754.3735 | 363577.919 | 2.6702 | 2.9943 | 3.4352 | 2.8439
7698 | Lateral Hardening | Lateral Hardening-Fuse-92418323 | Laterals | 13696 | 0.059848 | 8 | 111 | 65145.77 | 2027 | 171813.142 | 195845.0261 | 233144.7083 | 106667.372 | 130699.2561 | 167998.9383 | 2.6374 | 3.0063 | 3.5788 | 2.8422
11897 | Lateral Hardening | Lateral Hardening-Fuse-10541452 | Laterals | 13884 | 0.12765 | 11 | 99 | 63725.41 | 2026 | 167443.6383 | 191579.1883 | 227406.5014 | 103718.2283 | 127853.7783 | 163681.0914 | 2.6276 | 3.0063 | 3.5685 | 2.8353
149 | Lateral Hardening | Lateral Hardening-Fuse-60518113 | Laterals | 13043 | 0.062121 | 8 | 7 | 154638.86 | 2025 | 411158.8964 | 461030.2544 | 530688.1139 | 256520.0364 | 306391.3944 | 376049.2539 | 2.6588 | 2.9813 | 3.4318 | 2.8329
9951 | Lateral Hardening | Lateral Hardening-Fuse-10075304 | Laterals | 13656 | 0.11136 | 4 | 2 | 61058.37 | 2025 | 161245.483 | 182758.5308 | 213710.2669 | 100187.113 | 121700.1608 | 152651.8969 | 2.6408 | 2.9932 | 3.5001 | 2.8325
17178 | Lateral Hardening | Lateral Hardening-Fuse-91904174 | Laterals | 13096 | 0.89735 | 43 | 15 | 389551.54 | 2027 | 1051511.3527 | 1148724.8833 | 1274324.4993 | 661959.8127 | 759173.3433 | 884772.9593 | 2.6993 | 2.9488 | 3.2713 | 2.8313
16704 | Lateral Hardening | Lateral Hardening-Fuse-92408622 | Laterals | 13019 | 0.75057 | 47 | 127 | 621236.16 | 2024 | 1673567.1355 | 1836548.5248 | 2031315.1471 | 1052330.9755 | 1215312.3648 | 1410078.9871 | 2.6939 | 2.9563 | 3.2698 | 2.8302
5885 | Lateral Hardening | Lateral Hardening-Fuse-92122125 | Laterals | 13020 | 1.0733 | 68 | 190 | 881921.61 | 2028 | 2396594.4714 | 2586330.8225 | 2816379.4332 | 1514672.8614 | 1704409.2125 | 1934457.8232 | 2.7175 | 2.9326 | 3.1935 | 2.8296
2895 | Lateral Hardening | Lateral Hardening-Fuse-10668889 | Laterals | 13723 | 0.50625 | 20 | 29 | 341569.9 | 2024 | 925143.9355 | 1002389.3304 | 1103339.8733 | 583574.0355 | 660819.4304 | 761769.9733 | 2.7085 | 2.9347 | 3.2302 | 2.8285
18390 | Lateral Hardening | Lateral Hardening-Fuse-10071929 | Laterals | 13305 | 1.9519 | 108 | 173 | 1761340.42 | 2026 | 4818454.9697 | 5121618.1952 | 5508746.0782 | 3057114.5497 | 3360277.7752 | 3747405.6582 | 2.7357 | 2.9078 | 3.1276 | 2.8265
18876 | Lateral Hardening | Lateral Hardening-Fuse-92315959 | Laterals | 13017 | 0.39792 | 20 | 2 | 214298.78 | 2025 | 576185.7561 | 627353.2189 | 707837.3586 | 361886.9761 | 413054.4389 | 493538.5786 | 2.6887 | 2.9275 | 3.303 | 2.8218
4236 | Lateral Hardening | Lateral Hardening-Fuse-10363934 | Laterals | 13096 | 0.32159 | 24 | 13 | 210663.63 | 2027 | 564683.8232 | 619445.2428 | 697910.5633 | 354020.1932 | 408781.6128 | 487246.9333 | 2.6805 | 2.9404 | 3.3129 | 2.8217
6594 | Lateral Hardening | Lateral Hardening-Fuse-60210581 | Laterals | 14198 | 0.022727 | 5 | 115 | 50000 | 2026 | 130686.1384 | 149719.2871 | 177149.9369 | 80686.1384 | 99719.2871 | 127149.9369 | 2.6137 | 2.9944 | 3.543 | 2.8208
3946 | Lateral Hardening | Lateral Hardening-Fuse-90252716 | Laterals | 13164 | 0.21572 | 15 | 59 | 249874.51 | 2021 | 653184.4754 | 747722.412 | 885583.4128 | 403309.9654 | 497847.902 | 635708.9028 | 2.6141 | 2.9924 | 3.5441 | 2.8206
4795 | Lateral Hardening | Lateral Hardening-Fuse-90586046 | Laterals | 13243 | 0.50682 | 33 | 52 | 447972.99 | 2022 | 1203860.0315 | 1312911.8892 | 1462425.9738 | 755887.0415 | 864938.8992 | 1014452.9838 | 2.6873 | 2.9308 | 3.2645 | 2.8181
1777 | Lateral Hardening | Lateral Hardening-Fuse-93043396 | Laterals | 13955 | 0.46174 | 28 | 7 | 313544.57 | 2026 | 842081.7103 | 915681.8996 | 1029657.6798 | 528537.1403 | 602137.3296 | 716113.1098 | 2.6857 | 2.9204 | 3.2839 | 2.8159
1493 | Lateral Hardening | Lateral Hardening-Fuse-60389100 | Laterals | 13431 | 0.4089 | 18 | 7 | 358018.04 | 2023 | 959481.2291 | 1053123.0655 | 1159275.5471 | 601463.1891 | 695105.0255 | 801257.5071 | 2.68 | 2.9415 | 3.238 | 2.8143
5422 | Lateral Hardening | Lateral Hardening-Fuse-60130949 | Laterals | 13022 | 0.22405 | 23 | 32 | 348376.67 | 2026 | 928956.4826 | 1026415.1016 | 1145287.2915 | 580579.8126 | 678038.4316 | 796910.6215 | 2.6665 | 2.9463 | 3.2875 | 2.8126
3979 | Lateral Hardening | Lateral Hardening-Fuse-92890860 | Laterals | 13509 | 0.33485 | 30 | 7 | 331660.41 | 2021 | 888443.5442 | 967957.541 | 1087177.0774 | 556783.1342 | 636297.131 | 755516.6674 | 2.6788 | 2.9185 | 3.278 | 2.8106
5974 | Lateral Hardening | Lateral Hardening-Fuse-92610253 | Laterals | 13390 | 0.35152 | 20 | 45 | 278247.24 | 2023 | 731570.4235 | 825081.2228 | 953102.5818 | 453323.1835 | 546833.9828 | 674855.3418 | 2.6292 | 2.9653 | 3.4254 | 2.8096
11519 | Lateral Hardening | Lateral Hardening-Fuse-10142257 | Laterals | 13034 | 0.30701 | 34 | 81 | 510404.47 | 2028 | 1365023.5251 | 1496822.4874 | 1650282.8653 | 854619.0551 | 986418.0174 | 1139878.3953 | 2.6744 | 2.9326 | 3.2333 | 2.8078
4981 | Lateral Hardening | Lateral Hardening-Fuse-92612860 | Laterals | 13390 | 0.44924 | 27 | 17 | 240618.28 | 2023 | 639441.4482 | 705428.1076 | 798512.7859 | 398823.1682 | 464809.8276 | 557894.5059 | 2.6575 | 2.9317 | 3.3186 | 2.8059
10883 | Lateral Hardening | Lateral Hardening-Fuse-10745487 | Laterals | 13330 | 0.77348 | 28 | 35 | 288437.09 | 2025 | 770101.952 | 845234.0344 | 935778.4451 | 481664.862 | 556796.9444 | 647341.3551 | 2.6699 | 2.9304 | 3.2443 | 2.8055
574 | Lateral Hardening | Lateral Hardening-Fuse-10050732 | Laterals | 13199 | 0.082576 | 8 | 10 | 166773.4 | 2026 | 434100.6791 | 495730.3562 | 586360.2664 | 267327.2791 | 328956.9562 | 419586.8664 | 2.6029 | 2.9725 | 3.5159 | 2.8051
19179 | Lateral Hardening | Lateral Hardening-Fuse-91920042 | Laterals | 13622 | 0.27481 | 18 | 77 | 188192.45 | 2028 | 489916.1019 | 558541.565 | 662882.7914 | 301723.6519 | 370349.115 | 474690.3414 | 2.6033 | 2.9679 | 3.5224 | 2.8046
17410 | Lateral Hardening | Lateral Hardening-Fuse-60062686 | Laterals | 13204 | 0.52481 | 48 | 44 | 550162.15 | 2022 | 1472600.95 | 1604709.9233 | 1777128.5723 | 922438.8 | 1054547.7733 | 1226966.4223 | 2.6767 | 2.9168 | 3.2302 | 2.8041
10362 | Lateral Hardening | Lateral Hardening-Fuse-91164548 | Laterals | 13036 | 0.50303 | 45 | 48 | 807592.47 | 2026 | 2124390.5295 | 2382350.7035 | 2739405.909 | 1316798.0595 | 1574758.2335 | 1931813.439 | 2.6305 | 2.9499 | 3.3921 | 2.8025
15412 | Lateral Hardening | Lateral Hardening-Fuse-90944607 | Laterals | 13010 | 0.16193 | 12 | 116 | 174635.98 | 2026 | 453839.1154 | 518019.1615 | 615065.9907 | 279203.1354 | 343383.1815 | 440430.0107 | 2.5988 | 2.9663 | 3.522 | 2.8013
16772 | Lateral Hardening | Lateral Hardening-Fuse-10562361 | Laterals | 13296 | 0.225 | 19 | 37 | 106051.2 | 2021 | 275624.2199 | 314332.5572 | 371840.6813 | 169573.0199 | 208281.3572 | 265789.4813 | 2.599 | 2.964 | 3.5062 | 2.7992
17445 | Lateral Hardening | Lateral Hardening-Fuse-10296956 | Laterals | 13753 | 0.5517 | 56 | 118 | 1059778.8 | 2026 | 2821480.2267 | 3095976.3951 | 3423057.7717 | 1761701.4267 | 2036197.5951 | 2363278.9717 | 2.6623 | 2.9213 | 3.23 | 2.7968
14280 | Lateral Hardening | Lateral Hardening-Fuse-10802844 | Laterals | 13133 | 0.48201 | 39 | 8 | 750885.99 | 2027 | 2008933.8097 | 2186779.9908 | 2386478.6257 | 1258047.8197 | 1435894.0008 | 1635592.6357 | 2.6754 | 2.9123 | 3.1782 | 2.7968
8213 | Lateral Hardening | Lateral Hardening-Fuse-60005771 | Laterals | 13037 | 0.15265 | 14 | 8 | 135732.31 | 2026 | 351683.6759 | 402370.0686 | 476702.6953 | 215951.3659 | 266637.7586 | 340970.3853 | 2.591 | 2.9644 | 3.5121 | 2.7951
18512 | Lateral Hardening | Lateral Hardening-Fuse-10340775 | Laterals | 14031 | 1.2053 | 82 | 66 | 1498223.42 | 2025 | 4017098.8455 | 4344660.1887 | 4718508.4022 | 2518875.4255 | 2846436.7687 | 3220284.9822 | 2.6812 | 2.8999 | 3.1494 | 2.7936
1382 | Lateral Hardening | Lateral Hardening-Fuse-91827162 | Laterals | 13491 | 0.2392 | 21 | 34 | 253889.37 | 2021 | 669567.9693 | 741953.745 | 831723.3452 | 415678.5993 | 488064.375 | 577833.9752 | 2.6372 | 2.9224 | 3.2759 | 2.7866
12258 | Lateral Hardening | Lateral Hardening-Fuse-92058986 | Laterals | 13124 | 1.018 | 48 | 34 | 604239.87 | 2029 | 1617868.8291 | 1741068.5136 | 1903094.8044 | 1013628.9591 | 1136828.6436 | 1298854.9344 | 2.6775 | 2.8814 | 3.1496 | 2.7859
6264 | Lateral Hardening | Lateral Hardening-Fuse-10384723 | Laterals | 13351 | 0.25587 | 20 | 65 | 244755.68 | 2023 | 632598.9768 | 721465.4685 | 858200.7183 | 387843.2968 | 476709.7885 | 613445.0383 | 2.5846 | 2.9477 | 3.5064 | 2.7857
114 | Lateral Hardening | Lateral Hardening-Fuse-10204412 | Laterals | 13337 | 0.076894 | 5 | 49 | 50333.69 | 2026 | 130009.2926 | 148569.1399 | 176335.8796 | 79675.6026 | 98235.4499 | 126002.1896 | 2.5829 | 2.9517 | 3.5033 | 2.7856
9852 | Lateral Hardening | Lateral Hardening-Fuse-90530159 | Laterals | 13613 | 0.23617 | 18 | 184 | 278184.08 | 2025 | 728674.3044 | 815109.4593 | 925029.0299 | 450490.2244 | 536925.3793 | 646844.9499 | 2.6194 | 2.9301 | 3.3252 | 2.7832
2258 | Lateral Hardening | Lateral Hardening-Fuse-60018312 | Laterals | 13049 | 0.13788 | 12 | 13 | 155078.47 | 2026 | 401110.2542 | 456718.0401 | 538419.9944 | 246031.7842 | 301639.5701 | 383341.5244 | 2.5865 | 2.9451 | 3.4719 | 2.7826
13574 | Lateral Hardening | Lateral Hardening-Fuse-92951771 | Laterals | 13365 | 0.10076 | 5 | 248 | 50000 | 2028 | 129116.8447 | 147059.9187 | 175370.8226 | 79116.8447 | 97059.9187 | 125370.8226 | 2.5823 | 2.9412 | 3.5074 | 2.7825
4441 | Lateral Hardening | Lateral Hardening-Fuse-10274748 | Laterals | 13624 | 0.27955 | 19 | 22 | 211303.92 | 2027 | 559433.819 | 610962.8289 | 686035.4414 | 348129.899 | 399658.9089 | 474731.5214 | 2.6475 | 2.8914 | 3.2467 | 2.7806
1545 | Lateral Hardening | Lateral Hardening-Fuse-10866796 | Laterals | 13227 | 1.3273 | 87 | 315 | 1139253.17 | 2026 | 3068594.1748 | 3255764.8525 | 3493800.3363 | 1929341.0048 | 2116511.6825 | 2354547.1663 | 2.6935 | 2.8578 | 3.0667 | 2.7801
19429 | Lateral Hardening | Lateral Hardening-Fuse-90398961 | Laterals | 13795 | 0.070265 | 7 | 20 | 83415.58 | 2027 | 215573.6783 | 245581.9185 | 288840.7026 | 132158.0983 | 162166.3385 | 205425.1226 | 2.5843 | 2.9441 | 3.4627 | 2.7801
13104 | Lateral Hardening | Lateral Hardening-Fuse-10441212 | Laterals | 13946 | 0.53295 | 47 | 16 | 621723.18 | 2023 | 1645799.3848 | 1803162.0567 | 1986172.0085 | 1024076.2048 | 1181438.8767 | 1364448.8285 | 2.6472 | 2.9003 | 3.1946 | 2.7778
10722 | Lateral Hardening | Lateral Hardening-Fuse-60046402 | Laterals | 13310 | 0.23598 | 27 | 47 | 324610.43 | 2024 | 835281.0367 | 956469.0091 | 1132593.2753 | 510670.6067 | 631858.5791 | 807982.8453 | 2.5732 | 2.9465 | 3.4891 | 2.7768
13751 | Lateral Hardening | Lateral Hardening-Fuse-10928275 | Laterals | 13143 | 0.094318 | 10 | 17 | 168599.3 | 2026 | 434461.6652 | 495668.9939 | 582122.9087 | 265862.3652 | 327069.6939 | 413523.6087 | 2.5769 | 2.9399 | 3.4527 | 2.7734
15069 | Lateral Hardening | Lateral Hardening-Fuse-92642428 | Laterals | 13331 | 0.89167 | 38 | 61 | 623631.65 | 2026 | 1656747.5508 | 1798687.861 | 1954867.3052 | 1033115.9008 | 1175056.211 | 1331235.6552 | 2.6566 | 2.8842 | 3.1347 | 2.7727
3241 | Lateral Hardening | Lateral Hardening-Fuse-92197131 | Laterals | 13330 | 0.18655 | 13 | 73 | 269936.32 | 2025 | 702755.8533 | 787580.1743 | 904805.6404 | 432819.5333 | 517643.8543 | 634869.3204 | 2.6034 | 2.9177 | 3.3519 | 2.7725
14574 | Lateral Hardening | Lateral Hardening-Fuse-92203067 | Laterals | 13754 | 0.32083 | 33 | 83 | 578639.56 | 2025 | 1529515.1504 | 1668502.8542 | 1851001.0282 | 950875.5904 | 1089863.2942 | 1272361.4682 | 2.6433 | 2.8835 | 3.1989 | 2.7709
2259 | Lateral Hardening | Lateral Hardening-Fuse-93290475 | Laterals | 13808 | 1.2407 | 51 | 22 | 536999.49 | 2027 | 1429098.9605 | 1536596.1627 | 1691377.5346 | 892099.4705 | 999596.6727 | 1154378.0446 | 2.6613 | 2.8614 | 3.1497 | 2.7702
19098 | Lateral Hardening | Lateral Hardening-Fuse-91168509 | Laterals | 13037 | 0.44432 | 39 | 52 | 540995.3 | 2026 | 1398067.9132 | 1573844.9913 | 1821547.3904 | 857072.6132 | 1032849.6913 | 1280552.0904 | 2.5843 | 2.9092 | 3.367 | 2.76
7662 | Lateral Hardening | Lateral Hardening-Fuse-10823013 | Laterals | 13651 | 0.17348 | 12 | 39 | 180909.4 | 2028 | 462595.577 | 528660.4133 | 626003.4507 | 281686.177 | 347751.0133 | 445094.0507 | 2.5571 | 2.9222 | 3.4603 | 2.7569
3103 | Lateral Hardening | Lateral Hardening-Fuse-60172941 | Laterals | 13918 | 0.6197 | 27 | 144 | 247375.91 | 2023 | 646402.8937 | 709119.2178 | 801922.7686 | 399026.9837 | 461743.3078 | 554546.8586 | 2.613 | 2.8666 | 3.2417 | 2.752
10180 | Lateral Hardening | Lateral Hardening-Fuse-92629882 | Laterals | 13303 | 1.1583 | 48 | 7 | 244832.95 | 2027 | 643894.3043 | 697625.9583 | 780943.6829 | 399061.3543 | 452793.0083 | 536110.7329 | 2.6299 | 2.8494 | 3.1897 | 2.7517
14972 | Lateral Hardening | Lateral Hardening-Fuse-92826954 | Laterals | 13159 | 0.48902 | 45 | 88 | 675990.95 | 2025 | 1779133.8463 | 1937842.0645 | 2094420.9385 | 1103142.8963 | 1261851.1145 | 1418429.9885 | 2.6319 | 2.8667 | 3.0983 | 2.749
2827 | Lateral Hardening | Lateral Hardening-Fuse-60398085 | Laterals | 13785 | 1.475 | 63 | 51 | 494796.48 | 2021 | 1313838.5561 | 1395446.5473 | 1514867.7696 | 819042.0761 | 900650.0673 | 1020071.2896 | 2.6553 | 2.8202 | 3.0616 | 2.7454
8386 | Lateral Hardening | Lateral Hardening-Fuse-90876578 | Laterals | 13024 | 0.31212 | 25 | 53 | 355531.1 | 2025 | 918107.7785 | 1027591.8877 | 1166178.8917 | 562576.6785 | 672060.7877 | 810647.7917 | 2.5824 | 2.8903 | 3.2801 | 2.7445
3858 | Lateral Hardening | Lateral Hardening-Fuse-91509159 | Laterals | 13348 | 0.37292 | 27 | 178 | 563318.06 | 2023 | 1463301.4192 | 1617782.2482 | 1812599.4716 | 899983.3592 | 1054464.1882 | 1249281.4116 | 2.5976 | 2.8719 | 3.2177 | 2.7419
14727 | Lateral Hardening | Lateral Hardening-Fuse-92434814 | Laterals | 13630 | 0.20265 | 14 | 19 | 281734.86 | 2023 | 726753.4487 | 811416.7892 | 929916.1251 | 445018.5887 | 529681.9292 | 648181.2651 | 2.5796 | 2.8801 | 3.3007 | 2.7418
16419 | Lateral Hardening | Lateral Hardening-Fuse-91568217 | Laterals | 13482 | 0.46402 | 27 | 213 | 289621.39 | 2026 | 735892.7327 | 840740.9222 | 1001881.4975 | 446271.3427 | 551119.5322 | 712260.1075 | 2.5409 | 2.9029 | 3.4593 | 2.7413
4312 | Lateral Hardening | Lateral Hardening-Fuse-91565299 | Laterals | 13044 | 0.27481 | 25 | 199 | 405180.1 | 2026 | 1030689.0366 | 1174497.1376 | 1397706.3677 | 625508.9366 | 769317.0376 | 992526.2677 | 2.5438 | 2.8987 | 3.4496 | 2.7408
11843 | Lateral Hardening | Lateral Hardening-Fuse-10681854 | Laterals | 13214 | 0.61155 | 47 | 27 | 555394.42 | 2025 | 1455761.0309 | 1582421.7846 | 1726476.3869 | 900366.6109 | 1027027.3646 | 1171081.9669 | 2.6211 | 2.8492 | 3.1086 | 2.7383
17243 | Lateral Hardening | Lateral Hardening-Fuse-90280224 | Laterals | 13389 | 0.12519 | 7 | 78 | 91160.9 | 2025 | 232790.7732 | 263679.6462 | 306864.3603 | 141629.8732 | 172518.7462 | 215703.4603 | 2.5536 | 2.8925 | 3.3662 | 2.7365
4133 | Lateral Hardening | Lateral Hardening-Fuse-60069040 | Laterals | 13048 | 0.41951 | 40 | 48 | 482126.14 | 2027 | 1259481.1146 | 1369827.2249 | 1522175.4075 | 777354.9746 | 887701.0849 | 1040049.2675 | 2.6123 | 2.8412 | 3.1572 | 2.7355
17775 | Lateral Hardening | Lateral Hardening-Fuse-60020524 | Laterals | 13679 | 0.3839 | 25 | 27 | 494495.83 | 2028 | 1264599.2817 | 1423385.1195 | 1668874.7365 | 770103.4517 | 928889.2895 | 1174378.9065 | 2.5574 | 2.8785 | 3.3749 | 2.7354
3945 | Lateral Hardening | Lateral Hardening-Fuse-10051851 | Laterals | 13198 | 0.21231 | 21 | 33 | 590677.45 | 2022 | 1499807.0791 | 1709813.2703 | 2024671.1365 | 909129.6291 | 1119135.8203 | 1433993.6865 | 2.5391 | 2.8947 | 3.4277 | 2.7346
12221 | Lateral Hardening | Lateral Hardening-Fuse-93292955 | Laterals | 14356 | 0.11686 | 10 | 184 | 163149.91 | 2026 | 413550.3175 | 472905.8034 | 561348.9382 | 250400.4075 | 309755.8934 | 398199.0282 | 2.5348 | 2.8986 | 3.4407 | 2.7345
11696 | Lateral Hardening | Lateral Hardening-Fuse-10565887 | Laterals | 13290 | 0.34735 | 34 | 129 | 458808.59 | 2025 | 1195148.1172 | 1309575.6782 | 1446350.4011 | 736339.5272 | 850767.0882 | 987541.8111 | 2.6049 | 2.8543 | 3.1524 | 2.7345
12955 | Lateral Hardening | Lateral Hardening-Fuse-60015427 | Laterals | 13008 | 0.35568 | 19 | 6 | 323781.3 | 2029 | 837385.6737 | 928513.1556 | 1038807.4579 | 513604.3737 | 604731.8556 | 715026.1579 | 2.5863 | 2.8677 | 3.2084 | 2.7329
2171 | Lateral Hardening | Lateral Hardening-Fuse-91967308 | Laterals | 13961 | 0.48693 | 32 | 28 | 483116.79 | 2021 | 1259991.3625 | 1372948.9491 | 1524294.1676 | 776874.5725 | 889832.1591 | 1041177.3776 | 2.608 | 2.8419 | 3.1551 | 2.7329
508 | Lateral Hardening | Lateral Hardening-Fuse-90666423 | Laterals | 13206 | 0.61913 | 66 | 198 | 1056188.35 | 2026 | 2748965.6776 | 3008697.6407 | 3333039.5479 | 1692777.3276 | 1952509.2907 | 2276851.1979 | 2.6027 | 2.8486 | 3.1557 | 2.7318
9962 | Lateral Hardening | Lateral Hardening-Fuse-90542599 | Laterals | 14026 | 0.54186 | 38 | 82 | 384668.78 | 2027 | 1000552.2999 | 1093269.3944 | 1222915.7986 | 615883.5199 | 708600.6144 | 838247.0186 | 2.6011 | 2.8421 | 3.1791 | 2.7312
5713 | Lateral Hardening | Lateral Hardening-Fuse-91952037 | Laterals | 13964 | 0.33864 | 31 | 18 | 359577.39 | 2028 | 932523.4721 | 1028169.336 | 1140054.5965 | 572946.0821 | 668591.946 | 780477.2065 | 2.5934 | 2.8594 | 3.1705 | 2.7309
13259 | Lateral Hardening | Lateral Hardening-Fuse-60014830 | Laterals | 13029 | 0.23636 | 23 | 19 | 262735.2 | 2028 | 671146.8924 | 757122.7767 | 876510.6921 | 408411.6924 | 494387.5767 | 613775.4921 | 2.5545 | 2.8817 | 3.3361 | 2.7308
75 | Lateral Hardening | Lateral Hardening-Fuse-90923146 | Laterals | 13096 | 0.26723 | 19 | 8 | 217632.14 | 2027 | 562316.1785 | 623545.9079 | 697386.9998 | 344684.0385 | 405913.7679 | 479754.8598 | 2.5838 | 2.8651 | 3.2044 | 2.7303
18949 | Lateral Hardening | Lateral Hardening-Fuse-60016217 | Laterals | 13049 | 0.39773 | 37 | 117 | 410683.5 | 2026 | 1058040.4317 | 1178334.9769 | 1327657.8568 | 647356.9317 | 767651.4769 | 916974.3568 | 2.5763 | 2.8692 | 3.2328 | 2.7298
4192 | Lateral Hardening | Lateral Hardening-Fuse-10726543 | Laterals | 13648 | 0.64943 | 29 | 8 | 467909.17 | 2026 | 1220085.1304 | 1327097.4404 | 1469853.6845 | 752175.9604 | 859188.2704 | 1001944.5145 | 2.6075 | 2.8362 | 3.1413 | 2.7295
663 | Lateral Hardening | Lateral Hardening-Fuse-10487523 | Laterals | 13460 | 2.7788 | 134 | 0 | 371643.14 | 2024 | 980461.094 | 1040451.2449 | 1139570.0319 | 608817.954 | 668808.1049 | 767926.8919 | 2.6382 | 2.7996 | 3.0663 | 2.7294
5051 | Lateral Hardening | Lateral Hardening-Fuse-10629004 | Laterals | 13787 | 1.3326 | 77 | 56 | 993998.84 | 2027 | 2581443.7686 | 2832949.308 | 3135568.3719 | 1587444.9286 | 1838950.468 | 2141569.5319 | 2.597 | 2.8501 | 3.1545 | 2.7287
16726 | Lateral Hardening | Lateral Hardening-Fuse-10560432 | Laterals | 13297 | 0.43068 | 29 | 362 | 494984.28 | 2021 | 1283110.7078 | 1410053.933 | 1558200.9059 | 788126.4278 | 915069.653 | 1063216.6259 | 2.5922 | 2.8487 | 3.148 | 2.7247
13817 | Lateral Hardening | Lateral Hardening-Fuse-90734326 | Laterals | 13470 | 0.53731 | 42 | 86 | 525890.38 | 2026 | 1363791.815 | 1497778.017 | 1651165.5355 | 837901.435 | 971887.637 | 1125275.1555 | 2.5933 | 2.8481 | 3.1398 | 2.7244
3912 | Lateral Hardening | Lateral Hardening-Fuse-10455414 | Laterals | 13171 | 0.59356 | 40 | 36 | 495997.72 | 2021 | 1288151.3837 | 1406070.8472 | 1560635.47 | 792153.6637 | 910073.1272 | 1064637.75 | 2.5971 | 2.8348 | 3.1465 | 2.7234
9426 | Lateral Hardening | Lateral Hardening-Fuse-10657036 | Laterals | 13098 | 0.51686 | 32 | 73 | 414476.23 | 2024 | 1074213.7484 | 1175279.1144 | 1314141.5214 | 659737.5184 | 760802.8844 | 899665.2914 | 2.5917 | 2.8356 | 3.1706 | 2.7228
8681 | Lateral Hardening | Lateral Hardening-Fuse-60033418 | Laterals | 13163 | 0.18845 | 16 | 21 | 392384.95 | 2026 | 1012173.8583 | 1119492.9412 | 1252013.4264 | 619788.9083 | 727107.9912 | 859628.4764 | 2.5795 | 2.853 | 3.1908 | 2.7227
4012 | Lateral Hardening | Lateral Hardening-Fuse-10375133 | Laterals | 13176 | 0.1108 | 11 | 3 | 104954.4 | 2022 | 267277.5183 | 300855.3054 | 351370.5738 | 162323.1183 | 195900.9054 | 246416.1738 | 2.5466 | 2.8665 | 3.3478 | 2.7227
375 | Lateral Hardening | Lateral Hardening-Fuse-92888391 | Laterals | 13854 | 0.21004 | 19 | 72 | 166161.59 | 2029 | 421320.7526 | 478084.905 | 558880.6914 | 255159.1626 | 311923.315 | 392719.1014 | 2.5356 | 2.8772 | 3.3635 | 2.7209
15610 | Lateral Hardening | Lateral Hardening-Fuse-10089374 | Laterals | 13278 | 0.16629 | 16 | 5 | 173217.79 | 2027 | 445492.8839 | 494190.4394 | 555640.0823 | 272275.0939 | 320972.6494 | 382422.2923 | 2.5719 | 2.853 | 3.2078 | 2.7198
581 | Lateral Hardening | Lateral Hardening-Fuse-91324334 | Laterals | 13099 | 0.63466 | 29 | 118 | 459027.6 | 2022 | 1203430.5719 | 1284768.3 | 1403296.6218 | 744402.9719 | 825740.7 | 944269.0218 | 2.6217 | 2.7989 | 3.0571 | 2.7184
15880 | Lateral Hardening | Lateral Hardening-Fuse-10476024 | Laterals | 13436 | 0.55928 | 35 | 343 | 451683.66 | 2025 | 1149620.4995 | 1294075.6683 | 1495953.1513 | 697936.8395 | 842392.0083 | 1044269.4913 | 2.5452 | 2.865 | 3.3119 | 2.7178
18422 | Lateral Hardening | Lateral Hardening-Fuse-92915430 | Laterals | 13309 | 0.1089 | 10 | 6 | 176250.25 | 2022 | 448012.0486 | 504832.7723 | 584820.2803 | 271761.7986 | 328582.5223 | 408570.0303 | 2.5419 | 2.8643 | 3.3181 | 2.7162
2520 | Lateral Hardening | Lateral Hardening-Fuse-91616235 | Laterals | 13373 | 0.19886 | 13 | 20 | 175901.76 | 2024 | 446472.8939 | 502280.9408 | 588965.1772 | 270571.1339 | 326379.1808 | 413063.4172 | 2.5382 | 2.8555 | 3.3483 | 2.7144
3275 | Lateral Hardening | Lateral Hardening-Fuse-10363940 | Laterals | 13096 | 0.15303 | 14 | 9 | 166786.91 | 2027 | 426174.8205 | 475887.2672 | 540527.067 | 259387.9105 | 309100.3572 | 373740.157 | 2.5552 | 2.8533 | 3.2408 | 2.7132
8086 | Lateral Hardening | Lateral Hardening-Fuse-60117378 | Laterals | 13101 | 0.23011 | 29 | 42 | 333697.38 | 2023 | 845460.7822 | 950405.0023 | 1119505.7258 | 511763.4022 | 616707.6223 | 785808.3458 | 2.5336 | 2.8481 | 3.3549 | 2.7101
17333 | Lateral Hardening | Lateral Hardening-Fuse-90422522 | Laterals | 13113 | 0.10985 | 6 | 3 | 81652.57 | 2021 | 205516.5579 | 234080.8244 | 274542.5766 | 123863.9879 | 152428.2544 | 192890.0066 | 2.517 | 2.8668 | 3.3623 | 2.7064
7569 | Lateral Hardening | Lateral Hardening-Fuse-60008718 | Laterals | 13081 | 0.17254 | 22 | 64 | 316787.47 | 2028 | 794022.2488 | 909544.8241 | 1078004.334 | 477234.7788 | 592757.3541 | 761216.864 | 2.5065 | 2.8712 | 3.4029 | 2.7055
15781 | Lateral Hardening | Lateral Hardening-Fuse-10406661 | Laterals | 13837 | 0.12708 | 5 | 70 | 72995.21 | 2029 | 184684.5341 | 207988.625 | 239991.8753 | 111689.3241 | 134993.415 | 166996.6653 | 2.5301 | 2.8493 | 3.2878 | 2.7016
8561 | Lateral Hardening | Lateral Hardening-Fuse-10745627 | Laterals | 13815 | 0.37519 | 16 | 6 | 127944.8 | 2027 | 329755.8253 | 358967.033 | 400460.0464 | 201811.0253 | 231022.233 | 272515.2464 | 2.5773 | 2.8056 | 3.1299 | 2.7011
8472 | Lateral Hardening | Lateral Hardening-Fuse-92670479 | Laterals | 14030 | 0.1089 | 6 | 3 | 57432.43 | 2023 | 144823.5261 | 163875.5298 | 189705.5784 | 87391.0961 | 106443.0998 | 132273.1484 | 2.5216 | 2.8534 | 3.3031 | 2.6993
2812 | Lateral Hardening | Lateral Hardening-Fuse-91645481 | Laterals | 13104 | 0.1714 | 19 | 33 | 178768.7 | 2022 | 457157.7059 | 505108.8609 | 566708.3796 | 278389.0059 | 326340.1609 | 387939.6796 | 2.5573 | 2.8255 | 3.1701 | 2.699
3656 | Lateral Hardening | Lateral Hardening-Fuse-10142230 | Laterals | 13034 | 0.3375 | 30 | 24 | 378676.86 | 2028 | 966802.7174 | 1064912.7947 | 1192481.04 | 588125.8574 | 686235.9347 | 813804.18 | 2.5531 | 2.8122 | 3.1491 | 2.6904
14582 | Lateral Hardening | Lateral Hardening-Fuse-10362874 | Laterals | 13104 | 0.2661 | 27 | 35 | 205034.45 | 2022 | 523351.9609 | 576989.7377 | 644675.22 | 318317.5109 | 371955.2877 | 439640.77 | 2.5525 | 2.8141 | 3.1442 | 2.6902
12187 | Lateral Hardening | Lateral Hardening-Fuse-93316218 | Laterals | 13723 | 0.20114 | 9 | 17 | 68519.13 | 2024 | 171955.7907 | 194933.3549 | 226687.7969 | 103436.6607 | 126414.2249 | 158168.6669 | 2.5096 | 2.8449 | 3.3084 | 2.6901
14659 | Lateral Hardening | Lateral Hardening-Fuse-90668598 | Laterals | 13220 | 0.27292 | 26 | 113 | 329485.74 | 2024 | 842999.1936 | 923243.1783 | 1023698.1742 | 513513.4536 | 593757.4383 | 694212.4342 | 2.5585 | 2.8021 | 3.107 | 2.6864
4565 | Lateral Hardening | Lateral Hardening-Fuse-10299009 | Laterals | 13740 | 0.92879 | 64 | 243 | 1139303.24 | 2025 | 2936671.0623 | 3174472.4275 | 3445039.1771 | 1797367.8223 | 2035169.1875 | 2305735.9371 | 2.5776 | 2.7863 | 3.0238 | 2.6848
18333 | Lateral Hardening | Lateral Hardening-Fuse-60104341 | Laterals | 13334 | 0.093561 | 11 | 10 | 304506.82 | 2024 | 757527.9226 | 867019.1547 | 1024301.1529 | 453021.1026 | 562512.3347 | 719794.3329 | 2.4877 | 2.8473 | 3.3638 | 2.6832
13024 | Lateral Hardening | Lateral Hardening-Fuse-93432268 | Laterals | 13532 | 0.44886 | 38 | 17 | 627080.34 | 2028 | 1570075.7338 | 1768166.0521 | 2078223.7644 | 942995.3938 | 1141085.7121 | 1451143.4244 | 2.5038 | 2.8197 | 3.3141 | 2.6796
905 | Lateral Hardening | Lateral Hardening-Fuse-91565152 | Laterals | 13044 | 0.225 | 24 | 50 | 445190.79 | 2026 | 1127478.3793 | 1252588.7162 | 1406632.4458 | 682287.5893 | 807397.9262 | 961441.6558 | 2.5326 | 2.8136 | 3.1596 | 2.6796
7588 | Lateral Hardening | Lateral Hardening-Fuse-92686736 | Laterals | 13793 | 0.032197 | 4 | 85 | 50000 | 2022 | 124299.6807 | 141773.053 | 168413.1965 | 74299.6807 | 91773.053 | 118413.1965 | 2.486 | 2.8355 | 3.3683 | 2.6791
9530 | Lateral Hardening | Lateral Hardening-Fuse-10895244 | Laterals | 13003 | 0.25265 | 19 | 51 | 153335.59 | 2022 | 384034.1041 | 432430.7929 | 506038.9177 | 230698.5141 | 279095.2029 | 352703.3277 | 2.5045 | 2.8202 | 3.3002 | 2.6788
10329 | Lateral Hardening | Lateral Hardening-Fuse-10005210 | Laterals | 13160 | 0.21402 | 16 | 92 | 187850.81 | 2026 | 474107.0291 | 529625.1208 | 596916.4855 | 286256.2191 | 341774.3108 | 409065.6755 | 2.5238 | 2.8194 | 3.1776 | 2.6779
8870 | Lateral Hardening | Lateral Hardening-Fuse-92356416 | Laterals | 13655 | 0.8947 | 44 | 48 | 654852.68 | 2022 | 1672922.3957 | 1822542.3921 | 2030861.5276 | 1018069.7157 | 1167689.7121 | 1376008.8476 | 2.5547 | 2.7831 | 3.1012 | 2.6779
3840 | Lateral Hardening | Lateral Hardening-Fuse-10583652 | Laterals | 13840 | 0.27879 | 14 | 6 | 163876.39 | 2023 | 416401.9104 | 456707.7629 | 515246.0416 | 252525.5204 | 292831.3729 | 351369.6516 | 2.541 | 2.7869 | 3.1441 | 2.6751
16149 | Lateral Hardening | Lateral Hardening-Fuse-92165771 | Laterals | 13019 | 0.49072 | 30 | 78 | 471437.02 | 2024 | 1198798.2623 | 1314917.9201 | 1457403.537 | 727361.2423 | 843480.9001 | 985966.517 | 2.5429 | 2.7892 | 3.0914 | 2.6716
1882 | Lateral Hardening | Lateral Hardening-Fuse-93039978 | Laterals | 13813 | 1.4521 | 54 | 33 | 204635.08 | 2028 | 518588.411 | 569849.1716 | 645945.7358 | 313953.331 | 365214.0916 | 441310.6558 | 2.5342 | 2.7847 | 3.1566 | 2.6716
2109 | Lateral Hardening | Lateral Hardening-Fuse-10857249 | Laterals | 13040 | 0.070076 | 5 | 155 | 83386.13 | 2027 | 206284.9414 | 235320.1707 | 280192.7769 | 122898.8114 | 151934.0407 | 196806.6469 | 2.4739 | 2.8221 | 3.3602 | 2.6669
6518 | Lateral Hardening | Lateral Hardening-Fuse-92496254 | Laterals | 13230 | 0.28977 | 23 | 12 | 359194.95 | 2021 | 913656.3004 | 993532.5548 | 1113376.9815 | 554461.3504 | 634337.6048 | 754182.0315 | 2.5436 | 2.766 | 3.0996 | 2.6659
6473 | Lateral Hardening | Lateral Hardening-Fuse-92321291 | Laterals | 13073 | 0.095455 | 6 | 21 | 59878.05 | 2027 | 148224.7505 | 168642.6747 | 197161.2779 | 88346.7005 | 108764.6247 | 137283.2279 | 2.4754 | 2.8164 | 3.2927 | 2.6595
3982 | Lateral Hardening | Lateral Hardening-Fuse-10274780 | Laterals | 14274 | 0.34621 | 17 | 2 | 125027.9 | 2026 | 316051.8218 | 344800.8479 | 391311.8398 | 191023.9218 | 219772.9479 | 266283.9398 | 2.5279 | 2.7578 | 3.1298 | 2.657
17097 | Lateral Hardening | Lateral Hardening-Fuse-60189891 | Laterals | 13390 | 0.64527 | 30 | 11 | 249557.86 | 2023 | 631651.5202 | 689793.0184 | 770421.7781 | 382093.6602 | 440235.1584 | 520863.9181 | 2.5311 | 2.7641 | 3.0871 | 2.6566
19381 | Lateral Hardening | Lateral Hardening-Fuse-10382389 | Laterals | 13224 | 0.29602 | 31 | 41 | 321958.27 | 2025 | 809074.3574 | 895775.7833 | 1001396.2219 | 487116.0874 | 573817.5133 | 679437.9519 | 2.513 | 2.7823 | 3.1103 | 2.6535
9600 | Lateral Hardening | Lateral Hardening-Fuse-10240721 | Laterals | 13518 | 0.18314 | 23 | 8 | 411572.96 | 2027 | 1019541.0518 | 1149530.2718 | 1346616.4362 | 607968.0918 | 737957.3118 | 935043.4762 | 2.4772 | 2.793 | 3.2719 | 2.6514
12325 | Lateral Hardening | Lateral Hardening-Fuse-90175459 | Laterals | 13303 | 0.42841 | 25 | 12 | 471238.71 | 2027 | 1190542.8169 | 1301751.4761 | 1432408.3392 | 719304.1069 | 830512.7661 | 961169.6292 | 2.5264 | 2.7624 | 3.0397 | 2.6485
12125 | Lateral Hardening | Lateral Hardening-Fuse-10163225 | Laterals | 13091 | 0.25871 | 27 | 24 | 518886.81 | 2025 | 1308230.5436 | 1437192.3844 | 1578379.3251 | 789343.7336 | 918305.5744 | 1059492.5151 | 2.5212 | 2.7698 | 3.0419 | 2.6478
3909 | Lateral Hardening | Lateral Hardening-Fuse-93051517 | Laterals | 13011 | 1.5311 | 55 | 13 | 371698.09 | 2028 | 943858.6715 | 1017617.9485 | 1125141.4219 | 572160.5815 | 645919.8585 | 753443.3319 | 2.5393 | 2.7378 | 3.027 | 2.6476
10275 | Lateral Hardening | Lateral Hardening-Fuse-10675178 | Laterals | 13464 | 0.26818 | 20 | 50 | 268800.84 | 2027 | 673619.179 | 745588.4611 | 836580.8231 | 404818.339 | 476787.6211 | 567779.9831 | 2.506 | 2.7738 | 3.1123 | 2.647
17405 | Lateral Hardening | Lateral Hardening-Fuse-10052663 | Laterals | 13417 | 0.14261 | 14 | 23 | 244121.71 | 2024 | 603641.8765 | 681518.9721 | 793443.029 | 359520.1665 | 437397.2621 | 549321.319 | 2.4727 | 2.7917 | 3.2502 | 2.6462
7401 | Lateral Hardening | Lateral Hardening-Fuse-60380731 | Laterals | 14114 | 0.10284 | 7 | 50 | 88480.98 | 2023 | 217473.072 | 247791.1254 | 292365.2021 | 128992.092 | 159310.1454 | 203884.2221 | 2.4579 | 2.8005 | 3.3043 | 2.6453
4466 | Lateral Hardening | Lateral Hardening-Fuse-92394726 | Laterals | 13019 | 0.20606 | 18 | 88 | 177020.86 | 2024 | 436971.785 | 493735.7149 | 571352.9171 | 259950.925 | 316714.8549 | 394332.0571 | 2.4685 | 2.7891 | 3.2276 | 2.6406
5299 | Lateral Hardening | Lateral Hardening-Fuse-90944623 | Laterals | 13010 | 0.14811 | 16 | 269 | 176963.1 | 2026 | 432808.8597 | 495024.5075 | 590627.5154 | 255845.7597 | 318061.4075 | 413664.4154 | 2.4458 | 2.7973 | 3.3376 | 2.6404
4950 | Lateral Hardening | Lateral Hardening-Fuse-90847913 | Laterals | 13754 | 0.24602 | 25 | 55 | 379187.38 | 2025 | 937998.7959 | 1054389.4512 | 1218825.8211 | 558811.4159 | 675202.0712 | 839638.4411 | 2.4737 | 2.7807 | 3.2143 | 2.6399
3503 | Lateral Hardening | Lateral Hardening-Fuse-90293123 | Laterals | 13146 | 1.0519 | 47 | 45 | 568765 | 2026 | 1430317.9683 | 1554805.4649 | 1729941.1708 | 861552.9683 | 986040.4649 | 1161176.1708 | 2.5148 | 2.7337 | 3.0416 | 2.6331
8634 | Lateral Hardening | Lateral Hardening-Fuse-10565140 | Laterals | 13291 | 0.21136 | 18 | 17 | 237381.63 | 2028 | 588085.7647 | 658080.1011 | 747249.7826 | 350704.1347 | 420698.4711 | 509868.1526 | 2.4774 | 2.7722 | 3.1479 | 2.6329
18362 | Lateral Hardening | Lateral Hardening-Fuse-10650417 | Laterals | 13391 | 0.53314 | 41 | 12 | 320354.78 | 2028 | 803333.0465 | 879039.6469 | 977242.1696 | 482978.2665 | 558684.8669 | 656887.3896 | 2.5076 | 2.744 | 3.0505 | 2.6328
7222 | Lateral Hardening | Lateral Hardening-Fuse-10898124 | Laterals | 13582 | 0.23655 | 14 | 109 | 195432.26 | 2028 | 489296.9306 | 536008.4575 | 601151.588 | 293864.6706 | 340576.1975 | 405719.328 | 2.5037 | 2.7427 | 3.076 | 2.6326
1956 | Lateral Hardening | Lateral Hardening-Fuse-91629448 | Laterals | 13298 | 0.75436 | 35 | 2 | 251781.46 | 2029 | 634184.9321 | 683759.9605 | 768537.9725 | 382403.4721 | 431978.5005 | 516756.5125 | 2.5188 | 2.7157 | 3.0524 | 2.6312
1270 | Lateral Hardening | Lateral Hardening-Fuse-10313353 | Laterals | 13866 | 0.17348 | 12 | 2 | 99465.83 | 2029 | 243393.6527 | 277120.2037 | 324658.6716 | 143927.8227 | 177654.3737 | 225192.8416 | 2.447 | 2.7861 | 3.264 | 2.6304
10430 | Lateral Hardening | Lateral Hardening-Fuse-10750273 | Laterals | 14026 | 0.27254 | 12 | 34 | 134116.36 | 2027 | 333968.1682 | 369237.7014 | 416287.6649 | 199851.8082 | 235121.3414 | 282171.3049 | 2.4901 | 2.7531 | 3.1039 | 2.6304
19139 | Lateral Hardening | Lateral Hardening-Fuse-90261206 | Laterals | 13656 | 0.25833 | 14 | 73 | 257309.65 | 2025 | 626914.0525 | 717765.8591 | 851857.7586 | 369604.4025 | 460456.2091 | 594548.1086 | 2.4364 | 2.7895 | 3.3106 | 2.6298
11523 | Lateral Hardening | Lateral Hardening-Fuse-93250311 | Laterals | 13175 | 0.54735 | 32 | 27 | 350386.4 | 2028 | 876536.3122 | 962151.8826 | 1062436.6329 | 526149.9122 | 611765.4826 | 712050.2329 | 2.5016 | 2.746 | 3.0322 | 2.628
11451 | Lateral Hardening | Lateral Hardening-Fuse-92646066 | Laterals | 13331 | 0.51042 | 29 | 118 | 816500.6 | 2026 | 2002120.2634 | 2261465.8063 | 2649437.7452 | 1185619.6634 | 1444965.2063 | 1832937.1452 | 2.4521 | 2.7697 | 3.2449 | 2.6266
4002 | Lateral Hardening | Lateral Hardening-Fuse-93172625 | Laterals | 13213 | 0.13466 | 12 | 21 | 164196.93 | 2027 | 406756.1656 | 453809.3175 | 510082.718 | 242559.2356 | 289612.3875 | 345885.788 | 2.4772 | 2.7638 | 3.1065 | 2.6261
13369 | Lateral Hardening | Lateral Hardening-Fuse-91109747 | Laterals | 13373 | 0.064962 | 4 | 9 | 62669.77 | 2024 | 152912.9088 | 174380.3895 | 203585.0626 | 90243.1388 | 111710.6195 | 140915.2926 | 2.44 | 2.7825 | 3.2485 | 2.6236
5995 | Lateral Hardening | Lateral Hardening-Fuse-10657019 | Laterals | 13098 | 0.24508 | 13 | 118 | 264490.6 | 2024 | 661425.3862 | 720901.4283 | 806809.0608 | 396934.7862 | 456410.8283 | 542318.4608 | 2.5008 | 2.7256 | 3.0504 | 2.6232
14312 | Lateral Hardening | Lateral Hardening-Fuse-10313380 | Laterals | 13866 | 0.18087 | 12 | 3 | 63413.63 | 2029 | 155573.8376 | 175393.6538 | 203376.7054 | 92160.2076 | 111980.0238 | 139963.0754 | 2.4533 | 2.7659 | 3.2071 | 2.6225
14204 | Lateral Hardening | Lateral Hardening-Fuse-60296493 | Laterals | 13091 | 0.32917 | 43 | 148 | 869622.35 | 2025 | 2167982.1741 | 2383748.766 | 2637240.8836 | 1298359.8241 | 1514126.416 | 1767618.5336 | 2.493 | 2.7411 | 3.0326 | 2.6214
5059 | Lateral Hardening | Lateral Hardening-Fuse-10426538 | Laterals | 13830 | 0.18655 | 18 | 85 | 70239.79 | 2025 | 174343.1518 | 191660.6982 | 218416.9798 | 104103.3618 | 121420.9082 | 148177.1898 | 2.4821 | 2.7287 | 3.1096 | 2.6188
11912 | Lateral Hardening | Lateral Hardening-Fuse-60399045 | Laterals | 13213 | 0.10076 | 11 | 9 | 127700.18 | 2027 | 312369.4893 | 351938.112 | 411277.3762 | 184669.3093 | 224237.932 | 283577.1962 | 2.4461 | 2.756 | 3.2206 | 2.6165
15445 | Lateral Hardening | Lateral Hardening-Fuse-10868107 | Laterals | 13798 | 0.22519 | 21 | 3 | 107505.68 | 2029 | 261761.8498 | 297375.181 | 350169.998 | 154256.1698 | 189869.501 | 242664.318 | 2.4349 | 2.7661 | 3.2572 | 2.6165
2983 | Lateral Hardening | Lateral Hardening-Fuse-92773510 | Laterals | 13373 | 0.3197 | 27 | 13 | 459365.24 | 2024 | 1145668.6531 | 1250680.5068 | 1387904.8798 | 686303.4131 | 791315.2668 | 928539.6398 | 2.494 | 2.7226 | 3.0214 | 2.6153
4958 | Lateral Hardening | Lateral Hardening-Fuse-90850833 | Laterals | 13028 | 0.33598 | 32 | 58 | 404970.94 | 2023 | 1007737.7819 | 1104459.0718 | 1225333.3583 | 602766.8419 | 699488.1318 | 820362.4183 | 2.4884 | 2.7273 | 3.0257 | 2.6138
11177 | Lateral Hardening | Lateral Hardening-Fuse-92209767 | Laterals | 13242 | 2.3985 | 114 | 106 | 1916692.77 | 2028 | 4851945.8518 | 5144530.9512 | 5499590.3436 | 2935253.0818 | 3227838.1812 | 3582897.5736 | 2.5314 | 2.6841 | 2.8693 | 2.611
11362 | Lateral Hardening | Lateral Hardening-Fuse-90633859 | Laterals | 13633 | 0.18087 | 6 | 11 | 50000 | 2021 | 122288.8814 | 137386.2753 | 159581.3651 | 72288.8814 | 87386.2753 | 109581.3651 | 2.4458 | 2.7477 | 3.1916 | 2.6109
13894 | Lateral Hardening | Lateral Hardening-Fuse-10173494 | Laterals | 13191 | 0.20587 | 20 | 20 | 341334.71 | 2025 | 833957.7154 | 938763.3079 | 1090996.0683 | 492623.0054 | 597428.5979 | 749661.3583 | 2.4432 | 2.7503 | 3.1963 | 2.6106
8985 | Lateral Hardening | Lateral Hardening-Fuse-93263741 | Laterals | 13042 | 0.12405 | 12 | 18 | 170678.52 | 2025 | 413356.502 | 471537.4957 | 558045.2282 | 242677.982 | 300858.9757 | 387366.7082 | 2.4218 | 2.7627 | 3.2696 | 2.6089
11538 | Lateral Hardening | Lateral Hardening-Fuse-93276507 | Laterals | 13213 | 0.13598 | 8 | 6 | 166124.36 | 2027 | 405439.082 | 455327.5596 | 528745.4648 | 239314.722 | 289203.1996 | 362621.1048 | 2.4406 | 2.7409 | 3.1828 | 2.6049
1040 | Lateral Hardening | Lateral Hardening-Fuse-10696417 | Laterals | 13961 | 0.11345 | 7 | 3 | 61231.51 | 2021 | 151396.0973 | 166592.8607 | 186154.5942 | 90164.5873 | 105361.3507 | 124923.0842 | 2.4725 | 2.7207 | 3.0402 | 2.6037
12061 | Lateral Hardening | Lateral Hardening-Fuse-10210653 | Laterals | 13426 | 0.39034 | 37 | 32 | 484497.15 | 2027 | 1204061.7239 | 1310040.6862 | 1457480.5246 | 719564.5739 | 825543.5362 | 972983.3746 | 2.4852 | 2.7039 | 3.0082 | 2.6031
6761 | Lateral Hardening | Lateral Hardening-Fuse-60029058 | Laterals | 13088 | 0.22727 | 22 | 23 | 479231.72 | 2027 | 1176285.4397 | 1311039.5976 | 1477810.2758 | 697053.7197 | 831807.8776 | 998578.5558 | 2.4545 | 2.7357 | 3.0837 | 2.6018
680 | Lateral Hardening | Lateral Hardening-Fuse-10793102 | Laterals | 13470 | 0.18655 | 13 | 3 | 63377.15 | 2026 | 153450.4127 | 173936.8261 | 204317.71 | 90073.2627 | 110559.6761 | 140940.56 | 2.4212 | 2.7445 | 3.2238 | 2.5985
5735 | Lateral Hardening | Lateral Hardening-Fuse-91474607 | Laterals | 13388 | 0.099053 | 4 | 1 | 108925.88 | 2024 | 264608.5936 | 298657.8773 | 345640.8368 | 155682.7136 | 189731.9973 | 236714.9568 | 2.4293 | 2.7418 | 3.1732 | 2.5974
12683 | Lateral Hardening | Lateral Hardening-Fuse-93048778 | Laterals | 13148 | 1.3087 | 64 | 67 | 842580.52 | 2025 | 2118278.3377 | 2249214.5959 | 2423170.3997 | 1275697.8177 | 1406634.0759 | 1580589.8797 | 2.514 | 2.6694 | 2.8759 | 2.5968
9918 | Lateral Hardening | Lateral Hardening-Fuse-10565133 | Laterals | 13291 | 0.13845 | 11 | 11 | 142503.82 | 2028 | 345059.6403 | 390108.032 | 455750.9632 | 202555.8203 | 247604.212 | 313247.1432 | 2.4214 | 2.7375 | 3.1982 | 2.5939
13908 | Lateral Hardening | Lateral Hardening-Fuse-10554595 | Laterals | 13911 | 0.1303 | 16 | 4 | 237730.49 | 2022 | 576715.4875 | 650496.9827 | 751726.6297 | 338984.9975 | 412766.4927 | 513996.1397 | 2.4259 | 2.7363 | 3.1621 | 2.5926
16826 | Lateral Hardening | Lateral Hardening-Fuse-10392348 | Laterals | 13496 | 0.4411 | 31 | 9 | 306479.96 | 2027 | 756471.7844 | 827798.2271 | 920709.9527 | 449991.8244 | 521318.2671 | 614229.9927 | 2.4683 | 2.701 | 3.0041 | 2.5917
6051 | Lateral Hardening | Lateral Hardening-Fuse-92981077 | Laterals | 13631 | 0.38864 | 26 | 29 | 350264.73 | 2026 | 862161.1742 | 950187.0816 | 1053984.4034 | 511896.4442 | 599922.3516 | 703719.6734 | 2.4615 | 2.7128 | 3.0091 | 2.5916
9690 | Lateral Hardening | Lateral Hardening-Fuse-60117209 | Laterals | 13089 | 0.2411 | 26 | 8 | 327448.37 | 2024 | 795499.162 | 893451.0439 | 1032684.7875 | 468050.792 | 566002.6739 | 705236.4175 | 2.4294 | 2.7285 | 3.1537 | 2.5916
6509 | Lateral Hardening | Lateral Hardening-Fuse-10465331 | Laterals | 13434 | 0.3303 | 26 | 4 | 277998.81 | 2027 | 672947.9186 | 756511.5571 | 876175.8618 | 394949.1086 | 478512.7471 | 598177.0518 | 2.4207 | 2.7213 | 3.1517 | 2.584
2033 | Lateral Hardening | Lateral Hardening-Fuse-10274705 | Laterals | 13624 | 0.71875 | 41 | 34 | 379126.05 | 2027 | 932975.4672 | 1018219.8677 | 1121627.3493 | 553849.4172 | 639093.8177 | 742501.2993 | 2.4609 | 2.6857 | 2.9585 | 2.5781
18841 | Lateral Hardening | Lateral Hardening-Fuse-90426238 | Laterals | 13660 | 0.2642 | 22 | 172 | 187520.63 | 2027 | 452659.875 | 509348.9129 | 590168.4333 | 265139.245 | 321828.2829 | 402647.8033 | 2.4139 | 2.7162 | 3.1472 | 2.5779
5499 | Lateral Hardening | Lateral Hardening-Fuse-90719743 | Laterals | 13176 | 0.26383 | 24 | 51 | 351682.07 | 2022 | 863942.1832 | 945629.0073 | 1044527.3699 | 512260.1132 | 593946.9373 | 692845.2999 | 2.4566 | 2.6889 | 2.9701 | 2.5776
18231 | Lateral Hardening | Lateral Hardening-Fuse-10501141 | Laterals | 13509 | 0.16364 | 15 | 13 | 263085.81 | 2021 | 634614.9425 | 713238.8725 | 831804.8634 | 371529.1325 | 450153.0625 | 568719.0534 | 2.4122 | 2.7111 | 3.1617 | 2.5768
5463 | Lateral Hardening | Lateral Hardening-Fuse-90152415 | Laterals | 13208 | 0.083333 | 8 | 13 | 157937.26 | 2024 | 377700.2711 | 431233.0132 | 508595.5074 | 219763.0111 | 273295.7532 | 350658.2474 | 2.3915 | 2.7304 | 3.2202 | 2.576
5464 | Lateral Hardening | Lateral Hardening-Fuse-10657024 | Laterals | 13098 | 0.10473 | 6 | 1 | 109398.08 | 2024 | 263439.9898 | 297389.2273 | 344620.29 | 154041.9098 | 187991.1473 | 235222.21 | 2.4081 | 2.7184 | 3.1501 | 2.5754
13159 | Lateral Hardening | Lateral Hardening-Fuse-10643453 | Laterals | 13390 | 0.12614 | 8 | 12 | 62286.09 | 2023 | 150843.0377 | 168593.2675 | 192937.9623 | 88556.9477 | 106307.1775 | 130651.8723 | 2.4218 | 2.7068 | 3.0976 | 2.5749
11612 | Lateral Hardening | Lateral Hardening-Fuse-10477646 | Laterals | 13435 | 1.4839 | 98 | 73 | 1112936.61 | 2028 | 2782888.2622 | 2936626.9024 | 3131627.8287 | 1669951.6522 | 1823690.2924 | 2018691.2187 | 2.5005 | 2.6386 | 2.8138 | 2.5733
8202 | Lateral Hardening | Lateral Hardening-Fuse-92098391 | Laterals | 13705 | 0.10133 | 12 | 8 | 88245.38 | 2027 | 210918.7584 | 240015.618 | 283588.4271 | 122673.3784 | 151770.238 | 195343.0471 | 2.3901 | 2.7199 | 3.2136 | 2.5714
874 | Lateral Hardening | Lateral Hardening-Fuse-10580676 | Laterals | 13105 | 0.13239 | 13 | 14 | 115626.12 | 2021 | 277610.3425 | 313502.2305 | 364768.8424 | 161984.2225 | 197876.1105 | 249142.7224 | 2.4009 | 2.7113 | 3.1547 | 2.5694
13292 | Lateral Hardening | Lateral Hardening-Fuse-10248867 | Laterals | 13572 | 0.37898 | 28 | 60 | 389127.47 | 2027 | 933985.4881 | 1051978.2873 | 1227505.0503 | 544858.0181 | 662850.8173 | 838377.5803 | 2.4002 | 2.7034 | 3.1545 | 2.5666
4825 | Lateral Hardening | Lateral Hardening-Fuse-93287382 | Laterals | 13112 | 0.93674 | 85 | 117 | 1532014.36 | 2028 | 3746936.384 | 4089010.1615 | 4557448.7765 | 2214922.024 | 2556995.8015 | 3025434.4165 | 2.4458 | 2.669 | 2.9748 | 2.5656
140 | Lateral Hardening | Lateral Hardening-Fuse-91505322 | Laterals | 13146 | 0.41383 | 17 | 11 | 225579.98 | 2026 | 540649.6885 | 610794.3592 | 710278.363 | 315069.7085 | 385214.3792 | 484698.383 | 2.3967 | 2.7077 | 3.1487 | 2.5652
5705 | Lateral Hardening | Lateral Hardening-Fuse-92027991 | Laterals | 13420 | 0.23731 | 18 | 24 | 314108.47 | 2023 | 762466.3222 | 844562.8929 | 945726.385 | 448357.8522 | 530454.4229 | 631617.915 | 2.4274 | 2.6888 | 3.0108 | 2.5642
1574 | Lateral Hardening | Lateral Hardening-Fuse-92394961 | Laterals | 13019 | 0.3053 | 21 | 23 | 160419.38 | 2024 | 386869.5537 | 432449.5789 | 491181.864 | 226450.1737 | 272030.1989 | 330762.484 | 2.4116 | 2.6957 | 3.0619 | 2.5619
8859 | Lateral Hardening | Lateral Hardening-Fuse-92442830 | Laterals | 13122 | 0.051894 | 7 | 4 | 50000 | 2026 | 118746.1639 | 135881.0176 | 160541.6227 | 68746.1639 | 85881.0176 | 110541.6227 | 2.3749 | 2.7176 | 3.2108 | 2.5613
19060 | Lateral Hardening | Lateral Hardening-Fuse-60037174 | Laterals | 13163 | 0.23693 | 13 | 76 | 92681.52 | 2026 | 220523.985 | 251282.4495 | 296795.7182 | 127842.465 | 158600.9295 | 204114.1982 | 2.3794 | 2.7112 | 3.2023 | 2.5612
15756 | Lateral Hardening | Lateral Hardening-Fuse-93245563 | Laterals | 13175 | 0.44545 | 28 | 44 | 211800.94 | 2028 | 508266.4866 | 570544.696 | 656447.1601 | 296465.5466 | 358743.756 | 444646.2201 | 2.3997 | 2.6938 | 3.0994 | 2.5579
15731 | Lateral Hardening | Lateral Hardening-Fuse-10005863 | Laterals | 13183 | 0.080303 | 11 | 7 | 114210.26 | 2023 | 271682.3695 | 309561.7611 | 362273.1866 | 157472.1095 | 195351.5011 | 248062.9266 | 2.3788 | 2.7105 | 3.172 | 2.5576
7189 | Lateral Hardening | Lateral Hardening-Fuse-91013302 | Laterals | 13043 | 0.6767 | 64 | 103 | 904356.09 | 2025 | 2214065.1386 | 2410132.1395 | 2607448.9621 | 1309709.0486 | 1505776.0495 | 1703092.8721 | 2.4482 | 2.665 | 2.8832 | 2.5568
4949 | Lateral Hardening | Lateral Hardening-Fuse-10362871 | Laterals | 13104 | 0.10076 | 12 | 23 | 236884.63 | 2022 | 560711.1859 | 639245.2568 | 759244.9919 | 323826.5559 | 402360.6268 | 522360.3619 | 2.367 | 2.6986 | 3.2051 | 2.5503
3764 | Lateral Hardening | Lateral Hardening-Fuse-10704148 | Laterals | 13962 | 0.38428 | 26 | 5 | 263951.39 | 2027 | 638232.7486 | 704057.8753 | 784611.0901 | 374281.3586 | 440106.4853 | 520659.7001 | 2.418 | 2.6674 | 2.9726 | 2.5483
14084 | Lateral Hardening | Lateral Hardening-Fuse-10710633 | Laterals | 14000 | 0.54167 | 20 | 41 | 356058.25 | 2024 | 863878.6804 | 943062.2293 | 1058902.6843 | 507820.4304 | 587003.9793 | 702844.4343 | 2.4262 | 2.6486 | 2.974 | 2.5477
8828 | Lateral Hardening | Lateral Hardening-Fuse-90837669 | Laterals | 13130 | 0.86951 | 60 | 74 | 887044.26 | 2029 | 2175321.2528 | 2332607.8637 | 2538877.713 | 1288276.9928 | 1445563.6037 | 1651833.453 | 2.4523 | 2.6296 | 2.8622 | 2.5465
1405 | Lateral Hardening | Lateral Hardening-Fuse-10686129 | Laterals | 13808 | 1.2502 | 46 | 1 | 200663.6 | 2027 | 487746.0916 | 529249.0409 | 593525.5918 | 287082.4916 | 328585.4409 | 392861.9918 | 2.4307 | 2.6375 | 2.9578 | 2.5454
14353 | Lateral Hardening | Lateral Hardening-Fuse-10674780 | Laterals | 13412 | 0.79867 | 31 | 2 | 206574.01 | 2029 | 504997.7331 | 540598.2142 | 604722.366 | 298423.7231 | 334024.2042 | 398148.356 | 2.4446 | 2.617 | 2.9274 | 2.5446
611 | Lateral Hardening | Lateral Hardening-Fuse-60029683 | Laterals | 13093 | 0.054167 | 5 | 8 | 64805.41 | 2022 | 153405.076 | 174244.7803 | 203813.7655 | 88599.666 | 109439.3703 | 139008.3555 | 2.3672 | 2.6887 | 3.145 | 2.5414
6456 | Lateral Hardening | Lateral Hardening-Fuse-10051146 | Laterals | 13021 | 0.15303 | 16 | 9 | 164393.24 | 2022 | 387209.65 | 443075.0696 | 524527.1497 | 222816.41 | 278681.8296 | 360133.9097 | 2.3554 | 2.6952 | 3.1907 | 2.5409
13650 | Lateral Hardening | Lateral Hardening-Fuse-10469947 | Laterals | 13213 | 0.20795 | 23 | 8 | 210301.56 | 2027 | 507093.8638 | 556237.2435 | 628633.7974 | 296792.3038 | 345935.6835 | 418332.2374 | 2.4113 | 2.645 | 2.9892 | 2.5392
14600 | Lateral Hardening | Lateral Hardening-Fuse-60094069 | Laterals | 13533 | 0.32614 | 30 | 37 | 454117.95 | 2024 | 1070477.335 | 1218555.0651 | 1439518.4742 | 616359.385 | 764437.1151 | 985400.5242 | 2.3573 | 2.6833 | 3.1699 | 2.5364
3930 | Lateral Hardening | Lateral Hardening-Fuse-93139810 | Laterals | 13031 | 0.82708 | 54 | 58 | 491188.25 | 2029 | 1188578.8049 | 1292486.8893 | 1448300.0707 | 697390.5549 | 801298.6393 | 957111.8207 | 2.4198 | 2.6313 | 2.9486 | 2.5361
14112 | Lateral Hardening | Lateral Hardening-Fuse-93275253 | Laterals | 13330 | 0.49186 | 20 | 12 | 149430.64 | 2025 | 360313.8622 | 393314.4427 | 445911.8777 | 210883.2222 | 243883.8027 | 296481.2377 | 2.4112 | 2.6321 | 2.9841 | 2.5348
18916 | Lateral Hardening | Lateral Hardening-Fuse-10667391 | Laterals | 13785 | 0.58352 | 29 | 16 | 596778.15 | 2021 | 1454677.043 | 1563542.9856 | 1707857.4473 | 857898.893 | 966764.8356 | 1111079.2973 | 2.4376 | 2.62 | 2.8618 | 2.5347
124 | Lateral Hardening | Lateral Hardening-Fuse-10675160 | Laterals | 13464 | 0.21023 | 10 | 21 | 294399.3 | 2027 | 706668.1912 | 781992.9771 | 874464.9948 | 412268.8912 | 487593.6771 | 580065.6948 | 2.4004 | 2.6562 | 2.9703 | 2.5341
16724 | Lateral Hardening | Lateral Hardening-Fuse-92433031 | Laterals | 13630 | 0.19299 | 12 | 20 | 233455.33 | 2023 | 559623.1705 | 619672.6367 | 693981.4744 | 326167.8405 | 386217.3067 | 460526.1444 | 2.3971 | 2.6544 | 2.9727 | 2.5318
19295 | Lateral Hardening | Lateral Hardening-Fuse-60012180 | Laterals | 13092 | 0.27538 | 14 | 24 | 70759.21 | 2024 | 167908.9312 | 188547.3176 | 216357.1343 | 97149.7212 | 117788.1076 | 145597.9243 | 2.373 | 2.6646 | 3.0577 | 2.5289
16327 | Lateral Hardening | Lateral Hardening-Fuse-92134864 | Laterals | 13019 | 0.31231 | 28 | 52 | 524434.87 | 2024 | 1261933.8088 | 1386529.1449 | 1528846.4799 | 737498.9388 | 862094.2749 | 1004411.6099 | 2.4063 | 2.6439 | 2.9152 | 2.5284
14232 | Lateral Hardening | Lateral Hardening-Fuse-91643964 | Laterals | 13106 | 0.13144 | 12 | 123 | 165673.51 | 2022 | 388446.7846 | 442627.1905 | 527000.2952 | 222773.2746 | 276953.6805 | 361326.7852 | 2.3447 | 2.6717 | 3.181 | 2.5264
7109 | Lateral Hardening | Lateral Hardening-Fuse-10645528 | Laterals | 13148 | 0.18693 | 10 | 4 | 151803.81 | 2025 | 359433.2079 | 403011.7637 | 466881.526 | 207629.3979 | 251207.9537 | 315077.716 | 2.3677 | 2.6548 | 3.0756 | 2.5247
8736 | Lateral Hardening | Lateral Hardening-Fuse-10556759 | Laterals | 13298 | 1.4551 | 62 | 15 | 352945.35 | 2029 | 860521.9602 | 913330.9013 | 997788.0288 | 507576.6102 | 560385.5513 | 644842.6788 | 2.4381 | 2.5877 | 2.827 | 2.5219
15876 | Lateral Hardening | Lateral Hardening-Fuse-92619380 | Laterals | 13303 | 0.23769 | 13 | 3 | 79925.63 | 2027 | 190995.8754 | 210907.6937 | 234972.711 | 111070.2454 | 130982.0637 | 155047.081 | 2.3897 | 2.6388 | 2.9399 | 2.5194
12577 | Lateral Hardening | Lateral Hardening-Fuse-10757376 | Laterals | 13423 | 0.1447 | 10 | 218 | 50000 | 2028 | 116698.0237 | 133206.2835 | 159164.5539 | 66698.0237 | 83206.2835 | 109164.5539 | 2.334 | 2.6641 | 3.1833 | 2.5179
11701 | Lateral Hardening | Lateral Hardening-Fuse-92607589 | Laterals | 13390 | 0.15284 | 6 | 28 | 50000 | 2023 | 117635.3364 | 132756.9604 | 154790.9696 | 67635.3364 | 82756.9604 | 104790.9696 | 2.3527 | 2.6551 | 3.0958 | 2.5177
4218 | Lateral Hardening | Lateral Hardening-Fuse-92609981 | Laterals | 13390 | 0.17083 | 13 | 31 | 191275.17 | 2023 | 455799.9276 | 504345.3724 | 567109.7395 | 264524.7576 | 313070.2024 | 375834.5695 | 2.383 | 2.6368 | 2.9649 | 2.5173
783 | Lateral Hardening | Lateral Hardening-Fuse-10393581 | Laterals | 13523 | 0.68617 | 65 | 77 | 776201.77 | 2028 | 1868839.1814 | 2025999.0176 | 2231439.1427 | 1092637.4114 | 1249797.2476 | 1455237.3727 | 2.4077 | 2.6101 | 2.8748 | 2.5151
12761 | Lateral Hardening | Lateral Hardening-Fuse-10904171 | Laterals | 13712 | 0.86667 | 55 | 47 | 914210.81 | 2026 | 2206118.7107 | 2385962.0187 | 2588708.6133 | 1291907.9007 | 1471751.2087 | 1674497.8033 | 2.4131 | 2.6099 | 2.8316 | 2.514
12165 | Lateral Hardening | Lateral Hardening-Fuse-60289071 | Laterals | 13045 | 0.098485 | 12 | 12 | 208449.91 | 2025 | 489747.0163 | 552274.4326 | 642893.8255 | 281297.1063 | 343824.5226 | 434443.9155 | 2.3495 | 2.6494 | 3.0842 | 2.5129
16709 | Lateral Hardening | Lateral Hardening-Fuse-10093683 | Laterals | 13043 | 0.085038 | 8 | 8 | 115621.12 | 2025 | 269853.5685 | 307124.3905 | 363038.1048 | 154232.4485 | 191503.2705 | 247416.9848 | 2.3339 | 2.6563 | 3.1399 | 2.5112
10298 | Lateral Hardening | Lateral Hardening-Fuse-10537315 | Laterals | 13117 | 0.25133 | 25 | 186 | 296422.48 | 2027 | 704251.7948 | 779928.9006 | 876008.6289 | 407829.3148 | 483506.4206 | 579586.1489 | 2.3758 | 2.6311 | 2.9553 | 2.5104
8119 | Lateral Hardening | Lateral Hardening-Fuse-60266136 | Laterals | 13749 | 0.1625 | 17 | 55 | 193646.31 | 2027 | 454446.1287 | 512454.7856 | 596440.2047 | 260799.8187 | 318808.4756 | 402793.8947 | 2.3468 | 2.6463 | 3.08 | 2.51
2868 | Lateral Hardening | Lateral Hardening-Fuse-93198534 | Laterals | 14050 | 1.1775 | 68 | 0 | 183090.65 | 2029 | 437124.3144 | 477167.694 | 541197.0244 | 254033.6644 | 294077.044 | 358106.3744 | 2.3875 | 2.6062 | 2.9559 | 2.5099
5912 | Lateral Hardening | Lateral Hardening-Fuse-60060554 | Laterals | 13175 | 0.17822 | 16 | 14 | 201661.09 | 2028 | 474344.1101 | 533168.7026 | 614745.6274 | 272683.0201 | 331507.6126 | 413084.5374 | 2.3522 | 2.6439 | 3.0484 | 2.5093
12506 | Lateral Hardening | Lateral Hardening-Fuse-10124533 | Laterals | 13063 | 0.225 | 18 | 19 | 224486.99 | 2029 | 526116.3816 | 593544.1485 | 689014.8968 | 301629.3916 | 369057.1585 | 464527.9068 | 2.3436 | 2.644 | 3.0693 | 2.5063
3064 | Lateral Hardening | Lateral Hardening-Fuse-91689692 | Laterals | 13099 | 0.16799 | 10 | 4 | 118076.56 | 2022 | 280804.7958 | 308023.5313 | 347334.8744 | 162728.2358 | 189946.9713 | 229258.3144 | 2.3782 | 2.6087 | 2.9416 | 2.5037
7009 | Lateral Hardening | Lateral Hardening-Fuse-60318065 | Laterals | 13218 | 0.32576 | 28 | 127 | 374411.86 | 2029 | 891634.3286 | 979224.6979 | 1086352.2756 | 517222.4686 | 604812.8379 | 711940.4156 | 2.3814 | 2.6154 | 2.9015 | 2.5036
19185 | Lateral Hardening | Lateral Hardening-Fuse-10144733 | Laterals | 13136 | 0.25966 | 22 | 34 | 351209.95 | 2029 | 814269.496 | 932592.4175 | 1103555.5942 | 463059.546 | 581382.4675 | 752345.6442 | 2.3185 | 2.6554 | 3.1422 | 2.5019
2389 | Lateral Hardening | Lateral Hardening-Fuse-90793590 | Laterals | 13028 | 0.12045 | 9 | 17 | 214106.43 | 2023 | 502141.3938 | 563848.5071 | 651195.7513 | 288034.9638 | 349742.0771 | 437089.3213 | 2.3453 | 2.6335 | 3.0415 | 2.5014
17148 | Lateral Hardening | Lateral Hardening-Fuse-60133704 | Laterals | 13836 | 0.18258 | 9 | 1 | 63046.61 | 2021 | 150010.9911 | 164105.8565 | 184549.5794 | 86964.3811 | 101059.2465 | 121502.9694 | 2.3794 | 2.6029 | 2.9272 | 2.5012
5804 | Lateral Hardening | Lateral Hardening-Fuse-10362881 | Laterals | 13104 | 0.12841 | 9 | 19 | 185018.22 | 2022 | 432386.5089 | 487911.6921 | 565704.4338 | 247368.2889 | 302893.4721 | 380686.2138 | 2.337 | 2.6371 | 3.0576 | 2.4991
7995 | Lateral Hardening | Lateral Hardening-Fuse-92034239 | Laterals | 13458 | 0.19697 | 13 | 10 | 175607.26 | 2026 | 410641.4832 | 462738.4941 | 535165.8418 | 235034.2232 | 287131.2341 | 359558.5818 | 2.3384 | 2.6351 | 3.0475 | 2.4983
9920 | Lateral Hardening | Lateral Hardening-Fuse-92647473 | Laterals | 13331 | 0.39981 | 19 | 8 | 165890.78 | 2026 | 392155.0634 | 432447.8109 | 492753.2678 | 226264.2834 | 266557.0309 | 326862.4878 | 2.3639 | 2.6068 | 2.9703 | 2.4974
12029 | Lateral Hardening | Lateral Hardening-Fuse-10510818 | Laterals | 13693 | 0.080114 | 6 | 1 | 54531.27 | 2029 | 126528.875 | 143523.3683 | 168122.8502 | 71997.605 | 88992.0983 | 113591.5802 | 2.3203 | 2.6319 | 3.0831 | 2.4901
2851 | Lateral Hardening | Lateral Hardening-Fuse-93172835 | Laterals | 13711 | 0.50076 | 25 | 283 | 295334.69 | 2027 | 691936.7067 | 774310.9158 | 878909.3816 | 396602.0167 | 478976.2258 | 583574.6916 | 2.3429 | 2.6218 | 2.976 | 2.4899
3639 | Lateral Hardening | Lateral Hardening-Fuse-90829180 | Laterals | 13838 | 0.22462 | 14 | 105 | 164659.54 | 2026 | 386970.0232 | 429594.1082 | 483998.4566 | 222310.4832 | 264934.5682 | 319338.9166 | 2.3501 | 2.609 | 2.9394 | 2.4867
19793 | Lateral Hardening | Lateral Hardening-Fuse-90503633 | Laterals | 14274 | 1.4371 | 73 | 28 | 718537.13 | 2026 | 1710139.9728 | 1857652.6849 | 2027743.205 | 991602.8428 | 1139115.5549 | 1309206.075 | 2.38 | 2.5853 | 2.822 | 2.4858
11250 | Lateral Hardening | Lateral Hardening-Fuse-90143792 | Laterals | 13706 | 0.15795 | 10 | 1 | 190468.12 | 2027 | 447809.3832 | 495659.4813 | 555858.5859 | 257341.2632 | 305191.3613 | 365390.4659 | 2.3511 | 2.6023 | 2.9184 | 2.4832
18013 | Lateral Hardening | Lateral Hardening-Fuse-60003414 | Laterals | 13042 | 0.20379 | 16 | 10 | 199226.75 | 2025 | 463010.8181 | 520388.0485 | 599637.5779 | 263784.0681 | 321161.2985 | 400410.8279 | 2.324 | 2.612 | 3.0098 | 2.479
13545 | Lateral Hardening | Lateral Hardening-Fuse-10392874 | Laterals | 13522 | 0.15758 | 12 | 4 | 166160.35 | 2023 | 382743.7488 | 435609.5562 | 514739.9512 | 216583.3988 | 269449.2062 | 348579.6012 | 2.3035 | 2.6216 | 3.0979 | 2.4783
3196 | Lateral Hardening | Lateral Hardening-Fuse-93067842 | Laterals | 13268 | 0.88693 | 39 | 49 | 364879.92 | 2022 | 864639.0119 | 936410.537 | 1034130.9217 | 499759.0919 | 571530.617 | 669251.0017 | 2.3697 | 2.5664 | 2.8342 | 2.4751
7546 | Lateral Hardening | Lateral Hardening-Fuse-10363895 | Laterals | 14071 | 0.28333 | 11 | 23 | 111433.54 | 2028 | 261306.0145 | 287194.0557 | 327013.4656 | 149872.4745 | 175760.5157 | 215579.9256 | 2.3449 | 2.5773 | 2.9346 | 2.4736
6822 | Lateral Hardening | Lateral Hardening-Fuse-90638283 | Laterals | 13003 | 1.4775 | 77 | 108 | 1190235.5 | 2022 | 2826487.022 | 3048145.4006 | 3321067.889 | 1636251.522 | 1857909.9006 | 2130832.389 | 2.3747 | 2.561 | 2.7903 | 2.4722
16119 | Lateral Hardening | Lateral Hardening-Fuse-92529638 | Laterals | 13210 | 0.087121 | 10 | 21 | 158526.26 | 2029 | 365596.0134 | 413014.5793 | 483600.4497 | 207069.7534 | 254488.3193 | 325074.1897 | 2.3062 | 2.6053 | 3.0506 | 2.4704
13767 | Lateral Hardening | Lateral Hardening-Fuse-91522987 | Laterals | 13454 | 0.043371 | 9 | 47 | 83710.65 | 2021 | 192066.6157 | 218559.9857 | 257243.5605 | 108355.9657 | 134849.3357 | 173532.9105 | 2.2944 | 2.6109 | 3.073 | 2.4672
15928 | Lateral Hardening | Lateral Hardening-Fuse-93346482 | Laterals | 13094 | 0.18106 | 17 | 12 | 144888.26 | 2023 | 333265.2179 | 377432.9469 | 440893.6183 | 188376.9579 | 232544.6869 | 296005.3583 | 2.3002 | 2.605 | 3.043 | 2.4659
17200 | Lateral Hardening | Lateral Hardening-Fuse-93124277 | Laterals | 13162 | 0.15701 | 23 | 5 | 323326.51 | 2022 | 745731.9133 | 839217.0855 | 978493.7651 | 422405.4033 | 515890.5755 | 655167.2551 | 2.3064 | 2.5956 | 3.0263 | 2.4652
1924 | Lateral Hardening | Lateral Hardening-Fuse-92969194 | Laterals | 13535 | 0.073295 | 6 | 4 | 50034.63 | 2022 | 114958.602 | 130448.9222 | 152102.38 | 64923.972 | 80414.2922 | 102067.75 | 2.2976 | 2.6072 | 3.0399 | 2.4647
7923 | Lateral Hardening | Lateral Hardening-Fuse-10509556 | Laterals | 13128 | 0.44261 | 27 | 54 | 483872.31 | 2024 | 1141034.9455 | 1240330.3244 | 1356482.077 | 657162.6355 | 756458.0144 | 872609.767 | 2.3581 | 2.5633 | 2.8034 | 2.4642
19451 | Lateral Hardening | Lateral Hardening-Fuse-92969105 | Laterals | 13423 | 0.45947 | 32 | 28 | 506704.58 | 2028 | 1188331.0461 | 1303470.694 | 1437774.7785 | 681626.4661 | 796766.114 | 931070.1985 | 2.3452 | 2.5724 | 2.8375 | 2.4626
13951 | Lateral Hardening | Lateral Hardening-Fuse-60188243 | Laterals | 13807 | 0.52121 | 21 | 80 | 337960.47 | 2028 | 792889.3102 | 865449.404 | 968822.2615 | 454928.8402 | 527488.934 | 630861.7915 | 2.3461 | 2.5608 | 2.8667 | 2.4626
6547 | Lateral Hardening | Lateral Hardening-Fuse-92124741 | Laterals | 13592 | 0.076894 | 5 | 13 | 141436.94 | 2022 | 322907.3591 | 368804.4384 | 436119.6414 | 181470.4191 | 227367.4984 | 294682.7014 | 2.283 | 2.6076 | 3.0835 | 2.4604
7638 | Lateral Hardening | Lateral Hardening-Fuse-91071417 | Laterals | 13142 | 0.052273 | 8 | 30 | 80617.83 | 2024 | 184196.8512 | 209869.0633 | 247301.4004 | 103579.0212 | 129251.2333 | 166683.5704 | 2.2848 | 2.6033 | 3.0676 | 2.4586
14396 | Lateral Hardening | Lateral Hardening-Fuse-90250916 | Laterals | 13297 | 0.39242 | 27 | 24 | 500435.15 | 2021 | 1169848.9153 | 1286906.0029 | 1418744.6299 | 669413.7653 | 786470.8529 | 918309.4799 | 2.3377 | 2.5716 | 2.835 | 2.4576
11407 | Lateral Hardening | Lateral Hardening-Fuse-10240061 | Laterals | 13513 | 0.33996 | 35 | 5 | 439275.92 | 2028 | 1014383.9426 | 1134980.1274 | 1302082.2731 | 575108.0226 | 695704.2074 | 862806.3531 | 2.3092 | 2.5838 | 2.9642 | 2.4571
4318 | Lateral Hardening | Lateral Hardening-Fuse-10573743 | Laterals | 13443 | 0.67708 | 32 | 108 | 105283.75 | 2022 | 239863.7278 | 273358.643 | 326586.1056 | 134579.9778 | 168074.893 | 221302.3556 | 2.2783 | 2.5964 | 3.102 | 2.4561
9156 | Lateral Hardening | Lateral Hardening-Fuse-10692797 | Laterals | 13463 | 0.68902 | 50 | 154 | 672650.23 | 2028 | 1575948.3358 | 1718031.7488 | 1909587.7181 | 903298.1058 | 1045381.5188 | 1236937.4881 | 2.3429 | 2.5541 | 2.8389 | 2.4559
16542 | Lateral Hardening | Lateral Hardening-Fuse-10680818 | Laterals | 13308 | 0.095455 | 10 | 17 | 254445.96 | 2026 | 583992.7279 | 657489.0118 | 770577.7769 | 329546.7679 | 403043.0518 | 516131.8169 | 2.2952 | 2.584 | 3.0285 | 2.4551
15428 | Lateral Hardening | Lateral Hardening-Fuse-10758547 | Laterals | 13422 | 0.15682 | 9 | 12 | 68765.97 | 2024 | 158764.7789 | 177631.3774 | 202310.088 | 89998.8089 | 108865.4074 | 133544.118 | 2.3088 | 2.5831 | 2.942 | 2.4544
15329 | Lateral Hardening | Lateral Hardening-Fuse-10442372 | Laterals | 13948 | 0.21136 | 22 | 25 | 246280.67 | 2022 | 575570.0788 | 628301.1081 | 706338.2613 | 329289.4088 | 382020.4381 | 460057.5913 | 2.337 | 2.5512 | 2.868 | 2.4544
4743 | Lateral Hardening | Lateral Hardening-Fuse-90566593 | Laterals | 13471 | 0.51818 | 32 | 89 | 496146.99 | 2026 | 1160590.4156 | 1264555.1842 | 1414098.9406 | 664443.4256 | 768408.1942 | 917951.9506 | 2.3392 | 2.5488 | 2.8502 | 2.4532
12244 | Lateral Hardening | Lateral Hardening-Fuse-10758556 | Laterals | 13004 | 0.21231 | 11 | 26 | 204494.29 | 2023 | 469377.6995 | 527591.7143 | 616711.2282 | 264883.4095 | 323097.4243 | 412216.9382 | 2.2953 | 2.58 | 3.0158 | 2.4528
11997 | Lateral Hardening | Lateral Hardening-Fuse-60087052 | Laterals | 13359 | 0.059848 | 7 | 29 | 81795.83 | 2029 | 185997.6719 | 212691.5017 | 251684.9611 | 104201.8419 | 130895.6717 | 169889.1311 | 2.2739 | 2.6003 | 3.077 | 2.4521
4319 | Lateral Hardening | Lateral Hardening-Fuse-93324127 | Laterals | 13723 | 0.078977 | 5 | 2 | 54436.83 | 2024 | 126519.3467 | 139545.4291 | 156306.6234 | 72082.5167 | 85108.5991 | 101869.7934 | 2.3241 | 2.5634 | 2.8713 | 2.4507
9262 | Lateral Hardening | Lateral Hardening-Fuse-60073790 | Laterals | 13082 | 0.29413 | 27 | 48 | 566423.8 | 2029 | 1319618.1745 | 1447561.0736 | 1606129.8825 | 753194.3745 | 881137.2736 | 1039706.0825 | 2.3297 | 2.5556 | 2.8356 | 2.4481
8588 | Lateral Hardening | Lateral Hardening-Fuse-90767118 | Laterals | 13098 | 0.33864 | 20 | 107 | 267509.37 | 2024 | 622375.2442 | 682601.6544 | 762687.4391 | 354865.8742 | 415092.2844 | 495178.0691 | 2.3266 | 2.5517 | 2.8511 | 2.4465
8909 | Lateral Hardening | Lateral Hardening-Fuse-10429528 | Laterals | 13835 | 0.28523 | 24 | 60 | 442159.98 | 2022 | 1018428.5609 | 1139270.9772 | 1285581.359 | 576268.5809 | 697110.9972 | 843421.379 | 2.3033 | 2.5766 | 2.9075 | 2.4457
19270 | Lateral Hardening | Lateral Hardening-Fuse-60657304 | Laterals | 14124 | 0.25871 | 17 | 31 | 153839.27 | 2028 | 352875.2471 | 396458.5218 | 455671.3078 | 199035.9771 | 242619.2518 | 301832.0378 | 2.2938 | 2.5771 | 2.962 | 2.4456
7437 | Lateral Hardening | Lateral Hardening-Fuse-10916881 | Laterals | 13805 | 0.49602 | 27 | 342 | 490843.83 | 2024 | 1139496.5475 | 1255389.9676 | 1395933.3439 | 648652.7175 | 764546.1376 | 905089.5139 | 2.3215 | 2.5576 | 2.8439 | 2.4446
7308 | Lateral Hardening | Lateral Hardening-Fuse-10476051 | Laterals | 13436 | 0.66269 | 44 | 48 | 631271.58 | 2025 | 1475658.2463 | 1604891.5978 | 1751446.7743 | 844386.6663 | 973620.0178 | 1120175.1943 | 2.3376 | 2.5423 | 2.7745 | 2.4427
976 | Lateral Hardening | Lateral Hardening-Fuse-10686185 | Laterals | 13808 | 2.0241 | 71 | 1 | 256608.56 | 2027 | 605413.2557 | 643433.9918 | 701125.8274 | 348804.6957 | 386825.4318 | 444517.2674 | 2.3593 | 2.5075 | 2.7323 | 2.441
11467 | Lateral Hardening | Lateral Hardening-Fuse-60068869 | Laterals | 13204 | 0.40398 | 36 | 170 | 376047.09 | 2022 | 858629.5507 | 967167.7647 | 1123792.1798 | 482582.4607 | 591120.6747 | 747745.0898 | 2.2833 | 2.5719 | 2.9884 | 2.4404
2130 | Lateral Hardening | Lateral Hardening-Fuse-10051896 | Laterals | 13198 | 0.13258 | 11 | 18 | 170331.07 | 2022 | 387247.6578 | 440018.1115 | 512902.1362 | 216916.5878 | 269687.0415 | 342571.0662 | 2.2735 | 2.5833 | 3.0112 | 2.4402
3329 | Lateral Hardening | Lateral Hardening-Fuse-10120786 | Laterals | 13053 | 0.25511 | 28 | 73 | 522087.78 | 2025 | 1199896.6439 | 1338870.8428 | 1518184.4329 | 677808.8639 | 816783.0628 | 996096.6529 | 2.2983 | 2.5645 | 2.9079 | 2.4391
7714 | Lateral Hardening | Lateral Hardening-Fuse-10807553 | Laterals | 13020 | 0.12405 | 8 | 12 | 77832.95 | 2028 | 176749.1429 | 200782.7746 | 234744.8242 | 98916.1929 | 122949.8246 | 156911.8742 | 2.2709 | 2.5797 | 3.016 | 2.438
2818 | Lateral Hardening | Lateral Hardening-Fuse-90670914 | Laterals | 13097 | 0.35587 | 28 | 114 | 305024.96 | 2025 | 711974.6161 | 770983.9323 | 851211.6629 | 406949.6561 | 465958.9723 | 546186.7029 | 2.3342 | 2.5276 | 2.7906 | 2.4378
5170 | Lateral Hardening | Lateral Hardening-Fuse-92915806 | Laterals | 13309 | 0.089205 | 8 | 16 | 86360.58 | 2022 | 195599.1955 | 222922.3218 | 261043.9113 | 109238.6155 | 136561.7418 | 174683.3313 | 2.2649 | 2.5813 | 3.0227 | 2.4356
2708 | Lateral Hardening | Lateral Hardening-Fuse-60077890 | Laterals | 13443 | 0.29773 | 19 | 37 | 369386.77 | 2022 | 851425.0565 | 941446.9151 | 1050557.2374 | 482038.2865 | 572060.1451 | 681170.4674 | 2.305 | 2.5487 | 2.8441 | 2.432
4365 | Lateral Hardening | Lateral Hardening-Fuse-10055000 | Laterals | 13419 | 0.30568 | 23 | 33 | 264937 | 2026 | 598832.8851 | 682492.7763 | 800341.9164 | 333895.8851 | 417555.7763 | 535404.9164 | 2.2603 | 2.5761 | 3.0209 | 2.4311
2174 | Lateral Hardening | Lateral Hardening-Fuse-60047772 | Laterals | 13052 | 0.088826 | 7 | 49 | 66636.25 | 2027 | 150689.8363 | 171389.5417 | 201235.1402 | 84053.5863 | 104753.2917 | 134598.8902 | 2.2614 | 2.572 | 3.0199 | 2.4304
18610 | Lateral Hardening | Lateral Hardening-Fuse-10141687 | Laterals | 13122 | 0.54318 | 37 | 156 | 668829.19 | 2026 | 1547045.69 | 1699146.0142 | 1874457.952 | 878216.5 | 1030316.8242 | 1205628.762 | 2.3131 | 2.5405 | 2.8026 | 2.4302
19462 | Lateral Hardening | Lateral Hardening-Fuse-92390275 | Laterals | 13342 | 0.32652 | 17 | 27 | 215207.44 | 2023 | 496113.5304 | 544904.3395 | 615539.4829 | 280906.0904 | 329696.8995 | 400332.0429 | 2.3053 | 2.532 | 2.8602 | 2.4288
13876 | Lateral Hardening | Lateral Hardening-Fuse-92856634 | Laterals | 13224 | 0.25227 | 23 | 16 | 332689.48 | 2025 | 752512.6199 | 851540.602 | 1006741.8898 | 419823.1399 | 518851.122 | 674052.4098 | 2.2619 | 2.5596 | 3.0261 | 2.4276
12437 | Lateral Hardening | Lateral Hardening-Fuse-90884403 | Laterals | 13175 | 0.52614 | 28 | 50 | 202790.72 | 2028 | 464722.7573 | 517291.8958 | 580956.2744 | 261932.0373 | 314501.1758 | 378165.5544 | 2.2916 | 2.5509 | 2.8648 | 2.4267
16133 | Lateral Hardening | Lateral Hardening-Fuse-10537306 | Laterals | 13117 | 0.10777 | 7 | 4 | 65197.99 | 2027 | 149273.4256 | 166248.3143 | 187785.2786 | 84075.4356 | 101050.3243 | 122587.2886 | 2.2895 | 2.5499 | 2.8802 | 2.4267
3588 | Lateral Hardening | Lateral Hardening-Fuse-92971172 | Laterals | 13146 | 1.0953 | 45 | 0 | 139406.35 | 2026 | 321452.8084 | 351141.992 | 396891.284 | 182046.4584 | 211735.642 | 257484.934 | 2.3059 | 2.5188 | 2.847 | 2.4239
5803 | Lateral Hardening | Lateral Hardening-Fuse-10795713 | Laterals | 13695 | 0.30436 | 21 | 107 | 230289.58 | 2023 | 521720.7734 | 588948.9402 | 683283.6957 | 291431.1934 | 358659.3602 | 452994.1157 | 2.2655 | 2.5574 | 2.9671 | 2.4232
13875 | Lateral Hardening | Lateral Hardening-Fuse-10846390 | Laterals | 13109 | 0.2411 | 27 | 29 | 384744.77 | 2022 | 883270.6817 | 976663.8997 | 1092207.693 | 498525.9117 | 591919.1297 | 707462.923 | 2.2957 | 2.5385 | 2.8388 | 2.4229
7017 | Lateral Hardening | Lateral Hardening-Fuse-10567784 | Laterals | 13279 | 0.20947 | 16 | 24 | 399036.55 | 2027 | 916392.6594 | 1011889.3458 | 1130750.2817 | 517356.1094 | 612852.7958 | 731713.7317 | 2.2965 | 2.5358 | 2.8337 | 2.422
9197 | Lateral Hardening | Lateral Hardening-Fuse-92839477 | Laterals | 13081 | 0.10076 | 15 | 88 | 88207.78 | 2028 | 197822.0497 | 225725.3188 | 267945.9066 | 109614.2697 | 137517.5388 | 179738.1266 | 2.2427 | 2.559 | 3.0377 | 2.4171
178 | Lateral Hardening | Lateral Hardening-Fuse-91205892 | Laterals | 13390 | 0.14792 | 16 | 18 | 104109.44 | 2023 | 239023.2013 | 262090.8188 | 294727.3028 | 134913.7613 | 157981.3788 | 190617.8628 | 2.2959 | 2.5175 | 2.8309 | 2.4159
7702 | Lateral Hardening | Lateral Hardening-Fuse-10722429 | Laterals | 13817 | 0.71629 | 45 | 71 | 869115.25 | 2023 | 2009544.982 | 2189206.3544 | 2370828.5506 | 1140429.732 | 1320091.1044 | 1501713.3006 | 2.3122 | 2.5189 | 2.7279 | 2.4158
19734 | Lateral Hardening | Lateral Hardening-Fuse-10155413 | Laterals | 13067 | 0.5447 | 43 | 23 | 798077.5 | 2029 | 1822799.9425 | 2022402.0677 | 2275152.2038 | 1024722.4425 | 1224324.5677 | 1477074.7038 | 2.284 | 2.5341 | 2.8508 | 2.4157
521 | Lateral Hardening | Lateral Hardening-Fuse-10793104 | Laterals | 13470 | 0.13428 | 7 | 3 | 103993.52 | 2026 | 233890.1325 | 265532.5924 | 309183.3346 | 129896.6125 | 161539.0724 | 205189.8146 | 2.2491 | 2.5534 | 2.9731 | 2.4128
317 | Lateral Hardening | Lateral Hardening-Fuse-10795803 | Laterals | 13695 | 1.1136 | 66 | 33 | 546785.88 | 2023 | 1260318.5388 | 1370572.2393 | 1506194.2163 | 713532.6588 | 823786.3593 | 959408.3363 | 2.305 | 2.5066 | 2.7546 | 2.4104
19730 | Lateral Hardening | Lateral Hardening-Fuse-91852827 | Laterals | 13224 | 0.24981 | 20 | 25 | 307287.31 | 2025 | 705240.5465 | 768262.3 | 862722.3704 | 397953.2365 | 460974.99 | 555435.0604 | 2.2951 | 2.5001 | 2.8075 | 2.4078
9899 | Lateral Hardening | Lateral Hardening-Fuse-10615024 | Laterals | 13125 | 0.17311 | 12 | 80 | 223634.08 | 2024 | 502582.4941 | 566875.6508 | 665461.4253 | 278948.4141 | 343241.5708 | 441827.3453 | 2.2473 | 2.5348 | 2.9757 | 2.4064
19039 | Lateral Hardening | Lateral Hardening-Fuse-90418738 | Laterals | 13006 | 0.3786 | 16 | 13 | 167224.01 | 2022 | 374673.8742 | 425979.5373 | 496421.8593 | 207449.8642 | 258755.5273 | 329197.8493 | 2.2406 | 2.5474 | 2.9686 | 2.4054
2972 | Lateral Hardening | Lateral Hardening-Fuse-60002970 | Laterals | 13612 | 0.24811 | 23 | 131 | 346445.65 | 2023 | 778931.7465 | 879367.662 | 1021031.8537 | 432486.0965 | 532922.012 | 674586.2037 | 2.2484 | 2.5383 | 2.9472 | 2.4052
6057 | Lateral Hardening | Lateral Hardening-Fuse-91843819 | Laterals | 13143 | 0.23163 | 24 | 127 | 420850.35 | 2026 | 946178.389 | 1065676.231 | 1247464.9733 | 525328.039 | 644825.881 | 826614.6233 | 2.2483 | 2.5322 | 2.9642 | 2.405
13620 | Lateral Hardening | Lateral Hardening-Fuse-10635135 | Laterals | 13242 | 0.71572 | 41 | 7 | 379891.57 | 2028 | 875254.1812 | 943907.6806 | 1045930.8483 | 495362.6112 | 564016.1106 | 666039.2783 | 2.304 | 2.4847 | 2.7532 | 2.4031
15362 | Lateral Hardening | Lateral Hardening-Fuse-10753403 | Laterals | 13330 | 0.16023 | 8 | 6 | 50000 | 2025 | 112428.123 | 126619.8909 | 147007.274 | 62428.123 | 76619.8909 | 97007.274 | 2.2486 | 2.5324 | 2.9401 | 2.4029
9545 | Lateral Hardening | Lateral Hardening-Fuse-92782140 | Laterals | 13659 | 0.14413 | 12 | 57 | 67711.39 | 2023 | 151692.717 | 172328.889 | 199649.6508 | 83981.327 | 104617.499 | 131938.2608 | 2.2403 | 2.5451 | 2.9485 | 2.4025
13198 | Lateral Hardening | Lateral Hardening-Fuse-90900553 | Laterals | 13712 | 1.1737 | 84 | 201 | 1320771.75 | 2026 | 3044381.8661 | 3291572.7664 | 3573240.7107 | 1723610.1161 | 1970801.0164 | 2252468.9607 | 2.305 | 2.4922 | 2.7054 | 2.4012
17216 | Lateral Hardening | Lateral Hardening-Fuse-90288924 | Laterals | 13807 | 0.22519 | 15 | 19 | 160272.85 | 2028 | 365228.0915 | 401110.1601 | 453240.125 | 204955.2415 | 240837.3101 | 292967.275 | 2.2788 | 2.5027 | 2.8279 | 2.4009
2504 | Lateral Hardening | Lateral Hardening-Fuse-10379993 | Laterals | 13187 | 0.54678 | 48 | 102 | 586913.96 | 2026 | 1349146.131 | 1463197.6326 | 1600355.8965 | 762232.171 | 876283.6726 | 1013441.9365 | 2.2987 | 2.493 | 2.7267 | 2.3998
7916 | Lateral Hardening | Lateral Hardening-Fuse-60024439 | Laterals | 13303 | 0.38504 | 31 | 14 | 432383.44 | 2027 | 985390.5959 | 1085618.3097 | 1204247.441 | 553007.1559 | 653234.8697 | 771864.001 | 2.279 | 2.5108 | 2.7851 | 2.3991
1601 | Lateral Hardening | Lateral Hardening-Fuse-92601616 | Laterals | 13303 | 2.1252 | 76 | 5 | 458541.44 | 2027 | 1050412.731 | 1139629.2146 | 1277600.4381 | 591871.291 | 681087.7746 | 819058.9981 | 2.2908 | 2.4853 | 2.7862 | 2.3987
18811 | Lateral Hardening | Lateral Hardening-Fuse-10671287 | Laterals | 13724 | 0.24356 | 14 | 22 | 205742.01 | 2022 | 464759.306 | 518839.6483 | 588545.558 | 259017.296 | 313097.6383 | 382803.548 | 2.2589 | 2.5218 | 2.8606 | 2.398
4820 | Lateral Hardening | Lateral Hardening-Fuse-90733129 | Laterals | 13082 | 0.09375 | 11 | 61 | 304536.27 | 2029 | 677257.7052 | 772944.8628 | 915665.6064 | 372721.4352 | 468408.5928 | 611129.3364 | 2.2239 | 2.5381 | 3.0068 | 2.3964
9418 | Lateral Hardening | Lateral Hardening-Fuse-90378808 | Laterals | 13268 | 0.23902 | 14 | 57 | 274643.8 | 2022 | 624846.1833 | 688494.5801 | 765291.6487 | 350202.3833 | 413850.7801 | 490647.8487 | 2.2751 | 2.5069 | 2.7865 | 2.3958
5017 | Lateral Hardening | Lateral Hardening-Fuse-91161524 | Laterals | 13146 | 0.23845 | 15 | 16 | 247188.34 | 2026 | 556136.6842 | 623236.1312 | 714056.7457 | 308948.3442 | 376047.7912 | 466868.4057 | 2.2498 | 2.5213 | 2.8887 | 2.3952
1736 | Lateral Hardening | Lateral Hardening-Fuse-91418404 | Laterals | 13621 | 0.15777 | 11 | 10 | 148871.17 | 2029 | 338034.7889 | 371877.003 | 420241.456 | 189163.6189 | 223005.833 | 271370.286 | 2.2707 | 2.498 | 2.8229 | 2.3941
2029 | Lateral Hardening | Lateral Hardening-Fuse-10501110 | Laterals | 13509 | 0.089962 | 6 | 3 | 50000 | 2021 | 112583.8786 | 125620.1334 | 144619.7933 | 62583.8786 | 75620.1334 | 94619.7933 | 2.2517 | 2.5124 | 2.8924 | 2.394
10613 | Lateral Hardening | Lateral Hardening-Fuse-10612071 | Laterals | 13927 | 1.6801 | 56 | 16 | 649637.37 | 2024 | 1489313.8914 | 1610861.1561 | 1769231.6435 | 839676.5214 | 961223.7861 | 1119594.2735 | 2.2925 | 2.4796 | 2.7234 | 2.3917
5246 | Lateral Hardening | Lateral Hardening-Fuse-10144741 | Laterals | 13136 | 0.39432 | 43 | 36 | 522520.51 | 2029 | 1189679.7451 | 1304120.5609 | 1443503.3343 | 667159.2351 | 781600.0509 | 920982.8243 | 2.2768 | 2.4958 | 2.7626 | 2.3911
7815 | Lateral Hardening | Lateral Hardening-Fuse-92051767 | Laterals | 13785 | 0.1161 | 9 | 1 | 58030.55 | 2021 | 130493.7178 | 145897.7532 | 164465.9467 | 72463.1678 | 87867.2032 | 106435.3967 | 2.2487 | 2.5142 | 2.8341 | 2.3869
2604 | Lateral Hardening | Lateral Hardening-Fuse-10629081 | Laterals | 13146 | 0.79716 | 30 | 1 | 110701.59 | 2026 | 254683.8457 | 271684.7085 | 297855.9671 | 143982.2557 | 160983.1185 | 187154.3771 | 2.3006 | 2.4542 | 2.6906 | 2.3857
19688 | Lateral Hardening | Lateral Hardening-Fuse-91096289 | Laterals | 13787 | 0.091288 | 6 | 3 | 63828.61 | 2027 | 143727.4687 | 159523.8631 | 178667.1583 | 79898.8587 | 95695.2531 | 114838.5483 | 2.2518 | 2.4993 | 2.7992 | 2.3808
7983 | Lateral Hardening | Lateral Hardening-Fuse-92619205 | Laterals | 13303 | 0.45947 | 25 | 12 | 325424.74 | 2027 | 730208.6001 | 814096.3354 | 919992.9142 | 404783.8601 | 488671.5954 | 594568.1742 | 2.2439 | 2.5016 | 2.8271 | 2.3795
16808 | Lateral Hardening | Lateral Hardening-Fuse-10441824 | Laterals | 13947 | 0.85871 | 71 | 386 | 961482.74 | 2025 | 2189014.9502 | 2380354.4205 | 2589838.4999 | 1227532.2102 | 1418871.6805 | 1628355.7599 | 2.2767 | 2.4757 | 2.6936 | 2.3781
16394 | Lateral Hardening | Lateral Hardening-Fuse-90293072 | Laterals | 13146 | 0.2428 | 10 | 2 | 72490.61 | 2026 | 163688.3053 | 179973.0226 | 200748.8751 | 91197.6953 | 107482.4126 | 128258.2651 | 2.2581 | 2.4827 | 2.7693 | 2.3766
19657 | Lateral Hardening | Lateral Hardening-Fuse-93373182 | Laterals | 13213 | 0.10057 | 9 | 12 | 131614.44 | 2027 | 296126.262 | 327160.2811 | 369449.3084 | 164511.822 | 195545.8411 | 237834.8684 | 2.25 | 2.4857 | 2.8071 | 2.3764
17948 | Lateral Hardening | Lateral Hardening-Fuse-10590630 | Laterals | 13579 | 0.12936 | 9 | 45 | 161663.89 | 2027 | 364369.3262 | 401896.5536 | 449552.2299 | 202705.4362 | 240232.6636 | 287888.3399 | 2.2539 | 2.486 | 2.7808 | 2.3762
14377 | Lateral Hardening | Lateral Hardening-Fuse-91101866 | Laterals | 13470 | 0.48769 | 11 | 1 | 50000 | 2026 | 112405.9282 | 124670.2518 | 139645.2533 | 62405.9282 | 74670.2518 | 89645.2533 | 2.2481 | 2.4934 | 2.7929 | 2.3762
14277 | Lateral Hardening | Lateral Hardening-Fuse-60125643 | Laterals | 14030 | 0.089205 | 14 | 101 | 167804.15 | 2023 | 372737.6741 | 420306.8779 | 488608.8815 | 204933.5241 | 252502.7279 | 320804.7315 | 2.2213 | 2.5047 | 2.9118 | 2.3754
790 | Lateral Hardening | Lateral Hardening-Fuse-91015266 | Laterals | 13102 | 0.20985 | 14 | 7 | 245158.06 | 2022 | 544657.6193 | 614543.2156 | 711211.4201 | 299499.5593 | 369385.1556 | 466053.3601 | 2.2217 | 2.5067 | 2.901 | 2.3751
19115 | Lateral Hardening | Lateral Hardening-Fuse-10625697 | Laterals | 13011 | 0.2822 | 23 | 33 | 318347.53 | 2028 | 715757.3 | 791806.5922 | 886952.0605 | 397409.77 | 473459.0622 | 568604.5305 | 2.2484 | 2.4872 | 2.7861 | 2.3738
6404 | Lateral Hardening | Lateral Hardening-Fuse-91225534 | Laterals | 13924 | 1.1472 | 59 | 6 | 395847.54 | 2029 | 894258.6809 | 977863.9467 | 1096992.4364 | 498411.1409 | 582016.4067 | 701144.8964 | 2.2591 | 2.4703 | 2.7712 | 2.3737
7967 | Lateral Hardening | Lateral Hardening-Fuse-93276854 | Laterals | 13213 | 0.28731 | 18 | 6 | 179287.33 | 2027 | 403938.8068 | 442932.6203 | 498652.9873 | 224651.4768 | 263645.2903 | 319365.6573 | 2.253 | 2.4705 | 2.7813 | 2.3711
4996 | Lateral Hardening | Lateral Hardening-Fuse-91643794 | Laterals | 13579 | 0.52083 | 29 | 15 | 276317.29 | 2027 | 623281.828 | 683077.0863 | 762830.1214 | 346964.538 | 406759.7963 | 486512.8314 | 2.2557 | 2.4721 | 2.7607 | 2.3711
8221 | Lateral Hardening | Lateral Hardening-Fuse-10589595 | Laterals | 13756 | 0.24924 | 22 | 93 | 442286.59 | 2021 | 993567.8918 | 1098626.7767 | 1220801.859 | 551281.3018 | 656340.1867 | 778515.269 | 2.2464 | 2.484 | 2.7602 | 2.3691
1801 | Lateral Hardening | Lateral Hardening-Fuse-92570284 | Laterals | 13020 | 0.068182 | 3 | 9 | 84979.65 | 2028 | 186821.9203 | 213383.7589 | 252112.1803 | 101842.2703 | 128404.1089 | 167132.5303 | 2.1984 | 2.511 | 2.9667 | 2.369
14095 | Lateral Hardening | Lateral Hardening-Fuse-91498056 | Laterals | 13657 | 0.2089 | 8 | 2 | 114125.08 | 2024 | 252336.3114 | 284905.6155 | 333151.8698 | 138211.2314 | 170780.5355 | 219026.7898 | 2.2111 | 2.4964 | 2.9192 | 2.3675
17132 | Lateral Hardening | Lateral Hardening-Fuse-10421439 | Laterals | 13826 | 0.44811 | 33 | 197 | 278133.13 | 2023 | 625919.7324 | 685327.4567 | 768925.3965 | 347786.6024 | 407194.3267 | 490792.2665 | 2.2504 | 2.464 | 2.7646 | 2.3659
7984 | Lateral Hardening | Lateral Hardening-Fuse-91402974 | Laterals | 13924 | 2.564 | 103 | 4 | 498941.02 | 2029 | 1141683.3081 | 1208687.5112 | 1318835.9784 | 642742.2881 | 709746.4912 | 819894.9584 | 2.2882 | 2.4225 | 2.6433 | 2.364
2402 | Lateral Hardening | Lateral Hardening-Fuse-90247061 | Laterals | 13165 | 0.1428 | 14 | 12 | 176138.5 | 2026 | 389533.5521 | 438433.6496 | 510962.3302 | 213395.0521 | 262295.1496 | 334823.8302 | 2.2115 | 2.4891 | 2.9009 | 2.3637
17348 | Lateral Hardening | Lateral Hardening-Fuse-90877719 | Laterals | 13072 | 0.15739 | 16 | 20 | 385592.04 | 2029 | 850692.558 | 959191.4142 | 1129826.8892 | 465100.518 | 573599.3742 | 744234.8492 | 2.2062 | 2.4876 | 2.9301 | 2.363
96 | Lateral Hardening | Lateral Hardening-Fuse-92529538 | Laterals | 13210 | 0.15038 | 10 | 41 | 62947.47 | 2029 | 139034.7624 | 156728.2751 | 182514.5676 | 76087.2924 | 93780.8051 | 119567.0976 | 2.2087 | 2.4898 | 2.8995 | 2.3621
10192 | Lateral Hardening | Lateral Hardening-Fuse-10762878 | Laterals | 13815 | 0.46799 | 17 | 8 | 135148.72 | 2027 | 304000.2347 | 330732.2194 | 373010.6318 | 168851.5147 | 195583.4994 | 237861.9118 | 2.2494 | 2.4472 | 2.76 | 2.3598
1107 | Lateral Hardening | Lateral Hardening-Fuse-91959273 | Laterals | 13523 | 0.085038 | 9 | 13 | 54940.51 | 2028 | 120807.7822 | 136986.0418 | 160514.3769 | 65867.2722 | 82045.5318 | 105573.8669 | 2.1989 | 2.4934 | 2.9216 | 2.3595
8665 | Lateral Hardening | Lateral Hardening-Fuse-10465296 | Laterals | 13434 | 0.20568 | 21 | 48 | 160713.39 | 2027 | 360598.8331 | 393610.4048 | 445767.5741 | 199885.4431 | 232897.0148 | 285054.1841 | 2.2437 | 2.4491 | 2.7737 | 2.3584
18798 | Lateral Hardening | Lateral Hardening-Fuse-60068046 | Laterals | 13139 | 0.13371 | 11 | 7 | 122578.94 | 2027 | 271453.8255 | 303104.7356 | 350600.5641 | 148874.8855 | 180525.7956 | 228021.6241 | 2.2145 | 2.4727 | 2.8602 | 2.3566
3740 | Lateral Hardening | Lateral Hardening-Fuse-91007877 | Laterals | 13035 | 0.15511 | 15 | 34 | 218376.75 | 2028 | 476913.1799 | 545262.7949 | 645924.7601 | 258536.4299 | 326886.0449 | 427548.0101 | 2.1839 | 2.4969 | 2.9578 | 2.3552
14382 | Lateral Hardening | Lateral Hardening-Fuse-60585042 | Laterals | 13023 | 0.51572 | 30 | 139 | 444782.77 | 2025 | 998147.0362 | 1089792.3637 | 1216050.6346 | 553364.2662 | 645009.5937 | 771267.8646 | 2.2441 | 2.4502 | 2.734 | 2.3549
16551 | Lateral Hardening | Lateral Hardening-Fuse-92983610 | Laterals | 13631 | 0.31269 | 25 | 31 | 411476.24 | 2026 | 920905.3072 | 1013140.7469 | 1124668.5181 | 509429.0672 | 601664.5069 | 713192.2781 | 2.2381 | 2.4622 | 2.7333 | 2.3548
10595 | Lateral Hardening | Lateral Hardening-Fuse-10475349 | Laterals | 13455 | 0.1178 | 11 | 74 | 163297.16 | 2025 | 357190.3024 | 407127.0786 | 480345.0868 | 193893.1424 | 243829.9186 | 317047.9268 | 2.1874 | 2.4932 | 2.9415 | 2.3545
18214 | Lateral Hardening | Lateral Hardening-Fuse-60096425 | Laterals | 13739 | 0.10701 | 9 | 95 | 161618.51 | 2028 | 352947.8897 | 402909.7234 | 478079.8373 | 191329.3797 | 241291.2134 | 316461.3273 | 2.1838 | 2.493 | 2.9581 | 2.354
48 | Lateral Hardening | Lateral Hardening-Fuse-91995336 | Laterals | 13911 | 0.30095 | 19 | 93 | 259733.86 | 2022 | 581906.7895 | 636345.6242 | 710145.3269 | 322172.9295 | 376611.7642 | 450411.4669 | 2.2404 | 2.45 | 2.7341 | 2.3526
18172 | Lateral Hardening | Lateral Hardening-Fuse-91205915 | Laterals | 13187 | 0.27652 | 18 | 93 | 332955.52 | 2026 | 732191.3569 | 825920.9621 | 959933.0232 | 399235.8369 | 492965.4421 | 626977.5032 | 2.1991 | 2.4806 | 2.8831 | 2.3519
11213 | Lateral Hardening | Lateral Hardening-Fuse-90988843 | Laterals | 13426 | 0.3089 | 26 | 132 | 183145.1 | 2027 | 405655.2431 | 451535.218 | 511843.5293 | 222510.1431 | 268390.118 | 328698.4293 | 2.2149 | 2.4655 | 2.7947 | 2.3481
11749 | Lateral Hardening | Lateral Hardening-Fuse-60024022 | Laterals | 13679 | 0.1572 | 18 | 41 | 145402.63 | 2028 | 321563.2865 | 359626.0271 | 405367.3085 | 176160.6565 | 214223.3971 | 259964.6785 | 2.2115 | 2.4733 | 2.7879 | 2.3477
6958 | Lateral Hardening | Lateral Hardening-Fuse-91491066 | Laterals | 13808 | 0.37727 | 10 | 17 | 135631 | 2027 | 301753.4825 | 332688.072 | 375432.7794 | 166122.4825 | 197057.072 | 239801.7794 | 2.2248 | 2.4529 | 2.768 | 2.3476
14633 | Lateral Hardening | Lateral Hardening-Fuse-60021890 | Laterals | 13303 | 0.16345 | 13 | 6 | 176853.37 | 2027 | 387899.992 | 436821.6147 | 511078.8359 | 211046.622 | 259968.2447 | 334225.4659 | 2.1933 | 2.47 | 2.8898 | 2.346
19518 | Lateral Hardening | Lateral Hardening-Fuse-91110014 | Laterals | 13431 | 1.5468 | 57 | 8 | 415181.64 | 2023 | 931524.595 | 1009533.6182 | 1118664.1562 | 516342.955 | 594351.9782 | 703482.5162 | 2.2437 | 2.4315 | 2.6944 | 2.3451
6760 | Lateral Hardening | Lateral Hardening-Fuse-93003525 | Laterals | 13059 | 0.34242 | 29 | 29 | 497723.21 | 2024 | 1090069.4779 | 1229502.2079 | 1434995.5975 | 592346.2679 | 731778.9979 | 937272.3875 | 2.1901 | 2.4703 | 2.8831 | 2.3435
8140 | Lateral Hardening | Lateral Hardening-Fuse-60587612 | Laterals | 13023 | 0.19678 | 9 | 22 | 74794.39 | 2025 | 163267.5271 | 185290.3095 | 216807.8064 | 88473.1371 | 110495.9195 | 142013.4164 | 2.1829 | 2.4773 | 2.8987 | 2.3428
6796 | Lateral Hardening | Lateral Hardening-Fuse-10476053 | Laterals | 13435 | 1.4117 | 101 | 16 | 1857405.24 | 2028 | 4186787.3742 | 4489731.5363 | 4901932.576 | 2329382.1342 | 2632326.2963 | 3044527.336 | 2.2541 | 2.4172 | 2.6391 | 2.3415
5643 | Lateral Hardening | Lateral Hardening-Fuse-92669080 | Laterals | 14030 | 0.27254 | 19 | 46 | 242161.54 | 2023 | 539708.1022 | 590794.3026 | 659473.6191 | 297546.5622 | 348632.7626 | 417312.0791 | 2.2287 | 2.4397 | 2.7233 | 2.3415
10359 | Lateral Hardening | Lateral Hardening-Fuse-10089975 | Laterals | 13279 | 0.20549 | 14 | 14 | 203927.65 | 2027 | 447889.7471 | 503175.8861 | 577862.6068 | 243962.0971 | 299248.2361 | 373934.9568 | 2.1963 | 2.4674 | 2.8337 | 2.3414
6147 | Lateral Hardening | Lateral Hardening-Fuse-92377934 | Laterals | 13071 | 0.98239 | 66 | 63 | 774370.41 | 2022 | 1738328.6688 | 1878398.9054 | 2053250.5528 | 963958.2588 | 1104028.4954 | 1278880.1428 | 2.2448 | 2.4257 | 2.6515 | 2.3398
403 | Lateral Hardening | Lateral Hardening-Fuse-90392839 | Laterals | 13740 | 0.22822 | 18 | 2 | 58979.95 | 2025 | 129570.1039 | 145202.2893 | 166370.4393 | 70590.1539 | 86222.3393 | 107390.4893 | 2.1969 | 2.4619 | 2.8208 | 2.3388
238 | Lateral Hardening | Lateral Hardening-Fuse-91680239 | Laterals | 14031 | 0.78807 | 63 | 217 | 706148.69 | 2025 | 1572113.2801 | 1725505.8541 | 1904661.7556 | 865964.5901 | 1019357.1641 | 1198513.0656 | 2.2263 | 2.4435 | 2.6973 | 2.3386
13409 | Lateral Hardening | Lateral Hardening-Fuse-10686019 | Laterals | 13808 | 0.14148 | 10 | 3 | 171455.38 | 2027 | 376423.1073 | 422331.4112 | 482926.7679 | 204967.7273 | 250876.0312 | 311471.3879 | 2.1955 | 2.4632 | 2.8166 | 2.3379
17459 | Lateral Hardening | Lateral Hardening-Fuse-60412087 | Laterals | 13659 | 0.12083 | 6 | 1 | 106805.98 | 2023 | 233784.1532 | 262888.0075 | 304475.5018 | 126978.1732 | 156082.0275 | 197669.5218 | 2.1889 | 2.4614 | 2.8507 | 2.3368
6698 | Lateral Hardening | Lateral Hardening-Fuse-60046608 | Laterals | 13310 | 0.25871 | 27 | 51 | 512216.59 | 2024 | 1134114.6075 | 1254016.6168 | 1402395.7964 | 621898.0175 | 741800.0268 | 890179.2064 | 2.2141 | 2.4482 | 2.7379 | 2.3367
4278 | Lateral Hardening | Lateral Hardening-Fuse-10868120 | Laterals | 13231 | 0.41648 | 29 | 35 | 551931.51 | 2021 | 1228185.2302 | 1342331.1209 | 1500755.9109 | 676253.7202 | 790399.6109 | 948824.4009 | 2.2252 | 2.4321 | 2.7191 | 2.3367
160 | Lateral Hardening | Lateral Hardening-Fuse-60044927 | Laterals | 13288 | 0.17008 | 22 | 15 | 319743.66 | 2029 | 692059.6257 | 792398.7686 | 937713.656 | 372315.9657 | 472655.1086 | 617969.996 | 2.1644 | 2.4782 | 2.9327 | 2.3354
10221 | Lateral Hardening | Lateral Hardening-Fuse-10745541 | Laterals | 13330 | 0.46042 | 19 | 14 | 270278.87 | 2025 | 601219.6872 | 656586.7032 | 734484.7395 | 330940.8172 | 386307.8332 | 464205.8695 | 2.2244 | 2.4293 | 2.7175 | 2.3352
10626 | Lateral Hardening | Lateral Hardening-Fuse-10372407 | Laterals | 13097 | 0.3125 | 20 | 69 | 252834 | 2025 | 562413.2409 | 614283.13 | 686843.295 | 309579.2409 | 361449.13 | 434009.295 | 2.2244 | 2.4296 | 2.7166 | 2.3352
16557 | Lateral Hardening | Lateral Hardening-Fuse-10142939 | Laterals | 13035 | 0.10095 | 11 | 6 | 136376.27 | 2028 | 296018.0977 | 336572.5626 | 397634.8916 | 159641.8277 | 200196.2926 | 261258.6216 | 2.1706 | 2.468 | 2.9157 | 2.3343
9834 | Lateral Hardening | Lateral Hardening-Fuse-60211542 | Laterals | 13470 | 0.37443 | 27 | 25 | 217967.73 | 2026 | 481560.0932 | 532817.8532 | 599282.3828 | 263592.3632 | 314850.1232 | 381314.6528 | 2.2093 | 2.4445 | 2.7494 | 2.3339
8959 | Lateral Hardening | Lateral Hardening-Fuse-10129843 | Laterals | 13006 | 0.2428 | 12 | 12 | 241156.34 | 2022 | 529336.0098 | 591991.4913 | 676171.5181 | 288179.6698 | 350835.1513 | 435015.1781 | 2.195 | 2.4548 | 2.8039 | 2.3338
1177 | Lateral Hardening | Lateral Hardening-Fuse-60560736 | Laterals | 13582 | 0.49034 | 33 | 27 | 181457.97 | 2028 | 404384.5328 | 438500.7376 | 492394.5814 | 222926.5628 | 257042.7676 | 310936.6114 | 2.2285 | 2.4165 | 2.7135 | 2.3334
5225 | Lateral Hardening | Lateral Hardening-Fuse-10424227 | Laterals | 13828 | 0.25909 | 18 | 51 | 264115.32 | 2023 | 576743.1496 | 647959.2974 | 749611.6745 | 312627.8296 | 383843.9774 | 485496.3545 | 2.1837 | 2.4533 | 2.8382 | 2.33
1648 | Lateral Hardening | Lateral Hardening-Fuse-10933137 | Laterals | 13896 | 0.35322 | 22 | 44 | 269911.22 | 2026 | 598477.3046 | 654784.1239 | 732601.4874 | 328566.0846 | 384872.9039 | 462690.2674 | 2.2173 | 2.4259 | 2.7142 | 2.3296
16636 | Lateral Hardening | Lateral Hardening-Fuse-10479439 | Laterals | 14217 | 0.67159 | 26 | 3 | 204889.83 | 2028 | 455307.96 | 494527.6257 | 557302.7576 | 250418.13 | 289637.7957 | 352412.9276 | 2.2222 | 2.4136 | 2.72 | 2.3294
12908 | Lateral Hardening | Lateral Hardening-Fuse-10913197 | Laterals | 13174 | 0.077273 | 2 | 301 | 50000 | 2021 | 107965.8672 | 123381.4814 | 146734.8788 | 57965.8672 | 73381.4814 | 96734.8788 | 2.1593 | 2.4676 | 2.9347 | 2.3293
9143 | Lateral Hardening | Lateral Hardening-Fuse-91537596 | Laterals | 13097 | 0.28201 | 10 | 6 | 151336.61 | 2025 | 333827.1448 | 366929.5228 | 415837.0521 | 182490.5348 | 215592.9128 | 264500.4421 | 2.2059 | 2.4246 | 2.7478 | 2.3257
3008 | Lateral Hardening | Lateral Hardening-Fuse-10640160 | Laterals | 13795 | 0.16458 | 18 | 67 | 256368.46 | 2027 | 566374.6068 | 622532.3125 | 693466.502 | 310006.1468 | 366163.8525 | 437098.042 | 2.2092 | 2.4283 | 2.705 | 2.3245
13477 | Lateral Hardening | Lateral Hardening-Fuse-92151829 | Laterals | 13303 | 2.5307 | 111 | 39 | 1120180.21 | 2027 | 2514218.7663 | 2678891.2251 | 2913437.0804 | 1394038.5563 | 1558711.0151 | 1793256.8704 | 2.2445 | 2.3915 | 2.6009 | 2.3242
2105 | Lateral Hardening | Lateral Hardening-Fuse-92171336 | Laterals | 13391 | 0.43447 | 23 | 5 | 237495.28 | 2028 | 527018.3778 | 571557.0869 | 641980.9746 | 289523.0978 | 334061.8069 | 404485.6946 | 2.2191 | 2.4066 | 2.7031 | 2.3237
221 | Lateral Hardening | Lateral Hardening-Fuse-10028768 | Laterals | 13217 | 0.42178 | 28 | 21 | 363614.9 | 2025 | 799323.79 | 884528.7121 | 990363.2167 | 435708.89 | 520913.8121 | 626748.3167 | 2.1983 | 2.4326 | 2.7237 | 2.3211
3790 | Lateral Hardening | Lateral Hardening-Fuse-92632841 | Laterals | 14042 | 0.19924 | 8 | 1 | 107948 | 2026 | 234285.3746 | 263649.2143 | 305688.5886 | 126337.3746 | 155701.2143 | 197740.5886 | 2.1704 | 2.4424 | 2.8318 | 2.3181
16867 | Lateral Hardening | Lateral Hardening-Fuse-10389247 | Laterals | 13365 | 0.13409 | 15 | 206 | 211337.07 | 2028 | 454028.6924 | 516519.7614 | 618612.425 | 242691.6224 | 305182.6914 | 407275.355 | 2.1484 | 2.4441 | 2.9271 | 2.3149
10117 | Lateral Hardening | Lateral Hardening-Fuse-10663269 | Laterals | 13001 | 0.11818 | 8 | 16 | 101638.26 | 2021 | 219246.9052 | 248496.1515 | 291395.9222 | 117608.6452 | 146857.8915 | 189757.6622 | 2.1571 | 2.4449 | 2.867 | 2.3144
5968 | Lateral Hardening | Lateral Hardening-Fuse-10476020 | Laterals | 13324 | 0.15909 | 12 | 8 | 168631.35 | 2029 | 367303.4095 | 410577.6429 | 467054.8327 | 198672.0595 | 241946.2929 | 298423.4827 | 2.1781 | 2.4348 | 2.7697 | 2.3143
19024 | Lateral Hardening | Lateral Hardening-Fuse-10797437 | Laterals | 14041 | 0.18447 | 11 | 2 | 73157.47 | 2023 | 157557.1196 | 178857.0427 | 209989.7219 | 84399.6496 | 105699.5727 | 136832.2519 | 2.1537 | 2.4448 | 2.8704 | 2.3127
8141 | Lateral Hardening | Lateral Hardening-Fuse-90296900 | Laterals | 13007 | 0.14034 | 15 | 13 | 239291.34 | 2029 | 516806.7234 | 582340.1272 | 674577.5012 | 277515.3834 | 343048.7872 | 435286.1612 | 2.1597 | 2.4336 | 2.8191 | 2.3078
7655 | Lateral Hardening | Lateral Hardening-Fuse-10424239 | Laterals | 13828 | 0.20947 | 18 | 84 | 245935.06 | 2023 | 525841.2557 | 600717.2519 | 714862.3581 | 279906.1957 | 354782.1919 | 468927.2981 | 2.1381 | 2.4426 | 2.9067 | 2.3063
15222 | Lateral Hardening | Lateral Hardening-Fuse-90670594 | Laterals | 13097 | 0.16856 | 15 | 32 | 181208.35 | 2025 | 393571.1929 | 438167.9467 | 500458.17 | 212362.8429 | 256959.5967 | 319249.82 | 2.1719 | 2.418 | 2.7618 | 2.3047
4053 | Lateral Hardening | Lateral Hardening-Fuse-10632726 | Laterals | 13312 | 0.11951 | 17 | 7 | 313018.44 | 2026 | 674479.738 | 759488.2457 | 888768.6167 | 361461.298 | 446469.8057 | 575750.1767 | 2.1548 | 2.4263 | 2.8393 | 2.3047
16618 | Lateral Hardening | Lateral Hardening-Fuse-60069823 | Laterals | 13051 | 0.20758 | 23 | 51 | 319381.15 | 2026 | 682669.784 | 778726.1551 | 924155.4358 | 363288.634 | 459345.0051 | 604774.2858 | 2.1375 | 2.4382 | 2.8936 | 2.3033
2261 | Lateral Hardening | Lateral Hardening-Fuse-10057102 | Laterals | 13005 | 0.1714 | 13 | 7 | 99141.88 | 2024 | 211554.4242 | 242175.3954 | 286705.9463 | 112412.5442 | 143033.5154 | 187564.0663 | 2.1339 | 2.4427 | 2.8919 | 2.3023
12769 | Lateral Hardening | Lateral Hardening-Fuse-10705883 | Laterals | 13268 | 0.89015 | 46 | 52 | 782662.2 | 2022 | 1723224.6333 | 1869150.16 | 2063918.6766 | 940562.4333 | 1086487.96 | 1281256.4766 | 2.2017 | 2.3882 | 2.637 | 2.3012
2805 | Lateral Hardening | Lateral Hardening-Fuse-60170460 | Laterals | 13138 | 0.26458 | 23 | 170 | 318523.05 | 2022 | 680777.8039 | 776071.2134 | 915623.7726 | 362254.7539 | 457548.1634 | 597100.7226 | 2.1373 | 2.4365 | 2.8746 | 2.3008
8673 | Lateral Hardening | Lateral Hardening-Fuse-92733599 | Laterals | 13303 | 2.5559 | 103 | 21 | 1523040.76 | 2027 | 3395003.3835 | 3595143.8887 | 3853347.7799 | 1871962.6235 | 2072103.1287 | 2330307.0199 | 2.2291 | 2.3605 | 2.53 | 2.2986
12309 | Lateral Hardening | Lateral Hardening-Fuse-90911087 | Laterals | 13724 | 0.5392 | 32 | 31 | 423394.51 | 2020 | 930043.5269 | 1012060.1654 | 1113003.7551 | 506649.0169 | 588665.6554 | 689609.2451 | 2.1966 | 2.3903 | 2.6288 | 2.298
634 | Lateral Hardening | Lateral Hardening-Fuse-90288707 | Laterals | 13815 | 0.51212 | 23 | 8 | 156023.58 | 2027 | 339727.7438 | 373331.0581 | 424705.7318 | 183704.1638 | 217307.4781 | 268682.1518 | 2.1774 | 2.3928 | 2.7221 | 2.2965
4966 | Lateral Hardening | Lateral Hardening-Fuse-90287681 | Laterals | 13679 | 0.14697 | 10 | 113 | 179413.99 | 2028 | 382661.9413 | 435885.7965 | 516237.2276 | 203247.9513 | 256471.8065 | 336823.2376 | 2.1328 | 2.4295 | 2.8774 | 2.2963
16456 | Lateral Hardening | Lateral Hardening-Fuse-93247225 | Laterals | 13175 | 0.28333 | 25 | 33 | 393832.24 | 2028 | 861450.4822 | 940981.0509 | 1042853.3979 | 467618.2422 | 547148.8109 | 649021.1579 | 2.1874 | 2.3893 | 2.648 | 2.294
18863 | Lateral Hardening | Lateral Hardening-Fuse-10071961 | Laterals | 13305 | 0.074621 | 6 | 1 | 54583.49 | 2026 | 116659.9339 | 132289.0422 | 154805.1055 | 62076.4439 | 77705.5522 | 100221.6155 | 2.1373 | 2.4236 | 2.8361 | 2.2931
5951 | Lateral Hardening | Lateral Hardening-Fuse-10829482 | Laterals | 13687 | 0.25568 | 14 | 10 | 229479.36 | 2028 | 493809.4578 | 553419.1179 | 637858.2891 | 264330.0978 | 323939.7579 | 408378.9291 | 2.1519 | 2.4116 | 2.7796 | 2.2926
4345 | Lateral Hardening | Lateral Hardening-Fuse-93351292 | Laterals | 13268 | 0.88504 | 38 | 7 | 376599.35 | 2022 | 824882.5297 | 893498.4635 | 991416.326 | 448283.1797 | 516899.1135 | 614816.976 | 2.1903 | 2.3725 | 2.6325 | 2.2892
3243 | Lateral Hardening | Lateral Hardening-Fuse-90837105 | Laterals | 13130 | 0.19337 | 18 | 7 | 167550.29 | 2029 | 363297.139 | 399878.5159 | 453409.0157 | 195746.849 | 232328.2259 | 285858.7257 | 2.1683 | 2.3866 | 2.7061 | 2.2876
2166 | Lateral Hardening | Lateral Hardening-Fuse-93268645 | Laterals | 13175 | 0.1358 | 14 | 18 | 51298.83 | 2028 | 109357.4393 | 124086.3122 | 145048.6607 | 58058.6093 | 72787.4822 | 93749.8307 | 2.1318 | 2.4189 | 2.8275 | 2.2875
5075 | Lateral Hardening | Lateral Hardening-Fuse-92937437 | Laterals | 13241 | 0.22216 | 17 | 22 | 342064.32 | 2023 | 734261.3189 | 823312.8976 | 947114.0423 | 392196.9989 | 481248.5776 | 605049.7223 | 2.1466 | 2.4069 | 2.7688 | 2.2869
10481 | Lateral Hardening | Lateral Hardening-Fuse-90280634 | Laterals | 13389 | 0.22614 | 14 | 35 | 257446.56 | 2025 | 560097.0273 | 612675.0383 | 687651.866 | 302650.4673 | 355228.4783 | 430205.306 | 2.1756 | 2.3798 | 2.671 | 2.2864
15758 | Lateral Hardening | Lateral Hardening-Fuse-91439842 | Laterals | 13224 | 0.39962 | 33 | 81 | 497077.28 | 2025 | 1081184.8498 | 1181976.476 | 1314758.6891 | 584107.5698 | 684899.196 | 817681.4091 | 2.1751 | 2.3779 | 2.645 | 2.2829
11206 | Lateral Hardening | Lateral Hardening-Fuse-60017429 | Laterals | 13029 | 0.36004 | 34 | 4 | 413945.16 | 2028 | 883306.1686 | 995249.9226 | 1154617.647 | 469361.0086 | 581304.7626 | 740672.487 | 2.1339 | 2.4043 | 2.7893 | 2.2805
13083 | Lateral Hardening | Lateral Hardening-Fuse-93223566 | Laterals | 13459 | 0.3483 | 22 | 17 | 368721.69 | 2028 | 801023.183 | 874962.4101 | 974672.785 | 432301.493 | 506240.7201 | 605951.095 | 2.1724 | 2.373 | 2.6434 | 2.2797
4869 | Lateral Hardening | Lateral Hardening-Fuse-92278651 | Laterals | 13897 | 0.63201 | 26 | 1 | 157467.85 | 2024 | 339437.6671 | 374985.1619 | 425452.0714 | 181969.8171 | 217517.3119 | 267984.2214 | 2.1556 | 2.3813 | 2.7018 | 2.2779
9244 | Lateral Hardening | Lateral Hardening-Fuse-93160257 | Laterals | 13065 | 0.6822 | 54 | 232 | 1048444.09 | 2028 | 2281913.5136 | 2482106.748 | 2743915.7687 | 1233469.4236 | 1433662.658 | 1695471.6787 | 2.1765 | 2.3674 | 2.6171 | 2.2778
1851 | Lateral Hardening | Lateral Hardening-Fuse-90823812 | Laterals | 13329 | 0.049811 | 4 | 7 | 67732.87 | 2022 | 143787.4927 | 163147.7739 | 190502.6718 | 76054.6227 | 95414.9039 | 122769.8018 | 2.1229 | 2.4087 | 2.8126 | 2.2776
1945 | Lateral Hardening | Lateral Hardening-Fuse-92651890 | Laterals | 13118 | 0.098674 | 10 | 8 | 116712.18 | 2021 | 247341.0211 | 281111.2652 | 330523.8656 | 130628.8411 | 164399.0852 | 213811.6856 | 2.1192 | 2.4086 | 2.832 | 2.2773
16828 | Lateral Hardening | Lateral Hardening-Fuse-91177941 | Laterals | 13638 | 0.63561 | 60 | 79 | 1005163.37 | 2028 | 2176085.1167 | 2391754.9086 | 2647460.265 | 1170921.7467 | 1386591.5386 | 1642296.895 | 2.1649 | 2.3795 | 2.6339 | 2.2762
7944 | Lateral Hardening | Lateral Hardening-Fuse-60079455 | Laterals | 13483 | 0.25606 | 19 | 65 | 257052.22 | 2023 | 556717.0436 | 610008.8427 | 680421.4261 | 299664.8236 | 352956.6227 | 423369.2061 | 2.1658 | 2.3731 | 2.647 | 2.2761
17028 | Lateral Hardening | Lateral Hardening-Fuse-93274073 | Laterals | 13213 | 0.060795 | 5 | 2 | 53434.47 | 2027 | 114122.9679 | 128129.4746 | 146577.1321 | 60688.4979 | 74695.0046 | 93142.6621 | 2.1358 | 2.3979 | 2.7431 | 2.2751
5703 | Lateral Hardening | Lateral Hardening-Fuse-10371697 | Laterals | 13100 | 0.38409 | 32 | 114 | 351259.05 | 2021 | 747200.7195 | 841227.4031 | 976938.6677 | 395941.6695 | 489968.3531 | 625679.6177 | 2.1272 | 2.3949 | 2.7812 | 2.2729
14247 | Lateral Hardening | Lateral Hardening-Fuse-10925106 | Laterals | 13342 | 0.26591 | 17 | 99 | 192954.65 | 2023 | 411065.5668 | 461194.0036 | 534816.3962 | 218110.9168 | 268239.3536 | 341861.7462 | 2.1304 | 2.3902 | 2.7717 | 2.2724
3193 | Lateral Hardening | Lateral Hardening-Fuse-60128356 | Laterals | 13468 | 0.36553 | 25 | 44 | 205437.95 | 2022 | 443054.6946 | 486702.7556 | 549365.7612 | 237616.7446 | 281264.8056 | 343927.8112 | 2.1566 | 2.3691 | 2.6741 | 2.2721
6901 | Lateral Hardening | Lateral Hardening-Fuse-10716320 | Laterals | 13959 | 0.29413 | 19 | 21 | 281399.12 | 2024 | 608724.2585 | 666050.4596 | 740338.4256 | 327325.1385 | 384651.3396 | 458939.3056 | 2.1632 | 2.3669 | 2.6309 | 2.2711
13670 | Lateral Hardening | Lateral Hardening-Fuse-60255611 | Laterals | 13037 | 0.15303 | 12 | 41 | 173251.83 | 2026 | 365736.5673 | 415596.8745 | 493164.9195 | 192484.7373 | 242345.0445 | 319913.0895 | 2.111 | 2.3988 | 2.8465 | 2.2709
10292 | Lateral Hardening | Lateral Hardening-Fuse-90630567 | Laterals | 13754 | 0.13144 | 14 | 13 | 216763.51 | 2025 | 459606.8047 | 519577.6996 | 603451.6689 | 242843.2947 | 302814.1896 | 386688.1589 | 2.1203 | 2.397 | 2.7839 | 2.2697
6823 | Lateral Hardening | Lateral Hardening-Fuse-10684588 | Laterals | 13313 | 0.24356 | 20 | 6 | 243485.91 | 2021 | 520158.9273 | 580972.2196 | 661657.8229 | 276673.0173 | 337486.3096 | 418171.9129 | 2.1363 | 2.3861 | 2.7174 | 2.2693
16782 | Lateral Hardening | Lateral Hardening-Fuse-91533322 | Laterals | 13808 | 1.1292 | 47 | 5 | 389991.57 | 2027 | 844344.4475 | 918469.8373 | 1023586.5437 | 454352.8775 | 528478.2673 | 633594.9737 | 2.165 | 2.3551 | 2.6246 | 2.268
4251 | Lateral Hardening | Lateral Hardening-Fuse-10242810 | Laterals | 13532 | 0.52178 | 51 | 16 | 820186.83 | 2028 | 1749332.9145 | 1956418.8456 | 2233694.2056 | 929146.0845 | 1136232.0156 | 1413507.3756 | 2.1328 | 2.3853 | 2.7234 | 2.2676
13296 | Lateral Hardening | Lateral Hardening-Fuse-92605591 | Laterals | 13309 | 0.16326 | 21 | 42 | 275800.88 | 2022 | 588545.9276 | 657885.3184 | 747838.4204 | 312745.0476 | 382084.4384 | 472037.5404 | 2.134 | 2.3854 | 2.7115 | 2.2671
18851 | Lateral Hardening | Lateral Hardening-Fuse-10080895 | Laterals | 14000 | 0.37197 | 21 | 24 | 226336.36 | 2024 | 487303.0238 | 535520.0495 | 597685.1238 | 260966.6638 | 309183.6895 | 371348.7638 | 2.153 | 2.366 | 2.6407 | 2.2657
15171 | Lateral Hardening | Lateral Hardening-Fuse-93401852 | Laterals | 13122 | 0.074242 | 5 | 19 | 160866.58 | 2026 | 341163.4738 | 383538.5464 | 446632.0321 | 180296.8938 | 222671.9664 | 285765.4521 | 2.1208 | 2.3842 | 2.7764 | 2.2654
14136 | Lateral Hardening | Lateral Hardening-Fuse-92052900 | Laterals | 13962 | 0.077462 | 7 | 4 | 62679.59 | 2027 | 133499.1208 | 149235.2393 | 171149.5338 | 70819.5308 | 86555.6493 | 108469.9438 | 2.1299 | 2.3809 | 2.7305 | 2.2653
9790 | Lateral Hardening | Lateral Hardening-Fuse-10635155 | Laterals | 13242 | 0.51723 | 28 | 6 | 320104.61 | 2028 | 691257.5366 | 754330.7684 | 839361.4008 | 371152.9266 | 434226.1584 | 519256.7908 | 2.1595 | 2.3565 | 2.6221 | 2.2649
8846 | Lateral Hardening | Lateral Hardening-Fuse-10829428 | Laterals | 13687 | 0.18958 | 15 | 2 | 155954.17 | 2028 | 331809.4041 | 371275.5594 | 425996.2784 | 175855.2341 | 215321.3894 | 270042.1084 | 2.1276 | 2.3807 | 2.7315 | 2.2639
17066 | Lateral Hardening | Lateral Hardening-Fuse-91039551 | Laterals | 13813 | 0.95133 | 36 | 70 | 488520.91 | 2028 | 1050368.3674 | 1157987.6015 | 1283316.9148 | 561847.4574 | 669466.6915 | 794796.0048 | 2.1501 | 2.3704 | 2.6269 | 2.2639
2926 | Lateral Hardening | Lateral Hardening-Fuse-92251134 | Laterals | 13128 | 0.31629 | 23 | 60 | 418166.17 | 2024 | 901359.8309 | 983535.5987 | 1101699.0449 | 483193.6609 | 565369.4287 | 683532.8749 | 2.1555 | 2.352 | 2.6346 | 2.2624
8123 | Lateral Hardening | Lateral Hardening-Fuse-10366534 | Laterals | 13089 | 0.18239 | 17 | 24 | 269530.62 | 2024 | 577472.9312 | 638644.0905 | 714752.0219 | 307942.3112 | 369113.4705 | 445221.4019 | 2.1425 | 2.3695 | 2.6518 | 2.2615
12515 | Lateral Hardening | Lateral Hardening-Fuse-10797463 | Laterals | 14041 | 0.15928 | 14 | 10 | 132481.38 | 2023 | 282106.5087 | 314767.7561 | 356392.9382 | 149625.1287 | 182286.3761 | 223911.5582 | 2.1294 | 2.3759 | 2.6901 | 2.2594
16559 | Lateral Hardening | Lateral Hardening-Fuse-91567972 | Laterals | 13044 | 0.5767 | 53 | 46 | 578312.43 | 2026 | 1243217.482 | 1361670.6998 | 1521722.7125 | 664905.052 | 783358.2698 | 943410.2825 | 2.1497 | 2.3546 | 2.6313 | 2.2593
12089 | Lateral Hardening | Lateral Hardening-Fuse-60084363 | Laterals | 13422 | 2.06 | 106 | 12 | 912455.12 | 2024 | 1980897.5317 | 2127911.4199 | 2339551.4831 | 1068442.4117 | 1215456.2999 | 1427096.3631 | 2.171 | 2.3321 | 2.564 | 2.2586
16758 | Lateral Hardening | Lateral Hardening-Fuse-92267972 | Laterals | 13828 | 0.4661 | 28 | 30 | 445097.57 | 2023 | 958047.0506 | 1043522.9604 | 1169387.3773 | 512949.4806 | 598425.3904 | 724289.8073 | 2.1524 | 2.3445 | 2.6273 | 2.2575
6007 | Lateral Hardening | Lateral Hardening-Fuse-92691548 | Laterals | 13290 | 0.066856 | 7 | 63 | 50000 | 2025 | 104900.8539 | 119475.5835 | 140762.6812 | 54900.8539 | 69475.5835 | 90762.6812 | 2.098 | 2.3895 | 2.8153 | 2.2572
5513 | Lateral Hardening | Lateral Hardening-Fuse-10742009 | Laterals | 14020 | 0.38314 | 19 | 16 | 267786.95 | 2022 | 572962.3928 | 630296.9725 | 713371.0914 | 305175.4428 | 362510.0225 | 445584.1414 | 2.1396 | 2.3537 | 2.664 | 2.2563
12676 | Lateral Hardening | Lateral Hardening-Fuse-10100714 | Laterals | 13048 | 0.46269 | 36 | 20 | 321049.07 | 2027 | 686796.3278 | 756808.7791 | 842771.7461 | 365747.2578 | 435759.7091 | 521722.6761 | 2.1392 | 2.3573 | 2.6251 | 2.2532
10681 | Lateral Hardening | Lateral Hardening-Fuse-60081240 | Laterals | 13082 | 0.058712 | 12 | 14 | 240029.3 | 2029 | 502266.6289 | 570784.5778 | 677301.4581 | 262237.3289 | 330755.2778 | 437272.1581 | 2.0925 | 2.378 | 2.8217 | 2.2511
11000 | Lateral Hardening | Lateral Hardening-Fuse-91565160 | Laterals | 13044 | 0.18864 | 20 | 39 | 352812.6 | 2026 | 741910.0879 | 836298.2522 | 978288.131 | 389097.4879 | 483485.6522 | 625475.531 | 2.1028 | 2.3704 | 2.7728 | 2.2501
17493 | Lateral Hardening | Lateral Hardening-Fuse-93381829 | Laterals | 13813 | 0.34867 | 14 | 15 | 125741.2 | 2028 | 268277.5424 | 294662.4954 | 332557.0735 | 142536.3424 | 168921.2954 | 206815.8735 | 2.1336 | 2.3434 | 2.6448 | 2.2476
19425 | Lateral Hardening | Lateral Hardening-Fuse-92662050 | Laterals | 13463 | 0.18258 | 13 | 24 | 59625.29 | 2028 | 124535.3223 | 141296.5314 | 166216.4451 | 64910.0323 | 81671.2414 | 106591.1551 | 2.0886 | 2.3697 | 2.7877 | 2.2429
18950 | Lateral Hardening | Lateral Hardening-Fuse-10556623 | Laterals | 13298 | 1.8699 | 82 | 2 | 304476.81 | 2029 | 651191.5884 | 707345.1114 | 797796.6223 | 346714.7784 | 402868.3014 | 493319.8123 | 2.1387 | 2.3231 | 2.6202 | 2.2422
15669 | Lateral Hardening | Lateral Hardening-Fuse-10406693 | Laterals | 13837 | 0.21648 | 15 | 18 | 249431.34 | 2029 | 524872.8161 | 587843.3066 | 679118.5529 | 275441.4761 | 338411.9666 | 429687.2129 | 2.1043 | 2.3567 | 2.7227 | 2.2419
6613 | Lateral Hardening | Lateral Hardening-Fuse-91868130 | Laterals | 13201 | 0.11098 | 11 | 123 | 89747.33 | 2028 | 186541.0707 | 212965.6058 | 253595.2618 | 96793.7407 | 123218.2758 | 163847.9318 | 2.0785 | 2.3729 | 2.8257 | 2.2416
9214 | Lateral Hardening | Lateral Hardening-Fuse-60170521 | Laterals | 13358 | 0.15682 | 16 | 74 | 416263.12 | 2025 | 867946.6717 | 986193.7796 | 1164108.0095 | 451683.5517 | 569930.6596 | 747844.8895 | 2.0851 | 2.3692 | 2.7966 | 2.2415
1336 | Lateral Hardening | Lateral Hardening-Fuse-93247458 | Laterals | 13031 | 0.20189 | 13 | 110 | 189174.07 | 2029 | 396255.2375 | 446650.9807 | 522306.1034 | 207081.1675 | 257476.9107 | 333132.0334 | 2.0947 | 2.3611 | 2.761 | 2.2412
18002 | Lateral Hardening | Lateral Hardening-Fuse-92205499 | Laterals | 13004 | 0.19697 | 17 | 14 | 175607.26 | 2023 | 373322.6515 | 410404.7571 | 463512.3648 | 197715.3915 | 234797.4971 | 287905.1048 | 2.1259 | 2.3371 | 2.6395 | 2.2406
2494 | Lateral Hardening | Lateral Hardening-Fuse-10684608 | Laterals | 13313 | 0.061742 | 6 | 33 | 82090.33 | 2021 | 171189.1678 | 194499.3546 | 227196.0846 | 89098.8378 | 112409.0246 | 145105.7546 | 2.0854 | 2.3693 | 2.7676 | 2.2388
9965 | Lateral Hardening | Lateral Hardening-Fuse-10433144 | Laterals | 13993 | 0.11913 | 10 | 123 | 135187.6 | 2021 | 282311.5921 | 320023.2732 | 371504.9885 | 147123.9921 | 184835.6732 | 236317.3885 | 2.0883 | 2.3673 | 2.7481 | 2.238
18307 | Lateral Hardening | Lateral Hardening-Fuse-10005898 | Laterals | 13183 | 0.10208 | 12 | 6 | 162479.59 | 2023 | 339800.1548 | 382985.9465 | 443929.6379 | 177320.5648 | 220506.3565 | 281450.0479 | 2.0913 | 2.3571 | 2.7322 | 2.2352
19569 | Lateral Hardening | Lateral Hardening-Fuse-10795751 | Laterals | 13695 | 0.30398 | 20 | 11 | 358919.16 | 2023 | 763798.1625 | 836221.3939 | 926917.0866 | 404879.0025 | 477302.2339 | 567997.9266 | 2.1281 | 2.3298 | 2.5825 | 2.234
11252 | Lateral Hardening | Lateral Hardening-Fuse-10762856 | Laterals | 13815 | 1.0375 | 43 | 9 | 384730.51 | 2027 | 819415.7649 | 894418.2943 | 994671.5693 | 434685.2549 | 509687.7843 | 609941.0593 | 2.1298 | 2.3248 | 2.5854 | 2.2339
356 | Lateral Hardening | Lateral Hardening-Fuse-93210726 | Laterals | 13656 | 0.92955 | 48 | 90 | 518573.71 | 2025 | 1109229.3901 | 1202626.3375 | 1317495.8095 | 590655.6801 | 684052.6275 | 798922.0995 | 2.139 | 2.3191 | 2.5406 | 2.2332
5493 | Lateral Hardening | Lateral Hardening-Fuse-91090906 | Laterals | 13049 | 0.24261 | 26 | 18 | 179502.69 | 2026 | 376416.4467 | 420743.8242 | 483287.8815 | 196913.7567 | 241241.1342 | 303785.1915 | 2.097 | 2.3439 | 2.6924 | 2.2306
18673 | Lateral Hardening | Lateral Hardening-Fuse-92952190 | Laterals | 13535 | 0.2572 | 18 | 78 | 217306.6 | 2022 | 460469.2861 | 505363.9626 | 566435.3273 | 243162.6861 | 288057.3626 | 349128.7273 | 2.119 | 2.3256 | 2.6066 | 2.2297
13302 | Lateral Hardening | Lateral Hardening-Fuse-10098739 | Laterals | 13087 | 0.69261 | 60 | 52 | 666492.36 | 2029 | 1424748.1333 | 1538759.0391 | 1685990.3244 | 758255.7733 | 872266.6791 | 1019497.9644 | 2.1377 | 2.3087 | 2.5296 | 2.2282
2564 | Lateral Hardening | Lateral Hardening-Fuse-92368306 | Laterals | 13748 | 0.19811 | 15 | 37 | 203490.2 | 2028 | 427224.8563 | 477281.6183 | 537141.043 | 223734.6563 | 273791.4183 | 333650.843 | 2.0995 | 2.3455 | 2.6396 | 2.2273
18345 | Lateral Hardening | Lateral Hardening-Fuse-91359197 | Laterals | 13224 | 0.1697 | 14 | 239 | 243760.12 | 2025 | 503356.0697 | 575169.9482 | 683616.8149 | 259595.9497 | 331409.8282 | 439856.6949 | 2.065 | 2.3596 | 2.8045 | 2.2273
3256 | Lateral Hardening | Lateral Hardening-Fuse-10671206 | Laterals | 13724 | 0.83958 | 44 | 104 | 974913.76 | 2022 | 2079134.8021 | 2259515.8723 | 2440029.8077 | 1104221.0421 | 1284602.1123 | 1465116.0477 | 2.1326 | 2.3177 | 2.5028 | 2.2252
8582 | Lateral Hardening | Lateral Hardening-Fuse-60356453 | Laterals | 13146 | 1.0015 | 39 | 11 | 452533.84 | 2026 | 958504.3766 | 1046622.5351 | 1169134.8036 | 505970.5366 | 594088.6951 | 716600.9636 | 2.1181 | 2.3128 | 2.5835 | 2.223
15266 | Lateral Hardening | Lateral Hardening-Fuse-10686152 | Laterals | 13808 | 0.94981 | 49 | 15 | 643659.82 | 2027 | 1372400.9933 | 1483105.1138 | 1620799.0604 | 728741.1733 | 839445.2938 | 977139.2404 | 2.1322 | 2.3042 | 2.5181 | 2.2224
8767 | Lateral Hardening | Lateral Hardening-Fuse-93224134 | Laterals | 13459 | 0.13996 | 10 | 9 | 139721.64 | 2028 | 288862.7089 | 329010.0579 | 384764.0642 | 149141.0689 | 189288.4179 | 245042.4242 | 2.0674 | 2.3548 | 2.7538 | 2.2223
8710 | Lateral Hardening | Lateral Hardening-Fuse-60009924 | Laterals | 13027 | 0.31307 | 22 | 34 | 378087.73 | 2029 | 799503.7449 | 873572.3943 | 982969.9093 | 421416.0149 | 495484.6643 | 604882.1793 | 2.1146 | 2.3105 | 2.5998 | 2.2219
7115 | Lateral Hardening | Lateral Hardening-Fuse-60144172 | Laterals | 13939 | 0.14943 | 15 | 2 | 188231.85 | 2021 | 394019.4831 | 439763.9945 | 497254.3502 | 205787.6331 | 251532.1445 | 309022.5002 | 2.0933 | 2.3363 | 2.6417 | 2.221
3210 | Lateral Hardening | Lateral Hardening-Fuse-90840104 | Laterals | 13130 | 0.60947 | 42 | 64 | 659582.5 | 2029 | 1396970.4027 | 1522755.4179 | 1688646.0628 | 737387.9027 | 863172.9179 | 1029063.5628 | 2.118 | 2.3087 | 2.5602 | 2.2194
5664 | Lateral Hardening | Lateral Hardening-Fuse-10556757 | Laterals | 13298 | 2.9061 | 114 | 3 | 409936.24 | 2029 | 881025.4186 | 931767.096 | 1014552.1429 | 471089.1786 | 521830.856 | 604615.9029 | 2.1492 | 2.273 | 2.4749 | 2.2189
17021 | Lateral Hardening | Lateral Hardening-Fuse-91235614 | Laterals | 14306 | 0.78049 | 32 | 90 | 462788.57 | 2029 | 974912.6432 | 1070045.9809 | 1196281.9653 | 512124.0732 | 607257.4109 | 733493.3953 | 2.1066 | 2.3122 | 2.5849 | 2.2161
4948 | Lateral Hardening | Lateral Hardening-Fuse-60473960 | Laterals | 13346 | 0.28314 | 10 | 97 | 151939.73 | 2028 | 319288.8445 | 350416.1843 | 396634.0269 | 167349.1145 | 198476.4543 | 244694.2969 | 2.1014 | 2.3063 | 2.6105 | 2.2138
11188 | Lateral Hardening | Lateral Hardening-Fuse-60029776 | Laterals | 13093 | 0.28617 | 29 | 61 | 472515.94 | 2022 | 996050.3595 | 1090775.9589 | 1204135.7234 | 523534.4195 | 618260.0189 | 731619.7834 | 2.108 | 2.3084 | 2.5483 | 2.2122
19207 | Lateral Hardening | Lateral Hardening-Fuse-92767544 | Laterals | 13208 | 0.13447 | 18 | 33 | 82629.89 | 2024 | 170786.5668 | 193041.5572 | 223848.8987 | 88156.6768 | 110411.6672 | 141219.0087 | 2.0669 | 2.3362 | 2.7091 | 2.2119
16615 | Lateral Hardening | Lateral Hardening-Fuse-91725611 | Laterals | 13329 | 0.12803 | 7 | 17 | 96874.8 | 2022 | 199260.2751 | 226528.6198 | 265106.8733 | 102385.4751 | 129653.8198 | 168232.0733 | 2.0569 | 2.3384 | 2.7366 | 2.2093
1657 | Lateral Hardening | Lateral Hardening-Fuse-60171426 | Laterals | 13577 | 0.95852 | 86 | 186 | 883569.9 | 2029 | 1874187.5186 | 2019692.206 | 2216085.4859 | 990617.6186 | 1136122.306 | 1332515.5859 | 2.1212 | 2.2858 | 2.5081 | 2.2093
4073 | Lateral Hardening | Lateral Hardening-Fuse-60241209 | Laterals | 13137 | 0.09072 | 10 | 159 | 122935.96 | 2028 | 252157.7858 | 286886.9799 | 341588.6528 | 129221.8258 | 163951.0199 | 218652.6928 | 2.0511 | 2.3336 | 2.7786 | 2.2086
5073 | Lateral Hardening | Lateral Hardening-Fuse-10393592 | Laterals | 13523 | 0.75303 | 66 | 118 | 719161.72 | 2028 | 1518694.0108 | 1651276.9845 | 1805017.9299 | 799532.2908 | 932115.2645 | 1085856.2099 | 2.1118 | 2.2961 | 2.5099 | 2.2069
18056 | Lateral Hardening | Lateral Hardening-Fuse-10255333 | Laterals | 13586 | 0.12159 | 9 | 4 | 65838.33 | 2021 | 136615.2063 | 152782.2612 | 174547.4738 | 70776.8763 | 86943.9312 | 108709.1438 | 2.075 | 2.3206 | 2.6512 | 2.2063
15255 | Lateral Hardening | Lateral Hardening-Fuse-91201751 | Laterals | 13077 | 0.50322 | 50 | 22 | 951168.87 | 2028 | 1982646.0205 | 2200924.4217 | 2485144.7292 | 1031477.1505 | 1249755.5517 | 1533975.8592 | 2.0844 | 2.3139 | 2.6127 | 2.2061
5228 | Lateral Hardening | Lateral Hardening-Fuse-93283735 | Laterals | 13351 | 0.2392 | 20 | 77 | 393579.12 | 2023 | 817300.9195 | 912872.5962 | 1039980.1599 | 423721.7995 | 519293.4762 | 646401.0399 | 2.0766 | 2.3194 | 2.6424 | 2.206
5915 | Lateral Hardening | Lateral Hardening-Fuse-92661768 | Laterals | 13127 | 0.53409 | 34 | 170 | 455756.94 | 2022 | 961481.1826 | 1044770.4226 | 1147342.2147 | 505724.2426 | 589013.4826 | 691585.2747 | 2.1096 | 2.2924 | 2.5174 | 2.2052
2948 | Lateral Hardening | Lateral Hardening-Fuse-10565868 | Laterals | 13290 | 0.084659 | 13 | 9 | 142746.54 | 2025 | 294189.4503 | 331663.2099 | 386893.4871 | 151442.9103 | 188916.6699 | 244146.9471 | 2.0609 | 2.3234 | 2.7104 | 2.2046
17772 | Lateral Hardening | Lateral Hardening-Fuse-10340721 | Laterals | 14037 | 0.24489 | 13 | 36 | 64295.07 | 2028 | 132227.8418 | 149853.9651 | 174464.3777 | 67932.7718 | 85558.8951 | 110169.3077 | 2.0566 | 2.3307 | 2.7135 | 2.2045
17528 | Lateral Hardening | Lateral Hardening-Fuse-10168329 | Laterals | 13207 | 0.22008 | 14 | 87 | 255858.28 | 2024 | 535792.5981 | 589364.6436 | 656618.6794 | 279934.3181 | 333506.3636 | 400760.3994 | 2.0941 | 2.3035 | 2.5663 | 2.2041
6408 | Lateral Hardening | Lateral Hardening-Fuse-10663262 | Laterals | 13001 | 0.092045 | 8 | 63 | 66408.13 | 2021 | 135804.7307 | 154665.5657 | 182305.0942 | 69396.6007 | 88257.4357 | 115896.9642 | 2.045 | 2.329 | 2.7452 | 2.2002
5028 | Lateral Hardening | Lateral Hardening-Fuse-91340364 | Laterals | 13687 | 1.535 | 74 | 18 | 513102.1 | 2028 | 1090295.9955 | 1158100.6616 | 1265347.33 | 577193.8955 | 644998.5616 | 752245.23 | 2.1249 | 2.2571 | 2.4661 | 2.1987
15819 | Lateral Hardening | Lateral Hardening-Fuse-10197577 | Laterals | 13358 | 0.39299 | 42 | 65 | 805619.8 | 2025 | 1687691.7314 | 1841432.1855 | 2060140.4995 | 882071.9314 | 1035812.3855 | 1254520.6995 | 2.0949 | 2.2857 | 2.5572 | 2.1984
16214 | Lateral Hardening | Lateral Hardening-Fuse-10793121 | Laterals | 13659 | 1.4263 | 75 | 86 | 942786.59 | 2023 | 1994755.1165 | 2136961.3784 | 2344722.1146 | 1051968.5265 | 1194174.7884 | 1401935.5246 | 2.1158 | 2.2666 | 2.487 | 2.1982
7961 | Lateral Hardening | Lateral Hardening-Fuse-91382618 | Laterals | 13462 | 0.31932 | 27 | 51 | 421054.79 | 2021 | 857089.6229 | 981068.3589 | 1164361.2524 | 436034.8329 | 560013.5689 | 743306.4624 | 2.0356 | 2.33 | 2.7653 | 2.1969
16811 | Lateral Hardening | Lateral Hardening-Fuse-60074523 | Laterals | 13051 | 0.43239 | 30 | 137 | 449647.17 | 2026 | 940536.5045 | 1026368.3384 | 1153936.0449 | 490889.3345 | 576721.1684 | 704288.8749 | 2.0917 | 2.2826 | 2.5663 | 2.1964
821 | Lateral Hardening | Lateral Hardening-Fuse-90294217 | Laterals | 13679 | 0.4983 | 35 | 100 | 584041.8 | 2028 | 1222174.0242 | 1332187.8776 | 1486376.887 | 638132.2242 | 748146.0776 | 902335.087 | 2.0926 | 2.281 | 2.545 | 2.1944
774 | Lateral Hardening | Lateral Hardening-Fuse-92294959 | Laterals | 13388 | 0.36591 | 18 | 1 | 87469.35 | 2024 | 182219.2028 | 200051.2726 | 225000.5658 | 94749.8528 | 112581.9226 | 137531.2158 | 2.0832 | 2.2871 | 2.5723 | 2.1933
15486 | Lateral Hardening | Lateral Hardening-Fuse-92742466 | Laterals | 13241 | 0.2267 | 18 | 6 | 170829.21 | 2023 | 354820.9861 | 390481.449 | 441110.0536 | 183991.7761 | 219652.239 | 270280.8436 | 2.0771 | 2.2858 | 2.5822 | 2.1902
7056 | Lateral Hardening | Lateral Hardening-Fuse-91340272 | Laterals | 13243 | 0.34394 | 29 | 79 | 415929.35 | 2022 | 867631.6067 | 945551.8118 | 1063292.1597 | 451702.2567 | 529622.4618 | 647362.8097 | 2.086 | 2.2733 | 2.5564 | 2.1893
14706 | Lateral Hardening | Lateral Hardening-Fuse-10051852 | Laterals | 13198 | 0.15549 | 12 | 9 | 229777.84 | 2022 | 466920.8011 | 532030.782 | 628356.9572 | 237142.9611 | 302252.942 | 398579.1172 | 2.0321 | 2.3154 | 2.7346 | 2.1873
9574 | Lateral Hardening | Lateral Hardening-Fuse-10684613 | Laterals | 13313 | 0.08428 | 9 | 4 | 85594.88 | 2021 | 173802.4199 | 197988.9328 | 233584.7797 | 88207.5399 | 112394.0528 | 147989.8997 | 2.0305 | 2.3131 | 2.729 | 2.1851
15675 | Lateral Hardening | Lateral Hardening-Fuse-91533854 | Laterals | 14014 | 0.37405 | 21 | 11 | 327203.36 | 2027 | 677817.7926 | 748628.767 | 833006.3085 | 350614.4326 | 421425.407 | 505802.9485 | 2.0715 | 2.288 | 2.5458 | 2.1839
15670 | Lateral Hardening | Lateral Hardening-Fuse-91961390 | Laterals | 13419 | 0.089394 | 7 | 13 | 86390.03 | 2026 | 175078.0572 | 199755.7232 | 236486.2495 | 88688.0272 | 113365.6932 | 150096.2195 | 2.0266 | 2.3123 | 2.7374 | 2.1834
9572 | Lateral Hardening | Lateral Hardening-Fuse-90251758 | Laterals | 13001 | 0.58939 | 38 | 50 | 646488.23 | 2021 | 1345827.9208 | 1466726.2758 | 1634909.968 | 699339.6908 | 820238.0458 | 988421.738 | 2.0818 | 2.2688 | 2.5289 | 2.1826
12484 | Lateral Hardening | Lateral Hardening-Fuse-92446509 | Laterals | 13438 | 0.59545 | 25 | 5 | 145741.74 | 2029 | 301910.4735 | 331087.761 | 376176.3294 | 156168.7335 | 185346.021 | 230434.5894 | 2.0715 | 2.2717 | 2.5811 | 2.1826
14895 | Lateral Hardening | Lateral Hardening-Fuse-60048514 | Laterals | 13405 | 0.12992 | 6 | 2 | 67039.57 | 2025 | 136095.7526 | 154787.5256 | 181717.9823 | 69056.1826 | 87747.9556 | 114678.4123 | 2.0301 | 2.3089 | 2.7106 | 2.1818
15167 | Lateral Hardening | Lateral Hardening-Fuse-90297635 | Laterals | 13007 | 0.12879 | 12 | 11 | 165005.26 | 2029 | 336899.2644 | 378739.2252 | 441051.1396 | 171894.0044 | 213733.9652 | 276045.8796 | 2.0417 | 2.2953 | 2.673 | 2.1809
18106 | Lateral Hardening | Lateral Hardening-Fuse-92624769 | Laterals | 13709 | 0.66155 | 49 | 177 | 1128816.46 | 2026 | 2362481.2407 | 2555934.101 | 2774152.0207 | 1233664.7807 | 1427117.641 | 1645335.5607 | 2.0929 | 2.2643 | 2.4576 | 2.1808
11235 | Lateral Hardening | Lateral Hardening-Fuse-10696435 | Laterals | 13961 | 0.34261 | 17 | 28 | 160607.52 | 2021 | 332283.5426 | 364633.3312 | 414820.251 | 171676.0226 | 204025.8112 | 254212.731 | 2.0689 | 2.2703 | 2.5828 | 2.1807
19130 | Lateral Hardening | Lateral Hardening-Fuse-60163300 | Laterals | 13786 | 0.15265 | 10 | 7 | 104502.94 | 2024 | 213449.2089 | 239922.3552 | 277568.0217 | 108946.2689 | 135419.4152 | 173065.0817 | 2.0425 | 2.2958 | 2.6561 | 2.1799
19092 | Lateral Hardening | Lateral Hardening-Fuse-92017518 | Laterals | 13460 | 0.2767 | 11 | 22 | 126602.64 | 2024 | 261735.9905 | 287253.3052 | 327368.526 | 135133.3505 | 160650.6652 | 200765.886 | 2.0674 | 2.2689 | 2.5858 | 2.1797
5709 | Lateral Hardening | Lateral Hardening-Fuse-60387227 | Laterals | 13723 | 0.20966 | 16 | 12 | 216777.18 | 2024 | 448936.9743 | 492550.2833 | 551369.6531 | 232159.7943 | 275773.1033 | 334592.4731 | 2.071 | 2.2722 | 2.5435 | 2.1786
7011 | Lateral Hardening | Lateral Hardening-Fuse-60195702 | Laterals | 13962 | 0.44413 | 33 | 220 | 331984.66 | 2027 | 686694.9125 | 757125.2583 | 840548.8946 | 354710.2525 | 425140.5983 | 508564.2346 | 2.0685 | 2.2806 | 2.5319 | 2.1784
8222 | Lateral Hardening | Lateral Hardening-Fuse-91276493 | Laterals | 13130 | 0.082386 | 7 | 6 | 54720.15 | 2029 | 111511.5319 | 125567.3248 | 145783.7511 | 56791.3819 | 70847.1748 | 91063.6011 | 2.0379 | 2.2947 | 2.6642 | 2.1775
2899 | Lateral Hardening | Lateral Hardening-Fuse-91094184 | Laterals | 13808 | 1.1723 | 38 | 1 | 194194.46 | 2027 | 404241.1411 | 436597.4637 | 489011.7162 | 210046.6811 | 242403.0037 | 294817.2562 | 2.0816 | 2.2482 | 2.5182 | 2.1753
18783 | Lateral Hardening | Lateral Hardening-Fuse-60401679 | Laterals | 13505 | 0.72008 | 44 | 68 | 792995.19 | 2029 | 1653944.414 | 1791639.2392 | 1947959.4199 | 860949.224 | 998644.0492 | 1154964.2299 | 2.0857 | 2.2593 | 2.4565 | 2.1749
14844 | Lateral Hardening | Lateral Hardening-Fuse-10757369 | Laterals | 13423 | 1.4871 | 65 | 34 | 628650.95 | 2028 | 1310672.9642 | 1414717.472 | 1553834.2016 | 682022.0142 | 786066.522 | 925183.2516 | 2.0849 | 2.2504 | 2.4717 | 2.1732
12170 | Lateral Hardening | Lateral Hardening-Fuse-91461782 | Laterals | 13158 | 0.33428 | 30 | 39 | 274294.1 | 2021 | 566459.7649 | 620914.3142 | 694100.15 | 292165.6649 | 346620.2142 | 419806.05 | 2.0652 | 2.2637 | 2.5305 | 2.1712
16346 | Lateral Hardening | Lateral Hardening-Fuse-60578988 | Laterals | 13942 | 0.10795 | 18 | 27 | 162060.11 | 2029 | 326142.878 | 373143.7701 | 441973.5441 | 164082.768 | 211083.6601 | 279913.4341 | 2.0125 | 2.3025 | 2.7272 | 2.171
14512 | Lateral Hardening | Lateral Hardening-Fuse-60023887 | Laterals | 13679 | 0.28674 | 18 | 47 | 186543.83 | 2028 | 383810.9458 | 423683.4884 | 475086.8992 | 197267.1158 | 237139.6584 | 288543.0692 | 2.0575 | 2.2712 | 2.5468 | 2.1705
10473 | Lateral Hardening | Lateral Hardening-Fuse-92321602 | Laterals | 13656 | 1.0678 | 60 | 117 | 435644.87 | 2025 | 902471.9448 | 983758.2111 | 1088292.2667 | 466827.0748 | 548113.3411 | 652647.3967 | 2.0716 | 2.2582 | 2.4981 | 2.1702
15022 | Lateral Hardening | Lateral Hardening-Fuse-60172031 | Laterals | 13968 | 0.71098 | 54 | 103 | 798626.96 | 2029 | 1665625.0732 | 1790327.9649 | 1961324.3935 | 866998.1132 | 991701.0049 | 1162697.4335 | 2.0856 | 2.2418 | 2.4559 | 2.1695
4210 | Lateral Hardening | Lateral Hardening-Fuse-91035604 | Laterals | 13034 | 0.82462 | 59 | 100 | 847933.55 | 2028 | 1759853.8432 | 1909295.3737 | 2107096.9549 | 911920.2932 | 1061361.8237 | 1259163.4049 | 2.0755 | 2.2517 | 2.485 | 2.1693
2875 | Lateral Hardening | Lateral Hardening-Fuse-91517929 | Laterals | 13148 | 1.2087 | 61 | 107 | 762248 | 2025 | 1584279.4923 | 1712566.7078 | 1870008.8673 | 822031.4923 | 950318.7078 | 1107760.8673 | 2.0784 | 2.2467 | 2.4533 | 2.1664
3836 | Lateral Hardening | Lateral Hardening-Fuse-92386775 | Laterals | 13910 | 0.20701 | 15 | 5 | 112950.32 | 2024 | 232281.1205 | 254583.1987 | 288418.8376 | 119330.8005 | 141632.8787 | 175468.5176 | 2.0565 | 2.2539 | 2.5535 | 2.1654
14135 | Lateral Hardening | Lateral Hardening-Fuse-10173500 | Laterals | 13191 | 0.21439 | 17 | 47 | 221100.68 | 2025 | 447507.0226 | 504899.4922 | 587905.6655 | 226406.3426 | 283798.8122 | 366804.9855 | 2.024 | 2.2836 | 2.659 | 2.1654
16177 | Lateral Hardening | Lateral Hardening-Fuse-10127391 | Laterals | 13077 | 0.22879 | 22 | 26 | 551956.95 | 2028 | 1109058.8361 | 1264810.5154 | 1500215.7646 | 557101.8861 | 712853.5654 | 948258.8146 | 2.0093 | 2.2915 | 2.718 | 2.1648
10239 | Lateral Hardening | Lateral Hardening-Fuse-10465327 | Laterals | 13434 | 0.46515 | 35 | 163 | 491475.37 | 2027 | 1013377.9228 | 1106093.9635 | 1239618.1007 | 521902.5528 | 614618.5935 | 748142.7307 | 2.0619 | 2.2506 | 2.5222 | 2.1645
13690 | Lateral Hardening | Lateral Hardening-Fuse-93297034 | Laterals | 13808 | 0.24792 | 11 | 5 | 125227.52 | 2027 | 257129.7442 | 282382.9034 | 320310.936 | 131902.2242 | 157155.3834 | 195083.416 | 2.0533 | 2.255 | 2.5578 | 2.1643
3424 | Lateral Hardening | Lateral Hardening-Fuse-90435139 | Laterals | 13162 | 0.29773 | 24 | 23 | 480453.93 | 2022 | 963923.6872 | 1101923.0308 | 1305678.0442 | 483469.7572 | 621469.1008 | 825224.1142 | 2.0063 | 2.2935 | 2.7176 | 2.1636
8192 | Lateral Hardening | Lateral Hardening-Fuse-91338741 | Laterals | 13828 | 0.33636 | 23 | 58 | 353862.27 | 2023 | 728855.9915 | 798368.4447 | 882622.6231 | 374993.7215 | 444506.1747 | 528760.3531 | 2.0597 | 2.2562 | 2.4943 | 2.1621
19156 | Lateral Hardening | Lateral Hardening-Fuse-60317198 | Laterals | 13733 | 0.46591 | 27 | 56 | 125929.89 | 2029 | 259520.694 | 282368.8269 | 317561.1214 | 133590.804 | 156438.9369 | 191631.2314 | 2.0608 | 2.2423 | 2.5217 | 2.1614
19719 | Lateral Hardening | Lateral Hardening-Fuse-10895256 | Laterals | 13003 | 0.14299 | 3 | 3 | 50000 | 2022 | 100781.2622 | 114301.2032 | 132597.2151 | 50781.2622 | 64301.2032 | 82597.2151 | 2.0156 | 2.286 | 2.6519 | 2.1604
18289 | Lateral Hardening | Lateral Hardening-Fuse-10163217 | Laterals | 13091 | 0.20417 | 21 | 15 | 289300.01 | 2025 | 591631.606 | 654894.6513 | 734373.9113 | 302331.596 | 365594.6413 | 445073.9013 | 2.045 | 2.2637 | 2.5385 | 2.16
12245 | Lateral Hardening | Lateral Hardening-Fuse-60515167 | Laterals | 13391 | 0.51818 | 29 | 51 | 441448.95 | 2028 | 909111.3509 | 990847.5424 | 1107687.6005 | 467662.4009 | 549398.5924 | 666238.6505 | 2.0594 | 2.2445 | 2.5092 | 2.1599
5973 | Lateral Hardening | Lateral Hardening-Fuse-93245974 | Laterals | 13175 | 0.55549 | 55 | 97 | 669396.51 | 2028 | 1378736.5508 | 1502268.6616 | 1666218.6651 | 709340.0408 | 832872.1516 | 996822.1551 | 2.0597 | 2.2442 | 2.4891 | 2.158
4142 | Lateral Hardening | Lateral Hardening-Fuse-92316641 | Laterals | 13838 | 0.2214 | 11 | 18 | 226121.74 | 2026 | 460970.4234 | 512483.2715 | 575745.0101 | 234848.6834 | 286361.5315 | 349623.2701 | 2.0386 | 2.2664 | 2.5462 | 2.1577
19586 | Lateral Hardening | Lateral Hardening-Fuse-93018621 | Laterals | 13290 | 0.12822 | 9 | 74 | 164587.87 | 2025 | 334997.2562 | 373574.4041 | 419380.3651 | 170409.3862 | 208986.5341 | 254792.4951 | 2.0354 | 2.2698 | 2.5481 | 2.157
7964 | Lateral Hardening | Lateral Hardening-Fuse-10101265 | Laterals | 13046 | 0.39091 | 32 | 91 | 406567.98 | 2025 | 834675.2223 | 913984.8723 | 1017471.7322 | 428107.2423 | 507416.8923 | 610903.7522 | 2.053 | 2.248 | 2.5026 | 2.1565
11301 | Lateral Hardening | Lateral Hardening-Fuse-10827145 | Laterals | 13769 | 0.94299 | 55 | 21 | 497665.1 | 2028 | 1019956.4968 | 1119861.0678 | 1252328.7413 | 522291.3968 | 622195.9678 | 754663.6413 | 2.0495 | 2.2502 | 2.5164 | 2.1564
12102 | Lateral Hardening | Lateral Hardening-Fuse-10820612 | Laterals | 13873 | 0.10076 | 6 | 2 | 120491.62 | 2022 | 242960.2397 | 274019.5192 | 317551.2812 | 122468.6197 | 153527.8992 | 197059.6612 | 2.0164 | 2.2742 | 2.6355 | 2.1556
9656 | Lateral Hardening | Lateral Hardening-Fuse-60088567 | Laterals | 13510 | 0.29867 | 34 | 25 | 357121.63 | 2024 | 730642.58 | 802675.3982 | 895854.4722 | 373520.95 | 445553.7682 | 538732.8422 | 2.0459 | 2.2476 | 2.5085 | 2.1527
6097 | Lateral Hardening | Lateral Hardening-Fuse-92177842 | Laterals | 13330 | 0.14583 | 9 | 1 | 60501.73 | 2025 | 123608.6846 | 136011.6313 | 151032.6387 | 63106.9546 | 75509.9013 | 90530.9087 | 2.0431 | 2.2481 | 2.4963 | 2.1499
16397 | Lateral Hardening | Lateral Hardening-Fuse-91566819 | Laterals | 13690 | 0.63693 | 54 | 336 | 583631.46 | 2029 | 1206529.9767 | 1290504.3075 | 1418025.0727 | 622898.5167 | 706872.8475 | 834393.6127 | 2.0673 | 2.2112 | 2.4297 | 2.1467
18613 | Lateral Hardening | Lateral Hardening-Fuse-10842834 | Laterals | 13798 | 0.10133 | 12 | 89 | 88242.83 | 2029 | 175876.8437 | 200179.5001 | 238346.6694 | 87634.0137 | 111936.6701 | 150103.8394 | 1.9931 | 2.2685 | 2.701 | 2.1465
13437 | Lateral Hardening | Lateral Hardening-Fuse-91405616 | Laterals | 13805 | 0.1572 | 9 | 40 | 74070.53 | 2024 | 148627.4244 | 167441.3634 | 194389.5774 | 74556.8944 | 93370.8334 | 120319.0474 | 2.0066 | 2.2606 | 2.6244 | 2.1445
14120 | Lateral Hardening | Lateral Hardening-Fuse-90296981 | Laterals | 13724 | 0.11515 | 5 | 24 | 110263.78 | 2022 | 220212.614 | 249902.7957 | 293512.5725 | 109948.834 | 139639.0157 | 183248.7925 | 1.9971 | 2.2664 | 2.6619 | 2.1444
4666 | Lateral Hardening | Lateral Hardening-Fuse-91620187 | Laterals | 13027 | 0.17765 | 11 | 101 | 148992.5 | 2029 | 299268.3937 | 336712.092 | 387782.3607 | 150275.8937 | 187719.592 | 238789.8607 | 2.0086 | 2.2599 | 2.6027 | 2.1434
4705 | Lateral Hardening | Lateral Hardening-Fuse-93355359 | Laterals | 13492 | 0.34413 | 27 | 64 | 460219.75 | 2029 | 934395.148 | 1031118.9021 | 1147629.6399 | 474175.398 | 570899.1521 | 687409.8899 | 2.0303 | 2.2405 | 2.4937 | 2.1397
7402 | Lateral Hardening | Lateral Hardening-Fuse-10070739 | Laterals | 13984 | 0.32727 | 16 | 24 | 246505.83 | 2028 | 501440.7583 | 547706.8097 | 620443.0594 | 254934.9283 | 301200.9797 | 373937.2294 | 2.0342 | 2.2219 | 2.517 | 2.1388
5882 | Lateral Hardening | Lateral Hardening-Fuse-92036171 | Laterals | 13442 | 0.29754 | 22 | 108 | 190107.25 | 2022 | 383730.7239 | 427227.7934 | 479882.5036 | 193623.4739 | 237120.5434 | 289775.2536 | 2.0185 | 2.2473 | 2.5243 | 2.1377
2128 | Lateral Hardening | Lateral Hardening-Fuse-93323630 | Laterals | 13723 | 0.78144 | 43 | 50 | 552741.69 | 2024 | 1134923.939 | 1219869.9631 | 1341191.4789 | 582182.249 | 667128.2731 | 788449.7889 | 2.0533 | 2.2069 | 2.4264 | 2.1367
7988 | Lateral Hardening | Lateral Hardening-Fuse-92347858 | Laterals | 13431 | 0.31705 | 17 | 5 | 287153.99 | 2023 | 573960.7548 | 646275.1736 | 751866.1213 | 286806.7648 | 359121.1836 | 464712.1313 | 1.9988 | 2.2506 | 2.6183 | 2.1363
19235 | Lateral Hardening | Lateral Hardening-Fuse-92354982 | Laterals | 13431 | 0.18277 | 8 | 2 | 115882.96 | 2023 | 235948.2602 | 256865.3063 | 289068.6364 | 120065.3002 | 140982.3463 | 173185.6764 | 2.0361 | 2.2166 | 2.4945 | 2.1361
17128 | Lateral Hardening | Lateral Hardening-Fuse-90793511 | Laterals | 14144 | 0.11553 | 7 | 77 | 92663.66 | 2029 | 183926.0368 | 209387.6093 | 247439.2716 | 91262.3768 | 116723.9493 | 154775.6116 | 1.9849 | 2.2597 | 2.6703 | 2.1359
17884 | Lateral Hardening | Lateral Hardening-Fuse-92101862 | Laterals | 13829 | 0.12992 | 12 | 158 | 165181.96 | 2023 | 326781.4044 | 374413.322 | 443651.1362 | 161599.4444 | 209231.362 | 278469.1762 | 1.9783 | 2.2667 | 2.6858 | 2.1356
3348 | Lateral Hardening | Lateral Hardening-Fuse-60144246 | Laterals | 13155 | 0.7108 | 55 | 70 | 998677.47 | 2029 | 2043416.5031 | 2218641.9591 | 2405938.0794 | 1044739.0331 | 1219964.4891 | 1407260.6094 | 2.0461 | 2.2216 | 2.4091 | 2.1351
3024 | Lateral Hardening | Lateral Hardening-Fuse-60015346 | Laterals | 13008 | 0.46477 | 26 | 3 | 182894.29 | 2029 | 364913.8629 | 411898.2559 | 478819.7192 | 182019.5729 | 229003.9659 | 295925.4292 | 1.9952 | 2.2521 | 2.618 | 2.1346
14917 | Lateral Hardening | Lateral Hardening-Fuse-90293688 | Laterals | 13060 | 0.16742 | 14 | 17 | 171013.06 | 2026 | 341358.7232 | 384086.726 | 448674.208 | 170345.6632 | 213073.666 | 277661.148 | 1.9961 | 2.2459 | 2.6236 | 2.1338
18884 | Lateral Hardening | Lateral Hardening-Fuse-91863559 | Laterals | 13630 | 0.079735 | 10 | 12 | 213078.02 | 2023 | 424426.5746 | 479238.2433 | 561544.3935 | 211348.5546 | 266160.2233 | 348466.3735 | 1.9919 | 2.2491 | 2.6354 | 2.1334
7313 | Lateral Hardening | Lateral Hardening-Fuse-60582268 | Laterals | 14071 | 1.3502 | 60 | 70 | 723281.39 | 2028 | 1487975.4819 | 1587914.8457 | 1737550.8552 | 764694.0919 | 864633.4557 | 1014269.4652 | 2.0573 | 2.1954 | 2.4023 | 2.1332
7891 | Lateral Hardening | Lateral Hardening-Fuse-60028585 | Laterals | 13007 | 0.42557 | 33 | 46 | 430549.21 | 2029 | 874068.3943 | 957210.7344 | 1066974.3465 | 443519.1843 | 526661.5244 | 636425.1365 | 2.0301 | 2.2232 | 2.4782 | 2.1329
3252 | Lateral Hardening | Lateral Hardening-Fuse-10671233 | Laterals | 13724 | 0.38939 | 21 | 19 | 277860.16 | 2022 | 554554.0531 | 623139.8266 | 729378.2659 | 276693.8931 | 345279.6666 | 451518.1059 | 1.9958 | 2.2426 | 2.625 | 2.1328
1269 | Lateral Hardening | Lateral Hardening-Fuse-60008530 | Laterals | 13081 | 0.19091 | 24 | 138 | 509494.14 | 2028 | 1006699.4185 | 1151270.8068 | 1361367.9627 | 497205.2785 | 641776.6668 | 851873.8227 | 1.9759 | 2.2596 | 2.672 | 2.1306
11047 | Lateral Hardening | Lateral Hardening-Fuse-90290284 | Laterals | 13622 | 0.30871 | 18 | 5 | 213219.2 | 2028 | 431626.1798 | 473915.5756 | 531347.6412 | 218406.9798 | 260696.3756 | 318128.4412 | 2.0243 | 2.2227 | 2.492 | 2.1306
46 | Lateral Hardening | Lateral Hardening-Fuse-92356595 | Laterals | 13655 | 0.22083 | 13 | 4 | 201985.84 | 2022 | 401083.4477 | 453578.185 | 532810.6757 | 199097.6077 | 251592.345 | 330824.8357 | 1.9857 | 2.2456 | 2.6379 | 2.1289
2037 | Lateral Hardening | Lateral Hardening-Fuse-90763682 | Laterals | 13839 | 0.59129 | 31 | 33 | 428196.28 | 2026 | 874571.6935 | 940214.943 | 1041502.6032 | 446375.4135 | 512018.663 | 613306.3232 | 2.0425 | 2.1958 | 2.4323 | 2.1274
19715 | Lateral Hardening | Lateral Hardening-Fuse-10753397 | Laterals | 13330 | 1.0602 | 48 | 41 | 365088.06 | 2025 | 741610.7304 | 804381.1464 | 893133.8659 | 376522.6704 | 439293.0864 | 528045.8059 | 2.0313 | 2.2033 | 2.4464 | 2.1244
18872 | Lateral Hardening | Lateral Hardening-Fuse-10402276 | Laterals | 13592 | 0.32746 | 30 | 84 | 409282.64 | 2022 | 820874.2342 | 912639.9977 | 1023157.4075 | 411591.5942 | 503357.3577 | 613874.7675 | 2.0056 | 2.2299 | 2.4999 | 2.1223
17391 | Lateral Hardening | Lateral Hardening-Fuse-90852788 | Laterals | 13148 | 0.34527 | 23 | 10 | 411279.27 | 2025 | 830322.0541 | 911978.4773 | 1007811.1911 | 419042.7841 | 500699.2073 | 596531.9211 | 2.0189 | 2.2174 | 2.4504 | 2.1216
4776 | Lateral Hardening | Lateral Hardening-Fuse-90423835 | Laterals | 13428 | 0.26326 | 16 | 208 | 117655.32 | 2021 | 232253.912 | 263959.6239 | 310513.1613 | 114598.592 | 146304.3039 | 192857.8413 | 1.974 | 2.2435 | 2.6392 | 2.1214
11286 | Lateral Hardening | Lateral Hardening-Fuse-90902634 | Laterals | 13220 | 0.1125 | 15 | 10 | 269178.6 | 2024 | 533654.0677 | 602234.8708 | 698764.045 | 264475.4677 | 333056.2708 | 429585.445 | 1.9825 | 2.2373 | 2.5959 | 2.1203
14581 | Lateral Hardening | Lateral Hardening-Fuse-92635988 | Laterals | 13331 | 1.2979 | 46 | 5 | 373700.46 | 2026 | 755197.0074 | 820348.7207 | 920756.4913 | 381496.5474 | 446648.2607 | 547056.0313 | 2.0209 | 2.1952 | 2.4639 | 2.1175
1875 | Lateral Hardening | Lateral Hardening-Fuse-92119086 | Laterals | 13470 | 0.19299 | 12 | 7 | 159411.97 | 2026 | 314233.137 | 356762.5557 | 416823.7777 | 154821.167 | 197350.5857 | 257411.8077 | 1.9712 | 2.238 | 2.6148 | 2.1156
10932 | Lateral Hardening | Lateral Hardening-Fuse-10000836 | Laterals | 13236 | 3.0339 | 129 | 28 | 1363067.27 | 2029 | 2789160.6922 | 2964466.043 | 3202715.2274 | 1426093.4222 | 1601398.773 | 1839647.9574 | 2.0462 | 2.1748 | 2.3496 | 2.1152
15514 | Lateral Hardening | Lateral Hardening-Fuse-60005739 | Laterals | 13037 | 0.43561 | 40 | 70 | 496361.5 | 2026 | 999323.7346 | 1096121.0166 | 1213999.787 | 502962.2346 | 599759.5166 | 717638.287 | 2.0133 | 2.2083 | 2.4458 | 2.1151
10189 | Lateral Hardening | Lateral Hardening-Fuse-10781383 | Laterals | 13712 | 0.094697 | 8 | 13 | 104125.18 | 2026 | 204502.4487 | 233322.9556 | 271927.6502 | 100377.2687 | 129197.7756 | 167802.4702 | 1.964 | 2.2408 | 2.6115 | 2.1118
5779 | Lateral Hardening | Lateral Hardening-Fuse-91718908 | Laterals | 13028 | 0.21458 | 18 | 19 | 254591.14 | 2023 | 509227.2011 | 560981.0552 | 637768.2078 | 254636.0611 | 306389.9152 | 383177.0678 | 2.0002 | 2.2035 | 2.5051 | 2.1117
811 | Lateral Hardening | Lateral Hardening-Fuse-10397053 | Laterals | 13591 | 0.34148 | 24 | 128 | 320869.21 | 2024 | 644431.3601 | 706027.5616 | 788069.4383 | 323562.1501 | 385158.3516 | 467200.2283 | 2.0084 | 2.2004 | 2.456 | 2.1107
10010 | Lateral Hardening | Lateral Hardening-Fuse-10827134 | Laterals | 13769 | 1.2911 | 50 | 23 | 417448.07 | 2028 | 836411.9947 | 922407.8667 | 1024511.072 | 418963.9247 | 504959.7967 | 607063.002 | 2.0036 | 2.2096 | 2.4542 | 2.1105
13917 | Lateral Hardening | Lateral Hardening-Fuse-10637209 | Laterals | 13699 | 0.49697 | 34 | 108 | 373202.81 | 2021 | 749564.831 | 817403.7369 | 921106.7202 | 376362.021 | 444200.9269 | 547903.9102 | 2.0085 | 2.1902 | 2.4681 | 2.109
31 | Lateral Hardening | Lateral Hardening-Fuse-91346455 | Laterals | 13279 | 0.31061 | 33 | 11 | 487712.75 | 2027 | 959489.0057 | 1080684.2204 | 1262540.5504 | 471776.2557 | 592971.4704 | 774827.8004 | 1.9673 | 2.2158 | 2.5887 | 2.104
8494 | Lateral Hardening | Lateral Hardening-Fuse-10565136 | Laterals | 13291 | 0.13447 | 13 | 14 | 295179.49 | 2028 | 577350.6092 | 657332.5408 | 774370.0539 | 282171.1192 | 362153.0508 | 479190.5639 | 1.9559 | 2.2269 | 2.6234 | 2.104
7479 | Lateral Hardening | Lateral Hardening-Fuse-91954843 | Laterals | 13461 | 1.4847 | 103 | 98 | 1354300.05 | 2026 | 2761336.9397 | 2923377.4571 | 3139196.5573 | 1407036.8897 | 1569077.4071 | 1784896.5073 | 2.0389 | 2.1586 | 2.3179 | 2.1027
14308 | Lateral Hardening | Lateral Hardening-Fuse-10570224 | Laterals | 13373 | 0.15833 | 14 | 10 | 144275.14 | 2024 | 284194.3913 | 319439.8238 | 369009.6077 | 139919.2513 | 175164.6838 | 224734.4677 | 1.9698 | 2.2141 | 2.5577 | 2.1019
4032 | Lateral Hardening | Lateral Hardening-Fuse-10145618 | Laterals | 13138 | 0.071023 | 6 | 92 | 50000 | 2022 | 97557.1842 | 111222.2488 | 131181.6475 | 47557.1842 | 61222.2488 | 81181.6475 | 1.9511 | 2.2244 | 2.6236 | 2.1004
12764 | Lateral Hardening | Lateral Hardening-Fuse-91910944 | Laterals | 13103 | 0.063258 | 6 | 7 | 93826.45 | 2024 | 183667.2551 | 208185.3318 | 242673.4036 | 89840.8051 | 114358.8818 | 148846.9536 | 1.9575 | 2.2188 | 2.5864 | 2.0988
6716 | Lateral Hardening | Lateral Hardening-Fuse-10588281 | Laterals | 13444 | 0.41174 | 25 | 85 | 519384.76 | 2029 | 1034670.8687 | 1142014.5348 | 1266233.937 | 515286.1087 | 622629.7748 | 746849.177 | 1.9921 | 2.1988 | 2.4379 | 2.0987
8705 | Lateral Hardening | Lateral Hardening-Fuse-91618630 | Laterals | 13183 | 0.28523 | 30 | 47 | 406799.85 | 2023 | 807741.5867 | 893448.9037 | 1003025.7946 | 400941.7367 | 486649.0537 | 596225.9446 | 1.9856 | 2.1963 | 2.4656 | 2.0968
17008 | Lateral Hardening | Lateral Hardening-Fuse-92354169 | Laterals | 13787 | 0.13807 | 6 | 2 | 108238.32 | 2027 | 211143.0034 | 240452.392 | 281294.22 | 102904.6834 | 132214.072 | 173055.9 | 1.9507 | 2.2215 | 2.5988 | 2.0968
8483 | Lateral Hardening | Lateral Hardening-Fuse-10859730 | Laterals | 13038 | 0.70947 | 49 | 87 | 613136.65 | 2023 | 1225856.8954 | 1335743.2871 | 1483068.5231 | 612720.2454 | 722606.6371 | 869931.8731 | 1.9993 | 2.1785 | 2.4188 | 2.095
8208 | Lateral Hardening | Lateral Hardening-Fuse-91365823 | Laterals | 13422 | 0.22045 | 9 | 2 | 115085.22 | 2024 | 230195.8261 | 250042.0587 | 279510.2104 | 115110.6061 | 134956.8387 | 164424.9904 | 2.0002 | 2.1727 | 2.4287 | 2.0948
7499 | Lateral Hardening | Lateral Hardening-Fuse-91965410 | Laterals | 13219 | 0.21023 | 18 | 30 | 239360.74 | 2028 | 471614.0946 | 526446.5499 | 603197.1239 | 232253.3546 | 287085.8099 | 363836.3839 | 1.9703 | 2.1994 | 2.52 | 2.094
10725 | Lateral Hardening | Lateral Hardening-Fuse-10795741 | Laterals | 13695 | 1.168 | 74 | 62 | 1005233.83 | 2023 | 2025418.0286 | 2170750.2153 | 2379613.322 | 1020184.1986 | 1165516.3853 | 1374379.492 | 2.0149 | 2.1594 | 2.3672 | 2.0935
11315 | Lateral Hardening | Lateral Hardening-Fuse-91769533 | Laterals | 13577 | 0.10303 | 10 | 42 | 121046.42 | 2029 | 236491.2427 | 267133.0988 | 311049.6199 | 115444.8227 | 146086.6788 | 190003.1999 | 1.9537 | 2.2069 | 2.5697 | 2.0913
12318 | Lateral Hardening | Lateral Hardening-Fuse-10556682 | Laterals | 13298 | 1.6362 | 76 | 1 | 325575.58 | 2029 | 648552.9271 | 705385.1874 | 796286.4134 | 322977.3471 | 379809.6074 | 470710.8334 | 1.992 | 2.1666 | 2.4458 | 2.0898
6802 | Lateral Hardening | Lateral Hardening-Fuse-91640875 | Laterals | 13180 | 0.15833 | 17 | 33 | 242089.09 | 2029 | 468941.1546 | 534875.2127 | 634166.945 | 226852.0646 | 292786.1227 | 392077.855 | 1.9371 | 2.2094 | 2.6196 | 2.087
19318 | Lateral Hardening | Lateral Hardening-Fuse-92562575 | Laterals | 13303 | 0.15644 | 11 | 3 | 60874.49 | 2027 | 119014.765 | 133828.3542 | 154880.9563 | 58140.275 | 72953.8642 | 94006.4663 | 1.9551 | 2.1984 | 2.5443 | 2.087
2662 | Lateral Hardening | Lateral Hardening-Fuse-91135754 | Laterals | 14110 | 0.62803 | 34 | 38 | 156806.77 | 2027 | 312007.9462 | 339497.6353 | 381753.5747 | 155201.1762 | 182690.8653 | 224946.8047 | 1.9898 | 2.1651 | 2.4345 | 2.0868
7868 | Lateral Hardening | Lateral Hardening-Fuse-92964755 | Laterals | 13729 | 0.45398 | 28 | 16 | 321546.96 | 2027 | 635483.0145 | 700092.9843 | 792601.146 | 313936.0545 | 378546.0243 | 471054.186 | 1.9763 | 2.1773 | 2.465 | 2.0855
9123 | Lateral Hardening | Lateral Hardening-Fuse-60060564 | Laterals | 13175 | 0.12955 | 13 | 20 | 208588.71 | 2028 | 406893.8296 | 457859.9478 | 530867.7376 | 198305.1196 | 249271.2378 | 322279.0276 | 1.9507 | 2.195 | 2.545 | 2.0834
10030 | Lateral Hardening | Lateral Hardening-Fuse-60526230 | Laterals | 13293 | 0.56591 | 52 | 73 | 612282.17 | 2024 | 1218653.7719 | 1325304.5602 | 1462663.0627 | 606371.6019 | 713022.3902 | 850380.8927 | 1.9903 | 2.1645 | 2.3889 | 2.0825
9771 | Lateral Hardening | Lateral Hardening-Fuse-93232709 | Laterals | 13696 | 0.16439 | 16 | 12 | 158578.9 | 2027 | 309501.6953 | 346366.7478 | 401369.8485 | 150922.7953 | 187787.8478 | 242790.9485 | 1.9517 | 2.1842 | 2.531 | 2.0794
17195 | Lateral Hardening | Lateral Hardening-Fuse-90464567 | Laterals | 13419 | 0.33447 | 30 | 62 | 548336.98 | 2026 | 1060763.6396 | 1201509.0396 | 1418275.0015 | 512426.6596 | 653172.0596 | 869938.0215 | 1.9345 | 2.1912 | 2.5865 | 2.0767
10477 | Lateral Hardening | Lateral Hardening-Fuse-92181604 | Laterals | 13370 | 0.27955 | 23 | 36 | 360848.49 | 2022 | 709295.0633 | 783561.2399 | 877763.6807 | 348446.5733 | 422712.7499 | 516915.1907 | 1.9656 | 2.1714 | 2.4325 | 2.0741
1374 | Lateral Hardening | Lateral Hardening-Fuse-92565595 | Laterals | 13303 | 0.83561 | 51 | 94 | 781473.88 | 2027 | 1544433.5019 | 1689349.4457 | 1864028.4276 | 762959.6219 | 907875.5657 | 1082554.5476 | 1.9763 | 2.1617 | 2.3853 | 2.0728
15443 | Lateral Hardening | Lateral Hardening-Fuse-10667361 | Laterals | 13785 | 0.33598 | 18 | 14 | 223345.76 | 2021 | 437315.9724 | 484453.2779 | 551552.5404 | 213970.2124 | 261107.5179 | 328206.7804 | 1.958 | 2.1691 | 2.4695 | 2.0725
16703 | Lateral Hardening | Lateral Hardening-Fuse-60188263 | Laterals | 13807 | 0.72348 | 32 | 99 | 544643.41 | 2028 | 1080872.0978 | 1172761.2943 | 1280868.2492 | 536228.6878 | 628117.8843 | 736224.8392 | 1.9846 | 2.1533 | 2.3518 | 2.0719
2041 | Lateral Hardening | Lateral Hardening-Fuse-92609203 | Laterals | 13390 | 0.082765 | 5 | 3 | 54751.63 | 2023 | 106439.8302 | 119259.0205 | 137704.8631 | 51688.2002 | 64507.3905 | 82953.2331 | 1.944 | 2.1782 | 2.5151 | 2.0714
2104 | Lateral Hardening | Lateral Hardening-Fuse-10129836 | Laterals | 13422 | 0.39337 | 18 | 6 | 172890.41 | 2024 | 334550.4125 | 377544.8253 | 438959.6561 | 161660.0025 | 204654.4153 | 266069.2461 | 1.935 | 2.1837 | 2.5389 | 2.07
12751 | Lateral Hardening | Lateral Hardening-Fuse-60073788 | Laterals | 13082 | 0.24583 | 25 | 40 | 517386.52 | 2029 | 1010256.9448 | 1125781.6513 | 1266584.7285 | 492870.4248 | 608395.1313 | 749198.2085 | 1.9526 | 2.1759 | 2.448 | 2.0691
7160 | Lateral Hardening | Lateral Hardening-Fuse-10933143 | Laterals | 13896 | 0.55095 | 39 | 44 | 673700.86 | 2026 | 1329219.5733 | 1448627.3394 | 1617460.4752 | 655518.7133 | 774926.4794 | 943759.6152 | 1.973 | 2.1503 | 2.4009 | 2.069
5180 | Lateral Hardening | Lateral Hardening-Fuse-10540513 | Laterals | 13964 | 0.42405 | 33 | 15 | 577795.64 | 2028 | 1138858.9754 | 1237348.5006 | 1392760.355 | 561063.3354 | 659552.8606 | 814964.715 | 1.971 | 2.1415 | 2.4105 | 2.0661
16734 | Lateral Hardening | Lateral Hardening-Fuse-10070663 | Laterals | 13657 | 0.55322 | 25 | 13 | 201386.29 | 2024 | 394312.4032 | 433389.4144 | 490724.5814 | 192926.1132 | 232003.1244 | 289338.2914 | 1.958 | 2.152 | 2.4367 | 2.0641
14721 | Lateral Hardening | Lateral Hardening-Fuse-91345946 | Laterals | 13298 | 1.1057 | 41 | 3 | 184723.98 | 2029 | 361751.6936 | 396975.0207 | 450895.8838 | 177027.7136 | 212251.0407 | 266171.9038 | 1.9583 | 2.149 | 2.4409 | 2.0638
13996 | Lateral Hardening | Lateral Hardening-Fuse-91404359 | Laterals | 13805 | 0.56023 | 28 | 35 | 597536.8 | 2024 | 1174225.3526 | 1286479.1621 | 1421989.555 | 576688.5526 | 688942.3621 | 824452.755 | 1.9651 | 2.153 | 2.3798 | 2.0629
6230 | Lateral Hardening | Lateral Hardening-Fuse-91203776 | Laterals | 13946 | 0.20265 | 21 | 45 | 128308.3 | 2023 | 250485.5574 | 277290.2063 | 311421.2557 | 122177.2574 | 148981.9063 | 183112.9557 | 1.9522 | 2.1611 | 2.4271 | 2.0624
18924 | Lateral Hardening | Lateral Hardening-Fuse-10532910 | Laterals | 13705 | 0.19034 | 12 | 23 | 186948.45 | 2027 | 362450.8386 | 405015.5994 | 463100.9141 | 175502.3886 | 218067.1494 | 276152.4641 | 1.9388 | 2.1665 | 2.4772 | 2.0609
1381 | Lateral Hardening | Lateral Hardening-Fuse-91442479 | Laterals | 13825 | 0.094508 | 13 | 12 | 207095.63 | 2023 | 398307.0743 | 449086.5652 | 527940.6362 | 191211.4443 | 241990.9352 | 320845.0062 | 1.9233 | 2.1685 | 2.5493 | 2.0595
16848 | Lateral Hardening | Lateral Hardening-Fuse-10671208 | Laterals | 13724 | 0.4142 | 18 | 18 | 174113.13 | 2022 | 342982.9377 | 370496.96 | 415712.4968 | 168869.8077 | 196383.83 | 241599.3668 | 1.9699 | 2.1279 | 2.3876 | 2.0591
5839 | Lateral Hardening | Lateral Hardening-Fuse-91847345 | Laterals | 13633 | 0.086174 | 7 | 1 | 55543.63 | 2021 | 107172.6976 | 120089.7534 | 139901.5527 | 51629.0676 | 64546.1234 | 84357.9227 | 1.9295 | 2.1621 | 2.5188 | 2.0582
6253 | Lateral Hardening | Lateral Hardening-Fuse-92629847 | Laterals | 13303 | 0.60455 | 32 | 2 | 247699.8 | 2027 | 484256.2627 | 529691.1083 | 600862.7348 | 236556.4627 | 281991.3083 | 353162.9348 | 1.955 | 2.1384 | 2.4258 | 2.0571
6129 | Lateral Hardening | Lateral Hardening-Fuse-10572982 | Laterals | 13371 | 0.17102 | 15 | 17 | 278480.94 | 2026 | 535004.2365 | 602677.2635 | 702769.3513 | 256523.2965 | 324196.3235 | 424288.4113 | 1.9212 | 2.1642 | 2.5236 | 2.0543
5994 | Lateral Hardening | Lateral Hardening-Fuse-92750192 | Laterals | 13225 | 0.09375 | 9 | 6 | 127117.8 | 2021 | 243141.0634 | 276063.8521 | 323692.6312 | 116023.2634 | 148946.0521 | 196574.8312 | 1.9127 | 2.1717 | 2.5464 | 2.0538
13976 | Lateral Hardening | Lateral Hardening-Fuse-10151717 | Laterals | 13153 | 0.07178 | 6 | 13 | 83963.8 | 2028 | 159740.0661 | 182480.224 | 215584.9614 | 75776.2661 | 98516.424 | 131621.1614 | 1.9025 | 2.1733 | 2.5676 | 2.0502
13016 | Lateral Hardening | Lateral Hardening-Fuse-92200425 | Laterals | 13909 | 0.19205 | 15 | 30 | 208103.75 | 2023 | 399254.3607 | 449619.9856 | 521527.0348 | 191150.6107 | 241516.2356 | 313423.2848 | 1.9185 | 2.1606 | 2.5061 | 2.0499
18243 | Lateral Hardening | Lateral Hardening-Fuse-90740214 | Laterals | 13737 | 0.10114 | 12 | 15 | 151311.66 | 2023 | 290104.6801 | 326571.1991 | 379289.0362 | 138793.0201 | 175259.5391 | 227977.3762 | 1.9173 | 2.1583 | 2.5067 | 2.0485
5686 | Lateral Hardening | Lateral Hardening-Fuse-60088175 | Laterals | 13139 | 0.52216 | 46 | 60 | 631454.43 | 2027 | 1230611.947 | 1347887.3163 | 1505915.339 | 599157.517 | 716432.8863 | 874460.909 | 1.9489 | 2.1346 | 2.3848 | 2.0482
174 | Lateral Hardening | Lateral Hardening-Fuse-10686218 | Laterals | 13808 | 0.1072 | 6 | 1 | 50000 | 2027 | 96315.1253 | 107788.0246 | 122648.7927 | 46315.1253 | 57788.0246 | 72648.7927 | 1.9263 | 2.1558 | 2.453 | 2.0478
5987 | Lateral Hardening | Lateral Hardening-Fuse-10640110 | Laterals | 13579 | 0.41477 | 24 | 16 | 290574.21 | 2027 | 557856.837 | 626596.5781 | 721377.3347 | 267282.627 | 336022.3681 | 430803.1247 | 1.9198 | 2.1564 | 2.4826 | 2.0471
1172 | Lateral Hardening | Lateral Hardening-Fuse-10807557 | Laterals | 13020 | 0.27538 | 19 | 12 | 282410.89 | 2028 | 540336.552 | 608018.5399 | 706222.2573 | 257925.662 | 325607.6499 | 423811.3673 | 1.9133 | 2.153 | 2.5007 | 2.0439
2897 | Lateral Hardening | Lateral Hardening-Fuse-60018018 | Laterals | 13303 | 0.15341 | 9 | 7 | 181475.19 | 2027 | 350867.0916 | 388721.3612 | 437863.6816 | 169391.9016 | 207246.1712 | 256388.4916 | 1.9334 | 2.142 | 2.4128 | 2.0439
13430 | Lateral Hardening | Lateral Hardening-Fuse-90537026 | Laterals | 13807 | 0.089394 | 6 | 3 | 86390.03 | 2028 | 164423.1869 | 186914.9483 | 218164.204 | 78033.1569 | 100524.9183 | 131774.174 | 1.9033 | 2.1636 | 2.5253 | 2.0436
15346 | Lateral Hardening | Lateral Hardening-Fuse-90455912 | Laterals | 13150 | 0.13712 | 11 | 46 | 93811.43 | 2029 | 178098.0142 | 202379.5918 | 238745.334 | 84286.5842 | 108568.1618 | 144933.904 | 1.8985 | 2.1573 | 2.5449 | 2.0408
3709 | Lateral Hardening | Lateral Hardening-Fuse-10080912 | Laterals | 13668 | 0.17462 | 15 | 34 | 76966.69 | 2027 | 146632.9166 | 165619.8824 | 192896.3033 | 69666.2266 | 88653.1924 | 115929.6133 | 1.9051 | 2.1518 | 2.5062 | 2.0393
2870 | Lateral Hardening | Lateral Hardening-Fuse-10758543 | Laterals | 13422 | 0.099811 | 8 | 9 | 91538.23 | 2024 | 174238.3485 | 196868.912 | 228586.7015 | 82700.1185 | 105330.682 | 137048.4715 | 1.9034 | 2.1507 | 2.4972 | 2.037
10179 | Lateral Hardening | Lateral Hardening-Fuse-10159463 | Laterals | 13523 | 0.36307 | 39 | 78 | 599640.65 | 2028 | 1131805.7365 | 1294766.6214 | 1531369.8759 | 532165.0865 | 695125.9714 | 931729.2259 | 1.8875 | 2.1592 | 2.5538 | 2.0356
19291 | Lateral Hardening | Lateral Hardening-Fuse-91476054 | Laterals | 13825 | 0.36212 | 31 | 158 | 387102.17 | 2023 | 743609.6615 | 827593.0842 | 930389.5353 | 356507.4915 | 440490.9142 | 543287.3653 | 1.921 | 2.1379 | 2.4035 | 2.0343
17843 | Lateral Hardening | Lateral Hardening-Fuse-60399037 | Laterals | 13213 | 0.053788 | 8 | 10 | 100725.34 | 2027 | 191565.7921 | 216164.7271 | 250925.3546 | 90840.4521 | 115439.3871 | 150200.0146 | 1.9019 | 2.1461 | 2.4912 | 2.0341
16336 | Lateral Hardening | Lateral Hardening-Fuse-10674250 | Laterals | 13414 | 0.064962 | 6 | 48 | 82590.98 | 2027 | 156213.0873 | 177737.9768 | 209065.8856 | 73622.1073 | 95146.9968 | 126474.9056 | 1.8914 | 2.152 | 2.5313 | 2.0336
9994 | Lateral Hardening | Lateral Hardening-Fuse-90847111 | Laterals | 13330 | 0.10701 | 8 | 8 | 84276.35 | 2025 | 162085.189 | 179738.7843 | 201500.2131 | 77808.839 | 95462.4343 | 117223.8631 | 1.9233 | 2.1327 | 2.3909 | 2.0329
10112 | Lateral Hardening | Lateral Hardening-Fuse-10025099 | Laterals | 13373 | 0.51439 | 49 | 54 | 694969.29 | 2024 | 1354826.8582 | 1463742.1115 | 1600644.1516 | 659857.5682 | 768772.8215 | 905674.8616 | 1.9495 | 2.1062 | 2.3032 | 2.0319
601 | Lateral Hardening | Lateral Hardening-Fuse-10374094 | Laterals | 13178 | 0.17973 | 18 | 14 | 338407.73 | 2029 | 636251.2169 | 728193.7095 | 861594.7539 | 297843.4869 | 389785.9795 | 523187.0239 | 1.8801 | 2.1518 | 2.546 | 2.0282
2558 | Lateral Hardening | Lateral Hardening-Fuse-10532898 | Laterals | 13705 | 0.17841 | 13 | 12 | 258936.12 | 2027 | 490750.3381 | 553202.0383 | 643884.4638 | 231814.2181 | 294265.9183 | 384948.3438 | 1.8953 | 2.1364 | 2.4867 | 2.0268
4264 | Lateral Hardening | Lateral Hardening-Fuse-10718207 | Laterals | 13777 | 0.15909 | 13 | 49 | 92578.7 | 2029 | 174306.3252 | 198531.2114 | 234570.1601 | 81727.6252 | 105952.5114 | 141991.4601 | 1.8828 | 2.1445 | 2.5337 | 2.0264
11817 | Lateral Hardening | Lateral Hardening-Fuse-10535991 | Laterals | 13115 | 0.25492 | 20 | 25 | 342510.27 | 2022 | 659065.3868 | 725693.9707 | 806773.821 | 316555.1168 | 383183.7007 | 464263.551 | 1.9242 | 2.1188 | 2.3555 | 2.0257
7503 | Lateral Hardening | Lateral Hardening-Fuse-91633720 | Laterals | 13377 | 0.1608 | 17 | 102 | 332869.45 | 2029 | 624478.5734 | 710811.1515 | 845756.909 | 291609.1234 | 377941.7015 | 512887.459 | 1.876 | 2.1354 | 2.5408 | 2.0203
18019 | Lateral Hardening | Lateral Hardening-Fuse-10173518 | Laterals | 13191 | 0.13788 | 11 | 1 | 50000 | 2025 | 93995.3125 | 106838.7955 | 125462.0344 | 43995.3125 | 56838.7955 | 75462.0344 | 1.8799 | 2.1368 | 2.5092 | 2.0199
17460 | Lateral Hardening | Lateral Hardening-Fuse-90014436 | Laterals | 13331 | 0.45076 | 28 | 16 | 314740.85 | 2026 | 605539.8769 | 660435.9711 | 740899.2921 | 290799.0269 | 345695.1211 | 426158.4421 | 1.9239 | 2.0983 | 2.354 | 2.0193
19538 | Lateral Hardening | Lateral Hardening-Fuse-60105326 | Laterals | 13473 | 0.042614 | 4 | 6 | 50000 | 2021 | 94086.0438 | 106719.683 | 124833.6209 | 44086.0438 | 56719.683 | 74833.6209 | 1.8817 | 2.1344 | 2.4967 | 2.019
9036 | Lateral Hardening | Lateral Hardening-Fuse-10145629 | Laterals | 13138 | 0.12197 | 10 | 5 | 163945.06 | 2022 | 306920.555 | 350144.6043 | 414266.6607 | 142975.495 | 186199.5443 | 250321.6007 | 1.8721 | 2.1357 | 2.5269 | 2.0167
10959 | Lateral Hardening | Lateral Hardening-Fuse-90342767 | Laterals | 13324 | 0.58144 | 49 | 7 | 819784.77 | 2029 | 1576148.6372 | 1720080.6497 | 1901998.2554 | 756363.8672 | 900295.8797 | 1082213.4854 | 1.9226 | 2.0982 | 2.3201 | 2.0151
2575 | Lateral Hardening | Lateral Hardening-Fuse-60164838 | Laterals | 13371 | 0.2678 | 16 | 115 | 108653.63 | 2026 | 204635.1183 | 230719.1178 | 268763.2742 | 95981.4883 | 122065.4878 | 160109.6442 | 1.8834 | 2.1234 | 2.4736 | 2.0144
3031 | Lateral Hardening | Lateral Hardening-Fuse-60114848 | Laterals | 13600 | 0.43011 | 37 | 128 | 556281.54 | 2029 | 1067919.0276 | 1165350.673 | 1301463.4502 | 511637.4876 | 609069.133 | 745181.9102 | 1.9197 | 2.0949 | 2.3396 | 2.0143
12040 | Lateral Hardening | Lateral Hardening-Fuse-10726479 | Laterals | 14023 | 0.21477 | 11 | 3 | 118543.02 | 2029 | 225461.3464 | 250377.2534 | 282452.3649 | 106918.3264 | 131834.2334 | 163909.3449 | 1.9019 | 2.1121 | 2.3827 | 2.0131
11544 | Lateral Hardening | Lateral Hardening-Fuse-92439904 | Laterals | 13126 | 1.153 | 41 | 2 | 485324.17 | 2029 | 937006.5262 | 1008694.9613 | 1115278.1785 | 451682.3562 | 523370.7913 | 629954.0085 | 1.9307 | 2.0784 | 2.298 | 2.0117
16255 | Lateral Hardening | Lateral Hardening-Fuse-60402779 | Laterals | 13213 | 0.34848 | 15 | 10 | 211719.31 | 2027 | 402039.1496 | 444714.3371 | 507712.0571 | 190319.8396 | 232995.0271 | 295992.7471 | 1.8989 | 2.1005 | 2.398 | 2.0093
896 | Lateral Hardening | Lateral Hardening-Fuse-10162609 | Laterals | 13031 | 0.65739 | 29 | 27 | 338778.27 | 2029 | 647335.0253 | 709507.7031 | 791989.1758 | 308556.7553 | 370729.4331 | 453210.9058 | 1.9108 | 2.0943 | 2.3378 | 2.0085
1855 | Lateral Hardening | Lateral Hardening-Fuse-60006349 | Laterals | 13899 | 0.45739 | 36 | 69 | 598387.47 | 2025 | 1126426.5762 | 1265571.3191 | 1461370.5923 | 528039.1062 | 667183.8491 | 862983.1223 | 1.8824 | 2.115 | 2.4422 | 2.0082
10475 | Lateral Hardening | Lateral Hardening-Fuse-10172610 | Laterals | 13219 | 0.18561 | 17 | 35 | 257773.07 | 2028 | 481196.1009 | 546677.8334 | 648969.0477 | 223423.0309 | 288904.7634 | 391195.9777 | 1.8667 | 2.1208 | 2.5176 | 2.008
18662 | Lateral Hardening | Lateral Hardening-Fuse-92474472 | Laterals | 13443 | 0.64583 | 48 | 50 | 656162.46 | 2022 | 1253087.4357 | 1372990.8789 | 1533742.1492 | 596924.9757 | 716828.4189 | 877579.6892 | 1.9097 | 2.0925 | 2.3374 | 2.0073
18651 | Lateral Hardening | Lateral Hardening-Fuse-10916841 | Laterals | 13805 | 0.45379 | 21 | 7 | 300659.29 | 2024 | 576004.0086 | 626036.7645 | 697924.7342 | 275344.7186 | 325377.4745 | 397265.4442 | 1.9158 | 2.0822 | 2.3213 | 2.0063
17961 | Lateral Hardening | Lateral Hardening-Fuse-60077891 | Laterals | 13443 | 0.20455 | 17 | 27 | 302812.2 | 2022 | 573926.4222 | 638153.7519 | 716842.548 | 271114.2222 | 335341.5519 | 414030.348 | 1.8953 | 2.1074 | 2.3673 | 2.0061
19508 | Lateral Hardening | Lateral Hardening-Fuse-10793123 | Laterals | 13659 | 0.4875 | 34 | 15 | 304478.37 | 2023 | 582476.8902 | 633906.1523 | 711438.0238 | 277998.5202 | 329427.7823 | 406959.6538 | 1.913 | 2.0819 | 2.3366 | 2.0061
9846 | Lateral Hardening | Lateral Hardening-Fuse-93266150 | Laterals | 13042 | 0.30549 | 29 | 46 | 474834.54 | 2025 | 908073.6295 | 989354.2331 | 1108270.3982 | 433239.0895 | 514519.6931 | 633435.8582 | 1.9124 | 2.0836 | 2.334 | 2.0059
5577 | Lateral Hardening | Lateral Hardening-Fuse-90470986 | Laterals | 13096 | 0.24242 | 13 | 7 | 163766.95 | 2027 | 312121.9432 | 342026.5842 | 385691.7192 | 148354.9932 | 178259.6342 | 221924.7692 | 1.9059 | 2.0885 | 2.3551 | 2.0056
11778 | Lateral Hardening | Lateral Hardening-Fuse-92701703 | Laterals | 13299 | 0.19545 | 11 | 3 | 68555.61 | 2023 | 128979.4203 | 144462.3514 | 167605.1029 | 60423.8103 | 75906.7414 | 99049.4929 | 1.8814 | 2.1072 | 2.4448 | 2.0055
11547 | Lateral Hardening | Lateral Hardening-Fuse-91999678 | Laterals | 14031 | 0.067992 | 6 | 4 | 65822.59 | 2025 | 122983.1041 | 139524.8617 | 163537.0307 | 57160.5141 | 73702.2717 | 97714.4407 | 1.8684 | 2.1197 | 2.4845 | 2.0054
18598 | Lateral Hardening | Lateral Hardening-Fuse-93348988 | Laterals | 13896 | 0.6642 | 55 | 74 | 957270.45 | 2026 | 1834890.3825 | 1990502.8095 | 2196065.7736 | 877619.9325 | 1033232.3595 | 1238795.3236 | 1.9168 | 2.0794 | 2.2941 | 2.0033
11693 | Lateral Hardening | Lateral Hardening-Fuse-93275113 | Laterals | 13080 | 0.57121 | 63 | 362 | 886115.72 | 2026 | 1691272.1832 | 1846844.9203 | 2061166.7038 | 805156.4632 | 960729.2003 | 1175050.9838 | 1.9086 | 2.0842 | 2.3261 | 2.003
18179 | Lateral Hardening | Lateral Hardening-Fuse-60393235 | Laterals | 13785 | 0.33125 | 18 | 2 | 120363.12 | 2021 | 229253.3474 | 251065.5979 | 282018.5078 | 108890.2274 | 130702.4779 | 161655.3878 | 1.9047 | 2.0859 | 2.3431 | 2.0029
8184 | Lateral Hardening | Lateral Hardening-Fuse-10758533 | Laterals | 13431 | 0.95511 | 24 | 1 | 151242.83 | 2023 | 290899.0711 | 312164.452 | 347025.2784 | 139656.2411 | 160921.622 | 195782.4484 | 1.9234 | 2.064 | 2.2945 | 2.0027
18190 | Lateral Hardening | Lateral Hardening-Fuse-90526768 | Laterals | 13199 | 0.18485 | 15 | 20 | 158981.99 | 2026 | 297460.2026 | 335671.9837 | 390154.1561 | 138478.2126 | 176689.9937 | 231172.1661 | 1.871 | 2.1114 | 2.4541 | 2.0014
17006 | Lateral Hardening | Lateral Hardening-Fuse-92648112 | Laterals | 13331 | 0.51345 | 22 | 3 | 286064.72 | 2026 | 543037.4875 | 597187.4587 | 674047.774 | 256972.7675 | 311122.7387 | 387983.054 | 1.8983 | 2.0876 | 2.3563 | 2.0009
16679 | Lateral Hardening | Lateral Hardening-Fuse-10479381 | Laterals | 14012 | 0.24432 | 13 | 3 | 209902.32 | 2024 | 397646.8302 | 438551.6466 | 497795.2223 | 187744.5102 | 228649.3266 | 287892.9023 | 1.8944 | 2.0893 | 2.3716 | 2.0006
14726 | Lateral Hardening | Lateral Hardening-Fuse-10583657 | Laterals | 13840 | 0.14432 | 6 | 3 | 59867.13 | 2023 | 112749.5621 | 125636.2423 | 144241.0719 | 52882.4321 | 65769.1123 | 84373.9419 | 1.8833 | 2.0986 | 2.4094 | 2.0005
17916 | Lateral Hardening | Lateral Hardening-Fuse-90375800 | Laterals | 13268 | 0.21648 | 11 | 15 | 114754.68 | 2022 | 217670.947 | 239910.5915 | 268660.8626 | 102916.267 | 125155.9115 | 153906.1826 | 1.8968 | 2.0906 | 2.3412 | 1.9994
2477 | Lateral Hardening | Lateral Hardening-Fuse-10676228 | Laterals | 14124 | 0.28428 | 13 | 9 | 115950.92 | 2028 | 220560.2933 | 240411.1476 | 271235.273 | 104609.3733 | 124460.2276 | 155284.353 | 1.9022 | 2.0734 | 2.3392 | 1.9973
4226 | Lateral Hardening | Lateral Hardening-Fuse-91741334 | Laterals | 14024 | 0.21402 | 23 | 56 | 313698.49 | 2023 | 591905.1426 | 658437.6287 | 738329.289 | 278206.6526 | 344739.1387 | 424630.799 | 1.8869 | 2.099 | 2.3536 | 1.9972
4008 | Lateral Hardening | Lateral Hardening-Fuse-91563454 | Laterals | 13837 | 0.49735 | 42 | 144 | 682466.74 | 2029 | 1296716.2563 | 1419343.2223 | 1588942.4914 | 614249.5163 | 736876.4823 | 906475.7514 | 1.9 | 2.0797 | 2.3282 | 1.9968
985 | Lateral Hardening | Lateral Hardening-Fuse-10361899 | Laterals | 13106 | 0.15473 | 10 | 115 | 244365.83 | 2022 | 452599.0608 | 516150.2777 | 613899.8377 | 208233.2308 | 271784.4477 | 369534.0077 | 1.8521 | 2.1122 | 2.5122 | 1.9962
16382 | Lateral Hardening | Lateral Hardening-Fuse-90472822 | Laterals | 13064 | 0.20758 | 19 | 72 | 266766.71 | 2029 | 497805.6048 | 559780.9732 | 655346.0748 | 231038.8948 | 293014.2632 | 388579.3648 | 1.8661 | 2.0984 | 2.4566 | 1.9948
6503 | Lateral Hardening | Lateral Hardening-Fuse-10668856 | Laterals | 13722 | 0.61515 | 32 | 31 | 419994.04 | 2022 | 800143.323 | 869881.3595 | 965201.9741 | 380149.283 | 449887.3195 | 545207.9341 | 1.9051 | 2.0712 | 2.2981 | 1.9942
5381 | Lateral Hardening | Lateral Hardening-Fuse-90097468 | Laterals | 13458 | 0.11856 | 4 | 2 | 106617.1 | 2026 | 202252.7064 | 221105.6001 | 248627.3628 | 95635.6064 | 114488.5001 | 142010.2628 | 1.897 | 2.0738 | 2.332 | 1.9935
18919 | Lateral Hardening | Lateral Hardening-Fuse-91702481 | Laterals | 14012 | 0.077273 | 8 | 1 | 109835.78 | 2024 | 204331.5868 | 231612.8391 | 268288.8541 | 94495.8068 | 121777.0591 | 158453.0741 | 1.8603 | 2.1087 | 2.4426 | 1.9931
12142 | Lateral Hardening | Lateral Hardening-Fuse-10271806 | Laterals | 13677 | 1.3155 | 78 | 58 | 1103970.55 | 2027 | 2120295.8881 | 2266220.4455 | 2482208.2367 | 1016325.3381 | 1162249.8955 | 1378237.6867 | 1.9206 | 2.0528 | 2.2484 | 1.993
1364 | Lateral Hardening | Lateral Hardening-Fuse-92603717 | Laterals | 13390 | 0.24886 | 15 | 32 | 312869.51 | 2023 | 591876.7627 | 651634.6365 | 727336.0634 | 279007.2527 | 338765.1265 | 414466.5534 | 1.8918 | 2.0828 | 2.3247 | 1.9924
19014 | Lateral Hardening | Lateral Hardening-Fuse-60320571 | Laterals | 13948 | 0.24886 | 21 | 32 | 381548.56 | 2022 | 710619.8231 | 800938.6772 | 932367.5379 | 329071.2631 | 419390.1172 | 550818.9779 | 1.8625 | 2.0992 | 2.4436 | 1.9916
14328 | Lateral Hardening | Lateral Hardening-Fuse-90098676 | Laterals | 13190 | 1.568 | 121 | 445 | 2532895.04 | 2029 | 4844290.676 | 5222045.1789 | 5685045.8392 | 2311395.636 | 2689150.1389 | 3152150.7992 | 1.9126 | 2.0617 | 2.2445 | 1.9905
11917 | Lateral Hardening | Lateral Hardening-Fuse-10762846 | Laterals | 13813 | 1.1206 | 51 | 81 | 606815.08 | 2028 | 1166832.5335 | 1238081.3632 | 1344729.4079 | 560017.4535 | 631266.2832 | 737914.3279 | 1.9229 | 2.0403 | 2.216 | 1.9874
17969 | Lateral Hardening | Lateral Hardening-Fuse-91778603 | Laterals | 13092 | 0.63561 | 48 | 91 | 697729.88 | 2024 | 1321021.1491 | 1442587.5827 | 1610738.3769 | 623291.2691 | 744857.7027 | 913008.4969 | 1.8933 | 2.0675 | 2.3085 | 1.9871
11160 | Lateral Hardening | Lateral Hardening-Fuse-92605381 | Laterals | 13390 | 0.34583 | 33 | 130 | 430925.93 | 2023 | 813489.0405 | 895255.8228 | 994839.1073 | 382563.1105 | 464329.8928 | 563913.1773 | 1.8878 | 2.0775 | 2.3086 | 1.9868
6083 | Lateral Hardening | Lateral Hardening-Fuse-10643429 | Laterals | 13390 | 0.35019 | 17 | 14 | 305570.12 | 2023 | 574381.6967 | 632613.5477 | 717148.7864 | 268811.5767 | 327043.4277 | 411578.6664 | 1.8797 | 2.0703 | 2.3469 | 1.9836
16059 | Lateral Hardening | Lateral Hardening-Fuse-92838598 | Laterals | 13423 | 1.3072 | 53 | 6 | 434503.63 | 2028 | 826520.6471 | 888378.4325 | 993934.905 | 392017.0171 | 453874.8025 | 559431.275 | 1.9022 | 2.0446 | 2.2875 | 1.9835
8771 | Lateral Hardening | Lateral Hardening-Fuse-10566566 | Laterals | 13289 | 0.21591 | 20 | 44 | 307348.14 | 2022 | 576505.0614 | 640039.6105 | 715279.3985 | 269156.9214 | 332691.4705 | 407931.2585 | 1.8757 | 2.0825 | 2.3273 | 1.9829
7382 | Lateral Hardening | Lateral Hardening-Fuse-10479418 | Laterals | 14217 | 1.1481 | 49 | 5 | 280066.24 | 2028 | 525452.5338 | 580095.7464 | 654969.4465 | 245386.2938 | 300029.5064 | 374903.2065 | 1.8762 | 2.0713 | 2.3386 | 1.9809
2922 | Lateral Hardening | Lateral Hardening-Fuse-90740699 | Laterals | 13737 | 0.16553 | 13 | 17 | 135187.78 | 2023 | 249494.5063 | 282906.7132 | 331729.0041 | 114306.7263 | 147718.9332 | 196541.2241 | 1.8455 | 2.0927 | 2.4538 | 1.9805
14752 | Lateral Hardening | Lateral Hardening-Fuse-10694105 | Laterals | 13254 | 1.3761 | 65 | 37 | 994083.4 | 2027 | 1886591.1201 | 2040632.5524 | 2231475.3425 | 892507.7201 | 1046549.1524 | 1237391.9425 | 1.8978 | 2.0528 | 2.2448 | 1.979
4417 | Lateral Hardening | Lateral Hardening-Fuse-10745523 | Laterals | 13815 | 1.0352 | 45 | 37 | 481056.29 | 2027 | 912559.9686 | 984584.8227 | 1088684.6903 | 431503.6786 | 503528.5327 | 607628.4003 | 1.897 | 2.0467 | 2.2631 | 1.9785
2759 | Lateral Hardening | Lateral Hardening-Fuse-60172028 | Laterals | 13968 | 0.16383 | 14 | 136 | 170453.51 | 2029 | 315677.2868 | 355277.7925 | 411036.404 | 145223.7768 | 184824.2825 | 240582.894 | 1.852 | 2.0843 | 2.4114 | 1.9776
10929 | Lateral Hardening | Lateral Hardening-Fuse-10144150 | Laterals | 13123 | 0.42519 | 31 | 108 | 484166.15 | 2028 | 911041.9924 | 999754.5831 | 1105900.4028 | 426875.8424 | 515588.4331 | 621734.2528 | 1.8817 | 2.0649 | 2.2841 | 1.9769
4353 | Lateral Hardening | Lateral Hardening-Fuse-92620889 | Laterals | 13390 | 0.24129 | 15 | 66 | 283507.69 | 2023 | 533080.5714 | 584689.4715 | 650681.0561 | 249572.8814 | 301181.7815 | 367173.3661 | 1.8803 | 2.0623 | 2.2951 | 1.9764
11501 | Lateral Hardening | Lateral Hardening-Fuse-92497118 | Laterals | 13146 | 0.22746 | 8 | 4 | 167979.53 | 2026 | 314572.8273 | 345829.1814 | 394187.7466 | 146593.2973 | 177849.6514 | 226208.2166 | 1.8727 | 2.0588 | 2.3466 | 1.9759
13468 | Lateral Hardening | Lateral Hardening-Fuse-10895259 | Laterals | 13003 | 0.59848 | 32 | 6 | 281753.33 | 2022 | 531192.968 | 575603.6027 | 646402.4883 | 249439.638 | 293850.2727 | 364649.1583 | 1.8853 | 2.0429 | 2.2942 | 1.9735
18897 | Lateral Hardening | Lateral Hardening-Fuse-93329325 | Laterals | 13099 | 0.77481 | 56 | 158 | 471011.69 | 2022 | 890633.5807 | 960499.2426 | 1068408.5144 | 419621.8907 | 489487.5526 | 597396.8244 | 1.8909 | 2.0392 | 2.2683 | 1.9731
2284 | Lateral Hardening | Lateral Hardening-Fuse-10453996 | Laterals | 13130 | 0.21667 | 13 | 9 | 324283.66 | 2029 | 608819.991 | 666769.3731 | 738779.0048 | 284536.331 | 342485.7131 | 414495.3448 | 1.8774 | 2.0561 | 2.2782 | 1.9711
1508 | Lateral Hardening | Lateral Hardening-Fuse-10675158 | Laterals | 13464 | 0.17045 | 10 | 15 | 147605.44 | 2027 | 274247.7632 | 305494.4976 | 346912.1402 | 126642.3232 | 157889.0576 | 199306.7002 | 1.858 | 2.0697 | 2.3503 | 1.9707
1092 | Lateral Hardening | Lateral Hardening-Fuse-90589638 | Laterals | 13072 | 0.1678 | 12 | 50 | 98582.33 | 2029 | 180619.3496 | 205453.1055 | 242437.9876 | 82037.0196 | 106870.7755 | 143855.6576 | 1.8322 | 2.0841 | 2.4592 | 1.9704
16840 | Lateral Hardening | Lateral Hardening-Fuse-92464127 | Laterals | 13785 | 0.9536 | 50 | 31 | 572672.07 | 2021 | 1080944.8816 | 1166666.5871 | 1285743.9767 | 508272.8116 | 593994.5171 | 713071.9067 | 1.8875 | 2.0372 | 2.2452 | 1.9682
6158 | Lateral Hardening | Lateral Hardening-Fuse-10632116 | Laterals | 13311 | 0.74205 | 61 | 128 | 886890.2 | 2027 | 1673357.8301 | 1810104.6266 | 1977069.305 | 786467.6301 | 923214.4266 | 1090179.105 | 1.8868 | 2.041 | 2.2292 | 1.9673
11216 | Lateral Hardening | Lateral Hardening-Fuse-60340774 | Laterals | 13113 | 0.20398 | 19 | 35 | 401466.75 | 2021 | 740366.578 | 830461.2808 | 959641.4461 | 338899.828 | 428994.5308 | 558174.6961 | 1.8442 | 2.0686 | 2.3903 | 1.9661
16667 | Lateral Hardening | Lateral Hardening-Fuse-10774281 | Laterals | 13469 | 0.23523 | 21 | 49 | 277852.08 | 2029 | 517291.376 | 571685.2903 | 638604.4775 | 239439.296 | 293833.2103 | 360752.3975 | 1.8618 | 2.0575 | 2.2984 | 1.9641
955 | Lateral Hardening | Lateral Hardening-Fuse-60008460 | Laterals | 13081 | 0.14091 | 18 | 41 | 384358.95 | 2028 | 699658.7382 | 800335.5494 | 948468.4113 | 315299.7882 | 415976.5994 | 564109.4613 | 1.8203 | 2.0823 | 2.4677 | 1.9636
14349 | Lateral Hardening | Lateral Hardening-Fuse-60171066 | Laterals | 13241 | 0.36856 | 27 | 6 | 419757.85 | 2023 | 776205.5269 | 867628.646 | 976228.6405 | 356447.6769 | 447870.796 | 556470.7905 | 1.8492 | 2.067 | 2.3257 | 1.9622
19482 | Lateral Hardening | Lateral Hardening-Fuse-10428639 | Laterals | 13832 | 0.50985 | 26 | 101 | 230926.55 | 2029 | 431658.2266 | 470589.8822 | 525017.2777 | 200731.6766 | 239663.3322 | 294090.7277 | 1.8692 | 2.0378 | 2.2735 | 1.9602
7258 | Lateral Hardening | Lateral Hardening-Fuse-92681050 | Laterals | 13805 | 0.18769 | 11 | 7 | 107923.52 | 2024 | 201075.3332 | 220486.1002 | 246986.4394 | 93151.8132 | 112562.5802 | 139062.9194 | 1.8631 | 2.043 | 2.2885 | 1.9596
11 | Lateral Hardening | Lateral Hardening-Fuse-91909240 | Laterals | 13136 | 0.10739 | 11 | 38 | 247597.95 | 2029 | 449798.5968 | 514417.8364 | 609274.2686 | 202200.6468 | 266819.8864 | 361676.3186 | 1.8166 | 2.0776 | 2.4607 | 1.9594
1433 | Lateral Hardening | Lateral Hardening-Fuse-10582057 | Laterals | 13838 | 0.045076 | 6 | 25 | 56058.05 | 2026 | 102334.3391 | 116075.3014 | 136060.0618 | 46276.2891 | 60017.2514 | 80002.0118 | 1.8255 | 2.0706 | 2.4271 | 1.9592
8520 | Lateral Hardening | Lateral Hardening-Fuse-10898128 | Laterals | 13582 | 0.10303 | 4 | 6 | 60365.81 | 2028 | 110861.0912 | 124378.3887 | 144360.0732 | 50495.2812 | 64012.5787 | 83994.2632 | 1.8365 | 2.0604 | 2.3914 | 1.9592
15209 | Lateral Hardening | Lateral Hardening-Fuse-60023505 | Laterals | 13303 | 0.25189 | 11 | 3 | 121119.38 | 2027 | 225117.8532 | 246895.5899 | 279250.323 | 103998.4732 | 125776.2099 | 158130.943 | 1.8586 | 2.0384 | 2.3056 | 1.9573
743 | Lateral Hardening | Lateral Hardening-Fuse-92347085 | Laterals | 13148 | 1.7189 | 95 | 62 | 988650.17 | 2025 | 1872142.1313 | 1987676.1139 | 2152057.8702 | 883491.9613 | 999025.9439 | 1163407.7002 | 1.8936 | 2.0105 | 2.1768 | 1.957
16009 | Lateral Hardening | Lateral Hardening-Fuse-10163740 | Laterals | 13066 | 0.71098 | 63 | 104 | 912597.89 | 2029 | 1706237.3886 | 1854830.2546 | 2056525.2119 | 793639.4986 | 942232.3646 | 1143927.3219 | 1.8696 | 2.0325 | 2.2535 | 1.9569
3187 | Lateral Hardening | Lateral Hardening-Fuse-93337150 | Laterals | 13117 | 0.092614 | 8 | 18 | 159380.31 | 2027 | 290421.8677 | 329816.9088 | 384311.3668 | 131041.5577 | 170436.5988 | 224931.0568 | 1.8222 | 2.0694 | 2.4113 | 1.9553
10976 | Lateral Hardening | Lateral Hardening-Fuse-10795737 | Laterals | 13695 | 0.21534 | 13 | 35 | 281655.42 | 2023 | 516844.5892 | 580161.4028 | 663004.9363 | 235189.1692 | 298505.9828 | 381349.5163 | 1.835 | 2.0598 | 2.354 | 1.9544
598 | Lateral Hardening | Lateral Hardening-Fuse-10686057 | Laterals | 13808 | 0.85473 | 28 | 2 | 308505.59 | 2027 | 579237.1492 | 620010.2567 | 692492.0613 | 270731.5592 | 311504.6667 | 383986.4713 | 1.8776 | 2.0097 | 2.2447 | 1.9539
15490 | Lateral Hardening | Lateral Hardening-Fuse-60399088 | Laterals | 13505 | 0.3572 | 30 | 34 | 436555.75 | 2029 | 815009.5725 | 885142.4955 | 981960.3033 | 378453.8225 | 448586.7455 | 545404.5533 | 1.8669 | 2.0276 | 2.2493 | 1.9533
5369 | Lateral Hardening | Lateral Hardening-Fuse-10197018 | Laterals | 13359 | 0.38182 | 33 | 93 | 506071.4 | 2029 | 938540.4543 | 1033744.8493 | 1146435.6422 | 432469.0543 | 527673.4493 | 640364.2422 | 1.8546 | 2.0427 | 2.2654 | 1.9521
19161 | Lateral Hardening | Lateral Hardening-Fuse-90181522 | Laterals | 13651 | 0.4911 | 31 | 24 | 381688.46 | 2028 | 707729.7937 | 779062.8216 | 867021.4229 | 326041.3337 | 397374.3616 | 485332.9629 | 1.8542 | 2.0411 | 2.2715 | 1.952
15646 | Lateral Hardening | Lateral Hardening-Fuse-90170067 | Laterals | 13303 | 0.66307 | 25 | 2 | 55105.74 | 2027 | 102199.8726 | 111626.2301 | 127580.2653 | 47094.1326 | 56520.4901 | 72474.5253 | 1.8546 | 2.0257 | 2.3152 | 1.952
3822 | Lateral Hardening | Lateral Hardening-Fuse-90394652 | Laterals | 13389 | 0.65322 | 38 | 40 | 564968.44 | 2025 | 1049243.3958 | 1149577.237 | 1272210.9149 | 484274.9558 | 584608.797 | 707242.4749 | 1.8572 | 2.0348 | 2.2518 | 1.9499
3624 | Lateral Hardening | Lateral Hardening-Fuse-60276943 | Laterals | 13815 | 0.8517 | 38 | 6 | 215419.89 | 2027 | 400233.5464 | 435322.5976 | 489310.1732 | 184813.6564 | 219902.7076 | 273890.2832 | 1.8579 | 2.0208 | 2.2714 | 1.9481
1881 | Lateral Hardening | Lateral Hardening-Fuse-92129500 | Laterals | 13412 | 0.20795 | 10 | 17 | 50000 | 2029 | 90777.6104 | 102888.8563 | 120661.0309 | 40777.6104 | 52888.8563 | 70661.0309 | 1.8156 | 2.0578 | 2.4132 | 1.948
136 | Lateral Hardening | Lateral Hardening-Fuse-10143546 | Laterals | 13036 | 0.19754 | 15 | 13 | 187546.57 | 2026 | 341582.1684 | 384514.3991 | 448659.3404 | 154035.5984 | 196967.8291 | 261112.7704 | 1.8213 | 2.0502 | 2.3923 | 1.9471
4000 | Lateral Hardening | Lateral Hardening-Fuse-91024982 | Laterals | 13046 | 0.45455 | 41 | 62 | 707380.76 | 2025 | 1314179.4097 | 1431689.7317 | 1593172.5764 | 606798.6497 | 724308.9717 | 885791.8164 | 1.8578 | 2.0239 | 2.2522 | 1.9471
19448 | Lateral Hardening | Lateral Hardening-Fuse-90928856 | Laterals | 13787 | 0.63258 | 24 | 15 | 417887.72 | 2027 | 775973.2151 | 846349.7076 | 940270.9039 | 358085.4951 | 428461.9876 | 522383.1839 | 1.8569 | 2.0253 | 2.2501 | 1.9467
6952 | Lateral Hardening | Lateral Hardening-Fuse-91098463 | Laterals | 13984 | 0.52197 | 26 | 45 | 195876.55 | 2028 | 361354.5227 | 397383.7655 | 452605.1055 | 165477.9727 | 201507.2155 | 256728.5555 | 1.8448 | 2.0287 | 2.3107 | 1.9466
9798 | Lateral Hardening | Lateral Hardening-Fuse-60183106 | Laterals | 14123 | 0.68845 | 41 | 21 | 605505.37 | 2025 | 1137948.9852 | 1209685.908 | 1320457.0734 | 532443.6152 | 604180.538 | 714951.7034 | 1.8793 | 1.9978 | 2.1808 | 1.945
15147 | Lateral Hardening | Lateral Hardening-Fuse-60350013 | Laterals | 13102 | 0.23201 | 14 | 138 | 67154.75 | 2022 | 121790.1496 | 138022.5222 | 161265.0009 | 54635.3996 | 70867.7722 | 94110.2509 | 1.8136 | 2.0553 | 2.4014 | 1.9449
8562 | Lateral Hardening | Lateral Hardening-Fuse-60001598 | Laterals | 13023 | 0.1786 | 8 | 219 | 50000 | 2025 | 89770.4098 | 102973.679 | 123570.4595 | 39770.4098 | 52973.679 | 73570.4595 | 1.7954 | 2.0595 | 2.4714 | 1.9422
9506 | Lateral Hardening | Lateral Hardening-Fuse-10064507 | Laterals | 13405 | 0.59432 | 29 | 12 | 386030.91 | 2025 | 709817.3278 | 782699.0884 | 885366.4589 | 323786.4178 | 396668.1784 | 499335.5489 | 1.8388 | 2.0276 | 2.2935 | 1.9409
1280 | Lateral Hardening | Lateral Hardening-Fuse-92498726 | Laterals | 13008 | 0.56591 | 35 | 12 | 760007.52 | 2029 | 1403355.9758 | 1539370.5106 | 1704452.8925 | 643348.4558 | 779362.9906 | 944445.3725 | 1.8465 | 2.0255 | 2.2427 | 1.9398
13570 | Lateral Hardening | Lateral Hardening-Fuse-92884644 | Laterals | 13796 | 0.28542 | 16 | 16 | 303490.01 | 2021 | 558177.7178 | 613869.9452 | 694066.3236 | 254687.7078 | 310379.9352 | 390576.3136 | 1.8392 | 2.0227 | 2.2869 | 1.939
11638 | Lateral Hardening | Lateral Hardening-Fuse-10071989 | Laterals | 13305 | 0.51932 | 26 | 13 | 360656.55 | 2026 | 666010.1911 | 726711.9517 | 813372.4389 | 305353.6411 | 366055.4017 | 452715.8889 | 1.8467 | 2.015 | 2.2553 | 1.938
2282 | Lateral Hardening | Lateral Hardening-Fuse-90517178 | Laterals | 13079 | 0.12973 | 16 | 56 | 164878.31 | 2022 | 295946.0855 | 338845.9245 | 401218.9585 | 131067.7755 | 173967.6145 | 236340.6485 | 1.7949 | 2.0551 | 2.4334 | 1.9368
5629 | Lateral Hardening | Lateral Hardening-Fuse-10142238 | Laterals | 13034 | 0.17992 | 15 | 16 | 242574.82 | 2028 | 439445.568 | 495297.9936 | 575644.2359 | 196870.748 | 252723.1736 | 333069.4159 | 1.8116 | 2.0418 | 2.3731 | 1.9368
10149 | Lateral Hardening | Lateral Hardening-Fuse-91778392 | Laterals | 13070 | 2.2278 | 130 | 207 | 1722368.27 | 2028 | 3230869.1633 | 3427349.2856 | 3680642.3436 | 1508500.8933 | 1704981.0156 | 1958274.0736 | 1.8758 | 1.9899 | 2.137 | 1.9362
17635 | Lateral Hardening | Lateral Hardening-Fuse-10563815 | Laterals | 13293 | 0.45152 | 51 | 54 | 683999.44 | 2024 | 1261377.9688 | 1377481.4654 | 1531279.896 | 577378.5288 | 693482.0254 | 847280.456 | 1.8441 | 2.0139 | 2.2387 | 1.9345
6171 | Lateral Hardening | Lateral Hardening-Fuse-10147354 | Laterals | 13358 | 0.11004 | 14 | 50 | 168484.69 | 2025 | 303958.3213 | 344349.7954 | 399760.0042 | 135473.6313 | 175865.1054 | 231275.3142 | 1.8041 | 2.0438 | 2.3727 | 1.9329
15583 | Lateral Hardening | Lateral Hardening-Fuse-10317649 | Laterals | 13748 | 0.19394 | 8 | 4 | 85373.65 | 2028 | 156342.9453 | 172516.2444 | 193507.6603 | 70969.2953 | 87142.5944 | 108134.0103 | 1.8313 | 2.0207 | 2.2666 | 1.9316
1485 | Lateral Hardening | Lateral Hardening-Fuse-10071962 | Laterals | 13305 | 0.083523 | 6 | 2 | 70231.77 | 2026 | 126803.1124 | 142780.1226 | 165510.4917 | 56571.3424 | 72548.3526 | 95278.7217 | 1.8055 | 2.033 | 2.3566 | 1.9289
6705 | Lateral Hardening | Lateral Hardening-Fuse-91565732 | Laterals | 13695 | 0.059848 | 6 | 34 | 52847.09 | 2023 | 94692.5092 | 107880.6185 | 126967.2697 | 41845.4192 | 55033.5285 | 74120.1797 | 1.7918 | 2.0414 | 2.4025 | 1.9278
5130 | Lateral Hardening | Lateral Hardening-Fuse-93251021 | Laterals | 13175 | 0.15114 | 13 | 24 | 215130.27 | 2028 | 387752.1132 | 437423.3156 | 507019.6463 | 172621.8432 | 222293.0456 | 291889.3763 | 1.8024 | 2.0333 | 2.3568 | 1.9271
5016 | Lateral Hardening | Lateral Hardening-Fuse-10572996 | Laterals | 13371 | 0.26648 | 18 | 3 | 324043.35 | 2026 | 590734.7409 | 653851.2574 | 733478.2521 | 266691.3909 | 329807.9074 | 409434.9021 | 1.823 | 2.0178 | 2.2635 | 1.9255
7627 | Lateral Hardening | Lateral Hardening-Fuse-91750785 | Laterals | 13371 | 0.15038 | 14 | 28 | 251659.24 | 2026 | 454940.0007 | 509653.519 | 584285.1667 | 203280.7607 | 257994.279 | 332625.9267 | 1.8078 | 2.0252 | 2.3217 | 1.9244
10631 | Lateral Hardening | Lateral Hardening-Fuse-91700158 | Laterals | 13600 | 0.28655 | 23 | 6 | 306966.05 | 2029 | 552243.8079 | 622037.3105 | 725733.0876 | 245277.7579 | 315071.2605 | 418767.0376 | 1.799 | 2.0264 | 2.3642 | 1.9238
816 | Lateral Hardening | Lateral Hardening-Fuse-10467575 | Laterals | 13934 | 0.091288 | 6 | 1 | 107263.18 | 2021 | 192631.6672 | 218183.5072 | 253119.278 | 85368.4872 | 110920.3272 | 145856.098 | 1.7959 | 2.0341 | 2.3598 | 1.9237
14966 | Lateral Hardening | Lateral Hardening-Fuse-90493831 | Laterals | 13115 | 0.50152 | 36 | 80 | 405594.82 | 2022 | 741734.503 | 811170.9611 | 917995.2629 | 336139.683 | 405576.1411 | 512400.4429 | 1.8288 | 2 | 2.2633 | 1.9236
7040 | Lateral Hardening | Lateral Hardening-Fuse-10615016 | Laterals | 13125 | 0.16742 | 15 | 17 | 171013.06 | 2024 | 305592.4979 | 348091.7299 | 409214.3856 | 134579.4379 | 177078.6699 | 238201.3256 | 1.787 | 2.0355 | 2.3929 | 1.9221
6817 | Lateral Hardening | Lateral Hardening-Fuse-90397839 | Laterals | 13906 | 0.2339 | 17 | 7 | 260074.06 | 2023 | 468613.2221 | 526325.8117 | 605945.1554 | 208539.1621 | 266251.7517 | 345871.0954 | 1.8018 | 2.0238 | 2.3299 | 1.9212
6731 | Lateral Hardening | Lateral Hardening-Fuse-10477232 | Laterals | 13326 | 1.4473 | 72 | 5 | 758887.41 | 2028 | 1401319.3944 | 1499868.8365 | 1647637.0874 | 642431.9844 | 740981.4265 | 888749.6774 | 1.8465 | 1.9764 | 2.1711 | 1.918
7127 | Lateral Hardening | Lateral Hardening-Fuse-60130323 | Laterals | 14071 | 0.32765 | 21 | 19 | 298036.45 | 2028 | 546389.9545 | 591651.9958 | 662733.2254 | 248353.5045 | 293615.5458 | 364696.7754 | 1.8333 | 1.9852 | 2.2237 | 1.9179
18858 | Lateral Hardening | Lateral Hardening-Fuse-90157556 | Laterals | 13067 | 0.19261 | 18 | 12 | 231080.58 | 2029 | 415018.9232 | 466879.015 | 541068.4824 | 183938.3432 | 235798.435 | 309987.9024 | 1.796 | 2.0204 | 2.3415 | 1.9179
10394 | Lateral Hardening | Lateral Hardening-Fuse-90586054 | Laterals | 13243 | 0.21155 | 18 | 31 | 156558.08 | 2022 | 284579.09 | 312575.7534 | 356003.6018 | 128021.01 | 156017.6734 | 199445.5218 | 1.8177 | 1.9965 | 2.2739 | 1.917
11828 | Lateral Hardening | Lateral Hardening-Fuse-10098194 | Laterals | 13084 | 0.3786 | 28 | 58 | 566297.96 | 2029 | 1030498.1849 | 1134703.9364 | 1257728.7142 | 464200.2249 | 568405.9764 | 691430.7542 | 1.8197 | 2.0037 | 2.221 | 1.915
2910 | Lateral Hardening | Lateral Hardening-Fuse-92869779 | Laterals | 13896 | 0.25682 | 15 | 29 | 231773.19 | 2026 | 418890.1408 | 465952.0319 | 522705.9743 | 187116.9508 | 234178.8419 | 290932.7843 | 1.8073 | 2.0104 | 2.2552 | 1.913
3124 | Lateral Hardening | Lateral Hardening-Fuse-60265614 | Laterals | 13400 | 0.12822 | 17 | 1 | 61166.32 | 2028 | 108891.4475 | 123716.6114 | 145521.8478 | 47725.1275 | 62550.2914 | 84355.5278 | 1.7803 | 2.0226 | 2.3791 | 1.9129
10644 | Lateral Hardening | Lateral Hardening-Fuse-10465308 | Laterals | 13434 | 0.72936 | 52 | 58 | 650609.17 | 2027 | 1185568.1906 | 1295412.012 | 1443250.6632 | 534959.0206 | 644802.842 | 792641.4932 | 1.8222 | 1.9911 | 2.2183 | 1.9125
2498 | Lateral Hardening | Lateral Hardening-Fuse-91164262 | Laterals | 13924 | 3.5049 | 137 | 0 | 383609.62 | 2029 | 708641.6412 | 752984.6127 | 820664.8585 | 325032.0212 | 369374.9927 | 437055.2385 | 1.8473 | 1.9629 | 2.1393 | 1.9112
6020 | Lateral Hardening | Lateral Hardening-Fuse-92729035 | Laterals | 14032 | 0.36364 | 27 | 5 | 376245.63 | 2021 | 685475.2222 | 746655.2979 | 837636.9701 | 309229.5922 | 370409.6679 | 461391.3401 | 1.8219 | 1.9845 | 2.2263 | 1.9111
9299 | Lateral Hardening | Lateral Hardening-Fuse-10127955 | Laterals | 13078 | 0.17822 | 15 | 33 | 293755.03 | 2023 | 525200.4461 | 590563.0318 | 690709.1594 | 231445.4161 | 296808.0018 | 396954.1294 | 1.7879 | 2.0104 | 2.3513 | 1.911
17138 | Lateral Hardening | Lateral Hardening-Fuse-10100724 | Laterals | 13048 | 0.21932 | 18 | 32 | 251571.99 | 2027 | 446804.3163 | 507546.5719 | 602597.9053 | 195232.3263 | 255974.5819 | 351025.9153 | 1.776 | 2.0175 | 2.3953 | 1.9104
9944 | Lateral Hardening | Lateral Hardening-Fuse-90376155 | Laterals | 13305 | 0.46761 | 19 | 12 | 279682.72 | 2026 | 508231.6531 | 556363.624 | 623650.1778 | 228548.9331 | 276680.904 | 343967.4578 | 1.8172 | 1.9893 | 2.2298 | 1.9101
18746 | Lateral Hardening | Lateral Hardening-Fuse-10402236 | Laterals | 13592 | 0.42803 | 42 | 67 | 508235.15 | 2022 | 922909.9891 | 1011672.5286 | 1132183.6279 | 414674.8391 | 503437.3786 | 623948.4779 | 1.8159 | 1.9906 | 2.2277 | 1.9095
17304 | Lateral Hardening | Lateral Hardening-Fuse-10679442 | Laterals | 13807 | 1.3057 | 64 | 180 | 1202637.3 | 2028 | 2201087.9287 | 2387215.9764 | 2588747.6511 | 998450.6287 | 1184578.6764 | 1386110.3511 | 1.8302 | 1.985 | 2.1526 | 1.9089
5855 | Lateral Hardening | Lateral Hardening-Fuse-91215080 | Laterals | 13298 | 2.1417 | 79 | 19 | 510188.03 | 2029 | 937151.37 | 1001710.6554 | 1109369.6447 | 426963.34 | 491522.6254 | 599181.6147 | 1.8369 | 1.9634 | 2.1744 | 1.9086
9547 | Lateral Hardening | Lateral Hardening-Fuse-10372445 | Laterals | 13097 | 0.33011 | 20 | 57 | 285737.82 | 2025 | 516568.6906 | 568459.7934 | 644079.8666 | 230830.8706 | 282721.9734 | 358342.0466 | 1.8078 | 1.9894 | 2.2541 | 1.9069
7583 | Lateral Hardening | Lateral Hardening-Fuse-92076524 | Laterals | 13021 | 0.068939 | 6 | 3 | 83209.43 | 2022 | 147684.2094 | 167952.7578 | 196065.8982 | 64474.7794 | 84743.3278 | 112856.4682 | 1.7748 | 2.0184 | 2.3563 | 1.9061
7620 | Lateral Hardening | Lateral Hardening-Fuse-10737681 | Laterals | 13489 | 0.093561 | 5 | 4 | 56157.49 | 2023 | 99656.9225 | 113227.4688 | 132645.4312 | 43499.4325 | 57069.9788 | 76487.9412 | 1.7746 | 2.0162 | 2.362 | 1.9058
5679 | Lateral Hardening | Lateral Hardening-Fuse-10055020 | Laterals | 13419 | 0.47045 | 39 | 62 | 557610.21 | 2026 | 985331.4931 | 1126491.7704 | 1333888.6527 | 427721.2831 | 568881.5604 | 776278.4427 | 1.7671 | 2.0202 | 2.3922 | 1.9055
16016 | Lateral Hardening | Lateral Hardening-Fuse-92320735 | Laterals | 13656 | 0.46288 | 28 | 93 | 331407.63 | 2025 | 595889.438 | 663583.0941 | 744772.4664 | 264481.808 | 332175.4641 | 413364.8364 | 1.7981 | 2.0023 | 2.2473 | 1.9043
19078 | Lateral Hardening | Lateral Hardening-Fuse-92003021 | Laterals | 13479 | 0.20133 | 19 | 12 | 204552.61 | 2028 | 364020.08 | 410183.8862 | 476541.9886 | 159467.47 | 205631.2762 | 271989.3786 | 1.7796 | 2.0053 | 2.3297 | 1.9023
5004 | Lateral Hardening | Lateral Hardening-Fuse-92629688 | Laterals | 13303 | 0.33428 | 17 | 1 | 160400.38 | 2027 | 287791.4754 | 321053.6488 | 361196.5441 | 127391.0954 | 160653.2688 | 200796.1641 | 1.7942 | 2.0016 | 2.2518 | 1.9022
4843 | Lateral Hardening | Lateral Hardening-Fuse-10643486 | Laterals | 13390 | 0.18504 | 10 | 5 | 127353.16 | 2023 | 227488.3018 | 255313.5476 | 291539.842 | 100135.1418 | 127960.3876 | 164186.682 | 1.7863 | 2.0048 | 2.2892 | 1.9021
983 | Lateral Hardening | Lateral Hardening-Fuse-93348417 | Laterals | 13624 | 0.83125 | 58 | 25 | 429301.65 | 2027 | 780695.2595 | 844643.9282 | 943428.2812 | 351393.6095 | 415342.2782 | 514126.6312 | 1.8185 | 1.9675 | 2.1976 | 1.9011
5100 | Lateral Hardening | Lateral Hardening-Fuse-92856937 | Laterals | 13114 | 0.38125 | 41 | 67 | 498228.87 | 2027 | 901486.2243 | 987123.1946 | 1100908.271 | 403257.3543 | 488894.3246 | 602679.401 | 1.8094 | 1.9813 | 2.2096 | 1.901
9576 | Lateral Hardening | Lateral Hardening-Fuse-60048708 | Laterals | 13621 | 0.18807 | 9 | 5 | 128125.66 | 2029 | 228848.7558 | 256618.158 | 292686.1702 | 100723.0958 | 128492.498 | 164560.5102 | 1.7861 | 2.0029 | 2.2844 | 1.901
6893 | Lateral Hardening | Lateral Hardening-Fuse-10635143 | Laterals | 13242 | 0.55114 | 31 | 13 | 235485.56 | 2028 | 427725.6731 | 462654.9329 | 520403.2436 | 192240.1131 | 227169.3729 | 284917.6836 | 1.8164 | 1.9647 | 2.2099 | 1.9002
557 | Lateral Hardening | Lateral Hardening-Fuse-10663258 | Laterals | 13001 | 0.3178 | 20 | 4 | 143125 | 2021 | 257039.8006 | 284820.3355 | 320932.6935 | 113914.8006 | 141695.3355 | 177807.6935 | 1.7959 | 1.99 | 2.2423 | 1.8988
18580 | Lateral Hardening | Lateral Hardening-Fuse-91033265 | Laterals | 13036 | 0.27367 | 24 | 134 | 328831.29 | 2026 | 583754.4334 | 657666.3183 | 764373.7626 | 254923.1434 | 328835.0283 | 435542.4726 | 1.7752 | 2 | 2.3245 | 1.8976
13631 | Lateral Hardening | Lateral Hardening-Fuse-10667330 | Laterals | 13787 | 0.49053 | 25 | 4 | 234294.32 | 2027 | 425522.0736 | 458383.3525 | 515824.4377 | 191227.7536 | 224089.0325 | 281530.1177 | 1.8162 | 1.9564 | 2.2016 | 1.8968
460 | Lateral Hardening | Lateral Hardening-Fuse-92472394 | Laterals | 13001 | 0.58106 | 33 | 80 | 612126.21 | 2021 | 1105419.0844 | 1206474.4759 | 1357758.5254 | 493292.8744 | 594348.2659 | 745632.3154 | 1.8059 | 1.971 | 2.2181 | 1.8966
11752 | Lateral Hardening | Lateral Hardening-Fuse-92308973 | Laterals | 13461 | 0.2142 | 12 | 8 | 158509.05 | 2026 | 285942.8772 | 311991.1606 | 353785.8953 | 127433.8272 | 153482.1106 | 195276.8453 | 1.804 | 1.9683 | 2.232 | 1.8961
3635 | Lateral Hardening | Lateral Hardening-Fuse-60035493 | Laterals | 13159 | 0.22443 | 14 | 27 | 308454.45 | 2025 | 551635.4238 | 614738.0299 | 693286.9359 | 243180.9738 | 306283.5799 | 384832.4859 | 1.7884 | 1.993 | 2.2476 | 1.8957
9041 | Lateral Hardening | Lateral Hardening-Fuse-10564610 | Laterals | 13292 | 0.2875 | 24 | 24 | 330507.07 | 2027 | 595241.2745 | 652897.978 | 735091.941 | 264734.2045 | 322390.908 | 404584.871 | 1.801 | 1.9754 | 2.2241 | 1.8956
6602 | Lateral Hardening | Lateral Hardening-Fuse-10173491 | Laterals | 13191 | 0.18182 | 23 | 18 | 318230.52 | 2025 | 559709.0696 | 638501.5106 | 758597.9761 | 241478.5496 | 320270.9906 | 440367.4561 | 1.7588 | 2.0064 | 2.3838 | 1.8956
311 | Lateral Hardening | Lateral Hardening-Fuse-91288121 | Laterals | 13082 | 0.16572 | 15 | 56 | 242524.72 | 2029 | 433567.0011 | 483824.9132 | 543959.4789 | 191042.2811 | 241300.1932 | 301434.7589 | 1.7877 | 1.995 | 2.2429 | 1.8954
981 | Lateral Hardening | Lateral Hardening-Fuse-60013501 | Laterals | 13008 | 0.16136 | 3 | 1 | 50000 | 2029 | 89875.0651 | 99159.0135 | 110767.7624 | 39875.0651 | 49159.0135 | 60767.7624 | 1.7975 | 1.9832 | 2.2154 | 1.895
3875 | Lateral Hardening | Lateral Hardening-Fuse-92636265 | Laterals | 13331 | 0.40322 | 21 | 98 | 180855.64 | 2026 | 320831.864 | 361434.0539 | 417822.8796 | 139976.224 | 180578.4139 | 236967.2396 | 1.774 | 1.9985 | 2.3103 | 1.8949
2900 | Lateral Hardening | Lateral Hardening-Fuse-93059344 | Laterals | 13813 | 0.52367 | 20 | 7 | 192596.89 | 2028 | 347366.2981 | 378448.208 | 428861.6674 | 154769.4081 | 185851.318 | 236264.7774 | 1.8036 | 1.965 | 2.2267 | 1.8943
10628 | Lateral Hardening | Lateral Hardening-Fuse-92669557 | Laterals | 14030 | 0.0089015 | 5 | 78 | 50000 | 2023 | 87724.7983 | 100275.5116 | 119088.9932 | 37724.7983 | 50275.5116 | 69088.9932 | 1.7545 | 2.0055 | 2.3818 | 1.8925
7355 | Lateral Hardening | Lateral Hardening-Fuse-10640103 | Laterals | 13724 | 0.18409 | 16 | 2 | 332014.83 | 2022 | 595465.8414 | 656729.6383 | 730915.5899 | 263451.0114 | 324714.8083 | 398900.7599 | 1.7935 | 1.978 | 2.2015 | 1.8896
5336 | Lateral Hardening | Lateral Hardening-Fuse-10563799 | Laterals | 13293 | 0.46402 | 47 | 62 | 554455.75 | 2024 | 999054.9991 | 1090487.3155 | 1211038.4789 | 444599.2491 | 536031.5655 | 656582.7289 | 1.8019 | 1.9668 | 2.1842 | 1.8896
9799 | Lateral Hardening | Lateral Hardening-Fuse-60012298 | Laterals | 14274 | 0.64413 | 33 | 26 | 202607.53 | 2026 | 361877.4345 | 400168.1646 | 455366.8911 | 159269.9045 | 197560.6346 | 252759.3611 | 1.7861 | 1.9751 | 2.2475 | 1.8889
3385 | Lateral Hardening | Lateral Hardening-Fuse-10397060 | Laterals | 13591 | 0.18277 | 14 | 15 | 176054.89 | 2024 | 314623.3784 | 347161.4442 | 395493.7498 | 138568.4884 | 171106.5542 | 219438.8598 | 1.7871 | 1.9719 | 2.2464 | 1.8885
3150 | Lateral Hardening | Lateral Hardening-Fuse-90109322 | Laterals | 14021 | 1.1564 | 74 | 178 | 1243253.3 | 2029 | 2274653.1515 | 2412396.8314 | 2589522.4118 | 1031399.8515 | 1169143.5314 | 1346269.1118 | 1.8296 | 1.9404 | 2.0829 | 1.8882
18912 | Lateral Hardening | Lateral Hardening-Fuse-60125260 | Laterals | 13099 | 0.90208 | 51 | 123 | 627381.17 | 2022 | 1144326.4522 | 1217136.021 | 1325959.8291 | 516945.2822 | 589754.851 | 698578.6591 | 1.824 | 1.94 | 2.1135 | 1.8877
2902 | Lateral Hardening | Lateral Hardening-Fuse-10757388 | Laterals | 13423 | 0.84754 | 32 | 5 | 338236.21 | 2028 | 607525.8437 | 662817.915 | 750031.255 | 269289.6337 | 324581.705 | 411795.045 | 1.7962 | 1.9596 | 2.2175 | 1.8873
11758 | Lateral Hardening | Lateral Hardening-Fuse-91951196 | Laterals | 13740 | 0.46269 | 45 | 71 | 538498.73 | 2025 | 960910.2771 | 1065093.1277 | 1192429.3066 | 422411.5471 | 526594.3977 | 653930.5766 | 1.7844 | 1.9779 | 2.2144 | 1.8855
18195 | Lateral Hardening | Lateral Hardening-Fuse-10055940 | Laterals | 13420 | 0.25909 | 18 | 52 | 307845.99 | 2023 | 552045.481 | 604792.6748 | 674446.3383 | 244199.491 | 296946.6848 | 366600.3483 | 1.7933 | 1.9646 | 2.1909 | 1.8844
826 | Lateral Hardening | Lateral Hardening-Fuse-60012680 | Laterals | 13027 | 0.11364 | 8 | 11 | 53387.25 | 2029 | 93874.604 | 106163.1986 | 124075.4548 | 40487.354 | 52775.9486 | 70688.2048 | 1.7584 | 1.9885 | 2.3241 | 1.884
4126 | Lateral Hardening | Lateral Hardening-Fuse-91727763 | Laterals | 13837 | 0.23693 | 23 | 59 | 293000.49 | 2029 | 522237.2212 | 577789.4558 | 648623.7903 | 229236.7312 | 284788.9658 | 355623.3003 | 1.7824 | 1.972 | 2.2137 | 1.8824
2593 | Lateral Hardening | Lateral Hardening-Fuse-92870767 | Laterals | 13460 | 0.50095 | 30 | 36 | 238880.99 | 2024 | 429400.8455 | 465344.7976 | 520267.69 | 190519.8555 | 226463.8076 | 281386.7 | 1.7976 | 1.948 | 2.1779 | 1.8807
11830 | Lateral Hardening | Lateral Hardening-Fuse-10122239 | Laterals | 13059 | 0.61231 | 51 | 98 | 712745.92 | 2024 | 1277815.0183 | 1398046.5849 | 1542781.1542 | 565069.0983 | 685300.6649 | 830035.2342 | 1.7928 | 1.9615 | 2.1646 | 1.8806
2042 | Lateral Hardening | Lateral Hardening-Fuse-91736477 | Laterals | 13469 | 0.079735 | 4 | 2 | 62868.47 | 2029 | 110287.6046 | 124887.6376 | 145609.3094 | 47419.1346 | 62019.1676 | 82740.8394 | 1.7543 | 1.9865 | 2.3161 | 1.8801
6486 | Lateral Hardening | Lateral Hardening-Fuse-92890357 | Laterals | 13112 | 0.1767 | 13 | 49 | 386285.07 | 2028 | 676141.5504 | 766658.644 | 904744.8189 | 289856.4804 | 380373.574 | 518459.7489 | 1.7504 | 1.9847 | 2.3422 | 1.8798
10093 | Lateral Hardening | Lateral Hardening-Fuse-90530156 | Laterals | 13224 | 0.076705 | 6 | 14 | 86401.2 | 2025 | 151175.7303 | 171912.8731 | 200902.9918 | 64774.5303 | 85511.6731 | 114501.7918 | 1.7497 | 1.9897 | 2.3252 | 1.8793
1553 | Lateral Hardening | Lateral Hardening-Fuse-10674240 | Laterals | 13414 | 0.17121 | 14 | 21 | 246192.64 | 2027 | 429790.7724 | 489769.5057 | 573490.3501 | 183598.1324 | 243576.8657 | 327297.7101 | 1.7457 | 1.9894 | 2.3294 | 1.8772
4497 | Lateral Hardening | Lateral Hardening-Fuse-91575422 | Laterals | 13141 | 0.095455 | 8 | 34 | 149953.08 | 2021 | 261610.873 | 298143.169 | 349548.0868 | 111657.793 | 148190.089 | 199595.0068 | 1.7446 | 1.9882 | 2.331 | 1.8763
15568 | Lateral Hardening | Lateral Hardening-Fuse-90594232 | Laterals | 13126 | 0.33655 | 18 | 7 | 232270.34 | 2029 | 413944.5379 | 453801.0325 | 509736.2117 | 181674.1979 | 221530.6925 | 277465.8717 | 1.7822 | 1.9538 | 2.1946 | 1.8749
3214 | Lateral Hardening | Lateral Hardening-Fuse-91150311 | Laterals | 13187 | 0.10795 | 10 | 9 | 68635.05 | 2026 | 120458.4162 | 135503.9627 | 157334.4024 | 51823.3662 | 66868.9127 | 88699.3524 | 1.7551 | 1.9743 | 2.2923 | 1.8745
7677 | Lateral Hardening | Lateral Hardening-Fuse-93250301 | Laterals | 13175 | 0.15947 | 12 | 5 | 108795.14 | 2028 | 190436.3576 | 215523.2568 | 250005.4547 | 81641.2176 | 106728.1168 | 141210.3147 | 1.7504 | 1.981 | 2.2979 | 1.8743
6538 | Lateral Hardening | Lateral Hardening-Fuse-93337138 | Laterals | 13117 | 0.19299 | 14 | 4 | 174988.81 | 2027 | 306762.1491 | 345504.3483 | 402566.153 | 131773.3391 | 170515.5383 | 227577.343 | 1.753 | 1.9744 | 2.3005 | 1.8742
13807 | Lateral Hardening | Lateral Hardening-Fuse-10408280 | Laterals | 13632 | 0.13864 | 12 | 45 | 213870.45 | 2022 | 375924.4427 | 421453.4703 | 485817.898 | 162053.9927 | 207583.0203 | 271947.448 | 1.7577 | 1.9706 | 2.2716 | 1.873
15929 | Lateral Hardening | Lateral Hardening-Fuse-10705829 | Laterals | 13268 | 1.4856 | 66 | 58 | 888709.92 | 2022 | 1593998.3035 | 1731342.5506 | 1886038.2203 | 705288.3835 | 842632.6306 | 997328.3003 | 1.7936 | 1.9482 | 2.1222 | 1.8728
3602 | Lateral Hardening | Lateral Hardening-Fuse-92677590 | Laterals | 13805 | 0.46496 | 27 | 19 | 280551.35 | 2024 | 497145.2356 | 550195.3863 | 619611.5407 | 216593.8856 | 269644.0363 | 339060.1907 | 1.772 | 1.9611 | 2.2085 | 1.8724
4048 | Lateral Hardening | Lateral Hardening-Fuse-91811196 | Laterals | 13405 | 0.29072 | 23 | 13 | 180588.01 | 2025 | 321863.9392 | 350548.8629 | 398084.5507 | 141275.9292 | 169960.8529 | 217496.5407 | 1.7823 | 1.9412 | 2.2044 | 1.8722
9630 | Lateral Hardening | Lateral Hardening-Fuse-10004629 | Laterals | 13159 | 0.29867 | 20 | 105 | 165020.41 | 2025 | 292035.1194 | 323964.9117 | 363936.5293 | 127014.7094 | 158944.5017 | 198916.1193 | 1.7697 | 1.9632 | 2.2054 | 1.8713
4162 | Lateral Hardening | Lateral Hardening-Fuse-60463714 | Laterals | 13853 | 0.21269 | 16 | 3 | 259495.18 | 2029 | 451226.4693 | 514597.9751 | 604533.36 | 191731.2893 | 255102.7951 | 345038.18 | 1.7389 | 1.9831 | 2.3297 | 1.8712
14243 | Lateral Hardening | Lateral Hardening-Fuse-93325781 | Laterals | 13723 | 0.39489 | 20 | 16 | 348633.48 | 2024 | 620625.1559 | 677111.2395 | 758136.4311 | 271991.6759 | 328477.7595 | 409502.9511 | 1.7802 | 1.9422 | 2.1746 | 1.8682
18653 | Lateral Hardening | Lateral Hardening-Fuse-60088186 | Laterals | 13139 | 0.21951 | 18 | 27 | 296195.66 | 2027 | 523889.534 | 578486.7254 | 650237.5631 | 227693.874 | 282291.0654 | 354041.9031 | 1.7687 | 1.9531 | 2.1953 | 1.8667
7113 | Lateral Hardening | Lateral Hardening-Fuse-10573761 | Laterals | 13443 | 0.17008 | 11 | 2 | 140037.48 | 2022 | 243553.8594 | 276111.9716 | 322918.0752 | 103516.3794 | 136074.4916 | 182880.5952 | 1.7392 | 1.9717 | 2.3059 | 1.8656
19417 | Lateral Hardening | Lateral Hardening-Fuse-10674783 | Laterals | 13412 | 0.75417 | 43 | 63 | 476184.86 | 2029 | 848743.7037 | 923333.2145 | 1016841.177 | 372558.8437 | 447148.3545 | 540656.317 | 1.7824 | 1.939 | 2.1354 | 1.8647
2556 | Lateral Hardening | Lateral Hardening-Fuse-92638391 | Laterals | 13064 | 0.10511 | 11 | 28 | 112342.2 | 2029 | 194681.6266 | 221795.3802 | 261332.6741 | 82339.4266 | 109453.1802 | 148990.4741 | 1.7329 | 1.9743 | 2.3262 | 1.8647
14018 | Lateral Hardening | Lateral Hardening-Fuse-91180320 | Laterals | 13298 | 0.43826 | 20 | 1 | 133186.22 | 2029 | 235481.7812 | 258458.5298 | 293482.6971 | 102295.5612 | 125272.3098 | 160296.4771 | 1.7681 | 1.9406 | 2.2036 | 1.8634
5333 | Lateral Hardening | Lateral Hardening-Fuse-90416955 | Laterals | 14274 | 1.3155 | 61 | 8 | 467349.44 | 2026 | 830924.7076 | 902162.9281 | 1008760.7721 | 363575.2676 | 434813.4881 | 541411.3321 | 1.778 | 1.9304 | 2.1585 | 1.8617
10035 | Lateral Hardening | Lateral Hardening-Fuse-90824806 | Laterals | 13064 | 0.32633 | 30 | 44 | 473230.04 | 2029 | 834957.5714 | 922855.3145 | 1028750.5171 | 361727.5314 | 449625.2745 | 555520.4771 | 1.7644 | 1.9501 | 2.1739 | 1.8611
2457 | Lateral Hardening | Lateral Hardening-Fuse-10105726 | Laterals | 13878 | 0.54015 | 44 | 137 | 465585.31 | 2022 | 826131.5201 | 901573.6293 | 1002029.0809 | 360546.2101 | 435988.3193 | 536443.7709 | 1.7744 | 1.9364 | 2.1522 | 1.8608
7577 | Lateral Hardening | Lateral Hardening-Fuse-93048228 | Laterals | 13813 | 0.5358 | 26 | 3 | 138519.91 | 2028 | 244134.9882 | 269699.6018 | 303249.669 | 105615.0782 | 131179.6918 | 164729.759 | 1.7625 | 1.947 | 2.1892 | 1.8605
15148 | Lateral Hardening | Lateral Hardening-Fuse-10064508 | Laterals | 13405 | 1.8661 | 92 | 29 | 996276.8 | 2025 | 1789193.0738 | 1900778.1849 | 2077885.236 | 792916.2738 | 904501.3849 | 1081608.436 | 1.7959 | 1.9079 | 2.0857 | 1.8585
13686 | Lateral Hardening | Lateral Hardening-Fuse-60058616 | Laterals | 13610 | 0.11534 | 14 | 17 | 312370.54 | 2029 | 542380.4598 | 612212.5239 | 711802.4933 | 230009.9198 | 299841.9839 | 399431.9533 | 1.7363 | 1.9599 | 2.2787 | 1.8576
18898 | Lateral Hardening | Lateral Hardening-Fuse-60036314 | Laterals | 13183 | 0.34299 | 30 | 5 | 514729.11 | 2023 | 894458.8894 | 1007878.166 | 1166351.1024 | 379729.7794 | 493149.056 | 651621.9924 | 1.7377 | 1.9581 | 2.266 | 1.8567
10668 | Lateral Hardening | Lateral Hardening-Fuse-10632101 | Laterals | 13311 | 0.056061 | 6 | 2 | 55726.72 | 2027 | 96405.8239 | 109350.629 | 128116.2841 | 40679.1039 | 53623.909 | 72389.5641 | 1.73 | 1.9623 | 2.299 | 1.8566
13287 | Lateral Hardening | Lateral Hardening-Fuse-90495927 | Laterals | 13805 | 0.51553 | 23 | 2 | 139608.14 | 2024 | 245758.4646 | 270980.2496 | 304363.9786 | 106150.3246 | 131372.1096 | 164755.8386 | 1.7603 | 1.941 | 2.1801 | 1.8565
11209 | Lateral Hardening | Lateral Hardening-Fuse-91098230 | Laterals | 13927 | 0.19261 | 14 | 26 | 189990.53 | 2024 | 327897.0308 | 373083.0168 | 439981.5187 | 137906.5008 | 183092.4868 | 249990.9887 | 1.7259 | 1.9637 | 2.3158 | 1.8562
8738 | Lateral Hardening | Lateral Hardening-Fuse-93045832 | Laterals | 13813 | 0.47841 | 18 | 12 | 320664.78 | 2028 | 568274.4692 | 615665.0373 | 688132.4067 | 247609.6892 | 295000.2573 | 367467.6267 | 1.7722 | 1.92 | 2.146 | 1.8539
12329 | Lateral Hardening | Lateral Hardening-Fuse-10913189 | Laterals | 13706 | 1.0051 | 53 | 203 | 865620.7 | 2027 | 1539135.3117 | 1662001.6693 | 1817347.983 | 673514.6117 | 796380.9693 | 951727.283 | 1.7781 | 1.92 | 2.0995 | 1.8528
13621 | Lateral Hardening | Lateral Hardening-Fuse-90514672 | Laterals | 13678 | 0.5358 | 29 | 9 | 300508.74 | 2021 | 527268.4726 | 582222.8947 | 655144.0123 | 226759.7326 | 281714.1547 | 354635.2723 | 1.7546 | 1.9375 | 2.1801 | 1.852
5286 | Lateral Hardening | Lateral Hardening-Fuse-10392864 | Laterals | 13522 | 0.10587 | 7 | 10 | 161441.81 | 2023 | 277988.2317 | 316501.9733 | 369864.252 | 116546.4217 | 155060.1633 | 208422.442 | 1.7219 | 1.9605 | 2.291 | 1.8504
17876 | Lateral Hardening | Lateral Hardening-Fuse-91439878 | Laterals | 13224 | 0.21742 | 11 | 20 | 193938.29 | 2025 | 337036.5983 | 376963.5603 | 433520.9746 | 143098.3083 | 183025.2703 | 239582.6846 | 1.7379 | 1.9437 | 2.2354 | 1.8494
5698 | Lateral Hardening | Lateral Hardening-Fuse-90528838 | Laterals | 13621 | 0.64242 | 31 | 1 | 194605.87 | 2029 | 342726.7789 | 372947.3607 | 417035.8786 | 148120.9089 | 178341.4907 | 222430.0086 | 1.7611 | 1.9164 | 2.143 | 1.8459
1946 | Lateral Hardening | Lateral Hardening-Fuse-60006189 | Laterals | 13899 | 0.35758 | 21 | 33 | 224426.87 | 2025 | 393118.5391 | 431523.3469 | 484799.229 | 168691.6691 | 207096.4769 | 260372.359 | 1.7517 | 1.9228 | 2.1602 | 1.8438
5721 | Lateral Hardening | Lateral Hardening-Fuse-91966955 | Laterals | 13043 | 0.54091 | 51 | 81 | 828903.51 | 2025 | 1455703.3871 | 1590857.1466 | 1774369.7035 | 626799.8771 | 761953.6366 | 945466.1935 | 1.7562 | 1.9192 | 2.1406 | 1.8435
16806 | Lateral Hardening | Lateral Hardening-Fuse-93225890 | Laterals | 13459 | 0.19205 | 16 | 4 | 183795.5 | 2028 | 315696.3136 | 357373.8769 | 416038.3047 | 131900.8136 | 173578.3769 | 232242.8047 | 1.7176 | 1.9444 | 2.2636 | 1.8403
14333 | Lateral Hardening | Lateral Hardening-Fuse-60029109 | Laterals | 13088 | 0.093561 | 5 | 11 | 79228.81 | 2027 | 135714.6471 | 154455.6811 | 180256.9833 | 56485.8371 | 75226.8711 | 101028.1733 | 1.7129 | 1.9495 | 2.2751 | 1.8401
18182 | Lateral Hardening | Lateral Hardening-Fuse-10693268 | Laterals | 13147 | 0.4983 | 26 | 36 | 227835.97 | 2026 | 393452.4275 | 440768.6817 | 509170.05 | 165616.4575 | 212932.7117 | 281334.08 | 1.7269 | 1.9346 | 2.2348 | 1.84
11731 | Lateral Hardening | Lateral Hardening-Fuse-92354223 | Laterals | 13431 | 1.3 | 60 | 72 | 735338.97 | 2023 | 1303929.1822 | 1392783.4379 | 1527202.9263 | 568590.2122 | 657444.4679 | 791863.9563 | 1.7732 | 1.8941 | 2.0769 | 1.8398
11521 | Lateral Hardening | Lateral Hardening-Fuse-92698647 | Laterals | 14306 | 0.49148 | 25 | 125 | 509551.56 | 2029 | 893175.2862 | 973930.8033 | 1091793.0673 | 383623.7262 | 464379.2433 | 582241.5073 | 1.7529 | 1.9113 | 2.1427 | 1.8394
15736 | Lateral Hardening | Lateral Hardening-Fuse-10055929 | Laterals | 13420 | 0.17008 | 12 | 23 | 225072.95 | 2023 | 387170.7424 | 435903.5626 | 507198.2642 | 162097.7924 | 210830.6126 | 282125.3142 | 1.7202 | 1.9367 | 2.2535 | 1.8385
19649 | Lateral Hardening | Lateral Hardening-Fuse-91099641 | Laterals | 13048 | 0.070455 | 11 | 12 | 85677.21 | 2027 | 147483.7666 | 165623.9662 | 192266.9609 | 61806.5566 | 79946.7562 | 106589.7509 | 1.7214 | 1.9331 | 2.2441 | 1.8372
1245 | Lateral Hardening | Lateral Hardening-Fuse-10000703 | Laterals | 13236 | 0.60644 | 38 | 9 | 562274.36 | 2029 | 984455.3245 | 1072525.2255 | 1204450.0347 | 422180.9645 | 510250.8655 | 642175.6747 | 1.7508 | 1.9075 | 2.1421 | 1.837
19150 | Lateral Hardening | Lateral Hardening-Fuse-91963161 | Laterals | 13328 | 0.089773 | 6 | 3 | 50000 | 2029 | 85502.222 | 97117.0459 | 113676.4528 | 35502.222 | 47117.0459 | 63676.4528 | 1.71 | 1.9423 | 2.2735 | 1.8361
8425 | Lateral Hardening | Lateral Hardening-Fuse-91909286 | Laterals | 13136 | 0.29943 | 21 | 12 | 233568.05 | 2029 | 403703.1323 | 450152.7108 | 508740.9368 | 170135.0823 | 216584.6608 | 275172.8868 | 1.7284 | 1.9273 | 2.1781 | 1.833
9369 | Lateral Hardening | Lateral Hardening-Fuse-10158912 | Laterals | 13164 | 0.21023 | 19 | 236 | 105213.64 | 2021 | 178252.5842 | 204350.3935 | 245331.2391 | 73038.9442 | 99136.7535 | 140117.5991 | 1.6942 | 1.9422 | 2.3317 | 1.8324
17962 | Lateral Hardening | Lateral Hardening-Fuse-90420693 | Laterals | 13674 | 0.3233 | 29 | 125 | 50024.37 | 2022 | 83227.0929 | 97561.9683 | 123176.2749 | 33202.7229 | 47537.5983 | 73151.9049 | 1.6637 | 1.9503 | 2.4623 | 1.8296
2481 | Lateral Hardening | Lateral Hardening-Fuse-10722371 | Laterals | 13817 | 0.19318 | 12 | 1 | 79636.57 | 2023 | 135865.0612 | 153921.2396 | 179526.719 | 56228.4912 | 74284.6696 | 99890.149 | 1.7061 | 1.9328 | 2.2543 | 1.8289
1587 | Lateral Hardening | Lateral Hardening-Fuse-92528221 | Laterals | 13063 | 0.81629 | 72 | 94 | 1109190.43 | 2029 | 1940911.3775 | 2106332.8844 | 2312954.0273 | 831720.9475 | 997142.4544 | 1203763.5973 | 1.7498 | 1.899 | 2.0853 | 1.8281
15072 | Lateral Hardening | Lateral Hardening-Fuse-10632727 | Laterals | 13312 | 0.12367 | 12 | 24 | 309189.37 | 2026 | 524568.6879 | 598418.8542 | 708142.236 | 215379.3179 | 289229.4842 | 398952.866 | 1.6966 | 1.9354 | 2.2903 | 1.8276
4244 | Lateral Hardening | Lateral Hardening-Fuse-91442073 | Laterals | 13827 | 0.29754 | 21 | 137 | 213103.33 | 2029 | 368022.5727 | 408489.1163 | 459304.2765 | 154919.2427 | 195385.7863 | 246200.9465 | 1.727 | 1.9169 | 2.1553 | 1.8268
17425 | Lateral Hardening | Lateral Hardening-Fuse-10100716 | Laterals | 13048 | 0.44186 | 44 | 85 | 700163.92 | 2027 | 1218653.0212 | 1328474.2799 | 1482981.3064 | 518489.1012 | 628310.3599 | 782817.3864 | 1.7405 | 1.8974 | 2.118 | 1.8253
3155 | Lateral Hardening | Lateral Hardening-Fuse-10688316 | Laterals | 13068 | 0.10246 | 10 | 9 | 153820.24 | 2027 | 261313.443 | 296907.5411 | 348532.7035 | 107493.203 | 143087.3011 | 194712.4635 | 1.6988 | 1.9302 | 2.2658 | 1.8249
2443 | Lateral Hardening | Lateral Hardening-Fuse-10142237 | Laterals | 13034 | 0.46364 | 44 | 96 | 396306.45 | 2028 | 686786.6764 | 754655.7869 | 845949.7888 | 290480.2264 | 358349.3369 | 449643.3388 | 1.733 | 1.9042 | 2.1346 | 1.8245
15195 | Lateral Hardening | Lateral Hardening-Fuse-10151662 | Laterals | 13153 | 0.86534 | 56 | 113 | 1031339.17 | 2028 | 1797791.7018 | 1951507.2719 | 2164900.2517 | 766452.5318 | 920168.1019 | 1133561.0817 | 1.7432 | 1.8922 | 2.0991 | 1.8235
14994 | Lateral Hardening | Lateral Hardening-Fuse-10100722 | Laterals | 13048 | 0.062121 | 6 | 14 | 137585.64 | 2027 | 233722.4745 | 265186.2755 | 310872.2376 | 96136.8345 | 127600.6355 | 173286.5976 | 1.6987 | 1.9274 | 2.2595 | 1.8234
18386 | Lateral Hardening | Lateral Hardening-Fuse-90398774 | Laterals | 13899 | 0.13258 | 10 | 37 | 59399.93 | 2025 | 100710.7249 | 114468.197 | 135001.9561 | 41310.7949 | 55068.267 | 75602.0261 | 1.6955 | 1.9271 | 2.2728 | 1.8227
19494 | Lateral Hardening | Lateral Hardening-Fuse-91696358 | Laterals | 14041 | 0.75417 | 58 | 46 | 866372.74 | 2023 | 1509674.8292 | 1642174.632 | 1800701.3202 | 643302.0892 | 775801.892 | 934328.5802 | 1.7425 | 1.8955 | 2.0784 | 1.822
3672 | Lateral Hardening | Lateral Hardening-Fuse-91066748 | Laterals | 13299 | 0.28655 | 22 | 98 | 376661.4 | 2023 | 648988.6519 | 719190.7158 | 805429.892 | 272327.2519 | 342529.3158 | 428768.492 | 1.723 | 1.9094 | 2.1383 | 1.8205
12469 | Lateral Hardening | Lateral Hardening-Fuse-60080446 | Laterals | 14000 | 0.13864 | 10 | 15 | 126787.62 | 2024 | 214395.5038 | 244267.0839 | 286107.3981 | 87607.8838 | 117479.4639 | 159319.7781 | 1.691 | 1.9266 | 2.2566 | 1.8182
3632 | Lateral Hardening | Lateral Hardening-Fuse-92386422 | Laterals | 13910 | 0.36894 | 21 | 56 | 328264.52 | 2024 | 568425.9286 | 620751.826 | 688733.34 | 240161.4086 | 292487.306 | 360468.82 | 1.7316 | 1.891 | 2.0981 | 1.8161
19146 | Lateral Hardening | Lateral Hardening-Fuse-90283168 | Laterals | 13807 | 0.50492 | 19 | 54 | 369011.02 | 2028 | 638103.3636 | 695836.5987 | 784255.0212 | 269092.3436 | 326825.5787 | 415244.0012 | 1.7292 | 1.8857 | 2.1253 | 1.8158
6686 | Lateral Hardening | Lateral Hardening-Fuse-93269555 | Laterals | 13110 | 0.13845 | 13 | 54 | 166507.21 | 2029 | 281965.397 | 319312.2552 | 373581.7441 | 115458.187 | 152805.0452 | 207074.5341 | 1.6934 | 1.9177 | 2.2436 | 1.8157
10132 | Lateral Hardening | Lateral Hardening-Fuse-10000714 | Laterals | 13236 | 0.38769 | 16 | 1 | 132800.17 | 2029 | 225376.2283 | 254301.6521 | 295739.2302 | 92576.0583 | 121501.4821 | 162939.0602 | 1.6971 | 1.9149 | 2.2269 | 1.8154
8941 | Lateral Hardening | Lateral Hardening-Fuse-60167015 | Laterals | 13924 | 1.0074 | 36 | 6 | 309878.54 | 2029 | 534133.8328 | 587027.8129 | 658121.0385 | 224255.2928 | 277149.2729 | 348242.4985 | 1.7237 | 1.8944 | 2.1238 | 1.8149
5571 | Lateral Hardening | Lateral Hardening-Fuse-10548848 | Laterals | 13693 | 0.094697 | 7 | 3 | 108055.18 | 2029 | 184267.8771 | 206152.1061 | 236126.2515 | 76212.6971 | 98096.9261 | 128071.0715 | 1.7053 | 1.9078 | 2.1852 | 1.8141
4010 | Lateral Hardening | Lateral Hardening-Fuse-91585039 | Laterals | 13007 | 0.22519 | 18 | 27 | 324974.57 | 2029 | 551207.9471 | 621023.4078 | 721233.2767 | 226233.3771 | 296048.8378 | 396258.7067 | 1.6962 | 1.911 | 2.2194 | 1.8129
11425 | Lateral Hardening | Lateral Hardening-Fuse-10793149 | Laterals | 13470 | 0.37102 | 29 | 19 | 285469.5 | 2026 | 488984.481 | 542011.8837 | 609796.7502 | 203514.981 | 256542.3837 | 324327.2502 | 1.7129 | 1.8987 | 2.1361 | 1.811
13762 | Lateral Hardening | Lateral Hardening-Fuse-91954855 | Laterals | 13458 | 0.67765 | 45 | 46 | 465427.12 | 2026 | 808001.0615 | 870802.2594 | 963406.9326 | 342573.9415 | 405375.1394 | 497979.8126 | 1.736 | 1.871 | 2.0699 | 1.8099
727 | Lateral Hardening | Lateral Hardening-Fuse-10477668 | Laterals | 13435 | 0.10095 | 5 | 12 | 50000 | 2028 | 84201.8848 | 95786.1831 | 111814.7696 | 34201.8848 | 45786.1831 | 61814.7696 | 1.684 | 1.9157 | 2.2363 | 1.8088
14305 | Lateral Hardening | Lateral Hardening-Fuse-10798763 | Laterals | 14025 | 1.5269 | 84 | 58 | 928537.28 | 2029 | 1615334.256 | 1730335.1907 | 1907175.7402 | 686796.976 | 801797.9107 | 978638.4602 | 1.7397 | 1.8635 | 2.054 | 1.8082
13009 | Lateral Hardening | Lateral Hardening-Fuse-90019806 | Laterals | 13461 | 0.84015 | 40 | 53 | 512471.89 | 2026 | 888107.7941 | 959067.7229 | 1057872.2708 | 375635.9041 | 446595.8329 | 545400.3808 | 1.733 | 1.8715 | 2.0643 | 1.8077
17741 | Lateral Hardening | Lateral Hardening-Fuse-10632099 | Laterals | 13311 | 0.32045 | 30 | 3 | 374494.57 | 2027 | 637957.7602 | 712296.7355 | 804553.7173 | 263463.1902 | 337802.1655 | 430059.1473 | 1.7035 | 1.902 | 2.1484 | 1.8076
8769 | Lateral Hardening | Lateral Hardening-Fuse-91170210 | Laterals | 13036 | 0.14261 | 18 | 21 | 218351.97 | 2026 | 366662.8955 | 417477.7105 | 493954.4652 | 148310.9255 | 199125.7405 | 275602.4952 | 1.6792 | 1.9119 | 2.2622 | 1.8073
14865 | Lateral Hardening | Lateral Hardening-Fuse-92310638 | Laterals | 13206 | 0.33106 | 27 | 35 | 506943.93 | 2026 | 867320.2064 | 960182.2012 | 1075570.0111 | 360376.2764 | 453238.2712 | 568626.0811 | 1.7109 | 1.8941 | 2.1217 | 1.8069
11049 | Lateral Hardening | Lateral Hardening-Fuse-10465336 | Laterals | 13434 | 0.42443 | 32 | 24 | 346601.52 | 2027 | 598371.9362 | 649084.7381 | 722699.1062 | 251770.4162 | 302483.2181 | 376097.5862 | 1.7264 | 1.8727 | 2.0851 | 1.8062
15423 | Lateral Hardening | Lateral Hardening-Fuse-10758583 | Laterals | 13431 | 0.3125 | 18 | 1 | 166169.43 | 2023 | 286556.5754 | 310634.7218 | 346761.7825 | 120387.1454 | 144465.2918 | 180592.3525 | 1.7245 | 1.8694 | 2.0868 | 1.8042
10552 | Lateral Hardening | Lateral Hardening-Fuse-60070535 | Laterals | 13657 | 0.96193 | 65 | 93 | 610987.89 | 2024 | 1056551.3745 | 1138173.8935 | 1262273.8429 | 445563.4845 | 527186.0035 | 651285.9529 | 1.7293 | 1.8628 | 2.066 | 1.803
9196 | Lateral Hardening | Lateral Hardening-Fuse-10635160 | Laterals | 13242 | 0.14167 | 8 | 8 | 196040.61 | 2028 | 330201.0199 | 373304.7717 | 432346.2271 | 134160.4099 | 177264.1617 | 236305.6171 | 1.6844 | 1.9042 | 2.2054 | 1.8024
14504 | Lateral Hardening | Lateral Hardening-Fuse-10565143 | Laterals | 13291 | 0.09375 | 11 | 84 | 159557.01 | 2028 | 266739.3908 | 303938.8605 | 360972.3458 | 107182.3808 | 144381.8505 | 201415.3358 | 1.6717 | 1.9049 | 2.2623 | 1.8008
12738 | Lateral Hardening | Lateral Hardening-Fuse-91819032 | Laterals | 13352 | 0.23277 | 21 | 20 | 283345.83 | 2027 | 483826.8063 | 533442.9032 | 597203.1962 | 200480.9763 | 250097.0732 | 313857.3662 | 1.7075 | 1.8827 | 2.1077 | 1.8001
12200 | Lateral Hardening | Lateral Hardening-Fuse-92022156 | Laterals | 13460 | 0.53598 | 31 | 30 | 468052.13 | 2024 | 805932.6665 | 872098.7723 | 965748.2444 | 337880.5365 | 404046.6423 | 497696.1144 | 1.7219 | 1.8633 | 2.0633 | 1.7984
3864 | Lateral Hardening | Lateral Hardening-Fuse-91032854 | Laterals | 13146 | 0.88314 | 58 | 63 | 645470.66 | 2026 | 1106802.6087 | 1208727.5569 | 1340977.6033 | 461331.9487 | 563256.8969 | 695506.9433 | 1.7147 | 1.8726 | 2.0775 | 1.7984
4729 | Lateral Hardening | Lateral Hardening-Fuse-60060549 | Laterals | 13175 | 0.38788 | 33 | 47 | 409865.02 | 2028 | 699920.9061 | 771428.3333 | 855569.9969 | 290055.8861 | 361563.3133 | 445704.9769 | 1.7077 | 1.8822 | 2.0874 | 1.798
3002 | Lateral Hardening | Lateral Hardening-Fuse-10747920 | Laterals | 13705 | 0.37557 | 23 | 142 | 316632.64 | 2027 | 532788.4992 | 599495.7459 | 694313.7859 | 216155.8592 | 282863.1059 | 377681.1459 | 1.6827 | 1.8933 | 2.1928 | 1.7969
11842 | Lateral Hardening | Lateral Hardening-Fuse-91620192 | Laterals | 13027 | 0.31061 | 20 | 192 | 510097.6 | 2029 | 868996.5276 | 958958.2894 | 1070164.0307 | 358898.9276 | 448860.6894 | 560066.4307 | 1.7036 | 1.88 | 2.098 | 1.7959
970 | Lateral Hardening | Lateral Hardening-Fuse-10801777 | Laterals | 13506 | 0.63485 | 48 | 37 | 588039.02 | 2029 | 1019883.6927 | 1084400.5927 | 1187008.4788 | 431844.6727 | 496361.5727 | 598969.4588 | 1.7344 | 1.8441 | 2.0186 | 1.7957
8120 | Lateral Hardening | Lateral Hardening-Fuse-60305740 | Laterals | 13865 | 0.13996 | 15 | 38 | 177904.23 | 2024 | 297179.4799 | 337980.0208 | 394255.7307 | 119275.2499 | 160075.7908 | 216351.5007 | 1.6704 | 1.8998 | 2.2161 | 1.7938
502 | Lateral Hardening | Lateral Hardening-Fuse-10442391 | Laterals | 13948 | 0.21534 | 13 | 23 | 293834.84 | 2022 | 492926.1671 | 556267.5097 | 643215.6913 | 199091.3271 | 262432.6697 | 349380.8513 | 1.6776 | 1.8931 | 2.189 | 1.7934
12713 | Lateral Hardening | Lateral Hardening-Fuse-10080932 | Laterals | 14000 | 0.22633 | 11 | 21 | 122415.8 | 2024 | 208386.2371 | 229168.7837 | 257013.2 | 85970.4371 | 106752.9837 | 134597.4 | 1.7023 | 1.8721 | 2.0995 | 1.7929
11140 | Lateral Hardening | Lateral Hardening-Fuse-90236769 | Laterals | 13807 | 0.22292 | 13 | 2 | 123149.84 | 2028 | 208528.3986 | 231468.4489 | 260445.7027 | 85378.5586 | 108318.6089 | 137295.8627 | 1.6933 | 1.8796 | 2.1149 | 1.7913
5626 | Lateral Hardening | Lateral Hardening-Fuse-90146008 | Laterals | 13207 | 0.063068 | 4 | 38 | 50000 | 2024 | 83390.4029 | 94571.5432 | 111190.0111 | 33390.4029 | 44571.5432 | 61190.0111 | 1.6678 | 1.8914 | 2.2238 | 1.7905
7779 | Lateral Hardening | Lateral Hardening-Fuse-90959317 | Laterals | 13592 | 0.23125 | 21 | 50 | 242151.54 | 2022 | 406415.7218 | 456088.4244 | 525085.446 | 164264.1818 | 213936.8844 | 282933.906 | 1.6784 | 1.8835 | 2.1684 | 1.7889
5701 | Lateral Hardening | Lateral Hardening-Fuse-93297123 | Laterals | 13359 | 0.11042 | 12 | 71 | 94135.95 | 2029 | 156137.409 | 178158.6422 | 211097.3181 | 62001.459 | 84022.6922 | 116961.3681 | 1.6586 | 1.8926 | 2.2425 | 1.7872
8416 | Lateral Hardening | Lateral Hardening-Fuse-60040069 | Laterals | 13180 | 0.05947 | 9 | 7 | 226716.19 | 2029 | 375494.1587 | 429851.4242 | 507876.1666 | 148777.9687 | 203135.2342 | 281159.9766 | 1.6562 | 1.896 | 2.2401 | 1.7865
12772 | Lateral Hardening | Lateral Hardening-Fuse-60084392 | Laterals | 13080 | 0.25568 | 24 | 85 | 398878.5 | 2026 | 675129.4063 | 746146.5446 | 832956.6783 | 276250.9063 | 347268.0446 | 434078.1783 | 1.6926 | 1.8706 | 2.0882 | 1.7855
9430 | Lateral Hardening | Lateral Hardening-Fuse-91023977 | Laterals | 13035 | 0.2358 | 17 | 61 | 326623.77 | 2028 | 544662.0184 | 613393.2389 | 723578.5699 | 218038.2484 | 286769.4689 | 396954.7999 | 1.6676 | 1.878 | 2.2153 | 1.7855
7594 | Lateral Hardening | Lateral Hardening-Fuse-90851473 | Laterals | 13785 | 0.1589 | 7 | 8 | 78283.85 | 2021 | 131253.511 | 146737.6534 | 169666.1499 | 52969.661 | 68453.8034 | 91382.2999 | 1.6766 | 1.8744 | 2.1673 | 1.785
1753 | Lateral Hardening | Lateral Hardening-Fuse-60111391 | Laterals | 13748 | 0.25398 | 18 | 75 | 474430.23 | 2028 | 790975.9885 | 891326.0003 | 1043245.3171 | 316545.7585 | 416895.7703 | 568815.0871 | 1.6672 | 1.8787 | 2.1989 | 1.7838
7201 | Lateral Hardening | Lateral Hardening-Fuse-92232731 | Laterals | 13348 | 0.40265 | 29 | 155 | 459474.67 | 2023 | 778297.6285 | 857589.2255 | 953113.4292 | 318822.9585 | 398114.5555 | 493638.7592 | 1.6939 | 1.8665 | 2.0744 | 1.7837
10609 | Lateral Hardening | Lateral Hardening-Fuse-10684584 | Laterals | 13313 | 0.11667 | 7 | 15 | 50000 | 2021 | 83059.8062 | 94380.8272 | 110170.2741 | 33059.8062 | 44380.8272 | 60170.2741 | 1.6612 | 1.8876 | 2.2034 | 1.7833
15378 | Lateral Hardening | Lateral Hardening-Fuse-10313390 | Laterals | 13866 | 0.34129 | 22 | 55 | 402025.1 | 2029 | 677836.7411 | 752399.2928 | 843829.3796 | 275811.6411 | 350374.1928 | 441804.2796 | 1.6861 | 1.8715 | 2.0989 | 1.783
2306 | Lateral Hardening | Lateral Hardening-Fuse-10271872 | Laterals | 13677 | 0.2197 | 14 | 2 | 106653.58 | 2027 | 181244.9603 | 197512.1409 | 220896.7932 | 74591.3803 | 90858.5609 | 114243.2132 | 1.6994 | 1.8519 | 2.0712 | 1.7823
13651 | Lateral Hardening | Lateral Hardening-Fuse-93045440 | Laterals | 13813 | 0.45398 | 20 | 38 | 285972.39 | 2028 | 482451.1224 | 531047.2687 | 603451.9348 | 196478.7324 | 245074.8787 | 317479.5448 | 1.6871 | 1.857 | 2.1102 | 1.7803
11937 | Lateral Hardening | Lateral Hardening-Fuse-90556652 | Laterals | 13096 | 1.1608 | 76 | 118 | 750062.74 | 2027 | 1279361.1847 | 1383738.5203 | 1525735.6491 | 529298.4447 | 633675.7803 | 775672.9091 | 1.7057 | 1.8448 | 2.0341 | 1.7803
6927 | Lateral Hardening | Lateral Hardening-Fuse-90501989 | Laterals | 13172 | 0.28106 | 13 | 63 | 71740.09 | 2024 | 120875.5528 | 133297.2306 | 151685.6994 | 49135.4628 | 61557.1406 | 79945.6094 | 1.6849 | 1.8581 | 2.1144 | 1.7798
12641 | Lateral Hardening | Lateral Hardening-Fuse-90993899 | Laterals | 13865 | 0.44583 | 37 | 41 | 468724 | 2024 | 795055.0608 | 866431.453 | 970931.0603 | 326331.0608 | 397707.453 | 502207.0603 | 1.6962 | 1.8485 | 2.0714 | 1.7794
17773 | Lateral Hardening | Lateral Hardening-Fuse-10842829 | Laterals | 13798 | 0.20549 | 15 | 13 | 274754.2 | 2029 | 465131.5827 | 508870.2512 | 570322.8945 | 190377.3827 | 234116.0512 | 295568.6945 | 1.6929 | 1.8521 | 2.0758 | 1.7789
16963 | Lateral Hardening | Lateral Hardening-Fuse-92631457 | Laterals | 13303 | 0.41837 | 17 | 2 | 206208.97 | 2027 | 349526.8981 | 379944.3574 | 428933.1172 | 143317.9281 | 173735.3874 | 222724.1472 | 1.695 | 1.8425 | 2.0801 | 1.7778
12274 | Lateral Hardening | Lateral Hardening-Fuse-60031511 | Laterals | 13093 | 0.18068 | 16 | 28 | 304330.44 | 2022 | 509901.7683 | 568546.7644 | 642905.0524 | 205571.3283 | 264216.3244 | 338574.6124 | 1.6755 | 1.8682 | 2.1125 | 1.777
10616 | Lateral Hardening | Lateral Hardening-Fuse-91232937 | Laterals | 13103 | 0.48939 | 47 | 117 | 832241.58 | 2024 | 1410813.1056 | 1535328.5142 | 1717399.571 | 578571.5256 | 703086.9342 | 885157.991 | 1.6952 | 1.8448 | 2.0636 | 1.7769
18450 | Lateral Hardening | Lateral Hardening-Fuse-10643538 | Laterals | 13390 | 0.42917 | 28 | 37 | 570741.09 | 2023 | 966443.1324 | 1055357.3486 | 1174466.4792 | 395702.0424 | 484616.2586 | 603725.3892 | 1.6933 | 1.8491 | 2.0578 | 1.7765
17897 | Lateral Hardening | Lateral Hardening-Fuse-10253108 | Laterals | 13065 | 0.36383 | 36 | 37 | 361214.72 | 2028 | 611282.2977 | 667677.1699 | 745629.6045 | 250067.5777 | 306462.4499 | 384414.8845 | 1.6923 | 1.8484 | 2.0642 | 1.7763
16554 | Lateral Hardening | Lateral Hardening-Fuse-60253106 | Laterals | 13370 | 0.32614 | 28 | 2 | 340671.42 | 2022 | 565378.0245 | 636193.3903 | 740749.0885 | 224706.6045 | 295521.9703 | 400077.6685 | 1.6596 | 1.8675 | 2.1744 | 1.7734
924 | Lateral Hardening | Lateral Hardening-Fuse-60208307 | Laterals | 13815 | 0.49072 | 26 | 17 | 329039.2 | 2027 | 554599.9118 | 606940.5983 | 686734.5289 | 225560.7118 | 277901.3983 | 357695.3289 | 1.6855 | 1.8446 | 2.0871 | 1.7734
4322 | Lateral Hardening | Lateral Hardening-Fuse-10080977 | Laterals | 13668 | 0.32973 | 29 | 41 | 409369.78 | 2027 | 691333.8863 | 756496.8664 | 842035.1507 | 281964.1063 | 347127.0864 | 432665.3707 | 1.6888 | 1.848 | 2.0569 | 1.7733
7241 | Lateral Hardening | Lateral Hardening-Fuse-92600652 | Laterals | 13309 | 0.10227 | 12 | 19 | 68162.85 | 2022 | 112730.6794 | 127729.3483 | 148783.7464 | 44567.8294 | 59566.4983 | 80620.8964 | 1.6538 | 1.8739 | 2.1828 | 1.7727
2559 | Lateral Hardening | Lateral Hardening-Fuse-93324791 | Laterals | 13723 | 0.13902 | 6 | 9 | 143382.91 | 2024 | 239014.2506 | 267098.7002 | 304831.0033 | 95631.3406 | 123715.7902 | 161448.0933 | 1.667 | 1.8628 | 2.126 | 1.7716
1342 | Lateral Hardening | Lateral Hardening-Fuse-90976646 | Laterals | 13942 | 0.025758 | 7 | 31 | 76494.83 | 2029 | 125839.1961 | 143349.0408 | 169453.1673 | 49344.3661 | 66854.2108 | 92958.3373 | 1.6451 | 1.874 | 2.2152 | 1.7708
6987 | Lateral Hardening | Lateral Hardening-Fuse-60027573 | Laterals | 13094 | 0.11193 | 10 | 15 | 126498.2 | 2023 | 208326.0508 | 237662.5898 | 276947.2069 | 81827.8508 | 111164.3898 | 150449.0069 | 1.6469 | 1.8788 | 2.1893 | 1.7707
16253 | Lateral Hardening | Lateral Hardening-Fuse-10916827 | Laterals | 13805 | 1.5301 | 75 | 107 | 694291.14 | 2024 | 1185686.9679 | 1262857.4905 | 1386872.3594 | 491395.8279 | 568566.3505 | 692581.2194 | 1.7078 | 1.8189 | 1.9975 | 1.7701
15732 | Lateral Hardening | Lateral Hardening-Fuse-91195731 | Laterals | 13008 | 0.34659 | 26 | 22 | 289684.1 | 2029 | 485725.0395 | 536471.0729 | 599629.8146 | 196040.9395 | 246786.9729 | 309945.7146 | 1.6767 | 1.8519 | 2.0699 | 1.7686
2643 | Lateral Hardening | Lateral Hardening-Fuse-92925657 | Laterals | 13808 | 0.69261 | 31 | 6 | 295032.15 | 2027 | 492745.6033 | 545532.8232 | 623501.3849 | 197713.4533 | 250500.6732 | 328469.2349 | 1.6701 | 1.8491 | 2.1133 | 1.7681
14796 | Lateral Hardening | Lateral Hardening-Fuse-10679399 | Laterals | 13807 | 0.39242 | 24 | 23 | 245603.4 | 2028 | 412319.1026 | 452481.0106 | 510414.274 | 166715.7026 | 206877.6106 | 264810.874 | 1.6788 | 1.8423 | 2.0782 | 1.7678
13285 | Lateral Hardening | Lateral Hardening-Fuse-91533830 | Laterals | 14014 | 0.23655 | 14 | 7 | 120353.12 | 2027 | 201201.9368 | 222875.3537 | 251088.9279 | 80848.8168 | 102522.2337 | 130735.8079 | 1.6718 | 1.8518 | 2.0863 | 1.7672
3630 | Lateral Hardening | Lateral Hardening-Fuse-93177927 | Laterals | 13084 | 0.1197 | 10 | 12 | 185007.43 | 2029 | 304207.1522 | 346083.6011 | 405675.0114 | 119199.7222 | 161076.1711 | 220667.5814 | 1.6443 | 1.8706 | 2.1927 | 1.767
7472 | Lateral Hardening | Lateral Hardening-Fuse-90893539 | Laterals | 13278 | 0.22235 | 22 | 27 | 221048.51 | 2027 | 369745.5329 | 408927.1596 | 460628.006 | 148697.0229 | 187878.6496 | 239579.496 | 1.6727 | 1.8499 | 2.0838 | 1.767
15327 | Lateral Hardening | Lateral Hardening-Fuse-10802897 | Laterals | 13133 | 0.36364 | 20 | 57 | 157419.78 | 2027 | 259138.9495 | 293956.6199 | 343634.0658 | 101719.1695 | 136536.8399 | 186214.2858 | 1.6462 | 1.8673 | 2.1829 | 1.7662
1584 | Lateral Hardening | Lateral Hardening-Fuse-10050719 | Laterals | 13199 | 0.096212 | 10 | 6 | 318350.03 | 2026 | 520972.5117 | 596358.319 | 705806.618 | 202622.4817 | 278008.289 | 387456.588 | 1.6365 | 1.8733 | 2.2171 | 1.7656
15552 | Lateral Hardening | Lateral Hardening-Fuse-10570235 | Laterals | 13373 | 0.085038 | 6 | 8 | 73018.63 | 2024 | 120035.0437 | 136517.2284 | 159129.6293 | 47016.4137 | 63498.5984 | 86110.9993 | 1.6439 | 1.8696 | 2.1793 | 1.7652
16462 | Lateral Hardening | Lateral Hardening-Fuse-92660079 | Laterals | 13118 | 0.40152 | 25 | 33 | 284379.86 | 2021 | 475308.8817 | 525281.3049 | 589011.859 | 190929.0217 | 240901.4449 | 304631.999 | 1.6714 | 1.8471 | 2.0712 | 1.7641
7033 | Lateral Hardening | Lateral Hardening-Fuse-93247243 | Laterals | 13175 | 0.17689 | 18 | 33 | 312304.16 | 2028 | 520815.7935 | 578269.1357 | 648468.4895 | 208511.6335 | 265964.9757 | 336164.3295 | 1.6677 | 1.8516 | 2.0764 | 1.7637
3132 | Lateral Hardening | Lateral Hardening-Fuse-90291123 | Laterals | 13612 | 0.13333 | 15 | 10 | 278451.32 | 2023 | 456097.0269 | 519504.3672 | 615393.1272 | 177645.7069 | 241053.0472 | 336941.8072 | 1.638 | 1.8657 | 2.2101 | 1.7635
6337 | Lateral Hardening | Lateral Hardening-Fuse-91115817 | Laterals | 13147 | 1.1598 | 64 | 88 | 919623.05 | 2026 | 1553487.244 | 1685370.3703 | 1838887.4091 | 633864.194 | 765747.3203 | 919264.3591 | 1.6893 | 1.8327 | 1.9996 | 1.7633
12907 | Lateral Hardening | Lateral Hardening-Fuse-90748138 | Laterals | 13103 | 0.083712 | 8 | 9 | 142003.58 | 2024 | 233065.6982 | 264104.6974 | 309645.6985 | 91062.1182 | 122101.1174 | 167642.1185 | 1.6413 | 1.8598 | 2.1805 | 1.7608
15155 | Lateral Hardening | Lateral Hardening-Fuse-91374388 | Laterals | 13091 | 0.14223 | 10 | 35 | 131147.24 | 2025 | 214958.2689 | 244441.9089 | 285898.7172 | 83811.0289 | 113294.6689 | 154751.4772 | 1.6391 | 1.8639 | 2.18 | 1.7606
3240 | Lateral Hardening | Lateral Hardening-Fuse-93033140 | Laterals | 13579 | 0.51402 | 36 | 227 | 441525.43 | 2027 | 738336.3564 | 809674.4021 | 913267.2767 | 296810.9264 | 368148.9721 | 471741.8467 | 1.6722 | 1.8338 | 2.0684 | 1.7603
2678 | Lateral Hardening | Lateral Hardening-Fuse-93200638 | Laterals | 13268 | 0.29981 | 19 | 1 | 117241.6 | 2022 | 196075.1506 | 214481.5242 | 242954.1444 | 78833.5506 | 97239.9242 | 125712.5444 | 1.6724 | 1.8294 | 2.0723 | 1.7595
7226 | Lateral Hardening | Lateral Hardening-Fuse-93043121 | Laterals | 13813 | 0.4536 | 21 | 6 | 86079.23 | 2028 | 143891.8784 | 157080.0605 | 178998.2946 | 57812.6484 | 71000.8305 | 92919.0646 | 1.6716 | 1.8248 | 2.0795 | 1.7584
7047 | Lateral Hardening | Lateral Hardening-Fuse-90528012 | Laterals | 13435 | 0.54223 | 36 | 26 | 511801.55 | 2028 | 862178.855 | 931563.0405 | 1031408.1898 | 350377.305 | 419761.4905 | 519606.6398 | 1.6846 | 1.8202 | 2.0153 | 1.7583
9175 | Lateral Hardening | Lateral Hardening-Fuse-10064509 | Laterals | 13405 | 0.20265 | 11 | 2 | 157548.91 | 2025 | 263064.4687 | 287547.6514 | 326633.7856 | 105515.5587 | 129998.7414 | 169084.8756 | 1.6697 | 1.8251 | 2.0732 | 1.7567
12183 | Lateral Hardening | Lateral Hardening-Fuse-10616466 | Laterals | 13126 | 0.47652 | 22 | 3 | 271616.77 | 2029 | 450729.3701 | 498872.467 | 569323.7002 | 179112.6001 | 227255.697 | 297706.9302 | 1.6594 | 1.8367 | 2.0961 | 1.7563
4712 | Lateral Hardening | Lateral Hardening-Fuse-91008386 | Laterals | 13656 | 0.079545 | 6 | 3 | 61710.69 | 2025 | 101469.5672 | 114168.9427 | 132278.8615 | 39758.8772 | 52458.2527 | 70568.1715 | 1.6443 | 1.8501 | 2.1435 | 1.7559
4822 | Lateral Hardening | Lateral Hardening-Fuse-92318175 | Laterals | 13656 | 0.44848 | 21 | 28 | 313230.5 | 2025 | 523328.3464 | 571425.519 | 640575.4233 | 210097.8464 | 258195.019 | 327344.9233 | 1.6707 | 1.8243 | 2.0451 | 1.7542
6942 | Lateral Hardening | Lateral Hardening-Fuse-92315709 | Laterals | 13461 | 0.20663 | 12 | 18 | 128638.84 | 2026 | 214217.8589 | 235483.7903 | 263971.5779 | 85579.0189 | 106844.9503 | 135332.7379 | 1.6653 | 1.8306 | 2.052 | 1.7535
13047 | Lateral Hardening | Lateral Hardening-Fuse-10483785 | Laterals | 14012 | 1.0282 | 70 | 53 | 733214.86 | 2024 | 1240821.483 | 1320499.0231 | 1447086.2235 | 507606.623 | 587284.1631 | 713871.3635 | 1.6923 | 1.801 | 1.9736 | 1.753
15037 | Lateral Hardening | Lateral Hardening-Fuse-92594240 | Laterals | 13303 | 0.32311 | 17 | 20 | 190122.19 | 2027 | 312296.3002 | 350413.78 | 407107.3828 | 122174.1102 | 160291.59 | 216985.1928 | 1.6426 | 1.8431 | 2.1413 | 1.7526
6844 | Lateral Hardening | Lateral Hardening-Fuse-10126980 | Laterals | 13065 | 0.23466 | 23 | 35 | 337468.11 | 2028 | 560063.346 | 618607.6306 | 694705.344 | 222595.236 | 281139.5206 | 357237.234 | 1.6596 | 1.8331 | 2.0586 | 1.7515
15019 | Lateral Hardening | Lateral Hardening-Fuse-92170849 | Laterals | 13020 | 0.18201 | 17 | 18 | 226269.14 | 2028 | 370815.8574 | 417324.9015 | 485785.5884 | 144546.7174 | 191055.7615 | 259516.4484 | 1.6388 | 1.8444 | 2.1469 | 1.7513
19000 | Lateral Hardening | Lateral Hardening-Fuse-10680816 | Laterals | 13308 | 0.34091 | 28 | 34 | 358088.25 | 2026 | 594181.3586 | 656853.0628 | 735242.8095 | 236093.1086 | 298764.8128 | 377154.5595 | 1.6593 | 1.8343 | 2.0532 | 1.7512
11740 | Lateral Hardening | Lateral Hardening-Fuse-10668800 | Laterals | 13723 | 0.15795 | 13 | 2 | 69756.85 | 2024 | 114407.2804 | 128537.2861 | 148388.7214 | 44650.4304 | 58780.4361 | 78631.8714 | 1.6401 | 1.8426 | 2.1272 | 1.7496
2904 | Lateral Hardening | Lateral Hardening-Fuse-90968819 | Laterals | 13082 | 0.33996 | 37 | 30 | 379535.66 | 2029 | 629855.8685 | 690291.3672 | 788619.8561 | 250320.2085 | 310755.7072 | 409084.1961 | 1.6595 | 1.8188 | 2.0779 | 1.7491
17275 | Lateral Hardening | Lateral Hardening-Fuse-90024957 | Laterals | 13072 | 0.30644 | 30 | 6 | 414575.22 | 2029 | 673723.6612 | 765942.9707 | 903267.4819 | 259148.4412 | 351367.7507 | 488692.2619 | 1.6251 | 1.8475 | 2.1788 | 1.7472
17871 | Lateral Hardening | Lateral Hardening-Fuse-10612079 | Laterals | 13927 | 0.23769 | 26 | 78 | 263382.58 | 2024 | 434834.9539 | 483483.1775 | 541401.3029 | 171452.3739 | 220100.5975 | 278018.7229 | 1.651 | 1.8357 | 2.0556 | 1.7468
16739 | Lateral Hardening | Lateral Hardening-Fuse-91967414 | Laterals | 13808 | 0.42784 | 18 | 8 | 183615.09 | 2027 | 306518.3295 | 331139.6534 | 371534.8711 | 122903.2395 | 147524.5634 | 187919.7811 | 1.6694 | 1.8034 | 2.0234 | 1.745
19464 | Lateral Hardening | Lateral Hardening-Fuse-10562342 | Laterals | 13296 | 0.42614 | 21 | 10 | 297162.3 | 2021 | 492443.5155 | 539945.4365 | 606559.2831 | 195281.2155 | 242783.1365 | 309396.9831 | 1.6572 | 1.817 | 2.0412 | 1.7435
6161 | Lateral Hardening | Lateral Hardening-Fuse-10627066 | Laterals | 13147 | 1.6295 | 80 | 110 | 1438921.81 | 2026 | 2420308.444 | 2583812.6247 | 2811176.8482 | 981386.634 | 1144890.8147 | 1372255.0382 | 1.682 | 1.7957 | 1.9537 | 1.7433
12801 | Lateral Hardening | Lateral Hardening-Fuse-92320136 | Laterals | 13621 | 1.2477 | 61 | 38 | 718187.37 | 2029 | 1205703.5993 | 1286857.335 | 1411765.3316 | 487516.2293 | 568669.965 | 693577.9616 | 1.6788 | 1.7918 | 1.9657 | 1.7414
11274 | Lateral Hardening | Lateral Hardening-Fuse-10141673 | Laterals | 13122 | 0.13295 | 9 | 6 | 165653.16 | 2026 | 268387.2718 | 305442.3063 | 357468.0318 | 102734.1118 | 139789.1463 | 191814.8718 | 1.6202 | 1.8439 | 2.1579 | 1.7411
7545 | Lateral Hardening | Lateral Hardening-Fuse-60025313 | Laterals | 13303 | 1.115 | 45 | 6 | 325184.99 | 2027 | 540295.9414 | 585582.6726 | 660423.5277 | 215110.9514 | 260397.6826 | 335238.5377 | 1.6615 | 1.8008 | 2.0309 | 1.7402
18239 | Lateral Hardening | Lateral Hardening-Fuse-92775036 | Laterals | 13256 | 0.094886 | 9 | 68 | 58366.09 | 2029 | 94380.2323 | 107262.6022 | 127588.6673 | 36014.1423 | 48896.5122 | 69222.5773 | 1.617 | 1.8378 | 2.186 | 1.7402
3595 | Lateral Hardening | Lateral Hardening-Fuse-10618037 | Laterals | 13972 | 0.2517 | 13 | 1 | 187258.44 | 2029 | 307788.5454 | 342254.5862 | 384643.2424 | 120530.1054 | 154996.1462 | 197384.8024 | 1.6437 | 1.8277 | 2.0541 | 1.7399
4808 | Lateral Hardening | Lateral Hardening-Fuse-60088200 | Laterals | 13139 | 0.73239 | 63 | 67 | 727315.94 | 2027 | 1214095.3444 | 1305888.2699 | 1448198.5289 | 486779.4044 | 578572.3299 | 720882.5889 | 1.6693 | 1.7955 | 1.9912 | 1.7393
15713 | Lateral Hardening | Lateral Hardening-Fuse-92070695 | Laterals | 13188 | 0.1697 | 11 | 17 | 210338.83 | 2021 | 346241.4006 | 382837.6176 | 431957.4473 | 135902.5706 | 172498.7876 | 221618.6173 | 1.6461 | 1.8201 | 2.0536 | 1.7391
14670 | Lateral Hardening | Lateral Hardening-Fuse-10675176 | Laterals | 13464 | 0.32197 | 14 | 15 | 176889.52 | 2027 | 291027.0703 | 321107.7639 | 365285.8698 | 114137.5503 | 144218.2439 | 188396.3498 | 1.6452 | 1.8153 | 2.0651 | 1.7382
6992 | Lateral Hardening | Lateral Hardening-Fuse-10167784 | Laterals | 13206 | 0.38864 | 36 | 66 | 495003.35 | 2026 | 820352.8424 | 892802.4348 | 1003343.6913 | 325349.4924 | 397799.0848 | 508340.3413 | 1.6573 | 1.8036 | 2.0269 | 1.7381
7407 | Lateral Hardening | Lateral Hardening-Fuse-60033211 | Laterals | 13163 | 0.42765 | 43 | 78 | 787009.36 | 2026 | 1301943.5738 | 1429326.6314 | 1576479.0513 | 514934.2138 | 642317.2714 | 789469.6913 | 1.6543 | 1.8161 | 2.0031 | 1.7377
606 | Lateral Hardening | Lateral Hardening-Fuse-10704134 | Laterals | 13962 | 0.50076 | 34 | 23 | 270718.85 | 2027 | 448380.2024 | 487881.9733 | 550174.9513 | 177661.3524 | 217163.1233 | 279456.1013 | 1.6563 | 1.8022 | 2.0323 | 1.7376
8755 | Lateral Hardening | Lateral Hardening-Fuse-60170395 | Laterals | 13005 | 0.36269 | 23 | 71 | 289667.03 | 2024 | 478012.9866 | 524891.6567 | 588026.561 | 188345.9566 | 235224.6267 | 298359.531 | 1.6502 | 1.8121 | 2.03 | 1.7367
14098 | Lateral Hardening | Lateral Hardening-Fuse-92732066 | Laterals | 13129 | 0.31875 | 21 | 5 | 317259.03 | 2029 | 519729.4793 | 579716.8334 | 652314.3498 | 202470.4493 | 262457.8034 | 335055.3198 | 1.6382 | 1.8273 | 2.0561 | 1.7367
7530 | Lateral Hardening | Lateral Hardening-Fuse-10391682 | Laterals | 13546 | 0.22917 | 21 | 35 | 339899.32 | 2029 | 553042.1359 | 620911.3433 | 719265.157 | 213142.8159 | 281012.0233 | 379365.837 | 1.6271 | 1.8268 | 2.1161 | 1.7359
19432 | Lateral Hardening | Lateral Hardening-Fuse-60426395 | Laterals | 13045 | 0.10549 | 10 | 13 | 209037.61 | 2025 | 337407.2493 | 384684.0443 | 450005.2251 | 128369.6393 | 175646.4343 | 240967.6151 | 1.6141 | 1.8403 | 2.1527 | 1.7358
14206 | Lateral Hardening | Lateral Hardening-Fuse-10255361 | Laterals | 13586 | 0.28106 | 19 | 22 | 163047.91 | 2021 | 265128.4154 | 297854.511 | 344919.5393 | 102080.5054 | 134806.601 | 181871.6293 | 1.6261 | 1.8268 | 2.1154 | 1.7352
6502 | Lateral Hardening | Lateral Hardening-Fuse-92021977 | Laterals | 13417 | 0.10511 | 8 | 15 | 147712.2 | 2024 | 240231.6559 | 269950.0731 | 311812.0517 | 92519.4559 | 122237.8731 | 164099.8517 | 1.6263 | 1.8275 | 2.1109 | 1.7352
11952 | Lateral Hardening | Lateral Hardening-Fuse-90267141 | Laterals | 13738 | 0.02803 | 8 | 305 | 76848.23 | 2024 | 123623.0051 | 141061.9415 | 167851.2517 | 46774.7751 | 64213.7115 | 91003.0217 | 1.6087 | 1.8356 | 2.1842 | 1.7343
11002 | Lateral Hardening | Lateral Hardening-Fuse-60021534 | Laterals | 13004 | 0.059848 | 5 | 3 | 60707.09 | 2023 | 97893.186 | 111507.5627 | 130039.0272 | 37186.096 | 50800.4727 | 69331.9372 | 1.6125 | 1.8368 | 2.1421 | 1.7328
91 | Lateral Hardening | Lateral Hardening-Fuse-93323013 | Laterals | 13723 | 0.088258 | 7 | 7 | 63356.41 | 2024 | 102135.3068 | 116266.2099 | 135602.3867 | 38778.8968 | 52909.7999 | 72245.9767 | 1.6121 | 1.8351 | 2.1403 | 1.7318
11646 | Lateral Hardening | Lateral Hardening-Fuse-93262202 | Laterals | 13696 | 0.29223 | 23 | 106 | 392161.04 | 2027 | 645764.107 | 707857.7656 | 790860.0798 | 253603.067 | 315696.7256 | 398699.0398 | 1.6467 | 1.805 | 2.0167 | 1.7312
510 | Lateral Hardening | Lateral Hardening-Fuse-93251389 | Laterals | 13175 | 0.19186 | 18 | 4 | 103831.12 | 2028 | 168101.0848 | 189424.3174 | 220570.5511 | 64269.9648 | 85593.1974 | 116739.4311 | 1.619 | 1.8244 | 2.1243 | 1.7311
17081 | Lateral Hardening | Lateral Hardening-Fuse-92613689 | Laterals | 13091 | 0.22917 | 25 | 159 | 631802.96 | 2025 | 1036517.8678 | 1144290.7376 | 1283205.1241 | 404714.9078 | 512487.7776 | 651402.1641 | 1.6406 | 1.8112 | 2.031 | 1.7308
11465 | Lateral Hardening | Lateral Hardening-Fuse-92620373 | Laterals | 13091 | 0.034659 | 4 | 15 | 51262.35 | 2025 | 82566.1751 | 93986.1604 | 109798.8496 | 31303.8251 | 42723.8104 | 58536.4996 | 1.6107 | 1.8334 | 2.1419 | 1.7306
2569 | Lateral Hardening | Lateral Hardening-Fuse-90023800 | Laterals | 14275 | 1.8731 | 80 | 4 | 634502.98 | 2029 | 1054473.8393 | 1130289.9688 | 1258887.9504 | 419970.8593 | 495786.9888 | 624384.9704 | 1.6619 | 1.7814 | 1.9841 | 1.73
256 | Lateral Hardening | Lateral Hardening-Fuse-10565127 | Laterals | 13291 | 0.30303 | 34 | 34 | 591550.72 | 2028 | 973952.5254 | 1067180.6739 | 1188039.13 | 382401.8054 | 475629.9539 | 596488.41 | 1.6464 | 1.804 | 2.0083 | 1.7299
2455 | Lateral Hardening | Lateral Hardening-Fuse-10759936 | Laterals | 13331 | 0.14924 | 7 | 66 | 94770.04 | 2026 | 152412.0502 | 173494.3032 | 203906.9155 | 57642.0102 | 78724.2632 | 109136.8755 | 1.6082 | 1.8307 | 2.1516 | 1.7293
5083 | Lateral Hardening | Lateral Hardening-Fuse-10633678 | Laterals | 13241 | 0.3233 | 23 | 32 | 390526.15 | 2023 | 642737.3431 | 703780.7367 | 784818.8515 | 252211.1931 | 313254.5867 | 394292.7015 | 1.6458 | 1.8021 | 2.0096 | 1.7291
2142 | Lateral Hardening | Lateral Hardening-Fuse-92129330 | Laterals | 13048 | 0.043939 | 6 | 4 | 50000 | 2027 | 80424.9666 | 91602.9205 | 106902.3542 | 30424.9666 | 41602.9205 | 56902.3542 | 1.6085 | 1.8321 | 2.138 | 1.7285
95 | Lateral Hardening | Lateral Hardening-Fuse-60233901 | Laterals | 13109 | 0.47254 | 42 | 282 | 1037444.03 | 2022 | 1707545.0008 | 1873758.8482 | 2064442.939 | 670100.9708 | 836314.8182 | 1026998.909 | 1.6459 | 1.8061 | 1.9899 | 1.7284
12339 | Lateral Hardening | Lateral Hardening-Fuse-90100434 | Laterals | 13808 | 0.88087 | 41 | 7 | 261787.1 | 2027 | 431310.5922 | 469306.7821 | 528580.9795 | 169523.4922 | 207519.6821 | 266793.8795 | 1.6476 | 1.7927 | 2.0191 | 1.7283
15036 | Lateral Hardening | Lateral Hardening-Fuse-10676253 | Laterals | 13787 | 0.8464 | 41 | 132 | 565303.24 | 2027 | 934082.2131 | 1014923.9664 | 1117062.6864 | 368778.9731 | 449620.7264 | 551759.4464 | 1.6524 | 1.7954 | 1.976 | 1.7276
7539 | Lateral Hardening | Lateral Hardening-Fuse-10445018 | Laterals | 13986 | 1.1087 | 53 | 0 | 249366.9 | 2029 | 414098.541 | 444267.8587 | 488752.6446 | 164731.641 | 194900.9587 | 239385.7446 | 1.6606 | 1.7816 | 1.96 | 1.7268
11421 | Lateral Hardening | Lateral Hardening-Fuse-92734220 | Laterals | 13070 | 0.30663 | 13 | 17 | 229274.74 | 2028 | 375668.8058 | 412371.5119 | 465641.564 | 146394.0658 | 183096.7719 | 236366.824 | 1.6385 | 1.7986 | 2.0309 | 1.7258
19226 | Lateral Hardening | Lateral Hardening-Fuse-91293201 | Laterals | 13150 | 0.57992 | 36 | 90 | 629560.6 | 2029 | 1036665.7506 | 1128905.3838 | 1257334.7696 | 407105.1506 | 499344.7838 | 627774.1696 | 1.6466 | 1.7932 | 1.9972 | 1.7257
15600 | Lateral Hardening | Lateral Hardening-Fuse-60012580 | Laterals | 13027 | 0.22064 | 14 | 7 | 419142.25 | 2029 | 689505.9383 | 751994.7443 | 838876.4413 | 270363.6883 | 332852.4943 | 419734.1913 | 1.645 | 1.7941 | 2.0014 | 1.7254
17879 | Lateral Hardening | Lateral Hardening-Fuse-92960845 | Laterals | 13224 | 0.22841 | 12 | 40 | 201902.19 | 2025 | 329674.4883 | 364428.9607 | 411698.4665 | 127772.2983 | 162526.7707 | 209796.2765 | 1.6328 | 1.805 | 2.0391 | 1.7251
1535 | Lateral Hardening | Lateral Hardening-Fuse-92434831 | Laterals | 13630 | 0.2553 | 19 | 22 | 407215.7 | 2023 | 660380.6353 | 739546.6862 | 843884.4397 | 253164.9353 | 332330.9862 | 436668.7397 | 1.6217 | 1.8161 | 2.0723 | 1.7251
9406 | Lateral Hardening | Lateral Hardening-Fuse-10802850 | Laterals | 13133 | 0.20814 | 18 | 27 | 471858.85 | 2027 | 754265.3069 | 860982.2514 | 1022780.2867 | 282406.4569 | 389123.4014 | 550921.4367 | 1.5985 | 1.8247 | 2.1676 | 1.7233
6400 | Lateral Hardening | Lateral Hardening-Fuse-60002577 | Laterals | 13024 | 0.71989 | 51 | 136 | 429959.43 | 2025 | 705047.8095 | 771689.9701 | 863266.2578 | 275088.3795 | 341730.5401 | 433306.8278 | 1.6398 | 1.7948 | 2.0078 | 1.7231
16313 | Lateral Hardening | Lateral Hardening-Fuse-92390770 | Laterals | 13495 | 0.17121 | 14 | 11 | 449017.2 | 2029 | 719890.6873 | 816610.5008 | 965024.1241 | 270873.4873 | 367593.3008 | 516006.9241 | 1.6033 | 1.8187 | 2.1492 | 1.7225
3026 | Lateral Hardening | Lateral Hardening-Fuse-10053269 | Laterals | 13544 | 0.16174 | 16 | 19 | 133785.82 | 2021 | 214640.6017 | 244156.7739 | 284017.1797 | 80854.7817 | 110370.9539 | 150231.3597 | 1.6044 | 1.825 | 2.1229 | 1.7224
18970 | Lateral Hardening | Lateral Hardening-Fuse-10667366 | Laterals | 13785 | 0.10152 | 4 | 2 | 60239.89 | 2021 | 97522.7571 | 108899.7923 | 125221.3353 | 37282.8671 | 48659.9023 | 64981.4453 | 1.6189 | 1.8078 | 2.0787 | 1.7215
11068 | Lateral Hardening | Lateral Hardening-Fuse-93304171 | Laterals | 13808 | 0.35038 | 19 | 1 | 125882.86 | 2027 | 205920.431 | 225631.0662 | 254511.5022 | 80037.571 | 99748.2062 | 128628.6422 | 1.6358 | 1.7924 | 2.0218 | 1.7214
18091 | Lateral Hardening | Lateral Hardening-Fuse-90445315 | Laterals | 13724 | 0.40795 | 22 | 20 | 253924.32 | 2022 | 417511.3304 | 452330.618 | 508601.3253 | 163587.0104 | 198406.298 | 254677.0053 | 1.6442 | 1.7814 | 2.003 | 1.7212
17079 | Lateral Hardening | Lateral Hardening-Fuse-91914540 | Laterals | 13101 | 0.12898 | 15 | 9 | 237524.34 | 2023 | 378750.753 | 433321.4738 | 513382.5311 | 141226.413 | 195797.1338 | 275858.1911 | 1.5946 | 1.8243 | 2.1614 | 1.7202
797 | Lateral Hardening | Lateral Hardening-Fuse-10897186 | Laterals | 14050 | 0.17652 | 12 | 9 | 70402.93 | 2029 | 113268.7007 | 127595.9287 | 148590.334 | 42865.7707 | 57192.9987 | 78187.404 | 1.6089 | 1.8124 | 2.1106 | 1.7201
12239 | Lateral Hardening | Lateral Hardening-Fuse-93296518 | Laterals | 13808 | 0.37519 | 15 | 4 | 227479.15 | 2027 | 369714.3618 | 409003.5672 | 467493.7356 | 142235.2118 | 181524.4172 | 240014.5856 | 1.6253 | 1.798 | 2.0551 | 1.7201
18645 | Lateral Hardening | Lateral Hardening-Fuse-10632723 | Laterals | 13312 | 0.12917 | 13 | 2 | 237553.79 | 2026 | 382131.1462 | 430540.9184 | 500791.819 | 144577.3562 | 192987.1284 | 263238.029 | 1.6086 | 1.8124 | 2.1081 | 1.7197
13696 | Lateral Hardening | Lateral Hardening-Fuse-92176083 | Laterals | 13308 | 0.14962 | 8 | 2 | 100232.1 | 2026 | 163754.4396 | 179760.3165 | 200358.3596 | 63522.3396 | 79528.2165 | 100126.2596 | 1.6338 | 1.7934 | 1.9989 | 1.7182
2582 | Lateral Hardening | Lateral Hardening-Fuse-10479443 | Laterals | 14012 | 1.3182 | 57 | 0 | 246327.51 | 2024 | 404128.7825 | 438191.2297 | 491700.1221 | 157801.2725 | 191863.7197 | 245372.6121 | 1.6406 | 1.7789 | 1.9961 | 1.7177
10930 | Lateral Hardening | Lateral Hardening-Fuse-60400885 | Laterals | 13943 | 0.056629 | 5 | 22 | 153784.81 | 2029 | 244874.1856 | 280273.8408 | 331086.8591 | 91089.3756 | 126489.0308 | 177302.0491 | 1.5923 | 1.8225 | 2.1529 | 1.7174
13677 | Lateral Hardening | Lateral Hardening-Fuse-10692803 | Laterals | 13463 | 0.088636 | 7 | 13 | 126692.82 | 2028 | 203671.7643 | 229208.1552 | 265730.2199 | 76978.9443 | 102515.3352 | 139037.3999 | 1.6076 | 1.8092 | 2.0974 | 1.7171
7386 | Lateral Hardening | Lateral Hardening-Fuse-92602252 | Laterals | 13311 | 0.17027 | 12 | 11 | 108134.11 | 2027 | 174938.2599 | 195454.944 | 220571.1897 | 66804.1499 | 87320.834 | 112437.0797 | 1.6178 | 1.8075 | 2.0398 | 1.7169
5690 | Lateral Hardening | Lateral Hardening-Fuse-91695187 | Laterals | 13622 | 0.14072 | 6 | 2 | 116318.68 | 2028 | 189099.4003 | 208719.4064 | 234614.0908 | 72780.7203 | 92400.7264 | 118295.4108 | 1.6257 | 1.7944 | 2.017 | 1.7154
14124 | Lateral Hardening | Lateral Hardening-Fuse-10297934 | Laterals | 13737 | 0.19678 | 18 | 24 | 274656.86 | 2023 | 440394.4747 | 497421.9045 | 576885.9766 | 165737.6147 | 222765.0445 | 302229.1166 | 1.6034 | 1.8111 | 2.1004 | 1.7154
8396 | Lateral Hardening | Lateral Hardening-Fuse-10070702 | Laterals | 13657 | 0.37008 | 16 | 2 | 137750.82 | 2024 | 223533.2522 | 247526.2407 | 279167.0684 | 85782.4322 | 109775.4207 | 141416.2484 | 1.6227 | 1.7969 | 2.0266 | 1.7154
14896 | Lateral Hardening | Lateral Hardening-Fuse-91094186 | Laterals | 13808 | 0.3697 | 12 | 3 | 226566.23 | 2027 | 370517.6807 | 402625.269 | 451956.0257 | 143951.4507 | 176059.039 | 225389.7957 | 1.6354 | 1.7771 | 1.9948 | 1.7138
11641 | Lateral Hardening | Lateral Hardening-Fuse-93348567 | Laterals | 13624 | 0.54545 | 35 | 49 | 475972.93 | 2027 | 776566.7637 | 850141.6004 | 945581.394 | 300593.8337 | 374168.6704 | 469608.464 | 1.6315 | 1.7861 | 1.9866 | 1.7134
16876 | Lateral Hardening | Lateral Hardening-Fuse-10694151 | Laterals | 13254 | 0.49735 | 21 | 2 | 130069.51 | 2027 | 206752.7415 | 235745.4135 | 280229.7497 | 76683.2315 | 105675.9035 | 150160.2397 | 1.5896 | 1.8125 | 2.1545 | 1.7129
17617 | Lateral Hardening | Lateral Hardening-Fuse-92617096 | Laterals | 13084 | 0.37064 | 30 | 4 | 491587.34 | 2029 | 798942.9028 | 881613.7539 | 980566.6547 | 307355.5628 | 390026.4139 | 488979.3147 | 1.6252 | 1.7934 | 1.9947 | 1.7126
10214 | Lateral Hardening | Lateral Hardening-Fuse-93162023 | Laterals | 13589 | 0.3267 | 16 | 1 | 119476.68 | 2023 | 194061.4029 | 214157.2 | 239222.4303 | 74584.7229 | 94680.52 | 119745.7503 | 1.6243 | 1.7925 | 2.0023 | 1.7125
19401 | Lateral Hardening | Lateral Hardening-Fuse-91334566 | Laterals | 13412 | 0.38182 | 27 | 60 | 570835.35 | 2029 | 930393.0362 | 1020792.878 | 1129735.341 | 359557.6862 | 449957.528 | 558899.991 | 1.6299 | 1.7882 | 1.9791 | 1.7123
2404 | Lateral Hardening | Lateral Hardening-Fuse-60133698 | Laterals | 13836 | 0.44489 | 26 | 76 | 491716.62 | 2021 | 802975.8021 | 876299.6256 | 964866.0484 | 311259.1821 | 384583.0056 | 473149.4284 | 1.633 | 1.7821 | 1.9622 | 1.7107
2913 | Lateral Hardening | Lateral Hardening-Fuse-10742015 | Laterals | 14020 | 0.13333 | 9 | 71 | 51094.21 | 2022 | 81224.9333 | 92519.1654 | 108788.2312 | 30130.7233 | 41424.9554 | 57694.0212 | 1.5897 | 1.8108 | 2.1292 | 1.71
1024 | Lateral Hardening | Lateral Hardening-Fuse-10705822 | Laterals | 13983 | 0.63883 | 31 | 59 | 463880.7 | 2029 | 755036.5349 | 825530.4305 | 922892.894 | 291155.8349 | 361649.7305 | 459012.194 | 1.6277 | 1.7796 | 1.9895 | 1.7094
5857 | Lateral Hardening | Lateral Hardening-Fuse-10795770 | Laterals | 13695 | 0.32955 | 26 | 16 | 363325.35 | 2023 | 581481.9394 | 654243.3808 | 758821.2347 | 218156.5894 | 290918.0308 | 395495.8847 | 1.6004 | 1.8007 | 2.0885 | 1.7093
19043 | Lateral Hardening | Lateral Hardening-Fuse-10545833 | Laterals | 13910 | 0.37538 | 21 | 7 | 271580.29 | 2024 | 438968.2285 | 484766.2655 | 551731.1229 | 167387.9385 | 213185.9755 | 280150.8329 | 1.6163 | 1.785 | 2.0316 | 1.7085
2285 | Lateral Hardening | Lateral Hardening-Fuse-90962551 | Laterals | 13236 | 0.74981 | 38 | 7 | 267123.7 | 2029 | 435833.1986 | 472715.1919 | 529998.7335 | 168709.4986 | 205591.4919 | 262875.0335 | 1.6316 | 1.7696 | 1.9841 | 1.7083
17015 | Lateral Hardening | Lateral Hardening-Fuse-10715645 | Laterals | 13984 | 0.19242 | 3 | 1 | 64373.77 | 2028 | 104687.391 | 114526.6546 | 127626.2057 | 40313.621 | 50152.8846 | 63252.4357 | 1.6262 | 1.7791 | 1.9826 | 1.7077
4246 | Lateral Hardening | Lateral Hardening-Fuse-91592568 | Laterals | 14216 | 0.32481 | 14 | 5 | 171122.53 | 2029 | 279124.9905 | 303043.814 | 337788.4994 | 108002.4605 | 131921.284 | 166665.9694 | 1.6311 | 1.7709 | 1.974 | 1.7074
10232 | Lateral Hardening | Lateral Hardening-Fuse-92003157 | Laterals | 13479 | 0.29583 | 24 | 24 | 263469.79 | 2028 | 424648.3779 | 472458.5793 | 531809.601 | 161178.5879 | 208988.7893 | 268339.811 | 1.6118 | 1.7932 | 2.0185 | 1.7069
10549 | Lateral Hardening | Lateral Hardening-Fuse-90875871 | Laterals | 13254 | 1.0377 | 49 | 71 | 377489.89 | 2027 | 609480.9422 | 672868.5211 | 766818.9986 | 231991.0522 | 295378.6311 | 389329.1086 | 1.6146 | 1.7825 | 2.0314 | 1.7066
13233 | Lateral Hardening | Lateral Hardening-Fuse-10236654 | Laterals | 13511 | 1.2778 | 101 | 144 | 1555757.75 | 2029 | 2550971.1479 | 2744683.8881 | 2993274.5018 | 995213.3979 | 1188926.1381 | 1437516.7518 | 1.6397 | 1.7642 | 1.924 | 1.7055
4469 | Lateral Hardening | Lateral Hardening-Fuse-91374861 | Laterals | 13470 | 0.70246 | 37 | 31 | 489238.91 | 2026 | 794725.6162 | 866388.5459 | 975720.7359 | 305486.7062 | 377149.6359 | 486481.8259 | 1.6244 | 1.7709 | 1.9944 | 1.7054
6179 | Lateral Hardening | Lateral Hardening-Fuse-10570258 | Laterals | 13373 | 0.58939 | 35 | 116 | 897988.27 | 2024 | 1463108.1139 | 1591755.1451 | 1759608.211 | 565119.8439 | 693766.8751 | 861619.941 | 1.6293 | 1.7726 | 1.9595 | 1.7053
1009 | Lateral Hardening | Lateral Hardening-Fuse-10144153 | Laterals | 13123 | 0.41098 | 25 | 93 | 353865.02 | 2028 | 571853.9502 | 630142.8297 | 703439.175 | 217988.9302 | 276277.8097 | 349574.155 | 1.616 | 1.7807 | 1.9879 | 1.7026
3237 | Lateral Hardening | Lateral Hardening-Fuse-93271611 | Laterals | 13820 | 0.19602 | 13 | 5 | 116476.08 | 2025 | 188260.8193 | 206917.7867 | 231772.5175 | 71784.7393 | 90441.7067 | 115296.4375 | 1.6163 | 1.7765 | 1.9899 | 1.7017
17569 | Lateral Hardening | Lateral Hardening-Fuse-93266650 | Laterals | 13042 | 0.33996 | 32 | 55 | 553863.5 | 2025 | 898041.0179 | 978118.315 | 1097827.0809 | 344177.5179 | 424254.815 | 543963.5809 | 1.6214 | 1.766 | 1.9821 | 1.7009
669 | Lateral Hardening | Lateral Hardening-Fuse-93337174 | Laterals | 13117 | 0.44261 | 36 | 134 | 547495.8 | 2027 | 888847.1139 | 968922.3248 | 1067650.3767 | 341351.3139 | 421426.5248 | 520154.5767 | 1.6235 | 1.7697 | 1.9501 | 1.7
3890 | Lateral Hardening | Lateral Hardening-Fuse-92426770 | Laterals | 14042 | 0.15417 | 11 | 10 | 136026.64 | 2026 | 220259.5107 | 239879.3866 | 270038.1822 | 84232.8707 | 103852.7466 | 134011.5422 | 1.6192 | 1.7635 | 1.9852 | 1.6991
3677 | Lateral Hardening | Lateral Hardening-Fuse-92211833 | Laterals | 13647 | 0.66326 | 33 | 64 | 525076.16 | 2029 | 850267.3558 | 926199.0581 | 1035229.3943 | 325191.1958 | 401122.8981 | 510153.2343 | 1.6193 | 1.7639 | 1.9716 | 1.6979
4880 | Lateral Hardening | Lateral Hardening-Fuse-10757398 | Laterals | 13423 | 1.5945 | 67 | 12 | 761480.15 | 2028 | 1238815.7408 | 1334212.3571 | 1485393.5543 | 477335.5908 | 572732.2071 | 723913.4043 | 1.6269 | 1.7521 | 1.9507 | 1.6968
19126 | Lateral Hardening | Lateral Hardening-Fuse-10476041 | Laterals | 13436 | 0.31136 | 22 | 6 | 347328.26 | 2025 | 558423.595 | 614604.3706 | 693303.2228 | 211095.335 | 267276.1106 | 345974.9628 | 1.6078 | 1.7695 | 1.9961 | 1.6951
10012 | Lateral Hardening | Lateral Hardening-Fuse-60380454 | Laterals | 13864 | 0.15795 | 13 | 1 | 144956.91 | 2021 | 230876.2527 | 258034.9658 | 297581.3402 | 85919.3427 | 113078.0558 | 152624.4302 | 1.5927 | 1.7801 | 2.0529 | 1.6949
12510 | Lateral Hardening | Lateral Hardening-Fuse-10675177 | Laterals | 13464 | 0.26193 | 19 | 56 | 176092.52 | 2027 | 283233.014 | 310880.7131 | 352112.1666 | 107140.494 | 134788.1931 | 176019.6466 | 1.6084 | 1.7654 | 1.9996 | 1.6947
10504 | Lateral Hardening | Lateral Hardening-Fuse-90734368 | Laterals | 13133 | 0.34621 | 28 | 26 | 387260.9 | 2027 | 615384.0285 | 691317.8922 | 794386.2485 | 228123.1285 | 304056.9922 | 407125.3485 | 1.5891 | 1.7851 | 2.0513 | 1.6941
10387 | Lateral Hardening | Lateral Hardening-Fuse-10545848 | Laterals | 13910 | 0.03447 | 5 | 6 | 116670.7 | 2024 | 183855.6166 | 209186.4441 | 244901.1734 | 67184.9166 | 92515.7441 | 128230.4734 | 1.5759 | 1.793 | 2.0991 | 1.6933
9176 | Lateral Hardening | Lateral Hardening-Fuse-10098735 | Laterals | 13087 | 0.2072 | 17 | 24 | 219789.31 | 2029 | 352159.2623 | 389949.119 | 438365.3869 | 132369.9523 | 170159.809 | 218576.0769 | 1.6023 | 1.7742 | 1.9945 | 1.6931
13830 | Lateral Hardening | Lateral Hardening-Fuse-91607219 | Laterals | 13677 | 0.59527 | 35 | 19 | 392952.25 | 2027 | 630911.8136 | 693352.2904 | 782918.0547 | 237959.5636 | 300400.0404 | 389965.8047 | 1.6056 | 1.7645 | 1.9924 | 1.6919
15510 | Lateral Hardening | Lateral Hardening-Fuse-91033462 | Laterals | 13661 | 0.30682 | 19 | 10 | 171644.67 | 2029 | 271467.8631 | 306213.2239 | 356516.2346 | 99823.1931 | 134568.5539 | 184871.5646 | 1.5816 | 1.784 | 2.0771 | 1.6918
14987 | Lateral Hardening | Lateral Hardening-Fuse-91960479 | Laterals | 13176 | 0.028598 | 4 | 89 | 50000 | 2022 | 78498.6284 | 89556.0286 | 106069.7464 | 28498.6284 | 39556.0286 | 56069.7464 | 1.57 | 1.7911 | 2.1214 | 1.6915
322 | Lateral Hardening | Lateral Hardening-Fuse-60238453 | Laterals | 14050 | 0.22273 | 13 | 13 | 89963.49 | 2029 | 142482.8611 | 159861.0051 | 185708.8758 | 52519.3711 | 69897.5151 | 95745.3858 | 1.5838 | 1.777 | 2.0643 | 1.6898
16645 | Lateral Hardening | Lateral Hardening-Fuse-90690907 | Laterals | 13143 | 0.63598 | 60 | 137 | 854930.74 | 2026 | 1373631.615 | 1504948.1307 | 1686195.9736 | 518700.875 | 650017.3907 | 831265.2336 | 1.6067 | 1.7603 | 1.9723 | 1.6894
9719 | Lateral Hardening | Lateral Hardening-Fuse-10148028 | Laterals | 13150 | 0.21534 | 20 | 33 | 345461.28 | 2029 | 545415.7133 | 614933.4221 | 716322.7878 | 199954.4333 | 269472.1421 | 370861.5078 | 1.5788 | 1.78 | 2.0735 | 1.6886
1469 | Lateral Hardening | Lateral Hardening-Fuse-10629014 | Laterals | 13146 | 0.54337 | 30 | 91 | 608467.56 | 2020 | 977314.6364 | 1073334.5701 | 1190014.5547 | 368847.0764 | 464867.0101 | 581546.9947 | 1.6062 | 1.764 | 1.9558 | 1.6885
3226 | Lateral Hardening | Lateral Hardening-Fuse-92486101 | Laterals | 13020 | 0.10114 | 6 | 12 | 171674.91 | 2028 | 269911.9341 | 307052.8107 | 357622.0287 | 98237.0241 | 135377.9007 | 185947.1187 | 1.5722 | 1.7886 | 2.0831 | 1.6882
2589 | Lateral Hardening | Lateral Hardening-Fuse-10000856 | Laterals | 13236 | 1.2937 | 61 | 7 | 348080.95 | 2029 | 561577.9294 | 607063.7084 | 685544.7032 | 213496.9794 | 258982.7584 | 337463.7532 | 1.6134 | 1.744 | 1.9695 | 1.6882
8087 | Lateral Hardening | Lateral Hardening-Fuse-93290657 | Laterals | 13808 | 1.2593 | 59 | 33 | 631769.69 | 2027 | 1026071.8146 | 1098199.6352 | 1212973.0813 | 394302.1246 | 466429.9452 | 581203.3913 | 1.6241 | 1.7383 | 1.92 | 1.688
13182 | Lateral Hardening | Lateral Hardening-Fuse-10098740 | Laterals | 13087 | 1.0057 | 81 | 226 | 1082581.78 | 2029 | 1767930.301 | 1878463.1594 | 2030235.9617 | 685348.521 | 795881.3794 | 947654.1817 | 1.6331 | 1.7352 | 1.8754 | 1.6879
16982 | Lateral Hardening | Lateral Hardening-Fuse-92078535 | Laterals | 13098 | 0.38655 | 23 | 54 | 367238.09 | 2024 | 590409.8188 | 645839.9733 | 717186.0615 | 223171.7288 | 278601.8833 | 349947.9715 | 1.6077 | 1.7586 | 1.9529 | 1.6875
5653 | Lateral Hardening | Lateral Hardening-Fuse-93201836 | Laterals | 13656 | 0.40095 | 23 | 42 | 209094.58 | 2025 | 333360.0287 | 368875.3062 | 421206.8377 | 124265.4487 | 159780.7262 | 212112.2577 | 1.5943 | 1.7642 | 2.0144 | 1.6873
17900 | Lateral Hardening | Lateral Hardening-Fuse-92150104 | Laterals | 13523 | 0.23807 | 18 | 125 | 206450.5 | 2028 | 323260.3787 | 368120.6232 | 438027.5678 | 116809.8787 | 161670.1232 | 231577.0678 | 1.5658 | 1.7831 | 2.1217 | 1.6866
7475 | Lateral Hardening | Lateral Hardening-Fuse-90795105 | Laterals | 13098 | 0.083144 | 9 | 20 | 98726.36 | 2024 | 155075.9077 | 176132.8453 | 205770.4946 | 56349.5477 | 77406.4853 | 107044.1346 | 1.5708 | 1.7841 | 2.0843 | 1.6861
4962 | Lateral Hardening | Lateral Hardening-Fuse-60320292 | Laterals | 13291 | 0.15511 | 18 | 21 | 236636.85 | 2028 | 377443.8825 | 417902.1042 | 470832.868 | 140807.0325 | 181265.2542 | 234196.018 | 1.595 | 1.766 | 1.9897 | 1.6858
164 | Lateral Hardening | Lateral Hardening-Fuse-10742013 | Laterals | 14020 | 0.20417 | 11 | 3 | 152727.47 | 2022 | 244642.2873 | 267694.7644 | 302475.7417 | 91914.8173 | 114967.2944 | 149748.2717 | 1.6018 | 1.7528 | 1.9805 | 1.685
5303 | Lateral Hardening | Lateral Hardening-Fuse-10071941 | Laterals | 13305 | 0.6358 | 35 | 6 | 474323.92 | 2026 | 760350.8787 | 833248.477 | 930039.3654 | 286026.9587 | 358924.557 | 455715.4454 | 1.603 | 1.7567 | 1.9608 | 1.6849
1117 | Lateral Hardening | Lateral Hardening-Fuse-91719011 | Laterals | 13624 | 0.83447 | 41 | 7 | 337448.62 | 2027 | 542570.6456 | 588122.5172 | 663119.2129 | 205122.0256 | 250673.8972 | 325670.5929 | 1.6079 | 1.7429 | 1.9651 | 1.6841
4362 | Lateral Hardening | Lateral Hardening-Fuse-10122236 | Laterals | 13059 | 0.17292 | 13 | 42 | 260883.62 | 2024 | 407386.2971 | 465113.903 | 551309.5677 | 146502.6771 | 204230.283 | 290425.9477 | 1.5616 | 1.7828 | 2.1132 | 1.6831
4933 | Lateral Hardening | Lateral Hardening-Fuse-93264373 | Laterals | 13042 | 0.33239 | 32 | 74 | 479923.2 | 2025 | 768155.0567 | 842239.8547 | 939617.1103 | 288231.8567 | 362316.6547 | 459693.9103 | 1.6006 | 1.7549 | 1.9578 | 1.6826
3643 | Lateral Hardening | Lateral Hardening-Fuse-91806526 | Laterals | 13964 | 0.15985 | 16 | 4 | 242324.69 | 2028 | 379825.7658 | 430481.7951 | 504234.2074 | 137501.0758 | 188157.1051 | 261909.5174 | 1.5674 | 1.7765 | 2.0808 | 1.6815
2560 | Lateral Hardening | Lateral Hardening-Fuse-10443874 | Laterals | 13172 | 0.1428 | 11 | 60 | 176138.5 | 2024 | 275066.7453 | 312690.4524 | 371881.3493 | 98928.2453 | 136551.9524 | 195742.8493 | 1.5617 | 1.7753 | 2.1113 | 1.6807
12343 | Lateral Hardening | Lateral Hardening-Fuse-60350014 | Laterals | 13102 | 0.21686 | 22 | 81 | 160928.8 | 2022 | 254986.5649 | 284327.6348 | 320933.2505 | 94057.7649 | 123398.8348 | 160004.4505 | 1.5845 | 1.7668 | 1.9943 | 1.6801
9424 | Lateral Hardening | Lateral Hardening-Fuse-92619624 | Laterals | 13805 | 0.44091 | 16 | 3 | 299459.4 | 2024 | 476035.2922 | 525510.7594 | 597110.3082 | 176575.8922 | 226051.3594 | 297650.9082 | 1.5896 | 1.7549 | 1.994 | 1.6796
2444 | Lateral Hardening | Lateral Hardening-Fuse-10484830 | Laterals | 13459 | 0.099432 | 9 | 41 | 50000 | 2028 | 77995.3384 | 88826.0347 | 105331.9122 | 27995.3384 | 38826.0347 | 55331.9122 | 1.5599 | 1.7765 | 2.1066 | 1.6796
17971 | Lateral Hardening | Lateral Hardening-Fuse-90214420 | Laterals | 13697 | 0.45814 | 31 | 16 | 533575.85 | 2029 | 851037.2444 | 936897.0943 | 1040179.0594 | 317461.3944 | 403321.2443 | 506603.2094 | 1.595 | 1.7559 | 1.9494 | 1.6787
2649 | Lateral Hardening | Lateral Hardening-Fuse-60004358 | Laterals | 13023 | 0.17386 | 12 | 82 | 121985.82 | 2025 | 190117.1521 | 217022.8456 | 255711.2827 | 68131.3321 | 95037.0256 | 133725.4627 | 1.5585 | 1.7791 | 2.0962 | 1.6785
18094 | Lateral Hardening | Lateral Hardening-Fuse-10409206 | Laterals | 13631 | 0.38239 | 22 | 8 | 429792.26 | 2026 | 669763.826 | 764267.831 | 902386.8142 | 239971.566 | 334475.571 | 472594.5542 | 1.5583 | 1.7782 | 2.0996 | 1.6784
14552 | Lateral Hardening | Lateral Hardening-Fuse-93215104 | Laterals | 13817 | 1.0187 | 68 | 20 | 751172.63 | 2023 | 1197201.406 | 1318259.4967 | 1469201.5018 | 446028.776 | 567086.8667 | 718028.8718 | 1.5938 | 1.7549 | 1.9559 | 1.6783
1244 | Lateral Hardening | Lateral Hardening-Fuse-10247860 | Laterals | 13533 | 0.035985 | 5 | 45 | 62653.85 | 2024 | 97828.0519 | 111305.2048 | 130383.7766 | 35174.2019 | 48651.3548 | 67729.9266 | 1.5614 | 1.7765 | 2.081 | 1.6779
12570 | Lateral Hardening | Lateral Hardening-Fuse-93260536 | Laterals | 13175 | 0.13845 | 8 | 5 | 78814.01 | 2028 | 123074.6433 | 140019.8918 | 163604.7993 | 44260.6333 | 61205.8818 | 84790.7893 | 1.5616 | 1.7766 | 2.0758 | 1.6775
8987 | Lateral Hardening | Lateral Hardening-Fuse-92152439 | Laterals | 13391 | 0.5017 | 29 | 9 | 242574.3 | 2028 | 387204.0056 | 422142.4288 | 479165.8042 | 144629.7056 | 179568.1288 | 236591.5042 | 1.5962 | 1.7403 | 1.9753 | 1.6773
13707 | Lateral Hardening | Lateral Hardening-Fuse-10540507 | Laterals | 13964 | 0.20625 | 22 | 9 | 285522.45 | 2028 | 453323.151 | 501855.0412 | 562403.3876 | 167800.701 | 216332.5912 | 276880.9376 | 1.5877 | 1.7577 | 1.9697 | 1.6769
13935 | Lateral Hardening | Lateral Hardening-Fuse-60518342 | Laterals | 13219 | 0.13201 | 10 | 5 | 165505.91 | 2028 | 257385.4933 | 293804.6975 | 347819.1819 | 91879.5833 | 128298.7875 | 182313.2719 | 1.5551 | 1.7752 | 2.1016 | 1.6758
7383 | Lateral Hardening | Lateral Hardening-Fuse-90435778 | Laterals | 13096 | 0.325 | 23 | 38 | 333186.09 | 2027 | 530287.5497 | 580231.6592 | 657501.4132 | 197101.4597 | 247045.5692 | 324315.3232 | 1.5916 | 1.7415 | 1.9734 | 1.6747
13779 | Lateral Hardening | Lateral Hardening-Fuse-10521030 | Laterals | 13691 | 0.17822 | 12 | 54 | 158431.09 | 2029 | 251824.5509 | 276426.5634 | 312113.2303 | 93393.4609 | 117995.4734 | 153682.1403 | 1.5895 | 1.7448 | 1.97 | 1.6741
10622 | Lateral Hardening | Lateral Hardening-Fuse-93212157 | Laterals | 13517 | 0.26686 | 16 | 157 | 185751.52 | 2025 | 292807.9886 | 327260.016 | 370930.6692 | 107056.4686 | 141508.496 | 185179.1492 | 1.5763 | 1.7618 | 1.9969 | 1.674
12007 | Lateral Hardening | Lateral Hardening-Fuse-10424221 | Laterals | 13828 | 0.047538 | 4 | 2 | 84358.55 | 2023 | 131169.692 | 149440.3165 | 175796.9489 | 46811.142 | 65081.7665 | 91438.3989 | 1.5549 | 1.7715 | 2.0839 | 1.6728
9528 | Lateral Hardening | Lateral Hardening-Fuse-90526744 | Laterals | 13199 | 0.11591 | 12 | 53 | 161112.63 | 2026 | 250395.9157 | 285180.4436 | 336564.9861 | 89283.2857 | 124067.8136 | 175452.3561 | 1.5542 | 1.7701 | 2.089 | 1.6724
15824 | Lateral Hardening | Lateral Hardening-Fuse-92675158 | Laterals | 13064 | 0.13977 | 9 | 36 | 134872.62 | 2029 | 210415.7299 | 238687.3946 | 276695.9407 | 75543.1099 | 103814.7746 | 141823.3207 | 1.5601 | 1.7697 | 2.0515 | 1.6721
703 | Lateral Hardening | Lateral Hardening-Fuse-92601310 | Laterals | 13303 | 3.3616 | 130 | 23 | 1224501.65 | 2027 | 1986503.2731 | 2098258.2179 | 2250113.9717 | 762001.6231 | 873756.5679 | 1025612.3217 | 1.6223 | 1.7136 | 1.8376 | 1.6712
7519 | Lateral Hardening | Lateral Hardening-Fuse-90988080 | Laterals | 13236 | 0.21098 | 10 | 5 | 113280.86 | 2029 | 179807.8917 | 197328.3734 | 220968.7714 | 66527.0317 | 84047.5134 | 107687.9114 | 1.5873 | 1.7419 | 1.9506 | 1.67
5265 | Lateral Hardening | Lateral Hardening-Fuse-90167481 | Laterals | 13077 | 0.38655 | 28 | 9 | 431509.54 | 2028 | 670702.087 | 761386.9501 | 896430.1158 | 239192.547 | 329877.4101 | 464920.5758 | 1.5543 | 1.7645 | 2.0774 | 1.6697
11677 | Lateral Hardening | Lateral Hardening-Fuse-91912750 | Laterals | 13256 | 1.0428 | 85 | 59 | 866929.94 | 2029 | 1384805.6155 | 1502920.77 | 1650189.6501 | 517875.6755 | 635990.83 | 783259.7101 | 1.5974 | 1.7336 | 1.9035 | 1.6689
14022 | Lateral Hardening | Lateral Hardening-Fuse-10635136 | Laterals | 13242 | 0.35303 | 20 | 8 | 262880.33 | 2028 | 415221.6656 | 457923.1625 | 521419.5898 | 152341.3356 | 195042.8325 | 258539.2598 | 1.5795 | 1.7419 | 1.9835 | 1.6686
19697 | Lateral Hardening | Lateral Hardening-Fuse-10070676 | Laterals | 13984 | 0.13636 | 7 | 1 | 68964.85 | 2028 | 108620.7287 | 121001.8658 | 135813.4727 | 39655.8787 | 52037.0158 | 66848.6227 | 1.575 | 1.7545 | 1.9693 | 1.6683
10246 | Lateral Hardening | Lateral Hardening-Fuse-10747925 | Laterals | 14021 | 0.78106 | 36 | 22 | 649087.44 | 2029 | 1038450.3536 | 1119520.0273 | 1234586.3504 | 389362.9136 | 470432.5873 | 585498.9104 | 1.5999 | 1.7248 | 1.902 | 1.6675
19653 | Lateral Hardening | Lateral Hardening-Fuse-10712393 | Laterals | 13256 | 3.2091 | 159 | 7 | 1213771.72 | 2029 | 1954697.3211 | 2077753.1605 | 2276569.1374 | 740925.6011 | 863981.4405 | 1062797.4174 | 1.6104 | 1.7118 | 1.8756 | 1.6674
16184 | Lateral Hardening | Lateral Hardening-Fuse-10663251 | Laterals | 13001 | 0.18144 | 8 | 1 | 50000 | 2021 | 77858.8062 | 87940.0364 | 102375.638 | 27858.8062 | 37940.0364 | 52375.638 | 1.5572 | 1.7588 | 2.0475 | 1.6667
10335 | Lateral Hardening | Lateral Hardening-Fuse-92701825 | Laterals | 13299 | 0.16989 | 8 | 3 | 110882.64 | 2023 | 175537.227 | 193182.1412 | 214904.1178 | 64654.587 | 82299.5012 | 104021.4778 | 1.5831 | 1.7422 | 1.9381 | 1.6663
4923 | Lateral Hardening | Lateral Hardening-Fuse-10406696 | Laterals | 13837 | 0.18087 | 9 | 6 | 164627.83 | 2029 | 257363.8853 | 288489.3203 | 332643.9577 | 92736.0553 | 123861.4903 | 168016.1277 | 1.5633 | 1.7524 | 2.0206 | 1.6658
9751 | Lateral Hardening | Lateral Hardening-Fuse-10540462 | Laterals | 13964 | 0.089015 | 8 | 8 | 122794.3 | 2028 | 190703.8519 | 216415.1972 | 251624.5713 | 67909.5519 | 93620.8972 | 128830.2713 | 1.553 | 1.7624 | 2.0492 | 1.6655
19224 | Lateral Hardening | Lateral Hardening-Fuse-92605355 | Laterals | 13390 | 0.33977 | 19 | 15 | 351893.46 | 2023 | 555439.8376 | 612918.8031 | 688827.0599 | 203546.3776 | 261025.3431 | 336933.5999 | 1.5784 | 1.7418 | 1.9575 | 1.6653
15027 | Lateral Hardening | Lateral Hardening-Fuse-92014124 | Laterals | 13172 | 0.17386 | 9 | 6 | 166437.75 | 2024 | 262425.6907 | 289973.9889 | 326718.2331 | 95987.9407 | 123536.2389 | 160280.4831 | 1.5767 | 1.7422 | 1.963 | 1.665
18217 | Lateral Hardening | Lateral Hardening-Fuse-10363917 | Laterals | 13096 | 0.23693 | 13 | 26 | 178983.24 | 2027 | 280216.0792 | 313165.3585 | 359108.6171 | 101232.8392 | 134182.1185 | 180125.3771 | 1.5656 | 1.7497 | 2.0064 | 1.6649
2311 | Lateral Hardening | Lateral Hardening-Fuse-92529473 | Laterals | 13008 | 0.13655 | 10 | 30 | 175166.65 | 2029 | 271621.8655 | 308002.7847 | 358101.3702 | 96455.2155 | 132836.1347 | 182934.7202 | 1.5506 | 1.7583 | 2.0443 | 1.6623
15280 | Lateral Hardening | Lateral Hardening-Fuse-93279762 | Laterals | 13213 | 0.21932 | 12 | 2 | 106113.42 | 2027 | 168056.3208 | 183496.7351 | 204556.8877 | 61942.9008 | 77383.3151 | 98443.4677 | 1.5837 | 1.7293 | 1.9277 | 1.6618
10471 | Lateral Hardening | Lateral Hardening-Fuse-60081134 | Laterals | 13045 | 0.17727 | 18 | 35 | 311623.8 | 2025 | 487529.9356 | 543770.1744 | 621411.2997 | 175906.1356 | 232146.3744 | 309787.4997 | 1.5645 | 1.745 | 1.9941 | 1.6616
9301 | Lateral Hardening | Lateral Hardening-Fuse-91208769 | Laterals | 13298 | 1.1148 | 42 | 8 | 286667.56 | 2029 | 452413.841 | 494508.3498 | 563463.4638 | 165746.281 | 207840.7898 | 276795.9038 | 1.5782 | 1.725 | 1.9656 | 1.661
12082 | Lateral Hardening | Lateral Hardening-Fuse-10070679 | Laterals | 13657 | 0.098485 | 7 | 11 | 68241.73 | 2024 | 105497.3511 | 119942.9963 | 140270.6105 | 37255.6211 | 51701.2663 | 72028.8805 | 1.5459 | 1.7576 | 2.0555 | 1.6604
13668 | Lateral Hardening | Lateral Hardening-Fuse-10025070 | Laterals | 13294 | 0.10682 | 9 | 23 | 136063.86 | 2028 | 211191.5297 | 238060.7936 | 277313.2885 | 75127.6697 | 101996.9336 | 141249.4285 | 1.5522 | 1.7496 | 2.0381 | 1.66
12461 | Lateral Hardening | Lateral Hardening-Fuse-92638029 | Laterals | 13331 | 0.33902 | 16 | 6 | 229053.64 | 2026 | 360715.8909 | 396131.6 | 448882.2196 | 131662.2509 | 167077.96 | 219828.5796 | 1.5748 | 1.7294 | 1.9597 | 1.6597
11152 | Lateral Hardening | Lateral Hardening-Fuse-60124027 | Laterals | 13218 | 0.63977 | 53 | 64 | 811329.38 | 2029 | 1276152.2899 | 1410390.4411 | 1563840.1239 | 464822.9099 | 599061.0611 | 752510.7439 | 1.5729 | 1.7384 | 1.9275 | 1.658
13728 | Lateral Hardening | Lateral Hardening-Fuse-91060802 | Laterals | 13533 | 0.26326 | 22 | 49 | 457167.6 | 2024 | 717098.4135 | 795216.1195 | 887692.4863 | 259930.8135 | 338048.5195 | 430524.8863 | 1.5686 | 1.7394 | 1.9417 | 1.6571
7861 | Lateral Hardening | Lateral Hardening-Fuse-60033370 | Laterals | 13163 | 0.12803 | 12 | 17 | 241854.06 | 2026 | 371396.6916 | 425219.3745 | 502885.7401 | 129542.6316 | 183365.3145 | 261031.6801 | 1.5356 | 1.7582 | 2.0793 | 1.6568
17424 | Lateral Hardening | Lateral Hardening-Fuse-92585443 | Laterals | 13198 | 0.089583 | 12 | 27 | 385331.94 | 2022 | 591552.7078 | 677166.6015 | 800566.2888 | 206220.7678 | 291834.6615 | 415234.3488 | 1.5352 | 1.7574 | 2.0776 | 1.6561
34 | Lateral Hardening | Lateral Hardening-Fuse-90686935 | Laterals | 13096 | 0.068182 | 7 | 4 | 83091.63 | 2027 | 128029.5073 | 145517.8044 | 170853.9957 | 44937.8773 | 62426.1744 | 87762.3657 | 1.5408 | 1.7513 | 2.0562 | 1.6555
3432 | Lateral Hardening | Lateral Hardening-Fuse-10080884 | Laterals | 13668 | 0.23958 | 8 | 3 | 67784.35 | 2027 | 105118.9678 | 117847.3499 | 136718.6074 | 37334.6178 | 50062.9999 | 68934.2574 | 1.5508 | 1.7386 | 2.017 | 1.6537
18951 | Lateral Hardening | Lateral Hardening-Fuse-91592570 | Laterals | 14216 | 1.1297 | 50 | 60 | 639266.93 | 2029 | 1014000.5312 | 1092417.3677 | 1210131.5651 | 374733.6012 | 453150.4377 | 570864.6351 | 1.5862 | 1.7089 | 1.893 | 1.6537
15990 | Lateral Hardening | Lateral Hardening-Fuse-10162594 | Laterals | 13031 | 0.42405 | 21 | 8 | 184317.65 | 2029 | 285796.0062 | 321008.9482 | 368963.5154 | 101478.3562 | 136691.2982 | 184645.8654 | 1.5506 | 1.7416 | 2.0018 | 1.653
9368 | Lateral Hardening | Lateral Hardening-Fuse-10302321 | Laterals | 13539 | 0.52917 | 30 | 104 | 221780.18 | 2029 | 346885.6041 | 384031.5564 | 431823.8387 | 125105.4241 | 162251.3764 | 210043.6587 | 1.5641 | 1.7316 | 1.9471 | 1.6526
4582 | Lateral Hardening | Lateral Hardening-Fuse-10662355 | Laterals | 13470 | 1.5436 | 93 | 132 | 1390430.62 | 2026 | 2215132.9603 | 2363322.9632 | 2594555.4441 | 824702.3403 | 972892.3432 | 1204124.8241 | 1.5931 | 1.6997 | 1.866 | 1.6524
1194 | Lateral Hardening | Lateral Hardening-Fuse-91368620 | Laterals | 13458 | 0.5608 | 33 | 28 | 420712.02 | 2026 | 660524.6937 | 724936.6519 | 809573.7607 | 239812.6737 | 304224.6319 | 388861.7407 | 1.57 | 1.7231 | 1.9243 | 1.6514
8116 | Lateral Hardening | Lateral Hardening-Fuse-60016497 | Laterals | 13049 | 0.29564 | 20 | 31 | 199629.89 | 2026 | 307775.0042 | 348018.1053 | 404999.6348 | 108145.1142 | 148388.2153 | 205369.7448 | 1.5417 | 1.7433 | 2.0288 | 1.6509
14502 | Lateral Hardening | Lateral Hardening-Fuse-10662328 | Laterals | 13470 | 0.12898 | 10 | 7 | 165034.71 | 2026 | 253564.3296 | 288052.4459 | 338009.2863 | 88529.6196 | 123017.7359 | 172974.5763 | 1.5364 | 1.7454 | 2.0481 | 1.6503
12438 | Lateral Hardening | Lateral Hardening-Fuse-10075319 | Laterals | 13656 | 0.20549 | 18 | 13 | 224290.9 | 2025 | 348380.5047 | 388714.6502 | 444405.5549 | 124089.6047 | 164423.7502 | 220114.6549 | 1.5533 | 1.7331 | 1.9814 | 1.65
15060 | Lateral Hardening | Lateral Hardening-Fuse-91999737 | Laterals | 14031 | 0.71648 | 42 | 19 | 553119 | 2025 | 868333.5202 | 949824.9026 | 1066298.1215 | 315214.5202 | 396705.9026 | 513179.1215 | 1.5699 | 1.7172 | 1.9278 | 1.6499
18134 | Lateral Hardening | Lateral Hardening-Fuse-91952783 | Laterals | 13121 | 0.22841 | 11 | 21 | 231167.4 | 2029 | 355675.5607 | 402276.3059 | 472066.716 | 124508.1607 | 171108.9059 | 240899.316 | 1.5386 | 1.7402 | 2.0421 | 1.6494
6960 | Lateral Hardening | Lateral Hardening-Fuse-10897197 | Laterals | 14050 | 1.8205 | 31 | 1 | 151292.88 | 2029 | 240576.3796 | 256339.808 | 282881.4966 | 89283.4996 | 105046.928 | 131588.6166 | 1.5901 | 1.6943 | 1.8698 | 1.6494
6229 | Lateral Hardening | Lateral Hardening-Fuse-92005809 | Laterals | 13219 | 0.23939 | 24 | 42 | 425034.86 | 2028 | 649593.2582 | 743693.8187 | 880877.5538 | 224558.3982 | 318658.9587 | 455842.6938 | 1.5283 | 1.7497 | 2.0725 | 1.6492
3913 | Lateral Hardening | Lateral Hardening-Fuse-90522517 | Laterals | 13359 | 0.38409 | 39 | 125 | 593726.23 | 2029 | 921123.9472 | 1030528.9411 | 1167899.1821 | 327397.7172 | 436802.7111 | 574172.9521 | 1.5514 | 1.7357 | 1.9671 | 1.6483
8395 | Lateral Hardening | Lateral Hardening-Fuse-93046470 | Laterals | 13813 | 0.38333 | 15 | 6 | 169143.55 | 2028 | 262073.5572 | 293045.1701 | 335640.956 | 92930.0072 | 123901.6201 | 166497.406 | 1.5494 | 1.7325 | 1.9844 | 1.6478
18647 | Lateral Hardening | Lateral Hardening-Fuse-93006757 | Laterals | 13242 | 0.98561 | 48 | 32 | 608312.14 | 2028 | 962831.5518 | 1034298.8657 | 1142123.0702 | 354519.4118 | 425986.7257 | 533810.9302 | 1.5828 | 1.7003 | 1.8775 | 1.6475
16264 | Lateral Hardening | Lateral Hardening-Fuse-10151661 | Laterals | 13153 | 0.12405 | 10 | 14 | 206036.81 | 2028 | 317276.5487 | 358049.1091 | 416574.0691 | 111239.7387 | 152012.2991 | 210537.2591 | 1.5399 | 1.7378 | 2.0218 | 1.6475
1518 | Lateral Hardening | Lateral Hardening-Fuse-92595805 | Laterals | 13303 | 0.17689 | 10 | 13 | 185830.91 | 2027 | 286399.8742 | 322620.038 | 373738.3692 | 100568.9642 | 136789.128 | 187907.4592 | 1.5412 | 1.7361 | 2.0112 | 1.6467
14295 | Lateral Hardening | Lateral Hardening-Fuse-91640897 | Laterals | 13104 | 0.22045 | 16 | 16 | 213744.36 | 2022 | 333173.6392 | 368139.7403 | 415202.227 | 119429.2792 | 154395.3803 | 201457.867 | 1.5587 | 1.7223 | 1.9425 | 1.6462
394 | Lateral Hardening | Lateral Hardening-Fuse-93314910 | Laterals | 13889 | 0.33201 | 24 | 9 | 571698.96 | 2025 | 892170.77 | 983838.2333 | 1096697.1951 | 320471.81 | 412139.2733 | 524998.2351 | 1.5606 | 1.7209 | 1.9183 | 1.6444
2577 | Lateral Hardening | Lateral Hardening-Fuse-92902016 | Laterals | 13854 | 0.38258 | 21 | 64 | 286656.46 | 2029 | 447728.1897 | 491652.9419 | 550799.3785 | 161071.7297 | 204996.4819 | 264142.9185 | 1.5619 | 1.7151 | 1.9215 | 1.6438
4168 | Lateral Hardening | Lateral Hardening-Fuse-90289640 | Laterals | 13679 | 0.10928 | 8 | 7 | 57463.91 | 2028 | 88032.069 | 99583.5869 | 117024.0093 | 30568.159 | 42119.6769 | 59560.0993 | 1.532 | 1.733 | 2.0365 | 1.6427
11988 | Lateral Hardening | Lateral Hardening-Fuse-91896794 | Laterals | 14041 | 0.62292 | 51 | 5 | 797807.97 | 2023 | 1246651.2422 | 1367305.37 | 1510584.8316 | 448843.2722 | 569497.4 | 712776.8616 | 1.5626 | 1.7138 | 1.8934 | 1.641
12579 | Lateral Hardening | Lateral Hardening-Fuse-92032805 | Laterals | 13808 | 0.25265 | 15 | 4 | 169055.59 | 2027 | 262876.1434 | 289602.3317 | 327175.3427 | 93820.5534 | 120546.7417 | 158119.7527 | 1.555 | 1.7131 | 1.9353 | 1.6404
11283 | Lateral Hardening | Lateral Hardening-Fuse-10635991 | Laterals | 13388 | 0.22178 | 15 | 14 | 110248.04 | 2024 | 169694.9675 | 190558.9716 | 218558.8338 | 59446.9275 | 80310.9316 | 108310.7938 | 1.5392 | 1.7285 | 1.9824 | 1.6403
10562 | Lateral Hardening | Lateral Hardening-Fuse-10716318 | Laterals | 13959 | 0.087121 | 7 | 1 | 66899.89 | 2024 | 103556.2154 | 115492.6045 | 129232.0061 | 36656.3254 | 48592.7145 | 62332.1161 | 1.5479 | 1.7263 | 1.9317 | 1.6398
7288 | Lateral Hardening | Lateral Hardening-Fuse-60029778 | Laterals | 13093 | 0.17784 | 20 | 35 | 165546.36 | 2022 | 253741.4442 | 286011.1786 | 332158.0658 | 88195.0842 | 120464.8186 | 166611.7058 | 1.5328 | 1.7277 | 2.0064 | 1.6386
5958 | Lateral Hardening | Lateral Hardening-Fuse-92303551 | Laterals | 14111 | 0.081061 | 6 | 6 | 74768.65 | 2029 | 114717.4987 | 129019.094 | 149668.608 | 39948.8487 | 54250.444 | 74899.958 | 1.5343 | 1.7256 | 2.0018 | 1.6384
17663 | Lateral Hardening | Lateral Hardening-Fuse-60399063 | Laterals | 13213 | 0.13428 | 13 | 34 | 182289.41 | 2027 | 280374.168 | 313600.7218 | 361729.8219 | 98084.758 | 131311.3118 | 179440.4119 | 1.5381 | 1.7203 | 1.9844 | 1.6374
15199 | Lateral Hardening | Lateral Hardening-Fuse-93085168 | Laterals | 13210 | 0.11193 | 13 | 16 | 266753.71 | 2029 | 407712.3155 | 460593.2232 | 539518.4841 | 140958.6055 | 193839.5132 | 272764.7741 | 1.5284 | 1.7267 | 2.0225 | 1.6373
10412 | Lateral Hardening | Lateral Hardening-Fuse-60341748 | Laterals | 13328 | 0.32519 | 22 | 27 | 361425.08 | 2029 | 560513.2548 | 620050.1801 | 694120.4744 | 199088.1748 | 258625.1001 | 332695.3944 | 1.5508 | 1.7156 | 1.9205 | 1.6372
9058 | Lateral Hardening | Lateral Hardening-Fuse-92424341 | Laterals | 13479 | 0.48939 | 35 | 31 | 397396.52 | 2028 | 620693.4293 | 675331.3514 | 754357.1985 | 223296.9093 | 277934.8314 | 356960.6785 | 1.5619 | 1.6994 | 1.8982 | 1.6368
5997 | Lateral Hardening | Lateral Hardening-Fuse-90188551 | Laterals | 13454 | 0.21004 | 13 | 37 | 248961.91 | 2021 | 386879.7339 | 424792.2877 | 477245.8015 | 137917.8239 | 175830.3777 | 228283.8915 | 1.554 | 1.7063 | 1.9169 | 1.636
1018 | Lateral Hardening | Lateral Hardening-Fuse-92458397 | Laterals | 13679 | 0.29621 | 19 | 28 | 271843.61 | 2028 | 422804.0854 | 462915.0228 | 521339.9041 | 150960.4754 | 191071.4128 | 249496.2941 | 1.5553 | 1.7029 | 1.9178 | 1.6358
3123 | Lateral Hardening | Lateral Hardening-Fuse-92995537 | Laterals | 13117 | 0.3947 | 32 | 120 | 321001.03 | 2027 | 498416.2599 | 548095.6927 | 613454.6558 | 177415.2299 | 227094.6627 | 292453.6258 | 1.5527 | 1.7075 | 1.9111 | 1.635
14049 | Lateral Hardening | Lateral Hardening-Fuse-60194547 | Laterals | 13807 | 0.57803 | 24 | 6 | 332874.02 | 2028 | 514814.997 | 568534.954 | 646413.3384 | 181940.977 | 235660.934 | 313539.3184 | 1.5466 | 1.708 | 1.9419 | 1.6345
3350 | Lateral Hardening | Lateral Hardening-Fuse-60018197 | Laterals | 13049 | 0.21458 | 22 | 25 | 228263.17 | 2026 | 353358.9082 | 390063.6492 | 439226.9337 | 125095.7382 | 161800.4792 | 210963.7637 | 1.548 | 1.7088 | 1.9242 | 1.6339
19345 | Lateral Hardening | Lateral Hardening-Fuse-92263635 | Laterals | 13710 | 0.16686 | 10 | 23 | 128230.84 | 2023 | 197420.487 | 220546.1327 | 248850.6662 | 69189.647 | 92315.2927 | 120619.8262 | 1.5396 | 1.7199 | 1.9406 | 1.6338
8294 | Lateral Hardening | Lateral Hardening-Fuse-10605102 | Laterals | 13924 | 2.4025 | 108 | 21 | 1335224.99 | 2029 | 2109729.3559 | 2241098.8086 | 2432366.574 | 774504.3659 | 905873.8186 | 1097141.584 | 1.5801 | 1.6784 | 1.8217 | 1.6337
537 | Lateral Hardening | Lateral Hardening-Fuse-93214962 | Laterals | 13656 | 0.14981 | 8 | 2 | 56902.27 | 2025 | 86871.3415 | 97910.0506 | 114155.6513 | 29969.0715 | 41007.7806 | 57253.3813 | 1.5267 | 1.7207 | 2.0062 | 1.6328
2323 | Lateral Hardening | Lateral Hardening-Fuse-90783188 | Laterals | 13065 | 0.56799 | 52 | 115 | 723224.3 | 2028 | 1128410.8325 | 1228740.2796 | 1349641.0624 | 405186.5325 | 505515.9796 | 626416.7624 | 1.5603 | 1.699 | 1.8661 | 1.6325
13936 | Lateral Hardening | Lateral Hardening-Fuse-60120514 | Laterals | 13185 | 0.25398 | 15 | 52 | 256851.66 | 2029 | 393293.0555 | 440716.6357 | 507716.2584 | 136441.3955 | 183864.9757 | 250864.5984 | 1.5312 | 1.7158 | 1.9767 | 1.6311
486 | Lateral Hardening | Lateral Hardening-Fuse-91714169 | Laterals | 13655 | 0.063258 | 7 | 17 | 68850.41 | 2022 | 104862.2503 | 118622.4118 | 137796.0097 | 36011.8403 | 49772.0018 | 68945.5997 | 1.523 | 1.7229 | 2.0014 | 1.6308
14990 | Lateral Hardening | Lateral Hardening-Fuse-10476059 | Laterals | 13324 | 0.51932 | 30 | 4 | 456005.11 | 2029 | 707754.4733 | 772926.4601 | 870463.8746 | 251749.3633 | 316921.3501 | 414458.7646 | 1.5521 | 1.695 | 1.9089 | 1.6306
11694 | Lateral Hardening | Lateral Hardening-Fuse-92389274 | Laterals | 13229 | 0.20625 | 11 | 19 | 295807.11 | 2023 | 458357.0184 | 503526.9325 | 562380.9416 | 162549.9084 | 207719.8225 | 266573.8316 | 1.5495 | 1.7022 | 1.9012 | 1.6305
19510 | Lateral Hardening | Lateral Hardening-Fuse-93257299 | Laterals | 13175 | 0.28958 | 25 | 61 | 481195.7 | 2028 | 733723.9896 | 827856.667 | 959921.2152 | 252528.2896 | 346660.967 | 478725.5152 | 1.5248 | 1.7204 | 1.9949 | 1.6305
3072 | Lateral Hardening | Lateral Hardening-Fuse-10054994 | Laterals | 13419 | 0.084091 | 11 | 49 | 110595.06 | 2026 | 167646.617 | 190997.6507 | 224091.0542 | 57051.557 | 80402.5907 | 113495.9942 | 1.5159 | 1.727 | 2.0262 | 1.6302
3830 | Lateral Hardening | Lateral Hardening-Fuse-10686219 | Laterals | 13808 | 0.15133 | 6 | 1 | 60958.19 | 2027 | 93283.4993 | 104590.5241 | 120164.9581 | 32325.3093 | 43632.3341 | 59206.7681 | 1.5303 | 1.7158 | 1.9713 | 1.63
16522 | Lateral Hardening | Lateral Hardening-Fuse-91537203 | Laterals | 13592 | 0.10758 | 12 | 10 | 143986.82 | 2022 | 218516.554 | 247879.0462 | 290147.4844 | 74529.734 | 103892.2262 | 146160.6644 | 1.5176 | 1.7215 | 2.0151 | 1.6285
7881 | Lateral Hardening | Lateral Hardening-Fuse-91750750 | Laterals | 13696 | 0.12178 | 14 | 12 | 211555.79 | 2027 | 320778.0721 | 364692.2822 | 425833.9751 | 109222.2821 | 153136.4922 | 214278.1851 | 1.5163 | 1.7239 | 2.0129 | 1.6282
7264 | Lateral Hardening | Lateral Hardening-Fuse-90782167 | Laterals | 13583 | 0.62083 | 35 | 45 | 439529.08 | 2028 | 676197.8949 | 751422.3084 | 843804.6564 | 236668.8149 | 311893.2284 | 404275.5764 | 1.5385 | 1.7096 | 1.9198 | 1.6279
2049 | Lateral Hardening | Lateral Hardening-Fuse-93185703 | Laterals | 13797 | 0.044697 | 5 | 2 | 52096.57 | 2021 | 79038.821 | 89595.7322 | 105055.3763 | 26942.251 | 37499.1622 | 52958.8063 | 1.5172 | 1.7198 | 2.0166 | 1.6279
16276 | Lateral Hardening | Lateral Hardening-Fuse-10704145 | Laterals | 13962 | 0.40189 | 32 | 41 | 288486.53 | 2027 | 445891.3068 | 490339.5801 | 549680.6332 | 157404.7768 | 201853.0501 | 261194.1032 | 1.5456 | 1.6997 | 1.9054 | 1.6278
9431 | Lateral Hardening | Lateral Hardening-Fuse-60048809 | Laterals | 13622 | 0.14659 | 6 | 3 | 169118.55 | 2028 | 260640.9791 | 288007.4097 | 324304.9946 | 91522.4291 | 118888.8597 | 155186.4446 | 1.5412 | 1.703 | 1.9176 | 1.6274
6080 | Lateral Hardening | Lateral Hardening-Fuse-10635953 | Laterals | 13388 | 0.49242 | 23 | 6 | 277377.61 | 2024 | 426319.3021 | 472005.4501 | 539154.0601 | 148941.6921 | 194627.8401 | 261776.4501 | 1.537 | 1.7017 | 1.9438 | 1.6271
3285 | Lateral Hardening | Lateral Hardening-Fuse-91643395 | Laterals | 13705 | 0.12727 | 9 | 7 | 82030.53 | 2027 | 125095.6889 | 140313.5252 | 162819.7414 | 43065.1589 | 58282.9952 | 80789.2114 | 1.525 | 1.7105 | 1.9849 | 1.6266
8138 | Lateral Hardening | Lateral Hardening-Fuse-92929934 | Laterals | 13006 | 0.47936 | 25 | 20 | 289098.91 | 2022 | 445910.8675 | 490760.5863 | 553888.821 | 156811.9575 | 201661.6763 | 264789.911 | 1.5424 | 1.6976 | 1.9159 | 1.6263
14787 | Lateral Hardening | Lateral Hardening-Fuse-92226160 | Laterals | 13787 | 1.5191 | 55 | 5 | 442978.88 | 2027 | 692024.1094 | 740098.8243 | 827937.3835 | 249045.2294 | 297119.9443 | 384958.5035 | 1.5622 | 1.6707 | 1.869 | 1.6254
15585 | Lateral Hardening | Lateral Hardening-Fuse-92863386 | Laterals | 13460 | 0.2303 | 19 | 3 | 163776.95 | 2024 | 252921.9924 | 276505.6077 | 312765.9974 | 89145.0424 | 112728.6577 | 148989.0474 | 1.5443 | 1.6883 | 1.9097 | 1.624
13192 | Lateral Hardening | Lateral Hardening-Fuse-91937461 | Laterals | 13177 | 0.20682 | 18 | 22 | 394607.55 | 2029 | 594056.7273 | 678871.7753 | 803997.9369 | 199449.1773 | 284264.2253 | 409390.3869 | 1.5054 | 1.7204 | 2.0375 | 1.6231
12666 | Lateral Hardening | Lateral Hardening-Fuse-10643510 | Laterals | 13390 | 0.56364 | 26 | 12 | 186531.99 | 2023 | 287297.1864 | 315070.1516 | 358546.9191 | 100765.1964 | 128538.1616 | 172014.9291 | 1.5402 | 1.6891 | 1.9222 | 1.6231
2966 | Lateral Hardening | Lateral Hardening-Fuse-91224629 | Laterals | 14050 | 3.7682 | 172 | 62 | 2054494.87 | 2029 | 3224747.3833 | 3421357.8341 | 3691544.1429 | 1170252.5133 | 1366862.9641 | 1637049.2729 | 1.5696 | 1.6653 | 1.7968 | 1.621
13123 | Lateral Hardening | Lateral Hardening-Fuse-10599416 | Laterals | 13473 | 0.39394 | 20 | 6 | 128485.7 | 2021 | 197353.459 | 217818.1386 | 243600.3367 | 68867.759 | 89332.4386 | 115114.6367 | 1.536 | 1.6953 | 1.8959 | 1.6198
15674 | Lateral Hardening | Lateral Hardening-Fuse-60013764 | Laterals | 13094 | 0.15057 | 15 | 24 | 219013.05 | 2023 | 332469.7708 | 374023.1639 | 430490.8956 | 113456.7208 | 155010.1139 | 211477.8456 | 1.518 | 1.7078 | 1.9656 | 1.6197
17793 | Lateral Hardening | Lateral Hardening-Fuse-92669914 | Laterals | 14030 | 0.20303 | 19 | 25 | 256034.96 | 2023 | 393364.1861 | 432268.6992 | 486030.3835 | 137329.2261 | 176233.7392 | 229995.4235 | 1.5364 | 1.6883 | 1.8983 | 1.6181
11511 | Lateral Hardening | Lateral Hardening-Fuse-60251639 | Laterals | 13229 | 0.55265 | 37 | 58 | 551458.57 | 2023 | 850199.181 | 925922.1788 | 1040962.7647 | 298740.611 | 374463.6088 | 489504.1947 | 1.5417 | 1.679 | 1.8877 | 1.6175
8688 | Lateral Hardening | Lateral Hardening-Fuse-10625705 | Laterals | 13011 | 0.32367 | 21 | 40 | 322303.27 | 2028 | 493693.8549 | 544143.6355 | 617598.9241 | 171390.5849 | 221840.3655 | 295295.6541 | 1.5318 | 1.6883 | 1.9162 | 1.6172
6359 | Lateral Hardening | Lateral Hardening-Fuse-60025215 | Laterals | 13303 | 1.3134 | 46 | 0 | 161468.83 | 2027 | 246509.181 | 272200.6679 | 315401.334 | 85040.351 | 110731.8379 | 153932.504 | 1.5267 | 1.6858 | 1.9533 | 1.6171
10676 | Lateral Hardening | Lateral Hardening-Fuse-60088199 | Laterals | 13139 | 0.21098 | 20 | 49 | 169014.11 | 2027 | 255210.5908 | 288205.5027 | 335520.3342 | 86196.4808 | 119191.3927 | 166506.2242 | 1.51 | 1.7052 | 1.9852 | 1.6161
15355 | Lateral Hardening | Lateral Hardening-Fuse-93159469 | Laterals | 13299 | 0.75436 | 38 | 45 | 684903.51 | 2023 | 1060318.0702 | 1145058.4463 | 1259011.243 | 375414.5602 | 460154.9363 | 574107.733 | 1.5481 | 1.6719 | 1.8382 | 1.6143
1120 | Lateral Hardening | Lateral Hardening-Fuse-10807546 | Laterals | 13020 | 0.43712 | 29 | 34 | 371744.78 | 2028 | 569295.67 | 626042.5264 | 700103.811 | 197550.89 | 254297.7464 | 328359.031 | 1.5314 | 1.6841 | 1.8833 | 1.6124
9478 | Lateral Hardening | Lateral Hardening-Fuse-92358234 | Laterals | 13655 | 0.1983 | 16 | 13 | 235482.78 | 2022 | 354974.1215 | 400417.5418 | 465213.404 | 119491.3415 | 164934.7618 | 229730.624 | 1.5074 | 1.7004 | 1.9756 | 1.6121
8073 | Lateral Hardening | Lateral Hardening-Fuse-10679298 | Laterals | 13807 | 0.28864 | 20 | 67 | 231709.44 | 2028 | 353003.1351 | 390325.3787 | 445415.5175 | 121293.6951 | 158615.9387 | 213706.0775 | 1.5235 | 1.6845 | 1.9223 | 1.6117
9278 | Lateral Hardening | Lateral Hardening-Fuse-92671556 | Laterals | 13064 | 0.22936 | 14 | 161 | 317935.54 | 2029 | 475612.8336 | 541173.5457 | 641246.8799 | 157677.2936 | 223238.0057 | 323311.3399 | 1.4959 | 1.7021 | 2.0169 | 1.6099
3887 | Lateral Hardening | Lateral Hardening-Fuse-10616475 | Laterals | 13126 | 0.030303 | 4 | 2 | 77201.63 | 2029 | 115910.9035 | 131239.1289 | 153671.6923 | 38709.2735 | 54037.4989 | 76470.0623 | 1.5014 | 1.7 | 1.9905 | 1.6099
13204 | Lateral Hardening | Lateral Hardening-Fuse-93382668 | Laterals | 13060 | 0.34792 | 27 | 50 | 358670.63 | 2026 | 537109.4918 | 608890.1037 | 716087.6221 | 178438.8618 | 250219.4737 | 357416.9921 | 1.4975 | 1.6976 | 1.9965 | 1.6074
15784 | Lateral Hardening | Lateral Hardening-Fuse-92442350 | Laterals | 13141 | 0.087689 | 13 | 12 | 140254.16 | 2021 | 209658.9883 | 238438.2918 | 280717.8801 | 69404.8283 | 98184.1318 | 140463.7201 | 1.4949 | 1.7 | 2.0015 | 1.6071
7806 | Lateral Hardening | Lateral Hardening-Fuse-93154486 | Laterals | 13017 | 1.1985 | 69 | 61 | 756142.94 | 2025 | 1156500.8631 | 1261699.354 | 1422998.1548 | 400357.9231 | 505556.414 | 666855.2148 | 1.5295 | 1.6686 | 1.8819 | 1.6065
6006 | Lateral Hardening | Lateral Hardening-Fuse-10120776 | Laterals | 13053 | 0.42652 | 26 | 138 | 409006.14 | 2025 | 623240.596 | 686480.2804 | 764901.5759 | 214234.456 | 277474.1404 | 355895.4359 | 1.5238 | 1.6784 | 1.8701 | 1.6048
15922 | Lateral Hardening | Lateral Hardening-Fuse-90397845 | Laterals | 13906 | 0.32386 | 28 | 38 | 321810.33 | 2023 | 489538.1601 | 538428.2964 | 610138.5139 | 167727.8301 | 216617.9664 | 288328.1839 | 1.5212 | 1.6731 | 1.896 | 1.6043
7514 | Lateral Hardening | Lateral Hardening-Fuse-10722388 | Laterals | 13817 | 0.14053 | 11 | 5 | 104004.26 | 2023 | 155169.7862 | 176231.7693 | 208571.5179 | 51165.5262 | 72227.5093 | 104567.2579 | 1.492 | 1.6945 | 2.0054 | 1.6041
5450 | Lateral Hardening | Lateral Hardening-Fuse-91479581 | Laterals | 13826 | 0.096212 | 8 | 1 | 100829.78 | 2023 | 153308.7478 | 169218.6458 | 189668.4639 | 52478.9678 | 68388.8658 | 88838.6839 | 1.5205 | 1.6783 | 1.8811 | 1.6039
19312 | Lateral Hardening | Lateral Hardening-Fuse-92132257 | Laterals | 13016 | 0.12102 | 13 | 57 | 201854.97 | 2029 | 300852.4972 | 342639.2401 | 403616.2272 | 98997.5272 | 140784.2701 | 201761.2572 | 1.4904 | 1.6975 | 1.9995 | 1.6035
2598 | Lateral Hardening | Lateral Hardening-Fuse-91299668 | Laterals | 13130 | 0.80606 | 53 | 17 | 548265.34 | 2029 | 847828.1604 | 902948.925 | 994935.8854 | 299562.8204 | 354683.585 | 446670.5454 | 1.5464 | 1.6469 | 1.8147 | 1.6034
8333 | Lateral Hardening | Lateral Hardening-Fuse-92675297 | Laterals | 13064 | 0.3678 | 40 | 91 | 440461.52 | 2029 | 670816.4638 | 736879.7929 | 826282.8574 | 230354.9438 | 296418.2729 | 385821.3374 | 1.523 | 1.673 | 1.8759 | 1.6033
12642 | Lateral Hardening | Lateral Hardening-Fuse-10375130 | Laterals | 13176 | 0.19053 | 17 | 8 | 111580.94 | 2022 | 168112.1826 | 188348.4814 | 214393.7995 | 56531.2426 | 76767.5414 | 102812.8595 | 1.5066 | 1.688 | 1.9214 | 1.6025
10987 | Lateral Hardening | Lateral Hardening-Fuse-93104390 | Laterals | 13077 | 0.57765 | 50 | 1 | 379781.02 | 2028 | 579259.9556 | 632867.3998 | 711800.5341 | 199478.9356 | 253086.3798 | 332019.5141 | 1.5252 | 1.6664 | 1.8742 | 1.6025
7111 | Lateral Hardening | Lateral Hardening-Fuse-90802424 | Laterals | 13065 | 0.055492 | 4 | 273 | 50000 | 2028 | 73894.4545 | 85027.2641 | 102050.8418 | 23894.4545 | 35027.2641 | 52050.8418 | 1.4779 | 1.7005 | 2.041 | 1.601
17257 | Lateral Hardening | Lateral Hardening-Fuse-10643404 | Laterals | 13390 | 0.12273 | 4 | 1 | 72818.13 | 2023 | 110835.1136 | 121810.5512 | 135263.3246 | 38016.9836 | 48992.4212 | 62445.1946 | 1.5221 | 1.6728 | 1.8576 | 1.6008
894 | Lateral Hardening | Lateral Hardening-Fuse-60228127 | Laterals | 13458 | 0.31818 | 12 | 6 | 219970.92 | 2026 | 333429.6751 | 367538.1343 | 415306.4516 | 113458.7551 | 147567.2143 | 195335.5316 | 1.5158 | 1.6708 | 1.888 | 1.5995
11939 | Lateral Hardening | Lateral Hardening-Fuse-10476047 | Laterals | 13436 | 0.43712 | 29 | 16 | 383230.67 | 2025 | 582424.2806 | 638377.2321 | 719330.0896 | 199193.6106 | 255146.5621 | 336099.4196 | 1.5198 | 1.6658 | 1.877 | 1.5993
16196 | Lateral Hardening | Lateral Hardening-Fuse-10297440 | Laterals | 13754 | 0.11572 | 14 | 87 | 216116.89 | 2025 | 322679.496 | 364913.6086 | 424452.2559 | 106562.606 | 148796.7186 | 208335.3659 | 1.4931 | 1.6885 | 1.964 | 1.5988
16844 | Lateral Hardening | Lateral Hardening-Fuse-92317614 | Laterals | 13622 | 0.47689 | 34 | 35 | 552144.65 | 2028 | 841402.3329 | 917235.9564 | 1017755.4227 | 289257.6829 | 365091.3064 | 465610.7727 | 1.5239 | 1.6612 | 1.8433 | 1.597
3471 | Lateral Hardening | Lateral Hardening-Fuse-10625698 | Laterals | 13011 | 0.24848 | 21 | 28 | 238940.63 | 2028 | 360792.3005 | 399609.8432 | 450064.8184 | 121851.6705 | 160669.2132 | 211124.1884 | 1.51 | 1.6724 | 1.8836 | 1.5961
16263 | Lateral Hardening | Lateral Hardening-Fuse-92398410 | Laterals | 13769 | 0.35455 | 18 | 4 | 159838.74 | 2028 | 242893.2109 | 264816.8987 | 299138.4798 | 83054.4709 | 104978.1587 | 139299.7398 | 1.5196 | 1.6568 | 1.8715 | 1.596
13999 | Lateral Hardening | Lateral Hardening-Fuse-60227458 | Laterals | 13295 | 0.6786 | 33 | 3 | 201033.53 | 2029 | 304486.0653 | 333748.6295 | 378468.6498 | 103452.5353 | 132715.0995 | 177435.1198 | 1.5146 | 1.6602 | 1.8826 | 1.5951
9948 | Lateral Hardening | Lateral Hardening-Fuse-10443458 | Laterals | 13132 | 0.17746 | 13 | 6 | 122284.88 | 2029 | 182486.3751 | 205792.9758 | 238220.4919 | 60201.4951 | 83508.0958 | 115935.6119 | 1.4923 | 1.6829 | 1.9481 | 1.5951
11699 | Lateral Hardening | Lateral Hardening-Fuse-91935539 | Laterals | 13808 | 1.3303 | 63 | 41 | 674264.12 | 2027 | 1031715.7937 | 1109941.7849 | 1226091.8344 | 357451.6737 | 435677.6649 | 551827.7144 | 1.5301 | 1.6462 | 1.8184 | 1.5938
7280 | Lateral Hardening | Lateral Hardening-Fuse-92211992 | Laterals | 13740 | 0.26837 | 18 | 38 | 157350.08 | 2025 | 237517.44 | 261994.6842 | 295003.3346 | 80167.36 | 104644.6042 | 137653.2546 | 1.5095 | 1.665 | 1.8748 | 1.5927
10624 | Lateral Hardening | Lateral Hardening-Fuse-10254047 | Laterals | 13583 | 0.64811 | 43 | 33 | 342119.14 | 2028 | 516533.2348 | 567541.1731 | 643402.1594 | 174414.0948 | 225422.0331 | 301283.0194 | 1.5098 | 1.6589 | 1.8806 | 1.5916
5535 | Lateral Hardening | Lateral Hardening-Fuse-60170586 | Laterals | 13698 | 0.26042 | 19 | 27 | 339406.21 | 2022 | 504907.4655 | 568976.9805 | 659172.6778 | 165501.2555 | 229570.7705 | 319766.4678 | 1.4876 | 1.6764 | 1.9421 | 1.5897
6191 | Lateral Hardening | Lateral Hardening-Fuse-60180238 | Laterals | 13390 | 0.34527 | 17 | 4 | 222221.74 | 2023 | 337526.7925 | 365490.6047 | 409363.6693 | 115305.0525 | 143268.8647 | 187141.9293 | 1.5189 | 1.6447 | 1.8421 | 1.589
10640 | Lateral Hardening | Lateral Hardening-Fuse-93233174 | Laterals | 13696 | 0.1392 | 17 | 46 | 311604.27 | 2027 | 462969.8128 | 522347.1126 | 606208.5512 | 151365.5428 | 210742.8426 | 294604.2812 | 1.4858 | 1.6763 | 1.9454 | 1.5889
7324 | Lateral Hardening | Lateral Hardening-Fuse-10704122 | Laterals | 13962 | 0.60436 | 37 | 19 | 407243.23 | 2027 | 618735.7228 | 669842.2226 | 747917.8005 | 211492.4928 | 262598.9926 | 340674.5705 | 1.5193 | 1.6448 | 1.8365 | 1.5887
16425 | Lateral Hardening | Lateral Hardening-Fuse-92870453 | Laterals | 13460 | 0.5392 | 34 | 7 | 386906.61 | 2024 | 586709.9334 | 636208.6936 | 717060.7371 | 199803.3234 | 249302.0836 | 330154.1271 | 1.5164 | 1.6443 | 1.8533 | 1.5885
16639 | Lateral Hardening | Lateral Hardening-Fuse-93283243 | Laterals | 13351 | 0.40227 | 30 | 49 | 360684.51 | 2023 | 539352.9978 | 603417.1973 | 680611.715 | 178668.4878 | 242732.6873 | 319927.205 | 1.4954 | 1.673 | 1.887 | 1.5878
13605 | Lateral Hardening | Lateral Hardening-Fuse-91641201 | Laterals | 13177 | 0.25019 | 26 | 35 | 250872.29 | 2029 | 376722.3748 | 417339.1586 | 469650.8049 | 125850.0848 | 166466.8686 | 218778.5149 | 1.5017 | 1.6636 | 1.8721 | 1.5873
19752 | Lateral Hardening | Lateral Hardening-Fuse-60047463 | Laterals | 13350 | 0.11288 | 10 | 64 | 244104.04 | 2029 | 360055.7931 | 410489.236 | 482399.8054 | 115951.7531 | 166385.196 | 238295.7654 | 1.475 | 1.6816 | 1.9762 | 1.5871
7604 | Lateral Hardening | Lateral Hardening-Fuse-92079431 | Laterals | 13772 | 0.38106 | 26 | 11 | 273310.45 | 2024 | 404834.5094 | 457438.7807 | 536059.2212 | 131524.0594 | 184128.3307 | 262748.7712 | 1.4812 | 1.6737 | 1.9614 | 1.587
17510 | Lateral Hardening | Lateral Hardening-Fuse-10054999 | Laterals | 13419 | 0.16345 | 17 | 29 | 260096.62 | 2026 | 384133.2728 | 436918.5429 | 508914.5585 | 124036.6528 | 176821.9229 | 248817.9385 | 1.4769 | 1.6798 | 1.9566 | 1.5857
10773 | Lateral Hardening | Lateral Hardening-Fuse-10633659 | Laterals | 13241 | 0.062121 | 9 | 67 | 187999.4 | 2023 | 276126.6805 | 316126.6476 | 374412.1227 | 88127.2805 | 128127.2476 | 186412.7227 | 1.4688 | 1.6815 | 1.9916 | 1.5849
843 | Lateral Hardening | Lateral Hardening-Fuse-90718240 | Laterals | 13254 | 0.64564 | 28 | 5 | 207129.58 | 2027 | 311195.8053 | 342633.501 | 386750.0252 | 104066.2253 | 135503.921 | 179620.4452 | 1.5024 | 1.6542 | 1.8672 | 1.5844
4955 | Lateral Hardening | Lateral Hardening-Fuse-90396157 | Laterals | 13388 | 0.97614 | 49 | 125 | 846872.75 | 2024 | 1282911.7622 | 1396530.8749 | 1529526.3463 | 436039.0122 | 549658.1249 | 682653.5963 | 1.5149 | 1.649 | 1.8061 | 1.5843
16760 | Lateral Hardening | Lateral Hardening-Fuse-90527917 | Laterals | 13622 | 0.057765 | 3 | 4 | 57112.63 | 2028 | 84664.7761 | 95334.9605 | 110660.1556 | 27552.1461 | 38222.3305 | 53547.5256 | 1.4824 | 1.6692 | 1.9376 | 1.584
7722 | Lateral Hardening | Lateral Hardening-Fuse-93381826 | Laterals | 13813 | 0.12027 | 6 | 2 | 106758.76 | 2028 | 160993.7723 | 175898.7399 | 196136.473 | 54235.0123 | 69139.9799 | 89377.713 | 1.508 | 1.6476 | 1.8372 | 1.5828
8004 | Lateral Hardening | Lateral Hardening-Fuse-92922162 | Laterals | 13224 | 0.10852 | 13 | 16 | 202293.99 | 2025 | 297748.7485 | 339086.5441 | 398101.1029 | 95454.7585 | 136792.5541 | 195807.1129 | 1.4719 | 1.6762 | 1.9679 | 1.5828
10503 | Lateral Hardening | Lateral Hardening-Fuse-60128351 | Laterals | 13468 | 0.27973 | 26 | 32 | 305130.98 | 2022 | 458698.2818 | 502498.7438 | 567655.6803 | 153567.3018 | 197367.7638 | 262524.7003 | 1.5033 | 1.6468 | 1.8604 | 1.5821
2485 | Lateral Hardening | Lateral Hardening-Fuse-10612064 | Laterals | 13927 | 0.13996 | 12 | 6 | 175054.37 | 2024 | 258039.0677 | 293091.0141 | 340847.0799 | 82984.6977 | 118036.6441 | 165792.7099 | 1.4741 | 1.6743 | 1.9471 | 1.5814
10207 | Lateral Hardening | Lateral Hardening-Fuse-93337160 | Laterals | 13117 | 0.2892 | 28 | 6 | 387660.38 | 2027 | 580529.3517 | 640259.7098 | 720876.5833 | 192868.9717 | 252599.3298 | 333216.2033 | 1.4975 | 1.6516 | 1.8596 | 1.5799
5434 | Lateral Hardening | Lateral Hardening-Fuse-60203579 | Laterals | 13899 | 0.026705 | 3 | 2 | 54022.59 | 2025 | 79572.0459 | 90200.7253 | 105382.4805 | 25549.4559 | 36178.1353 | 51359.8905 | 1.4729 | 1.6697 | 1.9507 | 1.5797
11855 | Lateral Hardening | Lateral Hardening-Fuse-10274816 | Laterals | 13624 | 0.04053 | 4 | 10 | 51750.29 | 2027 | 76041.2804 | 86387.094 | 101036.1411 | 24290.9904 | 34636.804 | 49285.8511 | 1.4694 | 1.6693 | 1.9524 | 1.5777
17328 | Lateral Hardening | Lateral Hardening-Fuse-10605149 | Laterals | 13924 | 1.183 | 39 | 2 | 337877.9 | 2029 | 508389.6779 | 552578.6053 | 622191.9407 | 170511.7779 | 214700.7053 | 284314.0407 | 1.5047 | 1.6354 | 1.8415 | 1.5776
6870 | Lateral Hardening | Lateral Hardening-Fuse-93165326 | Laterals | 13414 | 0.05625 | 4 | 19 | 84801.69 | 2027 | 124484.3957 | 141694.701 | 165316.279 | 39682.7057 | 56893.011 | 80514.589 | 1.4679 | 1.6709 | 1.9494 | 1.577
11713 | Lateral Hardening | Lateral Hardening-Fuse-10726475 | Laterals | 14023 | 0.74091 | 52 | 72 | 609133 | 2029 | 919222.6845 | 995449.7527 | 1099019.735 | 310089.6845 | 386316.7527 | 489886.735 | 1.5091 | 1.6342 | 1.8042 | 1.5761
18788 | Lateral Hardening | Lateral Hardening-Fuse-10556681 | Laterals | 13298 | 0.89943 | 35 | 2 | 328356.26 | 2029 | 493305.17 | 536076.2391 | 602953.3922 | 164948.91 | 207719.9791 | 274597.1322 | 1.5023 | 1.6326 | 1.8363 | 1.5748
13759 | Lateral Hardening | Lateral Hardening-Fuse-60163325 | Laterals | 13298 | 1.5159 | 67 | 33 | 724823.64 | 2029 | 1105588.4498 | 1170039.5683 | 1269386.1449 | 380764.8098 | 445215.9283 | 544562.5049 | 1.5253 | 1.6142 | 1.7513 | 1.5746
2245 | Lateral Hardening | Lateral Hardening-Fuse-91266363 | Laterals | 13298 | 1.3489 | 46 | 1 | 204934.14 | 2029 | 306967.6142 | 335665.4825 | 377962.8785 | 102033.4742 | 130731.3425 | 173028.7385 | 1.4979 | 1.6379 | 1.8443 | 1.5745
18203 | Lateral Hardening | Lateral Hardening-Fuse-91670494 | Laterals | 13621 | 0.17462 | 8 | 4 | 58455.53 | 2029 | 86060.0749 | 96998.1798 | 112872.0531 | 27604.5449 | 38542.6498 | 54416.5231 | 1.4722 | 1.6593 | 1.9309 | 1.5742
7581 | Lateral Hardening | Lateral Hardening-Fuse-10716303 | Laterals | 13959 | 0.28542 | 17 | 14 | 267525.11 | 2024 | 399286.1809 | 439048.0462 | 497232.1176 | 131761.0709 | 171522.9362 | 229707.0076 | 1.4925 | 1.6411 | 1.8586 | 1.5737
13885 | Lateral Hardening | Lateral Hardening-Fuse-10798807 | Laterals | 14025 | 0.28352 | 22 | 9 | 257898.7 | 2029 | 384655.2435 | 423334.1181 | 479387.9913 | 126756.5435 | 165435.4181 | 221489.2913 | 1.4915 | 1.6415 | 1.8588 | 1.5732
16730 | Lateral Hardening | Lateral Hardening-Fuse-60622327 | Laterals | 14341 | 1.0907 | 46 |  | 224002.45 | 2028 | 340213.8217 | 361734.0024 | 395693.9781 | 116211.3717 | 137731.5524 | 171691.5281 | 1.5188 | 1.6149 | 1.7665 | 1.5724
10281 | Lateral Hardening | Lateral Hardening-Fuse-60087488 | Laterals | 13036 | 0.42027 | 42 | 64 | 590833.06 | 2026 | 886035.5259 | 964387.3483 | 1079683.01 | 295202.4659 | 373554.2883 | 488849.95 | 1.4996 | 1.6323 | 1.8274 | 1.5722
3221 | Lateral Hardening | Lateral Hardening-Fuse-90266289 | Laterals | 13236 | 1.7807 | 96 | 30 | 1346618.26 | 2029 | 2033086.1591 | 2192779.6083 | 2391672.0814 | 686467.8991 | 846161.3483 | 1045053.8214 | 1.5098 | 1.6284 | 1.7761 | 1.572
9603 | Lateral Hardening | Lateral Hardening-Fuse-93267926 | Laterals | 13042 | 0.23864 | 24 | 38 | 282065.4 | 2025 | 417696.9164 | 466581.5955 | 527532.1216 | 135631.5164 | 184516.1955 | 245466.7216 | 1.4809 | 1.6542 | 1.8702 | 1.5718
11639 | Lateral Hardening | Lateral Hardening-Fuse-60011392 | Laterals | 13047 | 0.24432 | 25 | 37 | 426511.98 | 2026 | 630480.8344 | 705337.2301 | 804674.8393 | 203968.8544 | 278825.2501 | 378162.8593 | 1.4782 | 1.6537 | 1.8866 | 1.5717
8927 | Lateral Hardening | Lateral Hardening-Fuse-92313968 | Laterals | 13030 | 0.91894 | 61 | 15 | 811248.01 | 2028 | 1214059.3583 | 1330668.9662 | 1473753.7282 | 402811.3483 | 519420.9562 | 662505.7182 | 1.4965 | 1.6403 | 1.8167 | 1.5717
6898 | Lateral Hardening | Lateral Hardening-Fuse-60008652 | Laterals | 13081 | 0.082576 | 9 | 26 | 161228.73 | 2028 | 235588.3173 | 268197.0722 | 315265.3373 | 74359.5873 | 106968.3422 | 154036.6073 | 1.4612 | 1.6635 | 1.9554 | 1.5713
4350 | Lateral Hardening | Lateral Hardening-Fuse-90792446 | Laterals | 13004 | 0.34886 | 23 | 20 | 454338.87 | 2023 | 679748.9303 | 742413.7045 | 829181.8782 | 225410.0603 | 288074.8345 | 374843.0082 | 1.4961 | 1.6341 | 1.825 | 1.5704
1905 | Lateral Hardening | Lateral Hardening-Fuse-60036093 | Laterals | 13076 | 0.27898 | 23 | 17 | 286913.82 | 2029 | 427025.0328 | 470274.4501 | 532052.0991 | 140111.2128 | 183360.6301 | 245138.2791 | 1.4883 | 1.6391 | 1.8544 | 1.5702
2823 | Lateral Hardening | Lateral Hardening-Fuse-10759867 | Laterals | 13813 | 0.10114 | 8 | 13 | 64138.41 | 2028 | 93832.4151 | 106360.552 | 124971.5806 | 29694.0051 | 42222.142 | 60833.1706 | 1.463 | 1.6583 | 1.9485 | 1.5701
16546 | Lateral Hardening | Lateral Hardening-Fuse-60069066 | Laterals | 13048 | 0.51951 | 57 | 141 | 832414.11 | 2027 | 1251015.3198 | 1355286.7437 | 1488565.3971 | 418601.2098 | 522872.6337 | 656151.2871 | 1.5029 | 1.6281 | 1.7883 | 1.569
192 | Lateral Hardening | Lateral Hardening-Fuse-92909767 | Laterals | 13159 | 0.067045 | 8 | 81 | 82914.93 | 2025 | 120655.8484 | 137365.8782 | 162668.8566 | 37740.9184 | 54450.9482 | 79753.9266 | 1.4552 | 1.6567 | 1.9619 | 1.5663
16526 | Lateral Hardening | Lateral Hardening-Fuse-60076375 | Laterals | 13036 | 0.15284 | 14 | 29 | 250641.93 | 2026 | 364648.3422 | 415615.6605 | 490317.7667 | 114006.4122 | 164973.7305 | 239675.8367 | 1.4549 | 1.6582 | 1.9562 | 1.566
3324 | Lateral Hardening | Lateral Hardening-Fuse-10483791 | Laterals | 13458 | 0.7286 | 42 | 42 | 802532.25 | 2026 | 1196907.5319 | 1306100.8484 | 1466336.5114 | 394375.2819 | 503568.5984 | 663804.2614 | 1.4914 | 1.6275 | 1.8271 | 1.5658
1101 | Lateral Hardening | Lateral Hardening-Fuse-92437360 | Laterals | 13630 | 0.23598 | 12 | 25 | 159810.47 | 2023 | 237567.0548 | 260425.7455 | 294592.9934 | 77756.5848 | 100615.2755 | 134782.5234 | 1.4866 | 1.6296 | 1.8434 | 1.5651
5393 | Lateral Hardening | Lateral Hardening-Fuse-10679430 | Laterals | 13807 | 0.20114 | 8 | 3 | 69027.81 | 2028 | 100697.3458 | 114038.3919 | 133851.6597 | 31669.5358 | 45010.5819 | 64823.8497 | 1.4588 | 1.6521 | 1.9391 | 1.5648
12880 | Lateral Hardening | Lateral Hardening-Fuse-10475345 | Laterals | 13455 | 0.86799 | 57 | 48 | 844541.92 | 2025 | 1277299.6981 | 1355776.6251 | 1476696.8332 | 432757.7781 | 511234.7051 | 632154.9132 | 1.5124 | 1.6053 | 1.7485 | 1.5639
12208 | Lateral Hardening | Lateral Hardening-Fuse-10476054 | Laterals | 13324 | 0.32803 | 18 | 17 | 321857.73 | 2029 | 475764.6253 | 527647.3308 | 591362.3717 | 153906.8953 | 205789.6008 | 269504.6417 | 1.4782 | 1.6394 | 1.8373 | 1.5625
5243 | Lateral Hardening | Lateral Hardening-Fuse-10696429 | Laterals | 13961 | 0.20852 | 16 | 3 | 153598.17 | 2021 | 227867.7187 | 249177.6362 | 281604.6701 | 74269.5487 | 95579.4662 | 128006.5001 | 1.4835 | 1.6223 | 1.8334 | 1.5601
16721 | Lateral Hardening | Lateral Hardening-Fuse-60525928 | Laterals | 13008 | 0.54583 | 22 | 0 | 84874.9 | 2029 | 126001.1788 | 137244.6949 | 156351.08 | 41126.2788 | 52369.7949 | 71476.18 | 1.4846 | 1.617 | 1.8421 | 1.5601
9124 | Lateral Hardening | Lateral Hardening-Fuse-10761271 | Laterals | 13330 | 0.24356 | 11 | 3 | 169317.43 | 2025 | 251319.8779 | 274267.5527 | 309193.7723 | 82002.4479 | 104950.1227 | 139876.3423 | 1.4843 | 1.6198 | 1.8261 | 1.5592
3838 | Lateral Hardening | Lateral Hardening-Fuse-92638378 | Laterals | 13064 | 0.26534 | 34 | 66 | 494476.3 | 2029 | 733600.385 | 801121.4066 | 902630.0301 | 239124.085 | 306645.1066 | 408153.7301 | 1.4836 | 1.6201 | 1.8254 | 1.5587
5820 | Lateral Hardening | Lateral Hardening-Fuse-10635131 | Laterals | 13242 | 0.39375 | 26 | 6 | 261692.4 | 2028 | 386453.7316 | 425514.5705 | 483440.8114 | 124761.3316 | 163822.1705 | 221748.4114 | 1.4767 | 1.626 | 1.8474 | 1.5586
2087 | Lateral Hardening | Lateral Hardening-Fuse-60203497 | Laterals | 13438 | 0.31174 | 16 | 89 | 305287.54 | 2029 | 448243.5429 | 500173.162 | 568032.7881 | 142956.0029 | 194885.622 | 262745.2481 | 1.4683 | 1.6384 | 1.8606 | 1.5585
1935 | Lateral Hardening | Lateral Hardening-Fuse-92629703 | Laterals | 13303 | 0.27955 | 10 | 2 | 71614.17 | 2027 | 104367.9005 | 117517.1531 | 136308.1675 | 32753.7305 | 45902.9831 | 64693.9975 | 1.4574 | 1.641 | 1.9034 | 1.557
3899 | Lateral Hardening | Lateral Hardening-Fuse-10298296 | Laterals | 13738 | 0.2661 | 28 | 8 | 476315.03 | 2024 | 687087.0863 | 786552.3332 | 931524.5119 | 210772.0563 | 310237.3032 | 455209.4819 | 1.4425 | 1.6513 | 1.9557 | 1.5565
627 | Lateral Hardening | Lateral Hardening-Fuse-10829398 | Laterals | 13687 | 1.5837 | 97 | 72 | 1357993.85 | 2028 | 2049826.6047 | 2168432.6467 | 2329521.4251 | 691832.7547 | 810438.7967 | 971527.5751 | 1.5095 | 1.5968 | 1.7154 | 1.5562
14899 | Lateral Hardening | Lateral Hardening-Fuse-93355716 | Laterals | 13962 | 0.35076 | 25 | 248 | 283230.73 | 2027 | 408900.5537 | 465067.2883 | 554904.8307 | 125669.8237 | 181836.5583 | 271674.1007 | 1.4437 | 1.642 | 1.9592 | 1.5547
11130 | Lateral Hardening | Lateral Hardening-Fuse-60253102 | Laterals | 14000 | 0.24167 | 13 | 29 | 123690.74 | 2024 | 180844.1667 | 202387.3178 | 230644.3864 | 57153.4267 | 78696.5778 | 106953.6464 | 1.4621 | 1.6362 | 1.8647 | 1.5546
17428 | Lateral Hardening | Lateral Hardening-Fuse-10612083 | Laterals | 13927 | 0.15814 | 14 | 40 | 252813.26 | 2024 | 367530.096 | 413648.2996 | 481982.1884 | 114716.836 | 160835.0396 | 229168.9284 | 1.4538 | 1.6362 | 1.9065 | 1.5538
12048 | Lateral Hardening | Lateral Hardening-Fuse-10271842 | Laterals | 13621 | 0.98447 | 60 | 32 | 798230.35 | 2029 | 1193400.4949 | 1278311.1829 | 1401040.8732 | 395170.1449 | 480080.8329 | 602810.5232 | 1.4951 | 1.6014 | 1.7552 | 1.553
2990 | Lateral Hardening | Lateral Hardening-Fuse-60201083 | Laterals | 13256 | 0.47405 | 31 | 45 | 289840.22 | 2029 | 426631.3943 | 470747.2729 | 528840.2364 | 136791.1743 | 180907.0529 | 239000.0164 | 1.472 | 1.6242 | 1.8246 | 1.5529
4066 | Lateral Hardening | Lateral Hardening-Fuse-90713739 | Laterals | 13656 | 0.74129 | 44 | 54 | 508392.24 | 2025 | 749327.8072 | 826016.3556 | 920658.7816 | 240935.5672 | 317624.1156 | 412266.5416 | 1.4739 | 1.6248 | 1.8109 | 1.5529
16106 | Lateral Hardening | Lateral Hardening-Fuse-92356632 | Laterals | 13655 | 0.18769 | 9 | 2 | 131557.9 | 2022 | 190390.9199 | 215850.8989 | 253002.0762 | 58833.0199 | 84292.9989 | 121444.1762 | 1.4472 | 1.6407 | 1.9231 | 1.5529
9193 | Lateral Hardening | Lateral Hardening-Fuse-90963649 | Laterals | 13303 | 0.13333 | 6 | 2 | 121748.98 | 2027 | 178737.233 | 198291.4289 | 222522.5151 | 56988.253 | 76542.4489 | 100773.5351 | 1.4681 | 1.6287 | 1.8277 | 1.5522
12759 | Lateral Hardening | Lateral Hardening-Fuse-91565285 | Laterals | 13044 | 0.1608 | 14 | 61 | 166506.68 | 2026 | 244672.8562 | 270378.5227 | 305288.8068 | 78166.1762 | 103871.8427 | 138782.1268 | 1.4694 | 1.6238 | 1.8335 | 1.5522
1609 | Lateral Hardening | Lateral Hardening-Fuse-10274812 | Laterals | 14274 | 0.4483 | 20 | 1 | 85638.51 | 2026 | 125936.7477 | 138134.3601 | 158184.0652 | 40298.2377 | 52495.8501 | 72545.5552 | 1.4706 | 1.613 | 1.8471 | 1.5509
3366 | Lateral Hardening | Lateral Hardening-Fuse-10000783 | Laterals | 13236 | 1.3102 | 55 | 1 | 462513.21 | 2029 | 686146.2129 | 742627.3423 | 828530.8262 | 223633.0029 | 280114.1323 | 366017.6162 | 1.4835 | 1.6056 | 1.7914 | 1.5509
18523 | Lateral Hardening | Lateral Hardening-Fuse-90572318 | Laterals | 13371 | 0.5786 | 38 | 39 | 411569.07 | 2026 | 606466.7555 | 665652.8085 | 745023.2799 | 194897.6855 | 254083.7385 | 333454.2099 | 1.4735 | 1.6174 | 1.8102 | 1.5504
13483 | Lateral Hardening | Lateral Hardening-Fuse-10705934 | Laterals | 13268 | 0.07822 | 2 | 2 | 50000 | 2022 | 72645.5893 | 81535.1903 | 94689.7952 | 22645.5893 | 31535.1903 | 44689.7952 | 1.4529 | 1.6307 | 1.8938 | 1.5503
18222 | Lateral Hardening | Lateral Hardening-Fuse-10516406 | Laterals | 13692 | 0.27178 | 17 | 53 | 143882.32 | 2029 | 207284.7559 | 236044.6197 | 277241.4771 | 63402.4359 | 92162.2997 | 133359.1571 | 1.4407 | 1.6405 | 1.9269 | 1.5492
11163 | Lateral Hardening | Lateral Hardening-Fuse-90846303 | Laterals | 13959 | 1.0536 | 62 | 28 | 757417.88 | 2024 | 1131295.1085 | 1205143.2815 | 1328081.4879 | 373877.2285 | 447725.4015 | 570663.6079 | 1.4936 | 1.5911 | 1.7534 | 1.5489
768 | Lateral Hardening | Lateral Hardening-Fuse-92655578 | Laterals | 13910 | 0.04375 | 4 | 8 | 50934.85 | 2024 | 73458.8013 | 83510.9133 | 97271.0579 | 22523.9513 | 32576.0633 | 46336.2079 | 1.4422 | 1.6396 | 1.9097 | 1.5482
4728 | Lateral Hardening | Lateral Hardening-Fuse-60035995 | Laterals | 13006 | 0.25455 | 15 | 8 | 238262.28 | 2022 | 349552.9364 | 384096.2964 | 433473.131 | 111290.6564 | 145834.0164 | 195210.851 | 1.4671 | 1.6121 | 1.8193 | 1.5458
1059 | Lateral Hardening | Lateral Hardening-Fuse-92228366 | Laterals | 13787 | 0.84205 | 35 | 5 | 306942.33 | 2027 | 453787.5912 | 490077.8559 | 551004.1562 | 146845.2612 | 183135.5259 | 244061.8262 | 1.4784 | 1.5966 | 1.7951 | 1.5456
11636 | Lateral Hardening | Lateral Hardening-Fuse-93027730 | Laterals | 13305 | 0.92216 | 38 | 3 | 505112.16 | 2026 | 741510.6959 | 810990.171 | 918302.9685 | 236398.5359 | 305878.011 | 413190.8085 | 1.468 | 1.6056 | 1.818 | 1.5443
1157 | Lateral Hardening | Lateral Hardening-Fuse-60182630 | Laterals | 13661 | 0.98333 | 44 | 93 | 383222.24 | 2029 | 559738.5942 | 620519.6451 | 696172.1981 | 176516.3542 | 237297.4051 | 312949.9581 | 1.4606 | 1.6192 | 1.8166 | 1.5438
13195 | Lateral Hardening | Lateral Hardening-Fuse-10567751 | Laterals | 13117 | 0.14697 | 16 | 101 | 129494.72 | 2027 | 185315.7915 | 211253.0577 | 251533.6206 | 55821.0715 | 81758.3377 | 122038.9006 | 1.4311 | 1.6314 | 1.9424 | 1.5423
7134 | Lateral Hardening | Lateral Hardening-Fuse-92170591 | Laterals | 13391 | 0.37803 | 27 | 14 | 328042.58 | 2028 | 478060.2237 | 529275.2877 | 602846.3063 | 150017.6437 | 201232.7077 | 274803.7263 | 1.4573 | 1.6134 | 1.8377 | 1.5422
6235 | Lateral Hardening | Lateral Hardening-Fuse-91301942 | Laterals | 13279 | 0.27216 | 24 | 39 | 422497.41 | 2027 | 618278.3833 | 682150.747 | 758375.0036 | 195780.9733 | 259653.337 | 335877.5936 | 1.4634 | 1.6146 | 1.795 | 1.5419
4788 | Lateral Hardening | Lateral Hardening-Fuse-10274778 | Laterals | 14274 | 0.3678 | 20 | 1 | 123400.94 | 2026 | 180355.1683 | 198904.2817 | 223002.1935 | 56954.2283 | 75503.3417 | 99601.2535 | 1.4615 | 1.6119 | 1.8071 | 1.5412
308 | Lateral Hardening | Lateral Hardening-Fuse-60320467 | Laterals | 13420 | 0.085795 | 7 | 10 | 130386.72 | 2023 | 186796.9044 | 212951.5146 | 248378.7891 | 56410.1844 | 82564.7946 | 117992.0691 | 1.4326 | 1.6332 | 1.9049 | 1.54
14832 | Lateral Hardening | Lateral Hardening-Fuse-60081660 | Laterals | 13418 | 0.21534 | 19 | 34 | 349391.28 | 2021 | 503646.4133 | 566784.6283 | 658035.2878 | 154255.1333 | 217393.3483 | 308644.0078 | 1.4415 | 1.6222 | 1.8834 | 1.5399
13902 | Lateral Hardening | Lateral Hardening-Fuse-10165382 | Laterals | 13045 | 0.035227 | 5 | 6 | 138482.82 | 2025 | 198394.4355 | 225779.7726 | 263854.7568 | 59911.6155 | 87296.9526 | 125371.9368 | 1.4326 | 1.6304 | 1.9053 | 1.5392
14737 | Lateral Hardening | Lateral Hardening-Fuse-10686015 | Laterals | 13808 | 1.0229 | 41 | 11 | 325904.03 | 2027 | 479033.2916 | 517817.0215 | 582783.3729 | 153129.2616 | 191912.9915 | 256879.3429 | 1.4699 | 1.5889 | 1.7882 | 1.5374
15537 | Lateral Hardening | Lateral Hardening-Fuse-93276297 | Laterals | 13213 | 0.28409 | 19 | 4 | 136764.84 | 2027 | 196268.4447 | 221299.4743 | 256564.8898 | 59503.6047 | 84534.6343 | 119800.0498 | 1.4351 | 1.6181 | 1.876 | 1.5341
18633 | Lateral Hardening | Lateral Hardening-Fuse-10556549 | Laterals | 13298 | 1.1038 | 43 | 1 | 232948.51 | 2029 | 338430.867 | 373020.6094 | 422149.8914 | 105482.357 | 140072.0994 | 189201.3814 | 1.4528 | 1.6013 | 1.8122 | 1.5333
11883 | Lateral Hardening | Lateral Hardening-Fuse-10105717 | Laterals | 13878 | 0.31288 | 23 | 346 | 240270.01 | 2022 | 340874.8853 | 389928.1561 | 466890.3301 | 100604.8753 | 149658.1461 | 226620.3201 | 1.4187 | 1.6229 | 1.9432 | 1.5324
15615 | Lateral Hardening | Lateral Hardening-Fuse-10168326 | Laterals | 13207 | 0.48845 | 33 | 255 | 706909.41 | 2024 | 1030967.1035 | 1128228.0622 | 1259634.2735 | 324057.6935 | 421318.6522 | 552724.8635 | 1.4584 | 1.596 | 1.7819 | 1.532
10816 | Lateral Hardening | Lateral Hardening-Fuse-10605153 | Laterals | 13924 | 2.0735 | 69 | 3 | 548841.43 | 2029 | 813956.4297 | 861371.7033 | 939624.0435 | 265114.9997 | 312530.2733 | 390782.6135 | 1.483 | 1.5694 | 1.712 | 1.5319
13644 | Lateral Hardening | Lateral Hardening-Fuse-91073265 | Laterals | 14116 | 0.092614 | 7 | 10 | 170966.61 | 2021 | 243518.2744 | 277343.6294 | 324834.2207 | 72551.6644 | 106377.0194 | 153867.6107 | 1.4244 | 1.6222 | 1.9 | 1.5313
1754 | Lateral Hardening | Lateral Hardening-Fuse-92953759 | Laterals | 13229 | 0.55606 | 36 | 95 | 480443.08 | 2023 | 697700.3213 | 766333.0424 | 866130.2098 | 217257.2413 | 285889.9624 | 385687.1298 | 1.4522 | 1.5951 | 1.8028 | 1.5301
8191 | Lateral Hardening | Lateral Hardening-Fuse-10087598 | Laterals | 13389 | 0.18125 | 13 | 24 | 130459.68 | 2025 | 188066.8316 | 209821.4123 | 236737.2591 | 57607.1516 | 79361.7323 | 106277.5791 | 1.4416 | 1.6083 | 1.8146 | 1.5289
8695 | Lateral Hardening | Lateral Hardening-Fuse-90560376 | Laterals | 14216 | 0.39867 | 12 | 3 | 129387.88 | 2029 | 188769.0751 | 205058.6945 | 230320.7685 | 59381.1951 | 75670.8145 | 100932.8885 | 1.4589 | 1.5848 | 1.7801 | 1.5288
18463 | Lateral Hardening | Lateral Hardening-Fuse-93016861 | Laterals | 13331 | 0.51477 | 24 | 36 | 303400.83 | 2026 | 440876.0991 | 482689.3904 | 544289.8823 | 137475.2691 | 179288.5604 | 240889.0523 | 1.4531 | 1.5909 | 1.794 | 1.5285
14368 | Lateral Hardening | Lateral Hardening-Fuse-91286800 | Laterals | 14041 | 0.21515 | 14 | 4 | 196948.55 | 2023 | 285127.2048 | 314147.7614 | 355406.0486 | 88178.6548 | 117199.2114 | 158457.4986 | 1.4477 | 1.5951 | 1.8046 | 1.5276
6203 | Lateral Hardening | Lateral Hardening-Fuse-90847971 | Laterals | 13148 | 0.21098 | 11 | 5 | 113789.54 | 2025 | 163583.6725 | 183116.3339 | 207298.1951 | 49794.1325 | 69326.7939 | 93508.6551 | 1.4376 | 1.6093 | 1.8218 | 1.5275
7973 | Lateral Hardening | Lateral Hardening-Fuse-91750255 | Laterals | 14274 | 0.35568 | 31 | 13 | 169249.47 | 2026 | 241607.1739 | 272929.4513 | 316811.4723 | 72357.7039 | 103679.9813 | 147562.0023 | 1.4275 | 1.6126 | 1.8719 | 1.5275
15469 | Lateral Hardening | Lateral Hardening-Fuse-93049216 | Laterals | 13148 | 0.72064 | 28 | 27 | 411550.92 | 2025 | 598493.2251 | 652608.5324 | 734967.6814 | 186942.3051 | 241057.6124 | 323416.7614 | 1.4542 | 1.5857 | 1.7858 | 1.5268
13988 | Lateral Hardening | Lateral Hardening-Fuse-92275609 | Laterals | 13143 | 0.32519 | 26 | 39 | 466672.11 | 2026 | 675454.3403 | 746446.0013 | 830823.4985 | 208782.2303 | 279773.8913 | 364151.3885 | 1.4474 | 1.5995 | 1.7803 | 1.5263
12770 | Lateral Hardening | Lateral Hardening-Fuse-10686128 | Laterals | 13808 | 0.29223 | 21 | 82 | 473165 | 2027 | 677586.5926 | 759874.7944 | 876545.2121 | 204421.5926 | 286709.7944 | 403380.2121 | 1.432 | 1.6059 | 1.8525 | 1.5263
19503 | Lateral Hardening | Lateral Hardening-Fuse-10868121 | Laterals | 13231 | 0.27311 | 22 | 23 | 325960.69 | 2021 | 470799.5436 | 519518.2154 | 590358.1476 | 144838.8536 | 193557.5254 | 264397.4576 | 1.4443 | 1.5938 | 1.8111 | 1.5259
3660 | Lateral Hardening | Lateral Hardening-Fuse-60651538 | Laterals | 13815 | 0.65966 | 48 | 19 | 604473.96 | 2027 | 875588.8812 | 959237.4821 | 1084165.3543 | 271114.9212 | 354763.5221 | 479691.3943 | 1.4485 | 1.5869 | 1.7936 | 1.5245
15447 | Lateral Hardening | Lateral Hardening-Fuse-10089380 | Laterals | 13278 | 0.55814 | 33 | 11 | 585877.98 | 2027 | 835847.9239 | 937827.8692 | 1101914.1637 | 249969.9439 | 351949.8892 | 516036.1837 | 1.4267 | 1.6007 | 1.8808 | 1.5243
14196 | Lateral Hardening | Lateral Hardening-Fuse-90106442 | Laterals | 13391 | 0.61761 | 23 | 16 | 201353 | 2028 | 290533.066 | 319465.2601 | 365081.9364 | 89180.066 | 118112.2601 | 163728.9364 | 1.4429 | 1.5866 | 1.8131 | 1.523
3163 | Lateral Hardening | Lateral Hardening-Fuse-92313745 | Laterals | 13461 | 0.43939 | 21 | 4 | 171604.4 | 2026 | 246218.7421 | 274862.7122 | 311092.8903 | 74614.3421 | 103258.3122 | 139488.4903 | 1.4348 | 1.6017 | 1.8128 | 1.5227
4956 | Lateral Hardening | Lateral Hardening-Fuse-10483756 | Laterals | 14012 | 0.16818 | 8 | 4 | 153666.87 | 2024 | 221458.5466 | 244658.4747 | 277032.5285 | 67791.6766 | 90991.6047 | 123365.6585 | 1.4412 | 1.5921 | 1.8028 | 1.5226
15666 | Lateral Hardening | Lateral Hardening-Fuse-91174974 | Laterals | 13638 | 0.28087 | 21 | 3 | 351540.75 | 2028 | 506258.0698 | 560875.0237 | 628653.8925 | 154717.3198 | 209334.2737 | 277113.1425 | 1.4401 | 1.5955 | 1.7883 | 1.5215
2014 | Lateral Hardening | Lateral Hardening-Fuse-10165816 | Laterals | 13072 | 0.21837 | 17 | 51 | 306281.96 | 2029 | 435358.3765 | 490311.1196 | 576833.1706 | 129076.4165 | 184029.1596 | 270551.2106 | 1.4214 | 1.6008 | 1.8833 | 1.5214
175 | Lateral Hardening | Lateral Hardening-Fuse-90312570 | Laterals | 13612 | 0.18542 | 18 | 25 | 379862.36 | 2023 | 540869.4326 | 608936.7532 | 705569.9615 | 161007.0726 | 229074.3932 | 325707.6015 | 1.4239 | 1.603 | 1.8574 | 1.521
15507 | Lateral Hardening | Lateral Hardening-Fuse-10057089 | Laterals | 13005 | 0.37367 | 35 | 9 | 311451.88 | 2024 | 447927.0115 | 497040.9184 | 558203.8155 | 136475.1315 | 185589.0384 | 246751.9355 | 1.4382 | 1.5959 | 1.7923 | 1.5209
2401 | Lateral Hardening | Lateral Hardening-Fuse-60020618 | Laterals | 13679 | 0.16913 | 16 | 10 | 177325.57 | 2028 | 256048.6568 | 280157.5451 | 317730.5901 | 78723.0868 | 102831.9751 | 140405.0201 | 1.4439 | 1.5799 | 1.7918 | 1.5195
17387 | Lateral Hardening | Lateral Hardening-Fuse-60028713 | Laterals | 13007 | 0.46913 | 34 | 46 | 729831.29 | 2029 | 1056158.1461 | 1157526.3065 | 1280163.7324 | 326326.8561 | 427695.0165 | 550332.4424 | 1.4471 | 1.586 | 1.7541 | 1.5195
123 | Lateral Hardening | Lateral Hardening-Fuse-10671310 | Laterals | 13724 | 0.49792 | 29 | 9 | 326985.89 | 2022 | 469225.7136 | 519507.7796 | 593524.5477 | 142239.8236 | 192521.8896 | 266538.6577 | 1.435 | 1.5888 | 1.8151 | 1.5191
7457 | Lateral Hardening | Lateral Hardening-Fuse-10153131 | Laterals | 13154 | 0.11023 | 14 | 5 | 311575.39 | 2029 | 439759.4626 | 499902.6206 | 592148.3242 | 128184.0726 | 188327.2306 | 280572.9342 | 1.4114 | 1.6044 | 1.9005 | 1.5182
2706 | Lateral Hardening | Lateral Hardening-Fuse-10710598 | Laterals | 14001 | 0.97784 | 41 | 24 | 516563.55 | 2029 | 754723.2644 | 806746.6167 | 890487.0637 | 238159.7144 | 290183.0667 | 373923.5137 | 1.461 | 1.5618 | 1.7239 | 1.5175
14166 | Lateral Hardening | Lateral Hardening-Fuse-10640135 | Laterals | 13795 | 0.027841 | 3 | 36 | 50000 | 2027 | 70605.0226 | 80361.09 | 93776.0037 | 20605.0226 | 30361.09 | 43776.0037 | 1.4121 | 1.6072 | 1.8755 | 1.517
18442 | Lateral Hardening | Lateral Hardening-Fuse-10429512 | Laterals | 13835 | 0.10057 | 10 | 27 | 160617.21 | 2022 | 226288.2056 | 257808.2173 | 304086.9093 | 65670.9956 | 97191.0073 | 143469.6993 | 1.4089 | 1.6051 | 1.8932 | 1.5162
14803 | Lateral Hardening | Lateral Hardening-Fuse-10565895 | Laterals | 13290 | 0.071023 | 9 | 15 | 156023.01 | 2025 | 220233.2881 | 250142.5654 | 293523.9629 | 64210.2781 | 94119.5554 | 137500.9529 | 1.4115 | 1.6032 | 1.8813 | 1.516
7710 | Lateral Hardening | Lateral Hardening-Fuse-10469920 | Laterals | 13213 | 0.18636 | 20 | 21 | 242859.84 | 2027 | 348655.4708 | 385424.4478 | 433560.3039 | 105795.6308 | 142564.6078 | 190700.4639 | 1.4356 | 1.587 | 1.7852 | 1.516
19338 | Lateral Hardening | Lateral Hardening-Fuse-10145606 | Laterals | 13138 | 0.25587 | 24 | 222 | 254006.57 | 2022 | 359174.7339 | 406781.8921 | 472874.8025 | 105168.1639 | 152775.3221 | 218868.2325 | 1.414 | 1.6015 | 1.8617 | 1.515
3719 | Lateral Hardening | Lateral Hardening-Fuse-10340777 | Laterals | 14037 | 0.38731 | 21 | 0 | 60225.25 | 2028 | 85592.8507 | 95525.8593 | 111859.2819 | 25367.6007 | 35300.6093 | 51634.0319 | 1.4212 | 1.5861 | 1.8573 | 1.5143
9075 | Lateral Hardening | Lateral Hardening-Fuse-10925176 | Laterals | 13017 | 1.5413 | 100 | 89 | 1728481.8 | 2025 | 2490378.27 | 2726615.335 | 3019649.1032 | 761896.47 | 998133.535 | 1291167.3032 | 1.4408 | 1.5775 | 1.747 | 1.5124
7615 | Lateral Hardening | Lateral Hardening-Fuse-10633649 | Laterals | 13241 | 0.57216 | 44 | 6 | 798679.45 | 2023 | 1151604.4068 | 1257851.3189 | 1395915.7969 | 352924.9568 | 459171.8689 | 597236.3469 | 1.4419 | 1.5749 | 1.7478 | 1.5124
4088 | Lateral Hardening | Lateral Hardening-Fuse-10092872 | Laterals | 13611 | 0.39299 | 34 | 2 | 384536.08 | 2028 | 551564.0438 | 608176.2848 | 680551.0836 | 167027.9638 | 223640.2048 | 296015.0036 | 1.4344 | 1.5816 | 1.7698 | 1.5121
18501 | Lateral Hardening | Lateral Hardening-Fuse-92604890 | Laterals | 13984 | 0.26951 | 16 | 3 | 210469.7 | 2028 | 297467.4758 | 335684.9315 | 390020.8647 | 86997.7758 | 125215.2315 | 179551.1647 | 1.4134 | 1.5949 | 1.8531 | 1.5118
3806 | Lateral Hardening | Lateral Hardening-Fuse-92888120 | Laterals | 13147 | 0.1947 | 7 | 11 | 92093.57 | 2026 | 129656.8774 | 147315.7906 | 172260.5857 | 37563.3074 | 55222.2206 | 80167.0157 | 1.4079 | 1.5996 | 1.8705 | 1.5117
13553 | Lateral Hardening | Lateral Hardening-Fuse-10156236 | Laterals | 13069 | 0.4947 | 45 | 99 | 548936.55 | 2028 | 777460.6155 | 874041.9296 | 1010796.4936 | 228524.0655 | 325105.3796 | 461859.9436 | 1.4163 | 1.5922 | 1.8414 | 1.5116
2453 | Lateral Hardening | Lateral Hardening-Fuse-60060568 | Laterals | 13175 | 0.096023 | 13 | 16 | 242863.71 | 2028 | 341722.3306 | 388434.4017 | 452512.9937 | 98858.6206 | 145570.6917 | 209649.2837 | 1.4071 | 1.5994 | 1.8632 | 1.5104
6681 | Lateral Hardening | Lateral Hardening-Fuse-10129777 | Laterals | 13006 | 0.42955 | 26 | 8 | 445974.48 | 2022 | 634436.0701 | 708619.5253 | 796517.7585 | 188461.5901 | 262645.0453 | 350543.2785 | 1.4226 | 1.5889 | 1.786 | 1.5088
937 | Lateral Hardening | Lateral Hardening-Fuse-10487457 | Laterals | 13458 | 0.36231 | 23 | 13 | 258704.23 | 2026 | 370321.6787 | 406715.3663 | 459434.3889 | 111617.4487 | 148011.1363 | 200730.1589 | 1.4314 | 1.5721 | 1.7759 | 1.5081
15278 | Lateral Hardening | Lateral Hardening-Fuse-90830976 | Laterals | 13328 | 0.081818 | 8 | 3 | 162178.63 | 2029 | 227419.68 | 258996.4112 | 303130.556 | 65241.05 | 96817.7812 | 140951.926 | 1.4023 | 1.597 | 1.8691 | 1.5074
9010 | Lateral Hardening | Lateral Hardening-Fuse-10197575 | Laterals | 13358 | 0.063258 | 7 | 22 | 150175.54 | 2025 | 210332.9815 | 239693.4266 | 282445.9603 | 60157.4415 | 89517.8866 | 132270.4203 | 1.4006 | 1.5961 | 1.8808 | 1.5073
77 | Lateral Hardening | Lateral Hardening-Fuse-60182628 | Laterals | 13661 | 0.26402 | 10 | 44 | 87269.05 | 2029 | 122464.3306 | 138972.5604 | 163550.1204 | 35195.2806 | 51703.5104 | 76281.0704 | 1.4033 | 1.5925 | 1.8741 | 1.5071
8023 | Lateral Hardening | Lateral Hardening-Fuse-10801788 | Laterals | 13506 | 0.087689 | 10 | 5 | 162697.37 | 2029 | 229407.5355 | 257723.1143 | 300650.0411 | 66710.1655 | 95025.7443 | 137952.6711 | 1.41 | 1.5841 | 1.8479 | 1.506
7396 | Lateral Hardening | Lateral Hardening-Fuse-60369995 | Laterals | 13808 | 0.62898 | 23 | 1 | 100654.47 | 2027 | 143214.9789 | 157831.3312 | 182537.8841 | 42560.5089 | 57176.8612 | 81883.4141 | 1.4228 | 1.5681 | 1.8135 | 1.5055
15830 | Lateral Hardening | Lateral Hardening-Fuse-10080921 | Laterals | 14000 | 0.84867 | 45 | 64 | 737047.8 | 2024 | 1060141.0447 | 1154140.1499 | 1266506.3089 | 323093.2447 | 417092.3499 | 529458.5089 | 1.4384 | 1.5659 | 1.7184 | 1.5046
14906 | Lateral Hardening | Lateral Hardening-Fuse-10443455 | Laterals | 13132 | 0.13409 | 11 | 20 | 172891.82 | 2029 | 241624.9317 | 275075.1372 | 325245.2064 | 68733.1117 | 102183.3172 | 152353.3864 | 1.3975 | 1.591 | 1.8812 | 1.504
6349 | Lateral Hardening | Lateral Hardening-Fuse-92196942 | Laterals | 13020 | 0.35587 | 26 | 13 | 289609.07 | 2028 | 411075.9761 | 456971.7168 | 514221.8039 | 121466.9061 | 167362.6468 | 224612.7339 | 1.4194 | 1.5779 | 1.7756 | 1.5026
18171 | Lateral Hardening | Lateral Hardening-Fuse-10101253 | Laterals | 13046 | 0.18561 | 19 | 30 | 289448.2 | 2025 | 412895.1791 | 452859.5624 | 510817.3654 | 123446.9791 | 163411.3624 | 221369.1654 | 1.4265 | 1.5646 | 1.7648 | 1.5017
10208 | Lateral Hardening | Lateral Hardening-Fuse-10834656 | Laterals | 13041 | 0.26174 | 17 | 21 | 360795.43 | 2024 | 516052.1259 | 563436.8091 | 627106.7696 | 155256.6959 | 202641.3791 | 266311.3396 | 1.4303 | 1.5617 | 1.7381 | 1.5005
15687 | Lateral Hardening | Lateral Hardening-Fuse-10671189 | Laterals | 13389 | 0.3553 | 19 | 25 | 272761.75 | 2025 | 382298.3563 | 431535.5386 | 503843.4243 | 109536.6063 | 158773.7886 | 231081.6743 | 1.4016 | 1.5821 | 1.8472 | 1.5003
7941 | Lateral Hardening | Lateral Hardening-Fuse-90015275 | Laterals | 13820 | 0.58144 | 24 | 1 | 146257.66 | 2025 | 208320.3135 | 228240.7949 | 258831.6028 | 62062.6535 | 81983.1349 | 112573.9428 | 1.4243 | 1.5605 | 1.7697 | 1.4997
500 | Lateral Hardening | Lateral Hardening-Fuse-92680546 | Laterals | 13805 | 0.16989 | 9 | 4 | 114812.64 | 2024 | 162867.8205 | 180610.5383 | 202123.9198 | 48055.1805 | 65797.8983 | 87311.2798 | 1.4186 | 1.5731 | 1.7605 | 1.4991
19064 | Lateral Hardening | Lateral Hardening-Fuse-10747902 | Laterals | 14021 | 0.11742 | 12 | 12 | 109435.3 | 2029 | 154003.5112 | 172389.1889 | 199118.2095 | 44568.2112 | 62953.8889 | 89682.9095 | 1.4073 | 1.5753 | 1.8195 | 1.4989
10151 | Lateral Hardening | Lateral Hardening-Fuse-60157736 | Laterals | 13911 | 0.051894 | 5 | 62 | 50000 | 2022 | 69691.4811 | 79147.4587 | 93206.9575 | 19691.4811 | 29147.4587 | 43206.9575 | 1.3938 | 1.5829 | 1.8641 | 1.4976
16905 | Lateral Hardening | Lateral Hardening-Fuse-91354619 | Laterals | 13786 | 0.20625 | 13 | 13 | 124922.79 | 2024 | 173915.3231 | 197776.1313 | 233879.0891 | 48992.5331 | 72853.3413 | 108956.2991 | 1.3922 | 1.5832 | 1.8722 | 1.4975
16510 | Lateral Hardening | Lateral Hardening-Fuse-10716354 | Laterals | 13959 | 0.74148 | 36 | 11 | 453932.83 | 2024 | 645909.4582 | 708758.9902 | 794098.6216 | 191976.6282 | 254826.1602 | 340165.7916 | 1.4229 | 1.5614 | 1.7494 | 1.4971
11468 | Lateral Hardening | Lateral Hardening-Fuse-90865718 | Laterals | 13733 | 0.18068 | 12 | 60 | 103919.82 | 2029 | 144894.7686 | 164404.8844 | 192799.6414 | 40974.9486 | 60485.0644 | 88879.8214 | 1.3943 | 1.582 | 1.8553 | 1.4967
10310 | Lateral Hardening | Lateral Hardening-Fuse-10716315 | Laterals | 13959 | 0.097159 | 9 | 17 | 177132.79 | 2024 | 246865.716 | 279751.9747 | 328378.7495 | 69732.926 | 102619.1847 | 151245.9595 | 1.3937 | 1.5793 | 1.8539 | 1.4954
16013 | Lateral Hardening | Lateral Hardening-Fuse-91379648 | Laterals | 13298 | 0.59223 | 29 | 5 | 281742.59 | 2029 | 403387.6788 | 434619.3941 | 488419.4001 | 121645.0888 | 152876.8041 | 206676.8101 | 1.4318 | 1.5426 | 1.7336 | 1.4952
13094 | Lateral Hardening | Lateral Hardening-Fuse-92629757 | Laterals | 13303 | 0.76799 | 36 | 5 | 335826.77 | 2027 | 476526.1513 | 522548.0637 | 593387.0297 | 140699.3813 | 186721.2937 | 257560.2597 | 1.419 | 1.556 | 1.7669 | 1.4949
8091 | Lateral Hardening | Lateral Hardening-Fuse-10000907 | Laterals | 13236 | 0.37727 | 18 | 7 | 378964.86 | 2029 | 538850.8072 | 590679.8446 | 659274.9669 | 159885.9472 | 211714.9846 | 280310.1069 | 1.4219 | 1.5587 | 1.7397 | 1.4947
13203 | Lateral Hardening | Lateral Hardening-Fuse-91793474 | Laterals | 13624 | 0.11705 | 5 | 4 | 58109.25 | 2027 | 81208.4705 | 91548.52 | 106594.3873 | 23099.2205 | 33439.27 | 48485.1373 | 1.3975 | 1.5755 | 1.8344 | 1.4946
885 | Lateral Hardening | Lateral Hardening-Fuse-90379002 | Laterals | 13754 | 0.3911 | 39 | 66 | 913274.63 | 2025 | 1301295.0731 | 1423336.3146 | 1570595.3367 | 388020.4431 | 510061.6846 | 657320.7067 | 1.4249 | 1.5585 | 1.7197 | 1.4944
16213 | Lateral Hardening | Lateral Hardening-Fuse-10804815 | Laterals | 13951 | 0.21629 | 13 | 3 | 122561.72 | 2029 | 170436.6129 | 193757.4871 | 227683.1818 | 47874.8929 | 71195.7671 | 105121.4618 | 1.3906 | 1.5809 | 1.8577 | 1.4944
9252 | Lateral Hardening | Lateral Hardening-Fuse-93403488 | Laterals | 13906 | 0.3928 | 26 | 37 | 397131.74 | 2023 | 564189.3522 | 618344.0832 | 692804.3944 | 167057.6122 | 221212.3432 | 295672.6544 | 1.4207 | 1.557 | 1.7445 | 1.494
3474 | Lateral Hardening | Lateral Hardening-Fuse-90836592 | Laterals | 13838 | 0.26894 | 19 | 45 | 256051.24 | 2026 | 362132.9179 | 400356.8166 | 450659.9289 | 106081.6779 | 144305.5766 | 194608.6889 | 1.4143 | 1.5636 | 1.76 | 1.4937
3497 | Lateral Hardening | Lateral Hardening-Fuse-93259021 | Laterals | 13458 | 0.28845 | 15 | 12 | 175960.45 | 2026 | 245885.2468 | 277031.9344 | 320630.3054 | 69924.7968 | 101071.4844 | 144669.8554 | 1.3974 | 1.5744 | 1.8222 | 1.493
1082 | Lateral Hardening | Lateral Hardening-Fuse-10565888 | Laterals | 13290 | 0.21705 | 18 | 28 | 287186.77 | 2025 | 403912.1687 | 451605.4471 | 508795.2695 | 116725.3987 | 164418.6771 | 221608.4995 | 1.4064 | 1.5725 | 1.7717 | 1.4928
15207 | Lateral Hardening | Lateral Hardening-Fuse-10757367 | Laterals | 13423 | 0.61477 | 39 | 37 | 584120.94 | 2028 | 829462.3874 | 905300.8782 | 1022914.431 | 245341.4474 | 321179.9382 | 438793.491 | 1.42 | 1.5499 | 1.7512 | 1.4921
15127 | Lateral Hardening | Lateral Hardening-Fuse-10147371 | Laterals | 13141 | 0.47027 | 49 | 94 | 877288.9 | 2021 | 1245979.7278 | 1367046.1798 | 1507505.5232 | 368690.8278 | 489757.2798 | 630216.6232 | 1.4203 | 1.5583 | 1.7184 | 1.4915
121 | Lateral Hardening | Lateral Hardening-Fuse-92509177 | Laterals | 13146 | 0.79811 | 22 | 3 | 163092.22 | 2026 | 231465.1414 | 253052.4649 | 283920.3414 | 68372.9214 | 89960.2449 | 120828.1214 | 1.4192 | 1.5516 | 1.7409 | 1.4911
18400 | Lateral Hardening | Lateral Hardening-Fuse-10070709 | Laterals | 13657 | 0.77595 | 35 | 78 | 295993.03 | 2024 | 419857.1494 | 458296.073 | 516976.9972 | 123864.1194 | 162303.043 | 220983.9672 | 1.4185 | 1.5483 | 1.7466 | 1.4902
7140 | Lateral Hardening | Lateral Hardening-Fuse-91373131 | Laterals | 13124 | 0.44659 | 24 | 6 | 225695.28 | 2029 | 319484.6412 | 349780.4035 | 396996.4638 | 93789.3612 | 124085.1235 | 171301.1838 | 1.4156 | 1.5498 | 1.759 | 1.4902
16899 | Lateral Hardening | Lateral Hardening-Fuse-91108415 | Laterals | 13279 | 0.0875 | 8 | 7 | 135475.74 | 2027 | 187926.0118 | 213494.9241 | 250300.0055 | 52450.2718 | 78019.1841 | 114824.2655 | 1.3872 | 1.5759 | 1.8476 | 1.4898
12150 | Lateral Hardening | Lateral Hardening-Fuse-10754736 | Laterals | 14306 | 0.19318 | 10 | 1 | 112818.66 | 2029 | 159438.8794 | 175426.7732 | 196962.3311 | 46620.2194 | 62608.1132 | 84143.6711 | 1.4132 | 1.5549 | 1.7458 | 1.489
12301 | Lateral Hardening | Lateral Hardening-Fuse-91338194 | Laterals | 13909 | 0.24754 | 24 | 27 | 229819.9 | 2023 | 323702.512 | 357134.9494 | 406286.2029 | 93882.612 | 127315.0494 | 176466.3029 | 1.4085 | 1.554 | 1.7678 | 1.4881
8793 | Lateral Hardening | Lateral Hardening-Fuse-10540518 | Laterals | 13964 | 0.41932 | 34 | 80 | 610433.76 | 2028 | 865595.7851 | 943482.1101 | 1058812.7904 | 255162.0251 | 333048.3501 | 448379.0304 | 1.418 | 1.5456 | 1.7345 | 1.4879
7163 | Lateral Hardening | Lateral Hardening-Fuse-10072016 | Laterals | 13305 | 0.33447 | 21 | 17 | 388997.17 | 2026 | 549998.5426 | 602197.9161 | 675556.6397 | 161001.3726 | 213200.7461 | 286559.4697 | 1.4139 | 1.5481 | 1.7367 | 1.4864
2331 | Lateral Hardening | Lateral Hardening-Fuse-10645489 | Laterals | 13148 | 0.18655 | 10 | 6 | 159123.65 | 2025 | 221996.2955 | 248723.2599 | 286459.9216 | 62872.6455 | 89599.6099 | 127336.2716 | 1.3951 | 1.5631 | 1.8002 | 1.486
1899 | Lateral Hardening | Lateral Hardening-Fuse-10671306 | Laterals | 13724 | 0.17367 | 10 | 14 | 161983.33 | 2022 | 225514.4348 | 252833.7975 | 294966.3765 | 63531.1048 | 90850.4675 | 132983.0465 | 1.3922 | 1.5609 | 1.821 | 1.4857
6351 | Lateral Hardening | Lateral Hardening-Fuse-10487585 | Laterals | 13460 | 0.40208 | 18 | 0 | 81797.95 | 2024 | 115562.2114 | 125791.7245 | 143600.9849 | 33764.2614 | 43993.7745 | 61803.0349 | 1.4128 | 1.5378 | 1.7556 | 1.4846
10100 | Lateral Hardening | Lateral Hardening-Fuse-90890342 | Laterals | 13695 | 0.10436 | 6 | 3 | 64405.99 | 2023 | 89601.3016 | 100611.0021 | 116644.2255 | 25195.3116 | 36205.0121 | 52238.2355 | 1.3912 | 1.5621 | 1.8111 | 1.4845
10791 | Lateral Hardening | Lateral Hardening-Fuse-91959367 | Laterals | 13391 | 0.61686 | 33 | 27 | 282771.43 | 2028 | 400035.2449 | 434270.3149 | 489078.3009 | 117263.8149 | 151498.8849 | 206306.8709 | 1.4147 | 1.5358 | 1.7296 | 1.4825
228 | Lateral Hardening | Lateral Hardening-Fuse-92037863 | Laterals | 13093 | 0.23144 | 19 | 4 | 198014.95 | 2022 | 275616.0301 | 308360.2249 | 356011.002 | 77601.0801 | 110345.2749 | 157996.052 | 1.3919 | 1.5573 | 1.7979 | 1.4821
7454 | Lateral Hardening | Lateral Hardening-Fuse-10501133 | Laterals | 13509 | 0.27481 | 20 | 27 | 258579.1 | 2021 | 363998.4802 | 398575.2261 | 452384.8773 | 105419.3802 | 139996.1261 | 193805.7773 | 1.4077 | 1.5414 | 1.7495 | 1.482
13178 | Lateral Hardening | Lateral Hardening-Fuse-93026469 | Laterals | 13815 | 0.49489 | 15 | 27 | 375085.12 | 2020 | 530665.5514 | 576491.5618 | 643917.005 | 155580.4314 | 201406.4418 | 268831.885 | 1.4148 | 1.537 | 1.7167 | 1.4816
11300 | Lateral Hardening | Lateral Hardening-Fuse-10120782 | Laterals | 13053 | 0.2197 | 22 | 67 | 455551.15 | 2025 | 640604.6467 | 705492.6978 | 785357.9295 | 185053.4967 | 249941.5478 | 329806.7795 | 1.4062 | 1.5487 | 1.724 | 1.4807
7613 | Lateral Hardening | Lateral Hardening-Fuse-60210456 | Laterals | 13330 | 0.35795 | 24 | 50 | 354861.6 | 2025 | 497827.9454 | 548467.8712 | 620978.4297 | 142966.3454 | 193606.2712 | 266116.8297 | 1.4029 | 1.5456 | 1.7499 | 1.4804
15529 | Lateral Hardening | Lateral Hardening-Fuse-10144743 | Laterals | 13136 | 0.26534 | 20 | 99 | 355412.88 | 2029 | 496388.1518 | 552882.9841 | 623333.6238 | 140975.2718 | 197470.1041 | 267920.7438 | 1.3967 | 1.5556 | 1.7538 | 1.4801
3567 | Lateral Hardening | Lateral Hardening-Fuse-10898172 | Laterals | 13839 | 0.38277 | 21 | 19 | 321836.2 | 2026 | 450161.0851 | 498367.0339 | 567286.9194 | 128324.8851 | 176530.8339 | 245450.7194 | 1.3987 | 1.5485 | 1.7627 | 1.4801
11030 | Lateral Hardening | Lateral Hardening-Fuse-10650317 | Laterals | 13391 | 0.74943 | 28 | 10 | 315474.15 | 2028 | 447044.9498 | 481990.224 | 540504.0275 | 131570.7998 | 166516.074 | 225029.8775 | 1.4171 | 1.5278 | 1.7133 | 1.4799
1088 | Lateral Hardening | Lateral Hardening-Fuse-10071966 | Laterals | 13305 | 0.81667 | 41 | 37 | 572726.78 | 2026 | 808303.6584 | 883349.4215 | 975950.3062 | 235576.8784 | 310622.6415 | 403223.5262 | 1.4113 | 1.5424 | 1.704 | 1.4799
5798 | Lateral Hardening | Lateral Hardening-Fuse-10704179 | Laterals | 13962 | 0.67519 | 39 | 60 | 756353.96 | 2027 | 1073606.0594 | 1159627.4982 | 1272801.8548 | 317252.0994 | 403273.5382 | 516447.8948 | 1.4194 | 1.5332 | 1.6828 | 1.4799
5152 | Lateral Hardening | Lateral Hardening-Fuse-93301252 | Laterals | 13808 | 0.14337 | 5 | 2 | 112609.04 | 2027 | 156824.6782 | 175139.0701 | 199889.8268 | 44215.6382 | 62530.0301 | 87280.7868 | 1.3926 | 1.5553 | 1.7751 | 1.4797
18263 | Lateral Hardening | Lateral Hardening-Fuse-92734372 | Laterals | 13070 | 0.085227 | 7 | 6 | 59394.93 | 2028 | 81935.2813 | 92575.7106 | 108992.2384 | 22540.3513 | 33180.7806 | 49597.3084 | 1.3795 | 1.5586 | 1.835 | 1.4788
4149 | Lateral Hardening | Lateral Hardening-Fuse-92035203 | Laterals | 13417 | 0.079924 | 9 | 30 | 181702.03 | 2024 | 250156.6398 | 283878.2672 | 333612.5212 | 68454.6098 | 102176.2372 | 151910.4912 | 1.3767 | 1.5623 | 1.836 | 1.4783
16348 | Lateral Hardening | Lateral Hardening-Fuse-91451904 | Laterals | 13414 | 0.34735 | 26 | 66 | 490453.16 | 2027 | 689643.0097 | 753552.5463 | 851687.1821 | 199189.8497 | 263099.3863 | 361234.0221 | 1.4061 | 1.5364 | 1.7365 | 1.4783
18060 | Lateral Hardening | Lateral Hardening-Fuse-91933207 | Laterals | 13207 | 0.48655 | 37 | 74 | 642524.6 | 2024 | 908510.2185 | 986123.4487 | 1087883.1976 | 265985.6185 | 343598.8487 | 445358.5976 | 1.414 | 1.5348 | 1.6931 | 1.4781
8488 | Lateral Hardening | Lateral Hardening-Fuse-10374105 | Laterals | 13178 | 0.12008 | 10 | 9 | 111492.8 | 2029 | 153555.5344 | 174168.3987 | 203569.6673 | 42062.7344 | 62675.5987 | 92076.8673 | 1.3773 | 1.5621 | 1.8259 | 1.4776
1422 | Lateral Hardening | Lateral Hardening-Fuse-91804851 | Laterals | 13329 | 0.10303 | 10 | 8 | 163972.31 | 2022 | 226379.8884 | 255545.5804 | 297581.6971 | 62407.5784 | 91573.2704 | 133609.3871 | 1.3806 | 1.5585 | 1.8148 | 1.4774
17389 | Lateral Hardening | Lateral Hardening-Fuse-91110392 | Laterals | 13854 | 0.37045 | 14 | 11 | 166851.3 | 2029 | 233893.8689 | 257431.5084 | 288566.1375 | 67042.5689 | 90580.2084 | 121714.8375 | 1.4018 | 1.5429 | 1.7295 | 1.4769
15301 | Lateral Hardening | Lateral Hardening-Fuse-10898214 | Laterals | 13839 | 0.092045 | 4 | 2 | 59961.57 | 2026 | 82957.869 | 93123.6463 | 108300.7279 | 22996.299 | 33162.0763 | 48339.1579 | 1.3835 | 1.5531 | 1.8062 | 1.4766
13365 | Lateral Hardening | Lateral Hardening-Fuse-10155430 | Laterals | 13067 | 0.25568 | 20 | 25 | 324656.52 | 2029 | 447766.6027 | 505941.1327 | 586576.3435 | 123110.0827 | 181284.6127 | 261919.8235 | 1.3792 | 1.5584 | 1.8068 | 1.4757
15776 | Lateral Hardening | Lateral Hardening-Fuse-91502819 | Laterals | 13146 | 0.89867 | 53 | 65 | 947232.4 | 2026 | 1341623.5207 | 1446330.0526 | 1587079.321 | 394391.1207 | 499097.6526 | 639846.921 | 1.4164 | 1.5269 | 1.6755 | 1.4754
7910 | Lateral Hardening | Lateral Hardening-Fuse-10632098 | Laterals | 13311 | 0.04678 | 7 | 3 | 51761.03 | 2027 | 71246.2191 | 80445.5367 | 94638.9522 | 19485.1891 | 28684.5067 | 42877.9222 | 1.3764 | 1.5542 | 1.8284 | 1.475
7892 | Lateral Hardening | Lateral Hardening-Fuse-10317618 | Laterals | 13748 | 0.35379 | 30 | 57 | 510532.23 | 2028 | 714573.2177 | 787209.9739 | 877820.7324 | 204040.9877 | 276677.7439 | 367288.5024 | 1.3997 | 1.5419 | 1.7194 | 1.4743
8124 | Lateral Hardening | Lateral Hardening-Fuse-91511740 | Laterals | 13163 | 0.067803 | 5 | 15 | 85456.85 | 2026 | 117339.1302 | 133258.2273 | 155746.8207 | 31882.2802 | 47801.3773 | 70289.9707 | 1.3731 | 1.5594 | 1.8225 | 1.4739
6678 | Lateral Hardening | Lateral Hardening-Fuse-90204879 | Laterals | 13817 | 0.19981 | 14 | 6 | 160225.45 | 2023 | 221282.712 | 248812.1567 | 287067.4781 | 61057.262 | 88586.7067 | 126842.0281 | 1.3811 | 1.5529 | 1.7916 | 1.4737
18583 | Lateral Hardening | Lateral Hardening-Fuse-93300035 | Laterals | 13236 | 0.85814 | 44 | 2 | 582940.94 | 2029 | 817630.0406 | 892177.3694 | 1004472.4185 | 234689.1006 | 309236.4294 | 421531.4785 | 1.4026 | 1.5305 | 1.7231 | 1.473
11808 | Lateral Hardening | Lateral Hardening-Fuse-92882652 | Laterals | 13112 | 0.19242 | 21 | 24 | 344361.49 | 2028 | 475220.6599 | 534138.4606 | 615245.9978 | 130859.1699 | 189776.9706 | 270884.5078 | 1.38 | 1.5511 | 1.7866 | 1.472
15134 | Lateral Hardening | Lateral Hardening-Fuse-60161443 | Laterals | 13297 | 0.017045 | 3 | 68 | 50000 | 2021 | 68452.1583 | 77897.3252 | 91579.6122 | 18452.1583 | 27897.3252 | 41579.6122 | 1.369 | 1.5579 | 1.8316 | 1.472
7490 | Lateral Hardening | Lateral Hardening-Fuse-90805980 | Laterals | 13061 | 0.41004 | 33 | 67 | 756755.46 | 2029 | 1060849.4355 | 1162234.543 | 1287084.6041 | 304093.9755 | 405479.083 | 530329.1441 | 1.4018 | 1.5358 | 1.7008 | 1.4719
7705 | Lateral Hardening | Lateral Hardening-Fuse-10087600 | Laterals | 13389 | 0.24583 | 19 | 46 | 211210.27 | 2025 | 294745.8272 | 323719.4196 | 368420.8642 | 83535.5572 | 112509.1496 | 157210.5942 | 1.3955 | 1.5327 | 1.7443 | 1.4715
531 | Lateral Hardening | Lateral Hardening-Fuse-91274133 | Laterals | 13097 | 0.19773 | 15 | 24 | 175059.06 | 2025 | 244309.4402 | 268420.8626 | 302657.9022 | 69250.3802 | 93361.8026 | 127598.8422 | 1.3956 | 1.5333 | 1.7289 | 1.4702
1760 | Lateral Hardening | Lateral Hardening-Fuse-10162591 | Laterals | 13031 | 0.57216 | 44 | 24 | 381950.04 | 2029 | 530451.8499 | 586701.451 | 667921.3633 | 148501.8099 | 204751.411 | 285971.3233 | 1.3888 | 1.5361 | 1.7487 | 1.469
15993 | Lateral Hardening | Lateral Hardening-Fuse-93218070 | Laterals | 13656 | 0.10701 | 6 | 2 | 105656.96 | 2025 | 147435.8007 | 162285.4001 | 180575.2542 | 41778.8407 | 56628.4401 | 74918.2942 | 1.3954 | 1.536 | 1.7091 | 1.4689
11121 | Lateral Hardening | Lateral Hardening-Fuse-91085812 | Laterals | 13238 | 1.3883 | 75 | 39 | 1388511.02 | 2029 | 1961772.9506 | 2094848.0923 | 2292265.2804 | 573261.9306 | 706337.0723 | 903754.2604 | 1.4129 | 1.5087 | 1.6509 | 1.4654
18199 | Lateral Hardening | Lateral Hardening-Fuse-91166664 | Laterals | 13288 | 0.091288 | 10 | 5 | 86684.53 | 2029 | 118121.2322 | 134534.3921 | 157641.8516 | 31436.7022 | 47849.8621 | 70957.3216 | 1.3627 | 1.552 | 1.8186 | 1.4651
14177 | Lateral Hardening | Lateral Hardening-Fuse-91345933 | Laterals | 13298 | 2.2402 | 90 | 3 | 439184.54 | 2029 | 608028.7601 | 672019.9634 | 769976.9473 | 168844.2201 | 232835.4234 | 330792.4073 | 1.3844 | 1.5302 | 1.7532 | 1.465
5395 | Lateral Hardening | Lateral Hardening-Fuse-91234338 | Laterals | 13124 | 0.4589 | 33 | 56 | 535094.02 | 2029 | 745465.7946 | 815496.7942 | 918436.6185 | 210371.7746 | 280402.7742 | 383342.5985 | 1.3931 | 1.524 | 1.7164 | 1.4647
12406 | Lateral Hardening | Lateral Hardening-Fuse-92669923 | Laterals | 14030 | 0.20701 | 15 | 36 | 251926.82 | 2023 | 349326.262 | 385927.7998 | 435489.9924 | 97399.442 | 134000.9798 | 183563.1724 | 1.3866 | 1.5319 | 1.7286 | 1.4644
17660 | Lateral Hardening | Lateral Hardening-Fuse-92238609 | Laterals | 13065 | 0.13617 | 13 | 25 | 206026.81 | 2028 | 283618.8516 | 317311.7567 | 363209.2212 | 77592.0416 | 111284.9467 | 157182.4112 | 1.3766 | 1.5401 | 1.7629 | 1.4643
16006 | Lateral Hardening | Lateral Hardening-Fuse-91309939 | Laterals | 13786 | 0.13447 | 9 | 4 | 111360.58 | 2024 | 154285.5747 | 171155.0823 | 191405.4978 | 42924.9947 | 59794.5023 | 80044.9178 | 1.3855 | 1.5369 | 1.7188 | 1.4642
17552 | Lateral Hardening | Lateral Hardening-Fuse-10897210 | Laterals | 14050 | 0.20114 | 18 | 7 | 128182.38 | 2029 | 177236.6798 | 197012.9914 | 222119.0626 | 49054.2998 | 68830.6114 | 93936.6826 | 1.3827 | 1.537 | 1.7328 | 1.464
13687 | Lateral Hardening | Lateral Hardening-Fuse-10167768 | Laterals | 13206 | 0.10871 | 10 | 16 | 235897.76 | 2026 | 321046.9589 | 365840.007 | 427855.0051 | 85149.1989 | 129942.247 | 191957.2451 | 1.361 | 1.5508 | 1.8137 | 1.4632
2513 | Lateral Hardening | Lateral Hardening-Fuse-90285405 | Laterals | 13523 | 0.30473 | 29 | 26 | 355634.65 | 2028 | 482831.8896 | 551087.1543 | 652839.3032 | 127197.2396 | 195452.5043 | 297204.6532 | 1.3577 | 1.5496 | 1.8357 | 1.463
5521 | Lateral Hardening | Lateral Hardening-Fuse-91016875 | Laterals | 13046 | 0.25436 | 21 | 52 | 340772.88 | 2025 | 471921.9043 | 522223.0414 | 586837.8171 | 131149.0243 | 181450.1614 | 246064.9371 | 1.3849 | 1.5325 | 1.7221 | 1.4629
14701 | Lateral Hardening | Lateral Hardening-Fuse-10605171 | Laterals | 13924 | 0.47064 | 22 | 3 | 135877.76 | 2029 | 186474.52 | 209215.2939 | 240043.6459 | 50596.76 | 73337.5339 | 104165.8859 | 1.3724 | 1.5397 | 1.7666 | 1.462
3330 | Lateral Hardening | Lateral Hardening-Fuse-93301944 | Laterals | 13808 | 0.42708 | 23 | 8 | 240811.42 | 2027 | 333733.8051 | 366576.5283 | 417973.0434 | 92922.3851 | 125765.1083 | 177161.6234 | 1.3859 | 1.5223 | 1.7357 | 1.4618
17858 | Lateral Hardening | Lateral Hardening-Fuse-91557959 | Laterals | 13097 | 0.24659 | 20 | 85 | 360079.74 | 2025 | 500390.14 | 547965.5041 | 616329.3292 | 140310.4 | 187885.7641 | 256249.5892 | 1.3897 | 1.5218 | 1.7116 | 1.4615
8283 | Lateral Hardening | Lateral Hardening-Fuse-90485522 | Laterals | 14040 | 0.1125 | 10 | 22 | 207989.31 | 2026 | 283958.3335 | 320035.9296 | 373346.2351 | 75969.0235 | 112046.6196 | 165356.9251 | 1.3653 | 1.5387 | 1.795 | 1.4603
11809 | Lateral Hardening | Lateral Hardening-Fuse-60305728 | Laterals | 13522 | 0.095644 | 8 | 11 | 155011.66 | 2023 | 211223.192 | 239115.0658 | 278808.205 | 56211.532 | 84103.4058 | 123796.545 | 1.3626 | 1.5426 | 1.7986 | 1.4602
10907 | Lateral Hardening | Lateral Hardening-Fuse-92639517 | Laterals | 13331 | 0.070455 | 6 | 60 | 53728.53 | 2026 | 72999.0098 | 83017.035 | 97366.0634 | 19270.4798 | 29288.505 | 43637.5334 | 1.3587 | 1.5451 | 1.8122 | 1.46
19240 | Lateral Hardening | Lateral Hardening-Fuse-60061785 | Laterals | 13668 | 0.094886 | 5 | 288 | 87244.08 | 2027 | 118124.0634 | 134696.3265 | 160171.8857 | 30879.9834 | 47452.2465 | 72927.8057 | 1.3539 | 1.5439 | 1.8359 | 1.4591
16916 | Lateral Hardening | Lateral Hardening-Fuse-10129893 | Laterals | 13422 | 0.50284 | 27 | 4 | 134623.56 | 2024 | 183873.8077 | 207366.712 | 238884.9265 | 49250.2477 | 72743.152 | 104261.3665 | 1.3658 | 1.5403 | 1.7745 | 1.4591
16459 | Lateral Hardening | Lateral Hardening-Fuse-60144458 | Laterals | 13167 | 0.68201 | 69 | 140 | 1171384.31 | 2029 | 1627970.7506 | 1782373.1388 | 1973423.8939 | 456586.4406 | 610988.8288 | 802039.5839 | 1.3898 | 1.5216 | 1.6847 | 1.4588
14873 | Lateral Hardening | Lateral Hardening-Fuse-92655466 | Laterals | 13068 | 0.83788 | 71 | 86 | 988776.72 | 2027 | 1380841.1066 | 1498213.7107 | 1643195.7248 | 392064.3866 | 509436.9907 | 654419.0048 | 1.3965 | 1.5152 | 1.6618 | 1.4587
1379 | Lateral Hardening | Lateral Hardening-Fuse-10715658 | Laterals | 13984 | 0.34299 | 23 | 26 | 307587.14 | 2028 | 426073.3398 | 467176.8341 | 527104.5631 | 118486.1998 | 159589.6941 | 219517.4231 | 1.3852 | 1.5188 | 1.7137 | 1.4581
2432 | Lateral Hardening | Lateral Hardening-Fuse-10895266 | Laterals | 13003 | 0.20303 | 13 | 13 | 168353.03 | 2022 | 228467.922 | 259419.8924 | 304188.6344 | 60114.892 | 91066.8624 | 135835.6044 | 1.3571 | 1.5409 | 1.8068 | 1.4572
2785 | Lateral Hardening | Lateral Hardening-Fuse-10144174 | Laterals | 13123 | 0.1572 | 12 | 1 | 96933.13 | 2028 | 131543.0382 | 149573.8585 | 174222.4655 | 34609.9082 | 52640.7285 | 77289.3355 | 1.357 | 1.5431 | 1.7973 | 1.4569
14219 | Lateral Hardening | Lateral Hardening-Fuse-92437369 | Laterals | 13630 | 0.21553 | 12 | 88 | 244061.87 | 2023 | 334907.1446 | 373640.4084 | 424493.0064 | 90845.2746 | 129578.5384 | 180431.1364 | 1.3722 | 1.5309 | 1.7393 | 1.4565
4688 | Lateral Hardening | Lateral Hardening-Fuse-92347931 | Laterals | 13158 | 0.29242 | 29 |  | 50000 | 2021 | 66682.2281 | 76959.0013 | 97159.8116 | 16682.2281 | 26959.0013 | 47159.8116 | 1.3336 | 1.5392 | 1.9432 | 1.4563
4104 | Lateral Hardening | Lateral Hardening-Fuse-92684933 | Laterals | 13391 | 0.31534 | 13 | 3 | 166405.53 | 2028 | 230147.2334 | 252001.9808 | 285732.8395 | 63741.7034 | 85596.4508 | 119327.3095 | 1.3831 | 1.5144 | 1.7171 | 1.4559
4893 | Lateral Hardening | Lateral Hardening-Fuse-60305720 | Laterals | 13522 | 0.068371 | 6 | 10 | 84995.39 | 2023 | 115076.2871 | 130803.7983 | 153016.7264 | 30080.8971 | 45808.4083 | 68021.3364 | 1.3539 | 1.539 | 1.8003 | 1.4541
7404 | Lateral Hardening | Lateral Hardening-Fuse-93128541 | Laterals | 13712 | 0.34129 | 21 | 11 | 219856.48 | 2026 | 304282.6068 | 331409.0663 | 376128.7184 | 84426.1268 | 111552.5863 | 156272.2384 | 1.384 | 1.5074 | 1.7108 | 1.4537
10935 | Lateral Hardening | Lateral Hardening-Fuse-60201820 | Laterals | 14306 | 0.31402 | 19 | 18 | 556255.51 | 2029 | 770565.9313 | 838802.2269 | 940971.7745 | 214310.4213 | 282546.7169 | 384716.2645 | 1.3853 | 1.5079 | 1.6916 | 1.4527
7544 | Lateral Hardening | Lateral Hardening-Fuse-90638278 | Laterals | 13003 | 0.92689 | 46 | 16 | 790344.23 | 2022 | 1099569.2094 | 1189292.4906 | 1310256.2015 | 309224.9794 | 398948.2606 | 519911.9715 | 1.3913 | 1.5048 | 1.6578 | 1.452
3472 | Lateral Hardening | Lateral Hardening-Fuse-90469050 | Laterals | 13219 | 0.28958 | 26 | 37 | 383085.77 | 2028 | 528703.0885 | 580638.1653 | 647109.9136 | 145617.3185 | 197552.3953 | 264024.1436 | 1.3801 | 1.5157 | 1.6892 | 1.4517
17071 | Lateral Hardening | Lateral Hardening-Fuse-91334128 | Laterals | 13007 | 0.54186 | 25 | 2 | 392122.85 | 2029 | 541241.5292 | 592455.7869 | 667305.7308 | 149118.6792 | 200332.9369 | 275182.8808 | 1.3803 | 1.5109 | 1.7018 | 1.4516
18989 | Lateral Hardening | Lateral Hardening-Fuse-92352694 | Laterals | 13443 | 0.29413 | 16 | 6 | 210219.59 | 2022 | 288145.5718 | 320176.8652 | 361878.1643 | 77925.9818 | 109957.2752 | 151658.5743 | 1.3707 | 1.5231 | 1.7214 | 1.4515
15300 | Lateral Hardening | Lateral Hardening-Fuse-10288738 | Laterals | 13678 | 0.57784 | 28 | 4 | 258727.62 | 2021 | 359577.1955 | 387053.3975 | 435401.0727 | 100849.5755 | 128325.7775 | 176673.4527 | 1.3898 | 1.496 | 1.6829 | 1.451
13623 | Lateral Hardening | Lateral Hardening-Fuse-60311366 | Laterals | 13724 | 0.16269 | 7 | 10 | 117635.84 | 2022 | 159047.6456 | 180587.8617 | 209879.6895 | 41411.8056 | 62952.0217 | 92243.8495 | 1.352 | 1.5351 | 1.7841 | 1.4502
3168 | Lateral Hardening | Lateral Hardening-Fuse-60124480 | Laterals | 13825 | 0.1214 | 7 | 160 | 50000 | 2023 | 67178.0788 | 76905.206 | 91217.737 | 17178.0788 | 26905.206 | 41217.737 | 1.3436 | 1.5381 | 1.8244 | 1.45
8830 | Lateral Hardening | Lateral Hardening-Fuse-10556710 | Laterals | 13298 | 0.31667 | 20 | 5 | 74699.21 | 2029 | 102345.4482 | 112986.5517 | 130008.7799 | 27646.2382 | 38287.3417 | 55309.5699 | 1.3701 | 1.5126 | 1.7404 | 1.4499
14807 | Lateral Hardening | Lateral Hardening-Fuse-10759967 | Laterals | 13331 | 0.26307 | 12 | 3 | 185885.31 | 2026 | 254943.2649 | 281870.5926 | 318399.58 | 69057.9549 | 95985.2826 | 132514.27 | 1.3715 | 1.5164 | 1.7129 | 1.4491
10759 | Lateral Hardening | Lateral Hardening-Fuse-60087285 | Laterals | 13359 | 0.36723 | 29 | 174 | 421838.72 | 2029 | 571557.7754 | 644139.5561 | 747528.0981 | 149719.0554 | 222300.8361 | 325689.3781 | 1.3549 | 1.527 | 1.7721 | 1.4483
18137 | Lateral Hardening | Lateral Hardening-Fuse-93048444 | Laterals | 13813 | 0.33106 | 13 | 6 | 172659.31 | 2028 | 237918.531 | 259684.4937 | 293018.1565 | 65259.221 | 87025.1837 | 120358.8465 | 1.378 | 1.504 | 1.6971 | 1.4477
6909 | Lateral Hardening | Lateral Hardening-Fuse-10679391 | Laterals | 13807 | 0.56212 | 27 | 22 | 260574.5 | 2028 | 360200.1975 | 390950.6065 | 438149.2314 | 99625.6975 | 130376.1065 | 177574.7314 | 1.3823 | 1.5003 | 1.6815 | 1.4476
2784 | Lateral Hardening | Lateral Hardening-Fuse-60029758 | Laterals | 13093 | 0.21705 | 21 | 39 | 240971.04 | 2022 | 328522.5729 | 367216.1316 | 414190.1791 | 87551.5329 | 126245.0916 | 173219.1391 | 1.3633 | 1.5239 | 1.7188 | 1.4471
11533 | Lateral Hardening | Lateral Hardening-Fuse-10560398 | Laterals | 13297 | 0.097917 | 8 | 9 | 148131.44 | 2021 | 199581.5516 | 226723.0174 | 265523.3851 | 51450.1116 | 78591.5774 | 117391.9451 | 1.3473 | 1.5306 | 1.7925 | 1.4468
16803 | Lateral Hardening | Lateral Hardening-Fuse-91532301 | Laterals | 13832 | 0.087121 | 7 | 10 | 174440.15 | 2029 | 234814.464 | 266989.8751 | 312517.7431 | 60374.314 | 92549.7251 | 138077.5931 | 1.3461 | 1.5306 | 1.7915 | 1.446
4487 | Lateral Hardening | Lateral Hardening-Fuse-91692347 | Laterals | 13068 | 0.26723 | 25 | 53 | 340175.39 | 2027 | 467272.914 | 512223.7952 | 576570.8515 | 127097.524 | 172048.4052 | 236395.4615 | 1.3736 | 1.5058 | 1.6949 | 1.4454
7097 | Lateral Hardening | Lateral Hardening-Fuse-91953442 | Laterals | 13143 | 0.47481 | 42 | 64 | 658635.88 | 2026 | 905344.1203 | 991582.8337 | 1110979.648 | 246708.2403 | 332946.9537 | 452343.768 | 1.3746 | 1.5055 | 1.6868 | 1.4451
18265 | Lateral Hardening | Lateral Hardening-Fuse-92652010 | Laterals | 13118 | 0.048295 | 6 | 2 | 54999.12 | 2021 | 74071.7391 | 84027.9764 | 98255.9978 | 19072.6191 | 29028.8564 | 43256.8778 | 1.3468 | 1.5278 | 1.7865 | 1.4451
4178 | Lateral Hardening | Lateral Hardening-Fuse-10745542 | Laterals | 13330 | 0.46496 | 20 | 6 | 195577.49 | 2025 | 264865.8618 | 297632.3813 | 343083.3537 | 69288.3718 | 102054.8913 | 147505.8637 | 1.3543 | 1.5218 | 1.7542 | 1.4445
17272 | Lateral Hardening | Lateral Hardening-Fuse-10650374 | Laterals | 13391 | 0.65455 | 34 | 3 | 195409.16 | 2028 | 268144.3388 | 293930.3572 | 331842.411 | 72735.1788 | 98521.1972 | 136433.251 | 1.3722 | 1.5042 | 1.6982 | 1.4444
17082 | Lateral Hardening | Lateral Hardening-Fuse-10487463 | Laterals | 13458 | 0.35246 | 20 | 12 | 372653.77 | 2026 | 512738.1609 | 558845.847 | 628201.3695 | 140084.3909 | 186192.077 | 255547.5995 | 1.3759 | 1.4996 | 1.6858 | 1.444
6164 | Lateral Hardening | Lateral Hardening-Fuse-92448039 | Laterals | 13010 | 0.56818 | 42 | 86 | 386058.18 | 2026 | 528538.1005 | 582384.5228 | 654719.6046 | 142479.9205 | 196326.3428 | 268661.4246 | 1.3691 | 1.5085 | 1.6959 | 1.4436
6155 | Lateral Hardening | Lateral Hardening-Fuse-93223549 | Laterals | 13459 | 0.19129 | 27 | 19 | 220706.44 | 2028 | 301492.493 | 333450.9963 | 375374.0581 | 80786.053 | 112744.5563 | 154667.6181 | 1.366 | 1.5108 | 1.7008 | 1.4429
15834 | Lateral Hardening | Lateral Hardening-Fuse-93046241 | Laterals | 13813 | 0.82879 | 36 | 29 | 305331.85 | 2028 | 420067.6519 | 456717.1353 | 514917.1248 | 114735.8019 | 151385.2853 | 209585.2748 | 1.3758 | 1.4958 | 1.6864 | 1.4428
2394 | Lateral Hardening | Lateral Hardening-Fuse-90564142 | Laterals | 13633 | 0.073106 | 3 | 2 | 58387.57 | 2021 | 78902.1166 | 88723.5123 | 102801.87 | 20514.5466 | 30335.9423 | 44414.3 | 1.3514 | 1.5196 | 1.7607 | 1.4427
15640 | Lateral Hardening | Lateral Hardening-Fuse-92398407 | Laterals | 13769 | 0.51212 | 26 | 7 | 204586.18 | 2028 | 279768.5103 | 307243.4406 | 349584.5645 | 75182.3303 | 102657.2606 | 144998.3845 | 1.3675 | 1.5018 | 1.7087 | 1.4419
6215 | Lateral Hardening | Lateral Hardening-Fuse-91406838 | Laterals | 14012 | 0.66951 | 48 | 50 | 657816.4 | 2024 | 907039.7914 | 984139.006 | 1090038.8214 | 249223.3914 | 326322.606 | 432222.4214 | 1.3789 | 1.4961 | 1.6571 | 1.4418
16908 | Lateral Hardening | Lateral Hardening-Fuse-10455381 | Laterals | 13171 | 0.12462 | 11 | 5 | 91867.73 | 2021 | 123155.604 | 140207.118 | 164856.1411 | 31287.874 | 48339.388 | 72988.4111 | 1.3406 | 1.5262 | 1.7945 | 1.4416
16815 | Lateral Hardening | Lateral Hardening-Fuse-93333742 | Laterals | 13213 | 0.97254 | 58 | 35 | 1021101.31 | 2027 | 1414681.9896 | 1519822.5519 | 1666562.6119 | 393580.6796 | 498721.2419 | 645461.3019 | 1.3854 | 1.4884 | 1.6321 | 1.441
18226 | Lateral Hardening | Lateral Hardening-Fuse-10662346 | Laterals | 13470 | 0.49924 | 41 | 80 | 589534.58 | 2026 | 804348.0423 | 889860.1756 | 997543.6096 | 214813.4623 | 300325.5956 | 408009.0296 | 1.3644 | 1.5094 | 1.6921 | 1.4407
13660 | Lateral Hardening | Lateral Hardening-Fuse-90293243 | Laterals | 13679 | 0.26742 | 16 | 28 | 341921.74 | 2028 | 466120.8738 | 514563.1098 | 585143.5909 | 124199.1338 | 172641.3698 | 243221.8509 | 1.3632 | 1.5049 | 1.7113 | 1.4406
19352 | Lateral Hardening | Lateral Hardening-Fuse-91314621 | Laterals | 13807 | 0.34186 | 16 | 4 | 212552.38 | 2028 | 292591.157 | 317011.8917 | 355190.3178 | 80038.777 | 104459.5117 | 142637.9378 | 1.3766 | 1.4915 | 1.6711 | 1.4405
18515 | Lateral Hardening | Lateral Hardening-Fuse-60003772 | Laterals | 13159 | 0.078409 | 8 | 16 | 104751.81 | 2025 | 141385.9646 | 158761.3516 | 184202.9446 | 36634.1546 | 54009.5416 | 79451.1346 | 1.3497 | 1.5156 | 1.7585 | 1.4404
3644 | Lateral Hardening | Lateral Hardening-Fuse-92524170 | Laterals | 13818 | 0.54564 | 25 | 1 | 344773.02 | 2029 | 469912.2353 | 518534.3601 | 590594.7489 | 125139.2153 | 173761.3401 | 245821.7289 | 1.363 | 1.504 | 1.713 | 1.4403
706 | Lateral Hardening | Lateral Hardening-Fuse-10925119 | Laterals | 13342 | 0.60777 | 39 | 6 | 600849.37 | 2023 | 810184.5925 | 911552.5745 | 1056985.0571 | 209335.2225 | 310703.2045 | 456135.6871 | 1.3484 | 1.5171 | 1.7592 | 1.4401
9961 | Lateral Hardening | Lateral Hardening-Fuse-10535986 | Laterals | 13115 | 0.22708 | 18 | 6 | 236237.74 | 2022 | 318428.2647 | 358060.0288 | 416266.7321 | 82190.5247 | 121822.2888 | 180028.9921 | 1.3479 | 1.5157 | 1.7621 | 1.4397
16249 | Lateral Hardening | Lateral Hardening-Fuse-10070696 | Laterals | 13657 | 0.077841 | 5 | 92 | 60880.41 | 2024 | 81413.5045 | 92798.3587 | 109495.4066 | 20533.0945 | 31917.9487 | 48614.9966 | 1.3373 | 1.5243 | 1.7985 | 1.4395
3620 | Lateral Hardening | Lateral Hardening-Fuse-92315811 | Laterals | 13030 | 0.42576 | 24 | 36 | 503114.04 | 2028 | 684992.4418 | 759927.0173 | 848691.022 | 181878.4018 | 256812.9773 | 345576.982 | 1.3615 | 1.5104 | 1.6869 | 1.4387
12649 | Lateral Hardening | Lateral Hardening-Fuse-10807592 | Laterals | 13020 | 0.24261 | 15 | 50 | 327683.97 | 2028 | 439566.391 | 497718.256 | 582990.2978 | 111882.421 | 170034.286 | 255306.3278 | 1.3414 | 1.5189 | 1.7791 | 1.4384
10874 | Lateral Hardening | Lateral Hardening-Fuse-90487798 | Laterals | 13740 | 0.12197 | 6 | 9 | 176460.09 | 2025 | 236289.1154 | 268126.6379 | 313961.1437 | 59829.0254 | 91666.5479 | 137501.0537 | 1.3391 | 1.5195 | 1.7792 | 1.4372
11129 | Lateral Hardening | Lateral Hardening-Fuse-93277440 | Laterals | 13213 | 0.38902 | 28 | 9 | 460769.04 | 2027 | 618905.9523 | 695282.6531 | 818361.2963 | 158136.9123 | 234513.6131 | 357592.2563 | 1.3432 | 1.509 | 1.7761 | 1.4362
16873 | Lateral Hardening | Lateral Hardening-Fuse-60024005 | Laterals | 13679 | 0.083902 | 6 | 1 | 54846.07 | 2028 | 73818.3899 | 82752.4743 | 96036.8281 | 18972.3199 | 27906.4043 | 41190.7581 | 1.3459 | 1.5088 | 1.751 | 1.4353
16733 | Lateral Hardening | Lateral Hardening-Fuse-92644382 | Laterals | 13303 | 1.8835 | 86 | 5 | 886228.2 | 2027 | 1223138.3642 | 1310677.9819 | 1447689.5046 | 336910.1642 | 424449.7819 | 561461.3046 | 1.3802 | 1.4789 | 1.6335 | 1.4351
10842 | Lateral Hardening | Lateral Hardening-Fuse-93353814 | Laterals | 13419 | 0.21761 | 19 | 100 | 178364.88 | 2026 | 238070.2756 | 271518.4625 | 316264.409 | 59705.3956 | 93153.5825 | 137899.529 | 1.3347 | 1.5223 | 1.7731 | 1.4348
18313 | Lateral Hardening | Lateral Hardening-Fuse-91805588 | Laterals | 13837 | 0.24981 | 13 | 15 | 263861.74 | 2029 | 358792.6754 | 395810.3255 | 445524.593 | 94930.9354 | 131948.5855 | 181662.853 | 1.3598 | 1.5001 | 1.6885 | 1.4347
17672 | Lateral Hardening | Lateral Hardening-Fuse-10762882 | Laterals | 13815 | 0.11212 | 5 | 6 | 113941.94 | 2027 | 152693.0337 | 172531.9647 | 200558.3036 | 38751.0937 | 58590.0247 | 86616.3636 | 1.3401 | 1.5142 | 1.7602 | 1.4343
4101 | Lateral Hardening | Lateral Hardening-Fuse-93325987 | Laterals | 13723 | 0.2303 | 12 | 2 | 81226.31 | 2024 | 109199.5781 | 122537.054 | 141879.1462 | 27973.2681 | 41310.744 | 60652.8362 | 1.3444 | 1.5086 | 1.7467 | 1.4339
19032 | Lateral Hardening | Lateral Hardening-Fuse-10105728 | Laterals | 13878 | 0.23201 | 14 | 26 | 50000 | 2022 | 66998.4979 | 75468.5107 | 88391.09 | 16998.4979 | 25468.5107 | 38391.09 | 1.34 | 1.5094 | 1.7678 | 1.4336
12765 | Lateral Hardening | Lateral Hardening-Fuse-10165380 | Laterals | 13045 | 0.22803 | 23 | 35 | 250048.07 | 2025 | 339246.1123 | 374070.2539 | 426724.2658 | 89198.0423 | 124022.1839 | 176676.1958 | 1.3567 | 1.496 | 1.7066 | 1.4335
14023 | Lateral Hardening | Lateral Hardening-Fuse-10124540 | Laterals | 13063 | 0.20398 | 23 | 67 | 390651.48 | 2029 | 523719.3451 | 589181.1148 | 685769.0776 | 133067.8651 | 198529.6348 | 295117.5976 | 1.3406 | 1.5082 | 1.7554 | 1.4324
1265 | Lateral Hardening | Lateral Hardening-Fuse-10710642 | Laterals | 14000 | 0.3322 | 16 | 10 | 200263.75 | 2024 | 272431.2863 | 298343.4142 | 338682.1983 | 72167.5363 | 98079.6642 | 138418.4483 | 1.3604 | 1.4898 | 1.6912 | 1.4323
5611 | Lateral Hardening | Lateral Hardening-Fuse-93220732 | Laterals | 13459 | 0.0125 | 3 | 24 | 50000 | 2028 | 66666.1313 | 75765.345 | 88681.4662 | 16666.1313 | 25765.345 | 38681.4662 | 1.3333 | 1.5153 | 1.7736 | 1.4319
17298 | Lateral Hardening | Lateral Hardening-Fuse-60201462 | Laterals | 13330 | 0.30663 | 19 | 19 | 216771.49 | 2025 | 294087.0994 | 323475.9028 | 369013.7345 | 77315.6094 | 106704.4128 | 152242.2445 | 1.3567 | 1.4922 | 1.7023 | 1.4319
13454 | Lateral Hardening | Lateral Hardening-Fuse-90896823 | Laterals | 13096 | 0.15095 | 13 | 18 | 211184.53 | 2027 | 282629.6832 | 318564.7309 | 371991.3401 | 71445.1532 | 107380.2009 | 160806.8101 | 1.3383 | 1.5085 | 1.7615 | 1.4317
4544 | Lateral Hardening | Lateral Hardening-Fuse-92631400 | Laterals | 13303 | 0.11098 | 6 | 1 | 61535.57 | 2027 | 82709.0628 | 92636.7884 | 106690.5399 | 21173.4928 | 31101.2184 | 45154.9699 | 1.3441 | 1.5054 | 1.7338 | 1.4315
16951 | Lateral Hardening | Lateral Hardening-Fuse-91665193 | Laterals | 13911 | 0.49034 | 32 | 179 | 549496.86 | 2022 | 751229.7917 | 817337.8314 | 902856.2571 | 201732.9317 | 267840.9714 | 353359.3971 | 1.3671 | 1.4874 | 1.6431 | 1.4308
5517 | Lateral Hardening | Lateral Hardening-Fuse-91210726 | Laterals | 13298 | 0.84356 | 34 | 3 | 230821.44 | 2029 | 312015.6472 | 346144.6192 | 391080.7051 | 81194.2072 | 115323.1792 | 160259.2651 | 1.3518 | 1.4996 | 1.6943 | 1.4304
16849 | Lateral Hardening | Lateral Hardening-Fuse-10521031 | Laterals | 13691 | 0.42178 | 21 | 85 | 413318.03 | 2029 | 561178.729 | 617990.3844 | 689820.811 | 147860.699 | 204672.3544 | 276502.781 | 1.3577 | 1.4952 | 1.669 | 1.4301
2364 | Lateral Hardening | Lateral Hardening-Fuse-10429550 | Laterals | 13835 | 0.20909 | 16 | 32 | 402742.26 | 2022 | 540976.6042 | 606521.1021 | 693436.5358 | 138234.3442 | 203778.8421 | 290694.2758 | 1.3432 | 1.506 | 1.7218 | 1.4299
8387 | Lateral Hardening | Lateral Hardening-Fuse-10072009 | Laterals | 13305 | 0.19318 | 11 | 17 | 201156.87 | 2026 | 269295.0317 | 303444.422 | 349769.8574 | 68138.1617 | 102287.552 | 148612.9874 | 1.3387 | 1.5085 | 1.7388 | 1.4297
3023 | Lateral Hardening | Lateral Hardening-Fuse-92317346 | Laterals | 13030 | 0.59848 | 25 | 4 | 262612.01 | 2028 | 355419.0355 | 392090.2289 | 444678.8035 | 92807.0255 | 129478.2189 | 182066.7935 | 1.3534 | 1.493 | 1.6933 | 1.4293
16910 | Lateral Hardening | Lateral Hardening-Fuse-10696498 | Laterals | 13961 | 0.52235 | 30 | 27 | 429824.24 | 2021 | 584404.7764 | 638721.6534 | 716310.1417 | 154580.5364 | 208897.4134 | 286485.9017 | 1.3596 | 1.486 | 1.6665 | 1.4282
13337 | Lateral Hardening | Lateral Hardening-Fuse-90787275 | Laterals | 13279 | 0.32045 | 29 | 45 | 301296.17 | 2027 | 399584.5044 | 454790.5976 | 538753.0776 | 98288.3344 | 153494.4276 | 237456.9076 | 1.3262 | 1.5094 | 1.7881 | 1.4274
9029 | Lateral Hardening | Lateral Hardening-Fuse-10000906 | Laterals | 13236 | 0.13769 | 10 | 14 | 127856.84 | 2029 | 169922.3204 | 193071.0651 | 225672.301 | 42065.4804 | 65214.2251 | 97815.461 | 1.329 | 1.5101 | 1.765 | 1.4269
2268 | Lateral Hardening | Lateral Hardening-Fuse-91565161 | Laterals | 13044 | 0.17178 | 19 | 17 | 208985.93 | 2026 | 279599.5115 | 314256.9092 | 360885.2486 | 70613.5815 | 105270.9792 | 151899.3186 | 1.3379 | 1.5037 | 1.7268 | 1.4265
14183 | Lateral Hardening | Lateral Hardening-Fuse-10366528 | Laterals | 13089 | 0.18352 | 18 | 17 | 190311.81 | 2024 | 254366.4225 | 285617.2459 | 331044.3474 | 64054.6125 | 95305.4359 | 140732.5374 | 1.3366 | 1.5008 | 1.7395 | 1.4261
4993 | Lateral Hardening | Lateral Hardening-Fuse-92602261 | Laterals | 13010 | 0.26174 | 19 | 27 | 228478.15 | 2026 | 304179.0319 | 343909.051 | 400028.5585 | 75700.8819 | 115430.901 | 171550.4085 | 1.3313 | 1.5052 | 1.7508 | 1.4254
13240 | Lateral Hardening | Lateral Hardening-Fuse-10089367 | Laterals | 13278 | 0.21117 | 22 | 14 | 240483.1 | 2027 | 324438.7722 | 359242.535 | 403479.148 | 83955.6722 | 118759.435 | 162996.048 | 1.3491 | 1.4938 | 1.6778 | 1.4254
3555 | Lateral Hardening | Lateral Hardening-Fuse-60224464 | Laterals | 13227 | 0.57746 | 41 | 66 | 625687.01 | 0 | 851299.512 | 927442.5094 | 1021283.5774 | 225612.502 | 301755.4994 | 395596.5674 | 1.3606 | 1.4823 | 1.6323 | 1.4243
7426 | Lateral Hardening | Lateral Hardening-Fuse-91705275 | Laterals | 13899 | 0.13636 | 8 | 10 | 153919.86 | 0 | 205155.0321 | 230518.6053 | 269202.0516 | 51235.1721 | 76598.7453 | 115282.1916 | 1.3329 | 1.4977 | 1.749 | 1.4239
19431 | Lateral Hardening | Lateral Hardening-Fuse-10462562 | Laterals | 13226 | 0.51212 | 30 | 37 | 436623.71 | 0 | 592728.7599 | 644142.7663 | 720182.5022 | 156105.0499 | 207519.0563 | 283558.7922 | 1.3575 | 1.4753 | 1.6494 | 1.422
3711 | Lateral Hardening | Lateral Hardening-Fuse-91616188 | Laterals | 13373 | 0.51913 | 36 | 45 | 508106.42 | 0 | 686994.6841 | 750854.324 | 847246.423 | 178888.2641 | 242747.904 | 339140.003 | 1.3521 | 1.4778 | 1.6675 | 1.4213
14187 | Lateral Hardening | Lateral Hardening-Fuse-91047196 | Laterals | 13344 | 0.27652 | 15 | 11 | 230702.08 | 0 | 310014.749 | 343388.0999 | 387127.0832 | 79312.669 | 112686.0199 | 156425.0032 | 1.3438 | 1.4884 | 1.678 | 1.4206
18860 | Lateral Hardening | Lateral Hardening-Fuse-91807285 | Laterals | 13837 | 0.16989 | 12 | 6 | 157738.53 | 0 | 213321.8975 | 232687.4642 | 262288.8797 | 55583.3675 | 74948.9342 | 104550.3497 | 1.3524 | 1.4751 | 1.6628 | 1.4203
10877 | Lateral Hardening | Lateral Hardening-Fuse-91738123 | Laterals | 13163 | 0.17519 | 20 | 14 | 447848.68 | 0 | 588925.7635 | 674191.0328 | 798613.5655 | 141077.0835 | 226342.3528 | 350764.8855 | 1.315 | 1.5054 | 1.7832 | 1.4189
4039 | Lateral Hardening | Lateral Hardening-Fuse-91692923 | Laterals | 13107 | 0.23087 | 19 | 39 | 230838.74 | 0 | 307676.2266 | 344314.0982 | 393542.0197 | 76837.4866 | 113475.3582 | 162703.2797 | 1.3329 | 1.4916 | 1.7048 | 1.4177
16314 | Lateral Hardening | Lateral Hardening-Fuse-60188258 | Laterals | 13807 | 0.51477 | 24 | 22 | 230853 | 0 | 309571.4767 | 341554.4096 | 390402.6503 | 78718.4767 | 110701.4096 | 159549.6503 | 1.341 | 1.4795 | 1.6911 | 1.4176
14199 | Lateral Hardening | Lateral Hardening-Fuse-91448515 | Laterals | 13461 | 0.70227 | 43 | 23 | 541660.87 | 0 | 734692.2555 | 794634.1464 | 885560.2907 | 193031.3855 | 252973.2764 | 343899.4207 | 1.3564 | 1.467 | 1.6349 | 1.4174
2845 | Lateral Hardening | Lateral Hardening-Fuse-90668780 | Laterals | 14050 | 2.2062 | 45 | 1 | 343063.05 | 0 | 463393.6403 | 505706.3069 | 563007.4387 | 120330.5903 | 162643.2569 | 219944.3887 | 1.3508 | 1.4741 | 1.6411 | 1.4168
10864 | Lateral Hardening | Lateral Hardening-Fuse-10562366 | Laterals | 13296 | 0.20777 | 11 | 6 | 109083.28 | 0 | 145079.9199 | 162653.7976 | 186741.7463 | 35996.6399 | 53570.5176 | 77658.4663 | 1.33 | 1.4911 | 1.7119 | 1.4165
8640 | Lateral Hardening | Lateral Hardening-Fuse-60058624 | Laterals | 13021 | 0.045644 | 7 | 39 | 50000 | 0 | 65917.4051 | 74826.8618 | 87951.0524 | 15917.4051 | 24826.8618 | 37951.0524 | 1.3183 | 1.4965 | 1.759 | 1.4159
18693 | Lateral Hardening | Lateral Hardening-Fuse-10745571 | Laterals | 13431 | 0.090341 | 8 | 9 | 122904.48 | 0 | 162078.8604 | 184147.1553 | 215067.7534 | 39174.3804 | 61242.6753 | 92163.2734 | 1.3187 | 1.4983 | 1.7499 | 1.4157
9563 | Lateral Hardening | Lateral Hardening-Fuse-93118733 | Laterals | 13324 | 0.11307 | 11 | 6 | 307540.17 | 0 | 407225.898 | 459361.2349 | 532385.4465 | 99685.728 | 151821.0649 | 224845.2765 | 1.3241 | 1.4937 | 1.7311 | 1.4157
2461 | Lateral Hardening | Lateral Hardening-Fuse-92202651 | Laterals | 13489 | 0.31326 | 18 | 14 | 247703.48 | 0 | 327625.1771 | 370018.3807 | 430348.1131 | 79921.6971 | 122314.9007 | 182644.6331 | 1.3227 | 1.4938 | 1.7374 | 1.4155
6514 | Lateral Hardening | Lateral Hardening-Fuse-10512795 | Laterals | 14110 | 0.10909 | 6 | 3 | 109251.42 | 0 | 146568.8832 | 161834.3352 | 181045.81 | 37317.4632 | 52582.9152 | 71794.39 | 1.3416 | 1.4813 | 1.6571 | 1.415
18744 | Lateral Hardening | Lateral Hardening-Fuse-92734434 | Laterals | 13070 | 0.51345 | 29 | 34 | 306261.78 | 0 | 411665.7331 | 450360.2688 | 511711.8514 | 105403.9531 | 144098.4888 | 205450.0714 | 1.3442 | 1.4705 | 1.6708 | 1.4147
18042 | Lateral Hardening | Lateral Hardening-Fuse-91995708 | Laterals | 13219 | 0.75114 | 50 | 218 | 923466.53 | 0 | 1244153.5861 | 1358536.502 | 1522183.1172 | 320687.0561 | 435069.972 | 598716.5872 | 1.3473 | 1.4711 | 1.6483 | 1.4145
14651 | Lateral Hardening | Lateral Hardening-Fuse-92276274 | Laterals | 13038 | 0.40095 | 24 | 31 | 467064.43 | 0 | 622224.0715 | 694944.9759 | 787400.609 | 155159.6415 | 227880.5459 | 320336.179 | 1.3322 | 1.4879 | 1.6859 | 1.4143
3967 | Lateral Hardening | Lateral Hardening-Fuse-92633786 | Laterals | 13331 | 0.19375 | 10 | 1 | 256550.18 | 0 | 343639.4674 | 379156.8978 | 425900.0185 | 87089.2874 | 122606.7178 | 169349.8385 | 1.3395 | 1.4779 | 1.6601 | 1.4131
2831 | Lateral Hardening | Lateral Hardening-Fuse-10676243 | Laterals | 13787 | 0.65833 | 26 | 6 | 283305.85 | 0 | 379085.5438 | 418570.723 | 472241.2266 | 95779.6938 | 135264.873 | 188935.3766 | 1.3381 | 1.4775 | 1.6669 | 1.4128
1608 | Lateral Hardening | Lateral Hardening-Fuse-92268401 | Laterals | 13146 | 1.3767 | 63 | 11 | 952542.52 | 0 | 1285685.315 | 1398339.9533 | 1543691.1593 | 333142.795 | 445797.4333 | 591148.6393 | 1.3497 | 1.468 | 1.6206 | 1.4123
12167 | Lateral Hardening | Lateral Hardening-Fuse-60025506 | Laterals | 13236 | 0.55265 | 33 | 12 | 635204.77 | 0 | 853709.3647 | 934116.617 | 1044563.5237 | 218504.5947 | 298911.847 | 409358.7537 | 1.344 | 1.4706 | 1.6445 | 1.412
19461 | Lateral Hardening | Lateral Hardening-Fuse-60044065 | Laterals | 13211 | 0.30265 | 23 | 30 | 291315.52 | 0 | 390123.7491 | 429545.2963 | 482761.8818 | 98808.2291 | 138229.7763 | 191446.3618 | 1.3392 | 1.4745 | 1.6572 | 1.4116
4131 | Lateral Hardening | Lateral Hardening-Fuse-91104263 | Laterals | 13373 | 0.075947 | 7 | 9 | 84299.08 | 0 | 110677.0427 | 126118.9724 | 147432.3576 | 26377.9627 | 41819.8924 | 63133.2776 | 1.3129 | 1.4961 | 1.7489 | 1.4115
11374 | Lateral Hardening | Lateral Hardening-Fuse-90467409 | Laterals | 13406 | 0.69432 | 47 | 69 | 572669.73 | 0 | 772154.0752 | 838487.2044 | 932778.4648 | 199484.3452 | 265817.4744 | 360108.7348 | 1.3483 | 1.4642 | 1.6288 | 1.4111
1301 | Lateral Hardening | Lateral Hardening-Fuse-10198089 | Laterals | 13334 | 0.19432 | 18 | 29 | 306605.49 | 0 | 404026.681 | 455479.9334 | 534901.6125 | 97421.191 | 148874.4434 | 228296.1225 | 1.3177 | 1.4856 | 1.7446 | 1.4108
18115 | Lateral Hardening | Lateral Hardening-Fuse-60081239 | Laterals | 13082 | 0.073295 | 6 | 19 | 58403.31 | 0 | 76738.5353 | 87064.9928 | 102092.8517 | 18335.2253 | 28661.6828 | 43689.5417 | 1.3139 | 1.4908 | 1.7481 | 1.4104
4030 | Lateral Hardening | Lateral Hardening-Fuse-91793010 | Laterals | 13686 | 0.24754 | 17 | 3 | 214099.9 | 0 | 287368.4225 | 313189.9974 | 354961.2486 | 73268.5225 | 99090.0974 | 140861.3486 | 1.3422 | 1.4628 | 1.6579 | 1.41
15778 | Lateral Hardening | Lateral Hardening-Fuse-92884650 | Laterals | 13796 | 0.13864 | 9 | 6 | 111198.18 | 0 | 147590.3639 | 164875.3181 | 187101.7603 | 36392.1839 | 53677.1381 | 75903.5803 | 1.3273 | 1.4827 | 1.6826 | 1.4094
471 | Lateral Hardening | Lateral Hardening-Fuse-90136651 | Laterals | 13724 | 0.21553 | 15 | 28 | 187463.41 | 0 | 247447.7051 | 278147.2076 | 322206.2436 | 59984.2951 | 90683.7976 | 134742.8336 | 1.32 | 1.4837 | 1.7188 | 1.409
1728 | Lateral Hardening | Lateral Hardening-Fuse-10635154 | Laterals | 13242 | 0.21629 | 10 | 3 | 193207.43 | 0 | 257103.5395 | 285454.9911 | 323084.2978 | 63896.1095 | 92247.5611 | 129876.8678 | 1.3307 | 1.4775 | 1.6722 | 1.4089
6585 | Lateral Hardening | Lateral Hardening-Fuse-10762875 | Laterals | 13815 | 0.36117 | 15 | 23 | 271925.83 | 0 | 365842.7181 | 396444.6326 | 445453.1366 | 93916.8881 | 124518.8026 | 173527.3066 | 1.3454 | 1.4579 | 1.6381 | 1.4084
12038 | Lateral Hardening | Lateral Hardening-Fuse-10916762 | Laterals | 13805 | 2.2004 | 120 | 230 | 1598794.46 | 0 | 2185414.9633 | 2305622.4525 | 2482201.7293 | 586620.5033 | 706827.9925 | 883407.2693 | 1.3669 | 1.4421 | 1.5525 | 1.408
17880 | Lateral Hardening | Lateral Hardening-Fuse-91299786 | Laterals | 13461 | 0.70985 | 28 | 6 | 438278.65 | 0 | 586904.9061 | 641114.5161 | 725099.1696 | 148626.2561 | 202835.8661 | 286820.5196 | 1.3391 | 1.4628 | 1.6544 | 1.4078
13624 | Lateral Hardening | Lateral Hardening-Fuse-90882561 | Laterals | 13785 | 0.44261 | 23 | 18 | 281606.67 | 0 | 375059.4239 | 414319.9229 | 467511.5815 | 93452.7539 | 132713.2529 | 185904.9115 | 1.3319 | 1.4713 | 1.6602 | 1.4065
17058 | Lateral Hardening | Lateral Hardening-Fuse-91092111 | Laterals | 13042 | 0.10227 | 11 | 21 | 218929.35 | 0 | 287626.3772 | 324856.7071 | 378330.3974 | 68697.0272 | 105927.3571 | 159401.0474 | 1.3138 | 1.4838 | 1.7281 | 1.4062
5177 | Lateral Hardening | Lateral Hardening-Fuse-10443864 | Laterals | 13172 | 0.043561 | 5 | 8 | 122946.7 | 0 | 161114.1443 | 182769.1573 | 213773.8023 | 38167.4443 | 59822.4573 | 90827.1023 | 1.3104 | 1.4866 | 1.7388 | 1.4061
17796 | Lateral Hardening | Lateral Hardening-Fuse-60081732 | Laterals | 13358 | 0.27102 | 30 | 116 | 544856.81 | 0 | 726255.9327 | 801219.7798 | 890418.7244 | 181399.1227 | 256362.9698 | 345561.9144 | 1.3329 | 1.4705 | 1.6342 | 1.4043
19548 | Lateral Hardening | Lateral Hardening-Fuse-93263184 | Laterals | 13175 | 0.077841 | 9 | 10 | 121865.64 | 0 | 159315.5896 | 181054.1339 | 211995.4112 | 37449.9496 | 59188.4939 | 90129.7712 | 1.3073 | 1.4857 | 1.7396 | 1.404
9776 | Lateral Hardening | Lateral Hardening-Fuse-10827104 | Laterals | 13769 | 0.39432 | 14 | 1 | 77222.61 | 0 | 101603.9127 | 114322.3882 | 131441.4937 | 24381.3027 | 37099.7782 | 54218.8837 | 1.3157 | 1.4804 | 1.7021 | 1.4038
9599 | Lateral Hardening | Lateral Hardening-Fuse-90178686 | Laterals | 13330 | 0.37064 | 23 | 7 | 276134.15 | 0 | 369952.53 | 401776.504 | 450942.2759 | 93818.38 | 125642.354 | 174808.1259 | 1.3398 | 1.455 | 1.6331 | 1.4037
12821 | Lateral Hardening | Lateral Hardening-Fuse-92124997 | Laterals | 14116 | 0.35758 | 29 | 19 | 268370.12 | 0 | 356407.0515 | 394535.5005 | 444095.7391 | 88036.9315 | 126165.3805 | 175725.6191 | 1.328 | 1.4701 | 1.6548 | 1.4033
14669 | Lateral Hardening | Lateral Hardening-Fuse-10441812 | Laterals | 13947 | 0.23504 | 24 | 55 | 261403.09 | 0 | 345578.2318 | 386083.1806 | 435412.8871 | 84175.1418 | 124680.0906 | 174009.7971 | 1.322 | 1.477 | 1.6657 | 1.4029
8402 | Lateral Hardening | Lateral Hardening-Fuse-91314193 | Laterals | 13268 | 0.89167 | 56 | 71 | 708246.17 | 0 | 950795.3481 | 1029280.0142 | 1138514.3823 | 242549.1781 | 321033.8442 | 430268.2123 | 1.3425 | 1.4533 | 1.6075 | 1.4022
8969 | Lateral Hardening | Lateral Hardening-Fuse-10797443 | Laterals | 14041 | 0.82083 | 39 | 6 | 445739.75 | 0 | 594425.8414 | 649254.9403 | 734541.3494 | 148686.0914 | 203515.1903 | 288801.5994 | 1.3336 | 1.4566 | 1.6479 | 1.4019
18499 | Lateral Hardening | Lateral Hardening-Fuse-10064500 | Laterals | 14274 | 0.26913 | 16 | 4 | 141909.82 | 0 | 184885.7191 | 210407.2854 | 248369.5175 | 42975.8991 | 68497.4654 | 106459.6975 | 1.3028 | 1.4827 | 1.7502 | 1.4015
3948 | Lateral Hardening | Lateral Hardening-Fuse-10168321 | Laterals | 13207 | 0.29867 | 18 | 50 | 217050.35 | 0 | 288301.5745 | 317417.5313 | 358519.1733 | 71251.2245 | 100367.1813 | 141468.8233 | 1.3283 | 1.4624 | 1.6518 | 1.4009
5410 | Lateral Hardening | Lateral Hardening-Fuse-92701730 | Laterals | 13299 | 0.41136 | 28 | 14 | 230118.96 | 0 | 303133.1061 | 338892.5177 | 386727.5849 | 73014.1461 | 108773.5577 | 156608.6249 | 1.3173 | 1.4727 | 1.6806 | 1.4002
17376 | Lateral Hardening | Lateral Hardening-Fuse-92904603 | Laterals | 13159 | 0.50114 | 41 | 202 | 497567.61 | 0 | 663053.2623 | 723337.2057 | 806418.3165 | 165485.6523 | 225769.5957 | 308850.7065 | 1.3326 | 1.4537 | 1.6207 | 1.3977
2051 | Lateral Hardening | Lateral Hardening-Fuse-10051863 | Laterals | 13198 | 0.076705 | 10 | 62 | 132213.66 | 0 | 171773.9872 | 195599.2363 | 230490.8202 | 39560.3272 | 63385.5763 | 98277.1602 | 1.2992 | 1.4794 | 1.7433 | 1.3977
12889 | Lateral Hardening | Lateral Hardening-Fuse-10472621 | Laterals | 13454 | 0.07178 | 7 | 2 | 102220.64 | 0 | 135288.8543 | 149684.3873 | 167321.7747 | 33068.2143 | 47463.7473 | 65101.1347 | 1.3235 | 1.4643 | 1.6369 | 1.3971
2854 | Lateral Hardening | Lateral Hardening-Fuse-10563765 | Laterals | 13293 | 0.29527 | 33 | 23 | 338956.55 | 0 | 449345.428 | 493672.2925 | 557673.7829 | 110388.878 | 154715.7425 | 218717.2329 | 1.3257 | 1.4564 | 1.6453 | 1.3969
10049 | Lateral Hardening | Lateral Hardening-Fuse-90887471 | Laterals | 13070 | 0.24053 | 20 | 7 | 216430.16 | 0 | 286589.5534 | 314969.3117 | 358634.4084 | 70159.3934 | 98539.1517 | 142204.2484 | 1.3242 | 1.4553 | 1.657 | 1.3968
11991 | Lateral Hardening | Lateral Hardening-Fuse-10393584 | Laterals | 13523 | 0.27386 | 19 | 14 | 319528.21 | 0 | 414841.3625 | 471597.339 | 559171.7204 | 95313.1525 | 152069.129 | 239643.5104 | 1.2983 | 1.4759 | 1.75 | 1.3968
15917 | Lateral Hardening | Lateral Hardening-Fuse-92486656 | Laterals | 13020 | 0.21496 | 10 | 14 | 149490.08 | 0 | 198005.7632 | 218280.2704 | 244683.8673 | 48515.6832 | 68790.1904 | 95193.7873 | 1.3245 | 1.4602 | 1.6368 | 1.3965
13462 | Lateral Hardening | Lateral Hardening-Fuse-91968993 | Laterals | 13008 | 0.26098 | 14 | 45 | 184025.84 | 0 | 239966.2811 | 270679.9296 | 316037.1366 | 55940.4411 | 86654.0896 | 132011.2966 | 1.304 | 1.4709 | 1.7174 | 1.3954
3952 | Lateral Hardening | Lateral Hardening-Fuse-92629740 | Laterals | 13303 | 0.1625 | 10 | 1 | 110268.78 | 0 | 146330.8111 | 160180.5882 | 179038.4175 | 36062.0311 | 49911.8082 | 68769.6375 | 1.327 | 1.4526 | 1.6237 | 1.3944
19067 | Lateral Hardening | Lateral Hardening-Fuse-10716353 | Laterals | 13959 | 0.3447 | 22 | 22 | 304400.41 | 0 | 402818.2807 | 442437.8905 | 498808.1761 | 98417.8707 | 138037.4805 | 194407.7661 | 1.3233 | 1.4535 | 1.6387 | 1.3939
6442 | Lateral Hardening | Lateral Hardening-Fuse-10129824 | Laterals | 13422 | 0.53333 | 25 | 6 | 276847.45 | 0 | 369246.1618 | 398012.9901 | 446562.8506 | 92398.7118 | 121165.5401 | 169715.4006 | 1.3338 | 1.4377 | 1.613 | 1.3929
3484 | Lateral Hardening | Lateral Hardening-Fuse-10536027 | Laterals | 13115 | 0.15398 | 9 | 5 | 112981.8 | 0 | 148094.9773 | 165539.6473 | 187982.9512 | 35113.1773 | 52557.8473 | 75001.1512 | 1.3108 | 1.4652 | 1.6638 | 1.3924
17629 | Lateral Hardening | Lateral Hardening-Fuse-90294505 | Laterals | 13679 | 0.40284 | 28 | 74 | 423611.73 | 0 | 559394.0449 | 615113.4963 | 696609.7117 | 135782.3149 | 191501.7663 | 272997.9817 | 1.3205 | 1.4521 | 1.6445 | 1.3924
11604 | Lateral Hardening | Lateral Hardening-Fuse-10095473 | Laterals | 13786 | 0.5339 | 29 | 22 | 303895.99 | 0 | 404031.0683 | 437476.8824 | 492755.0492 | 100135.0783 | 133580.8924 | 188859.0592 | 1.3295 | 1.4396 | 1.6215 | 1.3917
14872 | Lateral Hardening | Lateral Hardening-Fuse-92631398 | Laterals | 13303 | 0.86913 | 50 | 4 | 341346.4 | 0 | 453783.7054 | 491382.6991 | 551284.2281 | 112437.3054 | 150036.2991 | 209937.8281 | 1.3294 | 1.4395 | 1.615 | 1.391
5570 | Lateral Hardening | Lateral Hardening-Fuse-90534627 | Laterals | 14069 | 0.82936 | 49 | 62 | 434349.22 | 0 | 576048.2718 | 625424.666 | 699287.7427 | 141699.0518 | 191075.446 | 264938.5227 | 1.3262 | 1.4399 | 1.61 | 1.3887
8423 | Lateral Hardening | Lateral Hardening-Fuse-93438082 | Laterals | 13461 | 0.39375 | 20 | 2 | 203050.97 | 0 | 266338.3016 | 295537.4 | 334229.431 | 63287.3316 | 92486.43 | 131178.461 | 1.3117 | 1.4555 | 1.646 | 1.3883
19411 | Lateral Hardening | Lateral Hardening-Fuse-10786378 | Laterals | 14040 | 0.25473 | 14 | 7 | 173667.41 | 0 | 229377.1873 | 250648.7137 | 281504.0285 | 55709.7773 | 76981.3037 | 107836.6185 | 1.3208 | 1.4433 | 1.6209 | 1.3875
9126 | Lateral Hardening | Lateral Hardening-Fuse-91458887 | Laterals | 13106 | 0.21004 | 20 | 56 | 293209.27 | 0 | 378242.6738 | 430008.4428 | 506974.0855 | 85033.4038 | 136799.1728 | 213764.8155 | 1.29 | 1.4666 | 1.7291 | 1.3869
15493 | Lateral Hardening | Lateral Hardening-Fuse-10144159 | Laterals | 13123 | 0.56117 | 38 | 8 | 667485.95 | 0 | 865539.5665 | 975622.7436 | 1135531.6535 | 198053.6165 | 308136.7936 | 468045.7035 | 1.2967 | 1.4616 | 1.7012 | 1.3866
452 | Lateral Hardening | Lateral Hardening-Fuse-93279439 | Laterals | 13213 | 0.50871 | 30 | 2 | 230214.23 | 0 | 303164.3945 | 332080.1564 | 376537.8726 | 72950.1645 | 101865.9264 | 146323.6426 | 1.3169 | 1.4425 | 1.6356 | 1.3864
17579 | Lateral Hardening | Lateral Hardening-Fuse-92577075 | Laterals | 13254 | 0.63598 | 28 | 26 | 411626.78 | 0 | 542279.5793 | 595584.7701 | 666272.6156 | 130652.7993 | 183957.9901 | 254645.8356 | 1.3174 | 1.4469 | 1.6186 | 1.3864
18518 | Lateral Hardening | Lateral Hardening-Fuse-90416605 | Laterals | 13081 | 0.089773 | 10 | 222 | 196804.92 | 0 | 252709.75 | 288419.9328 | 344716.684 | 55904.83 | 91615.0128 | 147911.764 | 1.2841 | 1.4655 | 1.7516 | 1.3852
1967 | Lateral Hardening | Lateral Hardening-Fuse-91453908 | Laterals | 13909 | 0.36705 | 25 | 62 | 342849.66 | 0 | 453795.1634 | 492076.5767 | 549946.0236 | 110945.5034 | 149226.9167 | 207096.3636 | 1.3236 | 1.4353 | 1.604 | 1.3851
1127 | Lateral Hardening | Lateral Hardening-Fuse-90834084 | Laterals | 13724 | 0.21553 | 14 | 7 | 220591.51 | 0 | 285376.0538 | 322169.0774 | 374553.0609 | 64784.5438 | 101577.5674 | 153961.5509 | 1.2937 | 1.4605 | 1.6979 | 1.3841
18322 | Lateral Hardening | Lateral Hardening-Fuse-10933150 | Laterals | 13897 | 0.15417 | 9 | 1 | 65124.29 | 0 | 84027.8864 | 94850.174 | 112458.3471 | 18903.5964 | 29725.884 | 47334.0571 | 1.2903 | 1.4564 | 1.7268 | 1.3838
17411 | Lateral Hardening | Lateral Hardening-Fuse-90288923 | Laterals | 13807 | 0.53466 | 28 | 34 | 283753.82 | 0 | 374126.8681 | 407385.9303 | 458924.3264 | 90373.0481 | 123632.1103 | 175170.5064 | 1.3185 | 1.4357 | 1.6173 | 1.3835
4279 | Lateral Hardening | Lateral Hardening-Fuse-90032924 | Laterals | 13695 | 0.83295 | 49 | 57 | 686288.9 | 0 | 903127.2176 | 985153.4941 | 1112820.4193 | 216838.3176 | 298864.5941 | 426531.5193 | 1.316 | 1.4355 | 1.6215 | 1.3824
19178 | Lateral Hardening | Lateral Hardening-Fuse-10475330 | Laterals | 14117 | 0.15985 | 14 | 5 | 314814.32 | 0 | 404650.4574 | 459684.0201 | 544277.8261 | 89836.1374 | 144869.7001 | 229463.5061 | 1.2854 | 1.4602 | 1.7289 | 1.3822
6660 | Lateral Hardening | Lateral Hardening-Fuse-60028474 | Laterals | 13007 | 0.60909 | 52 | 71 | 581555.71 | 0 | 753606.3677 | 847640.8213 | 972142.5311 | 172050.6577 | 266085.1113 | 390586.8211 | 1.2958 | 1.4575 | 1.6716 | 1.3819
9659 | Lateral Hardening | Lateral Hardening-Fuse-60314752 | Laterals | 13993 | 0.34375 | 28 | 26 | 260074.35 | 0 | 341592.3391 | 373573.502 | 423343.9446 | 81517.9891 | 113499.152 | 163269.5946 | 1.3134 | 1.4364 | 1.6278 | 1.3818
12237 | Lateral Hardening | Lateral Hardening-Fuse-93430445 | Laterals | 13268 | 1.11 | 65 | 78 | 826375 | 0 | 1094149.8621 | 1179376.0054 | 1303901.6151 | 267774.8621 | 353001.0054 | 477526.6151 | 1.324 | 1.4272 | 1.5779 | 1.3804
12434 | Lateral Hardening | Lateral Hardening-Fuse-92734177 | Laterals | 13070 | 0.16629 | 14 | 4 | 145649.47 | 0 | 190793.442 | 210401.8939 | 234387.431 | 45143.972 | 64752.4239 | 88737.961 | 1.3099 | 1.4446 | 1.6093 | 1.3803
6910 | Lateral Hardening | Lateral Hardening-Fuse-90882696 | Laterals | 13695 | 0.54205 | 24 | 11 | 233119.56 | 0 | 304716.5113 | 334797.6276 | 381752.077 | 71596.9513 | 101678.0676 | 148632.517 | 1.3071 | 1.4362 | 1.6376 | 1.3789
7737 | Lateral Hardening | Lateral Hardening-Fuse-92611133 | Laterals | 13118 | 0.50398 | 48 | 55 | 506686.89 | 0 | 665682.3358 | 727198.6154 | 809486.6275 | 158995.4458 | 220511.7254 | 302799.7375 | 1.3138 | 1.4352 | 1.5976 | 1.3786
11755 | Lateral Hardening | Lateral Hardening-Fuse-92455436 | Laterals | 13377 | 0.35057 | 38 | 103 | 665002.11 | 0 | 866723.7669 | 959483.4622 | 1078619.7294 | 201721.6569 | 294481.3522 | 413617.6194 | 1.3033 | 1.4428 | 1.622 | 1.3771
15432 | Lateral Hardening | Lateral Hardening-Fuse-60069100 | Laterals | 13906 | 0.48712 | 28 | 16 | 432346.64 | 0 | 567986.5161 | 617692.1412 | 692084.3337 | 135639.8761 | 185345.5012 | 259737.6937 | 1.3137 | 1.4287 | 1.6008 | 1.3769
3149 | Lateral Hardening | Lateral Hardening-Fuse-90869815 | Laterals | 13096 | 0.18958 | 11 | 6 | 112010.92 | 0 | 144588.4608 | 162200.397 | 187327.1315 | 32577.5408 | 50189.477 | 75316.2115 | 1.2908 | 1.4481 | 1.6724 | 1.3762
14631 | Lateral Hardening | Lateral Hardening-Fuse-10650599 | Laterals | 13391 | 0.31496 | 17 | 2 | 400812.37 | 0 | 516007.7949 | 581042.7649 | 675708.6834 | 115195.4249 | 180230.3949 | 274896.3134 | 1.2874 | 1.4497 | 1.6858 | 1.3759
18421 | Lateral Hardening | Lateral Hardening-Fuse-10791868 | Laterals | 13243 | 0.19091 | 19 | 19 | 210575.67 | 0 | 274707.2266 | 301398.8117 | 342826.0637 | 64131.5566 | 90823.1417 | 132250.3937 | 1.3046 | 1.4313 | 1.628 | 1.3749
1667 | Lateral Hardening | Lateral Hardening-Fuse-60011372 | Laterals | 13094 | 0.26515 | 33 | 60 | 516346.36 | 0 | 658210.2139 | 750683.2032 | 893715.277 | 141863.8539 | 234336.8432 | 377368.917 | 1.2747 | 1.4538 | 1.7308 | 1.3741
13105 | Lateral Hardening | Lateral Hardening-Fuse-92448059 | Laterals | 13010 | 0.27822 | 22 | 160 | 410187.17 | 0 | 523013.5178 | 596484.5891 | 708440.3355 | 112826.3478 | 186297.4191 | 298253.1655 | 1.2751 | 1.4542 | 1.7271 | 1.374
8597 | Lateral Hardening | Lateral Hardening-Fuse-60065305 | Laterals | 13278 | 0.10341 | 8 | 11 | 135030.02 | 0 | 173185.9973 | 196076.6847 | 227525.3191 | 38155.9773 | 61046.6647 | 92495.2991 | 1.2826 | 1.4521 | 1.685 | 1.3737
15716 | Lateral Hardening | Lateral Hardening-Fuse-90175022 | Laterals | 13458 | 0.24867 | 22 | 6 | 355957.83 | 0 | 457780.1925 | 515475.867 | 595778.5048 | 101822.3625 | 159518.037 | 239820.6748 | 1.2861 | 1.4481 | 1.6737 | 1.3734
18961 | Lateral Hardening | Lateral Hardening-Fuse-10745599 | Laterals | 13330 | 0.26155 | 8 | 2 | 166934.95 | 0 | 216614.4117 | 239877.0659 | 272548.8738 | 49679.4617 | 72942.1159 | 105613.9238 | 1.2976 | 1.4369 | 1.6327 | 1.3729
4274 | Lateral Hardening | Lateral Hardening-Fuse-92235128 | Laterals | 13397 | 0.14223 | 19 | 15 | 470485.64 | 0 | 598913.129 | 683037.1792 | 809919.4695 | 128427.489 | 212551.5392 | 339433.8295 | 1.273 | 1.4518 | 1.7215 | 1.3715
17454 | Lateral Hardening | Lateral Hardening-Fuse-10540506 | Laterals | 13964 | 0.13712 | 8 | 8 | 130722.26 | 0 | 167493.1217 | 189331.3645 | 219642.2747 | 36770.8617 | 58609.1045 | 88920.0147 | 1.2813 | 1.4483 | 1.6802 | 1.3713
7112 | Lateral Hardening | Lateral Hardening-Fuse-10030640 | Laterals | 13622 | 0.3661 | 26 | 25 | 545545.28 | 0 | 713330.1316 | 779289.4244 | 862819.9626 | 167784.8516 | 233744.1444 | 317274.6826 | 1.3076 | 1.4285 | 1.5816 | 1.3712
6084 | Lateral Hardening | Lateral Hardening-Fuse-91084389 | Laterals | 13911 | 0.16307 | 11 | 57 | 53565.39 | 0 | 68797.9166 | 77278.4771 | 89437.384 | 15232.5266 | 23713.0871 | 35871.994 | 1.2844 | 1.4427 | 1.6697 | 1.3704
16358 | Lateral Hardening | Lateral Hardening-Fuse-10080987 | Laterals | 13668 | 0.33958 | 19 | 14 | 270580.18 | 0 | 351786.3687 | 387282.5434 | 435446.5308 | 81206.1887 | 116702.3634 | 164866.3508 | 1.3001 | 1.4313 | 1.6093 | 1.3704
2395 | Lateral Hardening | Lateral Hardening-Fuse-92537158 | Laterals | 13150 | 0.071591 | 7 | 10 | 156111.36 | 0 | 198561.1007 | 226557.9377 | 268163.239 | 42449.7407 | 70446.5777 | 112051.879 | 1.2719 | 1.4513 | 1.7178 | 1.3703
2573 | Lateral Hardening | Lateral Hardening-Fuse-90397971 | Laterals | 13698 | 0.17784 | 17 | 10 | 295989.51 | 0 | 377864.9576 | 428531.287 | 501732.3481 | 81875.4476 | 132541.777 | 205742.8381 | 1.2766 | 1.4478 | 1.6951 | 1.3698
17606 | Lateral Hardening | Lateral Hardening-Fuse-92014970 | Laterals | 13268 | 0.23826 | 13 | 2 | 161016.71 | 0 | 209922.0278 | 229164.3098 | 258056.8467 | 48905.3178 | 68147.5998 | 97040.1367 | 1.3037 | 1.4232 | 1.6027 | 1.3695
6711 | Lateral Hardening | Lateral Hardening-Fuse-10676213 | Laterals | 13785 | 0.13277 | 6 | 1 | 63345.67 | 0 | 81033.0259 | 91462.1107 | 106273.01 | 17687.3559 | 28116.4407 | 42927.34 | 1.2792 | 1.4439 | 1.6777 | 1.3685
1725 | Lateral Hardening | Lateral Hardening-Fuse-60234229 | Laterals | 13294 | 0.6572 | 54 | 51 | 692485.48 | 0 | 902767.3059 | 983590.7501 | 1108969.3553 | 210281.8259 | 291105.2701 | 416483.8753 | 1.3037 | 1.4204 | 1.6014 | 1.3685
12815 | Lateral Hardening | Lateral Hardening-Fuse-91751707 | Laterals | 14114 | 0.6411 | 34 | 39 | 618981.08 | 0 | 809871.133 | 879088.7528 | 970893.2753 | 190890.053 | 260107.6728 | 351912.1953 | 1.3084 | 1.4202 | 1.5685 | 1.368
3813 | Lateral Hardening | Lateral Hardening-Fuse-10786380 | Laterals | 14040 | 0.088258 | 4 | 2 | 59646.77 | 0 | 76383.7871 | 85809.9066 | 99737.5172 | 16737.0171 | 26163.1366 | 40090.7472 | 1.2806 | 1.4386 | 1.6721 | 1.3672
6284 | Lateral Hardening | Lateral Hardening-Fuse-10662345 | Laterals | 13470 | 0.47083 | 38 | 46 | 510101.68 | 0 | 663623.239 | 725518.5882 | 815396.6857 | 153521.559 | 215416.9082 | 305295.0057 | 1.301 | 1.4223 | 1.5985 | 1.3671
5282 | Lateral Hardening | Lateral Hardening-Fuse-92661311 | Laterals | 13826 | 0.15492 | 6 | 3 | 156974.92 | 0 | 200741.5183 | 225789.2042 | 264050.7313 | 43766.5983 | 68814.2842 | 107075.8113 | 1.2788 | 1.4384 | 1.6821 | 1.367
16841 | Lateral Hardening | Lateral Hardening-Fuse-60166996 | Laterals | 13293 | 0.068561 | 5 | 9 | 50000 | 0 | 63671.1598 | 72396.1394 | 84251.0765 | 13671.1598 | 22396.1394 | 34251.0765 | 1.2734 | 1.4479 | 1.685 | 1.3669
13210 | Lateral Hardening | Lateral Hardening-Fuse-93325170 | Laterals | 13906 | 0.46686 | 39 | 70 | 530347.57 | 0 | 692710.453 | 752967.3599 | 833317.2183 | 162362.883 | 222619.7899 | 302969.6483 | 1.3061 | 1.4198 | 1.5713 | 1.3667
17720 | Lateral Hardening | Lateral Hardening-Fuse-93063417 | Laterals | 13099 | 0.16117 | 13 | 7 | 133535.08 | 0 | 172930.8332 | 190954.5797 | 214551.4147 | 39395.7532 | 57419.4997 | 81016.3347 | 1.295 | 1.43 | 1.6067 | 1.3667
18804 | Lateral Hardening | Lateral Hardening-Fuse-91151849 | Laterals | 13786 | 1.0695 | 22 | 1 | 137265.71 | 0 | 179759.5198 | 193882.4334 | 214390.5605 | 42493.8098 | 56616.7234 | 77124.8505 | 1.3096 | 1.4125 | 1.5619 | 1.3657
9622 | Lateral Hardening | Lateral Hardening-Fuse-92066961 | Laterals | 13786 | 0.14299 | 8 | 11 | 75639.53 | 0 | 96438.7429 | 108907.7544 | 127224.1568 | 20799.2129 | 33268.2244 | 51584.6268 | 1.275 | 1.4398 | 1.682 | 1.3651
9229 | Lateral Hardening | Lateral Hardening-Fuse-60060550 | Laterals | 13175 | 0.22992 | 22 | 18 | 253831.36 | 0 | 327407.1073 | 363625.8084 | 409042.3529 | 73575.7473 | 109794.4484 | 155210.9929 | 1.2899 | 1.4325 | 1.6115 | 1.3648
4997 | Lateral Hardening | Lateral Hardening-Fuse-10753378 | Laterals | 13330 | 0.19792 | 14 | 31 | 171858.05 | 0 | 218161.4044 | 248270.5819 | 291143.1477 | 46303.3544 | 76412.5319 | 119285.0977 | 1.2694 | 1.4446 | 1.6941 | 1.3645
18114 | Lateral Hardening | Lateral Hardening-Fuse-92422553 | Laterals | 13696 | 0.41098 | 31 | 147 | 399912.37 | 0 | 517536.9299 | 569587.2399 | 637766.4861 | 117624.5599 | 169674.8699 | 237854.1161 | 1.2941 | 1.4243 | 1.5948 | 1.3632
13543 | Lateral Hardening | Lateral Hardening-Fuse-93297080 | Laterals | 13414 | 0.51023 | 32 | 43 | 292846.56 | 0 | 379279.3789 | 414909.0238 | 470916.2674 | 86432.8189 | 122062.4638 | 178069.7074 | 1.2951 | 1.4168 | 1.6081 | 1.3629
18826 | Lateral Hardening | Lateral Hardening-Fuse-10095487 | Laterals | 13786 | 1.7286 | 70 | 10 | 605793.56 | 0 | 787490.9971 | 855684.223 | 962577.9467 | 181697.4371 | 249890.663 | 356784.3867 | 1.2999 | 1.4125 | 1.589 | 1.3626
6512 | Lateral Hardening | Lateral Hardening-Fuse-93245886 | Laterals | 13175 | 0.62746 | 31 | 3 | 295820.83 | 0 | 376986.3441 | 424913.5693 | 493870.5246 | 81165.5141 | 129092.7393 | 198049.6946 | 1.2744 | 1.4364 | 1.6695 | 1.3625
18567 | Lateral Hardening | Lateral Hardening-Fuse-10455378 | Laterals | 13171 | 0.26042 | 14 | 8 | 173122.25 | 0 | 224676.5299 | 244725.2132 | 275751.4037 | 51554.2799 | 71602.9632 | 102629.1537 | 1.2978 | 1.4136 | 1.5928 | 1.362
206 | Lateral Hardening | Lateral Hardening-Fuse-92680612 | Laterals | 13805 | 0.20492 | 10 | 2 | 100987.18 | 0 | 128122.027 | 145291.5977 | 170506.8863 | 27134.847 | 44304.4177 | 69519.7063 | 1.2687 | 1.4387 | 1.6884 | 1.3617
3855 | Lateral Hardening | Lateral Hardening-Fuse-10089376 | Laterals | 13278 | 0.23352 | 15 | 13 | 134699.1 | 0 | 172492.6734 | 193296.4021 | 219271.0712 | 37793.5734 | 58597.3021 | 84571.9712 | 1.2806 | 1.435 | 1.6279 | 1.3616
1114 | Lateral Hardening | Lateral Hardening-Fuse-10757382 | Laterals | 13423 | 1.3377 | 55 | 4 | 415205.68 | 0 | 534324.5546 | 589980.5895 | 674073.3449 | 119118.8746 | 174774.9095 | 258867.6649 | 1.2869 | 1.4209 | 1.6235 | 1.3608
3409 | Lateral Hardening | Lateral Hardening-Fuse-10377794 | Laterals | 13184 | 0.098674 | 9 | 10 | 87833.08 | 0 | 111301.2391 | 126417.9663 | 148079.4929 | 23468.1591 | 38584.8863 | 60246.4129 | 1.2672 | 1.4393 | 1.6859 | 1.3607
12390 | Lateral Hardening | Lateral Hardening-Fuse-10761279 | Laterals | 13422 | 0.48523 | 23 | 24 | 372830.1 | 0 | 480998.4284 | 529227.1092 | 599233.6461 | 108168.3284 | 156397.0092 | 226403.5461 | 1.2901 | 1.4195 | 1.6073 | 1.3606
340 | Lateral Hardening | Lateral Hardening-Fuse-10100725 | Laterals | 13048 | 0.1411 | 14 | 19 | 166919.51 | 0 | 210974.9163 | 240413.0418 | 283533.6503 | 44055.4063 | 73493.5318 | 116614.1403 | 1.2639 | 1.4403 | 1.6986 | 1.3603
9004 | Lateral Hardening | Lateral Hardening-Fuse-90483978 | Laterals | 13612 | 0.10398 | 9 | 15 | 191561.01 | 0 | 242925.2007 | 275811.4387 | 320699.6975 | 51364.1907 | 84250.4287 | 129138.6875 | 1.2681 | 1.4398 | 1.6741 | 1.3602
8074 | Lateral Hardening | Lateral Hardening-Fuse-91863328 | Laterals | 13399 | 0.12008 | 18 | 4 | 274850.99 | 0 | 349838.1506 | 394290.1833 | 456291.0646 | 74987.1606 | 119439.1933 | 181440.0746 | 1.2728 | 1.4346 | 1.6601 | 1.3601
11708 | Lateral Hardening | Lateral Hardening-Fuse-90973887 | Laterals | 13256 | 0.44375 | 26 | 4 | 170001.78 | 0 | 218148.413 | 242681.1901 | 274808.9136 | 48146.633 | 72679.4101 | 104807.1336 | 1.2832 | 1.4275 | 1.6165 | 1.3598
13473 | Lateral Hardening | Lateral Hardening-Fuse-92185433 | Laterals | 13162 | 0.10095 | 8 | 10 | 132663.28 | 0 | 167933.0175 | 190560.4379 | 223701.8294 | 35269.7375 | 57897.1579 | 91038.5494 | 1.2659 | 1.4364 | 1.6862 | 1.3591
14786 | Lateral Hardening | Lateral Hardening-Fuse-90048102 | Laterals | 13461 | 0.20076 | 16 | 18 | 192761.51 | 0 | 243845.7769 | 277810.3167 | 322954.8716 | 51084.2669 | 85048.8067 | 130193.3616 | 1.265 | 1.4412 | 1.6754 | 1.3589
18668 | Lateral Hardening | Lateral Hardening-Fuse-60029810 | Laterals | 13093 | 0.20133 | 22 | 43 | 354347.87 | 0 | 455339.9247 | 504905.7887 | 567772.9959 | 100992.0547 | 150557.9187 | 213425.1259 | 1.285 | 1.4249 | 1.6023 | 1.3587
11780 | Lateral Hardening | Lateral Hardening-Fuse-10692796 | Laterals | 13463 | 0.079545 | 8 | 7 | 74134.05 | 0 | 94022.0618 | 106153.3758 | 123747.9769 | 19888.0118 | 32019.3258 | 49613.9269 | 1.2683 | 1.4319 | 1.6692 | 1.3575
5233 | Lateral Hardening | Lateral Hardening-Fuse-10633670 | Laterals | 13241 | 0.33731 | 17 | 80 | 330609.96 | 0 | 426051.6691 | 468429.6571 | 524024.3527 | 95441.7091 | 137819.6971 | 193414.3927 | 1.2887 | 1.4169 | 1.585 | 1.3568
6496 | Lateral Hardening | Lateral Hardening-Fuse-92354725 | Laterals | 13808 | 0.58712 | 23 | 5 | 239730.21 | 0 | 310887.433 | 336541.6223 | 377454.5548 | 71157.223 | 96811.4123 | 137724.3448 | 1.2968 | 1.4038 | 1.5745 | 1.3567
13399 | Lateral Hardening | Lateral Hardening-Fuse-10795729 | Laterals | 13695 | 1.1811 | 66 | 34 | 785626.18 | 0 | 1021089.3713 | 1101742.2177 | 1222786.6751 | 235463.1913 | 316116.0377 | 437160.4951 | 1.2997 | 1.4024 | 1.5564 | 1.3562
12964 | Lateral Hardening | Lateral Hardening-Fuse-10633652 | Laterals | 13241 | 0.10587 | 9 | 1 | 69469.45 | 0 | 88171.4273 | 99043.0265 | 114708.8477 | 18701.9773 | 29573.5765 | 45239.3977 | 1.2692 | 1.4257 | 1.6512 | 1.3544
9035 | Lateral Hardening | Lateral Hardening-Fuse-90746962 | Laterals | 13813 | 0.18674 | 9 | 4 | 116213.5 | 0 | 148200.5788 | 165676.6506 | 187130.7245 | 31987.0788 | 49463.1506 | 70917.2245 | 1.2752 | 1.4256 | 1.6102 | 1.3539
4157 | Lateral Hardening | Lateral Hardening-Fuse-92309839 | Laterals | 13030 | 0.41648 | 19 | 4 | 183179.37 | 0 | 235492.1698 | 258773.8412 | 289949.7106 | 52312.7998 | 75594.4712 | 106770.3406 | 1.2856 | 1.4127 | 1.5829 | 1.3534
1794 | Lateral Hardening | Lateral Hardening-Fuse-92226064 | Laterals | 13391 | 1.7561 | 92 | 46 | 1169323.55 | 0 | 1530612.5512 | 1623731.8371 | 1746374.4251 | 361289.0012 | 454408.2871 | 577050.8751 | 1.309 | 1.3886 | 1.4935 | 1.3513
423 | Lateral Hardening | Lateral Hardening-Fuse-60618079 | Laterals | 14306 | 1.0053 | 53 | 51 | 546367.12 | 0 | 703102.0861 | 768139.4728 | 859483.6195 | 156734.9661 | 221772.3528 | 313116.4995 | 1.2869 | 1.4059 | 1.5731 | 1.3512
7561 | Lateral Hardening | Lateral Hardening-Fuse-92849398 | Laterals | 13011 | 1.4216 | 50 | 21 | 474129.12 | 0 | 609747.8257 | 665690.3532 | 745841.7117 | 135618.7057 | 191561.2332 | 271712.5917 | 1.286 | 1.404 | 1.5731 | 1.3501
17153 | Lateral Hardening | Lateral Hardening-Fuse-92429218 | Laterals | 13082 | 0.32462 | 29 | 43 | 349587.86 | 0 | 448029.82 | 491749.0923 | 554896.4399 | 98441.96 | 142161.2323 | 205308.5799 | 1.2816 | 1.4067 | 1.5873 | 1.3497
18294 | Lateral Hardening | Lateral Hardening-Fuse-92385805 | Laterals | 13910 | 0.58864 | 46 | 59 | 606761.1 | 0 | 784778.1514 | 846800.4684 | 939853.5781 | 178017.0514 | 240039.3684 | 333092.4781 | 1.2934 | 1.3956 | 1.549 | 1.3496
18215 | Lateral Hardening | Lateral Hardening-Fuse-90474396 | Laterals | 13605 | 0.17045 | 12 | 21 | 227593.51 | 0 | 285679.6233 | 324657.0848 | 383341.1762 | 58086.1133 | 97063.5748 | 155747.6662 | 1.2552 | 1.4265 | 1.6843 | 1.3495
935 | Lateral Hardening | Lateral Hardening-Fuse-10761260 | Laterals | 13432 | 0.3464 | 18 | 7 | 212421.46 | 0 | 271642.5703 | 299080.4253 | 339534.7105 | 59221.1103 | 86658.9653 | 127113.2505 | 1.2788 | 1.408 | 1.5984 | 1.3495
10826 | Lateral Hardening | Lateral Hardening-Fuse-10925145 | Laterals | 13017 | 0.28788 | 17 | 7 | 124109.98 | 0 | 156879.6475 | 175826.3479 | 203330.0993 | 32769.6675 | 51716.3679 | 79220.1193 | 1.264 | 1.4167 | 1.6383 | 1.3473
4135 | Lateral Hardening | Lateral Hardening-Fuse-60006121 | Laterals | 13899 | 0.29981 | 17 | 1 | 164715.61 | 0 | 211300.0098 | 230927.4706 | 258407.1283 | 46584.3998 | 66211.8606 | 93691.5183 | 1.2828 | 1.402 | 1.5688 | 1.3472
713 | Lateral Hardening | Lateral Hardening-Fuse-10088509 | Laterals | 13175 | 0.16856 | 18 | 18 | 185138.35 | 0 | 232248.4861 | 264026.7101 | 307794.7157 | 47110.1361 | 78888.3601 | 122656.3657 | 1.2545 | 1.4261 | 1.6625 | 1.3468
17321 | Lateral Hardening | Lateral Hardening-Fuse-10898134 | Laterals | 13839 | 0.19564 | 13 | 7 | 152019.17 | 0 | 194073.0474 | 213688.7349 | 239573.3888 | 42053.8774 | 61669.5649 | 87554.2188 | 1.2766 | 1.4057 | 1.5759 | 1.3453
16537 | Lateral Hardening | Lateral Hardening-Fuse-92527633 | Laterals | 13219 | 0.18277 | 15 | 42 | 236142.55 | 0 | 294367.1449 | 336718.0599 | 398999.0537 | 58224.5949 | 100575.5099 | 162856.5037 | 1.2466 | 1.4259 | 1.6897 | 1.3447
13035 | Lateral Hardening | Lateral Hardening-Fuse-10705906 | Laterals | 13268 | 0.11155 | 6 | 4 | 65014.11 | 0 | 81548.8515 | 92318.9403 | 107875.8669 | 16534.7415 | 27304.8303 | 42861.7569 | 1.2543 | 1.42 | 1.6593 | 1.3445
3779 | Lateral Hardening | Lateral Hardening-Fuse-10668906 | Laterals | 13722 | 0.1786 | 10 | 3 | 159988.61 | 0 | 201881.1041 | 226559.5076 | 259080.32 | 41892.4941 | 66570.8976 | 99091.71 | 1.2618 | 1.4161 | 1.6194 | 1.3439
14824 | Lateral Hardening | Lateral Hardening-Fuse-10366531 | Laterals | 13089 | 0.047538 | 4 | 11 | 50000 | 0 | 62494.9808 | 71183.6691 | 83113.6811 | 12494.9808 | 21183.6691 | 33113.6811 | 1.2499 | 1.4237 | 1.6623 | 1.3433
10135 | Lateral Hardening | Lateral Hardening-Fuse-10671200 | Laterals | 13724 | 0.074811 | 6 | 4 | 58020.55 | 0 | 72577.3324 | 82394.6107 | 96620.7063 | 14556.7824 | 24374.0607 | 38600.1563 | 1.2509 | 1.4201 | 1.6653 | 1.3431
6357 | Lateral Hardening | Lateral Hardening-Fuse-91080014 | Laterals | 13924 | 1.7008 | 66 | 6 | 470632.67 | 0 | 598774.1041 | 659616.0916 | 749372.4405 | 128141.4341 | 188983.4216 | 278739.7705 | 1.2723 | 1.4016 | 1.5923 | 1.3431
5591 | Lateral Hardening | Lateral Hardening-Fuse-10379986 | Laterals | 13187 | 0.16951 | 17 | 19 | 160923.8 | 0 | 201694.1704 | 228641.8977 | 265203.9361 | 40770.3704 | 67718.0977 | 104280.1361 | 1.2534 | 1.4208 | 1.648 | 1.3431
17183 | Lateral Hardening | Lateral Hardening-Fuse-60027530 | Laterals | 13094 | 0.041477 | 4 | 5 | 99193.56 | 0 | 124146.9419 | 140882.3812 | 164486.6164 | 24953.3819 | 41688.8212 | 65293.0564 | 1.2516 | 1.4203 | 1.6582 | 1.3428
9422 | Lateral Hardening | Lateral Hardening-Fuse-92768689 | Laterals | 13062 | 0.41742 | 30 | 185 | 309731.32 | 0 | 389019.6956 | 438755.1052 | 508309.2722 | 79288.3756 | 129023.7852 | 198577.9522 | 1.256 | 1.4166 | 1.6411 | 1.3427
17577 | Lateral Hardening | Lateral Hardening-Fuse-10129828 | Laterals | 13422 | 0.17765 | 8 | 6 | 158383.87 | 0 | 202445.6003 | 221089.1207 | 248417.3772 | 44061.7303 | 62705.2507 | 90033.5072 | 1.2782 | 1.3959 | 1.5685 | 1.3425
2813 | Lateral Hardening | Lateral Hardening-Fuse-10338460 | Laterals | 13892 | 0.24375 | 14 | 49 | 243190.38 | 0 | 308944.8105 | 340386.5266 | 389087.9052 | 65754.4305 | 97196.1466 | 145897.5252 | 1.2704 | 1.3997 | 1.5999 | 1.3421
6111 | Lateral Hardening | Lateral Hardening-Fuse-90429143 | Laterals | 13454 | 0.34886 | 22 | 28 | 415195.83 | 0 | 530499.3572 | 579403.2835 | 650922.8007 | 115303.5272 | 164207.4535 | 235726.9707 | 1.2777 | 1.3955 | 1.5677 | 1.342
13405 | Lateral Hardening | Lateral Hardening-Fuse-10650370 | Laterals | 13391 | 0.44602 | 22 | 19 | 246809.1 | 0 | 313960.5765 | 344808.2404 | 392572.1043 | 67151.4765 | 97999.1404 | 145763.0043 | 1.2721 | 1.3971 | 1.5906 | 1.3414
14119 | Lateral Hardening | Lateral Hardening-Fuse-91525494 | Laterals | 13622 | 0.64716 | 51 | 49 | 651112.36 | 0 | 836003.1957 | 901275.2314 | 1004989.433 | 184890.8357 | 250162.8714 | 353877.073 | 1.284 | 1.3842 | 1.5435 | 1.34
17191 | Lateral Hardening | Lateral Hardening-Fuse-60029711 | Laterals | 13093 | 0.15095 | 15 | 36 | 194751.28 | 0 | 243834.8219 | 274933.7724 | 319571.8224 | 49083.5419 | 80182.4924 | 124820.5424 | 1.252 | 1.4117 | 1.6409 | 1.3388
16605 | Lateral Hardening | Lateral Hardening-Fuse-10904197 | Laterals | 13712 | 0.13182 | 10 | 5 | 114561.54 | 0 | 144136.7101 | 161046.9664 | 182921.2134 | 29575.1701 | 46485.4264 | 68359.6734 | 1.2582 | 1.4058 | 1.5967 | 1.3363
8765 | Lateral Hardening | Lateral Hardening-Fuse-91377181 | Laterals | 13927 | 0.31875 | 17 | 0 | 50000 | 0 | 62413.0989 | 70222.0879 | 82919.8769 | 12413.0989 | 20222.0879 | 32919.8769 | 1.2483 | 1.4044 | 1.6584 | 1.3361
10120 | Lateral Hardening | Lateral Hardening-Fuse-92304326 | Laterals | 13043 | 0.16799 | 18 | 35 | 284054.38 | 0 | 355731.4695 | 400038.0466 | 460129.3369 | 71677.0895 | 115983.6666 | 176074.9569 | 1.2523 | 1.4083 | 1.6199 | 1.3359
11168 | Lateral Hardening | Lateral Hardening-Fuse-92734176 | Laterals | 13070 | 0.10568 | 11 | 7 | 120249.42 | 0 | 150988.5298 | 168968.2459 | 192970.1643 | 30739.1098 | 48718.8259 | 72720.7443 | 1.2556 | 1.4051 | 1.6047 | 1.3354
9738 | Lateral Hardening | Lateral Hardening-Fuse-92320996 | Laterals | 13808 | 0.99735 | 46 | 27 | 583304.06 | 0 | 745061.0977 | 805631.2816 | 898657.7868 | 161757.0377 | 222327.2216 | 315353.7268 | 1.2773 | 1.3812 | 1.5406 | 1.3348
18396 | Lateral Hardening | Lateral Hardening-Fuse-60387941 | Laterals | 13295 | 0.26023 | 23 | 42 | 235986.51 | 0 | 298237.01 | 328578.4711 | 372242.0071 | 62250.5 | 92591.9611 | 136255.4971 | 1.2638 | 1.3924 | 1.5774 | 1.3337
16540 | Lateral Hardening | Lateral Hardening-Fuse-10588277 | Laterals | 13444 | 0.059091 | 8 | 44 | 81678.03 | 0 | 101214.8372 | 115203.5136 | 136368.4897 | 19536.8072 | 33525.4836 | 54690.4597 | 1.2392 | 1.4105 | 1.6696 | 1.3336
808 | Lateral Hardening | Lateral Hardening-Fuse-92440971 | Laterals | 14042 | 0.25114 | 16 | 4 | 156630.99 | 0 | 198881.8575 | 217154.3968 | 243364.4646 | 42250.8675 | 60523.4068 | 86733.4746 | 1.2697 | 1.3864 | 1.5537 | 1.3331
6603 | Lateral Hardening | Lateral Hardening-Fuse-91668185 | Laterals | 13709 | 0.85587 | 73 | 74 | 717380.33 | 0 | 915339.6361 | 986113.1765 | 1098707.0761 | 197959.3061 | 268732.8465 | 381326.7461 | 1.2759 | 1.3746 | 1.5316 | 1.3311
9764 | Lateral Hardening | Lateral Hardening-Fuse-93034965 | Laterals | 13813 | 0.51288 | 21 | 8 | 109122.59 | 0 | 135145.922 | 153282.4239 | 181308.7162 | 26023.332 | 44159.8339 | 72186.1262 | 1.2385 | 1.4047 | 1.6615 | 1.3306
18830 | Lateral Hardening | Lateral Hardening-Fuse-92311237 | Laterals | 13461 | 0.15076 | 17 | 13 | 136294.22 | 0 | 169949.3974 | 190686.6513 | 220412.8492 | 33655.1774 | 54392.4313 | 84118.6292 | 1.2469 | 1.3991 | 1.6172 | 1.3296
18560 | Lateral Hardening | Lateral Hardening-Fuse-10745547 | Laterals | 13330 | 0.68883 | 29 | 1 | 157940.24 | 0 | 199851.6335 | 217460.834 | 248131.0189 | 41911.3935 | 59520.594 | 90190.7789 | 1.2654 | 1.3769 | 1.571 | 1.3294
14054 | Lateral Hardening | Lateral Hardening-Fuse-92631597 | Laterals | 13303 | 1.5727 | 75 | 22 | 872423.01 | 0 | 1117074.9212 | 1193468.2439 | 1314624.8121 | 244651.9112 | 321045.2339 | 442201.8021 | 1.2804 | 1.368 | 1.5069 | 1.3293
19450 | Lateral Hardening | Lateral Hardening-Fuse-91532289 | Laterals | 13832 | 0.10227 | 11 | 12 | 303502.8 | 0 | 374466.0598 | 427587.989 | 504967.4157 | 70963.2598 | 124085.189 | 201464.6157 | 1.2338 | 1.4088 | 1.6638 | 1.3293
10819 | Lateral Hardening | Lateral Hardening-Fuse-10441816 | Laterals | 13947 | 0.2536 | 22 | 37 | 295098.86 | 0 | 371267.7877 | 410870.8667 | 462397.7693 | 76168.9277 | 115772.0067 | 167298.9093 | 1.2581 | 1.3923 | 1.5669 | 1.3293
14287 | Lateral Hardening | Lateral Hardening-Fuse-10588280 | Laterals | 13444 | 0.059659 | 5 | 44 | 50000 | 0 | 61835.2396 | 70351.3908 | 82471.4097 | 11835.2396 | 20351.3908 | 32471.4097 | 1.2367 | 1.407 | 1.6494 | 1.3291
17794 | Lateral Hardening | Lateral Hardening-Fuse-10795755 | Laterals | 13695 | 0.16818 | 19 | 20 | 208686.87 | 0 | 259989.5066 | 291812.6913 | 338123.1273 | 51302.6366 | 83125.8213 | 129436.2573 | 1.2458 | 1.3983 | 1.6202 | 1.329
16820 | Lateral Hardening | Lateral Hardening-Fuse-60241046 | Laterals | 13708 | 0.23068 | 12 | 4 | 159369.75 | 0 | 202044.1152 | 219467.5522 | 246766.4323 | 42674.3652 | 60097.8022 | 87396.6823 | 1.2678 | 1.3771 | 1.5484 | 1.3286
14442 | Lateral Hardening | Lateral Hardening-Fuse-92390818 | Laterals | 13495 | 0.30284 | 23 | 68 | 282797.91 | 0 | 351550.4544 | 395959.6629 | 456704.7421 | 68752.5444 | 113161.7529 | 173906.8321 | 1.2431 | 1.4002 | 1.615 | 1.3274
17 | Lateral Hardening | Lateral Hardening-Fuse-10753376 | Laterals | 13330 | 0.092424 | 9 | 5 | 99061.9 | 0 | 122478.095 | 139104.9769 | 162640.7589 | 23416.195 | 40043.0769 | 63578.8589 | 1.2364 | 1.4042 | 1.6418 | 1.3273
12184 | Lateral Hardening | Lateral Hardening-Fuse-60011056 | Laterals | 13047 | 0.089394 | 11 | 3 | 107105.78 | 0 | 132767.0186 | 149849.9486 | 173936.8322 | 25661.2386 | 42744.1686 | 66831.0522 | 1.2396 | 1.3991 | 1.624 | 1.3259
5724 | Lateral Hardening | Lateral Hardening-Fuse-10427678 | Laterals | 13831 | 0.046402 | 4 | 36 | 139920.16 | 0 | 172713.4619 | 196215.9023 | 229586.9691 | 32793.3019 | 56295.7423 | 89666.8091 | 1.2344 | 1.4023 | 1.6408 | 1.3254
7199 | Lateral Hardening | Lateral Hardening-Fuse-10696508 | Laterals | 13961 | 0.30985 | 19 | 13 | 201523.64 | 0 | 253597.9506 | 277924.4209 | 314685.4902 | 52074.3106 | 76400.7809 | 113161.8502 | 1.2584 | 1.3791 | 1.5615 | 1.3249
3704 | Lateral Hardening | Lateral Hardening-Fuse-91301162 | Laterals | 13461 | 0.089205 | 6 | 4 | 59216.79 | 0 | 73097.9727 | 82787.6801 | 97224.5518 | 13881.1827 | 23570.8901 | 38007.7618 | 1.2344 | 1.398 | 1.6418 | 1.3242
3862 | Lateral Hardening | Lateral Hardening-Fuse-92527630 | Laterals | 13219 | 0.1089 | 8 | 17 | 161913.01 | 0 | 199430.8466 | 227147.9323 | 265924.9605 | 37517.8366 | 65234.9223 | 104011.9505 | 1.2317 | 1.4029 | 1.6424 | 1.3241
17212 | Lateral Hardening | Lateral Hardening-Fuse-60088568 | Laterals | 13510 | 0.45417 | 48 | 54 | 432154.87 | 0 | 544111.1041 | 594839.2442 | 672576.8454 | 111956.2341 | 162684.3742 | 240421.9754 | 1.2591 | 1.3764 | 1.5563 | 1.324
15835 | Lateral Hardening | Lateral Hardening-Fuse-10093148 | Laterals | 13613 | 0.25208 | 20 | 57 | 362496.19 | 0 | 456456.9226 | 499502.5975 | 560851.4338 | 93960.7326 | 137006.4075 | 198355.2438 | 1.2592 | 1.378 | 1.5472 | 1.3236
14182 | Lateral Hardening | Lateral Hardening-Fuse-10123797 | Laterals | 13060 | 0.082576 | 7 | 7 | 85329.83 | 0 | 104889.7562 | 119500.2755 | 140707.8872 | 19559.9262 | 34170.4455 | 55378.0572 | 1.2292 | 1.4005 | 1.649 | 1.3226
12494 | Lateral Hardening | Lateral Hardening-Fuse-91623641 | Laterals | 13141 | 0.15038 | 19 | 39 | 368281.3 | 0 | 452414.5435 | 514346.4921 | 611556.2173 | 84133.2435 | 146065.1921 | 243274.9173 | 1.2284 | 1.3966 | 1.6606 | 1.3221
4826 | Lateral Hardening | Lateral Hardening-Fuse-10762876 | Laterals | 13815 | 0.46723 | 28 | 42 | 322648.76 | 0 | 406845.8819 | 441947.1247 | 498186.6415 | 84197.1219 | 119298.3647 | 175537.8815 | 1.261 | 1.3697 | 1.5441 | 1.3219
5801 | Lateral Hardening | Lateral Hardening-Fuse-10595521 | Laterals | 13698 | 0.31989 | 17 | 3 | 216182.58 | 0 | 271196.0875 | 297370.8797 | 338083.3759 | 55013.5075 | 81188.2997 | 121900.7959 | 1.2545 | 1.3756 | 1.5639 | 1.3217
12296 | Lateral Hardening | Lateral Hardening-Fuse-91445686 | Laterals | 13906 | 0.035417 | 3 | 2 | 50816.63 | 0 | 62728.6349 | 70845.5059 | 82554.6734 | 11912.0049 | 20028.8759 | 31738.0434 | 1.2344 | 1.3941 | 1.6246 | 1.3213
19287 | Lateral Hardening | Lateral Hardening-Fuse-10636007 | Laterals | 13722 | 0.7678 | 43 | 169 | 844149.5 | 0 | 1060042.1937 | 1166411.1019 | 1290149.7874 | 215892.6937 | 322261.6019 | 446000.2874 | 1.2558 | 1.3818 | 1.5283 | 1.3208
4648 | Lateral Hardening | Lateral Hardening-Fuse-10286125 | Laterals | 13194 | 0.71742 | 44 | 58 | 655786.84 | 0 | 823721.7881 | 901539.9757 | 1008199.5252 | 167934.9481 | 245753.1357 | 352412.6852 | 1.2561 | 1.3747 | 1.5374 | 1.3198
2434 | Lateral Hardening | Lateral Hardening-Fuse-93225948 | Laterals | 13459 | 0.24034 | 15 | 12 | 267200.31 | 0 | 334140.9661 | 368213.1291 | 414898.5942 | 66940.6561 | 101012.8191 | 147698.2842 | 1.2505 | 1.378 | 1.5528 | 1.319
15826 | Lateral Hardening | Lateral Hardening-Fuse-91101973 | Laterals | 13279 | 0.28295 | 26 | 21 | 310041.81 | 0 | 384246.4421 | 430096.0135 | 493530.9276 | 74204.6321 | 120054.2035 | 183489.1176 | 1.2393 | 1.3872 | 1.5918 | 1.319
13711 | Lateral Hardening | Lateral Hardening-Fuse-10795721 | Laterals | 13695 | 0.1678 | 17 | 21 | 260967.32 | 0 | 325872.3893 | 360283.5996 | 405608.5925 | 64905.0693 | 99316.2796 | 144641.2725 | 1.2487 | 1.3806 | 1.5543 | 1.3188
7744 | Lateral Hardening | Lateral Hardening-Fuse-92619376 | Laterals | 13303 | 1.4394 | 56 | 2 | 519976.75 | 0 | 653895.0415 | 710359.7594 | 800523.698 | 133918.2915 | 190383.0094 | 280546.948 | 1.2575 | 1.3661 | 1.5395 | 1.3183
3727 | Lateral Hardening | Lateral Hardening-Fuse-10126962 | Laterals | 13065 | 0.17992 | 17 | 30 | 265348.96 | 0 | 330681.7888 | 366837.7207 | 413127.6882 | 65332.8288 | 101488.7607 | 147778.7282 | 1.2462 | 1.3825 | 1.5569 | 1.3182
38 | Lateral Hardening | Lateral Hardening-Fuse-10762914 | Laterals | 13815 | 0.17178 | 9 | 2 | 137320.54 | 0 | 172279.0122 | 188418.475 | 210335.7744 | 34958.4722 | 51097.935 | 73015.2344 | 1.2546 | 1.3721 | 1.5317 | 1.3175
3478 | Lateral Hardening | Lateral Hardening-Fuse-92314015 | Laterals | 13461 | 0.43636 | 26 | 5 | 216476.64 | 0 | 270920.716 | 296500.0981 | 336262.5424 | 54444.076 | 80023.4581 | 119785.9024 | 1.2515 | 1.3697 | 1.5533 | 1.3171
10127 | Lateral Hardening | Lateral Hardening-Fuse-92443429 | Laterals | 13489 | 0.23845 | 11 | 2 | 195589.66 | 0 | 244869.3185 | 267833.1064 | 302974.3966 | 49279.6585 | 72243.4464 | 107384.7366 | 1.252 | 1.3694 | 1.549 | 1.3169
15936 | Lateral Hardening | Lateral Hardening-Fuse-10674784 | Laterals | 13412 | 0.49337 | 33 | 55 | 564513.77 | 0 | 705368.8491 | 774600.9663 | 876305.9399 | 140855.0791 | 210087.1963 | 311792.1699 | 1.2495 | 1.3722 | 1.5523 | 1.3166
9491 | Lateral Hardening | Lateral Hardening-Fuse-10100684 | Laterals | 13048 | 0.15133 | 15 | 20 | 164056.01 | 0 | 204416.3179 | 226215.5772 | 254777.6601 | 40360.3079 | 62159.5672 | 90721.6501 | 1.246 | 1.3789 | 1.553 | 1.3166
3844 | Lateral Hardening | Lateral Hardening-Fuse-10655439 | Laterals | 13188 | 0.090909 | 4 | 41 | 86625.63 | 0 | 106099.7794 | 120767.3158 | 141335.8831 | 19474.1494 | 34141.6858 | 54710.2531 | 1.2248 | 1.3941 | 1.6316 | 1.3163
9984 | Lateral Hardening | Lateral Hardening-Fuse-10802861 | Laterals | 13133 | 0.5089 | 46 | 62 | 619210.75 | 0 | 776360.1621 | 848037.9842 | 946795.6673 | 157149.4121 | 228827.2342 | 327584.9173 | 1.2538 | 1.3695 | 1.529 | 1.316
16640 | Lateral Hardening | Lateral Hardening-Fuse-90100882 | Laterals | 13808 | 0.1053 | 5 | 2 | 52694.69 | 0 | 64811.767 | 73119.6755 | 85227.9594 | 12117.077 | 20424.9855 | 32533.2694 | 1.2299 | 1.3876 | 1.6174 | 1.316
5508 | Lateral Hardening | Lateral Hardening-Fuse-10628963 | Laterals | 13787 | 0.0625 | 2 | 1 | 50000 | 0 | 61574.3153 | 69354.0794 | 80481.155 | 11574.3153 | 19354.0794 | 30481.155 | 1.2315 | 1.3871 | 1.6096 | 1.316
4932 | Lateral Hardening | Lateral Hardening-Fuse-10916865 | Laterals | 13805 | 0.67102 | 36 | 13 | 385054.29 | 0 | 479443.4655 | 529048.1547 | 601440.9809 | 94389.1755 | 143993.8647 | 216386.6909 | 1.2451 | 1.374 | 1.562 | 1.3155
16770 | Lateral Hardening | Lateral Hardening-Fuse-92385316 | Laterals | 14050 | 0.31307 | 21 | 18 | 245021.22 | 0 | 303862.688 | 338913.322 | 383220.2206 | 58841.468 | 93892.102 | 138199.0006 | 1.2401 | 1.3832 | 1.564 | 1.3155
5530 | Lateral Hardening | Lateral Hardening-Fuse-90430158 | Laterals | 13190 | 0.82121 | 79 | 121 | 1500402.1 | 0 | 1894493.1455 | 2040690.3769 | 2246063.4959 | 394091.0455 | 540288.2769 | 745661.3959 | 1.2627 | 1.3601 | 1.497 | 1.3153
17213 | Lateral Hardening | Lateral Hardening-Fuse-90902712 | Laterals | 13220 | 0.13333 | 11 | 83 | 66063.87 | 0 | 81008.6347 | 91643.9304 | 107956.1178 | 14944.7647 | 25580.0604 | 41892.2478 | 1.2262 | 1.3872 | 1.6341 | 1.3153
2213 | Lateral Hardening | Lateral Hardening-Fuse-10402266 | Laterals | 13592 | 0.11913 | 11 | 72 | 50000 | 0 | 61078.2658 | 69505.6801 | 82522.769 | 11078.2658 | 19505.6801 | 32522.769 | 1.2216 | 1.3901 | 1.6505 | 1.315
18220 | Lateral Hardening | Lateral Hardening-Fuse-10382337 | Laterals | 13224 | 0.087121 | 10 | 15 | 217257.19 | 0 | 265650.8891 | 302775.2078 | 354544.4478 | 48393.6991 | 85518.0178 | 137287.2578 | 1.2227 | 1.3936 | 1.6319 | 1.3149
9321 | Lateral Hardening | Lateral Hardening-Fuse-92688941 | Laterals | 13793 | 0.24792 | 10 | 26 | 232067.74 | 0 | 289352.9052 | 317942.5206 | 360582.6102 | 57285.1652 | 85874.7806 | 128514.8702 | 1.2468 | 1.37 | 1.5538 | 1.3145
8711 | Lateral Hardening | Lateral Hardening-Fuse-10165789 | Laterals | 13072 | 0.22235 | 18 | 16 | 284526.29 | 0 | 346637.7075 | 396816.939 | 469366.6887 | 62111.4175 | 112290.649 | 184840.3987 | 1.2183 | 1.3947 | 1.6496 | 1.3143
8605 | Lateral Hardening | Lateral Hardening-Fuse-90944811 | Laterals | 13712 | 1.0873 | 64 | 71 | 950450.77 | 0 | 1197853.9464 | 1292787.7266 | 1424057.913 | 247403.1764 | 342336.9566 | 473607.143 | 1.2603 | 1.3602 | 1.4983 | 1.3141
2793 | Lateral Hardening | Lateral Hardening-Fuse-93442293 | Laterals | 13011 | 1.1121 | 61 | 123 | 1151725.44 | 0 | 1451693.0424 | 1569509.0031 | 1707499.6787 | 299967.6024 | 417783.5631 | 555774.2387 | 1.2605 | 1.3627 | 1.4826 | 1.3133
8839 | Lateral Hardening | Lateral Hardening-Fuse-10455379 | Laterals | 13171 | 0.23996 | 8 | 4 | 111759.08 | 0 | 138628.3821 | 153977.8979 | 174031.7989 | 26869.3021 | 42218.8179 | 62272.7189 | 1.2404 | 1.3778 | 1.5572 | 1.3133
14558 | Lateral Hardening | Lateral Hardening-Fuse-93277394 | Laterals | 13329 | 0.18182 | 7 | 1 | 127921.04 | 0 | 159531.8541 | 175780.7473 | 195043.5949 | 31610.8141 | 47859.7073 | 67122.5549 | 1.2471 | 1.3741 | 1.5247 | 1.313
6073 | Lateral Hardening | Lateral Hardening-Fuse-92955588 | Laterals | 13657 | 0.15038 | 11 | 1 | 56440.81 | 0 | 69284.5736 | 78029.4185 | 90898.8066 | 12843.7636 | 21588.6085 | 34457.9966 | 1.2276 | 1.3825 | 1.6105 | 1.3123
5747 | Lateral Hardening | Lateral Hardening-Fuse-60208168 | Laterals | 13431 | 0.85398 | 49 | 32 | 590734.77 | 0 | 735646.3239 | 805782.4052 | 915143.5004 | 144911.5539 | 215047.6352 | 324408.7304 | 1.2453 | 1.364 | 1.5492 | 1.3113
8567 | Lateral Hardening | Lateral Hardening-Fuse-10310492 | Laterals | 13864 | 0.16477 | 20 | 3 | 388069.65 | 0 | 477632.809 | 535183.1338 | 617160.9292 | 89563.159 | 147113.4838 | 229091.2792 | 1.2308 | 1.3791 | 1.5903 | 1.3112
6935 | Lateral Hardening | Lateral Hardening-Fuse-92631620 | Laterals | 13391 | 0.16212 | 9 | 2 | 115237.62 | 0 | 141363.001 | 159160.4378 | 184903.0058 | 26125.381 | 43922.8178 | 69665.3858 | 1.2267 | 1.3811 | 1.6045 | 1.3108
12536 | Lateral Hardening | Lateral Hardening-Fuse-10704088 | Laterals | 13962 | 0.15701 | 14 | 248 | 246359.91 | 0 | 299236.7996 | 341855.563 | 407053.2179 | 52876.8896 | 95495.653 | 160693.3079 | 1.2146 | 1.3876 | 1.6523 | 1.3103
15621 | Lateral Hardening | Lateral Hardening-Fuse-10080971 | Laterals | 14000 | 0.13011 | 10 | 4 | 110489.88 | 0 | 135206.0386 | 153052.6973 | 177291.8626 | 24716.1586 | 42562.8173 | 66801.9826 | 1.2237 | 1.3852 | 1.6046 | 1.3102
8595 | Lateral Hardening | Lateral Hardening-Fuse-92408051 | Laterals | 13140 | 0.088636 | 10 | 40 | 231251.49 | 0 | 280812.3408 | 320949.9567 | 380559.1018 | 49560.8508 | 89698.4667 | 149307.6118 | 1.2143 | 1.3879 | 1.6457 | 1.3095
7356 | Lateral Hardening | Lateral Hardening-Fuse-91185418 | Laterals | 13229 | 0.39811 | 20 | 37 | 245041.27 | 0 | 303757.6961 | 335344.1329 | 380075.7958 | 58716.4261 | 90302.8629 | 135034.5258 | 1.2396 | 1.3685 | 1.5511 | 1.3094
5890 | Lateral Hardening | Lateral Hardening-Fuse-10829490 | Laterals | 13687 | 0.27481 | 18 | 26 | 162528.49 | 0 | 198256.5269 | 225463.6356 | 262249.8311 | 35728.0369 | 62935.1456 | 99721.3411 | 1.2198 | 1.3872 | 1.6136 | 1.3094
15058 | Lateral Hardening | Lateral Hardening-Fuse-90025621 | Laterals | 14274 | 0.53049 | 25 | 1 | 151317.39 | 0 | 187709.9393 | 207279.8148 | 232335.7967 | 36392.5493 | 55962.4248 | 81018.4067 | 1.2405 | 1.3698 | 1.5354 | 1.3088
10040 | Lateral Hardening | Lateral Hardening-Fuse-10650595 | Laterals | 13391 | 0.33163 | 14 | 2 | 214027.79 | 0 | 267557.8171 | 290501.0357 | 324249.9067 | 53530.0271 | 76473.2457 | 110222.1167 | 1.2501 | 1.3573 | 1.515 | 1.3088
17075 | Lateral Hardening | Lateral Hardening-Fuse-60065278 | Laterals | 13078 | 0.20644 | 13 | 80 | 177079.76 | 0 | 214800.8962 | 245824.9637 | 291014.1574 | 37721.1362 | 68745.2037 | 113934.3974 | 1.213 | 1.3882 | 1.6434 | 1.3086
13453 | Lateral Hardening | Lateral Hardening-Fuse-60357423 | Laterals | 13041 | 0.60019 | 42 | 36 | 555761.26 | 0 | 694924.117 | 753965.6505 | 839019.3377 | 139162.857 | 198204.3905 | 283258.0777 | 1.2504 | 1.3566 | 1.5097 | 1.3082
934 | Lateral Hardening | Lateral Hardening-Fuse-10757387 | Laterals | 13423 | 1.1854 | 53 | 16 | 589687.28 | 0 | 733541.1206 | 799887.6885 | 903386.9657 | 143853.8406 | 210200.4085 | 313699.6857 | 1.2439 | 1.3565 | 1.532 | 1.3065
6200 | Lateral Hardening | Lateral Hardening-Fuse-10029691 | Laterals | 13279 | 0.11345 | 12 | 18 | 235109.44 | 0 | 287109.2116 | 323900.3334 | 376795.7796 | 51999.7716 | 88790.8934 | 141686.3396 | 1.2212 | 1.3777 | 1.6026 | 1.3063
3065 | Lateral Hardening | Lateral Hardening-Fuse-93300017 | Laterals | 13236 | 0.7053 | 31 | 8 | 366432.89 | 0 | 454302.9257 | 499216.094 | 562089.603 | 87870.0357 | 132783.204 | 195656.713 | 1.2398 | 1.3624 | 1.5339 | 1.306
13349 | Lateral Hardening | Lateral Hardening-Fuse-92566766 | Laterals | 13948 | 0.19773 | 18 | 32 | 313590.02 | 0 | 383263.0133 | 431244.0419 | 501312.8742 | 69672.9933 | 117654.0219 | 187722.8542 | 1.2222 | 1.3752 | 1.5986 | 1.3057
8577 | Lateral Hardening | Lateral Hardening-Fuse-10452687 | Laterals | 13129 | 0.32765 | 25 | 2 | 389179.6 | 0 | 476675.0882 | 534617.727 | 615632.2277 | 87495.4882 | 145438.127 | 226452.6277 | 1.2248 | 1.3737 | 1.5819 | 1.3052
15202 | Lateral Hardening | Lateral Hardening-Fuse-10402265 | Laterals | 13592 | 0.2089 | 18 | 68 | 485889.4 | 0 | 590081.5888 | 669683.5045 | 790640.7106 | 104192.1888 | 183794.1045 | 304751.3106 | 1.2144 | 1.3783 | 1.6272 | 1.3049
6374 | Lateral Hardening | Lateral Hardening-Fuse-10716349 | Laterals | 13959 | 0.14223 | 8 | 8 | 87303.61 | 0 | 106657.2048 | 119589.1975 | 139582.2881 | 19353.5948 | 32285.5875 | 52278.6781 | 1.2217 | 1.3698 | 1.5988 | 1.3038
13788 | Lateral Hardening | Lateral Hardening-Fuse-10540508 | Laterals | 13964 | 0.068939 | 6 | 4 | 121634.54 | 0 | 147579.0152 | 167744.7155 | 196043.4788 | 25944.4752 | 46110.1755 | 74408.9388 | 1.2133 | 1.3791 | 1.6117 | 1.3029
5732 | Lateral Hardening | Lateral Hardening-Fuse-92313031 | Laterals | 13461 | 0.18958 | 20 | 26 | 306211.99 | 0 | 374752.5805 | 419080.0353 | 483225.4229 | 68540.5905 | 112868.0453 | 177013.4329 | 1.2238 | 1.3686 | 1.5781 | 1.3027
2015 | Lateral Hardening | Lateral Hardening-Fuse-10556700 | Laterals | 13298 | 0.61061 | 33 | 3 | 182575.51 | 0 | 225763.9789 | 248349.3988 | 278076.0823 | 43188.4689 | 65773.8888 | 95500.5723 | 1.2366 | 1.3603 | 1.5231 | 1.3023
13080 | Lateral Hardening | Lateral Hardening-Fuse-90562315 | Laterals | 13712 | 0.17159 | 8 | 3 | 110515.62 | 0 | 135238.7837 | 151298.0035 | 172929.2862 | 24723.1637 | 40782.3835 | 62413.6662 | 1.2237 | 1.369 | 1.5647 | 1.3014
17426 | Lateral Hardening | Lateral Hardening-Fuse-90010185 | Laterals | 13298 | 0.36799 | 22 | 40 | 248777.49 | 0 | 301910.9593 | 341695.958 | 398601.0917 | 53133.4693 | 92918.468 | 149823.6017 | 1.2136 | 1.3735 | 1.6022 | 1.3004
3166 | Lateral Hardening | Lateral Hardening-Fuse-92661372 | Laterals | 13685 | 0.46534 | 28 | 11 | 399096.54 | 0 | 486367.2627 | 547149.4959 | 628057.5701 | 87270.7227 | 148052.9559 | 228961.0301 | 1.2187 | 1.371 | 1.5737 | 1.2999
3005 | Lateral Hardening | Lateral Hardening-Fuse-60170556 | Laterals | 13984 | 0.17955 | 12 | 6 | 115106.7 | 0 | 140282.6023 | 157236.0852 | 182524.8517 | 25175.9023 | 42129.3852 | 67418.1517 | 1.2187 | 1.366 | 1.5857 | 1.2996
15415 | Lateral Hardening | Lateral Hardening-Fuse-91480639 | Laterals | 13459 | 0.36723 | 19 | 9 | 409919.61 | 0 | 506177.5464 | 554716.2416 | 625843.7017 | 96257.9364 | 144796.6316 | 215924.0917 | 1.2348 | 1.3532 | 1.5267 | 1.2995
12828 | Lateral Hardening | Lateral Hardening-Fuse-92056600 | Laterals | 13431 | 1.2265 | 58 | 25 | 421324.99 | 0 | 522514.4269 | 566856.2475 | 638609.317 | 101189.4369 | 145531.2575 | 217284.327 | 1.2402 | 1.3454 | 1.5157 | 1.2993
15531 | Lateral Hardening | Lateral Hardening-Fuse-91814127 | Laterals | 13107 | 0.11288 | 7 | 16 | 188370.79 | 0 | 229286.9214 | 257527.0977 | 298970.9008 | 40916.1314 | 69156.3077 | 110600.1108 | 1.2172 | 1.3671 | 1.5871 | 1.2992
7784 | Lateral Hardening | Lateral Hardening-Fuse-10662367 | Laterals | 13473 | 0.2572 | 17 | 1 | 87429.04 | 0 | 105323.6766 | 120008.2779 | 142165.1324 | 17894.6366 | 32579.2379 | 54736.0924 | 1.2047 | 1.3726 | 1.6261 | 1.2972
11192 | Lateral Hardening | Lateral Hardening-Fuse-92566859 | Laterals | 13948 | 0.52235 | 48 | 90 | 631470.17 | 0 | 778620.2106 | 851397.1603 | 963027.735 | 147150.0406 | 219926.9903 | 331557.565 | 1.233 | 1.3483 | 1.5251 | 1.2968
15308 | Lateral Hardening | Lateral Hardening-Fuse-92015624 | Laterals | 13772 | 0.14678 | 10 | 2 | 152905.61 | 0 | 187258.9219 | 208423.1288 | 234031.8142 | 34353.3119 | 55517.5188 | 81126.2042 | 1.2247 | 1.3631 | 1.5306 | 1.2968
18672 | Lateral Hardening | Lateral Hardening-Fuse-60174565 | Laterals | 13146 | 1.1631 | 54 | 84 | 890082.16 | 0 | 1098728.6759 | 1203908.3063 | 1336437.2325 | 208646.5159 | 313826.1463 | 446355.0725 | 1.2344 | 1.3526 | 1.5015 | 1.2966
3559 | Lateral Hardening | Lateral Hardening-Fuse-91815577 | Laterals | 13037 | 0.25852 | 28 | 34 | 291578.1 | 0 | 357129.3466 | 396918.9871 | 446865.3477 | 65551.2466 | 105340.8871 | 155287.2477 | 1.2248 | 1.3613 | 1.5326 | 1.2965
4098 | Lateral Hardening | Lateral Hardening-Fuse-60609109 | Laterals | 13143 | 0.24413 | 25 | 30 | 419541.26 | 0 | 509811.3667 | 573320.4432 | 660193.3387 | 90270.1067 | 153779.1832 | 240652.0787 | 1.2152 | 1.3665 | 1.5736 | 1.2964
17584 | Lateral Hardening | Lateral Hardening-Fuse-91852789 | Laterals | 13224 | 0.10758 | 11 | 21 | 148934.18 | 0 | 181256.984 | 203213.5237 | 233374.2975 | 32322.804 | 54279.3437 | 84440.1175 | 1.217 | 1.3645 | 1.567 | 1.2962
13515 | Lateral Hardening | Lateral Hardening-Fuse-91700504 | Laterals | 14274 | 0.49034 | 30 | 10 | 337885.08 | 0 | 418287.2856 | 453585.1119 | 508740.9278 | 80402.2056 | 115700.0319 | 170855.8478 | 1.238 | 1.3424 | 1.5057 | 1.2961
6630 | Lateral Hardening | Lateral Hardening-Fuse-10807595 | Laterals | 13020 | 0.11345 | 8 | 6 | 124824.76 | 0 | 150527.9418 | 171274.0944 | 199969.3947 | 25703.1818 | 46449.3344 | 75144.6347 | 1.2059 | 1.3721 | 1.602 | 1.2954
18582 | Lateral Hardening | Lateral Hardening-Fuse-92952026 | Laterals | 13138 | 0.26989 | 25 | 41 | 440149.51 | 0 | 532323.7755 | 601206.1538 | 698159.7124 | 92174.2655 | 161056.6438 | 258010.2024 | 1.2094 | 1.3659 | 1.5862 | 1.294
18207 | Lateral Hardening | Lateral Hardening-Fuse-60318165 | Laterals | 13290 | 0.25549 | 21 | 60 | 364707.17 | 0 | 448558.7894 | 492183.2373 | 551297.5141 | 83851.6194 | 127476.0673 | 186590.3441 | 1.2299 | 1.3495 | 1.5116 | 1.294
2359 | Lateral Hardening | Lateral Hardening-Fuse-90296599 | Laterals | 13815 | 0.38864 | 21 | 7 | 269260.77 | 0 | 331386.2814 | 361561.6237 | 410227.8331 | 62125.5114 | 92300.8537 | 140967.0631 | 1.2307 | 1.3428 | 1.5235 | 1.2936
6201 | Lateral Hardening | Lateral Hardening-Fuse-10877520 | Laterals | 14079 | 0.21875 | 10 |  | 50000 | 0 | 61229.633 | 67352.5379 | 77276.0259 | 11229.633 | 17352.5379 | 27276.0259 | 1.2246 | 1.3471 | 1.5455 | 1.2934
4453 | Lateral Hardening | Lateral Hardening-Fuse-60141222 | Laterals | 13458 | 0.088636 | 8 | 28 | 139500.18 | 0 | 167830.8213 | 190282.8548 | 223874.8149 | 28330.6413 | 50782.6748 | 84374.6349 | 1.2031 | 1.364 | 1.6048 | 1.2915
3281 | Lateral Hardening | Lateral Hardening-Fuse-91642882 | Laterals | 13183 | 0.28068 | 26 | 17 | 291220.29 | 0 | 352621.2912 | 396012.8917 | 456529.3197 | 61401.0012 | 104792.6017 | 165309.0297 | 1.2108 | 1.3598 | 1.5676 | 1.2912
18597 | Lateral Hardening | Lateral Hardening-Fuse-10801798 | Laterals | 13953 | 1.8434 | 148 | 9 | 2582108.37 | 0 | 3227458.2385 | 3423292.7428 | 3691449.1087 | 645349.8685 | 841184.3728 | 1109340.7387 | 1.2499 | 1.3258 | 1.4296 | 1.2907
5572 | Lateral Hardening | Lateral Hardening-Fuse-10556596 | Laterals | 13298 | 0.39167 | 16 | 1 | 80932.25 | 0 | 97685.6004 | 109959.3584 | 128480.3308 | 16753.3504 | 29027.1084 | 47548.0808 | 1.207 | 1.3587 | 1.5875 | 1.2906
16741 | Lateral Hardening | Lateral Hardening-Fuse-90147927 | Laterals | 13207 | 0.068371 | 6 | 3 | 86816.41 | 0 | 104337.1991 | 118609.4229 | 138383.6418 | 17520.7891 | 31793.0129 | 51567.2318 | 1.2018 | 1.3662 | 1.594 | 1.2903
19134 | Lateral Hardening | Lateral Hardening-Fuse-91032251 | Laterals | 13372 | 0.10587 | 9 | 10 | 88431.2 | 0 | 106283.0386 | 120750.5182 | 141038.9984 | 17851.8386 | 32319.3182 | 52607.7984 | 1.2019 | 1.3655 | 1.5949 | 1.2903
14407 | Lateral Hardening | Lateral Hardening-Fuse-93085866 | Laterals | 13459 | 0.14356 | 12 | 32 | 235676.71 | 0 | 283661.4339 | 321301.1886 | 374460.9815 | 47984.7239 | 85624.4786 | 138784.2715 | 1.2036 | 1.3633 | 1.5889 | 1.29
9829 | Lateral Hardening | Lateral Hardening-Fuse-91967670 | Laterals | 13808 | 0.72803 | 33 | 46 | 387757.31 | 0 | 477820.2876 | 518053.5563 | 579574.4228 | 90062.9776 | 130296.2463 | 191817.1128 | 1.2323 | 1.336 | 1.4947 | 1.2896
3270 | Lateral Hardening | Lateral Hardening-Fuse-92767591 | Laterals | 13097 | 0.2947 | 13 | 11 | 219914.44 | 0 | 269329.8692 | 294935.4384 | 334261.3005 | 49415.4292 | 75020.9984 | 114346.8605 | 1.2247 | 1.3411 | 1.52 | 1.2892
3572 | Lateral Hardening | Lateral Hardening-Fuse-91856800 | Laterals | 13354 | 0.045455 | 3 | 263 | 50000 | 0 | 59813.0109 | 68182.9638 | 81009.8826 | 9813.0109 | 18182.9638 | 31009.8826 | 1.1963 | 1.3637 | 1.6202 | 1.2889
3289 | Lateral Hardening | Lateral Hardening-Fuse-10433154 | Laterals | 13839 | 0.15625 | 12 | 80 | 169275.51 | 0 | 204078.5651 | 230042.3773 | 265736.6835 | 34803.0551 | 60766.8673 | 96461.1735 | 1.2056 | 1.359 | 1.5698 | 1.288
10765 | Lateral Hardening | Lateral Hardening-Fuse-10876260 | Laterals | 13649 | 0.52633 | 33 | 150 | 444956.86 | 0 | 543499.471 | 597756.8099 | 668763.0682 | 98542.611 | 152799.9499 | 223806.2082 | 1.2215 | 1.3434 | 1.503 | 1.2862
14185 | Lateral Hardening | Lateral Hardening-Fuse-60168873 | Laterals | 13473 | 0.33485 | 24 | 14 | 359934 | 0 | 432504.3775 | 488178.882 | 568861.7237 | 72570.3775 | 128244.882 | 208927.7237 | 1.2016 | 1.3563 | 1.5805 | 1.2859
4830 | Lateral Hardening | Lateral Hardening-Fuse-10165359 | Laterals | 13045 | 0.13712 | 14 | 8 | 238790.69 | 0 | 286178.6687 | 324693.0185 | 377910.4335 | 47387.9787 | 85902.3285 | 139119.7435 | 1.1984 | 1.3597 | 1.5826 | 1.2853
25 | Lateral Hardening | Lateral Hardening-Fuse-10726541 | Laterals | 14023 | 0.099053 | 11 | 1 | 104995.88 | 0 | 127623.0738 | 141486.5628 | 158962.8358 | 22627.1938 | 36490.6828 | 53966.9558 | 1.2155 | 1.3475 | 1.514 | 1.285
12745 | Lateral Hardening | Lateral Hardening-Fuse-10627019 | Laterals | 13147 | 0.44242 | 20 | 3 | 185844.43 | 0 | 221554.3264 | 252612.6523 | 300461.6439 | 35709.8964 | 66768.2223 | 114617.2139 | 1.1921 | 1.3593 | 1.6167 | 1.2847
9332 | Lateral Hardening | Lateral Hardening-Fuse-10101288 | Laterals | 13046 | 0.080114 | 8 | 16 | 153494.52 | 0 | 183497.8564 | 208719.9231 | 244575.6491 | 30003.3364 | 55225.4031 | 91081.1291 | 1.1955 | 1.3598 | 1.5934 | 1.2846
16592 | Lateral Hardening | Lateral Hardening-Fuse-10441795 | Laterals | 13947 | 0.091477 | 6 | 7 | 115138.92 | 0 | 138850.0852 | 155092.1253 | 177514.4987 | 23711.1652 | 39953.2053 | 62375.5787 | 1.2059 | 1.347 | 1.5417 | 1.2818
15750 | Lateral Hardening | Lateral Hardening-Fuse-91964760 | Laterals | 13139 | 0.055492 | 7 | 4 | 81118.48 | 0 | 96768.7536 | 110146.3322 | 128714.6924 | 15650.2736 | 29027.8522 | 47596.2124 | 1.1929 | 1.3578 | 1.5867 | 1.2818
17947 | Lateral Hardening | Lateral Hardening-Fuse-92369409 | Laterals | 13708 | 0.23788 | 11 | 6 | 251784.37 | 0 | 306375.4361 | 336581.9234 | 379192.6947 | 54591.0661 | 84797.5534 | 127408.3247 | 1.2168 | 1.3368 | 1.506 | 1.2817
12864 | Lateral Hardening | Lateral Hardening-Fuse-10745667 | Laterals | 13431 | 0.31155 | 24 | 23 | 300528.55 | 0 | 364339.7508 | 403655.6727 | 453492.6898 | 63811.2008 | 103127.1227 | 152964.1398 | 1.2123 | 1.3432 | 1.509 | 1.2812
7245 | Lateral Hardening | Lateral Hardening-Fuse-10759923 | Laterals | 13331 | 0.72595 | 36 | 14 | 410286.25 | 0 | 501957.7463 | 543922.6609 | 611545.1205 | 91671.4963 | 133636.4109 | 201258.8705 | 1.2234 | 1.3257 | 1.4905 | 1.2808
13395 | Lateral Hardening | Lateral Hardening-Fuse-10389250 | Laterals | 13365 | 0.19564 | 14 | 85 | 246097.33 | 0 | 293736.0772 | 333113.5947 | 388134.5113 | 47638.7472 | 87016.2647 | 142037.1813 | 1.1936 | 1.3536 | 1.5772 | 1.2799
11998 | Lateral Hardening | Lateral Hardening-Fuse-60263772 | Laterals | 13492 | 0.70341 | 51 | 152 | 688283.6 | 0 | 842910.7549 | 910869.6428 | 1018397.0369 | 154627.1549 | 222586.0428 | 330113.4369 | 1.2247 | 1.3234 | 1.4796 | 1.2798
435 | Lateral Hardening | Lateral Hardening-Fuse-92316144 | Laterals | 13112 | 0.2483 | 17 | 40 | 224730.93 | 0 | 272092.5188 | 300964.2031 | 338886.0665 | 47361.5888 | 76233.2731 | 114155.1365 | 1.2107 | 1.3392 | 1.508 | 1.279
2606 | Lateral Hardening | Lateral Hardening-Fuse-92395804 | Laterals | 13186 | 0.3036 | 24 | 21 | 263884.22 | 0 | 319319.7364 | 352004.5775 | 401638.9023 | 55435.5164 | 88120.3575 | 137754.6823 | 1.2101 | 1.3339 | 1.522 | 1.2784
15398 | Lateral Hardening | Lateral Hardening-Fuse-92602260 | Laterals | 13010 | 0.70739 | 40 | 93 | 936591.15 | 0 | 1140547.0451 | 1242919.4249 | 1389818.3004 | 203955.8951 | 306328.2749 | 453227.1504 | 1.2178 | 1.3271 | 1.4839 | 1.2772
8011 | Lateral Hardening | Lateral Hardening-Fuse-60029681 | Laterals | 13093 | 0.065152 | 7 | 21 | 168988.42 | 0 | 200765.2172 | 228245.2172 | 268763.6609 | 31776.7972 | 59256.7972 | 99775.2409 | 1.188 | 1.3507 | 1.5904 | 1.2771
1532 | Lateral Hardening | Lateral Hardening-Fuse-10643480 | Laterals | 13390 | 0.1714 | 9 | 6 | 109991.2 | 0 | 131968.9232 | 147324.0462 | 170497.3027 | 21977.7232 | 37332.8462 | 60506.1027 | 1.1998 | 1.3394 | 1.5501 | 1.2767
467 | Lateral Hardening | Lateral Hardening-Fuse-10025094 | Laterals | 13373 | 0.17538 | 18 | 29 | 157481.74 | 0 | 188714.056 | 211516.4714 | 241845.7946 | 31232.316 | 54034.7314 | 84364.0546 | 1.1983 | 1.3431 | 1.5357 | 1.2755
3466 | Lateral Hardening | Lateral Hardening-Fuse-10745619 | Laterals | 13815 | 0.47027 | 18 | 6 | 223732.78 | 0 | 270347.6197 | 296794.6319 | 337259.2349 | 46614.8397 | 73061.8519 | 113526.4549 | 1.2084 | 1.3266 | 1.5074 | 1.2737
9921 | Lateral Hardening | Lateral Hardening-Fuse-93320943 | Laterals | 13723 | 0.18807 | 10 | 6 | 111376.32 | 0 | 133106.7985 | 148778.9401 | 172228.1661 | 21730.4785 | 37402.6201 | 60851.8461 | 1.1951 | 1.3358 | 1.5464 | 1.2724
7120 | Lateral Hardening | Lateral Hardening-Fuse-10895195 | Laterals | 13003 | 0.73125 | 41 | 35 | 403744.89 | 0 | 490277.3598 | 531974.2826 | 596759.5367 | 86532.4698 | 128229.3926 | 193014.6467 | 1.2143 | 1.3176 | 1.4781 | 1.2717
6196 | Lateral Hardening | Lateral Hardening-Fuse-92286629 | Laterals | 14216 | 0.97746 | 49 | 39 | 820508.93 | 0 | 1002561.816 | 1076073.2097 | 1185758.7093 | 182052.886 | 255564.2797 | 365249.7793 | 1.2219 | 1.3115 | 1.4452 | 1.2711
18296 | Lateral Hardening | Lateral Hardening-Fuse-10842832 | Laterals | 13798 | 0.22386 | 26 | 63 | 417205.65 | 0 | 500324.1092 | 557396.0685 | 627035.4489 | 83118.4592 | 140190.4185 | 209829.7989 | 1.1992 | 1.336 | 1.5029 | 1.2706
18859 | Lateral Hardening | Lateral Hardening-Fuse-91990730 | Laterals | 13808 | 0.27652 | 15 | 7 | 210543.4 | 0 | 253977.5528 | 278204.8055 | 315724.5965 | 43434.1528 | 67661.4055 | 105181.1965 | 1.2063 | 1.3214 | 1.4996 | 1.2701
14666 | Lateral Hardening | Lateral Hardening-Fuse-10408288 | Laterals | 13632 | 0.2072 | 21 | 35 | 316857.28 | 0 | 380927.6389 | 419999.2939 | 478891.0411 | 64070.3589 | 103142.0139 | 162033.7611 | 1.2022 | 1.3255 | 1.5114 | 1.2701
13526 | Lateral Hardening | Lateral Hardening-Fuse-10916828 | Laterals | 13805 | 0.12879 | 6 | 3 | 66945.13 | 0 | 79292.7778 | 89667.5694 | 105408.7995 | 12347.6478 | 22722.4394 | 38463.6695 | 1.1844 | 1.3394 | 1.5746 | 1.2699
10550 | Lateral Hardening | Lateral Hardening-Fuse-91324237 | Laterals | 13160 | 0.50076 | 44 | 78 | 643436.1 | 0 | 776490.3216 | 850147.2089 | 961740.6978 | 133054.2216 | 206711.1089 | 318304.5978 | 1.2068 | 1.3213 | 1.4947 | 1.2699
17025 | Lateral Hardening | Lateral Hardening-Fuse-10567762 | Laterals | 13370 | 0.41818 | 34 | 131 | 659411.95 | 0 | 795572.4361 | 869492.3661 | 980923.2675 | 136160.4861 | 210080.4161 | 321511.3175 | 1.2065 | 1.3186 | 1.4876 | 1.2682
17179 | Lateral Hardening | Lateral Hardening-Fuse-10124545 | Laterals | 13063 | 0.29337 | 26 | 43 | 494540.51 | 0 | 586728.8345 | 659031.198 | 773219.9011 | 92188.3245 | 164490.688 | 278679.3911 | 1.1864 | 1.3326 | 1.5635 | 1.268
15611 | Lateral Hardening | Lateral Hardening-Fuse-91720356 | Laterals | 13624 | 0.6142 | 38 | 29 | 495728.79 | 0 | 597690.9961 | 654001.9286 | 737326.6984 | 101962.2061 | 158273.1386 | 241597.9084 | 1.2057 | 1.3193 | 1.4874 | 1.2679
5426 | Lateral Hardening | Lateral Hardening-Fuse-60013633 | Laterals | 13047 | 0.20758 | 21 | 51 | 374517.29 | 0 | 443842.1458 | 499098.1661 | 587201.0575 | 69324.8558 | 124580.8761 | 212683.7675 | 1.1851 | 1.3326 | 1.5679 | 1.2676
8351 | Lateral Hardening | Lateral Hardening-Fuse-10070688 | Laterals | 13657 | 1.06 | 67 | 42 | 1300305.67 | 0 | 1577576.5465 | 1713869.1068 | 1874038.9426 | 277270.8765 | 413563.4368 | 573733.2726 | 1.2132 | 1.3181 | 1.4412 | 1.2675
16158 | Lateral Hardening | Lateral Hardening-Fuse-93272240 | Laterals | 13243 | 0.054735 | 8 | 11 | 52422.11 | 0 | 61942.7285 | 70096.2642 | 82374.0239 | 9520.6185 | 17674.1542 | 29951.9139 | 1.1816 | 1.3372 | 1.5714 | 1.2672
13046 | Lateral Hardening | Lateral Hardening-Fuse-90292944 | Laterals | 13622 | 0.26496 | 21 | 19 | 265111.94 | 0 | 317926.1553 | 350494.8369 | 400329.5565 | 52814.2153 | 85382.8969 | 135217.6165 | 1.1992 | 1.3221 | 1.51 | 1.2672
6089 | Lateral Hardening | Lateral Hardening-Fuse-60009921 | Laterals | 13027 | 0.28485 | 15 | 54 | 479230.58 | 0 | 574938.3046 | 635348.1391 | 711132.7266 | 95707.7246 | 156117.5591 | 231902.1466 | 1.1997 | 1.3258 | 1.4839 | 1.2659
6812 | Lateral Hardening | Lateral Hardening-Fuse-60010878 | Laterals | 13027 | 0.18504 | 12 | 87 | 202470.57 | 0 | 238817.8197 | 270841.873 | 315904.2472 | 36347.2497 | 68371.303 | 113433.6772 | 1.1795 | 1.3377 | 1.5602 | 1.265
9900 | Lateral Hardening | Lateral Hardening-Fuse-10813102 | Laterals | 13238 | 0.18106 | 10 | 3 | 111302.62 | 0 | 132319.1066 | 147951.3585 | 169434.9682 | 21016.4866 | 36648.7385 | 58132.3482 | 1.1888 | 1.3293 | 1.5223 | 1.2643
4670 | Lateral Hardening | Lateral Hardening-Fuse-93363078 | Laterals | 13836 | 0.047538 | 3 | 3 | 64122.67 | 0 | 75790.5771 | 85522.3954 | 99139.0319 | 11667.9071 | 21399.7254 | 35016.3619 | 1.182 | 1.3337 | 1.5461 | 1.2639
12508 | Lateral Hardening | Lateral Hardening-Fuse-92677661 | Laterals | 13805 | 0.2053 | 8 | 4 | 117247.34 | 0 | 139594.4506 | 155943.1526 | 176353.5719 | 22347.1106 | 38695.8126 | 59106.2319 | 1.1906 | 1.33 | 1.5041 | 1.2638
6250 | Lateral Hardening | Lateral Hardening-Fuse-90290223 | Laterals | 13621 | 0.11667 | 7 | 12 | 106459.7 | 0 | 125903.4298 | 141744.8064 | 164550.4304 | 19443.7298 | 35285.1064 | 58090.7304 | 1.1826 | 1.3314 | 1.5457 | 1.2636
12538 | Lateral Hardening | Lateral Hardening-Fuse-92319717 | Laterals | 13017 | 0.21686 | 16 | 11 | 203690.02 | 0 | 244282.508 | 268771.5237 | 300996.325 | 40592.488 | 65081.5037 | 97306.305 | 1.1993 | 1.3195 | 1.4777 | 1.2632
8829 | Lateral Hardening | Lateral Hardening-Fuse-10745557 | Laterals | 13815 | 0.48826 | 22 | 8 | 120672.73 | 0 | 144492.7871 | 158720.8535 | 181173.8007 | 23820.0571 | 38048.1235 | 60501.0707 | 1.1974 | 1.3153 | 1.5014 | 1.2632
16072 | Lateral Hardening | Lateral Hardening-Fuse-91166391 | Laterals | 13156 | 0.32898 | 26 | 140 | 317507.37 | 0 | 380344.5041 | 418823.3718 | 471793.867 | 62837.1341 | 101316.0018 | 154286.497 | 1.1979 | 1.3191 | 1.4859 | 1.2631
12090 | Lateral Hardening | Lateral Hardening-Fuse-92474960 | Laterals | 13064 | 0.039773 | 6 | 4 | 150141.9 | 0 | 176520.9738 | 200863.9787 | 234239.2604 | 26379.0738 | 50722.0787 | 84097.3604 | 1.1757 | 1.3378 | 1.5601 | 1.2628
9033 | Lateral Hardening | Lateral Hardening-Fuse-91008006 | Laterals | 13091 | 0.085038 | 9 | 20 | 258323.05 | 0 | 303562.746 | 345015.3409 | 402516.0293 | 45239.696 | 86692.2909 | 144192.9793 | 1.1751 | 1.3356 | 1.5582 | 1.2616
17631 | Lateral Hardening | Lateral Hardening-Fuse-60069121 | Laterals | 13461 | 0.40114 | 28 | 26 | 265656.36 | 0 | 316985.1662 | 350176.9504 | 397212.8083 | 51328.8062 | 84520.5904 | 131556.4483 | 1.1932 | 1.3182 | 1.4952 | 1.2609
13207 | Lateral Hardening | Lateral Hardening-Fuse-92953732 | Laterals | 13006 | 0.3125 | 12 | 12 | 170099.43 | 0 | 200449.1117 | 226052.6417 | 262434.0207 | 30349.6817 | 55953.2117 | 92334.5907 | 1.1784 | 1.3289 | 1.5428 | 1.26
5209 | Lateral Hardening | Lateral Hardening-Fuse-10895216 | Laterals | 13003 | 0.25739 | 14 | 22 | 179269.62 | 0 | 210775.056 | 238964.4708 | 277237.6064 | 31505.436 | 59694.8508 | 97967.9864 | 1.1757 | 1.333 | 1.5465 | 1.26
18922 | Lateral Hardening | Lateral Hardening-Fuse-10563776 | Laterals | 13293 | 0.2 | 20 | 4 | 248568.09 | 0 | 292068.7501 | 330890.1721 | 386847.8858 | 43500.6601 | 82322.0821 | 138279.7958 | 1.175 | 1.3312 | 1.5563 | 1.26
5510 | Lateral Hardening | Lateral Hardening-Fuse-90563835 | Laterals | 13236 | 1.2987 | 63 | 0 | 278905.25 | 0 | 331796.41 | 366122.4413 | 424130.6201 | 52891.16 | 87217.1913 | 145225.3701 | 1.1896 | 1.3127 | 1.5207 | 1.2597
11240 | Lateral Hardening | Lateral Hardening-Fuse-10093691 | Laterals | 13043 | 0.30284 | 30 | 46 | 468483.06 | 0 | 560992.8022 | 615237.833 | 688250.1127 | 92509.7422 | 146754.773 | 219767.0527 | 1.1975 | 1.3133 | 1.4691 | 1.2594
8151 | Lateral Hardening | Lateral Hardening-Fuse-10679431 | Laterals | 13807 | 0.11913 | 5 | 7 | 70072.39 | 0 | 82246.3291 | 93008.5942 | 109257.9883 | 12173.9391 | 22936.2042 | 39185.5983 | 1.1737 | 1.3273 | 1.5592 | 1.2584
19373 | Lateral Hardening | Lateral Hardening-Fuse-90217789 | Laterals | 14024 | 0.13258 | 11 | 18 | 107414.84 | 0 | 125880.6683 | 142852.8715 | 167453.1555 | 18465.8283 | 35438.0315 | 60038.3155 | 1.1719 | 1.3299 | 1.5589 | 1.258
18905 | Lateral Hardening | Lateral Hardening-Fuse-91087735 | Laterals | 13422 | 0.080114 | 6 | 6 | 78619.95 | 0 | 92070.5144 | 104627.2412 | 121935.8124 | 13450.5644 | 26007.2912 | 43315.8624 | 1.1711 | 1.3308 | 1.551 | 1.257
14485 | Lateral Hardening | Lateral Hardening-Fuse-93016819 | Laterals | 13840 | 0.078977 | 8 | 3 | 62296.83 | 0 | 73043.058 | 82523.4292 | 96993.4984 | 10746.228 | 20226.5992 | 34696.6684 | 1.1725 | 1.3247 | 1.557 | 1.2566
9213 | Lateral Hardening | Lateral Hardening-Fuse-92915050 | Laterals | 13159 | 0.20909 | 18 | 1 | 263412.6 | 0 | 313381.0608 | 346082.4632 | 389356.4029 | 49968.4608 | 82669.8632 | 125943.8029 | 1.1897 | 1.3138 | 1.4781 | 1.2558
1844 | Lateral Hardening | Lateral Hardening-Fuse-92655421 | Laterals | 13198 | 0.075189 | 6 | 8 | 134452.64 | 0 | 157607.3886 | 178382.4117 | 207632.3315 | 23154.7486 | 43929.7717 | 73179.6915 | 1.1722 | 1.3267 | 1.5443 | 1.2558
4394 | Lateral Hardening | Lateral Hardening-Fuse-10588793 | Laterals | 13471 | 0.13617 | 7 | 72 | 70980.31 | 0 | 82827.3859 | 94261.5675 | 110866.7274 | 11847.0759 | 23281.2575 | 39886.4174 | 1.1669 | 1.328 | 1.5619 | 1.2547
2093 | Lateral Hardening | Lateral Hardening-Fuse-10635962 | Laterals | 13388 | 0.39053 | 22 | 23 | 339345.38 | 0 | 403787.5466 | 443599.1268 | 500207.9885 | 64442.1666 | 104253.7468 | 160862.6085 | 1.1899 | 1.3072 | 1.474 | 1.2535
19371 | Lateral Hardening | Lateral Hardening-Fuse-10274791 | Laterals | 13624 | 0.20511 | 14 | 4 | 170052.21 | 0 | 202184.7582 | 222963.4658 | 249230.5254 | 32132.5482 | 52911.2558 | 79178.3154 | 1.189 | 1.3111 | 1.4656 | 1.2533
7212 | Lateral Hardening | Lateral Hardening-Fuse-10829422 | Laterals | 13687 | 0.72216 | 39 | 41 | 515923.77 | 0 | 616464.7003 | 672629.2676 | 749239.405 | 100540.9303 | 156705.4976 | 233315.635 | 1.1949 | 1.3037 | 1.4522 | 1.2533
19545 | Lateral Hardening | Lateral Hardening-Fuse-10686025 | Laterals | 13808 | 0.10814 | 6 | 1 | 65917.21 | 0 | 77356.2561 | 86922.4662 | 100968.2077 | 11439.0461 | 21005.2562 | 35050.9977 | 1.1735 | 1.3187 | 1.5317 | 1.2529
2835 | Lateral Hardening | Lateral Hardening-Fuse-93110899 | Laterals | 13837 | 0.11023 | 10 | 31 | 89629.53 | 0 | 104398.1112 | 118896.5735 | 139606.9554 | 14768.5812 | 29267.0435 | 49977.4254 | 1.1648 | 1.3265 | 1.5576 | 1.2526
13910 | Lateral Hardening | Lateral Hardening-Fuse-92007333 | Laterals | 13479 | 0.2108 | 22 | 31 | 384644.95 | 0 | 455433.3499 | 503210.765 | 567291.4073 | 70788.3999 | 118565.815 | 182646.4573 | 1.184 | 1.3082 | 1.4748 | 1.2504
19218 | Lateral Hardening | Lateral Hardening-Fuse-10441185 | Laterals | 13946 | 1.1367 | 95 | 220 | 1562330.43 | 0 | 1883361.3999 | 2008581.4156 | 2209000.399 | 321030.9699 | 446250.9856 | 646669.969 | 1.2055 | 1.2856 | 1.4139 | 1.2504
2880 | Lateral Hardening | Lateral Hardening-Fuse-90458164 | Laterals | 13443 | 0.2036 | 20 | 50 | 218139.09 | 0 | 256803.6816 | 287014.6741 | 325381.1649 | 38664.5916 | 68875.5841 | 107242.0749 | 1.1772 | 1.3157 | 1.4916 | 1.2502
19536 | Lateral Hardening | Lateral Hardening-Fuse-10928779 | Laterals | 13377 | 0.17386 | 16 | 12 | 277875 | 0 | 322645.0123 | 367160.6931 | 434677.3633 | 44770.0123 | 89285.6931 | 156802.3633 | 1.1611 | 1.3213 | 1.5643 | 1.2495
8000 | Lateral Hardening | Lateral Hardening-Fuse-10679404 | Laterals | 13807 | 0.1928 | 10 | 6 | 164590.43 | 0 | 195406.0122 | 214367.1375 | 240136.839 | 30815.5822 | 49776.7075 | 75546.409 | 1.1872 | 1.3024 | 1.459 | 1.249
9009 | Lateral Hardening | Lateral Hardening-Fuse-10367874 | Laterals | 13103 | 0.099811 | 12 | 24 | 127621.48 | 0 | 149126.9828 | 167633.1664 | 195011.8397 | 21505.5028 | 40011.6864 | 67390.3597 | 1.1685 | 1.3135 | 1.528 | 1.248
14326 | Lateral Hardening | Lateral Hardening-Fuse-90241323 | Laterals | 13166 | 0.076326 | 11 | 11 | 301826.87 | 0 | 349182.4294 | 399644.8453 | 472326.1315 | 47355.5594 | 97817.9753 | 170499.2615 | 1.1569 | 1.3241 | 1.5649 | 1.2479
3360 | Lateral Hardening | Lateral Hardening-Fuse-10628944 | Laterals | 13787 | 0.60133 | 34 | 21 | 490348.28 | 0 | 583044.9025 | 635337.2137 | 710435.0816 | 92696.6225 | 144988.9337 | 220086.8016 | 1.189 | 1.2957 | 1.4488 | 1.247
16003 | Lateral Hardening | Lateral Hardening-Fuse-10297412 | Laterals | 13754 | 0.059091 | 8 | 10 | 154167.66 | 0 | 178922.7681 | 203508.4792 | 238390.3554 | 24755.1081 | 49340.8192 | 84222.6954 | 1.1606 | 1.32 | 1.5463 | 1.247
15104 | Lateral Hardening | Lateral Hardening-Fuse-10827119 | Laterals | 13769 | 0.20038 | 14 | 8 | 177518.71 | 0 | 209970.5329 | 231385.6754 | 259603.8173 | 32451.8229 | 53866.9654 | 82085.1073 | 1.1828 | 1.3034 | 1.4624 | 1.247
13143 | Lateral Hardening | Lateral Hardening-Fuse-10668798 | Laterals | 13723 | 0.066856 | 7 | 3 | 67461.53 | 0 | 78501.885 | 88480.4843 | 104714.4897 | 11040.355 | 21018.9543 | 37252.9597 | 1.1637 | 1.3116 | 1.5522 | 1.2469
5574 | Lateral Hardening | Lateral Hardening-Fuse-93048154 | Laterals | 13813 | 0.56458 | 27 | 13 | 300111.91 | 0 | 353294.1791 | 392663.0369 | 444135.2377 | 53182.2691 | 92551.1269 | 144023.3277 | 1.1772 | 1.3084 | 1.4799 | 1.2468
12754 | Lateral Hardening | Lateral Hardening-Fuse-10663288 | Laterals | 13001 | 0.49356 | 39 | 46 | 498674.44 | 0 | 591051.1008 | 648762.9258 | 724553.0427 | 92376.6608 | 150088.4858 | 225878.6027 | 1.1852 | 1.301 | 1.453 | 1.2467
2641 | Lateral Hardening | Lateral Hardening-Fuse-91215561 | Laterals | 13769 | 1.0684 | 46 | 2 | 517473.89 | 0 | 612244.6418 | 671700.4839 | 762926.4042 | 94770.7518 | 154226.5939 | 245452.5142 | 1.1831 | 1.298 | 1.4743 | 1.2467
5263 | Lateral Hardening | Lateral Hardening-Fuse-92543899 | Laterals | 13686 | 0.09678 | 7 | 2 | 108737 | 0 | 126926.5914 | 142706.0778 | 165762.1323 | 18189.5914 | 33969.0778 | 57025.1323 | 1.1673 | 1.3124 | 1.5244 | 1.2465
13692 | Lateral Hardening | Lateral Hardening-Fuse-60000884 | Laterals | 13004 | 1.2286 | 48 | 11 | 416181.53 | 0 | 492953.6846 | 538257.9151 | 612868.8601 | 76772.1546 | 122076.3851 | 196687.3301 | 1.1845 | 1.2933 | 1.4726 | 1.2459
12128 | Lateral Hardening | Lateral Hardening-Fuse-92100094 | Laterals | 13019 | 0.55114 | 46 | 22 | 409952.19 | 0 | 487447.764 | 529103.146 | 595208.5439 | 77495.574 | 119150.956 | 185256.3539 | 1.189 | 1.2906 | 1.4519 | 1.2458
1297 | Lateral Hardening | Lateral Hardening-Fuse-90147931 | Laterals | 13207 | 0.066477 | 9 | 4 | 180888.6 | 0 | 209674.1181 | 237966.8794 | 279410.4218 | 28785.5181 | 57078.2794 | 98521.8218 | 1.1591 | 1.3155 | 1.5447 | 1.2446
3192 | Lateral Hardening | Lateral Hardening-Fuse-60337684 | Laterals | 14001 | 0.055492 | 4 | 2 | 65572.73 | 0 | 75968.4031 | 86385.9869 | 100848.0576 | 10395.6731 | 20813.2569 | 35275.3276 | 1.1585 | 1.3174 | 1.538 | 1.2441
17431 | Lateral Hardening | Lateral Hardening-Fuse-90280577 | Laterals | 13389 | 0.29924 | 14 | 1 | 127147.06 | 0 | 150423.8409 | 164819.3564 | 184252.1428 | 23276.7809 | 37672.2964 | 57105.0828 | 1.1831 | 1.2963 | 1.4491 | 1.2436
12370 | Lateral Hardening | Lateral Hardening-Fuse-90110279 | Laterals | 14025 | 0.11989 | 9 | 12 | 145009.92 | 0 | 168125.7063 | 190827.9839 | 221932.8268 | 23115.7863 | 45818.0639 | 76922.9068 | 1.1594 | 1.316 | 1.5305 | 1.2435
7106 | Lateral Hardening | Lateral Hardening-Fuse-92177025 | Laterals | 13199 | 0.25455 | 28 | 14 | 676542.48 | 0 | 779791.4868 | 892054.1428 | 1057314.3183 | 103249.0068 | 215511.6628 | 380771.8383 | 1.1526 | 1.3185 | 1.5628 | 1.2434
8754 | Lateral Hardening | Lateral Hardening-Fuse-91452575 | Laterals | 13280 | 0.31913 | 22 | 19 | 253893.58 | 0 | 299396.9369 | 328479.2417 | 374635.9082 | 45503.3569 | 74585.6617 | 120742.3282 | 1.1792 | 1.2938 | 1.4756 | 1.2432
7010 | Lateral Hardening | Lateral Hardening-Fuse-10743715 | Laterals | 13328 | 0.18163 | 12 | 34 | 245887.66 | 0 | 287287.7981 | 321445.1574 | 368500.9925 | 41400.1381 | 75557.4974 | 122613.3325 | 1.1684 | 1.3073 | 1.4987 | 1.2431
15836 | Lateral Hardening | Lateral Hardening-Fuse-60013871 | Laterals | 13094 | 0.096212 | 8 | 35 | 226285.67 | 0 | 261247.2732 | 297723.3118 | 350708.4711 | 34961.6032 | 71437.6418 | 124422.8011 | 1.1545 | 1.3157 | 1.5498 | 1.2424
16317 | Lateral Hardening | Lateral Hardening-Fuse-91193204 | Laterals | 13077 | 0.67633 | 64 | 9 | 1289491.08 | 0 | 1521851.8547 | 1674686.0657 | 1864546.4438 | 232360.7747 | 385194.9857 | 575055.3638 | 1.1802 | 1.2987 | 1.446 | 1.2423
18537 | Lateral Hardening | Lateral Hardening-Fuse-10686091 | Laterals | 13808 | 0.43504 | 25 | 9 | 320481.64 | 0 | 380616.7139 | 411111.0595 | 462287.5739 | 60135.0739 | 90629.4195 | 141805.9339 | 1.1876 | 1.2828 | 1.4425 | 1.2417
2682 | Lateral Hardening | Lateral Hardening-Fuse-91472870 | Laterals | 13100 | 0.2214 | 21 | 27 | 324576.31 | 0 | 382143.6859 | 420897.6216 | 474102.4333 | 57567.3759 | 96321.3116 | 149526.1233 | 1.1774 | 1.2968 | 1.4607 | 1.2415
16144 | Lateral Hardening | Lateral Hardening-Fuse-91430030 | Laterals | 13023 | 0.16402 | 12 | 29 | 287653.84 | 0 | 331878.4092 | 378027.4606 | 445811.9902 | 44224.5692 | 90373.6206 | 158158.1502 | 1.1537 | 1.3142 | 1.5498 | 1.2415
12138 | Lateral Hardening | Lateral Hardening-Fuse-10603635 | Laterals | 13772 | 0.30909 | 16 | 6 | 215408.17 | 0 | 248415.9914 | 282757.9552 | 334988.4886 | 33007.8214 | 67349.7852 | 119580.3186 | 1.1532 | 1.3127 | 1.5551 | 1.2413
11874 | Lateral Hardening | Lateral Hardening-Fuse-92866973 | Laterals | 13711 | 0.09678 | 11 | 42 | 67958.41 | 0 | 78434.8649 | 89269.9495 | 104949.8701 | 10476.4549 | 21311.5395 | 36991.4601 | 1.1542 | 1.3136 | 1.5443 | 1.241
2417 | Lateral Hardening | Lateral Hardening-Fuse-10477195 | Laterals | 13326 | 0.24754 | 20 | 41 | 260955.79 | 0 | 306872.5764 | 337441.8743 | 384711.7231 | 45916.7864 | 76486.0843 | 123755.9331 | 1.176 | 1.2931 | 1.4742 | 1.2409
10678 | Lateral Hardening | Lateral Hardening-Fuse-10156239 | Laterals | 13069 | 0.15871 | 14 | 13 | 123346.64 | 0 | 142323.8588 | 161437.0886 | 191410.3166 | 18977.2188 | 38090.4486 | 68063.6766 | 1.1539 | 1.3088 | 1.5518 | 1.2401
9165 | Lateral Hardening | Lateral Hardening-Fuse-91995907 | Laterals | 13219 | 0.11856 | 13 | 43 | 137039.74 | 0 | 157997.5127 | 179762.7321 | 211802.9276 | 20957.7727 | 42722.9921 | 74763.1876 | 1.1529 | 1.3118 | 1.5456 | 1.2398
1011 | Lateral Hardening | Lateral Hardening-Fuse-92610418 | Laterals | 13390 | 0.25644 | 14 | 3 | 113637.14 | 0 | 132011.3751 | 148498.0925 | 171137.4017 | 18374.2351 | 34860.9525 | 57500.2617 | 1.1617 | 1.3068 | 1.506 | 1.2396
1650 | Lateral Hardening | Lateral Hardening-Fuse-93267541 | Laterals | 13042 | 0.079735 | 9 | 15 | 109519.79 | 0 | 126492.7035 | 143340.0446 | 168239.7955 | 16972.9135 | 33820.2546 | 58720.0055 | 1.155 | 1.3088 | 1.5362 | 1.2392
12737 | Lateral Hardening | Lateral Hardening-Fuse-90834233 | Laterals | 13717 | 1.7121 | 63 | 0 | 270698.03 | 0 | 322736.594 | 345767.4224 | 380500.0507 | 52038.564 | 75069.3924 | 109802.0207 | 1.1922 | 1.2773 | 1.4056 | 1.2391
18441 | Lateral Hardening | Lateral Hardening-Fuse-10487454 | Laterals | 13458 | 0.59091 | 23 | 16 | 294463.08 | 0 | 345320.815 | 381623.1486 | 430640.4151 | 50857.735 | 87160.0686 | 136177.3351 | 1.1727 | 1.296 | 1.4625 | 1.2387
10944 | Lateral Hardening | Lateral Hardening-Fuse-90164138 | Laterals | 13699 | 0.27254 | 19 | 6 | 189198.89 | 0 | 218020.2656 | 247851.8259 | 291450.3869 | 28821.3756 | 58652.9359 | 102251.4969 | 1.1523 | 1.31 | 1.5404 | 1.2384
15489 | Lateral Hardening | Lateral Hardening-Fuse-91251089 | Laterals | 13492 | 0.61553 | 61 | 150 | 920142.58 | 0 | 1083578.5383 | 1187251.0458 | 1325340.4301 | 163435.9583 | 267108.4658 | 405197.8501 | 1.1776 | 1.2903 | 1.4404 | 1.2377
13107 | Lateral Hardening | Lateral Hardening-Fuse-10556669 | Laterals | 13298 | 2.785 | 81 | 0 | 473366.35 | 0 | 557579.7341 | 606871.3208 | 690649.6728 | 84213.3841 | 133504.9708 | 217283.3228 | 1.1779 | 1.282 | 1.459 | 1.2373
698 | Lateral Hardening | Lateral Hardening-Fuse-10829520 | Laterals | 13687 | 0.091288 | 8 | 1 | 51529.93 | 0 | 59595.8779 | 67072.3905 | 78072.3153 | 8065.9479 | 15542.4605 | 26542.3853 | 1.1565 | 1.3016 | 1.5151 | 1.2359
16233 | Lateral Hardening | Lateral Hardening-Fuse-60021419 | Laterals | 13004 | 0.098106 | 9 | 16 | 219083.03 | 0 | 251569.2844 | 286364.2935 | 336072.9536 | 32486.2544 | 67281.2635 | 116989.9236 | 1.1483 | 1.3071 | 1.534 | 1.2345
12671 | Lateral Hardening | Lateral Hardening-Fuse-92793945 | Laterals | 13010 | 0.063447 | 7 | 8 | 50000 | 0 | 57485.1391 | 65341.5636 | 76256.2032 | 7485.1391 | 15341.5636 | 26256.2032 | 1.1497 | 1.3068 | 1.5251 | 1.2344
1515 | Lateral Hardening | Lateral Hardening-Fuse-92172705 | Laterals | 13479 | 0.012879 | 3 | 73 | 50000 | 0 | 57225.5669 | 65396.697 | 77647.1514 | 7225.5669 | 15396.697 | 27647.1514 | 1.1445 | 1.3079 | 1.5529 | 1.2344
19306 | Lateral Hardening | Lateral Hardening-Fuse-91340769 | Laterals | 13962 | 0.20549 | 15 | 152 | 229072.19 | 0 | 265143.6447 | 297959.6 | 342827.1 | 36071.4547 | 68887.41 | 113754.91 | 1.1575 | 1.3007 | 1.4966 | 1.2344
18427 | Lateral Hardening | Lateral Hardening-Fuse-60174723 | Laterals | 13924 | 0.49167 | 17 | 1 | 230385.4 | 0 | 271621.6565 | 294863.8625 | 329245.3234 | 41236.2565 | 64478.4625 | 98859.9234 | 1.179 | 1.2799 | 1.4291 | 1.2343
9370 | Lateral Hardening | Lateral Hardening-Fuse-10650579 | Laterals | 13391 | 0.1125 | 7 | 1 | 57731.49 | 0 | 66577.0536 | 75168.6304 | 87572.175 | 8845.5636 | 17437.1404 | 29840.685 | 1.1532 | 1.302 | 1.5169 | 1.2342
19409 | Lateral Hardening | Lateral Hardening-Fuse-93325172 | Laterals | 13254 | 0.80492 | 39 | 0 | 198293 | 0 | 232194.9305 | 254122.7499 | 290388.9828 | 33901.9305 | 55829.7499 | 92095.9828 | 1.171 | 1.2816 | 1.4644 | 1.2335
10638 | Lateral Hardening | Lateral Hardening-Fuse-10567761 | Laterals | 13370 | 0.21705 | 24 | 42 | 336512.97 | 0 | 392687.5904 | 435011.521 | 489181.3598 | 56174.6204 | 98498.551 | 152668.3898 | 1.1669 | 1.2927 | 1.4537 | 1.2333
13591 | Lateral Hardening | Lateral Hardening-Fuse-92443094 | Laterals | 13126 | 0.59981 | 33 | 57 | 523937.83 | 0 | 615792.9776 | 673112.4476 | 747816.5021 | 91855.1476 | 149174.6176 | 223878.6721 | 1.1753 | 1.2847 | 1.4273 | 1.2333
15242 | Lateral Hardening | Lateral Hardening-Fuse-91814195 | Laterals | 13236 | 0.30133 | 21 | 3 | 307060.39 | 0 | 358950.6162 | 395188.0642 | 445704.5314 | 51890.2262 | 88127.6742 | 138644.1414 | 1.169 | 1.287 | 1.4515 | 1.2326
4443 | Lateral Hardening | Lateral Hardening-Fuse-60201471 | Laterals | 13330 | 0.055871 | 4 | 28 | 64306.55 | 0 | 73804.3732 | 83827.1605 | 98356.2309 | 9497.8232 | 19520.6105 | 34049.6809 | 1.1477 | 1.3036 | 1.5295 | 1.2326
6310 | Lateral Hardening | Lateral Hardening-Fuse-10558844 | Laterals | 13299 | 0.45814 | 23 | 8 | 255077.78 | 0 | 296844.9926 | 329945.5386 | 372472.3331 | 41767.2126 | 74867.7586 | 117394.5531 | 1.1637 | 1.2935 | 1.4602 | 1.2323
14318 | Lateral Hardening | Lateral Hardening-Fuse-91566888 | Laterals | 13044 | 0.41989 | 38 | 74 | 641013.66 | 0 | 751356.8248 | 820673.3743 | 924888.3124 | 110343.1648 | 179659.7143 | 283874.6524 | 1.1721 | 1.2803 | 1.4429 | 1.2317
10493 | Lateral Hardening | Lateral Hardening-Fuse-60073802 | Laterals | 13082 | 0.26326 | 30 | 36 | 563451.36 | 0 | 658170.7975 | 721421.3453 | 812414.164 | 94719.4375 | 157969.9853 | 248962.804 | 1.1681 | 1.2804 | 1.4419 | 1.2292
2795 | Lateral Hardening | Lateral Hardening-Fuse-90704011 | Laterals | 13082 | 0.10701 | 10 | 12 | 183952.85 | 0 | 211343.0059 | 238034.0099 | 276272.6184 | 27390.1559 | 54081.1599 | 92319.7684 | 1.1489 | 1.294 | 1.5019 | 1.2277
11191 | Lateral Hardening | Lateral Hardening-Fuse-90162065 | Laterals | 13805 | 0.5214 | 16 | 4 | 200295.59 | 0 | 229965.193 | 259474.8383 | 300797.5042 | 29669.603 | 59179.2483 | 100501.9142 | 1.1481 | 1.2955 | 1.5018 | 1.2277
5361 | Lateral Hardening | Lateral Hardening-Fuse-93337156 | Laterals | 13117 | 0.45076 | 30 | 47 | 406701.13 | 0 | 473810.0952 | 519116.1859 | 584318.5377 | 67108.9652 | 112415.0559 | 177617.4077 | 1.165 | 1.2764 | 1.4367 | 1.2256
443 | Lateral Hardening | Lateral Hardening-Fuse-91419565 | Laterals | 14041 | 0.71402 | 42 | 70 | 522860.98 | 0 | 607445.6969 | 668239.3889 | 758786.2766 | 84584.7169 | 145378.4089 | 235925.2966 | 1.1618 | 1.278 | 1.4512 | 1.2256
1302 | Lateral Hardening | Lateral Hardening-Fuse-10595517 | Laterals | 13294 | 1.4989 | 78 | 61 | 1156167.45 | 0 | 1359469.1205 | 1463393.1141 | 1621279.8746 | 203301.6705 | 307225.6641 | 465112.4246 | 1.1758 | 1.2657 | 1.4023 | 1.2255
11308 | Lateral Hardening | Lateral Hardening-Fuse-92732118 | Laterals | 13133 | 0.023106 | 5 | 88 | 50000 | 0 | 56843.93 | 64857.5711 | 77035.8573 | 6843.93 | 14857.5711 | 27035.8573 | 1.1369 | 1.2972 | 1.5407 | 1.2253
18048 | Lateral Hardening | Lateral Hardening-Fuse-10054332 | Laterals | 13205 | 0.59091 | 41 | 58 | 612201.45 | 0 | 715041.9092 | 780639.5853 | 868971.9959 | 102840.4592 | 168438.1353 | 256770.5459 | 1.168 | 1.2751 | 1.4194 | 1.2253
14704 | Lateral Hardening | Lateral Hardening-Fuse-93088909 | Laterals | 14012 | 0.069697 | 8 | 11 | 130066.18 | 0 | 148217.3948 | 168788.1868 | 197806.2514 | 18151.2148 | 38722.0068 | 67740.0714 | 1.1396 | 1.2977 | 1.5208 | 1.2251
14555 | Lateral Hardening | Lateral Hardening-Fuse-93278601 | Laterals | 13213 | 0.19318 | 14 | 17 | 208360.59 | 0 | 242307.8384 | 266007.3772 | 299091.2032 | 33947.2484 | 57646.7872 | 90730.6132 | 1.1629 | 1.2767 | 1.4354 | 1.2243
5120 | Lateral Hardening | Lateral Hardening-Fuse-60210530 | Laterals | 14025 | 0.18523 | 11 | 6 | 163960.83 | 0 | 190371.5656 | 209890.0951 | 235112.4146 | 26410.7356 | 45929.2651 | 71151.5846 | 1.1611 | 1.2801 | 1.434 | 1.2241
5935 | Lateral Hardening | Lateral Hardening-Fuse-10283693 | Laterals | 13490 | 0.85644 | 89 | 214 | 1335433.53 | 0 | 1561301.6565 | 1698635.9594 | 1882581.4847 | 225868.1265 | 363202.4294 | 547147.9547 | 1.1691 | 1.272 | 1.4097 | 1.224
13194 | Lateral Hardening | Lateral Hardening-Fuse-90945014 | Laterals | 13290 | 0.33201 | 27 | 33 | 394177.6 | 0 | 458268.6012 | 502375.9609 | 567357.8797 | 64091.0012 | 108198.3609 | 173180.2797 | 1.1626 | 1.2745 | 1.4393 | 1.2238
18674 | Lateral Hardening | Lateral Hardening-Fuse-91957152 | Laterals | 13073 | 0.082576 | 7 | 45 | 130353.46 | 0 | 148325.1586 | 168949.3944 | 198201.7914 | 17971.6986 | 38595.9344 | 67848.3314 | 1.1379 | 1.2961 | 1.5205 | 1.2236
12127 | Lateral Hardening | Lateral Hardening-Fuse-93318795 | Laterals | 13061 | 0.47936 | 47 | 77 | 771319.57 | 0 | 895785.9785 | 982195.8148 | 1113175.3076 | 124466.4085 | 210876.2448 | 341855.7376 | 1.1614 | 1.2734 | 1.4432 | 1.2232
5480 | Lateral Hardening | Lateral Hardening-Fuse-10476040 | Laterals | 13435 | 0.41761 | 31 | 4 | 644854.29 | 0 | 743696.2289 | 829569.5823 | 933842.87 | 98841.9389 | 184715.2923 | 288988.58 | 1.1533 | 1.2864 | 1.4481 | 1.2227
12392 | Lateral Hardening | Lateral Hardening-Fuse-90281864 | Laterals | 13389 | 0.1214 | 9 | 6 | 78211.66 | 0 | 89004.4582 | 101259.5342 | 118238.2007 | 10792.7982 | 23047.8742 | 40026.5407 | 1.138 | 1.2947 | 1.5118 | 1.2224
1348 | Lateral Hardening | Lateral Hardening-Fuse-91902814 | Laterals | 13103 | 0.089962 | 10 | 17 | 138593 | 0 | 158924.9191 | 178198.7506 | 205335.0907 | 20331.9191 | 39605.7506 | 66742.0907 | 1.1467 | 1.2858 | 1.4816 | 1.2219
15333 | Lateral Hardening | Lateral Hardening-Fuse-91781907 | Laterals | 13162 | 0.08125 | 9 | 11 | 156429.14 | 0 | 177798.3072 | 202399.4717 | 237345.9823 | 21369.1672 | 45970.3317 | 80916.8423 | 1.1366 | 1.2939 | 1.5173 | 1.2219
11393 | Lateral Hardening | Lateral Hardening-Fuse-10441190 | Laterals | 13946 | 0.7464 | 69 | 189 | 959483.59 | 0 | 1121329.6268 | 1216236.8507 | 1340627.7435 | 161846.0368 | 256753.2607 | 381144.1535 | 1.1687 | 1.2676 | 1.3972 | 1.2212
11970 | Lateral Hardening | Lateral Hardening-Fuse-10898164 | Laterals | 13582 | 0.36496 | 23 | 44 | 278065.91 | 0 | 320996.2942 | 354695.4764 | 403871.6514 | 42930.3842 | 76629.5664 | 125805.7414 | 1.1544 | 1.2756 | 1.4524 | 1.2206
9917 | Lateral Hardening | Lateral Hardening-Fuse-10396307 | Laterals | 13590 | 0.25398 | 19 | 7 | 184471.71 | 0 | 209142.1119 | 238244.9617 | 281170.3252 | 24670.4019 | 53773.2517 | 96698.6152 | 1.1337 | 1.2915 | 1.5242 | 1.2201
16805 | Lateral Hardening | Lateral Hardening-Fuse-92017629 | Laterals | 13460 | 0.2678 | 13 | 3 | 171332.15 | 0 | 198758.3641 | 218234.3749 | 243119.6078 | 27426.2141 | 46902.2249 | 71787.4578 | 1.1601 | 1.2738 | 1.419 | 1.2201
9172 | Lateral Hardening | Lateral Hardening-Fuse-93337141 | Laterals | 13117 | 0.39735 | 19 | 18 | 267745.52 | 0 | 307703.624 | 343402.6971 | 389719.6596 | 39958.104 | 75657.1771 | 121974.1396 | 1.1492 | 1.2826 | 1.4556 | 1.2199
350 | Lateral Hardening | Lateral Hardening-Fuse-93048303 | Laterals | 13813 | 1.0661 | 36 | 18 | 483007.22 | 0 | 563285.5328 | 608411.8624 | 686508.8261 | 80278.3128 | 125404.6424 | 203501.6061 | 1.1662 | 1.2596 | 1.4213 | 1.2197
8302 | Lateral Hardening | Lateral Hardening-Fuse-91954651 | Laterals | 13686 | 0.35758 | 23 | 23 | 317465.3 | 0 | 369489.1858 | 401170.9981 | 450431.511 | 52023.8858 | 83705.6981 | 132966.211 | 1.1639 | 1.2637 | 1.4188 | 1.2193
6610 | Lateral Hardening | Lateral Hardening-Fuse-90100438 | Laterals | 13808 | 0.27292 | 12 | 2 | 119445.2 | 0 | 136716.3602 | 153378.666 | 175359.4443 | 17271.1602 | 33933.466 | 55914.2443 | 1.1446 | 1.2841 | 1.4681 | 1.2188
10456 | Lateral Hardening | Lateral Hardening-Fuse-91920065 | Laterals | 13946 | 0.325 | 35 | 38 | 452512.59 | 0 | 521656.7754 | 577817.609 | 648788.4246 | 69144.1854 | 125305.019 | 196275.8346 | 1.1528 | 1.2769 | 1.4337 | 1.2181
13978 | Lateral Hardening | Lateral Hardening-Fuse-91513539 | Laterals | 13420 | 0.20814 | 15 | 23 | 315614.51 | 0 | 361090.4163 | 403709.8211 | 464377.531 | 45475.9063 | 88095.3111 | 148763.021 | 1.1441 | 1.2791 | 1.4713 | 1.2173
15711 | Lateral Hardening | Lateral Hardening-Fuse-10594246 | Laterals | 13516 | 0.34735 | 25 | 233 | 383794.79 | 0 | 437782.1587 | 492658.3716 | 562576.5414 | 53987.3687 | 108863.5816 | 178781.7514 | 1.1407 | 1.2837 | 1.4658 | 1.2161
764 | Lateral Hardening | Lateral Hardening-Fuse-10650325 | Laterals | 13391 | 0.36894 | 17 | 8 | 210364.52 | 0 | 239304.7776 | 269687.6521 | 310704.5036 | 28940.2576 | 59323.1321 | 100339.9836 | 1.1376 | 1.282 | 1.477 | 1.2148
13346 | Lateral Hardening | Lateral Hardening-Fuse-60070015 | Laterals | 13046 | 0.72538 | 62 | 57 | 987221.53 | 0 | 1147020.5091 | 1244192.7666 | 1371851.5251 | 159798.9791 | 256971.2366 | 384629.9951 | 1.1619 | 1.2603 | 1.3896 | 1.2142
12522 | Lateral Hardening | Lateral Hardening-Fuse-90443583 | Laterals | 13308 | 0.23428 | 16 | 14 | 234951.07 | 0 | 270744.4662 | 297155.9191 | 336686.5307 | 35793.3962 | 62204.8491 | 101735.4607 | 1.1523 | 1.2648 | 1.433 | 1.2141
15974 | Lateral Hardening | Lateral Hardening-Fuse-10089969 | Laterals | 13279 | 0.16572 | 15 | 33 | 311375.5 | 0 | 354640.2839 | 397142.0384 | 459881.3555 | 43264.7839 | 85766.5384 | 148505.8555 | 1.1389 | 1.2754 | 1.4769 | 1.2137
7751 | Lateral Hardening | Lateral Hardening-Fuse-10696464 | Laterals | 13961 | 0.051136 | 4 | 2 | 60491.73 | 0 | 68467.6455 | 77490.9491 | 90680.0366 | 7975.9155 | 16999.2191 | 30188.3066 | 1.1319 | 1.281 | 1.499 | 1.2133
3055 | Lateral Hardening | Lateral Hardening-Fuse-10895269 | Laterals | 13003 | 1.6455 | 68 | 63 | 822325.38 | 0 | 955446.6266 | 1030666.3962 | 1148944.2005 | 133121.2466 | 208341.0162 | 326618.8205 | 1.1619 | 1.2534 | 1.3972 | 1.2129
7651 | Lateral Hardening | Lateral Hardening-Fuse-91935474 | Laterals | 13419 | 0.17102 | 13 | 29 | 50000 | 0 | 56659.0401 | 64032.4341 | 74099.0504 | 6659.0401 | 14032.4341 | 24099.0504 | 1.1332 | 1.2806 | 1.482 | 1.2123
13808 | Lateral Hardening | Lateral Hardening-Fuse-60124039 | Laterals | 13218 | 0.16212 | 14 | 28 | 260799.23 | 0 | 296099.7261 | 333064.6765 | 383983.3013 | 35300.4961 | 72265.4465 | 123184.0713 | 1.1354 | 1.2771 | 1.4723 | 1.2116
3114 | Lateral Hardening | Lateral Hardening-Fuse-10643414 | Laterals | 13390 | 0.16439 | 11 | 12 | 160347.66 | 0 | 180259.6556 | 205541.6371 | 243730.9477 | 19911.9956 | 45193.9771 | 83383.2877 | 1.1242 | 1.2818 | 1.52 | 1.2111
15509 | Lateral Hardening | Lateral Hardening-Fuse-92606240 | Laterals | 13390 | 0.12121 | 4 | 1 | 62385.53 | 0 | 70759.5659 | 79531.2421 | 92251.1552 | 8374.0359 | 17145.7121 | 29865.6252 | 1.1342 | 1.2748 | 1.4787 | 1.2109
17350 | Lateral Hardening | Lateral Hardening-Fuse-10274704 | Laterals | 13624 | 0.5036 | 32 | 23 | 237251.12 | 0 | 266616.8945 | 304132.514 | 360266.1778 | 29365.7745 | 66881.394 | 123015.0578 | 1.1238 | 1.2819 | 1.5185 | 1.2107
3669 | Lateral Hardening | Lateral Hardening-Fuse-10569606 | Laterals | 13372 | 0.10606 | 9 | 21 | 124210.9 | 0 | 139920.9579 | 159142.7834 | 185768.4559 | 15710.0579 | 34931.8834 | 61557.5559 | 1.1265 | 1.2812 | 1.4956 | 1.2098
16919 | Lateral Hardening | Lateral Hardening-Fuse-10409232 | Laterals | 13631 | 0.21364 | 19 | 60 | 249156.94 | 0 | 285708.295 | 314295.7237 | 355166.5008 | 36551.355 | 65138.7837 | 106009.5608 | 1.1467 | 1.2614 | 1.4255 | 1.209
9813 | Lateral Hardening | Lateral Hardening-Fuse-10163220 | Laterals | 13091 | 0.14545 | 16 | 23 | 207815.43 | 0 | 238336.4963 | 262153.4608 | 295800.0113 | 30521.0663 | 54338.0308 | 87984.5813 | 1.1469 | 1.2615 | 1.4234 | 1.2089
19011 | Lateral Hardening | Lateral Hardening-Fuse-60265559 | Laterals | 13400 | 0.094886 | 15 | 1 | 159733.71 | 0 | 179870.7193 | 204027.2854 | 239629.0485 | 20137.0093 | 44293.5754 | 79895.3385 | 1.1261 | 1.2773 | 1.5002 | 1.2088
4653 | Lateral Hardening | Lateral Hardening-Fuse-60013890 | Laterals | 13094 | 0.049432 | 5 | 5 | 63771.39 | 0 | 71814.2022 | 81516.9086 | 95452.0755 | 8042.8122 | 17745.5186 | 31680.6855 | 1.1261 | 1.2783 | 1.4968 | 1.2088
818 | Lateral Hardening | Lateral Hardening-Fuse-60374780 | Laterals | 14099 | 0.3553 | 12 | 3 | 73980.17 | 0 | 85088.4177 | 92693.3094 | 105488.177 | 11108.2477 | 18713.1394 | 31508.007 | 1.1502 | 1.2529 | 1.4259 | 1.2086
6990 | Lateral Hardening | Lateral Hardening-Fuse-10271835 | Laterals | 13621 | 0.76042 | 47 | 20 | 639709.82 | 0 | 739549.9857 | 800430.0204 | 892149.2573 | 99840.1657 | 160720.2004 | 252439.4373 | 1.1561 | 1.2512 | 1.3946 | 1.2085
15897 | Lateral Hardening | Lateral Hardening-Fuse-10368948 | Laterals | 13099 | 0.33598 | 21 | 5 | 220433.12 | 0 | 252951.7654 | 276948.6726 | 313292.2698 | 32518.6454 | 56515.5526 | 92859.1498 | 1.1475 | 1.2564 | 1.4213 | 1.2076
4824 | Lateral Hardening | Lateral Hardening-Fuse-60401787 | Laterals | 13505 | 0.10549 | 8 | 13 | 109461.04 | 0 | 123674.5134 | 139218.9053 | 162082.0038 | 14213.4734 | 29757.8653 | 52620.9638 | 1.1298 | 1.2719 | 1.4807 | 1.2075
3200 | Lateral Hardening | Lateral Hardening-Fuse-93130614 | Laterals | 13177 | 0.13845 | 18 | 2 | 165369.28 | 0 | 185944.7608 | 211125.8653 | 247846.8595 | 20575.4808 | 45756.5853 | 82477.5795 | 1.1244 | 1.2767 | 1.4987 | 1.2075
15965 | Lateral Hardening | Lateral Hardening-Fuse-90986746 | Laterals | 13142 | 0.017424 | 3 | 25 | 80761.33 | 0 | 90717.1632 | 103189.029 | 120591.8764 | 9955.8332 | 22427.699 | 39830.5464 | 1.1233 | 1.2777 | 1.4932 | 1.2066
8487 | Lateral Hardening | Lateral Hardening-Fuse-10745536 | Laterals | 13330 | 0.27216 | 14 | 9 | 235796.1 | 0 | 270092.918 | 295799.3772 | 335978.512 | 34296.818 | 60003.2772 | 100182.412 | 1.1455 | 1.2545 | 1.4249 | 1.2061
18433 | Lateral Hardening | Lateral Hardening-Fuse-10650307 | Laterals | 13391 | 0.56402 | 31 | 28 | 362845.15 | 0 | 417496.6169 | 452965.9103 | 507416.4308 | 54651.4669 | 90120.7603 | 144571.2808 | 1.1506 | 1.2484 | 1.3984 | 1.2047
17238 | Lateral Hardening | Lateral Hardening-Fuse-60029011 | Laterals | 13088 | 0.073485 | 9 | 6 | 182184.23 | 0 | 204088.0045 | 232319.4815 | 273048.4838 | 21903.7745 | 50135.2515 | 90864.2538 | 1.1202 | 1.2752 | 1.4987 | 1.2046
1490 | Lateral Hardening | Lateral Hardening-Fuse-91821941 | Laterals | 14274 | 0.6839 | 35 | 7 | 625100.51 | 0 | 717084.2637 | 782571.8245 | 869946.0307 | 91983.7537 | 157471.3145 | 244845.5207 | 1.1472 | 1.2519 | 1.3917 | 1.203
773 | Lateral Hardening | Lateral Hardening-Fuse-10556537 | Laterals | 13298 | 0.085985 | 5 | 1 | 59457.89 | 0 | 66976.9894 | 75248.1708 | 87260.5789 | 7519.0994 | 15790.2808 | 27802.6889 | 1.1265 | 1.2656 | 1.4676 | 1.2023
9284 | Lateral Hardening | Lateral Hardening-Fuse-93108588 | Laterals | 13298 | 0.74261 | 31 | 7 | 329306.04 | 0 | 378864.747 | 408509.1698 | 458736.3124 | 49558.707 | 79203.1298 | 129430.2724 | 1.1505 | 1.2405 | 1.393 | 1.2018
1854 | Lateral Hardening | Lateral Hardening-Fuse-10686056 | Laterals | 13808 | 0.12803 | 6 | 1 | 54583.49 | 0 | 61413.0383 | 69053.0403 | 80268.368 | 6829.5483 | 14469.5503 | 25684.878 | 1.1251 | 1.2651 | 1.4706 | 1.2017
11473 | Lateral Hardening | Lateral Hardening-Fuse-10100709 | Laterals | 13048 | 0.069886 | 9 | 8 | 77261.31 | 0 | 86511.1616 | 97709.6907 | 115147.2906 | 9249.8516 | 20448.3807 | 37885.9806 | 1.1197 | 1.2647 | 1.4904 | 1.2003
12226 | Lateral Hardening | Lateral Hardening-Fuse-10160197 | Laterals | 13167 | 0.31932 | 26 | 43 | 443739.72 | 0 | 495927.9737 | 562567.6466 | 657998.734 | 52188.2537 | 118827.9266 | 214259.014 | 1.1176 | 1.2678 | 1.4828 | 1.1992
5455 | Lateral Hardening | Lateral Hardening-Fuse-92963790 | Laterals | 13006 | 0.74242 | 29 | 39 | 786118.99 | 0 | 894579.6316 | 987749.7055 | 1095522.4291 | 108460.6416 | 201630.7155 | 309403.4391 | 1.138 | 1.2565 | 1.3936 | 1.1991
1570 | Lateral Hardening | Lateral Hardening-Fuse-92068322 | Laterals | 13924 | 2.0557 | 99 | 1 | 372774.55 | 0 | 422124.3063 | 465704.4508 | 539579.9811 | 49349.7563 | 92929.9008 | 166805.4311 | 1.1324 | 1.2493 | 1.4475 | 1.199
14771 | Lateral Hardening | Lateral Hardening-Fuse-10563786 | Laterals | 13293 | 0.57292 | 47 | 87 | 726776 | 0 | 828440.1715 | 908193.7966 | 1017887.9093 | 101664.1715 | 181417.7966 | 291111.9093 | 1.1399 | 1.2496 | 1.4006 | 1.1989
4866 | Lateral Hardening | Lateral Hardening-Fuse-92887566 | Laterals | 13317 | 0.57538 | 30 |  | 131494.36 | 0 | 148599.6198 | 164850.8504 | 190136.5522 | 17105.2598 | 33356.4904 | 58642.1922 | 1.1301 | 1.2537 | 1.446 | 1.1987
15962 | Lateral Hardening | Lateral Hardening-Fuse-91577244 | Laterals | 13254 | 0.49413 | 28 | 6 | 355275.74 | 0 | 397167.4184 | 450111.304 | 525391.9865 | 41891.6784 | 94835.564 | 170116.2465 | 1.1179 | 1.2669 | 1.4788 | 1.1987
15154 | Lateral Hardening | Lateral Hardening-Fuse-10510827 | Laterals | 13685 | 0.038258 | 4 | 2 | 59421.41 | 0 | 66442.3423 | 75198.7327 | 87997.6812 | 7020.9323 | 15777.3227 | 28576.2712 | 1.1182 | 1.2655 | 1.4809 | 1.1986
15331 | Lateral Hardening | Lateral Hardening-Fuse-90399458 | Laterals | 13305 | 0.56629 | 27 | 37 | 350102.81 | 0 | 400313.8799 | 434231.7387 | 490134.08 | 50211.0699 | 84128.9287 | 140031.27 | 1.1434 | 1.2403 | 1.4 | 1.1981
19515 | Lateral Hardening | Lateral Hardening-Fuse-10716358 | Laterals | 13959 | 0.33125 | 22 | 10 | 349465.41 | 0 | 396349.2667 | 437110.3237 | 494662.4174 | 46883.8567 | 87644.9137 | 145197.0074 | 1.1342 | 1.2508 | 1.4155 | 1.1973
10906 | Lateral Hardening | Lateral Hardening-Fuse-60076425 | Laterals | 13164 | 0.24754 | 29 | 111 | 423452.04 | 0 | 474929.9041 | 534127.1657 | 616681.8738 | 51477.8641 | 110675.1257 | 193229.8338 | 1.1216 | 1.2614 | 1.4563 | 1.197
7214 | Lateral Hardening | Lateral Hardening-Fuse-91991201 | Laterals | 13733 | 0.095644 | 9 | 1 | 56330.63 | 0 | 62899.9827 | 70953.8307 | 83973.5626 | 6569.3527 | 14623.2007 | 27642.9326 | 1.1166 | 1.2596 | 1.4907 | 1.1969
8178 | Lateral Hardening | Lateral Hardening-Fuse-91344599 | Laterals | 13151 | 0.49223 | 25 | 101 | 327567.21 | 0 | 371939.3571 | 408468.2118 | 461994.1177 | 44372.1471 | 80901.0018 | 134426.9077 | 1.1355 | 1.247 | 1.4104 | 1.1964
11266 | Lateral Hardening | Lateral Hardening-Fuse-90288927 | Laterals | 13807 | 0.11004 | 6 | 2 | 50000 | 0 | 55802.6415 | 63103.6287 | 73935.902 | 5802.6415 | 13103.6287 | 23935.902 | 1.1161 | 1.2621 | 1.4787 | 1.1961
4070 | Lateral Hardening | Lateral Hardening-Fuse-92104165 | Laterals | 13470 | 0.29545 | 26 | 20 | 215842.83 | 0 | 243930.5527 | 271088.9916 | 304785.6081 | 28087.7227 | 55246.1616 | 88942.7781 | 1.1301 | 1.256 | 1.4121 | 1.1961
16152 | Lateral Hardening | Lateral Hardening-Fuse-91782193 | Laterals | 13162 | 0.067992 | 8 | 2 | 83062.18 | 0 | 92517.9694 | 105135.4325 | 122919.2995 | 9455.7894 | 22073.2525 | 39857.1195 | 1.1138 | 1.2657 | 1.4798 | 1.196
2161 | Lateral Hardening | Lateral Hardening-Fuse-60603537 | Laterals | 13612 | 0.17936 | 13 | 40 | 198129.64 | 0 | 223668.9462 | 248725.7067 | 280629.5949 | 25539.3062 | 50596.0667 | 82499.9549 | 1.1289 | 1.2554 | 1.4164 | 1.1956
10284 | Lateral Hardening | Lateral Hardening-Fuse-91966980 | Laterals | 13048 | 0.10909 | 11 | 17 | 148042.74 | 0 | 164650.0484 | 187254.3383 | 220120.0497 | 16607.3084 | 39211.5983 | 72077.3097 | 1.1122 | 1.2649 | 1.4869 | 1.1955
15799 | Lateral Hardening | Lateral Hardening-Fuse-93442603 | Laterals | 13289 | 0.18504 | 17 | 25 | 173751.91 | 0 | 195765.741 | 218615.825 | 246632.8904 | 22013.831 | 44863.915 | 72880.9804 | 1.1267 | 1.2582 | 1.4195 | 1.1954
18491 | Lateral Hardening | Lateral Hardening-Fuse-10588296 | Laterals | 13444 | 0.16364 | 13 | 49 | 142732.98 | 0 | 158545.4447 | 180792.5049 | 212543.6134 | 15812.4647 | 38059.5249 | 69810.6334 | 1.1108 | 1.2666 | 1.4891 | 1.1954
8197 | Lateral Hardening | Lateral Hardening-Fuse-10684611 | Laterals | 13313 | 0.073674 | 9 | 15 | 117589.36 | 0 | 130953.7859 | 148395.2907 | 174173.1939 | 13364.4259 | 30805.9307 | 56583.8339 | 1.1137 | 1.262 | 1.4812 | 1.1949
17751 | Lateral Hardening | Lateral Hardening-Fuse-92551971 | Laterals | 13443 | 0.24962 | 19 | 37 | 294094.97 | 0 | 332607.9745 | 366539.1968 | 418788.8237 | 38513.0045 | 72444.2268 | 124693.8537 | 1.131 | 1.2463 | 1.424 | 1.1949
2780 | Lateral Hardening | Lateral Hardening-Fuse-10897232 | Laterals | 14050 | 0.15871 | 9 | 6 | 116796.62 | 0 | 130812.1407 | 146563.9284 | 170334.7463 | 14015.5207 | 29767.3084 | 53538.1263 | 1.12 | 1.2549 | 1.4584 | 1.1943
16131 | Lateral Hardening | Lateral Hardening-Fuse-10408276 | Laterals | 13632 | 0.45795 | 31 | 38 | 468001.11 | 0 | 528256.7069 | 584717.0878 | 665511.7626 | 60255.5969 | 116715.9778 | 197510.6526 | 1.1288 | 1.2494 | 1.422 | 1.1943
3725 | Lateral Hardening | Lateral Hardening-Fuse-10089383 | Laterals | 13278 | 0.18049 | 14 | 14 | 309707.98 | 0 | 346013.6224 | 389197.9538 | 454408.7067 | 36305.6424 | 79489.9738 | 144700.7267 | 1.1172 | 1.2567 | 1.4672 | 1.1941
17646 | Lateral Hardening | Lateral Hardening-Fuse-10671192 | Laterals | 13389 | 0.43523 | 25 | 12 | 366588.56 | 0 | 407876.4688 | 462711.4447 | 541068.2699 | 41287.9088 | 96122.8847 | 174479.7099 | 1.1126 | 1.2622 | 1.476 | 1.1938
15083 | Lateral Hardening | Lateral Hardening-Fuse-91916639 | Laterals | 13522 | 0.076894 | 8 | 15 | 59736.21 | 0 | 66350.5775 | 75452.1967 | 88299.9998 | 6614.3675 | 15715.9867 | 28563.7898 | 1.1107 | 1.2631 | 1.4782 | 1.1932
16439 | Lateral Hardening | Lateral Hardening-Fuse-90101100 | Laterals | 13808 | 0.23011 | 9 | 2 | 119817.96 | 0 | 134403.2321 | 150592.3633 | 171319.9021 | 14585.2721 | 30774.4033 | 51501.9421 | 1.1217 | 1.2568 | 1.4298 | 1.1931
12192 | Lateral Hardening | Lateral Hardening-Fuse-10127937 | Laterals | 13078 | 0.42955 | 37 | 57 | 573784.47 | 0 | 649206.1829 | 715421.2168 | 801883.2752 | 75421.7129 | 141636.7468 | 228098.8052 | 1.1314 | 1.2468 | 1.3975 | 1.1927
17086 | Lateral Hardening | Lateral Hardening-Fuse-10025111 | Laterals | 13373 | 0.16098 | 17 | 18 | 164145.5 | 0 | 183911.7035 | 206423.2877 | 234518.8807 | 19766.2035 | 42277.7877 | 70373.3807 | 1.1204 | 1.2576 | 1.4287 | 1.1924
14570 | Lateral Hardening | Lateral Hardening-Fuse-10172605 | Laterals | 13219 | 0.71288 | 57 | 107 | 895183.86 | 0 | 1015065.3834 | 1110936.6141 | 1250680.8309 | 119881.5234 | 215752.7541 | 355496.9709 | 1.1339 | 1.241 | 1.3971 | 1.1924
16928 | Lateral Hardening | Lateral Hardening-Fuse-60104598 | Laterals | 13740 | 0.26723 | 27 | 52 | 470578.64 | 0 | 528276.7557 | 589898.1706 | 668365.6246 | 57698.1157 | 119319.5306 | 197786.9846 | 1.1226 | 1.2536 | 1.4203 | 1.1917
13693 | Lateral Hardening | Lateral Hardening-Fuse-10722426 | Laterals | 13817 | 0.35833 | 26 | 27 | 244853.08 | 0 | 276544.6473 | 304557.4475 | 343308.9254 | 31691.5673 | 59704.3675 | 98455.8454 | 1.1294 | 1.2438 | 1.4021 | 1.191
2147 | Lateral Hardening | Lateral Hardening-Fuse-10723980 | Laterals | 13780 | 0.35663 | 23 | 2 | 209387.55 | 0 | 236560.1852 | 260676.9492 | 292348.6239 | 27172.6352 | 51289.3992 | 82961.0739 | 1.1298 | 1.2449 | 1.3962 | 1.191
1868 | Lateral Hardening | Lateral Hardening-Fuse-91855497 | Laterals | 13754 | 0.40871 | 32 | 39 | 616976.56 | 0 | 702095.2001 | 761749.1116 | 848948.7476 | 85118.6401 | 144772.5516 | 231972.1876 | 1.138 | 1.2346 | 1.376 | 1.1908
11284 | Lateral Hardening | Lateral Hardening-Fuse-91068407 | Laterals | 13453 | 0.12235 | 10 | 1 | 91514.33 | 0 | 101561.3932 | 115061.5082 | 134987.9859 | 10047.0632 | 23547.1782 | 43473.6559 | 1.1098 | 1.2573 | 1.475 | 1.1906
17123 | Lateral Hardening | Lateral Hardening-Fuse-10274759 | Laterals | 13624 | 0.74375 | 43 | 30 | 381203.73 | 0 | 433375.0841 | 469618.1031 | 527864.3101 | 52171.3541 | 88414.3731 | 146660.5801 | 1.1369 | 1.2319 | 1.3847 | 1.1902
16074 | Lateral Hardening | Lateral Hardening-Fuse-60320319 | Laterals | 13303 | 0.71629 | 42 | 11 | 323696.86 | 0 | 361227.6613 | 405646.4329 | 467934.0687 | 37530.8013 | 81949.5729 | 144237.2087 | 1.1159 | 1.2532 | 1.4456 | 1.1901
10323 | Lateral Hardening | Lateral Hardening-Fuse-60024588 | Laterals | 13303 | 0.17159 | 8 | 6 | 130674.3 | 0 | 145900.1789 | 163662.9779 | 188552.722 | 15225.8789 | 32988.6779 | 57878.422 | 1.1165 | 1.2524 | 1.4429 | 1.1899
11557 | Lateral Hardening | Lateral Hardening-Fuse-10366532 | Laterals | 13089 | 0.077462 | 6 | 17 | 117904.16 | 0 | 130617.4609 | 148453.3605 | 173765.0426 | 12713.3009 | 30549.2005 | 55860.8826 | 1.1078 | 1.2591 | 1.4738 | 1.1898
16964 | Lateral Hardening | Lateral Hardening-Fuse-60009944 | Laterals | 13027 | 0.22708 | 12 | 13 | 321779.09 | 0 | 363196.0574 | 399542.6045 | 450488.8422 | 41416.9674 | 77763.5145 | 128709.7522 | 1.1287 | 1.2417 | 1.4 | 1.1897
3758 | Lateral Hardening | Lateral Hardening-Fuse-93038974 | Laterals | 13983 | 0.58655 | 42 | 33 | 236309.78 | 0 | 264517.2231 | 295727.6377 | 336275.7017 | 28207.4431 | 59417.8577 | 99965.9217 | 1.1194 | 1.2514 | 1.423 | 1.1894
17300 | Lateral Hardening | Lateral Hardening-Fuse-93130639 | Laterals | 13796 | 0.21515 | 13 | 8 | 205443.64 | 0 | 232385.5714 | 253804.7795 | 287723.3712 | 26941.9314 | 48361.1395 | 82279.7312 | 1.1311 | 1.2354 | 1.4005 | 1.1894
13676 | Lateral Hardening | Lateral Hardening-Fuse-10372429 | Laterals | 13097 | 0.575 | 35 | 36 | 530244.57 | 0 | 600436.27 | 656083.2788 | 732954.0274 | 70191.7 | 125838.7088 | 202709.4574 | 1.1324 | 1.2373 | 1.3823 | 1.1889
5346 | Lateral Hardening | Lateral Hardening-Fuse-10376172 | Laterals | 13107 | 0.49527 | 44 | 74 | 731743.36 | 0 | 826636.3731 | 906811.8125 | 1010058.8167 | 94893.0131 | 175068.4525 | 278315.4567 | 1.1297 | 1.2392 | 1.3803 | 1.1876
16926 | Lateral Hardening | Lateral Hardening-Fuse-60023512 | Laterals | 13303 | 0.33125 | 14 | 3 | 75911.19 | 0 | 84970.1789 | 94151.5634 | 109026.4142 | 9058.9889 | 18240.3734 | 33115.2242 | 1.1193 | 1.2403 | 1.4362 | 1.1873
4473 | Lateral Hardening | Lateral Hardening-Fuse-10000887 | Laterals | 13236 | 0.48561 | 21 | 0 | 88739.29 | 0 | 99368.6837 | 110066.0356 | 127159.3216 | 10629.3937 | 21326.7456 | 38420.0316 | 1.1198 | 1.2403 | 1.433 | 1.1873
11113 | Lateral Hardening | Lateral Hardening-Fuse-60021886 | Laterals | 13303 | 0.26458 | 14 | 5 | 251466.08 | 0 | 280499.3918 | 313788.5163 | 357870.1837 | 29033.3118 | 62322.4363 | 106404.1037 | 1.1155 | 1.2478 | 1.4231 | 1.1859
16223 | Lateral Hardening | Lateral Hardening-Fuse-10487581 | Laterals | 13458 | 0.24034 | 14 | 10 | 59987.31 | 0 | 67218.8766 | 74219.0494 | 85173.4708 | 7231.5666 | 14231.7394 | 25186.1608 | 1.1206 | 1.2372 | 1.4199 | 1.1855
12144 | Lateral Hardening | Lateral Hardening-Fuse-91154265 | Laterals | 13786 | 0.62784 | 27 | 27 | 383360.85 | 0 | 431609.4003 | 473560.8426 | 534155.4107 | 48248.5503 | 90199.9926 | 150794.5607 | 1.1259 | 1.2353 | 1.3933 | 1.1854
8219 | Lateral Hardening | Lateral Hardening-Fuse-91821942 | Laterals | 14274 | 1.085 | 57 | 15 | 664284.22 | 0 | 744411.7284 | 823055.3091 | 938991.4401 | 80127.5084 | 158771.0891 | 274707.2201 | 1.1206 | 1.239 | 1.4135 | 1.1854
2735 | Lateral Hardening | Lateral Hardening-Fuse-90771701 | Laterals | 14144 | 0.39205 | 25 | 203 | 249573.6 | 0 | 278575.1838 | 310842.5888 | 354171.5372 | 29001.5838 | 61268.9888 | 104597.9372 | 1.1162 | 1.2455 | 1.4191 | 1.1853
11517 | Lateral Hardening | Lateral Hardening-Fuse-91617900 | Laterals | 13147 | 0.091667 | 4 | 6 | 71211.41 | 0 | 78677.397 | 89265.7696 | 104100.235 | 7465.987 | 18054.3596 | 32888.825 | 1.1048 | 1.2535 | 1.4618 | 1.1851
18885 | Lateral Hardening | Lateral Hardening-Fuse-91940286 | Laterals | 13947 | 0.16951 | 16 | 32 | 280250.3 | 0 | 313075.3861 | 349641.8607 | 393878.5307 | 32825.0861 | 69391.5607 | 113628.2307 | 1.1171 | 1.2476 | 1.4055 | 1.1851
488 | Lateral Hardening | Lateral Hardening-Fuse-91253274 | Laterals | 13305 | 0.17292 | 11 | 15 | 161920.37 | 0 | 178994.0782 | 202976.1252 | 235883.3637 | 17073.7082 | 41055.7552 | 73962.9937 | 1.1054 | 1.2536 | 1.4568 | 1.185
14412 | Lateral Hardening | Lateral Hardening-Fuse-10142924 | Laterals | 13035 | 0.10777 | 10 | 16 | 191954.51 | 0 | 211626.8354 | 240654.9329 | 282470.8466 | 19672.3254 | 48700.4229 | 90516.3366 | 1.1025 | 1.2537 | 1.4716 | 1.1848
13113 | Lateral Hardening | Lateral Hardening-Fuse-92902547 | Laterals | 13422 | 0.44697 | 21 | 5 | 314121.94 | 0 | 356458.7533 | 383885.4308 | 430882.5099 | 42336.8133 | 69763.4908 | 116760.5699 | 1.1348 | 1.2221 | 1.3717 | 1.1847
17632 | Lateral Hardening | Lateral Hardening-Fuse-92624740 | Laterals | 13279 | 0.17936 | 15 | 35 | 252845.53 | 0 | 281275.3202 | 314570.8256 | 362912.7776 | 28429.7902 | 61725.2956 | 110067.2476 | 1.1124 | 1.2441 | 1.4353 | 1.1842
16295 | Lateral Hardening | Lateral Hardening-Fuse-90147164 | Laterals | 13207 | 0.096402 | 7 | 34 | 75534.91 | 0 | 83296.1121 | 94461.8909 | 111160.7594 | 7761.2021 | 18926.9809 | 35625.8494 | 1.1027 | 1.2506 | 1.4716 | 1.184
12624 | Lateral Hardening | Lateral Hardening-Fuse-10566585 | Laterals | 13289 | 0.058144 | 7 | 9 | 117338.62 | 0 | 129351.1603 | 146949.2073 | 171673.1862 | 12012.5403 | 29610.5873 | 54334.5662 | 1.1024 | 1.2524 | 1.4631 | 1.1834
15786 | Lateral Hardening | Lateral Hardening-Fuse-60302764 | Laterals | 13098 | 0.31932 | 26 | 32 | 273559.32 | 0 | 306806.198 | 337227.3458 | 384495.3735 | 33246.878 | 63668.0258 | 110936.0535 | 1.1215 | 1.2327 | 1.4055 | 1.1833
12270 | Lateral Hardening | Lateral Hardening-Fuse-91566383 | Laterals | 13044 | 0.17424 | 14 | 17 | 267599.96 | 0 | 296028.8846 | 333817.5113 | 388474.9448 | 28428.9246 | 66217.5513 | 120874.9848 | 1.1062 | 1.2474 | 1.4517 | 1.1831
5044 | Lateral Hardening | Lateral Hardening-Fuse-90838310 | Laterals | 13422 | 0.29223 | 12 | 2 | 141607.12 | 0 | 158440.8215 | 175756.6181 | 197419.3531 | 16833.7015 | 34149.4981 | 55812.2331 | 1.1189 | 1.2412 | 1.3941 | 1.1831
12566 | Lateral Hardening | Lateral Hardening-Fuse-90107067 | Laterals | 13808 | 0.64015 | 22 | 1 | 101583.13 | 0 | 113404.1256 | 125462.5929 | 144760.5471 | 11820.9956 | 23879.4629 | 43177.4171 | 1.1164 | 1.2351 | 1.425 | 1.1828
9120 | Lateral Hardening | Lateral Hardening-Fuse-10382388 | Laterals | 13224 | 0.07178 | 6 | 10 | 89208.71 | 0 | 98632.9934 | 111338.5064 | 129376.2277 | 9424.2834 | 22129.7964 | 40167.5177 | 1.1056 | 1.2481 | 1.4503 | 1.1828
19378 | Lateral Hardening | Lateral Hardening-Fuse-60011363 | Laterals | 13094 | 0.024621 | 3 | 31 | 70078.13 | 0 | 77158.9073 | 87761.9997 | 102473.5136 | 7080.7773 | 17683.8697 | 32395.3836 | 1.101 | 1.2523 | 1.4623 | 1.1826
12915 | Lateral Hardening | Lateral Hardening-Fuse-91124740 | Laterals | 13147 | 0.079924 | 8 | 69 | 89394.5 | 0 | 98200.3968 | 111817.5162 | 132408.6767 | 8805.8968 | 22423.0162 | 43014.1767 | 1.0985 | 1.2508 | 1.4812 | 1.1825
10525 | Lateral Hardening | Lateral Hardening-Fuse-10172614 | Laterals | 13219 | 0.20019 | 16 | 25 | 176276.4 | 0 | 193117.3851 | 221075.301 | 261758.4286 | 16840.9851 | 44798.901 | 85482.0286 | 1.0955 | 1.2541 | 1.4849 | 1.1821
7538 | Lateral Hardening | Lateral Hardening-Fuse-10241585 | Laterals | 13517 | 0.20436 | 25 | 182 | 185000.48 | 0 | 204470.7237 | 230346.6828 | 266967.2048 | 19470.2437 | 45346.2028 | 81966.7248 | 1.1052 | 1.2451 | 1.4431 | 1.181
15282 | Lateral Hardening | Lateral Hardening-Fuse-10556654 | Laterals | 13298 | 0.47595 | 21 | 3 | 224204.98 | 0 | 250629.9654 | 277021.0036 | 311871.7232 | 26424.9854 | 52816.0236 | 87666.7432 | 1.1179 | 1.2356 | 1.391 | 1.1805
11299 | Lateral Hardening | Lateral Hardening-Fuse-92613742 | Laterals | 13091 | 0.090152 | 10 | 51 | 316885.24 | 0 | 347758.8637 | 395680.3331 | 462872.6708 | 30873.6237 | 78795.0931 | 145987.4308 | 1.0974 | 1.2487 | 1.4607 | 1.1791
18030 | Lateral Hardening | Lateral Hardening-Fuse-92059295 | Laterals | 13298 | 0.84413 | 38 | 14 | 532758.26 | 0 | 602479.8834 | 647101.2672 | 724436.7765 | 69721.6234 | 114343.0072 | 191678.5165 | 1.1309 | 1.2146 | 1.3598 | 1.1789
1927 | Lateral Hardening | Lateral Hardening-Fuse-90868480 | Laterals | 13099 | 0.14905 | 7 | 6 | 144217.13 | 0 | 161106.4311 | 177703.5297 | 199277.7945 | 16889.3011 | 33486.3997 | 55060.6645 | 1.1171 | 1.2322 | 1.3818 | 1.1781
11371 | Lateral Hardening | Lateral Hardening-Fuse-90009339 | Laterals | 13787 | 0.29053 | 18 | 8 | 207778.16 | 0 | 228151.7311 | 259213.0768 | 301080.9721 | 20373.5711 | 51434.9168 | 93302.8121 | 1.0981 | 1.2475 | 1.4491 | 1.178
17495 | Lateral Hardening | Lateral Hardening-Fuse-60022680 | Laterals | 13007 | 0.095455 | 9 | 1 | 91809.4 | 0 | 100730.2608 | 114128.7947 | 133898.5778 | 8920.8608 | 22319.3947 | 42089.1778 | 1.0972 | 1.2431 | 1.4584 | 1.1771
16711 | Lateral Hardening | Lateral Hardening-Fuse-10171811 | Laterals | 13218 | 0.16383 | 12 | 7 | 195574.34 | 0 | 214195.0372 | 243332.7108 | 285924.647 | 18620.6972 | 47758.3708 | 90350.307 | 1.0952 | 1.2442 | 1.462 | 1.1766
19336 | Lateral Hardening | Lateral Hardening-Fuse-10712404 | Laterals | 13256 | 0.375 | 23 | 21 | 291502.92 | 0 | 324876.9563 | 357671.9394 | 406533.1446 | 33374.0363 | 66169.0194 | 115030.2246 | 1.1145 | 1.227 | 1.3946 | 1.1763
15306 | Lateral Hardening | Lateral Hardening-Fuse-10310485 | Laterals | 13864 | 0.15038 | 20 | 3 | 240852.19 | 0 | 263836.4743 | 299250.5551 | 351665.8704 | 22984.2843 | 58398.3651 | 110813.6804 | 1.0954 | 1.2425 | 1.4601 | 1.176
19641 | Lateral Hardening | Lateral Hardening-Fuse-10299012 | Laterals | 13740 | 0.12898 | 11 | 3 | 150408.69 | 0 | 165398.0009 | 186587.8644 | 216431.1479 | 14989.3109 | 36179.1744 | 66022.4579 | 1.0997 | 1.2405 | 1.439 | 1.1759
16515 | Lateral Hardening | Lateral Hardening-Fuse-10298290 | Laterals | 13738 | 0.067614 | 12 | 2 | 83064.18 | 0 | 90904.4988 | 103336.61 | 121218.1901 | 7840.3188 | 20272.43 | 38154.0101 | 1.0944 | 1.2441 | 1.4593 | 1.1758
14952 | Lateral Hardening | Lateral Hardening-Fuse-92102324 | Laterals | 13418 | 0.21875 | 20 | 32 | 304705.95 | 0 | 334802.1691 | 376779.9828 | 437917.4976 | 30096.2191 | 72074.0328 | 133211.5476 | 1.0988 | 1.2365 | 1.4372 | 1.1739
17523 | Lateral Hardening | Lateral Hardening-Fuse-10755921 | Laterals | 13332 | 0.10795 | 11 | 38 | 104718.3 | 0 | 114312.9549 | 129968.863 | 153310.8007 | 9594.6549 | 25250.563 | 48592.5007 | 1.0916 | 1.2411 | 1.464 | 1.1737
1528 | Lateral Hardening | Lateral Hardening-Fuse-93276296 | Laterals | 13213 | 0.081629 | 4 | 8 | 106460.44 | 0 | 116361.5371 | 132335.569 | 154325.3424 | 9901.0971 | 25875.129 | 47864.9024 | 1.093 | 1.243 | 1.4496 | 1.1737
13829 | Lateral Hardening | Lateral Hardening-Fuse-60257059 | Laterals | 13294 | 0.65076 | 36 | 2 | 471879.37 | 0 | 524670.9632 | 579595.8471 | 650221.0104 | 52791.5932 | 107716.4771 | 178341.6404 | 1.1119 | 1.2283 | 1.3779 | 1.1734
5143 | Lateral Hardening | Lateral Hardening-Fuse-60238477 | Laterals | 13582 | 0.63504 | 36 | 28 | 381046.33 | 0 | 426983.2432 | 463194.2743 | 519086.2016 | 45936.9132 | 82147.9443 | 138039.8716 | 1.1206 | 1.2156 | 1.3623 | 1.1732
11831 | Lateral Hardening | Lateral Hardening-Fuse-93190539 | Laterals | 13371 | 0.43655 | 41 | 70 | 484485.53 | 0 | 539018.6814 | 592312.897 | 672746.0803 | 54533.1514 | 107827.367 | 188260.5503 | 1.1126 | 1.2226 | 1.3886 | 1.1732
10463 | Lateral Hardening | Lateral Hardening-Fuse-91565155 | Laterals | 13044 | 0.13277 | 13 | 34 | 238113.34 | 0 | 262079.3597 | 292924.1462 | 341200.8585 | 23966.0197 | 54810.8062 | 103087.5185 | 1.1006 | 1.2302 | 1.4329 | 1.1727
6228 | Lateral Hardening | Lateral Hardening-Fuse-10556698 | Laterals | 13298 | 0.42424 | 17 | 3 | 224346.64 | 0 | 249852.4249 | 273944.4678 | 310052.9146 | 25505.7849 | 49597.8278 | 85706.2746 | 1.1137 | 1.2211 | 1.382 | 1.1727
12227 | Lateral Hardening | Lateral Hardening-Fuse-90847184 | Laterals | 14124 | 0.59773 | 24 | 16 | 394682.91 | 0 | 438584.0563 | 482800.7204 | 546935.7623 | 43901.1463 | 88117.8104 | 152252.8523 | 1.1112 | 1.2233 | 1.3858 | 1.1723
8734 | Lateral Hardening | Lateral Hardening-Fuse-10745658 | Laterals | 13431 | 0.24697 | 14 | 2 | 161232.07 | 0 | 179991.1441 | 196531.103 | 219302.8024 | 18759.0741 | 35299.033 | 58070.7324 | 1.1163 | 1.2189 | 1.3602 | 1.1715
9428 | Lateral Hardening | Lateral Hardening-Fuse-10451463 | Laterals | 13128 | 0.18011 | 10 | 5 | 194507.79 | 0 | 213137.9065 | 240256.2848 | 278617.2439 | 18630.1165 | 45748.4948 | 84109.4539 | 1.0958 | 1.2352 | 1.4324 | 1.1713
7197 | Lateral Hardening | Lateral Hardening-Fuse-91333190 | Laterals | 13924 | 0.88996 | 38 | 2 | 483968.85 | 0 | 535016.8755 | 593277.1628 | 678398.8423 | 51048.0255 | 109308.3128 | 194429.9923 | 1.1055 | 1.2259 | 1.4017 | 1.1712
14586 | Lateral Hardening | Lateral Hardening-Fuse-10745632 | Laterals | 13431 | 0.32462 | 14 | 3 | 115373.54 | 0 | 125828.3734 | 142523.7095 | 167305.2469 | 10454.8334 | 27150.1695 | 51931.7069 | 1.0906 | 1.2353 | 1.4501 | 1.17
16393 | Lateral Hardening | Lateral Hardening-Fuse-10497397 | Laterals | 13502 | 0.25511 | 19 | 5 | 205343.46 | 0 | 228741.7544 | 249654.4472 | 281015.2222 | 23398.2944 | 44310.9872 | 75671.7622 | 1.1139 | 1.2158 | 1.3685 | 1.17
6079 | Lateral Hardening | Lateral Hardening-Fuse-10680826 | Laterals | 13308 | 0.12708 | 10 | 5 | 136866.78 | 0 | 149052.7514 | 169596.422 | 197614.0251 | 12185.9714 | 32729.642 | 60747.2451 | 1.089 | 1.2391 | 1.4438 | 1.1695
185 | Lateral Hardening | Lateral Hardening-Fuse-10640136 | Laterals | 13795 | 0.20303 | 7 | 4 | 169879.07 | 0 | 189223.9 | 206545.4775 | 231020.1123 | 19344.83 | 36666.4075 | 61141.0423 | 1.1139 | 1.2158 | 1.3599 | 1.1691
13147 | Lateral Hardening | Lateral Hardening-Fuse-60495183 | Laterals | 13540 | 0.17292 | 9 | 4 | 118485.8 | 0 | 130144.5531 | 145445.9484 | 167787.4626 | 11658.7531 | 26960.1484 | 49301.6626 | 1.0984 | 1.2275 | 1.4161 | 1.1689
8303 | Lateral Hardening | Lateral Hardening-Fuse-91240692 | Laterals | 13186 | 0.23977 | 16 | 103 | 99376.01 | 0 | 108405.8047 | 122580.4246 | 143305.1901 | 9029.7947 | 23204.4146 | 43929.1801 | 1.0909 | 1.2335 | 1.4421 | 1.1688
15632 | Lateral Hardening | Lateral Hardening-Fuse-10925093 | Laterals | 13342 | 0.33864 | 24 | 33 | 288381.3 | 0 | 317429.5467 | 353960.2627 | 403151.1298 | 29048.2467 | 65578.9627 | 114769.8298 | 1.1007 | 1.2274 | 1.398 | 1.1685
10667 | Lateral Hardening | Lateral Hardening-Fuse-10590614 | Laterals | 13579 | 0.53371 | 36 | 21 | 392610.11 | 0 | 437569.1477 | 473839.6383 | 533438.327 | 44959.0377 | 81229.5283 | 140828.217 | 1.1145 | 1.2069 | 1.3587 | 1.1666
11236 | Lateral Hardening | Lateral Hardening-Fuse-90638745 | Laterals | 13657 | 0.57803 | 30 | 18 | 525583.31 | 0 | 582091.6618 | 641117.7605 | 715259.2558 | 56508.3518 | 115534.4505 | 189675.9458 | 1.1075 | 1.2198 | 1.3609 | 1.1665
14658 | Lateral Hardening | Lateral Hardening-Fuse-10098184 | Laterals | 13084 | 0.2733 | 20 | 2 | 259965.24 | 0 | 283342.074 | 319226.4715 | 373788.7837 | 23376.834 | 59261.2315 | 113823.5437 | 1.0899 | 1.228 | 1.4378 | 1.1661
17457 | Lateral Hardening | Lateral Hardening-Fuse-10667367 | Laterals | 13787 | 0.16705 | 8 | 4 | 121879.9 | 0 | 133381.4488 | 149432.4337 | 171874.1177 | 11501.5488 | 27552.5337 | 49994.2177 | 1.0944 | 1.2261 | 1.4102 | 1.1655
10655 | Lateral Hardening | Lateral Hardening-Fuse-60003887 | Laterals | 13009 | 0.14375 | 17 | 3 | 186422.25 | 0 | 201911.6578 | 229765.8671 | 270958.5928 | 15489.4078 | 43343.6171 | 84536.3428 | 1.0831 | 1.2325 | 1.4535 | 1.165
10081 | Lateral Hardening | Lateral Hardening-Fuse-10705861 | Laterals | 13268 | 0.57519 | 25 | 7 | 376581.17 | 0 | 411645.3164 | 460701.0303 | 530802.585 | 35064.1464 | 84119.8603 | 154221.415 | 1.0931 | 1.2234 | 1.4095 | 1.1638
4520 | Lateral Hardening | Lateral Hardening-Fuse-10560414 | Laterals | 13297 | 0.12273 | 10 | 8 | 181387.41 | 0 | 196891.1831 | 223299.795 | 259768.8288 | 15503.7731 | 41912.385 | 78381.4188 | 1.0855 | 1.2311 | 1.4321 | 1.1638
18910 | Lateral Hardening | Lateral Hardening-Fuse-10928770 | Laterals | 13377 | 0.23087 | 18 | 37 | 94152.08 | 0 | 101499.0615 | 115633.1201 | 139205.9147 | 7346.9815 | 21481.0401 | 45053.8347 | 1.078 | 1.2282 | 1.4785 | 1.1631
17168 | Lateral Hardening | Lateral Hardening-Fuse-92520591 | Laterals | 13147 | 0.76723 | 32 | 2 | 581101.55 | 0 | 641481.4751 | 703262.0269 | 799079.0953 | 60379.9251 | 122160.4769 | 217977.5453 | 1.1039 | 1.2102 | 1.3751 | 1.1629
8600 | Lateral Hardening | Lateral Hardening-Fuse-90926825 | Laterals | 13631 | 0.15341 | 13 | 81 | 174881.86 | 0 | 188534.6617 | 215321.4588 | 255745.706 | 13652.8017 | 40439.5988 | 80863.846 | 1.0781 | 1.2312 | 1.4624 | 1.1625
2893 | Lateral Hardening | Lateral Hardening-Fuse-10556542 | Laterals | 13298 | 1.0625 | 38 | 1 | 229517.19 | 0 | 251740.4067 | 279770.2667 | 317087.2033 | 22223.2167 | 50253.0767 | 87570.0133 | 1.0968 | 1.219 | 1.3815 | 1.1619
5849 | Lateral Hardening | Lateral Hardening-Fuse-10761264 | Laterals | 13432 | 0.49205 | 21 | 8 | 192880.95 | 0 | 212362.9501 | 234753.9944 | 262413.8598 | 19482.0001 | 41873.0444 | 69532.9098 | 1.101 | 1.2171 | 1.3605 | 1.1618
11354 | Lateral Hardening | Lateral Hardening-Fuse-91414388 | Laterals | 13924 | 1.3059 | 62 | 5 | 435410.81 | 0 | 478753.0736 | 526807.1822 | 601693.2454 | 43342.2636 | 91396.3722 | 166282.4354 | 1.0995 | 1.2099 | 1.3819 | 1.1609
3045 | Lateral Hardening | Lateral Hardening-Fuse-10686030 | Laterals | 13808 | 1.0795 | 41 | 0 | 290715.5 | 0 | 323346.9619 | 349200.5195 | 386584.4516 | 32631.4619 | 58485.0195 | 95868.9516 | 1.1122 | 1.2012 | 1.3298 | 1.1607
10202 | Lateral Hardening | Lateral Hardening-Fuse-10210655 | Laterals | 13426 | 0.42595 | 26 | 44 | 532355.26 | 0 | 584753.4 | 647467.1922 | 727538.2221 | 52398.14 | 115111.9322 | 195182.9621 | 1.0984 | 1.2162 | 1.3666 | 1.1606
1503 | Lateral Hardening | Lateral Hardening-Fuse-92259712 | Laterals | 13786 | 0.52708 | 24 | 7 | 285177.36 | 0 | 313958.4114 | 344011.5117 | 390707.1117 | 28781.0514 | 58834.1517 | 105529.7517 | 1.1009 | 1.2063 | 1.37 | 1.1595
12896 | Lateral Hardening | Lateral Hardening-Fuse-60217703 | Laterals | 13961 | 0.25644 | 14 | 1 | 69693.89 | 0 | 76274.5964 | 84226.6019 | 97653.9487 | 6580.7064 | 14532.7119 | 27960.0587 | 1.0944 | 1.2085 | 1.4012 | 1.1593
3792 | Lateral Hardening | Lateral Hardening-Fuse-60046361 | Laterals | 13310 | 0.12273 | 14 | 3 | 249983.4 | 0 | 269585.1517 | 306539.4205 | 360526.742 | 19601.7517 | 56556.0205 | 110543.342 | 1.0784 | 1.2262 | 1.4422 | 1.1591
8181 | Lateral Hardening | Lateral Hardening-Fuse-60320273 | Laterals | 13961 | 0.2089 | 8 | 2 | 83211.53 | 0 | 90427.8058 | 101501.2089 | 117453.077 | 7216.2758 | 18289.6789 | 34241.547 | 1.0867 | 1.2198 | 1.4115 | 1.1591
7907 | Lateral Hardening | Lateral Hardening-Fuse-10397073 | Laterals | 13591 | 0.37689 | 30 | 49 | 273757.4 | 0 | 300493.5814 | 331387.2021 | 375557.9364 | 26736.1814 | 57629.8021 | 101800.5364 | 1.0977 | 1.2105 | 1.3719 | 1.1589
5486 | Lateral Hardening | Lateral Hardening-Fuse-91345947 | Laterals | 13298 | 2.3604 | 97 | 36 | 1306842.98 | 0 | 1439825.0188 | 1576418.5689 | 1768689.2197 | 132982.0388 | 269575.5889 | 461846.2397 | 1.1018 | 1.2063 | 1.3534 | 1.1583
6570 | Lateral Hardening | Lateral Hardening-Fuse-91805712 | Laterals | 13329 | 0.24545 | 20 | 28 | 164018.79 | 0 | 177869.2463 | 200347.7293 | 231412.7277 | 13850.4563 | 36328.9393 | 67393.9377 | 1.0844 | 1.2215 | 1.4109 | 1.1582
17735 | Lateral Hardening | Lateral Hardening-Fuse-93294943 | Laterals | 13808 | 0.13523 | 9 | 5 | 222105.24 | 0 | 239277.0377 | 271982.1764 | 319345.3464 | 17171.7977 | 49876.9364 | 97240.1064 | 1.0773 | 1.2246 | 1.4378 | 1.1575
3227 | Lateral Hardening | Lateral Hardening-Fuse-60017286 | Laterals | 13029 | 0.48902 | 40 | 76 | 573679.93 | 0 | 631358.5834 | 692575.1535 | 772873.6536 | 57678.6534 | 118895.2235 | 199193.7236 | 1.1005 | 1.2073 | 1.3472 | 1.1572
7568 | Lateral Hardening | Lateral Hardening-Fuse-92327916 | Laterals | 13785 | 0.42746 | 20 | 10 | 224105.54 | 0 | 246596.2439 | 270202.568 | 302886.5727 | 22490.7039 | 46097.028 | 78781.0327 | 1.1004 | 1.2057 | 1.3515 | 1.1571
5632 | Lateral Hardening | Lateral Hardening-Fuse-10431777 | Laterals | 13838 | 0.74129 | 44 | 157 | 769677.91 | 0 | 852922.1036 | 920613.4479 | 1017792.6011 | 83244.1936 | 150935.5379 | 248114.6911 | 1.1082 | 1.1961 | 1.3224 | 1.156
9699 | Lateral Hardening | Lateral Hardening-Fuse-90683160 | Laterals | 13312 | 0.21837 | 15 | 35 | 376342.4 | 0 | 404182.132 | 460402.888 | 541347.5549 | 27839.732 | 84060.488 | 165005.1549 | 1.074 | 1.2234 | 1.4384 | 1.1552
7158 | Lateral Hardening | Lateral Hardening-Fuse-10612114 | Laterals | 13927 | 0.57292 | 40 | 11 | 339800.36 | 0 | 372097.6661 | 408800.4004 | 466337.9907 | 32297.3061 | 69000.0404 | 126537.6307 | 1.095 | 1.2031 | 1.3724 | 1.1552
18686 | Lateral Hardening | Lateral Hardening-Fuse-93256770 | Laterals | 13175 | 0.2375 | 13 | 24 | 178509.48 | 0 | 191727.6924 | 218116.0448 | 256300.8603 | 13218.2124 | 39606.5648 | 77791.3803 | 1.074 | 1.2219 | 1.4358 | 1.1546
13126 | Lateral Hardening | Lateral Hardening-Fuse-60146805 | Laterals | 13436 | 1.986 | 131 | 107 | 1703098.68 | 0 | 1904505.5075 | 2011202.972 | 2160482.7102 | 201406.8275 | 308104.292 | 457384.0302 | 1.1183 | 1.1809 | 1.2686 | 1.1521
8534 | Lateral Hardening | Lateral Hardening-Fuse-90879019 | Laterals | 13290 | 0.12424 | 10 | 94 | 145371.94 | 0 | 155341.6204 | 177369.9951 | 209953.5948 | 9969.6804 | 31998.0551 | 64581.6548 | 1.0686 | 1.2201 | 1.4443 | 1.1516
16990 | Lateral Hardening | Lateral Hardening-Fuse-10556557 | Laterals | 13298 | 0.90985 | 32 | 1 | 123996.89 | 0 | 134040.7949 | 149642.8543 | 174688.0778 | 10043.9049 | 25645.9643 | 50691.1878 | 1.081 | 1.2068 | 1.4088 | 1.1515
8804 | Lateral Hardening | Lateral Hardening-Fuse-60102577 | Laterals | 13677 | 0.74792 | 47 | 6 | 380915.4 | 0 | 415515.4426 | 457073.6074 | 522013.8872 | 34600.0426 | 76158.2074 | 141098.4872 | 1.0908 | 1.1999 | 1.3704 | 1.1515
7031 | Lateral Hardening | Lateral Hardening-Fuse-10064524 | Laterals | 13405 | 0.28542 | 16 | 8 | 203931.86 | 0 | 223263.3453 | 244757.8116 | 273940.7808 | 19331.4853 | 40825.9516 | 70008.9208 | 1.0948 | 1.2002 | 1.3433 | 1.1513
16413 | Lateral Hardening | Lateral Hardening-Fuse-92775767 | Laterals | 13210 | 0.64375 | 45 | 46 | 1042465.74 | 0 | 1142450.8566 | 1250112.7301 | 1391706.0646 | 99985.1166 | 207646.9901 | 349240.3246 | 1.0959 | 1.1992 | 1.335 | 1.1508
5382 | Lateral Hardening | Lateral Hardening-Fuse-10536028 | Laterals | 13115 | 0.18163 | 16 | 9 | 322678.04 | 0 | 348309.3347 | 390650.8081 | 451229.7278 | 25631.2947 | 67972.7681 | 128551.6878 | 1.0794 | 1.2107 | 1.3984 | 1.1507
3156 | Lateral Hardening | Lateral Hardening-Fuse-92629499 | Laterals | 13805 | 0.62898 | 34 | 23 | 380033.97 | 0 | 417199.2074 | 453297.6036 | 509854.7984 | 37165.2374 | 73263.6336 | 129820.8284 | 1.0978 | 1.1928 | 1.3416 | 1.1507
11094 | Lateral Hardening | Lateral Hardening-Fuse-92904162 | Laterals | 13147 | 0.14905 | 13 | 2 | 120927.48 | 0 | 129976.7404 | 146658.1683 | 171277.3389 | 9049.2604 | 25730.6883 | 50349.8589 | 1.0748 | 1.2128 | 1.4164 | 1.1504
12888 | Lateral Hardening | Lateral Hardening-Fuse-10162595 | Laterals | 13031 | 0.13447 | 11 | 2 | 62978.65 | 0 | 67603.207 | 76100.7005 | 90409.7034 | 4624.557 | 13122.0505 | 27431.0534 | 1.0734 | 1.2084 | 1.4356 | 1.1501
6604 | Lateral Hardening | Lateral Hardening-Fuse-10650581 | Laterals | 13391 | 0.31856 | 19 | 6 | 213589.67 | 0 | 233482.5551 | 255951.152 | 287321.2448 | 19892.8851 | 42361.482 | 73731.5748 | 1.0931 | 1.1983 | 1.3452 | 1.1499
6455 | Lateral Hardening | Lateral Hardening-Fuse-10296950 | Laterals | 13753 | 0.46155 | 39 | 46 | 688828.85 | 0 | 752255.2015 | 823385.6549 | 933674.3815 | 63426.3515 | 134556.8049 | 244845.5315 | 1.0921 | 1.1953 | 1.3555 | 1.1494
15434 | Lateral Hardening | Lateral Hardening-Fuse-90847144 | Laterals | 13148 | 0.1875 | 12 | 6 | 216970.32 | 0 | 233166.8568 | 263009.1955 | 305333.771 | 16196.5368 | 46038.8755 | 88363.451 | 1.0746 | 1.2122 | 1.4073 | 1.1492
9642 | Lateral Hardening | Lateral Hardening-Fuse-10466909 | Laterals | 13433 | 0.42216 | 30 | 3 | 375549.21 | 0 | 404384.3813 | 454765.9112 | 523385.8901 | 28835.1713 | 79216.7012 | 147836.6801 | 1.0768 | 1.2109 | 1.3937 | 1.1487
667 | Lateral Hardening | Lateral Hardening-Fuse-92661393 | Laterals | 13685 | 0.25549 | 17 | 5 | 240704 | 0 | 261063.1816 | 290159.7737 | 328042.2851 | 20359.1816 | 49455.7737 | 87338.2851 | 1.0846 | 1.2055 | 1.3628 | 1.1487
3752 | Lateral Hardening | Lateral Hardening-Fuse-60131041 | Laterals | 13102 | 0.20417 | 19 | 36 | 318500.72 | 0 | 341297.0257 | 385948.9604 | 452034.0579 | 22796.3057 | 67448.2404 | 133533.3379 | 1.0716 | 1.2118 | 1.4193 | 1.1484
3651 | Lateral Hardening | Lateral Hardening-Fuse-91337544 | Laterals | 13921 | 0.25492 | 17 | 129 | 193572.9 | 0 | 206064.0483 | 234743.8666 | 280560.6874 | 12491.1483 | 41170.9666 | 86987.7874 | 1.0645 | 1.2127 | 1.4494 | 1.1475
7526 | Lateral Hardening | Lateral Hardening-Fuse-93247438 | Laterals | 13031 | 0.071402 | 6 | 8 | 69527.23 | 0 | 74276.775 | 84291.0095 | 98909.6281 | 4749.545 | 14763.7795 | 29382.3981 | 1.0683 | 1.2123 | 1.4226 | 1.147
2298 | Lateral Hardening | Lateral Hardening-Fuse-90837776 | Laterals | 13422 | 0.77159 | 46 | 45 | 737600.14 | 0 | 811634.8041 | 874065.9819 | 966587.4905 | 74034.6641 | 136465.8419 | 228987.3505 | 1.1004 | 1.185 | 1.3104 | 1.1468
12380 | Lateral Hardening | Lateral Hardening-Fuse-93063331 | Laterals | 13099 | 0.045265 | 4 | 4 | 103947.04 | 0 | 111825.7355 | 125352.2514 | 144804.4595 | 7878.6955 | 21405.2114 | 40857.4195 | 1.0758 | 1.2059 | 1.3931 | 1.1466
19687 | Lateral Hardening | Lateral Hardening-Fuse-90902924 | Laterals | 13586 | 0.026136 | 3 | 12 | 50000 | 0 | 53306.3163 | 60686.8313 | 70862.8574 | 3306.3163 | 10686.8313 | 20862.8574 | 1.0661 | 1.2137 | 1.4173 | 1.1455
15206 | Lateral Hardening | Lateral Hardening-Fuse-92675929 | Laterals | 13805 | 0.24527 | 11 | 4 | 121077.16 | 0 | 129977.6468 | 146024.0537 | 168923.073 | 8900.4868 | 24946.8937 | 47845.913 | 1.0735 | 1.206 | 1.3952 | 1.1454
11092 | Lateral Hardening | Lateral Hardening-Fuse-10484796 | Laterals | 13461 | 0.075568 | 10 | 15 | 126624.12 | 0 | 135591.3075 | 153025.0499 | 177353.2369 | 8967.1875 | 26400.9299 | 50729.1169 | 1.0708 | 1.2085 | 1.4006 | 1.1451
7880 | Lateral Hardening | Lateral Hardening-Fuse-10868122 | Laterals | 13231 | 0.075 | 9 | 6 | 165595.4 | 0 | 176474.4725 | 200436.6642 | 235077.2266 | 10879.0725 | 34841.2642 | 69481.8266 | 1.0657 | 1.2104 | 1.4196 | 1.1445
16657 | Lateral Hardening | Lateral Hardening-Fuse-10834649 | Laterals | 13041 | 0.057955 | 4 | 4 | 64988.37 | 0 | 69337.2265 | 78493.7851 | 92160.0992 | 4348.8565 | 13505.4151 | 27171.7292 | 1.0669 | 1.2078 | 1.4181 | 1.1443
9470 | Lateral Hardening | Lateral Hardening-Fuse-92634722 | Laterals | 13331 | 0.052462 | 4 | 5 | 61139.05 | 0 | 65205.0694 | 73956.2543 | 86513.897 | 4066.0194 | 12817.2043 | 25374.847 | 1.0665 | 1.2096 | 1.415 | 1.1443
10462 | Lateral Hardening | Lateral Hardening-Fuse-60225968 | Laterals | 13889 | 0.36458 | 24 | 86 | 346293.31 | 0 | 374292.3688 | 413843.646 | 472858.1011 | 27999.0588 | 67550.336 | 126564.7911 | 1.0809 | 1.1951 | 1.3655 | 1.1436
11741 | Lateral Hardening | Lateral Hardening-Fuse-91463903 | Laterals | 14041 | 0.36193 | 22 | 27 | 382387.96 | 0 | 415346.3442 | 455424.3138 | 514025.9244 | 32958.3842 | 73036.3538 | 131637.9644 | 1.0862 | 1.191 | 1.3443 | 1.1434
2786 | Lateral Hardening | Lateral Hardening-Fuse-93326859 | Laterals | 13723 | 0.35 | 18 | 2 | 289792.88 | 0 | 314170.3805 | 345375.113 | 390944.5654 | 24377.5005 | 55582.233 | 101151.6854 | 1.0841 | 1.1918 | 1.349 | 1.1429
13036 | Lateral Hardening | Lateral Hardening-Fuse-92418116 | Laterals | 13696 | 0.16193 | 13 | 15 | 152434.2 | 0 | 163373.499 | 183621.0295 | 211020.967 | 10939.299 | 31186.8295 | 58586.767 | 1.0718 | 1.2046 | 1.3843 | 1.1429
8685 | Lateral Hardening | Lateral Hardening-Fuse-93138585 | Laterals | 13254 | 0.88295 | 50 | 46 | 795917.31 | 0 | 869538.2461 | 943781.9913 | 1045523.3409 | 73620.9361 | 147864.6813 | 249606.0309 | 1.0925 | 1.1858 | 1.3136 | 1.1426
12120 | Lateral Hardening | Lateral Hardening-Fuse-10274716 | Laterals | 13624 | 0.23163 | 15 | 9 | 158939.77 | 0 | 171344.3907 | 190886.1729 | 214986.315 | 12404.6207 | 31946.4029 | 56046.545 | 1.078 | 1.201 | 1.3526 | 1.1424
13536 | Lateral Hardening | Lateral Hardening-Fuse-91810177 | Laterals | 13964 | 0.3608 | 35 | 5 | 767252.15 | 0 | 834267.1354 | 913250.5128 | 1016886.4534 | 67014.9854 | 145998.3628 | 249634.3034 | 1.0873 | 1.1903 | 1.3254 | 1.142
16520 | Lateral Hardening | Lateral Hardening-Fuse-10753414 | Laterals | 13330 | 0.071591 | 4 | 3 | 57936.11 | 0 | 61689.2344 | 69753.6978 | 81940.3801 | 3753.1244 | 11817.5878 | 24004.2701 | 1.0648 | 1.204 | 1.4143 | 1.1415
4272 | Lateral Hardening | Lateral Hardening-Fuse-92320086 | Laterals | 13838 | 0.4142 | 24 | 25 | 288796.38 | 0 | 311946.9347 | 343536.9751 | 392702.866 | 23150.5547 | 54740.5951 | 103906.486 | 1.0802 | 1.1895 | 1.3598 | 1.1409
8628 | Lateral Hardening | Lateral Hardening-Fuse-92285215 | Laterals | 13039 | 0.19015 | 11 | 1 | 104799.97 | 0 | 112189.1138 | 125646.9613 | 145575.9312 | 7389.1438 | 20846.9913 | 40775.9612 | 1.0705 | 1.1989 | 1.3891 | 1.1409
8281 | Lateral Hardening | Lateral Hardening-Fuse-91581905 | Laterals | 14274 | 1.9443 | 69 | 7 | 540273.6 | 0 | 595758.6756 | 633052.6215 | 689997.5201 | 55485.0756 | 92779.0215 | 149723.9201 | 1.1027 | 1.1717 | 1.2771 | 1.1408
1236 | Lateral Hardening | Lateral Hardening-Fuse-10754747 | Laterals | 14306 | 0.79432 | 28 | 4 | 215089.35 | 0 | 235432.8586 | 253634.9316 | 280043.2456 | 20343.5086 | 38545.5816 | 64953.8956 | 1.0946 | 1.1792 | 1.302 | 1.1407
18018 | Lateral Hardening | Lateral Hardening-Fuse-10671295 | Laterals | 13724 | 0.20019 | 17 | 5 | 204708.86 | 0 | 222308.4187 | 242423.2343 | 273143.5291 | 17599.5587 | 37714.3743 | 68434.6691 | 1.086 | 1.1842 | 1.3343 | 1.1403
1388 | Lateral Hardening | Lateral Hardening-Fuse-92470006 | Laterals | 13825 | 0.074053 | 11 | 2 | 156494.21 | 0 | 166311.0036 | 188641.6725 | 220428.6013 | 9816.7936 | 32147.4625 | 63934.3913 | 1.0627 | 1.2054 | 1.4085 | 1.1401
15887 | Lateral Hardening | Lateral Hardening-Fuse-10627085 | Laterals | 13147 | 0.82102 | 49 | 40 | 698445.15 | 0 | 762379.9371 | 823707.6457 | 915212.5383 | 63934.7871 | 125262.4957 | 216767.3883 | 1.0915 | 1.1793 | 1.3104 | 1.1398
12391 | Lateral Hardening | Lateral Hardening-Fuse-93004361 | Laterals | 13229 | 0.43712 | 27 | 146 | 395763.06 | 0 | 426955.8272 | 469372.4313 | 532523.6593 | 31192.7672 | 73609.3713 | 136760.5993 | 1.0788 | 1.186 | 1.3456 | 1.1376
3086 | Lateral Hardening | Lateral Hardening-Fuse-91237769 | Laterals | 13679 | 0.10985 | 4 | 4 | 117683.06 | 0 | 125992.524 | 140466.5136 | 161417.0435 | 8309.464 | 22783.4536 | 43733.9835 | 1.0706 | 1.1936 | 1.3716 | 1.1376
2549 | Lateral Hardening | Lateral Hardening-Fuse-91973755 | Laterals | 13523 | 0.38049 | 28 | 47 | 245981.41 | 0 | 264841.5545 | 292741.8488 | 329716.342 | 18860.1445 | 46760.4388 | 83734.932 | 1.0767 | 1.1901 | 1.3404 | 1.1371
12107 | Lateral Hardening | Lateral Hardening-Fuse-10366854 | Laterals | 13101 | 0.068561 | 9 | 16 | 69291.13 | 0 | 73476.754 | 82999.0535 | 97977.056 | 4185.624 | 13707.9235 | 28685.926 | 1.0604 | 1.1978 | 1.414 | 1.137
16306 | Lateral Hardening | Lateral Hardening-Fuse-91177000 | Laterals | 13592 | 0.25928 | 19 | 36 | 252341.06 | 0 | 272014.6399 | 299456.6141 | 338458.9438 | 19673.5799 | 47115.5541 | 86117.8838 | 1.078 | 1.1867 | 1.3413 | 1.1369
6665 | Lateral Hardening | Lateral Hardening-Fuse-10710623 | Laterals | 14000 | 0.19451 | 14 | 5 | 350774.5 | 0 | 377436.1831 | 417112.6247 | 470507.3411 | 26661.6831 | 66338.1247 | 119732.8411 | 1.076 | 1.1891 | 1.3413 | 1.1365
5317 | Lateral Hardening | Lateral Hardening-Fuse-92826958 | Laterals | 13159 | 0.1678 | 19 | 23 | 228305.39 | 0 | 246330.6262 | 270325.1525 | 305250.5367 | 18025.2362 | 42019.7625 | 76945.1467 | 1.079 | 1.1841 | 1.337 | 1.1363
12039 | Lateral Hardening | Lateral Hardening-Fuse-10381188 | Laterals | 13222 | 0.21004 | 15 | 19 | 153215.41 | 0 | 163258.6098 | 182955.5458 | 211974.8529 | 10043.1998 | 29740.1358 | 58759.4429 | 1.0655 | 1.1941 | 1.3835 | 1.1359
14303 | Lateral Hardening | Lateral Hardening-Fuse-10714658 | Laterals | 13019 | 0.42973 | 22 | 26 | 406196.81 | 0 | 438058.191 | 480901.7341 | 542682.677 | 31861.381 | 74704.9241 | 136485.867 | 1.0784 | 1.1839 | 1.336 | 1.1358
15109 | Lateral Hardening | Lateral Hardening-Fuse-91697467 | Laterals | 13808 | 0.54489 | 24 | 10 | 282246.27 | 0 | 303876.7565 | 333960.278 | 380267.6368 | 21630.4865 | 51714.008 | 98021.3668 | 1.0766 | 1.1832 | 1.3473 | 1.1357
15939 | Lateral Hardening | Lateral Hardening-Fuse-10754793 | Laterals | 13331 | 0.48542 | 23 | 4 | 137105.48 | 0 | 145222.4356 | 164360.8145 | 192556.4655 | 8116.9556 | 27255.3345 | 55450.9855 | 1.0592 | 1.1988 | 1.4044 | 1.1356
3879 | Lateral Hardening | Lateral Hardening-Fuse-60082932 | Laterals | 13091 | 0.14621 | 15 | 37 | 261881.03 | 0 | 277363.7702 | 314224.0737 | 366996.6853 | 15482.7402 | 52343.0437 | 105115.6553 | 1.0591 | 1.1999 | 1.4014 | 1.1356
5460 | Lateral Hardening | Lateral Hardening-Fuse-92271172 | Laterals | 13612 | 0.24811 | 20 | 34 | 312566 | 0 | 329916.5464 | 375601.2304 | 443059.2007 | 17350.5464 | 63035.2304 | 130493.2007 | 1.0555 | 1.2017 | 1.4175 | 1.1356
15919 | Lateral Hardening | Lateral Hardening-Fuse-92335715 | Laterals | 13724 | 0.12614 | 8 | 8 | 162979.95 | 0 | 172279.0515 | 195884.2232 | 229357.9754 | 9299.1015 | 32904.2732 | 66378.0254 | 1.0571 | 1.2019 | 1.4073 | 1.1355
16623 | Lateral Hardening | Lateral Hardening-Fuse-60208259 | Laterals | 13431 | 0.25114 | 9 | 3 | 68744.49 | 0 | 72844.2586 | 82196.2649 | 96933.6378 | 4099.7686 | 13451.7749 | 28189.1478 | 1.0596 | 1.1957 | 1.4101 | 1.1355
5462 | Lateral Hardening | Lateral Hardening-Fuse-92605362 | Laterals | 13390 | 0.1 | 6 | 3 | 68482.65 | 0 | 72451.645 | 81944.8416 | 96335.5266 | 3968.995 | 13462.1916 | 27852.8766 | 1.058 | 1.1966 | 1.4067 | 1.1344
9259 | Lateral Hardening | Lateral Hardening-Fuse-10566579 | Laterals | 13289 | 0.082197 | 8 | 3 | 112247.76 | 0 | 118572.5155 | 134539.5844 | 158009.6083 | 6324.7555 | 22291.8244 | 45761.8483 | 1.0563 | 1.1986 | 1.4077 | 1.1342
6854 | Lateral Hardening | Lateral Hardening-Fuse-10087543 | Laterals | 13389 | 0.34242 | 17 | 12 | 296626.49 | 0 | 321599.2734 | 347793.4804 | 389503.8467 | 24972.7834 | 51166.9904 | 92877.3567 | 1.0842 | 1.1725 | 1.3131 | 1.1336
8668 | Lateral Hardening | Lateral Hardening-Fuse-60027274 | Laterals | 13062 | 0.90492 | 84 | 120 | 1485610.84 | 0 | 1611400.0239 | 1749927.4891 | 1918104.6846 | 125789.1839 | 264316.6491 | 432493.8446 | 1.0847 | 1.1779 | 1.2911 | 1.1333
7878 | Lateral Hardening | Lateral Hardening-Fuse-10429548 | Laterals | 13835 | 0.16799 | 12 | 13 | 185091.13 | 0 | 195023.0416 | 221792.277 | 259708.8989 | 9931.9116 | 36701.147 | 74617.7689 | 1.0537 | 1.1983 | 1.4031 | 1.132
5902 | Lateral Hardening | Lateral Hardening-Fuse-93118819 | Laterals | 13210 | 0.20341 | 18 | 57 | 268096.8 | 0 | 282551.8759 | 320597.8044 | 376167.7521 | 14455.0759 | 52501.0044 | 108070.9521 | 1.0539 | 1.1958 | 1.4031 | 1.1314
7670 | Lateral Hardening | Lateral Hardening-Fuse-10793157 | Laterals | 13470 | 0.30777 | 18 | 31 | 265325.14 | 0 | 281849.3321 | 315399.865 | 363758.9341 | 16524.1921 | 50074.725 | 98433.7941 | 1.0623 | 1.1887 | 1.371 | 1.1311
1020 | Lateral Hardening | Lateral Hardening-Fuse-93235147 | Laterals | 13696 | 0.10436 | 13 | 10 | 161206.21 | 0 | 169894.0819 | 192624.573 | 225554.7811 | 8687.8719 | 31418.363 | 64348.5711 | 1.0539 | 1.1949 | 1.3992 | 1.1307
9219 | Lateral Hardening | Lateral Hardening-Fuse-10165377 | Laterals | 13045 | 0.4767 | 40 | 3 | 657875.42 | 0 | 705635.8371 | 778051.3247 | 869383.0434 | 47760.4171 | 120175.9047 | 211507.6234 | 1.0726 | 1.1827 | 1.3215 | 1.1305
12451 | Lateral Hardening | Lateral Hardening-Fuse-92397207 | Laterals | 14306 | 0.72973 | 36 | 25 | 470772.98 | 0 | 503562.3127 | 556723.0272 | 629021.5597 | 32789.3327 | 85950.0472 | 158248.5797 | 1.0696 | 1.1826 | 1.3361 | 1.1302
16652 | Lateral Hardening | Lateral Hardening-Fuse-91002255 | Laterals | 13786 | 0.43731 | 20 | 7 | 232784.02 | 0 | 249881.0547 | 274094.0154 | 307755.3182 | 17097.0347 | 41309.9954 | 74971.2982 | 1.0734 | 1.1775 | 1.3221 | 1.1295
8826 | Lateral Hardening | Lateral Hardening-Fuse-10051881 | Laterals | 13198 | 0.094129 | 10 | 46 | 71834.28 | 0 | 75288.2668 | 85831.5443 | 101400.2571 | 3453.9868 | 13997.2643 | 29565.9771 | 1.0481 | 1.1949 | 1.4116 | 1.1285
9513 | Lateral Hardening | Lateral Hardening-Fuse-92309508 | Laterals | 13461 | 0.8608 | 45 | 51 | 853977.96 | 0 | 928776.2752 | 990625.219 | 1090605.4429 | 74798.3152 | 136647.259 | 236627.4829 | 1.0876 | 1.16 | 1.2771 | 1.1283
6784 | Lateral Hardening | Lateral Hardening-Fuse-93168837 | Laterals | 13112 | 0.38087 | 30 | 38 | 562558.13 | 0 | 600378.3925 | 664077.4413 | 747671.9208 | 37820.2625 | 101519.3113 | 185113.7908 | 1.0672 | 1.1805 | 1.3291 | 1.1274
17841 | Lateral Hardening | Lateral Hardening-Fuse-10424240 | Laterals | 13828 | 0.3428 | 23 | 2 | 424706.59 | 0 | 452500.472 | 502388.3074 | 565768.7322 | 27793.882 | 77681.7174 | 141062.1422 | 1.0654 | 1.1829 | 1.3321 | 1.1274
5669 | Lateral Hardening | Lateral Hardening-Fuse-10747894 | Laterals | 14021 | 0.077462 | 5 | 4 | 50000 | 0 | 52568.3811 | 59450.3683 | 69599.2231 | 2568.3811 | 9450.3683 | 19599.2231 | 1.0514 | 1.189 | 1.392 | 1.1267
11329 | Lateral Hardening | Lateral Hardening-Fuse-10075232 | Laterals | 13656 | 0.17443 | 9 | 4 | 136667.34 | 0 | 145535.4817 | 161565.9993 | 181890.3176 | 8868.1417 | 24898.6593 | 45222.9776 | 1.0649 | 1.1822 | 1.3309 | 1.1267
10253 | Lateral Hardening | Lateral Hardening-Fuse-60193315 | Laterals | 13808 | 1.1439 | 64 | 42 | 830923.07 | 0 | 904631.4472 | 960721.088 | 1049775.8119 | 73708.3772 | 129798.018 | 218852.7419 | 1.0887 | 1.1562 | 1.2634 | 1.1264
295 | Lateral Hardening | Lateral Hardening-Fuse-10127935 | Laterals | 13078 | 0.42917 | 34 | 110 | 598350.35 | 0 | 639896.6502 | 701800.8564 | 794376.299 | 41546.3002 | 103450.5064 | 196025.949 | 1.0694 | 1.1729 | 1.3276 | 1.1263
7413 | Lateral Hardening | Lateral Hardening-Fuse-10457729 | Laterals | 13229 | 0.16761 | 18 | 34 | 303672.9 | 0 | 322160.2175 | 360178.6075 | 405776.4476 | 18487.3175 | 56505.7075 | 102103.5476 | 1.0609 | 1.1861 | 1.3362 | 1.126
4194 | Lateral Hardening | Lateral Hardening-Fuse-92385672 | Laterals | 13461 | 0.10928 | 8 | 5 | 166017.77 | 0 | 177287.1204 | 195542.6603 | 218953.3687 | 11269.3504 | 29524.8903 | 52935.5987 | 1.0679 | 1.1778 | 1.3189 | 1.126
72 | Lateral Hardening | Lateral Hardening-Fuse-91872690 | Laterals | 13947 | 0.25852 | 26 | 113 | 251564.85 | 0 | 266532.0777 | 297386.4128 | 337968.4634 | 14967.2277 | 45821.5628 | 86403.6134 | 1.0595 | 1.1821 | 1.3435 | 1.1247
2987 | Lateral Hardening | Lateral Hardening-Fuse-91084060 | Laterals | 13972 | 0.018371 | 3 | 188 | 50000 | 0 | 52178.7851 | 59455.1364 | 70704.0859 | 2178.7851 | 9455.1364 | 20704.0859 | 1.0436 | 1.1891 | 1.4141 | 1.1243
19199 | Lateral Hardening | Lateral Hardening-Fuse-60172027 | Laterals | 13968 | 0.73977 | 58 | 86 | 942539.34 | 0 | 1013053.536 | 1100430.0324 | 1216323.8443 | 70514.196 | 157890.6924 | 273784.5043 | 1.0748 | 1.1675 | 1.2905 | 1.1242
16855 | Lateral Hardening | Lateral Hardening-Fuse-91935947 | Laterals | 13419 | 0.19716 | 17 | 14 | 195375.09 | 0 | 203988.7266 | 232364.1223 | 274197.8906 | 8613.6366 | 36989.0323 | 78822.8006 | 1.0441 | 1.1893 | 1.4034 | 1.1236
11273 | Lateral Hardening | Lateral Hardening-Fuse-10544609 | Laterals | 13213 | 0.25511 | 8 | 1 | 73513.71 | 0 | 77376.6199 | 86871.0169 | 101050.09 | 3862.9099 | 13357.3069 | 27536.38 | 1.0525 | 1.1817 | 1.3746 | 1.1235
1295 | Lateral Hardening | Lateral Hardening-Fuse-92328974 | Laterals | 13808 | 0.62538 | 36 | 15 | 323492.98 | 0 | 344244.6213 | 378298.5636 | 432090.9393 | 20751.6413 | 54805.5836 | 108597.9593 | 1.0641 | 1.1694 | 1.3357 | 1.1229
17497 | Lateral Hardening | Lateral Hardening-Fuse-92745476 | Laterals | 13630 | 0.18807 | 16 | 13 | 235650.18 | 0 | 251542.037 | 275240.8144 | 311096.4767 | 15891.857 | 39590.6344 | 75446.2967 | 1.0674 | 1.168 | 1.3202 | 1.1229
6739 | Lateral Hardening | Lateral Hardening-Fuse-10601422 | Laterals | 13918 | 0.23409 | 22 | 21 | 256212.36 | 0 | 272534.2924 | 300775.5554 | 339028.5992 | 16321.9324 | 44563.1954 | 82816.2392 | 1.0637 | 1.1739 | 1.3232 | 1.1227
19531 | Lateral Hardening | Lateral Hardening-Fuse-60002373 | Laterals | 13024 | 0.074811 | 1 | 1 | 50000 | 0 | 52601.508 | 59128.7555 | 68327.2589 | 2601.508 | 9128.7555 | 18327.2589 | 1.052 | 1.1826 | 1.3665 | 1.1226
17448 | Lateral Hardening | Lateral Hardening-Fuse-91017796 | Laterals | 13146 | 0.098864 | 7 | 6 | 52159.53 | 0 | 54496.4482 | 61773.2992 | 72563.0509 | 2336.9182 | 9613.7692 | 20403.5209 | 1.0448 | 1.1843 | 1.3912 | 1.1213
17384 | Lateral Hardening | Lateral Hardening-Fuse-90436228 | Laterals | 13120 | 0.10208 | 6 | 3 | 104739.04 | 0 | 109387.6506 | 123952.2074 | 144770.8784 | 4648.6106 | 19213.1674 | 40031.8384 | 1.0444 | 1.1834 | 1.3822 | 1.1199
18564 | Lateral Hardening | Lateral Hardening-Fuse-10722386 | Laterals | 13817 | 0.40246 | 27 | 6 | 331599.08 | 0 | 351711.8896 | 387112.3248 | 441776.392 | 20112.8096 | 55513.2448 | 110177.312 | 1.0607 | 1.1674 | 1.3323 | 1.1198
3962 | Lateral Hardening | Lateral Hardening-Fuse-93432382 | Laterals | 13532 | 0.28902 | 22 | 36 | 476102.86 | 0 | 499510.708 | 560980.1885 | 645268.4453 | 23407.848 | 84877.3285 | 169165.5853 | 1.0492 | 1.1783 | 1.3553 | 1.1185
875 | Lateral Hardening | Lateral Hardening-Fuse-92436196 | Laterals | 13471 | 0.43163 | 36 | 41 | 475503.04 | 0 | 505684.8547 | 552431.27 | 626505.3231 | 30181.8147 | 76928.23 | 151002.2831 | 1.0635 | 1.1618 | 1.3176 | 1.1184
19581 | Lateral Hardening | Lateral Hardening-Fuse-92094235 | Laterals | 13479 | 0.010606 | 4 | 71 | 50000 | 0 | 51844.6404 | 59240.5423 | 70348.7276 | 1844.6404 | 9240.5423 | 20348.7276 | 1.0369 | 1.1848 | 1.407 | 1.1183
9173 | Lateral Hardening | Lateral Hardening-Fuse-90614754 | Laterals | 13190 | 0.36837 | 19 | 157 | 306418.58 | 0 | 318090.2596 | 362143.1892 | 431509.7009 | 11671.6796 | 55724.6092 | 125091.1209 | 1.0381 | 1.1819 | 1.4082 | 1.1182
11596 | Lateral Hardening | Lateral Hardening-Fuse-10757394 | Laterals | 13423 | 0.9697 | 33 | 2 | 283975.31 | 0 | 300764.2649 | 332455.7629 | 372782.3577 | 16788.9549 | 48480.4529 | 88807.0477 | 1.0591 | 1.1707 | 1.3127 | 1.118
15659 | Lateral Hardening | Lateral Hardening-Fuse-10745601 | Laterals | 13330 | 0.26591 | 15 | 15 | 230217.36 | 0 | 244056.5769 | 268693.9202 | 301883.2332 | 13839.2169 | 38476.5602 | 71665.8732 | 1.0601 | 1.1671 | 1.3113 | 1.1173
7850 | Lateral Hardening | Lateral Hardening-Fuse-10671251 | Laterals | 13724 | 0.16856 | 10 | 5 | 157628.35 | 0 | 164684.4953 | 185825.7892 | 215520.6472 | 7056.1453 | 28197.4392 | 57892.2972 | 1.0448 | 1.1789 | 1.3673 | 1.1173
16305 | Lateral Hardening | Lateral Hardening-Fuse-60027459 | Laterals | 13094 | 0.056061 | 4 | 12 | 50000 | 0 | 52050.2185 | 59075.7831 | 69067.6629 | 2050.2185 | 9075.7831 | 19067.6629 | 1.041 | 1.1815 | 1.3814 | 1.1172
12481 | Lateral Hardening | Lateral Hardening-Fuse-90957752 | Laterals | 14030 | 0.13826 | 15 | 13 | 178689.95 | 0 | 188782.9802 | 209212.5522 | 235677.2127 | 10093.0302 | 30522.6022 | 56987.2627 | 1.0565 | 1.1708 | 1.3189 | 1.117
2601 | Lateral Hardening | Lateral Hardening-Fuse-92437965 | Laterals | 13489 | 0.21004 | 15 | 27 | 202449.58 | 0 | 214059.1613 | 236590.5297 | 266536.1475 | 11609.5813 | 34140.9497 | 64086.5675 | 1.0573 | 1.1686 | 1.3166 | 1.1167
8983 | Lateral Hardening | Lateral Hardening-Fuse-10925107 | Laterals | 13342 | 0.37557 | 29 | 29 | 504669.86 | 0 | 535544.5765 | 587924.0816 | 657344.4619 | 30874.7165 | 83254.2216 | 152674.6019 | 1.0612 | 1.165 | 1.3025 | 1.1164
1700 | Lateral Hardening | Lateral Hardening-Fuse-93330241 | Laterals | 13889 | 0.063636 | 10 | 10 | 84601.89 | 0 | 88090.0371 | 99518.9936 | 117375.0665 | 3488.1471 | 14917.1036 | 32773.1765 | 1.0412 | 1.1763 | 1.3874 | 1.1164
5315 | Lateral Hardening | Lateral Hardening-Fuse-92442748 | Laterals | 13391 | 1.2 | 60 | 65 | 1205349.55 | 0 | 1300759.9233 | 1381171.5131 | 1503805.7159 | 95410.3733 | 175821.9631 | 298456.1659 | 1.0792 | 1.1459 | 1.2476 | 1.116
16763 | Lateral Hardening | Lateral Hardening-Fuse-92924080 | Laterals | 13236 | 0.23996 | 12 | 2 | 87827.29 | 0 | 91839.4191 | 103129.7429 | 119547.3441 | 4012.1291 | 15302.4529 | 31720.0541 | 1.0457 | 1.1742 | 1.3612 | 1.1158
16535 | Lateral Hardening | Lateral Hardening-Fuse-10510823 | Laterals | 13693 | 1.2191 | 78 | 63 | 955685.56 | 0 | 1031804.2271 | 1093881.0297 | 1190635.7943 | 76118.6671 | 138195.4697 | 234950.2343 | 1.0796 | 1.1446 | 1.2458 | 1.1158
12587 | Lateral Hardening | Lateral Hardening-Fuse-91906929 | Laterals | 13077 | 0.2375 | 25 | 5 | 491722.34 | 0 | 512117.4739 | 577092.0848 | 679303.4681 | 20395.1339 | 85369.7448 | 187581.1281 | 1.0415 | 1.1736 | 1.3815 | 1.1151
6628 | Lateral Hardening | Lateral Hardening-Fuse-92948384 | Laterals | 14144 | 1.4587 | 94 | 120 | 1221065.14 | 0 | 1304295.2388 | 1406116.9574 | 1570355.1435 | 83230.0988 | 185051.8174 | 349290.0035 | 1.0682 | 1.1515 | 1.2861 | 1.115
1820 | Lateral Hardening | Lateral Hardening-Fuse-10000839 | Laterals | 13236 | 0.74962 | 28 | 1 | 299931.01 | 0 | 317369.7783 | 347801.9149 | 395914.4919 | 17438.7683 | 47870.9049 | 95983.4819 | 1.0581 | 1.1596 | 1.32 | 1.1148
19369 | Lateral Hardening | Lateral Hardening-Fuse-92631665 | Laterals | 13303 | 0.092235 | 7 | 2 | 59977.31 | 0 | 62375.0044 | 70217.2946 | 83589.14 | 2397.6944 | 10239.9846 | 23611.83 | 1.04 | 1.1707 | 1.3937 | 1.1146
14477 | Lateral Hardening | Lateral Hardening-Fuse-91469052 | Laterals | 13071 | 0.14167 | 11 | 2 | 147533.27 | 0 | 154469.575 | 172827.3276 | 199027.3706 | 6936.305 | 25294.0576 | 51494.1006 | 1.047 | 1.1714 | 1.349 | 1.1145
5526 | Lateral Hardening | Lateral Hardening-Fuse-91070341 | Laterals | 13344 | 0.078409 | 5 | 3 | 98332.86 | 0 | 102776.2132 | 115271.7012 | 133370.204 | 4443.3532 | 16938.8412 | 35037.344 | 1.0452 | 1.1723 | 1.3563 | 1.1144
17684 | Lateral Hardening | Lateral Hardening-Fuse-92602262 | Laterals | 13010 | 0.094508 | 6 | 15 | 159634.49 | 0 | 165939.1121 | 188061.6121 | 219024.461 | 6304.6221 | 28427.1221 | 59389.971 | 1.0395 | 1.1781 | 1.372 | 1.1143
13860 | Lateral Hardening | Lateral Hardening-Fuse-90678008 | Laterals | 13719 | 0.19299 | 16 |  | 50000 | 0 | 51810.8947 | 58703.0545 | 70141.6727 | 1810.8947 | 8703.0545 | 20141.6727 | 1.0362 | 1.1741 | 1.4028 | 1.1142
15650 | Lateral Hardening | Lateral Hardening-Fuse-10366849 | Laterals | 13101 | 0.05928 | 10 | 17 | 168617.5 | 0 | 174887.9369 | 198855.5565 | 232778.1805 | 6270.4369 | 30238.0565 | 64160.6805 | 1.0372 | 1.1793 | 1.3805 | 1.1142
9644 | Lateral Hardening | Lateral Hardening-Fuse-10705944 | Laterals | 13268 | 0.29773 | 17 | 13 | 268039.53 | 0 | 281041.5669 | 314020.8604 | 355634.9298 | 13002.0369 | 45981.3304 | 87595.3998 | 1.0485 | 1.1715 | 1.3268 | 1.1132
5651 | Lateral Hardening | Lateral Hardening-Fuse-90063240 | Laterals | 13866 | 0.28182 | 15 | 45 | 219352.8 | 0 | 230700.0637 | 256181.2118 | 288525.9557 | 11347.2637 | 36828.4118 | 69173.1557 | 1.0517 | 1.1679 | 1.3154 | 1.1129
8873 | Lateral Hardening | Lateral Hardening-Fuse-10710627 | Laterals | 14000 | 0.14223 | 9 | 46 | 167096.21 | 0 | 174125.1408 | 195847.7025 | 226846.8946 | 7028.9308 | 28751.4925 | 59750.6846 | 1.0421 | 1.1721 | 1.3576 | 1.1126
18043 | Lateral Hardening | Lateral Hardening-Fuse-60166027 | Laterals | 13471 | 0.041667 | 4 | 7 | 74916.05 | 0 | 77574.816 | 88133.8233 | 102956.3655 | 2658.766 | 13217.7733 | 28040.3155 | 1.0355 | 1.1764 | 1.3743 | 1.1117
17723 | Lateral Hardening | Lateral Hardening-Fuse-90010262 | Laterals | 13298 | 0.93068 | 37 | 1 | 125728.29 | 0 | 131603.8706 | 146151.525 | 169475.4113 | 5875.5806 | 20423.235 | 43747.1213 | 1.0467 | 1.1624 | 1.3479 | 1.1116
12179 | Lateral Hardening | Lateral Hardening-Fuse-93426299 | Laterals | 13389 | 0.23371 | 13 | 38 | 206272.91 | 0 | 213190.3392 | 242610.0922 | 285313.6679 | 6917.4292 | 36337.1822 | 79040.7579 | 1.0335 | 1.1762 | 1.3832 | 1.1113
12044 | Lateral Hardening | Lateral Hardening-Fuse-92670476 | Laterals | 14030 | 0.10795 | 7 | 33 | 50000 | 0 | 51718.213 | 58673.8935 | 69031.2536 | 1718.213 | 8673.8935 | 19031.2536 | 1.0344 | 1.1735 | 1.3806 | 1.1107
17531 | Lateral Hardening | Lateral Hardening-Fuse-10479426 | Laterals | 14099 | 0.17367 | 10 | 3 | 159070.69 | 0 | 167501.3531 | 185155.5531 | 206162.7492 | 8430.6631 | 26084.8631 | 47092.0592 | 1.053 | 1.164 | 1.296 | 1.1106
8305 | Lateral Hardening | Lateral Hardening-Fuse-10165803 | Laterals | 13072 | 0.11894 | 12 | 8 | 308453.12 | 0 | 317825.4604 | 362608.1833 | 429155.286 | 9372.3404 | 54155.0633 | 120702.166 | 1.0304 | 1.1756 | 1.3913 | 1.11
16620 | Lateral Hardening | Lateral Hardening-Fuse-10795746 | Laterals | 13695 | 0.20511 | 25 | 29 | 328041.36 | 0 | 343892.6698 | 382406.8198 | 430575.1982 | 15851.3098 | 54365.4598 | 102533.8382 | 1.0483 | 1.1657 | 1.3126 | 1.11
3716 | Lateral Hardening | Lateral Hardening-Fuse-10933171 | Laterals | 13896 | 0.78371 | 52 | 87 | 880012.59 | 0 | 930053.1587 | 1015457.9653 | 1139114.2399 | 50040.5687 | 135445.3753 | 259101.6499 | 1.0569 | 1.1539 | 1.2944 | 1.1097
15798 | Lateral Hardening | Lateral Hardening-Fuse-10000885 | Laterals | 13236 | 0.49981 | 29 | 5 | 85481.11 | 0 | 89336.9476 | 99313.8122 | 114490.6681 | 3855.8376 | 13832.7022 | 29009.5581 | 1.0451 | 1.1618 | 1.3394 | 1.1095
12448 | Lateral Hardening | Lateral Hardening-Fuse-93056033 | Laterals | 13593 | 0.080114 | 6 | 5 | 127001.88 | 0 | 131238.6691 | 149135.1778 | 174014.1747 | 4236.7891 | 22133.2978 | 47012.2947 | 1.0334 | 1.1743 | 1.3702 | 1.1093
16986 | Lateral Hardening | Lateral Hardening-Fuse-92632241 | Laterals | 13146 | 0.85341 | 38 | 24 | 434260.44 | 0 | 456734.3669 | 502806.872 | 568071.0126 | 22473.9269 | 68546.432 | 133810.5726 | 1.0518 | 1.1578 | 1.3081 | 1.1092
5941 | Lateral Hardening | Lateral Hardening-Fuse-91287667 | Laterals | 13461 | 0.24129 | 14 | 16 | 228283.12 | 0 | 240418.5008 | 263197.4793 | 296587.0414 | 12135.3808 | 34914.3593 | 68303.9214 | 1.0532 | 1.1529 | 1.2992 | 1.1077
17144 | Lateral Hardening | Lateral Hardening-Fuse-10025072 | Laterals | 13294 | 0.076326 | 7 | 15 | 153179.72 | 0 | 157986.9271 | 179631.8965 | 209939.4396 | 4807.2071 | 26452.1765 | 56759.7196 | 1.0314 | 1.1727 | 1.3705 | 1.1077
2959 | Lateral Hardening | Lateral Hardening-Fuse-60181018 | Laterals | 13388 | 0.29792 | 14 | 36 | 163735.52 | 0 | 169758.6298 | 191269.2067 | 220921.8448 | 6023.1098 | 27533.6867 | 57186.3248 | 1.0368 | 1.1682 | 1.3493 | 1.1074
15375 | Lateral Hardening | Lateral Hardening-Fuse-92113796 | Laterals | 13019 | 0.1178 | 8 | 7 | 125695.46 | 0 | 130516.462 | 146211.8217 | 169913.1534 | 4821.002 | 20516.3617 | 44217.6934 | 1.0384 | 1.1632 | 1.3518 | 1.1072
10187 | Lateral Hardening | Lateral Hardening-Fuse-90707500 | Laterals | 13772 | 0.83826 | 44 | 14 | 499163.9 | 0 | 522643.1549 | 576953.6714 | 657819.6851 | 23479.2549 | 77789.7714 | 158655.7851 | 1.047 | 1.1558 | 1.3178 | 1.1068
9710 | Lateral Hardening | Lateral Hardening-Fuse-90885250 | Laterals | 13373 | 0.22027 | 23 | 40 | 366429.19 | 0 | 380313.7618 | 426680.6845 | 493210.7658 | 13884.5718 | 60251.4945 | 126781.5758 | 1.0379 | 1.1644 | 1.346 | 1.1067
1864 | Lateral Hardening | Lateral Hardening-Fuse-92636665 | Laterals | 13331 | 0.3 | 14 | 164 | 156761.91 | 0 | 160701.2783 | 183767.1828 | 218886.1212 | 3939.3683 | 27005.2728 | 62124.2112 | 1.0251 | 1.1723 | 1.3963 | 1.1064
12485 | Lateral Hardening | Lateral Hardening-Fuse-90673514 | Laterals | 13496 | 0.029545 | 5 | 1 | 50000 | 0 | 51545.5777 | 58536.4834 | 68310.9582 | 1545.5777 | 8536.4834 | 18310.9582 | 1.0309 | 1.1707 | 1.3662 | 1.1064
7870 | Lateral Hardening | Lateral Hardening-Fuse-60646433 | Laterals | 13712 | 0.04072 | 3 | 1 | 78821.38 | 0 | 81164.9265 | 92482.5436 | 107606.8375 | 2343.5465 | 13661.1636 | 28785.4575 | 1.0297 | 1.1733 | 1.3652 | 1.1064
9392 | Lateral Hardening | Lateral Hardening-Fuse-91453902 | Laterals | 13909 | 0.72311 | 50 | 43 | 758848.18 | 0 | 806852.8659 | 865814.6772 | 956626.6724 | 48004.6859 | 106966.4972 | 197778.4924 | 1.0633 | 1.141 | 1.2606 | 1.1063
4920 | Lateral Hardening | Lateral Hardening-Fuse-92629885 | Laterals | 13303 | 0.24754 | 13 |  | 50000 | 0 | 51821.0367 | 57999.8957 | 67972.8141 | 1821.0367 | 7999.8957 | 17972.8141 | 1.0364 | 1.16 | 1.3595 | 1.1058
10780 | Lateral Hardening | Lateral Hardening-Fuse-91907263 | Laterals | 13023 | 0.094318 | 9 | 11 | 142885.02 | 0 | 147092.6496 | 167152.3502 | 195709.8751 | 4207.6296 | 24267.3302 | 52824.8551 | 1.0294 | 1.1698 | 1.3697 | 1.1056
9714 | Lateral Hardening | Lateral Hardening-Fuse-91435320 | Laterals | 13825 | 0.047917 | 7 | 6 | 72014.15 | 0 | 74136.3807 | 84008.7744 | 98821.9096 | 2122.2307 | 11994.6244 | 26807.7596 | 1.0295 | 1.1666 | 1.3723 | 1.1049
15419 | Lateral Hardening | Lateral Hardening-Fuse-10556584 | Laterals | 13298 | 0.45284 | 20 | 3 | 86016.27 | 0 | 89772.8532 | 99073.8151 | 114408.9417 | 3756.5832 | 13057.5451 | 28392.6717 | 1.0437 | 1.1518 | 1.3301 | 1.1048
8965 | Lateral Hardening | Lateral Hardening-Fuse-60025136 | Laterals | 13303 | 0.39129 | 14 | 3 | 172717.27 | 0 | 181410.9897 | 199128.3246 | 222212.2175 | 8693.7197 | 26411.0546 | 49494.9475 | 1.0503 | 1.1529 | 1.2866 | 1.1047
10946 | Lateral Hardening | Lateral Hardening-Fuse-91921257 | Laterals | 13422 | 0.33447 | 17 | 41 | 330043.09 | 0 | 345184.9018 | 381454.076 | 428837.1704 | 15141.8118 | 51410.986 | 98794.0804 | 1.0459 | 1.1558 | 1.2993 | 1.1042
9602 | Lateral Hardening | Lateral Hardening-Fuse-90767552 | Laterals | 13470 | 0.33693 | 27 | 25 | 407361.57 | 0 | 426676.2278 | 469089.0894 | 529267.4919 | 19314.6578 | 61727.5194 | 121905.9219 | 1.0474 | 1.1515 | 1.2993 | 1.1038
2422 | Lateral Hardening | Lateral Hardening-Fuse-60579717 | Laterals | 13310 | 0.17197 | 19 | 4 | 393665.72 | 0 | 406323.8789 | 457605.5661 | 534584.9781 | 12658.1589 | 63939.8461 | 140919.2581 | 1.0322 | 1.1624 | 1.358 | 1.1038
13130 | Lateral Hardening | Lateral Hardening-Fuse-60009298 | Laterals | 13113 | 0.49886 | 32 | 171 | 419409.69 | 0 | 439105.6874 | 483161.8599 | 545089.9322 | 19695.9974 | 63752.1699 | 125680.2422 | 1.047 | 1.152 | 1.2997 | 1.1037
18569 | Lateral Hardening | Lateral Hardening-Fuse-93258714 | Laterals | 13042 | 0.31023 | 23 | 32 | 387691.62 | 0 | 406215.2472 | 446444.5156 | 501536.6504 | 18523.6272 | 58752.8956 | 113845.0304 | 1.0478 | 1.1515 | 1.2936 | 1.1035
17393 | Lateral Hardening | Lateral Hardening-Fuse-92313568 | Laterals | 13017 | 0.46932 | 21 | 1 | 87385.65 | 0 | 90738.1066 | 100975.7452 | 116926.9201 | 3352.4566 | 13590.0952 | 29541.2701 | 1.0384 | 1.1555 | 1.3381 | 1.1035
10130 | Lateral Hardening | Lateral Hardening-Fuse-93251015 | Laterals | 13175 | 0.16648 | 14 | 24 | 172461.96 | 0 | 177028.9614 | 201208.259 | 235288.1624 | 4567.0014 | 28746.299 | 62826.2024 | 1.0265 | 1.1667 | 1.3643 | 1.1023
3636 | Lateral Hardening | Lateral Hardening-Fuse-91816077 | Laterals | 13835 | 0.19811 | 11 | 4 | 184172.47 | 0 | 190084.9975 | 213682.8044 | 247208.325 | 5912.5275 | 29510.3344 | 63035.855 | 1.0321 | 1.1602 | 1.3423 | 1.1016
2008 | Lateral Hardening | Lateral Hardening-Fuse-92608963 | Laterals | 13390 | 0.22102 | 11 | 1 | 89156.25 | 0 | 92025.1031 | 103416.4465 | 119580.7365 | 2868.8531 | 14260.1965 | 30424.4865 | 1.0322 | 1.1599 | 1.3412 | 1.1014
6522 | Lateral Hardening | Lateral Hardening-Fuse-92412012 | Laterals | 13696 | 0.2036 | 19 | 35 | 243783.5 | 0 | 254678.5546 | 279876.6512 | 316528.4338 | 10895.0546 | 36093.1512 | 72744.9338 | 1.0447 | 1.1481 | 1.2984 | 1.1011
13415 | Lateral Hardening | Lateral Hardening-Fuse-91835528 | Laterals | 13390 | 0.010606 | 2 | 290 | 50000 | 0 | 51093.1043 | 58244.8218 | 69222.0826 | 1093.1043 | 8244.8218 | 19222.0826 | 1.0219 | 1.1649 | 1.3844 | 1.101
326 | Lateral Hardening | Lateral Hardening-Fuse-60124064 | Laterals | 13218 | 0.18617 | 12 | 14 | 171153.02 | 0 | 176411.815 | 198509.1281 | 229092.5054 | 5258.795 | 27356.1081 | 57939.4854 | 1.0307 | 1.1598 | 1.3385 | 1.1002
13238 | Lateral Hardening | Lateral Hardening-Fuse-10424218 | Laterals | 13828 | 0.10777 | 8 | 18 | 140072.56 | 0 | 143462.5037 | 162991.4915 | 191340.5179 | 3389.9437 | 22918.9315 | 51267.9579 | 1.0242 | 1.1636 | 1.366 | 1.1002
15354 | Lateral Hardening | Lateral Hardening-Fuse-92950916 | Laterals | 13189 | 0.39678 | 31 | 2 | 595986.98 | 0 | 613177.0095 | 690523.3473 | 804310.6799 | 17190.0295 | 94536.3673 | 208323.6999 | 1.0288 | 1.1586 | 1.3495 | 1.0998
2375 | Lateral Hardening | Lateral Hardening-Fuse-10167762 | Laterals | 13206 | 0.18409 | 20 | 24 | 454524.93 | 0 | 465659.6347 | 528398.0694 | 619647.4525 | 11134.7047 | 73873.1394 | 165122.5225 | 1.0245 | 1.1625 | 1.3633 | 1.0998
4767 | Lateral Hardening | Lateral Hardening-Fuse-10075230 | Laterals | 13656 | 0.64867 | 33 | 15 | 390548.29 | 0 | 409857.3315 | 445421.4652 | 499596.2779 | 19309.0415 | 54873.1752 | 109047.9879 | 1.0494 | 1.1405 | 1.2792 | 1.0997
1355 | Lateral Hardening | Lateral Hardening-Fuse-10705921 | Laterals | 13983 | 0.58371 | 39 | 174 | 529960.29 | 0 | 554166.151 | 606936.5913 | 681225.7441 | 24205.861 | 76976.3013 | 151265.4541 | 1.0457 | 1.1452 | 1.2854 | 1.0995
11852 | Lateral Hardening | Lateral Hardening-Fuse-93303079 | Laterals | 13471 | 0.08447 | 5 | 55 | 50000 | 0 | 51147.6103 | 58153.5918 | 68344.7084 | 1147.6103 | 8153.5918 | 18344.7084 | 1.023 | 1.1631 | 1.3669 | 1.0994
10795 | Lateral Hardening | Lateral Hardening-Fuse-10075246 | Laterals | 13656 | 0.18447 | 11 | 6 | 168336.55 | 0 | 174636.5534 | 194426.7934 | 219295.7182 | 6300.0034 | 26090.2434 | 50959.1682 | 1.0374 | 1.155 | 1.3027 | 1.0992
4233 | Lateral Hardening | Lateral Hardening-Fuse-93276849 | Laterals | 13213 | 0.14848 | 13 | 32 | 203119.91 | 0 | 211304.6043 | 233862.6358 | 263255.8704 | 8184.6943 | 30742.7258 | 60135.9604 | 1.0403 | 1.1514 | 1.2961 | 1.0992
9512 | Lateral Hardening | Lateral Hardening-Fuse-10441796 | Laterals | 13947 | 0.17955 | 14 | 101 | 205701.27 | 0 | 211591.7705 | 238550.5765 | 275440.65 | 5890.5005 | 32849.3065 | 69739.38 | 1.0286 | 1.1597 | 1.339 | 1.099
13820 | Lateral Hardening | Lateral Hardening-Fuse-10601416 | Laterals | 13661 | 1.0015 | 76 | 83 | 1250210.05 | 0 | 1317922.6615 | 1418112.3137 | 1561594.7251 | 67712.6115 | 167902.2637 | 311384.6751 | 1.0542 | 1.1343 | 1.2491 | 1.0977
6601 | Lateral Hardening | Lateral Hardening-Fuse-93283126 | Laterals | 13351 | 0.16799 | 13 | 61 | 256544.38 | 0 | 261799.7014 | 297897.9415 | 351335.2208 | 5255.3214 | 41353.5615 | 94790.8408 | 1.0205 | 1.1612 | 1.3695 | 1.0976
7875 | Lateral Hardening | Lateral Hardening-Fuse-93356890 | Laterals | 13298 | 1.1462 | 50 | 6 | 288277.52 | 0 | 300836.4602 | 328830.0925 | 370432.1506 | 12558.9402 | 40552.5725 | 82154.6306 | 1.0436 | 1.1407 | 1.285 | 1.0968
4152 | Lateral Hardening | Lateral Hardening-Fuse-60129899 | Laterals | 13094 | 0.18295 | 10 | 6 | 122741.34 | 0 | 125343.5515 | 142472.3248 | 166786.1623 | 2602.2115 | 19730.9848 | 44044.8223 | 1.0212 | 1.1608 | 1.3588 | 1.0968
10967 | Lateral Hardening | Lateral Hardening-Fuse-91321851 | Laterals | 13909 | 0.071402 | 9 | 7 | 70035.91 | 0 | 71545.2131 | 80778.7688 | 96344.2158 | 1509.3031 | 10742.8588 | 26308.3058 | 1.0216 | 1.1534 | 1.3756 | 1.0965
1414 | Lateral Hardening | Lateral Hardening-Fuse-93288706 | Laterals | 13175 | 0.14754 | 15 | 20 | 174817.96 | 0 | 180018.3879 | 201979.8061 | 230182.6887 | 5200.4279 | 27161.8461 | 55364.7287 | 1.0297 | 1.1554 | 1.3167 | 1.0961
1074 | Lateral Hardening | Lateral Hardening-Fuse-91484776 | Laterals | 13657 | 0.10398 | 7 | 4 | 161147.31 | 0 | 164476.6039 | 186822.8192 | 218663.6252 | 3329.2939 | 25675.5092 | 57516.3152 | 1.0207 | 1.1593 | 1.3569 | 1.0959
14370 | Lateral Hardening | Lateral Hardening-Fuse-10072002 | Laterals | 13305 | 0.32045 | 17 | 2 | 75014.01 | 0 | 77655.6392 | 85565.1308 | 99004.7416 | 2641.6292 | 10551.1208 | 23990.7316 | 1.0352 | 1.1407 | 1.3198 | 1.0953
12389 | Lateral Hardening | Lateral Hardening-Fuse-92035546 | Laterals | 13442 | 0.042614 | 7 | 6 | 123885.36 | 0 | 126537.0881 | 143146.7304 | 168217.6713 | 2651.7281 | 19261.3704 | 44332.3113 | 1.0214 | 1.1555 | 1.3578 | 1.0953
13770 | Lateral Hardening | Lateral Hardening-Fuse-10798730 | Laterals | 14020 | 0.071402 | 10 | 34 | 83386.15 | 0 | 84892.8836 | 96733.1597 | 113492.3205 | 1506.7336 | 13347.0097 | 30106.1705 | 1.0181 | 1.1601 | 1.361 | 1.095
18500 | Lateral Hardening | Lateral Hardening-Fuse-10628984 | Laterals | 13146 | 0.052273 | 5 | 1 | 61107.57 | 0 | 62353.6082 | 70747.0615 | 82706.1755 | 1246.0382 | 9639.4915 | 21598.6055 | 1.0204 | 1.1577 | 1.3535 | 1.0949
13840 | Lateral Hardening | Lateral Hardening-Fuse-60034473 | Laterals | 13143 | 0.078977 | 9 | 16 | 129820.08 | 0 | 132290.4265 | 150251.02 | 176310.0657 | 2470.3465 | 20430.94 | 46489.9857 | 1.019 | 1.1574 | 1.3581 | 1.0944
19106 | Lateral Hardening | Lateral Hardening-Fuse-91360925 | Laterals | 13099 | 1.3409 | 84 | 38 | 1005245.82 | 0 | 1063206.6625 | 1129566.03 | 1233698.9701 | 57960.8425 | 124320.21 | 228453.1501 | 1.0577 | 1.1237 | 1.2273 | 1.0944
3453 | Lateral Hardening | Lateral Hardening-Fuse-90288450 | Laterals | 13815 | 0.44091 | 17 | 4 | 85024.65 | 0 | 87873.6887 | 96967.9172 | 112307.2491 | 2849.0387 | 11943.2672 | 27282.5991 | 1.0335 | 1.1405 | 1.3209 | 1.0943
18918 | Lateral Hardening | Lateral Hardening-Fuse-90422996 | Laterals | 13112 | 0.071402 | 6 | 1 | 88069.25 | 0 | 89795.4962 | 101825.535 | 119156.6015 | 1726.2462 | 13756.285 | 31087.3515 | 1.0196 | 1.1562 | 1.353 | 1.0939
9815 | Lateral Hardening | Lateral Hardening-Fuse-90299791 | Laterals | 13813 | 0.1803 | 9 | 2 | 115678.34 | 0 | 118528.8173 | 133366.7298 | 153825.5853 | 2850.4773 | 17688.3898 | 38147.2453 | 1.0246 | 1.1529 | 1.3298 | 1.0936
13067 | Lateral Hardening | Lateral Hardening-Fuse-91805708 | Laterals | 13329 | 0.20909 | 14 | 43 | 208665.39 | 0 | 212066.7561 | 241473.4396 | 284973.0164 | 3401.3661 | 32808.0496 | 76307.6264 | 1.0163 | 1.1572 | 1.3657 | 1.0935
7175 | Lateral Hardening | Lateral Hardening-Fuse-91064024 | Laterals | 13391 | 1.6669 | 87 | 74 | 1004989.03 | 0 | 1064773.2008 | 1126739.4505 | 1218943.0791 | 59784.1708 | 121750.4205 | 213954.0491 | 1.0595 | 1.1211 | 1.2129 | 1.0933
2848 | Lateral Hardening | Lateral Hardening-Fuse-60171087 | Laterals | 13241 | 0.078977 | 6 | 5 | 110170.08 | 0 | 112204.9017 | 127421.2205 | 148791.2798 | 2034.8217 | 17251.1405 | 38621.1998 | 1.0185 | 1.1566 | 1.3506 | 1.0931
15598 | Lateral Hardening | Lateral Hardening-Fuse-91163172 | Laterals | 13924 | 0.89602 | 36 | 1 | 166791.12 | 0 | 170696.6584 | 192160.2572 | 221265.884 | 3905.5384 | 25369.1372 | 54474.764 | 1.0234 | 1.1521 | 1.3266 | 1.0923
14545 | Lateral Hardening | Lateral Hardening-Fuse-91007520 | Laterals | 13391 | 0.42784 | 23 | 5 | 262991.06 | 0 | 272584.6454 | 299606.1287 | 337889.6752 | 9593.5854 | 36615.0687 | 74898.6152 | 1.0365 | 1.1392 | 1.2848 | 1.0921
12186 | Lateral Hardening | Lateral Hardening-Fuse-92318034 | Laterals | 13073 | 0.31932 | 25 | 53 | 441267.75 | 0 | 450238.0794 | 507998.7998 | 588533.9773 | 8970.3294 | 66731.0498 | 147266.2273 | 1.0203 | 1.1512 | 1.3337 | 1.0909
14220 | Lateral Hardening | Lateral Hardening-Fuse-10895197 | Laterals | 13003 | 0.13333 | 5 | 1 | 66174.05 | 0 | 67363.1696 | 76103.9921 | 89054.2991 | 1189.1196 | 9929.9421 | 22880.2491 | 1.018 | 1.1501 | 1.3458 | 1.0904
16024 | Lateral Hardening | Lateral Hardening-Fuse-92619411 | Laterals | 13303 | 0.36591 | 19 | 4 | 210112.68 | 0 | 218088.241 | 237759.35 | 267927.9084 | 7975.561 | 27646.67 | 57815.2284 | 1.038 | 1.1316 | 1.2752 | 1.0898
14194 | Lateral Hardening | Lateral Hardening-Fuse-10163230 | Laterals | 13091 | 0.029356 | 2 | 4 | 77054.38 | 0 | 78258.3276 | 88808.1191 | 103541.5946 | 1203.9476 | 11753.7391 | 26487.2146 | 1.0156 | 1.1525 | 1.3437 | 1.0895
2720 | Lateral Hardening | Lateral Hardening-Fuse-10569623 | Laterals | 13372 | 0.23049 | 20 | 32 | 343707.05 | 0 | 353012.0127 | 394062.0575 | 444139.7398 | 9304.9627 | 50355.0075 | 100432.6898 | 1.0271 | 1.1465 | 1.2922 | 1.0894
6276 | Lateral Hardening | Lateral Hardening-Fuse-10580687 | Laterals | 13105 | 0.20606 | 16 | 3 | 223524.52 | 0 | 226651.6955 | 257338.3673 | 303076.1157 | 3127.1755 | 33813.8473 | 79551.5957 | 1.014 | 1.1513 | 1.3559 | 1.0894
9564 | Lateral Hardening | Lateral Hardening-Fuse-10171808 | Laterals | 13218 | 0.13277 | 10 | 1 | 118233.67 | 0 | 119990.8105 | 136185.1121 | 159277.2401 | 1757.1405 | 17951.4421 | 41043.5701 | 1.0149 | 1.1518 | 1.3471 | 1.0892
11344 | Lateral Hardening | Lateral Hardening-Fuse-91077489 | Laterals | 13043 | 0.31591 | 31 | 89 | 629039.64 | 0 | 641065.9282 | 721628.2667 | 839967.8556 | 12026.2882 | 92588.6267 | 210928.2156 | 1.0191 | 1.1472 | 1.3353 | 1.0892
6614 | Lateral Hardening | Lateral Hardening-Fuse-91412730 | Laterals | 13459 | 0.067803 | 7 | 17 | 53508.17 | 0 | 54284.6887 | 61636.4313 | 72061.7184 | 776.5187 | 8128.2613 | 18553.5484 | 1.0145 | 1.1519 | 1.3467 | 1.089
16722 | Lateral Hardening | Lateral Hardening-Fuse-10274803 | Laterals | 14274 | 0.50833 | 32 | 11 | 326573.02 | 0 | 336736.2212 | 370491.8486 | 422986.2419 | 10163.2012 | 43918.8286 | 96413.2219 | 1.0311 | 1.1345 | 1.2952 | 1.0885
4153 | Lateral Hardening | Lateral Hardening-Fuse-92156288 | Laterals | 13043 | 0.39091 | 41 | 42 | 443861.93 | 0 | 457773.3028 | 504938.8529 | 569584.1632 | 13911.3728 | 61076.9229 | 125722.2332 | 1.0313 | 1.1376 | 1.2832 | 1.0884
4533 | Lateral Hardening | Lateral Hardening-Fuse-60039784 | Laterals | 13140 | 0.12992 | 12 | 141 | 165181.96 | 0 | 166823.1997 | 190240.4942 | 225955.4305 | 1641.2397 | 25058.5342 | 60773.4705 | 1.0099 | 1.1517 | 1.3679 | 1.0883
14781 | Lateral Hardening | Lateral Hardening-Fuse-92580987 | Laterals | 13137 | 0.025189 | 4 | 26 | 54405.35 | 0 | 55101.848 | 62710.9163 | 73321.9806 | 696.498 | 8305.5663 | 18916.6306 | 1.0128 | 1.1527 | 1.3477 | 1.0882
9448 | Lateral Hardening | Lateral Hardening-Fuse-90242061 | Laterals | 14030 | 0.18864 | 14 | 14 | 127143.54 | 0 | 129385.7479 | 145953.0028 | 169186.7953 | 2242.2079 | 18809.4628 | 42043.2553 | 1.0176 | 1.1479 | 1.3307 | 1.088
12655 | Lateral Hardening | Lateral Hardening-Fuse-10457696 | Laterals | 13229 | 0.067992 | 5 | 1 | 61892.59 | 0 | 62771.6296 | 71107.8896 | 83225.1583 | 879.0396 | 9215.2996 | 21332.5683 | 1.0142 | 1.1489 | 1.3447 | 1.0877
4084 | Lateral Hardening | Lateral Hardening-Fuse-93049039 | Laterals | 13019 | 0.37557 | 22 | 24 | 310591.92 | 0 | 319734.2831 | 352199.16 | 401757.1308 | 9142.3631 | 41607.24 | 91165.2108 | 1.0294 | 1.134 | 1.2935 | 1.0872
18534 | Lateral Hardening | Lateral Hardening-Fuse-10129877 | Laterals | 13422 | 0.32519 | 15 | 1 | 75407.51 | 0 | 77398.8986 | 85402.0581 | 99034.9356 | 1991.3886 | 9994.5481 | 23627.4256 | 1.0264 | 1.1325 | 1.3133 | 1.0869
8450 | Lateral Hardening | Lateral Hardening-Fuse-10142248 | Laterals | 13034 | 0.2928 | 24 | 44 | 445193.54 | 0 | 456801.3478 | 508195.557 | 571055.8321 | 11607.8078 | 63002.017 | 125862.2921 | 1.0261 | 1.1415 | 1.2827 | 1.0864
18561 | Lateral Hardening | Lateral Hardening-Fuse-10030706 | Laterals | 13622 | 0.12992 | 9 | 3 | 107052.82 | 0 | 109013.6893 | 122408.4524 | 141311.3726 | 1960.8693 | 15355.6324 | 34258.5526 | 1.0183 | 1.1434 | 1.32 | 1.086
16502 | Lateral Hardening | Lateral Hardening-Fuse-91226110 | Laterals | 13592 | 0.1858 | 16 | 13 | 186570.69 | 0 | 191464.5706 | 212542.2462 | 239331.7753 | 4893.8806 | 25971.5562 | 52761.0853 | 1.0262 | 1.1392 | 1.2828 | 1.0858
10745 | Lateral Hardening | Lateral Hardening-Fuse-10696504 | Laterals | 13961 | 0.1303 | 8 | 10 | 170168.87 | 0 | 175050.1812 | 193296.1604 | 217003.1002 | 4881.3112 | 23127.2904 | 46834.2302 | 1.0287 | 1.1359 | 1.2752 | 1.0855
13139 | Lateral Hardening | Lateral Hardening-Fuse-93271610 | Laterals | 13820 | 0.24242 | 15 | 10 | 235728.88 | 0 | 238635.2161 | 270912.4261 | 313534.0529 | 2906.3361 | 35183.5461 | 77805.1729 | 1.0123 | 1.1493 | 1.3301 | 1.0852
1217 | Lateral Hardening | Lateral Hardening-Fuse-90068428 | Laterals | 13332 | 0.38277 | 22 | 139 | 228603.28 | 0 | 234512.0219 | 259206.4379 | 295015.9888 | 5908.7419 | 30603.1579 | 66412.7088 | 1.0258 | 1.1339 | 1.2905 | 1.0847
10172 | Lateral Hardening | Lateral Hardening-Fuse-91355281 | Laterals | 13906 | 0.067992 | 8 | 12 | 128907.16 | 0 | 131001.6728 | 147133.9742 | 170521.1636 | 2094.5128 | 18226.8142 | 41614.0036 | 1.0162 | 1.1414 | 1.3228 | 1.0844
15307 | Lateral Hardening | Lateral Hardening-Fuse-10012536 | Laterals | 13039 | 0.092424 | 9 | 6 | 91338.2 | 0 | 92393.8968 | 104620.5756 | 122159.3567 | 1055.6968 | 13282.3756 | 30821.1567 | 1.0116 | 1.1454 | 1.3374 | 1.0843
4299 | Lateral Hardening | Lateral Hardening-Fuse-92432647 | Laterals | 13630 | 0.17595 | 13 | 15 | 209705.33 | 0 | 216022.5353 | 236901.6723 | 266473.6036 | 6317.2053 | 27196.3423 | 56768.2736 | 1.0301 | 1.1297 | 1.2707 | 1.0841
18881 | Lateral Hardening | Lateral Hardening-Fuse-92663525 | Laterals | 13388 | 0.18049 | 16 | 4 | 212457.94 | 0 | 218755.9532 | 240418.211 | 268476.132 | 6298.0132 | 27960.271 | 56018.192 | 1.0296 | 1.1316 | 1.2637 | 1.0836
7061 | Lateral Hardening | Lateral Hardening-Fuse-10580656 | Laterals | 13105 | 0.10928 | 10 | 12 | 89686.09 | 0 | 90566.7741 | 102502.747 | 120737.4753 | 880.6841 | 12816.657 | 31051.3853 | 1.0098 | 1.1429 | 1.3462 | 1.0834
9212 | Lateral Hardening | Lateral Hardening-Fuse-60090214 | Laterals | 13162 | 0.094697 | 11 | 6 | 245624.8 | 0 | 247391.7235 | 281673.4482 | 331089.6473 | 1766.9235 | 36048.6482 | 85464.8473 | 1.0072 | 1.1468 | 1.3479 | 1.0831
2808 | Lateral Hardening | Lateral Hardening-Fuse-92364022 | Laterals | 13043 | 0.33807 | 35 | 80 | 401681.91 | 0 | 410740.1521 | 455101.0631 | 519822.6119 | 9058.2421 | 53419.1531 | 118140.7019 | 1.0226 | 1.133 | 1.2941 | 1.0828
17777 | Lateral Hardening | Lateral Hardening-Fuse-60241204 | Laterals | 13137 | 0.47197 | 49 | 64 | 676709.1 | 0 | 694194.2411 | 766863.3857 | 858295.3285 | 17485.1411 | 90154.2857 | 181586.2285 | 1.0258 | 1.1332 | 1.2683 | 1.0823
106 | Lateral Hardening | Lateral Hardening-Fuse-60294821 | Laterals | 13298 | 0.53295 | 26 | 6 | 276815.97 | 0 | 281772.9354 | 315149.4863 | 359618.5619 | 4956.9654 | 38333.5163 | 82802.5919 | 1.0179 | 1.1385 | 1.2991 | 1.0822
2121 | Lateral Hardening | Lateral Hardening-Fuse-91355291 | Laterals | 13906 | 0.04678 | 5 | 3 | 56199.71 | 0 | 56759.322 | 64085.0371 | 75365.912 | 559.612 | 7885.3271 | 19166.202 | 1.01 | 1.1403 | 1.341 | 1.0822
7453 | Lateral Hardening | Lateral Hardening-Fuse-10120780 | Laterals | 13053 | 0.2017 | 17 | 33 | 386532.6 | 0 | 393874.0325 | 439053.6913 | 502015.0426 | 7341.4325 | 52521.0913 | 115482.4426 | 1.019 | 1.1359 | 1.2988 | 1.082
18642 | Lateral Hardening | Lateral Hardening-Fuse-10627093 | Laterals | 13147 | 0.12955 | 6 | 3 | 59148.09 | 0 | 59702.4908 | 67330.1622 | 79498.6914 | 554.4008 | 8182.0722 | 20350.6014 | 1.0094 | 1.1383 | 1.3441 | 1.0815
19444 | Lateral Hardening | Lateral Hardening-Fuse-60012403 | Laterals | 14274 | 0.19527 | 12 | 2 | 153005.05 | 0 | 156565.3175 | 173418.0764 | 194724.3023 | 3560.2675 | 20413.0264 | 41719.2523 | 1.0233 | 1.1334 | 1.2727 | 1.0813
17370 | Lateral Hardening | Lateral Hardening-Fuse-90776419 | Laterals | 14144 | 0.23542 | 22 | 45 | 244023.86 | 0 | 247913.5088 | 278259.4855 | 315956.9936 | 3889.6488 | 34235.6255 | 71933.1336 | 1.0159 | 1.1403 | 1.2948 | 1.0811
4014 | Lateral Hardening | Lateral Hardening-Fuse-60009393 | Laterals | 13113 | 0.1392 | 13 | 26 | 221998.65 | 0 | 224566.4291 | 252888.7745 | 293882.8333 | 2567.7791 | 30890.1245 | 71884.1833 | 1.0116 | 1.1391 | 1.3238 | 1.0811
3578 | Lateral Hardening | Lateral Hardening-Fuse-10692795 | Laterals | 13463 | 0.072727 | 6 | 12 | 137160.66 | 0 | 138053.2187 | 157003.8322 | 183300.7106 | 892.5587 | 19843.1722 | 46140.0506 | 1.0065 | 1.1447 | 1.3364 | 1.0809
12450 | Lateral Hardening | Lateral Hardening-Fuse-10075305 | Laterals | 13656 | 0.59015 | 38 | 32 | 408755.95 | 0 | 420304.4974 | 458918.03 | 519178.0175 | 11548.5474 | 50162.08 | 110422.0675 | 1.0283 | 1.1227 | 1.2701 | 1.0808
13866 | Lateral Hardening | Lateral Hardening-Fuse-10142259 | Laterals | 13034 | 0.24848 | 22 | 27 | 263233.88 | 0 | 266408.4222 | 299642.3749 | 347143.8197 | 3174.5422 | 36408.4949 | 83909.9397 | 1.0121 | 1.1383 | 1.3188 | 1.0806
13708 | Lateral Hardening | Lateral Hardening-Fuse-60210457 | Laterals | 13330 | 0.83958 | 66 | 179 | 951617.6 | 0 | 978440.1575 | 1070990.9318 | 1194697.3088 | 26822.5575 | 119373.3318 | 243079.7088 | 1.0282 | 1.1254 | 1.2554 | 1.0801
2524 | Lateral Hardening | Lateral Hardening-Fuse-92601584 | Laterals | 13010 | 0.061174 | 7 | 4 | 82001.98 | 0 | 82516.8501 | 93617.1096 | 109718.2404 | 514.8701 | 11615.1296 | 27716.2604 | 1.0063 | 1.1416 | 1.338 | 1.0801
10823 | Lateral Hardening | Lateral Hardening-Fuse-60068037 | Laterals | 13139 | 0.092992 | 9 | 140 | 63398.81 | 0 | 63559.5753 | 72363.4047 | 86069.6034 | 160.7653 | 8964.5947 | 22670.7934 | 1.0025 | 1.1414 | 1.3576 | 1.0797
11850 | Lateral Hardening | Lateral Hardening-Fuse-90147167 | Laterals | 13207 | 0.14091 | 16 | 26 | 206928.99 | 0 | 210733.0335 | 235007.7249 | 264790.3421 | 3804.0435 | 28078.7349 | 57861.3521 | 1.0184 | 1.1357 | 1.2796 | 1.0797
3041 | Lateral Hardening | Lateral Hardening-Fuse-10758557 | Laterals | 13004 | 1.5326 | 70 | 80 | 753954.44 | 0 | 784127.4321 | 836353.8613 | 924712.5584 | 30172.9921 | 82399.4213 | 170758.1184 | 1.04 | 1.1093 | 1.2265 | 1.0794
19319 | Lateral Hardening | Lateral Hardening-Fuse-10071994 | Laterals | 13305 | 0.34867 | 20 | 6 | 425619.54 | 0 | 432814.2003 | 483500.3259 | 546611.7589 | 7194.6603 | 57880.7859 | 120992.2189 | 1.0169 | 1.136 | 1.2843 | 1.0794
12832 | Lateral Hardening | Lateral Hardening-Fuse-60210534 | Laterals | 14025 | 0.49015 | 22 | 9 | 264890.05 | 0 | 268475.5616 | 301180.1372 | 344685.4025 | 3585.5116 | 36290.0872 | 79795.3525 | 1.0135 | 1.137 | 1.3012 | 1.0793
15146 | Lateral Hardening | Lateral Hardening-Fuse-60174277 | Laterals | 13098 | 0.054167 | 5 | 42 | 56394.51 | 0 | 56437.4876 | 64542.2206 | 76260.0587 | 42.9776 | 8147.7106 | 19865.5487 | 1.0008 | 1.1445 | 1.3523 | 1.079
7399 | Lateral Hardening | Lateral Hardening-Fuse-90288928 | Laterals | 13807 | 0.21023 | 15 | 10 | 173389.83 | 0 | 175901.2122 | 197095.7454 | 223806.6013 | 2511.3822 | 23705.9154 | 50416.7713 | 1.0145 | 1.1367 | 1.2908 | 1.0788
12011 | Lateral Hardening | Lateral Hardening-Fuse-60028438 | Laterals | 13007 | 0.10909 | 12 | 27 | 287010.61 | 0 | 287877.4985 | 327721.8134 | 385216.9273 | 866.8885 | 40711.2034 | 98206.3173 | 1.003 | 1.1418 | 1.3422 | 1.0786
13921 | Lateral Hardening | Lateral Hardening-Fuse-10680821 | Laterals | 13308 | 0.18049 | 18 | 24 | 213639.97 | 0 | 218170.4694 | 241034.6571 | 271297.1623 | 4530.4994 | 27394.6871 | 57657.1923 | 1.0212 | 1.1282 | 1.2699 | 1.0782
18889 | Lateral Hardening | Lateral Hardening-Fuse-91442237 | Laterals | 13142 | 0.18598 | 20 | 3 | 391368.05 | 0 | 395146.1049 | 444124.022 | 514955.2627 | 3778.0549 | 52755.972 | 123587.2127 | 1.0097 | 1.1348 | 1.3158 | 1.0778
11783 | Lateral Hardening | Lateral Hardening-Fuse-10762911 | Laterals | 13815 | 0.56307 | 27 | 13 | 392819.85 | 0 | 402562.8109 | 439876.8133 | 497116.7756 | 9742.9609 | 47056.9633 | 104296.9256 | 1.0248 | 1.1198 | 1.2655 | 1.0774
2011 | Lateral Hardening | Lateral Hardening-Fuse-93201064 | Laterals | 13268 | 0.09072 | 7 | 2 | 59342.71 | 0 | 59657.4054 | 67396.6886 | 78986.4784 | 314.6954 | 8053.9786 | 19643.7684 | 1.0053 | 1.1357 | 1.331 | 1.077
8732 | Lateral Hardening | Lateral Hardening-Fuse-93006052 | Laterals | 13059 | 0.29432 | 26 | 109 | 521924.64 | 0 | 531962.0472 | 588686.0557 | 661511.6051 | 10037.4072 | 66761.4157 | 139586.9651 | 1.0192 | 1.1279 | 1.2674 | 1.0767
14828 | Lateral Hardening | Lateral Hardening-Fuse-10402231 | Laterals | 13592 | 0.19205 | 17 | 79 | 257830.11 | 0 | 262519.8985 | 290838.4378 | 327837.1454 | 4689.7885 | 33008.3278 | 70007.0354 | 1.0182 | 1.128 | 1.2715 | 1.0765
10802 | Lateral Hardening | Lateral Hardening-Fuse-10686197 | Laterals | 13808 | 1.5564 | 56 | 3 | 230045.18 | 0 | 232264.0913 | 259731.8081 | 303116.3492 | 2218.9113 | 29686.6281 | 73071.1692 | 1.0096 | 1.129 | 1.3176 | 1.0763
14926 | Lateral Hardening | Lateral Hardening-Fuse-93257298 | Laterals | 13175 | 0.15455 | 17 | 30 | 275076.84 | 0 | 276008.0548 | 312660.8737 | 363578.1881 | 931.2148 | 37584.0337 | 88501.3481 | 1.0034 | 1.1366 | 1.3217 | 1.0752
3322 | Lateral Hardening | Lateral Hardening-Fuse-60024590 | Laterals | 13303 | 0.80985 | 42 | 5 | 428236.28 | 0 | 435424.126 | 480590.088 | 546648.1855 | 7187.846 | 52353.808 | 118411.9055 | 1.0168 | 1.1223 | 1.2765 | 1.0744
533 | Lateral Hardening | Lateral Hardening-Fuse-90135596 | Laterals | 13622 | 0.34678 | 19 | 1 | 117215.12 | 0 | 119418.986 | 130811.4741 | 149686.2845 | 2203.866 | 13596.3541 | 32471.1645 | 1.0188 | 1.116 | 1.277 | 1.0738
9490 | Lateral Hardening | Lateral Hardening-Fuse-92527637 | Laterals | 13219 | 0.21364 | 24 | 38 | 372707.73 | 0 | 371647.1521 | 423184.8557 | 502049.9044 | -1060.5779 | 50477.1257 | 129342.1744 | 0.99715 | 1.1354 | 1.347 | 1.0736
4471 | Lateral Hardening | Lateral Hardening-Fuse-92356255 | Laterals | 13225 | 0.33977 | 25 | 55 | 449156.19 | 0 | 458383.1716 | 502400.0381 | 564266.1443 | 9226.9816 | 53243.8481 | 115109.9543 | 1.0205 | 1.1185 | 1.2563 | 1.0735
468 | Lateral Hardening | Lateral Hardening-Fuse-10566573 | Laterals | 13289 | 0.59034 | 39 | 75 | 886680.39 | 0 | 906174.7451 | 988886.5693 | 1112464.2679 | 19494.3551 | 102206.1793 | 225783.8779 | 1.022 | 1.1153 | 1.2546 | 1.0732
8122 | Lateral Hardening | Lateral Hardening-Fuse-90645500 | Laterals | 13194 | 0.97254 | 45 | 126 | 733230.55 | 0 | 748954.0702 | 819253.8605 | 917205.591 | 15723.5202 | 86023.3105 | 183975.041 | 1.0214 | 1.1173 | 1.2509 | 1.0732
8282 | Lateral Hardening | Lateral Hardening-Fuse-92407963 | Laterals | 13019 | 0.17045 | 12 | 39 | 173505.75 | 0 | 173065.9389 | 196960.0041 | 231585.322 | -439.8111 | 23454.2541 | 58079.572 | 0.99747 | 1.1352 | 1.3347 | 1.0725
18571 | Lateral Hardening | Lateral Hardening-Fuse-92527540 | Laterals | 13219 | 0.21894 | 19 | 22 | 225408.44 | 0 | 229001.7961 | 252110.9589 | 284323.925 | 3593.3561 | 26702.5189 | 58915.485 | 1.0159 | 1.1185 | 1.2614 | 1.0712
7567 | Lateral Hardening | Lateral Hardening-Fuse-91389255 | Laterals | 13449 | 0.53011 | 40 | 51 | 699809.77 | 0 | 712611.049 | 779645.0582 | 881120.4409 | 12801.279 | 79835.2882 | 181310.6709 | 1.0183 | 1.1141 | 1.2591 | 1.0711
9475 | Lateral Hardening | Lateral Hardening-Fuse-93066021 | Laterals | 13436 | 0.18011 | 14 | 8 | 142868.49 | 0 | 143303.5583 | 160945.7078 | 186419.5786 | 435.0683 | 18077.2178 | 43551.0886 | 1.003 | 1.1265 | 1.3048 | 1.0703
9911 | Lateral Hardening | Lateral Hardening-Fuse-60374778 | Laterals | 14099 | 0.65644 | 37 | 9 | 307745.81 | 0 | 316875.3111 | 339639.3113 | 373010.0588 | 9129.5011 | 31893.5013 | 65264.2488 | 1.0297 | 1.1036 | 1.2121 | 1.0701
15322 | Lateral Hardening | Lateral Hardening-Fuse-90967697 | Laterals | 14021 | 0.74943 | 49 | 56 | 591901.11 | 0 | 608900.0674 | 651970.252 | 723029.9084 | 16998.9574 | 60069.142 | 131128.7984 | 1.0287 | 1.1015 | 1.2215 | 1.0698
2668 | Lateral Hardening | Lateral Hardening-Fuse-92838742 | Laterals | 13910 | 0.33504 | 19 | 126 | 264983.98 | 0 | 266911.7693 | 297630.8496 | 338473.8729 | 1927.7893 | 32646.8696 | 73489.8929 | 1.0073 | 1.1232 | 1.2773 | 1.0691
10147 | Lateral Hardening | Lateral Hardening-Fuse-91872229 | Laterals | 13256 | 0.24375 | 10 | 2 | 117021.24 | 0 | 117311.1742 | 131506.2483 | 152300.064 | 289.9342 | 14485.0083 | 35278.824 | 1.0025 | 1.1238 | 1.3015 | 1.0688
9413 | Lateral Hardening | Lateral Hardening-Fuse-10635147 | Laterals | 13242 | 0.24148 | 12 | 1 | 68450.43 | 0 | 68987.9067 | 76260.586 | 88240.3162 | 537.4767 | 7810.156 | 19789.8862 | 1.0079 | 1.1141 | 1.2891 | 1.0679
8422 | Lateral Hardening | Lateral Hardening-Fuse-92445673 | Laterals | 13010 | 0.19754 | 12 | 48 | 267914.63 | 0 | 265860.3035 | 302777.4183 | 357383.9737 | -2054.3265 | 34862.7883 | 89469.3437 | 0.99233 | 1.1301 | 1.3339 | 1.0678
6329 | Lateral Hardening | Lateral Hardening-Fuse-10274698 | Laterals | 13622 | 0.097348 | 8 | 5 | 115679.26 | 0 | 115702.9929 | 129988.4194 | 150721.8549 | 23.7329 | 14309.1594 | 35042.5949 | 1.0002 | 1.1237 | 1.3029 | 1.0675
1446 | Lateral Hardening | Lateral Hardening-Fuse-90289882 | Laterals | 13815 | 0.67595 | 29 | 7 | 329221.6 | 0 | 333189.2166 | 365993.1062 | 416980.6447 | 3967.6166 | 36771.5062 | 87759.0447 | 1.0121 | 1.1117 | 1.2666 | 1.0674
4089 | Lateral Hardening | Lateral Hardening-Fuse-10487521 | Laterals | 13460 | 0.42879 | 21 | 7 | 356554.15 | 0 | 364099.4553 | 391874.2046 | 440296.2562 | 7545.3053 | 35320.0546 | 83742.1062 | 1.0212 | 1.0991 | 1.2349 | 1.0659
13781 | Lateral Hardening | Lateral Hardening-Fuse-10503451 | Laterals | 13576 | 0.19129 | 13 | 7 | 64279.33 | 0 | 64615.8565 | 71697.8277 | 82153.2662 | 336.5265 | 7418.4977 | 17873.9362 | 1.0052 | 1.1154 | 1.2781 | 1.0656
12308 | Lateral Hardening | Lateral Hardening-Fuse-91758407 | Laterals | 13621 | 0.15114 | 10 | 16 | 84013.77 | 0 | 83362.6906 | 94595.2529 | 111126.1183 | -651.0794 | 10581.4829 | 27112.3483 | 0.99225 | 1.1259 | 1.3227 | 1.0654
6234 | Lateral Hardening | Lateral Hardening-Fuse-90278425 | Laterals | 13523 | 0.15133 | 16 | 27 | 313489.07 | 0 | 309119.7689 | 353828.2739 | 418722.8805 | -4369.3011 | 40339.2039 | 105233.8105 | 0.98606 | 1.1287 | 1.3357 | 1.0638
10557 | Lateral Hardening | Lateral Hardening-Fuse-91899064 | Laterals | 13208 | 0.057197 | 6 | 25 | 52626.73 | 0 | 52087.8131 | 59273.4694 | 69314.1401 | -538.9169 | 6646.7394 | 16687.4101 | 0.98976 | 1.1263 | 1.3171 | 1.0635
10177 | Lateral Hardening | Lateral Hardening-Fuse-10402277 | Laterals | 13592 | 0.092614 | 9 | 5 | 159380.31 | 0 | 157687.536 | 179025.4409 | 209878.9421 | -1692.774 | 19645.1309 | 50498.6321 | 0.98938 | 1.1233 | 1.3168 | 1.0623
4155 | Lateral Hardening | Lateral Hardening-Fuse-91852791 | Laterals | 13224 | 0.14015 | 15 | 25 | 172004.71 | 0 | 171149.8092 | 192187.6053 | 223133.5974 | -854.9008 | 20182.8953 | 51128.8874 | 0.99503 | 1.1173 | 1.2973 | 1.0619
2458 | Lateral Hardening | Lateral Hardening-Fuse-10487487 | Laterals | 13460 | 0.5375 | 24 | 3 | 241489.28 | 0 | 242980.0103 | 267551.162 | 300465.0386 | 1490.7303 | 26061.882 | 58975.7586 | 1.0062 | 1.1079 | 1.2442 | 1.0605
3412 | Lateral Hardening | Lateral Hardening-Fuse-10793110 | Laterals | 13470 | 0.18977 | 13 | 16 | 202621.23 | 0 | 203837.4617 | 224295.1401 | 252110.6667 | 1216.2317 | 21673.9101 | 49489.4367 | 1.006 | 1.107 | 1.2442 | 1.0601
12395 | Lateral Hardening | Lateral Hardening-Fuse-91634926 | Laterals | 13622 | 0.045644 | 6 | 9 | 87545.27 | 0 | 86418.4677 | 97564.2688 | 115323.1869 | -1126.8023 | 10018.9988 | 27777.9169 | 0.98713 | 1.1144 | 1.3173 | 1.0583
19171 | Lateral Hardening | Lateral Hardening-Fuse-91636758 | Laterals | 13544 | 0.1536 | 15 | 21 | 233802.86 | 0 | 230739.1724 | 261850.0492 | 303561.1376 | -3063.6876 | 28047.1892 | 69758.2776 | 0.9869 | 1.12 | 1.2984 | 1.058
4325 | Lateral Hardening | Lateral Hardening-Fuse-90704066 | Laterals | 13370 | 0.052462 | 3 | 16 | 80647.28 | 0 | 79186.1906 | 90359.1282 | 106992.0602 | -1461.0894 | 9711.8482 | 26344.7802 | 0.98188 | 1.1204 | 1.3267 | 1.0579
12527 | Lateral Hardening | Lateral Hardening-Fuse-92677347 | Laterals | 13805 | 0.12765 | 6 | 5 | 123092.62 | 0 | 121279.8953 | 137655.085 | 161434.1345 | -1812.7247 | 14562.465 | 38341.5145 | 0.98527 | 1.1183 | 1.3115 | 1.0578
8936 | Lateral Hardening | Lateral Hardening-Fuse-90286313 | Laterals | 13389 | 0.18295 | 13 | 16 | 134531.34 | 0 | 133180.5688 | 149924.6923 | 173956.2465 | -1350.7712 | 15393.3523 | 39424.9065 | 0.98996 | 1.1144 | 1.2931 | 1.0576
14524 | Lateral Hardening | Lateral Hardening-Fuse-60128815 | Laterals | 13592 | 0.24792 | 19 | 33 | 298556.66 | 0 | 296590.2655 | 332135.4613 | 380235.2058 | -1966.3945 | 33578.8013 | 81678.5458 | 0.99341 | 1.1125 | 1.2736 | 1.0571
5618 | Lateral Hardening | Lateral Hardening-Fuse-90951581 | Laterals | 14026 | 1.208 | 67 | 19 | 771263.34 | 0 | 789097.553 | 834887.0277 | 912157.6488 | 17834.213 | 63623.6877 | 140894.3088 | 1.0231 | 1.0825 | 1.1827 | 1.0569
11208 | Lateral Hardening | Lateral Hardening-Fuse-91947690 | Laterals | 13143 | 0.050189 | 9 | 15 | 64343.03 | 0 | 63275.7101 | 71677.9479 | 85339.8266 | -1067.3199 | 7334.9179 | 20996.7966 | 0.98341 | 1.114 | 1.3263 | 1.0569
4004 | Lateral Hardening | Lateral Hardening-Fuse-10431773 | Laterals | 13838 | 0.39299 | 23 | 35 | 331690 | 0 | 331511.6884 | 366069.9706 | 417820.5575 | -178.3116 | 34379.9706 | 86130.5575 | 0.99946 | 1.1037 | 1.2597 | 1.0567
18249 | Lateral Hardening | Lateral Hardening-Fuse-90023149 | Laterals | 13461 | 0.058712 | 6 | 1 | 57191.33 | 0 | 56380.3534 | 63650.3074 | 74836.0599 | -810.9766 | 6458.9774 | 17644.7299 | 0.98582 | 1.1129 | 1.3085 | 1.0562
11629 | Lateral Hardening | Lateral Hardening-Fuse-90775248 | Laterals | 13297 | 0.10038 | 9 | 84 | 143388.7 | 0 | 140641.5528 | 160366.9558 | 188514.1618 | -2747.1472 | 16978.2558 | 45125.4618 | 0.98084 | 1.1184 | 1.3147 | 1.0555
16882 | Lateral Hardening | Lateral Hardening-Fuse-60163301 | Laterals | 13786 | 0.1839 | 12 | 16 | 198711.97 | 0 | 198763.662 | 219339.3006 | 246305.1843 | 51.692 | 20627.3306 | 47593.2143 | 1.0003 | 1.1038 | 1.2395 | 1.0552
5319 | Lateral Hardening | Lateral Hardening-Fuse-91026679 | Laterals | 13236 | 0.4803 | 25 | 12 | 308084.99 | 0 | 308122.7662 | 338631.9416 | 386085.0595 | 37.7762 | 30546.9516 | 78000.0695 | 1.0001 | 1.0992 | 1.2532 | 1.0551
8108 | Lateral Hardening | Lateral Hardening-Fuse-10904183 | Laterals | 13709 | 0.20606 | 12 | 8 | 257000.05 | 0 | 255398.2015 | 285045.1611 | 323995.0679 | -1601.8485 | 28045.1111 | 66995.0179 | 0.99377 | 1.1091 | 1.2607 | 1.0551
14050 | Lateral Hardening | Lateral Hardening-Fuse-90180055 | Laterals | 13303 | 2.2623 | 128 | 36 | 2200693.32 | 0 | 2245130.2613 | 2382519.7265 | 2588974.3508 | 44436.9413 | 181826.4065 | 388281.0308 | 1.0202 | 1.0826 | 1.1764 | 1.0545
4750 | Lateral Hardening | Lateral Hardening-Fuse-10080876 | Laterals | 13668 | 0.32727 | 19 | 24 | 255119.88 | 0 | 251917.6722 | 283531.3068 | 328076.1707 | -3202.2078 | 28411.4268 | 72956.2907 | 0.98745 | 1.1114 | 1.286 | 1.0545
15204 | Lateral Hardening | Lateral Hardening-Fuse-92884664 | Laterals | 13796 | 0.37519 | 12 |  | 75632.87 | 0 | 75732.9055 | 82677.5849 | 94637.8744 | 100.0355 | 7044.7149 | 19005.0044 | 1.0013 | 1.0931 | 1.2513 | 1.0539
11321 | Lateral Hardening | Lateral Hardening-Fuse-60145853 | Laterals | 13294 | 0.11989 | 10 | 17 | 204673.17 | 0 | 201703.937 | 227395.3627 | 264068.6638 | -2969.233 | 22722.1927 | 59395.4938 | 0.98549 | 1.111 | 1.2902 | 1.0536
1974 | Lateral Hardening | Lateral Hardening-Fuse-10842828 | Laterals | 13798 | 0.24545 | 13 | 0 | 50000 | 0 | 49672.8121 | 54974.2823 | 63577.1132 | -327.1879 | 4974.2823 | 13577.1132 | 0.99346 | 1.0995 | 1.2715 | 1.0531
17706 | Lateral Hardening | Lateral Hardening-Fuse-91900427 | Laterals | 13434 | 0.028598 | 5 | 113 | 65969.99 | 0 | 64451.0944 | 73469.8816 | 87264.8664 | -1518.8956 | 7499.8916 | 21294.8764 | 0.97698 | 1.1137 | 1.3228 | 1.0526
11551 | Lateral Hardening | Lateral Hardening-Fuse-10898166 | Laterals | 13582 | 0.079735 | 5 | 3 | 106811.72 | 0 | 105443.9354 | 118109.5025 | 137090.8352 | -1367.7846 | 11297.7825 | 30279.1152 | 0.98719 | 1.1058 | 1.2835 | 1.0524
18908 | Lateral Hardening | Lateral Hardening-Fuse-10842822 | Laterals | 13796 | 0.11231 | 8 | 6 | 116870.32 | 0 | 115177.448 | 129492.9045 | 150150.8509 | -1692.872 | 12622.5845 | 33280.5309 | 0.98551 | 1.108 | 1.2848 | 1.0522
6963 | Lateral Hardening | Lateral Hardening-Fuse-92915321 | Laterals | 13159 | 0.037311 | 4 | 8 | 82922.71 | 0 | 81254.1273 | 92337.1575 | 107861.8228 | -1668.5827 | 9414.4475 | 24939.1128 | 0.97988 | 1.1135 | 1.3008 | 1.0521
12162 | Lateral Hardening | Lateral Hardening-Fuse-10650454 | Laterals | 13391 | 0.3053 | 20 | 2 | 355339.8 | 0 | 353984.1083 | 390479.1716 | 442890.0455 | -1355.6917 | 35139.3716 | 87550.2455 | 0.99618 | 1.0989 | 1.2464 | 1.052
14456 | Lateral Hardening | Lateral Hardening-Fuse-10580651 | Laterals | 13105 | 0.052652 | 5 | 1 | 65100.53 | 0 | 64121.5685 | 72050.5465 | 83686.2845 | -978.9615 | 6950.0165 | 18585.7545 | 0.98496 | 1.1068 | 1.2855 | 1.0516
7300 | Lateral Hardening | Lateral Hardening-Fuse-91239112 | Laterals | 13679 | 0.090152 | 6 | 2 | 103747.42 | 0 | 102331.4263 | 114601.3279 | 132630.5152 | -1415.9937 | 10853.9079 | 28883.0952 | 0.98635 | 1.1046 | 1.2784 | 1.051
2567 | Lateral Hardening | Lateral Hardening-Fuse-92202652 | Laterals | 13489 | 0.11477 | 7 | 1 | 75425.97 | 0 | 74214.4436 | 83467.2222 | 96956.0189 | -1211.5264 | 8041.2522 | 21530.0489 | 0.98394 | 1.1066 | 1.2854 | 1.0509
2819 | Lateral Hardening | Lateral Hardening-Fuse-90993802 | Laterals | 13865 | 0.19943 | 15 | 10 | 184282.65 | 0 | 180572.1711 | 204672.831 | 237889.1964 | -3710.4789 | 20390.181 | 53606.5464 | 0.97987 | 1.1106 | 1.2909 | 1.0502
3297 | Lateral Hardening | Lateral Hardening-Fuse-93257583 | Laterals | 13175 | 0.44091 | 34 | 57 | 477865.47 | 0 | 476511.8073 | 523606.6632 | 587924.2585 | -1353.6627 | 45741.1932 | 110058.7885 | 0.99717 | 1.0957 | 1.2303 | 1.05
9144 | Lateral Hardening | Lateral Hardening-Fuse-10696501 | Laterals | 13961 | 0.39678 | 25 | 4 | 442382.91 | 0 | 440184.2989 | 484729.728 | 549515.8718 | -2198.6111 | 42346.818 | 107132.9618 | 0.99503 | 1.0957 | 1.2422 | 1.05
17856 | Lateral Hardening | Lateral Hardening-Fuse-10645508 | Laterals | 13148 | 0.11098 | 6 | 2 | 105478.82 | 0 | 104138.984 | 116288.5957 | 133721.2377 | -1339.836 | 10809.7757 | 28242.4177 | 0.9873 | 1.1025 | 1.2678 | 1.0499
4524 | Lateral Hardening | Lateral Hardening-Fuse-10704087 | Laterals | 13962 | 0.17803 | 12 | 248 | 172662.26 | 0 | 167985.7986 | 191705.6156 | 228211.9063 | -4676.4614 | 19043.3556 | 55549.6463 | 0.97292 | 1.1103 | 1.3217 | 1.049
7949 | Lateral Hardening | Lateral Hardening-Fuse-10588297 | Laterals | 13444 | 0.29261 | 20 | 19 | 313567.08 | 0 | 311888.2903 | 342505.8615 | 389851.0838 | -1678.7897 | 28938.7815 | 76284.0038 | 0.99465 | 1.0923 | 1.2433 | 1.0488
10027 | Lateral Hardening | Lateral Hardening-Fuse-10625703 | Laterals | 13011 | 0.16951 | 10 | 7 | 95766.73 | 0 | 93506.7962 | 106280.8282 | 123894.645 | -2259.9338 | 10514.0982 | 28127.915 | 0.9764 | 1.1098 | 1.2937 | 1.0481
5000 | Lateral Hardening | Lateral Hardening-Fuse-92655489 | Laterals | 13068 | 0.094318 | 8 | 16 | 197402.85 | 0 | 192532.9175 | 218922.4594 | 256204.9714 | -4869.9325 | 21519.6094 | 58802.1214 | 0.97533 | 1.109 | 1.2979 | 1.0477
8644 | Lateral Hardening | Lateral Hardening-Fuse-60311659 | Laterals | 13770 | 0.49697 | 37 | 81 | 509719.05 | 0 | 506929.9959 | 557485.5942 | 626212.5548 | -2789.0541 | 47766.5442 | 116493.5048 | 0.99453 | 1.0937 | 1.2285 | 1.0477
4650 | Lateral Hardening | Lateral Hardening-Fuse-91007675 | Laterals | 13091 | 0.12311 | 14 | 16 | 309101.02 | 0 | 300188.1663 | 343414.6192 | 406809.9314 | -8912.8537 | 34313.5992 | 97708.9114 | 0.97117 | 1.111 | 1.3161 | 1.0476
13227 | Lateral Hardening | Lateral Hardening-Fuse-90896805 | Laterals | 13096 | 0.10587 | 5 | 4 | 112405.16 | 0 | 110421.4628 | 123891.0968 | 143358.3353 | -1983.6972 | 11485.9368 | 30953.1753 | 0.98235 | 1.1022 | 1.2754 | 1.0476
11218 | Lateral Hardening | Lateral Hardening-Fuse-92610429 | Laterals | 13390 | 0.11477 | 10 | 5 | 113653.62 | 0 | 111498.5788 | 125259.7175 | 145298.3221 | -2155.0412 | 11606.0975 | 31644.7021 | 0.98104 | 1.1021 | 1.2784 | 1.0471
18409 | Lateral Hardening | Lateral Hardening-Fuse-90696750 | Laterals | 13008 | 0.5233 | 35 | 29 | 410051.56 | 0 | 409021.2206 | 443931.1503 | 501439.1535 | -1030.3394 | 33879.5903 | 91387.5935 | 0.99749 | 1.0826 | 1.2229 | 1.0456
5727 | Lateral Hardening | Lateral Hardening-Fuse-90878470 | Laterals | 13294 | 0.46288 | 44 | 58 | 551857.81 | 0 | 547597.428 | 600840.6708 | 680685.774 | -4260.382 | 48982.8608 | 128827.964 | 0.99228 | 1.0888 | 1.2334 | 1.0453
5293 | Lateral Hardening | Lateral Hardening-Fuse-60023529 | Laterals | 13303 | 0.22614 | 9 | 2 | 67175.49 | 0 | 65269.0597 | 73819.983 | 88072.367 | -1906.4303 | 6644.493 | 20896.877 | 0.97162 | 1.0989 | 1.3111 | 1.0438
5710 | Lateral Hardening | Lateral Hardening-Fuse-91681250 | Laterals | 13808 | 0.19848 | 11 | 6 | 120610.7 | 0 | 117828.2655 | 132701.7761 | 153749.8358 | -2782.4345 | 12091.0761 | 33139.1358 | 0.97693 | 1.1002 | 1.2748 | 1.0437
12422 | Lateral Hardening | Lateral Hardening-Fuse-93033267 | Laterals | 13696 | 0.10777 | 9 | 1 | 129981.79 | 0 | 126284.6315 | 143487.1484 | 168389.2917 | -3697.1585 | 13505.3584 | 38407.5017 | 0.97156 | 1.1039 | 1.2955 | 1.0437
1482 | Lateral Hardening | Lateral Hardening-Fuse-10030639 | Laterals | 13622 | 0.089962 | 6 | 3 | 103731.68 | 0 | 101405.6191 | 113931.3685 | 132054.4986 | -2326.0609 | 10199.6885 | 28322.8186 | 0.97758 | 1.0983 | 1.273 | 1.0433
5158 | Lateral Hardening | Lateral Hardening-Fuse-10793169 | Laterals | 13470 | 0.80549 | 45 | 63 | 705802.47 | 0 | 701593.1085 | 765285.0217 | 858377.3052 | -4209.3615 | 59482.5517 | 152574.8352 | 0.99404 | 1.0843 | 1.2162 | 1.0433
19585 | Lateral Hardening | Lateral Hardening-Fuse-92431430 | Laterals | 13391 | 0.22708 | 18 | 1 | 107800.18 | 0 | 104702.9377 | 118421.5851 | 140979.2838 | -3097.2423 | 10621.4051 | 33179.1038 | 0.97127 | 1.0985 | 1.3078 | 1.0431
1353 | Lateral Hardening | Lateral Hardening-Fuse-91558222 | Laterals | 13590 | 0.17917 | 17 | 2 | 390307.85 | 0 | 379315.4801 | 429771.8731 | 503579.9899 | -10992.3699 | 39464.0231 | 113272.1399 | 0.97184 | 1.1011 | 1.2902 | 1.0425
2006 | Lateral Hardening | Lateral Hardening-Fuse-90691155 | Laterals | 13206 | 0.18295 | 14 | 22 | 309591.09 | 0 | 301251.3016 | 341090.3522 | 396249.6931 | -8339.7884 | 31499.2622 | 86658.6031 | 0.97306 | 1.1017 | 1.2799 | 1.0424
2687 | Lateral Hardening | Lateral Hardening-Fuse-60005473 | Laterals | 13037 | 0.21231 | 4 | 170 | 50000 | 0 | 48227.6537 | 55248.1912 | 65924.8555 | -1772.3463 | 5248.1912 | 15924.8555 | 0.96455 | 1.105 | 1.3185 | 1.0421
13066 | Lateral Hardening | Lateral Hardening-Fuse-10640159 | Laterals | 13795 | 0.27235 | 10 | 1 | 253518.5 | 0 | 246940.9341 | 278747.0893 | 323702.2792 | -6577.5659 | 25228.5893 | 70183.7792 | 0.97405 | 1.0995 | 1.2768 | 1.042
14519 | Lateral Hardening | Lateral Hardening-Fuse-92517321 | Laterals | 14050 | 1.7856 | 98 |  | 662487.6 | 0 | 656829.8706 | 715196.6348 | 815422.4909 | -5657.7294 | 52709.0348 | 152934.8909 | 0.99146 | 1.0796 | 1.2308 | 1.0418
13768 | Lateral Hardening | Lateral Hardening-Fuse-92527542 | Laterals | 13219 | 0.19905 | 18 | 36 | 290440.97 | 0 | 284164.9098 | 317634.8048 | 367710.9271 | -6276.0602 | 27193.8348 | 77269.9571 | 0.97839 | 1.0936 | 1.266 | 1.0417
7021 | Lateral Hardening | Lateral Hardening-Fuse-92925536 | Laterals | 14356 | 0.080303 | 14 | 10 | 250526.75 | 0 | 242621.8117 | 275858.4447 | 325951.0565 | -7904.9383 | 25331.6947 | 75424.3065 | 0.96845 | 1.1011 | 1.3011 | 1.0415
13643 | Lateral Hardening | Lateral Hardening-Fuse-90434168 | Laterals | 13158 | 0.076705 | 8 | 13 | 97477.95 | 0 | 94529.1044 | 107359.5882 | 125228.9448 | -2948.8456 | 9881.6382 | 27750.9948 | 0.96975 | 1.1014 | 1.2847 | 1.0407
2192 | Lateral Hardening | Lateral Hardening-Fuse-92833810 | Laterals | 13112 | 0.41061 | 14 | 1 | 126958.18 | 0 | 123727.9747 | 139106.7572 | 161603.3745 | -3230.2053 | 12148.5772 | 34645.1945 | 0.97456 | 1.0957 | 1.2729 | 1.0407
4243 | Lateral Hardening | Lateral Hardening-Fuse-10408258 | Laterals | 13632 | 0.2625 | 19 | 80 | 324813.92 | 0 | 320380.3021 | 352468.5332 | 399599.1375 | -4433.6179 | 27654.6132 | 74785.2175 | 0.98635 | 1.0851 | 1.2302 | 1.0404
9404 | Lateral Hardening | Lateral Hardening-Fuse-10509573 | Laterals | 13128 | 0.057955 | 4 | 7 | 72339.69 | 0 | 70130.475 | 79641.0569 | 92882.8722 | -2209.215 | 7301.3669 | 20543.1822 | 0.96946 | 1.1009 | 1.284 | 1.0404
10101 | Lateral Hardening | Lateral Hardening-Fuse-10676251 | Laterals | 13787 | 0.35795 | 14 | 6 | 196837.79 | 0 | 194316.7448 | 213916.9034 | 239470.2364 | -2521.0452 | 17079.1134 | 42632.4464 | 0.98719 | 1.0868 | 1.2166 | 1.04
12373 | Lateral Hardening | Lateral Hardening-Fuse-10453988 | Laterals | 13130 | 0.054924 | 4 | 1 | 61548.29 | 0 | 59717.3655 | 67488.2529 | 79201.8137 | -1830.9245 | 5939.9629 | 17653.5237 | 0.97025 | 1.0965 | 1.2868 | 1.0398
2075 | Lateral Hardening | Lateral Hardening-Fuse-92609625 | Laterals | 13390 | 0.25284 | 12 | 4 | 250608.24 | 0 | 243400.5466 | 275086.6057 | 319991.2971 | -7207.6934 | 24478.3657 | 69383.0571 | 0.97124 | 1.0977 | 1.2769 | 1.0397
6561 | Lateral Hardening | Lateral Hardening-Fuse-10753401 | Laterals | 13330 | 0.46023 | 39 | 52 | 439457.7 | 0 | 427844.042 | 481803.162 | 554414.3549 | -11613.658 | 42345.462 | 114956.6549 | 0.97357 | 1.0964 | 1.2616 | 1.0392
6847 | Lateral Hardening | Lateral Hardening-Fuse-91569636 | Laterals | 13044 | 0.17216 | 18 | 39 | 201666.09 | 0 | 196232.1476 | 220704.145 | 255854.9183 | -5433.9424 | 19038.055 | 54188.8283 | 0.97305 | 1.0944 | 1.2687 | 1.039
2537 | Lateral Hardening | Lateral Hardening-Fuse-91910777 | Laterals | 13296 | 0.52917 | 30 | 6 | 352886.65 | 0 | 347303.5783 | 383401.1063 | 432054.2001 | -5583.0717 | 30514.4563 | 79167.5501 | 0.98418 | 1.0865 | 1.2243 | 1.0389
16036 | Lateral Hardening | Lateral Hardening-Fuse-91998649 | Laterals | 14031 | 0.14962 | 13 | 14 | 112619.78 | 0 | 109077.1978 | 123458.8237 | 145056.2611 | -3542.5822 | 10839.0437 | 32436.4811 | 0.96854 | 1.0962 | 1.288 | 1.0388
3767 | Lateral Hardening | Lateral Hardening-Fuse-93058684 | Laterals | 13593 | 0.16326 | 13 | 61 | 212207.63 | 0 | 207561.511 | 231568.4696 | 263940.5203 | -4646.119 | 19360.8396 | 51732.8903 | 0.97811 | 1.0912 | 1.2438 | 1.0386
19686 | Lateral Hardening | Lateral Hardening-Fuse-10745561 | Laterals | 13431 | 0.23447 | 11 | 4 | 168561.91 | 0 | 164805.912 | 184465.0469 | 208439.3113 | -3755.998 | 15903.1369 | 39877.4013 | 0.97772 | 1.0943 | 1.2366 | 1.0386
5767 | Lateral Hardening | Lateral Hardening-Fuse-10745554 | Laterals | 13431 | 0.57841 | 33 | 15 | 367971.39 | 0 | 363333.5935 | 396790.2673 | 450612.1853 | -4637.7965 | 28818.8773 | 82640.7953 | 0.9874 | 1.0783 | 1.2246 | 1.0384
1637 | Lateral Hardening | Lateral Hardening-Fuse-92414261 | Laterals | 13463 | 0.12197 | 6 | 5 | 94093.06 | 0 | 91005.2027 | 103270.9319 | 120825.786 | -3087.8573 | 9177.8719 | 26732.726 | 0.96718 | 1.0975 | 1.2841 | 1.038
10803 | Lateral Hardening | Lateral Hardening-Fuse-92321008 | Laterals | 13105 | 0.10814 | 12 | 4 | 249513.65 | 0 | 241002.1841 | 274018.0899 | 321559.9735 | -8511.4659 | 24504.4399 | 72046.3235 | 0.96589 | 1.0982 | 1.2887 | 1.0379
18247 | Lateral Hardening | Lateral Hardening-Fuse-10142935 | Laterals | 13035 | 0.16705 | 13 | 3 | 410807.9 | 0 | 395426.9233 | 451848.2928 | 534096.5929 | -15380.9767 | 41040.3928 | 123288.6929 | 0.96256 | 1.0999 | 1.3001 | 1.0375
1662 | Lateral Hardening | Lateral Hardening-Fuse-90288097 | Laterals | 13071 | 0.29621 | 25 | 161 | 239690.36 | 0 | 231976.7258 | 262801.0122 | 305981.5787 | -7713.6342 | 23110.6522 | 66291.2187 | 0.96782 | 1.0964 | 1.2766 | 1.0373
5800 | Lateral Hardening | Lateral Hardening-Fuse-60370374 | Laterals | 13799 | 0.15398 | 13 | 5 | 256235.81 | 0 | 251062.1623 | 278778.4895 | 314858.4245 | -5173.6477 | 22542.6795 | 58622.6145 | 0.97981 | 1.088 | 1.2288 | 1.0372
19280 | Lateral Hardening | Lateral Hardening-Fuse-91991443 | Laterals | 13167 | 0.06572 | 8 | 4 | 82708.78 | 0 | 79618.7532 | 90849.9026 | 107523.4216 | -3090.0268 | 8141.1226 | 24814.6416 | 0.96264 | 1.0984 | 1.3 | 1.0371
16073 | Lateral Hardening | Lateral Hardening-Fuse-10088510 | Laterals | 13175 | 0.19867 | 15 | 40 | 99754.51 | 0 | 96127.2104 | 109409.7249 | 129444.9292 | -3627.2996 | 9655.2149 | 29690.4192 | 0.96364 | 1.0968 | 1.2976 | 1.037
1519 | Lateral Hardening | Lateral Hardening-Fuse-92442505 | Laterals | 13651 | 1.0273 | 56 | 77 | 727475.55 | 0 | 718263.1785 | 784737.6347 | 879540.7939 | -9212.3715 | 57262.0847 | 152065.2439 | 0.98734 | 1.0787 | 1.209 | 1.0369
4266 | Lateral Hardening | Lateral Hardening-Fuse-93233975 | Laterals | 13696 | 0.34337 | 24 | 28 | 266638.16 | 0 | 262062.9172 | 288796.4613 | 325940.7164 | -4575.2428 | 22158.3013 | 59302.5564 | 0.98284 | 1.0831 | 1.2224 | 1.0369
2555 | Lateral Hardening | Lateral Hardening-Fuse-10626998 | Laterals | 13146 | 0.29678 | 20 | 13 | 181382.17 | 0 | 175083.6776 | 198858.8289 | 233490.5924 | -6298.4924 | 17476.6589 | 52108.4224 | 0.96528 | 1.0964 | 1.2873 | 1.0368
16199 | Lateral Hardening | Lateral Hardening-Fuse-10093145 | Laterals | 13613 | 0.23163 | 18 | 25 | 186753.88 | 0 | 180984.8587 | 204410.4792 | 236913.8799 | -5769.0213 | 17656.5992 | 50159.9999 | 0.96911 | 1.0945 | 1.2686 | 1.0367
335 | Lateral Hardening | Lateral Hardening-Fuse-60211472 | Laterals | 13659 | 0.039583 | 3 | 2 | 50000 | 0 | 48388.5627 | 54693.018 | 63877.6807 | -1611.4373 | 4693.018 | 13877.6807 | 0.96777 | 1.0939 | 1.2776 | 1.0366
113 | Lateral Hardening | Lateral Hardening-Fuse-90630341 | Laterals | 14111 | 0.3733 | 22 | 87 | 565103.19 | 0 | 556112.4785 | 609367.3986 | 690159.9144 | -8990.7115 | 44264.2086 | 125056.7244 | 0.98409 | 1.0783 | 1.2213 | 1.0361
18735 | Lateral Hardening | Lateral Hardening-Fuse-60201279 | Laterals | 14124 | 0.20928 | 10 | 7 | 113647.88 | 0 | 110078.3646 | 124087.8346 | 144310.3926 | -3569.5154 | 10439.9546 | 30662.5126 | 0.96859 | 1.0919 | 1.2698 | 1.0357
11723 | Lateral Hardening | Lateral Hardening-Fuse-91805700 | Laterals | 13329 | 0.19697 | 14 | 15 | 199289.35 | 0 | 191995.9254 | 218610.4628 | 256127.2308 | -7293.4246 | 19321.1128 | 56837.8808 | 0.9634 | 1.097 | 1.2852 | 1.0356
11540 | Lateral Hardening | Lateral Hardening-Fuse-10747889 | Laterals | 14021 | 0.68163 | 43 | 27 | 467070.18 | 0 | 461029.8903 | 501723.1769 | 565027.0488 | -6040.2897 | 34652.9969 | 97956.8688 | 0.98707 | 1.0742 | 1.2097 | 1.0355
16079 | Lateral Hardening | Lateral Hardening-Fuse-10497403 | Laterals | 13502 | 0.32992 | 20 | 2 | 203700.76 | 0 | 200625.7336 | 219819.689 | 245893.3392 | -3075.0264 | 16118.929 | 42192.5792 | 0.9849 | 1.0791 | 1.2071 | 1.0354
4379 | Lateral Hardening | Lateral Hardening-Fuse-92015827 | Laterals | 13772 | 0.40322 | 22 | 4 | 232572.23 | 0 | 227992.6846 | 251794.1694 | 282970.6601 | -4579.5454 | 19221.9394 | 50398.4301 | 0.98031 | 1.0826 | 1.2167 | 1.0347
15823 | Lateral Hardening | Lateral Hardening-Fuse-92073930 | Laterals | 13017 | 0.14356 | 7 | 27 | 162976.1 | 0 | 156843.3518 | 178700.2694 | 208917.3335 | -6132.7482 | 15724.1694 | 45941.2335 | 0.96237 | 1.0965 | 1.2819 | 1.0346
4947 | Lateral Hardening | Lateral Hardening-Fuse-10704131 | Laterals | 13962 | 0.39811 | 17 | 2 | 215837.1 | 0 | 212371.7173 | 232638.1064 | 260554.6317 | -3465.3827 | 16801.0064 | 44717.5317 | 0.98394 | 1.0778 | 1.2072 | 1.0344
9896 | Lateral Hardening | Lateral Hardening-Fuse-10503464 | Laterals | 13576 | 0.22917 | 14 | 20 | 301641.65 | 0 | 294178.3401 | 328024.952 | 370850.1063 | -7463.3099 | 26383.302 | 69208.4563 | 0.97526 | 1.0875 | 1.2294 | 1.0343
4354 | Lateral Hardening | Lateral Hardening-Fuse-92445707 | Laterals | 13391 | 0.29621 | 19 | 7 | 301282.33 | 0 | 296689.0136 | 323159.3028 | 365656.1502 | -4593.3164 | 21876.9728 | 64373.8202 | 0.98475 | 1.0726 | 1.2137 | 1.034
5421 | Lateral Hardening | Lateral Hardening-Fuse-91016869 | Laterals | 13046 | 0.10947 | 11 | 23 | 179514.22 | 0 | 174231.0339 | 195636.6289 | 223338.5414 | -5283.1861 | 16122.4089 | 43824.3214 | 0.97057 | 1.0898 | 1.2441 | 1.0337
14790 | Lateral Hardening | Lateral Hardening-Fuse-91902832 | Laterals | 13103 | 0.16193 | 15 | 29 | 170159.01 | 0 | 163627.4744 | 186011.5572 | 218578.0043 | -6531.5356 | 15852.5472 | 48418.9943 | 0.96162 | 1.0932 | 1.2846 | 1.0334
5042 | Lateral Hardening | Lateral Hardening-Fuse-90286229 | Laterals | 13807 | 0.47254 | 29 | 26 | 342739.48 | 0 | 334689.9867 | 370194.6138 | 422894.4917 | -8049.4933 | 27455.1338 | 80155.0117 | 0.97651 | 1.0801 | 1.2339 | 1.0333
14995 | Lateral Hardening | Lateral Hardening-Fuse-92937569 | Laterals | 13722 | 0.37178 | 15 | 20 | 275279.24 | 0 | 269675.6824 | 295891.244 | 337859.9815 | -5603.5576 | 20612.004 | 62580.7415 | 0.97964 | 1.0749 | 1.2273 | 1.033
14148 | Lateral Hardening | Lateral Hardening-Fuse-10000923 | Laterals | 13236 | 0.55265 | 21 | 1 | 208939.22 | 0 | 204930.4948 | 224568.3982 | 254705.403 | -4008.7252 | 15629.1782 | 45766.183 | 0.98081 | 1.0748 | 1.219 | 1.0328
15580 | Lateral Hardening | Lateral Hardening-Fuse-60031829 | Laterals | 13613 | 0.23182 | 18 | 1 | 300692.92 | 0 | 292349.2732 | 326331.577 | 371907.6217 | -8343.6468 | 25638.657 | 71214.7017 | 0.97225 | 1.0853 | 1.2368 | 1.0326
7403 | Lateral Hardening | Lateral Hardening-Fuse-90670719 | Laterals | 13097 | 0.13163 | 9 | 20 | 162927.73 | 0 | 157627.6268 | 176727.6543 | 204726.1902 | -5300.1032 | 13799.9243 | 41798.4602 | 0.96747 | 1.0847 | 1.2565 | 1.0315
909 | Lateral Hardening | Lateral Hardening-Fuse-10163218 | Laterals | 13091 | 0.076705 | 12 | 24 | 216804.45 | 0 | 207974.373 | 236729.6715 | 277264.6491 | -8830.077 | 19925.2215 | 60460.1991 | 0.95927 | 1.0919 | 1.2789 | 1.031
17514 | Lateral Hardening | Lateral Hardening-Fuse-92285407 | Laterals | 13039 | 0.1928 | 13 | 1 | 251925.96 | 0 | 242389.3372 | 274594.8726 | 319088.6442 | -9536.6228 | 22668.9126 | 67162.6842 | 0.96215 | 1.09 | 1.2666 | 1.0309
11055 | Lateral Hardening | Lateral Hardening-Fuse-93323526 | Laterals | 13723 | 0.57083 | 29 | 3 | 585547.85 | 0 | 570301.9868 | 631447.8571 | 718326.654 | -15245.8632 | 45900.0071 | 132778.804 | 0.97396 | 1.0784 | 1.2268 | 1.0306
16287 | Lateral Hardening | Lateral Hardening-Fuse-60131430 | Laterals | 13835 | 0.13182 | 13 | 1 | 165476.46 | 0 | 159725.1686 | 179291.5713 | 208739.6519 | -5751.2914 | 13815.1113 | 43263.1919 | 0.96524 | 1.0835 | 1.2614 | 1.0303
3616 | Lateral Hardening | Lateral Hardening-Fuse-90378714 | Laterals | 13268 | 0.25133 | 13 | 7 | 221257.34 | 0 | 216934.9097 | 237267.4941 | 266102.3439 | -4322.4303 | 16010.1541 | 44845.0039 | 0.98046 | 1.0724 | 1.2027 | 1.0303
12433 | Lateral Hardening | Lateral Hardening-Fuse-60021892 | Laterals | 13303 | 1.2913 | 68 | 41 | 793683.61 | 0 | 781933.6563 | 846733.5614 | 942761.6075 | -11749.9537 | 53049.9514 | 149077.9975 | 0.9852 | 1.0668 | 1.1878 | 1.03
19690 | Lateral Hardening | Lateral Hardening-Fuse-91929070 | Laterals | 13947 | 0.34394 | 30 | 93 | 617827.12 | 0 | 605071.158 | 662721.5243 | 744258.8356 | -12755.962 | 44894.4043 | 126431.7156 | 0.97935 | 1.0727 | 1.2046 | 1.0299
6190 | Lateral Hardening | Lateral Hardening-Fuse-92631710 | Laterals | 13303 | 0.49621 | 24 | 5 | 225889.16 | 0 | 219850.8306 | 243984.9358 | 274989.3834 | -6038.3294 | 18095.7758 | 49100.2234 | 0.97327 | 1.0801 | 1.2174 | 1.0297
457 | Lateral Hardening | Lateral Hardening-Fuse-92862188 | Laterals | 13460 | 0.37273 | 23 | 14 | 371036.43 | 0 | 364672.7658 | 394827.3721 | 443815.0699 | -6363.6642 | 23790.9421 | 72778.6399 | 0.98285 | 1.0641 | 1.1961 | 1.0286
12189 | Lateral Hardening | Lateral Hardening-Fuse-60163369 | Laterals | 13963 | 0.4786 | 47 | 43 | 556011.74 | 0 | 531640.651 | 604031.6436 | 716713.8904 | -24371.089 | 48019.9036 | 160702.1504 | 0.95617 | 1.0864 | 1.289 | 1.0285
1926 | Lateral Hardening | Lateral Hardening-Fuse-93291319 | Laterals | 13808 | 0.71288 | 38 | 33 | 650948.78 | 0 | 640608.2593 | 693252.5571 | 770691.1177 | -10340.5207 | 42303.7771 | 119742.3377 | 0.98411 | 1.065 | 1.184 | 1.0284
2324 | Lateral Hardening | Lateral Hardening-Fuse-10433194 | Laterals | 13993 | 0.16856 | 11 | 1 | 62390.53 | 0 | 60568.9467 | 66863.0269 | 77425.1447 | -1821.5833 | 4472.4969 | 15034.6147 | 0.9708 | 1.0717 | 1.241 | 1.0281
14958 | Lateral Hardening | Lateral Hardening-Fuse-10635133 | Laterals | 13242 | 0.057955 | 5 | 1 | 50000 | 0 | 47900.6969 | 54136.6474 | 63573.1954 | -2099.3031 | 4136.6474 | 13573.1954 | 0.95801 | 1.0827 | 1.2715 | 1.0268
451 | Lateral Hardening | Lateral Hardening-Fuse-91208584 | Laterals | 13298 | 2.8619 | 86 | 5 | 705822.96 | 0 | 690783.974 | 751035.1477 | 846994.0852 | -15038.986 | 45212.1877 | 141171.1252 | 0.97869 | 1.0641 | 1.2 | 1.0264
2376 | Lateral Hardening | Lateral Hardening-Fuse-90853562 | Laterals | 13505 | 0.42557 | 32 | 10 | 328157.34 | 0 | 319718.8427 | 350054.7118 | 397455.646 | -8438.4973 | 21897.3718 | 69298.306 | 0.97429 | 1.0667 | 1.2112 | 1.0257
4511 | Lateral Hardening | Lateral Hardening-Fuse-60005005 | Laterals | 13024 | 0.38731 | 29 | 27 | 373236.18 | 0 | 363694.9887 | 397948.0203 | 452135.921 | -9541.1913 | 24711.8403 | 78899.741 | 0.97444 | 1.0662 | 1.2114 | 1.0257
13260 | Lateral Hardening | Lateral Hardening-Fuse-91272608 | Laterals | 13461 | 0.35038 | 20 | 6 | 208822 | 0 | 203144.8682 | 224032.5995 | 250551.6754 | -5677.1318 | 15210.5995 | 41729.6754 | 0.97281 | 1.0728 | 1.1998 | 1.0255
6166 | Lateral Hardening | Lateral Hardening-Fuse-10548839 | Laterals | 13690 | 0.039773 | 4 | 4 | 66889.89 | 0 | 63920.9551 | 72362.2499 | 84961.0211 | -2968.9349 | 5472.3599 | 18071.1311 | 0.95561 | 1.0818 | 1.2702 | 1.0249
10542 | Lateral Hardening | Lateral Hardening-Fuse-10745564 | Laterals | 13431 | 0.64678 | 28 | 4 | 153937.28 | 0 | 147563.1172 | 166408.0364 | 193129.3114 | -6374.1628 | 12470.7564 | 39192.0314 | 0.95859 | 1.081 | 1.2546 | 1.0249
11071 | Lateral Hardening | Lateral Hardening-Fuse-60433130 | Laterals | 13011 | 0.43807 | 24 | 19 | 286918.12 | 0 | 278866.47 | 306568.6974 | 347321.4361 | -8051.65 | 19650.5774 | 60403.3161 | 0.97194 | 1.0685 | 1.2105 | 1.0248
6255 | Lateral Hardening | Lateral Hardening-Fuse-10241042 | Laterals | 13531 | 0.33712 | 36 | 1 | 385082.04 | 0 | 369767.9308 | 416532.581 | 477912.0384 | -15314.1092 | 31450.541 | 92829.9984 | 0.96023 | 1.0817 | 1.2411 | 1.0247
19493 | Lateral Hardening | Lateral Hardening-Fuse-10420555 | Laterals | 13825 | 0.10814 | 9 | 20 | 149611.07 | 0 | 143516.033 | 161478.1777 | 187223.5072 | -6095.037 | 11867.1077 | 37612.4372 | 0.95926 | 1.0793 | 1.2514 | 1.0245
5202 | Lateral Hardening | Lateral Hardening-Fuse-60062698 | Laterals | 13204 | 0.10189 | 9 | 10 | 152087.87 | 0 | 146459.7062 | 163498.7325 | 188517.9981 | -5628.1638 | 11410.8625 | 36430.1281 | 0.96299 | 1.075 | 1.2395 | 1.0243
19456 | Lateral Hardening | Lateral Hardening-Fuse-10753413 | Laterals | 13330 | 0.066667 | 4 | 4 | 65203.73 | 0 | 62310.4458 | 70500.5466 | 82419.2938 | -2893.2842 | 5296.8166 | 17215.5638 | 0.95563 | 1.0812 | 1.264 | 1.0241
10895 | Lateral Hardening | Lateral Hardening-Fuse-10629044 | Laterals | 13787 | 0.45076 | 27 | 29 | 333578.06 | 0 | 322954.0612 | 356837.4128 | 407619.3303 | -10623.9988 | 23259.3528 | 74041.2703 | 0.96815 | 1.0697 | 1.222 | 1.024
15613 | Lateral Hardening | Lateral Hardening-Fuse-60006778 | Laterals | 13092 | 0.076705 | 5 | 5 | 132213.66 | 0 | 125962.2926 | 143172.0643 | 167091.3189 | -6251.3674 | 10958.4043 | 34877.6589 | 0.95272 | 1.0829 | 1.2638 | 1.0229
18581 | Lateral Hardening | Lateral Hardening-Fuse-60062700 | Laterals | 13204 | 0.11023 | 7 | 18 | 128487.18 | 0 | 122938.0143 | 138502.2896 | 160794.669 | -5549.1657 | 10015.1096 | 32307.489 | 0.95681 | 1.0779 | 1.2514 | 1.0226
12891 | Lateral Hardening | Lateral Hardening-Fuse-10313366 | Laterals | 13866 | 0.18466 | 10 | 10 | 238410.42 | 0 | 227140.9543 | 257539.6743 | 301722.046 | -11269.4657 | 19129.2543 | 63311.626 | 0.95273 | 1.0802 | 1.2656 | 1.0223
12607 | Lateral Hardening | Lateral Hardening-Fuse-92544636 | Laterals | 13254 | 0.24527 | 19 | 12 | 260258.23 | 0 | 247315.3673 | 280999.4111 | 333544.4592 | -12942.8627 | 20741.1811 | 73286.2292 | 0.95027 | 1.0797 | 1.2816 | 1.0222
2728 | Lateral Hardening | Lateral Hardening-Fuse-10807587 | Laterals | 13020 | 0.38655 | 30 | 43 | 342231.59 | 0 | 331123.3697 | 364721.9202 | 416386.0753 | -11108.2203 | 22490.3302 | 74154.4853 | 0.96754 | 1.0657 | 1.2167 | 1.0219
9205 | Lateral Hardening | Lateral Hardening-Fuse-90313370 | Laterals | 13001 | 0.68163 | 46 | 103 | 731010.17 | 0 | 710656.9139 | 777376.6549 | 865305.4356 | -20353.2561 | 46366.4849 | 134295.2656 | 0.97216 | 1.0634 | 1.1837 | 1.0207
16082 | Lateral Hardening | Lateral Hardening-Fuse-10537296 | Laterals | 13117 | 0.089583 | 11 | 16 | 213736.43 | 0 | 203038.5013 | 230969.8711 | 270423.8704 | -10697.9287 | 17233.4411 | 56687.4404 | 0.94995 | 1.0806 | 1.2652 | 1.0207
3626 | Lateral Hardening | Lateral Hardening-Fuse-10064510 | Laterals | 13405 | 0.27102 | 15 | 4 | 119287.8 | 0 | 113495.1638 | 128456.219 | 150879.307 | -5792.6362 | 9168.419 | 31591.507 | 0.95144 | 1.0769 | 1.2648 | 1.0204
4225 | Lateral Hardening | Lateral Hardening-Fuse-10123804 | Laterals | 13060 | 0.2358 | 16 | 99 | 215019.3 | 0 | 203684.116 | 232455.7276 | 274295.7258 | -11335.184 | 17436.4276 | 59276.4258 | 0.94728 | 1.0811 | 1.2757 | 1.0203
267 | Lateral Hardening | Lateral Hardening-Fuse-91421327 | Laterals | 13124 | 0.10057 | 14 | 1 | 242060.78 | 0 | 230129.4714 | 260591.114 | 303719.1691 | -11931.3086 | 18530.334 | 61658.3891 | 0.95071 | 1.0766 | 1.2547 | 1.0189
9837 | Lateral Hardening | Lateral Hardening-Fuse-60037170 | Laterals | 13163 | 0.20398 | 13 | 55 | 166252.14 | 0 | 157895.2478 | 179377.4579 | 207917.7469 | -8356.8922 | 13125.3179 | 41665.6069 | 0.94973 | 1.0789 | 1.2506 | 1.0186
2515 | Lateral Hardening | Lateral Hardening-Fuse-91534075 | Laterals | 13365 | 0.24754 | 20 | 194 | 391441.97 | 0 | 369832.5958 | 420855.5623 | 502853.4381 | -21609.3742 | 29413.5923 | 111411.4681 | 0.9448 | 1.0751 | 1.2846 | 1.0179
4794 | Lateral Hardening | Lateral Hardening-Fuse-91840145 | Laterals | 14355 | 0.047917 | 1 | 162 | 50000 | 0 | 47230.7652 | 53816.4578 | 63574.303 | -2769.2348 | 3816.4578 | 13574.303 | 0.94462 | 1.0763 | 1.2715 | 1.0168
12845 | Lateral Hardening | Lateral Hardening-Fuse-60016353 | Laterals | 13049 | 0.074621 | 9 | 9 | 156582.56 | 0 | 148134.9198 | 168588.1615 | 197543.945 | -8447.6402 | 12005.6015 | 40961.385 | 0.94605 | 1.0767 | 1.2616 | 1.0168
3547 | Lateral Hardening | Lateral Hardening-Fuse-10457733 | Laterals | 13229 | 0.11345 | 9 | 10 | 132684.76 | 0 | 126207.4937 | 142157.9487 | 164749.5022 | -6477.2663 | 9473.1887 | 32064.7422 | 0.95118 | 1.0714 | 1.2417 | 1.0163
14565 | Lateral Hardening | Lateral Hardening-Fuse-92861226 | Laterals | 13117 | 0.30833 | 17 | 0 | 50000 | 0 | 47754.8237 | 53183.7918 | 61699.717 | -2245.1763 | 3183.7918 | 11699.717 | 0.9551 | 1.0637 | 1.234 | 1.0156
16181 | Lateral Hardening | Lateral Hardening-Fuse-92866355 | Laterals | 14041 | 0.27159 | 16 | 77 | 477169.08 | 0 | 459982.611 | 505165.9819 | 566680.1176 | -17186.469 | 27996.9019 | 89511.0376 | 0.96398 | 1.0587 | 1.1876 | 1.0148
14728 | Lateral Hardening | Lateral Hardening-Fuse-92839078 | Laterals | 13910 | 0.058902 | 4 | 1 | 57732.41 | 0 | 54806.0815 | 61732.4065 | 71751.6528 | -2926.3285 | 3999.9965 | 14019.2428 | 0.94931 | 1.0693 | 1.2428 | 1.0147
18418 | Lateral Hardening | Lateral Hardening-Fuse-92314306 | Laterals | 13030 | 0.36913 | 24 | 45 | 540136.51 | 0 | 519515.4271 | 573576.2003 | 641787.7118 | -20621.0829 | 33439.6903 | 101651.2018 | 0.96182 | 1.0619 | 1.1882 | 1.0145
14589 | Lateral Hardening | Lateral Hardening-Fuse-92831398 | Laterals | 13390 | 0.20663 | 12 | 12 | 153440.77 | 0 | 145899.1671 | 163755.073 | 189900.1502 | -7541.6029 | 10314.303 | 36459.3802 | 0.95085 | 1.0672 | 1.2376 | 1.0144
14997 | Lateral Hardening | Lateral Hardening-Fuse-91759265 | Laterals | 14274 | 0.54886 | 28 | 5 | 278138.13 | 0 | 268167.7309 | 292956.9575 | 332290.2385 | -9970.3991 | 14818.8275 | 54152.1085 | 0.96415 | 1.0533 | 1.1947 | 1.0139
4196 | Lateral Hardening | Lateral Hardening-Fuse-91019418 | Laterals | 13624 | 0.19223 | 15 | 7 | 217363.82 | 0 | 208712.4926 | 230414.4657 | 259115.281 | -8651.3274 | 13050.6457 | 41751.461 | 0.9602 | 1.06 | 1.1921 | 1.0133
17488 | Lateral Hardening | Lateral Hardening-Fuse-93059592 | Laterals | 13112 | 1.121 | 113 | 161 | 1750614.82 | 0 | 1694047.2626 | 1842607.9191 | 2046399.167 | -56567.5574 | 91993.0991 | 295784.347 | 0.96769 | 1.0525 | 1.169 | 1.0133
13975 | Lateral Hardening | Lateral Hardening-Fuse-10847292 | Laterals | 13707 | 0.1178 | 11 | 2 | 354080.87 | 0 | 338128.3572 | 376807.8238 | 427736.2372 | -15952.5128 | 22726.9538 | 73655.3672 | 0.95495 | 1.0642 | 1.208 | 1.013
5907 | Lateral Hardening | Lateral Hardening-Fuse-10567793 | Laterals | 13279 | 0.29583 | 25 | 34 | 370570.81 | 0 | 351434.2659 | 395329.6611 | 458671.8352 | -19136.5441 | 24758.8511 | 88101.0252 | 0.94836 | 1.0668 | 1.2377 | 1.0128
10690 | Lateral Hardening | Lateral Hardening-Fuse-10795764 | Laterals | 13695 | 0.20814 | 14 | 5 | 153566.69 | 0 | 145995.3398 | 163611.5377 | 188537.3865 | -7571.3502 | 10044.8477 | 34970.6965 | 0.9507 | 1.0654 | 1.2277 | 1.0128
17124 | Lateral Hardening | Lateral Hardening-Fuse-92257349 | Laterals | 13227 | 0.14053 | 13 | 8 | 167088.83 | 0 | 159132.5809 | 178053.5317 | 203253.2839 | -7956.2491 | 10964.7017 | 36164.4539 | 0.95238 | 1.0656 | 1.2164 | 1.0128
8545 | Lateral Hardening | Lateral Hardening-Fuse-10676258 | Laterals | 13787 | 0.50398 | 16 |  | 86336.07 | 0 | 82481.6496 | 91139.3976 | 105676.4595 | -3854.4204 | 4803.3276 | 19340.3895 | 0.95536 | 1.0556 | 1.224 | 1.0123
7260 | Lateral Hardening | Lateral Hardening-Fuse-10158935 | Laterals | 13164 | 0.30152 | 25 | 53 | 345971.3 | 0 | 328118.2177 | 369010.7519 | 426017.3805 | -17853.0823 | 23039.4519 | 80046.0805 | 0.9484 | 1.0666 | 1.2314 | 1.0122
15459 | Lateral Hardening | Lateral Hardening-Fuse-10754745 | Laterals | 14306 | 0.28314 | 10 | 5 | 180467.09 | 0 | 172659.6625 | 191760.8577 | 214933.1768 | -7807.4275 | 11293.7677 | 34466.0868 | 0.95674 | 1.0626 | 1.191 | 1.0119
3963 | Lateral Hardening | Lateral Hardening-Fuse-10173522 | Laterals | 13191 | 0.34867 | 34 | 4 | 711101.09 | 0 | 672534.4264 | 757972.8561 | 880554.1969 | -38566.6636 | 46871.7661 | 169453.1069 | 0.94576 | 1.0659 | 1.2383 | 1.0111
7743 | Lateral Hardening | Lateral Hardening-Fuse-10696423 | Laterals | 13961 | 0.76856 | 48 | 34 | 652745.11 | 0 | 626256.7787 | 689419.2372 | 773409.7095 | -26488.3313 | 36674.1272 | 120664.5995 | 0.95942 | 1.0562 | 1.1849 | 1.011
2308 | Lateral Hardening | Lateral Hardening-Fuse-90644189 | Laterals | 13405 | 0.56458 | 30 | 33 | 335686.48 | 0 | 317352.301 | 358334.9813 | 412920.8309 | -18334.179 | 22648.5013 | 77234.3509 | 0.94538 | 1.0675 | 1.2301 | 1.0105
16637 | Lateral Hardening | Lateral Hardening-Fuse-10635140 | Laterals | 13242 | 0.15019 | 12 | 20 | 160031.57 | 0 | 151574.0004 | 169907.5748 | 197533.5989 | -8457.5696 | 9876.0048 | 37502.0289 | 0.94715 | 1.0617 | 1.2343 | 1.0102
12193 | Lateral Hardening | Lateral Hardening-Fuse-60436317 | Laterals | 13808 | 0.12424 | 6 | 5 | 158383.87 | 0 | 151398.6141 | 167735.5091 | 188151.4332 | -6985.2559 | 9351.6391 | 29767.5632 | 0.9559 | 1.059 | 1.1879 | 1.01
12865 | Lateral Hardening | Lateral Hardening-Fuse-10277741 | Laterals | 13669 | 0.22311 | 12 | 16 | 62993.65 | 0 | 60118.3148 | 66474.1545 | 76036.3058 | -2875.3352 | 3480.5045 | 13042.6558 | 0.95436 | 1.0553 | 1.207 | 1.0099
17927 | Lateral Hardening | Lateral Hardening-Fuse-10590611 | Laterals | 13579 | 0.15095 | 10 | 75 | 100438.25 | 0 | 93991.465 | 107017.2091 | 128701.6789 | -6446.785 | 6578.9591 | 28263.4289 | 0.93581 | 1.0655 | 1.2814 | 1.0093
18600 | Lateral Hardening | Lateral Hardening-Fuse-90112417 | Laterals | 13896 | 0.13068 | 10 | 4 | 147129.03 | 0 | 138551.1513 | 156989.6813 | 181846.6716 | -8577.8787 | 9860.6513 | 34717.6416 | 0.9417 | 1.067 | 1.236 | 1.0087
17034 | Lateral Hardening | Lateral Hardening-Fuse-60028982 | Laterals | 13088 | 0.31231 | 30 | 29 | 387864.76 | 0 | 370526.9251 | 409239.9696 | 460618.0834 | -17337.8349 | 21375.2096 | 72753.3234 | 0.9553 | 1.0551 | 1.1876 | 1.0085
7970 | Lateral Hardening | Lateral Hardening-Fuse-10127399 | Laterals | 13077 | 0.59943 | 60 | 4 | 1246937.3 | 0 | 1198206.7112 | 1305953.923 | 1461804.068 | -48730.5888 | 59016.623 | 214866.768 | 0.96092 | 1.0473 | 1.1723 | 1.008
8708 | Lateral Hardening | Lateral Hardening-Fuse-92620375 | Laterals | 13091 | 0.22765 | 23 | 69 | 676751.35 | 0 | 637500.9805 | 717138.3303 | 842963.1746 | -39250.3695 | 40386.9803 | 166211.8246 | 0.942 | 1.0597 | 1.2456 | 1.0077
13015 | Lateral Hardening | Lateral Hardening-Fuse-60622336 | Laterals | 14341 | 1.7919 | 69 | 0 | 587774.83 | 0 | 571729.7225 | 608177.6082 | 666450.3115 | -16045.1075 | 20402.7782 | 78675.4815 | 0.9727 | 1.0347 | 1.1339 | 1.0074
13223 | Lateral Hardening | Lateral Hardening-Fuse-60117811 | Laterals | 13750 | 0.28864 | 27 | 3 | 552309.21 | 0 | 527017.5379 | 582911.6295 | 653038.9273 | -25291.6721 | 30602.4195 | 100729.7173 | 0.95421 | 1.0554 | 1.1824 | 1.0074
4134 | Lateral Hardening | Lateral Hardening-Fuse-91001566 | Laterals | 13091 | 0.082197 | 9 | 19 | 153667.66 | 0 | 144286.9809 | 163415.6789 | 191908.9028 | -9380.6791 | 9748.0189 | 38241.2428 | 0.93895 | 1.0634 | 1.2489 | 1.0073
19574 | Lateral Hardening | Lateral Hardening-Fuse-90334678 | Laterals | 13127 | 0.22519 | 11 | 100 | 50000 | 0 | 46207.4167 | 53455.7444 | 65828.1131 | -3792.5833 | 3455.7444 | 15828.1131 | 0.92415 | 1.0691 | 1.3166 | 1.0069
15017 | Lateral Hardening | Lateral Hardening-Fuse-10793113 | Laterals | 13659 | 0.0085227 | 3 | 111 | 50000 | 0 | 46752.1932 | 53283.6558 | 63052.4171 | -3247.8068 | 3283.6558 | 13052.4171 | 0.93504 | 1.0657 | 1.261 | 1.0068
2273 | Lateral Hardening | Lateral Hardening-Fuse-93333740 | Laterals | 13213 | 0.14034 | 8 | 3 | 123140.94 | 0 | 115424.4251 | 131180.4267 | 153549.5975 | -7716.5149 | 8039.4867 | 30408.6575 | 0.93734 | 1.0653 | 1.2469 | 1.0067
83 | Lateral Hardening | Lateral Hardening-Fuse-60238490 | Laterals | 13582 | 0.037879 | 4 | 3 | 63319.93 | 0 | 59410.5271 | 67213.0457 | 78830.242 | -3909.4029 | 3893.1157 | 15510.312 | 0.93826 | 1.0615 | 1.245 | 1.0059
3440 | Lateral Hardening | Lateral Hardening-Fuse-92014756 | Laterals | 13377 | 0.18314 | 26 | 28 | 443205.7 | 0 | 417966.1225 | 469866.9377 | 540413.7396 | -25239.5775 | 26661.2377 | 97208.0396 | 0.94305 | 1.0602 | 1.2193 | 1.0058
15088 | Lateral Hardening | Lateral Hardening-Fuse-92013387 | Laterals | 13808 | 0.75 | 27 | 4 | 289906.65 | 0 | 272997.1779 | 307784.3455 | 353469.0369 | -16909.4721 | 17877.6955 | 63562.3869 | 0.94167 | 1.0617 | 1.2193 | 1.0054
8632 | Lateral Hardening | Lateral Hardening-Fuse-92594247 | Laterals | 13303 | 0.32235 | 17 | 26 | 365118.98 | 0 | 342476.9615 | 387163.1133 | 450755.3685 | -22642.0185 | 22044.1333 | 85636.3885 | 0.93799 | 1.0604 | 1.2345 | 1.0044
1176 | Lateral Hardening | Lateral Hardening-Fuse-90029893 | Laterals | 13769 | 2.4025 | 92 | 3 | 794356.73 | 0 | 760920.2053 | 826093.6413 | 931352.2281 | -33436.5247 | 31736.9113 | 136995.4981 | 0.95791 | 1.04 | 1.1725 | 1.004
1435 | Lateral Hardening | Lateral Hardening-Fuse-10375152 | Laterals | 13176 | 0.90663 | 74 | 112 | 1055957.75 | 0 | 1012628.1182 | 1102239.4666 | 1218896.2106 | -43329.6318 | 46281.7166 | 162938.4606 | 0.95897 | 1.0438 | 1.1543 | 1.004
1311 | Lateral Hardening | Lateral Hardening-Fuse-10679413 | Laterals | 13807 | 0.48504 | 26 | 27 | 447395.47 | 0 | 426321.375 | 468555.0685 | 528010.2782 | -21074.095 | 21159.5985 | 80614.8082 | 0.9529 | 1.0473 | 1.1802 | 1.0039
13887 | Lateral Hardening | Lateral Hardening-Fuse-10573774 | Laterals | 13443 | 0.41875 | 18 | 0 | 122021.37 | 0 | 116403.3045 | 127234.3833 | 144822.3944 | -5618.0655 | 5213.0133 | 22801.0244 | 0.95396 | 1.0427 | 1.1869 | 1.0039
19164 | Lateral Hardening | Lateral Hardening-Fuse-10612109 | Laterals | 13927 | 0.25473 | 14 | 16 | 300693.35 | 0 | 284492.9499 | 317360.9552 | 359458.0014 | -16200.4001 | 16667.6052 | 58764.6514 | 0.94612 | 1.0554 | 1.1954 | 1.0038
5502 | Lateral Hardening | Lateral Hardening-Fuse-90285061 | Laterals | 13147 | 0.13598 | 8 | 2 | 104135.18 | 0 | 97936.8232 | 110106.02 | 127342.3029 | -6198.3568 | 5970.84 | 23207.1229 | 0.94048 | 1.0573 | 1.2229 | 1.0038
933 | Lateral Hardening | Lateral Hardening-Fuse-10652521 | Laterals | 13967 | 0.37311 | 25 | 151 | 351080.99 | 0 | 332563.7392 | 371255.0984 | 414664.8267 | -18517.2508 | 20174.1084 | 63583.8367 | 0.94726 | 1.0575 | 1.1811 | 1.0037
4883 | Lateral Hardening | Lateral Hardening-Fuse-92035691 | Laterals | 13442 | 0.28485 | 13 | 3 | 201894.72 | 0 | 193061.6434 | 210849.7273 | 235487.8094 | -8833.0766 | 8955.0073 | 33593.0894 | 0.95625 | 1.0444 | 1.1664 | 1.0037
7924 | Lateral Hardening | Lateral Hardening-Fuse-10497398 | Laterals | 13502 | 0.050947 | 5 | 28 | 52107.31 | 0 | 48633.3006 | 55372.1852 | 64568.3319 | -3474.0094 | 3264.8752 | 12461.0219 | 0.93333 | 1.0627 | 1.2391 | 1.0027
9537 | Lateral Hardening | Lateral Hardening-Fuse-10737663 | Laterals | 13489 | 0.35341 | 21 | 9 | 312680.34 | 0 | 296356.876 | 328843.8713 | 370451.1325 | -16323.464 | 16163.5313 | 57770.7925 | 0.9478 | 1.0517 | 1.1848 | 1.0027
9211 | Lateral Hardening | Lateral Hardening-Fuse-10686046 | Laterals | 13808 | 0.11989 | 6 | 3 | 101779.92 | 0 | 95633.4407 | 107225.2427 | 124684.6448 | -6146.4793 | 5445.3227 | 22904.7248 | 0.93961 | 1.0535 | 1.225 | 1.0023
12788 | Lateral Hardening | Lateral Hardening-Fuse-91767729 | Laterals | 13185 | 0.25833 | 20 | 19 | 244402.36 | 0 | 232392.9764 | 255140.9306 | 287763.6695 | -12009.3836 | 10738.5706 | 43361.3095 | 0.95086 | 1.0439 | 1.1774 | 1.0014
2625 | Lateral Hardening | Lateral Hardening-Fuse-93052665 | Laterals | 13593 | 0.49015 | 40 | 138 | 514805.24 | 0 | 483261.6098 | 543141.4002 | 625762.2222 | -31543.6302 | 28336.1602 | 110956.9822 | 0.93873 | 1.055 | 1.2155 | 1.0013
2762 | Lateral Hardening | Lateral Hardening-Fuse-91933942 | Laterals | 13024 | 0.22424 | 22 | 19 | 245499.16 | 0 | 232994.3052 | 256438.5657 | 289047.2457 | -12504.8548 | 10939.4057 | 43548.0857 | 0.94906 | 1.0446 | 1.1774 | 1.0005
10036 | Lateral Hardening | Lateral Hardening-Fuse-91995254 | Laterals | 13419 | 0.092992 | 10 | 16 | 154564.84 | 0 | 143901.0484 | 163639.4415 | 192073.2354 | -10663.7916 | 9074.6015 | 37508.3954 | 0.93101 | 1.0587 | 1.2427 | 1.0005
7338 | Lateral Hardening | Lateral Hardening-Fuse-10000787 | Laterals | 13236 | 0.85455 | 46 | 12 | 600111.23 | 0 | 569320.347 | 625081.3951 | 710920.748 | -30790.883 | 24970.1651 | 110809.518 | 0.94869 | 1.0416 | 1.1846 | 1.0002
11567 | Lateral Hardening | Lateral Hardening-Fuse-91868734 | Laterals | 13924 | 0.87519 | 46 | 6 | 402530.69 | 0 | 380997.1854 | 419695.071 | 478307.3913 | -21533.5046 | 17164.381 | 75776.7013 | 0.9465 | 1.0426 | 1.1883 | 0.99952
12349 | Lateral Hardening | Lateral Hardening-Fuse-10635137 | Laterals | 13242 | 0.32955 | 18 | 11 | 231687.96 | 0 | 219657.6646 | 242000.3901 | 271346.8821 | -12030.2954 | 10312.4301 | 39658.9221 | 0.94808 | 1.0445 | 1.1712 | 0.99932
12194 | Lateral Hardening | Lateral Hardening-Fuse-10396295 | Laterals | 13590 | 0.1928 | 15 | 20 | 276361.04 | 0 | 261869.4019 | 288013.5169 | 325218.8768 | -14491.6381 | 11652.4769 | 48857.8368 | 0.94756 | 1.0422 | 1.1768 | 0.99887
13973 | Lateral Hardening | Lateral Hardening-Fuse-10730231 | Laterals | 13488 | 0.091477 | 8 | 126 | 103348.92 | 0 | 95522.3394 | 109534.2292 | 130413.1466 | -7826.5806 | 6185.3092 | 27064.2266 | 0.92427 | 1.0598 | 1.2619 | 0.9987
18990 | Lateral Hardening | Lateral Hardening-Fuse-92861888 | Laterals | 13460 | 0.66837 | 39 | 17 | 480580.43 | 0 | 458068.9461 | 497159.9793 | 559095.6102 | -22511.4839 | 16579.5493 | 78515.1802 | 0.95316 | 1.0345 | 1.1634 | 0.99858
11456 | Lateral Hardening | Lateral Hardening-Fuse-10868106 | Laterals | 13798 | 0.19299 | 12 | 1 | 64420.99 | 0 | 60737.1766 | 67024.558 | 77733.5252 | -3683.8134 | 2603.568 | 13312.5352 | 0.94282 | 1.0404 | 1.2066 | 0.99848
19472 | Lateral Hardening | Lateral Hardening-Fuse-92624893 | Laterals | 13303 | 0.25284 | 17 | 5 | 249606.51 | 0 | 237160.0381 | 258842.9988 | 292487.5197 | -12446.4719 | 9236.4888 | 42881.0097 | 0.95014 | 1.037 | 1.1718 | 0.99836
8418 | Lateral Hardening | Lateral Hardening-Fuse-10612047 | Laterals | 13927 | 0.081061 | 6 | 2 | 65892.53 | 0 | 61360.6812 | 69329.939 | 81670.1416 | -4531.8488 | 3437.409 | 15777.6116 | 0.93122 | 1.0522 | 1.2394 | 0.99833
12342 | Lateral Hardening | Lateral Hardening-Fuse-90043897 | Laterals | 13031 | 0.47936 | 19 | 1 | 88219.87 | 0 | 81980.8824 | 92792.875 | 110425.4409 | -6238.9876 | 4573.005 | 22205.5709 | 0.92928 | 1.0518 | 1.2517 | 0.99829
18843 | Lateral Hardening | Lateral Hardening-Fuse-91568022 | Laterals | 13044 | 0.059659 | 6 | 6 | 76411.35 | 0 | 71074.8647 | 80568.2645 | 94462.6601 | -5336.4853 | 4156.9145 | 18051.3101 | 0.93016 | 1.0544 | 1.2362 | 0.99804
13095 | Lateral Hardening | Lateral Hardening-Fuse-10570251 | Laterals | 13373 | 0.32235 | 24 | 56 | 420852.23 | 0 | 397392.9656 | 440237.5942 | 494696.5995 | -23459.2644 | 19385.3642 | 73844.3695 | 0.94426 | 1.0461 | 1.1755 | 0.99792
7828 | Lateral Hardening | Lateral Hardening-Fuse-90744982 | Laterals | 13034 | 0.052273 | 4 | 5 | 71867.49 | 0 | 66755.5456 | 75964.8738 | 88629.5041 | -5111.9444 | 4097.3838 | 16762.0141 | 0.92887 | 1.057 | 1.2332 | 0.99775
3331 | Lateral Hardening | Lateral Hardening-Fuse-91305807 | Laterals | 13053 | 0.3178 | 29 | 93 | 499074.47 | 0 | 472286.5259 | 520373.153 | 583690.4223 | -26787.9441 | 21298.683 | 84615.9523 | 0.94632 | 1.0427 | 1.1695 | 0.99755
6480 | Lateral Hardening | Lateral Hardening-Fuse-10091379 | Laterals | 13279 | 0.092424 | 11 | 13 | 138797.62 | 0 | 129595.7614 | 145858.55 | 169186.0645 | -9201.8586 | 7060.93 | 30388.4445 | 0.9337 | 1.0509 | 1.2189 | 0.99738
1325 | Lateral Hardening | Lateral Hardening-Fuse-90527117 | Laterals | 13199 | 0.12633 | 11 | 69 | 225367.01 | 0 | 208540.9988 | 237730.7167 | 280749.2452 | -16826.0112 | 12363.7067 | 55382.2352 | 0.92534 | 1.0549 | 1.2457 | 0.99624
8590 | Lateral Hardening | Lateral Hardening-Fuse-91575780 | Laterals | 13044 | 0.05 | 5 | 6 | 111691.86 | 0 | 103541.0355 | 117826.5887 | 137351.2715 | -8150.8245 | 6134.7287 | 25659.4115 | 0.92702 | 1.0549 | 1.2297 | 0.99567
1115 | Lateral Hardening | Lateral Hardening-Fuse-92826972 | Laterals | 13159 | 0.24886 | 26 | 37 | 363754.65 | 0 | 343161.711 | 377320.3797 | 429972.7803 | -20592.939 | 13565.7297 | 66218.1303 | 0.94339 | 1.0373 | 1.182 | 0.99542
9280 | Lateral Hardening | Lateral Hardening-Fuse-10745569 | Laterals | 13431 | 0.29261 | 12 | 3 | 121082.16 | 0 | 112809.5821 | 126895.9319 | 147471.8681 | -8272.5779 | 5813.7719 | 26389.7081 | 0.93168 | 1.048 | 1.2179 | 0.99521
7473 | Lateral Hardening | Lateral Hardening-Fuse-92007232 | Laterals | 13479 | 0.37083 | 22 | 3 | 211521.07 | 0 | 198584.4954 | 221012.5771 | 250260.0235 | -12936.5746 | 9491.5071 | 38738.9535 | 0.93884 | 1.0449 | 1.1831 | 0.99508
16787 | Lateral Hardening | Lateral Hardening-Fuse-10650546 | Laterals | 13391 | 0.3517 | 20 | 14 | 305676.45 | 0 | 288318.7891 | 316670.2992 | 361286.738 | -17357.6609 | 10993.8492 | 55610.288 | 0.94322 | 1.036 | 1.1819 | 0.99491
7906 | Lateral Hardening | Lateral Hardening-Fuse-91980449 | Laterals | 13479 | 0.014583 | 4 | 22 | 50000 | 0 | 46276.664 | 52725.2507 | 61607.0071 | -3723.336 | 2725.2507 | 11607.0071 | 0.92553 | 1.0545 | 1.2321 | 0.99489
7673 | Lateral Hardening | Lateral Hardening-Fuse-90198337 | Laterals | 13219 | 0.2464 | 22 | 34 | 330138.5 | 0 | 308667.301 | 345593.2996 | 395707.986 | -21471.199 | 15454.7996 | 65569.486 | 0.93496 | 1.0468 | 1.1986 | 0.99488
15791 | Lateral Hardening | Lateral Hardening-Fuse-10240470 | Laterals | 13530 | 0.35114 | 26 | 60 | 512043.54 | 0 | 482254.1676 | 532429.782 | 600634.0632 | -29789.3724 | 20386.242 | 88590.5232 | 0.94182 | 1.0398 | 1.173 | 0.99434
16432 | Lateral Hardening | Lateral Hardening-Fuse-92319771 | Laterals | 13740 | 0.67235 | 55 | 71 | 798428.11 | 0 | 758899.674 | 823954.2002 | 913164.3413 | -39528.436 | 25526.0902 | 114736.2313 | 0.95049 | 1.032 | 1.1437 | 0.99426
15244 | Lateral Hardening | Lateral Hardening-Fuse-10442370 | Laterals | 13948 | 0.07803 | 10 | 1 | 60911.89 | 0 | 56519.2129 | 63793.1111 | 75066.5512 | -4392.6771 | 2881.2211 | 14154.6612 | 0.92788 | 1.0473 | 1.2324 | 0.99416
18974 | Lateral Hardening | Lateral Hardening-Fuse-10216484 | Laterals | 13492 | 0.22443 | 22 | 42 | 213870.33 | 0 | 198799.037 | 224474.674 | 259866.6064 | -15071.293 | 10604.344 | 45996.2764 | 0.92953 | 1.0496 | 1.2151 | 0.9941
2527 | Lateral Hardening | Lateral Hardening-Fuse-10483818 | Laterals | 14012 | 0.20473 | 13 | 6 | 166090.73 | 0 | 153527.3304 | 174372.8115 | 206353.2405 | -12563.3996 | 8282.0815 | 40262.5105 | 0.92436 | 1.0499 | 1.2424 | 0.99382
9011 | Lateral Hardening | Lateral Hardening-Fuse-92675933 | Laterals | 13805 | 0.2 | 11 | 2 | 68933.37 | 0 | 63725.3631 | 72376.1688 | 85378.1558 | -5208.0069 | 3442.7988 | 16444.7858 | 0.92445 | 1.0499 | 1.2386 | 0.99351
11271 | Lateral Hardening | Lateral Hardening-Fuse-91872181 | Laterals | 13947 | 0.36174 | 37 | 73 | 502726.15 | 0 | 476327.9227 | 518011.3572 | 581820.054 | -26398.2273 | 15285.2072 | 79093.904 | 0.94749 | 1.0304 | 1.1573 | 0.99335
8214 | Lateral Hardening | Lateral Hardening-Fuse-90525976 | Laterals | 13162 | 0.38087 | 28 | 41 | 522227.12 | 0 | 492591.5878 | 539685.0126 | 610329.9459 | -29635.5322 | 17457.8926 | 88102.8259 | 0.94325 | 1.0334 | 1.1687 | 0.99285
8427 | Lateral Hardening | Lateral Hardening-Fuse-10075222 | Laterals | 13656 | 0.54015 | 28 | 15 | 432315.16 | 0 | 410430.2931 | 443562.3984 | 498310.3676 | -21884.8669 | 11247.2384 | 65995.2076 | 0.94938 | 1.026 | 1.1527 | 0.9927
9243 | Lateral Hardening | Lateral Hardening-Fuse-91011796 | Laterals | 13146 | 0.74848 | 49 | 27 | 734464.7 | 0 | 696684.3749 | 755470.5299 | 844334.6226 | -37780.3251 | 21005.8299 | 109869.9226 | 0.94856 | 1.0286 | 1.1496 | 0.99268
17642 | Lateral Hardening | Lateral Hardening-Fuse-10167786 | Laterals | 13206 | 0.12443 | 12 | 45 | 177540.93 | 0 | 164900.9503 | 185708.6078 | 215760.7134 | -12639.9797 | 8167.6778 | 38219.7834 | 0.92881 | 1.046 | 1.2153 | 0.99261
15999 | Lateral Hardening | Lateral Hardening-Fuse-90852458 | Laterals | 13839 | 0.10303 | 7 | 3 | 104309.06 | 0 | 96994.1812 | 108905.5838 | 126331.2374 | -7314.8788 | 4596.5238 | 22022.1774 | 0.92987 | 1.0441 | 1.2111 | 0.99226
422 | Lateral Hardening | Lateral Hardening-Fuse-91734991 | Laterals | 13786 | 0.36288 | 19 | 8 | 302186.02 | 0 | 284036.6408 | 312791.1046 | 355841.0118 | -18149.3792 | 10605.0846 | 53654.9918 | 0.93994 | 1.0351 | 1.1776 | 0.99225
5 | Lateral Hardening | Lateral Hardening-Fuse-91902933 | Laterals | 13103 | 0.082197 | 7 | 67 | 123282.24 | 0 | 113621.5999 | 129404.4788 | 153030.7945 | -9660.6401 | 6122.2388 | 29748.5545 | 0.92164 | 1.0497 | 1.2413 | 0.99201
12252 | Lateral Hardening | Lateral Hardening-Fuse-10567770 | Laterals | 13370 | 0.070265 | 7 | 5 | 77292.79 | 0 | 71352.5294 | 81226.7568 | 94756.4722 | -5940.2606 | 3933.9668 | 17463.6822 | 0.92315 | 1.0509 | 1.2259 | 0.99175
4392 | Lateral Hardening | Lateral Hardening-Fuse-90249097 | Laterals | 14031 | 0.11553 | 6 | 9 | 117646.58 | 0 | 109322.2994 | 122569.9139 | 142955.8197 | -8324.2806 | 4923.3339 | 25309.2397 | 0.92924 | 1.0418 | 1.2151 | 0.99161
12949 | Lateral Hardening | Lateral Hardening-Fuse-90483806 | Laterals | 13612 | 0.05625 | 6 | 7 | 88426.71 | 0 | 81618.5886 | 92777.1118 | 108611.1434 | -6808.1214 | 4350.4018 | 20184.4334 | 0.92301 | 1.0492 | 1.2283 | 0.99139
8954 | Lateral Hardening | Lateral Hardening-Fuse-10368938 | Laterals | 13097 | 0.44716 | 18 |  | 81614.07 | 0 | 76857.55 | 83968.3318 | 95924.9608 | -4756.52 | 2354.2618 | 14310.8908 | 0.94172 | 1.0288 | 1.1753 | 0.99122
3413 | Lateral Hardening | Lateral Hardening-Fuse-10570243 | Laterals | 13373 | 0.16288 | 16 | 14 | 240908.08 | 0 | 223550.8902 | 251644.9222 | 290859.3448 | -17357.1898 | 10736.8422 | 49951.2648 | 0.92795 | 1.0446 | 1.2073 | 0.99088
18978 | Lateral Hardening | Lateral Hardening-Fuse-92854753 | Laterals | 13786 | 0.17841 | 6 | 9 | 58770.33 | 0 | 54216.2183 | 61542.2348 | 72213.6456 | -4554.1117 | 2771.9048 | 13443.3156 | 0.92251 | 1.0472 | 1.2287 | 0.99053
6555 | Lateral Hardening | Lateral Hardening-Fuse-10483820 | Laterals | 14012 | 0.33693 | 20 | 20 | 328048.32 | 0 | 303586.3993 | 342826.1458 | 398297.5826 | -24461.9207 | 14777.8258 | 70249.2626 | 0.92543 | 1.045 | 1.2141 | 0.99019
4541 | Lateral Hardening | Lateral Hardening-Fuse-10070694 | Laterals | 13657 | 0.24223 | 12 | 3 | 72443.39 | 0 | 67668.9582 | 74869.4467 | 86633.518 | -4774.4318 | 2426.0567 | 14190.128 | 0.93409 | 1.0335 | 1.1959 | 0.99009
1224 | Lateral Hardening | Lateral Hardening-Fuse-10928277 | Laterals | 13143 | 0.35587 | 38 | 49 | 557182.44 | 0 | 521623.8827 | 578804.8159 | 650118.0925 | -35558.5573 | 21622.3759 | 92935.6525 | 0.93618 | 1.0388 | 1.1668 | 0.99003
11797 | Lateral Hardening | Lateral Hardening-Fuse-93040099 | Laterals | 13813 | 0.19792 | 8 | 1 | 89245.69 | 0 | 82497.3386 | 93232.3027 | 108856.2405 | -6748.3514 | 3986.6127 | 19610.5505 | 0.92438 | 1.0447 | 1.2197 | 0.99001
15344 | Lateral Hardening | Lateral Hardening-Fuse-10667336 | Laterals | 13785 | 0.072159 | 6 | 1 | 54378.87 | 0 | 50209.3267 | 56476.2761 | 67329.4946 | -4169.5433 | 2097.4061 | 12950.6246 | 0.92332 | 1.0386 | 1.2382 | 0.98938
5397 | Lateral Hardening | Lateral Hardening-Fuse-60016617 | Laterals | 13049 | 0.22803 | 18 | 34 | 194723.96 | 0 | 179149.7362 | 203828.2862 | 238986.4262 | -15574.2238 | 9104.3262 | 44262.4662 | 0.92002 | 1.0468 | 1.2273 | 0.98877
8655 | Lateral Hardening | Lateral Hardening-Fuse-91147158 | Laterals | 13722 | 0.44015 | 22 | 44 | 354441.37 | 0 | 330146.3354 | 368875.8995 | 415901.6118 | -24295.0346 | 14434.5295 | 61460.2418 | 0.93146 | 1.0407 | 1.1734 | 0.98843
11653 | Lateral Hardening | Lateral Hardening-Fuse-91794642 | Laterals | 13656 | 0.051326 | 5 | 2 | 64880.17 | 0 | 59807.6659 | 67640.8471 | 79449.0849 | -5072.5041 | 2760.6771 | 14568.9149 | 0.92182 | 1.0426 | 1.2246 | 0.98831
881 | Lateral Hardening | Lateral Hardening-Fuse-92403179 | Laterals | 13900 | 0.45341 | 32 | 48 | 372580.05 | 0 | 343426.2824 | 388763.1924 | 452175.488 | -29153.7676 | 16183.1424 | 79595.438 | 0.92175 | 1.0434 | 1.2136 | 0.98744
13598 | Lateral Hardening | Lateral Hardening-Fuse-10791872 | Laterals | 13243 | 0.12443 | 7 | 2 | 66074.43 | 0 | 60839.956 | 68908.5484 | 80674.6068 | -5234.474 | 2834.1184 | 14600.1768 | 0.92078 | 1.0429 | 1.221 | 0.98743
14793 | Lateral Hardening | Lateral Hardening-Fuse-92904010 | Laterals | 13159 | 0.13466 | 14 | 18 | 166396.32 | 0 | 153932.0862 | 172733.1803 | 200915.6948 | -12464.2338 | 6336.8603 | 34519.3748 | 0.92509 | 1.0381 | 1.2075 | 0.98723
11558 | Lateral Hardening | Lateral Hardening-Fuse-93024143 | Laterals | 13043 | 0.10019 | 9 | 3 | 75922.21 | 0 | 69893.3577 | 79182.003 | 92520.9582 | -6028.8523 | 3259.793 | 16598.7482 | 0.92059 | 1.0429 | 1.2186 | 0.9871
15245 | Lateral Hardening | Lateral Hardening-Fuse-10071964 | Laterals | 13305 | 0.59867 | 34 | 33 | 461472.07 | 0 | 435072.6765 | 471504.1625 | 529930.4054 | -26399.3935 | 10032.0925 | 68458.3354 | 0.94279 | 1.0217 | 1.1483 | 0.98703
3257 | Lateral Hardening | Lateral Hardening-Fuse-92734179 | Laterals | 13070 | 1.0112 | 61 | 25 | 662953.54 | 0 | 617551.7317 | 684507.1354 | 782502.3581 | -45401.8083 | 21553.5954 | 119548.8181 | 0.93152 | 1.0325 | 1.1803 | 0.9867
2583 | Lateral Hardening | Lateral Hardening-Fuse-10925170 | Laterals | 13342 | 0.3803 | 15 |  | 63211.84 | 0 | 58337.4321 | 65483.3799 | 76965.6008 | -4874.4079 | 2271.5399 | 13753.7608 | 0.92289 | 1.0359 | 1.2176 | 0.98627
8249 | Lateral Hardening | Lateral Hardening-Fuse-90489051 | Laterals | 13227 | 0.095644 | 8 | 5 | 120432.56 | 0 | 111163.2804 | 125105.4922 | 145305.9769 | -9269.2796 | 4672.9322 | 24873.4169 | 0.92303 | 1.0388 | 1.2065 | 0.98611
6062 | Lateral Hardening | Lateral Hardening-Fuse-92315756 | Laterals | 13838 | 0.28826 | 18 | 45 | 258679.28 | 0 | 241521.1844 | 266603.9754 | 300016.3491 | -17158.0956 | 7924.6954 | 41337.0691 | 0.93367 | 1.0306 | 1.1598 | 0.98537
12114 | Lateral Hardening | Lateral Hardening-Fuse-92059488 | Laterals | 13236 | 0.16799 | 8 | 1 | 105777.88 | 0 | 97704.0371 | 109589.2959 | 127105.2965 | -8073.8429 | 3811.4159 | 21327.4165 | 0.92367 | 1.036 | 1.2016 | 0.98518
19466 | Lateral Hardening | Lateral Hardening-Fuse-60028969 | Laterals | 13088 | 0.13068 | 12 | 9 | 130187.1 | 0 | 120041.068 | 135130.0125 | 156655.5004 | -10146.032 | 4942.9125 | 26468.4004 | 0.92207 | 1.038 | 1.2033 | 0.98496
7207 | Lateral Hardening | Lateral Hardening-Fuse-92241495 | Laterals | 13330 | 0.54394 | 24 | 13 | 262003.38 | 0 | 244932.8376 | 269467.4759 | 302100.0311 | -17070.5424 | 7464.0959 | 40096.6511 | 0.93485 | 1.0285 | 1.153 | 0.98476
18817 | Lateral Hardening | Lateral Hardening-Fuse-10793158 | Laterals | 13470 | 0.0625 | 5 | 1 | 57506.13 | 0 | 52835.1539 | 59637.3738 | 70355.7233 | -4670.9761 | 2131.2438 | 12849.5933 | 0.91877 | 1.0371 | 1.2234 | 0.98473
608 | Lateral Hardening | Lateral Hardening-Fuse-10290397 | Laterals | 13155 | 0.25985 | 23 | 32 | 316490.21 | 0 | 291893.0521 | 327970.0742 | 378729.2725 | -24597.1579 | 11479.8642 | 62239.0625 | 0.92228 | 1.0363 | 1.1967 | 0.98392
11984 | Lateral Hardening | Lateral Hardening-Fuse-90398187 | Laterals | 13795 | 0.095455 | 6 | 5 | 120037.71 | 0 | 110579.3701 | 124284.1139 | 144094.202 | -9458.3399 | 4246.4039 | 24056.492 | 0.92121 | 1.0354 | 1.2004 | 0.98338
15103 | Lateral Hardening | Lateral Hardening-Fuse-92607262 | Laterals | 13390 | 0.29981 | 23 | 25 | 311442.67 | 0 | 290107.1551 | 318925.34 | 363538.035 | -21335.5149 | 7482.67 | 52095.365 | 0.93149 | 1.024 | 1.1673 | 0.98283
12072 | Lateral Hardening | Lateral Hardening-Fuse-92006778 | Laterals | 13479 | 0.31553 | 19 | 12 | 217715.84 | 0 | 202231.8151 | 224175.5814 | 252784.8906 | -15484.0249 | 6459.7414 | 35069.0506 | 0.92888 | 1.0297 | 1.1611 | 0.98234
3108 | Lateral Hardening | Lateral Hardening-Fuse-91179590 | Laterals | 13490 | 0.12424 | 13 | 29 | 184671.94 | 0 | 169768.4685 | 191358.3978 | 221051.8028 | -14903.4715 | 6686.4578 | 36379.8628 | 0.9193 | 1.0362 | 1.197 | 0.98214
11337 | Lateral Hardening | Lateral Hardening-Fuse-10556696 | Laterals | 13298 | 0.1517 | 6 | 1 | 60989.67 | 0 | 55887.0998 | 62862.7286 | 74943.2512 | -5102.5702 | 1873.0586 | 13953.5812 | 0.91634 | 1.0307 | 1.2288 | 0.98189
2043 | Lateral Hardening | Lateral Hardening-Fuse-92326293 | Laterals | 13838 | 0.17633 | 13 | 17 | 158273.69 | 0 | 145533.003 | 163574.4996 | 189783.0586 | -12740.687 | 5300.8096 | 31509.3686 | 0.9195 | 1.0335 | 1.1991 | 0.98166
18063 | Lateral Hardening | Lateral Hardening-Fuse-90893491 | Laterals | 13278 | 0.21269 | 20 | 12 | 184875.77 | 0 | 170089.9062 | 190946.0321 | 221029.7327 | -14785.8638 | 6070.2621 | 36153.9627 | 0.92002 | 1.0328 | 1.1956 | 0.98142
13120 | Lateral Hardening | Lateral Hardening-Fuse-10798806 | Laterals | 14025 | 0.22633 | 12 | 8 | 170289.05 | 0 | 157134.431 | 175997.295 | 200182.643 | -13154.619 | 5708.245 | 29893.593 | 0.92275 | 1.0335 | 1.1755 | 0.98126
17785 | Lateral Hardening | Lateral Hardening-Fuse-92608641 | Laterals | 13389 | 0.13333 | 10 | 2 | 126453.14 | 0 | 116511.5713 | 130512.6838 | 150192.7415 | -9941.5687 | 4059.5438 | 23739.6015 | 0.92138 | 1.0321 | 1.1877 | 0.98123
18927 | Lateral Hardening | Lateral Hardening-Fuse-10397059 | Laterals | 13591 | 0.26894 | 22 | 41 | 333778.52 | 0 | 309937.261 | 342776.9803 | 386729.77 | -23841.259 | 8998.4603 | 52951.25 | 0.92857 | 1.027 | 1.1586 | 0.98109
3885 | Lateral Hardening | Lateral Hardening-Fuse-90282832 | Laterals | 13389 | 0.55625 | 32 | 103 | 463871.13 | 0 | 430980.1149 | 474618.4883 | 540196.1748 | -32891.0151 | 10747.3583 | 76325.0448 | 0.92909 | 1.0232 | 1.1645 | 0.98086
13205 | Lateral Hardening | Lateral Hardening-Fuse-91273237 | Laterals | 13128 | 0.40379 | 27 | 26 | 411900.43 | 0 | 385495.7101 | 418274.5724 | 469762.9774 | -26404.7199 | 6374.1424 | 57862.5474 | 0.9359 | 1.0155 | 1.1405 | 0.98023
17815 | Lateral Hardening | Lateral Hardening-Fuse-90100688 | Laterals | 13808 | 0.81155 | 37 | 9 | 449553.98 | 0 | 417434.2017 | 458997.1194 | 522932.7628 | -32119.7783 | 9443.1394 | 73378.7828 | 0.92855 | 1.021 | 1.1632 | 0.97976
5621 | Lateral Hardening | Lateral Hardening-Fuse-92868208 | Laterals | 13460 | 0.066288 | 5 | 2 | 102272.86 | 0 | 93281.6215 | 106005.6169 | 124262.8555 | -8991.2385 | 3732.7569 | 21989.9955 | 0.91209 | 1.0365 | 1.215 | 0.9797
1129 | Lateral Hardening | Lateral Hardening-Fuse-60570726 | Laterals | 13198 | 0.080871 | 10 | 24 | 146206.16 | 0 | 133363.7354 | 151240.9384 | 178297.5758 | -12842.4246 | 5034.7784 | 32091.4158 | 0.91216 | 1.0344 | 1.2195 | 0.97958
4635 | Lateral Hardening | Lateral Hardening-Fuse-92529635 | Laterals | 13210 | 0.10852 | 12 | 13 | 198871.21 | 0 | 181089.5505 | 205946.2483 | 241153.9035 | -17781.6595 | 7075.0383 | 42282.6935 | 0.91059 | 1.0356 | 1.2126 | 0.97829
10845 | Lateral Hardening | Lateral Hardening-Fuse-10753409 | Laterals | 13330 | 0.19583 | 16 | 13 | 208572.05 | 0 | 192909.9201 | 213942.0353 | 240633.2 | -15662.1299 | 5369.9853 | 32061.15 | 0.92491 | 1.0257 | 1.1537 | 0.97804
542 | Lateral Hardening | Lateral Hardening-Fuse-10650545 | Laterals | 13391 | 0.3161 | 18 | 2 | 189718.31 | 0 | 173713.3657 | 195537.179 | 226435.9545 | -16004.9443 | 5818.869 | 36717.6445 | 0.91564 | 1.0307 | 1.1935 | 0.97794
18279 | Lateral Hardening | Lateral Hardening-Fuse-10689694 | Laterals | 13854 | 0.10114 | 8 | 17 | 83689.68 | 0 | 76278.1464 | 86181.2953 | 102116.7799 | -7411.5336 | 2491.6153 | 18427.0999 | 0.91144 | 1.0298 | 1.2202 | 0.97781
16999 | Lateral Hardening | Lateral Hardening-Fuse-91589714 | Laterals | 13256 | 0.96761 | 68 | 85 | 865833.09 | 0 | 804639.4772 | 880738.4702 | 995959.2241 | -61193.6128 | 14905.3802 | 130126.1341 | 0.92932 | 1.0172 | 1.1503 | 0.97779
1652 | Lateral Hardening | Lateral Hardening-Fuse-92849129 | Laterals | 13011 | 0.63788 | 31 | 14 | 316467.25 | 0 | 293136.2824 | 322816.7581 | 365108.1621 | -23330.9676 | 6349.5081 | 48640.9121 | 0.92628 | 1.0201 | 1.1537 | 0.97716
6877 | Lateral Hardening | Lateral Hardening-Fuse-92004784 | Laterals | 13268 | 0.57083 | 15 | 1 | 165728.9 | 0 | 153743.2611 | 169210.807 | 188372.055 | -11985.6389 | 3481.907 | 22643.155 | 0.92768 | 1.021 | 1.1366 | 0.97657
8236 | Lateral Hardening | Lateral Hardening-Fuse-91985643 | Laterals | 13043 | 0.3036 | 30 | 43 | 394287.47 | 0 | 364168.6228 | 401730.5986 | 459273.6169 | -30118.8472 | 7443.1286 | 64986.1469 | 0.92361 | 1.0189 | 1.1648 | 0.97631
2034 | Lateral Hardening | Lateral Hardening-Fuse-91090901 | Laterals | 13049 | 0.091477 | 11 | 16 | 130858.92 | 0 | 119012.3681 | 135044.3008 | 158290.0159 | -11846.5519 | 4185.3808 | 27431.0959 | 0.90947 | 1.032 | 1.2096 | 0.97624
4599 | Lateral Hardening | Lateral Hardening-Fuse-10142228 | Laterals | 13034 | 0.52973 | 37 | 74 | 694602.55 | 0 | 635465.6094 | 713186.0374 | 824022.7453 | -59136.9406 | 18583.4874 | 129420.1953 | 0.91486 | 1.0268 | 1.1863 | 0.97558
4844 | Lateral Hardening | Lateral Hardening-Fuse-10247861 | Laterals | 13217 | 0.68447 | 51 | 67 | 742683.16 | 0 | 687321.7012 | 753751.7797 | 860152.3484 | -55361.4588 | 11068.6197 | 117469.1884 | 0.92546 | 1.0149 | 1.1582 | 0.97556
10204 | Lateral Hardening | Lateral Hardening-Fuse-10759895 | Laterals | 13813 | 0.22765 | 10 | 3 | 167995.27 | 0 | 154643.5783 | 172298.235 | 193796.6501 | -13351.6917 | 4302.965 | 25801.3801 | 0.92052 | 1.0256 | 1.1536 | 0.97536
9963 | Lateral Hardening | Lateral Hardening-Fuse-90441325 | Laterals | 13612 | 0.072727 | 8 | 7 | 242208.6 | 0 | 219832.9607 | 249857.4949 | 293400.8432 | -22375.6393 | 7648.8949 | 51192.2432 | 0.90762 | 1.0316 | 1.2114 | 0.97518
18544 | Lateral Hardening | Lateral Hardening-Fuse-92231152 | Laterals | 13227 | 0.03428 | 4 | 3 | 62512.19 | 0 | 56851.32 | 64371.0332 | 75326.3238 | -5660.87 | 1858.8432 | 12814.1338 | 0.90944 | 1.0297 | 1.205 | 0.97509
17032 | Lateral Hardening | Lateral Hardening-Fuse-60206785 | Laterals | 14024 | 0.10606 | 9 | 9 | 164224.15 | 0 | 150455.6559 | 168437.3559 | 192723.329 | -13768.4941 | 4213.2059 | 28499.179 | 0.91616 | 1.0257 | 1.1735 | 0.97475
5636 | Lateral Hardening | Lateral Hardening-Fuse-90834854 | Laterals | 13330 | 0.39621 | 23 | 66 | 291231.08 | 0 | 265094.4414 | 299644.585 | 348576.058 | -26136.6386 | 8413.505 | 57344.978 | 0.91025 | 1.0289 | 1.1969 | 0.97451
19512 | Lateral Hardening | Lateral Hardening-Fuse-91585479 | Laterals | 13586 | 0.048295 | 4 | 2 | 56325.63 | 0 | 51145.2456 | 57956.6834 | 67937.1299 | -5180.3844 | 1631.0534 | 11611.4999 | 0.90803 | 1.029 | 1.2061 | 0.97412
4186 | Lateral Hardening | Lateral Hardening-Fuse-92231884 | Laterals | 13011 | 0.1822 | 15 | 6 | 176644.25 | 0 | 161341.1843 | 181113.3599 | 209180.5119 | -15303.0657 | 4469.1099 | 32536.2619 | 0.91337 | 1.0253 | 1.1842 | 0.97403
9411 | Lateral Hardening | Lateral Hardening-Fuse-10142925 | Laterals | 13035 | 0.26042 | 30 | 5 | 680968 | 0 | 620357.3558 | 696460.8064 | 818497.3903 | -60610.6442 | 15492.8064 | 137529.3903 | 0.91099 | 1.0228 | 1.202 | 0.97362
19485 | Lateral Hardening | Lateral Hardening-Fuse-10608744 | Laterals | 13921 | 0.21117 | 15 | 32 | 163518.38 | 0 | 148523.8275 | 167986.6898 | 196864.5013 | -14994.5525 | 4468.3098 | 33346.1213 | 0.9083 | 1.0273 | 1.2039 | 0.97357
2230 | Lateral Hardening | Lateral Hardening-Fuse-93260266 | Laterals | 13042 | 0.086932 | 8 | 14 | 126021 | 0 | 114161.2067 | 129850.4444 | 152126.9988 | -11859.7933 | 3829.4444 | 26105.9988 | 0.90589 | 1.0304 | 1.2072 | 0.97337
11087 | Lateral Hardening | Lateral Hardening-Fuse-93320240 | Laterals | 13723 | 0.19527 | 10 | 7 | 50000 | 0 | 45826.5096 | 50920.845 | 58663.5007 | -4173.4904 | 920.845 | 8663.5007 | 0.91653 | 1.0184 | 1.1733 | 0.97277
6326 | Lateral Hardening | Lateral Hardening-Fuse-91413523 | Laterals | 13962 | 0.2161 | 21 | 126 | 260542.34 | 0 | 236995.5235 | 267408.3792 | 309806.3861 | -23546.8165 | 6866.0392 | 49264.0461 | 0.90962 | 1.0264 | 1.1891 | 0.97259
10784 | Lateral Hardening | Lateral Hardening-Fuse-60131640 | Laterals | 13836 | 0.73939 | 39 | 1 | 485305.28 | 0 | 449899.1119 | 488492.6669 | 552072.1928 | -35406.1681 | 3187.3869 | 66766.9128 | 0.92704 | 1.0066 | 1.1376 | 0.97195
8924 | Lateral Hardening | Lateral Hardening-Fuse-60123707 | Laterals | 13186 | 0.39242 | 29 | 35 | 413600.76 | 0 | 383328.5756 | 416545.6788 | 469375.5701 | -30272.1844 | 2944.9188 | 55774.8101 | 0.92681 | 1.0071 | 1.1349 | 0.97171
3410 | Lateral Hardening | Lateral Hardening-Fuse-60029111 | Laterals | 13088 | 0.39129 | 34 | 86 | 453378.34 | 0 | 417345.9134 | 459045.3566 | 522984.5492 | -36032.4266 | 5667.0166 | 69606.2092 | 0.92052 | 1.0125 | 1.1535 | 0.97142
17899 | Lateral Hardening | Lateral Hardening-Fuse-10679312 | Laterals | 13807 | 0.11667 | 6 | 5 | 171078.07 | 0 | 157641.8265 | 173600.6219 | 194518.9024 | -13436.2435 | 2522.5519 | 23440.8324 | 0.92146 | 1.0147 | 1.137 | 0.971
9720 | Lateral Hardening | Lateral Hardening-Fuse-10820611 | Laterals | 13873 | 0.14583 | 11 |  | 50000 | 0 | 45569.298 | 50893.6708 | 59296.9819 | -4430.702 | 893.6708 | 9296.9819 | 0.91139 | 1.0179 | 1.1859 | 0.97079
13537 | Lateral Hardening | Lateral Hardening-Fuse-10089364 | Laterals | 13278 | 0.34924 | 34 | 47 | 478107.31 | 0 | 440059.5612 | 484533.4661 | 545282.5776 | -38047.7488 | 6426.1561 | 67175.2676 | 0.92042 | 1.0134 | 1.1405 | 0.97033
5854 | Lateral Hardening | Lateral Hardening-Fuse-10392876 | Laterals | 13522 | 0.2839 | 25 | 10 | 270820.51 | 0 | 244640.7464 | 277573.8294 | 323217.7179 | -26179.7636 | 6753.3194 | 52397.2079 | 0.90333 | 1.0249 | 1.1935 | 0.96883
2411 | Lateral Hardening | Lateral Hardening-Fuse-10567789 | Laterals | 13117 | 0.50795 | 56 | 79 | 689875.89 | 0 | 626325.8883 | 705596.4748 | 807942.5527 | -63550.0017 | 15720.5848 | 118066.6627 | 0.90788 | 1.0228 | 1.1711 | 0.96868
18611 | Lateral Hardening | Lateral Hardening-Fuse-10583646 | Laterals | 13840 | 0.65189 | 28 | 23 | 238827.44 | 0 | 222398.9945 | 238444.1086 | 263503.7135 | -16428.4455 | -383.3314 | 24676.2735 | 0.93121 | 0.99839 | 1.1033 | 0.96858
5533 | Lateral Hardening | Lateral Hardening-Fuse-90025758 | Laterals | 14274 | 0.42614 | 21 | 7 | 283690.26 | 0 | 258750.4656 | 288735.9705 | 328988.583 | -24939.7944 | 5045.7105 | 45298.323 | 0.91209 | 1.0178 | 1.1597 | 0.96856
1235 | Lateral Hardening | Lateral Hardening-Fuse-92199929 | Laterals | 13659 | 0.10795 | 6 | 5 | 154117.59 | 0 | 140251.1762 | 156870.7804 | 180035.8763 | -13866.4138 | 2753.1904 | 25918.2863 | 0.91003 | 1.0179 | 1.1682 | 0.96819
10866 | Lateral Hardening | Lateral Hardening-Fuse-91234154 | Laterals | 13124 | 0.24394 | 15 | 21 | 214982.87 | 0 | 196575.8605 | 218393.2019 | 246586.2724 | -18407.0095 | 3410.3319 | 31603.4024 | 0.91438 | 1.0159 | 1.147 | 0.96809
2743 | Lateral Hardening | Lateral Hardening-Fuse-92395570 | Laterals | 13019 | 0.43561 | 25 | 20 | 348243.43 | 0 | 319087.428 | 351635.0395 | 401714.5355 | -29156.002 | 3391.6095 | 53471.1055 | 0.91628 | 1.0097 | 1.1535 | 0.96804
1363 | Lateral Hardening | Lateral Hardening-Fuse-10615020 | Laterals | 13125 | 0.26572 | 19 | 20 | 256806.22 | 0 | 232557.2147 | 262006.5313 | 303498.6126 | -24249.0053 | 5200.3113 | 46692.3926 | 0.90557 | 1.0202 | 1.1818 | 0.9676
5269 | Lateral Hardening | Lateral Hardening-Fuse-60201147 | Laterals | 13256 | 0.23845 | 23 | 16 | 267042.91 | 0 | 245198.9244 | 269691.597 | 303130.8822 | -21843.9856 | 2648.687 | 36087.9722 | 0.9182 | 1.0099 | 1.1351 | 0.96741
8658 | Lateral Hardening | Lateral Hardening-Fuse-92778111 | Laterals | 13805 | 0.060417 | 2 | 2 | 61262.99 | 0 | 55331.3863 | 62526.3893 | 73052.4058 | -5931.6037 | 1263.3993 | 11789.4158 | 0.90318 | 1.0206 | 1.1924 | 0.96734
11127 | Lateral Hardening | Lateral Hardening-Fuse-90758311 | Laterals | 13278 | 0.1803 | 16 | 19 | 232745.35 | 0 | 209249.4948 | 238162.8465 | 280506.9402 | -23495.8552 | 5417.4965 | 47761.5902 | 0.89905 | 1.0233 | 1.2052 | 0.96693
17910 | Lateral Hardening | Lateral Hardening-Fuse-91566379 | Laterals | 13044 | 0.11553 | 13 | 16 | 124997.9 | 0 | 112792.3322 | 127414.0768 | 149139.3994 | -12205.5678 | 2416.1768 | 24141.4994 | 0.90235 | 1.0193 | 1.1931 | 0.96652
1202 | Lateral Hardening | Lateral Hardening-Fuse-90668863 | Laterals | 14071 | 0.71193 | 58 | 124 | 783429.21 | 0 | 721361.753 | 786516.7039 | 884215.1779 | -62067.457 | 3087.4939 | 100785.9679 | 0.92077 | 1.0039 | 1.1286 | 0.96651
9524 | Lateral Hardening | Lateral Hardening-Fuse-10217766 | Laterals | 13493 | 0.86136 | 63 | 196 | 614619.03 | 0 | 564192.7656 | 617043.3647 | 702379.4731 | -50426.2644 | 2424.3347 | 87760.4431 | 0.91796 | 1.0039 | 1.1428 | 0.96624
15187 | Lateral Hardening | Lateral Hardening-Fuse-92867406 | Laterals | 13010 | 0.068939 | 8 | 2 | 164653 | 0 | 148169.8214 | 168282.9849 | 196956.0799 | -16483.1786 | 3629.9849 | 32303.0799 | 0.89989 | 1.022 | 1.1962 | 0.96617
3942 | Lateral Hardening | Lateral Hardening-Fuse-10925174 | Laterals | 13017 | 0.018561 | 4 | 213 | 50000 | 0 | 44831.1926 | 51031.8327 | 60831.1059 | -5168.8074 | 1031.8327 | 10831.1059 | 0.89662 | 1.0206 | 1.2166 | 0.96583
8795 | Lateral Hardening | Lateral Hardening-Fuse-10371688 | Laterals | 13100 | 0.22784 | 13 | 150 | 228856.83 | 0 | 206000.5757 | 233635.6132 | 272682.6352 | -22856.2543 | 4778.7832 | 43825.8052 | 0.90013 | 1.0209 | 1.1915 | 0.96549
8704 | Lateral Hardening | Lateral Hardening-Fuse-10679401 | Laterals | 13807 | 0.63125 | 41 | 61 | 500058.03 | 0 | 458909.2071 | 500834.8079 | 569265.0278 | -41148.8229 | 776.7779 | 69206.9978 | 0.91771 | 1.0016 | 1.1384 | 0.96493
11254 | Lateral Hardening | Lateral Hardening-Fuse-92315766 | Laterals | 13030 | 0.12917 | 10 | 12 | 323474.33 | 0 | 290900.4737 | 330348.3109 | 384384.8387 | -32573.8563 | 6873.9809 | 60910.5087 | 0.8993 | 1.0213 | 1.1883 | 0.96479
8620 | Lateral Hardening | Lateral Hardening-Fuse-92663183 | Laterals | 13127 | 0.34943 | 22 | 27 | 388241.73 | 0 | 357300.9915 | 388049.5372 | 437176.334 | -30940.7385 | -192.1928 | 48934.604 | 0.92031 | 0.9995 | 1.126 | 0.96464
98 | Lateral Hardening | Lateral Hardening-Fuse-93211894 | Laterals | 13517 | 0.41288 | 31 | 99 | 413772.85 | 0 | 377157.3553 | 418543.7416 | 470428.082 | -36615.4947 | 4770.8916 | 56655.232 | 0.91151 | 1.0115 | 1.1369 | 0.96406
7119 | Lateral Hardening | Lateral Hardening-Fuse-91357575 | Laterals | 13298 | 1.3723 | 53 | 3 | 206377.22 | 0 | 186810.8238 | 208611.4501 | 242549.8819 | -19566.3962 | 2234.2301 | 36172.6619 | 0.90519 | 1.0108 | 1.1753 | 0.96389
13401 | Lateral Hardening | Lateral Hardening-Fuse-92000691 | Laterals | 13207 | 0.2822 | 32 | 49 | 449067.15 | 0 | 409253.6556 | 451358.0401 | 514549.4488 | -39813.4944 | 2290.8901 | 65482.2988 | 0.91134 | 1.0051 | 1.1458 | 0.96292
15065 | Lateral Hardening | Lateral Hardening-Fuse-10605182 | Laterals | 13924 | 1.2509 | 44 | 1 | 302359.15 | 0 | 274910.5802 | 304358.8895 | 345653.9039 | -27448.5698 | 1999.7395 | 43294.7539 | 0.90922 | 1.0066 | 1.1432 | 0.96183
11552 | Lateral Hardening | Lateral Hardening-Fuse-10920942 | Laterals | 13797 | 0.52822 | 37 | 41 | 685696.54 | 0 | 629306.1276 | 685264.5047 | 763301.5518 | -56390.4124 | -432.0353 | 77605.0118 | 0.91776 | 0.99937 | 1.1132 | 0.96179
6377 | Lateral Hardening | Lateral Hardening-Fuse-92320895 | Laterals | 13073 | 0.62652 | 42 | 71 | 1059067.79 | 0 | 969520.4406 | 1060393.6458 | 1182039.1074 | -89547.3494 | 1325.8558 | 122971.3174 | 0.91545 | 1.0013 | 1.1161 | 0.96126
14235 | Lateral Hardening | Lateral Hardening-Fuse-10793131 | Laterals | 13470 | 0.49167 | 36 | 41 | 436934.15 | 0 | 397807.8225 | 437607.0066 | 497883.5985 | -39126.3275 | 672.8566 | 60949.4485 | 0.91045 | 1.0015 | 1.1395 | 0.96068
4733 | Lateral Hardening | Lateral Hardening-Fuse-60299196 | Laterals | 13037 | 0.14905 | 11 | 15 | 91471.52 | 0 | 81694.6329 | 92886.8737 | 109043.3084 | -9776.8871 | 1415.3537 | 17571.7884 | 0.89312 | 1.0155 | 1.1921 | 0.95972
16141 | Lateral Hardening | Lateral Hardening-Fuse-10916835 | Laterals | 13805 | 1.2875 | 64 | 32 | 660442.92 | 0 | 605136.3318 | 655212.5243 | 740905.5935 | -55306.5882 | -5230.3957 | 80462.6735 | 0.91626 | 0.99208 | 1.1218 | 0.95956
11837 | Lateral Hardening | Lateral Hardening-Fuse-10645452 | Laterals | 13148 | 0.55777 | 31 | 3 | 183640.09 | 0 | 164504.8032 | 185572.8676 | 218337.9005 | -19135.2868 | 1932.7776 | 34697.8105 | 0.8958 | 1.0105 | 1.1889 | 0.95953
1170 | Lateral Hardening | Lateral Hardening-Fuse-10014422 | Laterals | 13012 | 0.12803 | 11 | 25 | 236789.99 | 0 | 211399.9644 | 240522.7955 | 281716.9895 | -25390.0256 | 3732.8055 | 44926.9995 | 0.89277 | 1.0158 | 1.1897 | 0.95937
1416 | Lateral Hardening | Lateral Hardening-Fuse-10657056 | Laterals | 13098 | 0.30038 | 22 | 85 | 346859.89 | 0 | 315393.849 | 347185.4995 | 392781.4782 | -31466.041 | 325.6095 | 45921.5882 | 0.90928 | 1.0009 | 1.1324 | 0.95909
9484 | Lateral Hardening | Lateral Hardening-Fuse-91508736 | Laterals | 13787 | 1.0191 | 52 | 49 | 821263.66 | 0 | 753751.1472 | 815734.4969 | 906851.8273 | -67512.5128 | -5529.1631 | 85588.1673 | 0.91779 | 0.99327 | 1.1042 | 0.95908
146 | Lateral Hardening | Lateral Hardening-Fuse-91221961 | Laterals | 13187 | 0.59318 | 45 | 53 | 642118.2 | 0 | 587092.349 | 639072.4172 | 718548.9401 | -55025.851 | -3045.7828 | 76430.7401 | 0.91431 | 0.99526 | 1.119 | 0.95906
5909 | Lateral Hardening | Lateral Hardening-Fuse-10793111 | Laterals | 13470 | 0.20133 | 17 | 27 | 242881.37 | 0 | 220477.9737 | 243807.4364 | 274801.3342 | -22403.3963 | 926.0664 | 31919.9642 | 0.90776 | 1.0038 | 1.1314 | 0.95894
17444 | Lateral Hardening | Lateral Hardening-Fuse-10217771 | Laterals | 13493 | 0.15398 | 13 | 22 | 192090.48 | 0 | 172447.8756 | 193943.3608 | 224782.6673 | -19642.6044 | 1852.8808 | 32692.1873 | 0.89774 | 1.0096 | 1.1702 | 0.95856
4212 | Lateral Hardening | Lateral Hardening-Fuse-10372409 | Laterals | 13097 | 0.11212 | 9 | 27 | 140434.58 | 0 | 125765.1419 | 142113.4423 | 165162.9187 | -14669.4381 | 1678.8623 | 24728.3387 | 0.89554 | 1.012 | 1.1761 | 0.95852
2771 | Lateral Hardening | Lateral Hardening-Fuse-10605172 | Laterals | 13924 | 0.88049 | 37 | 7 | 385216.69 | 0 | 351429.8221 | 383013.6905 | 434671.5716 | -33786.8679 | -2202.9995 | 49454.8816 | 0.91229 | 0.99428 | 1.1284 | 0.9585
10029 | Lateral Hardening | Lateral Hardening-Fuse-10567750 | Laterals | 13117 | 0.085795 | 6 | 10 | 82513.47 | 0 | 73615.1933 | 83584.1215 | 98075.1163 | -8898.2767 | 1070.6515 | 15561.6463 | 0.89216 | 1.013 | 1.1886 | 0.95805
7931 | Lateral Hardening | Lateral Hardening-Fuse-10925129 | Laterals | 13342 | 0.19299 | 12 | 1 | 148377.49 | 0 | 135101.2359 | 148442.5618 | 165469.3327 | -13276.2541 | 65.0718 | 17091.8427 | 0.91052 | 1.0004 | 1.1152 | 0.95797
884 | Lateral Hardening | Lateral Hardening-Fuse-10535980 | Laterals | 13115 | 0.21667 | 18 | 18 | 212716.31 | 0 | 191949.7186 | 214506.538 | 241444.3321 | -20766.5914 | 1790.228 | 28728.0221 | 0.90237 | 1.0084 | 1.1351 | 0.95745
5350 | Lateral Hardening | Lateral Hardening-Fuse-10798803 | Laterals | 14025 | 1.0544 | 62 | 31 | 740030.23 | 0 | 683451.1537 | 726402.9059 | 803208.7861 | -56579.0763 | -13627.3241 | 63178.5561 | 0.92354 | 0.98159 | 1.0854 | 0.95714
8323 | Lateral Hardening | Lateral Hardening-Fuse-10000751 | Laterals | 13236 | 0.30076 | 17 | 4 | 301970.66 | 0 | 275166.3797 | 299598.318 | 339688.8964 | -26804.2803 | -2372.342 | 37718.2364 | 0.91124 | 0.99214 | 1.1249 | 0.95688
3021 | Lateral Hardening | Lateral Hardening-Fuse-93299665 | Laterals | 13808 | 0.2411 | 12 | 1 | 345356.25 | 0 | 313029.5325 | 345885.0874 | 388675.1667 | -32326.7175 | 528.8374 | 43318.9167 | 0.9064 | 1.0015 | 1.1254 | 0.95684
6988 | Lateral Hardening | Lateral Hardening-Fuse-92945159 | Laterals | 13303 | 0.040341 | 5 | 2 | 55664.55 | 0 | 49620.651 | 56260.4039 | 66029.2637 | -6043.899 | 595.8539 | 10364.7137 | 0.89142 | 1.0107 | 1.1862 | 0.95668
15947 | Lateral Hardening | Lateral Hardening-Fuse-10643424 | Laterals | 13390 | 0.092614 | 6 | 2 | 63938.79 | 0 | 57060.764 | 64351.1169 | 75979.1773 | -6878.026 | 412.3269 | 12040.3873 | 0.89243 | 1.0064 | 1.1883 | 0.95622
18139 | Lateral Hardening | Lateral Hardening-Fuse-10097028 | Laterals | 13461 | 0.4267 | 22 | 1 | 132645.51 | 0 | 117825.0943 | 134144.2568 | 158941.4017 | -14820.4157 | 1498.7468 | 26295.8917 | 0.88827 | 1.0113 | 1.1982 | 0.95618
15334 | Lateral Hardening | Lateral Hardening-Fuse-93184145 | Laterals | 13698 | 0.62519 | 41 | 34 | 546345.11 | 0 | 494239.6767 | 544830.7835 | 622183.5975 | -52105.4333 | -1514.3265 | 75838.4875 | 0.90463 | 0.99723 | 1.1388 | 0.95583
18360 | Lateral Hardening | Lateral Hardening-Fuse-10696492 | Laterals | 13961 | 0.28314 | 18 | 6 | 256054.91 | 0 | 232528.0955 | 254364.2789 | 286986.0733 | -23526.8145 | -1690.6311 | 30931.1633 | 0.90812 | 0.9934 | 1.1208 | 0.95497
19048 | Lateral Hardening | Lateral Hardening-Fuse-92007516 | Laterals | 13479 | 0.047538 | 8 | 3 | 79881.58 | 0 | 71162.3321 | 80455.0731 | 94477.5405 | -8719.2479 | 573.4931 | 14595.9605 | 0.89085 | 1.0072 | 1.1827 | 0.95493
16799 | Lateral Hardening | Lateral Hardening-Fuse-10795742 | Laterals | 13695 | 0.43049 | 34 | 29 | 385896.52 | 0 | 348238.743 | 385031.4168 | 440394.8513 | -37657.777 | -865.1032 | 54498.3313 | 0.90241 | 0.99776 | 1.1412 | 0.9549
15690 | Lateral Hardening | Lateral Hardening-Fuse-10075301 | Laterals | 13656 | 1.0805 | 47 | 1 | 586997.17 | 0 | 539098.789 | 575327.5889 | 642952.7353 | -47898.381 | -11669.5811 | 55955.5653 | 0.9184 | 0.98012 | 1.0953 | 0.95461
18691 | Lateral Hardening | Lateral Hardening-Fuse-60174741 | Laterals | 13924 | 1.9782 | 102 | 3 | 742142.62 | 0 | 669611.0428 | 740711.0289 | 843402.4615 | -72531.5772 | -1431.5911 | 101259.8415 | 0.90227 | 0.99807 | 1.1364 | 0.95443
11309 | Lateral Hardening | Lateral Hardening-Fuse-10000696 | Laterals | 13236 | 0.67083 | 36 | 1 | 375906.14 | 0 | 340165.1221 | 374207.331 | 424118.5534 | -35741.0179 | -1698.809 | 48212.4134 | 0.90492 | 0.99548 | 1.1283 | 0.95442
12475 | Lateral Hardening | Lateral Hardening-Fuse-10451462 | Laterals | 13128 | 0.21231 | 19 | 42 | 178001.65 | 0 | 160431.4884 | 177296.1221 | 203933.9225 | -17570.1616 | -705.5279 | 25932.2725 | 0.90129 | 0.99604 | 1.1457 | 0.95415
1731 | Lateral Hardening | Lateral Hardening-Fuse-91954788 | Laterals | 13030 | 1.0102 | 62 | 50 | 1031664.92 | 0 | 942098.548 | 1019790.6746 | 1129453.0457 | -89566.372 | -11874.2454 | 97788.1257 | 0.91318 | 0.98849 | 1.0948 | 0.95394
11945 | Lateral Hardening | Lateral Hardening-Fuse-91728896 | Laterals | 13043 | 0.13655 | 13 | 26 | 225708.29 | 0 | 203664.4949 | 225318.6045 | 253444.233 | -22043.7951 | -389.6855 | 27735.943 | 0.90234 | 0.99827 | 1.1229 | 0.95317
7640 | Lateral Hardening | Lateral Hardening-Fuse-10928297 | Laterals | 13143 | 0.069129 | 7 | 11 | 63877.81 | 0 | 56739.6214 | 64255.8034 | 75492.5384 | -7138.1886 | 377.9934 | 11614.7284 | 0.88825 | 1.0059 | 1.1818 | 0.95291
2847 | Lateral Hardening | Lateral Hardening-Fuse-10676244 | Laterals | 13787 | 1.0686 | 65 | 26 | 696454.69 | 0 | 638066.0459 | 682768.2624 | 759526.0782 | -58388.6441 | -13686.4276 | 63071.3882 | 0.91616 | 0.98035 | 1.0906 | 0.95286
1396 | Lateral Hardening | Lateral Hardening-Fuse-91173841 | Laterals | 13661 | 0.26951 | 17 | 26 | 249806.62 | 0 | 220570.9699 | 252526.7158 | 298924.7348 | -29235.6501 | 2720.0958 | 49118.1148 | 0.88297 | 1.0109 | 1.1966 | 0.95271
8280 | Lateral Hardening | Lateral Hardening-Fuse-91072296 | Laterals | 13431 | 0.082765 | 7 | 8 | 86700.31 | 0 | 77037.2338 | 86967.2878 | 102802.624 | -9663.0762 | 266.9778 | 16102.314 | 0.88855 | 1.0031 | 1.1857 | 0.95262
9612 | Lateral Hardening | Lateral Hardening-Fuse-92274044 | Laterals | 13231 | 0.22727 | 16 | 3 | 187309.68 | 0 | 169067.245 | 186733.7909 | 209325.4477 | -18242.435 | -575.8891 | 22015.7677 | 0.90261 | 0.99693 | 1.1175 | 0.9524
19484 | Lateral Hardening | Lateral Hardening-Fuse-10667368 | Laterals | 13787 | 0.066477 | 4 | 1 | 53906.67 | 0 | 47898.4884 | 54047.1154 | 63688.6015 | -6008.1816 | 140.4454 | 9781.9315 | 0.88854 | 1.0026 | 1.1815 | 0.95205
18040 | Lateral Hardening | Lateral Hardening-Fuse-10199134 | Laterals | 13336 | 1.0356 | 100 | 2 | 1186666.35 | 0 | 1075696.1856 | 1177433.9867 | 1309209.3859 | -110970.1644 | -9232.3633 | 122543.0359 | 0.90649 | 0.99222 | 1.1033 | 0.95188
11147 | Lateral Hardening | Lateral Hardening-Fuse-92278652 | Laterals | 13897 | 0.066856 | 4 | 5 | 53938.15 | 0 | 47791.8114 | 54390.3824 | 63410.9833 | -6146.3386 | 452.2324 | 9472.8333 | 0.88605 | 1.0084 | 1.1756 | 0.95171
8858 | Lateral Hardening | Lateral Hardening-Fuse-91896552 | Laterals | 14041 | 0.37633 | 22 | 8 | 266711.63 | 0 | 241337.908 | 263925.5682 | 297693.1944 | -25373.722 | -2786.0618 | 30981.5644 | 0.90486 | 0.98955 | 1.1162 | 0.9514
7549 | Lateral Hardening | Lateral Hardening-Fuse-60081662 | Laterals | 13418 | 0.22292 | 20 | 53 | 301041.98 | 0 | 271345.8166 | 298912.1829 | 336697.0485 | -29696.1634 | -2129.7971 | 35655.0685 | 0.90136 | 0.99293 | 1.1184 | 0.95053
9958 | Lateral Hardening | Lateral Hardening-Fuse-92643052 | Laterals | 13331 | 0.37955 | 26 | 39 | 406768.5 | 0 | 365571.3976 | 403891.398 | 461286.3362 | -41197.1024 | -2877.102 | 54517.8362 | 0.89872 | 0.99293 | 1.134 | 0.95051
14060 | Lateral Hardening | Lateral Hardening-Fuse-91719138 | Laterals | 13624 | 0.10568 | 6 | 2 | 101616.78 | 0 | 90539.1565 | 101639.4296 | 117725.2084 | -11077.6235 | 22.6496 | 16108.4284 | 0.89099 | 1.0002 | 1.1585 | 0.95051
13594 | Lateral Hardening | Lateral Hardening-Fuse-10472631 | Laterals | 14114 | 1.1481 | 69 | 29 | 1034355.14 | 0 | 947360.405 | 1010183.914 | 1111043.9911 | -86994.735 | -24171.226 | 76688.8511 | 0.91589 | 0.97663 | 1.0741 | 0.94994
6919 | Lateral Hardening | Lateral Hardening-Fuse-10143559 | Laterals | 13036 | 0.22841 | 16 | 86 | 353848.14 | 0 | 312088.0311 | 355537.5185 | 420129.1312 | -41760.1089 | 1689.3785 | 66280.9912 | 0.88198 | 1.0048 | 1.1873 | 0.94935
12958 | Lateral Hardening | Lateral Hardening-Fuse-90012560 | Laterals | 13011 | 0.34697 | 20 | 66 | 307501.93 | 0 | 272652.5219 | 307806.9359 | 357772.2834 | -34849.4081 | 305.0059 | 50270.3534 | 0.88667 | 1.001 | 1.1635 | 0.94865
1631 | Lateral Hardening | Lateral Hardening-Fuse-60318199 | Laterals | 13236 | 0.38485 | 23 | 7 | 268945.97 | 0 | 242001.3501 | 266490.4578 | 298452.8722 | -26944.6199 | -2455.5122 | 29506.9022 | 0.89981 | 0.99087 | 1.1097 | 0.94812
15164 | Lateral Hardening | Lateral Hardening-Fuse-91443618 | Laterals | 13190 | 0.56364 | 43 | 132 | 694065.38 | 0 | 623141.3493 | 691046.2637 | 767542.6003 | -70924.0307 | -3019.1163 | 73477.2203 | 0.89781 | 0.99565 | 1.1059 | 0.94797
14858 | Lateral Hardening | Lateral Hardening-Fuse-10366866 | Laterals | 13101 | 0.23295 | 25 | 31 | 250153.2 | 0 | 223661.324 | 248974.7697 | 281784.713 | -26491.876 | -1178.4303 | 31631.513 | 0.8941 | 0.99529 | 1.1264 | 0.94769
15409 | Lateral Hardening | Lateral Hardening-Fuse-93351708 | Laterals | 13687 | 1.0564 | 56 | 24 | 704324.69 | 0 | 644382.729 | 683078.9193 | 753656.1528 | -59941.961 | -21245.7707 | 49331.4628 | 0.91489 | 0.96984 | 1.07 | 0.94689
720 | Lateral Hardening | Lateral Hardening-Fuse-10580662 | Laterals | 13105 | 0.024242 | 1 | 4 | 50000 | 0 | 44088.2946 | 50185.014 | 58294.2492 | -5911.7054 | 185.014 | 8294.2492 | 0.88177 | 1.0037 | 1.1659 | 0.94676
1919 | Lateral Hardening | Lateral Hardening-Fuse-92908934 | Laterals | 13159 | 0.43788 | 35 | 90 | 489912.31 | 0 | 439855.5031 | 482316.5976 | 548772.441 | -50056.8069 | -7595.7124 | 58860.131 | 0.89782 | 0.9845 | 1.1201 | 0.94606
11674 | Lateral Hardening | Lateral Hardening-Fuse-60226022 | Laterals | 13128 | 0.2964 | 24 | 27 | 366892.6 | 0 | 328367.3321 | 362430.8186 | 413152.4022 | -38525.2679 | -4461.7814 | 46259.8022 | 0.895 | 0.98784 | 1.1261 | 0.94596
12555 | Lateral Hardening | Lateral Hardening-Fuse-92282350 | Laterals | 13038 | 0.30966 | 23 | 29 | 375854.4 | 0 | 337286.3921 | 369965.0372 | 420754.319 | -38568.0079 | -5889.3628 | 44899.919 | 0.89739 | 0.98433 | 1.1195 | 0.94568
8811 | Lateral Hardening | Lateral Hardening-Fuse-10402252 | Laterals | 13592 | 0.11231 | 8 | 37 | 89812.01 | 0 | 79015.3396 | 89879.9396 | 105471.546 | -10796.6704 | 67.9296 | 15659.536 | 0.87979 | 1.0008 | 1.1744 | 0.94553
4736 | Lateral Hardening | Lateral Hardening-Fuse-10925131 | Laterals | 13342 | 0.46686 | 25 | 79 | 465867.79 | 0 | 415190.4516 | 463513.7206 | 522291.944 | -50677.3384 | -2354.0694 | 56424.154 | 0.89122 | 0.99495 | 1.1211 | 0.94533
10037 | Lateral Hardening | Lateral Hardening-Fuse-10465298 | Laterals | 13434 | 0.097348 | 7 | 2 | 152727.47 | 0 | 134944.3519 | 152449.033 | 176577.093 | -17783.1181 | -278.437 | 23849.623 | 0.88356 | 0.99818 | 1.1562 | 0.94521
17281 | Lateral Hardening | Lateral Hardening-Fuse-91058980 | Laterals | 14024 | 0.17083 | 13 | 63 | 225261.04 | 0 | 199040.8653 | 224870.7758 | 259613.8353 | -26220.1747 | -390.2642 | 34352.7953 | 0.8836 | 0.99827 | 1.1525 | 0.94489
15816 | Lateral Hardening | Lateral Hardening-Fuse-10129853 | Laterals | 13006 | 0.25436 | 12 | 21 | 158327.38 | 0 | 139369.7402 | 157936.6108 | 185967.7522 | -18957.6398 | -390.7692 | 27640.3722 | 0.88026 | 0.99753 | 1.1746 | 0.94488
2169 | Lateral Hardening | Lateral Hardening-Fuse-10442378 | Laterals | 13948 | 0.15019 | 11 | 25 | 230771.57 | 0 | 206709.8032 | 227747.2922 | 256148.1598 | -24061.7668 | -3024.2778 | 25376.5898 | 0.89573 | 0.98689 | 1.11 | 0.9445
551 | Lateral Hardening | Lateral Hardening-Fuse-10925133 | Laterals | 13342 | 0.050568 | 4 | 1 | 50000 | 0 | 44014.3492 | 49937.008 | 58338.1419 | -5985.6508 | -62.992 | 8338.1419 | 0.88029 | 0.99874 | 1.1668 | 0.94447
3430 | Lateral Hardening | Lateral Hardening-Fuse-60010345 | Laterals | 13158 | 0.14943 | 16 | 20 | 214988.61 | 0 | 191152.6716 | 213838.4084 | 240351.9384 | -23835.9384 | -1150.2016 | 25363.3284 | 0.88913 | 0.99465 | 1.118 | 0.94367
18519 | Lateral Hardening | Lateral Hardening-Fuse-60102708 | Laterals | 13043 | 0.070265 | 6 | 8 | 73362.79 | 0 | 64451.3514 | 73140.8906 | 85825.7403 | -8911.4386 | -221.8994 | 12462.9503 | 0.87853 | 0.99698 | 1.1699 | 0.9432
3582 | Lateral Hardening | Lateral Hardening-Fuse-92614555 | Laterals | 13303 | 0.85284 | 32 | 2 | 304926.87 | 0 | 268843.1183 | 304066.0835 | 349664.8001 | -36083.7517 | -860.7865 | 44737.9301 | 0.88166 | 0.99718 | 1.1467 | 0.94282
17527 | Lateral Hardening | Lateral Hardening-Fuse-10745575 | Laterals | 13431 | 0.34318 | 26 | 27 | 419366.88 | 0 | 374131.0626 | 414234.6378 | 465960.8629 | -45235.8174 | -5132.2422 | 46593.9829 | 0.89213 | 0.98776 | 1.1111 | 0.94272
19813 | Lateral Hardening | Lateral Hardening-Fuse-10363884 | Laterals | 13096 | 0.46364 | 30 | 18 | 433307.52 | 0 | 390280.5118 | 422001.9048 | 475045.6138 | -43027.0082 | -11305.6152 | 41738.0938 | 0.9007 | 0.97391 | 1.0963 | 0.94223
3223 | Lateral Hardening | Lateral Hardening-Fuse-10640149 | Laterals | 13795 | 0.22917 | 10 |  | 63497.33 | 0 | 56425.7304 | 62388.1251 | 72245.3439 | -7071.5996 | -1109.2049 | 8748.0139 | 0.88863 | 0.98253 | 1.1378 | 0.94172
4240 | Lateral Hardening | Lateral Hardening-Fuse-90680896 | Laterals | 13470 | 1.9222 | 98 | 27 | 1079879.85 | 0 | 968809.9913 | 1055059.5232 | 1184261.8253 | -111069.8587 | -24820.3268 | 104381.9753 | 0.89715 | 0.97702 | 1.0967 | 0.94106
517 | Lateral Hardening | Lateral Hardening-Fuse-10757399 | Laterals | 13423 | 2.4169 | 113 | 46 | 1808668.84 | 0 | 1638811.9428 | 1750183.3895 | 1930605.7868 | -169856.8972 | -58485.4505 | 121936.9468 | 0.90609 | 0.96766 | 1.0674 | 0.94069
6839 | Lateral Hardening | Lateral Hardening-Fuse-92019258 | Laterals | 13418 | 0.097727 | 8 | 14 | 147098.34 | 0 | 129558.1307 | 145798.4148 | 168945.9291 | -17540.2093 | -1299.9252 | 21847.5891 | 0.88076 | 0.99116 | 1.1485 | 0.94066
1644 | Lateral Hardening | Lateral Hardening-Fuse-10071952 | Laterals | 13305 | 0.20133 | 11 | 4 | 185149.63 | 0 | 165382.2734 | 181835.0168 | 203706.3409 | -19767.3566 | -3314.6132 | 18556.7109 | 0.89324 | 0.9821 | 1.1002 | 0.94059
12972 | Lateral Hardening | Lateral Hardening-Fuse-92486892 | Laterals | 13781 | 0.18409 | 20 | 4 | 391073.55 | 0 | 341966.5859 | 389490.2982 | 458101.1718 | -49106.9641 | -1583.2518 | 67027.6218 | 0.87443 | 0.99595 | 1.1714 | 0.94058
1307 | Lateral Hardening | Lateral Hardening-Fuse-60179304 | Laterals | 13001 | 0.18731 | 15 | 37 | 193827.98 | 0 | 170928.5364 | 191483.0708 | 222843.4738 | -22899.4436 | -2344.9092 | 29015.4938 | 0.88186 | 0.9879 | 1.1497 | 0.94045
8431 | Lateral Hardening | Lateral Hardening-Fuse-92591870 | Laterals | 13303 | 0.92273 | 51 | 51 | 785497.53 | 0 | 705297.7029 | 766936.7459 | 852307.7241 | -80199.8271 | -18560.7841 | 66810.1941 | 0.8979 | 0.97637 | 1.0851 | 0.94016
17115 | Lateral Hardening | Lateral Hardening-Fuse-92003181 | Laterals | 13479 | 0.29924 | 27 | 29 | 291032.2 | 0 | 259192.3277 | 286051.0398 | 322696.9625 | -31839.8723 | -4981.1602 | 31664.7625 | 0.8906 | 0.98288 | 1.1088 | 0.9401
3530 | Lateral Hardening | Lateral Hardening-Fuse-60484966 | Laterals | 13470 | 0.62519 | 28 | 11 | 188226.17 | 0 | 164273.2346 | 186658.4392 | 223410.1531 | -23952.9354 | -1567.7308 | 35183.9831 | 0.87274 | 0.99167 | 1.1869 | 0.93984
3944 | Lateral Hardening | Lateral Hardening-Fuse-91909002 | Laterals | 14274 | 0.042424 | 5 | 2 | 55837.69 | 0 | 48962.1835 | 55189.4413 | 65302.4973 | -6875.5065 | -648.2487 | 9464.8073 | 0.87687 | 0.98839 | 1.1695 | 0.93959
953 | Lateral Hardening | Lateral Hardening-Fuse-93326645 | Laterals | 13294 | 0.4125 | 31 | 63 | 426638.97 | 0 | 377802.7891 | 421994.9853 | 474599.5145 | -48836.1809 | -4643.9847 | 47960.5445 | 0.88553 | 0.98911 | 1.1124 | 0.9393
7455 | Lateral Hardening | Lateral Hardening-Fuse-92154238 | Laterals | 13391 | 0.43542 | 21 | 3 | 84568.19 | 0 | 74946.6611 | 83024.5104 | 95505.4063 | -9621.5289 | -1543.6796 | 10937.2163 | 0.88623 | 0.98175 | 1.1293 | 0.93919
15252 | Lateral Hardening | Lateral Hardening-Fuse-10580708 | Laterals | 13105 | 0.11231 | 8 | 30 | 120800.32 | 0 | 105686.0008 | 119847.9024 | 140401.3569 | -15114.3192 | -952.4176 | 19601.0369 | 0.87488 | 0.99212 | 1.1623 | 0.93879
2092 | Lateral Hardening | Lateral Hardening-Fuse-60311490 | Laterals | 13769 | 0.13182 | 10 | 15 | 121251.96 | 0 | 106050.4511 | 120238.3343 | 141015.5049 | -15201.5089 | -1013.6257 | 19763.5449 | 0.87463 | 0.99164 | 1.163 | 0.93857
18411 | Lateral Hardening | Lateral Hardening-Fuse-93048484 | Laterals | 13019 | 0.60606 | 42 | 26 | 505315.93 | 0 | 452518.967 | 491030.0648 | 553504.2803 | -52796.963 | -14285.8652 | 48188.3503 | 0.89552 | 0.97173 | 1.0954 | 0.93837
14240 | Lateral Hardening | Lateral Hardening-Fuse-10479437 | Laterals | 14216 | 0.84053 | 44 | 45 | 604459.31 | 0 | 540817.509 | 587677.5811 | 661303.7668 | -63641.801 | -16781.7289 | 56844.4568 | 0.89471 | 0.97224 | 1.094 | 0.9379
3382 | Lateral Hardening | Lateral Hardening-Fuse-92347088 | Laterals | 13148 | 0.5767 | 28 | 23 | 621753.14 | 0 | 554937.2422 | 606131.2936 | 683363.3237 | -66815.8978 | -15621.8464 | 61610.1837 | 0.89254 | 0.97487 | 1.0991 | 0.93789
6013 | Lateral Hardening | Lateral Hardening-Fuse-91087056 | Laterals | 13115 | 0.11042 | 7 | 5 | 162182.21 | 0 | 142808.6606 | 160097.5837 | 183438.1631 | -19373.5494 | -2084.6263 | 21255.9531 | 0.88054 | 0.98715 | 1.1311 | 0.93758
19307 | Lateral Hardening | Lateral Hardening-Fuse-10095505 | Laterals | 13786 | 0.82557 | 31 | 17 | 444754.02 | 0 | 398178.8894 | 430835.1913 | 485432.0057 | -46575.1306 | -13918.8287 | 40677.9857 | 0.89528 | 0.9687 | 1.0915 | 0.93692
13042 | Lateral Hardening | Lateral Hardening-Fuse-60166994 | Laterals | 13293 | 0.11591 | 14 | 25 | 176119.38 | 0 | 154528.8241 | 173441.8518 | 202060.3035 | -21590.5559 | -2677.5282 | 25940.9235 | 0.87741 | 0.9848 | 1.1473 | 0.93661
17994 | Lateral Hardening | Lateral Hardening-Fuse-10650388 | Laterals | 13391 | 0.19148 | 9 | 4 | 133283.38 | 0 | 116978.6535 | 131293.736 | 151822.162 | -16304.7265 | -1989.644 | 18538.782 | 0.87767 | 0.98507 | 1.1391 | 0.93603
9352 | Lateral Hardening | Lateral Hardening-Fuse-10563780 | Laterals | 13293 | 0.7108 | 67 | 93 | 874083.12 | 0 | 780009.047 | 851285.5671 | 946039.7292 | -94074.073 | -22797.5529 | 71956.6092 | 0.89237 | 0.97392 | 1.0823 | 0.93583
5090 | Lateral Hardening | Lateral Hardening-Fuse-91567749 | Laterals | 13044 | 0.026136 | 4 | 8 | 69695.37 | 0 | 60784.9838 | 68979.6461 | 80545.6013 | -8910.3862 | -715.7239 | 10850.2313 | 0.87215 | 0.98973 | 1.1557 | 0.93578
5658 | Lateral Hardening | Lateral Hardening-Fuse-10411562 | Laterals | 13633 | 0.22727 | 18 | 22 | 319273.39 | 0 | 283206.5269 | 311000.4453 | 354542.8721 | -36066.8631 | -8272.9447 | 35269.4821 | 0.88703 | 0.97409 | 1.1105 | 0.93549
2267 | Lateral Hardening | Lateral Hardening-Fuse-10745488 | Laterals | 13431 | 0.38106 | 15 | 2 | 79542.13 | 0 | 70827.3233 | 77210.1683 | 87494.8156 | -8714.8067 | -2331.9617 | 7952.6856 | 0.89044 | 0.97068 | 1.1 | 0.93547
17016 | Lateral Hardening | Lateral Hardening-Fuse-90009411 | Laterals | 13470 | 0.33864 | 26 | 135 | 316399.98 | 0 | 278405.706 | 311202.3214 | 355449.7716 | -37994.274 | -5197.6586 | 39049.7916 | 0.87992 | 0.98357 | 1.1234 | 0.93536
15952 | Lateral Hardening | Lateral Hardening-Fuse-91565293 | Laterals | 13044 | 0.61856 | 47 | 255 | 786164.86 | 0 | 703050.2331 | 761325.2578 | 848350.5389 | -83114.6269 | -24839.6022 | 62185.6789 | 0.89428 | 0.9684 | 1.0791 | 0.935
13044 | Lateral Hardening | Lateral Hardening-Fuse-91801888 | Laterals | 13329 | 0.13314 | 13 | 38 | 213116.83 | 0 | 187023.9724 | 209730.442 | 240134.3509 | -26092.8576 | -3386.388 | 27017.5209 | 0.87757 | 0.98411 | 1.1268 | 0.93445
1459 | Lateral Hardening | Lateral Hardening-Fuse-92646118 | Laterals | 13118 | 0.19792 | 13 | 87 | 103621.55 | 0 | 89801.8587 | 102532.1033 | 121355.8679 | -13819.6913 | -1089.4467 | 17734.3179 | 0.86663 | 0.98949 | 1.1711 | 0.93394
3685 | Lateral Hardening | Lateral Hardening-Fuse-60188275 | Laterals | 13807 | 0.39091 | 17 | 27 | 213278.07 | 0 | 186213.7506 | 210074.3484 | 242518.1832 | -27064.3194 | -3203.7216 | 29240.1132 | 0.8731 | 0.98498 | 1.1371 | 0.93307
13862 | Lateral Hardening | Lateral Hardening-Fuse-10538848 | Laterals | 13118 | 0.10492 | 11 | 14 | 131976.46 | 0 | 115102.1873 | 129959.8215 | 150825.4383 | -16874.2727 | -2016.6385 | 18848.9783 | 0.87214 | 0.98472 | 1.1428 | 0.93298
10938 | Lateral Hardening | Lateral Hardening-Fuse-91721175 | Laterals | 13070 | 0.26799 | 25 | 10 | 333013.44 | 0 | 294558.1305 | 323434.6547 | 368044.7355 | -38455.3095 | -9578.7853 | 35031.2955 | 0.88452 | 0.97124 | 1.1052 | 0.9326
6530 | Lateral Hardening | Lateral Hardening-Fuse-10100683 | Laterals | 13048 | 0.29981 | 31 | 66 | 445775.92 | 0 | 393173.9211 | 433900.4622 | 496089.1248 | -52601.9989 | -11875.4578 | 50313.2048 | 0.882 | 0.97336 | 1.1129 | 0.93249
14346 | Lateral Hardening | Lateral Hardening-Fuse-10627086 | Laterals | 13146 | 0.082576 | 5 | 3 | 107556.5 | 0 | 93327.5167 | 106075.3917 | 124640.0925 | -14228.9833 | -1481.1083 | 17083.5925 | 0.86771 | 0.98623 | 1.1588 | 0.93238
15770 | Lateral Hardening | Lateral Hardening-Fuse-93207948 | Laterals | 13656 | 0.064394 | 5 | 3 | 57154.85 | 0 | 49659.3025 | 56178.3857 | 65869.9999 | -7495.5475 | -976.4643 | 8715.1499 | 0.86886 | 0.98292 | 1.1525 | 0.93144
10139 | Lateral Hardening | Lateral Hardening-Fuse-92514199 | Laterals | 13011 | 0.2447 | 18 | 17 | 255567.76 | 0 | 225820.0678 | 248686.3179 | 279229.8906 | -29747.6922 | -6881.4421 | 23662.1306 | 0.8836 | 0.97307 | 1.0926 | 0.93134
19467 | Lateral Hardening | Lateral Hardening-Fuse-91440558 | Laterals | 13123 | 0.067992 | 7 | 5 | 65313.91 | 0 | 56648.7081 | 64380.2621 | 75189.1643 | -8665.2019 | -933.6479 | 9875.2543 | 0.86733 | 0.98571 | 1.1512 | 0.93123
5356 | Lateral Hardening | Lateral Hardening-Fuse-90394811 | Laterals | 13147 | 0.36458 | 19 | 25 | 313404.43 | 0 | 276494.0488 | 303886.1824 | 344682.3829 | -36910.3812 | -9518.2476 | 31277.9529 | 0.88223 | 0.96963 | 1.0998 | 0.93021
1130 | Lateral Hardening | Lateral Hardening-Fuse-91518968 | Laterals | 13468 | 0.20057 | 19 | 19 | 251391.66 | 0 | 221639.8499 | 244658.6307 | 274409.5766 | -29751.8101 | -6733.0293 | 23017.9166 | 0.88165 | 0.97322 | 1.0916 | 0.93011
16765 | Lateral Hardening | Lateral Hardening-Fuse-92030020 | Laterals | 13023 | 0.74129 | 69 | 89 | 910651.45 | 0 | 807138.1851 | 879342.9391 | 989192.1016 | -103513.2649 | -31308.5109 | 78540.6516 | 0.88633 | 0.96562 | 1.0862 | 0.93011
16117 | Lateral Hardening | Lateral Hardening-Fuse-91568000 | Laterals | 13044 | 0.19564 | 18 | 60 | 324857.34 | 0 | 280256.2959 | 319974.1366 | 379929.5835 | -44601.0441 | -4883.2034 | 55072.2435 | 0.86271 | 0.98497 | 1.1695 | 0.93007
10735 | Lateral Hardening | Lateral Hardening-Fuse-92953428 | Laterals | 13006 | 1.6562 | 75 | 79 | 1574081.8 | 0 | 1407647.3324 | 1508673.536 | 1661724.2517 | -166434.4676 | -65408.264 | 87642.4517 | 0.89427 | 0.95845 | 1.0557 | 0.92966
17137 | Lateral Hardening | Lateral Hardening-Fuse-92023554 | Laterals | 13007 | 0.44299 | 24 | 2 | 218175.26 | 0 | 189632.3299 | 213888.9793 | 247802.7803 | -28542.9301 | -4286.2807 | 29627.5203 | 0.86917 | 0.98035 | 1.1358 | 0.92919
19661 | Lateral Hardening | Lateral Hardening-Fuse-10643533 | Laterals | 13390 | 0.079167 | 7 | 1 | 54961.25 | 0 | 47654.3949 | 53591.2502 | 63909.4391 | -7306.8551 | -1369.9998 | 8948.1891 | 0.86705 | 0.97507 | 1.1628 | 0.92904
1185 | Lateral Hardening | Lateral Hardening-Fuse-92838167 | Laterals | 13785 | 0.80019 | 41 | 43 | 590703.29 | 0 | 523846.0308 | 569282.9873 | 636725.696 | -66857.2592 | -21420.3027 | 46022.406 | 0.88682 | 0.96374 | 1.0779 | 0.929
7682 | Lateral Hardening | Lateral Hardening-Fuse-91445838 | Laterals | 14030 | 0.15549 | 19 | 105 | 93172.03 | 0 | 80136.7463 | 91350.1207 | 110386.8701 | -13035.2837 | -1821.9093 | 17214.8401 | 0.86009 | 0.98045 | 1.1848 | 0.92867
1147 | Lateral Hardening | Lateral Hardening-Fuse-10605101 | Laterals | 13924 | 0.14375 | 7 | 3 | 116570.52 | 0 | 101332.5449 | 113921.5286 | 132512.6203 | -15237.9751 | -2648.9914 | 15942.1003 | 0.86928 | 0.97728 | 1.1368 | 0.92843
6717 | Lateral Hardening | Lateral Hardening-Fuse-92527626 | Laterals | 13219 | 0.25966 | 19 | 34 | 224149.29 | 0 | 195430.7332 | 218836.4629 | 251650.6485 | -28718.5568 | -5312.8271 | 27501.3585 | 0.87188 | 0.9763 | 1.1227 | 0.92829
947 | Lateral Hardening | Lateral Hardening-Fuse-92527629 | Laterals | 13219 | 0.075568 | 7 | 12 | 129188.7 | 0 | 111784.4346 | 126553.1191 | 148768.5441 | -17404.2654 | -2635.5809 | 19579.8441 | 0.86528 | 0.9796 | 1.1516 | 0.9282
1957 | Lateral Hardening | Lateral Hardening-Fuse-91164636 | Laterals | 13117 | 0.21932 | 18 | 50 | 473069.82 | 0 | 416377.8793 | 458373.9899 | 514538.4133 | -56691.9407 | -14695.8301 | 41468.5933 | 0.88016 | 0.96894 | 1.0877 | 0.92754
2068 | Lateral Hardening | Lateral Hardening-Fuse-90020682 | Laterals | 13495 | 0.27462 | 21 | 86 | 372864.53 | 0 | 326985.2833 | 362638.0402 | 407979.1226 | -45879.2467 | -10226.4898 | 35114.5926 | 0.87695 | 0.97257 | 1.0942 | 0.92736
3928 | Lateral Hardening | Lateral Hardening-Fuse-90685496 | Laterals | 13206 | 0.066477 | 6 | 10 | 150163.74 | 0 | 129554.923 | 147387.2351 | 172532.8823 | -20608.817 | -2776.5049 | 22369.1423 | 0.86276 | 0.98151 | 1.149 | 0.927
11109 | Lateral Hardening | Lateral Hardening-Fuse-10762897 | Laterals | 13815 | 0.30473 | 13 | 7 | 136751.18 | 0 | 118247.79 | 133939.0152 | 156376.0851 | -18503.39 | -2812.1648 | 19624.9051 | 0.86469 | 0.97944 | 1.1435 | 0.927
14016 | Lateral Hardening | Lateral Hardening-Fuse-10000880 | Laterals | 13236 | 0.38409 | 25 | 17 | 492701.85 | 0 | 432448.6852 | 478068.725 | 537965.5638 | -60253.1648 | -14633.125 | 45263.7138 | 0.87771 | 0.9703 | 1.0919 | 0.9269
5458 | Lateral Hardening | Lateral Hardening-Fuse-90626843 | Laterals | 14041 | 1.0784 | 52 | 34 | 637914.03 | 0 | 564063.15 | 612612.3293 | 690423.051 | -73850.88 | -25301.7007 | 52509.021 | 0.88423 | 0.96034 | 1.0823 | 0.92687
17114 | Lateral Hardening | Lateral Hardening-Fuse-92446486 | Laterals | 13651 | 0.11155 | 6 | 11 | 76794.11 | 0 | 66301.0733 | 75250.2864 | 88172.8739 | -10493.0367 | -1543.8236 | 11378.7639 | 0.86336 | 0.9799 | 1.1482 | 0.9268
1233 | Lateral Hardening | Lateral Hardening-Fuse-90798436 | Laterals | 13099 | 0.17803 | 13 | 3 | 147134.03 | 0 | 127870.6795 | 143610.5785 | 165203.3365 | -19263.3505 | -3523.4515 | 18069.3065 | 0.86908 | 0.97605 | 1.1228 | 0.92654
10245 | Lateral Hardening | Lateral Hardening-Fuse-10679335 | Laterals | 13807 | 0.25417 | 13 | 6 | 69505.01 | 0 | 60863.1353 | 67140.7207 | 77357.9738 | -8641.8747 | -2364.2893 | 7852.9638 | 0.87567 | 0.96598 | 1.113 | 0.92649
5522 | Lateral Hardening | Lateral Hardening-Fuse-10895276 | Laterals | 13003 | 0.11591 | 7 | 1 | 102466.74 | 0 | 88879.7956 | 99916.8749 | 116067.8666 | -13586.9444 | -2549.8651 | 13601.1266 | 0.8674 | 0.97512 | 1.1327 | 0.92625
7429 | Lateral Hardening | Lateral Hardening-Fuse-92263152 | Laterals | 13041 | 0.17955 | 11 | 3 | 154611.27 | 0 | 133833.7316 | 151108.2747 | 175639.6412 | -20777.5384 | -3502.9953 | 21028.3712 | 0.86561 | 0.97734 | 1.136 | 0.92617
5427 | Lateral Hardening | Lateral Hardening-Fuse-90241764 | Laterals | 13136 | 0.12576 | 12 | 14 | 182645.87 | 0 | 157514.2838 | 178739.3071 | 210285.2339 | -25131.5862 | -3906.5629 | 27639.3639 | 0.8624 | 0.97861 | 1.1513 | 0.92616
4516 | Lateral Hardening | Lateral Hardening-Fuse-60021903 | Laterals | 13303 | 0.21307 | 15 | 5 | 165765.93 | 0 | 143949.7987 | 161428.7087 | 187117.5948 | -21816.1313 | -4337.2213 | 21351.6648 | 0.86839 | 0.97384 | 1.1288 | 0.92607
14070 | Lateral Hardening | Lateral Hardening-Fuse-10210652 | Laterals | 13426 | 0.29091 | 21 | 21 | 274619.64 | 0 | 237900.6783 | 268034.8025 | 310934.2895 | -36718.9617 | -6584.8375 | 36314.6495 | 0.86629 | 0.97602 | 1.1322 | 0.92581
7291 | Lateral Hardening | Lateral Hardening-Fuse-10680805 | Laterals | 13308 | 0.25152 | 16 | 25 | 232045.72 | 0 | 202688.5498 | 225678.0238 | 254260.1819 | -29357.1702 | -6367.6962 | 22214.4619 | 0.87349 | 0.97256 | 1.0957 | 0.92543
9222 | Lateral Hardening | Lateral Hardening-Fuse-91365533 | Laterals | 13298 | 2.0112 | 78 | 24 | 839607.85 | 0 | 749712.0069 | 796090.2863 | 881304.2604 | -89895.8431 | -43517.5637 | 41696.4104 | 0.89293 | 0.94817 | 1.0497 | 0.92518
11125 | Lateral Hardening | Lateral Hardening-Fuse-10070746 | Laterals | 13657 | 0.061932 | 3 | 2 | 61388.91 | 0 | 53034.202 | 59853.0491 | 70157.5871 | -8354.708 | -1535.8609 | 8768.6771 | 0.86391 | 0.97498 | 1.1428 | 0.92512
19284 | Lateral Hardening | Lateral Hardening-Fuse-91565351 | Laterals | 13044 | 0.17008 | 15 | 40 | 307620.98 | 0 | 264369.3376 | 300972.4302 | 356390.1977 | -43251.6424 | -6648.5498 | 48769.2177 | 0.8594 | 0.97839 | 1.1585 | 0.92501
11968 | Lateral Hardening | Lateral Hardening-Fuse-10693246 | Laterals | 13147 | 0.11705 | 9 | 7 | 157277.07 | 0 | 135409.0066 | 153927.4528 | 180085.9757 | -21868.0634 | -3349.6172 | 22808.9057 | 0.86096 | 0.9787 | 1.145 | 0.92469
19203 | Lateral Hardening | Lateral Hardening-Fuse-91805751 | Laterals | 13329 | 0.16023 | 18 | 14 | 213688.47 | 0 | 186185.9345 | 207902.9642 | 234958.5624 | -27502.5355 | -5785.5058 | 21270.0924 | 0.8713 | 0.97293 | 1.0995 | 0.92461
16933 | Lateral Hardening | Lateral Hardening-Fuse-10635949 | Laterals | 13388 | 0.36515 | 16 | 4 | 200387.86 | 0 | 172421.5439 | 195786.9475 | 230744.3317 | -27966.3161 | -4600.9125 | 30356.4717 | 0.86044 | 0.97704 | 1.1515 | 0.92452
18630 | Lateral Hardening | Lateral Hardening-Fuse-10807551 | Laterals | 13020 | 0.16818 | 16 | 4 | 153666.87 | 0 | 132115.4678 | 150193.2295 | 176939.3305 | -21551.4022 | -3473.6405 | 23272.4605 | 0.85975 | 0.97739 | 1.1514 | 0.92421
8101 | Lateral Hardening | Lateral Hardening-Fuse-93234797 | Laterals | 13696 | 0.048864 | 5 | 7 | 50000 | 0 | 42981.9766 | 48812.0597 | 57190.2174 | -7018.0234 | -1187.9403 | 7190.2174 | 0.85964 | 0.97624 | 1.1438 | 0.92304
17161 | Lateral Hardening | Lateral Hardening-Fuse-91155544 | Laterals | 13509 | 0.22292 | 17 | 30 | 304887.56 | 0 | 266574.8035 | 294223.6367 | 331986.3321 | -38312.7565 | -10663.9233 | 27098.7721 | 0.87434 | 0.96502 | 1.0889 | 0.923
3059 | Lateral Hardening | Lateral Hardening-Fuse-60201276 | Laterals | 13256 | 0.068561 | 5 | 9 | 61939.81 | 0 | 53344.4689 | 60254.0931 | 70866.7012 | -8595.3411 | -1685.7169 | 8926.8912 | 0.86123 | 0.97278 | 1.1441 | 0.92299
4120 | Lateral Hardening | Lateral Hardening-Fuse-60014589 | Laterals | 13120 | 0.065909 | 5 | 1 | 53859.45 | 0 | 46333.2625 | 52567.5967 | 61411.3403 | -7526.1875 | -1291.8533 | 7551.8903 | 0.86026 | 0.97601 | 1.1402 | 0.92298
11405 | Lateral Hardening | Lateral Hardening-Fuse-10671202 | Laterals | 13724 | 0.073485 | 6 | 4 | 62349.05 | 0 | 53615.8342 | 60790.759 | 71376.4884 | -8733.2158 | -1558.291 | 9027.4384 | 0.85993 | 0.97501 | 1.1448 | 0.92294
18640 | Lateral Hardening | Lateral Hardening-Fuse-92702128 | Laterals | 13299 | 1.0538 | 50 | 86 | 718298.29 | 0 | 628096.1187 | 690571.4926 | 785544.3782 | -90202.1713 | -27726.7974 | 67246.0882 | 0.87442 | 0.9614 | 1.0936 | 0.92244
2482 | Lateral Hardening | Lateral Hardening-Fuse-10742014 | Laterals | 14024 | 0.2714 | 24 | 22 | 141881.92 | 0 | 124599.9096 | 135815.1343 | 153717.3944 | -17282.0104 | -6066.7857 | 11835.4744 | 0.87819 | 0.95724 | 1.0834 | 0.92243
11574 | Lateral Hardening | Lateral Hardening-Fuse-93300472 | Laterals | 13808 | 0.35208 | 21 | 4 | 209472.34 | 0 | 182044.6803 | 202901.6015 | 230243.6474 | -27427.6597 | -6570.7385 | 20771.3074 | 0.86906 | 0.96863 | 1.0992 | 0.92194
2506 | Lateral Hardening | Lateral Hardening-Fuse-60622326 | Laterals | 14341 | 1.0934 | 42 | 7 | 283886.06 | 0 | 246816.1607 | 273090.3476 | 316600.7626 | -37069.8993 | -10795.7124 | 32714.7026 | 0.86942 | 0.96197 | 1.1152 | 0.92177
5702 | Lateral Hardening | Lateral Hardening-Fuse-93325996 | Laterals | 13723 | 0.29186 | 13 | 1 | 184304.81 | 0 | 161266.846 | 177534.8278 | 197159.8985 | -23037.964 | -6769.9822 | 12855.0885 | 0.875 | 0.96327 | 1.0697 | 0.92096
766 | Lateral Hardening | Lateral Hardening-Fuse-91662095 | Laterals | 13747 | 0.46307 | 30 | 33 | 412692.48 | 0 | 359161.9652 | 396971.1461 | 453725.8939 | -53530.5148 | -15721.3339 | 41033.4139 | 0.87029 | 0.96191 | 1.0994 | 0.92069
14957 | Lateral Hardening | Lateral Hardening-Fuse-92914163 | Laterals | 14041 | 0.1678 | 9 | 3 | 105762.14 | 0 | 91092.238 | 102475.1126 | 119074.1714 | -14669.902 | -3287.0274 | 13312.0314 | 0.86129 | 0.96892 | 1.1259 | 0.92004
18822 | Lateral Hardening | Lateral Hardening-Fuse-10753387 | Laterals | 13330 | 0.41667 | 19 | 4 | 183703.79 | 0 | 158063.8487 | 178281.204 | 205919.5272 | -25639.9413 | -5422.586 | 22215.7372 | 0.86043 | 0.97048 | 1.1209 | 0.91949
2143 | Lateral Hardening | Lateral Hardening-Fuse-60472997 | Laterals | 13099 | 0.51326 | 39 | 26 | 486830.69 | 0 | 426778.3757 | 463912.8671 | 523784.3409 | -60052.3143 | -22917.8229 | 36953.6509 | 0.87665 | 0.95292 | 1.0759 | 0.91946
6106 | Lateral Hardening | Lateral Hardening-Fuse-91509096 | Laterals | 13348 | 0.036174 | 5 | 8 | 74968.27 | 0 | 64302.9468 | 72627.2144 | 85421.4305 | -10665.3232 | -2341.0556 | 10453.1605 | 0.85774 | 0.96877 | 1.1394 | 0.91922
4496 | Lateral Hardening | Lateral Hardening-Fuse-10842847 | Laterals | 13798 | 0.12216 | 5 | 4 | 67926.93 | 0 | 58116.8637 | 66048.3148 | 76957.591 | -9810.0663 | -1878.6152 | 9030.661 | 0.85558 | 0.97234 | 1.1329 | 0.91835
8641 | Lateral Hardening | Lateral Hardening-Fuse-92868492 | Laterals | 13932 | 0.027841 | 4 | 63 | 50000 | 0 | 42749.798 | 48572.4347 | 56898.6912 | -7250.202 | -1427.5653 | 6898.6912 | 0.855 | 0.97145 | 1.138 | 0.91823
18303 | Lateral Hardening | Lateral Hardening-Fuse-60146803 | Laterals | 13436 | 0.3358 | 23 | 11 | 285232.56 | 0 | 248648.0545 | 273384.4279 | 306604.3339 | -36584.5055 | -11848.1321 | 21371.7739 | 0.87174 | 0.95846 | 1.0749 | 0.91807
4170 | Lateral Hardening | Lateral Hardening-Fuse-90300372 | Laterals | 13836 | 0.16837 | 11 | 7 | 149752.61 | 0 | 128716.6421 | 144614.4716 | 167650.9696 | -21035.9679 | -5138.1384 | 17898.3596 | 0.85953 | 0.96569 | 1.1195 | 0.91738
15293 | Lateral Hardening | Lateral Hardening-Fuse-90907506 | Laterals | 13432 | 0.093371 | 6 | 3 | 168452.05 | 0 | 143859.8725 | 163318.9694 | 191819.5699 | -24592.1775 | -5133.0806 | 23367.5199 | 0.85401 | 0.96953 | 1.1387 | 0.91714
6040 | Lateral Hardening | Lateral Hardening-Fuse-10503459 | Laterals | 13576 | 0.14527 | 4 | 72 | 50000 | 0 | 42170.4737 | 48588.4961 | 59752.5775 | -7829.5263 | -1411.5039 | 9752.5775 | 0.84341 | 0.97177 | 1.1951 | 0.91708
16666 | Lateral Hardening | Lateral Hardening-Fuse-91144426 | Laterals | 13373 | 0.7267 | 45 | 143 | 884536.71 | 0 | 775029.7193 | 842185.8373 | 932066.9058 | -109506.9907 | -42350.8727 | 47530.1958 | 0.8762 | 0.95212 | 1.0537 | 0.91673
7446 | Lateral Hardening | Lateral Hardening-Fuse-60073820 | Laterals | 13082 | 0.19167 | 21 | 92 | 392251.55 | 0 | 333507.2967 | 379932.3534 | 452316.3999 | -58744.2533 | -12319.1966 | 60064.8499 | 0.85024 | 0.96859 | 1.1531 | 0.91603
1083 | Lateral Hardening | Lateral Hardening-Fuse-92131821 | Laterals | 14111 | 0.32386 | 25 | 67 | 435267.61 | 0 | 377394.9196 | 416366.7559 | 472410.7287 | -57872.6904 | -18900.8541 | 37143.1187 | 0.86704 | 0.95658 | 1.0853 | 0.91573
11785 | Lateral Hardening | Lateral Hardening-Fuse-90723592 | Laterals | 14306 | 0.84564 | 48 | 32 | 589164.29 | 0 | 514019.1934 | 559748.9215 | 630812.2302 | -75145.0966 | -29415.3685 | 41647.9402 | 0.87245 | 0.95007 | 1.0707 | 0.91556
16932 | Lateral Hardening | Lateral Hardening-Fuse-10829494 | Laterals | 13687 | 0.036742 | 5 | 1 | 51435.49 | 0 | 43923.9617 | 49578.9172 | 58489.5068 | -7511.5283 | -1856.5728 | 7054.0168 | 0.85396 | 0.9639 | 1.1371 | 0.91526
11170 | Lateral Hardening | Lateral Hardening-Fuse-92895135 | Laterals | 13854 | 0.075189 | 5 | 1 | 58560.71 | 0 | 50003.7964 | 56441.4954 | 66585.4645 | -8556.9136 | -2119.2146 | 8024.7545 | 0.85388 | 0.96381 | 1.137 | 0.91517
9254 | Lateral Hardening | Lateral Hardening-Fuse-60154550 | Laterals | 13117 | 0.48902 | 20 |  | 76039.9 | 0 | 65343.9091 | 72919.6963 | 85069.437 | -10695.9909 | -3120.2037 | 9029.537 | 0.85934 | 0.95897 | 1.1187 | 0.91517
14149 | Lateral Hardening | Lateral Hardening-Fuse-90292968 | Laterals | 13724 | 0.10076 | 5 | 8 | 120422.74 | 0 | 102633.6373 | 116573.3993 | 136162.9722 | -17789.1027 | -3849.3407 | 15740.2322 | 0.85228 | 0.96803 | 1.1307 | 0.91485
16285 | Lateral Hardening | Lateral Hardening-Fuse-10793180 | Laterals | 13470 | 0.14261 | 10 | 7 | 244121.71 | 0 | 207553.8668 | 235894.8953 | 277317.1396 | -36567.8432 | -8226.8147 | 33195.4296 | 0.85021 | 0.9663 | 1.136 | 0.91361
7926 | Lateral Hardening | Lateral Hardening-Fuse-93061609 | Laterals | 13298 | 1.3458 | 72 | 44 | 1041301.33 | 0 | 916039.0996 | 978737.3301 | 1079114.0266 | -125262.2304 | -62563.9999 | 37812.6966 | 0.87971 | 0.93992 | 1.0363 | 0.91343
10696 | Lateral Hardening | Lateral Hardening-Fuse-60172756 | Laterals | 13147 | 1.3076 | 67 | 601 | 240539.21 | 0 | 209259.2955 | 227591.8473 | 258670.8683 | -31279.9145 | -12947.3627 | 18131.6583 | 0.86996 | 0.94617 | 1.0754 | 0.91337
13732 | Lateral Hardening | Lateral Hardening-Fuse-60401671 | Laterals | 13505 | 0.57557 | 40 | 31 | 537519.24 | 0 | 468766.024 | 508184.6814 | 570803.7935 | -68753.216 | -29334.5586 | 33284.5535 | 0.87209 | 0.94543 | 1.0619 | 0.91308
815 | Lateral Hardening | Lateral Hardening-Fuse-91773267 | Laterals | 13583 | 0.33769 | 18 | 1 | 124319.6 | 0 | 105736.6911 | 119612.9029 | 141814.9435 | -18582.9089 | -4706.6971 | 17495.3435 | 0.85052 | 0.96214 | 1.1407 | 0.91303
6945 | Lateral Hardening | Lateral Hardening-Fuse-60074888 | Laterals | 13668 | 0.1767 | 8 | 1 | 111449.28 | 0 | 95319.9171 | 107301.7913 | 123689.0766 | -16129.3629 | -4147.4887 | 12239.7966 | 0.85528 | 0.96279 | 1.1098 | 0.91298
18208 | Lateral Hardening | Lateral Hardening-Fuse-92443425 | Laterals | 13391 | 0.13674 | 12 | 6 | 156001.39 | 0 | 132737.235 | 150131.8704 | 177238.9805 | -23264.155 | -5869.5196 | 21237.5905 | 0.85087 | 0.96238 | 1.1361 | 0.91285
11978 | Lateral Hardening | Lateral Hardening-Fuse-10379999 | Laterals | 13187 | 0.37178 | 29 | 32 | 437001.94 | 0 | 376909.9132 | 418675.0241 | 470925.7354 | -60092.0268 | -18326.9159 | 33923.7954 | 0.86249 | 0.95806 | 1.0776 | 0.91268
10918 | Lateral Hardening | Lateral Hardening-Fuse-91670413 | Laterals | 13070 | 0.22879 | 13 | 7 | 207085.6 | 0 | 178669.6347 | 198335.3704 | 222640.1674 | -28415.9653 | -8750.2296 | 15554.5674 | 0.86278 | 0.95775 | 1.0751 | 0.9125
3301 | Lateral Hardening | Lateral Hardening-Fuse-92316629 | Laterals | 13279 | 0.22633 | 23 | 27 | 397640.9 | 0 | 336987.2186 | 383595.9048 | 454687.8582 | -60653.6814 | -14044.9952 | 57046.9582 | 0.84747 | 0.96468 | 1.1435 | 0.91223
14722 | Lateral Hardening | Lateral Hardening-Fuse-10005214 | Laterals | 13160 | 0.81856 | 60 | 149 | 995837.9 | 0 | 869561.7347 | 940191.7792 | 1044833.468 | -126276.1653 | -55646.1208 | 48995.568 | 0.8732 | 0.94412 | 1.0492 | 0.91207
15046 | Lateral Hardening | Lateral Hardening-Fuse-10195191 | Laterals | 13323 | 0.057576 | 3 | 1 | 50000 | 0 | 42457.1313 | 48284.9231 | 56419.2571 | -7542.8687 | -1715.0769 | 6419.2571 | 0.84914 | 0.9657 | 1.1284 | 0.91203
18295 | Lateral Hardening | Lateral Hardening-Fuse-92608946 | Laterals | 13390 | 0.17216 | 6 | 1 | 133453.5 | 0 | 115479.1645 | 127051.8418 | 141614.773 | -17974.3355 | -6401.6582 | 8161.273 | 0.86531 | 0.95203 | 1.0612 | 0.91091
12250 | Lateral Hardening | Lateral Hardening-Fuse-93333745 | Laterals | 13213 | 0.042614 | 6 | 2 | 51923.43 | 0 | 44132.8489 | 49864.4328 | 58570.9297 | -7790.5811 | -2058.9972 | 6647.4997 | 0.84996 | 0.96035 | 1.128 | 0.91088
5944 | Lateral Hardening | Lateral Hardening-Fuse-92394749 | Laterals | 13019 | 0.26023 | 21 | 43 | 256349.76 | 0 | 219651.5898 | 245263.6996 | 278232.0107 | -36698.1702 | -11086.0604 | 21882.2507 | 0.85684 | 0.95675 | 1.0854 | 0.90967
16628 | Lateral Hardening | Lateral Hardening-Fuse-91384758 | Laterals | 13916 | 0.21307 | 10 | 5 | 214656.54 | 0 | 185256.8889 | 203934.5242 | 228426.2879 | -29399.6511 | -10722.0158 | 13769.7479 | 0.86304 | 0.95005 | 1.0641 | 0.90925
10052 | Lateral Hardening | Lateral Hardening-Fuse-92913331 | Laterals | 13787 | 0.046402 | 4 | 7 | 71888.23 | 0 | 60913.1334 | 68983.141 | 81026.0164 | -10975.0966 | -2905.089 | 9137.7864 | 0.84733 | 0.95959 | 1.1271 | 0.90899
13637 | Lateral Hardening | Lateral Hardening-Fuse-93073059 | Laterals | 13254 | 0.28333 | 16 | 0 | 71928.97 | 0 | 61053.6898 | 68715.2496 | 81179.3216 | -10875.2802 | -3213.7204 | 9250.3516 | 0.84881 | 0.95532 | 1.1286 | 0.90874
5094 | Lateral Hardening | Lateral Hardening-Fuse-93202982 | Laterals | 13423 | 0.34299 | 26 | 18 | 295381.39 | 0 | 254600.8658 | 279996.5569 | 316031.451 | -40780.5242 | -15384.8331 | 20650.061 | 0.86194 | 0.94792 | 1.0699 | 0.90853
15232 | Lateral Hardening | Lateral Hardening-Fuse-10556716 | Laterals | 13298 | 1.0498 | 40 | 2 | 179572 | 0 | 153925.1642 | 169900.1382 | 197191.0784 | -25646.8358 | -9671.8618 | 17619.0784 | 0.85718 | 0.94614 | 1.0981 | 0.90796
4751 | Lateral Hardening | Lateral Hardening-Fuse-92597536 | Laterals | 13390 | 0.21951 | 16 | 24 | 272615.66 | 0 | 235046.1057 | 257787.4425 | 291208.2832 | -37569.5543 | -14828.2175 | 18592.6232 | 0.86219 | 0.94561 | 1.0682 | 0.90782
1832 | Lateral Hardening | Lateral Hardening-Fuse-60171372 | Laterals | 13296 | 0.33845 | 29 | 26 | 299370.99 | 0 | 253794.6519 | 286964.2685 | 333236.6079 | -45576.3381 | -12406.7215 | 33865.6179 | 0.84776 | 0.95856 | 1.1131 | 0.90754
101 | Lateral Hardening | Lateral Hardening-Fuse-10671179 | Laterals | 13724 | 0.030492 | 5 | 2 | 81708.05 | 0 | 69141.885 | 78297.3033 | 91715.6108 | -12566.165 | -3410.7467 | 10007.5608 | 0.84621 | 0.95826 | 1.1225 | 0.90745
205 | Lateral Hardening | Lateral Hardening-Fuse-60356761 | Laterals | 13830 | 0.052652 | 4 | 114 | 52763.57 | 0 | 43981.1801 | 50889.2504 | 62165.1187 | -8782.3899 | -1874.3196 | 9401.5487 | 0.83355 | 0.96448 | 1.1782 | 0.90729
4208 | Lateral Hardening | Lateral Hardening-Fuse-92124447 | Laterals | 13813 | 0.068371 | 4 | 4 | 50134.07 | 0 | 42390.1572 | 47988.1307 | 56343.1982 | -7743.9128 | -2145.9393 | 6209.1282 | 0.84554 | 0.9572 | 1.1239 | 0.90687
7607 | Lateral Hardening | Lateral Hardening-Fuse-91967021 | Laterals | 13740 | 0.15095 | 16 | 19 | 211184.53 | 0 | 178276.5244 | 202533.9527 | 237394.3163 | -32908.0056 | -8650.5773 | 26209.7863 | 0.84417 | 0.95904 | 1.1241 | 0.90663
4072 | Lateral Hardening | Lateral Hardening-Fuse-92837135 | Laterals | 13081 | 0.13011 | 21 | 14 | 243641.1 | 0 | 206759.272 | 233114.688 | 268556.4847 | -36881.828 | -10526.412 | 24915.3847 | 0.84862 | 0.9568 | 1.1023 | 0.90644
13379 | Lateral Hardening | Lateral Hardening-Fuse-10704107 | Laterals | 13962 | 0.47633 | 21 | 0 | 87968.03 | 0 | 74361.5926 | 83924.7049 | 99405.8862 | -13606.4374 | -4043.3251 | 11437.8562 | 0.84533 | 0.95404 | 1.13 | 0.90641
8773 | Lateral Hardening | Lateral Hardening-Fuse-93211678 | Laterals | 13459 | 0.39564 | 16 | 1 | 92359.49 | 0 | 78019.3984 | 88120.8295 | 104615.5217 | -14340.0916 | -4238.6605 | 12256.0317 | 0.84474 | 0.95411 | 1.1327 | 0.90634
11834 | Lateral Hardening | Lateral Hardening-Fuse-10482612 | Laterals | 13457 | 0.39583 | 34 | 24 | 248273.71 | 0 | 212750.4528 | 234341.5027 | 269310.9163 | -35523.2572 | -13932.2073 | 21037.2063 | 0.85692 | 0.94388 | 1.0847 | 0.90579
15868 | Lateral Hardening | Lateral Hardening-Fuse-92672957 | Laterals | 13064 | 0.15114 | 12 | 34 | 179760.27 | 0 | 152341.1413 | 171717.5444 | 198971.7912 | -27419.1287 | -8042.7256 | 19211.5212 | 0.84747 | 0.95526 | 1.1069 | 0.90575
10703 | Lateral Hardening | Lateral Hardening-Fuse-92378890 | Laterals | 13434 | 0.20057 | 18 | 22 | 289764.41 | 0 | 249023.1085 | 273410.6574 | 307634.8335 | -40741.3015 | -16353.7526 | 17870.4235 | 0.8594 | 0.94356 | 1.0617 | 0.90487
11025 | Lateral Hardening | Lateral Hardening-Fuse-93020545 | Laterals | 13840 | 0.23977 | 13 | 1 | 68308.77 | 0 | 58280.7893 | 64551.0536 | 74431.7785 | -10027.9807 | -3757.7164 | 6123.0085 | 0.8532 | 0.94499 | 1.0896 | 0.90438
1051 | Lateral Hardening | Lateral Hardening-Fuse-90147001 | Laterals | 13207 | 0.17595 | 14 | 23 | 278381.5 | 0 | 238679.2727 | 262870.7866 | 296627.7281 | -39702.2273 | -15510.7134 | 18246.2281 | 0.85738 | 0.94428 | 1.0655 | 0.90427
14692 | Lateral Hardening | Lateral Hardening-Fuse-92319131 | Laterals | 13656 | 0.62746 | 35 | 52 | 626421.05 | 0 | 536992.5874 | 591101.3472 | 668794.093 | -89428.4626 | -35319.7028 | 42373.043 | 0.85724 | 0.94362 | 1.0676 | 0.90419
5234 | Lateral Hardening | Lateral Hardening-Fuse-91969808 | Laterals | 13672 | 0.30398 | 21 | 33 | 264628.95 | 0 | 226028.3224 | 250902.6827 | 282576.1991 | -38600.6276 | -13726.2673 | 17947.2491 | 0.85413 | 0.94813 | 1.0678 | 0.9037
18211 | Lateral Hardening | Lateral Hardening-Fuse-92908903 | Laterals | 13159 | 0.23068 | 21 | 45 | 328361.16 | 0 | 281353.4273 | 309460.5829 | 349568.7422 | -47007.7327 | -18900.5771 | 21207.5822 | 0.85684 | 0.94244 | 1.0646 | 0.9033
15177 | Lateral Hardening | Lateral Hardening-Fuse-93220009 | Laterals | 13459 | 1.021 | 50 | 11 | 728120.17 | 0 | 624958.6833 | 685359.7083 | 769342.5351 | -103161.4867 | -42760.4617 | 41222.3651 | 0.85832 | 0.94127 | 1.0566 | 0.90303
10393 | Lateral Hardening | Lateral Hardening-Fuse-92354558 | Laterals | 13431 | 0.30019 | 13 | 10 | 176427.65 | 0 | 149608.7083 | 167428.8942 | 192885.3991 | -26818.9417 | -8998.7558 | 16457.7491 | 0.84799 | 0.94899 | 1.0933 | 0.90282
4100 | Lateral Hardening | Lateral Hardening-Fuse-90437197 | Laterals | 13120 | 0.035417 | 1 | 39 | 50000 | 0 | 41862.3273 | 47840.1546 | 56641.2711 | -8137.6727 | -2159.8454 | 6641.2711 | 0.83725 | 0.9568 | 1.1328 | 0.90267
8261 | Lateral Hardening | Lateral Hardening-Fuse-92207537 | Laterals | 13489 | 0.099621 | 7 | 2 | 104534.42 | 0 | 88380.7845 | 99271.9236 | 115159.5463 | -16153.6355 | -5262.4964 | 10625.1263 | 0.84547 | 0.94966 | 1.1016 | 0.90234
19487 | Lateral Hardening | Lateral Hardening-Fuse-93225915 | Laterals | 13459 | 0.057008 | 6 | 7 | 100484.24 | 0 | 84483.7449 | 95955.1783 | 111814.6742 | -16000.4951 | -4529.0617 | 11330.4342 | 0.84077 | 0.95493 | 1.1128 | 0.90221
14180 | Lateral Hardening | Lateral Hardening-Fuse-91264831 | Laterals | 13128 | 0.4928 | 35 | 31 | 536934.02 | 0 | 462373.759 | 501893.5999 | 563889.4318 | -74560.261 | -35040.4201 | 26955.4118 | 0.86114 | 0.93474 | 1.0502 | 0.90212
12525 | Lateral Hardening | Lateral Hardening-Fuse-10169218 | Laterals | 13210 | 0.079545 | 6 | 3 | 120406.82 | 0 | 101111.9061 | 115101.6152 | 134242.1992 | -19294.9139 | -5305.2048 | 13835.3792 | 0.83975 | 0.95594 | 1.1149 | 0.90212
1933 | Lateral Hardening | Lateral Hardening-Fuse-10679303 | Laterals | 13807 | 0.12405 | 6 | 4 | 118863.56 | 0 | 100409.758 | 112814.634 | 131126.7206 | -18453.802 | -6048.926 | 12263.1606 | 0.84475 | 0.94911 | 1.1032 | 0.9019
9365 | Lateral Hardening | Lateral Hardening-Fuse-90293379 | Laterals | 13815 | 0.097159 | 4 | 15 | 99461.37 | 0 | 83562.8279 | 94893.3927 | 110858.95 | -15898.5421 | -4567.9773 | 11397.58 | 0.84015 | 0.95407 | 1.1146 | 0.90177
9275 | Lateral Hardening | Lateral Hardening-Fuse-10147363 | Laterals | 13141 | 0.053598 | 6 | 13 | 88206.35 | 0 | 74168.9476 | 83730.3388 | 99133.0133 | -14037.4024 | -4476.0112 | 10926.6633 | 0.84086 | 0.94926 | 1.1239 | 0.90168
1378 | Lateral Hardening | Lateral Hardening-Fuse-60305446 | Laterals | 13656 | 0.20985 | 9 | 4 | 145355.58 | 0 | 122016.6913 | 138529.9892 | 162112.2025 | -23338.8887 | -6825.5908 | 16756.6225 | 0.83944 | 0.95304 | 1.1153 | 0.9011
17892 | Lateral Hardening | Lateral Hardening-Fuse-90623632 | Laterals | 13113 | 0.17652 | 11 | 26 | 227864.85 | 0 | 190903.588 | 217572.0791 | 254968.9248 | -36961.262 | -10292.7709 | 27104.0748 | 0.83779 | 0.95483 | 1.1189 | 0.90102
3921 | Lateral Hardening | Lateral Hardening-Fuse-90921585 | Laterals | 13786 | 0.57197 | 29 | 0 | 88939 | 0 | 73439.7604 | 84746.9105 | 106274.5979 | -15499.2396 | -4192.0895 | 17335.5979 | 0.82573 | 0.95287 | 1.1949 | 0.90079
18142 | Lateral Hardening | Lateral Hardening-Fuse-10674224 | Laterals | 13414 | 0.095076 | 9 | 7 | 168717.1 | 0 | 141394.5085 | 160383.8444 | 188887.2526 | -27322.5915 | -8333.2556 | 20170.1526 | 0.83806 | 0.95061 | 1.1196 | 0.89997
11108 | Lateral Hardening | Lateral Hardening-Fuse-92057917 | Laterals | 13418 | 0.28409 | 26 | 47 | 321213 | 0 | 273813.1024 | 302206.4495 | 340432.907 | -47399.8976 | -19006.5505 | 19219.907 | 0.85243 | 0.94083 | 1.0598 | 0.89969
682 | Lateral Hardening | Lateral Hardening-Fuse-90988535 | Laterals | 13705 | 1.0341 | 60 | 36 | 741258.69 | 0 | 639590.1558 | 687660.9008 | 767950.6646 | -101668.5342 | -53597.7892 | 26691.9746 | 0.86284 | 0.92769 | 1.036 | 0.89961
9188 | Lateral Hardening | Lateral Hardening-Fuse-10532916 | Laterals | 13705 | 0.38693 | 32 | 90 | 478022.82 | 0 | 406233.5157 | 449283.8095 | 514320.5503 | -71789.3043 | -28739.0105 | 36297.7303 | 0.84982 | 0.93988 | 1.0759 | 0.89945
2315 | Lateral Hardening | Lateral Hardening-Fuse-10668872 | Laterals | 13722 | 0.24773 | 15 | 3 | 152417.67 | 0 | 128546.7506 | 144222.1939 | 166040.4648 | -23870.9194 | -8195.4761 | 13622.7948 | 0.84338 | 0.94623 | 1.0894 | 0.89884
9535 | Lateral Hardening | Lateral Hardening-Fuse-10567753 | Laterals | 13117 | 0.11023 | 6 | 27 | 221409.54 | 0 | 185242.5378 | 210607.5119 | 246105.8153 | -36167.0022 | -10802.0281 | 24696.2753 | 0.83665 | 0.95121 | 1.1115 | 0.89851
19626 | Lateral Hardening | Lateral Hardening-Fuse-92578251 | Laterals | 13502 | 0.3303 | 27 | 31 | 409125.47 | 0 | 347423.386 | 383640.5423 | 438897.4604 | -61702.084 | -25484.9277 | 29771.9904 | 0.84919 | 0.93771 | 1.0728 | 0.8981
17563 | Lateral Hardening | Lateral Hardening-Fuse-10408252 | Laterals | 13632 | 0.40246 | 19 | 65 | 280673.75 | 0 | 237860.7439 | 264876.6822 | 298446.2406 | -42813.0061 | -15797.0678 | 17772.4906 | 0.84746 | 0.94372 | 1.0633 | 0.89793
8841 | Lateral Hardening | Lateral Hardening-Fuse-60255605 | Laterals | 13037 | 0.11098 | 9 | 12 | 162236.96 | 0 | 135567.0129 | 154025.2514 | 180276.4503 | -26669.9471 | -8211.7086 | 18039.4903 | 0.83561 | 0.94938 | 1.1112 | 0.8973
8082 | Lateral Hardening | Lateral Hardening-Fuse-92591678 | Laterals | 13034 | 0.30852 | 26 | 56 | 295733.46 | 0 | 250114.3572 | 278982.9204 | 314879.117 | -45619.1028 | -16750.5396 | 19145.657 | 0.84574 | 0.94336 | 1.0647 | 0.89693
17423 | Lateral Hardening | Lateral Hardening-Fuse-91222588 | Laterals | 13128 | 0.15833 | 13 | 1 | 145497.07 | 0 | 123399.8355 | 136620.4459 | 153919.1143 | -22097.2345 | -8876.6241 | 8422.0443 | 0.84813 | 0.93899 | 1.0579 | 0.89636
14686 | Lateral Hardening | Lateral Hardening-Fuse-90020653 | Laterals | 13297 | 0.045833 | 6 | 3 | 78835.06 | 0 | 65854.4445 | 74691.5695 | 87436.6599 | -12980.6155 | -4143.4905 | 8601.5999 | 0.83534 | 0.94744 | 1.1091 | 0.89635
14026 | Lateral Hardening | Lateral Hardening-Fuse-92237226 | Laterals | 13065 | 0.35455 | 34 | 234 | 518485.01 | 0 | 439994.8917 | 487180.6517 | 545502.1251 | -78490.1183 | -31304.3583 | 27017.1151 | 0.84862 | 0.93962 | 1.0521 | 0.89627
5394 | Lateral Hardening | Lateral Hardening-Fuse-60009395 | Laterals | 13113 | 0.15322 | 13 | 48 | 223163.41 | 0 | 186196.577 | 211807.2914 | 247338.3689 | -36966.833 | -11356.1186 | 24174.9589 | 0.83435 | 0.94911 | 1.1083 | 0.89618
5383 | Lateral Hardening | Lateral Hardening-Fuse-90755987 | Laterals | 13314 | 0.10436 | 11 | 2 | 127372.54 | 0 | 106230.6901 | 120764.2921 | 141750.1734 | -21141.8499 | -6608.2479 | 14377.6334 | 0.83402 | 0.94812 | 1.1129 | 0.89613
10727 | Lateral Hardening | Lateral Hardening-Fuse-90670957 | Laterals | 13097 | 0.057386 | 4 | 1 | 57081.15 | 0 | 47756.1441 | 53872.7019 | 63343.8413 | -9325.0059 | -3208.4481 | 6262.6913 | 0.83664 | 0.94379 | 1.1097 | 0.89609
12687 | Lateral Hardening | Lateral Hardening-Fuse-92056806 | Laterals | 13786 | 0.072727 | 4 | 6 | 118528.02 | 0 | 99352.9369 | 111675.2925 | 130502.4623 | -19175.0831 | -6852.7275 | 11974.4423 | 0.83822 | 0.94218 | 1.101 | 0.89569
5231 | Lateral Hardening | Lateral Hardening-Fuse-10382346 | Laterals | 13224 | 0.036932 | 5 | 5 | 62732.55 | 0 | 52342.554 | 59414.4759 | 69571.2723 | -10389.996 | -3318.0741 | 6838.7223 | 0.83438 | 0.94711 | 1.109 | 0.89566
4995 | Lateral Hardening | Lateral Hardening-Fuse-93278066 | Laterals | 13213 | 0.088826 | 7 | 8 | 108075.92 | 0 | 90126.2091 | 102130.9631 | 120016.1354 | -17949.7109 | -5944.9569 | 11940.2154 | 0.83392 | 0.94499 | 1.1105 | 0.8949
12364 | Lateral Hardening | Lateral Hardening-Fuse-10095413 | Laterals | 13786 | 0.34621 | 19 | 13 | 269510.92 | 0 | 225433.5584 | 254396.7709 | 294726.6508 | -44077.3616 | -15114.1491 | 25215.7308 | 0.83645 | 0.94392 | 1.0936 | 0.8944
10818 | Lateral Hardening | Lateral Hardening-Fuse-92685244 | Laterals | 13793 | 0.091856 | 4 | 1 | 51577.15 | 0 | 43062.2488 | 48602.4086 | 56879.3243 | -8514.9012 | -2974.7414 | 5302.1743 | 0.83491 | 0.94232 | 1.1028 | 0.89392
9754 | Lateral Hardening | Lateral Hardening-Fuse-93054589 | Laterals | 13233 | 0.14356 | 8 | 1 | 128153.06 | 0 | 107620.3809 | 120349.1257 | 138652.1257 | -20532.6791 | -7803.9343 | 10499.0657 | 0.83978 | 0.9391 | 1.0819 | 0.89379
7543 | Lateral Hardening | Lateral Hardening-Fuse-92424935 | Laterals | 14042 | 0.16667 | 11 | 9 | 181376.67 | 0 | 152088.2786 | 170437.9543 | 195807.144 | -29288.3914 | -10938.7157 | 14430.474 | 0.83852 | 0.93969 | 1.0796 | 0.89298
14046 | Lateral Hardening | Lateral Hardening-Fuse-60005096 | Laterals | 13024 | 0.070833 | 6 | 6 | 113748.98 | 0 | 94578.2418 | 107560.8353 | 125533.2333 | -19170.7382 | -6188.1447 | 11784.2533 | 0.83146 | 0.9456 | 1.1036 | 0.89292
6786 | Lateral Hardening | Lateral Hardening-Fuse-92003153 | Laterals | 13479 | 0.22879 | 24 | 26 | 317330.17 | 0 | 268754.2377 | 296026.1228 | 332665.617 | -48575.9323 | -21304.0472 | 15335.447 | 0.84692 | 0.93286 | 1.0483 | 0.89285
8730 | Lateral Hardening | Lateral Hardening-Fuse-91458310 | Laterals | 13020 | 0.064583 | 5 | 22 | 50000 | 0 | 41515.7043 | 47303.3297 | 55295.9718 | -8484.2957 | -2696.6703 | 5295.9718 | 0.83031 | 0.94607 | 1.1059 | 0.8926
17588 | Lateral Hardening | Lateral Hardening-Fuse-10633695 | Laterals | 13241 | 0.064394 | 4 | 8 | 120748.1 | 0 | 100293.0818 | 114231.0746 | 133086.9873 | -20455.0182 | -6517.0254 | 12338.8873 | 0.8306 | 0.94603 | 1.1022 | 0.89239
5444 | Lateral Hardening | Lateral Hardening-Fuse-93325787 | Laterals | 13723 | 0.055492 | 4 | 2 | 85595.45 | 0 | 71405.4539 | 80530.4842 | 93725.491 | -14189.9961 | -5064.9658 | 8130.041 | 0.83422 | 0.94083 | 1.095 | 0.89228
19255 | Lateral Hardening | Lateral Hardening-Fuse-10055039 | Laterals | 13419 | 0.24489 | 25 | 101 | 337604.82 | 0 | 281167.2339 | 318154.3393 | 369938.4561 | -56437.5861 | -19450.4807 | 32333.6361 | 0.83283 | 0.94239 | 1.0958 | 0.89199
15641 | Lateral Hardening | Lateral Hardening-Fuse-92446221 | Laterals | 13423 | 0.25795 | 11 | 74 | 194326.98 | 0 | 161120.4626 | 183419.8869 | 216245.5903 | -33206.5174 | -10907.0931 | 21918.6103 | 0.82912 | 0.94387 | 1.1128 | 0.89191
1727 | Lateral Hardening | Lateral Hardening-Fuse-92938609 | Laterals | 14112 | 0.067424 | 11 | 23 | 105306.6 | 0 | 87366.1593 | 99344.3192 | 116903.3713 | -17940.4407 | -5962.2808 | 11596.7713 | 0.82964 | 0.94338 | 1.1101 | 0.89181
9495 | Lateral Hardening | Lateral Hardening-Fuse-60266186 | Laterals | 13043 | 0.67689 | 64 | 100 | 922476.02 | 0 | 784382.6024 | 855681.1971 | 950666.2848 | -138093.4176 | -66794.8229 | 28190.2648 | 0.8503 | 0.92759 | 1.0306 | 0.89151
15324 | Lateral Hardening | Lateral Hardening-Fuse-91549363 | Laterals | 13256 | 0.26875 | 12 | 5 | 170902.17 | 0 | 142035.3717 | 161017.7208 | 188183.3989 | -28866.7983 | -9884.4492 | 17281.2289 | 0.83109 | 0.94216 | 1.1011 | 0.89142
12777 | Lateral Hardening | Lateral Hardening-Fuse-10240468 | Laterals | 13530 | 0.24167 | 18 | 38 | 360243.89 | 0 | 300876.897 | 338131.4977 | 390780.7954 | -59366.993 | -22112.3923 | 30536.9054 | 0.8352 | 0.93862 | 1.0848 | 0.89118
10161 | Lateral Hardening | Lateral Hardening-Fuse-90670872 | Laterals | 13097 | 0.35833 | 23 | 10 | 350031.28 | 0 | 295466.362 | 324417.62 | 369465.5808 | -54564.918 | -25613.66 | 19434.3008 | 0.84411 | 0.92682 | 1.0555 | 0.89007
3917 | Lateral Hardening | Lateral Hardening-Fuse-10544608 | Laterals | 13213 | 0.45095 | 22 | 26 | 464201.62 | 0 | 394874.1784 | 427836.1139 | 478736.3181 | -69327.4416 | -36365.5061 | 14534.6981 | 0.85065 | 0.92166 | 1.0313 | 0.89002
3333 | Lateral Hardening | Lateral Hardening-Fuse-10679343 | Laterals | 13807 | 0.12576 | 6 | 2 | 102267.86 | 0 | 85331.4433 | 95638.5462 | 111244.4146 | -16936.4167 | -6629.3138 | 8976.5546 | 0.83439 | 0.93518 | 1.0878 | 0.88997
6021 | Lateral Hardening | Lateral Hardening-Fuse-60063259 | Laterals | 13419 | 0.11989 | 9 | 59 | 75728.97 | 0 | 62722.7084 | 71123.7825 | 84228.3452 | -13006.2616 | -4605.1875 | 8499.3752 | 0.82825 | 0.93919 | 1.1122 | 0.88993
8103 | Lateral Hardening | Lateral Hardening-Fuse-92640838 | Laterals | 13241 | 0.092614 | 6 | 1 | 112320.72 | 0 | 93191.5002 | 105443.1942 | 123828.4873 | -19129.2198 | -6877.5258 | 11507.7673 | 0.82969 | 0.93877 | 1.1025 | 0.88969
3434 | Lateral Hardening | Lateral Hardening-Fuse-10596852 | Laterals | 13770 | 0.060985 | 7 | 5 | 113113.46 | 0 | 94133.6384 | 106035.7257 | 123390.5847 | -18979.8216 | -7077.7343 | 10277.1247 | 0.83221 | 0.93743 | 1.0909 | 0.88964
13449 | Lateral Hardening | Lateral Hardening-Fuse-91221401 | Laterals | 13187 | 0.17689 | 21 | 33 | 244394.28 | 0 | 202120.5678 | 229976.1642 | 271375.1043 | -42273.7122 | -14418.1158 | 26980.8243 | 0.82703 | 0.941 | 1.1104 | 0.88956
16670 | Lateral Hardening | Lateral Hardening-Fuse-92321603 | Laterals | 13656 | 0.41951 | 23 | 16 | 318173.6 | 0 | 268564.2706 | 294982.5627 | 333855.5811 | -49609.3294 | -23191.0373 | 15681.9811 | 0.84408 | 0.92711 | 1.0493 | 0.88951
8593 | Lateral Hardening | Lateral Hardening-Fuse-10674231 | Laterals | 13414 | 0.48542 | 35 | 105 | 561440.95 | 0 | 475948.0038 | 519229.6136 | 579361.1749 | -85492.9462 | -42211.3364 | 17920.2249 | 0.84773 | 0.92482 | 1.0319 | 0.88927
9328 | Lateral Hardening | Lateral Hardening-Fuse-10146484 | Laterals | 13139 | 0.12784 | 10 | 34 | 149601 | 0 | 124122.2131 | 140643.1017 | 163691.4553 | -25478.7869 | -8957.8983 | 14090.4553 | 0.82969 | 0.94012 | 1.0942 | 0.88927
2124 | Lateral Hardening | Lateral Hardening-Fuse-90422989 | Laterals | 13112 | 0.35133 | 15 | 0 | 73649.63 | 0 | 61510.7709 | 68664.4603 | 79635.8515 | -12138.8591 | -4985.1697 | 5986.2215 | 0.83518 | 0.93231 | 1.0813 | 0.88893
8995 | Lateral Hardening | Lateral Hardening-Fuse-60107060 | Laterals | 13672 | 0.066098 | 4 | 2 | 82767.68 | 0 | 68605.3814 | 77703.7062 | 90896.9439 | -14162.2986 | -5063.9738 | 8129.2639 | 0.82889 | 0.93882 | 1.0982 | 0.8888
8803 | Lateral Hardening | Lateral Hardening-Fuse-10686029 | Laterals | 13808 | 0.23712 | 17 | 14 | 230849.48 | 0 | 193854.5475 | 215363.5488 | 242431.0459 | -36994.9325 | -15485.9312 | 11581.5659 | 0.83974 | 0.93292 | 1.0502 | 0.88874
12830 | Lateral Hardening | Lateral Hardening-Fuse-10588795 | Laterals | 13471 | 0.066667 | 7 | 1 | 53413.73 | 0 | 44251.8616 | 49965.3523 | 58950.0477 | -9161.8684 | -3448.3777 | 5536.3177 | 0.82847 | 0.93544 | 1.1036 | 0.88808
7422 | Lateral Hardening | Lateral Hardening-Fuse-60123663 | Laterals | 13102 | 0.041667 | 4 | 1 | 51336.05 | 0 | 42537.7557 | 48041.1329 | 56195.2008 | -8798.2943 | -3294.9171 | 4859.1508 | 0.82861 | 0.93582 | 1.0947 | 0.88738
12709 | Lateral Hardening | Lateral Hardening-Fuse-92321675 | Laterals | 13838 | 0.15398 | 15 | 15 | 183926.37 | 0 | 151848.826 | 172662.7244 | 202746.7252 | -32077.544 | -11263.6456 | 18820.3552 | 0.8256 | 0.93876 | 1.1023 | 0.88722
13945 | Lateral Hardening | Lateral Hardening-Fuse-91892536 | Laterals | 13256 | 0.30038 | 12 | 9 | 132500.14 | 0 | 109909.8863 | 123924.4272 | 144250.9284 | -22590.2537 | -8575.7128 | 11750.7884 | 0.82951 | 0.93528 | 1.0887 | 0.88716
5742 | Lateral Hardening | Lateral Hardening-Fuse-93348681 | Laterals | 13030 | 0.4553 | 23 | 14 | 172832.12 | 0 | 143228.5957 | 161990.3207 | 187426.9473 | -29603.5243 | -10841.7993 | 14594.8273 | 0.82872 | 0.93727 | 1.0844 | 0.88685
9362 | Lateral Hardening | Lateral Hardening-Fuse-10829468 | Laterals | 13687 | 0.010038 | 3 | 2 | 50000 | 0 | 41393.3225 | 46786.381 | 54643.2729 | -8606.6775 | -3213.619 | 4643.2729 | 0.82787 | 0.93573 | 1.0929 | 0.88672
4789 | Lateral Hardening | Lateral Hardening-Fuse-10679362 | Laterals | 13807 | 0.25398 | 11 | 6 | 224899.02 | 0 | 189254.4527 | 208342.1496 | 233565.1876 | -35644.5673 | -16556.8704 | 8666.1676 | 0.84151 | 0.92638 | 1.0385 | 0.88667
13472 | Lateral Hardening | Lateral Hardening-Fuse-92442043 | Laterals | 13896 | 0.21989 | 14 | 7 | 169753.89 | 0 | 141208.174 | 158030.5564 | 183330.8018 | -28545.716 | -11723.3336 | 13576.9118 | 0.83184 | 0.93094 | 1.08 | 0.88638
2557 | Lateral Hardening | Lateral Hardening-Fuse-10098508 | Laterals | 13085 | 0.71553 | 44 | 1 | 618689.51 | 0 | 521814.7211 | 569175.9387 | 643727.2176 | -96874.7889 | -49513.5713 | 25037.7076 | 0.84342 | 0.91997 | 1.0405 | 0.88609
19247 | Lateral Hardening | Lateral Hardening-Fuse-10101255 | Laterals | 13046 | 0.13883 | 12 | 25 | 178023.92 | 0 | 147696.8175 | 166051.9486 | 193041.0563 | -30327.1025 | -11971.9714 | 15017.1363 | 0.82965 | 0.93275 | 1.0844 | 0.88605
13417 | Lateral Hardening | Lateral Hardening-Fuse-60174230 | Laterals | 13098 | 0.23523 | 11 | 2 | 115295.58 | 0 | 95244.4641 | 107847.9625 | 126517.9495 | -20051.1159 | -7447.6175 | 11222.3695 | 0.82609 | 0.9354 | 1.0973 | 0.88601
15281 | Lateral Hardening | Lateral Hardening-Fuse-92833931 | Laterals | 13112 | 0.17405 | 14 | 1 | 180997.75 | 0 | 148747.4556 | 169445.4141 | 200749.1449 | -32250.2944 | -11552.3359 | 19751.3949 | 0.82182 | 0.93617 | 1.1091 | 0.88486
10059 | Lateral Hardening | Lateral Hardening-Fuse-60448047 | Laterals | 13973 | 0.033144 | 4 | 1 | 50000 | 0 | 41164.4108 | 46890.7499 | 54688.4365 | -8835.5892 | -3109.2501 | 4688.4365 | 0.82329 | 0.93781 | 1.0938 | 0.88469
10515 | Lateral Hardening | Lateral Hardening-Fuse-90731128 | Laterals | 13294 | 0.48561 | 39 | 2 | 421463.35 | 0 | 347053.441 | 393684.4103 | 464954.7825 | -74409.909 | -27778.9397 | 43491.4325 | 0.82345 | 0.93409 | 1.1032 | 0.88462
17853 | Lateral Hardening | Lateral Hardening-Fuse-93047392 | Laterals | 13158 | 0.030871 | 5 | 2 | 65410.33 | 0 | 53965.383 | 61033.3837 | 71688.1395 | -11444.947 | -4376.9463 | 6277.8095 | 0.82503 | 0.93308 | 1.096 | 0.88454
13196 | Lateral Hardening | Lateral Hardening-Fuse-90717538 | Laterals | 13461 | 0.041098 | 4 | 3 | 63587.51 | 0 | 52454.5224 | 59311.7574 | 69674.1262 | -11132.9876 | -4275.7526 | 6086.6162 | 0.82492 | 0.93276 | 1.0957 | 0.88435
17655 | Lateral Hardening | Lateral Hardening-Fuse-60105320 | Laterals | 13030 | 0.39432 | 21 | 7 | 268255.8 | 0 | 225058.0922 | 247801.1563 | 277659.6148 | -43197.7078 | -20454.6437 | 9403.8148 | 0.83897 | 0.92375 | 1.0351 | 0.88401
18101 | Lateral Hardening | Lateral Hardening-Fuse-92058671 | Laterals | 13044 | 0.41439 | 36 | 45 | 470482.85 | 0 | 392820.3884 | 434399.688 | 496500.2663 | -77662.4616 | -36083.162 | 26017.4163 | 0.83493 | 0.92331 | 1.0553 | 0.88348
6607 | Lateral Hardening | Lateral Hardening-Fuse-60023630 | Laterals | 13303 | 2.7909 | 137 | 47 | 1955915.22 | 0 | 1673426.4831 | 1772646.087 | 1917880.6696 | -282488.7369 | -183269.133 | -38034.5504 | 0.85557 | 0.9063 | 0.98055 | 0.88329
5132 | Lateral Hardening | Lateral Hardening-Fuse-92837984 | Laterals | 14124 | 0.015341 | 1 | 85 | 50000 | 0 | 41074.2986 | 46761.4409 | 54881.7065 | -8925.7014 | -3238.5591 | 4881.7065 | 0.82149 | 0.93523 | 1.0976 | 0.88322
18964 | Lateral Hardening | Lateral Hardening-Fuse-91421092 | Laterals | 13927 | 0.27538 | 11 | 1 | 71267.89 | 0 | 59413.0904 | 65579.3937 | 76038.3513 | -11854.7996 | -5688.4963 | 4770.4613 | 0.83366 | 0.92018 | 1.0669 | 0.88294
1739 | Lateral Hardening | Lateral Hardening-Fuse-90574795 | Laterals | 13101 | 0.062879 | 6 | 2 | 57028.93 | 0 | 46927.1841 | 53066.9431 | 62176.3341 | -10101.7459 | -3961.9869 | 5147.4041 | 0.82287 | 0.93053 | 1.0903 | 0.8819
10750 | Lateral Hardening | Lateral Hardening-Fuse-92862859 | Laterals | 13460 | 1.1 | 61 | 37 | 782310.78 | 0 | 666892.6862 | 707482.125 | 773445.9355 | -115418.0938 | -74828.655 | -8864.8445 | 0.85247 | 0.90435 | 0.98867 | 0.88165
3307 | Lateral Hardening | Lateral Hardening-Fuse-92865593 | Laterals | 13460 | 0.75 | 41 | 31 | 548377.62 | 0 | 461732.808 | 500537.6838 | 561126.7346 | -86644.812 | -47839.9362 | 12749.1146 | 0.842 | 0.91276 | 1.0232 | 0.88135
19256 | Lateral Hardening | Lateral Hardening-Fuse-92849296 | Laterals | 13813 | 0.12595 | 6 | 49 | 96550.85 | 0 | 79109.9637 | 90129.8107 | 105757.6007 | -17440.8863 | -6421.0393 | 9206.7507 | 0.81936 | 0.9335 | 1.0954 | 0.8812
13170 | Lateral Hardening | Lateral Hardening-Fuse-93271595 | Laterals | 13820 | 0.22462 | 12 | 54 | 252204.65 | 0 | 206162.1445 | 235257.5172 | 278837.1073 | -46042.5055 | -16947.1328 | 26632.4573 | 0.81744 | 0.9328 | 1.1056 | 0.88087
6170 | Lateral Hardening | Lateral Hardening-Fuse-10723996 | Laterals | 13780 | 1.3807 | 93 | 262 | 1626283.34 | 0 | 1373596.3312 | 1480376.2089 | 1637858.1973 | -252687.0088 | -145907.1311 | 11574.8573 | 0.84462 | 0.91028 | 1.0071 | 0.88057
9038 | Lateral Hardening | Lateral Hardening-Fuse-10627027 | Laterals | 13147 | 0.1892 | 8 | 55 | 120348.12 | 0 | 98442.6925 | 111996.5883 | 132886.1568 | -21905.4275 | -8351.5317 | 12538.0368 | 0.81798 | 0.93061 | 1.1042 | 0.88039
19327 | Lateral Hardening | Lateral Hardening-Fuse-10632105 | Laterals | 13311 | 0.22746 | 18 | 59 | 367596.74 | 0 | 303737.2627 | 339932.5927 | 392590.5004 | -63859.4773 | -27664.1473 | 24993.7604 | 0.82628 | 0.92474 | 1.068 | 0.87999
610 | Lateral Hardening | Lateral Hardening-Fuse-91701445 | Laterals | 13023 | 0.20341 | 17 | 25 | 327519.69 | 0 | 270113.6495 | 303325.4246 | 351401.7407 | -57406.0405 | -24194.2654 | 23882.0507 | 0.82472 | 0.92613 | 1.0729 | 0.87997
14854 | Lateral Hardening | Lateral Hardening-Fuse-93337139 | Laterals | 13117 | 0.18826 | 12 | 13 | 211068.56 | 0 | 175313.0098 | 195279.5406 | 219349.9999 | -35755.5502 | -15789.0194 | 8281.4399 | 0.8306 | 0.92519 | 1.0392 | 0.87984
8262 | Lateral Hardening | Lateral Hardening-Fuse-91704512 | Laterals | 13622 | 0.5303 | 33 | 15 | 442271.19 | 0 | 365361.9631 | 408920.1264 | 472178.7536 | -76909.2269 | -33351.0636 | 29907.5636 | 0.8261 | 0.92459 | 1.0676 | 0.8798
6949 | Lateral Hardening | Lateral Hardening-Fuse-60046683 | Laterals | 13448 | 0.078788 | 3 | 38 | 50000 | 0 | 40791.8582 | 46650.8156 | 55165.6402 | -9208.1418 | -3349.1844 | 5165.6402 | 0.81584 | 0.93302 | 1.1033 | 0.87974
19100 | Lateral Hardening | Lateral Hardening-Fuse-92642582 | Laterals | 13331 | 0.10152 | 9 | 28 | 50000 | 0 | 41190.7231 | 46244.5024 | 53944.8933 | -8809.2769 | -3755.4976 | 3944.8933 | 0.82381 | 0.92489 | 1.0789 | 0.87965
3069 | Lateral Hardening | Lateral Hardening-Fuse-92662889 | Laterals | 13389 | 0.56818 | 31 | 32 | 390496.86 | 0 | 321465.8116 | 362497.6235 | 417273.7432 | -69031.0484 | -27999.2365 | 26776.8832 | 0.82322 | 0.9283 | 1.0686 | 0.87928
4965 | Lateral Hardening | Lateral Hardening-Fuse-93160258 | Laterals | 13065 | 0.26288 | 20 | 31 | 339813.37 | 0 | 282814.61 | 310892.7465 | 353956.5678 | -56998.76 | -28920.6235 | 14143.1978 | 0.83226 | 0.91489 | 1.0416 | 0.87799
4969 | Lateral Hardening | Lateral Hardening-Fuse-92321372 | Laterals | 13359 | 0.43636 | 47 | 46 | 691778.62 | 0 | 573334.7918 | 637530.1484 | 715134.6999 | -118443.8282 | -54248.4716 | 23356.0799 | 0.82878 | 0.92158 | 1.0338 | 0.87712
2140 | Lateral Hardening | Lateral Hardening-Fuse-92702061 | Laterals | 13299 | 0.9625 | 55 | 11 | 573919.61 | 0 | 476177.7274 | 526886.8837 | 596176.1192 | -97741.8826 | -47032.7263 | 22256.5092 | 0.82969 | 0.91805 | 1.0388 | 0.87711
2322 | Lateral Hardening | Lateral Hardening-Fuse-92416972 | Laterals | 13696 | 0.12765 | 7 | 10 | 70272.01 | 0 | 57375.2771 | 65099.1829 | 76470.0575 | -12896.7329 | -5172.8271 | 6198.0475 | 0.81647 | 0.92639 | 1.0882 | 0.87662
17641 | Lateral Hardening | Lateral Hardening-Fuse-10707424 | Laterals | 13302 | 1.3011 | 95 | 109 | 1401017.01 | 0 | 1175933.169 | 1266374.8812 | 1413834.6615 | -225083.841 | -134642.1288 | 12817.6515 | 0.83934 | 0.9039 | 1.0091 | 0.87569
4918 | Lateral Hardening | Lateral Hardening-Fuse-10095549 | Laterals | 13786 | 1.6716 | 73 | 33 | 835180.91 | 0 | 705434.3836 | 749361.0415 | 830353.7002 | -129746.5264 | -85819.8685 | -4827.2098 | 0.84465 | 0.89724 | 0.99422 | 0.87538
18428 | Lateral Hardening | Lateral Hardening-Fuse-10382391 | Laterals | 13224 | 0.080114 | 9 | 16 | 78111.27 | 0 | 63764.7633 | 72090.8931 | 84903.5898 | -14346.5067 | -6020.3769 | 6792.3198 | 0.81633 | 0.92293 | 1.087 | 0.87537
15933 | Lateral Hardening | Lateral Hardening-Fuse-10842833 | Laterals | 13798 | 0.20587 | 24 | 41 | 259283.24 | 0 | 212016.3801 | 240018.7262 | 277433.2534 | -47266.8599 | -19264.5138 | 18150.0134 | 0.8177 | 0.9257 | 1.07 | 0.87533
18765 | Lateral Hardening | Lateral Hardening-Fuse-93194360 | Laterals | 13911 | 0.084848 | 7 | 1 | 103815.38 | 0 | 84725.026 | 95998.568 | 112330.7951 | -19090.354 | -7816.812 | 8515.4151 | 0.81611 | 0.9247 | 1.082 | 0.87528
6136 | Lateral Hardening | Lateral Hardening-Fuse-10669989 | Laterals | 13462 | 0.1036 | 5 | 4 | 108286.28 | 0 | 88206.0725 | 100457.7228 | 117166.4388 | -20080.2075 | -7828.5572 | 8880.1588 | 0.81456 | 0.9277 | 1.082 | 0.87525
755 | Lateral Hardening | Lateral Hardening-Fuse-92604742 | Laterals | 13390 | 0.33258 | 18 | 17 | 302681.03 | 0 | 251498.7798 | 275760.5285 | 311562.9487 | -51182.2502 | -26920.5015 | 8881.9187 | 0.8309 | 0.91106 | 1.0293 | 0.87479
6808 | Lateral Hardening | Lateral Hardening-Fuse-92610403 | Laterals | 13390 | 0.24091 | 12 | 4 | 199724.28 | 0 | 165776.7279 | 182697.8234 | 204183.2134 | -33947.5521 | -17026.4566 | 4458.9334 | 0.83003 | 0.91475 | 1.0223 | 0.87467
17513 | Lateral Hardening | Lateral Hardening-Fuse-60068917 | Laterals | 13204 | 0.13674 | 14 | 20 | 247104.64 | 0 | 204326.2915 | 226668.8376 | 255119.5474 | -42778.3485 | -20435.8024 | 8014.9074 | 0.82688 | 0.9173 | 1.0324 | 0.87456
18576 | Lateral Hardening | Lateral Hardening-Fuse-90942947 | Laterals | 14031 | 0.035038 | 3 | 3 | 50000 | 0 | 40830.1336 | 46110.355 | 53861.0393 | -9169.8664 | -3889.645 | 3861.0393 | 0.8166 | 0.92221 | 1.0772 | 0.87435
18467 | Lateral Hardening | Lateral Hardening-Fuse-91960109 | Laterals | 13043 | 0.26932 | 28 | 59 | 384291.78 | 0 | 318315.0653 | 350915.9088 | 396573.9827 | -65976.7147 | -33375.8712 | 12282.2027 | 0.82832 | 0.91315 | 1.032 | 0.87413
8127 | Lateral Hardening | Lateral Hardening-Fuse-91404298 | Laterals | 13825 | 0.16989 | 8 | 10 | 209541.78 | 0 | 173724.5655 | 191444.6951 | 214941.6588 | -35817.2145 | -18097.0849 | 5399.8788 | 0.82907 | 0.91363 | 1.0258 | 0.87411
19458 | Lateral Hardening | Lateral Hardening-Fuse-10471368 | Laterals | 13230 | 0.2411 | 16 | 1 | 278527.56 | 0 | 231633.6464 | 253177.0119 | 285128.7292 | -46893.9136 | -25350.5481 | 6601.1692 | 0.83164 | 0.90898 | 1.0237 | 0.87405
4567 | Lateral Hardening | Lateral Hardening-Fuse-10501136 | Laterals | 13509 | 0.38523 | 37 | 43 | 606550.53 | 0 | 503057.1628 | 552008.2509 | 624596.2866 | -103493.3672 | -54542.2791 | 18045.7566 | 0.82937 | 0.91008 | 1.0298 | 0.87362
12146 | Lateral Hardening | Lateral Hardening-Fuse-10807599 | Laterals | 13020 | 0.31894 | 15 | 9 | 310833.02 | 0 | 252566.1802 | 287017.7748 | 339019.6867 | -58266.8398 | -23815.2452 | 28186.6667 | 0.81255 | 0.92338 | 1.0907 | 0.87361
202 | Lateral Hardening | Lateral Hardening-Fuse-92173382 | Laterals | 13391 | 0.77633 | 50 | 22 | 564122.69 | 0 | 470451.5962 | 510095.4922 | 573873.7551 | -93671.0938 | -54027.1978 | 9751.0651 | 0.83395 | 0.90423 | 1.0173 | 0.87337
1693 | Lateral Hardening | Lateral Hardening-Fuse-60012055 | Laterals | 13092 | 0.15246 | 13 | 13 | 219883.7 | 0 | 181447.7994 | 201584.9738 | 226833.2061 | -38435.9006 | -18298.7262 | 6949.5061 | 0.8252 | 0.91678 | 1.0316 | 0.87331
2986 | Lateral Hardening | Lateral Hardening-Fuse-60061803 | Laterals | 13668 | 0.54015 | 32 | 34 | 480188.41 | 0 | 399977.7372 | 434228.6038 | 489568.7246 | -80210.6728 | -45959.8062 | 9380.3146 | 0.83296 | 0.90429 | 1.0195 | 0.87302
17822 | Lateral Hardening | Lateral Hardening-Fuse-90869373 | Laterals | 13098 | 0.41648 | 21 | 66 | 393305.01 | 0 | 325608.946 | 357540.7434 | 406547.0675 | -67696.064 | -35764.2666 | 13242.0575 | 0.82788 | 0.90907 | 1.0337 | 0.87281
3249 | Lateral Hardening | Lateral Hardening-Fuse-10762893 | Laterals | 13813 | 0.10663 | 4 | 2 | 78002.33 | 0 | 63545.7682 | 71753.2438 | 84274.9075 | -14456.5618 | -6249.0862 | 6272.5775 | 0.81466 | 0.91989 | 1.0804 | 0.87281
294 | Lateral Hardening | Lateral Hardening-Fuse-92682308 | Laterals | 13805 | 0.097727 | 7 | 44 | 112127.94 | 0 | 91091.5202 | 103353.6189 | 121578.2306 | -21036.4198 | -8774.3211 | 9450.2906 | 0.81239 | 0.92175 | 1.0843 | 0.87239
7032 | Lateral Hardening | Lateral Hardening-Fuse-93232738 | Laterals | 13696 | 0.094129 | 9 | 9 | 83206.03 | 0 | 67665.6607 | 76417.4658 | 90058.1014 | -15540.3693 | -6788.5642 | 6852.0714 | 0.81323 | 0.91841 | 1.0824 | 0.8717
1164 | Lateral Hardening | Lateral Hardening-Fuse-60415989 | Laterals | 13329 | 0.2625 | 11 | 6 | 223203.36 | 0 | 183806.5422 | 204067.0316 | 229689.5063 | -39396.8178 | -19136.3284 | 6486.1463 | 0.82349 | 0.91427 | 1.0291 | 0.87128
12646 | Lateral Hardening | Lateral Hardening-Fuse-10595481 | Laterals | 13698 | 1.0595 | 75 | 96 | 1078876.93 | 0 | 899922.6318 | 972180.5016 | 1082897.589 | -178954.2982 | -106696.4284 | 4020.659 | 0.83413 | 0.9011 | 1.0037 | 0.87118
18791 | Lateral Hardening | Lateral Hardening-Fuse-10667387 | Laterals | 13787 | 0.37841 | 17 | 2 | 128212.38 | 0 | 105510.1395 | 116533.9822 | 134077.908 | -22702.2405 | -11678.3978 | 5865.528 | 0.82293 | 0.90891 | 1.0457 | 0.87101
8614 | Lateral Hardening | Lateral Hardening-Fuse-10274832 | Laterals | 14274 | 0.30758 | 20 | 16 | 293455.37 | 0 | 242523.5665 | 267026.5719 | 299485.3655 | -50931.8035 | -26428.7981 | 6029.9955 | 0.82644 | 0.90994 | 1.0205 | 0.8709
2571 | Lateral Hardening | Lateral Hardening-Fuse-10363965 | Laterals | 13096 | 0.21705 | 12 | 3 | 58051.29 | 0 | 47747.2908 | 52672.2743 | 60889.624 | -10303.9992 | -5379.0157 | 2838.334 | 0.8225 | 0.90734 | 1.0489 | 0.87059
5659 | Lateral Hardening | Lateral Hardening-Fuse-91963153 | Laterals | 13043 | 0.23466 | 24 | 38 | 361048.11 | 0 | 297755.4877 | 328076.2638 | 371566.0393 | -63292.6223 | -32971.8462 | 10517.9293 | 0.8247 | 0.90868 | 1.0291 | 0.87033
8968 | Lateral Hardening | Lateral Hardening-Fuse-92431936 | Laterals | 14042 | 0.22348 | 21 | 30 | 296526.2 | 0 | 244640.9896 | 269627.3807 | 303984.7468 | -51885.2104 | -26898.8193 | 7458.5468 | 0.82502 | 0.90929 | 1.0252 | 0.87032
11935 | Lateral Hardening | Lateral Hardening-Fuse-92904893 | Laterals | 13159 | 0.15511 | 15 | 23 | 219390.81 | 0 | 179146.4325 | 201102.2125 | 230821.8371 | -40244.3775 | -18288.5975 | 11431.0271 | 0.81656 | 0.91664 | 1.0521 | 0.87014
1585 | Lateral Hardening | Lateral Hardening-Fuse-60473952 | Laterals | 13298 | 6.06 | 291 | 62 | 3249382.11 | 0 | 2737302.5612 | 2895849.8738 | 3158409.7748 | -512079.5488 | -353532.2362 | -90972.3352 | 0.84241 | 0.8912 | 0.972 | 0.87
3575 | Lateral Hardening | Lateral Hardening-Fuse-91805770 | Laterals | 13329 | 0.41439 | 34 | 57 | 685067.41 | 0 | 564631.5047 | 621935.7785 | 704905.2276 | -120435.9053 | -63131.6315 | 19837.8176 | 0.8242 | 0.90785 | 1.029 | 0.86977
992 | Lateral Hardening | Lateral Hardening-Fuse-10556583 | Laterals | 13298 | 0.33845 | 19 | 1 | 120961.24 | 0 | 99158.9654 | 109997.4386 | 126702.5189 | -21802.2746 | -10963.8014 | 5741.2789 | 0.81976 | 0.90936 | 1.0475 | 0.86941
14417 | Lateral Hardening | Lateral Hardening-Fuse-92601418 | Laterals | 13657 | 0.5822 | 35 | 36 | 670446.34 | 0 | 553458.6573 | 608669.254 | 680794.1789 | -116987.6827 | -61777.086 | 10347.8389 | 0.82551 | 0.90786 | 1.0154 | 0.86921
17692 | Lateral Hardening | Lateral Hardening-Fuse-10129908 | Laterals | 13006 | 0.22633 | 16 | 49 | 419205.32 | 0 | 340519.2451 | 384743.4645 | 446253.0964 | -78686.0749 | -34461.8555 | 27047.7764 | 0.8123 | 0.91779 | 1.0645 | 0.86917
4975 | Lateral Hardening | Lateral Hardening-Fuse-90778126 | Laterals | 13065 | 0.55284 | 55 | 181 | 994000.12 | 0 | 824871.894 | 898179.0777 | 994598.7468 | -169128.226 | -95821.0423 | 598.6268 | 0.82985 | 0.9036 | 1.0006 | 0.86905
17420 | Lateral Hardening | Lateral Hardening-Fuse-10392925 | Laterals | 13522 | 0.037879 | 4 | 3 | 82856.6 | 0 | 67049.451 | 76230.7015 | 89058.0417 | -15807.149 | -6625.8985 | 6201.4417 | 0.80922 | 0.92003 | 1.0748 | 0.86903
6453 | Lateral Hardening | Lateral Hardening-Fuse-10762879 | Laterals | 13815 | 0.28731 | 12 | 1 | 169023.37 | 0 | 137723.1359 | 154698.5356 | 177910.7002 | -31300.2341 | -14324.8344 | 8887.3302 | 0.81482 | 0.91525 | 1.0526 | 0.86872
4636 | Lateral Hardening | Lateral Hardening-Fuse-91434161 | Laterals | 13047 | 0.16856 | 16 | 29 | 253407.35 | 0 | 204969.4722 | 233112.7021 | 271096.7109 | -48437.8778 | -20294.6479 | 17689.3609 | 0.80885 | 0.91991 | 1.0698 | 0.86827
15956 | Lateral Hardening | Lateral Hardening-Fuse-92015565 | Laterals | 13772 | 0.22765 | 12 | 42 | 214342.48 | 0 | 173065.3706 | 196713.6085 | 232328.7418 | -41277.1094 | -17628.8715 | 17986.2618 | 0.80742 | 0.91775 | 1.0839 | 0.86817
13960 | Lateral Hardening | Lateral Hardening-Fuse-10913206 | Laterals | 13708 | 0.12462 | 6 | 1 | 107120.78 | 0 | 87019.7876 | 97955.8359 | 113991.4942 | -20100.9924 | -9164.9441 | 6870.7142 | 0.81235 | 0.91444 | 1.0641 | 0.86816
12293 | Lateral Hardening | Lateral Hardening-Fuse-93043714 | Laterals | 13813 | 0.13295 | 7 | 3 | 107813.34 | 0 | 87214.5033 | 98642.4456 | 116337.2551 | -20598.8367 | -9170.8944 | 8523.9151 | 0.80894 | 0.91494 | 1.0791 | 0.86775
4513 | Lateral Hardening | Lateral Hardening-Fuse-10566574 | Laterals | 13289 | 0.096591 | 8 | 11 | 119493.9 | 0 | 96758.0683 | 109390.8953 | 127751.5213 | -22735.8317 | -10103.0047 | 8257.6213 | 0.80973 | 0.91545 | 1.0691 | 0.86739
12912 | Lateral Hardening | Lateral Hardening-Fuse-92600306 | Laterals | 13010 | 0.25436 | 13 | 19 | 137044 | 0 | 110702.7692 | 125675.9339 | 147377.5083 | -26341.2308 | -11368.0661 | 10333.5083 | 0.80779 | 0.91705 | 1.0754 | 0.86733
4553 | Lateral Hardening | Lateral Hardening-Fuse-10163239 | Laterals | 13091 | 0.064583 | 5 | 6 | 78326.81 | 0 | 63273.0654 | 71886.5647 | 83939.4905 | -15053.7446 | -6440.2453 | 5612.6805 | 0.80781 | 0.91778 | 1.0717 | 0.86718
13805 | Lateral Hardening | Lateral Hardening-Fuse-92656700 | Laterals | 13331 | 0.34337 | 25 | 9 | 220029.62 | 0 | 178992.3328 | 200965.3578 | 230874.6943 | -41037.2872 | -19064.2622 | 10845.0743 | 0.81349 | 0.91336 | 1.0493 | 0.86703
15257 | Lateral Hardening | Lateral Hardening-Fuse-60146769 | Laterals | 13436 | 0.1678 | 11 | 20 | 220445.39 | 0 | 178233.1917 | 202207.8707 | 235299.9415 | -42212.1983 | -18237.5193 | 14854.5515 | 0.80851 | 0.91727 | 1.0674 | 0.86703
17885 | Lateral Hardening | Lateral Hardening-Fuse-10057938 | Laterals | 13010 | 0.4286 | 33 | 0 | 84001.55 | 0 | 67498.8359 | 76716.071 | 92783.4679 | -16502.7141 | -7285.479 | 8781.9179 | 0.80354 | 0.91327 | 1.1045 | 0.86656
9289 | Lateral Hardening | Lateral Hardening-Fuse-93043208 | Laterals | 14266 | 0.29489 | 27 | 26 | 351555.36 | 0 | 288505.3246 | 318092.912 | 360654.2175 | -63050.0354 | -33462.448 | 9098.8575 | 0.82065 | 0.90482 | 1.0259 | 0.86643
3576 | Lateral Hardening | Lateral Hardening-Fuse-92947368 | Laterals | 13098 | 0.2322 | 12 | 10 | 289855.42 | 0 | 235376.9343 | 264513.2413 | 305508.9476 | -54478.4857 | -25342.1787 | 15653.5276 | 0.81205 | 0.91257 | 1.054 | 0.8664
8587 | Lateral Hardening | Lateral Hardening-Fuse-60006169 | Laterals | 13899 | 0.16193 | 12 | 20 | 230475.57 | 0 | 185920.3225 | 211253.5343 | 246107.3444 | -44555.2475 | -19222.0357 | 15631.7744 | 0.80668 | 0.9166 | 1.0678 | 0.86577
13091 | Lateral Hardening | Lateral Hardening-Fuse-90294962 | Laterals | 13431 | 0.11686 | 4 | 3 | 105458.08 | 0 | 85556.4572 | 96060.1514 | 111261.9532 | -19901.6228 | -9397.9286 | 5803.8732 | 0.81128 | 0.91088 | 1.055 | 0.86554
13252 | Lateral Hardening | Lateral Hardening-Fuse-10563774 | Laterals | 13293 | 0.17216 | 14 | 29 | 196514.16 | 0 | 159205.1457 | 179050.1601 | 208515.7839 | -37309.0143 | -17463.9999 | 12001.6239 | 0.81015 | 0.91113 | 1.0611 | 0.86553
17503 | Lateral Hardening | Lateral Hardening-Fuse-10605108 | Laterals | 13924 | 0.20606 | 12 | 6 | 266386.09 | 0 | 215021.1642 | 243972.6475 | 283446.8523 | -51364.9258 | -22413.4425 | 17060.7623 | 0.80718 | 0.91586 | 1.064 | 0.86547
13394 | Lateral Hardening | Lateral Hardening-Fuse-10310511 | Laterals | 13338 | 0.095076 | 8 | 3 | 125664.23 | 0 | 101188.0771 | 115011.5523 | 134376.2432 | -24476.1529 | -10652.6777 | 8712.0132 | 0.80523 | 0.91523 | 1.0693 | 0.86464
7489 | Lateral Hardening | Lateral Hardening-Fuse-92607662 | Laterals | 13390 | 0.2072 | 12 | 21 | 219789.31 | 0 | 179031.2737 | 199697.4765 | 226771.7523 | -40758.0363 | -20091.8335 | 6982.4423 | 0.81456 | 0.90859 | 1.0318 | 0.86449
5716 | Lateral Hardening | Lateral Hardening-Fuse-10472625 | Laterals | 14114 | 0.47443 | 34 | 47 | 369020.28 | 0 | 304093.3942 | 330576.9351 | 372143.9308 | -64926.8858 | -38443.3449 | 3123.6508 | 0.82406 | 0.89582 | 1.0085 | 0.86403
2531 | Lateral Hardening | Lateral Hardening-Fuse-10565897 | Laterals | 13290 | 0.099432 | 12 | 32 | 159743.25 | 0 | 128903.5547 | 145736.7088 | 169475.5645 | -30839.6953 | -14006.5412 | 9732.3145 | 0.80694 | 0.91232 | 1.0609 | 0.86395
18941 | Lateral Hardening | Lateral Hardening-Fuse-90280609 | Laterals | 13389 | 0.13371 | 10 | 17 | 201892.19 | 0 | 163904.5897 | 183645.354 | 209654.4309 | -37987.6003 | -18246.836 | 7762.2409 | 0.81184 | 0.90962 | 1.0384 | 0.86384
3060 | Lateral Hardening | Lateral Hardening-Fuse-90709930 | Laterals | 13167 | 0.029356 | 5 | 32 | 50821.63 | 0 | 40843.892 | 46469.0992 | 54479.2919 | -9977.738 | -4352.5308 | 3657.6619 | 0.80367 | 0.91436 | 1.072 | 0.86371
6813 | Lateral Hardening | Lateral Hardening-Fuse-60447995 | Laterals | 13370 | 0.25644 | 21 | 1 | 329833.82 | 0 | 268162.6441 | 299225.5895 | 339988.9295 | -61671.1759 | -30608.2305 | 10155.1095 | 0.81302 | 0.9072 | 1.0308 | 0.86305
142 | Lateral Hardening | Lateral Hardening-Fuse-92249508 | Laterals | 13030 | 0.7661 | 67 | 44 | 689237.3 | 0 | 566956.2343 | 617460.2082 | 694253.42 | -122281.0657 | -71777.0918 | 5016.12 | 0.82258 | 0.89586 | 1.0073 | 0.86304
2441 | Lateral Hardening | Lateral Hardening-Fuse-90009947 | Laterals | 13228 | 0.8233 | 69 | 3 | 987468.94 | 0 | 803666.8331 | 896604.473 | 1009763.9686 | -183802.1069 | -90864.467 | 22295.0286 | 0.81387 | 0.90798 | 1.0226 | 0.86297
19364 | Lateral Hardening | Lateral Hardening-Fuse-92761301 | Laterals | 13208 | 0.22765 | 24 | 30 | 382464.41 | 0 | 312094.4842 | 345611.6088 | 390851.0346 | -70369.9258 | -36852.8012 | 8386.6246 | 0.81601 | 0.90364 | 1.0219 | 0.86289
13804 | Lateral Hardening | Lateral Hardening-Fuse-92318675 | Laterals | 13656 | 0.3608 | 20 | 22 | 393116.13 | 0 | 322055.0479 | 352747.8252 | 401499.5704 | -71061.0821 | -40368.3048 | 8383.4404 | 0.81924 | 0.89731 | 1.0213 | 0.86287
16430 | Lateral Hardening | Lateral Hardening-Fuse-60114864 | Laterals | 13600 | 0.14394 | 17 | 28 | 214532.15 | 0 | 173126.0078 | 195644.8592 | 225280.0109 | -41406.1422 | -18887.2908 | 10747.8609 | 0.80699 | 0.91196 | 1.0501 | 0.86279
18366 | Lateral Hardening | Lateral Hardening-Fuse-10129805 | Laterals | 13423 | 0.42992 | 21 | 2 | 176297.78 | 0 | 141743.2554 | 160266.0185 | 188663.9866 | -34554.5246 | -16031.7615 | 12366.2066 | 0.804 | 0.90906 | 1.0701 | 0.86213
1580 | Lateral Hardening | Lateral Hardening-Fuse-10679340 | Laterals | 13807 | 0.35795 | 26 | 21 | 347024.81 | 0 | 283506.9227 | 312256.4225 | 353383.875 | -63517.8873 | -34768.3875 | 6359.065 | 0.81696 | 0.89981 | 1.0183 | 0.86195
5610 | Lateral Hardening | Lateral Hardening-Fuse-10362886 | Laterals | 13104 | 0.053977 | 4 | 8 | 56913.93 | 0 | 45685.8255 | 51907.8512 | 60642.9379 | -11228.1045 | -5006.0788 | 3729.0079 | 0.80272 | 0.91204 | 1.0655 | 0.8618
17792 | Lateral Hardening | Lateral Hardening-Fuse-10093638 | Laterals | 13043 | 0.55152 | 57 | 99 | 791807.38 | 0 | 647526.3082 | 709089.4609 | 807489.2071 | -144281.0718 | -82717.9191 | 15681.8271 | 0.81778 | 0.89553 | 1.0198 | 0.86131
3476 | Lateral Hardening | Lateral Hardening-Fuse-93049180 | Laterals | 13148 | 1.1009 | 46 | 40 | 520987.11 | 0 | 423911.6187 | 468838.6426 | 537000.5131 | -97075.4913 | -52148.4674 | 16013.4031 | 0.81367 | 0.8999 | 1.0307 | 0.86125
15787 | Lateral Hardening | Lateral Hardening-Fuse-10282731 | Laterals | 13669 | 0.21402 | 15 | 45 | 369367.88 | 0 | 298675.1103 | 334312.16 | 384449.3486 | -70692.7697 | -35055.72 | 15081.4686 | 0.80861 | 0.90509 | 1.0408 | 0.86078
1354 | Lateral Hardening | Lateral Hardening-Fuse-92269164 | Laterals | 13114 | 0.23598 | 22 | 38 | 307459.76 | 0 | 248299.4558 | 279316.7695 | 317876.5768 | -59160.3042 | -28142.9905 | 10416.8168 | 0.80758 | 0.90847 | 1.0339 | 0.86048
12403 | Lateral Hardening | Lateral Hardening-Fuse-90883051 | Laterals | 13096 | 0.46231 | 29 | 26 | 493369.27 | 0 | 405569.7923 | 438918.0663 | 494393.3907 | -87799.4777 | -54451.2037 | 1024.1207 | 0.82204 | 0.88963 | 1.0021 | 0.86032
10054 | Lateral Hardening | Lateral Hardening-Fuse-92898439 | Laterals | 13443 | 0.067614 | 6 | 63 | 50000 | 0 | 39863.8771 | 45654.9747 | 53985.7282 | -10136.1229 | -4345.0253 | 3985.7282 | 0.79728 | 0.9131 | 1.0797 | 0.86027
18814 | Lateral Hardening | Lateral Hardening-Fuse-10436886 | Laterals | 13836 | 0.10322 | 8 | 4 | 108254.8 | 0 | 87096.6288 | 98060.9282 | 114283.8688 | -21158.1712 | -10193.8718 | 6029.0688 | 0.80455 | 0.90583 | 1.0557 | 0.86005
14931 | Lateral Hardening | Lateral Hardening-Fuse-92624756 | Laterals | 13279 | 0.2178 | 21 | 36 | 307844 | 0 | 250985.0916 | 276233.3047 | 311531.9395 | -56858.9084 | -31610.6953 | 3687.9395 | 0.8153 | 0.89732 | 1.012 | 0.85957
6623 | Lateral Hardening | Lateral Hardening-Fuse-60128360 | Laterals | 13468 | 0.024432 | 5 | 2 | 60410.01 | 0 | 48453.5338 | 54755.851 | 64273.9403 | -11956.4762 | -5654.159 | 3863.9303 | 0.80208 | 0.9064 | 1.064 | 0.85956
14031 | Lateral Hardening | Lateral Hardening-Fuse-60124031 | Laterals | 13218 | 0.75947 | 61 | 96 | 893046.4 | 0 | 730966.9548 | 798502.7129 | 893321.9527 | -162079.4452 | -94543.6871 | 275.5527 | 0.81851 | 0.89413 | 1.0003 | 0.85938
16340 | Lateral Hardening | Lateral Hardening-Fuse-91102464 | Laterals | 13117 | 0.29678 | 24 | 48 | 400907.48 | 0 | 325337.6823 | 360830.9222 | 407894.7553 | -75569.7977 | -40076.5578 | 6987.2753 | 0.8115 | 0.90004 | 1.0174 | 0.85866
18503 | Lateral Hardening | Lateral Hardening-Fuse-92369754 | Laterals | 13708 | 0.15644 | 14 | 4 | 166007.03 | 0 | 133428.1236 | 150177.7831 | 174148.7285 | -32578.9064 | -15829.2469 | 8141.6985 | 0.80375 | 0.90465 | 1.049 | 0.85855
4834 | Lateral Hardening | Lateral Hardening-Fuse-92528299 | Laterals | 13063 | 0.062311 | 6 | 34 | 62776.01 | 0 | 50151.4728 | 56888.2527 | 67304.7075 | -12624.5372 | -5887.7573 | 4528.6975 | 0.7989 | 0.90621 | 1.0721 | 0.85841
5368 | Lateral Hardening | Lateral Hardening-Fuse-10704169 | Laterals | 13125 | 0.20473 | 11 | 23 | 231374.69 | 0 | 187425.7352 | 208631.4028 | 235311.4678 | -43948.9548 | -22743.2872 | 3936.7778 | 0.81005 | 0.9017 | 1.017 | 0.85824
7309 | Lateral Hardening | Lateral Hardening-Fuse-92223899 | Laterals | 13063 | 0.45095 | 40 | 76 | 781445.97 | 0 | 635187.7471 | 699668.1864 | 791791.2647 | -146258.2229 | -81777.7836 | 10345.2947 | 0.81284 | 0.89535 | 1.0132 | 0.85763
17645 | Lateral Hardening | Lateral Hardening-Fuse-60072540 | Laterals | 13053 | 0.20398 | 19 | 34 | 243814.98 | 0 | 196309.841 | 219973.2774 | 253192.6597 | -47505.139 | -23841.7026 | 9377.6797 | 0.80516 | 0.90221 | 1.0385 | 0.85761
208 | Lateral Hardening | Lateral Hardening-Fuse-92318719 | Laterals | 13073 | 0.44413 | 33 | 45 | 707791.79 | 0 | 577060.2709 | 633235.4087 | 707218.7841 | -130731.5191 | -74556.3813 | -573.0059 | 0.8153 | 0.89466 | 0.99919 | 0.8575
6858 | Lateral Hardening | Lateral Hardening-Fuse-10762859 | Laterals | 13815 | 0.6214 | 25 | 2 | 95586.19 | 0 | 77416.9304 | 85398.7618 | 98577.9375 | -18169.2596 | -10187.4282 | 2991.7475 | 0.80992 | 0.89342 | 1.0313 | 0.85711
9051 | Lateral Hardening | Lateral Hardening-Fuse-92740676 | Laterals | 14041 | 0.16023 | 11 | 3 | 154023.15 | 0 | 123774.015 | 138933.1419 | 160488.717 | -30249.135 | -15090.0081 | 6465.567 | 0.80361 | 0.90203 | 1.042 | 0.85697
4080 | Lateral Hardening | Lateral Hardening-Fuse-90393849 | Laterals | 13147 | 0.07822 | 5 | 21 | 157267.12 | 0 | 125505.4986 | 142507.0093 | 167030.1859 | -31761.6214 | -14760.1107 | 9763.0659 | 0.79804 | 0.90615 | 1.0621 | 0.85688
7799 | Lateral Hardening | Lateral Hardening-Fuse-92258129 | Laterals | 13030 | 0.72803 | 38 | 11 | 525551.78 | 0 | 429398.7563 | 467100.0405 | 525628.0689 | -96153.0237 | -58451.7395 | 76.2889 | 0.81704 | 0.88878 | 1.0001 | 0.85687
15250 | Lateral Hardening | Lateral Hardening-Fuse-10895208 | Laterals | 13003 | 0.42822 | 29 | 12 | 318897.64 | 0 | 259337.5389 | 285532.6742 | 319856.8221 | -59560.1011 | -33364.9658 | 959.1821 | 0.81323 | 0.89537 | 1.003 | 0.85685
6542 | Lateral Hardening | Lateral Hardening-Fuse-93337167 | Laterals | 13117 | 0.04072 | 3 | 8 | 50000 | 0 | 39948.784 | 45291.707 | 52803.5884 | -10051.216 | -4708.293 | 2803.5884 | 0.79898 | 0.90583 | 1.0561 | 0.85674
16212 | Lateral Hardening | Lateral Hardening-Fuse-10612102 | Laterals | 13927 | 1.4265 | 76 | 61 | 522109.03 | 0 | 426616.0885 | 464277.6388 | 520349.7688 | -95492.9415 | -57831.3912 | -1759.2612 | 0.8171 | 0.88924 | 0.99663 | 0.85669
15920 | Lateral Hardening | Lateral Hardening-Fuse-92733297 | Laterals | 13817 | 0.13144 | 11 | 17 | 182053.31 | 0 | 145297.5257 | 164722.0062 | 193336.5034 | -36755.7843 | -17331.3038 | 11283.1934 | 0.7981 | 0.9048 | 1.062 | 0.8565
6061 | Lateral Hardening | Lateral Hardening-Fuse-60128381 | Laterals | 13468 | 0.18106 | 11 | 53 | 245623.09 | 0 | 197482.5258 | 221345.4989 | 253421.592 | -48140.5642 | -24277.5911 | 7798.502 | 0.80401 | 0.90116 | 1.0317 | 0.85593
11014 | Lateral Hardening | Lateral Hardening-Fuse-10080984 | Laterals | 14000 | 0.44792 | 19 | 10 | 387251.96 | 0 | 313717.0149 | 344183.6648 | 391394.1736 | -73534.9451 | -43068.2952 | 4142.2136 | 0.81011 | 0.88878 | 1.0107 | 0.85377
19148 | Lateral Hardening | Lateral Hardening-Fuse-91959341 | Laterals | 13011 | 0.68049 | 46 | 98 | 760009.57 | 0 | 615535.806 | 675039.6823 | 766850.5363 | -144473.764 | -84969.8877 | 6840.9663 | 0.80991 | 0.8882 | 1.009 | 0.8533
191 | Lateral Hardening | Lateral Hardening-Fuse-93235728 | Laterals | 13696 | 0.15511 | 13 | 24 | 230431.53 | 0 | 183137.5649 | 208327.6163 | 242163.3826 | -47293.9651 | -22103.9137 | 11731.8526 | 0.79476 | 0.90408 | 1.0509 | 0.85317
5867 | Lateral Hardening | Lateral Hardening-Fuse-10676292 | Laterals | 13785 | 0.028977 | 3 | 2 | 50000 | 0 | 39819.2258 | 44961.2442 | 52598.5983 | -10180.7742 | -5038.7558 | 2598.5983 | 0.79638 | 0.89922 | 1.052 | 0.8528
5961 | Lateral Hardening | Lateral Hardening-Fuse-92759260 | Laterals | 13502 | 0.33523 | 25 | 40 | 365476.05 | 0 | 295097.6048 | 325459.1366 | 368738.0551 | -70378.4452 | -40016.9134 | 3262.0051 | 0.80743 | 0.89051 | 1.0089 | 0.8525
5602 | Lateral Hardening | Lateral Hardening-Fuse-10722407 | Laterals | 13817 | 0.53049 | 30 | 29 | 591148.1 | 0 | 478234.894 | 525080.7343 | 594339.2153 | -112913.206 | -66067.3657 | 3191.1153 | 0.80899 | 0.88824 | 1.0054 | 0.85241
18539 | Lateral Hardening | Lateral Hardening-Fuse-92957851 | Laterals | 13535 | 0.13239 | 7 | 4 | 111187.44 | 0 | 88686.6779 | 99837.7633 | 115885.7886 | -22500.7621 | -11349.6767 | 4698.3486 | 0.79763 | 0.89792 | 1.0423 | 0.85218
5213 | Lateral Hardening | Lateral Hardening-Fuse-10510808 | Laterals | 14123 | 1.4578 | 76 | 44 | 1155729.64 | 0 | 949350.9245 | 1012600.6598 | 1114949.6774 | -206378.7155 | -143128.9802 | -40779.9626 | 0.82143 | 0.87616 | 0.96471 | 0.85218
8435 | Lateral Hardening | Lateral Hardening-Fuse-10163232 | Laterals | 13091 | 0.055682 | 6 | 15 | 112164.06 | 0 | 89015.5614 | 101096.1258 | 118155.0792 | -23148.4986 | -11067.9342 | 5991.0192 | 0.79362 | 0.90132 | 1.0534 | 0.85191
6738 | Lateral Hardening | Lateral Hardening-Fuse-10168319 | Laterals | 13207 | 0.18485 | 20 | 40 | 433914.53 | 0 | 348316.7303 | 388497.6922 | 441158.645 | -85597.7997 | -45416.8378 | 7244.115 | 0.80273 | 0.89533 | 1.0167 | 0.85191
13718 | Lateral Hardening | Lateral Hardening-Fuse-10080875 | Laterals | 13668 | 0.4822 | 24 | 19 | 283878.97 | 0 | 228866.5219 | 253473.6097 | 284421.0963 | -55012.4481 | -30405.3603 | 542.1263 | 0.80621 | 0.89289 | 1.0019 | 0.85179
12251 | Lateral Hardening | Lateral Hardening-Fuse-10898184 | Laterals | 13582 | 0.20909 | 13 | 1 | 149206.71 | 0 | 119215.8141 | 133769.744 | 153982.5407 | -29990.8959 | -15436.966 | 4775.8307 | 0.799 | 0.89654 | 1.032 | 0.85156
14127 | Lateral Hardening | Lateral Hardening-Fuse-10600226 | Laterals | 13479 | 0.041477 | 4 | 4 | 63110.31 | 0 | 50046.049 | 56845.7096 | 66365.7614 | -13064.261 | -6264.6004 | 3255.4514 | 0.79299 | 0.90074 | 1.0516 | 0.85118
6272 | Lateral Hardening | Lateral Hardening-Fuse-60565851 | Laterals | 13236 | 0.71364 | 38 | 2 | 448031.61 | 0 | 361543.0044 | 396856.0892 | 452615.5139 | -86488.6056 | -51175.5208 | 4583.9039 | 0.80696 | 0.88578 | 1.0102 | 0.85093
18848 | Lateral Hardening | Lateral Hardening-Fuse-92162766 | Laterals | 13737 | 0.35436 | 31 | 45 | 442130.74 | 0 | 354595.4094 | 395357.1795 | 445843.4093 | -87535.3306 | -46773.5605 | 3712.6693 | 0.80201 | 0.89421 | 1.0084 | 0.85031
16185 | Lateral Hardening | Lateral Hardening-Fuse-10569607 | Laterals | 13372 | 0.088826 | 10 | 6 | 132845.06 | 0 | 104994.921 | 119590.8704 | 140665.659 | -27850.139 | -13254.1896 | 7820.599 | 0.79036 | 0.90023 | 1.0589 | 0.85017
16112 | Lateral Hardening | Lateral Hardening-Fuse-10144171 | Laterals | 13123 | 0.33277 | 25 | 2 | 341702.17 | 0 | 271259.9396 | 306938.8725 | 356596.2605 | -70442.2304 | -34763.2975 | 14894.0905 | 0.79385 | 0.89826 | 1.0436 | 0.85015
13786 | Lateral Hardening | Lateral Hardening-Fuse-91871394 | Laterals | 13352 | 0.035038 | 4 | 20 | 98658.4 | 0 | 78120.2665 | 88626.4458 | 103825.8718 | -20538.1335 | -10031.9542 | 5167.4718 | 0.79183 | 0.89832 | 1.0524 | 0.84983
18259 | Lateral Hardening | Lateral Hardening-Fuse-10608746 | Laterals | 13916 | 0.23769 | 10 | 27 | 68135.63 | 0 | 54391.1743 | 60991.8065 | 69514.7096 | -13744.4557 | -7143.8235 | 1379.0796 | 0.79828 | 0.89515 | 1.0202 | 0.84954
10787 | Lateral Hardening | Lateral Hardening-Fuse-92247741 | Laterals | 13080 | 0.46686 | 42 | 60 | 714744.85 | 0 | 574908.7556 | 634299.4676 | 719665.0755 | -139836.0944 | -80445.3824 | 4920.2255 | 0.80436 | 0.88745 | 1.0069 | 0.84954
642 | Lateral Hardening | Lateral Hardening-Fuse-92318070 | Laterals | 13748 | 0.35436 | 23 | 27 | 419415.79 | 0 | 337448.6792 | 371326.7748 | 422692.5678 | -81967.1108 | -48089.0152 | 3276.7778 | 0.80457 | 0.88534 | 1.0078 | 0.84913
3527 | Lateral Hardening | Lateral Hardening-Fuse-60342385 | Laterals | 13899 | 0.3178 | 32 | 20 | 301656.65 | 0 | 241299.2265 | 269107.1713 | 305068.4756 | -60357.4235 | -32549.4787 | 3411.8256 | 0.79991 | 0.8921 | 1.0113 | 0.84871
4060 | Lateral Hardening | Lateral Hardening-Fuse-60257006 | Laterals | 13224 | 0.10473 | 9 | 2 | 73210.57 | 0 | 57950.71 | 65389.6497 | 77215.5682 | -15259.86 | -7820.9203 | 4004.9982 | 0.79156 | 0.89317 | 1.0547 | 0.84836
8592 | Lateral Hardening | Lateral Hardening-Fuse-92560630 | Laterals | 13153 | 0.4697 | 41 | 51 | 536130.64 | 0 | 429248.9306 | 476298.8215 | 542655.0183 | -106881.7094 | -59831.8185 | 6524.3783 | 0.80064 | 0.8884 | 1.0122 | 0.84812
8813 | Lateral Hardening | Lateral Hardening-Fuse-10363936 | Laterals | 13096 | 0.12841 | 11 | 19 | 241464.72 | 0 | 193946.6258 | 214296.7015 | 240818.9658 | -47518.0942 | -27168.0185 | -645.7542 | 0.80321 | 0.88749 | 0.99733 | 0.8479
12305 | Lateral Hardening | Lateral Hardening-Fuse-10599399 | Laterals | 13473 | 0.2233 | 16 | 14 | 311729.07 | 0 | 247490.5629 | 278109.2741 | 322598.9179 | -64238.5071 | -33619.7959 | 10869.8479 | 0.79393 | 0.89215 | 1.0349 | 0.84749
17595 | Lateral Hardening | Lateral Hardening-Fuse-10904162 | Laterals | 13709 | 0.17614 | 13 | 21 | 261151.2 | 0 | 209797.003 | 231101.4272 | 260114.9377 | -51354.197 | -30049.7728 | -1036.2623 | 0.80335 | 0.88493 | 0.99603 | 0.8471
19072 | Lateral Hardening | Lateral Hardening-Fuse-92039091 | Laterals | 13787 | 1.0184 | 55 | 44 | 598736.48 | 0 | 482448.6603 | 526094.6734 | 593977.7951 | -116287.8197 | -72641.8066 | -4758.6849 | 0.80578 | 0.87867 | 0.99205 | 0.84627
7550 | Lateral Hardening | Lateral Hardening-Fuse-60118007 | Laterals | 13102 | 0.10208 | 9 | 4 | 160852.81 | 0 | 126675.956 | 143945.2907 | 169042.4777 | -34176.854 | -16907.5193 | 8189.6677 | 0.78753 | 0.89489 | 1.0509 | 0.84607
1359 | Lateral Hardening | Lateral Hardening-Fuse-91052909 | Laterals | 13624 | 0.17405 | 10 | 1 | 62846.99 | 0 | 50091.1757 | 55479.0874 | 64059.2654 | -12755.8143 | -7367.9026 | 1212.2754 | 0.79703 | 0.88276 | 1.0193 | 0.84498
6624 | Lateral Hardening | Lateral Hardening-Fuse-92962369 | Laterals | 13006 | 0.42595 | 23 | 42 | 529005.56 | 0 | 424744.3088 | 466091.6155 | 523034.3363 | -104261.2512 | -62913.9445 | -5971.2237 | 0.80291 | 0.88107 | 0.98871 | 0.84494
10737 | Lateral Hardening | Lateral Hardening-Fuse-10676321 | Laterals | 13785 | 0.063636 | 5 | 1 | 57600.57 | 0 | 45402.5126 | 51167.0322 | 60664.2095 | -12198.0574 | -6433.5378 | 3063.6395 | 0.78823 | 0.88831 | 1.0532 | 0.84475
18977 | Lateral Hardening | Lateral Hardening-Fuse-60016531 | Laterals | 13049 | 0.13428 | 11 | 17 | 134416.16 | 0 | 105778.6658 | 120034.3131 | 140697.9061 | -28637.4942 | -14381.8469 | 6281.7461 | 0.78695 | 0.89301 | 1.0467 | 0.84474
10716 | Lateral Hardening | Lateral Hardening-Fuse-92904128 | Laterals | 13159 | 0.20133 | 11 | 0 | 50000 | 0 | 39252.6273 | 44481.4219 | 53366.0506 | -10747.3727 | -5518.5781 | 3366.0506 | 0.78505 | 0.88963 | 1.0673 | 0.84465
14009 | Lateral Hardening | Lateral Hardening-Fuse-91493742 | Laterals | 14020 | 0.14848 | 17 | 136 | 211284.02 | 0 | 165261.1641 | 188875.6811 | 226021.3278 | -46022.8559 | -22408.3389 | 14737.3078 | 0.78218 | 0.89394 | 1.0698 | 0.84446
2277 | Lateral Hardening | Lateral Hardening-Fuse-60399271 | Laterals | 13148 | 0.3858 | 23 | 10 | 400345.74 | 0 | 321671.5452 | 350573.5347 | 398059.6478 | -78674.1948 | -49772.2053 | -2286.0922 | 0.80348 | 0.87568 | 0.99429 | 0.84422
5605 | Lateral Hardening | Lateral Hardening-Fuse-92592852 | Laterals | 13303 | 0.29072 | 21 | 33 | 317160.55 | 0 | 252172.2612 | 281539.2036 | 319673.0016 | -64988.2888 | -35621.3464 | 2512.4516 | 0.79509 | 0.88769 | 1.0079 | 0.84415
8756 | Lateral Hardening | Lateral Hardening-Fuse-10328026 | Laterals | 13889 | 0.22216 | 21 | 12 | 269619.27 | 0 | 215544.6876 | 237777.5807 | 266472.8459 | -54074.5824 | -31841.6893 | -3146.4241 | 0.79944 | 0.8819 | 0.98833 | 0.84307
2925 | Lateral Hardening | Lateral Hardening-Fuse-92352109 | Laterals | 13431 | 0.06572 | 4 | 3 | 101716.96 | 0 | 80181.3639 | 90385.802 | 105133.1788 | -21535.5961 | -11331.158 | 3416.2188 | 0.78828 | 0.8886 | 1.0336 | 0.84291
14394 | Lateral Hardening | Lateral Hardening-Fuse-10686109 | Laterals | 13808 | 0.31155 | 13 | 4 | 265914.14 | 0 | 213424.421 | 232778.047 | 262518.1095 | -52489.719 | -33136.093 | -3396.0305 | 0.80261 | 0.87539 | 0.98723 | 0.8429
14383 | Lateral Hardening | Lateral Hardening-Fuse-60069893 | Laterals | 13610 | 0.26383 | 32 | 46 | 557405.2 | 0 | 445239.1535 | 491177.8283 | 552545.8435 | -112166.0465 | -66227.3717 | -4859.3565 | 0.79877 | 0.88119 | 0.99128 | 0.84275
4543 | Lateral Hardening | Lateral Hardening-Fuse-10095526 | Laterals | 13786 | 0.02822 | 3 | 6 | 50000 | 0 | 39253.9946 | 44568.1587 | 51953.3055 | -10746.0054 | -5431.8413 | 1953.3055 | 0.78508 | 0.89136 | 1.0391 | 0.84236
8788 | Lateral Hardening | Lateral Hardening-Fuse-92410066 | Laterals | 13019 | 0.41875 | 27 | 54 | 306116.07 | 0 | 242731.5836 | 271308.8126 | 308106.5995 | -63384.4864 | -34807.2574 | 1990.5295 | 0.79294 | 0.88629 | 1.0065 | 0.8423
18902 | Lateral Hardening | Lateral Hardening-Fuse-91645726 | Laterals | 13027 | 0.22216 | 13 | 74 | 256204.56 | 0 | 201785.5413 | 227411.6352 | 262233.15 | -54419.0187 | -28792.9248 | 6028.59 | 0.7876 | 0.88762 | 1.0235 | 0.8412
11190 | Lateral Hardening | Lateral Hardening-Fuse-60117216 | Laterals | 13089 | 0.072727 | 9 | 16 | 148950.66 | 0 | 117195.3722 | 131912.1645 | 153789.6622 | -31755.2878 | -17038.4955 | 4839.0022 | 0.78681 | 0.88561 | 1.0325 | 0.84102
17592 | Lateral Hardening | Lateral Hardening-Fuse-10482615 | Laterals | 13455 | 0.36932 | 21 | 3 | 468402.21 | 0 | 369429.3057 | 414555.8282 | 478636.3559 | -98972.9043 | -53846.3818 | 10234.1459 | 0.7887 | 0.88504 | 1.0218 | 0.84092
16442 | Lateral Hardening | Lateral Hardening-Fuse-60179209 | Laterals | 13001 | 0.19413 | 12 | 18 | 210843.25 | 0 | 166456.376 | 186806.233 | 213843.2209 | -44386.874 | -24037.017 | 2999.9709 | 0.78948 | 0.886 | 1.0142 | 0.84091
7467 | Lateral Hardening | Lateral Hardening-Fuse-92380240 | Laterals | 13071 | 0.0125 | 1 | 63 | 50000 | 0 | 39065.111 | 44534.9383 | 52201.4487 | -10934.889 | -5465.0617 | 2201.4487 | 0.7813 | 0.8907 | 1.044 | 0.84039
9897 | Lateral Hardening | Lateral Hardening-Fuse-93311332 | Laterals | 13808 | 0.38428 | 15 | 2 | 112362.01 | 0 | 87620.2617 | 99707.168 | 119400.8823 | -24741.7483 | -12654.842 | 7038.8723 | 0.7798 | 0.88737 | 1.0626 | 0.84036
11985 | Lateral Hardening | Lateral Hardening-Fuse-92120211 | Laterals | 13470 | 0.6947 | 59 | 98 | 679528.97 | 0 | 543314.8196 | 593071.3569 | 669827.0416 | -136214.1504 | -86457.6131 | -9701.9284 | 0.79955 | 0.87277 | 0.98572 | 0.84013
4952 | Lateral Hardening | Lateral Hardening-Fuse-91441940 | Laterals | 13889 | 0.46932 | 38 | 43 | 306388.65 | 0 | 245668.3877 | 266412.1402 | 299951.8217 | -60720.2623 | -39976.5098 | -6436.8283 | 0.80182 | 0.86952 | 0.97899 | 0.83985
10271 | Lateral Hardening | Lateral Hardening-Fuse-90458154 | Laterals | 13753 | 0.18314 | 20 | 35 | 463415.93 | 0 | 361389.5781 | 411355.9363 | 487707.7926 | -102026.3519 | -52059.9937 | 24291.8626 | 0.77984 | 0.88766 | 1.0524 | 0.83944
8272 | Lateral Hardening | Lateral Hardening-Fuse-10426543 | Laterals | 13830 | 0.22367 | 23 | 114 | 338026.37 | 0 | 268782.2319 | 295762.7308 | 337510.1755 | -69244.1381 | -42263.6392 | -516.1945 | 0.79515 | 0.87497 | 0.99847 | 0.83943
18061 | Lateral Hardening | Lateral Hardening-Fuse-92593036 | Laterals | 13303 | 0.12311 | 6 | 3 | 159306.79 | 0 | 125644.2648 | 140523.8819 | 161558.4033 | -33662.5252 | -18782.9081 | 2251.6133 | 0.78869 | 0.8821 | 1.0141 | 0.83926
14541 | Lateral Hardening | Lateral Hardening-Fuse-90618872 | Laterals | 13086 | 0.22917 | 21 | 10 | 302416.96 | 0 | 241390.9381 | 263994.0774 | 297559.754 | -61026.0219 | -38422.8826 | -4857.206 | 0.79821 | 0.87295 | 0.98394 | 0.8392
5984 | Lateral Hardening | Lateral Hardening-Fuse-91474290 | Laterals | 14306 | 0.088068 | 11 | 10 | 126645.6 | 0 | 99002.7928 | 112150.2705 | 131781.9041 | -27642.8072 | -14495.3295 | 5136.3041 | 0.78173 | 0.88554 | 1.0406 | 0.83876
1604 | Lateral Hardening | Lateral Hardening-Fuse-10807588 | Laterals | 13020 | 0.072538 | 4 | 17 | 66200.35 | 0 | 51715.7716 | 58705.4559 | 68839.3741 | -14484.5784 | -7494.8941 | 2639.0241 | 0.7812 | 0.88678 | 1.0399 | 0.83874
4156 | Lateral Hardening | Lateral Hardening-Fuse-10596807 | Laterals | 13770 | 0.18674 | 13 | 6 | 204100 | 0 | 160672.5926 | 180054.0685 | 206162.4753 | -43427.4074 | -24045.9315 | 2062.4753 | 0.78722 | 0.88219 | 1.0101 | 0.838
2992 | Lateral Hardening | Lateral Hardening-Fuse-92734191 | Laterals | 13070 | 1.0254 | 74 | 48 | 953712.37 | 0 | 768331.6317 | 822227.6667 | 914800.139 | -185380.7383 | -131484.7033 | -38912.231 | 0.80562 | 0.86213 | 0.9592 | 0.83793
19081 | Lateral Hardening | Lateral Hardening-Fuse-92321676 | Laterals | 13838 | 0.2089 | 15 | 25 | 196350.97 | 0 | 153944.1473 | 173197.6567 | 201224.0004 | -42406.8227 | -23153.3133 | 4873.0304 | 0.78403 | 0.88208 | 1.0248 | 0.83752
6709 | Lateral Hardening | Lateral Hardening-Fuse-10324181 | Laterals | 13889 | 0.38598 | 28 | 35 | 422719.55 | 0 | 334508.8819 | 370054.9203 | 422354.4648 | -88210.6681 | -52664.6297 | -365.0852 | 0.79133 | 0.87541 | 0.99914 | 0.83733
5322 | Lateral Hardening | Lateral Hardening-Fuse-10640154 | Laterals | 13795 | 0.85928 | 67 | 179 | 694928.68 | 0 | 555199.8523 | 603190.6555 | 676909.2021 | -139728.8277 | -91738.0245 | -18019.4779 | 0.79893 | 0.86799 | 0.97407 | 0.83716
13794 | Lateral Hardening | Lateral Hardening-Fuse-92247188 | Laterals | 13227 | 0.14527 | 9 | 11 | 179272.33 | 0 | 140884.571 | 157579.8343 | 182531.2795 | -38387.759 | -21692.4957 | 3258.9495 | 0.78587 | 0.879 | 1.0182 | 0.83704
15394 | Lateral Hardening | Lateral Hardening-Fuse-10663268 | Laterals | 13001 | 0.25852 | 25 | 1 | 484090.97 | 0 | 383864.3557 | 423482.7384 | 475555.4448 | -100226.6143 | -60608.2316 | -8535.5252 | 0.79296 | 0.8748 | 0.98237 | 0.83645
4097 | Lateral Hardening | Lateral Hardening-Fuse-10173501 | Laterals | 13191 | 0.12159 | 10 | 11 | 147534.42 | 0 | 115523.4725 | 129842.1572 | 150912.1009 | -32010.9475 | -17692.2628 | 3377.6809 | 0.78303 | 0.88008 | 1.0229 | 0.83613
11541 | Lateral Hardening | Lateral Hardening-Fuse-10663264 | Laterals | 13001 | 0.19053 | 14 | 18 | 202684.19 | 0 | 158989.5357 | 178110.055 | 206431.172 | -43694.6543 | -24574.135 | 3746.982 | 0.78442 | 0.87876 | 1.0185 | 0.83613
3211 | Lateral Hardening | Lateral Hardening-Fuse-92386523 | Laterals | 13133 | 0.24337 | 22 | 32 | 317155.55 | 0 | 249515.7375 | 279188.4006 | 317038.5255 | -67639.8125 | -37967.1494 | -117.0245 | 0.78673 | 0.88029 | 0.99963 | 0.83609
2791 | Lateral Hardening | Lateral Hardening-Fuse-92386749 | Laterals | 13461 | 0.23845 | 19 | 22 | 231468.34 | 0 | 180329.0086 | 204582.4369 | 239553.7382 | -51139.3314 | -26885.9031 | 8085.3982 | 0.77907 | 0.88385 | 1.0349 | 0.83609
9287 | Lateral Hardening | Lateral Hardening-Fuse-10274749 | Laterals | 13624 | 0.575 | 42 | 18 | 503956.5 | 0 | 400027.2888 | 438011.2237 | 497885.8495 | -103929.2112 | -65945.2763 | -6070.6505 | 0.79377 | 0.86914 | 0.98795 | 0.8358
14531 | Lateral Hardening | Lateral Hardening-Fuse-60124047 | Laterals | 13218 | 0.15436 | 15 | 24 | 248528.13 | 0 | 195946.6206 | 218380.0105 | 246323.8355 | -52581.5094 | -30148.1195 | -2204.2945 | 0.78843 | 0.87869 | 0.99113 | 0.83578
5860 | Lateral Hardening | Lateral Hardening-Fuse-92621433 | Laterals | 13390 | 0.12519 | 4 | 1 | 69297.37 | 0 | 54196.471 | 61042.9203 | 70772.7634 | -15100.899 | -8254.4497 | 1475.3934 | 0.78209 | 0.88088 | 1.0213 | 0.83565
1758 | Lateral Hardening | Lateral Hardening-Fuse-92522498 | Laterals | 13817 | 0.82519 | 42 | 94 | 799877.2 | 0 | 633771.8725 | 696727.5718 | 790790.0664 | -166105.3275 | -103149.6282 | -9087.1336 | 0.79234 | 0.87104 | 0.98864 | 0.83558
6219 | Lateral Hardening | Lateral Hardening-Fuse-10726547 | Laterals | 13648 | 0.51818 | 26 | 0 | 157541.8 | 0 | 124051.7852 | 137565.172 | 158553.8757 | -33490.0148 | -19976.628 | 1012.0757 | 0.78742 | 0.8732 | 1.0064 | 0.83505
18117 | Lateral Hardening | Lateral Hardening-Fuse-90710761 | Laterals | 13330 | 0.15455 | 9 | 3 | 61225.77 | 0 | 47607.9183 | 53717.7125 | 64005.765 | -13617.8517 | -7508.0575 | 2779.995 | 0.77758 | 0.87737 | 1.0454 | 0.8343
6066 | Lateral Hardening | Lateral Hardening-Fuse-91143706 | Laterals | 13786 | 0.42822 | 23 | 29 | 283068.22 | 0 | 223066.4374 | 247337.8004 | 278576.1241 | -60001.7826 | -35730.4196 | -4492.0959 | 0.78803 | 0.87377 | 0.98413 | 0.83336
10633 | Lateral Hardening | Lateral Hardening-Fuse-10745576 | Laterals | 13431 | 0.25057 | 18 | 17 | 243757.02 | 0 | 191491.076 | 213691.227 | 241336.4922 | -52265.944 | -30065.793 | -2420.5278 | 0.78558 | 0.87666 | 0.99007 | 0.83335
10752 | Lateral Hardening | Lateral Hardening-Fuse-92913635 | Laterals | 13112 | 0.12027 | 12 | 8 | 136325.26 | 0 | 105795.4907 | 119480.14 | 142379.8617 | -30529.7693 | -16845.12 | 6054.6017 | 0.77605 | 0.87643 | 1.0444 | 0.833
19671 | Lateral Hardening | Lateral Hardening-Fuse-91756160 | Laterals | 13442 | 0.79261 | 47 | 12 | 254960.94 | 0 | 200527.1966 | 221411.0155 | 256155.8 | -54433.7434 | -33549.9245 | 1194.86 | 0.7865 | 0.86841 | 1.0047 | 0.83289
12028 | Lateral Hardening | Lateral Hardening-Fuse-93217022 | Laterals | 13656 | 0.25625 | 12 | 7 | 262252.57 | 0 | 208071.1622 | 226726.1817 | 255359.1332 | -54181.4078 | -35526.3883 | -6893.4368 | 0.7934 | 0.86453 | 0.97371 | 0.83277
3058 | Lateral Hardening | Lateral Hardening-Fuse-90146615 | Laterals | 13207 | 0.068939 | 7 | 20 | 145723.22 | 0 | 113130.3021 | 128089.2188 | 150066.9634 | -32592.9179 | -17634.0012 | 4343.7434 | 0.77634 | 0.87899 | 1.0298 | 0.83248
10083 | Lateral Hardening | Lateral Hardening-Fuse-60249127 | Laterals | 13724 | 0.12614 | 6 | 1 | 50000 | 0 | 38841.952 | 43836.7572 | 51560.433 | -11158.048 | -6163.2428 | 1560.433 | 0.77684 | 0.87674 | 1.0312 | 0.83224
10176 | Lateral Hardening | Lateral Hardening-Fuse-92257733 | Laterals | 13097 | 0.10246 | 6 | 4 | 64757.27 | 0 | 50288.5853 | 56712.0798 | 66978.2326 | -14468.6847 | -8045.1902 | 2220.9626 | 0.77657 | 0.87576 | 1.0343 | 0.8321
11950 | Lateral Hardening | Lateral Hardening-Fuse-92046357 | Laterals | 13023 | 0.095833 | 7 | 16 | 210534.19 | 0 | 162866.7201 | 185618.035 | 217181.5333 | -47667.4699 | -24916.155 | 6647.3433 | 0.77359 | 0.88165 | 1.0316 | 0.83181
1818 | Lateral Hardening | Lateral Hardening-Fuse-10254043 | Laterals | 13583 | 0.2678 | 23 | 15 | 217679.36 | 0 | 169517.2241 | 190795.1055 | 220934.2685 | -48162.1359 | -26884.2545 | 3254.9085 | 0.77875 | 0.8765 | 1.015 | 0.83169
2252 | Lateral Hardening | Lateral Hardening-Fuse-10554603 | Laterals | 13911 | 0.11856 | 13 | 1 | 68238.7 | 0 | 52834.9522 | 59961.329 | 70343.1888 | -15403.7478 | -8277.371 | 2104.4888 | 0.77427 | 0.8787 | 1.0308 | 0.83125
14735 | Lateral Hardening | Lateral Hardening-Fuse-91664348 | Laterals | 13143 | 0.29508 | 35 | 112 | 678712.29 | 0 | 522640.3344 | 596890.5278 | 714725.7333 | -156071.9556 | -81821.7622 | 36013.4433 | 0.77005 | 0.87945 | 1.0531 | 0.83117
13503 | Lateral Hardening | Lateral Hardening-Fuse-10671186 | Laterals | 13724 | 0.15587 | 9 | 2 | 134676.22 | 0 | 104270.9495 | 118087.4358 | 138914.2036 | -30405.2705 | -16588.7842 | 4237.9836 | 0.77423 | 0.87682 | 1.0315 | 0.83073
2300 | Lateral Hardening | Lateral Hardening-Fuse-10158936 | Laterals | 13164 | 0.13977 | 14 | 21 | 251229.51 | 0 | 195788.4496 | 220066.508 | 251620.3403 | -55441.0604 | -31163.002 | 390.8303 | 0.77932 | 0.87596 | 1.0016 | 0.83054
7215 | Lateral Hardening | Lateral Hardening-Fuse-90638284 | Laterals | 13003 | 0.24223 | 11 | 1 | 145101.1 | 0 | 112765.829 | 126958.0752 | 147410.9504 | -32335.271 | -18143.0248 | 2309.8504 | 0.77715 | 0.87496 | 1.0159 | 0.83037
13905 | Lateral Hardening | Lateral Hardening-Fuse-92602864 | Laterals | 13303 | 0.34848 | 24 | 16 | 300785.21 | 0 | 236002.7881 | 261949.2299 | 295652.5233 | -64782.4219 | -38835.9801 | -5132.6867 | 0.78462 | 0.87088 | 0.98294 | 0.83033
13077 | Lateral Hardening | Lateral Hardening-Fuse-10913207 | Laterals | 13708 | 0.046023 | 3 | 2 | 75278.07 | 0 | 58190.909 | 66200.7182 | 77221.0721 | -17087.161 | -9077.3518 | 1943.0021 | 0.77301 | 0.87942 | 1.0258 | 0.83021
14475 | Lateral Hardening | Lateral Hardening-Fuse-90211134 | Laterals | 13162 | 0.082955 | 10 | 23 | 140666.92 | 0 | 108743.839 | 123324.2701 | 145383.104 | -31923.081 | -17342.6499 | 4716.184 | 0.77306 | 0.87671 | 1.0335 | 0.8302
9348 | Lateral Hardening | Lateral Hardening-Fuse-92644385 | Laterals | 13303 | 0.19659 | 9 | 4 | 108154.62 | 0 | 83743.3021 | 94550.326 | 111252.6302 | -24411.3179 | -13604.294 | 3098.0102 | 0.77429 | 0.87421 | 1.0286 | 0.8297
17322 | Lateral Hardening | Lateral Hardening-Fuse-10791877 | Laterals | 13243 | 0.085038 | 6 | 43 | 208923.76 | 0 | 161114.0014 | 183385.2695 | 215388.4746 | -47809.7586 | -25538.4905 | 6464.7146 | 0.77116 | 0.87776 | 1.0309 | 0.82912
19398 | Lateral Hardening | Lateral Hardening-Fuse-10240469 | Laterals | 13530 | 0.67292 | 43 | 92 | 875220.02 | 0 | 686979.1239 | 756452.1267 | 864020.6852 | -188240.8961 | -118767.8933 | -11199.3348 | 0.78492 | 0.8643 | 0.9872 | 0.82896
19639 | Lateral Hardening | Lateral Hardening-Fuse-10813124 | Laterals | 13341 | 0.026136 | 5 | 91 | 50000 | 0 | 38509.6231 | 43882.8395 | 51771.7897 | -11490.3769 | -6117.1605 | 1771.7897 | 0.77019 | 0.87766 | 1.0354 | 0.82896
8904 | Lateral Hardening | Lateral Hardening-Fuse-60081638 | Laterals | 13418 | 0.099432 | 5 | 2 | 50000 | 0 | 38670.5159 | 43723.5472 | 51244.6202 | -11329.4841 | -6276.4528 | 1244.6202 | 0.77341 | 0.87447 | 1.0249 | 0.82888
10304 | Lateral Hardening | Lateral Hardening-Fuse-92319142 | Laterals | 13377 | 0.31098 | 33 | 36 | 351328.77 | 0 | 272473.9749 | 307679.489 | 353880.1045 | -78854.7951 | -43649.281 | 2551.3345 | 0.77555 | 0.87576 | 1.0073 | 0.82879
4422 | Lateral Hardening | Lateral Hardening-Fuse-91241031 | Laterals | 13278 | 0.19394 | 24 | 0 | 107123.4 | 0 | 82767.6123 | 93445.2817 | 110665.9279 | -24355.7877 | -13678.1183 | 3542.5279 | 0.77264 | 0.87231 | 1.0331 | 0.82858
6144 | Lateral Hardening | Lateral Hardening-Fuse-91565154 | Laterals | 13044 | 0.14356 | 15 | 36 | 273450.67 | 0 | 214179.8258 | 237472.1069 | 267412.8808 | -59270.8442 | -35978.5631 | -6037.7892 | 0.78325 | 0.86843 | 0.97792 | 0.82827
9877 | Lateral Hardening | Lateral Hardening-Fuse-10274841 | Laterals | 14274 | 0.85284 | 55 | 39 | 726195.51 | 0 | 573768.6945 | 621679.1569 | 699575.4219 | -152426.8155 | -104516.3531 | -26620.0881 | 0.7901 | 0.85608 | 0.96334 | 0.82722
16888 | Lateral Hardening | Lateral Hardening-Fuse-92315102 | Laterals | 13030 | 1.0816 | 45 | 18 | 610162.93 | 0 | 481926.0197 | 521860.94 | 587761.2919 | -128236.9103 | -88301.99 | -22401.6381 | 0.78983 | 0.85528 | 0.96329 | 0.82681
9310 | Lateral Hardening | Lateral Hardening-Fuse-60012177 | Laterals | 13092 | 0.18542 | 14 | 47 | 194399.21 | 0 | 149851.3843 | 170144.1723 | 197111.5859 | -44547.8257 | -24255.0377 | 2712.3759 | 0.77084 | 0.87523 | 1.014 | 0.82647
3142 | Lateral Hardening | Lateral Hardening-Fuse-10616472 | Laterals | 13124 | 0.40701 | 31 | 57 | 487346.69 | 0 | 380543.281 | 421057.4098 | 481297.8984 | -106803.409 | -66289.2802 | -6048.7916 | 0.78085 | 0.86398 | 0.98759 | 0.82646
11546 | Lateral Hardening | Lateral Hardening-Fuse-60120336 | Laterals | 13185 | 0.078598 | 5 | 4 | 125215.42 | 0 | 96959.8042 | 108645.2395 | 126456.2613 | -28255.6158 | -16570.1805 | 1240.8413 | 0.77434 | 0.86767 | 1.0099 | 0.8259
15049 | Lateral Hardening | Lateral Hardening-Fuse-92173884 | Laterals | 13685 | 0.091288 | 4 | 2 | 108280.54 | 0 | 83788.3979 | 94114.0624 | 109199.4154 | -24492.1421 | -14166.4776 | 918.8754 | 0.77381 | 0.86917 | 1.0085 | 0.82588
11244 | Lateral Hardening | Lateral Hardening-Fuse-10125813 | Laterals | 13064 | 0.14451 | 17 | 23 | 222439.37 | 0 | 171920.5254 | 193756.6038 | 223747.3075 | -50518.8446 | -28682.7662 | 1307.9375 | 0.77289 | 0.87105 | 1.0059 | 0.82564
2063 | Lateral Hardening | Lateral Hardening-Fuse-10391681 | Laterals | 13546 | 0.078977 | 8 | 15 | 205203.33 | 0 | 157545.1652 | 179436.6425 | 210019.0779 | -47658.1648 | -25766.6875 | 4815.7479 | 0.76775 | 0.87443 | 1.0235 | 0.82533
18636 | Lateral Hardening | Lateral Hardening-Fuse-60155374 | Laterals | 13418 | 0.22973 | 24 | 53 | 352065.62 | 0 | 275101.5434 | 304322.7111 | 342068.5775 | -76964.0766 | -47742.9089 | -9997.0425 | 0.78139 | 0.86439 | 0.9716 | 0.82531
7316 | Lateral Hardening | Lateral Hardening-Fuse-92024553 | Laterals | 13201 | 0.5661 | 52 | 127 | 634392.86 | 0 | 494406.3164 | 550267.7529 | 615223.9527 | -139986.5436 | -84125.1071 | -19168.9073 | 0.77934 | 0.86739 | 0.96978 | 0.8248
17842 | Lateral Hardening | Lateral Hardening-Fuse-90167053 | Laterals | 13650 | 0.046212 | 7 | 55 | 67960.21 | 0 | 52097.3607 | 59359.8776 | 69738.1683 | -15862.8493 | -8600.3324 | 1777.9583 | 0.76659 | 0.87345 | 1.0262 | 0.8246
9003 | Lateral Hardening | Lateral Hardening-Fuse-93257597 | Laterals | 13175 | 0.14905 | 8 | 18 | 50000 | 0 | 38397.6791 | 43569.5289 | 50954.8572 | -11602.3209 | -6430.4711 | 954.8572 | 0.76795 | 0.87139 | 1.0191 | 0.8241
298 | Lateral Hardening | Lateral Hardening-Fuse-91030753 | Laterals | 13546 | 0.31667 | 20 | 0 | 50000 | 0 | 38264.9291 | 43397.5684 | 52198.0234 | -11735.0709 | -6602.4316 | 2198.0234 | 0.7653 | 0.86795 | 1.044 | 0.82396
4016 | Lateral Hardening | Lateral Hardening-Fuse-10544642 | Laterals | 13911 | 0.21269 | 13 | 36 | 319209.02 | 0 | 249472.7568 | 274271.671 | 310295.214 | -69736.2632 | -44937.349 | -8913.806 | 0.78153 | 0.85922 | 0.97208 | 0.82389
6640 | Lateral Hardening | Lateral Hardening-Fuse-10628961 | Laterals | 13787 | 0.2839 | 17 | 11 | 289083.91 | 0 | 224984.3541 | 249650.8068 | 281363.4673 | -64099.5559 | -39433.1032 | -7720.4427 | 0.77827 | 0.86359 | 0.97329 | 0.82337
2599 | Lateral Hardening | Lateral Hardening-Fuse-60145926 | Laterals | 13236 | 0.18352 | 10 | 4 | 155450.49 | 0 | 119922.2392 | 134422.1527 | 155814.2728 | -35528.2508 | -21028.3373 | 363.7828 | 0.77145 | 0.86473 | 1.0023 | 0.82252
9638 | Lateral Hardening | Lateral Hardening-Fuse-10127945 | Laterals | 13078 | 1.133 | 85 | 350 | 1649979.36 | 0 | 1298035.8975 | 1407646.8115 | 1559128.1148 | -351943.4625 | -242332.5485 | -90851.2452 | 0.7867 | 0.85313 | 0.94494 | 0.82245
9522 | Lateral Hardening | Lateral Hardening-Fuse-92189613 | Laterals | 13692 | 0.29337 | 14 | 11 | 189814.55 | 0 | 146290.9538 | 164124.1773 | 190801.1538 | -43523.5962 | -25690.3727 | 986.6038 | 0.7707 | 0.86466 | 1.0052 | 0.82234
926 | Lateral Hardening | Lateral Hardening-Fuse-10913203 | Laterals | 13706 | 0.75379 | 44 | 38 | 644779.63 | 0 | 506353.7209 | 548878.2223 | 616354.8141 | -138425.9091 | -95901.4077 | -28424.8159 | 0.78531 | 0.85126 | 0.95592 | 0.82216
458 | Lateral Hardening | Lateral Hardening-Fuse-91403799 | Laterals | 13459 | 0.077273 | 7 | 39 | 50873.85 | 0 | 38505.1865 | 44348.0239 | 54177.1789 | -12368.6635 | -6525.8261 | 3303.3289 | 0.75688 | 0.87173 | 1.0649 | 0.82214
11064 | Lateral Hardening | Lateral Hardening-Fuse-92398222 | Laterals | 13167 | 0.11799 | 15 | 11 | 356667.78 | 0 | 272088.0447 | 310287.507 | 367764.7632 | -84579.7353 | -46380.273 | 11096.9832 | 0.76286 | 0.86996 | 1.0311 | 0.82182
13116 | Lateral Hardening | Lateral Hardening-Fuse-91758796 | Laterals | 13586 | 0.61515 | 31 | 30 | 441338.44 | 0 | 343215.2219 | 379119.7357 | 430238.8663 | -98123.2181 | -62218.7043 | -11099.5737 | 0.77767 | 0.85902 | 0.97485 | 0.82179
10067 | Lateral Hardening | Lateral Hardening-Fuse-10441793 | Laterals | 13947 | 0.10303 | 12 | 27 | 159329.06 | 0 | 122164.0989 | 138241.8715 | 161365.3545 | -37164.9611 | -21087.1885 | 2036.2945 | 0.76674 | 0.86765 | 1.0128 | 0.82162
9220 | Lateral Hardening | Lateral Hardening-Fuse-91719684 | Laterals | 14274 | 0.099432 | 6 | 4 | 112378.68 | 0 | 86365.2683 | 97240.1657 | 113134.4729 | -26013.4117 | -15138.5143 | 755.7929 | 0.76852 | 0.86529 | 1.0067 | 0.82137
10953 | Lateral Hardening | Lateral Hardening-Fuse-91987824 | Laterals | 13219 | 0.18352 | 16 | 34 | 261051.81 | 0 | 199291.0283 | 226845.0892 | 267917.7612 | -61760.7817 | -34206.7208 | 6865.9512 | 0.76342 | 0.86897 | 1.0263 | 0.82137
17693 | Lateral Hardening | Lateral Hardening-Fuse-10457719 | Laterals | 13229 | 0.34905 | 26 | 50 | 394135.07 | 0 | 306756.4858 | 338012.2782 | 381340.6633 | -87378.5842 | -56122.7918 | -12794.4067 | 0.7783 | 0.85761 | 0.96754 | 0.82102
7247 | Lateral Hardening | Lateral Hardening-Fuse-90529726 | Laterals | 13460 | 1.5218 | 70 | 20 | 1178995.94 | 0 | 937822.3213 | 993232.3211 | 1072691.5828 | -241173.6187 | -185763.6189 | -106304.3572 | 0.79544 | 0.84244 | 0.90983 | 0.82098
1909 | Lateral Hardening | Lateral Hardening-Fuse-90298333 | Laterals | 13007 | 0.26231 | 20 | 26 | 233451.58 | 0 | 178358.4273 | 202550.7184 | 238728.5051 | -55093.1527 | -30900.8616 | 5276.9251 | 0.76401 | 0.86763 | 1.0226 | 0.82095
11212 | Lateral Hardening | Lateral Hardening-Fuse-10465318 | Laterals | 13434 | 1.0784 | 91 | 106 | 1584271.56 | 0 | 1242027.7184 | 1351147.3447 | 1500216.6594 | -342243.8416 | -233124.2153 | -84054.9006 | 0.78397 | 0.85285 | 0.94694 | 0.82093
15096 | Lateral Hardening | Lateral Hardening-Fuse-93276295 | Laterals | 13213 | 0.058523 | 5 | 1 | 154079.31 | 0 | 117756.1742 | 133753.6822 | 155927.5949 | -36323.1358 | -20325.6278 | 1848.2849 | 0.76426 | 0.86808 | 1.012 | 0.82018
14716 | Lateral Hardening | Lateral Hardening-Fuse-92857332 | Laterals | 13011 | 1.0004 | 41 | 10 | 539817.22 | 0 | 419121.4948 | 462835.8329 | 524207.5806 | -120695.7252 | -76981.3871 | -15609.6394 | 0.77641 | 0.85739 | 0.97108 | 0.82017
7083 | Lateral Hardening | Lateral Hardening-Fuse-10431783 | Laterals | 13838 | 0.2517 | 8 |  | 65370.39 | 0 | 50963.717 | 55580.6969 | 63532.8141 | -14406.673 | -9789.6931 | -1837.5759 | 0.77961 | 0.85024 | 0.97189 | 0.82003
14164 | Lateral Hardening | Lateral Hardening-Fuse-91550764 | Laterals | 13592 | 0.061553 | 4 | 16 | 159027.48 | 0 | 121275.6443 | 138030.6551 | 162256.6419 | -37751.8357 | -20996.8249 | 3229.1619 | 0.76261 | 0.86797 | 1.0203 | 0.81999
13049 | Lateral Hardening | Lateral Hardening-Fuse-60073803 | Laterals | 13082 | 0.16155 | 18 | 31 | 387090.73 | 0 | 297352.3681 | 334228.0894 | 385892.3115 | -89738.3619 | -52862.6406 | -1198.4185 | 0.76817 | 0.86344 | 0.9969 | 0.81962
10381 | Lateral Hardening | Lateral Hardening-Fuse-91508588 | Laterals | 13099 | 0.24583 | 14 | 17 | 287306.77 | 0 | 223638.3291 | 245444.859 | 276090.9467 | -63668.4409 | -41861.911 | -11215.8233 | 0.7784 | 0.8543 | 0.96096 | 0.81942
8130 | Lateral Hardening | Lateral Hardening-Fuse-10747891 | Laterals | 14024 | 0.072159 | 5 | 21 | 53870.19 | 0 | 41122.6909 | 46663.1329 | 54655.5051 | -12747.4991 | -7207.0571 | 785.3151 | 0.76337 | 0.86621 | 1.0146 | 0.81934
14203 | Lateral Hardening | Lateral Hardening-Fuse-93041001 | Laterals | 14041 | 0.46061 | 26 | 77 | 434070.55 | 0 | 333484.7266 | 374230.1435 | 432598.6592 | -100585.8234 | -59840.4065 | -1471.8908 | 0.76827 | 0.86214 | 0.99661 | 0.81927
17012 | Lateral Hardening | Lateral Hardening-Fuse-90416981 | Laterals | 13190 | 0.25473 | 17 | 18 | 318099.95 | 0 | 246438.8185 | 272652.0627 | 307004.7826 | -71661.1315 | -45447.8873 | -11095.1674 | 0.77472 | 0.85713 | 0.96512 | 0.81848
4530 | Lateral Hardening | Lateral Hardening-Fuse-60027364 | Laterals | 13062 | 0.070455 | 6 | 16 | 113187.21 | 0 | 86358.0359 | 97598.9653 | 115096.0548 | -26829.1741 | -15588.2447 | 1908.8448 | 0.76297 | 0.86228 | 1.0169 | 0.81815
6549 | Lateral Hardening | Lateral Hardening-Fuse-10914155 | Laterals | 13152 | 0.4392 | 24 | 38 | 642813.42 | 0 | 497596.9628 | 549439.0747 | 624830.752 | -145216.4572 | -93374.3453 | -17982.668 | 0.77409 | 0.85474 | 0.97203 | 0.81808
8764 | Lateral Hardening | Lateral Hardening-Fuse-91901562 | Laterals | 13832 | 0.4411 | 30 | 66 | 543396.2 | 0 | 423201.9002 | 461769.0606 | 519296.8683 | -120194.2998 | -81627.1394 | -24099.3317 | 0.77881 | 0.84978 | 0.95565 | 0.81779
9105 | Lateral Hardening | Lateral Hardening-Fuse-90602625 | Laterals | 14031 | 0.7803 | 47 | 53 | 847638.68 | 0 | 658235.5415 | 723145.351 | 810405.084 | -189403.1385 | -124493.329 | -37233.596 | 0.77655 | 0.85313 | 0.95607 | 0.81748
9540 | Lateral Hardening | Lateral Hardening-Fuse-91608637 | Laterals | 13854 | 0.65473 | 33 | 55 | 450905.07 | 0 | 349107.6847 | 384957.5769 | 436325.3533 | -101797.3853 | -65947.4931 | -14579.7167 | 0.77424 | 0.85374 | 0.96767 | 0.81743
3514 | Lateral Hardening | Lateral Hardening-Fuse-60253770 | Laterals | 13020 | 0.25246 | 18 | 33 | 256926.35 | 0 | 197151.7001 | 221344.2411 | 252649.0354 | -59774.6499 | -35582.1089 | -4277.3146 | 0.76735 | 0.86151 | 0.98335 | 0.8172
9549 | Lateral Hardening | Lateral Hardening-Fuse-91211345 | Laterals | 13298 | 0.4947 | 18 | 1 | 101032.23 | 0 | 76335.7233 | 87106.7661 | 105621.3443 | -24696.5067 | -13925.4639 | 4589.1143 | 0.75556 | 0.86217 | 1.0454 | 0.81653
7672 | Lateral Hardening | Lateral Hardening-Fuse-90831490 | Laterals | 13605 | 0.15966 | 12 | 27 | 235488.57 | 0 | 180691.3935 | 202439.6911 | 230918.3697 | -54797.1765 | -33048.8789 | -4570.2003 | 0.7673 | 0.85966 | 0.98059 | 0.81634
11036 | Lateral Hardening | Lateral Hardening-Fuse-10560411 | Laterals | 13297 | 0.59299 | 59 | 79 | 737317.9 | 0 | 574331.7371 | 623902.4412 | 701187.3911 | -162986.1629 | -113415.4588 | -36130.5089 | 0.77895 | 0.84618 | 0.951 | 0.81632
6183 | Lateral Hardening | Lateral Hardening-Fuse-10686283 | Laterals | 13808 | 0.59091 | 24 | 2 | 145872.66 | 0 | 112160.5673 | 124561.2025 | 144119.0416 | -33712.0927 | -21311.4575 | -1753.6184 | 0.76889 | 0.8539 | 0.98798 | 0.81631
565 | Lateral Hardening | Lateral Hardening-Fuse-10075259 | Laterals | 13656 | 0.29905 | 17 | 5 | 177350.57 | 0 | 135479.0792 | 152505.188 | 176946.0664 | -41871.4908 | -24845.382 | -404.5036 | 0.76391 | 0.85991 | 0.99772 | 0.81609
378 | Lateral Hardening | Lateral Hardening-Fuse-10742012 | Laterals | 14024 | 1.1032 | 76 | 73 | 984943.54 | 0 | 774043.3874 | 826215.197 | 912721.7947 | -210900.1526 | -158728.343 | -72221.7453 | 0.78588 | 0.83885 | 0.92667 | 0.81585
17953 | Lateral Hardening | Lateral Hardening-Fuse-10696470 | Laterals | 13961 | 0.26231 | 13 | 12 | 258257.14 | 0 | 196977.8391 | 222272.8038 | 258147.3587 | -61279.3009 | -35984.3362 | -109.7813 | 0.76272 | 0.86066 | 0.99957 | 0.81579
12735 | Lateral Hardening | Lateral Hardening-Fuse-92411273 | Laterals | 13019 | 0.22159 | 14 | 24 | 228845.55 | 0 | 173718.7183 | 197850.9248 | 230951.9854 | -55126.8317 | -30994.6252 | 2106.4354 | 0.75911 | 0.86456 | 1.0092 | 0.81575
14951 | Lateral Hardening | Lateral Hardening-Fuse-92863593 | Laterals | 13460 | 0.14394 | 10 | 36 | 171810.83 | 0 | 130414.1915 | 148295.2592 | 174114.5239 | -41396.6385 | -23515.5708 | 2303.6939 | 0.75906 | 0.86313 | 1.0134 | 0.81571
14611 | Lateral Hardening | Lateral Hardening-Fuse-93431952 | Laterals | 13303 | 1.0807 | 57 |  | 168041.7 | 0 | 123548.314 | 146527.4575 | 189791.8833 | -44493.386 | -21514.2425 | 21750.1833 | 0.73522 | 0.87197 | 1.1294 | 0.81567
14449 | Lateral Hardening | Lateral Hardening-Fuse-90252201 | Laterals | 13612 | 0.3553 | 32 | 30 | 247817.99 | 0 | 187577.9914 | 213772.7525 | 253417.7696 | -60239.9986 | -34045.2375 | 5599.7796 | 0.75692 | 0.86262 | 1.0226 | 0.8152
13006 | Lateral Hardening | Lateral Hardening-Fuse-10070671 | Laterals | 13657 | 0.87557 | 45 | 28 | 712364.31 | 0 | 558005.0488 | 597505.3353 | 666356.5948 | -154359.2612 | -114858.9747 | -46007.7152 | 0.78331 | 0.83876 | 0.93542 | 0.81516
18327 | Lateral Hardening | Lateral Hardening-Fuse-60302536 | Laterals | 13899 | 0.14527 | 11 | 4 | 228015.47 | 0 | 172900.0977 | 196566.7623 | 231085.2333 | -55115.3723 | -31448.7077 | 3069.7633 | 0.75828 | 0.86208 | 1.0135 | 0.81494
3431 | Lateral Hardening | Lateral Hardening-Fuse-10686088 | Laterals | 13808 | 0.18769 | 15 | 1 | 227667.48 | 0 | 172482.8475 | 195946.2344 | 232431.9552 | -55184.6325 | -31721.2456 | 4764.4752 | 0.75761 | 0.86067 | 1.0209 | 0.81486
695 | Lateral Hardening | Lateral Hardening-Fuse-92558802 | Laterals | 13163 | 0.091477 | 12 | 10 | 223552.11 | 0 | 169018.6211 | 192706.5392 | 229107.0921 | -54533.4889 | -30845.5708 | 5554.9821 | 0.75606 | 0.86202 | 1.0248 | 0.81473
3888 | Lateral Hardening | Lateral Hardening-Fuse-90982673 | Laterals | 13236 | 0.055871 | 2 | 1 | 60885.23 | 0 | 46322.9131 | 52336.7516 | 61085.3786 | -14562.3169 | -8548.4784 | 200.1486 | 0.76082 | 0.8596 | 1.0033 | 0.8147
13791 | Lateral Hardening | Lateral Hardening-Fuse-10793112 | Laterals | 13470 | 0.23333 | 21 | 38 | 313064.68 | 0 | 241033.2348 | 266940.1938 | 300765.173 | -72031.4452 | -46124.4862 | -12299.507 | 0.76992 | 0.85267 | 0.96071 | 0.81382
18119 | Lateral Hardening | Lateral Hardening-Fuse-92977659 | Laterals | 13106 | 0.016667 | 3 | 51 | 50000 | 0 | 37854.6865 | 43064.4442 | 50521.3382 | -12145.3135 | -6935.5558 | 521.3382 | 0.75709 | 0.86129 | 1.0104 | 0.81369
10811 | Lateral Hardening | Lateral Hardening-Fuse-10704108 | Laterals | 13962 | 0.28769 | 20 | 2 | 320259.74 | 0 | 246488.076 | 273067.6297 | 307588.7906 | -73771.664 | -47192.1103 | -12670.9494 | 0.76965 | 0.85264 | 0.96044 | 0.81363
18304 | Lateral Hardening | Lateral Hardening-Fuse-10441794 | Laterals | 13947 | 0.12633 | 14 | 27 | 228788.33 | 0 | 174348.059 | 196438.7366 | 225785.8573 | -54440.271 | -32349.5934 | -3002.4727 | 0.76205 | 0.8586 | 0.98688 | 0.8135
3664 | Lateral Hardening | Lateral Hardening-Fuse-92244529 | Laterals | 13710 | 0.26269 | 16 | 14 | 319982.96 | 0 | 246984.3566 | 271717.4791 | 305361.0475 | -72998.6034 | -48265.4809 | -14621.9125 | 0.77187 | 0.84916 | 0.9543 | 0.8133
11015 | Lateral Hardening | Lateral Hardening-Fuse-91597940 | Laterals | 13039 | 0.038258 | 4 | 1 | 50000 | 0 | 37978.118 | 42864.1805 | 50163.8848 | -12021.882 | -7135.8195 | 163.8848 | 0.75956 | 0.85728 | 1.0033 | 0.81325
9331 | Lateral Hardening | Lateral Hardening-Fuse-10601433 | Laterals | 13918 | 0.26534 | 24 | 24 | 296531.65 | 0 | 225584.5868 | 254603.2861 | 293816.2686 | -70947.0632 | -41928.3639 | -2715.3814 | 0.76074 | 0.8586 | 0.99084 | 0.81311
18493 | Lateral Hardening | Lateral Hardening-Fuse-92355986 | Laterals | 13808 | 0.64489 | 38 | 27 | 442405.45 | 0 | 340699.2941 | 375083.722 | 427122.8562 | -101706.1559 | -67321.728 | -15282.5938 | 0.77011 | 0.84783 | 0.96546 | 0.81296
12550 | Lateral Hardening | Lateral Hardening-Fuse-10674221 | Laterals | 13414 | 0.086553 | 6 | 3 | 73483.89 | 0 | 55712.1882 | 63119.0457 | 73685.4911 | -17771.7018 | -10364.8443 | 201.6011 | 0.75816 | 0.85895 | 1.0027 | 0.81285
12921 | Lateral Hardening | Lateral Hardening-Fuse-93154451 | Laterals | 14011 | 0.082197 | 8 | 1 | 157760.56 | 0 | 119562.419 | 135442.71 | 158641.3541 | -38198.141 | -22317.85 | 880.7941 | 0.75787 | 0.85853 | 1.0056 | 0.81284
544 | Lateral Hardening | Lateral Hardening-Fuse-91126688 | Laterals | 13657 | 0.088068 | 5 | 5 | 111434.28 | 0 | 84486.0737 | 95752.8694 | 111532.4897 | -26948.2063 | -15681.4106 | 98.2097 | 0.75817 | 0.85928 | 1.0009 | 0.81277
10909 | Lateral Hardening | Lateral Hardening-Fuse-90029856 | Laterals | 13972 | 0.35227 | 28 | 2 | 442618.83 | 0 | 338345.0451 | 377978.2068 | 428672.6347 | -104273.7849 | -64640.6232 | -13946.1953 | 0.76442 | 0.85396 | 0.96849 | 0.81169
1197 | Lateral Hardening | Lateral Hardening-Fuse-10071958 | Laterals | 13305 | 0.19943 | 12 | 1 | 184944.05 | 0 | 142471.6911 | 157014.707 | 175059.8397 | -42472.3589 | -27929.343 | -9884.2103 | 0.77035 | 0.84898 | 0.94656 | 0.81156
15642 | Lateral Hardening | Lateral Hardening-Fuse-10795772 | Laterals | 13695 | 0.40057 | 36 | 38 | 431282.85 | 0 | 331251.4556 | 365677.8851 | 415173.793 | -100031.3944 | -65604.9649 | -16109.057 | 0.76806 | 0.84788 | 0.96265 | 0.81147
1870 | Lateral Hardening | Lateral Hardening-Fuse-60131257 | Laterals | 13723 | 0.35152 | 22 | 22 | 352331.62 | 0 | 271086.0906 | 298263.4071 | 336914.9727 | -81245.5294 | -54068.2129 | -15416.6473 | 0.76941 | 0.84654 | 0.95624 | 0.81123
2695 | Lateral Hardening | Lateral Hardening-Fuse-91508848 | Laterals | 13787 | 0.53333 | 26 | 42 | 343112.26 | 0 | 263709.3704 | 290357.6636 | 328742.2008 | -79402.8896 | -52754.5964 | -14370.0592 | 0.76858 | 0.84625 | 0.95812 | 0.81083
12470 | Lateral Hardening | Lateral Hardening-Fuse-60014753 | Laterals | 13029 | 0.091856 | 7 | 14 | 99245.83 | 0 | 74935.8758 | 84694.4 | 100275.7879 | -24309.9542 | -14551.43 | 1029.9579 | 0.75505 | 0.85338 | 1.0104 | 0.81008
11258 | Lateral Hardening | Lateral Hardening-Fuse-60258965 | Laterals | 13456 | 0.6339 | 53 | 44 | 727877.5 | 0 | 562980.0254 | 610259.4115 | 684686.0167 | -164897.4746 | -117618.0885 | -43191.4833 | 0.77345 | 0.83841 | 0.94066 | 0.80966
12805 | Lateral Hardening | Lateral Hardening-Fuse-10668891 | Laterals | 13723 | 0.028788 | 4 | 3 | 50000 | 0 | 37770.7888 | 42732.4713 | 49961.7854 | -12229.2112 | -7267.5287 | -38.2146 | 0.75542 | 0.85465 | 0.99924 | 0.80957
9207 | Lateral Hardening | Lateral Hardening-Fuse-10679304 | Laterals | 13807 | 0.12879 | 8 | 2 | 94659.7 | 0 | 71453.1126 | 80911.9524 | 94778.4013 | -23206.5874 | -13747.7476 | 118.7013 | 0.75484 | 0.85477 | 1.0013 | 0.80946
11983 | Lateral Hardening | Lateral Hardening-Fuse-93223135 | Laterals | 13927 | 0.38371 | 29 | 55 | 374657.42 | 0 | 287070.6596 | 317183.2154 | 358209.9405 | -87586.7604 | -57474.2046 | -16447.4795 | 0.76622 | 0.8466 | 0.9561 | 0.80932
6911 | Lateral Hardening | Lateral Hardening-Fuse-93109845 | Laterals | 14110 | 0.88144 | 53 | 53 | 740362.25 | 0 | 571976.5244 | 620767.7698 | 697683.4541 | -168385.7256 | -119594.4802 | -42678.7959 | 0.77256 | 0.83846 | 0.94235 | 0.80931
3720 | Lateral Hardening | Lateral Hardening-Fuse-60305732 | Laterals | 13522 | 0.09375 | 8 | 14 | 131047.8 | 0 | 98706.2277 | 112271.479 | 131532.2658 | -32341.5723 | -18776.321 | 484.4658 | 0.75321 | 0.85672 | 1.0037 | 0.80931
12409 | Lateral Hardening | Lateral Hardening-Fuse-10457702 | Laterals | 13229 | 0.21932 | 13 | 17 | 201146.67 | 0 | 152548.0655 | 171001.6666 | 198783.6943 | -48598.6045 | -30145.0034 | -2362.9757 | 0.75839 | 0.85013 | 0.98825 | 0.8089
8426 | Lateral Hardening | Lateral Hardening-Fuse-60174285 | Laterals | 13098 | 0.041477 | 4 | 2 | 55758.99 | 0 | 42095.8829 | 47532.9237 | 55827.8976 | -13663.1071 | -8226.0663 | 68.9076 | 0.75496 | 0.85247 | 1.0012 | 0.80884
13837 | Lateral Hardening | Lateral Hardening-Fuse-93329430 | Laterals | 13723 | 0.023674 | 3 | 7 | 50349.43 | 0 | 37928.5176 | 43077.2907 | 50398.9545 | -12420.9124 | -7272.1393 | 49.5245 | 0.75331 | 0.85557 | 1.001 | 0.80875
5985 | Lateral Hardening | Lateral Hardening-Fuse-60195506 | Laterals | 13962 | 0.047727 | 1 | 1 | 50000 | 0 | 37619.9892 | 42877.2035 | 49965.7781 | -12380.0108 | -7122.7965 | -34.2219 | 0.7524 | 0.85754 | 0.99932 | 0.80863
10365 | Lateral Hardening | Lateral Hardening-Fuse-10381727 | Laterals | 13223 | 0.27462 | 23 | 5 | 414104.59 | 0 | 311186.4349 | 354350.8557 | 418357.2263 | -102918.1551 | -59753.7343 | 4252.6363 | 0.75147 | 0.8557 | 1.0103 | 0.80862
1512 | Lateral Hardening | Lateral Hardening-Fuse-93052096 | Laterals | 13312 | 0.11326 | 9 | 6 | 158109.01 | 0 | 118964.0033 | 135174.8819 | 157861.887 | -39145.0067 | -22934.1281 | -247.123 | 0.75242 | 0.85495 | 0.99844 | 0.80778
6489 | Lateral Hardening | Lateral Hardening-Fuse-10696453 | Laterals | 13961 | 0.10985 | 7 | 2 | 61441.13 | 0 | 46307.6904 | 52129.8678 | 62057.2303 | -15133.4396 | -9311.2622 | 616.1003 | 0.75369 | 0.84845 | 1.01 | 0.80775
8006 | Lateral Hardening | Lateral Hardening-Fuse-60182747 | Laterals | 13312 | 0.21705 | 15 | 24 | 277518 | 0 | 208463.4255 | 236856.493 | 279235.4356 | -69054.5745 | -40661.507 | 1717.4356 | 0.75117 | 0.85348 | 1.0062 | 0.80737
8306 | Lateral Hardening | Lateral Hardening-Fuse-91565280 | Laterals | 13044 | 0.1339 | 15 | 33 | 283982.75 | 0 | 217040.0112 | 240089.7299 | 270170.3151 | -66942.7388 | -43893.0201 | -13812.4349 | 0.76427 | 0.84544 | 0.95136 | 0.80733
857 | Lateral Hardening | Lateral Hardening-Fuse-91324649 | Laterals | 13160 | 0.020455 | 5 | 114 | 58744.59 | 0 | 43892.8003 | 50312.4648 | 59871.9175 | -14851.7897 | -8432.1252 | 1127.3275 | 0.74718 | 0.85646 | 1.0192 | 0.80717
1507 | Lateral Hardening | Lateral Hardening-Fuse-91565147 | Laterals | 13044 | 0.078598 | 9 | 19 | 165158.6 | 0 | 124537.6566 | 140448.4512 | 162967.9607 | -40620.9434 | -24710.1488 | -2190.6393 | 0.75405 | 0.85039 | 0.98674 | 0.80622
19693 | Lateral Hardening | Lateral Hardening-Fuse-90816352 | Laterals | 13158 | 0.28788 | 24 | 75 | 353587.02 | 0 | 269623.8012 | 298694.6659 | 336697.441 | -83963.2188 | -54892.3541 | -16889.579 | 0.76254 | 0.84476 | 0.95223 | 0.80617
7901 | Lateral Hardening | Lateral Hardening-Fuse-90680906 | Laterals | 13177 | 0.2875 | 30 | 51 | 456542.82 | 0 | 346678.6457 | 386470.6177 | 439529.2409 | -109864.1743 | -70072.2023 | -17013.5791 | 0.75936 | 0.84652 | 0.96273 | 0.80584
17791 | Lateral Hardening | Lateral Hardening-Fuse-93356958 | Laterals | 13298 | 0.42481 | 20 | 2 | 132068.68 | 0 | 98550.5507 | 112342.4645 | 135819.7725 | -33518.1293 | -19726.2155 | 3751.0925 | 0.74621 | 0.85064 | 1.0284 | 0.80576
8131 | Lateral Hardening | Lateral Hardening-Fuse-92629672 | Laterals | 13303 | 0.080303 | 9 | 1 | 89453.4 | 0 | 67099.2101 | 76219.9783 | 89499.4395 | -22354.1899 | -13233.4217 | 46.0395 | 0.7501 | 0.85206 | 1.0005 | 0.80573
9313 | Lateral Hardening | Lateral Hardening-Fuse-60065282 | Laterals | 13278 | 0.21117 | 15 | 25 | 199756.6 | 0 | 150389.2494 | 169652.7228 | 197133.5051 | -49367.3506 | -30103.8772 | -2623.0949 | 0.75286 | 0.8493 | 0.98687 | 0.80519
16631 | Lateral Hardening | Lateral Hardening-Fuse-10795802 | Laterals | 13696 | 0.29223 | 27 | 29 | 355265 | 0 | 271157.1705 | 298750.8234 | 337286.3459 | -84107.8295 | -56514.1766 | -17978.6541 | 0.76325 | 0.84092 | 0.94939 | 0.80517
16204 | Lateral Hardening | Lateral Hardening-Fuse-93267927 | Laterals | 13042 | 0.08125 | 14 | 3 | 157613.31 | 0 | 118109.2614 | 134140.8575 | 157858.268 | -39504.0486 | -23472.4525 | 244.958 | 0.74936 | 0.85108 | 1.0016 | 0.80509
14262 | Lateral Hardening | Lateral Hardening-Fuse-93041876 | Laterals | 14041 | 0.20814 | 16 | 66 | 109114.76 | 0 | 82088.8707 | 92358.444 | 108026.167 | -27025.8893 | -16756.316 | -1088.593 | 0.75232 | 0.84643 | 0.99002 | 0.80432
5056 | Lateral Hardening | Lateral Hardening-Fuse-10804173 | Laterals | 13173 | 1.0915 | 88 | 192 | 1220760.02 | 0 | 935637.486 | 1021186.1763 | 1135853.1018 | -285122.534 | -199573.8437 | -84906.9182 | 0.76644 | 0.83652 | 0.93045 | 0.80386
8258 | Lateral Hardening | Lateral Hardening-Fuse-92903160 | Laterals | 13854 | 0.47254 | 20 | 38 | 440509.07 | 0 | 335135.6222 | 369431.6229 | 420857.0284 | -105373.4478 | -71077.4471 | -19652.0416 | 0.76079 | 0.83865 | 0.95539 | 0.80361
14837 | Lateral Hardening | Lateral Hardening-Fuse-10441799 | Laterals | 13947 | 0.13826 | 17 | 29 | 205486.7 | 0 | 154562.6071 | 173848.3858 | 202125.6571 | -50924.0929 | -31638.3142 | -3361.0429 | 0.75218 | 0.84603 | 0.98364 | 0.80348
14949 | Lateral Hardening | Lateral Hardening-Fuse-90334732 | Laterals | 13729 | 0.24223 | 13 | 8 | 297107 | 0 | 227353.13 | 247841.8915 | 279407.42 | -69753.87 | -49265.1085 | -17699.58 | 0.76522 | 0.83418 | 0.94043 | 0.80343
5766 | Lateral Hardening | Lateral Hardening-Fuse-10605180 | Laterals | 13924 | 1.7572 | 74 | 19 | 776125.57 | 0 | 594884.839 | 645680.9646 | 728479.4448 | -181240.731 | -130444.6054 | -47646.1252 | 0.76648 | 0.83193 | 0.93861 | 0.80333
2036 | Lateral Hardening | Lateral Hardening-Fuse-10165804 | Laterals | 13072 | 0.098485 | 9 | 12 | 139301.3 | 0 | 104506.4443 | 118110.7731 | 137442.9046 | -34794.8557 | -21190.5269 | -1858.3954 | 0.75022 | 0.84788 | 0.98666 | 0.80316
15018 | Lateral Hardening | Lateral Hardening-Fuse-10674229 | Laterals | 13414 | 0.28182 | 22 | 30 | 421413.87 | 0 | 320017.8575 | 353470.1942 | 403581.8798 | -101396.0125 | -67943.6758 | -17831.9902 | 0.75939 | 0.83877 | 0.95769 | 0.80303
3995 | Lateral Hardening | Lateral Hardening-Fuse-92574041 | Laterals | 13254 | 0.2178 | 9 | 1 | 66482.93 | 0 | 50397.8284 | 55565.7095 | 64471.1706 | -16085.1016 | -10917.2205 | -2011.7594 | 0.75806 | 0.83579 | 0.96974 | 0.80254
18853 | Lateral Hardening | Lateral Hardening-Fuse-91295197 | Laterals | 13679 | 0.85473 | 49 | 35 | 811826.94 | 0 | 623853.5449 | 672261.4667 | 754263.737 | -187973.3951 | -139565.4733 | -57563.203 | 0.76846 | 0.82808 | 0.92909 | 0.80241
11331 | Lateral Hardening | Lateral Hardening-Fuse-60124035 | Laterals | 13218 | 0.61572 | 47 | 95 | 738193.24 | 0 | 562204.2755 | 618064.3754 | 695367.9388 | -175988.9645 | -120128.8646 | -42825.3012 | 0.76159 | 0.83727 | 0.94199 | 0.80234
9859 | Lateral Hardening | Lateral Hardening-Fuse-92448310 | Laterals | 13010 | 0.9267 | 35 | 0 | 218231.61 | 0 | 164952.3676 | 183057.2344 | 211412.8349 | -53279.2424 | -35174.3756 | -6818.7751 | 0.75586 | 0.83882 | 0.96875 | 0.80204
19283 | Lateral Hardening | Lateral Hardening-Fuse-91798287 | Laterals | 13020 | 0.26439 | 15 | 1 | 186091.46 | 0 | 139386.2386 | 157783.722 | 182729.7159 | -46705.2214 | -28307.738 | -3361.7441 | 0.74902 | 0.84788 | 0.98193 | 0.80197
8278 | Lateral Hardening | Lateral Hardening-Fuse-60013683 | Laterals | 13047 | 0.26458 | 33 | 43 | 355675.03 | 0 | 269509.707 | 298724.6702 | 337807.2677 | -86165.323 | -56950.3598 | -17867.7623 | 0.75774 | 0.83988 | 0.94976 | 0.80159
6416 | Lateral Hardening | Lateral Hardening-Fuse-90089033 | Laterals | 13133 | 0.62557 | 48 | 38 | 791198.88 | 0 | 600637.4968 | 661478.4324 | 753257.3304 | -190561.3832 | -129720.4476 | -37941.5496 | 0.75915 | 0.83605 | 0.95205 | 0.80151
10169 | Lateral Hardening | Lateral Hardening-Fuse-60238287 | Laterals | 13171 | 0.2089 | 8 | 3 | 153120.97 | 0 | 115351.8264 | 128898.2014 | 148156.5992 | -37769.1436 | -24222.7686 | -4964.3708 | 0.75334 | 0.84181 | 0.96758 | 0.8013
18069 | Lateral Hardening | Lateral Hardening-Fuse-92868224 | Laterals | 13460 | 0.96193 | 44 | 30 | 645807.35 | 0 | 494466.6159 | 535606.1792 | 601234.7132 | -151340.7341 | -110201.1708 | -44572.6368 | 0.76566 | 0.82936 | 0.93098 | 0.8013
6198 | Lateral Hardening | Lateral Hardening-Fuse-93301246 | Laterals | 13808 | 0.23087 | 12 | 1 | 142665.34 | 0 | 107076.2791 | 120089.1942 | 139519.1681 | -35589.0609 | -22576.1458 | -3146.1719 | 0.75054 | 0.84175 | 0.97795 | 0.80065
4752 | Lateral Hardening | Lateral Hardening-Fuse-60602366 | Laterals | 13813 | 0.43087 | 15 | 2 | 50000 | 0 | 37515.5698 | 42045.2532 | 48988.6925 | -12484.4302 | -7954.7468 | -1011.3075 | 0.75031 | 0.84091 | 0.97977 | 0.80044
6944 | Lateral Hardening | Lateral Hardening-Fuse-10142261 | Laterals | 13034 | 0.041856 | 4 | 14 | 142455.04 | 0 | 106142.1377 | 120775.9185 | 140872.4391 | -36312.9023 | -21679.1215 | -1582.6009 | 0.74509 | 0.84782 | 0.98889 | 0.80029
14761 | Lateral Hardening | Lateral Hardening-Fuse-60008489 | Laterals | 13081 | 0.41174 | 39 | 64 | 681557.27 | 0 | 515713.5115 | 571652.9035 | 643076.1563 | -165843.7585 | -109904.3665 | -38481.1137 | 0.75667 | 0.83875 | 0.94354 | 0.79998
19645 | Lateral Hardening | Lateral Hardening-Fuse-92681028 | Laterals | 13805 | 0.34053 | 13 | 7 | 270419.99 | 0 | 201373.6621 | 228651.4948 | 268480.9457 | -69046.3279 | -41768.4952 | -1939.0443 | 0.74467 | 0.84554 | 0.99283 | 0.79975
154 | Lateral Hardening | Lateral Hardening-Fuse-92689568 | Laterals | 13793 | 0.059091 | 4 | 2 | 56714.13 | 0 | 42335.1832 | 47863.4928 | 55950.2405 | -14378.9468 | -8850.6372 | -763.8895 | 0.74647 | 0.84394 | 0.98653 | 0.79972
14821 | Lateral Hardening | Lateral Hardening-Fuse-60166028 | Laterals | 13471 | 0.023106 | 2 | 4 | 65513.53 | 0 | 48697.9084 | 55485.5256 | 65261.3964 | -16815.6216 | -10028.0044 | -252.1336 | 0.74333 | 0.84693 | 0.99615 | 0.79969
2357 | Lateral Hardening | Lateral Hardening-Fuse-92311850 | Laterals | 13461 | 0.070076 | 8 | 13 | 201755.48 | 0 | 150229.3584 | 170681.9973 | 199751.4614 | -51526.1216 | -31073.4827 | -2004.0186 | 0.74461 | 0.84598 | 0.99007 | 0.79957
13320 | Lateral Hardening | Lateral Hardening-Fuse-10795763 | Laterals | 13695 | 0.090341 | 6 | 4 | 91464.48 | 0 | 68132.3499 | 77163.8253 | 90619.985 | -23332.1301 | -14300.6547 | -844.495 | 0.74491 | 0.84365 | 0.99077 | 0.79911
19313 | Lateral Hardening | Lateral Hardening-Fuse-60011165 | Laterals | 13181 | 0.076894 | 9 | 82 | 72513.01 | 0 | 53860.0624 | 61327.8897 | 72135.0845 | -18652.9476 | -11185.1203 | -377.9255 | 0.74276 | 0.84575 | 0.99479 | 0.79886
4344 | Lateral Hardening | Lateral Hardening-Fuse-90929753 | Laterals | 13146 | 0.073674 | 1 | 2 | 50000 | 0 | 37341.2847 | 42094.9535 | 48817.3522 | -12658.7153 | -7905.0465 | -1182.6478 | 0.74683 | 0.8419 | 0.97635 | 0.7983
18316 | Lateral Hardening | Lateral Hardening-Fuse-10477222 | Laterals | 13326 | 0.4464 | 29 | 31 | 508275.79 | 0 | 386244.9945 | 421171.9734 | 476427.8257 | -122030.7955 | -87103.8166 | -31847.9643 | 0.75991 | 0.82863 | 0.93734 | 0.79827
8069 | Lateral Hardening | Lateral Hardening-Fuse-10758551 | Laterals | 13422 | 0.42519 | 19 | 10 | 341347.88 | 0 | 258455.3361 | 284961.8614 | 319201.9554 | -82892.5439 | -56386.0186 | -22145.9246 | 0.75716 | 0.83481 | 0.93512 | 0.79825
16373 | Lateral Hardening | Lateral Hardening-Fuse-10716313 | Laterals | 13959 | 0.066667 | 4 | 1 | 62953.09 | 0 | 46934.794 | 52973.1747 | 61994.4253 | -16018.296 | -9979.9153 | -958.6647 | 0.74555 | 0.84147 | 0.98477 | 0.79825
19511 | Lateral Hardening | Lateral Hardening-Fuse-10723972 | Laterals | 13780 | 0.69545 | 54 | 138 | 790625.33 | 0 | 602446.5886 | 654512.5868 | 731354.3796 | -188178.7414 | -136112.7432 | -59270.9504 | 0.76199 | 0.82784 | 0.92503 | 0.79805
14548 | Lateral Hardening | Lateral Hardening-Fuse-10567779 | Laterals | 13279 | 0.12576 | 11 | 15 | 145497.86 | 0 | 108234.2466 | 122531.6405 | 142814.926 | -37263.6134 | -22966.2195 | -2682.934 | 0.74389 | 0.84215 | 0.98156 | 0.79714
15291 | Lateral Hardening | Lateral Hardening-Fuse-10681839 | Laterals | 13214 | 0.23333 | 20 | 30 | 328801.88 | 0 | 248782.9759 | 272966.5352 | 309334.3703 | -80018.9041 | -55835.3448 | -19467.5097 | 0.75663 | 0.83019 | 0.94079 | 0.79712
107 | Lateral Hardening | Lateral Hardening-Fuse-10616422 | Laterals | 13126 | 0.2786 | 19 | 14 | 250016.54 | 0 | 187485.7475 | 209963.6672 | 237782.0617 | -62530.7925 | -40052.8728 | -12234.4783 | 0.74989 | 0.8398 | 0.95107 | 0.79698
14446 | Lateral Hardening | Lateral Hardening-Fuse-10457732 | Laterals | 13229 | 0.85492 | 53 | 79 | 800325.4 | 0 | 608340.6694 | 660564.3166 | 743035.5738 | -191984.7306 | -139761.0834 | -57289.8262 | 0.76012 | 0.82537 | 0.92842 | 0.79652
9192 | Lateral Hardening | Lateral Hardening-Fuse-10457721 | Laterals | 13229 | 0.15322 | 13 | 1 | 241293.94 | 0 | 179120.2213 | 203379.4248 | 235061.152 | -62173.7187 | -37914.5152 | -6232.788 | 0.74233 | 0.84287 | 0.97417 | 0.79568
3729 | Lateral Hardening | Lateral Hardening-Fuse-90485394 | Laterals | 14040 | 0.095455 | 6 | 2 | 107609.46 | 0 | 79869.4535 | 90452.73 | 105595.9553 | -27740.0065 | -17156.73 | -2013.5047 | 0.74222 | 0.84056 | 0.98129 | 0.79563
9741 | Lateral Hardening | Lateral Hardening-Fuse-93269474 | Laterals | 13080 | 0.29337 | 26 | 79 | 414122.99 | 0 | 312053.091 | 344443.4201 | 388760.2334 | -102069.899 | -69679.5699 | -25362.7566 | 0.75353 | 0.83174 | 0.93876 | 0.79551
12816 | Lateral Hardening | Lateral Hardening-Fuse-93113905 | Laterals | 13034 | 0.035985 | 4 | 8 | 148277.06 | 0 | 109810.9115 | 124885.678 | 145637.5271 | -38466.1485 | -23391.382 | -2639.5329 | 0.74058 | 0.84225 | 0.9822 | 0.79524
14178 | Lateral Hardening | Lateral Hardening-Fuse-92690894 | Laterals | 13830 | 0.11875 | 12 | 3 | 273267.1 | 0 | 202341.7245 | 229550.0818 | 270110.9947 | -70925.3755 | -43717.0182 | -3156.1053 | 0.74045 | 0.84002 | 0.98845 | 0.79512
11751 | Lateral Hardening | Lateral Hardening-Fuse-92390758 | Laterals | 13495 | 0.46705 | 23 | 15 | 286041.09 | 0 | 214866.8309 | 238163.0291 | 268776.0292 | -71174.2591 | -47878.0609 | -17265.0608 | 0.75117 | 0.83262 | 0.93964 | 0.79445
16381 | Lateral Hardening | Lateral Hardening-Fuse-90675817 | Laterals | 13096 | 0.11705 | 9 | 8 | 157277.07 | 0 | 116989.5386 | 131545.4708 | 152892.5397 | -40287.5314 | -25731.5992 | -4384.5303 | 0.74384 | 0.83639 | 0.97212 | 0.79444
13880 | Lateral Hardening | Lateral Hardening-Fuse-91087716 | Laterals | 13422 | 0.14129 | 8 | 5 | 119278.54 | 0 | 88246.7931 | 100182.9966 | 117445.5952 | -31031.7469 | -19095.5434 | -1832.9448 | 0.73984 | 0.83991 | 0.98463 | 0.79434
5020 | Lateral Hardening | Lateral Hardening-Fuse-92545363 | Laterals | 13128 | 0.056629 | 4 | 1 | 65761.61 | 0 | 48729.1725 | 55087.425 | 64565.0451 | -17032.4375 | -10674.185 | -1196.5649 | 0.741 | 0.83768 | 0.9818 | 0.79408
13100 | Lateral Hardening | Lateral Hardening-Fuse-91565278 | Laterals | 13044 | 0.1303 | 9 | 38 | 92751.23 | 0 | 68472.3339 | 77987.3228 | 91650.7228 | -24278.8961 | -14763.9072 | -1100.5072 | 0.73824 | 0.84082 | 0.98813 | 0.794
17406 | Lateral Hardening | Lateral Hardening-Fuse-91036389 | Laterals | 13118 | 0.11383 | 7 | 4 | 88735.82 | 0 | 65627.5453 | 74287.2563 | 87347.0146 | -23108.2747 | -14448.5637 | -1388.8054 | 0.73958 | 0.83717 | 0.98435 | 0.79334
12076 | Lateral Hardening | Lateral Hardening-Fuse-93069216 | Laterals | 13419 | 0.061553 | 5 | 6 | 125765.26 | 0 | 92693.674 | 105564.4779 | 124376.5601 | -33071.586 | -20200.7821 | -1388.6999 | 0.73704 | 0.83938 | 0.98896 | 0.79293
6795 | Lateral Hardening | Lateral Hardening-Fuse-91665202 | Laterals | 13911 | 0.5214 | 34 | 91 | 643894.72 | 0 | 486831.6233 | 529683.842 | 591851.3518 | -157063.0967 | -114210.878 | -52043.3682 | 0.75607 | 0.82262 | 0.91917 | 0.79235
4660 | Lateral Hardening | Lateral Hardening-Fuse-10556714 | Laterals | 13298 | 1.5108 | 54 | 2 | 432828.5 | 0 | 323488.6683 | 359384.392 | 409798.9676 | -109339.8317 | -73444.108 | -23029.5324 | 0.74738 | 0.83032 | 0.94679 | 0.7922
7116 | Lateral Hardening | Lateral Hardening-Fuse-60021267 | Laterals | 13004 | 0.48182 | 29 | 46 | 577520.49 | 0 | 433810.5578 | 478128.9747 | 537754.737 | -143709.9322 | -99391.5153 | -39765.753 | 0.75116 | 0.8279 | 0.93114 | 0.79218
984 | Lateral Hardening | Lateral Hardening-Fuse-91011315 | Laterals | 13648 | 0.27083 | 15 |  | 66960.13 | 0 | 50012.4576 | 55447.6249 | 64011.2429 | -16947.6724 | -11512.5051 | -2948.8871 | 0.7469 | 0.82807 | 0.95596 | 0.79216
7282 | Lateral Hardening | Lateral Hardening-Fuse-92848514 | Laterals | 13011 | 0.2017 | 12 | 16 | 225980.58 | 0 | 168250.2449 | 188389.5265 | 214378.05 | -57730.3351 | -37591.0535 | -11602.53 | 0.74453 | 0.83365 | 0.94866 | 0.79168
3049 | Lateral Hardening | Lateral Hardening-Fuse-10142920 | Laterals | 13035 | 0.1322 | 13 | 4 | 165535.36 | 0 | 121882.2264 | 138739.1991 | 162654.109 | -43653.1336 | -26796.1609 | -2881.251 | 0.73629 | 0.83812 | 0.98259 | 0.79147
9146 | Lateral Hardening | Lateral Hardening-Fuse-10723992 | Laterals | 13780 | 0.47652 | 36 | 67 | 442641.49 | 0 | 333775.2931 | 363425.3579 | 409254.7609 | -108866.1969 | -79216.1321 | -33386.7291 | 0.75405 | 0.82104 | 0.92457 | 0.7912
16235 | Lateral Hardening | Lateral Hardening-Fuse-60258967 | Laterals | 13456 | 0.21269 | 16 | 25 | 228105.77 | 0 | 168854.5984 | 189953.408 | 219791.9901 | -59251.1716 | -38152.362 | -8313.7799 | 0.74025 | 0.83274 | 0.96355 | 0.79033
12050 | Lateral Hardening | Lateral Hardening-Fuse-10092393 | Laterals | 13610 | 0.10455 | 10 | 18 | 152612.34 | 0 | 112407.3112 | 127374.6926 | 149549.38 | -40205.0288 | -25237.6474 | -3062.96 | 0.73655 | 0.83463 | 0.97993 | 0.79031
12195 | Lateral Hardening | Lateral Hardening-Fuse-60313285 | Laterals | 13439 | 0.4447 | 27 | 83 | 397241.73 | 0 | 294736.8972 | 331413.2034 | 376157.1257 | -102504.8328 | -65828.5266 | -21084.6043 | 0.74196 | 0.83429 | 0.94692 | 0.79015
13577 | Lateral Hardening | Lateral Hardening-Fuse-93266178 | Laterals | 13042 | 0.17633 | 17 | 41 | 320116.94 | 0 | 239667.0948 | 264538.5685 | 297600.2175 | -80449.8452 | -55578.3715 | -22516.7225 | 0.74869 | 0.82638 | 0.92966 | 0.79009
5688 | Lateral Hardening | Lateral Hardening-Fuse-10095489 | Laterals | 13786 | 0.8339 | 16 | 1 | 113246.47 | 0 | 84807.0852 | 93041.9871 | 106540.9518 | -28439.3848 | -20204.4829 | -6705.5182 | 0.74887 | 0.82159 | 0.94079 | 0.78988
17289 | Lateral Hardening | Lateral Hardening-Fuse-10376197 | Laterals | 13107 | 0.10985 | 11 | 47 | 141652.66 | 0 | 103908.4173 | 118289.3822 | 140010.1293 | -37744.2427 | -23363.2778 | -1642.5307 | 0.73354 | 0.83507 | 0.9884 | 0.78949
13069 | Lateral Hardening | Lateral Hardening-Fuse-10297434 | Laterals | 13754 | 0.19564 | 21 | 42 | 341372.42 | 0 | 255312.5524 | 281526.4538 | 317499.8903 | -86059.8676 | -59845.9662 | -23872.5297 | 0.7479 | 0.82469 | 0.93007 | 0.78915
5977 | Lateral Hardening | Lateral Hardening-Fuse-91896447 | Laterals | 14041 | 0.18352 | 16 | 62 | 235651.28 | 0 | 173830.7364 | 196080.8471 | 228146.9475 | -61820.5436 | -39570.4329 | -7504.3325 | 0.73766 | 0.83208 | 0.96815 | 0.78904
4276 | Lateral Hardening | Lateral Hardening-Fuse-92441043 | Laterals | 13813 | 0.3572 | 18 | 10 | 122519.5 | 0 | 89727.6116 | 102222.0466 | 121541.9252 | -32791.8884 | -20297.4534 | -977.5748 | 0.73235 | 0.83433 | 0.99202 | 0.78891
9988 | Lateral Hardening | Lateral Hardening-Fuse-10158921 | Laterals | 13164 | 0.42576 | 42 | 66 | 778359.54 | 0 | 581377.9205 | 641977.139 | 724663.8223 | -196981.6195 | -136382.401 | -53695.7177 | 0.74693 | 0.82478 | 0.93101 | 0.78869
7684 | Lateral Hardening | Lateral Hardening-Fuse-10686008 | Laterals | 13808 | 0.34564 | 12 |  | 73177.43 | 0 | 54373.9903 | 60279.5784 | 70029.2359 | -18803.4397 | -12897.8516 | -3148.1941 | 0.74304 | 0.82375 | 0.95698 | 0.78865
4659 | Lateral Hardening | Lateral Hardening-Fuse-93267096 | Laterals | 13042 | 0.077841 | 9 | 12 | 129725.64 | 0 | 95292.5184 | 108208.3648 | 126476.1641 | -34433.1216 | -21517.2752 | -3249.4759 | 0.73457 | 0.83413 | 0.97495 | 0.78848
13967 | Lateral Hardening | Lateral Hardening-Fuse-60025580 | Laterals | 13236 | 0.30227 | 15 | 5 | 263991.24 | 0 | 195234.5752 | 218687.4502 | 253917.4341 | -68756.6648 | -45303.7898 | -10073.8059 | 0.73955 | 0.82839 | 0.96184 | 0.78843
14233 | Lateral Hardening | Lateral Hardening-Fuse-10479420 | Laterals | 14099 | 0.5697 | 25 | 31 | 243786.28 | 0 | 183403.2539 | 198975.1282 | 223450.4048 | -60383.0261 | -44811.1518 | -20335.8752 | 0.75231 | 0.81619 | 0.91658 | 0.7879
363 | Lateral Hardening | Lateral Hardening-Fuse-10320683 | Laterals | 13870 | 0.13258 | 8 | 3 | 151216.43 | 0 | 111682.9764 | 125286.279 | 144961.6297 | -39533.4536 | -25930.151 | -6254.8003 | 0.73856 | 0.82852 | 0.95864 | 0.78756
6116 | Lateral Hardening | Lateral Hardening-Fuse-93310077 | Laterals | 13808 | 0.42102 | 15 | 1 | 83371.95 | 0 | 61381.3304 | 68962.1728 | 81401.5161 | -21990.6196 | -14409.7772 | -1970.4339 | 0.73623 | 0.82716 | 0.97637 | 0.78753
2423 | Lateral Hardening | Lateral Hardening-Fuse-10655463 | Laterals | 13188 | 0.28011 | 24 | 27 | 471180.18 | 0 | 350542.395 | 387675.8955 | 443366.5075 | -120637.785 | -83504.2845 | -27813.6725 | 0.74397 | 0.82278 | 0.94097 | 0.78731
17073 | Lateral Hardening | Lateral Hardening-Fuse-91628194 | Laterals | 13181 | 0.16723 | 17 | 28 | 236831.42 | 0 | 174388.5139 | 197010.2587 | 226929.6565 | -62442.9061 | -39821.1613 | -9901.7635 | 0.73634 | 0.83186 | 0.95819 | 0.78718
7276 | Lateral Hardening | Lateral Hardening-Fuse-10556732 | Laterals | 13298 | 0.23996 | 10 |  | 64394.51 | 0 | 47772.7167 | 52963.3139 | 61155.38 | -16621.7933 | -11431.1961 | -3239.13 | 0.74188 | 0.82248 | 0.9497 | 0.78684
15371 | Lateral Hardening | Lateral Hardening-Fuse-10662374 | Laterals | 13470 | 0.24924 | 12 | 5 | 169280.95 | 0 | 124590.9146 | 140405.7918 | 163112.8511 | -44690.0354 | -28875.1582 | -6168.0989 | 0.736 | 0.82942 | 0.96356 | 0.78678
3708 | Lateral Hardening | Lateral Hardening-Fuse-60117220 | Laterals | 13089 | 0.08447 | 8 | 10 | 118486.54 | 0 | 86912.8968 | 98275.508 | 115453.1488 | -31573.6432 | -20211.032 | -3033.3912 | 0.73353 | 0.82942 | 0.9744 | 0.78638
5438 | Lateral Hardening | Lateral Hardening-Fuse-10438388 | Laterals | 13837 | 0.26496 | 18 | 40 | 397041.23 | 0 | 295617.6771 | 326350.7254 | 369464.1337 | -101423.5529 | -70690.5046 | -27577.0963 | 0.74455 | 0.82196 | 0.93054 | 0.78637
5946 | Lateral Hardening | Lateral Hardening-Fuse-60069930 | Laterals | 13610 | 0.26894 | 23 | 1 | 408744.12 | 0 | 301833.2943 | 337915.5982 | 387343.4612 | -106910.8257 | -70828.5218 | -21400.6588 | 0.73844 | 0.82672 | 0.94764 | 0.78584
13314 | Lateral Hardening | Lateral Hardening-Fuse-10633668 | Laterals | 13241 | 0.12064 | 7 | 37 | 150224.81 | 0 | 109900.9238 | 124861.1844 | 146448.859 | -40323.8862 | -25363.6256 | -3775.951 | 0.73158 | 0.83116 | 0.97486 | 0.78578
5411 | Lateral Hardening | Lateral Hardening-Fuse-60188238 | Laterals | 13807 | 0.36231 | 20 | 10 | 357550 | 0 | 267057.3143 | 292287.3975 | 330292.5939 | -90492.6857 | -65262.6025 | -27257.4061 | 0.74691 | 0.81747 | 0.92377 | 0.78576
17573 | Lateral Hardening | Lateral Hardening-Fuse-92051000 | Laterals | 13705 | 0.73258 | 48 | 68 | 741474.47 | 0 | 556500.9856 | 603511.9111 | 675197.5968 | -184973.4844 | -137962.5589 | -66276.8732 | 0.75053 | 0.81393 | 0.91061 | 0.78556
9810 | Lateral Hardening | Lateral Hardening-Fuse-10612089 | Laterals | 13927 | 0.13087 | 8 | 2 | 143214.77 | 0 | 105612.4189 | 118203.2596 | 136380.2544 | -37602.3511 | -25011.5104 | -6834.5156 | 0.73744 | 0.82536 | 0.95228 | 0.7853
16886 | Lateral Hardening | Lateral Hardening-Fuse-92652000 | Laterals | 13118 | 0.043561 | 4 | 24 | 145813.45 | 0 | 106446.6422 | 121191.673 | 142423.0227 | -39366.8078 | -24621.777 | -3390.4273 | 0.73002 | 0.83114 | 0.97675 | 0.78503
8538 | Lateral Hardening | Lateral Hardening-Fuse-10628930 | Laterals | 13146 | 0.065152 | 3 | 1 | 53796.49 | 0 | 39415.7577 | 44530.9383 | 52209.6548 | -14380.7323 | -9265.5517 | -1586.8352 | 0.73268 | 0.82777 | 0.9705 | 0.78499
9113 | Lateral Hardening | Lateral Hardening-Fuse-90419893 | Laterals | 13171 | 0.16383 | 13 | 9 | 212968.1 | 0 | 157032.7815 | 175799.1275 | 201378.9373 | -55935.3185 | -37168.9725 | -11589.1627 | 0.73735 | 0.82547 | 0.94558 | 0.78461
7018 | Lateral Hardening | Lateral Hardening-Fuse-93212863 | Laterals | 13656 | 0.22936 | 12 | 1 | 234367.76 | 0 | 172043.3889 | 194013.2754 | 224363.5525 | -62324.3711 | -40354.4846 | -10004.2075 | 0.73407 | 0.82782 | 0.95731 | 0.78452
10485 | Lateral Hardening | Lateral Hardening-Fuse-60206697 | Laterals | 13254 | 0.11591 | 7 | 2 | 61944.81 | 0 | 45343.6515 | 51044.6222 | 60765.3157 | -16601.1585 | -10900.1878 | -1179.4943 | 0.732 | 0.82403 | 0.98096 | 0.78451
19377 | Lateral Hardening | Lateral Hardening-Fuse-92149992 | Laterals | 13546 | 0.32652 | 31 | 0 | 123261.43 | 0 | 91112.4691 | 101116.4052 | 116759.6491 | -32148.9609 | -22145.0248 | -6501.7809 | 0.73918 | 0.82034 | 0.94725 | 0.78434
15388 | Lateral Hardening | Lateral Hardening-Fuse-60131018 | Laterals | 13035 | 0.18977 | 17 | 34 | 252897.75 | 0 | 185464.697 | 209733.088 | 241361.1692 | -67433.053 | -43164.662 | -11536.5808 | 0.73336 | 0.82932 | 0.95438 | 0.78425
17921 | Lateral Hardening | Lateral Hardening-Fuse-10595474 | Laterals | 13698 | 0.20265 | 15 | 2 | 269038.17 | 0 | 197107.953 | 222739.5828 | 258062.9906 | -71930.217 | -46298.5872 | -10975.1794 | 0.73264 | 0.82791 | 0.95921 | 0.78388
14572 | Lateral Hardening | Lateral Hardening-Fuse-60174258 | Laterals | 13098 | 0.11136 | 9 | 19 | 57637.05 | 0 | 42133.7544 | 47660.6758 | 55894.7164 | -15503.2956 | -9976.3742 | -1742.3336 | 0.73102 | 0.82691 | 0.96977 | 0.78366
8332 | Lateral Hardening | Lateral Hardening-Fuse-10075243 | Laterals | 13656 | 0.42841 | 30 | 15 | 367803.99 | 0 | 273059.3756 | 301582.5733 | 339112.473 | -94744.6144 | -66221.4167 | -28691.517 | 0.7424 | 0.81995 | 0.92199 | 0.78363
8791 | Lateral Hardening | Lateral Hardening-Fuse-60178351 | Laterals | 13723 | 0.17064 | 6 | 1 | 80235.61 | 0 | 58828.6977 | 66143.9093 | 77056.5741 | -21406.9123 | -14091.7007 | -3179.0359 | 0.7332 | 0.82437 | 0.96038 | 0.78327
12249 | Lateral Hardening | Lateral Hardening-Fuse-90772684 | Laterals | 13836 | 0.063826 | 5 | 1 | 105998.24 | 0 | 77327.4123 | 87744.6271 | 102572.2383 | -28670.8277 | -18253.6129 | -3426.0017 | 0.72952 | 0.82779 | 0.96768 | 0.78282
18792 | Lateral Hardening | Lateral Hardening-Fuse-10168325 | Laterals | 13207 | 0.35133 | 27 | 46 | 410757.2 | 0 | 301422.9509 | 338323.3743 | 390749.22 | -109334.2491 | -72433.8257 | -20007.98 | 0.73382 | 0.82366 | 0.95129 | 0.78252
2745 | Lateral Hardening | Lateral Hardening-Fuse-91782209 | Laterals | 13163 | 0.23239 | 18 | 26 | 422513.08 | 0 | 309921.2269 | 348618.8136 | 399966.8651 | -112591.8531 | -73894.2664 | -22546.2149 | 0.73352 | 0.82511 | 0.94664 | 0.78231
16944 | Lateral Hardening | Lateral Hardening-Fuse-90481910 | Laterals | 13583 | 0.30909 | 25 | 18 | 328647.18 | 0 | 244048.607 | 268297.895 | 301833.8744 | -84598.573 | -60349.285 | -26813.3056 | 0.74259 | 0.81637 | 0.91841 | 0.7823
18566 | Lateral Hardening | Lateral Hardening-Fuse-60022446 | Laterals | 13086 | 0.20663 | 14 | 38 | 354936.58 | 0 | 258085.2449 | 293890.258 | 346274.5012 | -96851.3351 | -61046.322 | -8662.0788 | 0.72713 | 0.82801 | 0.9756 | 0.78224
17433 | Lateral Hardening | Lateral Hardening-Fuse-91622372 | Laterals | 13829 | 0.10739 | 7 | 12 | 204905.55 | 0 | 149170.3943 | 169718.7247 | 198399.2987 | -55735.1557 | -35186.8253 | -6506.2513 | 0.728 | 0.82828 | 0.96825 | 0.78211
498 | Lateral Hardening | Lateral Hardening-Fuse-10895207 | Laterals | 13003 | 0.2072 | 10 | 10 | 164769.31 | 0 | 120098.3572 | 135980.6649 | 159894.0815 | -44670.9528 | -28788.6451 | -4875.2285 | 0.72889 | 0.82528 | 0.97041 | 0.78196
7671 | Lateral Hardening | Lateral Hardening-Fuse-60213248 | Laterals | 13439 | 0.18504 | 17 | 35 | 303225.7 | 0 | 222556.5817 | 249951.095 | 285795.4291 | -80669.1183 | -53274.605 | -17430.2709 | 0.73396 | 0.82431 | 0.94252 | 0.78192
6587 | Lateral Hardening | Lateral Hardening-Fuse-10455397 | Laterals | 13171 | 0.077083 | 7 | 2 | 84475.78 | 0 | 61521.2608 | 69824.1557 | 81826.8255 | -22954.5192 | -14651.6243 | -2648.9545 | 0.72827 | 0.82656 | 0.96864 | 0.78179
13266 | Lateral Hardening | Lateral Hardening-Fuse-91427524 | Laterals | 13909 | 0.047159 | 5 | 12 | 50000 | 0 | 36421.8977 | 41297.9105 | 48366.6002 | -13578.1023 | -8702.0895 | -1633.3998 | 0.72844 | 0.82596 | 0.96733 | 0.78158
17480 | Lateral Hardening | Lateral Hardening-Fuse-60029585 | Laterals | 13093 | 0.060795 | 7 | 16 | 132239.04 | 0 | 96369.482 | 109261.2662 | 127548.2341 | -35869.558 | -22977.7738 | -4690.8059 | 0.72875 | 0.82624 | 0.96453 | 0.78158
15467 | Lateral Hardening | Lateral Hardening-Fuse-10671243 | Laterals | 13724 | 0.37235 | 15 | 1 | 214839.19 | 0 | 159474.787 | 175392.4147 | 196048.6474 | -55364.403 | -39446.7753 | -18790.5426 | 0.7423 | 0.81639 | 0.91254 | 0.78155
8612 | Lateral Hardening | Lateral Hardening-Fuse-93194230 | Laterals | 13807 | 0.36932 | 15 | 2 | 79074.93 | 0 | 58224.3167 | 64703.1057 | 74545.5102 | -20850.6133 | -14371.8243 | -4529.4198 | 0.73632 | 0.81825 | 0.94272 | 0.78154
3250 | Lateral Hardening | Lateral Hardening-Fuse-92859954 | Laterals | 13098 | 0.30947 | 20 | 11 | 125904.34 | 0 | 93067.0872 | 102457.1345 | 117541.9119 | -32837.2528 | -23447.2055 | -8362.4281 | 0.73919 | 0.81377 | 0.93358 | 0.781
7986 | Lateral Hardening | Lateral Hardening-Fuse-10144167 | Laterals | 13123 | 0.11061 | 5 | 13 | 162178.06 | 0 | 118485.145 | 133524.0097 | 155028.5086 | -43692.915 | -28654.0503 | -7149.5514 | 0.73059 | 0.82332 | 0.95592 | 0.78094
19367 | Lateral Hardening | Lateral Hardening-Fuse-10629091 | Laterals | 13146 | 0.32064 | 14 | 5 | 137155.42 | 0 | 99765.8763 | 112788.5988 | 134127.2898 | -37389.5437 | -24366.8212 | -3028.1302 | 0.72739 | 0.82234 | 0.97792 | 0.78093
7590 | Lateral Hardening | Lateral Hardening-Fuse-60442542 | Laterals | 13724 | 0.20947 | 11 | 10 | 342990.23 | 0 | 251484.7183 | 281883.1445 | 323563.7889 | -91505.5117 | -61107.0855 | -19426.4411 | 0.73321 | 0.82184 | 0.94336 | 0.78082
2846 | Lateral Hardening | Lateral Hardening-Fuse-90839427 | Laterals | 13422 | 0.12955 | 10 | 1 | 59148.09 | 0 | 43383.7562 | 48405.9508 | 56274.4539 | -15764.3338 | -10742.1392 | -2873.6361 | 0.73348 | 0.81839 | 0.95142 | 0.78074
13445 | Lateral Hardening | Lateral Hardening-Fuse-90069845 | Laterals | 13072 | 0.078409 | 6 | 12 | 190962.15 | 0 | 138925.6447 | 157319.6963 | 184734.3432 | -52036.5053 | -33642.4537 | -6227.8068 | 0.7275 | 0.82383 | 0.96739 | 0.78039
10924 | Lateral Hardening | Lateral Hardening-Fuse-90612535 | Laterals | 13524 | 0.092614 | 12 | 16 | 150603.36 | 0 | 109381.1312 | 124414.1166 | 145677.9831 | -41222.2288 | -26189.2434 | -4925.3769 | 0.72629 | 0.8261 | 0.9673 | 0.78033
6805 | Lateral Hardening | Lateral Hardening-Fuse-93443879 | Laterals | 13419 | 0.097727 | 8 | 14 | 232665.09 | 0 | 168944.4483 | 192162.5771 | 225129.119 | -63720.6417 | -40502.5129 | -7535.971 | 0.72613 | 0.82592 | 0.96761 | 0.78021
6600 | Lateral Hardening | Lateral Hardening-Fuse-92152252 | Laterals | 13489 | 0.66117 | 36 | 33 | 671294.83 | 0 | 497012.6219 | 545765.0955 | 617813.3528 | -174282.2081 | -125529.7345 | -53481.4772 | 0.74038 | 0.813 | 0.92033 | 0.78016
13896 | Lateral Hardening | Lateral Hardening-Fuse-10671199 | Laterals | 13724 | 0.083523 | 4 | 4 | 50000 | 0 | 36319.598 | 41281.0571 | 48196.3954 | -13680.402 | -8718.9429 | -1803.6046 | 0.72639 | 0.82562 | 0.96393 | 0.77991
2086 | Lateral Hardening | Lateral Hardening-Fuse-10801785 | Laterals | 13506 | 1.21 | 89 |  | 487068.51 | 0 | 358092.3425 | 396253.3056 | 459765.7212 | -128976.1675 | -90815.2044 | -27302.7888 | 0.7352 | 0.81355 | 0.94394 | 0.77958
8684 | Lateral Hardening | Lateral Hardening-Fuse-60104318 | Laterals | 13334 | 0.53409 | 49 | 94 | 854665.8 | 0 | 631615.7285 | 693679.5242 | 790064.108 | -223050.0715 | -160986.2758 | -64601.692 | 0.73902 | 0.81164 | 0.92441 | 0.77935
9264 | Lateral Hardening | Lateral Hardening-Fuse-90393843 | Laterals | 13147 | 0.073864 | 4 | 13 | 93311.85 | 0 | 67702.6311 | 76797.3732 | 89841.3461 | -25609.2189 | -16514.4768 | -3470.5039 | 0.72555 | 0.82302 | 0.96281 | 0.77852
11522 | Lateral Hardening | Lateral Hardening-Fuse-10143568 | Laterals | 13036 | 0.25511 | 22 | 53 | 271644.78 | 0 | 196870.6724 | 223697.7907 | 262057.7582 | -74774.1076 | -47946.9893 | -9587.0218 | 0.72474 | 0.82349 | 0.96471 | 0.77836
2096 | Lateral Hardening | Lateral Hardening-Fuse-10429529 | Laterals | 13835 | 0.055114 | 5 | 4 | 68682.27 | 0 | 49864.1186 | 56324.2544 | 66296.6743 | -18818.1514 | -12358.0156 | -2385.5957 | 0.72601 | 0.82007 | 0.96527 | 0.77815
18166 | Lateral Hardening | Lateral Hardening-Fuse-10820615 | Laterals | 14035 | 0.71458 | 47 | 61 | 776059.27 | 0 | 578190.3267 | 622890.7036 | 697153.8311 | -197868.9433 | -153168.5664 | -78905.4389 | 0.74503 | 0.80263 | 0.89833 | 0.77764
11529 | Lateral Hardening | Lateral Hardening-Fuse-10144721 | Laterals | 13136 | 0.42936 | 35 | 110 | 404236.89 | 0 | 297011.2184 | 328225.8961 | 376061.1417 | -107225.6716 | -76010.9939 | -28175.7483 | 0.73475 | 0.81196 | 0.9303 | 0.77747
1912 | Lateral Hardening | Lateral Hardening-Fuse-10662318 | Laterals | 13473 | 0.47689 | 28 | 11 | 322942.82 | 0 | 238309.0149 | 262102.1104 | 293783.5469 | -84633.8051 | -60840.7096 | -29159.2731 | 0.73793 | 0.81161 | 0.90971 | 0.77721
16781 | Lateral Hardening | Lateral Hardening-Fuse-10589590 | Laterals | 13756 | 0.1428 | 21 | 29 | 358474.94 | 0 | 261095.1846 | 293396.9525 | 337935.5641 | -97379.7554 | -65077.9875 | -20539.3759 | 0.72835 | 0.81846 | 0.9427 | 0.77682
14360 | Lateral Hardening | Lateral Hardening-Fuse-92772446 | Laterals | 13303 | 0.94735 | 40 | 2 | 450139.66 | 0 | 330943.5429 | 365623.4581 | 412990.616 | -119196.1171 | -84516.2019 | -37149.044 | 0.7352 | 0.81224 | 0.91747 | 0.77654
9514 | Lateral Hardening | Lateral Hardening-Fuse-60072887 | Laterals | 13786 | 0.16894 | 9 | 3 | 101926.58 | 0 | 73854.1353 | 83412.3067 | 98072.7192 | -28072.4447 | -18514.2733 | -3853.8608 | 0.72458 | 0.81836 | 0.96219 | 0.77648
16527 | Lateral Hardening | Lateral Hardening-Fuse-92691320 | Laterals | 13830 | 0.16818 | 8 | 19 | 206282.91 | 0 | 149953.7254 | 168575.5057 | 195811.5163 | -56329.1846 | -37707.4043 | -10471.3937 | 0.72693 | 0.81721 | 0.94924 | 0.77624
9456 | Lateral Hardening | Lateral Hardening-Fuse-10153141 | Laterals | 13154 | 0.16326 | 19 | 1 | 315344.42 | 0 | 228092.6091 | 259048.6096 | 301723.8066 | -87251.8109 | -56295.8104 | -13620.6134 | 0.72331 | 0.82148 | 0.95681 | 0.77611
11775 | Lateral Hardening | Lateral Hardening-Fuse-60177256 | Laterals | 13030 | 0.20265 | 15 | 30 | 289190.87 | 0 | 210947.5152 | 236403.3083 | 269324.6486 | -78243.3548 | -52787.5617 | -19866.2214 | 0.72944 | 0.81746 | 0.9313 | 0.77603
1755 | Lateral Hardening | Lateral Hardening-Fuse-10462554 | Laterals | 13798 | 0.14697 | 10 | 1 | 140509.7 | 0 | 101527.1657 | 115090.0963 | 135152.5781 | -38982.5343 | -25419.6037 | -5357.1219 | 0.72256 | 0.81909 | 0.96187 | 0.77545
1116 | Lateral Hardening | Lateral Hardening-Fuse-10167753 | Laterals | 13206 | 0.2017 | 20 | 22 | 347232.6 | 0 | 255539.6574 | 280968.6677 | 316195.8495 | -91692.9426 | -66263.9323 | -31036.7505 | 0.73593 | 0.80917 | 0.91062 | 0.77537
8515 | Lateral Hardening | Lateral Hardening-Fuse-91083242 | Laterals | 13175 | 0.15511 | 15 | 20 | 207600.81 | 0 | 150621.339 | 169627.9546 | 195994.3012 | -56979.471 | -37972.8554 | -11606.5088 | 0.72553 | 0.81709 | 0.94409 | 0.77486
14984 | Lateral Hardening | Lateral Hardening-Fuse-10368966 | Laterals | 13097 | 0.46004 | 30 | 28 | 369923.89 | 0 | 271671.2749 | 299366.7586 | 338096.125 | -98252.6151 | -70557.1314 | -31827.765 | 0.7344 | 0.80927 | 0.91396 | 0.77481
3728 | Lateral Hardening | Lateral Hardening-Fuse-90524988 | Laterals | 13638 | 0.20909 | 18 | 24 | 322471.32 | 0 | 232692.5431 | 264222.9251 | 309099.6284 | -89778.7769 | -58248.3949 | -13371.6916 | 0.72159 | 0.81937 | 0.95853 | 0.77462
5371 | Lateral Hardening | Lateral Hardening-Fuse-60009308 | Laterals | 13113 | 0.082765 | 5 | 24 | 106350.31 | 0 | 76780.199 | 86961.3689 | 102096.9079 | -29570.111 | -19388.9411 | -4253.4021 | 0.72196 | 0.81769 | 0.96001 | 0.77448
6145 | Lateral Hardening | Lateral Hardening-Fuse-92601433 | Laterals | 13303 | 2.817 | 124 | 50 | 1963661.19 | 0 | 1460722.8177 | 1567321.3544 | 1736723.5623 | -502938.3723 | -396339.8356 | -226937.6277 | 0.74388 | 0.79816 | 0.88443 | 0.77422
16632 | Lateral Hardening | Lateral Hardening-Fuse-10793185 | Laterals | 13470 | 0.42292 | 36 | 34 | 476370.17 | 0 | 348889.1672 | 384874.5505 | 439286.3529 | -127481.0028 | -91495.6195 | -37083.8171 | 0.73239 | 0.80793 | 0.92215 | 0.77403
7008 | Lateral Hardening | Lateral Hardening-Fuse-10274834 | Laterals | 14274 | 0.34792 | 23 | 16 | 260420.63 | 0 | 189686.9975 | 212264.1276 | 240700.052 | -70733.6325 | -48156.5024 | -19720.578 | 0.72839 | 0.81508 | 0.92427 | 0.77398
12644 | Lateral Hardening | Lateral Hardening-Fuse-10007595 | Laterals | 13333 | 0.14091 | 10 | 13 | 123177.06 | 0 | 88921.5848 | 100392.1977 | 118642.0959 | -34255.4752 | -22784.8623 | -4534.9641 | 0.7219 | 0.81502 | 0.96318 | 0.77397
8777 | Lateral Hardening | Lateral Hardening-Fuse-10726473 | Laterals | 14023 | 0.23655 | 15 | 11 | 306898.76 | 0 | 225949.188 | 247072.8762 | 278097.7804 | -80949.572 | -59825.8838 | -28800.9796 | 0.73623 | 0.80506 | 0.90615 | 0.77387
10122 | Lateral Hardening | Lateral Hardening-Fuse-93301648 | Laterals | 13808 | 0.12557 | 10 | 14 | 225508.62 | 0 | 164234.3529 | 183570.1939 | 208485.1522 | -61274.2671 | -41938.4261 | -17023.4678 | 0.72828 | 0.81403 | 0.92451 | 0.77363
18543 | Lateral Hardening | Lateral Hardening-Fuse-92285154 | Laterals | 13039 | 0.13352 | 11 | 2 | 55548.63 | 0 | 40306.4937 | 45034.5211 | 52291.5541 | -15242.1363 | -10514.1089 | -3257.0759 | 0.72561 | 0.81072 | 0.94137 | 0.77272
6896 | Lateral Hardening | Lateral Hardening-Fuse-90691701 | Laterals | 13045 | 0.049621 | 6 | 6 | 76085.81 | 0 | 54788.7564 | 62106.8367 | 72817.4677 | -21297.0536 | -13978.9733 | -3268.3423 | 0.72009 | 0.81627 | 0.95704 | 0.77264
18498 | Lateral Hardening | Lateral Hardening-Fuse-90528831 | Laterals | 13621 | 0.16515 | 10 | 7 | 169643.71 | 0 | 122745.315 | 138017.0184 | 160060.8071 | -46898.395 | -31626.6916 | -9582.9029 | 0.72355 | 0.81357 | 0.94351 | 0.77255
2478 | Lateral Hardening | Lateral Hardening-Fuse-60023677 | Laterals | 13303 | 0.089394 | 4 | 2 | 99754.46 | 0 | 72108.1885 | 81160.7353 | 94447.3463 | -27646.2715 | -18593.7247 | -5307.1137 | 0.72286 | 0.81361 | 0.9468 | 0.77248
16485 | Lateral Hardening | Lateral Hardening-Fuse-10662320 | Laterals | 13470 | 0.18712 | 12 | 18 | 202909.55 | 0 | 146711.7872 | 164830.4795 | 191231.7936 | -56197.7628 | -38079.0705 | -11677.7564 | 0.72304 | 0.81233 | 0.94245 | 0.77177
4968 | Lateral Hardening | Lateral Hardening-Fuse-91599338 | Laterals | 13053 | 0.030114 | 3 | 16 | 54814.59 | 0 | 39391.6226 | 44770.4392 | 52287.9218 | -15422.9674 | -10044.1508 | -2526.6682 | 0.71863 | 0.81676 | 0.95391 | 0.7716
16166 | Lateral Hardening | Lateral Hardening-Fuse-10198075 | Laterals | 13334 | 0.24053 | 23 | 44 | 469877.06 | 0 | 342197.0254 | 380916.3622 | 429546.6486 | -127680.0346 | -88960.6978 | -40330.4114 | 0.72827 | 0.81067 | 0.91417 | 0.77158
11101 | Lateral Hardening | Lateral Hardening-Fuse-10392877 | Laterals | 13522 | 0.093371 | 11 | 10 | 231987.74 | 0 | 166413.4404 | 189406.5088 | 222059.6804 | -65574.2996 | -42581.2312 | -9928.0596 | 0.71734 | 0.81645 | 0.9572 | 0.77106
3625 | Lateral Hardening | Lateral Hardening-Fuse-93082436 | Laterals | 13612 | 0.07197 | 7 | 8 | 152170.58 | 0 | 109378.4627 | 124011.595 | 144991.1884 | -42792.1173 | -28158.985 | -7179.3916 | 0.71879 | 0.81495 | 0.95282 | 0.77104
17380 | Lateral Hardening | Lateral Hardening-Fuse-90697505 | Laterals | 14040 | 0.10038 | 7 | 23 | 196717.99 | 0 | 141072.2529 | 160072.5353 | 188011.7554 | -55645.7371 | -36645.4547 | -8706.2346 | 0.71713 | 0.81372 | 0.95574 | 0.76997
2050 | Lateral Hardening | Lateral Hardening-Fuse-60174742 | Laterals | 13924 | 0.21837 | 13 | 2 | 66530.15 | 0 | 47641.8607 | 53891.1872 | 64650.127 | -18888.2893 | -12638.9628 | -1880.023 | 0.71609 | 0.81003 | 0.97174 | 0.76984
12336 | Lateral Hardening | Lateral Hardening-Fuse-10759921 | Laterals | 13331 | 0.20322 | 8 | 2 | 69200.95 | 0 | 50322.3259 | 55497.1866 | 64304.7758 | -18878.6241 | -13703.7634 | -4896.1742 | 0.72719 | 0.80197 | 0.92925 | 0.76983
14919 | Lateral Hardening | Lateral Hardening-Fuse-10807585 | Laterals | 13020 | 0.47235 | 34 | 43 | 294341.81 | 0 | 211978.4247 | 239050.0593 | 276149.9032 | -82363.3853 | -55291.7507 | -18191.9068 | 0.72018 | 0.81215 | 0.93819 | 0.76957
18700 | Lateral Hardening | Lateral Hardening-Fuse-91932511 | Laterals | 13101 | 0.16117 | 14 | 12 | 157014.49 | 0 | 112873.2979 | 127406.4505 | 148850.5346 | -44141.1921 | -29608.0395 | -8163.9554 | 0.71887 | 0.81143 | 0.94801 | 0.76955
15559 | Lateral Hardening | Lateral Hardening-Fuse-91720718 | Laterals | 13443 | 0.15777 | 7 | 1 | 123325.88 | 0 | 88902.5709 | 99897.6097 | 115731.1348 | -34423.3091 | -23428.2703 | -7594.7452 | 0.72088 | 0.81003 | 0.93842 | 0.76938
11251 | Lateral Hardening | Lateral Hardening-Fuse-10627061 | Laterals | 13146 | 0.10568 | 7 | 2 | 105546.78 | 0 | 75692.6641 | 85475.7828 | 101069.6241 | -29854.1159 | -20070.9972 | -4477.1559 | 0.71715 | 0.80984 | 0.95758 | 0.769
6544 | Lateral Hardening | Lateral Hardening-Fuse-91967565 | Laterals | 13808 | 0.24205 | 13 | 7 | 71918.97 | 0 | 52269.2139 | 57557.8771 | 66464.136 | -19649.7561 | -14361.0929 | -5454.834 | 0.72678 | 0.80032 | 0.92415 | 0.76858
1730 | Lateral Hardening | Lateral Hardening-Fuse-90700391 | Laterals | 13030 | 0.58011 | 23 | 3 | 148842.33 | 0 | 108011.7165 | 119189.2198 | 138152.8583 | -40830.6135 | -29653.1102 | -10689.4717 | 0.72568 | 0.80078 | 0.92818 | 0.76846
2080 | Lateral Hardening | Lateral Hardening-Fuse-92687385 | Laterals | 13793 | 0.17197 | 14 | 6 | 341209.18 | 0 | 243927.3407 | 276903.9023 | 326356.6166 | -97281.8393 | -64305.2777 | -14852.5634 | 0.71489 | 0.81154 | 0.95647 | 0.76804
15850 | Lateral Hardening | Lateral Hardening-Fuse-10679427 | Laterals | 13807 | 0.18182 | 11 | 12 | 258915.33 | 0 | 188130.7148 | 208050.4994 | 234001.8043 | -70784.6152 | -50864.8306 | -24913.5257 | 0.72661 | 0.80355 | 0.90378 | 0.76741
11111 | Lateral Hardening | Lateral Hardening-Fuse-10093636 | Laterals | 13043 | 0.15455 | 16 | 33 | 306633.12 | 0 | 222921.2429 | 246149.973 | 276743.6036 | -83711.8771 | -60483.147 | -29889.5164 | 0.727 | 0.80275 | 0.90252 | 0.76728
12594 | Lateral Hardening | Lateral Hardening-Fuse-10104976 | Laterals | 13600 | 0.32765 | 29 | 77 | 440131.9 | 0 | 316077.684 | 355997.3521 | 411021.2139 | -124054.216 | -84134.5479 | -29110.6861 | 0.71814 | 0.80884 | 0.93386 | 0.76692
2472 | Lateral Hardening | Lateral Hardening-Fuse-10694109 | Laterals | 13254 | 0.79091 | 36 | 0 | 280310.79 | 0 | 203087.949 | 223862.4231 | 258900.221 | -77222.841 | -56448.3669 | -21410.569 | 0.72451 | 0.79862 | 0.92362 | 0.76665
19101 | Lateral Hardening | Lateral Hardening-Fuse-10509580 | Laterals | 13128 | 0.53617 | 18 | 5 | 193635.73 | 0 | 141149.3025 | 154428.9742 | 173568.1018 | -52486.4275 | -39206.7558 | -20067.6282 | 0.72894 | 0.79752 | 0.89636 | 0.76626
7885 | Lateral Hardening | Lateral Hardening-Fuse-10071991 | Laterals | 13305 | 0.15322 | 11 | 0 | 61115.59 | 0 | 43900.2634 | 49129.5631 | 57500.6959 | -17215.3266 | -11986.0269 | -3614.8941 | 0.71832 | 0.80388 | 0.94085 | 0.76624
11871 | Lateral Hardening | Lateral Hardening-Fuse-90890527 | Laterals | 13371 | 0.2786 | 19 | 25 | 304401.15 | 0 | 220529.9689 | 244475.4962 | 275504.757 | -83871.1811 | -59925.6538 | -28896.393 | 0.72447 | 0.80314 | 0.90507 | 0.76613
10949 | Lateral Hardening | Lateral Hardening-Fuse-10716359 | Laterals | 13959 | 0.38674 | 15 | 2 | 84453.01 | 0 | 61110.1813 | 67450.5348 | 77917.9642 | -23342.8287 | -17002.4752 | -6535.0458 | 0.7236 | 0.79868 | 0.92262 | 0.76602
12934 | Lateral Hardening | Lateral Hardening-Fuse-92086422 | Laterals | 13185 | 0.53939 | 37 | 66 | 565755.74 | 0 | 409739.9317 | 453269.3703 | 515472.3973 | -156015.8083 | -112486.3697 | -50283.3427 | 0.72423 | 0.80118 | 0.91112 | 0.76601
13206 | Lateral Hardening | Lateral Hardening-Fuse-92972141 | Laterals | 13535 | 0.16193 | 8 | 17 | 200307.45 | 0 | 144008.9563 | 161058.9827 | 186970.7319 | -56298.4937 | -39248.4673 | -13336.7181 | 0.71894 | 0.80406 | 0.93342 | 0.76592
7989 | Lateral Hardening | Lateral Hardening-Fuse-90671027 | Laterals | 13097 | 0.050758 | 5 | 2 | 56530.25 | 0 | 40396.6828 | 45619.5601 | 53581.4889 | -16133.5672 | -10910.6899 | -2948.7611 | 0.7146 | 0.80699 | 0.94784 | 0.76564
7278 | Lateral Hardening | Lateral Hardening-Fuse-91908501 | Laterals | 13205 | 0.15284 | 10 | 14 | 205212.54 | 0 | 147127.7227 | 165456.8039 | 191900.4686 | -58084.8173 | -39755.7361 | -13312.0714 | 0.71695 | 0.80627 | 0.93513 | 0.76557
6572 | Lateral Hardening | Lateral Hardening-Fuse-10933142 | Laterals | 13897 | 0.20871 | 12 | 2 | 110179.34 | 0 | 78421.4333 | 88797.5546 | 106186.951 | -31757.9067 | -21381.7854 | -3992.389 | 0.71176 | 0.80594 | 0.96376 | 0.76521
11075 | Lateral Hardening | Lateral Hardening-Fuse-60328686 | Laterals | 13707 | 0.12614 | 16 | 3 | 318526.16 | 0 | 226559.0188 | 257801.3281 | 303943.4061 | -91967.1412 | -60724.8319 | -14582.7539 | 0.71127 | 0.80936 | 0.95422 | 0.76499
7849 | Lateral Hardening | Lateral Hardening-Fuse-92847852 | Laterals | 13011 | 0.11193 | 7 | 27 | 149296.2 | 0 | 106325.4956 | 120664.219 | 141966.91 | -42970.7044 | -28631.981 | -7329.29 | 0.71218 | 0.80822 | 0.95091 | 0.76486
10316 | Lateral Hardening | Lateral Hardening-Fuse-93265086 | Laterals | 13175 | 0.040341 | 7 | 12 | 90525.87 | 0 | 64500.6527 | 73083.0323 | 85745.5043 | -26025.2173 | -17442.8377 | -4780.3657 | 0.71251 | 0.80732 | 0.94719 | 0.76442
17134 | Lateral Hardening | Lateral Hardening-Fuse-91413578 | Laterals | 14012 | 0.052841 | 6 | 10 | 88143.39 | 0 | 62836.2361 | 70942.5434 | 83838.7784 | -25307.1539 | -17200.8466 | -4304.6116 | 0.71289 | 0.80485 | 0.95116 | 0.7643
12353 | Lateral Hardening | Lateral Hardening-Fuse-10605156 | Laterals | 13924 | 0.63258 | 26 |  | 149155.33 | 0 | 107936.1299 | 118635.2287 | 136119.0418 | -41219.2001 | -30520.1013 | -13036.2882 | 0.72365 | 0.79538 | 0.9126 | 0.76406
13640 | Lateral Hardening | Lateral Hardening-Fuse-10433153 | Laterals | 13839 | 0.29394 | 22 | 23 | 390981.23 | 0 | 283204.09 | 311162.8374 | 353484.7116 | -107777.14 | -79818.3926 | -37496.5184 | 0.72434 | 0.79585 | 0.9041 | 0.76377
14747 | Lateral Hardening | Lateral Hardening-Fuse-90824396 | Laterals | 13514 | 0.17292 | 14 | 29 | 261696.41 | 0 | 187131.9219 | 210673.1869 | 243744.1576 | -74564.4881 | -51023.2231 | -17952.2524 | 0.71507 | 0.80503 | 0.9314 | 0.76369
10604 | Lateral Hardening | Lateral Hardening-Fuse-60021320 | Laterals | 13004 | 0.61023 | 26 | 4 | 143548.14 | 0 | 102643.1855 | 115186.8269 | 134531.0708 | -40904.9545 | -28361.3131 | -9017.0692 | 0.71504 | 0.80243 | 0.93718 | 0.76347
15877 | Lateral Hardening | Lateral Hardening-Fuse-91525193 | Laterals | 13786 | 0.37311 | 14 | 1 | 50000 | 0 | 35888.3903 | 39953.2289 | 46456.6786 | -14111.6097 | -10046.7711 | -3543.3214 | 0.71777 | 0.79906 | 0.92913 | 0.76329
8170 | Lateral Hardening | Lateral Hardening-Fuse-92949197 | Laterals | 14144 | 0.71496 | 56 | 96 | 902089.73 | 0 | 652864.3279 | 716868.9806 | 816095.8513 | -249225.4021 | -185220.7494 | -85993.8787 | 0.72372 | 0.79468 | 0.90467 | 0.7631
17443 | Lateral Hardening | Lateral Hardening-Fuse-90526664 | Laterals | 13158 | 0.36496 | 24 | 32 | 250313.16 | 0 | 177205.0294 | 202092.6482 | 240623.5499 | -73108.1306 | -48220.5118 | -9689.6101 | 0.70793 | 0.80736 | 0.96129 | 0.7631
9908 | Lateral Hardening | Lateral Hardening-Fuse-92173655 | Laterals | 13909 | 0.24754 | 18 | 29 | 374621.68 | 0 | 271094.3228 | 297815.3857 | 337957.0532 | -103527.3572 | -76806.2943 | -36664.6268 | 0.72365 | 0.79498 | 0.90213 | 0.76289
10507 | Lateral Hardening | Lateral Hardening-Fuse-10477226 | Laterals | 13326 | 0.032765 | 3 | 2 | 58456.27 | 0 | 41567.5663 | 47127.7022 | 54967.762 | -16888.7037 | -11328.5678 | -3488.508 | 0.71109 | 0.8062 | 0.94032 | 0.76255
1861 | Lateral Hardening | Lateral Hardening-Fuse-92390872 | Laterals | 13495 | 0.23845 | 17 | 23 | 242488.36 | 0 | 173216.1229 | 194801.2115 | 225302.8234 | -69272.2371 | -47687.1485 | -17185.5366 | 0.71433 | 0.80334 | 0.92913 | 0.76251
3 | Lateral Hardening | Lateral Hardening-Fuse-10173521 | Laterals | 13191 | 0.6339 | 50 | 72 | 634307.53 | 0 | 456669.1971 | 505573.5626 | 578759.9003 | -177638.3329 | -128733.9674 | -55547.6297 | 0.71995 | 0.79705 | 0.91243 | 0.76233
9766 | Lateral Hardening | Lateral Hardening-Fuse-60068929 | Laterals | 13204 | 0.2911 | 22 | 39 | 394205.41 | 0 | 284753.5611 | 313797.1673 | 354700.6217 | -109451.8489 | -80408.2427 | -39504.7883 | 0.72235 | 0.79602 | 0.89979 | 0.76219
8608 | Lateral Hardening | Lateral Hardening-Fuse-91393612 | Laterals | 13962 | 0.23428 | 11 | 0 | 63922.31 | 0 | 45803.5519 | 51013.182 | 59198.1769 | -18118.7581 | -12909.128 | -4724.1331 | 0.71655 | 0.79805 | 0.9261 | 0.76195
14469 | Lateral Hardening | Lateral Hardening-Fuse-10560401 | Laterals | 13297 | 0.097917 | 8 | 15 | 159921.44 | 0 | 113648.7325 | 128746.1008 | 149717.0727 | -46272.7075 | -31175.3392 | -10204.3673 | 0.71065 | 0.80506 | 0.93619 | 0.76153
16695 | Lateral Hardening | Lateral Hardening-Fuse-10101268 | Laterals | 13046 | 0.24413 | 27 | 26 | 278591.86 | 0 | 198734.6694 | 224006.8111 | 256868.9489 | -79857.1906 | -54585.0489 | -21722.9111 | 0.71335 | 0.80407 | 0.92203 | 0.76144
14073 | Lateral Hardening | Lateral Hardening-Fuse-10392911 | Laterals | 13522 | 0.48049 | 40 | 77 | 692172.67 | 0 | 502674.8577 | 546743.2234 | 613623.2635 | -189497.8123 | -145429.4466 | -78549.4065 | 0.72623 | 0.78989 | 0.88652 | 0.76136
13991 | Lateral Hardening | Lateral Hardening-Fuse-93256561 | Laterals | 13175 | 0.17992 | 12 | 1 | 133650.26 | 0 | 94850.4525 | 107297.6518 | 126272.3334 | -38799.8075 | -26352.6082 | -7377.9266 | 0.70969 | 0.80282 | 0.9448 | 0.76114
1321 | Lateral Hardening | Lateral Hardening-Fuse-60056899 | Laterals | 13622 | 0.31307 | 16 | 4 | 236238.06 | 0 | 168958.4782 | 189484.6847 | 215570.6596 | -67279.5818 | -46753.3753 | -20667.4004 | 0.7152 | 0.80209 | 0.91251 | 0.761
3668 | Lateral Hardening | Lateral Hardening-Fuse-90600457 | Laterals | 13100 | 0.12879 | 10 | 40 | 136940.66 | 0 | 96937.2939 | 110120.5891 | 130117.5834 | -40003.3661 | -26820.0709 | -6823.0766 | 0.70788 | 0.80415 | 0.95017 | 0.76099
8257 | Lateral Hardening | Lateral Hardening-Fuse-10005873 | Laterals | 13183 | 0.1233 | 7 | 1 | 91661.58 | 0 | 64988.3008 | 73819.7314 | 86056.2597 | -26673.2792 | -17841.8486 | -5605.3203 | 0.709 | 0.80535 | 0.93885 | 0.76089
3549 | Lateral Hardening | Lateral Hardening-Fuse-10484801 | Laterals | 13458 | 0.051515 | 5 | 8 | 62978.65 | 0 | 44624.4469 | 50686.6341 | 59351.4232 | -18354.2031 | -12292.0159 | -3627.2268 | 0.70856 | 0.80482 | 0.94241 | 0.76083
833 | Lateral Hardening | Lateral Hardening-Fuse-10000816 | Laterals | 13236 | 2.1392 | 86 | 0 | 755021.86 | 0 | 555006.584 | 590053.6698 | 644090.4475 | -200015.276 | -164968.1902 | -110931.4125 | 0.73509 | 0.78151 | 0.85308 | 0.76081
3364 | Lateral Hardening | Lateral Hardening-Fuse-10122214 | Laterals | 13059 | 0.18258 | 15 | 68 | 356517.37 | 0 | 253012.5579 | 286658.631 | 333405.15 | -103504.8121 | -69858.739 | -23112.22 | 0.70968 | 0.80405 | 0.93517 | 0.76054
9054 | Lateral Hardening | Lateral Hardening-Fuse-10536022 | Laterals | 13115 | 0.24318 | 18 | 11 | 255732.3 | 0 | 183404.0287 | 204221.8226 | 230311.2786 | -72328.2713 | -51510.4774 | -25421.0214 | 0.71717 | 0.79858 | 0.9006 | 0.75994
1427 | Lateral Hardening | Lateral Hardening-Fuse-92003027 | Laterals | 13479 | 0.22159 | 27 | 16 | 324415.02 | 0 | 230221.8519 | 260438.9766 | 302549.9881 | -94193.1681 | -63976.0434 | -21865.0319 | 0.70965 | 0.8028 | 0.9326 | 0.75989
15555 | Lateral Hardening | Lateral Hardening-Fuse-10897217 | Laterals | 14050 | 0.49129 | 30 | 41 | 421068.61 | 0 | 303206.9024 | 333997.0258 | 377429.4075 | -117861.7076 | -87071.5842 | -43639.2025 | 0.72009 | 0.79321 | 0.89636 | 0.75965
10910 | Lateral Hardening | Lateral Hardening-Fuse-10064493 | Laterals | 13405 | 0.24394 | 14 | 2 | 225514.68 | 0 | 159790.6005 | 181462.5024 | 209889.1625 | -65724.0795 | -44052.1776 | -15625.5175 | 0.70856 | 0.80466 | 0.93071 | 0.7596
7224 | Lateral Hardening | Lateral Hardening-Fuse-92874488 | Laterals | 13112 | 0.13447 | 14 | 38 | 328775.9 | 0 | 231839.0957 | 264241.4256 | 313074.671 | -96936.8043 | -64534.4744 | -15701.229 | 0.70516 | 0.80371 | 0.95224 | 0.75943
12135 | Lateral Hardening | Lateral Hardening-Fuse-10823026 | Laterals | 13651 | 0.16515 | 8 | 2 | 110489.14 | 0 | 78349.0791 | 88427.4638 | 103082.0171 | -32140.0609 | -22061.6762 | -7407.1229 | 0.70911 | 0.80033 | 0.93296 | 0.75886
7535 | Lateral Hardening | Lateral Hardening-Fuse-92942182 | Laterals | 13233 | 0.7322 | 35 |  | 344753.5 | 0 | 248777.7194 | 272154.2446 | 306491.3102 | -95975.7806 | -72599.2554 | -38262.1898 | 0.72161 | 0.78942 | 0.88902 | 0.75869
10007 | Lateral Hardening | Lateral Hardening-Fuse-60385711 | Laterals | 13967 | 0.32633 | 18 | 17 | 302364.95 | 0 | 216837.1346 | 240506.463 | 271343.8257 | -85527.8154 | -61858.487 | -31021.1243 | 0.71714 | 0.79542 | 0.89741 | 0.75865
3611 | Lateral Hardening | Lateral Hardening-Fuse-10726532 | Laterals | 13648 | 0.46705 | 26 | 9 | 323882.4 | 0 | 233224.6766 | 256571.9999 | 287432.6565 | -90657.7234 | -67310.4001 | -36449.7435 | 0.72009 | 0.79218 | 0.88746 | 0.75845
18273 | Lateral Hardening | Lateral Hardening-Fuse-10556676 | Laterals | 13298 | 4.7553 | 244 | 48 | 2407007.99 | 0 | 1744329.813 | 1888024.3528 | 2121478.5807 | -662678.177 | -518983.6372 | -285529.4093 | 0.72469 | 0.78439 | 0.88138 | 0.75827
8598 | Lateral Hardening | Lateral Hardening-Fuse-60029812 | Laterals | 13093 | 0.18258 | 20 | 41 | 360649.61 | 0 | 255498.9695 | 288418.7109 | 335596.9522 | -105150.6405 | -72230.8991 | -25052.6578 | 0.70844 | 0.79972 | 0.93053 | 0.75803
2243 | Lateral Hardening | Lateral Hardening-Fuse-92063119 | Laterals | 13236 | 0.26098 | 16 | 3 | 211287.44 | 0 | 150041.625 | 168763.7598 | 194351.1544 | -61245.815 | -42523.6802 | -16936.2856 | 0.71013 | 0.79874 | 0.91984 | 0.75768
6038 | Lateral Hardening | Lateral Hardening-Fuse-10090003 | Laterals | 13279 | 0.055871 | 7 | 8 | 180622.99 | 0 | 127454.9523 | 144712.6591 | 169537.1879 | -53168.0377 | -35910.3309 | -11085.8021 | 0.70564 | 0.80119 | 0.93862 | 0.7576
11189 | Lateral Hardening | Lateral Hardening-Fuse-60305522 | Laterals | 14274 | 0.39924 | 18 | 12 | 289283.53 | 0 | 206947.6902 | 229901.597 | 258746.4352 | -82335.8398 | -59381.933 | -30537.0948 | 0.71538 | 0.79473 | 0.89444 | 0.75709
9890 | Lateral Hardening | Lateral Hardening-Fuse-10092882 | Laterals | 13611 | 0.49792 | 48 | 77 | 824593.01 | 0 | 590970.6024 | 651266.8154 | 741062.7908 | -233622.4076 | -173326.1946 | -83530.2192 | 0.71668 | 0.7898 | 0.8987 | 0.75682
5069 | Lateral Hardening | Lateral Hardening-Fuse-91660702 | Laterals | 13458 | 0.090909 | 4 | 66 | 50000 | 0 | 35211.9924 | 40021.2393 | 46942.384 | -14788.0076 | -9978.7607 | -3057.616 | 0.70424 | 0.80042 | 0.93885 | 0.75656
10625 | Lateral Hardening | Lateral Hardening-Fuse-60005028 | Laterals | 13024 | 0.17462 | 17 | 37 | 267369.47 | 0 | 189788.1799 | 212901.6355 | 245344.9519 | -77581.2901 | -54467.8345 | -22024.5181 | 0.70983 | 0.79628 | 0.91763 | 0.75655
5582 | Lateral Hardening | Lateral Hardening-Fuse-10671217 | Laterals | 13724 | 0.24375 | 15 | 3 | 249097.2 | 0 | 176525.4209 | 198225.8292 | 230606.7985 | -72571.7791 | -50871.3708 | -18490.4015 | 0.70866 | 0.79578 | 0.92577 | 0.75651
8855 | Lateral Hardening | Lateral Hardening-Fuse-91138447 | Laterals | 13786 | 0.17462 | 7 | 1 | 102398.78 | 0 | 72485.0809 | 81433.3599 | 94414.9664 | -29913.6991 | -20965.4201 | -7983.8136 | 0.70787 | 0.79526 | 0.92203 | 0.7555
3863 | Lateral Hardening | Lateral Hardening-Fuse-10479397 | Laterals | 14216 | 0.63712 | 26 | 20 | 417606.83 | 0 | 298597.1202 | 328864.7327 | 372935.3209 | -119009.7098 | -88742.0973 | -44671.5091 | 0.71502 | 0.7875 | 0.89303 | 0.75456
6617 | Lateral Hardening | Lateral Hardening-Fuse-91381617 | Laterals | 13279 | 0.09053 | 9 | 3 | 163533.33 | 0 | 114834.6119 | 130378.8809 | 153345.2871 | -48698.7181 | -33154.4491 | -10188.0429 | 0.70221 | 0.79726 | 0.9377 | 0.75427
51 | Lateral Hardening | Lateral Hardening-Fuse-90434378 | Laterals | 13655 | 0.058333 | 6 | 4 | 68441.17 | 0 | 48077.6451 | 54630.4307 | 63794.02 | -20363.5249 | -13810.7393 | -4647.15 | 0.70247 | 0.79821 | 0.9321 | 0.75415
15139 | Lateral Hardening | Lateral Hardening-Fuse-10466890 | Laterals | 13433 | 0.1553 | 13 | 1 | 169128.26 | 0 | 118937.5154 | 134685.2149 | 157568.1815 | -50190.7446 | -34443.0451 | -11560.0785 | 0.70324 | 0.79635 | 0.93165 | 0.75401
10042 | Lateral Hardening | Lateral Hardening-Fuse-60121754 | Laterals | 13223 | 0.11383 | 10 | 182 | 50000 | 0 | 34598.5515 | 40018.9374 | 49181.4891 | -15401.4485 | -9981.0626 | -818.5109 | 0.69197 | 0.80038 | 0.98363 | 0.75366
12384 | Lateral Hardening | Lateral Hardening-Fuse-92021798 | Laterals | 13081 | 0.071591 | 7 | 26 | 135081.2 | 0 | 94732.3039 | 107446.6393 | 127209.5087 | -40348.8961 | -27634.5607 | -7871.6913 | 0.7013 | 0.79542 | 0.94173 | 0.75358
19379 | Lateral Hardening | Lateral Hardening-Fuse-92418605 | Laterals | 13638 | 0.12652 | 13 | 7 | 237141.49 | 0 | 166367.593 | 189027.2746 | 221442.6213 | -70773.897 | -48114.2154 | -15698.8687 | 0.70155 | 0.79711 | 0.9338 | 0.75344
1738 | Lateral Hardening | Lateral Hardening-Fuse-10744379 | Laterals | 13329 | 0.21439 | 15 | 38 | 192877.43 | 0 | 135018.0536 | 153862.4816 | 181123.3883 | -57859.3764 | -39014.9484 | -11754.0417 | 0.70002 | 0.79772 | 0.93906 | 0.75323
997 | Lateral Hardening | Lateral Hardening-Fuse-93313654 | Laterals | 13889 | 0.3875 | 25 | 31 | 514153.29 | 0 | 369413.6511 | 400949.8209 | 451693.4078 | -144739.6389 | -113203.4691 | -62459.8822 | 0.71849 | 0.77983 | 0.87852 | 0.75289
19537 | Lateral Hardening | Lateral Hardening-Fuse-92130555 | Laterals | 13140 | 0.056818 | 6 | 9 | 85801.6 | 0 | 60212.38 | 68164.1404 | 80060.0079 | -25589.22 | -17637.4596 | -5741.5921 | 0.70176 | 0.79444 | 0.93308 | 0.7527
2917 | Lateral Hardening | Lateral Hardening-Fuse-91632542 | Laterals | 13167 | 0.1178 | 12 | 20 | 220933.28 | 0 | 154336.9874 | 175800.9009 | 207348.667 | -66596.2926 | -45132.3791 | -13584.613 | 0.69857 | 0.79572 | 0.93851 | 0.75171
3861 | Lateral Hardening | Lateral Hardening-Fuse-60332366 | Laterals | 13461 | 0.17557 | 11 | 4 | 150350.73 | 0 | 105896.8018 | 118812.1928 | 137660.0541 | -44453.9282 | -31538.5372 | -12690.6759 | 0.70433 | 0.79023 | 0.91559 | 0.75123
10789 | Lateral Hardening | Lateral Hardening-Fuse-10758559 | Laterals | 13422 | 0.098485 | 4 | 2 | 64426.73 | 0 | 45172.2989 | 51006.6849 | 59907.8652 | -19254.4311 | -13420.0451 | -4518.8648 | 0.70114 | 0.7917 | 0.92986 | 0.75118
12447 | Lateral Hardening | Lateral Hardening-Fuse-10123790 | Laterals | 13060 | 0.19527 | 19 | 30 | 426037 | 0 | 296608.6734 | 339294.4298 | 402131.2417 | -129428.3266 | -86742.5702 | -23905.7583 | 0.6962 | 0.7964 | 0.94389 | 0.75103
11566 | Lateral Hardening | Lateral Hardening-Fuse-92905038 | Laterals | 13826 | 0.36818 | 27 | 28 | 482673.5 | 0 | 343483.0595 | 377781.939 | 430328.6502 | -139190.4405 | -104891.561 | -52344.8498 | 0.71163 | 0.78269 | 0.89155 | 0.75094
18260 | Lateral Hardening | Lateral Hardening-Fuse-92739666 | Laterals | 14041 | 0.56534 | 28 | 13 | 399851.37 | 0 | 284233.9901 | 313531.3658 | 352986.702 | -115617.3799 | -86320.0042 | -46864.668 | 0.71085 | 0.78412 | 0.88279 | 0.75002
4241 | Lateral Hardening | Lateral Hardening-Fuse-90772073 | Laterals | 14024 | 0.010985 | 3 | 48 | 50000 | 0 | 34878.6027 | 39722.5884 | 46569.016 | -15121.3973 | -10277.4116 | -3430.984 | 0.69757 | 0.79445 | 0.93138 | 0.75002
9760 | Lateral Hardening | Lateral Hardening-Fuse-93164446 | Laterals | 13963 | 0.13807 | 10 | 2 | 152181.57 | 0 | 106400.9381 | 120125.6257 | 141457.5172 | -45780.6319 | -32055.9443 | -10724.0528 | 0.69917 | 0.78936 | 0.92953 | 0.74926
1065 | Lateral Hardening | Lateral Hardening-Fuse-91565319 | Laterals | 13044 | 0.042992 | 8 | 84 | 151664.41 | 0 | 105296.5822 | 120566.9933 | 142838.6992 | -46367.8278 | -31097.4167 | -8825.7108 | 0.69427 | 0.79496 | 0.94181 | 0.74923
9931 | Lateral Hardening | Lateral Hardening-Fuse-91939600 | Laterals | 13023 | 0.092803 | 10 | 10 | 127039.1 | 0 | 88770.6797 | 100287.944 | 118281.9848 | -38268.4203 | -26751.156 | -8757.1152 | 0.69877 | 0.78943 | 0.93107 | 0.74919
18631 | Lateral Hardening | Lateral Hardening-Fuse-92828950 | Laterals | 13491 | 0.13655 | 13 | 18 | 190338.29 | 0 | 133242.7629 | 150434.8004 | 174692.5966 | -57095.5271 | -39903.4896 | -15645.6934 | 0.70003 | 0.79035 | 0.9178 | 0.74891
17486 | Lateral Hardening | Lateral Hardening-Fuse-60008098 | Laterals | 13090 | 0.28636 | 25 | 43 | 326045.13 | 0 | 229912.205 | 256768.6994 | 290481.2076 | -96132.925 | -69276.4306 | -35563.9224 | 0.70515 | 0.78753 | 0.89092 | 0.74844
8584 | Lateral Hardening | Lateral Hardening-Fuse-10087572 | Laterals | 13389 | 0.80852 | 43 | 0 | 371430.79 | 0 | 263103.3392 | 289419.6578 | 331907.2872 | -108327.4508 | -82011.1322 | -39523.5028 | 0.70835 | 0.7792 | 0.89359 | 0.74813
12613 | Lateral Hardening | Lateral Hardening-Fuse-92237200 | Laterals | 13461 | 0.14148 | 17 | 11 | 175027.53 | 0 | 122292.4402 | 138223.2224 | 160513.9866 | -52735.0898 | -36804.3076 | -14513.5434 | 0.6987 | 0.78972 | 0.91708 | 0.74785
10326 | Lateral Hardening | Lateral Hardening-Fuse-60003162 | Laterals | 13612 | 0.23106 | 22 | 76 | 258668.59 | 0 | 182776.9391 | 202148.3957 | 229968.8975 | -75891.6509 | -56520.1943 | -28699.6925 | 0.70661 | 0.7815 | 0.88905 | 0.74732
18382 | Lateral Hardening | Lateral Hardening-Fuse-60191055 | Laterals | 13335 | 1.0134 | 92 | 1 | 1036416.45 | 0 | 733264.7256 | 807558.1486 | 922148.9806 | -303151.7244 | -228858.3014 | -114267.4694 | 0.7075 | 0.77918 | 0.88975 | 0.74723
8517 | Lateral Hardening | Lateral Hardening-Fuse-93297124 | Laterals | 13808 | 0.097917 | 7 | 3 | 108831.44 | 0 | 75915.5482 | 85444.8268 | 101377.3298 | -32915.8918 | -23386.6132 | -7454.1102 | 0.69755 | 0.78511 | 0.93151 | 0.74722
6332 | Lateral Hardening | Lateral Hardening-Fuse-60076449 | Laterals | 13036 | 0.18958 | 21 | 31 | 175095.49 | 0 | 121920.3838 | 138006.0656 | 162632.1343 | -53175.1062 | -37089.4244 | -12463.3557 | 0.69631 | 0.78818 | 0.92882 | 0.74712
3775 | Lateral Hardening | Lateral Hardening-Fuse-10476014 | Laterals | 13324 | 0.44602 | 30 | 3 | 717675.84 | 0 | 503311.5054 | 565100.4735 | 645367.3005 | -214364.3346 | -152575.3665 | -72308.5395 | 0.70131 | 0.7874 | 0.89925 | 0.74693
13414 | Lateral Hardening | Lateral Hardening-Fuse-90989170 | Laterals | 13705 | 0.92367 | 60 | 45 | 815325.52 | 0 | 580934.9536 | 630249.7381 | 710497.4998 | -234390.5664 | -185075.7819 | -104828.0202 | 0.71252 | 0.773 | 0.87143 | 0.74656
673 | Lateral Hardening | Lateral Hardening-Fuse-60004301 | Laterals | 13037 | 0.095644 | 8 | 12 | 139065.2 | 0 | 96683.298 | 109795.4664 | 128621.6064 | -42381.902 | -29269.7336 | -10443.5936 | 0.69524 | 0.78953 | 0.9249 | 0.74649
9949 | Lateral Hardening | Lateral Hardening-Fuse-90153246 | Laterals | 13208 | 0.15455 | 15 | 37 | 313222.53 | 0 | 217786.513 | 247001.0788 | 289024.675 | -95436.017 | -66221.4512 | -24197.855 | 0.69531 | 0.78858 | 0.92275 | 0.74603
7641 | Lateral Hardening | Lateral Hardening-Fuse-91655055 | Laterals | 13535 | 0.44261 | 37 | 45 | 526389.06 | 0 | 371606.1638 | 409646.7651 | 467145.7611 | -154782.8962 | -116742.2949 | -59243.2989 | 0.70595 | 0.77822 | 0.88745 | 0.74578
778 | Lateral Hardening | Lateral Hardening-Fuse-10565903 | Laterals | 13290 | 0.07803 | 6 | 9 | 136258.66 | 0 | 94625.4362 | 107600.4142 | 125618.3299 | -41633.2238 | -28658.2458 | -10640.3301 | 0.69445 | 0.78968 | 0.92191 | 0.74577
3443 | Lateral Hardening | Lateral Hardening-Fuse-91442900 | Laterals | 13873 | 0.38996 | 20 | 10 | 177045.77 | 0 | 125646.7345 | 136806.6046 | 155105.6558 | -51399.0355 | -40239.1654 | -21940.1142 | 0.70969 | 0.77272 | 0.87608 | 0.74523
354 | Lateral Hardening | Lateral Hardening-Fuse-10093687 | Laterals | 13043 | 0.20322 | 20 | 22 | 251612.02 | 0 | 174600.6297 | 198171.7261 | 232665.4491 | -77011.3903 | -53440.2939 | -18946.5709 | 0.69393 | 0.78761 | 0.9247 | 0.74511
1112 | Lateral Hardening | Lateral Hardening-Fuse-92609202 | Laterals | 13390 | 0.064015 | 4 | 10 | 53193.37 | 0 | 36921.2898 | 41938.8201 | 48963.9518 | -16272.0802 | -11254.5499 | -4229.4182 | 0.6941 | 0.78842 | 0.92049 | 0.74503
11690 | Lateral Hardening | Lateral Hardening-Fuse-91055803 | Laterals | 13155 | 0.84602 | 68 | 57 | 1108614.87 | 0 | 788234.8668 | 857717.3861 | 955913.9876 | -320380.0032 | -250897.4839 | -152700.8824 | 0.71101 | 0.77368 | 0.86226 | 0.74494
15214 | Lateral Hardening | Lateral Hardening-Fuse-10898222 | Laterals | 13839 | 0.33883 | 22 | 34 | 415134.2 | 0 | 293125.3412 | 322323.8762 | 366637.6662 | -122008.8588 | -92810.3238 | -48496.5338 | 0.7061 | 0.77643 | 0.88318 | 0.74491
16671 | Lateral Hardening | Lateral Hardening-Fuse-60005952 | Laterals | 13899 | 0.2108 | 15 | 82 | 212228.37 | 0 | 146965.9598 | 167394.0605 | 196846.1046 | -65262.4102 | -44834.3095 | -15382.2654 | 0.69249 | 0.78874 | 0.92752 | 0.74487
14209 | Lateral Hardening | Lateral Hardening-Fuse-91424091 | Laterals | 13298 | 0.65 | 28 | 0 | 102401.61 | 0 | 69843.4061 | 80599.1692 | 101592.9622 | -32558.2039 | -21802.4408 | -808.6478 | 0.68205 | 0.78709 | 0.9921 | 0.74457
5013 | Lateral Hardening | Lateral Hardening-Fuse-10688326 | Laterals | 13068 | 0.075189 | 9 | 20 | 109855.28 | 0 | 76195.4624 | 86541.6413 | 101103.893 | -33659.8176 | -23313.6387 | -8751.387 | 0.6936 | 0.78778 | 0.92034 | 0.74453
17011 | Lateral Hardening | Lateral Hardening-Fuse-92476355 | Laterals | 13422 | 0.088636 | 5 | 3 | 103621.5 | 0 | 71920.567 | 81400.3509 | 95374.5907 | -31700.933 | -22221.1491 | -8246.9093 | 0.69407 | 0.78555 | 0.92041 | 0.74415
15416 | Lateral Hardening | Lateral Hardening-Fuse-10093657 | Laterals | 13043 | 0.042614 | 4 | 12 | 78924.75 | 0 | 54744.4917 | 62084.7687 | 72586.4058 | -24180.2583 | -16839.9813 | -6338.3442 | 0.69363 | 0.78663 | 0.91969 | 0.74414
19617 | Lateral Hardening | Lateral Hardening-Fuse-10122225 | Laterals | 13059 | 0.5447 | 45 | 77 | 835897.24 | 0 | 589905.0292 | 647787.8083 | 736637.7312 | -245992.2108 | -188109.4317 | -99259.5088 | 0.70571 | 0.77496 | 0.88125 | 0.74404
11003 | Lateral Hardening | Lateral Hardening-Fuse-10920968 | Laterals | 13797 | 0.021023 | 4 | 117 | 50000 | 0 | 34463.642 | 39468.0051 | 46735.0016 | -15536.358 | -10531.9949 | -3264.9984 | 0.68927 | 0.78936 | 0.9347 | 0.74384
10403 | Lateral Hardening | Lateral Hardening-Fuse-92025390 | Laterals | 13418 | 0.15833 | 14 | 29 | 242089.09 | 0 | 168427.8145 | 190054.4749 | 219833.2429 | -73661.2755 | -52034.6151 | -22255.8471 | 0.69573 | 0.78506 | 0.90807 | 0.74376
9968 | Lateral Hardening | Lateral Hardening-Fuse-10588275 | Laterals | 13444 | 0.45417 | 35 | 56 | 403762.66 | 0 | 284903.9139 | 312871.2786 | 354614.4589 | -118858.7461 | -90891.3814 | -49148.2011 | 0.70562 | 0.77489 | 0.87827 | 0.74367
15977 | Lateral Hardening | Lateral Hardening-Fuse-60169478 | Laterals | 13516 | 0.14432 | 13 | 28 | 239669.67 | 0 | 166556.5788 | 187370.969 | 216869.8048 | -73113.0912 | -52298.701 | -22799.8652 | 0.69494 | 0.78179 | 0.90487 | 0.74199
367 | Lateral Hardening | Lateral Hardening-Fuse-10381745 | Laterals | 13223 | 0.12784 | 5 | 1 | 126087.18 | 0 | 87857.4625 | 98537.5129 | 112468.8314 | -38229.7175 | -27549.6671 | -13618.3486 | 0.6968 | 0.7815 | 0.89199 | 0.74173
1022 | Lateral Hardening | Lateral Hardening-Fuse-60118967 | Laterals | 13097 | 0.15777 | 10 | 1 | 169511.11 | 0 | 119260.642 | 131269.4178 | 147457.1116 | -50250.468 | -38241.6922 | -22053.9984 | 0.70356 | 0.7744 | 0.8699 | 0.74144
1579 | Lateral Hardening | Lateral Hardening-Fuse-92637114 | Laterals | 13331 | 0.30379 | 20 | 22 | 337196.32 | 0 | 237256.8018 | 260702.8295 | 293555.6475 | -99939.5182 | -76493.4905 | -43640.6725 | 0.70362 | 0.77315 | 0.87058 | 0.74117
7002 | Lateral Hardening | Lateral Hardening-Fuse-60206684 | Laterals | 13254 | 0.23561 | 10 | 3 | 176516.35 | 0 | 121755.6543 | 138347.1282 | 162595.2747 | -54760.6957 | -38169.2218 | -13921.0753 | 0.68977 | 0.78376 | 0.92113 | 0.7411
672 | Lateral Hardening | Lateral Hardening-Fuse-92862212 | Laterals | 13460 | 0.1197 | 6 | 2 | 102272.86 | 0 | 70759.8067 | 79949.815 | 93320.5443 | -31513.0533 | -22323.045 | -8952.3157 | 0.69187 | 0.78173 | 0.91247 | 0.74089
7946 | Lateral Hardening | Lateral Hardening-Fuse-60077927 | Laterals | 13153 | 0.25417 | 12 | 3 | 69505.01 | 0 | 48504.5539 | 53852.7235 | 61993.5692 | -21000.4561 | -15652.2865 | -7511.4408 | 0.69786 | 0.7748 | 0.89193 | 0.74035
4724 | Lateral Hardening | Lateral Hardening-Fuse-92442973 | Laterals | 14050 | 1.7127 | 40 | 0 | 142336.82 | 0 | 100308.4166 | 109464.1942 | 123441.808 | -42028.4034 | -32872.6258 | -18895.012 | 0.70473 | 0.76905 | 0.86725 | 0.74028
820 | Lateral Hardening | Lateral Hardening-Fuse-10635947 | Laterals | 13388 | 0.23977 | 9 | 15 | 203330.07 | 0 | 141059.9818 | 158139.2471 | 183697.3827 | -62270.0882 | -45190.8229 | -19632.6873 | 0.69375 | 0.77775 | 0.90344 | 0.73992
8254 | Lateral Hardening | Lateral Hardening-Fuse-60181057 | Laterals | 13722 | 0.12367 | 6 | 4 | 110463.4 | 0 | 76223.7602 | 86185.4903 | 101263.4588 | -34239.6398 | -24277.9097 | -9199.9412 | 0.69004 | 0.78022 | 0.91672 | 0.73976
7363 | Lateral Hardening | Lateral Hardening-Fuse-92631577 | Laterals | 13303 | 0.44981 | 21 | 2 | 129707.68 | 0 | 91063.3644 | 99782.9823 | 113724.0758 | -38644.3156 | -29924.6977 | -15983.6042 | 0.70207 | 0.76929 | 0.87677 | 0.7397
15683 | Lateral Hardening | Lateral Hardening-Fuse-10820617 | Laterals | 13873 | 0.11989 | 9 | 16 | 54415.35 | 0 | 37455.6098 | 42472.5994 | 50351.373 | -16959.7402 | -11942.7506 | -4063.977 | 0.68833 | 0.78053 | 0.92532 | 0.73969
14650 | Lateral Hardening | Lateral Hardening-Fuse-60174570 | Laterals | 13146 | 0.8053 | 43 | 13 | 571478.27 | 0 | 400095.4243 | 440877.7341 | 503749.0086 | -171382.8457 | -130600.5359 | -67729.2614 | 0.70011 | 0.77147 | 0.88148 | 0.73965
9608 | Lateral Hardening | Lateral Hardening-Fuse-60004363 | Laterals | 13023 | 0.40833 | 29 | 67 | 503381.44 | 0 | 350503.002 | 391313.9825 | 446028.5535 | -152878.438 | -112067.4575 | -57352.8865 | 0.6963 | 0.77737 | 0.88606 | 0.7396
11326 | Lateral Hardening | Lateral Hardening-Fuse-60388167 | Laterals | 13815 | 0.20833 | 13 | 10 | 153582.43 | 0 | 105660.6916 | 120094.76 | 141558.032 | -47921.7384 | -33487.67 | -12024.398 | 0.68797 | 0.78196 | 0.92171 | 0.73954
9076 | Lateral Hardening | Lateral Hardening-Fuse-10070674 | Laterals | 13657 | 0.43201 | 22 | 3 | 225133.15 | 0 | 155174.8339 | 175424.79 | 206810.6803 | -69958.3161 | -49708.36 | -18322.4697 | 0.68926 | 0.7792 | 0.91861 | 0.73918
6431 | Lateral Hardening | Lateral Hardening-Fuse-60149265 | Laterals | 13034 | 0.23977 | 22 | 36 | 309669.84 | 0 | 215557.2057 | 240956.6468 | 272244.883 | -94112.6343 | -68713.1932 | -37424.957 | 0.69609 | 0.77811 | 0.87915 | 0.739
12883 | Lateral Hardening | Lateral Hardening-Fuse-60296207 | Laterals | 13422 | 0.24659 | 10 | 23 | 143749.98 | 0 | 99032.3618 | 112060.2742 | 131850.9643 | -44717.6182 | -31689.7058 | -11899.0157 | 0.68892 | 0.77955 | 0.91722 | 0.73894
18621 | Lateral Hardening | Lateral Hardening-Fuse-10650431 | Laterals | 13391 | 0.16761 | 11 | 3 | 194141.58 | 0 | 134628.5453 | 151044.4859 | 173662.3738 | -59513.0347 | -43097.0941 | -20479.2062 | 0.69346 | 0.77801 | 0.89451 | 0.73893
17103 | Lateral Hardening | Lateral Hardening-Fuse-90446262 | Laterals | 13612 | 0.078788 | 6 | 15 | 158331.7 | 0 | 109172.1154 | 123665.9019 | 143883.2402 | -49159.5846 | -34665.7981 | -14448.4598 | 0.68952 | 0.78106 | 0.90875 | 0.7389
5581 | Lateral Hardening | Lateral Hardening-Fuse-90522532 | Laterals | 13191 | 0.20568 | 20 | 48 | 305049.69 | 0 | 211928.5244 | 237332.6586 | 270207.4934 | -93121.1656 | -67717.0314 | -34842.1966 | 0.69473 | 0.77801 | 0.88578 | 0.73882
7735 | Lateral Hardening | Lateral Hardening-Fuse-10366851 | Laterals | 13101 | 0.1803 | 16 | 41 | 312587.48 | 0 | 217892.1887 | 242797.3922 | 273119.5311 | -94695.2913 | -69790.0878 | -39467.9489 | 0.69706 | 0.77673 | 0.87374 | 0.73863
17479 | Lateral Hardening | Lateral Hardening-Fuse-10123810 | Laterals | 13060 | 0.35985 | 24 | 217 | 389616.11 | 0 | 266903.2429 | 304737.2641 | 362072.3696 | -122712.8671 | -84878.8459 | -27543.7404 | 0.68504 | 0.78215 | 0.92931 | 0.7386
13145 | Lateral Hardening | Lateral Hardening-Fuse-92226173 | Laterals | 13787 | 0.53561 | 22 | 72 | 228544.07 | 0 | 156990.862 | 178579.0042 | 210041.0325 | -71553.208 | -49965.0658 | -18503.0375 | 0.68692 | 0.78138 | 0.91904 | 0.73847
1721 | Lateral Hardening | Lateral Hardening-Fuse-92185434 | Laterals | 13162 | 0.051515 | 4 | 5 | 50000 | 0 | 34377.2496 | 39067.354 | 45710.1344 | -15622.7504 | -10932.646 | -4289.8656 | 0.68754 | 0.78135 | 0.9142 | 0.73835
8615 | Lateral Hardening | Lateral Hardening-Fuse-92629712 | Laterals | 13303 | 0.27936 | 14 | 1 | 248546.44 | 0 | 173427.9367 | 192468.7474 | 216816.1844 | -75118.5033 | -56077.6926 | -31730.2556 | 0.69777 | 0.77438 | 0.87234 | 0.73821
6257 | Lateral Hardening | Lateral Hardening-Fuse-10422965 | Laterals | 13827 | 0.28352 | 21 | 18 | 453848.22 | 0 | 317419.4723 | 348877.1476 | 397170.9373 | -136428.7477 | -104971.0724 | -56677.2827 | 0.6994 | 0.76871 | 0.87512 | 0.73776
3827 | Lateral Hardening | Lateral Hardening-Fuse-90452177 | Laterals | 13443 | 0.11307 | 8 | 1 | 94548.25 | 0 | 65070.875 | 73480.4242 | 86611.6267 | -29477.375 | -21067.8258 | -7936.6233 | 0.68823 | 0.77717 | 0.91606 | 0.7377
8391 | Lateral Hardening | Lateral Hardening-Fuse-60201160 | Laterals | 13256 | 0.88636 | 40 | 0 | 345212.76 | 0 | 240649.6223 | 265235.9819 | 306766.571 | -104563.1377 | -79976.7781 | -38446.189 | 0.69711 | 0.76833 | 0.88863 | 0.73762
18480 | Lateral Hardening | Lateral Hardening-Fuse-60130955 | Laterals | 13022 | 0.18902 | 14 | 30 | 253648.27 | 0 | 175133.5069 | 197501.0523 | 227031.9458 | -78514.7631 | -56147.2177 | -26616.3242 | 0.69046 | 0.77864 | 0.89507 | 0.73737
10009 | Lateral Hardening | Lateral Hardening-Fuse-92739786 | Laterals | 14041 | 0.24659 | 13 | 13 | 275579.73 | 0 | 192386.4484 | 212656.0973 | 239257.104 | -83193.2816 | -62923.6327 | -36322.626 | 0.69812 | 0.77167 | 0.8682 | 0.73719
12203 | Lateral Hardening | Lateral Hardening-Fuse-92849451 | Laterals | 13089 | 0.42822 | 46 | 58 | 632220.64 | 0 | 441726.6709 | 485433.3113 | 553301.9761 | -190493.9691 | -146787.3287 | -78918.6639 | 0.69869 | 0.76782 | 0.87517 | 0.73708
7213 | Lateral Hardening | Lateral Hardening-Fuse-92330768 | Laterals | 13422 | 0.074242 | 5 | 2 | 54552.01 | 0 | 37472.5937 | 42452.3616 | 49761.5533 | -17079.4163 | -12099.6484 | -4790.4567 | 0.68691 | 0.7782 | 0.91219 | 0.73683
18058 | Lateral Hardening | Lateral Hardening-Fuse-10095543 | Laterals | 13786 | 0.60189 | 23 | 2 | 235180.76 | 0 | 162434.4575 | 182525.5361 | 210639.9923 | -72746.3025 | -52655.2239 | -24540.7677 | 0.69068 | 0.77611 | 0.89565 | 0.7368
15752 | Lateral Hardening | Lateral Hardening-Fuse-10020749 | Laterals | 13221 | 0.2017 | 15 | 22 | 227906.1 | 0 | 157253.4063 | 176355.0952 | 205170.2059 | -70652.6937 | -51551.0048 | -22735.8941 | 0.68999 | 0.77381 | 0.90024 | 0.73616
10871 | Lateral Hardening | Lateral Hardening-Fuse-93323797 | Laterals | 13723 | 0.013258 | 3 | 12 | 50000 | 0 | 34281.4373 | 38890.2294 | 45593.9263 | -15718.5627 | -11109.7706 | -4406.0737 | 0.68563 | 0.7778 | 0.91188 | 0.73591
580 | Lateral Hardening | Lateral Hardening-Fuse-60162874 | Laterals | 13443 | 0.44261 | 19 | 108 | 141314.28 | 0 | 96459.2792 | 110093.2846 | 130903.5438 | -44855.0008 | -31220.9954 | -10410.7362 | 0.68259 | 0.77907 | 0.92633 | 0.73591
5874 | Lateral Hardening | Lateral Hardening-Fuse-60200737 | Laterals | 13961 | 0.078788 | 7 | 7 | 158027.59 | 0 | 108892.3646 | 122363.0026 | 142411.9496 | -49135.2254 | -35664.5874 | -15615.6404 | 0.68907 | 0.77431 | 0.90118 | 0.73586
10492 | Lateral Hardening | Lateral Hardening-Fuse-60077880 | Laterals | 13153 | 0.072159 | 10 | 20 | 112820.19 | 0 | 77177.2653 | 87678.0443 | 104094.863 | -35642.9247 | -25142.1457 | -8725.327 | 0.68407 | 0.77715 | 0.92266 | 0.73585
17682 | Lateral Hardening | Lateral Hardening-Fuse-10657017 | Laterals | 13098 | 0.20587 | 19 | 13 | 295775.63 | 0 | 206146.6848 | 227537.5613 | 256156.9875 | -89628.9452 | -68238.0687 | -39618.6425 | 0.69697 | 0.76929 | 0.86605 | 0.73557
3095 | Lateral Hardening | Lateral Hardening-Fuse-10101249 | Laterals | 13046 | 0.36913 | 30 | 91 | 458111.98 | 0 | 318715.9586 | 353269.0807 | 397112.1059 | -139396.0214 | -104842.8993 | -60999.8741 | 0.69572 | 0.77114 | 0.86685 | 0.73546
9336 | Lateral Hardening | Lateral Hardening-Fuse-91203682 | Laterals | 13154 | 0.21098 | 15 | 28 | 292066.04 | 0 | 202638.2027 | 225597.1081 | 254367.6913 | -89427.8373 | -66468.9319 | -37698.3487 | 0.69381 | 0.77242 | 0.87093 | 0.7351
14150 | Lateral Hardening | Lateral Hardening-Fuse-60318162 | Laterals | 13290 | 0.068561 | 8 | 18 | 148604.38 | 0 | 101769.1997 | 115465.3504 | 135050.4614 | -46835.1803 | -33139.0296 | -13553.9186 | 0.68483 | 0.777 | 0.90879 | 0.73488
10590 | Lateral Hardening | Lateral Hardening-Fuse-10556699 | Laterals | 13298 | 0.49432 | 23 | 2 | 137845.26 | 0 | 94976.002 | 106146.341 | 124217.5796 | -42869.258 | -31698.919 | -13627.6804 | 0.689 | 0.77004 | 0.90114 | 0.73453
3699 | Lateral Hardening | Lateral Hardening-Fuse-91572744 | Laterals | 13461 | 0.046212 | 4 | 11 | 83153.81 | 0 | 56869.2588 | 64506.4046 | 75391.4309 | -26284.5512 | -18647.4054 | -7762.3791 | 0.6839 | 0.77575 | 0.90665 | 0.73373
7460 | Lateral Hardening | Lateral Hardening-Fuse-92385458 | Laterals | 13434 | 0.57576 | 42 | 44 | 650855.96 | 0 | 454713.5294 | 495694.4756 | 560086.8347 | -196142.4306 | -155161.4844 | -90769.1253 | 0.69864 | 0.7616 | 0.86054 | 0.73372
7812 | Lateral Hardening | Lateral Hardening-Fuse-10632119 | Laterals | 13311 | 0.38542 | 37 | 54 | 584720.15 | 0 | 406368.7808 | 446579.347 | 508730.0214 | -178351.3692 | -138140.803 | -75990.1286 | 0.69498 | 0.76375 | 0.87004 | 0.73312
4678 | Lateral Hardening | Lateral Hardening-Fuse-10674247 | Laterals | 13414 | 0.23049 | 13 | 0 | 67537.51 | 0 | 46653.3497 | 51708.0051 | 59908.9736 | -20884.1603 | -15829.5049 | -7628.5364 | 0.69078 | 0.76562 | 0.88705 | 0.73286
4941 | Lateral Hardening | Lateral Hardening-Fuse-10363893 | Laterals | 13096 | 0.06875 | 6 | 2 | 57516.87 | 0 | 39348.541 | 44392.0026 | 52202.7278 | -18168.329 | -13124.8674 | -5314.1422 | 0.68412 | 0.77181 | 0.90761 | 0.73278
15458 | Lateral Hardening | Lateral Hardening-Fuse-90501544 | Laterals | 13740 | 0.60549 | 55 | 105 | 965428.75 | 0 | 670616.3049 | 741091.7824 | 826276.3004 | -294812.4451 | -224336.9676 | -139152.4496 | 0.69463 | 0.76763 | 0.85586 | 0.73265
11532 | Lateral Hardening | Lateral Hardening-Fuse-10686114 | Laterals | 13808 | 0.25417 | 12 | 2 | 117378.26 | 0 | 80287.3051 | 90342.7378 | 107117.594 | -37090.9549 | -27035.5222 | -10260.666 | 0.684 | 0.76967 | 0.91258 | 0.73256
14393 | Lateral Hardening | Lateral Hardening-Fuse-90195950 | Laterals | 13190 | 0.27803 | 21 | 68 | 249256.07 | 0 | 170060.8525 | 193451.9453 | 225074.5485 | -79195.2175 | -55804.1247 | -24181.5215 | 0.68227 | 0.77612 | 0.90299 | 0.7325
8078 | Lateral Hardening | Lateral Hardening-Fuse-60102897 | Laterals | 13043 | 0.036932 | 4 | 8 | 69800.73 | 0 | 47598.3049 | 54111.6632 | 63027.6753 | -22202.4251 | -15689.0668 | -6773.0547 | 0.68192 | 0.77523 | 0.90297 | 0.73202
5575 | Lateral Hardening | Lateral Hardening-Fuse-91601628 | Laterals | 13828 | 0.33466 | 24 | 32 | 393652.08 | 0 | 273260.0245 | 300746.59 | 339118.3167 | -120392.0555 | -92905.49 | -54533.7633 | 0.69417 | 0.76399 | 0.86147 | 0.73184
9675 | Lateral Hardening | Lateral Hardening-Fuse-10595531 | Laterals | 13698 | 0.43447 | 24 | 37 | 426442.73 | 0 | 295485.9235 | 325714.9251 | 369272.0085 | -130956.8065 | -100727.8049 | -57170.7215 | 0.69291 | 0.7638 | 0.86594 | 0.73148
13647 | Lateral Hardening | Lateral Hardening-Fuse-10762902 | Laterals | 13815 | 0.10398 | 7 | 3 | 113265.12 | 0 | 77330.7401 | 86851.8088 | 103548.6299 | -35934.3799 | -26413.3112 | -9716.4901 | 0.68274 | 0.7668 | 0.91421 | 0.73111
9060 | Lateral Hardening | Lateral Hardening-Fuse-90048452 | Laterals | 13060 | 0.085606 | 8 | 12 | 85801.03 | 0 | 58364.5874 | 66458.7197 | 77716.6358 | -27436.4426 | -19342.3103 | -8084.3942 | 0.68023 | 0.77457 | 0.90578 | 0.73109
18724 | Lateral Hardening | Lateral Hardening-Fuse-90772380 | Laterals | 14024 | 0.0098485 | 1 | 60 | 50000 | 0 | 33994.8571 | 38722.9509 | 45326.4112 | -16005.1429 | -11277.0491 | -4673.5888 | 0.6799 | 0.77446 | 0.90653 | 0.73093
17838 | Lateral Hardening | Lateral Hardening-Fuse-93236187 | Laterals | 13696 | 0.20152 | 15 | 26 | 248803.69 | 0 | 170176.567 | 191973.6908 | 221214.2601 | -78627.123 | -56829.9992 | -27589.4299 | 0.68398 | 0.77159 | 0.88911 | 0.73077
13384 | Lateral Hardening | Lateral Hardening-Fuse-92637386 | Laterals | 13502 | 0.15909 | 13 | 0 | 50000 | 0 | 34228.7096 | 38306.3248 | 44841.2951 | -15771.2904 | -11693.6752 | -5158.7049 | 0.68457 | 0.76613 | 0.89683 | 0.73027
16941 | Lateral Hardening | Lateral Hardening-Fuse-90654993 | Laterals | 13613 | 0.34545 | 28 | 156 | 416164.95 | 0 | 284806.9423 | 320772.4084 | 366962.8029 | -131358.0077 | -95392.5416 | -49202.1471 | 0.68436 | 0.77078 | 0.88177 | 0.73003
16768 | Lateral Hardening | Lateral Hardening-Fuse-92005481 | Laterals | 13632 | 0.1072 | 8 | 11 | 136095.34 | 0 | 92466.4635 | 105135.2638 | 123023.2121 | -43628.8765 | -30960.0762 | -13072.1279 | 0.67942 | 0.77251 | 0.90395 | 0.7298
11272 | Lateral Hardening | Lateral Hardening-Fuse-10101273 | Laterals | 13046 | 0.12462 | 14 | 25 | 220786.67 | 0 | 150691.6811 | 169882.5366 | 196915.6282 | -70094.9889 | -50904.1334 | -23871.0418 | 0.68252 | 0.76944 | 0.89188 | 0.72953
7680 | Lateral Hardening | Lateral Hardening-Fuse-92068685 | Laterals | 13961 | 0.45114 | 22 | 10 | 269507.61 | 0 | 184736.7792 | 207298.9538 | 235765.4413 | -84770.8308 | -62208.6562 | -33742.1687 | 0.68546 | 0.76918 | 0.8748 | 0.72951
2647 | Lateral Hardening | Lateral Hardening-Fuse-10563760 | Laterals | 13293 | 0.22481 | 22 | 22 | 324290.33 | 0 | 223902.5224 | 247811.6552 | 278848.5397 | -100387.8076 | -76478.6748 | -45441.7903 | 0.69044 | 0.76417 | 0.85987 | 0.7295
19191 | Lateral Hardening | Lateral Hardening-Fuse-92835035 | Laterals | 13111 | 0.35625 | 25 | 15 | 431795.01 | 0 | 295594.6051 | 331880.619 | 380410.4616 | -136200.4049 | -99914.391 | -51384.5484 | 0.68457 | 0.76861 | 0.881 | 0.72942
4697 | Lateral Hardening | Lateral Hardening-Fuse-91715590 | Laterals | 13655 | 0.055871 | 4 | 8 | 64306.55 | 0 | 43680.181 | 49629.0548 | 57980.6642 | -20626.369 | -14677.4952 | -6325.8858 | 0.67925 | 0.77176 | 0.90163 | 0.72924
14550 | Lateral Hardening | Lateral Hardening-Fuse-93200737 | Laterals | 13698 | 0.35246 | 20 | 32 | 355118.39 | 0 | 245200.5437 | 269912.5825 | 304548.0977 | -109917.8463 | -85205.8075 | -50570.2923 | 0.69048 | 0.76006 | 0.8576 | 0.72806
10236 | Lateral Hardening | Lateral Hardening-Fuse-92606650 | Laterals | 13390 | 0.63106 | 33 | 43 | 615438.79 | 0 | 427374.7534 | 464205.7177 | 523625.3701 | -188064.0366 | -151233.0723 | -91813.4199 | 0.69442 | 0.75427 | 0.85082 | 0.72802
17702 | Lateral Hardening | Lateral Hardening-Fuse-10846405 | Laterals | 13109 | 0.072159 | 6 | 15 | 148903.44 | 0 | 101198.5368 | 114658.8356 | 132809.4878 | -47704.9032 | -34244.6044 | -16093.9522 | 0.67963 | 0.77002 | 0.89192 | 0.72797
4298 | Lateral Hardening | Lateral Hardening-Fuse-10509569 | Laterals | 13128 | 0.073485 | 8 | 7 | 178922.39 | 0 | 122007.4309 | 136987.2256 | 159015.5955 | -56914.9591 | -41935.1644 | -19906.7945 | 0.6819 | 0.76562 | 0.88874 | 0.7277
13985 | Lateral Hardening | Lateral Hardening-Fuse-91797362 | Laterals | 13600 | 0.3964 | 42 | 95 | 587743.25 | 0 | 402281.168 | 449355.3984 | 513444.1494 | -185462.082 | -138387.8516 | -74299.1006 | 0.68445 | 0.76454 | 0.87359 | 0.72739
625 | Lateral Hardening | Lateral Hardening-Fuse-91262491 | Laterals | 13582 | 0.40739 | 30 | 36 | 604914.42 | 0 | 419685.2395 | 455139.6189 | 510548.262 | -185229.1805 | -149774.8011 | -94366.158 | 0.69379 | 0.7524 | 0.844 | 0.7264
516 | Lateral Hardening | Lateral Hardening-Fuse-60606971 | Laterals | 13461 | 0.13011 | 9 | 6 | 50000 | 0 | 33825.3077 | 38119.5779 | 45328.3931 | -16174.6923 | -11880.4221 | -4671.6069 | 0.67651 | 0.76239 | 0.90657 | 0.72528
5425 | Lateral Hardening | Lateral Hardening-Fuse-10759932 | Laterals | 13331 | 0.87311 | 33 | 5 | 350554.3 | 0 | 243159.8537 | 262983.7722 | 294397.1431 | -107394.4463 | -87570.5278 | -56157.1569 | 0.69364 | 0.75019 | 0.8398 | 0.72523
14436 | Lateral Hardening | Lateral Hardening-Fuse-90444684 | Laterals | 13078 | 0.35057 | 30 | 35 | 414624.24 | 0 | 281669.9723 | 316882.2036 | 365852.3642 | -132954.2677 | -97742.0364 | -48771.8758 | 0.67934 | 0.76426 | 0.88237 | 0.72512
6330 | Lateral Hardening | Lateral Hardening-Fuse-91577874 | Laterals | 13294 | 0.091667 | 8 | 12 | 138734.66 | 0 | 93708.0568 | 106371.725 | 124051.1042 | -45026.6032 | -32362.935 | -14683.5558 | 0.67545 | 0.76673 | 0.89416 | 0.7247
14829 | Lateral Hardening | Lateral Hardening-Fuse-60131167 | Laterals | 13030 | 0.96534 | 37 |  | 225298.68 | 0 | 153240.9609 | 171147.5832 | 199838.8033 | -72057.7191 | -54151.0968 | -25459.8767 | 0.68017 | 0.75965 | 0.887 | 0.72469
2607 | Lateral Hardening | Lateral Hardening-Fuse-10560410 | Laterals | 13297 | 0.088826 | 6 | 2 | 86301.68 | 0 | 58232.8256 | 66051.9857 | 77387.1631 | -28068.8544 | -20249.6943 | -8914.5169 | 0.67476 | 0.76536 | 0.89671 | 0.72413
14168 | Lateral Hardening | Lateral Hardening-Fuse-90988675 | Laterals | 13426 | 0.10436 | 9 | 9 | 171942.49 | 0 | 116036.4957 | 131548.6853 | 154099.1232 | -55905.9943 | -40393.8047 | -17843.3668 | 0.67486 | 0.76507 | 0.89622 | 0.72406
9618 | Lateral Hardening | Lateral Hardening-Fuse-10160211 | Laterals | 13167 | 0.13182 | 12 | 53 | 285691.29 | 0 | 192296.002 | 218834.6605 | 257590.3772 | -93395.288 | -66856.6295 | -28100.9128 | 0.67309 | 0.76598 | 0.90164 | 0.72381
1360 | Lateral Hardening | Lateral Hardening-Fuse-90299164 | Laterals | 13813 | 0.45341 | 16 | 0 | 50000 | 0 | 32347.2188 | 38781.4583 | 51302.281 | -17652.7812 | -11218.5417 | 1302.281 | 0.64694 | 0.77563 | 1.026 | 0.72346
12919 | Lateral Hardening | Lateral Hardening-Fuse-60562062 | Laterals | 13920 | 0.22689 | 20 | 48 | 372906.02 | 0 | 251994.2502 | 284793.8278 | 331160.1931 | -120911.7698 | -88112.1922 | -41745.8269 | 0.67576 | 0.76371 | 0.88805 | 0.72337
1780 | Lateral Hardening | Lateral Hardening-Fuse-92963314 | Laterals | 13471 | 0.11345 | 13 | 26 | 253252.96 | 0 | 171425.894 | 193470.2627 | 222628.4709 | -81827.066 | -59782.6973 | -30624.4891 | 0.6769 | 0.76394 | 0.87908 | 0.72323
18479 | Lateral Hardening | Lateral Hardening-Fuse-10080947 | Laterals | 13668 | 0.15246 | 8 | 1 | 109434.56 | 0 | 74045.9327 | 83269.8006 | 97344.9569 | -35388.6273 | -26164.7594 | -12089.6031 | 0.67662 | 0.76091 | 0.88953 | 0.7232
5376 | Lateral Hardening | Lateral Hardening-Fuse-60174233 | Laterals | 13098 | 0.041288 | 4 | 1 | 59673.25 | 0 | 40283.6034 | 45422.9082 | 53312.1139 | -19389.6466 | -14250.3418 | -6361.1361 | 0.67507 | 0.76119 | 0.8934 | 0.72274
14938 | Lateral Hardening | Lateral Hardening-Fuse-92815125 | Laterals | 13490 | 0.11932 | 12 | 10 | 160040.58 | 0 | 107616.5315 | 121709.5714 | 145134.0033 | -52424.0485 | -38331.0086 | -14906.5767 | 0.67243 | 0.76049 | 0.90686 | 0.72229
10000 | Lateral Hardening | Lateral Hardening-Fuse-92497701 | Laterals | 13003 | 0.07822 | 4 | 1 | 50443.87 | 0 | 34026.3102 | 38403.9542 | 44944.0888 | -16417.5598 | -12039.9158 | -5499.7812 | 0.67454 | 0.76132 | 0.89097 | 0.72222
16476 | Lateral Hardening | Lateral Hardening-Fuse-92931806 | Laterals | 13006 | 0.21212 | 10 | 4 | 177963.26 | 0 | 119693.3698 | 136015.3054 | 158940.7527 | -58269.8902 | -41947.9546 | -19022.5073 | 0.67257 | 0.76429 | 0.89311 | 0.72214
3177 | Lateral Hardening | Lateral Hardening-Fuse-10616460 | Laterals | 13124 | 0.068182 | 8 | 11 | 132852.9 | 0 | 89290.0018 | 101267.8666 | 118902.6379 | -43562.8982 | -31585.0334 | -13950.2621 | 0.6721 | 0.76226 | 0.89499 | 0.72143
15512 | Lateral Hardening | Lateral Hardening-Fuse-91739392 | Laterals | 13303 | 1.214 | 46 | 1 | 224863.15 | 0 | 153289.5848 | 168825.5341 | 195745.9884 | -71573.5652 | -56037.6159 | -29117.1616 | 0.6817 | 0.75079 | 0.87051 | 0.72131
15067 | Lateral Hardening | Lateral Hardening-Fuse-92059126 | Laterals | 13298 | 1.7953 | 76 | 8 | 731882.47 | 0 | 506935.1617 | 545049.535 | 601076.3412 | -224947.3083 | -186832.935 | -130806.1288 | 0.69265 | 0.74472 | 0.82127 | 0.72113
3817 | Lateral Hardening | Lateral Hardening-Fuse-10144183 | Laterals | 13123 | 0.58561 | 41 | 57 | 621007.33 | 0 | 423390.0276 | 469365.5882 | 527106.9899 | -197617.3024 | -151641.7418 | -93900.3401 | 0.68178 | 0.75581 | 0.84879 | 0.72069
10990 | Lateral Hardening | Lateral Hardening-Fuse-90505992 | Laterals | 13964 | 0.52727 | 47 | 1 | 607324.09 | 0 | 415784.2771 | 454619.4542 | 516576.8913 | -191539.8129 | -152704.6358 | -90747.1987 | 0.68462 | 0.74856 | 0.85058 | 0.7204
13667 | Lateral Hardening | Lateral Hardening-Fuse-60037717 | Laterals | 13189 | 0.45019 | 54 | 4 | 731495.21 | 0 | 492024.405 | 555665.734 | 650444.0012 | -239470.805 | -175829.476 | -81051.2088 | 0.67263 | 0.75963 | 0.8892 | 0.72039
19353 | Lateral Hardening | Lateral Hardening-Fuse-93277182 | Laterals | 13213 | 0.080492 | 6 | 8 | 126524.68 | 0 | 84960.8395 | 96116.6162 | 112900.3013 | -41563.8405 | -30408.0638 | -13624.3787 | 0.6715 | 0.75967 | 0.89232 | 0.72003
9329 | Lateral Hardening | Lateral Hardening-Fuse-91306280 | Laterals | 13391 | 0.4197 | 22 | 5 | 415317.38 | 0 | 284116.8221 | 310950.5617 | 352263.9631 | -131200.5579 | -104366.8183 | -63053.4169 | 0.6841 | 0.74871 | 0.84818 | 0.71989
17734 | Lateral Hardening | Lateral Hardening-Fuse-60142845 | Laterals | 13102 | 0.28598 | 25 | 43 | 434523.23 | 0 | 296450.3631 | 326721.5162 | 368529.628 | -138072.8669 | -107801.7138 | -65993.602 | 0.68224 | 0.75191 | 0.84812 | 0.71973
13755 | Lateral Hardening | Lateral Hardening-Fuse-90964790 | Laterals | 13236 | 0.28182 | 13 | 1 | 71803.05 | 0 | 48206.5568 | 54317.681 | 64362.0942 | -23596.4932 | -17485.369 | -7440.9558 | 0.67137 | 0.75648 | 0.89637 | 0.7194
10940 | Lateral Hardening | Lateral Hardening-Fuse-91980857 | Laterals | 13419 | 0.19167 | 14 | 61 | 162765.38 | 0 | 108786.7359 | 123937.315 | 146352.0529 | -53978.6441 | -38828.065 | -16413.3271 | 0.66837 | 0.76145 | 0.89916 | 0.71937
9477 | Lateral Hardening | Lateral Hardening-Fuse-93053421 | Laterals | 13593 | 0.25492 | 22 | 25 | 297828.16 | 0 | 199572.9588 | 226770.889 | 264317.6154 | -98255.2012 | -71057.271 | -33510.5446 | 0.67009 | 0.76142 | 0.88748 | 0.71923
7631 | Lateral Hardening | Lateral Hardening-Fuse-91928195 | Laterals | 13340 | 0.21117 | 13 | 1 | 154835.89 | 0 | 104214.0501 | 117471.3401 | 135797.4496 | -50621.8399 | -37364.5499 | -19038.4404 | 0.67306 | 0.75868 | 0.87704 | 0.71915
12214 | Lateral Hardening | Lateral Hardening-Fuse-91345760 | Laterals | 13825 | 0.40568 | 32 | 60 | 438854.58 | 0 | 298679.9322 | 330350.4363 | 372228.8609 | -140174.6478 | -108504.1437 | -66625.7191 | 0.68059 | 0.75276 | 0.84818 | 0.719
13909 | Lateral Hardening | Lateral Hardening-Fuse-10590637 | Laterals | 13579 | 0.26004 | 14 | 22 | 357027.88 | 0 | 243738.3233 | 267591.7478 | 301272.3866 | -113289.5567 | -89436.1322 | -55755.4934 | 0.68269 | 0.7495 | 0.84383 | 0.71885
8893 | Lateral Hardening | Lateral Hardening-Fuse-92676457 | Laterals | 13805 | 0.63352 | 27 | 10 | 381599.8 | 0 | 260193.9182 | 286718.9446 | 321000.7765 | -121405.8818 | -94880.8554 | -60599.0235 | 0.68185 | 0.75136 | 0.8412 | 0.71864
7412 | Lateral Hardening | Lateral Hardening-Fuse-91640811 | Laterals | 13470 | 0.27973 | 10 | 1 | 71629.91 | 0 | 48469.6011 | 53834.6279 | 62238.4725 | -23160.3089 | -17795.2821 | -9391.4375 | 0.67667 | 0.75157 | 0.86889 | 0.71836
169 | Lateral Hardening | Lateral Hardening-Fuse-60114854 | Laterals | 13600 | 0.11269 | 13 | 21 | 196215.05 | 0 | 131740.5031 | 148743.8152 | 172831.8128 | -64474.5469 | -47471.2348 | -23383.2372 | 0.67141 | 0.75807 | 0.88083 | 0.71835
7470 | Lateral Hardening | Lateral Hardening-Fuse-92635985 | Laterals | 13331 | 0.51515 | 21 | 0 | 91194.73 | 0 | 60249.0471 | 69388.8435 | 85381.8992 | -30945.6829 | -21805.8865 | -5812.8308 | 0.66066 | 0.76089 | 0.93626 | 0.71829
17450 | Lateral Hardening | Lateral Hardening-Fuse-93276298 | Laterals | 13213 | 0.077083 | 7 | 5 | 103170.04 | 0 | 69139.9857 | 77946.3807 | 92380.9618 | -34030.0543 | -25223.6593 | -10789.0782 | 0.67016 | 0.75551 | 0.89542 | 0.71829
14363 | Lateral Hardening | Lateral Hardening-Fuse-91630327 | Laterals | 13927 | 1.1208 | 47 | 7 | 511155.22 | 0 | 352047.5305 | 379753.259 | 419822.7392 | -159107.6895 | -131401.961 | -91332.4808 | 0.68873 | 0.74293 | 0.82132 | 0.71825
11457 | Lateral Hardening | Lateral Hardening-Fuse-60157083 | Laterals | 14115 | 0.37879 | 24 | 1 | 280845.86 | 0 | 188708.9629 | 212402.6421 | 245709.0584 | -92136.8971 | -68443.2179 | -35136.8016 | 0.67193 | 0.7563 | 0.87489 | 0.71754
7585 | Lateral Hardening | Lateral Hardening-Fuse-60320590 | Laterals | 14000 | 0.17917 | 11 | 10 | 166369.79 | 0 | 111551.4895 | 125802.9406 | 146341.5414 | -54818.3005 | -40566.8494 | -20028.2486 | 0.6705 | 0.75616 | 0.87962 | 0.71711
10053 | Lateral Hardening | Lateral Hardening-Fuse-10391656 | Laterals | 13546 | 0.11193 | 12 | 10 | 185081.31 | 0 | 123165.497 | 140584.7166 | 166301.9284 | -61915.813 | -44496.5934 | -18779.3816 | 0.66547 | 0.75958 | 0.89853 | 0.71701
11024 | Lateral Hardening | Lateral Hardening-Fuse-10088511 | Laterals | 13175 | 0.20379 | 19 | 35 | 247729.24 | 0 | 166216.3936 | 187214.2458 | 217267.3773 | -81512.8464 | -60514.9942 | -30461.8627 | 0.67096 | 0.75572 | 0.87704 | 0.717
7665 | Lateral Hardening | Lateral Hardening-Fuse-92310811 | Laterals | 13461 | 1.1545 | 86 | 46 | 1163495.94 | 0 | 803546.7772 | 856401.303 | 950420.9809 | -359949.1628 | -307094.637 | -213074.9591 | 0.69063 | 0.73606 | 0.81687 | 0.71688
2773 | Lateral Hardening | Lateral Hardening-Fuse-90312567 | Laterals | 13612 | 0.068561 | 6 | 18 | 97514.38 | 0 | 65069.4228 | 74040.1995 | 86442.965 | -32444.9572 | -23474.1805 | -11071.415 | 0.66728 | 0.75927 | 0.88646 | 0.7168
7763 | Lateral Hardening | Lateral Hardening-Fuse-92151627 | Laterals | 14050 | 0.71155 | 25 | 0 | 110643.65 | 0 | 74895.494 | 82653.2165 | 95612.8863 | -35748.156 | -27990.4335 | -15030.7637 | 0.67691 | 0.74702 | 0.86415 | 0.71667
13228 | Lateral Hardening | Lateral Hardening-Fuse-91167493 | Laterals | 13155 | 0.069697 | 8 | 7 | 121188.82 | 0 | 80911.8648 | 91768.3809 | 107554.0308 | -40276.9552 | -29420.4391 | -13634.7892 | 0.66765 | 0.75723 | 0.88749 | 0.71651
6724 | Lateral Hardening | Lateral Hardening-Fuse-91534231 | Laterals | 14306 | 0.95606 | 53 | 15 | 458142.28 | 0 | 312630.1585 | 340961.6955 | 383797.8136 | -145512.1215 | -117180.5845 | -74344.4664 | 0.68239 | 0.74423 | 0.83773 | 0.71647
9707 | Lateral Hardening | Lateral Hardening-Fuse-10455393 | Laterals | 13172 | 0.051705 | 5 | 1 | 112850.88 | 0 | 75354.2454 | 85518.3417 | 99862.1666 | -37496.6346 | -27332.5383 | -12988.7134 | 0.66773 | 0.7578 | 0.8849 | 0.71647
15227 | Lateral Hardening | Lateral Hardening-Fuse-91384826 | Laterals | 13916 | 0.007197 | 3 | 115 | 50000 | 0 | 33268.562 | 37936.7258 | 44804.2963 | -16731.438 | -12063.2742 | -5195.7037 | 0.66537 | 0.75873 | 0.89609 | 0.71645
1686 | Lateral Hardening | Lateral Hardening-Fuse-60396352 | Laterals | 13089 | 0.041667 | 4 | 8 | 78846.05 | 0 | 52606.0644 | 59770.5686 | 69828.7985 | -26239.9856 | -19075.4814 | -9017.2515 | 0.6672 | 0.75807 | 0.88563 | 0.7163
273 | Lateral Hardening | Lateral Hardening-Fuse-92629871 | Laterals | 13303 | 0.11042 | 7 | 1 | 123191.02 | 0 | 82595.8274 | 92865.6317 | 107634.5005 | -40595.1926 | -30325.3883 | -15556.5195 | 0.67047 | 0.75383 | 0.87372 | 0.7158
14889 | Lateral Hardening | Lateral Hardening-Fuse-91565159 | Laterals | 13044 | 0.069886 | 6 | 14 | 148714.56 | 0 | 99043.6909 | 112782.977 | 131791.4613 | -49670.8691 | -35931.583 | -16923.0987 | 0.666 | 0.75839 | 0.8862 | 0.71574
10714 | Lateral Hardening | Lateral Hardening-Fuse-10836903 | Laterals | 13127 | 0.24299 | 12 | 69 | 148602.85 | 0 | 100053.7861 | 112011.7946 | 127060.2569 | -48549.0639 | -36591.0554 | -21542.5931 | 0.6733 | 0.75377 | 0.85503 | 0.71561
1042 | Lateral Hardening | Lateral Hardening-Fuse-92685260 | Laterals | 13793 | 0.037311 | 5 | 2 | 114969.74 | 0 | 76882.7986 | 86684.3254 | 101017.9785 | -38086.9414 | -28285.4146 | -13951.7615 | 0.66872 | 0.75398 | 0.87865 | 0.71529
2828 | Lateral Hardening | Lateral Hardening-Fuse-10650548 | Laterals | 13391 | 0.25019 | 15 | 4 | 112609.04 | 0 | 76256.8943 | 83908.6481 | 96156.4438 | -36352.1457 | -28700.3919 | -16452.5962 | 0.67718 | 0.74513 | 0.8539 | 0.71524
3379 | Lateral Hardening | Lateral Hardening-Fuse-92263702 | Laterals | 13039 | 0.33277 | 26 | 8 | 171783.61 | 0 | 116455.5683 | 127859.1017 | 145436.4402 | -55328.0417 | -43924.5083 | -26347.1698 | 0.67792 | 0.7443 | 0.84663 | 0.71471
5239 | Lateral Hardening | Lateral Hardening-Fuse-90619241 | Laterals | 13290 | 0.15246 | 13 | 18 | 86056.21 | 0 | 57655.8215 | 64627.8477 | 75048.0978 | -28400.3885 | -21428.3623 | -11008.1122 | 0.66998 | 0.751 | 0.87208 | 0.71449
8274 | Lateral Hardening | Lateral Hardening-Fuse-91333679 | Laterals | 13388 | 0.1464 | 7 | 6 | 164155.45 | 0 | 109806.7108 | 123428.3603 | 143618.5631 | -54348.7392 | -40727.0897 | -20536.8869 | 0.66892 | 0.7519 | 0.87489 | 0.71441
4303 | Lateral Hardening | Lateral Hardening-Fuse-10472627 | Laterals | 14114 | 0.64602 | 39 | 128 | 761793.57 | 0 | 518211.9352 | 566518.4745 | 630482.6049 | -243581.6348 | -195275.0955 | -131310.9651 | 0.68025 | 0.74366 | 0.82763 | 0.71401
19755 | Lateral Hardening | Lateral Hardening-Fuse-10556751 | Laterals | 13298 | 0.99527 | 34 | 2 | 179477.56 | 0 | 119241.2386 | 134940.7109 | 161224.1064 | -60236.3214 | -44536.8491 | -18253.4536 | 0.66438 | 0.75185 | 0.8983 | 0.71401
11203 | Lateral Hardening | Lateral Hardening-Fuse-10147338 | Laterals | 13141 | 0.18939 | 22 | 56 | 500374.73 | 0 | 334671.8877 | 376642.7469 | 434509.4674 | -165702.8423 | -123731.9831 | -65865.2626 | 0.66884 | 0.75272 | 0.86837 | 0.71396
7311 | Lateral Hardening | Lateral Hardening-Fuse-10898160 | Laterals | 13582 | 0.46667 | 24 | 23 | 528311.11 | 0 | 360024.1536 | 390606.0065 | 439074.4243 | -168286.9564 | -137705.1035 | -89236.6857 | 0.68146 | 0.73935 | 0.83109 | 0.71379
12320 | Lateral Hardening | Lateral Hardening-Fuse-92834450 | Laterals | 13112 | 0.3142 | 24 | 1 | 433690.55 | 0 | 290252.1764 | 325951.318 | 375901.7261 | -143438.3736 | -107739.232 | -57788.8239 | 0.66926 | 0.75158 | 0.86675 | 0.7137
829 | Lateral Hardening | Lateral Hardening-Fuse-10340747 | Laterals | 13425 | 0.42083 | 33 | 106 | 56252.2 | 0 | 36049.9252 | 42888.0858 | 56320.204 | -20202.2748 | -13364.1142 | 68.004 | 0.64086 | 0.76243 | 1.0012 | 0.71337
1613 | Lateral Hardening | Lateral Hardening-Fuse-92683003 | Laterals | 13805 | 0.13125 | 4 | 2 | 126653.82 | 0 | 84591.9646 | 95002.3922 | 110144.9711 | -42061.8554 | -31651.4278 | -16508.8489 | 0.6679 | 0.75009 | 0.86965 | 0.71273
10146 | Lateral Hardening | Lateral Hardening-Fuse-93260105 | Laterals | 13042 | 0.042614 | 5 | 9 | 78924.75 | 0 | 52317.4795 | 59383.0516 | 69628.3321 | -26607.2705 | -19541.6984 | -9296.4179 | 0.66288 | 0.7524 | 0.88221 | 0.71167
11649 | Lateral Hardening | Lateral Hardening-Fuse-90514694 | Laterals | 13678 | 0.11572 | 7 | 2 | 105872.32 | 0 | 70310.0523 | 79359.3117 | 93396.2047 | -35562.2677 | -26513.0083 | -12476.1153 | 0.6641 | 0.74958 | 0.88216 | 0.71155
13629 | Lateral Hardening | Lateral Hardening-Fuse-90756993 | Laterals | 14050 | 0.23049 | 10 | 2 | 75397.51 | 0 | 50004.7134 | 56381.9157 | 67297.0671 | -25392.7966 | -19015.5943 | -8100.4429 | 0.66321 | 0.7478 | 0.89256 | 0.71152
846 | Lateral Hardening | Lateral Hardening-Fuse-60031547 | Laterals | 13093 | 0.22083 | 21 | 47 | 385513.81 | 0 | 258102.3555 | 288707.5394 | 326563.4333 | -127411.4545 | -96806.2706 | -58950.3767 | 0.6695 | 0.74889 | 0.84709 | 0.71108
14045 | Lateral Hardening | Lateral Hardening-Fuse-60568913 | Laterals | 13065 | 0.38542 | 35 | 54 | 517082.08 | 0 | 348093.7576 | 383987.5307 | 436219.0432 | -168988.3224 | -133094.5493 | -80863.0368 | 0.67319 | 0.7426 | 0.84362 | 0.71106
2833 | Lateral Hardening | Lateral Hardening-Fuse-92314856 | Laterals | 13838 | 0.29375 | 27 | 31 | 312465.03 | 0 | 206538.296 | 235163.4703 | 276879.462 | -105926.734 | -77301.5597 | -35585.568 | 0.661 | 0.75261 | 0.88611 | 0.71099
1971 | Lateral Hardening | Lateral Hardening-Fuse-60356451 | Laterals | 13146 | 0.24015 | 12 | 0 | 68340.25 | 0 | 45310.471 | 51111.2837 | 60328.6059 | -23029.779 | -17228.9663 | -8011.6441 | 0.66301 | 0.74789 | 0.88277 | 0.71045
8606 | Lateral Hardening | Lateral Hardening-Fuse-60475640 | Laterals | 13011 | 0.063826 | 4 | 8 | 50000 | 0 | 33070.1686 | 37574.0478 | 43897.0328 | -16929.8314 | -12425.9522 | -6102.9672 | 0.6614 | 0.75148 | 0.87794 | 0.71008
7085 | Lateral Hardening | Lateral Hardening-Fuse-60258975 | Laterals | 13456 | 0.058712 | 5 | 2 | 163062.7 | 0 | 107879.6408 | 122265.4359 | 143429.1261 | -55183.0592 | -40797.2641 | -19633.5739 | 0.66158 | 0.74981 | 0.87959 | 0.70985
18389 | Lateral Hardening | Lateral Hardening-Fuse-10696420 | Laterals | 13961 | 0.071591 | 9 | 18 | 157733.58 | 0 | 104317.0949 | 118260.1974 | 138948.5089 | -53416.4851 | -39473.3826 | -18785.0711 | 0.66135 | 0.74975 | 0.88091 | 0.70982
9019 | Lateral Hardening | Lateral Hardening-Fuse-91534450 | Laterals | 13422 | 0.067045 | 1 | 1 | 50000 | 0 | 33192.516 | 37395.9366 | 43359.6794 | -16807.484 | -12604.0634 | -6640.3206 | 0.66385 | 0.74792 | 0.86719 | 0.70941
10614 | Lateral Hardening | Lateral Hardening-Fuse-92962368 | Laterals | 13006 | 0.5108 | 35 | 46 | 551910.03 | 0 | 369705.4583 | 408909.1757 | 467550.8494 | -182204.5717 | -143000.8543 | -84359.1806 | 0.66987 | 0.7409 | 0.84715 | 0.7089
17544 | Lateral Hardening | Lateral Hardening-Fuse-92683005 | Laterals | 13805 | 0.34034 | 22 | 29 | 342210.98 | 0 | 229470.947 | 253783.4924 | 286468.6296 | -112740.033 | -88427.4876 | -55742.3504 | 0.67055 | 0.7416 | 0.83711 | 0.70852
5374 | Lateral Hardening | Lateral Hardening-Fuse-92408682 | Laterals | 13268 | 0.077462 | 6 | 2 | 50380.91 | 0 | 33292.4234 | 37648.2666 | 44110.911 | -17088.4866 | -12732.6434 | -6269.999 | 0.66081 | 0.74727 | 0.87555 | 0.70823
11086 | Lateral Hardening | Lateral Hardening-Fuse-10100711 | Laterals | 13048 | 0.035417 | 1 | 6 | 50000 | 0 | 33012.0001 | 37483.1149 | 43586.9352 | -16987.9999 | -12516.8851 | -6413.0648 | 0.66024 | 0.74966 | 0.87174 | 0.70822
8928 | Lateral Hardening | Lateral Hardening-Fuse-10274717 | Laterals | 13624 | 0.14223 | 8 | 6 | 111497.24 | 0 | 73652.1721 | 83020.7315 | 98431.4015 | -37845.0679 | -28476.5085 | -13065.8385 | 0.66057 | 0.7446 | 0.88281 | 0.70801
18844 | Lateral Hardening | Lateral Hardening-Fuse-90890974 | Laterals | 13158 | 0.17633 | 17 | 11 | 230235.62 | 0 | 152673.8479 | 171641.206 | 198948.699 | -77561.7721 | -58594.414 | -31286.921 | 0.66312 | 0.7455 | 0.86411 | 0.70793
8763 | Lateral Hardening | Lateral Hardening-Fuse-10060322 | Laterals | 13418 | 0.36136 | 26 | 23 | 253777.71 | 0 | 169792.3791 | 187201.667 | 216063.122 | -83985.3309 | -66576.043 | -37714.588 | 0.66906 | 0.73766 | 0.85139 | 0.70787
12744 | Lateral Hardening | Lateral Hardening-Fuse-91970423 | Laterals | 13044 | 0.092235 | 11 | 27 | 159449.24 | 0 | 104862.5014 | 119135.1791 | 141572.2625 | -54586.7386 | -40314.0609 | -17876.9775 | 0.65765 | 0.74717 | 0.88788 | 0.70753
15751 | Lateral Hardening | Lateral Hardening-Fuse-90292891 | Laterals | 13622 | 0.33201 | 28 | 2 | 658404.71 | 0 | 436525.5253 | 491565.7337 | 564543.0947 | -221879.1847 | -166838.9763 | -93861.6153 | 0.663 | 0.7466 | 0.85744 | 0.70753
12075 | Lateral Hardening | Lateral Hardening-Fuse-10560428 | Laterals | 13297 | 0.50114 | 42 | 189 | 816872.13 | 0 | 546974.6814 | 603866.6011 | 684315.3352 | -269897.4486 | -213005.5289 | -132556.7948 | 0.6696 | 0.73924 | 0.83773 | 0.7073
8270 | Lateral Hardening | Lateral Hardening-Fuse-60010864 | Laterals | 13027 | 0.17083 | 15 | 18 | 153551 | 0 | 102509.1759 | 113307.8368 | 130501.1614 | -51041.8241 | -40243.1632 | -23049.8386 | 0.66759 | 0.73792 | 0.84989 | 0.70692
18605 | Lateral Hardening | Lateral Hardening-Fuse-60024757 | Laterals | 13303 | 0.37481 | 15 | 1 | 206672.27 | 0 | 138575.1327 | 152803.2656 | 170397.5881 | -68097.1373 | -53869.0044 | -36274.6819 | 0.67051 | 0.73935 | 0.82448 | 0.70656
11911 | Lateral Hardening | Lateral Hardening-Fuse-92404209 | Laterals | 13696 | 0.11364 | 7 | 10 | 110137.86 | 0 | 72450.5319 | 82266.6965 | 96606.6459 | -37687.3281 | -27871.1635 | -13531.2141 | 0.65782 | 0.74694 | 0.87714 | 0.70649
12196 | Lateral Hardening | Lateral Hardening-Fuse-91109070 | Laterals | 13241 | 0.054924 | 5 | 8 | 108171.1 | 0 | 71114.883 | 81017.4711 | 94468.8372 | -37056.217 | -27153.6289 | -13702.2628 | 0.65743 | 0.74898 | 0.87333 | 0.70648
19555 | Lateral Hardening | Lateral Hardening-Fuse-10679346 | Laterals | 13807 | 0.25 | 11 | 4 | 179852.19 | 0 | 119138.1302 | 133707.9251 | 154284.8915 | -60714.0598 | -46144.2649 | -25567.2985 | 0.66242 | 0.74343 | 0.85784 | 0.70627
8444 | Lateral Hardening | Lateral Hardening-Fuse-10170027 | Laterals | 13030 | 0.40227 | 38 | 49 | 639362.52 | 0 | 426959.6337 | 473502.0692 | 532057.6003 | -212402.8863 | -165860.4508 | -107304.9197 | 0.66779 | 0.74058 | 0.83217 | 0.70607
10103 | Lateral Hardening | Lateral Hardening-Fuse-10629022 | Laterals | 13146 | 0.98201 | 59 | 35 | 972815.82 | 0 | 652991.066 | 714205.698 | 807800.9077 | -319824.754 | -258610.122 | -165014.9123 | 0.67124 | 0.73416 | 0.83037 | 0.70603
6076 | Lateral Hardening | Lateral Hardening-Fuse-10846393 | Laterals | 13109 | 0.47102 | 39 | 56 | 453975.03 | 0 | 304998.4726 | 332687.7264 | 376405.0725 | -148976.5574 | -121287.3036 | -77569.9575 | 0.67184 | 0.73283 | 0.82913 | 0.70587
16900 | Lateral Hardening | Lateral Hardening-Fuse-91147157 | Laterals | 13722 | 0.34337 | 17 | 38 | 380096.02 | 0 | 254750.7419 | 279237.9791 | 316430.4676 | -125345.2781 | -100858.0409 | -63665.5524 | 0.67023 | 0.73465 | 0.8325 | 0.70578
14622 | Lateral Hardening | Lateral Hardening-Fuse-10142231 | Laterals | 13034 | 0.15644 | 16 | 29 | 287024.24 | 0 | 188479.7213 | 214326.1999 | 251837.2739 | -98544.5187 | -72698.0401 | -35186.9661 | 0.65667 | 0.74672 | 0.87741 | 0.70576
10343 | Lateral Hardening | Lateral Hardening-Fuse-92091606 | Laterals | 13031 | 0.64905 | 44 | 41 | 547066.91 | 0 | 365453.4239 | 403056.8858 | 458659.9999 | -181613.4861 | -144010.0242 | -88406.9101 | 0.66802 | 0.73676 | 0.8384 | 0.70568
8417 | Lateral Hardening | Lateral Hardening-Fuse-10310460 | Laterals | 13864 | 0.073485 | 9 | 13 | 141153.62 | 0 | 92793.6318 | 105228.2808 | 123468.1759 | -48359.9882 | -35925.3392 | -17685.4441 | 0.65739 | 0.74549 | 0.87471 | 0.70555
14476 | Lateral Hardening | Lateral Hardening-Fuse-91126087 | Laterals | 13048 | 0.21061 | 21 | 26 | 216142.63 | 0 | 142263.9152 | 161330.9777 | 187419.1253 | -73878.7148 | -54811.6523 | -28723.5047 | 0.65819 | 0.74641 | 0.86711 | 0.70555
13889 | Lateral Hardening | Lateral Hardening-Fuse-92372297 | Laterals | 13815 | 0.27784 | 10 | 3 | 119854.44 | 0 | 78821.3463 | 89129.7068 | 105123.751 | -41033.0937 | -30724.7332 | -14730.689 | 0.65764 | 0.74365 | 0.8771 | 0.70539
4216 | Lateral Hardening | Lateral Hardening-Fuse-10627065 | Laterals | 13147 | 0.49167 | 19 | 8 | 84804.29 | 0 | 56358.2331 | 62698.1128 | 71738.1079 | -28446.0569 | -22106.1772 | -13066.1821 | 0.66457 | 0.73933 | 0.84593 | 0.70513
7876 | Lateral Hardening | Lateral Hardening-Fuse-10829452 | Laterals | 13687 | 0.73144 | 45 | 49 | 453668.6 | 0 | 305168.8907 | 331127.9994 | 371784.7642 | -148499.7093 | -122540.6006 | -81883.8358 | 0.67267 | 0.72989 | 0.81951 | 0.70452
17017 | Lateral Hardening | Lateral Hardening-Fuse-10163227 | Laterals | 13091 | 0.057576 | 6 | 15 | 141452.68 | 0 | 92824.7622 | 105284.3453 | 123061.2581 | -48627.9178 | -36168.3347 | -18391.4219 | 0.65622 | 0.74431 | 0.86998 | 0.70403
5360 | Lateral Hardening | Lateral Hardening-Fuse-92969198 | Laterals | 13535 | 0.16932 | 18 |  | 50000 | 0 | 31472.8211 | 37733.1326 | 49915.4972 | -18527.1789 | -12266.8674 | -84.5028 | 0.62946 | 0.75466 | 0.99831 | 0.7039
10483 | Lateral Hardening | Lateral Hardening-Fuse-93285960 | Laterals | 13754 | 0.25341 | 28 | 28 | 493055.52 | 0 | 328008.2096 | 362485.3594 | 411427.141 | -165047.3104 | -130570.1606 | -81628.379 | 0.66526 | 0.73518 | 0.83444 | 0.70315
10602 | Lateral Hardening | Lateral Hardening-Fuse-10606348 | Laterals | 13151 | 0.2017 | 13 | 124 | 89875.29 | 0 | 58581.6381 | 66952.8101 | 79540.5261 | -31293.6519 | -22922.4799 | -10334.7639 | 0.65181 | 0.74495 | 0.88501 | 0.70307
10349 | Lateral Hardening | Lateral Hardening-Fuse-93271417 | Laterals | 13080 | 0.11723 | 11 | 15 | 201688.76 | 0 | 131365.7827 | 150456.628 | 177988.7528 | -70322.9773 | -51232.132 | -23700.0072 | 0.65133 | 0.74598 | 0.88249 | 0.70284
12393 | Lateral Hardening | Lateral Hardening-Fuse-93205824 | Laterals | 13656 | 0.31004 | 18 | 17 | 373177.81 | 0 | 249025.5522 | 273254.1006 | 307907.4405 | -124152.2578 | -99923.7094 | -65270.3695 | 0.66731 | 0.73224 | 0.8251 | 0.70257
12371 | Lateral Hardening | Lateral Hardening-Fuse-10573771 | Laterals | 13443 | 1.0172 | 34 | 1 | 431174.53 | 0 | 286972.944 | 316597.7733 | 357513.2476 | -144201.586 | -114576.7567 | -73661.2824 | 0.66556 | 0.73427 | 0.82916 | 0.70253
13953 | Lateral Hardening | Lateral Hardening-Fuse-10142276 | Laterals | 13034 | 0.10057 | 8 | 6 | 104109.21 | 0 | 68088.9409 | 77369.9513 | 90551.032 | -36020.2691 | -26739.2587 | -13558.178 | 0.65401 | 0.74316 | 0.86977 | 0.70233
9155 | Lateral Hardening | Lateral Hardening-Fuse-92951078 | Laterals | 13422 | 0.44148 | 16 | 84 | 287846.19 | 0 | 188863.88 | 213278.9605 | 247703.4517 | -98982.31 | -74567.2295 | -40142.7383 | 0.65613 | 0.74095 | 0.86054 | 0.70202
708 | Lateral Hardening | Lateral Hardening-Fuse-10645442 | Laterals | 13148 | 0.3108 | 14 | 9 | 248191.2 | 0 | 163322.4369 | 183352.7244 | 212247.1317 | -84868.7631 | -64838.4756 | -35944.0683 | 0.65805 | 0.73876 | 0.85518 | 0.70197
19634 | Lateral Hardening | Lateral Hardening-Fuse-91496022 | Laterals | 13787 | 0.11042 | 8 | 1 | 158252.21 | 0 | 103972.3875 | 116969.3641 | 135704.6965 | -54279.8225 | -41282.8459 | -22547.5135 | 0.657 | 0.73913 | 0.85752 | 0.70169
8512 | Lateral Hardening | Lateral Hardening-Fuse-10000752 | Laterals | 13236 | 0.29621 | 16 | 1 | 72999.29 | 0 | 47279.6317 | 54108.1826 | 65998.3716 | -25719.6583 | -18891.1074 | -7000.9184 | 0.64767 | 0.74122 | 0.9041 | 0.70138
7232 | Lateral Hardening | Lateral Hardening-Fuse-91031827 | Laterals | 13433 | 0.26004 | 17 | 1 | 138351.14 | 0 | 90272.7596 | 102298.5636 | 120994.4342 | -48078.3804 | -36052.5764 | -17356.7058 | 0.65249 | 0.73941 | 0.87455 | 0.70077
13183 | Lateral Hardening | Lateral Hardening-Fuse-93313341 | Laterals | 13813 | 0.50587 | 19 | 10 | 187187.33 | 0 | 124659.7305 | 136319.5558 | 154810.1881 | -62527.5995 | -50867.7742 | -32377.1419 | 0.66596 | 0.72825 | 0.82703 | 0.70076
14062 | Lateral Hardening | Lateral Hardening-Fuse-93104653 | Laterals | 13143 | 0.28333 | 39 | 45 | 639968.98 | 0 | 421629.0475 | 472098.353 | 537455.641 | -218339.9325 | -167870.627 | -102513.339 | 0.65883 | 0.73769 | 0.83982 | 0.70058
4976 | Lateral Hardening | Lateral Hardening-Fuse-10627078 | Laterals | 13146 | 0.22045 | 13 | 23 | 81914.61 | 0 | 53414.9111 | 60546.7723 | 71515.0214 | -28499.6989 | -21367.8377 | -10399.5886 | 0.65208 | 0.73914 | 0.87304 | 0.7003
18720 | Lateral Hardening | Lateral Hardening-Fuse-10589600 | Laterals | 13756 | 0.060038 | 9 | 21 | 50000 | 0 | 31987.6574 | 37205.7992 | 46589.0471 | -18012.3426 | -12794.2008 | -3410.9529 | 0.63975 | 0.74412 | 0.93178 | 0.70026
15347 | Lateral Hardening | Lateral Hardening-Fuse-60211558 | Laterals | 13659 | 0.33845 | 15 | 0 | 120961.24 | 0 | 79864.6816 | 88399.1996 | 102610.8005 | -41096.5584 | -32562.0404 | -18350.4395 | 0.66025 | 0.73081 | 0.84829 | 0.70022
5815 | Lateral Hardening | Lateral Hardening-Fuse-92610417 | Laterals | 13390 | 0.08428 | 6 | 1 | 59316.23 | 0 | 38721.858 | 43641.8563 | 51849.8311 | -20594.372 | -15674.3737 | -7466.3989 | 0.6528 | 0.73575 | 0.87413 | 0.69982
2633 | Lateral Hardening | Lateral Hardening-Fuse-93058023 | Laterals | 13593 | 0.22027 | 12 | 25 | 50000 | 0 | 32508.1216 | 36996.6808 | 43869.8798 | -17491.8784 | -13003.3192 | -6130.1202 | 0.65016 | 0.73993 | 0.8774 | 0.69982
11226 | Lateral Hardening | Lateral Hardening-Fuse-60118006 | Laterals | 13102 | 0.047917 | 6 | 14 | 50000 | 0 | 32593.2112 | 37018.065 | 43256.5748 | -17406.7888 | -12981.935 | -6743.4252 | 0.65186 | 0.74036 | 0.86513 | 0.69974
3036 | Lateral Hardening | Lateral Hardening-Fuse-92597757 | Laterals | 13390 | 0.20928 | 12 | 19 | 296567.63 | 0 | 196285.2616 | 217548.6575 | 244796.1268 | -100282.3684 | -79018.9725 | -51771.5032 | 0.66186 | 0.73355 | 0.82543 | 0.69972
13184 | Lateral Hardening | Lateral Hardening-Fuse-90527115 | Laterals | 13199 | 0.1822 | 20 | 32 | 363547.93 | 0 | 235638.0834 | 269626.6309 | 319283.3626 | -127909.8466 | -93921.2991 | -44264.5674 | 0.64816 | 0.74165 | 0.87824 | 0.69922
4001 | Lateral Hardening | Lateral Hardening-Fuse-92646114 | Laterals | 13118 | 0.041667 | 3 | 62 | 50000 | 0 | 32540.9107 | 37000.7756 | 43356.7571 | -17459.0893 | -12999.2244 | -6643.2429 | 0.65082 | 0.74002 | 0.86714 | 0.69921
1846 | Lateral Hardening | Lateral Hardening-Fuse-60124061 | Laterals | 13218 | 0.095833 | 8 | 4 | 123360.94 | 0 | 80282.7297 | 91220.2419 | 106528.1418 | -43078.2103 | -32140.6981 | -16832.7982 | 0.6508 | 0.73946 | 0.86355 | 0.69867
1477 | Lateral Hardening | Lateral Hardening-Fuse-90262004 | Laterals | 13786 | 0.29508 | 14 | 1 | 122849.7 | 0 | 80413.9691 | 90204.1411 | 104989.7907 | -42435.7309 | -32645.5589 | -17859.9093 | 0.65457 | 0.73426 | 0.85462 | 0.69848
14190 | Lateral Hardening | Lateral Hardening-Fuse-10627018 | Laterals | 13147 | 0.78314 | 38 | 100 | 488388.26 | 0 | 322053.0945 | 358239.7235 | 403447.7557 | -166335.1655 | -130148.5365 | -84940.5043 | 0.65942 | 0.73351 | 0.82608 | 0.69831
8002 | Lateral Hardening | Lateral Hardening-Fuse-93133439 | Laterals | 13927 | 0.65303 | 48 | 114 | 659260.01 | 0 | 435576.1385 | 481098.5463 | 545684.5045 | -223683.8715 | -178161.4637 | -113575.5055 | 0.6607 | 0.72976 | 0.82772 | 0.69812
6934 | Lateral Hardening | Lateral Hardening-Fuse-93050915 | Laterals | 13019 | 0.27992 | 17 | 24 | 237623.47 | 0 | 155309.7932 | 174644.9184 | 202546.0128 | -82313.6768 | -62978.5516 | -35077.4572 | 0.6536 | 0.73496 | 0.85238 | 0.69789
3657 | Lateral Hardening | Lateral Hardening-Fuse-10163221 | Laterals | 13091 | 0.057955 | 8 | 4 | 108931.62 | 0 | 70877.0543 | 79846.3201 | 94573.6178 | -38054.5657 | -29085.2999 | -14358.0022 | 0.65066 | 0.73299 | 0.86819 | 0.69711
4610 | Lateral Hardening | Lateral Hardening-Fuse-10540509 | Laterals | 13964 | 0.37178 | 30 | 1 | 347768.87 | 0 | 228741.1511 | 254533.342 | 287959.2689 | -119027.7189 | -93235.528 | -59809.6011 | 0.65774 | 0.7319 | 0.82802 | 0.69702
10599 | Lateral Hardening | Lateral Hardening-Fuse-93287380 | Laterals | 13112 | 0.47045 | 47 | 60 | 711557.46 | 0 | 468336.1345 | 519407.1134 | 590829.8393 | -243221.3255 | -192150.3466 | -120727.6207 | 0.65818 | 0.72996 | 0.83033 | 0.69693
15101 | Lateral Hardening | Lateral Hardening-Fuse-10162075 | Laterals | 13142 | 0.0087121 | 3 | 5 | 50000 | 0 | 32430.1537 | 36904.3823 | 43066.7992 | -17569.8463 | -13095.6177 | -6933.2008 | 0.6486 | 0.73809 | 0.86134 | 0.69672
2752 | Lateral Hardening | Lateral Hardening-Fuse-91343904 | Laterals | 13123 | 0.28883 | 18 | 40 | 313746.5 | 0 | 205810.5513 | 230167.2843 | 260498.4772 | -107935.9487 | -83579.2157 | -53248.0228 | 0.65598 | 0.73361 | 0.83028 | 0.6967
14301 | Lateral Hardening | Lateral Hardening-Fuse-93202319 | Laterals | 13656 | 0.10038 | 7 | 2 | 92575.1 | 0 | 60098.8216 | 67996.4667 | 79950.0827 | -32476.2784 | -24578.6333 | -12625.0173 | 0.64919 | 0.7345 | 0.86362 | 0.69623
4425 | Lateral Hardening | Lateral Hardening-Fuse-92600287 | Laterals | 13010 | 0.073106 | 4 | 4 | 131615.54 | 0 | 85281.3917 | 97138.5346 | 113219.7456 | -46334.1483 | -34477.0054 | -18395.7944 | 0.64796 | 0.73805 | 0.86023 | 0.69621
9397 | Lateral Hardening | Lateral Hardening-Fuse-90863507 | Laterals | 13328 | 0.04072 | 3 | 10 | 86627.35 | 0 | 56201.1455 | 63796.9844 | 74434.0573 | -30426.2045 | -22830.3656 | -12193.2927 | 0.64877 | 0.73645 | 0.85924 | 0.69612
3869 | Lateral Hardening | Lateral Hardening-Fuse-10663281 | Laterals | 13001 | 0.41383 | 25 | 27 | 393084.65 | 0 | 259558.7631 | 285318.3956 | 322441.8769 | -133525.8869 | -107766.2544 | -70642.7731 | 0.66031 | 0.72584 | 0.82029 | 0.69597
18464 | Lateral Hardening | Lateral Hardening-Fuse-90112658 | Laterals | 14025 | 0.091477 | 7 | 2 | 108296.28 | 0 | 70267.5301 | 79157.2921 | 94425.0912 | -38028.7499 | -29138.9879 | -13871.1888 | 0.64885 | 0.73093 | 0.87191 | 0.69578
5221 | Lateral Hardening | Lateral Hardening-Fuse-60058603 | Laterals | 13610 | 0.25739 | 23 | 36 | 208749.09 | 0 | 137187.9594 | 151941.7623 | 173362.985 | -71561.1306 | -56807.3277 | -35386.105 | 0.65719 | 0.72787 | 0.83048 | 0.69572
17230 | Lateral Hardening | Lateral Hardening-Fuse-90106398 | Laterals | 14024 | 0.095455 | 6 | 1 | 60244.89 | 0 | 39112.0756 | 44094.0675 | 52169.9256 | -21132.8144 | -16150.8225 | -8074.9644 | 0.64922 | 0.73191 | 0.86596 | 0.6957
17985 | Lateral Hardening | Lateral Hardening-Fuse-60037223 | Laterals | 13163 | 0.87424 | 75 | 126 | 1225940.6 | 0 | 813156.5848 | 885114.5475 | 992872.6465 | -412784.0152 | -340826.0525 | -233067.9535 | 0.66329 | 0.72199 | 0.80989 | 0.69556
11402 | Lateral Hardening | Lateral Hardening-Fuse-10516400 | Laterals | 13686 | 0.14451 | 6 | 4 | 112194.8 | 0 | 72771.4056 | 82240.8453 | 96637.4935 | -39423.3944 | -29953.9547 | -15557.3065 | 0.64862 | 0.73302 | 0.86134 | 0.69521
1914 | Lateral Hardening | Lateral Hardening-Fuse-60457758 | Laterals | 13146 | 0.23163 | 12 | 2 | 67631.95 | 0 | 43791.0997 | 49479.2142 | 58954.8405 | -23840.8503 | -18152.7358 | -8677.1095 | 0.64749 | 0.7316 | 0.8717 | 0.69514
6843 | Lateral Hardening | Lateral Hardening-Fuse-92510212 | Laterals | 13787 | 0.52841 | 22 | 9 | 233512.32 | 0 | 151208.9996 | 171294.5796 | 200114.5069 | -82303.3204 | -62217.7404 | -33397.8131 | 0.64754 | 0.73356 | 0.85698 | 0.69429
15023 | Lateral Hardening | Lateral Hardening-Fuse-10127939 | Laterals | 13078 | 0.43277 | 39 | 62 | 658008.55 | 0 | 432357.5541 | 476683.3709 | 543087.2113 | -225650.9959 | -181325.1791 | -114921.3387 | 0.65707 | 0.72443 | 0.82535 | 0.69411
10057 | Lateral Hardening | Lateral Hardening-Fuse-10168792 | Laterals | 13208 | 0.18314 | 20 | 59 | 282605.51 | 0 | 183198.9242 | 207095.9118 | 240586.1224 | -99406.5858 | -75509.5982 | -42019.3876 | 0.64825 | 0.73281 | 0.85131 | 0.69392
14877 | Lateral Hardening | Lateral Hardening-Fuse-90888301 | Laterals | 13839 | 0.090341 | 9 | 4 | 143267.73 | 0 | 93007.5334 | 104670.9177 | 121692.0575 | -50260.1966 | -38596.8123 | -21575.6725 | 0.64919 | 0.7306 | 0.8494 | 0.69363
4689 | Lateral Hardening | Lateral Hardening-Fuse-90629745 | Laterals | 13030 | 0.5303 | 27 | 0 | 159426.6 | 0 | 103807.7783 | 115852.5069 | 135210.2616 | -55618.8217 | -43574.0931 | -24216.3384 | 0.65113 | 0.72668 | 0.8481 | 0.69349
13592 | Lateral Hardening | Lateral Hardening-Fuse-90288369 | Laterals | 13910 | 0.13371 | 8 | 4 | 328658.1 | 0 | 213318.4 | 240178.9193 | 278034.1516 | -115339.7 | -88479.1807 | -50623.9484 | 0.64906 | 0.73079 | 0.84597 | 0.69327
14684 | Lateral Hardening | Lateral Hardening-Fuse-92351442 | Laterals | 13431 | 0.095644 | 5 | 9 | 124362.56 | 0 | 80390.6946 | 90984.7457 | 106866.972 | -43971.8654 | -33377.8143 | -17495.588 | 0.64642 | 0.73161 | 0.85932 | 0.69327
891 | Lateral Hardening | Lateral Hardening-Fuse-90286358 | Laterals | 13389 | 0.38163 | 28 | 30 | 390712.96 | 0 | 256484.2901 | 283228.6263 | 319893.2545 | -134228.6699 | -107484.3337 | -70819.7055 | 0.65645 | 0.7249 | 0.81874 | 0.69322
248 | Lateral Hardening | Lateral Hardening-Fuse-90832740 | Laterals | 13328 | 0.36231 | 24 | 37 | 452192.05 | 0 | 296762.8077 | 327203.0676 | 370870.4465 | -155429.2423 | -124988.9824 | -81321.6035 | 0.65628 | 0.72359 | 0.82016 | 0.69286
1444 | Lateral Hardening | Lateral Hardening-Fuse-93055322 | Laterals | 13593 | 0.4464 | 25 | 1 | 286512.37 | 0 | 185018.5275 | 210148.4142 | 244216.742 | -101493.8425 | -76363.9558 | -42295.628 | 0.64576 | 0.73347 | 0.85238 | 0.69274
2511 | Lateral Hardening | Lateral Hardening-Fuse-10696468 | Laterals | 13961 | 0.19072 | 9 | 2 | 50000 | 0 | 32668.9564 | 36229.4754 | 41627.2005 | -17331.0436 | -13770.5246 | -8372.7995 | 0.65338 | 0.72459 | 0.83254 | 0.69266
8506 | Lateral Hardening | Lateral Hardening-Fuse-91437635 | Laterals | 13461 | 0.48144 | 31 | 2 | 382728.3 | 0 | 246048.4475 | 280154.025 | 333335.0112 | -136679.8525 | -102574.275 | -49393.2888 | 0.64288 | 0.73199 | 0.87094 | 0.69242
287 | Lateral Hardening | Lateral Hardening-Fuse-92958274 | Laterals | 13473 | 0.96023 | 52 | 94 | 1121720.98 | 0 | 741991.8551 | 806450.6339 | 893540.7756 | -379729.1249 | -315270.3461 | -228180.2044 | 0.66148 | 0.71894 | 0.79658 | 0.69223
11915 | Lateral Hardening | Lateral Hardening-Fuse-92529545 | Laterals | 13210 | 0.22311 | 19 | 30 | 431389.22 | 0 | 282856.1276 | 312213.8588 | 352207.9409 | -148533.0924 | -119175.3612 | -79181.2791 | 0.65569 | 0.72374 | 0.81645 | 0.69218
14223 | Lateral Hardening | Lateral Hardening-Fuse-90100002 | Laterals | 13208 | 0.24489 | 18 | 45 | 328037.37 | 0 | 211702.8741 | 240116.4878 | 279947.3582 | -116334.4959 | -87920.8822 | -48090.0118 | 0.64536 | 0.73198 | 0.8534 | 0.69215
5283 | Lateral Hardening | Lateral Hardening-Fuse-92874487 | Laterals | 13112 | 0.11439 | 12 | 21 | 211657.05 | 0 | 136263.2845 | 154623.032 | 183339.8571 | -75393.7655 | -57034.018 | -28317.1929 | 0.64379 | 0.73054 | 0.86621 | 0.69206
7110 | Lateral Hardening | Lateral Hardening-Fuse-91459244 | Laterals | 13341 | 0.16515 | 8 | 1 | 149485.03 | 0 | 96436.2816 | 109284.5012 | 127881.7513 | -53048.7484 | -40200.5288 | -21603.2787 | 0.64512 | 0.73107 | 0.85548 | 0.69194
11077 | Lateral Hardening | Lateral Hardening-Fuse-90311205 | Laterals | 13817 | 0.35019 | 16 |  | 58206.52 | 0 | 37786.8603 | 42200.1168 | 49160.7271 | -20419.6597 | -16006.4032 | -9045.7929 | 0.64919 | 0.72501 | 0.84459 | 0.69147
5096 | Lateral Hardening | Lateral Hardening-Fuse-91979642 | Laterals | 13147 | 0.21894 | 12 | 2 | 210705.8 | 0 | 135724.9015 | 153696.6892 | 179765.0454 | -74980.8985 | -57009.1108 | -30940.7546 | 0.64414 | 0.72944 | 0.85316 | 0.69063
19223 | Lateral Hardening | Lateral Hardening-Fuse-60592044 | Laterals | 13695 | 0.19564 | 23 | 1 | 127725.97 | 0 | 82815.7128 | 92512.1891 | 107540.6429 | -44910.2572 | -35213.7809 | -20185.3271 | 0.64839 | 0.7243 | 0.84196 | 0.69052
3854 | Lateral Hardening | Lateral Hardening-Fuse-92014755 | Laterals | 13377 | 0.15852 | 19 | 15 | 229163.57 | 0 | 147336.8419 | 167288.1644 | 196395.4625 | -81826.7281 | -61875.4056 | -32768.1075 | 0.64293 | 0.72999 | 0.85701 | 0.69046
5500 | Lateral Hardening | Lateral Hardening-Fuse-92632918 | Laterals | 13331 | 0.1053 | 8 | 3 | 88863.83 | 0 | 57223.6643 | 64650.812 | 75987.0074 | -31640.1657 | -24213.018 | -12876.8226 | 0.64395 | 0.72753 | 0.85509 | 0.69014
13374 | Lateral Hardening | Lateral Hardening-Fuse-92619639 | Laterals | 13233 | 1.4568 | 62 | 0 | 450402.17 | 0 | 292744.4422 | 324474.3362 | 376351.3195 | -157657.7278 | -125927.8338 | -74050.8505 | 0.64996 | 0.72041 | 0.83559 | 0.68966
16345 | Lateral Hardening | Lateral Hardening-Fuse-10552452 | Laterals | 13577 | 0.15 | 9 | 4 | 172780.63 | 0 | 111625.3028 | 125471.1575 | 145203.3509 | -61155.3272 | -47309.4725 | -27577.2791 | 0.64605 | 0.72619 | 0.84039 | 0.68953
235 | Lateral Hardening | Lateral Hardening-Fuse-10668850 | Laterals | 13722 | 0.047727 | 5 | 4 | 120084.18 | 0 | 77180.6406 | 87402.6474 | 102674.6065 | -42903.5394 | -32681.5326 | -17409.5735 | 0.64272 | 0.72784 | 0.85502 | 0.68949
4639 | Lateral Hardening | Lateral Hardening-Fuse-60012345 | Laterals | 14274 | 0.19318 | 16 | 5 | 167235.67 | 0 | 107734.3359 | 121584.9131 | 141882.0653 | -59501.3341 | -45650.7569 | -25353.6047 | 0.64421 | 0.72703 | 0.8484 | 0.68947
8559 | Lateral Hardening | Lateral Hardening-Fuse-92576608 | Laterals | 13020 | 0.12557 | 8 | 5 | 110112.12 | 0 | 70842.9836 | 80016.3506 | 94017.9798 | -39269.1364 | -30095.7694 | -16094.1402 | 0.64337 | 0.72668 | 0.85384 | 0.68941
7070 | Lateral Hardening | Lateral Hardening-Fuse-93324135 | Laterals | 13723 | 0.28087 | 13 | 3 | 124036.28 | 0 | 80832.1557 | 88998.1815 | 103094.9207 | -43204.1243 | -35038.0985 | -20941.3593 | 0.65168 | 0.71752 | 0.83117 | 0.68938
15440 | Lateral Hardening | Lateral Hardening-Fuse-92151881 | Laterals | 14050 | 2.261 | 40 | 1 | 349284.53 | 0 | 231032.7899 | 248278.106 | 275647.812 | -118251.7401 | -101006.424 | -73636.718 | 0.66145 | 0.71082 | 0.78918 | 0.68903
10514 | Lateral Hardening | Lateral Hardening-Fuse-91991289 | Laterals | 13419 | 0.10398 | 7 | 31 | 214427.76 | 0 | 137578.1861 | 156332.4469 | 182858.902 | -76849.5739 | -58095.3131 | -31568.858 | 0.64161 | 0.72907 | 0.85278 | 0.68896
1015 | Lateral Hardening | Lateral Hardening-Fuse-93048633 | Laterals | 13813 | 0.48674 | 17 | 7 | 189527.59 | 0 | 121668.8105 | 137836.7993 | 161818.0552 | -67858.7795 | -51690.7907 | -27709.5348 | 0.64196 | 0.72727 | 0.8538 | 0.68873
134 | Lateral Hardening | Lateral Hardening-Fuse-10080887 | Laterals | 13668 | 0.066098 | 6 | 9 | 80876.51 | 0 | 51872.7487 | 58882.1017 | 69092.246 | -29003.7613 | -21994.4083 | -11784.264 | 0.64138 | 0.72805 | 0.85429 | 0.68867
15429 | Lateral Hardening | Lateral Hardening-Fuse-10367872 | Laterals | 13103 | 0.048106 | 5 | 13 | 50000 | 0 | 32036.5214 | 36431.2565 | 42536.0034 | -17963.4786 | -13568.7435 | -7463.9966 | 0.64073 | 0.72863 | 0.85072 | 0.6881
6011 | Lateral Hardening | Lateral Hardening-Fuse-60024926 | Laterals | 13303 | 0.21023 | 13 | 1 | 65853.33 | 0 | 42054.056 | 47755.9107 | 57422.7046 | -23799.274 | -18097.4193 | -8430.6254 | 0.6386 | 0.72519 | 0.87198 | 0.68791
17140 | Lateral Hardening | Lateral Hardening-Fuse-90704750 | Laterals | 13117 | 0.062879 | 6 | 3 | 154756.66 | 0 | 99046.6754 | 112646.3961 | 131704.0387 | -55709.9846 | -42110.2639 | -23052.6213 | 0.64002 | 0.72789 | 0.85104 | 0.68748
5695 | Lateral Hardening | Lateral Hardening-Fuse-91091964 | Laterals | 14114 | 0.010417 | 3 | 19 | 50000 | 0 | 31966.3106 | 36433.0288 | 42521.3497 | -18033.6894 | -13566.9712 | -7478.6503 | 0.63933 | 0.72866 | 0.85043 | 0.68724
3631 | Lateral Hardening | Lateral Hardening-Fuse-60070529 | Laterals | 13657 | 0.11951 | 7 | 2 | 199020.98 | 0 | 128917.6136 | 143971.0563 | 162171.4069 | -70103.3664 | -55049.9237 | -36849.5731 | 0.64776 | 0.7234 | 0.81485 | 0.68716
167 | Lateral Hardening | Lateral Hardening-Fuse-92916484 | Laterals | 14306 | 0.4142 | 21 | 4 | 126748.56 | 0 | 82023.067 | 91155.3921 | 105157.7409 | -44725.493 | -35593.1679 | -21590.8191 | 0.64713 | 0.71918 | 0.82966 | 0.687
2 | Lateral Hardening | Lateral Hardening-Fuse-10466883 | Laterals | 13433 | 0.058902 | 4 | 1 | 109604.54 | 0 | 70144.2654 | 79691.1742 | 92947.8782 | -39460.2746 | -29913.3658 | -16656.6618 | 0.63998 | 0.72708 | 0.84803 | 0.68691
14099 | Lateral Hardening | Lateral Hardening-Fuse-92965252 | Laterals | 13207 | 0.14792 | 15 | 20 | 264261.98 | 0 | 169724.13 | 191373.2378 | 221764.819 | -94537.85 | -72888.7422 | -42497.161 | 0.64226 | 0.72418 | 0.83919 | 0.68653
15538 | Lateral Hardening | Lateral Hardening-Fuse-92701794 | Laterals | 13299 | 0.45511 | 25 | 39 | 550930.74 | 0 | 359418.218 | 392769.5046 | 445166.7805 | -191512.522 | -158161.2354 | -105763.9595 | 0.65238 | 0.71292 | 0.80803 | 0.68611
13079 | Lateral Hardening | Lateral Hardening-Fuse-10564602 | Laterals | 13292 | 0.67633 | 61 | 111 | 616043.54 | 0 | 402759.6347 | 437704.9729 | 493251.6505 | -213283.9053 | -178338.5671 | -122791.8895 | 0.65378 | 0.71051 | 0.80068 | 0.68549
15073 | Lateral Hardening | Lateral Hardening-Fuse-90680569 | Laterals | 13546 | 0.32841 | 31 | 52 | 463872.66 | 0 | 301318.8953 | 332117.7064 | 375212.6026 | -162553.7647 | -131754.9536 | -88660.0574 | 0.64957 | 0.71597 | 0.80887 | 0.68542
16567 | Lateral Hardening | Lateral Hardening-Fuse-10612093 | Laterals | 13927 | 0.35246 | 16 |  | 118196 | 0 | 76383.5587 | 84681.497 | 97792.9258 | -41812.4413 | -33514.503 | -20403.0742 | 0.64624 | 0.71645 | 0.82738 | 0.68542
19554 | Lateral Hardening | Lateral Hardening-Fuse-10686115 | Laterals | 13808 | 0.60663 | 26 | 4 | 182753.65 | 0 | 118670.2833 | 130458.1626 | 149229.1037 | -64083.3667 | -52295.4874 | -33524.5463 | 0.64935 | 0.71385 | 0.81656 | 0.68542
2289 | Lateral Hardening | Lateral Hardening-Fuse-60004327 | Laterals | 13037 | 0.079356 | 8 | 17 | 185584.81 | 0 | 118449.3318 | 134434.7972 | 157322.5722 | -67135.4782 | -51150.0128 | -28262.2378 | 0.63825 | 0.72438 | 0.84771 | 0.68504
3191 | Lateral Hardening | Lateral Hardening-Fuse-10012540 | Laterals | 13039 | 0.26477 | 23 | 1 | 269795.76 | 0 | 173015.6558 | 194992.4283 | 224922.0266 | -96780.1042 | -74803.3317 | -44873.7334 | 0.64128 | 0.72274 | 0.83368 | 0.68496
17823 | Lateral Hardening | Lateral Hardening-Fuse-90291790 | Laterals | 13815 | 0.35814 | 18 | 0 | 167050.13 | 0 | 108122.5023 | 119313.0537 | 137544.1005 | -58927.6277 | -47737.0763 | -29506.0295 | 0.64725 | 0.71424 | 0.82337 | 0.68496
7148 | Lateral Hardening | Lateral Hardening-Fuse-91211137 | Laterals | 13156 | 0.22367 | 18 | 22 | 327308.59 | 0 | 210242.837 | 236576.7457 | 270601.0046 | -117065.753 | -90731.8443 | -56707.5854 | 0.64234 | 0.72279 | 0.82675 | 0.68492
9601 | Lateral Hardening | Lateral Hardening-Fuse-60048702 | Laterals | 13621 | 0.57102 | 26 | 4 | 147331.29 | 0 | 95049.713 | 105498.4485 | 122003.0123 | -52281.577 | -41832.8415 | -25328.2777 | 0.64514 | 0.71606 | 0.82809 | 0.68471
5604 | Lateral Hardening | Lateral Hardening-Fuse-92455466 | Laterals | 13377 | 0.22405 | 24 | 24 | 367862 | 0 | 235854.5467 | 266449.3092 | 303931.4831 | -132007.4533 | -101412.6908 | -63930.5169 | 0.64115 | 0.72432 | 0.82621 | 0.68461
12852 | Lateral Hardening | Lateral Hardening-Fuse-10427679 | Laterals | 13831 | 0.042045 | 3 | 3 | 55297.53 | 0 | 35337.2225 | 39922.3897 | 46714.4812 | -19960.3075 | -15375.1403 | -8583.0488 | 0.63904 | 0.72196 | 0.84478 | 0.68449
11650 | Lateral Hardening | Lateral Hardening-Fuse-10671294 | Laterals | 13724 | 0.34242 | 21 | 8 | 168656.35 | 0 | 109333.5584 | 120095.0151 | 136614.8011 | -59322.7916 | -48561.3349 | -32041.5489 | 0.64826 | 0.71207 | 0.81002 | 0.68358
16310 | Lateral Hardening | Lateral Hardening-Fuse-92456904 | Laterals | 13064 | 0.46496 | 45 | 87 | 698154.2 | 0 | 450723.3609 | 500978.7078 | 561785.6089 | -247430.8391 | -197175.4922 | -136368.5911 | 0.64559 | 0.71758 | 0.80467 | 0.6831
17555 | Lateral Hardening | Lateral Hardening-Fuse-10484816 | Laterals | 13459 | 0.032765 | 3 | 13 | 97756.27 | 0 | 62237.0896 | 70586.2426 | 82497.6166 | -35519.1804 | -27170.0274 | -15258.6534 | 0.63666 | 0.72206 | 0.84391 | 0.683
1064 | Lateral Hardening | Lateral Hardening-Fuse-93316868 | Laterals | 13365 | 0.21705 | 17 | 82 | 390311.04 | 0 | 248219.2466 | 281950.1385 | 328514.5884 | -142091.7934 | -108360.9015 | -61796.4516 | 0.63595 | 0.72237 | 0.84167 | 0.68245
8018 | Lateral Hardening | Lateral Hardening-Fuse-91406544 | Laterals | 13303 | 1.089 | 57 | 22 | 847945.88 | 0 | 552455.7034 | 598271.852 | 675791.2602 | -295490.1766 | -249674.028 | -172154.6198 | 0.65152 | 0.70555 | 0.79697 | 0.68228
18769 | Lateral Hardening | Lateral Hardening-Fuse-92726467 | Laterals | 13303 | 1.0051 | 41 | 1 | 171927.36 | 0 | 107648.9326 | 124293.0101 | 153997.4025 | -64278.4274 | -47634.3499 | -17929.9575 | 0.62613 | 0.72294 | 0.89571 | 0.68213
8424 | Lateral Hardening | Lateral Hardening-Fuse-90502549 | Laterals | 13079 | 0.09072 | 8 | 2 | 103285.96 | 0 | 65756.3414 | 74167.5591 | 87316.4042 | -37529.6186 | -29118.4009 | -15969.5558 | 0.63664 | 0.71808 | 0.84539 | 0.68195
4076 | Lateral Hardening | Lateral Hardening-Fuse-10064521 | Laterals | 13405 | 0.24508 | 13 | 1 | 165513.35 | 0 | 104810.4937 | 119389.1948 | 141667.071 | -60702.8563 | -46124.1552 | -23846.279 | 0.63324 | 0.72133 | 0.85593 | 0.68194
17438 | Lateral Hardening | Lateral Hardening-Fuse-93216551 | Laterals | 13656 | 0.13333 | 7 | 4 | 102897.46 | 0 | 65379.217 | 73946.2072 | 86866.6989 | -37518.243 | -28951.2528 | -16030.7611 | 0.63538 | 0.71864 | 0.84421 | 0.68124
6554 | Lateral Hardening | Lateral Hardening-Fuse-10715656 | Laterals | 13984 | 0.2983 | 19 | 13 | 391579.71 | 0 | 253477.7084 | 277527.2259 | 313502.586 | -138102.0016 | -114052.4841 | -78077.124 | 0.64732 | 0.70874 | 0.80061 | 0.68107
14596 | Lateral Hardening | Lateral Hardening-Fuse-91836291 | Laterals | 13426 | 0.13902 | 9 | 4 | 191764.84 | 0 | 121697.6844 | 137988.3218 | 161788.4645 | -70067.1556 | -53776.5182 | -29976.3755 | 0.63462 | 0.71957 | 0.84368 | 0.68101
8610 | Lateral Hardening | Lateral Hardening-Fuse-10745546 | Laterals | 13330 | 0.95303 | 42 | 10 | 417368.51 | 0 | 270378.0124 | 294836.7815 | 334859.8424 | -146990.4976 | -122531.7285 | -82508.6676 | 0.64782 | 0.70642 | 0.80231 | 0.68085
3315 | Lateral Hardening | Lateral Hardening-Fuse-60412307 | Laterals | 13982 | 0.63731 | 30 | 12 | 420231.1 | 0 | 271585.6201 | 298029.0636 | 336728.1324 | -148645.4799 | -122202.0364 | -83502.9676 | 0.64628 | 0.7092 | 0.80129 | 0.68066
7334 | Lateral Hardening | Lateral Hardening-Fuse-91514276 | Laterals | 13342 | 0.64053 | 32 | 0 | 190009.79 | 0 | 121872.813 | 135098.3204 | 155858.8093 | -68136.977 | -54911.4696 | -34150.9807 | 0.6414 | 0.71101 | 0.82027 | 0.68017
12994 | Lateral Hardening | Lateral Hardening-Fuse-92782440 | Laterals | 13813 | 0.61648 | 31 | 0 | 51233.7 | 0 | 31120.021 | 37310.1565 | 49355.9607 | -20113.679 | -13923.5435 | -1877.7393 | 0.60741 | 0.72823 | 0.96335 | 0.67925
8411 | Lateral Hardening | Lateral Hardening-Fuse-92884655 | Laterals | 13796 | 0.19451 | 8 | 2 | 112420.16 | 0 | 71220.1337 | 80502.2465 | 94511.4893 | -41200.0263 | -31917.9135 | -17908.6707 | 0.63352 | 0.71608 | 0.8407 | 0.67901
14533 | Lateral Hardening | Lateral Hardening-Fuse-93270000 | Laterals | 13080 | 0.11572 | 9 | 2 | 142895.69 | 0 | 90351.5623 | 102639.0122 | 120003.9937 | -52544.1277 | -40256.6778 | -22891.6963 | 0.63229 | 0.71828 | 0.8398 | 0.67884
10738 | Lateral Hardening | Lateral Hardening-Fuse-60209036 | Laterals | 13748 | 0.0875 | 7 | 14 | 155125.74 | 0 | 97886.0881 | 110986.7415 | 131795.7549 | -57239.6519 | -44138.9985 | -23329.9851 | 0.63101 | 0.71546 | 0.84961 | 0.67821
9973 | Lateral Hardening | Lateral Hardening-Fuse-10716382 | Laterals | 13959 | 0.19943 | 9 | 3 | 108899.4 | 0 | 68974.4529 | 77617.6394 | 91854.3393 | -39924.9471 | -31281.7606 | -17045.0607 | 0.63338 | 0.71275 | 0.84348 | 0.6782
13318 | Lateral Hardening | Lateral Hardening-Fuse-90289008 | Laterals | 13071 | 0.064205 | 5 | 46 | 50000 | 0 | 31575.9155 | 35795.7234 | 42228.1397 | -18424.0845 | -14204.2766 | -7771.8603 | 0.63152 | 0.71591 | 0.84456 | 0.67814
6275 | Lateral Hardening | Lateral Hardening-Fuse-10071927 | Laterals | 13305 | 0.3214 | 16 | 12 | 297062.21 | 0 | 190517.0171 | 211166.5019 | 237364.0542 | -106545.1929 | -85895.7081 | -59698.1558 | 0.64134 | 0.71085 | 0.79904 | 0.67796
15498 | Lateral Hardening | Lateral Hardening-Fuse-92001699 | Laterals | 13219 | 0.15663 | 13 | 31 | 257526.23 | 0 | 162336.1106 | 184860.7454 | 216607.6121 | -95190.1194 | -72665.4846 | -40918.6179 | 0.63037 | 0.71783 | 0.84111 | 0.67768
1923 | Lateral Hardening | Lateral Hardening-Fuse-92631051 | Laterals | 13303 | 0.99356 | 41 | 7 | 465697.48 | 0 | 300508.4364 | 327017.524 | 371078.2169 | -165189.0436 | -138679.956 | -94619.2631 | 0.64529 | 0.70221 | 0.79682 | 0.67752
9434 | Lateral Hardening | Lateral Hardening-Fuse-60190631 | Laterals | 13308 | 0.0098485 | 1 | 49 | 50000 | 0 | 31444.5234 | 35894.2738 | 42384.3555 | -18555.4766 | -14105.7262 | -7615.6445 | 0.62889 | 0.71789 | 0.84769 | 0.67747
11858 | Lateral Hardening | Lateral Hardening-Fuse-92664151 | Laterals | 13226 | 0.34432 | 20 | 66 | 574872.44 | 0 | 367019.3438 | 409512.3039 | 463854.6322 | -207853.0962 | -165360.1361 | -111017.8078 | 0.63844 | 0.71235 | 0.80688 | 0.67746
2796 | Lateral Hardening | Lateral Hardening-Fuse-93277263 | Laterals | 13213 | 0.46496 | 25 | 6 | 339090.03 | 0 | 217875.8582 | 240341.9769 | 268408.658 | -121214.1718 | -98748.0531 | -70681.372 | 0.64253 | 0.70879 | 0.79156 | 0.67731
6008 | Lateral Hardening | Lateral Hardening-Fuse-93320236 | Laterals | 13723 | 0.17159 | 10 | 1 | 80939.97 | 0 | 51037.9274 | 57660.021 | 68739.0825 | -29902.0426 | -23279.949 | -12200.8875 | 0.63057 | 0.71238 | 0.84926 | 0.67698
82 | Lateral Hardening | Lateral Hardening-Fuse-91738308 | Laterals | 13146 | 0.2803 | 13 | 7 | 260054.06 | 0 | 164356.6792 | 186108.7945 | 215963.6377 | -95697.3808 | -73945.2655 | -44090.4223 | 0.63201 | 0.71565 | 0.83046 | 0.67695
2802 | Lateral Hardening | Lateral Hardening-Fuse-92240469 | Laterals | 13148 | 0.26723 | 14 | 2 | 118973 | 0 | 76103.4546 | 83901.1366 | 96874.7344 | -42869.5454 | -35071.8634 | -22098.2656 | 0.63967 | 0.70521 | 0.81426 | 0.67679
16718 | Lateral Hardening | Lateral Hardening-Fuse-10565116 | Laterals | 13291 | 0.087121 | 12 | 38 | 50000 | 0 | 30878.4423 | 36036.5545 | 45014.4045 | -19121.5577 | -13963.4455 | -4985.5955 | 0.61757 | 0.72073 | 0.90029 | 0.67679
15516 | Lateral Hardening | Lateral Hardening-Fuse-10240474 | Laterals | 13530 | 0.37462 | 23 | 63 | 538797.23 | 0 | 344755.8756 | 381762.4984 | 430668.4024 | -194041.3544 | -157034.7316 | -108128.8276 | 0.63986 | 0.70855 | 0.79931 | 0.67641
12065 | Lateral Hardening | Lateral Hardening-Fuse-10484806 | Laterals | 13459 | 0.010795 | 2 | 7 | 78645.25 | 0 | 49571.1048 | 56270.4415 | 65668.6279 | -29074.1452 | -22374.8085 | -12976.6221 | 0.63031 | 0.7155 | 0.835 | 0.67634
4614 | Lateral Hardening | Lateral Hardening-Fuse-60081135 | Laterals | 13045 | 0.074242 | 9 | 37 | 188376.58 | 0 | 118532.7341 | 134830.9946 | 158286.8384 | -69843.8459 | -53545.5854 | -30089.7416 | 0.62923 | 0.71575 | 0.84027 | 0.67629
5015 | Lateral Hardening | Lateral Hardening-Fuse-90518413 | Laterals | 13128 | 0.047348 | 4 | 3 | 143901.99 | 0 | 90672.7942 | 102723.5447 | 120195.0094 | -53229.1958 | -41178.4453 | -23706.9806 | 0.6301 | 0.71384 | 0.83526 | 0.67574
19454 | Lateral Hardening | Lateral Hardening-Fuse-93356955 | Laterals | 13298 | 0.30322 | 15 | 1 | 73581.67 | 0 | 45994.2756 | 52533.6448 | 63565.1132 | -27587.3944 | -21048.0252 | -10016.5568 | 0.62508 | 0.71395 | 0.86387 | 0.67562
1008 | Lateral Hardening | Lateral Hardening-Fuse-90898681 | Laterals | 13807 | 0.3608 | 23 | 17 | 414914.11 | 0 | 266315.7722 | 292199.5313 | 328504.7999 | -148598.3378 | -122714.5787 | -86409.3101 | 0.64186 | 0.70424 | 0.79174 | 0.67556
3845 | Lateral Hardening | Lateral Hardening-Fuse-90744865 | Laterals | 13657 | 0.20814 | 12 | 4 | 250330.55 | 0 | 159137.1249 | 178205.4662 | 201455.9929 | -91193.4251 | -72125.0838 | -48874.5571 | 0.63571 | 0.71188 | 0.80476 | 0.67546
13168 | Lateral Hardening | Lateral Hardening-Fuse-10129796 | Laterals | 13006 | 0.58295 | 24 | 7 | 357390.96 | 0 | 229046.6706 | 252234.1535 | 282418.9753 | -128344.2894 | -105156.8065 | -74971.9847 | 0.64089 | 0.70577 | 0.79022 | 0.67528
12740 | Lateral Hardening | Lateral Hardening-Fuse-10933173 | Laterals | 13896 | 0.12348 | 8 | 10 | 133518.98 | 0 | 84067.5341 | 95058.1551 | 111673.4326 | -49451.4459 | -38460.8249 | -21845.5474 | 0.62963 | 0.71194 | 0.83639 | 0.675
4545 | Lateral Hardening | Lateral Hardening-Fuse-60069971 | Laterals | 13046 | 0.079545 | 6 | 32 | 84858.63 | 0 | 53275.5848 | 60538.4971 | 71074.8373 | -31583.0452 | -24320.1329 | -13783.7927 | 0.62782 | 0.7134 | 0.83757 | 0.67447
3723 | Lateral Hardening | Lateral Hardening-Fuse-10151672 | Laterals | 13153 | 0.16951 | 15 | 112 | 175813.98 | 0 | 110083.9136 | 125204.3428 | 149073.4827 | -65730.0664 | -50609.6372 | -26740.4973 | 0.62614 | 0.71214 | 0.8479 | 0.67412
5810 | Lateral Hardening | Lateral Hardening-Fuse-60010997 | Laterals | 13027 | 0.35739 | 24 | 36 | 579313.32 | 0 | 368632.5387 | 408702.3769 | 467200.9677 | -210680.7813 | -170610.9431 | -112112.3523 | 0.63633 | 0.70549 | 0.80647 | 0.67409
13772 | Lateral Hardening | Lateral Hardening-Fuse-91413937 | Laterals | 13007 | 2.3335 | 72 | 1 | 654025.96 | 0 | 417201.3707 | 459785.9591 | 525687.8362 | -236824.5893 | -194240.0009 | -128338.1238 | 0.6379 | 0.70301 | 0.80377 | 0.67402
14171 | Lateral Hardening | Lateral Hardening-Fuse-93269420 | Laterals | 13080 | 0.23447 | 18 | 32 | 349242.37 | 0 | 222856.669 | 246379.9217 | 277640.7151 | -126385.701 | -102862.4483 | -71601.6549 | 0.63811 | 0.70547 | 0.79498 | 0.67401
4819 | Lateral Hardening | Lateral Hardening-Fuse-10705873 | Laterals | 13268 | 0.087689 | 6 | 2 | 147994.73 | 0 | 93488.1388 | 104958.4355 | 121536.6384 | -54506.5912 | -43036.2945 | -26458.0916 | 0.6317 | 0.7092 | 0.82122 | 0.6739
11833 | Lateral Hardening | Lateral Hardening-Fuse-93273343 | Laterals | 13213 | 0.25947 | 14 | 0 | 95546.69 | 0 | 60607.2563 | 67258.9182 | 77679.9562 | -34939.4337 | -28287.7718 | -17866.7338 | 0.63432 | 0.70394 | 0.81301 | 0.67307
1569 | Lateral Hardening | Lateral Hardening-Fuse-90851456 | Laterals | 13785 | 0.38977 | 20 | 6 | 172082.67 | 0 | 109424.6149 | 120786.4542 | 138862.0261 | -62658.0551 | -51296.2158 | -33220.6439 | 0.63588 | 0.70191 | 0.80695 | 0.6728
13888 | Lateral Hardening | Lateral Hardening-Fuse-93185906 | Laterals | 13460 | 0.44545 | 22 | 3 | 222179.52 | 0 | 142395.0121 | 154613.5986 | 176575.3601 | -79784.5079 | -67565.9214 | -45604.1599 | 0.6409 | 0.69589 | 0.79474 | 0.67278
5187 | Lateral Hardening | Lateral Hardening-Fuse-60334991 | Laterals | 14117 | 0.092992 | 13 | 1 | 159439.21 | 0 | 99918.4758 | 113395.3747 | 132925.1158 | -59520.7342 | -46043.8353 | -26514.0942 | 0.62669 | 0.71121 | 0.8337 | 0.67275
6809 | Lateral Hardening | Lateral Hardening-Fuse-90887784 | Laterals | 13695 | 0.11402 | 10 | 12 | 136661.98 | 0 | 85697.4461 | 96802.6259 | 114348.7016 | -50964.5339 | -39859.3541 | -22313.2784 | 0.62708 | 0.70834 | 0.83673 | 0.67242
16173 | Lateral Hardening | Lateral Hardening-Fuse-91760692 | Laterals | 13303 | 0.67992 | 27 | 0 | 140463.1 | 0 | 89700.2307 | 98070.9898 | 112073.3409 | -50762.8693 | -42392.1102 | -28389.7591 | 0.6386 | 0.6982 | 0.79788 | 0.67241
11766 | Lateral Hardening | Lateral Hardening-Fuse-91068447 | Laterals | 13632 | 0.68864 | 49 | 75 | 845595.13 | 0 | 542652.5242 | 589043.2096 | 661352.8826 | -302942.6058 | -256551.9204 | -184242.2474 | 0.64174 | 0.6966 | 0.78212 | 0.67224
9680 | Lateral Hardening | Lateral Hardening-Fuse-92335759 | Laterals | 13434 | 0.26193 | 12 | 6 | 209331.42 | 0 | 131918.72 | 148026.1475 | 171590.018 | -77412.7 | -61305.2725 | -37741.402 | 0.63019 | 0.70714 | 0.81971 | 0.67223
8149 | Lateral Hardening | Lateral Hardening-Fuse-90105346 | Laterals | 13808 | 0.20625 | 10 | 1 | 114203.78 | 0 | 71662.0263 | 80801.6836 | 94800.2893 | -42541.7537 | -33402.0964 | -19403.4907 | 0.62749 | 0.70752 | 0.8301 | 0.67176
2118 | Lateral Hardening | Lateral Hardening-Fuse-10595523 | Laterals | 13698 | 0.35114 | 37 | 48 | 404916.18 | 0 | 256929.1131 | 283765.3439 | 326818.2702 | -147987.0669 | -121150.8361 | -78097.9098 | 0.63452 | 0.7008 | 0.80713 | 0.67167
5991 | Lateral Hardening | Lateral Hardening-Fuse-90255945 | Laterals | 13166 | 0.074621 | 8 | 4 | 64275.25 | 0 | 40196.6509 | 45620.5982 | 53423.4489 | -24078.5991 | -18654.6518 | -10851.8011 | 0.62538 | 0.70977 | 0.83117 | 0.67128
10535 | Lateral Hardening | Lateral Hardening-Fuse-10710636 | Laterals | 14000 | 0.56799 | 24 | 37 | 463156.3 | 0 | 294601.8955 | 324403.6764 | 367404.8358 | -168554.4045 | -138752.6236 | -95751.4642 | 0.63607 | 0.70042 | 0.79326 | 0.6711
17113 | Lateral Hardening | Lateral Hardening-Fuse-92683590 | Laterals | 13805 | 0.39659 | 22 | 16 | 320199.06 | 0 | 202796.2154 | 225629.4046 | 254489.4316 | -117402.8446 | -94569.6554 | -65709.6284 | 0.63334 | 0.70465 | 0.79479 | 0.67088
9925 | Lateral Hardening | Lateral Hardening-Fuse-10455377 | Laterals | 13171 | 0.25909 | 17 | 3 | 118296.18 | 0 | 74686.0741 | 83082.6626 | 96251.3131 | -43610.1059 | -35213.5174 | -22044.8669 | 0.63135 | 0.70233 | 0.81365 | 0.67087
8566 | Lateral Hardening | Lateral Hardening-Fuse-10465317 | Laterals | 13434 | 0.35246 | 24 | 29 | 376499 | 0 | 235639.1181 | 267145.419 | 310115.2167 | -140859.8819 | -109353.581 | -66383.7833 | 0.62587 | 0.70955 | 0.82368 | 0.67076
17677 | Lateral Hardening | Lateral Hardening-Fuse-10411566 | Laterals | 13633 | 0.039394 | 6 | 2 | 78615.23 | 0 | 49197.122 | 55633.8703 | 65183.8962 | -29418.108 | -22981.3597 | -13431.3338 | 0.6258 | 0.70767 | 0.82915 | 0.67069
7862 | Lateral Hardening | Lateral Hardening-Fuse-10671176 | Laterals | 13724 | 0.25455 | 12 | 38 | 65097.81 | 0 | 40593.8535 | 46089.1379 | 54626.3621 | -24503.9565 | -19008.6721 | -10471.4479 | 0.62358 | 0.708 | 0.83914 | 0.67046
17826 | Lateral Hardening | Lateral Hardening-Fuse-10127936 | Laterals | 13078 | 0.22083 | 21 | 35 | 377653.81 | 0 | 237714.7001 | 267184.33 | 303830.0828 | -139939.1099 | -110469.48 | -73823.7272 | 0.62945 | 0.70748 | 0.80452 | 0.67037
4633 | Lateral Hardening | Lateral Hardening-Fuse-10629067 | Laterals | 13146 | 0.65606 | 38 | 18 | 614299.72 | 0 | 390146.3313 | 428588.8308 | 489420.208 | -224153.3887 | -185710.8892 | -124879.512 | 0.63511 | 0.69769 | 0.79671 | 0.67004
2170 | Lateral Hardening | Lateral Hardening-Fuse-93190537 | Laterals | 13371 | 0.46458 | 44 | 38 | 539635.66 | 0 | 343778.1462 | 375599.5749 | 425261.4137 | -195857.5138 | -164036.0851 | -114374.2463 | 0.63706 | 0.69602 | 0.78805 | 0.66985
16446 | Lateral Hardening | Lateral Hardening-Fuse-92607260 | Laterals | 13390 | 0.064962 | 9 | 1 | 75006.73 | 0 | 46796.1409 | 52773.7743 | 62884.2923 | -28210.5891 | -22232.9557 | -12122.4377 | 0.62389 | 0.70359 | 0.83838 | 0.66925
14657 | Lateral Hardening | Lateral Hardening-Fuse-91346746 | Laterals | 13123 | 0.13845 | 9 | 19 | 150482.44 | 0 | 93871.6279 | 106057.9909 | 125210.8976 | -56610.8121 | -44424.4491 | -25271.5424 | 0.6238 | 0.70479 | 0.83206 | 0.66892
4083 | Lateral Hardening | Lateral Hardening-Fuse-10148007 | Laterals | 13150 | 0.16383 | 10 | 37 | 50000 | 0 | 30625.8853 | 35533.4015 | 44054.2237 | -19374.1147 | -14466.5985 | -5945.7763 | 0.61252 | 0.71067 | 0.88108 | 0.66882
8381 | Lateral Hardening | Lateral Hardening-Fuse-90848304 | Laterals | 13785 | 1.2612 | 50 | 20 | 461306.02 | 0 | 297947.8556 | 316839.9237 | 346151.4322 | -163358.1644 | -144466.0963 | -115154.5878 | 0.64588 | 0.68683 | 0.75037 | 0.66861
16937 | Lateral Hardening | Lateral Hardening-Fuse-60653825 | Laterals | 13522 | 0.22822 | 23 | 44 | 384092.95 | 0 | 238362.1798 | 271774.1566 | 321486.0958 | -145730.7702 | -112318.7934 | -62606.8542 | 0.62058 | 0.70757 | 0.837 | 0.66832
19615 | Lateral Hardening | Lateral Hardening-Fuse-60318178 | Laterals | 13927 | 0.21686 | 18 | 19 | 297197.23 | 0 | 186399.9978 | 209491.8271 | 238582.4701 | -110797.2322 | -87705.4029 | -58614.7599 | 0.62719 | 0.70489 | 0.80277 | 0.66806
589 | Lateral Hardening | Lateral Hardening-Fuse-10271824 | Laterals | 13621 | 0.42557 | 22 | 11 | 199146.21 | 0 | 126694.4968 | 138163.4927 | 155629.408 | -72451.7132 | -60982.7173 | -43516.802 | 0.63619 | 0.69378 | 0.78148 | 0.668
15305 | Lateral Hardening | Lateral Hardening-Fuse-91840610 | Laterals | 13162 | 0.082386 | 7 | 29 | 50000 | 0 | 31026.3949 | 35332.2009 | 41789.1278 | -18973.6051 | -14667.7991 | -8210.8722 | 0.62053 | 0.70664 | 0.83578 | 0.66789
60 | Lateral Hardening | Lateral Hardening-Fuse-60024910 | Laterals | 13303 | 1.0956 | 52 | 9 | 735030 | 0 | 468094.0767 | 509038.7092 | 572439.5589 | -266935.9233 | -225991.2908 | -162590.4411 | 0.63684 | 0.69254 | 0.7788 | 0.66774
3206 | Lateral Hardening | Lateral Hardening-Fuse-91985525 | Laterals | 13793 | 0.05625 | 4 | 1 | 85713.25 | 0 | 53281.0134 | 60461.8866 | 70777.7375 | -32432.2366 | -25251.3634 | -14935.5125 | 0.62162 | 0.7054 | 0.82575 | 0.66717
9138 | Lateral Hardening | Lateral Hardening-Fuse-60146802 | Laterals | 13436 | 0.2428 | 14 | 19 | 254901.68 | 0 | 159514.7963 | 178756.361 | 207151.2089 | -95386.8837 | -76145.319 | -47750.4711 | 0.62579 | 0.70128 | 0.81267 | 0.66712
453 | Lateral Hardening | Lateral Hardening-Fuse-92181166 | Laterals | 14266 | 0.10473 | 10 | 84 | 161265.11 | 0 | 101238.6444 | 113321.0129 | 128332.3409 | -60026.4656 | -47944.0971 | -32932.7691 | 0.62778 | 0.7027 | 0.79578 | 0.66706
9047 | Lateral Hardening | Lateral Hardening-Fuse-91565153 | Laterals | 13044 | 0.30019 | 30 | 58 | 531407.93 | 0 | 335400.0796 | 369425.3655 | 419277.5344 | -196007.8504 | -161982.5645 | -112130.3956 | 0.63115 | 0.69518 | 0.78899 | 0.66615
1045 | Lateral Hardening | Lateral Hardening-Fuse-93325780 | Laterals | 13723 | 0.21534 | 11 | 1 | 147947.44 | 0 | 92298.0335 | 103863.9773 | 120065.6412 | -55649.4065 | -44083.4627 | -27881.7988 | 0.62386 | 0.70203 | 0.81154 | 0.66608
9509 | Lateral Hardening | Lateral Hardening-Fuse-91086742 | Laterals | 13769 | 0.39545 | 32 | 15 | 582349.92 | 0 | 367508.0045 | 403961.4088 | 461152.2822 | -214841.9155 | -178388.5112 | -121197.6378 | 0.63108 | 0.69367 | 0.79188 | 0.66594
6807 | Lateral Hardening | Lateral Hardening-Fuse-10802883 | Laterals | 13133 | 0.43958 | 35 | 56 | 572927.98 | 0 | 360853.2778 | 399598.4495 | 451398.2129 | -212074.7022 | -173329.5305 | -121529.7671 | 0.62984 | 0.69747 | 0.78788 | 0.66593
4693 | Lateral Hardening | Lateral Hardening-Fuse-10379990 | Laterals | 13187 | 0.22727 | 15 | 28 | 240552.39 | 0 | 149746.5767 | 168678.4311 | 196174.2969 | -90805.8133 | -71873.9589 | -44378.0931 | 0.62251 | 0.70121 | 0.81552 | 0.66542
9830 | Lateral Hardening | Lateral Hardening-Fuse-92035841 | Laterals | 13442 | 0.25947 | 19 | 86 | 547088.41 | 0 | 342642.4907 | 382753.3732 | 435513.4003 | -204445.9193 | -164335.0368 | -111575.0097 | 0.6263 | 0.69962 | 0.79606 | 0.66527
1564 | Lateral Hardening | Lateral Hardening-Fuse-92856629 | Laterals | 13224 | 0.096212 | 12 | 9 | 289501.55 | 0 | 179236.622 | 203600.5774 | 238136.0966 | -110264.928 | -85900.9726 | -51365.4534 | 0.61912 | 0.70328 | 0.82257 | 0.66471
7523 | Lateral Hardening | Lateral Hardening-Fuse-93218771 | Laterals | 13459 | 0.26723 | 20 | 20 | 430357.49 | 0 | 271355.0205 | 298188.6252 | 337222.6188 | -159002.4695 | -132168.8648 | -93134.8712 | 0.63053 | 0.69289 | 0.78359 | 0.66454
3468 | Lateral Hardening | Lateral Hardening-Fuse-92819432 | Laterals | 13078 | 0.091477 | 15 | 22 | 226909.53 | 0 | 140551.4688 | 159169.7209 | 186361.201 | -86358.0612 | -67739.8091 | -40548.329 | 0.61942 | 0.70147 | 0.8213 | 0.66422
11098 | Lateral Hardening | Lateral Hardening-Fuse-92355373 | Laterals | 13096 | 0.31174 | 16 | 2 | 151630.34 | 0 | 94247.5206 | 105934.2274 | 123490.4465 | -57382.8194 | -45696.1126 | -28139.8935 | 0.62156 | 0.69863 | 0.81442 | 0.66397
1911 | Lateral Hardening | Lateral Hardening-Fuse-10717538 | Laterals | 13899 | 0.36837 | 17 | 0 | 127378.16 | 0 | 79593.958 | 88502.0043 | 102644.442 | -47784.202 | -38876.1557 | -24733.718 | 0.62486 | 0.6948 | 0.80582 | 0.66394
3496 | Lateral Hardening | Lateral Hardening-Fuse-10813098 | Laterals | 13237 | 0.32386 | 16 | 0 | 119749.26 | 0 | 74917.1713 | 83117.9011 | 95984.9184 | -44832.0887 | -36631.3589 | -23764.3416 | 0.62562 | 0.6941 | 0.80155 | 0.66375
2056 | Lateral Hardening | Lateral Hardening-Fuse-91102153 | Laterals | 13964 | 0.3108 | 30 | 44 | 507065.34 | 0 | 318770.5803 | 351285.4037 | 398754.5517 | -188294.7597 | -155779.9363 | -108310.7883 | 0.62866 | 0.69278 | 0.7864 | 0.66367
10656 | Lateral Hardening | Lateral Hardening-Fuse-10556592 | Laterals | 13298 | 0.24129 | 12 | 4 | 164181.19 | 0 | 101949.2881 | 114759.1095 | 133470.8847 | -62231.9019 | -49422.0805 | -30710.3053 | 0.62096 | 0.69898 | 0.81295 | 0.66356
17239 | Lateral Hardening | Lateral Hardening-Fuse-90121203 | Laterals | 13305 | 0.31591 | 13 | 1 | 157346.82 | 0 | 97459.621 | 110120.0947 | 128771.9612 | -59887.199 | -47226.7253 | -28574.8588 | 0.61939 | 0.69986 | 0.8184 | 0.66343
9134 | Lateral Hardening | Lateral Hardening-Fuse-10774279 | Laterals | 13469 | 0.21799 | 16 | 25 | 316432.99 | 0 | 198031.6316 | 220636.8757 | 248552.3802 | -118401.3584 | -95796.1143 | -67880.6098 | 0.62582 | 0.69726 | 0.78548 | 0.66322
13306 | Lateral Hardening | Lateral Hardening-Fuse-91206590 | Laterals | 13298 | 0.525 | 26 | 8 | 183829.71 | 0 | 115092.5874 | 126798.6028 | 146483.9476 | -68737.1226 | -57031.1072 | -37345.7624 | 0.62608 | 0.68976 | 0.79685 | 0.66226
18807 | Lateral Hardening | Lateral Hardening-Fuse-92035853 | Laterals | 13442 | 0.60644 | 25 | 0 | 153218.05 | 0 | 95773.0837 | 105773.1808 | 122521.4717 | -57444.9663 | -47444.8692 | -30696.5783 | 0.62508 | 0.69034 | 0.79965 | 0.66211
5175 | Lateral Hardening | Lateral Hardening-Fuse-10897226 | Laterals | 14050 | 0.21761 | 11 | 10 | 239308.66 | 0 | 148817.1928 | 166561.0445 | 191844.0809 | -90491.4672 | -72747.6155 | -47464.5791 | 0.62186 | 0.69601 | 0.80166 | 0.66209
8942 | Lateral Hardening | Lateral Hardening-Fuse-10441187 | Laterals | 13946 | 0.24072 | 16 | 28 | 326181.79 | 0 | 203834.5306 | 226821.36 | 255356.6405 | -122347.2594 | -99360.43 | -70825.1495 | 0.62491 | 0.69538 | 0.78287 | 0.66185
18531 | Lateral Hardening | Lateral Hardening-Fuse-10000753 | Laterals | 13648 | 0.1286 | 9 |  | 69864.01 | 0 | 43500.5333 | 48409.651 | 56155.423 | -26363.4767 | -21454.359 | -13708.587 | 0.62265 | 0.69291 | 0.80378 | 0.66184
8476 | Lateral Hardening | Lateral Hardening-Fuse-91967661 | Laterals | 13808 | 1.2275 | 44 | 30 | 341885.87 | 0 | 215748.6474 | 234468.6315 | 264668.3001 | -126137.2226 | -107417.2385 | -77217.5699 | 0.63105 | 0.68581 | 0.77414 | 0.66179
3147 | Lateral Hardening | Lateral Hardening-Fuse-92962473 | Laterals | 14041 | 0.014205 | 3 | 11 | 50000 | 0 | 30825.9929 | 34957.7072 | 40980.5564 | -19174.0071 | -15042.2928 | -9019.4436 | 0.61652 | 0.69915 | 0.81961 | 0.66162
19300 | Lateral Hardening | Lateral Hardening-Fuse-92395805 | Laterals | 13186 | 0.77879 | 60 | 123 | 1009633.76 | 0 | 637839.9893 | 692115.049 | 776311.9177 | -371793.7707 | -317518.711 | -233321.8423 | 0.63175 | 0.68551 | 0.7689 | 0.6616
18821 | Lateral Hardening | Lateral Hardening-Fuse-91303047 | Laterals | 13830 | 0.38106 | 35 | 48 | 420923.71 | 0 | 263825.3259 | 290058.9064 | 330175.1564 | -157098.3841 | -130864.8036 | -90748.5536 | 0.62678 | 0.6891 | 0.78441 | 0.66124
18786 | Lateral Hardening | Lateral Hardening-Fuse-91467991 | Laterals | 13100 | 0.10455 | 9 | 11 | 233725.29 | 0 | 143847.0383 | 163503.9577 | 191800.8421 | -89878.2517 | -70221.3323 | -41924.4479 | 0.61545 | 0.69956 | 0.82063 | 0.6612
6366 | Lateral Hardening | Lateral Hardening-Fuse-91144334 | Laterals | 13590 | 0.067803 | 6 | 8 | 107005.6 | 0 | 65876.1533 | 74861.9545 | 87416.1041 | -41129.4467 | -32143.6455 | -19589.4959 | 0.61563 | 0.69961 | 0.81693 | 0.66096
11841 | Lateral Hardening | Lateral Hardening-Fuse-10426541 | Laterals | 13830 | 0.55909 | 31 | 96 | 664865.49 | 0 | 416564.8808 | 457955.8041 | 520769.3168 | -248300.6092 | -206909.6859 | -144096.1732 | 0.62654 | 0.68879 | 0.78327 | 0.66089
5822 | Lateral Hardening | Lateral Hardening-Fuse-90687705 | Laterals | 13096 | 0.04678 | 5 | 4 | 67989.71 | 0 | 41885.8351 | 47417.4482 | 55679.6803 | -26103.8749 | -20572.2618 | -12310.0297 | 0.61606 | 0.69742 | 0.81894 | 0.66076
13942 | Lateral Hardening | Lateral Hardening-Fuse-10556684 | Laterals | 13298 | 0.55663 | 19 | 2 | 231418.9 | 0 | 142987.9582 | 161461.4824 | 186523.8653 | -88430.9418 | -69957.4176 | -44895.0347 | 0.61788 | 0.6977 | 0.806 | 0.66064
14047 | Lateral Hardening | Lateral Hardening-Fuse-10274801 | Laterals | 14274 | 0.14867 | 11 | 1 | 60737.83 | 0 | 37316.654 | 42245.5628 | 50609.865 | -23421.176 | -18492.2672 | -10127.965 | 0.61439 | 0.69554 | 0.83325 | 0.66062
8938 | Lateral Hardening | Lateral Hardening-Fuse-92627336 | Laterals | 13303 | 0.84545 | 50 | 35 | 737371.65 | 0 | 462563.3931 | 506331.903 | 574984.9745 | -274808.2569 | -231039.747 | -162386.6755 | 0.62731 | 0.68667 | 0.77978 | 0.66037
12284 | Lateral Hardening | Lateral Hardening-Fuse-10567775 | Laterals | 13279 | 0.063258 | 6 | 9 | 84570.41 | 0 | 52011.1815 | 59039.2403 | 69276.6325 | -32559.2285 | -25531.1697 | -15293.7775 | 0.615 | 0.69811 | 0.81916 | 0.66035
16809 | Lateral Hardening | Lateral Hardening-Fuse-10158932 | Laterals | 13164 | 0.092045 | 10 | 12 | 217020.12 | 0 | 133158.2316 | 151397.0122 | 177663.463 | -83861.8884 | -65623.1078 | -39356.657 | 0.61358 | 0.69762 | 0.81865 | 0.6593
14053 | Lateral Hardening | Lateral Hardening-Fuse-10368952 | Laterals | 13097 | 0.37197 | 21 | 22 | 314222.86 | 0 | 194545.9497 | 218485.3523 | 248342.2819 | -119676.9103 | -95737.5077 | -65880.5781 | 0.61913 | 0.69532 | 0.79034 | 0.65911
11176 | Lateral Hardening | Lateral Hardening-Fuse-10090747 | Laterals | 13294 | 0.56629 | 39 | 17 | 335319.46 | 0 | 210047.7868 | 229693.9528 | 260681.7184 | -125271.6732 | -105625.5072 | -74637.7416 | 0.62641 | 0.685 | 0.77741 | 0.65909
3449 | Lateral Hardening | Lateral Hardening-Fuse-92680977 | Laterals | 13805 | 0.28769 | 14 | 3 | 100237.21 | 0 | 62066.2332 | 69231.9674 | 80466.0358 | -38170.9768 | -31005.2426 | -19771.1742 | 0.61919 | 0.69068 | 0.80276 | 0.659
8388 | Lateral Hardening | Lateral Hardening-Fuse-10141692 | Laterals | 13122 | 0.15606 | 12 | 40 | 215539.51 | 0 | 132424.756 | 150065.0024 | 174534.9873 | -83114.754 | -65474.5076 | -41004.5227 | 0.61439 | 0.69623 | 0.80976 | 0.65848
12159 | Lateral Hardening | Lateral Hardening-Fuse-10142235 | Laterals | 13034 | 0.37633 | 31 | 63 | 583251.38 | 0 | 361864.8288 | 403601.2499 | 458474.3639 | -221386.5512 | -179650.1301 | -124777.0161 | 0.62043 | 0.69199 | 0.78607 | 0.65846
8205 | Lateral Hardening | Lateral Hardening-Fuse-10556593 | Laterals | 13298 | 0.34735 | 17 | 3 | 174012.95 | 0 | 108396.0312 | 119255.3482 | 136829.5688 | -65616.9188 | -54757.6018 | -37183.3812 | 0.62292 | 0.68532 | 0.78632 | 0.65798
8326 | Lateral Hardening | Lateral Hardening-Fuse-92588410 | Laterals | 13280 | 0.52841 | 39 | 2 | 884028.4 | 0 | 551175.1175 | 609091.6734 | 679156.1043 | -332853.2825 | -274936.7266 | -204872.2957 | 0.62348 | 0.689 | 0.76825 | 0.65761
18003 | Lateral Hardening | Lateral Hardening-Fuse-92826951 | Laterals | 13159 | 0.045833 | 7 | 11 | 95421.01 | 0 | 58510.5961 | 66075.8943 | 78178.5257 | -36910.4139 | -29345.1157 | -17242.4843 | 0.61318 | 0.69247 | 0.8193 | 0.65758
16894 | Lateral Hardening | Lateral Hardening-Fuse-60602976 | Laterals | 14024 | 0.077083 | 11 | 192 | 50000 | 0 | 30358.3812 | 34849.1753 | 42005.2708 | -19641.6188 | -15150.8247 | -7994.7292 | 0.60717 | 0.69698 | 0.84011 | 0.65741
11142 | Lateral Hardening | Lateral Hardening-Fuse-93446727 | Laterals | 13532 | 0.12311 | 13 | 2 | 139926.26 | 0 | 85628.0961 | 97242.0294 | 113868.0361 | -54298.1639 | -42684.2306 | -26058.2239 | 0.61195 | 0.69495 | 0.81377 | 0.65703
13892 | Lateral Hardening | Lateral Hardening-Fuse-91778398 | Laterals | 13070 | 0.16458 | 10 | 4 | 53691.31 | 0 | 33293.2996 | 36910.9679 | 42259.6947 | -20398.0104 | -16780.3421 | -11431.6153 | 0.62009 | 0.68747 | 0.78709 | 0.657
3681 | Lateral Hardening | Lateral Hardening-Fuse-92057627 | Laterals | 13754 | 0.085795 | 12 | 14 | 186718.09 | 0 | 114563.9264 | 129518.7373 | 150539.9253 | -72154.1636 | -57199.3527 | -36178.1647 | 0.61357 | 0.69366 | 0.80624 | 0.65686
5836 | Lateral Hardening | Lateral Hardening-Fuse-60048729 | Laterals | 13622 | 0.45303 | 18 | 1 | 192796.69 | 0 | 118795.5858 | 133502.9553 | 153030.2687 | -74001.1042 | -59293.7347 | -39766.4213 | 0.61617 | 0.69245 | 0.79374 | 0.65681
4701 | Lateral Hardening | Lateral Hardening-Fuse-10605144 | Laterals | 13924 | 1.3602 | 75 | 30 | 1107241.05 | 0 | 688085.1687 | 758580.4 | 866672.6436 | -419155.8813 | -348660.65 | -240568.4064 | 0.62144 | 0.68511 | 0.78273 | 0.65667
509 | Lateral Hardening | Lateral Hardening-Fuse-10762855 | Laterals | 13815 | 0.094318 | 7 |  | 52290.45 | 0 | 32230.2149 | 35963.5025 | 41999.4035 | -20060.2351 | -16326.9475 | -10291.0465 | 0.61637 | 0.68776 | 0.80319 | 0.65647
11345 | Lateral Hardening | Lateral Hardening-Fuse-60015304 | Laterals | 13008 | 0.1767 | 13 | 19 | 209395.17 | 0 | 128364.1586 | 145301.8271 | 168499.0753 | -81031.0114 | -64093.3429 | -40896.0947 | 0.61302 | 0.69391 | 0.80469 | 0.65646
5108 | Lateral Hardening | Lateral Hardening-Fuse-92655481 | Laterals | 13068 | 0.12841 | 10 | 12 | 214743.18 | 0 | 131069.7215 | 149233.4906 | 175082.9433 | -83673.4585 | -65509.6894 | -39660.2367 | 0.61036 | 0.69494 | 0.81531 | 0.65623
444 | Lateral Hardening | Lateral Hardening-Fuse-92148509 | Laterals | 13231 | 0.45114 | 37 | 85 | 545156.19 | 0 | 340007.7468 | 372161.5886 | 419255.6463 | -205148.4432 | -172994.6014 | -125900.5437 | 0.62369 | 0.68267 | 0.76906 | 0.65592
10265 | Lateral Hardening | Lateral Hardening-Fuse-93432330 | Laterals | 13532 | 0.039773 | 4 | 1 | 62412.93 | 0 | 38110.4169 | 43347.1456 | 50524.2774 | -24302.5131 | -19065.7844 | -11888.6526 | 0.61062 | 0.69452 | 0.80952 | 0.65568
16301 | Lateral Hardening | Lateral Hardening-Fuse-10556660 | Laterals | 13298 | 0.54659 | 22 | 3 | 249095.17 | 0 | 151956.6882 | 172320.8524 | 204560.9408 | -97138.4818 | -76774.3176 | -44534.2292 | 0.61003 | 0.69179 | 0.82122 | 0.65568
12024 | Lateral Hardening | Lateral Hardening-Fuse-10807597 | Laterals | 13020 | 0.16155 | 15 | 2 | 225556.94 | 0 | 137995.3568 | 156002.5529 | 182788.146 | -87561.5832 | -69554.3871 | -42768.794 | 0.6118 | 0.69163 | 0.81039 | 0.65561
5087 | Lateral Hardening | Lateral Hardening-Fuse-91512656 | Laterals | 13206 | 0.095455 | 6 | 14 | 159822.06 | 0 | 97428.4203 | 110875.9501 | 130295.6841 | -62393.6397 | -48946.1099 | -29526.3759 | 0.60961 | 0.69375 | 0.81525 | 0.65541
15048 | Lateral Hardening | Lateral Hardening-Fuse-91506846 | Laterals | 13621 | 0.34678 | 22 | 5 | 172948.37 | 0 | 107489.2421 | 117895.4208 | 134681.8568 | -65459.1279 | -55052.9492 | -38266.5132 | 0.62151 | 0.68168 | 0.77874 | 0.65528
17466 | Lateral Hardening | Lateral Hardening-Fuse-90372159 | Laterals | 13419 | 0.053788 | 4 | 13 | 68063.41 | 0 | 41558.8463 | 47141.5981 | 55148.5612 | -26504.5637 | -20921.8119 | -12914.8488 | 0.61059 | 0.69261 | 0.81025 | 0.65516
16854 | Lateral Hardening | Lateral Hardening-Fuse-10556642 | Laterals | 13298 | 0.8142 | 33 | 3 | 159991.44 | 0 | 98231.2624 | 110009.0311 | 128517.4819 | -61760.1776 | -49982.4089 | -31473.9581 | 0.61398 | 0.68759 | 0.80328 | 0.65499
10354 | Lateral Hardening | Lateral Hardening-Fuse-10705936 | Laterals | 13268 | 0.037121 | 1 | 1 | 50000 | 0 | 30642.4351 | 34522.9196 | 40028.4861 | -19357.5649 | -15477.0804 | -9971.5139 | 0.61285 | 0.69046 | 0.80057 | 0.6549
4774 | Lateral Hardening | Lateral Hardening-Fuse-92801640 | Laterals | 13125 | 0.43826 | 29 | 77 | 476053.94 | 0 | 292537.3223 | 329054.3642 | 375030.1228 | -183516.6177 | -146999.5758 | -101023.8172 | 0.6145 | 0.69121 | 0.78779 | 0.65485
9520 | Lateral Hardening | Lateral Hardening-Fuse-92187440 | Laterals | 13750 | 0.2053 | 19 | 2 | 299550.72 | 0 | 182710.329 | 207612.7054 | 242387.9168 | -116840.391 | -91938.0146 | -57162.8032 | 0.60995 | 0.69308 | 0.80917 | 0.65481
16319 | Lateral Hardening | Lateral Hardening-Fuse-91917135 | Laterals | 13522 | 0.077652 | 8 | 14 | 77906.65 | 0 | 47507.5154 | 54006.4589 | 63054.1225 | -30399.1346 | -23900.1911 | -14852.5275 | 0.6098 | 0.69322 | 0.80935 | 0.65478
15356 | Lateral Hardening | Lateral Hardening-Fuse-92746039 | Laterals | 13340 | 0.56667 | 27 | 1 | 242047.6 | 0 | 148000.2952 | 167154.5078 | 194871.5244 | -94047.3048 | -74893.0922 | -47176.0756 | 0.61145 | 0.69059 | 0.8051 | 0.65456
10743 | Lateral Hardening | Lateral Hardening-Fuse-60005665 | Laterals | 13037 | 0.13636 | 15 | 21 | 189289.86 | 0 | 115456.2998 | 130854.3767 | 153117.9844 | -73833.5602 | -58435.4833 | -36171.8756 | 0.60994 | 0.69129 | 0.80891 | 0.65424
14893 | Lateral Hardening | Lateral Hardening-Fuse-91135753 | Laterals | 14110 | 0.20568 | 10 | 1 | 113857.5 | 0 | 69374.322 | 78375.5349 | 93434.9705 | -44483.178 | -35481.9651 | -20422.5295 | 0.60931 | 0.68837 | 0.82063 | 0.65416
12106 | Lateral Hardening | Lateral Hardening-Fuse-92297190 | Laterals | 13461 | 0.23996 | 10 | 3 | 116197.76 | 0 | 70918.9695 | 79882.3352 | 94585.3594 | -45278.7905 | -36315.4248 | -21612.4006 | 0.61033 | 0.68747 | 0.814 | 0.65384
4121 | Lateral Hardening | Lateral Hardening-Fuse-90524959 | Laterals | 13624 | 0.052083 | 4 | 2 | 105022.36 | 0 | 64063.6573 | 72338.0227 | 84961.7362 | -40958.7027 | -32684.3373 | -20060.6238 | 0.61 | 0.68879 | 0.80899 | 0.65353
19553 | Lateral Hardening | Lateral Hardening-Fuse-90957706 | Laterals | 13444 | 0.48466 | 30 | 46 | 465781.41 | 0 | 288348.4658 | 317967.8366 | 359572.6705 | -177432.9442 | -147813.5734 | -106208.7395 | 0.61906 | 0.68265 | 0.77198 | 0.65343
2544 | Lateral Hardening | Lateral Hardening-Fuse-90536063 | Laterals | 13808 | 0.35152 | 22 | 19 | 208916.44 | 0 | 127451.5114 | 144021.4901 | 168336.6143 | -81464.9286 | -64894.9499 | -40579.8257 | 0.61006 | 0.68937 | 0.80576 | 0.65342
3965 | Lateral Hardening | Lateral Hardening-Fuse-92051492 | Laterals | 13418 | 0.27443 | 27 | 45 | 435806.76 | 0 | 269521.4157 | 297936.9533 | 336121.6152 | -166285.3443 | -137869.8067 | -99685.1448 | 0.61844 | 0.68364 | 0.77126 | 0.65329
2349 | Lateral Hardening | Lateral Hardening-Fuse-91600776 | Laterals | 13690 | 0.071591 | 6 | 13 | 157938.15 | 0 | 96184.5345 | 109044.3499 | 127506.7622 | -61753.6155 | -48893.8001 | -30431.3878 | 0.609 | 0.69042 | 0.80732 | 0.65326
3966 | Lateral Hardening | Lateral Hardening-Fuse-10615030 | Laterals | 13125 | 0.18617 | 17 | 60 | 146588.92 | 0 | 88757.1048 | 101079.8521 | 120923.1014 | -57831.8152 | -45509.0679 | -25665.8186 | 0.60548 | 0.68955 | 0.82491 | 0.65265
3228 | Lateral Hardening | Lateral Hardening-Fuse-10567788 | Laterals | 13117 | 0.21061 | 18 | 69 | 414054.72 | 0 | 250636.7921 | 285972.221 | 339195.8336 | -163417.9279 | -128082.499 | -74858.8864 | 0.60532 | 0.69066 | 0.81921 | 0.65231
18077 | Lateral Hardening | Lateral Hardening-Fuse-60143950 | Laterals | 13839 | 0.058523 | 6 | 22 | 132050.16 | 0 | 80103.9244 | 91139.8521 | 106559.9438 | -51946.2356 | -40910.3079 | -25490.2162 | 0.60662 | 0.69019 | 0.80697 | 0.65172
13074 | Lateral Hardening | Lateral Hardening-Fuse-10761249 | Laterals | 13330 | 0.14773 | 7 | 8 | 68519.13 | 0 | 42001.0621 | 46750.3638 | 54112.248 | -26518.0679 | -21768.7662 | -14406.882 | 0.61298 | 0.6823 | 0.78974 | 0.65145
2499 | Lateral Hardening | Lateral Hardening-Fuse-10562374 | Laterals | 13296 | 0.12652 | 16 | 1 | 222370.57 | 0 | 134682.8881 | 153321.1515 | 180574.6286 | -87687.6819 | -69049.4185 | -41795.9414 | 0.60567 | 0.68948 | 0.81204 | 0.65145
4699 | Lateral Hardening | Lateral Hardening-Fuse-10723991 | Laterals | 13780 | 0.22784 | 16 | 28 | 58948.47 | 0 | 35036.9282 | 40829.705 | 51288.9819 | -23911.5418 | -18118.765 | -7659.4881 | 0.59437 | 0.69263 | 0.87006 | 0.65142
1428 | Lateral Hardening | Lateral Hardening-Fuse-10070731 | Laterals | 13984 | 0.25208 | 15 | 3 | 117713.8 | 0 | 72435.0858 | 79899.3769 | 92325.6816 | -45278.7142 | -37814.4231 | -25388.1184 | 0.61535 | 0.67876 | 0.78432 | 0.65127
14933 | Lateral Hardening | Lateral Hardening-Fuse-93280058 | Laterals | 13213 | 0.14489 | 16 | 3 | 112734.96 | 0 | 69158.0176 | 76769.7598 | 88645.1513 | -43576.9424 | -35965.2002 | -24089.8087 | 0.61346 | 0.68098 | 0.78631 | 0.651
8008 | Lateral Hardening | Lateral Hardening-Fuse-92456386 | Laterals | 13311 | 0.11269 | 8 | 15 | 148341.8 | 0 | 90016.1146 | 101946.347 | 119764.2729 | -58325.6854 | -46395.453 | -28577.5271 | 0.60682 | 0.68724 | 0.80735 | 0.651
3918 | Lateral Hardening | Lateral Hardening-Fuse-92555946 | Laterals | 13152 | 0.99754 | 67 | 102 | 954510.31 | 0 | 592611.0382 | 644176.0113 | 724731.5922 | -361899.2718 | -310334.2987 | -229778.7178 | 0.62085 | 0.67488 | 0.75927 | 0.6509
9521 | Lateral Hardening | Lateral Hardening-Fuse-91365952 | Laterals | 13590 | 0.15587 | 13 | 27 | 165451.13 | 0 | 100202.1956 | 113950.6695 | 133826.6979 | -65248.9344 | -51500.4605 | -31624.4321 | 0.60563 | 0.68873 | 0.80886 | 0.65088
12519 | Lateral Hardening | Lateral Hardening-Fuse-90283263 | Laterals | 13190 | 0.15265 | 12 | 122 | 73861.97 | 0 | 43932.5612 | 51128.639 | 63758.8616 | -29929.4088 | -22733.331 | -10103.1084 | 0.59479 | 0.69222 | 0.86322 | 0.65086
14765 | Lateral Hardening | Lateral Hardening-Fuse-10563812 | Laterals | 13293 | 0.11042 | 7 | 3 | 218428.02 | 0 | 132206.773 | 150100.1334 | 176439.038 | -86221.247 | -68327.8866 | -41988.982 | 0.60526 | 0.68718 | 0.80777 | 0.65009
15847 | Lateral Hardening | Lateral Hardening-Fuse-10745630 | Laterals | 13431 | 0.29053 | 17 | 8 | 115961.66 | 0 | 71262.4948 | 78587.0344 | 90515.3048 | -44699.1652 | -37374.6256 | -25446.3552 | 0.61453 | 0.6777 | 0.78056 | 0.65009
3203 | Lateral Hardening | Lateral Hardening-Fuse-91195616 | Laterals | 14041 | 0.069508 | 8 | 10 | 126120.44 | 0 | 76340.2468 | 86707.0263 | 101709.6063 | -49780.1932 | -39413.4137 | -24410.8337 | 0.6053 | 0.68749 | 0.80645 | 0.65007
957 | Lateral Hardening | Lateral Hardening-Fuse-10556619 | Laterals | 13298 | 0.82386 | 40 | 6 | 314308.65 | 0 | 193145.2388 | 212985.0744 | 245107.9989 | -121163.4112 | -101323.5756 | -69200.6511 | 0.61451 | 0.67763 | 0.77983 | 0.64998
15000 | Lateral Hardening | Lateral Hardening-Fuse-92900620 | Laterals | 13854 | 0.2428 | 14 | 23 | 75911.93 | 0 | 46099.5316 | 52002.4066 | 60673.9697 | -29812.3984 | -23909.5234 | -15237.9603 | 0.60728 | 0.68504 | 0.79927 | 0.6498
6608 | Lateral Hardening | Lateral Hardening-Fuse-93311529 | Laterals | 13808 | 0.17803 | 10 | 1 | 63177.53 | 0 | 38135.2098 | 43289.9817 | 51687.7424 | -25042.3202 | -19887.5483 | -11489.7876 | 0.60362 | 0.68521 | 0.81813 | 0.64955
13674 | Lateral Hardening | Lateral Hardening-Fuse-92466258 | Laterals | 13785 | 0.24072 | 12 | 10 | 151835.29 | 0 | 91851.6519 | 103583.9574 | 122942.274 | -59983.6381 | -48251.3326 | -28893.016 | 0.60494 | 0.68221 | 0.80971 | 0.6486
9053 | Lateral Hardening | Lateral Hardening-Fuse-10532917 | Laterals | 13705 | 0.19375 | 16 | 3 | 465065.13 | 0 | 280557.9311 | 318435.3775 | 377356.3216 | -184507.1989 | -146629.7525 | -87708.8084 | 0.60327 | 0.68471 | 0.81141 | 0.64851
5311 | Lateral Hardening | Lateral Hardening-Fuse-10813117 | Laterals | 13645 | 0.6947 | 36 | 241 | 874750.81 | 0 | 531306.6241 | 597506.6704 | 691241.8068 | -343444.1859 | -277244.1396 | -183509.0032 | 0.60738 | 0.68306 | 0.79022 | 0.64837
12111 | Lateral Hardening | Lateral Hardening-Fuse-10274779 | Laterals | 14274 | 0.065152 | 3 | 1 | 53796.49 | 0 | 32554.8373 | 36779.6418 | 43121.7593 | -21241.6527 | -17016.8482 | -10674.7307 | 0.60515 | 0.68368 | 0.80157 | 0.64835
5435 | Lateral Hardening | Lateral Hardening-Fuse-90449990 | Laterals | 13236 | 2.4265 | 120 | 0 | 1473885.71 | 0 | 919718.6837 | 984840.3075 | 1080557.1272 | -554167.0263 | -489045.4025 | -393328.5828 | 0.62401 | 0.66819 | 0.73313 | 0.64818
2664 | Lateral Hardening | Lateral Hardening-Fuse-10100689 | Laterals | 13048 | 0.16061 | 9 | 9 | 216630.52 | 0 | 130825.9102 | 148315.2036 | 173739.8044 | -85804.6098 | -68315.3164 | -42890.7156 | 0.60391 | 0.68465 | 0.80201 | 0.64794
18513 | Lateral Hardening | Lateral Hardening-Fuse-92178129 | Laterals | 13210 | 0.11856 | 14 | 22 | 198902.87 | 0 | 120281.0647 | 136141.5821 | 158142.3151 | -78621.8053 | -62761.2879 | -40760.5549 | 0.60472 | 0.68446 | 0.79507 | 0.64768
14249 | Lateral Hardening | Lateral Hardening-Fuse-92614322 | Laterals | 13805 | 0.1447 | 8 | 11 | 127421.86 | 0 | 76917.2127 | 87041.8432 | 102287.7176 | -50504.6473 | -40380.0168 | -25134.1424 | 0.60364 | 0.6831 | 0.80275 | 0.64739
16856 | Lateral Hardening | Lateral Hardening-Fuse-60118366 | Laterals | 13096 | 0.7983 | 47 | 10 | 559069.53 | 0 | 335845.2036 | 382375.4583 | 455977.1822 | -223224.3264 | -176694.0717 | -103092.3478 | 0.60072 | 0.68395 | 0.8156 | 0.64718
10898 | Lateral Hardening | Lateral Hardening-Fuse-5009249 | Laterals | 13037 | 0.097727 | 10 | 4 | 160175.46 | 0 | 96444.3109 | 109706.3049 | 128723.4173 | -63731.1491 | -50469.1551 | -31452.0427 | 0.60212 | 0.68491 | 0.80364 | 0.64711
2145 | Lateral Hardening | Lateral Hardening-Fuse-92848748 | Laterals | 13011 | 0.25606 | 18 | 3 | 117535.66 | 0 | 71763.8843 | 79528.7193 | 91391.6893 | -45771.7757 | -38006.9407 | -26143.9707 | 0.61057 | 0.67663 | 0.77757 | 0.64709
13456 | Lateral Hardening | Lateral Hardening-Fuse-10920948 | Laterals | 13797 | 0.093561 | 7 | 66 | 95662.06 | 0 | 57592.235 | 65333.0146 | 77357.3811 | -38069.825 | -30329.0454 | -18304.6789 | 0.60204 | 0.68296 | 0.80865 | 0.64698
16030 | Lateral Hardening | Lateral Hardening-Fuse-10477654 | Laterals | 13435 | 0.69034 | 44 | 53 | 839132.36 | 0 | 518380.4861 | 562123.5211 | 631732.657 | -320751.8739 | -277008.8389 | -207399.703 | 0.61776 | 0.66989 | 0.75284 | 0.6469
1622 | Lateral Hardening | Lateral Hardening-Fuse-91165791 | Laterals | 13035 | 0.39924 | 39 | 87 | 549072.67 | 0 | 335727.5765 | 372113.5212 | 418753.8363 | -213345.0935 | -176959.1488 | -130318.8337 | 0.61144 | 0.67771 | 0.76266 | 0.64645
18703 | Lateral Hardening | Lateral Hardening-Fuse-10590624 | Laterals | 13127 | 0.23977 | 18 | 24 | 377906.34 | 0 | 231666.3286 | 254468.7059 | 287600.998 | -146240.0114 | -123437.6341 | -90305.342 | 0.61303 | 0.67336 | 0.76104 | 0.64593
17940 | Lateral Hardening | Lateral Hardening-Fuse-90599092 | Laterals | 13927 | 0.1483 | 12 | 2 | 167531.34 | 0 | 100800.8079 | 114416.8617 | 133979.5821 | -66730.5321 | -53114.4783 | -33551.7579 | 0.60168 | 0.68296 | 0.79973 | 0.64587
9090 | Lateral Hardening | Lateral Hardening-Fuse-91903712 | Laterals | 13631 | 0.19905 | 15 | 17 | 295231.01 | 0 | 179076.8326 | 200731.3079 | 229941.8848 | -116154.1774 | -94499.7021 | -65289.1252 | 0.60657 | 0.67991 | 0.77885 | 0.6458
9485 | Lateral Hardening | Lateral Hardening-Fuse-93154659 | Laterals | 13807 | 0.21326 | 15 | 9 | 113978.42 | 0 | 69473.0274 | 76819.9748 | 88701.1885 | -44505.3926 | -37158.4452 | -25277.2315 | 0.60953 | 0.67399 | 0.77823 | 0.64574
17938 | Lateral Hardening | Lateral Hardening-Fuse-10797399 | Laterals | 14041 | 1.2729 | 93 | 2 | 1618762.73 | 0 | 992262.7476 | 1088437.9747 | 1233961.4441 | -626499.9824 | -530324.7553 | -384801.2859 | 0.61298 | 0.67239 | 0.76229 | 0.64573
1255 | Lateral Hardening | Lateral Hardening-Fuse-90262628 | Laterals | 13870 | 0.74489 | 48 | 461 | 112304.38 | 0 | 67737.5821 | 76237.91 | 89933.2231 | -44566.7979 | -36066.47 | -22371.1569 | 0.60316 | 0.67885 | 0.8008 | 0.64563
14696 | Lateral Hardening | Lateral Hardening-Fuse-91384782 | Laterals | 13916 | 0.027652 | 4 | 2 | 76789.33 | 0 | 46226.8837 | 52339.9936 | 61286.4125 | -30562.4463 | -24449.3364 | -15502.9175 | 0.602 | 0.68161 | 0.79811 | 0.64549
10263 | Lateral Hardening | Lateral Hardening-Fuse-92474762 | Laterals | 13081 | 0.07178 | 3 | 27 | 50000 | 0 | 30036.7686 | 34149.3336 | 40041.0521 | -19963.2314 | -15850.6664 | -9958.9479 | 0.60074 | 0.68299 | 0.80082 | 0.64542
16156 | Lateral Hardening | Lateral Hardening-Fuse-90872759 | Laterals | 13924 | 1.0051 | 48 | 32 | 1062333.51 | 0 | 651636.3247 | 711572.9342 | 810153.3609 | -410697.1853 | -350760.5758 | -252180.1491 | 0.6134 | 0.66982 | 0.76262 | 0.64525
4557 | Lateral Hardening | Lateral Hardening-Fuse-93249152 | Laterals | 13175 | 0.046212 | 4 | 2 | 59573.81 | 0 | 35846.8639 | 40631.2059 | 47376.4909 | -23726.9461 | -18942.6041 | -12197.3191 | 0.60172 | 0.68203 | 0.79526 | 0.64517
900 | Lateral Hardening | Lateral Hardening-Fuse-10704135 | Laterals | 13962 | 0.32955 | 14 | 0 | 124151.46 | 0 | 75552.3623 | 83444.9779 | 96656.7702 | -48599.0977 | -40706.4821 | -27494.6898 | 0.60855 | 0.67212 | 0.77854 | 0.64462
1697 | Lateral Hardening | Lateral Hardening-Fuse-60245769 | Laterals | 13105 | 0.42614 | 27 | 65 | 381604.5 | 0 | 230966.5248 | 259257.6294 | 295983.4791 | -150637.9752 | -122346.8706 | -85621.0209 | 0.60525 | 0.67939 | 0.77563 | 0.64453
3724 | Lateral Hardening | Lateral Hardening-Fuse-10000888 | Laterals | 13236 | 0.31705 | 12 | 1 | 119182.62 | 0 | 71505.104 | 80847.9212 | 96518.7915 | -47677.516 | -38334.6988 | -22663.8285 | 0.59996 | 0.67835 | 0.80984 | 0.64447
8080 | Lateral Hardening | Lateral Hardening-Fuse-10925172 | Laterals | 13020 | 0.095265 | 11 | 43 | 204357.58 | 0 | 122629.5113 | 139165.7348 | 163720.0059 | -81728.0687 | -65191.8452 | -40637.5741 | 0.60007 | 0.68099 | 0.80114 | 0.64446
13782 | Lateral Hardening | Lateral Hardening-Fuse-90915080 | Laterals | 13096 | 0.32121 | 18 | 3 | 70638.29 | 0 | 42627.3957 | 47766.0621 | 56144.4135 | -28010.8943 | -22872.2279 | -14493.8765 | 0.60346 | 0.67621 | 0.79482 | 0.64442
1710 | Lateral Hardening | Lateral Hardening-Fuse-10793109 | Laterals | 13470 | 0.34318 | 22 | 26 | 219809.31 | 0 | 133738.7213 | 147964.3321 | 170141.3279 | -86070.5887 | -71844.9779 | -49667.9821 | 0.60843 | 0.67315 | 0.77404 | 0.64441
10048 | Lateral Hardening | Lateral Hardening-Fuse-10091392 | Laterals | 13370 | 0.039773 | 4 | 1 | 50000 | 0 | 30003.1078 | 34075.9076 | 39832.5669 | -19996.8922 | -15924.0924 | -10167.4331 | 0.60006 | 0.68152 | 0.79665 | 0.64416
3809 | Lateral Hardening | Lateral Hardening-Fuse-10080907 | Laterals | 14000 | 0.1125 | 12 | 3 | 105096.06 | 0 | 63049.392 | 71186.3433 | 84872.7197 | -42046.668 | -33909.7167 | -20223.3403 | 0.59992 | 0.67735 | 0.80757 | 0.64391
15125 | Lateral Hardening | Lateral Hardening-Fuse-60070155 | Laterals | 13061 | 0.46136 | 37 | 76 | 706019.25 | 0 | 429794.9683 | 475077.431 | 542003.541 | -276224.2817 | -230941.819 | -164015.709 | 0.60876 | 0.6729 | 0.76769 | 0.64389
8961 | Lateral Hardening | Lateral Hardening-Fuse-10290398 | Laterals | 13155 | 0.25284 | 21 | 3 | 474253.53 | 0 | 283953.9898 | 322878.3063 | 381205.6668 | -190299.5402 | -151375.2237 | -93047.8632 | 0.59874 | 0.68081 | 0.8038 | 0.64387
13466 | Lateral Hardening | Lateral Hardening-Fuse-10650588 | Laterals | 13391 | 0.36742 | 17 | 4 | 261793.64 | 0 | 157291.9786 | 177724.747 | 208661.2685 | -104501.6614 | -84068.893 | -53132.3715 | 0.60082 | 0.67887 | 0.79704 | 0.64386
13601 | Lateral Hardening | Lateral Hardening-Fuse-91967257 | Laterals | 13011 | 0.25587 | 16 | 50 | 280702.48 | 0 | 168894.0718 | 190776.5731 | 221535.5163 | -111808.4082 | -89925.9069 | -59166.9637 | 0.60168 | 0.67964 | 0.78922 | 0.64382
5106 | Lateral Hardening | Lateral Hardening-Fuse-93155106 | Laterals | 14355 | 0.63295 | 38 | 825 | 248046.62 | 0 | 150638.994 | 166638.1065 | 193033.6261 | -97407.626 | -81408.5135 | -55012.9939 | 0.6073 | 0.6718 | 0.77822 | 0.64374
4607 | Lateral Hardening | Lateral Hardening-Fuse-91414369 | Laterals | 13924 | 0.41098 | 18 | 1 | 208585.45 | 0 | 125633.3166 | 141624.7039 | 163963.8912 | -82952.1334 | -66960.7461 | -44621.5588 | 0.60231 | 0.67898 | 0.78608 | 0.64369
5107 | Lateral Hardening | Lateral Hardening-Fuse-10802840 | Laterals | 13133 | 0.66477 | 54 | 122 | 766498.02 | 0 | 468349.8465 | 513324.883 | 583068.0407 | -298148.1735 | -253173.137 | -183429.9793 | 0.61103 | 0.6697 | 0.76069 | 0.64359
4499 | Lateral Hardening | Lateral Hardening-Fuse-92335042 | Laterals | 13139 | 0.084659 | 6 | 13 | 123449.64 | 0 | 74073.9976 | 83632.7814 | 98996.9967 | -49375.6424 | -39816.8586 | -24452.6433 | 0.60003 | 0.67746 | 0.80192 | 0.64345
152 | Lateral Hardening | Lateral Hardening-Fuse-10933149 | Laterals | 13897 | 0.50436 | 20 | 0 | 138679.48 | 0 | 83782.8851 | 93522.1109 | 109054.8546 | -54896.5949 | -45157.3691 | -29624.6254 | 0.60415 | 0.67438 | 0.78638 | 0.64344
6721 | Lateral Hardening | Lateral Hardening-Fuse-91048477 | Laterals | 13270 | 0.23561 | 21 | 45 | 329019.79 | 0 | 198037.0477 | 223119.0998 | 258125.1652 | -130982.7423 | -105900.6902 | -70894.6248 | 0.6019 | 0.67813 | 0.78453 | 0.64303
9145 | Lateral Hardening | Lateral Hardening-Fuse-10686137 | Laterals | 13808 | 0.44299 | 19 | 1 | 306029.33 | 0 | 187053.3625 | 204545.1059 | 231902.9917 | -118975.9675 | -101484.2241 | -74126.3383 | 0.61123 | 0.66838 | 0.75778 | 0.64303
16762 | Lateral Hardening | Lateral Hardening-Fuse-10679327 | Laterals | 13807 | 0.071023 | 4 | 2 | 63677.13 | 0 | 38212.3171 | 43159.3105 | 50478.7301 | -25464.8129 | -20517.8195 | -13198.3999 | 0.60009 | 0.67778 | 0.79273 | 0.64266
8380 | Lateral Hardening | Lateral Hardening-Fuse-10061193 | Laterals | 13071 | 0.1767 | 16 | 6 | 107010.6 | 0 | 64834.4687 | 71940.0339 | 82765.69 | -42176.1313 | -35070.5661 | -24244.91 | 0.60587 | 0.67227 | 0.77343 | 0.64255
14671 | Lateral Hardening | Lateral Hardening-Fuse-93165350 | Laterals | 13414 | 0.5392 | 32 | 152 | 494405.03 | 0 | 302567.9034 | 330034.704 | 371219.2658 | -191837.1266 | -164370.326 | -123185.7642 | 0.61198 | 0.66754 | 0.75084 | 0.64254
9007 | Lateral Hardening | Lateral Hardening-Fuse-93347958 | Laterals | 13296 | 0.13371 | 9 | 1 | 74643.97 | 0 | 44623.9215 | 50504.1437 | 60097.428 | -30020.0485 | -24139.8263 | -14546.542 | 0.59782 | 0.6766 | 0.80512 | 0.64219
5850 | Lateral Hardening | Lateral Hardening-Fuse-10454000 | Laterals | 13130 | 0.025 | 5 | 3 | 66179.61 | 0 | 39539.677 | 44963.1821 | 52739.8716 | -26639.933 | -21216.4279 | -13439.7384 | 0.59746 | 0.67941 | 0.79692 | 0.64199
12601 | Lateral Hardening | Lateral Hardening-Fuse-10091380 | Laterals | 13279 | 0.17121 | 15 | 24 | 363734.59 | 0 | 217321.4642 | 247081.7918 | 289846.8189 | -146413.1258 | -116652.7982 | -73887.7711 | 0.59747 | 0.67929 | 0.79686 | 0.64196
3882 | Lateral Hardening | Lateral Hardening-Fuse-92099807 | Laterals | 13214 | 1.0848 | 91 | 161 | 1450509.41 | 0 | 895539.6651 | 957886.0209 | 1063959.9203 | -554969.7449 | -492623.3891 | -386549.4897 | 0.6174 | 0.66038 | 0.73351 | 0.6419
8569 | Lateral Hardening | Lateral Hardening-Fuse-92397696 | Laterals | 13777 | 0.28352 | 22 | 36 | 444490.23 | 0 | 269134.0609 | 299793.6119 | 338694.2086 | -175356.1691 | -144696.6181 | -105796.0214 | 0.60549 | 0.67447 | 0.76198 | 0.64183
11732 | Lateral Hardening | Lateral Hardening-Fuse-10762852 | Laterals | 13815 | 0.40246 | 15 | 18 | 117959.39 | 0 | 71673.4664 | 78858.9307 | 90413.3849 | -46285.9236 | -39100.4593 | -27546.0051 | 0.60761 | 0.66853 | 0.76648 | 0.64177
14518 | Lateral Hardening | Lateral Hardening-Fuse-93271971 | Laterals | 13080 | 0.22557 | 20 | 24 | 309202.59 | 0 | 185943.1324 | 209252.7899 | 240298.0787 | -123259.4576 | -99949.8001 | -68904.5113 | 0.60136 | 0.67675 | 0.77715 | 0.64156
18943 | Lateral Hardening | Lateral Hardening-Fuse-10479399 | Laterals | 14216 | 1.0407 | 39 | 6 | 320032.27 | 0 | 195372.1938 | 213512.6745 | 240394.2214 | -124660.0762 | -106519.5955 | -79638.0486 | 0.61048 | 0.66716 | 0.75116 | 0.64155
11178 | Lateral Hardening | Lateral Hardening-Fuse-10143560 | Laterals | 13036 | 0.16364 | 14 | 16 | 188659.11 | 0 | 112737.2337 | 127830.2922 | 150111.257 | -75921.8763 | -60828.8178 | -38547.853 | 0.59757 | 0.67757 | 0.79567 | 0.64138
8697 | Lateral Hardening | Lateral Hardening-Fuse-90526040 | Laterals | 13112 | 0.21364 | 20 | 35 | 323726.4 | 0 | 194001.0142 | 219461.546 | 253487.4375 | -129725.3858 | -104264.854 | -70238.9625 | 0.59927 | 0.67792 | 0.78303 | 0.64124
2980 | Lateral Hardening | Lateral Hardening-Fuse-10895215 | Laterals | 13003 | 0.38447 | 18 | 14 | 347414.95 | 0 | 211025.1735 | 233220.9587 | 261937.1438 | -136389.7765 | -114193.9913 | -85477.8062 | 0.60742 | 0.6713 | 0.75396 | 0.64124
13715 | Lateral Hardening | Lateral Hardening-Fuse-10795769 | Laterals | 13695 | 0.55057 | 48 | 70 | 768679.33 | 0 | 466691.1936 | 512577.5002 | 582008.5225 | -301988.1364 | -256101.8298 | -186670.8075 | 0.60713 | 0.66683 | 0.75715 | 0.64004
12952 | Lateral Hardening | Lateral Hardening-Fuse-92122135 | Laterals | 13020 | 0.12936 | 11 | 9 | 107005.6 | 0 | 63774.5595 | 71985.6902 | 85514.7333 | -43231.0405 | -35019.9098 | -21490.8667 | 0.59599 | 0.67273 | 0.79916 | 0.63933
5068 | Lateral Hardening | Lateral Hardening-Fuse-10714620 | Laterals | 13019 | 0.13333 | 7 |  | 55532.89 | 0 | 33351.3899 | 37230.3264 | 43175.5334 | -22181.5001 | -18302.5636 | -12357.3566 | 0.60057 | 0.67042 | 0.77748 | 0.63922
15221 | Lateral Hardening | Lateral Hardening-Fuse-60380735 | Laterals | 14114 | 0.096212 | 8 | 10 | 184581.71 | 0 | 110177.9389 | 124360.8836 | 145497.5811 | -74403.7711 | -60220.8264 | -39084.1289 | 0.59691 | 0.67374 | 0.78826 | 0.63909
9384 | Lateral Hardening | Lateral Hardening-Fuse-93442824 | Laterals | 13176 | 0.5517 | 40 | 94 | 593896.62 | 0 | 351957.3989 | 401371.7723 | 478001.4384 | -241939.2211 | -192524.8477 | -115895.1816 | 0.59262 | 0.67583 | 0.80486 | 0.63881
12881 | Lateral Hardening | Lateral Hardening-Fuse-92298061 | Laterals | 13236 | 0.8983 | 42 | 6 | 263235.18 | 0 | 158557.4769 | 175481.3763 | 203453.3187 | -104677.7031 | -87753.8037 | -59781.8613 | 0.60234 | 0.66663 | 0.7729 | 0.63868
8946 | Lateral Hardening | Lateral Hardening-Fuse-10210656 | Laterals | 13426 | 0.44943 | 32 | 63 | 541453.77 | 0 | 327237.8608 | 361781.288 | 408310.4091 | -214215.9092 | -179672.482 | -133143.3609 | 0.60437 | 0.66817 | 0.7541 | 0.63848
13408 | Lateral Hardening | Lateral Hardening-Fuse-10588269 | Laterals | 13444 | 0.25663 | 19 | 23 | 402352.9 | 0 | 243647.5505 | 268105.4555 | 302738.2216 | -158705.3495 | -134247.4445 | -99614.6784 | 0.60556 | 0.66634 | 0.75242 | 0.63848
14089 | Lateral Hardening | Lateral Hardening-Fuse-60203519 | Laterals | 13439 | 0.16231 | 15 | 19 | 89381.11 | 0 | 52540.4942 | 60439.5029 | 73928.3635 | -36840.6158 | -28941.6071 | -15452.7465 | 0.58783 | 0.6762 | 0.82711 | 0.63827
18033 | Lateral Hardening | Lateral Hardening-Fuse-92633052 | Laterals | 13303 | 0.32822 | 20 | 8 | 223717.78 | 0 | 133444.6403 | 150585.0814 | 175116.8112 | -90273.1397 | -73132.6986 | -48600.9688 | 0.59649 | 0.6731 | 0.78276 | 0.6381
14298 | Lateral Hardening | Lateral Hardening-Fuse-93325698 | Laterals | 13906 | 0.16439 | 8 | 2 | 143692.16 | 0 | 85864.5084 | 96501.1417 | 112040.8424 | -57827.6516 | -47191.0183 | -31651.3176 | 0.59756 | 0.67158 | 0.77973 | 0.63798
3717 | Lateral Hardening | Lateral Hardening-Fuse-91326166 | Laterals | 13160 | 0.1053 | 10 | 18 | 159517.94 | 0 | 94817.7867 | 107254.7239 | 126603.9926 | -64700.1533 | -52263.2161 | -32913.9474 | 0.5944 | 0.67237 | 0.79367 | 0.63772
9981 | Lateral Hardening | Lateral Hardening-Fuse-10599392 | Laterals | 13473 | 0.082197 | 6 | 15 | 89114.45 | 0 | 52916.1867 | 60153.4166 | 70312.0856 | -36198.2633 | -28961.0334 | -18802.3644 | 0.5938 | 0.67501 | 0.78901 | 0.63768
2197 | Lateral Hardening | Lateral Hardening-Fuse-92254739 | Laterals | 13470 | 0.15114 | 12 | 27 | 118439.68 | 0 | 70349.0727 | 79810.4236 | 93688.9058 | -48090.6073 | -38629.2564 | -24750.7742 | 0.59397 | 0.67385 | 0.79103 | 0.63764
9343 | Lateral Hardening | Lateral Hardening-Fuse-93241258 | Laterals | 13114 | 0.21042 | 17 | 36 | 317124.86 | 0 | 189103.4609 | 213302.695 | 247143.3012 | -128021.3991 | -103822.165 | -69981.5588 | 0.59631 | 0.67261 | 0.77932 | 0.6375
16822 | Lateral Hardening | Lateral Hardening-Fuse-90435153 | Laterals | 13359 | 0.14205 | 11 | 11 | 147004.26 | 0 | 87134.1394 | 99311.0687 | 116366.2099 | -59870.1206 | -47693.1913 | -30638.0501 | 0.59273 | 0.67557 | 0.79158 | 0.63747
10237 | Lateral Hardening | Lateral Hardening-Fuse-60625508 | Laterals | 13030 | 0.7983 | 38 | 0 | 278064.95 | 0 | 166991.8092 | 185369.9221 | 214004.6862 | -111073.1408 | -92695.0279 | -64060.2638 | 0.60055 | 0.66664 | 0.76962 | 0.63728
14514 | Lateral Hardening | Lateral Hardening-Fuse-93357194 | Laterals | 13239 | 0.055114 | 4 | 1 | 52962.27 | 0 | 31525.1388 | 35508.3022 | 41794.9299 | -21437.1312 | -17453.9678 | -11167.3401 | 0.59524 | 0.67045 | 0.78915 | 0.63719
12520 | Lateral Hardening | Lateral Hardening-Fuse-10144729 | Laterals | 13136 | 0.37216 | 34 | 35 | 415246.62 | 0 | 247230.0862 | 279877.8218 | 322611.3217 | -168016.5338 | -135368.7982 | -92635.2983 | 0.59538 | 0.674 | 0.77691 | 0.63712
14491 | Lateral Hardening | Lateral Hardening-Fuse-10455410 | Laterals | 13171 | 0.45436 | 30 | 85 | 603685.43 | 0 | 364477.6014 | 401229.4567 | 454321.4141 | -239207.8286 | -202455.9733 | -149364.0159 | 0.60375 | 0.66463 | 0.75258 | 0.6369
890 | Lateral Hardening | Lateral Hardening-Fuse-10671227 | Laterals | 13724 | 0.11534 | 4 | 1 | 90424.68 | 0 | 53565.7242 | 61006.7743 | 70946.595 | -36858.9558 | -29417.9057 | -19478.085 | 0.59238 | 0.67467 | 0.78459 | 0.63629
5676 | Lateral Hardening | Lateral Hardening-Fuse-60105982 | Laterals | 13586 | 0.21212 | 16 | 22 | 268071.8 | 0 | 159709.0421 | 179511.8048 | 208536.8498 | -108362.7579 | -88559.9952 | -59534.9502 | 0.59577 | 0.66964 | 0.77791 | 0.63615
8898 | Lateral Hardening | Lateral Hardening-Fuse-92872408 | Laterals | 13460 | 0.041098 | 3 | 10 | 51288.83 | 0 | 30345.4428 | 34567.8637 | 40378.4728 | -20943.3872 | -16720.9663 | -10910.3572 | 0.59166 | 0.67398 | 0.78728 | 0.63592
18152 | Lateral Hardening | Lateral Hardening-Fuse-90290038 | Laterals | 13815 | 0.51023 | 21 | 9 | 174233.31 | 0 | 103032.4717 | 117164.5294 | 138274.4201 | -71200.8383 | -57068.7806 | -35958.8899 | 0.59135 | 0.67246 | 0.79362 | 0.63591
14950 | Lateral Hardening | Lateral Hardening-Fuse-10726469 | Laterals | 13648 | 1.0186 | 53 | 98 | 965404.51 | 0 | 586597.9034 | 635668.049 | 712418.693 | -378806.6066 | -329736.461 | -252985.817 | 0.60762 | 0.65845 | 0.73795 | 0.6359
7692 | Lateral Hardening | Lateral Hardening-Fuse-10129807 | Laterals | 13423 | 0.21837 | 11 | 6 | 70460.15 | 0 | 41806.7633 | 47109.5633 | 55786.6412 | -28653.3867 | -23350.5867 | -14673.5088 | 0.59334 | 0.6686 | 0.79175 | 0.63576
14989 | Lateral Hardening | Lateral Hardening-Fuse-10156235 | Laterals | 13069 | 0.24886 | 25 | 52 | 334005.36 | 0 | 197274.9512 | 224903.7736 | 264675.5778 | -136730.4088 | -109101.5864 | -69329.7822 | 0.59063 | 0.67335 | 0.79243 | 0.63563
8692 | Lateral Hardening | Lateral Hardening-Fuse-93231212 | Laterals | 13772 | 0.32348 | 20 | 94 | 260348.31 | 0 | 156535.6517 | 173019.3984 | 196471.7927 | -103812.6583 | -87328.9116 | -63876.5173 | 0.60125 | 0.66457 | 0.75465 | 0.63559
13058 | Lateral Hardening | Lateral Hardening-Fuse-92193739 | Laterals | 13020 | 0.12292 | 11 | 14 | 141331.76 | 0 | 83680.163 | 94585.6659 | 112075.5039 | -57651.597 | -46746.0941 | -29256.2561 | 0.59208 | 0.66925 | 0.793 | 0.63532
2592 | Lateral Hardening | Lateral Hardening-Fuse-92864077 | Laterals | 13460 | 0.38598 | 28 | 12 | 231939.8 | 0 | 140213.6493 | 152610.7229 | 173011.2996 | -91726.1507 | -79329.0771 | -58928.5004 | 0.60453 | 0.65798 | 0.74593 | 0.6347
5291 | Lateral Hardening | Lateral Hardening-Fuse-60110867 | Laterals | 13512 | 0.098485 | 6 | 15 | 159968.66 | 0 | 94639.3383 | 106858.0813 | 126455.1826 | -65329.3217 | -53110.5787 | -33513.4774 | 0.59161 | 0.66799 | 0.7905 | 0.63442
8761 | Lateral Hardening | Lateral Hardening-Fuse-60155388 | Laterals | 13213 | 0.24773 | 11 | 2 | 64531.17 | 0 | 38559.836 | 42851.5702 | 49392.2938 | -25971.334 | -21679.5998 | -15138.8762 | 0.59754 | 0.66404 | 0.7654 | 0.63428
2120 | Lateral Hardening | Lateral Hardening-Fuse-90435103 | Laterals | 13162 | 0.050947 | 3 | 29 | 50000 | 0 | 29494.3833 | 33650.6152 | 39200.5961 | -20505.6167 | -16349.3848 | -10799.4039 | 0.58989 | 0.67301 | 0.78401 | 0.63424
17196 | Lateral Hardening | Lateral Hardening-Fuse-10842848 | Laterals | 13796 | 0.22311 | 12 | 1 | 62993.65 | 0 | 37623.1367 | 41804.5803 | 48330.1751 | -25370.5133 | -21189.0697 | -14663.4749 | 0.59725 | 0.66363 | 0.76722 | 0.63416
3283 | Lateral Hardening | Lateral Hardening-Fuse-92345667 | Laterals | 13150 | 0.29659 | 21 | 137 | 315736.2 | 0 | 189189.321 | 209586.4256 | 236980.1336 | -126546.879 | -106149.7744 | -78756.0664 | 0.5992 | 0.6638 | 0.75056 | 0.63372
10106 | Lateral Hardening | Lateral Hardening-Fuse-10643511 | Laterals | 13390 | 0.1214 | 6 | 6 | 132329.9 | 0 | 78176.3875 | 88351.8138 | 104022.0306 | -54153.5125 | -43978.0862 | -28307.8694 | 0.59077 | 0.66766 | 0.78608 | 0.63337
2961 | Lateral Hardening | Lateral Hardening-Fuse-60168892 | Laterals | 13473 | 0.16307 | 13 | 10 | 192017.83 | 0 | 112761.4876 | 128876.8772 | 152569.9536 | -79256.3424 | -63140.9528 | -39447.8764 | 0.58724 | 0.67117 | 0.79456 | 0.63315
18339 | Lateral Hardening | Lateral Hardening-Fuse-10339548 | Laterals | 13895 | 0.23125 | 28 | 1 | 543385.86 | 0 | 323946.6598 | 362075.289 | 409204.8604 | -219439.2002 | -181310.571 | -134180.9996 | 0.59616 | 0.66633 | 0.75306 | 0.6329
15414 | Lateral Hardening | Lateral Hardening-Fuse-10744371 | Laterals | 13329 | 0.18201 | 11 | 25 | 297722.39 | 0 | 177564.5663 | 197914.8447 | 225122.8153 | -120157.8237 | -99807.5453 | -72599.5747 | 0.59641 | 0.66476 | 0.75615 | 0.63289
11745 | Lateral Hardening | Lateral Hardening-Fuse-90416641 | Laterals | 13436 | 0.053788 | 5 | 13 | 103942.09 | 0 | 61043.0117 | 69402.0571 | 81247.3904 | -42899.0783 | -34540.0329 | -22694.6996 | 0.58728 | 0.6677 | 0.78166 | 0.63084
10672 | Lateral Hardening | Lateral Hardening-Fuse-91207235 | Laterals | 13298 | 0.82216 | 49 | 9 | 384807.45 | 0 | 231050.2658 | 251567.0033 | 286505.1252 | -153757.1842 | -133240.4467 | -98302.3248 | 0.60043 | 0.65375 | 0.74454 | 0.63084
13317 | Lateral Hardening | Lateral Hardening-Fuse-60177071 | Laterals | 14071 | 0.26989 | 16 | 13 | 126544.68 | 0 | 75314.0546 | 83331.76 | 95940.9014 | -51230.6254 | -43212.92 | -30603.7786 | 0.59516 | 0.65852 | 0.75816 | 0.63047
17207 | Lateral Hardening | Lateral Hardening-Fuse-92001069 | Laterals | 13419 | 0.18883 | 17 | 23 | 269818.94 | 0 | 158116.4102 | 179985.1121 | 212195.6837 | -111702.5298 | -89833.8279 | -57623.2563 | 0.58601 | 0.66706 | 0.78644 | 0.63037
12507 | Lateral Hardening | Lateral Hardening-Fuse-10570265 | Laterals | 13373 | 0.67557 | 36 | 36 | 554831.19 | 0 | 330895.0645 | 365618.1226 | 414983.1761 | -223936.1255 | -189213.0674 | -139848.0139 | 0.59639 | 0.65897 | 0.74794 | 0.63032
9525 | Lateral Hardening | Lateral Hardening-Fuse-10255351 | Laterals | 13586 | 0.75322 | 46 | 20 | 451040.02 | 0 | 270741.3551 | 295427.9685 | 332203.102 | -180298.6649 | -155612.0515 | -118836.918 | 0.60026 | 0.65499 | 0.73653 | 0.63031
16651 | Lateral Hardening | Lateral Hardening-Fuse-91091046 | Laterals | 14025 | 0.24943 | 15 | 5 | 108616.08 | 0 | 64727.1736 | 71294.149 | 82356.1096 | -43888.9064 | -37321.931 | -26259.9704 | 0.59593 | 0.65639 | 0.75823 | 0.63029
9701 | Lateral Hardening | Lateral Hardening-Fuse-91805289 | Laterals | 13405 | 0.60246 | 31 | 31 | 513385.55 | 0 | 306356.8387 | 337717.0892 | 383725.4331 | -207028.7113 | -175668.4608 | -129660.1169 | 0.59674 | 0.65782 | 0.74744 | 0.63013
3763 | Lateral Hardening | Lateral Hardening-Fuse-10895275 | Laterals | 13003 | 0.14394 | 10 | 16 | 236421.44 | 0 | 139447.1888 | 156809.3759 | 181736.9358 | -96974.2512 | -79612.0641 | -54684.5042 | 0.58982 | 0.66326 | 0.7687 | 0.62974
4839 | Lateral Hardening | Lateral Hardening-Fuse-10580666 | Laterals | 13105 | 0.47064 | 36 | 82 | 759877.97 | 0 | 455132.3271 | 497794.9051 | 558736.6478 | -304745.6429 | -262083.0649 | -201141.3222 | 0.59895 | 0.6551 | 0.7353 | 0.62943
9909 | Lateral Hardening | Lateral Hardening-Fuse-10650357 | Laterals | 13391 | 0.33011 | 19 | 14 | 119251.32 | 0 | 70880.82 | 78433.7214 | 89688.3243 | -48370.5 | -40817.5986 | -29562.9957 | 0.59438 | 0.65772 | 0.7521 | 0.62915
16267 | Lateral Hardening | Lateral Hardening-Fuse-92681675 | Laterals | 13656 | 0.80549 | 48 | 39 | 809531.8 | 0 | 481640.2698 | 533907.0648 | 601618.3129 | -327891.5302 | -275624.7352 | -207913.4871 | 0.59496 | 0.65953 | 0.74317 | 0.62915
7708 | Lateral Hardening | Lateral Hardening-Fuse-10827125 | Laterals | 13769 | 0.083712 | 10 | 23 | 194824.19 | 0 | 113896.1542 | 129622.5026 | 153158.5268 | -80928.0358 | -65201.6874 | -41665.6632 | 0.58461 | 0.66533 | 0.78614 | 0.62898
2509 | Lateral Hardening | Lateral Hardening-Fuse-10422966 | Laterals | 13827 | 0.47727 | 41 | 55 | 522206.91 | 0 | 311773.7699 | 341824.0469 | 385949.9399 | -210433.1401 | -180382.8631 | -136256.9701 | 0.59703 | 0.65458 | 0.73907 | 0.6285
18004 | Lateral Hardening | Lateral Hardening-Fuse-10667356 | Laterals | 13785 | 0.43845 | 15 | 24 | 314977.15 | 0 | 183948.8103 | 209486.7592 | 247274.4953 | -131028.3397 | -105490.3908 | -67702.6547 | 0.58401 | 0.66509 | 0.78506 | 0.62844
10407 | Lateral Hardening | Lateral Hardening-Fuse-60013568 | Laterals | 13047 | 0.45833 | 40 | 91 | 469659.42 | 0 | 276784.8946 | 311101.7217 | 355791.3811 | -192874.5254 | -158557.6983 | -113868.0389 | 0.58933 | 0.6624 | 0.75755 | 0.62807
3313 | Lateral Hardening | Lateral Hardening-Fuse-91977396 | Laterals | 13044 | 0.15303 | 15 | 40 | 332005.64 | 0 | 195113.8471 | 219999.063 | 254555.3732 | -136891.7929 | -112006.577 | -77450.2668 | 0.58768 | 0.66264 | 0.76672 | 0.62807
13873 | Lateral Hardening | Lateral Hardening-Fuse-92211387 | Laterals | 13007 | 0.81174 | 63 | 1 | 882217.87 | 0 | 524312.692 | 579561.5258 | 655963.1353 | -357905.178 | -302656.3442 | -226254.7347 | 0.59431 | 0.65694 | 0.74354 | 0.62802
17615 | Lateral Hardening | Lateral Hardening-Fuse-90902382 | Laterals | 13712 | 0.39811 | 17 | 1 | 174301.27 | 0 | 102236.9689 | 115363.2401 | 135118.5309 | -72064.3011 | -58938.0299 | -39182.7391 | 0.58655 | 0.66186 | 0.7752 | 0.62801
15871 | Lateral Hardening | Lateral Hardening-Fuse-91387413 | Laterals | 13068 | 0.19091 | 14 | 30 | 285958.92 | 0 | 167947.5241 | 189385.7929 | 219521.6603 | -118011.3959 | -96573.1271 | -66437.2597 | 0.58731 | 0.66228 | 0.76767 | 0.62784
9200 | Lateral Hardening | Lateral Hardening-Fuse-10897241 | Laterals | 14050 | 0.094318 | 7 | 3 | 63571.77 | 0 | 37217.5064 | 42094.049 | 49487.8742 | -26354.2636 | -21477.721 | -14083.8958 | 0.58544 | 0.66215 | 0.77846 | 0.62776
18046 | Lateral Hardening | Lateral Hardening-Fuse-60087053 | Laterals | 13359 | 0.08447 | 10 | 6 | 114556.54 | 0 | 66965.4917 | 75899.7118 | 89149.4565 | -47591.0483 | -38656.8282 | -25407.0835 | 0.58456 | 0.66255 | 0.77821 | 0.62732
11338 | Lateral Hardening | Lateral Hardening-Fuse-92629843 | Laterals | 13303 | 0.32519 | 18 | 1 | 150487.2 | 0 | 87915.9973 | 99309.487 | 118518.7226 | -62571.2027 | -51177.713 | -31968.4774 | 0.58421 | 0.65992 | 0.78757 | 0.62726
17019 | Lateral Hardening | Lateral Hardening-Fuse-90284019 | Laterals | 13807 | 0.051326 | 5 | 1 | 50000 | 0 | 29251.4625 | 33017.4187 | 38951.4868 | -20748.5375 | -16982.5813 | -11048.5132 | 0.58503 | 0.66035 | 0.77903 | 0.62703
16524 | Lateral Hardening | Lateral Hardening-Fuse-91324146 | Laterals | 13160 | 0.36023 | 29 | 54 | 522250.23 | 0 | 309772.7755 | 341969.2855 | 386950.9097 | -212477.4545 | -180280.9445 | -135299.3203 | 0.59315 | 0.6548 | 0.74093 | 0.62642
8172 | Lateral Hardening | Lateral Hardening-Fuse-93118817 | Laterals | 13210 | 0.17273 | 17 | 41 | 363087.78 | 0 | 212785.8016 | 240057.4769 | 277319.0997 | -150301.9784 | -123030.3031 | -85768.6803 | 0.58605 | 0.66116 | 0.76378 | 0.62635
6803 | Lateral Hardening | Lateral Hardening-Fuse-91739728 | Laterals | 13466 | 0.17292 | 14 | 24 | 290124.23 | 0 | 170253.616 | 191339.8312 | 221647.4845 | -119870.614 | -98784.3988 | -68476.7455 | 0.58683 | 0.65951 | 0.76397 | 0.62635
18253 | Lateral Hardening | Lateral Hardening-Fuse-90619404 | Laterals | 13290 | 0.23902 | 21 | 33 | 163483.63 | 0 | 96439.0839 | 107246.6612 | 122710.173 | -67044.5461 | -56236.9688 | -40773.457 | 0.5899 | 0.65601 | 0.7506 | 0.6258
7123 | Lateral Hardening | Lateral Hardening-Fuse-10516409 | Laterals | 13692 | 0.34886 | 16 | 10 | 325618.62 | 0 | 192259.1319 | 214216.2582 | 241466.2333 | -133359.4881 | -111402.3618 | -84152.3867 | 0.59044 | 0.65787 | 0.74156 | 0.62578
1827 | Lateral Hardening | Lateral Hardening-Fuse-60342967 | Laterals | 13096 | 0.073485 | 6 | 3 | 145796.87 | 0 | 85473.9958 | 95856.5718 | 111640.9545 | -60322.8742 | -49940.2982 | -34155.9155 | 0.58625 | 0.65747 | 0.76573 | 0.62557
2221 | Lateral Hardening | Lateral Hardening-Fuse-92806904 | Laterals | 14274 | 0.50417 | 27 | 25 | 584225.63 | 0 | 346732.1246 | 380388.2568 | 433020.5144 | -237493.5054 | -203837.3732 | -151205.1156 | 0.59349 | 0.6511 | 0.74119 | 0.62554
16014 | Lateral Hardening | Lateral Hardening-Fuse-93228941 | Laterals | 13459 | 0.30852 | 11 | 0 | 74022.39 | 0 | 43154.1376 | 48718.6393 | 57676.9921 | -30868.2524 | -25303.7507 | -16345.3979 | 0.58299 | 0.65816 | 0.77918 | 0.62516
13940 | Lateral Hardening | Lateral Hardening-Fuse-92649275 | Laterals | 13331 | 0.25265 | 11 | 25 | 181446.98 | 0 | 105651.1778 | 119877.0767 | 140750.0206 | -75795.8022 | -61569.9033 | -40696.9594 | 0.58227 | 0.66067 | 0.77571 | 0.62513
801 | Lateral Hardening | Lateral Hardening-Fuse-92648323 | Laterals | 13331 | 0.47519 | 44 | 85 | 669964.88 | 0 | 395767.0033 | 439358.3565 | 493866.7114 | -274197.8767 | -230606.5235 | -176098.1686 | 0.59073 | 0.65579 | 0.73715 | 0.62489
9765 | Lateral Hardening | Lateral Hardening-Fuse-10371711 | Laterals | 13100 | 0.059659 | 1 | 1 | 50000 | 0 | 29233.9707 | 32931.5874 | 38204.9335 | -20766.0293 | -17068.4126 | -11795.0665 | 0.58468 | 0.65863 | 0.7641 | 0.62481
18399 | Lateral Hardening | Lateral Hardening-Fuse-10916838 | Laterals | 13805 | 0.87898 | 38 | 19 | 633334.38 | 0 | 374283.8267 | 413082.8764 | 471732.6598 | -259050.5533 | -220251.5036 | -161601.7202 | 0.59097 | 0.65224 | 0.74484 | 0.62474
5027 | Lateral Hardening | Lateral Hardening-Fuse-90299563 | Laterals | 13813 | 0.20852 | 11 | 1 | 114093.6 | 0 | 67207.8651 | 74321.8443 | 85895.7128 | -46885.7349 | -39771.7557 | -28197.8872 | 0.58906 | 0.65141 | 0.75285 | 0.62414
8555 | Lateral Hardening | Lateral Hardening-Fuse-10726513 | Laterals | 13648 | 1.1394 | 63 | 48 | 903307.11 | 0 | 535275.1319 | 586161.0013 | 667671.0758 | -368031.9781 | -317146.1087 | -235636.0342 | 0.59257 | 0.64891 | 0.73914 | 0.62413
15619 | Lateral Hardening | Lateral Hardening-Fuse-10000725 | Laterals | 13236 | 0.30095 | 16 | 6 | 249165.79 | 0 | 145622.9265 | 163511.6146 | 189631.8296 | -103542.8635 | -85654.1754 | -59533.9604 | 0.58444 | 0.65624 | 0.76107 | 0.62364
2536 | Lateral Hardening | Lateral Hardening-Fuse-92137631 | Laterals | 13231 | 0.066098 | 5 | 3 | 97818.44 | 0 | 56870.4805 | 64301.5764 | 75521.4439 | -40947.9595 | -33516.8636 | -22296.9961 | 0.58139 | 0.65736 | 0.77206 | 0.62325
6883 | Lateral Hardening | Lateral Hardening-Fuse-92743819 | Laterals | 13303 | 0.61496 | 23 | 3 | 196253.57 | 0 | 115359.0849 | 127792.9914 | 147460.3854 | -80894.4851 | -68460.5786 | -48793.1846 | 0.58781 | 0.65116 | 0.75138 | 0.62317
603 | Lateral Hardening | Lateral Hardening-Fuse-60034467 | Laterals | 13143 | 0.18428 | 20 | 35 | 446273.81 | 0 | 260059.0212 | 293010.5541 | 340612.6275 | -186214.7888 | -153263.2559 | -105661.1825 | 0.58273 | 0.65657 | 0.76324 | 0.62294
534 | Lateral Hardening | Lateral Hardening-Fuse-60374781 | Laterals | 14102 | 0.18011 | 10 | 2 | 58911.99 | 0 | 34609.5539 | 38350.2903 | 44067.2109 | -24302.4361 | -20561.6997 | -14844.7791 | 0.58748 | 0.65098 | 0.74802 | 0.62258
11500 | Lateral Hardening | Lateral Hardening-Fuse-10704121 | Laterals | 13962 | 0.14811 | 9 | 2 | 60181.93 | 0 | 34934.4978 | 39362.0681 | 46921.2037 | -25247.4322 | -20819.8619 | -13260.7263 | 0.58048 | 0.65405 | 0.77966 | 0.62247
9668 | Lateral Hardening | Lateral Hardening-Fuse-91073698 | Laterals | 13091 | 0.14091 | 14 | 23 | 106743.81 | 0 | 62484.5969 | 69598.1211 | 79716.225 | -44259.2131 | -37145.6889 | -27027.585 | 0.58537 | 0.65201 | 0.7468 | 0.62151
9713 | Lateral Hardening | Lateral Hardening-Fuse-93217021 | Laterals | 13656 | 0.1911 | 7 | 1 | 64263.59 | 0 | 37734.9974 | 41603.2164 | 48150.4996 | -26528.5926 | -22660.3736 | -16113.0904 | 0.58719 | 0.64738 | 0.74927 | 0.62146
15680 | Lateral Hardening | Lateral Hardening-Fuse-92679372 | Laterals | 14041 | 0.1553 | 10 | 8 | 156526.55 | 0 | 90636.6371 | 102718.9585 | 120679.8914 | -65889.9129 | -53807.5915 | -35846.6586 | 0.57905 | 0.65624 | 0.77099 | 0.6214
13007 | Lateral Hardening | Lateral Hardening-Fuse-91941728 | Laterals | 13023 | 0.25398 | 16 | 78 | 329450.97 | 0 | 189858.6118 | 216975.4896 | 256129.8148 | -139592.3582 | -112475.4804 | -73321.1552 | 0.57629 | 0.6586 | 0.77744 | 0.6211
19533 | Lateral Hardening | Lateral Hardening-Fuse-91286497 | Laterals | 14040 | 0.26913 | 22 | 18 | 257598.22 | 0 | 149154.298 | 169069.8939 | 196709.0046 | -108443.922 | -88528.3261 | -60889.2154 | 0.57902 | 0.65633 | 0.76363 | 0.62067
2826 | Lateral Hardening | Lateral Hardening-Fuse-10274811 | Laterals | 14274 | 0.043939 | 5 | 1 | 52033.61 | 0 | 30130.5306 | 33956.0465 | 40258.6711 | -21903.0794 | -18077.5635 | -11774.9389 | 0.57906 | 0.65258 | 0.77371 | 0.62058
3552 | Lateral Hardening | Lateral Hardening-Fuse-10895190 | Laterals | 13003 | 0.31591 | 11 | 1 | 104927.73 | 0 | 61498.0605 | 67797.2023 | 78679.001 | -43429.6695 | -37130.5277 | -26248.729 | 0.5861 | 0.64613 | 0.74984 | 0.62048
7985 | Lateral Hardening | Lateral Hardening-Fuse-93258713 | Laterals | 13042 | 0.24432 | 19 | 33 | 302187.6 | 0 | 175711.3296 | 197373.5075 | 228549.113 | -126476.2704 | -104814.0925 | -73638.487 | 0.58146 | 0.65315 | 0.75632 | 0.62045
13325 | Lateral Hardening | Lateral Hardening-Fuse-10758585 | Laterals | 13422 | 0.18049 | 9 | 5 | 195117.71 | 0 | 113277.6292 | 127537.2631 | 148239.5675 | -81840.0808 | -67580.4469 | -46878.1425 | 0.58056 | 0.65364 | 0.75974 | 0.6204
18432 | Lateral Hardening | Lateral Hardening-Fuse-92731223 | Laterals | 13817 | 0.1197 | 12 | 1 | 58329.61 | 0 | 33532.8311 | 38150.894 | 45718.2471 | -24796.7789 | -20178.716 | -12611.3629 | 0.57489 | 0.65406 | 0.78379 | 0.61953
17797 | Lateral Hardening | Lateral Hardening-Fuse-91295569 | Laterals | 13909 | 0.22348 | 12 | 1 | 111407.06 | 0 | 65184.0886 | 71889.122 | 83324.8397 | -46222.9714 | -39517.938 | -28082.2203 | 0.5851 | 0.64528 | 0.74793 | 0.61944
14561 | Lateral Hardening | Lateral Hardening-Fuse-60008403 | Laterals | 13090 | 0.54413 | 48 | 76 | 660929.71 | 0 | 388059.9398 | 426893.8702 | 482675.0963 | -272869.7702 | -234035.8398 | -178254.6137 | 0.58714 | 0.6459 | 0.7303 | 0.61908
9750 | Lateral Hardening | Lateral Hardening-Fuse-91845593 | Laterals | 13155 | 0.23049 | 22 | 17 | 286031.83 | 0 | 165912.8203 | 186269.7771 | 215988.9719 | -120119.0097 | -99762.0529 | -70042.8581 | 0.58005 | 0.65122 | 0.75512 | 0.61891
2939 | Lateral Hardening | Lateral Hardening-Fuse-60311365 | Laterals | 13724 | 0.57898 | 40 | 86 | 503573.79 | 0 | 297842.5232 | 322651.4755 | 361524.1589 | -205731.2668 | -180922.3145 | -142049.6311 | 0.59146 | 0.64072 | 0.71792 | 0.61888
13858 | Lateral Hardening | Lateral Hardening-Fuse-10569611 | Laterals | 13372 | 0.061742 | 8 | 6 | 120527.74 | 0 | 69432.6069 | 79001.9895 | 92238.0006 | -51095.1331 | -41525.7505 | -28289.7394 | 0.57607 | 0.65547 | 0.76528 | 0.61881
6413 | Lateral Hardening | Lateral Hardening-Fuse-91354723 | Laterals | 13100 | 0.1036 | 7 | 17 | 92671.69 | 0 | 53423.9638 | 60646.8647 | 70962.5381 | -39247.7262 | -32024.8253 | -21709.1519 | 0.57649 | 0.65443 | 0.76574 | 0.61879
3035 | Lateral Hardening | Lateral Hardening-Fuse-60318205 | Laterals | 13048 | 0.14545 | 17 | 23 | 115694.82 | 0 | 67564.6905 | 75011.8751 | 85486.5872 | -48130.1295 | -40682.9449 | -30208.2328 | 0.58399 | 0.64836 | 0.7389 | 0.61879
14460 | Lateral Hardening | Lateral Hardening-Fuse-10091389 | Laterals | 13370 | 0.19659 | 20 | 29 | 286431.12 | 0 | 166044.1217 | 186664.7419 | 215848.1037 | -120386.9983 | -99766.3781 | -70583.0163 | 0.5797 | 0.65169 | 0.75358 | 0.61869
5244 | Lateral Hardening | Lateral Hardening-Fuse-92015789 | Laterals | 13772 | 0.8161 | 35 | 12 | 357606.56 | 0 | 208438.1594 | 231218.1488 | 267389.9896 | -149168.4006 | -126388.4112 | -90216.5704 | 0.58287 | 0.64657 | 0.74772 | 0.61847
442 | Lateral Hardening | Lateral Hardening-Fuse-92624928 | Laterals | 13303 | 0.67727 | 33 | 7 | 341630.46 | 0 | 201739.1298 | 218486.7984 | 245321.9904 | -139891.3302 | -123143.6616 | -96308.4696 | 0.59052 | 0.63954 | 0.71809 | 0.61798
19535 | Lateral Hardening | Lateral Hardening-Fuse-10705835 | Laterals | 13268 | 0.57121 | 26 | 14 | 473014.49 | 0 | 277013.0933 | 305604.5189 | 344230.4681 | -196001.3967 | -167409.9711 | -128784.0219 | 0.58563 | 0.64608 | 0.72774 | 0.61798
16128 | Lateral Hardening | Lateral Hardening-Fuse-91699327 | Laterals | 14274 | 0.28977 | 15 | 2 | 68025.45 | 0 | 39609.4293 | 43934.0398 | 50855.5645 | -28416.0207 | -24091.4102 | -17169.8855 | 0.58227 | 0.64585 | 0.7476 | 0.61788
11498 | Lateral Hardening | Lateral Hardening-Fuse-91395535 | Laterals | 14050 | 0.12292 | 11 | 4 | 58597.19 | 0 | 33444.4401 | 38201.8631 | 46256.5753 | -25152.7499 | -20395.3269 | -12340.6147 | 0.57075 | 0.65194 | 0.7894 | 0.61697
8752 | Lateral Hardening | Lateral Hardening-Fuse-93049232 | Laterals | 13148 | 0.58617 | 28 | 24 | 396635.41 | 0 | 230549.4431 | 257404.965 | 291539.3568 | -166085.9669 | -139230.445 | -105096.0532 | 0.58126 | 0.64897 | 0.73503 | 0.61695
316 | Lateral Hardening | Lateral Hardening-Fuse-92352449 | Laterals | 13230 | 0.16174 | 9 | 1 | 134591.08 | 0 | 77506.0409 | 87333.896 | 103218.84 | -57085.0391 | -47257.184 | -31372.24 | 0.57586 | 0.64888 | 0.76691 | 0.61687
18578 | Lateral Hardening | Lateral Hardening-Fuse-10871510 | Laterals | 14111 | 0.61629 | 48 | 46 | 645077.26 | 0 | 378478.8919 | 413066.9195 | 468757.2722 | -266598.3681 | -232010.3405 | -176319.9878 | 0.58672 | 0.64034 | 0.72667 | 0.6168
6315 | Lateral Hardening | Lateral Hardening-Fuse-90987897 | Laterals | 13237 | 0.10019 | 7 |  | 52778.39 | 0 | 30465.6958 | 34182.1927 | 40151.4528 | -22312.6942 | -18596.1973 | -12626.9372 | 0.57724 | 0.64766 | 0.76076 | 0.61671
8700 | Lateral Hardening | Lateral Hardening-Fuse-92681105 | Laterals | 13805 | 0.093939 | 9 | 3 | 50000 | 0 | 28678.914 | 32435.426 | 38953.9121 | -21321.086 | -17564.574 | -11046.0879 | 0.57358 | 0.64871 | 0.77908 | 0.61667
9893 | Lateral Hardening | Lateral Hardening-Fuse-92219090 | Laterals | 13148 | 0.19659 | 11 | 1 | 64720.05 | 0 | 37521.6054 | 41758.3303 | 48597.0749 | -27198.4446 | -22961.7197 | -16122.9751 | 0.57975 | 0.64521 | 0.75088 | 0.6165
6649 | Lateral Hardening | Lateral Hardening-Fuse-90858611 | Laterals | 13911 | 0.14318 | 17 | 14 | 143015.94 | 0 | 83198.2267 | 92086.9103 | 106143.9326 | -59817.7133 | -50929.0297 | -36872.0074 | 0.58174 | 0.64389 | 0.74218 | 0.61643
12714 | Lateral Hardening | Lateral Hardening-Fuse-92035493 | Laterals | 13442 | 0.45492 | 23 | 10 | 412768.65 | 0 | 241463.9046 | 265747.4718 | 297667.7821 | -171304.7454 | -147021.1782 | -115100.8679 | 0.58499 | 0.64382 | 0.72115 | 0.61625
1386 | Lateral Hardening | Lateral Hardening-Fuse-10723990 | Laterals | 13780 | 0.24564 | 23 | 59 | 189140.57 | 0 | 108591.8408 | 122842.9929 | 145069.4857 | -80548.7292 | -66297.5771 | -44071.0843 | 0.57413 | 0.64948 | 0.76699 | 0.61602
842 | Lateral Hardening | Lateral Hardening-Fuse-92494424 | Laterals | 13003 | 0.25379 | 15 | 6 | 72894.85 | 0 | 41868.2614 | 47150.3119 | 56325.5661 | -31026.5886 | -25744.5381 | -16569.2839 | 0.57437 | 0.64683 | 0.7727 | 0.61594
14227 | Lateral Hardening | Lateral Hardening-Fuse-10477659 | Laterals | 13435 | 0.071591 | 8 | 4 | 228600.99 | 0 | 131062.9088 | 148968.804 | 174105.2813 | -97538.0812 | -79632.186 | -54495.7087 | 0.57333 | 0.65165 | 0.76161 | 0.61565
10410 | Lateral Hardening | Lateral Hardening-Fuse-60130958 | Laterals | 13022 | 0.22045 | 20 | 31 | 300204.36 | 0 | 172966.3565 | 194694.5456 | 226124.8258 | -127238.0035 | -105509.8144 | -74079.5342 | 0.57616 | 0.64854 | 0.75324 | 0.61558
6239 | Lateral Hardening | Lateral Hardening-Fuse-92889565 | Laterals | 13114 | 0.24981 | 26 | 59 | 516936.19 | 0 | 299760.0862 | 334010.3536 | 380675.2646 | -217176.1038 | -182925.8364 | -136260.9254 | 0.57988 | 0.64613 | 0.73641 | 0.61541
6702 | Lateral Hardening | Lateral Hardening-Fuse-90680913 | Laterals | 13207 | 0.1322 | 18 | 19 | 332772.05 | 0 | 191693.8353 | 216090.5938 | 249411.7637 | -141078.2147 | -116681.4562 | -83360.2863 | 0.57605 | 0.64937 | 0.7495 | 0.61539
19232 | Lateral Hardening | Lateral Hardening-Fuse-60024824 | Laterals | 13303 | 0.20189 | 11 | 1 | 65160.77 | 0 | 37820.1326 | 41935.3617 | 48260.7296 | -27340.6374 | -23225.4083 | -16900.0404 | 0.58041 | 0.64357 | 0.74064 | 0.61538
10740 | Lateral Hardening | Lateral Hardening-Fuse-10310499 | Laterals | 13531 | 0.13883 | 15 | 2 | 243532.71 | 0 | 139441.6148 | 158549.7228 | 186299.8783 | -104091.0952 | -84982.9872 | -57232.8317 | 0.57258 | 0.65104 | 0.76499 | 0.61536
5615 | Lateral Hardening | Lateral Hardening-Fuse-10379981 | Laterals | 13187 | 0.09072 | 8 | 9 | 126865.96 | 0 | 72802.6877 | 82302.1783 | 96676.7912 | -54063.2723 | -44563.7817 | -30189.1688 | 0.57386 | 0.64873 | 0.76204 | 0.61514
6648 | Lateral Hardening | Lateral Hardening-Fuse-10804170 | Laterals | 13173 | 0.20436 | 17 | 37 | 249245.44 | 0 | 143036.0831 | 162316.3506 | 187890.9924 | -106209.3569 | -86929.0894 | -61354.4476 | 0.57388 | 0.65123 | 0.75384 | 0.61508
15980 | Lateral Hardening | Lateral Hardening-Fuse-91492618 | Laterals | 13825 | 0.39564 | 36 | 42 | 638086.61 | 0 | 370433.61 | 410416.1967 | 469320.7091 | -267653 | -227670.4133 | -168765.9009 | 0.58054 | 0.6432 | 0.73551 | 0.61483
15091 | Lateral Hardening | Lateral Hardening-Fuse-92459436 | Laterals | 13064 | 0.5858 | 44 | 59 | 704979.57 | 0 | 409352.7731 | 453183.092 | 518304.9055 | -295626.7969 | -251796.478 | -186674.6645 | 0.58066 | 0.64283 | 0.73521 | 0.61477
18773 | Lateral Hardening | Lateral Hardening-Fuse-92487866 | Laterals | 13020 | 0.23485 | 11 | 0 | 112351.46 | 0 | 65274.6306 | 72015.9241 | 82966.2806 | -47076.8294 | -40335.5359 | -29385.1794 | 0.58099 | 0.64099 | 0.73845 | 0.61473
12220 | Lateral Hardening | Lateral Hardening-Fuse-93256781 | Laterals | 13175 | 0.31004 | 30 | 63 | 455199.13 | 0 | 263686.8722 | 294154.1394 | 332696.2295 | -191512.2578 | -161044.9906 | -122502.9005 | 0.57928 | 0.64621 | 0.73088 | 0.61452
16871 | Lateral Hardening | Lateral Hardening-Fuse-90091328 | Laterals | 13677 | 0.097159 | 9 |  | 52526.55 | 0 | 29889.8414 | 34034.6448 | 41223.2563 | -22636.7086 | -18491.9052 | -11303.2937 | 0.56904 | 0.64795 | 0.78481 | 0.61429
10985 | Lateral Hardening | Lateral Hardening-Fuse-10684602 | Laterals | 13313 | 0.10208 | 9 | 2 | 88363.18 | 0 | 50580.9776 | 57347.9506 | 67157.1931 | -37782.2024 | -31015.2294 | -21205.9869 | 0.57242 | 0.649 | 0.76001 | 0.61416
1248 | Lateral Hardening | Lateral Hardening-Fuse-93216552 | Laterals | 13656 | 0.18845 | 7 | 7 | 107477.8 | 0 | 61473.0617 | 69691.0857 | 81876.1221 | -46004.7383 | -37786.7143 | -25601.6779 | 0.57196 | 0.64842 | 0.7618 | 0.61388
11594 | Lateral Hardening | Lateral Hardening-Fuse-92211099 | Laterals | 14025 | 0.23466 | 13 | 9 | 151331.61 | 0 | 86606.4496 | 97658.4159 | 116053.639 | -64725.1604 | -53673.1941 | -35277.971 | 0.5723 | 0.64533 | 0.76688 | 0.61366
1171 | Lateral Hardening | Lateral Hardening-Fuse-10422956 | Laterals | 13827 | 0.26212 | 20 | 162 | 296705.8 | 0 | 171088.7162 | 191916.6731 | 217754.2684 | -125617.0838 | -104789.1269 | -78951.5316 | 0.57663 | 0.64682 | 0.73391 | 0.61341
9443 | Lateral Hardening | Lateral Hardening-Fuse-10120797 | Laterals | 13053 | 0.20436 | 20 | 159 | 252215.14 | 0 | 144322.298 | 163145.6514 | 191382.5479 | -107892.842 | -89069.4886 | -60832.5921 | 0.57222 | 0.64685 | 0.75881 | 0.61327
8507 | Lateral Hardening | Lateral Hardening-Fuse-92948799 | Laterals | 14144 | 0.17822 | 18 | 69 | 230188.45 | 0 | 132874.8296 | 148205.1024 | 169136.4737 | -97313.6204 | -81983.3476 | -61051.9763 | 0.57724 | 0.64384 | 0.73477 | 0.61298
15262 | Lateral Hardening | Lateral Hardening-Fuse-92118880 | Laterals | 13817 | 0.28561 | 21 | 158 | 261879.49 | 0 | 148658.8487 | 170088.9071 | 202743.4084 | -113220.6413 | -91790.5829 | -59136.0816 | 0.56766 | 0.64949 | 0.77419 | 0.61286
4753 | Lateral Hardening | Lateral Hardening-Fuse-10271836 | Laterals | 13621 | 0.17614 | 11 | 3 | 66950.13 | 0 | 38159.525 | 43167.2847 | 51819.912 | -28790.605 | -23782.8453 | -15130.218 | 0.56997 | 0.64477 | 0.77401 | 0.61281
13757 | Lateral Hardening | Lateral Hardening-Fuse-92576942 | Laterals | 13017 | 0.17348 | 11 | 14 | 98374.34 | 0 | 56221.3024 | 63564.5841 | 74799.6485 | -42153.0376 | -34809.7559 | -23574.6915 | 0.5715 | 0.64615 | 0.76036 | 0.61278
15193 | Lateral Hardening | Lateral Hardening-Fuse-92524348 | Laterals | 13523 | 0.17727 | 14 | 17 | 317523.72 | 0 | 180744.8409 | 205918.8536 | 242757.3768 | -136778.8791 | -111604.8664 | -74766.3432 | 0.56923 | 0.64851 | 0.76453 | 0.61255
15989 | Lateral Hardening | Lateral Hardening-Fuse-91444526 | Laterals | 13160 | 0.5089 | 41 | 60 | 678225.88 | 0 | 392410.9953 | 434314.2807 | 496459.9575 | -285814.8847 | -243911.5993 | -181765.9225 | 0.57858 | 0.64037 | 0.732 | 0.61246
17575 | Lateral Hardening | Lateral Hardening-Fuse-60068039 | Laterals | 13139 | 0.44167 | 38 | 41 | 396211.22 | 0 | 229202.9636 | 253106.9902 | 291653.3998 | -167008.2564 | -143104.2298 | -104557.8202 | 0.57849 | 0.63882 | 0.73611 | 0.61235
11764 | Lateral Hardening | Lateral Hardening-Fuse-60072651 | Laterals | 13111 | 0.1161 | 9 | 18 | 128975.12 | 0 | 73628.7975 | 83260.8304 | 98005.5874 | -55346.3225 | -45714.2896 | -30969.5326 | 0.57088 | 0.64556 | 0.75988 | 0.61218
946 | Lateral Hardening | Lateral Hardening-Fuse-10643412 | Laterals | 13390 | 0.13636 | 14 | 6 | 168327.65 | 0 | 96051.4929 | 108806.3929 | 127737.1616 | -72276.1571 | -59521.2571 | -40590.4884 | 0.57062 | 0.6464 | 0.75886 | 0.61218
17117 | Lateral Hardening | Lateral Hardening-Fuse-10704123 | Laterals | 13962 | 0.10682 | 6 | 1 | 61189.29 | 0 | 34920.9257 | 39369.0601 | 46579.5298 | -26268.3643 | -21820.2299 | -14609.7602 | 0.5707 | 0.6434 | 0.76124 | 0.61156
10159 | Lateral Hardening | Lateral Hardening-Fuse-90746512 | Laterals | 13661 | 0.5178 | 39 | 80 | 665888.6 | 0 | 384601.0042 | 427094.9525 | 482580.8179 | -281287.5958 | -238793.6475 | -183307.7821 | 0.57758 | 0.64139 | 0.72472 | 0.61143
19706 | Lateral Hardening | Lateral Hardening-Fuse-10129910 | Laterals | 13006 | 0.34678 | 22 | 99 | 481119.44 | 0 | 274164.2983 | 310685.3479 | 362086.7759 | -206955.1417 | -170434.0921 | -119032.6641 | 0.56985 | 0.64576 | 0.75259 | 0.61089
4792 | Lateral Hardening | Lateral Hardening-Fuse-92035445 | Laterals | 13442 | 0.010417 | 3 | 43 | 50000 | 0 | 28407.1308 | 32359.1821 | 37918.4605 | -21592.8692 | -17640.8179 | -12081.5395 | 0.56814 | 0.64718 | 0.75837 | 0.61088
9632 | Lateral Hardening | Lateral Hardening-Fuse-10650460 | Laterals | 13391 | 1.0044 | 57 | 37 | 913747.72 | 0 | 532634.5001 | 577387.7724 | 649208.6151 | -381113.2199 | -336359.9476 | -264539.1049 | 0.58291 | 0.63189 | 0.71049 | 0.61036
15689 | Lateral Hardening | Lateral Hardening-Fuse-92791325 | Laterals | 14124 | 0.46174 | 23 | 3 | 174642.55 | 0 | 100703.6748 | 111061.1099 | 127983.6498 | -73938.8752 | -63581.4401 | -46658.9002 | 0.57663 | 0.63593 | 0.73283 | 0.61004
10143 | Lateral Hardening | Lateral Hardening-Fuse-60038642 | Laterals | 13039 | 0.20928 | 17 | 66 | 209698.49 | 0 | 119811.9163 | 134629.6998 | 156045.3632 | -89886.5737 | -75068.7902 | -53653.1268 | 0.57135 | 0.64202 | 0.74414 | 0.60983
13378 | Lateral Hardening | Lateral Hardening-Fuse-10636034 | Laterals | 13388 | 0.43655 | 25 | 1 | 222306.29 | 0 | 126794.6288 | 142913.0825 | 165913.6482 | -95511.6612 | -79393.2075 | -56392.6418 | 0.57036 | 0.64287 | 0.74633 | 0.60971
9046 | Lateral Hardening | Lateral Hardening-Fuse-10142270 | Laterals | 13034 | 0.042235 | 5 | 12 | 86753.27 | 0 | 49224.8676 | 55896.0974 | 65464.1001 | -37528.4024 | -30857.1726 | -21289.1699 | 0.56741 | 0.64431 | 0.7546 | 0.6092
17850 | Lateral Hardening | Lateral Hardening-Fuse-10372430 | Laterals | 13097 | 0.19583 | 12 | 16 | 243138.16 | 0 | 138616.5133 | 156028.0183 | 180500.3919 | -104521.6467 | -87110.1417 | -62637.7681 | 0.57011 | 0.64173 | 0.74238 | 0.60882
3073 | Lateral Hardening | Lateral Hardening-Fuse-10455386 | Laterals | 13171 | 0.017235 | 4 | 7 | 50000 | 0 | 28365.2891 | 32211.9821 | 37567.8266 | -21634.7109 | -17788.0179 | -12432.1734 | 0.56731 | 0.64424 | 0.75136 | 0.60879
14257 | Lateral Hardening | Lateral Hardening-Fuse-60212073 | Laterals | 13171 | 0.27008 | 21 | 26 | 357353.42 | 0 | 204780.6416 | 229091.1938 | 259529.6939 | -152572.7784 | -128262.2262 | -97823.7261 | 0.57305 | 0.64108 | 0.72625 | 0.60878
12742 | Lateral Hardening | Lateral Hardening-Fuse-10645499 | Laterals | 13148 | 0.35606 | 21 | 1 | 206890.24 | 0 | 118980.2049 | 131084.0435 | 151953.1916 | -87910.0351 | -75806.1965 | -54937.0484 | 0.57509 | 0.63359 | 0.73446 | 0.60858
5821 | Lateral Hardening | Lateral Hardening-Fuse-10363899 | Laterals | 14071 | 0.91136 | 47 | 20 | 616680.03 | 0 | 362535.0613 | 385137.6011 | 421291.7033 | -254144.9687 | -231542.4289 | -195388.3267 | 0.58788 | 0.62453 | 0.68316 | 0.60841
3135 | Lateral Hardening | Lateral Hardening-Fuse-10007252 | Laterals | 13737 | 0.087689 | 9 | 4 | 231104.24 | 0 | 130875.9768 | 148692.2246 | 174480.9718 | -100228.2632 | -82412.0154 | -56623.2682 | 0.56631 | 0.6434 | 0.75499 | 0.6083
5048 | Lateral Hardening | Lateral Hardening-Fuse-10807565 | Laterals | 13020 | 0.20909 | 14 | 22 | 216016.71 | 0 | 122689.2863 | 138799.0568 | 161486.9628 | -93327.4237 | -77217.6532 | -54529.7472 | 0.56796 | 0.64254 | 0.74757 | 0.6083
5525 | Lateral Hardening | Lateral Hardening-Fuse-91794367 | Laterals | 13117 | 0.039583 | 4 | 16 | 62952.91 | 0 | 35668.0154 | 40509.2826 | 47316.6362 | -27284.8946 | -22443.6274 | -15636.2738 | 0.56658 | 0.64349 | 0.75162 | 0.60816
7758 | Lateral Hardening | Lateral Hardening-Fuse-10640112 | Laterals | 13579 | 0.23277 | 13 | 3 | 116108.32 | 0 | 66577.9286 | 73820.9539 | 85009.7868 | -49530.3914 | -42287.3661 | -31098.5332 | 0.57341 | 0.63579 | 0.73216 | 0.608
12164 | Lateral Hardening | Lateral Hardening-Fuse-10363996 | Laterals | 13096 | 0.48314 | 20 | 7 | 188719.85 | 0 | 109045.6185 | 119207.1434 | 135330.1369 | -79674.2315 | -69512.7066 | -53389.7131 | 0.57782 | 0.63166 | 0.7171 | 0.6079
4180 | Lateral Hardening | Lateral Hardening-Fuse-90767337 | Laterals | 14050 | 1.4182 | 91 | 0 | 510480.12 | 0 | 292804.2476 | 323384.6521 | 374362.3277 | -217675.8724 | -187095.4679 | -136117.7923 | 0.57359 | 0.63349 | 0.73335 | 0.60753
18698 | Lateral Hardening | Lateral Hardening-Fuse-92023413 | Laterals | 13460 | 0.24678 | 9 | 2 | 68891.15 | 0 | 39297.1067 | 43902.8986 | 50973.3445 | -29594.0433 | -24988.2514 | -17917.8055 | 0.57042 | 0.63728 | 0.73991 | 0.60743
7145 | Lateral Hardening | Lateral Hardening-Fuse-90642288 | Laterals | 13073 | 0.20587 | 18 | 23 | 451302.97 | 0 | 260089.0858 | 285969.4401 | 322825.7744 | -191213.8842 | -165333.5299 | -128477.1956 | 0.57631 | 0.63365 | 0.71532 | 0.60741
582 | Lateral Hardening | Lateral Hardening-Fuse-10381176 | Laterals | 13087 | 0.14129 | 15 | 23 | 233961.79 | 0 | 132109.1527 | 150094.8432 | 177111.6168 | -101852.6373 | -83866.9468 | -56850.1732 | 0.56466 | 0.64154 | 0.75701 | 0.60696
17840 | Lateral Hardening | Lateral Hardening-Fuse-93236189 | Laterals | 13696 | 0.065152 | 7 | 14 | 184404.31 | 0 | 104497.6048 | 118287.0895 | 137314.5462 | -79906.7052 | -66117.2205 | -47089.7638 | 0.56668 | 0.64146 | 0.74464 | 0.60691
14705 | Lateral Hardening | Lateral Hardening-Fuse-10218995 | Laterals | 13510 | 0.26307 | 19 | 36 | 330864.57 | 0 | 186507.0443 | 212288.8763 | 251427.5985 | -144357.5257 | -118575.6937 | -79436.9715 | 0.5637 | 0.64162 | 0.75991 | 0.60669
2361 | Lateral Hardening | Lateral Hardening-Fuse-10705935 | Laterals | 13268 | 0.39356 | 24 | 19 | 427483.72 | 0 | 246087.8708 | 270579.9586 | 304674.88 | -181395.8492 | -156903.7614 | -122808.84 | 0.57567 | 0.63296 | 0.71272 | 0.60656
674 | Lateral Hardening | Lateral Hardening-Fuse-10095479 | Laterals | 13786 | 0.054167 | 2 | 7 | 50000 | 0 | 28267.0098 | 32068 | 37442.0411 | -21732.9902 | -17932 | -12557.9589 | 0.56534 | 0.64136 | 0.74884 | 0.6065
15372 | Lateral Hardening | Lateral Hardening-Fuse-10705880 | Laterals | 13268 | 0.2322 | 12 | 3 | 163934.35 | 0 | 92701.029 | 104654.3243 | 124057.6367 | -71233.321 | -59280.0257 | -39876.7133 | 0.56548 | 0.63839 | 0.75675 | 0.60648
14323 | Lateral Hardening | Lateral Hardening-Fuse-93092806 | Laterals | 13048 | 0.15341 | 12 | 10 | 241323.39 | 0 | 135592.8432 | 155275.5901 | 183600.7023 | -105730.5468 | -86047.7999 | -57722.6877 | 0.56187 | 0.64343 | 0.76081 | 0.60623
1671 | Lateral Hardening | Lateral Hardening-Fuse-90292938 | Laterals | 13622 | 0.36458 | 29 | 35 | 332341.18 | 0 | 190575.2413 | 210061.3191 | 240783.9082 | -141765.9387 | -122279.8609 | -91557.2718 | 0.57343 | 0.63207 | 0.72451 | 0.60613
3835 | Lateral Hardening | Lateral Hardening-Fuse-10798766 | Laterals | 14025 | 0.37689 | 17 | 15 | 228780.32 | 0 | 128803.2323 | 146558.2758 | 174062.2884 | -99977.0877 | -82222.0442 | -54718.0316 | 0.563 | 0.64061 | 0.76083 | 0.60606
4338 | Lateral Hardening | Lateral Hardening-Fuse-91161108 | Laterals | 13505 | 0.039015 | 1 | 3 | 50000 | 0 | 28333.2435 | 31966.215 | 37127.4274 | -21666.7565 | -18033.785 | -12872.5726 | 0.56666 | 0.63932 | 0.74255 | 0.60605
17194 | Lateral Hardening | Lateral Hardening-Fuse-90960976 | Laterals | 14023 | 0.58807 | 21 | 0 | 201899.41 | 0 | 116240.8408 | 127111.7491 | 143150.9969 | -85658.5692 | -74787.6609 | -58748.4131 | 0.57574 | 0.62958 | 0.70902 | 0.60522
13615 | Lateral Hardening | Lateral Hardening-Fuse-10705834 | Laterals | 13268 | 0.26042 | 10 | 1 | 271393.55 | 0 | 155147.2338 | 172613.3193 | 193449.9536 | -116246.3162 | -98780.2307 | -77943.5964 | 0.57167 | 0.63603 | 0.7128 | 0.60509
14330 | Lateral Hardening | Lateral Hardening-Fuse-60434242 | Laterals | 13208 | 0.13314 | 14 | 19 | 244564.76 | 0 | 138067.7072 | 156246.1605 | 182414.8733 | -106497.0528 | -88318.5995 | -62149.8867 | 0.56454 | 0.63887 | 0.74588 | 0.60498
19315 | Lateral Hardening | Lateral Hardening-Fuse-60188260 | Laterals | 13807 | 0.22216 | 13 | 2 | 115226.88 | 0 | 65635.3074 | 72915.253 | 84318.8166 | -49591.5726 | -42311.627 | -30908.0634 | 0.56962 | 0.6328 | 0.73176 | 0.60479
8635 | Lateral Hardening | Lateral Hardening-Fuse-90231391 | Laterals | 13153 | 0.011932 | 4 | 84 | 50000 | 0 | 28129.0055 | 31966.4687 | 37599.1868 | -21870.9945 | -18033.5313 | -12400.8132 | 0.56258 | 0.63933 | 0.75198 | 0.60455
12608 | Lateral Hardening | Lateral Hardening-Fuse-10762871 | Laterals | 13815 | 0.1464 | 7 | 1 | 56618.95 | 0 | 31909.9458 | 36027.5997 | 42742.1157 | -24709.0042 | -20591.3503 | -13876.8343 | 0.56359 | 0.63632 | 0.75491 | 0.60454
6642 | Lateral Hardening | Lateral Hardening-Fuse-60008018 | Laterals | 13090 | 0.35871 | 28 | 65 | 502474.31 | 0 | 287508.3059 | 318040.0107 | 358333.3812 | -214966.0041 | -184434.2993 | -144140.9288 | 0.57219 | 0.63295 | 0.71314 | 0.60451
10995 | Lateral Hardening | Lateral Hardening-Fuse-60213256 | Laterals | 13439 | 0.4875 | 30 | 46 | 444776.34 | 0 | 251372.452 | 284184.7741 | 327917.4658 | -193403.888 | -160591.5659 | -116858.8742 | 0.56517 | 0.63894 | 0.73726 | 0.60451
1152 | Lateral Hardening | Lateral Hardening-Fuse-10376188 | Laterals | 13107 | 0.19451 | 15 | 18 | 258747.98 | 0 | 146323.4902 | 164628.0637 | 190590.598 | -112424.4898 | -94119.9163 | -68157.382 | 0.56551 | 0.63625 | 0.73659 | 0.60384
9180 | Lateral Hardening | Lateral Hardening-Fuse-10147350 | Laterals | 13141 | 0.076705 | 8 | 61 | 173574.45 | 0 | 97364.8455 | 110887.169 | 130676.96 | -76209.6045 | -62687.281 | -42897.49 | 0.56094 | 0.63884 | 0.75286 | 0.6035
18174 | Lateral Hardening | Lateral Hardening-Fuse-60146812 | Laterals | 13436 | 0.33617 | 24 | 11 | 212080.18 | 0 | 121053.2754 | 133460.0002 | 152957.2329 | -91026.9046 | -78620.1798 | -59122.9471 | 0.57079 | 0.62929 | 0.72122 | 0.60338
995 | Lateral Hardening | Lateral Hardening-Fuse-90883937 | Laterals | 13630 | 0.21042 | 12 | 48 | 335248.82 | 0 | 188178.4687 | 214121.9897 | 250049.8144 | -147070.3513 | -121126.8303 | -85199.0056 | 0.56131 | 0.6387 | 0.74586 | 0.60298
3510 | Lateral Hardening | Lateral Hardening-Fuse-60380739 | Laterals | 14114 | 0.89091 | 58 | 40 | 934611.84 | 0 | 543684.203 | 579190.7858 | 632763.8565 | -390927.637 | -355421.0542 | -301847.9835 | 0.58172 | 0.61971 | 0.67703 | 0.60265
10856 | Lateral Hardening | Lateral Hardening-Fuse-10191184 | Laterals | 13220 | 0.20758 | 25 | 29 | 301168.76 | 0 | 171547.4588 | 189193.1669 | 217827.343 | -129621.3012 | -111975.5931 | -83341.417 | 0.56961 | 0.6282 | 0.72327 | 0.60255
14179 | Lateral Hardening | Lateral Hardening-Fuse-92955335 | Laterals | 13754 | 0.3661 | 37 | 215 | 606668.45 | 0 | 345225.5386 | 381791.4729 | 436057.525 | -261442.9114 | -224876.9771 | -170610.925 | 0.56905 | 0.62932 | 0.71877 | 0.60211
17258 | Lateral Hardening | Lateral Hardening-Fuse-92983676 | Laterals | 13535 | 0.16667 | 15 | 23 | 205344.2 | 0 | 115145.7992 | 130577.5064 | 152977.2639 | -90198.4008 | -74766.6936 | -52366.9361 | 0.56075 | 0.6359 | 0.74498 | 0.60171
18403 | Lateral Hardening | Lateral Hardening-Fuse-90286089 | Laterals | 13807 | 0.099432 | 7 | 1 | 148970.61 | 0 | 83949.2444 | 94296.259 | 109581.9521 | -65021.3656 | -54674.351 | -39388.6579 | 0.56353 | 0.63299 | 0.73559 | 0.60157
15888 | Lateral Hardening | Lateral Hardening-Fuse-92870593 | Laterals | 13710 | 0.59261 | 27 | 32 | 422156.98 | 0 | 242192.6422 | 263301.3336 | 296367.3234 | -179964.3378 | -158855.6464 | -125789.6566 | 0.5737 | 0.6237 | 0.70203 | 0.60154
4746 | Lateral Hardening | Lateral Hardening-Fuse-93250712 | Laterals | 13896 | 0.057197 | 6 | 12 | 80136.73 | 0 | 44921.8383 | 50900.046 | 59719.5332 | -35214.8917 | -29236.684 | -20417.1968 | 0.56056 | 0.63516 | 0.74522 | 0.60141
15460 | Lateral Hardening | Lateral Hardening-Fuse-10536015 | Laterals | 13115 | 0.10341 | 6 | 6 | 88710.21 | 0 | 49701.9114 | 56379.6765 | 66157.3236 | -39008.2986 | -32330.5335 | -22552.8864 | 0.56027 | 0.63555 | 0.74577 | 0.60141
4506 | Lateral Hardening | Lateral Hardening-Fuse-10374541 | Laterals | 13547 | 0.11004 | 8 | 12 | 89600.08 | 0 | 50166.6834 | 57012.0921 | 66782.3321 | -39433.3966 | -32587.9879 | -22817.7479 | 0.5599 | 0.6363 | 0.74534 | 0.60136
10016 | Lateral Hardening | Lateral Hardening-Fuse-91783086 | Laterals | 13194 | 0.39716 | 18 | 21 | 335966.28 | 0 | 190003.5361 | 212809.1644 | 241134.6091 | -145962.7439 | -123157.1156 | -94831.6709 | 0.56554 | 0.63342 | 0.71773 | 0.60113
6946 | Lateral Hardening | Lateral Hardening-Fuse-60342436 | Laterals | 13003 | 0.88598 | 42 | 25 | 369748.58 | 0 | 211134.9413 | 231055.845 | 261897.0944 | -158613.6387 | -138692.735 | -107851.4856 | 0.57102 | 0.6249 | 0.70831 | 0.60091
3462 | Lateral Hardening | Lateral Hardening-Fuse-93120610 | Laterals | 14111 | 0.23807 | 16 | 25 | 188002.29 | 0 | 106754.9119 | 117979.5152 | 135095.1612 | -81247.3781 | -70022.7748 | -52907.1288 | 0.56784 | 0.62754 | 0.71858 | 0.60082
1892 | Lateral Hardening | Lateral Hardening-Fuse-93448924 | Laterals | 13089 | 0.060606 | 6 | 19 | 88919.6 | 0 | 49774.5303 | 56478.7186 | 66085.0846 | -39145.0697 | -32440.8814 | -22834.5154 | 0.55977 | 0.63517 | 0.7432 | 0.60073
15710 | Lateral Hardening | Lateral Hardening-Fuse-90529838 | Laterals | 13460 | 2.2902 | 148 | 62 | 1413040.09 | 0 | 820690.3921 | 871162.0148 | 950354.757 | -592349.6979 | -541878.0752 | -462685.333 | 0.5808 | 0.61652 | 0.67256 | 0.60069
10228 | Lateral Hardening | Lateral Hardening-Fuse-92571170 | Laterals | 13443 | 0.081818 | 6 | 43 | 51251.61 | 0 | 28139.6322 | 32714.998 | 40800.8926 | -23111.9778 | -18536.612 | -10450.7174 | 0.54905 | 0.63832 | 0.79609 | 0.60053
11324 | Lateral Hardening | Lateral Hardening-Fuse-91578756 | Laterals | 13586 | 0.10814 | 8 | 5 | 50000 | 0 | 27926.3426 | 31572.3205 | 37604.6552 | -22073.6574 | -18427.6795 | -12395.3448 | 0.55853 | 0.63145 | 0.75209 | 0.59976
12104 | Lateral Hardening | Lateral Hardening-Fuse-10668823 | Laterals | 13723 | 0.1303 | 11 | 0 | 66687.55 | 0 | 37132.4173 | 42078.47 | 50272.5724 | -29555.1327 | -24609.08 | -16414.9776 | 0.55681 | 0.63098 | 0.75385 | 0.59877
12978 | Lateral Hardening | Lateral Hardening-Fuse-92102545 | Laterals | 13470 | 0.42784 | 24 | 19 | 226845.09 | 0 | 128168.0069 | 141782.4731 | 163710.5688 | -98677.0831 | -85062.6169 | -63134.5212 | 0.565 | 0.62502 | 0.72168 | 0.59868
14644 | Lateral Hardening | Lateral Hardening-Fuse-90881106 | Laterals | 13390 | 0.54792 | 25 | 1 | 388588.28 | 0 | 220544.7085 | 242911.9635 | 273816.4141 | -168043.5715 | -145676.3165 | -114771.8659 | 0.56755 | 0.62511 | 0.70464 | 0.59853
7456 | Lateral Hardening | Lateral Hardening-Fuse-10627006 | Laterals | 13147 | 0.31288 | 10 |  | 50000 | 0 | 28190.45 | 31287.4027 | 36071.7774 | -21809.55 | -18712.5973 | -13928.2226 | 0.56381 | 0.62575 | 0.72144 | 0.59815
10692 | Lateral Hardening | Lateral Hardening-Fuse-90909033 | Laterals | 13826 | 0.070265 | 5 | 8 | 121236.04 | 0 | 67518.7991 | 76659.9859 | 89848.7583 | -53717.2409 | -44576.0541 | -31387.2817 | 0.55692 | 0.63232 | 0.74111 | 0.59796
1210 | Lateral Hardening | Lateral Hardening-Fuse-93325983 | Laterals | 13723 | 0.23144 | 10 | 3 | 63177.53 | 0 | 35551.3727 | 39536.0934 | 45763.5831 | -27626.1573 | -23641.4366 | -17413.9469 | 0.56272 | 0.62579 | 0.72436 | 0.59781
3964 | Lateral Hardening | Lateral Hardening-Fuse-90816576 | Laterals | 13509 | 0.13106 | 7 | 45 | 114498.58 | 0 | 64298.0836 | 72194.0377 | 82110.5524 | -50200.4964 | -42304.5423 | -32388.0276 | 0.56156 | 0.63052 | 0.71713 | 0.59781
19121 | Lateral Hardening | Lateral Hardening-Fuse-60219419 | Laterals | 14198 | 0.057576 | 4 | 1 | 50000 | 0 | 27824.2692 | 31634.3695 | 36891.1179 | -22175.7308 | -18365.6305 | -13108.8821 | 0.55649 | 0.63269 | 0.73782 | 0.59748
11054 | Lateral Hardening | Lateral Hardening-Fuse-10842843 | Laterals | 13796 | 0.081439 | 5 | 2 | 89630.1 | 0 | 49860.968 | 56472.5873 | 65925.1446 | -39769.132 | -33157.5127 | -23704.9554 | 0.5563 | 0.63006 | 0.73552 | 0.59635
9788 | Lateral Hardening | Lateral Hardening-Fuse-10635145 | Laterals | 13242 | 0.090909 | 6 | 1 | 95950.38 | 0 | 53375.2024 | 60119.2782 | 71450.2744 | -42575.1776 | -35831.1018 | -24500.1056 | 0.55628 | 0.62657 | 0.74466 | 0.5962
14724 | Lateral Hardening | Lateral Hardening-Fuse-10368929 | Laterals | 13099 | 0.27784 | 17 | 4 | 163797.69 | 0 | 92272.7612 | 101590.639 | 117600.0246 | -71524.9288 | -62207.051 | -46197.6654 | 0.56333 | 0.62022 | 0.71796 | 0.59586
1205 | Lateral Hardening | Lateral Hardening-Fuse-92872410 | Laterals | 13460 | 0.010417 | 2 | 15 | 52668.95 | 0 | 29214.2427 | 33240.197 | 38808.0415 | -23454.7073 | -19428.753 | -13860.9085 | 0.55468 | 0.63112 | 0.73683 | 0.59582
6669 | Lateral Hardening | Lateral Hardening-Fuse-10556729 | Laterals | 13298 | 0.11932 | 11 | 1 | 62228.13 | 0 | 34492.6442 | 39058.5211 | 46592.8374 | -27735.4858 | -23169.6089 | -15635.2926 | 0.55429 | 0.62767 | 0.74874 | 0.59575
7161 | Lateral Hardening | Lateral Hardening-Fuse-10807562 | Laterals | 13020 | 0.074811 | 5 | 9 | 86243.8 | 0 | 47818.5299 | 54276.5105 | 63640.7662 | -38425.2701 | -31967.2895 | -22603.0338 | 0.55446 | 0.62934 | 0.73792 | 0.59527
1709 | Lateral Hardening | Lateral Hardening-Fuse-90559863 | Laterals | 13170 | 0.12254 | 7 | 0 | 50000 | 0 | 27723.4538 | 31326.0769 | 37265.1449 | -22276.5462 | -18673.9231 | -12734.8551 | 0.55447 | 0.62652 | 0.7453 | 0.59517
4125 | Lateral Hardening | Lateral Hardening-Fuse-91092609 | Laterals | 13808 | 0.37216 | 14 | 0 | 127692.96 | 0 | 71780.9566 | 79243.0614 | 91508.0783 | -55912.0034 | -48449.8986 | -36184.8817 | 0.56214 | 0.62058 | 0.71663 | 0.59512
15225 | Lateral Hardening | Lateral Hardening-Fuse-10240472 | Laterals | 13530 | 0.39223 | 27 | 64 | 546899.12 | 0 | 307041.5877 | 341608.3549 | 386176.2757 | -239857.5323 | -205290.7651 | -160722.8443 | 0.56142 | 0.62463 | 0.70612 | 0.59485
2269 | Lateral Hardening | Lateral Hardening-Fuse-91719628 | Laterals | 13023 | 0.10189 | 9 | 14 | 139584.62 | 0 | 77282.3406 | 87823.8349 | 102813.2575 | -62302.2794 | -51760.7851 | -36771.3625 | 0.55366 | 0.62918 | 0.73657 | 0.59461
7167 | Lateral Hardening | Lateral Hardening-Fuse-93296727 | Laterals | 13808 | 0.068371 | 5 | 1 | 63783.37 | 0 | 35417.5588 | 39896.6796 | 46961.3247 | -28365.8112 | -23886.6904 | -16822.0453 | 0.55528 | 0.6255 | 0.73626 | 0.59444
7087 | Lateral Hardening | Lateral Hardening-Fuse-93058201 | Laterals | 13093 | 0.24508 | 24 | 68 | 459750.41 | 0 | 257754.496 | 286875.2597 | 324252.0063 | -201995.914 | -172875.1503 | -135498.4037 | 0.56064 | 0.62398 | 0.70528 | 0.59411
748 | Lateral Hardening | Lateral Hardening-Fuse-93050847 | Laterals | 14266 | 0.16136 | 13 | 38 | 140596.98 | 0 | 79013.2332 | 87288.571 | 99108.1418 | -61583.7468 | -53308.409 | -41488.8382 | 0.56198 | 0.62084 | 0.70491 | 0.59393
9629 | Lateral Hardening | Lateral Hardening-Fuse-60188249 | Laterals | 13807 | 0.27708 | 13 | 2 | 168173.41 | 0 | 93162.1746 | 105021.8644 | 124466.3379 | -75011.2354 | -63151.5456 | -43707.0721 | 0.55396 | 0.62449 | 0.74011 | 0.59374
960 | Lateral Hardening | Lateral Hardening-Fuse-10580675 | Laterals | 13105 | 0.068939 | 5 | 13 | 65392.61 | 0 | 36161.8791 | 41054.219 | 47959.9354 | -29230.7309 | -24338.391 | -17432.6746 | 0.553 | 0.62781 | 0.73342 | 0.59348
548 | Lateral Hardening | Lateral Hardening-Fuse-10802835 | Laterals | 13133 | 0.51288 | 35 | 207 | 540892.12 | 0 | 298589.4906 | 338996.3137 | 398857.8574 | -242302.6294 | -201895.8063 | -142034.2626 | 0.55203 | 0.62674 | 0.73741 | 0.59298
1442 | Lateral Hardening | Lateral Hardening-Fuse-10402230 | Laterals | 13592 | 0.21534 | 19 | 41 | 347652.63 | 0 | 192386.4898 | 217846.8384 | 250874.8777 | -155266.1402 | -129805.7916 | -96777.7523 | 0.55339 | 0.62662 | 0.72163 | 0.59218
1385 | Lateral Hardening | Lateral Hardening-Fuse-91904894 | Laterals | 13098 | 0.15587 | 10 | 5 | 157082.45 | 0 | 86620.3811 | 97869.0389 | 116316.805 | -70462.0689 | -59213.4111 | -40765.645 | 0.55143 | 0.62304 | 0.74048 | 0.59182
17904 | Lateral Hardening | Lateral Hardening-Fuse-10897220 | Laterals | 14050 | 0.12898 | 8 | 4 | 169511.68 | 0 | 93651.62 | 105456.2183 | 122722.918 | -75860.06 | -64055.4617 | -46788.762 | 0.55248 | 0.62212 | 0.72398 | 0.59052
5910 | Lateral Hardening | Lateral Hardening-Fuse-10466918 | Laterals | 13433 | 0.17367 | 15 | 1 | 244474.54 | 0 | 134335.4707 | 152643.4049 | 179580.5555 | -110139.0693 | -91831.1351 | -64893.9845 | 0.54949 | 0.62437 | 0.73456 | 0.59046
17634 | Lateral Hardening | Lateral Hardening-Fuse-90292943 | Laterals | 13622 | 0.12519 | 13 | 9 | 134678 | 0 | 74972.8017 | 83305.5792 | 95390.423 | -59705.1983 | -51372.4208 | -39287.577 | 0.55668 | 0.61855 | 0.70829 | 0.5904
19576 | Lateral Hardening | Lateral Hardening-Fuse-91987912 | Laterals | 13298 | 0.99924 | 41 | 7 | 279484.6 | 0 | 155741.2502 | 172168.7809 | 199094.2857 | -123743.3498 | -107315.8191 | -80390.3143 | 0.55724 | 0.61602 | 0.71236 | 0.59039
3784 | Lateral Hardening | Lateral Hardening-Fuse-91491192 | Laterals | 13224 | 0.22462 | 17 | 47 | 260537.39 | 0 | 142948.9481 | 162779.5497 | 192076.827 | -117588.4419 | -97757.8403 | -68460.563 | 0.54867 | 0.62478 | 0.73723 | 0.59036
6204 | Lateral Hardening | Lateral Hardening-Fuse-10753405 | Laterals | 13330 | 0.16799 | 13 | 18 | 232964.38 | 0 | 127997.37 | 145319.6012 | 170474.53 | -104967.01 | -87644.7788 | -62489.85 | 0.54943 | 0.62378 | 0.73176 | 0.58997
2396 | Lateral Hardening | Lateral Hardening-Fuse-92141312 | Laterals | 13613 | 0.69811 | 60 | 117 | 1077697.93 | 0 | 605967.7017 | 659475.374 | 741054.6734 | -471730.2283 | -418222.556 | -336643.2566 | 0.56228 | 0.61193 | 0.68763 | 0.58971
15818 | Lateral Hardening | Lateral Hardening-Fuse-10155416 | Laterals | 13067 | 0.2483 | 22 | 68 | 378565.99 | 0 | 208325.3265 | 236071.5941 | 273789.749 | -170240.6635 | -142494.3959 | -104776.241 | 0.5503 | 0.62359 | 0.72323 | 0.58958
7783 | Lateral Hardening | Lateral Hardening-Fuse-10484802 | Laterals | 13458 | 0.080682 | 5 | 2 | 118248.66 | 0 | 65000.522 | 73491.843 | 86209.7255 | -53248.138 | -44756.817 | -32038.9345 | 0.54969 | 0.6215 | 0.72905 | 0.58917
1460 | Lateral Hardening | Lateral Hardening-Fuse-10424219 | Laterals | 13828 | 0.044129 | 4 | 30 | 154942.6 | 0 | 84939.5405 | 96502.8505 | 113119.2295 | -70003.0595 | -58439.7495 | -41823.3705 | 0.5482 | 0.62283 | 0.73007 | 0.58878
18928 | Lateral Hardening | Lateral Hardening-Fuse-90856935 | Laterals | 13787 | 0.22992 | 9 | 2 | 115363.54 | 0 | 63363.6057 | 71412.2514 | 84494.8442 | -51999.9343 | -43951.2886 | -30868.6958 | 0.54925 | 0.61902 | 0.73242 | 0.5885
14378 | Lateral Hardening | Lateral Hardening-Fuse-90276841 | Laterals | 13204 | 0.19356 | 19 | 28 | 279541.21 | 0 | 153029.2072 | 173627.1161 | 205854.3603 | -126512.0028 | -105914.0939 | -73686.8497 | 0.54743 | 0.62111 | 0.7364 | 0.58843
17648 | Lateral Hardening | Lateral Hardening-Fuse-10827129 | Laterals | 13769 | 0.99394 | 31 | 0 | 130985.45 | 0 | 72386.1467 | 80804.4835 | 93932.1913 | -58599.3033 | -50180.9665 | -37053.2587 | 0.55263 | 0.6169 | 0.71712 | 0.58836
6335 | Lateral Hardening | Lateral Hardening-Fuse-92768734 | Laterals | 13062 | 0.57481 | 58 | 84 | 867779.95 | 0 | 482114.0571 | 535461.1138 | 605622.7355 | -385665.8929 | -332318.8362 | -262157.2145 | 0.55557 | 0.61705 | 0.6979 | 0.58825
9203 | Lateral Hardening | Lateral Hardening-Fuse-10163743 | Laterals | 13066 | 0.77178 | 68 | 114 | 1051552.28 | 0 | 587876.4242 | 643001.2175 | 724467.3229 | -463675.8558 | -408551.0625 | -327084.9571 | 0.55906 | 0.61148 | 0.68895 | 0.58777
1081 | Lateral Hardening | Lateral Hardening-Fuse-10722434 | Laterals | 13817 | 0.55208 | 21 | 2 | 138207.28 | 0 | 76635.8949 | 84759.0806 | 98193.0211 | -61571.3851 | -53448.1994 | -40014.2589 | 0.5545 | 0.61328 | 0.71048 | 0.58773
3465 | Lateral Hardening | Lateral Hardening-Fuse-10747878 | Laterals | 14021 | 0.22235 | 16 | 3 | 163624.55 | 0 | 90862.0088 | 100197.2248 | 115560.4906 | -72762.5412 | -63427.3252 | -48064.0594 | 0.55531 | 0.61236 | 0.70625 | 0.58752
8627 | Lateral Hardening | Lateral Hardening-Fuse-10692799 | Laterals | 13463 | 0.044886 | 3 | 11 | 67832.31 | 0 | 37130.265 | 42106.9628 | 49361.5542 | -30702.045 | -25725.3472 | -18470.7558 | 0.54738 | 0.62075 | 0.7277 | 0.58743
9878 | Lateral Hardening | Lateral Hardening-Fuse-60025214 | Laterals | 13303 | 0.33239 | 10 |  | 72075.63 | 0 | 39612.5896 | 44478.4925 | 52175.6173 | -32463.0404 | -27597.1375 | -19900.0127 | 0.5496 | 0.61711 | 0.7239 | 0.58728
14165 | Lateral Hardening | Lateral Hardening-Fuse-60009044 | Laterals | 13825 | 0.1714 | 12 | 83 | 201094.45 | 0 | 109269.1258 | 125060.7741 | 149256.5551 | -91825.3242 | -76033.6759 | -51837.8949 | 0.54337 | 0.6219 | 0.74222 | 0.58682
2490 | Lateral Hardening | Lateral Hardening-Fuse-10216503 | Laterals | 13492 | 0.37159 | 42 | 1 | 637697.94 | 0 | 353388.839 | 393265.5894 | 441099.132 | -284309.101 | -244432.3506 | -196598.808 | 0.55416 | 0.6167 | 0.69171 | 0.58668
13588 | Lateral Hardening | Lateral Hardening-Fuse-93279763 | Laterals | 13213 | 0.10038 | 9 | 2 | 60654.13 | 0 | 33316.6863 | 37344.8851 | 43892.6033 | -27337.4437 | -23309.2449 | -16761.5267 | 0.54929 | 0.6157 | 0.72365 | 0.58665
10079 | Lateral Hardening | Lateral Hardening-Fuse-91856580 | Laterals | 13073 | 0.047538 | 5 | 5 | 112504.6 | 0 | 61556.4059 | 69545.4205 | 81826.8409 | -50948.1941 | -42959.1795 | -30677.7591 | 0.54715 | 0.61816 | 0.72732 | 0.58647
3048 | Lateral Hardening | Lateral Hardening-Fuse-10392871 | Laterals | 13522 | 0.0625 | 7 | 16 | 95424.78 | 0 | 52103.0517 | 59200.2684 | 69115.0547 | -43321.7283 | -36224.5116 | -26309.7253 | 0.54601 | 0.62039 | 0.72429 | 0.58615
16596 | Lateral Hardening | Lateral Hardening-Fuse-10696488 | Laterals | 13961 | 0.094697 | 6 | 1 | 112493.86 | 0 | 61546.9096 | 69556.0327 | 81373.7817 | -50946.9504 | -42937.8273 | -31120.0783 | 0.54711 | 0.61831 | 0.72336 | 0.5861
11294 | Lateral Hardening | Lateral Hardening-Fuse-92309764 | Laterals | 13233 | 0.65777 | 38 | 9 | 336079.24 | 0 | 186023.6465 | 204887.3381 | 237248.9328 | -150055.5935 | -131191.9019 | -98830.3072 | 0.55351 | 0.60964 | 0.70593 | 0.58559
9562 | Lateral Hardening | Lateral Hardening-Fuse-10099363 | Laterals | 13963 | 0.13542 | 10 | 13 | 178453.85 | 0 | 97387.5897 | 110530.1708 | 129056.2235 | -81066.2603 | -67923.6792 | -49397.6265 | 0.54573 | 0.61938 | 0.72319 | 0.58557
6460 | Lateral Hardening | Lateral Hardening-Fuse-10605099 | Laterals | 13924 | 0.30265 | 14 | 0 | 121916.38 | 0 | 67325.6971 | 74511.639 | 86093.3876 | -54590.6829 | -47404.741 | -35822.9924 | 0.55223 | 0.61117 | 0.70617 | 0.5853
18877 | Lateral Hardening | Lateral Hardening-Fuse-10167796 | Laterals | 13206 | 0.30492 | 26 | 57 | 494154.13 | 0 | 273814.4994 | 302748.94 | 341151.7695 | -220339.6306 | -191405.19 | -153002.3605 | 0.55411 | 0.61266 | 0.69038 | 0.5853
8338 | Lateral Hardening | Lateral Hardening-Fuse-93324115 | Laterals | 13723 | 0.24242 | 14 | 4 | 164784.31 | 0 | 91610.7809 | 100194.3955 | 114008.9627 | -73173.5291 | -64589.9145 | -50775.3473 | 0.55594 | 0.60803 | 0.69187 | 0.58516
17484 | Lateral Hardening | Lateral Hardening-Fuse-92835082 | Laterals | 13708 | 0.2 | 10 | 1 | 109455.3 | 0 | 60491.5551 | 66656.2152 | 77316.2494 | -48963.7449 | -42799.0848 | -32139.0506 | 0.55266 | 0.60898 | 0.70637 | 0.58493
5519 | Lateral Hardening | Lateral Hardening-Fuse-10625725 | Laterals | 13011 | 0.091477 | 6 | 1 | 104366.28 | 0 | 56941.6557 | 64152.6962 | 76284.046 | -47424.6243 | -40213.5838 | -28082.234 | 0.54559 | 0.61469 | 0.73093 | 0.58486
6970 | Lateral Hardening | Lateral Hardening-Fuse-10168794 | Laterals | 13208 | 0.45114 | 30 | 43 | 567110.61 | 0 | 309529.9174 | 349973.5936 | 408204.375 | -257580.6926 | -217137.0164 | -158906.235 | 0.5458 | 0.61712 | 0.7198 | 0.5846
16624 | Lateral Hardening | Lateral Hardening-Fuse-10240464 | Laterals | 13530 | 0.22405 | 14 | 44 | 370570.07 | 0 | 202597.139 | 228576.6552 | 264231.9406 | -167972.931 | -141993.4148 | -106338.1294 | 0.54672 | 0.61682 | 0.71304 | 0.58438
12225 | Lateral Hardening | Lateral Hardening-Fuse-92401385 | Laterals | 13838 | 0.17917 | 11 | 50 | 178159.79 | 0 | 96774.7381 | 110145.1994 | 129852.6955 | -81385.0519 | -68014.5906 | -48307.0945 | 0.54319 | 0.61824 | 0.72886 | 0.58427
9142 | Lateral Hardening | Lateral Hardening-Fuse-91267794 | Laterals | 13927 | 0.74981 | 38 | 32 | 426683.07 | 0 | 235763.0866 | 259852.3815 | 298820.8062 | -190919.9834 | -166830.6885 | -127862.2638 | 0.55255 | 0.60901 | 0.70033 | 0.58426
16029 | Lateral Hardening | Lateral Hardening-Fuse-10569613 | Laterals | 13372 | 0.21439 | 22 | 31 | 229773.47 | 0 | 126484.5747 | 140622.9319 | 161662.9705 | -103288.8953 | -89150.5381 | -68110.4995 | 0.55048 | 0.61201 | 0.70358 | 0.58424
1676 | Lateral Hardening | Lateral Hardening-Fuse-92915808 | Laterals | 13309 | 0.039015 | 5 | 10 | 62905.69 | 0 | 34196.6671 | 38915.0191 | 45391.4621 | -28709.0229 | -23990.6709 | -17514.2279 | 0.54362 | 0.61862 | 0.72158 | 0.58392
13584 | Lateral Hardening | Lateral Hardening-Fuse-10241583 | Laterals | 13517 | 0.20341 | 17 | 20 | 152459.94 | 0 | 83634.7264 | 93404.4997 | 107892.4307 | -68825.2136 | -59055.4403 | -44567.5093 | 0.54857 | 0.61265 | 0.70768 | 0.5837
4123 | Lateral Hardening | Lateral Hardening-Fuse-92596219 | Laterals | 13443 | 0.30303 | 22 | 18 | 261941.72 | 0 | 144266.5715 | 159383.6144 | 183814.0814 | -117675.1485 | -102558.1056 | -78127.6386 | 0.55076 | 0.60847 | 0.70174 | 0.58317
2039 | Lateral Hardening | Lateral Hardening-Fuse-60253873 | Laterals | 13166 | 0.064015 | 6 | 14 | 104996.62 | 0 | 56967.7513 | 64876.7702 | 75650.6464 | -48028.8687 | -40119.8498 | -29345.9736 | 0.54257 | 0.61789 | 0.72051 | 0.58296
15413 | Lateral Hardening | Lateral Hardening-Fuse-91174714 | Laterals | 13638 | 0.098295 | 8 | 10 | 147592.38 | 0 | 80104.6199 | 90948.8436 | 106548.8096 | -67487.7601 | -56643.5364 | -41043.5704 | 0.54274 | 0.61622 | 0.72191 | 0.5827
17652 | Lateral Hardening | Lateral Hardening-Fuse-92448052 | Laterals | 13817 | 0.16705 | 9 | 2 | 84114.45 | 0 | 45687.9375 | 51499.8625 | 61417.8313 | -38426.5125 | -32614.5875 | -22696.6187 | 0.54316 | 0.61226 | 0.73017 | 0.58259
16477 | Lateral Hardening | Lateral Hardening-Fuse-90275302 | Laterals | 13724 | 0.2428 | 12 | 3 | 113012.54 | 0 | 62112.1628 | 68804.9156 | 79191.8628 | -50900.3772 | -44207.6244 | -33820.6772 | 0.5496 | 0.60883 | 0.70074 | 0.58248
6849 | Lateral Hardening | Lateral Hardening-Fuse-92653112 | Laterals | 13324 | 0.67595 | 48 | 0 | 322575.94 | 0 | 178410.3968 | 195020.281 | 222878.6384 | -144165.5432 | -127555.659 | -99697.3016 | 0.55308 | 0.60457 | 0.69093 | 0.58231
16707 | Lateral Hardening | Lateral Hardening-Fuse-60326099 | Laterals | 13785 | 0.49394 | 28 | 40 | 368811.35 | 0 | 200846.6058 | 226605.5584 | 261749.9974 | -167964.7442 | -142205.7916 | -107061.3526 | 0.54458 | 0.61442 | 0.70971 | 0.58204
4033 | Lateral Hardening | Lateral Hardening-Fuse-91092614 | Laterals | 13046 | 0.06875 | 6 | 10 | 125040.12 | 0 | 67765.7373 | 76942.5354 | 90282.0772 | -57274.3827 | -48097.5846 | -34758.0428 | 0.54195 | 0.61534 | 0.72202 | 0.58198
4624 | Lateral Hardening | Lateral Hardening-Fuse-90532502 | Laterals | 13839 | 0.31648 | 22 | 32 | 174962.07 | 0 | 96252.2485 | 106350.0391 | 121422.9751 | -78709.8215 | -68612.0309 | -53539.0949 | 0.55013 | 0.60785 | 0.694 | 0.58183
3805 | Lateral Hardening | Lateral Hardening-Fuse-92840379 | Laterals | 13008 | 0.21402 | 14 | 18 | 248579.2 | 0 | 135217.1493 | 152617.114 | 176888.5898 | -113362.0507 | -95962.086 | -71690.6102 | 0.54396 | 0.61396 | 0.7116 | 0.58172
9305 | Lateral Hardening | Lateral Hardening-Fuse-91409886 | Laterals | 13458 | 0.14924 | 15 | 28 | 184041.55 | 0 | 99625.2302 | 113085.7888 | 133389.6254 | -84416.3198 | -70955.7612 | -50651.9246 | 0.54132 | 0.61446 | 0.72478 | 0.58161
18505 | Lateral Hardening | Lateral Hardening-Fuse-10710625 | Laterals | 14000 | 0.35587 | 20 | 22 | 397893.7 | 0 | 219065.0119 | 242272.5214 | 272846.4255 | -178828.6881 | -155621.1786 | -125047.2745 | 0.55056 | 0.60889 | 0.68573 | 0.58158
7206 | Lateral Hardening | Lateral Hardening-Fuse-60004451 | Laterals | 13023 | 0.12614 | 12 | 5 | 154102.59 | 0 | 83569.0633 | 94287.2469 | 111929.6688 | -70533.5267 | -59815.3431 | -42172.9212 | 0.54229 | 0.61185 | 0.72633 | 0.58156
7796 | Lateral Hardening | Lateral Hardening-Fuse-60206867 | Laterals | 13331 | 0.27576 | 11 | 6 | 158677.19 | 0 | 85981.8514 | 97044.8644 | 114608.9036 | -72695.3386 | -61632.3256 | -44068.2864 | 0.54187 | 0.61159 | 0.72228 | 0.58082
14667 | Lateral Hardening | Lateral Hardening-Fuse-92634749 | Laterals | 13331 | 0.0625 | 4 | 2 | 61436.13 | 0 | 33237.5196 | 37664.0365 | 44149.9823 | -28198.6104 | -23772.0935 | -17286.1477 | 0.54101 | 0.61306 | 0.71863 | 0.58039
14216 | Lateral Hardening | Lateral Hardening-Fuse-10274727 | Laterals | 13624 | 0.13826 | 10 | 2 | 55942.13 | 0 | 29945.913 | 34280.5862 | 41848.181 | -25996.217 | -21661.5438 | -14093.949 | 0.5353 | 0.61279 | 0.74806 | 0.57982
19418 | Lateral Hardening | Lateral Hardening-Fuse-60251628 | Laterals | 13256 | 2.1513 | 96 | 11 | 1507787.54 | 0 | 829128.3472 | 914256.9083 | 1024607.6858 | -678659.1928 | -593530.6317 | -483179.8542 | 0.5499 | 0.60636 | 0.67954 | 0.5798
15839 | Lateral Hardening | Lateral Hardening-Fuse-92607559 | Laterals | 13390 | 0.1339 | 6 | 1 | 74675.45 | 0 | 40340.6257 | 45507.9179 | 53791.2989 | -34334.8243 | -29167.5321 | -20884.1511 | 0.54021 | 0.60941 | 0.72033 | 0.57898
16257 | Lateral Hardening | Lateral Hardening-Fuse-10704137 | Laterals | 13962 | 0.24508 | 12 | 52 | 147554.06 | 0 | 80567.112 | 89830.7834 | 101327.5812 | -66986.948 | -57723.2766 | -46226.4788 | 0.54602 | 0.6088 | 0.68671 | 0.57892
15475 | Lateral Hardening | Lateral Hardening-Fuse-91317878 | Laterals | 13911 | 0.091667 | 8 | 16 | 216865.88 | 0 | 116950.725 | 132560.5389 | 155756.055 | -99915.155 | -84305.3411 | -61109.825 | 0.53928 | 0.61126 | 0.71821 | 0.57876
1070 | Lateral Hardening | Lateral Hardening-Fuse-90823944 | Laterals | 14102 | 0.057197 | 8 | 1 | 81383.53 | 0 | 43879.0531 | 49821.0182 | 58161.6309 | -37504.4769 | -31562.5118 | -23221.8991 | 0.53916 | 0.61218 | 0.71466 | 0.57862
14065 | Lateral Hardening | Lateral Hardening-Fuse-60302650 | Laterals | 13091 | 0.061742 | 6 | 12 | 140597.9 | 0 | 75756.1337 | 85975.6916 | 100755.891 | -64841.7663 | -54622.2084 | -39842.009 | 0.53881 | 0.6115 | 0.71662 | 0.5784
16678 | Lateral Hardening | Lateral Hardening-Fuse-10455388 | Laterals | 13171 | 0.31061 | 15 | 3 | 204032.85 | 0 | 109736.4714 | 124636.944 | 147651.8347 | -94296.3786 | -79395.906 | -56381.0153 | 0.53784 | 0.61087 | 0.72367 | 0.57833
14942 | Lateral Hardening | Lateral Hardening-Fuse-10560403 | Laterals | 13297 | 0.64564 | 52 | 54 | 705145.49 | 0 | 388840.8239 | 422801.0809 | 475947.4112 | -316304.6661 | -282344.4091 | -229198.0788 | 0.55143 | 0.59959 | 0.67496 | 0.57823
7559 | Lateral Hardening | Lateral Hardening-Fuse-10722420 | Laterals | 13817 | 0.33163 | 26 | 9 | 275335.46 | 0 | 147868.2218 | 168213.6038 | 199703.4224 | -127467.2382 | -107121.8562 | -75632.0376 | 0.53705 | 0.61094 | 0.72531 | 0.57804
18280 | Lateral Hardening | Lateral Hardening-Fuse-10671304 | Laterals | 13724 | 0.088258 | 8 | 2 | 55716.77 | 0 | 30013.7333 | 33876.0839 | 40270.8989 | -25703.0367 | -21840.6861 | -15445.8711 | 0.53868 | 0.60801 | 0.72278 | 0.57789
584 | Lateral Hardening | Lateral Hardening-Fuse-10898142 | Laterals | 13839 | 0.081629 | 8 | 29 | 225073.69 | 0 | 121032.1415 | 137421.6028 | 161478.9343 | -104041.5485 | -87652.0872 | -63594.7557 | 0.53774 | 0.61056 | 0.71745 | 0.57756
9285 | Lateral Hardening | Lateral Hardening-Fuse-60021888 | Laterals | 13303 | 0.21326 | 12 | 7 | 205286.24 | 0 | 110898.903 | 124934.6273 | 145342.2514 | -94387.337 | -80351.6127 | -59943.9886 | 0.54022 | 0.60859 | 0.708 | 0.57751
14266 | Lateral Hardening | Lateral Hardening-Fuse-60029440 | Laterals | 13062 | 0.25606 | 23 | 47 | 128816.98 | 0 | 69072.1666 | 78466.8239 | 93341.4476 | -59744.8134 | -50350.1561 | -35475.5324 | 0.5362 | 0.60913 | 0.72461 | 0.57692
12700 | Lateral Hardening | Lateral Hardening-Fuse-93298492 | Laterals | 13808 | 0.20568 | 10 | 4 | 117787.5 | 0 | 64044.2186 | 70973.289 | 82205.9485 | -53743.2814 | -46814.211 | -35581.5515 | 0.54373 | 0.60255 | 0.69792 | 0.57679
3084 | Lateral Hardening | Lateral Hardening-Fuse-60070006 | Laterals | 13046 | 0.038068 | 5 | 14 | 50000 | 0 | 26864.5479 | 30501.1654 | 35636.1386 | -23135.4521 | -19498.8346 | -14363.8614 | 0.53729 | 0.61002 | 0.71272 | 0.57665
14297 | Lateral Hardening | Lateral Hardening-Fuse-10628936 | Laterals | 13146 | 0.12992 | 8 | 2 | 186712.55 | 0 | 100304.6584 | 113614.3812 | 133632.172 | -86407.8916 | -73098.1688 | -53080.378 | 0.53721 | 0.6085 | 0.71571 | 0.57645
5738 | Lateral Hardening | Lateral Hardening-Fuse-60332337 | Laterals | 13461 | 0.10625 | 14 | 1 | 101664 | 0 | 54995.9407 | 61451.6733 | 71710.6262 | -46668.0593 | -40212.3267 | -29953.3738 | 0.54096 | 0.60446 | 0.70537 | 0.57645
11261 | Lateral Hardening | Lateral Hardening-Fuse-92375481 | Laterals | 13422 | 0.42822 | 24 | 14 | 325371.04 | 0 | 178480.5328 | 194747.6752 | 219906.9321 | -146890.5072 | -130623.3648 | -105464.1079 | 0.54854 | 0.59854 | 0.67587 | 0.57628
17265 | Lateral Hardening | Lateral Hardening-Fuse-10055006 | Laterals | 13419 | 0.077462 | 4 | 23 | 70030.91 | 0 | 37565.8895 | 42721.9418 | 49909.5908 | -32465.0205 | -27308.9682 | -20121.3192 | 0.53642 | 0.61004 | 0.71268 | 0.57613
5279 | Lateral Hardening | Lateral Hardening-Fuse-10847284 | Laterals | 13707 | 0.21042 | 14 | 8 | 133392.32 | 0 | 72600.6284 | 80101.0104 | 92461.4639 | -60791.6916 | -53291.3096 | -40930.8561 | 0.54426 | 0.60049 | 0.69315 | 0.57602
6851 | Lateral Hardening | Lateral Hardening-Fuse-60168045 | Laterals | 13514 | 0.34375 | 34 | 58 | 567671.61 | 0 | 306861.5879 | 344791.7297 | 394349.4871 | -260810.0221 | -222879.8803 | -173322.1229 | 0.54056 | 0.60738 | 0.69468 | 0.57602
17599 | Lateral Hardening | Lateral Hardening-Fuse-90884197 | Laterals | 13294 | 0.48693 | 32 | 48 | 584253.54 | 0 | 318851.5336 | 350974.1028 | 399023.2373 | -265402.0064 | -233279.4372 | -185230.3027 | 0.54574 | 0.60072 | 0.68296 | 0.57596
7679 | Lateral Hardening | Lateral Hardening-Fuse-60149284 | Laterals | 13034 | 0.22576 | 22 | 44 | 359170.28 | 0 | 193592.3623 | 218119.4696 | 252334.5616 | -165577.9177 | -141050.8104 | -106835.7184 | 0.539 | 0.60729 | 0.70255 | 0.57584
12730 | Lateral Hardening | Lateral Hardening-Fuse-60180239 | Laterals | 13390 | 0.031061 | 2 | 1 | 54893.29 | 0 | 29526.3111 | 33308.0559 | 38979.1388 | -25366.9789 | -21585.2341 | -15914.1512 | 0.53789 | 0.60678 | 0.71009 | 0.57577
15760 | Lateral Hardening | Lateral Hardening-Fuse-10637246 | Laterals | 13696 | 0.042045 | 7 | 2 | 50000 | 0 | 26857.7839 | 30234.5618 | 35992.287 | -23142.2161 | -19765.4382 | -14007.713 | 0.53716 | 0.60469 | 0.71985 | 0.57569
9361 | Lateral Hardening | Lateral Hardening-Fuse-91260258 | Laterals | 13326 | 0.12292 | 11 | 3 | 165976.76 | 0 | 88899.3752 | 100773.7502 | 119653.4377 | -77077.3848 | -65203.0098 | -46323.3223 | 0.53561 | 0.60716 | 0.7209 | 0.57561
8186 | Lateral Hardening | Lateral Hardening-Fuse-92440552 | Laterals | 13391 | 0.36667 | 18 | 3 | 171179.75 | 0 | 93132.5263 | 102767.4289 | 118163.1122 | -78047.2237 | -68412.3211 | -53016.6378 | 0.54406 | 0.60035 | 0.69029 | 0.57557
362 | Lateral Hardening | Lateral Hardening-Fuse-93114753 | Laterals | 13210 | 0.12405 | 13 | 18 | 209966.81 | 0 | 112342.0381 | 127455.6056 | 152066.868 | -97624.7719 | -82511.2044 | -57899.942 | 0.53505 | 0.60703 | 0.72424 | 0.57556
35 | Lateral Hardening | Lateral Hardening-Fuse-10671258 | Laterals | 13389 | 0.038258 | 5 | 7 | 50000 | 0 | 26789.0377 | 30484.7969 | 35543.7618 | -23210.9623 | -19515.2031 | -14456.2382 | 0.53578 | 0.6097 | 0.71088 | 0.57546
9885 | Lateral Hardening | Lateral Hardening-Fuse-90288926 | Laterals | 13807 | 0.098674 | 3 | 2 | 50000 | 0 | 26853.0336 | 30307.9277 | 35340.2832 | -23146.9664 | -19692.0723 | -14659.7168 | 0.53706 | 0.60616 | 0.70681 | 0.57476
17347 | Lateral Hardening | Lateral Hardening-Fuse-91643673 | Laterals | 13104 | 0.17027 | 18 | 1 | 243944.44 | 0 | 130877.1879 | 148172.4513 | 172248.4682 | -113067.2521 | -95771.9887 | -71695.9718 | 0.5365 | 0.6074 | 0.7061 | 0.57473
11342 | Lateral Hardening | Lateral Hardening-Fuse-91750797 | Laterals | 13371 | 0.076136 | 7 | 10 | 89570.73 | 0 | 47990.8981 | 54266.0987 | 63752.047 | -41579.8319 | -35304.6313 | -25818.683 | 0.53579 | 0.60585 | 0.71175 | 0.5744
5988 | Lateral Hardening | Lateral Hardening-Fuse-92397659 | Laterals | 13777 | 0.54981 | 45 | 87 | 685142.2 | 0 | 373150.7419 | 410132.4408 | 466015.9291 | -311991.4581 | -275009.7592 | -219126.2709 | 0.54463 | 0.59861 | 0.68017 | 0.57438
1285 | Lateral Hardening | Lateral Hardening-Fuse-60006484 | Laterals | 13159 | 0.49602 | 40 | 48 | 507756.42 | 0 | 279646.0979 | 300335.1034 | 335971.1808 | -228110.3221 | -207421.3166 | -171785.2392 | 0.55075 | 0.59149 | 0.66168 | 0.57407
6941 | Lateral Hardening | Lateral Hardening-Fuse-10554589 | Laterals | 13911 | 0.24148 | 13 | 2 | 116832.36 | 0 | 63341.9667 | 69882.9799 | 80907.5665 | -53490.3933 | -46949.3801 | -35924.7935 | 0.54216 | 0.59815 | 0.69251 | 0.57399
11733 | Lateral Hardening | Lateral Hardening-Fuse-60044987 | Laterals | 13288 | 0.076515 | 8 | 28 | 133620.19 | 0 | 71095.8516 | 81254.0309 | 96298.7556 | -62524.3384 | -52366.1591 | -37321.4344 | 0.53207 | 0.6081 | 0.72069 | 0.57374
16161 | Lateral Hardening | Lateral Hardening-Fuse-92348088 | Laterals | 13431 | 0.035227 | 4 | 44 | 50000 | 0 | 26689.133 | 30310.0422 | 35629.27 | -23310.867 | -19689.9578 | -14370.73 | 0.53378 | 0.6062 | 0.71259 | 0.57339
10028 | Lateral Hardening | Lateral Hardening-Fuse-91602229 | Laterals | 13492 | 0.42765 | 36 | 55 | 514472.5 | 0 | 279036.4839 | 307192.7864 | 352480.3907 | -235436.0161 | -207279.7136 | -161992.1093 | 0.54237 | 0.5971 | 0.68513 | 0.57307
1258 | Lateral Hardening | Lateral Hardening-Fuse-93228943 | Laterals | 13459 | 0.41307 | 18 | 1 | 169019.1 | 0 | 90140.3859 | 101958.7858 | 121522.5501 | -78878.7141 | -67060.3142 | -47496.5499 | 0.53331 | 0.60324 | 0.71899 | 0.57286
4876 | Lateral Hardening | Lateral Hardening-Fuse-91526663 | Laterals | 13188 | 0.065909 | 11 | 14 | 81369.45 | 0 | 43124.2407 | 49182.0573 | 59710.0653 | -38245.2093 | -32187.3927 | -21659.3847 | 0.52998 | 0.60443 | 0.73381 | 0.5727
7202 | Lateral Hardening | Lateral Hardening-Fuse-90567948 | Laterals | 13698 | 0.80265 | 60 | 74 | 554824.66 | 0 | 300632.1909 | 331140.0799 | 378890.4553 | -254192.4691 | -223684.5801 | -175934.2047 | 0.54185 | 0.59684 | 0.6829 | 0.57245
52 | Lateral Hardening | Lateral Hardening-Fuse-92504107 | Laterals | 13434 | 0.29261 | 21 | 68 | 480438.03 | 0 | 260400.8431 | 287785.7085 | 324466.0745 | -220037.1869 | -192652.3215 | -155971.9555 | 0.54201 | 0.59901 | 0.67535 | 0.57244
19637 | Lateral Hardening | Lateral Hardening-Fuse-10420548 | Laterals | 13825 | 0.22045 | 21 | 34 | 226347.15 | 0 | 122186.4733 | 135625.5351 | 155205.2715 | -104160.6767 | -90721.6149 | -71141.8785 | 0.53982 | 0.59919 | 0.6857 | 0.57222
12755 | Lateral Hardening | Lateral Hardening-Fuse-91700200 | Laterals | 13924 | 0.70341 | 33 | 0 | 186343.9 | 0 | 98398.2674 | 112690.083 | 137507.583 | -87945.6326 | -73653.817 | -48836.317 | 0.52805 | 0.60474 | 0.73792 | 0.57204
6346 | Lateral Hardening | Lateral Hardening-Fuse-60011894 | Laterals | 13158 | 0.34167 | 26 | 85 | 352834.61 | 0 | 190267.5522 | 211415.793 | 242093.6271 | -162567.0578 | -141418.817 | -110740.9829 | 0.53925 | 0.59919 | 0.68614 | 0.57192
19383 | Lateral Hardening | Lateral Hardening-Fuse-60306429 | Laterals | 13372 | 0.064962 | 5 | 2 | 87067.95 | 0 | 46352.261 | 52592.7311 | 61783.462 | -40715.689 | -34475.2189 | -25284.488 | 0.53237 | 0.60404 | 0.7096 | 0.57159
5893 | Lateral Hardening | Lateral Hardening-Fuse-10425055 | Laterals | 13829 | 0.070076 | 6 | 9 | 125150.3 | 0 | 66564.4243 | 75559.0034 | 88660.9191 | -58585.8757 | -49591.2966 | -36489.3809 | 0.53188 | 0.60375 | 0.70844 | 0.57109
7843 | Lateral Hardening | Lateral Hardening-Fuse-92309748 | Laterals | 13030 | 0.09375 | 8 | 4 | 107467.8 | 0 | 57218.9226 | 64621.7181 | 76040.8246 | -50248.8774 | -42846.0819 | -31426.9754 | 0.53243 | 0.60131 | 0.70757 | 0.57061
6954 | Lateral Hardening | Lateral Hardening-Fuse-90275224 | Laterals | 13724 | 0.20417 | 10 | 4 | 109801.58 | 0 | 59058.9954 | 65397.921 | 75743.3958 | -50742.5846 | -44403.659 | -34058.1842 | 0.53787 | 0.5956 | 0.68982 | 0.57038
16504 | Lateral Hardening | Lateral Hardening-Fuse-91664355 | Laterals | 13468 | 0.20833 | 11 | 1 | 105709.18 | 0 | 56937.4506 | 62887.1557 | 72361.9213 | -48771.7294 | -42822.0243 | -33347.2587 | 0.53862 | 0.59491 | 0.68454 | 0.5701
5897 | Lateral Hardening | Lateral Hardening-Fuse-10859733 | Laterals | 13038 | 0.22727 | 12 | 40 | 159595.11 | 0 | 85763.7963 | 95425.0637 | 108898.2902 | -73831.3137 | -64170.0463 | -50696.8198 | 0.53738 | 0.59792 | 0.68234 | 0.57004
12975 | Lateral Hardening | Lateral Hardening-Fuse-90292941 | Laterals | 13622 | 0.13826 | 13 | 19 | 159344.06 | 0 | 85686.6792 | 95088.1607 | 108859.254 | -73657.3808 | -64255.8993 | -50484.806 | 0.53775 | 0.59675 | 0.68317 | 0.56999
15673 | Lateral Hardening | Lateral Hardening-Fuse-10808172 | Laterals | 13340 | 1.1722 | 49 | 0 | 544094.34 | 0 | 294087.094 | 322340.2436 | 369293.6602 | -250007.246 | -221754.0964 | -174800.6798 | 0.54051 | 0.59243 | 0.67873 | 0.56991
10606 | Lateral Hardening | Lateral Hardening-Fuse-10424216 | Laterals | 13828 | 0.19167 | 13 | 1 | 102293.03 | 0 | 54319.5847 | 61515.2762 | 72365.7108 | -47973.4453 | -40777.7538 | -29927.3192 | 0.53102 | 0.60136 | 0.70744 | 0.56976
16685 | Lateral Hardening | Lateral Hardening-Fuse-91790397 | Laterals | 13070 | 0.15 | 11 | 5 | 200537.76 | 0 | 106874.9432 | 120389.4403 | 140085.5997 | -93662.8168 | -80148.3197 | -60452.1603 | 0.53294 | 0.60033 | 0.69855 | 0.56972
8978 | Lateral Hardening | Lateral Hardening-Fuse-10565122 | Laterals | 13291 | 0.01553 | 3 | 4 | 57023.93 | 0 | 30211.8959 | 34457.8303 | 40196.7658 | -26812.0341 | -22566.0997 | -16827.1642 | 0.52981 | 0.60427 | 0.70491 | 0.56966
5439 | Lateral Hardening | Lateral Hardening-Fuse-92631434 | Laterals | 13303 | 0.19129 | 8 | 1 | 64279.33 | 0 | 34376.7471 | 38399.006 | 44706.5526 | -29902.5829 | -25880.324 | -19572.7774 | 0.5348 | 0.59738 | 0.6955 | 0.56965
1096 | Lateral Hardening | Lateral Hardening-Fuse-10005855 | Laterals | 13183 | 0.081439 | 9 | 11 | 50000 | 0 | 26559.3805 | 29956.6577 | 35539.2755 | -23440.6195 | -20043.3423 | -14460.7245 | 0.53119 | 0.59913 | 0.71079 | 0.56953
8682 | Lateral Hardening | Lateral Hardening-Fuse-90871627 | Laterals | 13924 | 0.34337 | 19 | 2 | 80848.55 | 0 | 41380.439 | 49258.9636 | 64170.8201 | -39468.111 | -31589.5864 | -16677.7299 | 0.51183 | 0.60927 | 0.79372 | 0.56925
17096 | Lateral Hardening | Lateral Hardening-Fuse-10679296 | Laterals | 13807 | 0.10777 | 7 | 2 | 96842.56 | 0 | 51428.1062 | 58116.9734 | 68245.1433 | -45414.4538 | -38725.5866 | -28597.4167 | 0.53105 | 0.60012 | 0.7047 | 0.56913
9826 | Lateral Hardening | Lateral Hardening-Fuse-10871507 | Laterals | 14111 | 0.2928 | 26 | 42 | 297175.01 | 0 | 159714.8866 | 177012.7945 | 201964.426 | -137460.1234 | -120162.2155 | -95210.584 | 0.53744 | 0.59565 | 0.67961 | 0.56912
5906 | Lateral Hardening | Lateral Hardening-Fuse-91962248 | Laterals | 13330 | 0.28352 | 13 | 2 | 177349.83 | 0 | 93987.5347 | 106207.1565 | 126349.7679 | -83362.2953 | -71142.6735 | -51000.0621 | 0.52996 | 0.59886 | 0.71243 | 0.56887
5737 | Lateral Hardening | Lateral Hardening-Fuse-10758609 | Laterals | 13004 | 0.67462 | 31 | 13 | 284150.81 | 0 | 153688.3072 | 167974.9603 | 190342.7919 | -130462.5028 | -116175.8497 | -93808.0181 | 0.54087 | 0.59115 | 0.66987 | 0.56885
19163 | Lateral Hardening | Lateral Hardening-Fuse-10904164 | Laterals | 13709 | 0.15398 | 12 | 28 | 246806.37 | 0 | 131046.9354 | 148387.4435 | 172096.7055 | -115759.4346 | -98418.9265 | -74709.6645 | 0.53097 | 0.60123 | 0.69729 | 0.56868
11906 | Lateral Hardening | Lateral Hardening-Fuse-10667385 | Laterals | 13787 | 0.14167 | 6 | 2 | 154406.65 | 0 | 81782.624 | 92775.3079 | 108484.4695 | -72624.026 | -61631.3421 | -45922.1805 | 0.52966 | 0.60085 | 0.70259 | 0.56831
8196 | Lateral Hardening | Lateral Hardening-Fuse-10362868 | Laterals | 13104 | 0.067235 | 8 | 27 | 165231.56 | 0 | 87468.3108 | 99229.1356 | 116496.0002 | -77763.2492 | -66002.4244 | -48735.5598 | 0.52937 | 0.60055 | 0.70505 | 0.56829
12479 | Lateral Hardening | Lateral Hardening-Fuse-10628969 | Laterals | 13787 | 0.49848 | 25 | 8 | 238376.72 | 0 | 127825.767 | 141435.3195 | 162718.6037 | -110550.953 | -96941.4005 | -75658.1163 | 0.53623 | 0.59333 | 0.68261 | 0.568
17279 | Lateral Hardening | Lateral Hardening-Fuse-92594884 | Laterals | 13303 | 0.092045 | 8 | 14 | 178779.39 | 0 | 94654.0613 | 107307.6386 | 125424.592 | -84125.3287 | -71471.7514 | -53354.798 | 0.52945 | 0.60022 | 0.70156 | 0.56789
4782 | Lateral Hardening | Lateral Hardening-Fuse-60172032 | Laterals | 13968 | 0.49261 | 35 | 84 | 657222.24 | 0 | 353231.3307 | 390113.0109 | 441667.7824 | -303990.9093 | -267109.2291 | -215554.4576 | 0.53746 | 0.59358 | 0.67202 | 0.56775
371 | Lateral Hardening | Lateral Hardening-Fuse-60006432 | Laterals | 13159 | 0.66515 | 61 | 139 | 889851.13 | 0 | 484774.6714 | 521618.7016 | 578022.4269 | -405076.4586 | -368232.4284 | -311828.7031 | 0.54478 | 0.58619 | 0.64957 | 0.56768
12959 | Lateral Hardening | Lateral Hardening-Fuse-10030688 | Laterals | 13621 | 0.25625 | 13 | 4 | 162003.33 | 0 | 87227.6241 | 95665.5669 | 109294.0645 | -74775.7059 | -66337.7631 | -52709.2655 | 0.53843 | 0.59052 | 0.67464 | 0.56768
9867 | Lateral Hardening | Lateral Hardening-Fuse-10392900 | Laterals | 13522 | 0.058902 | 6 | 16 | 168973.45 | 0 | 88935.6282 | 101727.6558 | 120188.0934 | -80037.8218 | -67245.7942 | -48785.3566 | 0.52633 | 0.60203 | 0.71128 | 0.56754
7904 | Lateral Hardening | Lateral Hardening-Fuse-60076345 | Laterals | 13661 | 0.62936 | 39 | 65 | 828999.33 | 0 | 447686.5237 | 489299.4457 | 550745.535 | -381312.8063 | -339699.8843 | -278253.795 | 0.54003 | 0.59023 | 0.66435 | 0.56752
18688 | Lateral Hardening | Lateral Hardening-Fuse-10916846 | Laterals | 13805 | 1.5936 | 66 | 15 | 827094.55 | 0 | 451309.574 | 483733.2315 | 533421.5681 | -375784.976 | -343361.3185 | -293672.9819 | 0.54566 | 0.58486 | 0.64493 | 0.56734
5696 | Lateral Hardening | Lateral Hardening-Fuse-90837911 | Laterals | 13006 | 0.16705 | 10 | 25 | 346622.97 | 0 | 183341.9201 | 208070.3691 | 242248.5023 | -163281.0499 | -138552.6009 | -104374.4677 | 0.52894 | 0.60028 | 0.69888 | 0.56733
2073 | Lateral Hardening | Lateral Hardening-Fuse-10710603 | Laterals | 14000 | 0.55057 | 28 | 14 | 434706.9 | 0 | 232408.2156 | 258939.6552 | 293615.3902 | -202298.6844 | -175767.2448 | -141091.5098 | 0.53463 | 0.59566 | 0.67543 | 0.56702
8920 | Lateral Hardening | Lateral Hardening-Fuse-10000886 | Laterals | 13236 | 0.52008 | 21 | 0 | 127178.54 | 0 | 68091.2605 | 75119.8881 | 86846.506 | -59087.2795 | -52058.6519 | -40332.034 | 0.5354 | 0.59066 | 0.68287 | 0.56673
3158 | Lateral Hardening | Lateral Hardening-Fuse-10384705 | Laterals | 13351 | 0.17235 | 17 | 40 | 217606.4 | 0 | 114553.4796 | 130402.3233 | 154675.4409 | -103052.9204 | -87204.0767 | -62930.9591 | 0.52643 | 0.59926 | 0.7108 | 0.56671
10973 | Lateral Hardening | Lateral Hardening-Fuse-10920943 | Laterals | 13797 | 0.68182 | 40 | 39 | 565245.33 | 0 | 305368.1253 | 332257.7697 | 374057.8164 | -259877.2047 | -232987.5603 | -191187.5136 | 0.54024 | 0.58781 | 0.66176 | 0.56666
11379 | Lateral Hardening | Lateral Hardening-Fuse-90684489 | Laterals | 13177 | 0.06875 | 12 | 3 | 138309.99 | 0 | 73012.1069 | 82770.5654 | 97154.5771 | -65297.8831 | -55539.4246 | -41155.4129 | 0.52789 | 0.59844 | 0.70244 | 0.56651
12696 | Lateral Hardening | Lateral Hardening-Fuse-60642582 | Laterals | 13808 | 0.26307 | 12 | 1 | 265192.08 | 0 | 140737.906 | 157904.0926 | 182570.5811 | -124454.174 | -107287.9874 | -82621.4989 | 0.5307 | 0.59543 | 0.68845 | 0.5659
4112 | Lateral Hardening | Lateral Hardening-Fuse-60642682 | Laterals | 13006 | 0.2928 | 12 | 3 | 169479.83 | 0 | 89265.1788 | 100962.4593 | 120509.9355 | -80214.6512 | -68517.3707 | -48969.8945 | 0.5267 | 0.59572 | 0.71106 | 0.56584
6563 | Lateral Hardening | Lateral Hardening-Fuse-90252810 | Laterals | 13298 | 0.62235 | 37 | 11 | 388869.11 | 0 | 209334.7075 | 228198.7944 | 258694.6555 | -179534.4025 | -160670.3156 | -130174.4545 | 0.53832 | 0.58683 | 0.66525 | 0.56556
17184 | Lateral Hardening | Lateral Hardening-Fuse-93294933 | Laterals | 13808 | 0.27633 | 16 | 2 | 71346.59 | 0 | 37611.7382 | 42430.9016 | 50292.2905 | -33734.8518 | -28915.6884 | -21054.2995 | 0.52717 | 0.59472 | 0.7049 | 0.56521
8255 | Lateral Hardening | Lateral Hardening-Fuse-92459668 | Laterals | 13064 | 0.18106 | 16 | 36 | 230120.44 | 0 | 120965.7045 | 137482.3475 | 161838.8196 | -109154.7355 | -92638.0925 | -68281.6204 | 0.52566 | 0.59744 | 0.70328 | 0.56496
9320 | Lateral Hardening | Lateral Hardening-Fuse-60123284 | Laterals | 13678 | 0.68333 | 57 | 95 | 640673.87 | 0 | 344765.3932 | 375461.6805 | 422752.4822 | -295908.4768 | -265212.1895 | -217921.3878 | 0.53813 | 0.58604 | 0.65986 | 0.56468
1589 | Lateral Hardening | Lateral Hardening-Fuse-10469948 | Laterals | 13213 | 0.08428 | 8 | 2 | 178983.26 | 0 | 94017.4724 | 106852.6527 | 125059.498 | -84965.7876 | -72130.6073 | -53923.762 | 0.52529 | 0.597 | 0.69872 | 0.56414
19050 | Lateral Hardening | Lateral Hardening-Fuse-10501138 | Laterals | 13509 | 0.051136 | 4 | 4 | 59983.05 | 0 | 31525.2662 | 35735.2468 | 41711.0937 | -28457.7838 | -24247.8032 | -18271.9563 | 0.52557 | 0.59576 | 0.69538 | 0.56361
10066 | Lateral Hardening | Lateral Hardening-Fuse-90447822 | Laterals | 13613 | 0.12652 | 11 | 22 | 213797.32 | 0 | 112329.1689 | 127345.135 | 148717.0401 | -101468.1511 | -86452.185 | -65080.2799 | 0.5254 | 0.59563 | 0.6956 | 0.56349
7635 | Lateral Hardening | Lateral Hardening-Fuse-92014121 | Laterals | 13436 | 0.053409 | 4 | 1 | 64679.49 | 0 | 33926.9515 | 38639.8933 | 44935.4829 | -30752.5385 | -26039.5967 | -19744.0071 | 0.52454 | 0.59741 | 0.69474 | 0.56342
5856 | Lateral Hardening | Lateral Hardening-Fuse-90195900 | Laterals | 13190 | 0.24602 | 17 | 40 | 295182.51 | 0 | 154578.2189 | 176012.3006 | 207166.4395 | -140604.2911 | -119170.2094 | -88016.0705 | 0.52367 | 0.59628 | 0.70182 | 0.56327
6667 | Lateral Hardening | Lateral Hardening-Fuse-93337191 | Laterals | 13117 | 0.10966 | 9 | 34 | 112719.96 | 0 | 59913.0588 | 66632.1468 | 75348.9849 | -52806.9012 | -46087.8132 | -37370.9751 | 0.53152 | 0.59113 | 0.66846 | 0.5631
17506 | Lateral Hardening | Lateral Hardening-Fuse-92171769 | Laterals | 13391 | 0.75473 | 35 | 11 | 449912.65 | 0 | 240909.6217 | 263662.4737 | 296339.819 | -209003.0283 | -186250.1763 | -153572.831 | 0.53546 | 0.58603 | 0.65866 | 0.56295
15745 | Lateral Hardening | Lateral Hardening-Fuse-92498184 | Laterals | 13772 | 0.34848 | 21 |  | 131154.6 | 0 | 68457.502 | 77779.3209 | 94102.1495 | -62697.098 | -53375.2791 | -37052.4505 | 0.52196 | 0.59304 | 0.71749 | 0.56284
12381 | Lateral Hardening | Lateral Hardening-Fuse-10487468 | Laterals | 13458 | 0.41364 | 26 | 26 | 283128.45 | 0 | 150690.029 | 166200.122 | 190631.8897 | -132438.421 | -116928.328 | -92496.5603 | 0.53223 | 0.58701 | 0.67331 | 0.56277
14430 | Lateral Hardening | Lateral Hardening-Fuse-10433195 | Laterals | 13993 | 0.095833 | 8 | 5 | 108149.62 | 0 | 56731.3503 | 64033.8785 | 75869.018 | -51418.2697 | -44115.7415 | -32280.602 | 0.52456 | 0.59209 | 0.70152 | 0.56252
9795 | Lateral Hardening | Lateral Hardening-Fuse-93437025 | Laterals | 13330 | 0.17765 | 8 | 0 | 63146.05 | 0 | 33345.5742 | 37215.018 | 43467.3502 | -29800.4758 | -25931.032 | -19678.6998 | 0.52807 | 0.58935 | 0.68836 | 0.56248
10374 | Lateral Hardening | Lateral Hardening-Fuse-60068921 | Laterals | 13204 | 0.37879 | 29 | 87 | 418495.54 | 0 | 222502.3512 | 245773.4503 | 281369.2845 | -195993.1888 | -172722.0897 | -137126.2555 | 0.53167 | 0.58728 | 0.67234 | 0.56242
5431 | Lateral Hardening | Lateral Hardening-Fuse-92690544 | Laterals | 13391 | 0.70436 | 34 | 11 | 449522.5 | 0 | 240562.4216 | 261574.2612 | 297836.7704 | -208960.0784 | -187948.2388 | -151685.7296 | 0.53515 | 0.58189 | 0.66256 | 0.56191
1159 | Lateral Hardening | Lateral Hardening-Fuse-10684572 | Laterals | 13313 | 0.098295 | 10 | 4 | 107845.56 | 0 | 56541.7312 | 63798.6271 | 75323.7492 | -51303.8288 | -44046.9329 | -32521.8108 | 0.52428 | 0.59157 | 0.69844 | 0.56189
11103 | Lateral Hardening | Lateral Hardening-Fuse-93059198 | Laterals | 13593 | 0.089394 | 3 | 99 | 50000 | 0 | 25847.4124 | 29822.7735 | 36368.2747 | -24152.5876 | -20177.2265 | -13631.7253 | 0.51695 | 0.59646 | 0.72737 | 0.56184
7841 | Lateral Hardening | Lateral Hardening-Fuse-92957261 | Laterals | 13006 | 0.060985 | 3 | 1 | 66485.65 | 0 | 34796.9863 | 39495.1486 | 46170.7545 | -31688.6637 | -26990.5014 | -20314.8955 | 0.52338 | 0.59404 | 0.69445 | 0.56168
2610 | Lateral Hardening | Lateral Hardening-Fuse-60016569 | Laterals | 13049 | 0.11155 | 12 | 13 | 132527.36 | 0 | 69368.285 | 78532.2466 | 92341.9846 | -63159.075 | -53995.1134 | -40185.3754 | 0.52343 | 0.59257 | 0.69678 | 0.56151
668 | Lateral Hardening | Lateral Hardening-Fuse-10802875 | Laterals | 13133 | 0.4089 | 36 | 81 | 503568.1 | 0 | 267592.0726 | 294577.16 | 337630.0423 | -235976.0274 | -208990.94 | -165938.0577 | 0.53139 | 0.58498 | 0.67048 | 0.56138
14835 | Lateral Hardening | Lateral Hardening-Fuse-10296959 | Laterals | 13753 | 0.2322 | 22 | 49 | 419746.58 | 0 | 221464.0555 | 248125.4619 | 281547.225 | -198282.5245 | -171621.1181 | -138199.355 | 0.52761 | 0.59113 | 0.67076 | 0.56098
5230 | Lateral Hardening | Lateral Hardening-Fuse-91150335 | Laterals | 13187 | 0.27652 | 21 | 37 | 412399.9 | 0 | 218301.3575 | 242781.7508 | 274406.0707 | -194098.5425 | -169618.1492 | -137993.8293 | 0.52934 | 0.5887 | 0.66539 | 0.56076
3601 | Lateral Hardening | Lateral Hardening-Fuse-10628960 | Laterals | 13787 | 0.09053 | 11 | 2 | 51466.97 | 0 | 26832.9649 | 30366.8001 | 36447.857 | -24634.0051 | -21100.1699 | -15019.113 | 0.52136 | 0.59003 | 0.70818 | 0.56064
6566 | Lateral Hardening | Lateral Hardening-Fuse-60166995 | Laterals | 13293 | 0.05928 | 6 | 22 | 105620.48 | 0 | 55101.1451 | 62468.8925 | 73788.4918 | -50519.3349 | -43151.5875 | -31831.9882 | 0.52169 | 0.59145 | 0.69862 | 0.56031
17146 | Lateral Hardening | Lateral Hardening-Fuse-90174858 | Laterals | 13458 | 0.035417 | 4 | 16 | 74396.63 | 0 | 38770.9329 | 44108.0348 | 51488.3975 | -35625.6971 | -30288.5952 | -22908.2325 | 0.52114 | 0.59288 | 0.69208 | 0.55975
17036 | Lateral Hardening | Lateral Hardening-Fuse-90429391 | Laterals | 13655 | 0.034659 | 4 | 2 | 59122.35 | 0 | 30887.8892 | 34886.0777 | 40884.7204 | -28234.4608 | -24236.2723 | -18237.6296 | 0.52244 | 0.59007 | 0.69153 | 0.55964
5697 | Lateral Hardening | Lateral Hardening-Fuse-10897224 | Laterals | 14050 | 0.08125 | 7 | 8 | 74275.71 | 0 | 38764.7095 | 43854.0301 | 51511.0686 | -35511.0005 | -30421.6799 | -22764.6414 | 0.5219 | 0.59042 | 0.69351 | 0.55962
5866 | Lateral Hardening | Lateral Hardening-Fuse-10061183 | Laterals | 13071 | 0.15455 | 9 | 2 | 57295.77 | 0 | 29833.3041 | 33746.4031 | 40351.677 | -27462.4659 | -23549.3669 | -16944.093 | 0.52069 | 0.58899 | 0.70427 | 0.55954
6425 | Lateral Hardening | Lateral Hardening-Fuse-10668853 | Laterals | 13722 | 0.67121 | 28 | 2 | 391527.43 | 0 | 205658.3925 | 230215.081 | 264098.8589 | -185869.0375 | -161312.349 | -127428.5711 | 0.52527 | 0.58799 | 0.67453 | 0.55901
5851 | Lateral Hardening | Lateral Hardening-Fuse-93040079 | Laterals | 13813 | 0.93693 | 37 | 15 | 338103.96 | 0 | 179844.4421 | 195983.3798 | 221580.9149 | -158259.5179 | -142120.5802 | -116523.0451 | 0.53192 | 0.57965 | 0.65536 | 0.55858
1838 | Lateral Hardening | Lateral Hardening-Fuse-10570244 | Laterals | 13373 | 0.62519 | 52 | 63 | 730955.57 | 0 | 388369.8049 | 424006.8279 | 479945.6935 | -342585.7651 | -306948.7421 | -251009.8765 | 0.53132 | 0.58007 | 0.6566 | 0.55847
8937 | Lateral Hardening | Lateral Hardening-Fuse-92096241 | Laterals | 13473 | 0.12159 | 10 | 13 | 181234.83 | 0 | 94222.5052 | 106820.1608 | 125447.2091 | -87012.3248 | -74414.6692 | -55787.6209 | 0.51989 | 0.5894 | 0.69218 | 0.55797
16863 | Lateral Hardening | Lateral Hardening-Fuse-92685045 | Laterals | 13391 | 0.5733 | 37 | 20 | 589740.54 | 0 | 311724.2843 | 342953.337 | 389587.0327 | -278016.2557 | -246787.203 | -200153.5073 | 0.52858 | 0.58153 | 0.66061 | 0.55767
7444 | Lateral Hardening | Lateral Hardening-Fuse-10605105 | Laterals | 13924 | 1.2093 | 44 | 0 | 265004.85 | 0 | 138675.1634 | 154917.7008 | 180927.9409 | -126329.6866 | -110087.1492 | -84076.9091 | 0.52329 | 0.58458 | 0.68273 | 0.55762
5813 | Lateral Hardening | Lateral Hardening-Fuse-10392870 | Laterals | 13522 | 0.17955 | 13 |  | 54934.77 | 0 | 28576.8448 | 32253.1501 | 38059.1081 | -26357.9252 | -22681.6199 | -16875.6619 | 0.5202 | 0.58712 | 0.69281 | 0.55753
153 | Lateral Hardening | Lateral Hardening-Fuse-10727406 | Laterals | 13440 | 0.31894 | 19 | 0 | 50000 | 0 | 25190.9283 | 29700.6665 | 38363.0416 | -24809.0717 | -20299.3335 | -11636.9584 | 0.50382 | 0.59401 | 0.76726 | 0.55722
17359 | Lateral Hardening | Lateral Hardening-Fuse-60048697 | Laterals | 13621 | 0.071212 | 4 | 18 | 117893.42 | 0 | 61152.0564 | 69543.5348 | 81173.2977 | -56741.3636 | -48349.8852 | -36720.1223 | 0.51871 | 0.58988 | 0.68853 | 0.55704
18995 | Lateral Hardening | Lateral Hardening-Fuse-90976010 | Laterals | 13236 | 0.084091 | 7 | 1 | 103752.42 | 0 | 53851.8582 | 60800.8928 | 72132.4433 | -49900.5618 | -42951.5272 | -31619.9767 | 0.51904 | 0.58602 | 0.69524 | 0.55675
16832 | Lateral Hardening | Lateral Hardening-Fuse-10216479 | Laterals | 13492 | 0.35417 | 28 | 35 | 429256.7 | 0 | 227365.1693 | 248166.1648 | 280785.2973 | -201891.5307 | -181090.5352 | -148471.4027 | 0.52967 | 0.57813 | 0.65412 | 0.55665
3658 | Lateral Hardening | Lateral Hardening-Fuse-93280095 | Laterals | 13213 | 0.089583 | 6 | 1 | 111321.26 | 0 | 57831.3103 | 65327.8412 | 76616.2944 | -53489.9497 | -45993.4188 | -34704.9656 | 0.5195 | 0.58684 | 0.68824 | 0.55658
16979 | Lateral Hardening | Lateral Hardening-Fuse-92178137 | Laterals | 13163 | 0.14678 | 13 | 34 | 228267.31 | 0 | 118276.866 | 134276.5849 | 157816.8084 | -109990.444 | -93990.7251 | -70450.5016 | 0.51815 | 0.58824 | 0.69137 | 0.5565
6394 | Lateral Hardening | Lateral Hardening-Fuse-10469950 | Laterals | 13213 | 0.10208 | 10 | 1 | 104844.22 | 0 | 54447.7428 | 61412.8529 | 72506.2878 | -50396.4772 | -43431.3671 | -32337.9322 | 0.51932 | 0.58575 | 0.69156 | 0.55647
13870 | Lateral Hardening | Lateral Hardening-Fuse-10705909 | Laterals | 13268 | 0.36212 | 22 | 9 | 226026.56 | 0 | 119563.5769 | 130707.9257 | 148186.72 | -106462.9831 | -95318.6343 | -77839.84 | 0.52898 | 0.57829 | 0.65562 | 0.55644
179 | Lateral Hardening | Lateral Hardening-Fuse-10441198 | Laterals | 13946 | 0.059848 | 7 | 7 | 120370.34 | 0 | 62416.0983 | 70695.2642 | 82949.7473 | -57954.2417 | -49675.0758 | -37420.5927 | 0.51853 | 0.58731 | 0.68912 | 0.55623
4026 | Lateral Hardening | Lateral Hardening-Fuse-10003905 | Laterals | 13156 | 0.20284 | 14 | 22 | 351765.72 | 0 | 183765.1621 | 206412.0584 | 234424.6583 | -168000.5579 | -145353.6616 | -117341.0617 | 0.52241 | 0.58679 | 0.66642 | 0.55612
12113 | Lateral Hardening | Lateral Hardening-Fuse-91459269 | Laterals | 13591 | 0.48845 | 34 | 116 | 663126.25 | 0 | 348503.2143 | 386574.6752 | 435629.4292 | -314623.0357 | -276551.5748 | -227496.8208 | 0.52555 | 0.58296 | 0.65693 | 0.55591
10252 | Lateral Hardening | Lateral Hardening-Fuse-10712413 | Laterals | 13256 | 0.076136 | 7 | 25 | 154894.59 | 0 | 80135.0086 | 91121.106 | 106653.1912 | -74759.5814 | -63773.484 | -48241.3988 | 0.51735 | 0.58828 | 0.68855 | 0.55575
3738 | Lateral Hardening | Lateral Hardening-Fuse-10671248 | Laterals | 13724 | 0.26061 | 9 | 3 | 95735.57 | 0 | 49517.2444 | 55966.6576 | 66796.2468 | -46218.3256 | -39768.9124 | -28939.3232 | 0.51723 | 0.5846 | 0.69772 | 0.55549
5372 | Lateral Hardening | Lateral Hardening-Fuse-60161436 | Laterals | 13297 | 0.30095 | 21 | 24 | 226036.61 | 0 | 118277.7 | 131335.7726 | 151331.0179 | -107758.91 | -94700.8374 | -74705.5921 | 0.52327 | 0.58104 | 0.6695 | 0.55522
1077 | Lateral Hardening | Lateral Hardening-Fuse-10509553 | Laterals | 13128 | 0.053598 | 3 | 2 | 56257.67 | 0 | 29184.6905 | 32939.5741 | 38408.8905 | -27072.9795 | -23318.0959 | -17848.7795 | 0.51877 | 0.58551 | 0.68273 | 0.55519
17270 | Lateral Hardening | Lateral Hardening-Fuse-90300829 | Laterals | 13813 | 0.30795 | 11 | 1 | 73975.17 | 0 | 38071.3235 | 43250.295 | 52103.3139 | -35903.8465 | -30724.875 | -21871.8561 | 0.51465 | 0.58466 | 0.70434 | 0.55462
18975 | Lateral Hardening | Lateral Hardening-Fuse-92770085 | Laterals | 13656 | 0.22235 | 9 | 1 | 66860.69 | 0 | 34518.1443 | 39063.9186 | 46520.4566 | -32342.5457 | -27796.7714 | -20340.2334 | 0.51627 | 0.58426 | 0.69578 | 0.55462
1449 | Lateral Hardening | Lateral Hardening-Fuse-10142273 | Laterals | 13034 | 0.17992 | 13 | 43 | 98196.25 | 0 | 50619.0614 | 57556.7734 | 67913.3545 | -47577.1886 | -40639.4766 | -30282.8955 | 0.51549 | 0.58614 | 0.69161 | 0.5543
9093 | Lateral Hardening | Lateral Hardening-Fuse-10684587 | Laterals | 13313 | 0.095455 | 10 | 14 | 55806.21 | 0 | 28800.4774 | 32604.2919 | 38526.5406 | -27005.7326 | -23201.9181 | -17279.6694 | 0.51608 | 0.58424 | 0.69036 | 0.55396
6780 | Lateral Hardening | Lateral Hardening-Fuse-10095459 | Laterals | 13786 | 0.16269 | 11 | 2 | 61393.91 | 0 | 31457.3373 | 35908.3766 | 43436.4384 | -29936.5727 | -25485.5334 | -17957.4716 | 0.51239 | 0.58488 | 0.7075 | 0.55365
17727 | Lateral Hardening | Lateral Hardening-Fuse-10127954 | Laterals | 13078 | 0.24205 | 21 | 45 | 425255.22 | 0 | 221704.3995 | 247573.8544 | 280660.2323 | -203550.8205 | -177681.3656 | -144594.9877 | 0.52134 | 0.58218 | 0.65998 | 0.55346
1338 | Lateral Hardening | Lateral Hardening-Fuse-10745613 | Laterals | 13815 | 0.14015 | 7 | 2 | 60029.53 | 0 | 31228.5605 | 34819.5436 | 40367.5481 | -28800.9695 | -25209.9864 | -19661.9819 | 0.52022 | 0.58004 | 0.67246 | 0.55339
12504 | Lateral Hardening | Lateral Hardening-Fuse-60179217 | Laterals | 13001 | 0.49072 | 36 | 40 | 682580.02 | 0 | 356974.459 | 394360.6843 | 450286.2067 | -325605.561 | -288219.3357 | -232293.8133 | 0.52298 | 0.57775 | 0.65968 | 0.55308
731 | Lateral Hardening | Lateral Hardening-Fuse-10829497 | Laterals | 13687 | 0.23731 | 16 | 17 | 248619.94 | 0 | 130360.7982 | 143302.2868 | 162704.0422 | -118259.1418 | -105317.6532 | -85915.8978 | 0.52434 | 0.57639 | 0.65443 | 0.55296
13131 | Lateral Hardening | Lateral Hardening-Fuse-10000785 | Laterals | 13236 | 0.15814 | 7 | 2 | 131123.98 | 0 | 67686.0549 | 76159.6961 | 90442.3247 | -63437.9251 | -54964.2839 | -40681.6553 | 0.5162 | 0.58082 | 0.68975 | 0.55294
15298 | Lateral Hardening | Lateral Hardening-Fuse-10745584 | Laterals | 13431 | 0.22879 | 11 | 1 | 67395.85 | 0 | 34546.6974 | 39311.7371 | 47382.5606 | -32849.1526 | -28084.1129 | -20013.2894 | 0.51259 | 0.5833 | 0.70305 | 0.55285
12017 | Lateral Hardening | Lateral Hardening-Fuse-10210654 | Laterals | 13426 | 0.21799 | 10 | 25 | 320871.67 | 0 | 166118.1354 | 187112.7576 | 215378.2236 | -154753.5346 | -133758.9124 | -105493.4464 | 0.51771 | 0.58314 | 0.67123 | 0.55269
3613 | Lateral Hardening | Lateral Hardening-Fuse-10455413 | Laterals | 13171 | 0.33144 | 19 | 51 | 540024.91 | 0 | 283191.2544 | 310719.6552 | 351566.0831 | -256833.6556 | -229305.2548 | -188458.8269 | 0.5244 | 0.57538 | 0.65102 | 0.55236
19699 | Lateral Hardening | Lateral Hardening-Fuse-10409220 | Laterals | 13631 | 0.25833 | 20 | 143 | 313147.54 | 0 | 161964.6783 | 182591.1444 | 209654.6263 | -151182.8617 | -130556.3956 | -103492.9137 | 0.51722 | 0.58308 | 0.66951 | 0.5522
11662 | Lateral Hardening | Lateral Hardening-Fuse-92320141 | Laterals | 13143 | 0.38731 | 34 | 34 | 611149 | 0 | 318181.3476 | 354581.6342 | 401491.7885 | -292967.6524 | -256567.3658 | -209657.2115 | 0.52063 | 0.58019 | 0.65695 | 0.55213
19522 | Lateral Hardening | Lateral Hardening-Fuse-91656864 | Laterals | 13458 | 0.19167 | 10 | 2 | 84276.85 | 0 | 43389.6673 | 48964.9337 | 57762.5815 | -40887.1827 | -35311.9163 | -26514.2685 | 0.51485 | 0.581 | 0.68539 | 0.55175
18890 | Lateral Hardening | Lateral Hardening-Fuse-60396313 | Laterals | 13483 | 0.27784 | 21 | 23 | 381783.33 | 0 | 198073.008 | 221896.8358 | 251573.4036 | -183710.322 | -159886.4942 | -130209.9264 | 0.51881 | 0.58121 | 0.65894 | 0.55154
7344 | Lateral Hardening | Lateral Hardening-Fuse-91801810 | Laterals | 13705 | 0.11231 | 9 | 1 | 57715.75 | 0 | 29659.1963 | 33446.4447 | 39735.9305 | -28056.5537 | -24269.3053 | -17979.8195 | 0.51388 | 0.5795 | 0.68848 | 0.55103
640 | Lateral Hardening | Lateral Hardening-Fuse-92956625 | Laterals | 13006 | 0.19299 | 10 | 4 | 50000 | 0 | 25806.4594 | 28915.5228 | 33912.7523 | -24193.5406 | -21084.4772 | -16087.2477 | 0.51613 | 0.57831 | 0.67826 | 0.551
15959 | Lateral Hardening | Lateral Hardening-Fuse-10127952 | Laterals | 13078 | 0.14299 | 17 | 29 | 329849.95 | 0 | 170268.418 | 191240.5065 | 221816.9131 | -159581.532 | -138609.4435 | -108033.0369 | 0.5162 | 0.57978 | 0.67248 | 0.5509
1913 | Lateral Hardening | Lateral Hardening-Fuse-90292940 | Laterals | 13622 | 0.18883 | 16 | 26 | 198612.53 | 0 | 103227.0582 | 114206.8057 | 131108.4642 | -95385.4718 | -84405.7243 | -67504.0658 | 0.51974 | 0.57502 | 0.66012 | 0.55036
15175 | Lateral Hardening | Lateral Hardening-Fuse-90499921 | Laterals | 13279 | 0.019508 | 4 | 1 | 79999.95 | 0 | 40993.5654 | 46628.3579 | 54399.8066 | -39006.3846 | -33371.5921 | -25600.1434 | 0.51242 | 0.58285 | 0.68 | 0.55031
14515 | Lateral Hardening | Lateral Hardening-Fuse-92730147 | Laterals | 13089 | 0.23295 | 19 | 1 | 216897.36 | 0 | 111084.5854 | 126168.2964 | 148517.4452 | -105812.7746 | -90729.0636 | -68379.9148 | 0.51215 | 0.5817 | 0.68474 | 0.55027
11143 | Lateral Hardening | Lateral Hardening-Fuse-10077312 | Laterals | 14144 | 0.28258 | 22 | 99 | 346701.8 | 0 | 179296.5448 | 200694.1929 | 229671.8232 | -167405.2552 | -146007.6071 | -117029.9768 | 0.51715 | 0.57887 | 0.66245 | 0.55019
17340 | Lateral Hardening | Lateral Hardening-Fuse-10564613 | Laterals | 13292 | 0.13144 | 13 | 7 | 237907.19 | 0 | 122550.4124 | 137855.8822 | 159748.4535 | -115356.7776 | -100051.3078 | -78158.7365 | 0.51512 | 0.57945 | 0.67147 | 0.55005
14411 | Lateral Hardening | Lateral Hardening-Fuse-91103688 | Laterals | 13117 | 0.44489 | 48 | 65 | 788302.26 | 0 | 410450.1811 | 452771.705 | 514969.8466 | -377852.0789 | -335530.555 | -273332.4134 | 0.52068 | 0.57436 | 0.65326 | 0.55004
12983 | Lateral Hardening | Lateral Hardening-Fuse-10070714 | Laterals | 13657 | 0.59148 | 32 | 23 | 333482.88 | 0 | 174704.0483 | 190193.4183 | 214588.543 | -158778.8317 | -143289.4617 | -118894.337 | 0.52388 | 0.57032 | 0.64348 | 0.54977
14494 | Lateral Hardening | Lateral Hardening-Fuse-10632128 | Laterals | 13311 | 0.31989 | 30 | 1 | 557168.46 | 0 | 288666.7796 | 322604.555 | 362899.9411 | -268501.6804 | -234563.905 | -194268.5189 | 0.5181 | 0.57901 | 0.65133 | 0.54969
6652 | Lateral Hardening | Lateral Hardening-Fuse-90789543 | Laterals | 13005 | 0.57955 | 28 | 37 | 722115.33 | 0 | 377745.0885 | 412310.7503 | 465483.3274 | -344370.2415 | -309804.5797 | -256632.0026 | 0.52311 | 0.57098 | 0.64461 | 0.54962
14996 | Lateral Hardening | Lateral Hardening-Fuse-60315128 | Laterals | 13128 | 0.47652 | 40 | 168 | 556653.56 | 0 | 289419.2813 | 319479.4671 | 363623.4723 | -267234.2787 | -237174.0929 | -193030.0877 | 0.51993 | 0.57393 | 0.65323 | 0.54946
7792 | Lateral Hardening | Lateral Hardening-Fuse-60426711 | Laterals | 13222 | 0.76439 | 64 | 94 | 1053293.63 | 0 | 549354.5752 | 602928.9907 | 682017.3612 | -503939.0548 | -450364.6393 | -371276.2688 | 0.52156 | 0.57242 | 0.64751 | 0.54941
6163 | Lateral Hardening | Lateral Hardening-Fuse-10198088 | Laterals | 13334 | 0.97064 | 77 | 142 | 1225346 | 0 | 640268.527 | 699774.6935 | 790492.9495 | -585077.473 | -525571.3065 | -434853.0505 | 0.52252 | 0.57108 | 0.64512 | 0.54935
11814 | Lateral Hardening | Lateral Hardening-Fuse-10753406 | Laterals | 13330 | 0.059659 | 5 | 51 | 76411.35 | 0 | 38835.8294 | 44525.6451 | 53099.3329 | -37575.5206 | -31885.7049 | -23312.0171 | 0.50825 | 0.58271 | 0.69491 | 0.54925
7341 | Lateral Hardening | Lateral Hardening-Fuse-10250641 | Laterals | 13574 | 0.46061 | 25 | 30 | 456635.68 | 0 | 237257.3072 | 262428.7788 | 295989.1274 | -219378.3728 | -194206.9012 | -160646.5526 | 0.51958 | 0.5747 | 0.6482 | 0.54898
5284 | Lateral Hardening | Lateral Hardening-Fuse-90654632 | Laterals | 13130 | 0.25284 | 14 | 6 | 125128.08 | 0 | 64831.4126 | 71812.0238 | 82406.0962 | -60296.6674 | -53316.0562 | -42721.9838 | 0.51812 | 0.57391 | 0.65857 | 0.5489
12369 | Lateral Hardening | Lateral Hardening-Fuse-92619235 | Laterals | 13303 | 0.73845 | 33 | 0 | 302489.46 | 0 | 156468.9308 | 173458.8932 | 200370.3174 | -146020.5292 | -129030.5668 | -102119.1426 | 0.51727 | 0.57344 | 0.6624 | 0.54863
176 | Lateral Hardening | Lateral Hardening-Fuse-10441193 | Laterals | 13946 | 0.32519 | 25 | 69 | 273538.58 | 0 | 142146.4317 | 156376.1107 | 178213.5632 | -131392.1483 | -117162.4693 | -95325.0168 | 0.51966 | 0.57168 | 0.65151 | 0.54845
7250 | Lateral Hardening | Lateral Hardening-Fuse-10070766 | Laterals | 13657 | 0.17917 | 8 | 27 | 82413.29 | 0 | 42622.1582 | 47525.5273 | 53649.1839 | -39791.1318 | -34887.7627 | -28764.1061 | 0.51718 | 0.57667 | 0.65098 | 0.54841
3441 | Lateral Hardening | Lateral Hardening-Fuse-91625137 | Laterals | 13158 | 0.13902 | 10 | 9 | 138640.58 | 0 | 70741.2139 | 80166.0652 | 94029.0885 | -67899.3661 | -58474.5148 | -44611.4915 | 0.51025 | 0.57823 | 0.67822 | 0.54744
10317 | Lateral Hardening | Lateral Hardening-Fuse-90680884 | Laterals | 13303 | 0.50625 | 13 | 0 | 50000 | 0 | 25956.7009 | 28440.0043 | 32576.4596 | -24043.2991 | -21559.9957 | -17423.5404 | 0.51913 | 0.5688 | 0.65153 | 0.54727
19561 | Lateral Hardening | Lateral Hardening-Fuse-60206705 | Laterals | 13254 | 0.098864 | 7 |  | 52668.21 | 0 | 26977.2469 | 30267.7815 | 35563.6435 | -25690.9631 | -22400.4285 | -17104.5665 | 0.51221 | 0.57469 | 0.67524 | 0.54726
5034 | Lateral Hardening | Lateral Hardening-Fuse-90378605 | Laterals | 13171 | 0.15909 | 13 | 19 | 256729.59 | 0 | 131354.8143 | 148175.6183 | 172155.011 | -125374.7757 | -108553.9717 | -84574.579 | 0.51165 | 0.57717 | 0.67057 | 0.54719
700 | Lateral Hardening | Lateral Hardening-Fuse-90429622 | Laterals | 13655 | 0.11477 | 6 | 2 | 123915.06 | 0 | 63242.261 | 71249.1793 | 84436.271 | -60672.799 | -52665.8807 | -39478.789 | 0.51037 | 0.57498 | 0.6814 | 0.54686
5005 | Lateral Hardening | Lateral Hardening-Fuse-90025655 | Laterals | 14274 | 1.2479 | 38 | 0 | 194046.05 | 0 | 99319.1586 | 111227.3028 | 130378.5361 | -94726.8914 | -82818.7472 | -63667.5139 | 0.51183 | 0.5732 | 0.67189 | 0.54625
269 | Lateral Hardening | Lateral Hardening-Fuse-91156872 | Laterals | 13183 | 0.11042 | 13 | 10 | 234638.24 | 0 | 119334.412 | 135483.4616 | 159013.4377 | -115303.828 | -99154.7784 | -75624.8023 | 0.50859 | 0.57741 | 0.6777 | 0.54615
12898 | Lateral Hardening | Lateral Hardening-Fuse-93257301 | Laterals | 13175 | 0.057765 | 7 | 20 | 135917.2 | 0 | 69076.1993 | 78615.7434 | 91838.3397 | -66841.0007 | -57301.4566 | -44078.8603 | 0.50822 | 0.57841 | 0.67569 | 0.54603
12819 | Lateral Hardening | Lateral Hardening-Fuse-91231112 | Laterals | 13298 | 1.1138 | 36 | 4 | 427581.87 | 0 | 223358.5348 | 241233.7321 | 269632.1904 | -204223.3352 | -186348.1379 | -157949.6796 | 0.52238 | 0.56418 | 0.6306 | 0.54574
16501 | Lateral Hardening | Lateral Hardening-Fuse-60170834 | Laterals | 13291 | 0.038258 | 4 | 1 | 66638.05 | 0 | 33862.4671 | 38533.3364 | 44867.1298 | -32775.5829 | -28104.7136 | -21770.9202 | 0.50816 | 0.57825 | 0.6733 | 0.5457
18436 | Lateral Hardening | Lateral Hardening-Fuse-93306372 | Laterals | 13808 | 0.79943 | 35 | 17 | 412700.21 | 0 | 214193.4352 | 233514.5331 | 263899.2186 | -198506.7748 | -179185.6769 | -148800.9914 | 0.519 | 0.56582 | 0.63945 | 0.54509
6644 | Lateral Hardening | Lateral Hardening-Fuse-10663280 | Laterals | 13001 | 0.045644 | 1 | 4 | 50000 | 0 | 25462.1281 | 28762.2863 | 33374.9828 | -24537.8719 | -21237.7137 | -16625.0172 | 0.50924 | 0.57525 | 0.6675 | 0.54487
5398 | Lateral Hardening | Lateral Hardening-Fuse-10745550 | Laterals | 13330 | 0.18977 | 10 | 2 | 112535.34 | 0 | 57073.4732 | 64514.9153 | 77054.1102 | -55461.8668 | -48020.4247 | -35481.2298 | 0.50716 | 0.57329 | 0.68471 | 0.54475
15178 | Lateral Hardening | Lateral Hardening-Fuse-10095520 | Laterals | 13786 | 0.20606 | 12 | 3 | 166200.91 | 0 | 84185.1017 | 95493.9904 | 113718.7745 | -82015.8083 | -70706.9196 | -52482.1355 | 0.50653 | 0.57457 | 0.68422 | 0.54471
6134 | Lateral Hardening | Lateral Hardening-Fuse-93048985 | Laterals | 13019 | 0.5233 | 38 | 15 | 328325.16 | 0 | 169675.8937 | 185834.0791 | 210996.7968 | -158649.2663 | -142491.0809 | -117328.3632 | 0.51679 | 0.56601 | 0.64265 | 0.54414
1016 | Lateral Hardening | Lateral Hardening-Fuse-60008124 | Laterals | 13090 | 0.34962 | 32 | 52 | 496197.62 | 0 | 255709.6032 | 281287.5634 | 321713.0368 | -240488.0168 | -214910.0566 | -174484.5832 | 0.51534 | 0.56689 | 0.64836 | 0.5441
13754 | Lateral Hardening | Lateral Hardening-Fuse-10000740 | Laterals | 13236 | 0.61117 | 40 | 16 | 325134.61 | 0 | 166799.7719 | 184666.1046 | 213710.09 | -158334.8381 | -140468.5054 | -111424.52 | 0.51302 | 0.56797 | 0.6573 | 0.54393
11450 | Lateral Hardening | Lateral Hardening-Fuse-10722422 | Laterals | 13817 | 0.3589 | 33 | 58 | 431036.8 | 0 | 219338.6623 | 247477.57 | 285827.7165 | -211698.1377 | -183559.23 | -145209.0835 | 0.50886 | 0.57414 | 0.66312 | 0.54387
6788 | Lateral Hardening | Lateral Hardening-Fuse-90621444 | Laterals | 13167 | 0.21742 | 20 | 35 | 341540.8 | 0 | 172174.4083 | 197029.038 | 233296.6239 | -169366.3917 | -144511.762 | -108244.1761 | 0.50411 | 0.57688 | 0.68307 | 0.54384
19551 | Lateral Hardening | Lateral Hardening-Fuse-91353342 | Laterals | 13448 | 0.43769 | 36 | 38 | 630287.36 | 0 | 324735.8765 | 357516.118 | 406160.4544 | -305551.4835 | -272771.242 | -224126.9056 | 0.51522 | 0.56723 | 0.64441 | 0.54374
4739 | Lateral Hardening | Lateral Hardening-Fuse-60445801 | Laterals | 14023 | 0.26553 | 12 | 8 | 403737.05 | 0 | 209336.2549 | 227615.7765 | 256355.5832 | -194400.7951 | -176121.2735 | -147381.4668 | 0.5185 | 0.56377 | 0.63496 | 0.54373
18850 | Lateral Hardening | Lateral Hardening-Fuse-10142241 | Laterals | 13034 | 0.13011 | 12 | 16 | 205523.13 | 0 | 104035.4972 | 118171.5031 | 138402.6611 | -101487.6328 | -87351.6269 | -67120.4689 | 0.5062 | 0.57498 | 0.67342 | 0.54355
18420 | Lateral Hardening | Lateral Hardening-Fuse-92110000 | Laterals | 13924 | 0.96534 | 57 | 0 | 304039.85 | 0 | 151711.8978 | 175134.4888 | 216648.9182 | -152327.9522 | -128905.3612 | -87390.9318 | 0.49899 | 0.57602 | 0.71257 | 0.54346
5586 | Lateral Hardening | Lateral Hardening-Fuse-60124043 | Laterals | 13218 | 0.39678 | 34 | 36 | 419482.16 | 0 | 217162.7278 | 236241.1265 | 267006.2393 | -202319.4322 | -183241.0335 | -152475.9207 | 0.51769 | 0.56317 | 0.63651 | 0.54322
14005 | Lateral Hardening | Lateral Hardening-Fuse-10802869 | Laterals | 13133 | 0.25095 | 19 | 11 | 253739.4 | 0 | 128163.2532 | 145237.9302 | 173430.3273 | -125576.1468 | -108501.4698 | -80309.0727 | 0.5051 | 0.57239 | 0.6835 | 0.54313
17681 | Lateral Hardening | Lateral Hardening-Fuse-10196999 | Laterals | 13359 | 0.24924 | 23 | 25 | 248967.21 | 0 | 127380.5533 | 141530.7942 | 163299.5905 | -121586.6567 | -107436.4158 | -85667.6195 | 0.51164 | 0.56847 | 0.65591 | 0.54311
7925 | Lateral Hardening | Lateral Hardening-Fuse-10274754 | Laterals | 13624 | 0.34621 | 15 | 8 | 204026.89 | 0 | 103249.18 | 116959.2236 | 137379.9798 | -100777.71 | -87067.6664 | -66646.9102 | 0.50606 | 0.57325 | 0.67334 | 0.54294
1699 | Lateral Hardening | Lateral Hardening-Fuse-60407618 | Laterals | 13043 | 0.27348 | 23 | 53 | 279704.81 | 0 | 143534.6129 | 158642.8368 | 181460.5321 | -136170.1971 | -121061.9732 | -98244.2779 | 0.51316 | 0.56718 | 0.64876 | 0.54293
6108 | Lateral Hardening | Lateral Hardening-Fuse-10685998 | Laterals | 13808 | 0.20208 | 14 | 3 | 117488.44 | 0 | 59959.6145 | 66869.0944 | 77478.6101 | -57528.8255 | -50619.3456 | -40009.8299 | 0.51034 | 0.56915 | 0.65946 | 0.5429
13148 | Lateral Hardening | Lateral Hardening-Fuse-10487517 | Laterals | 13460 | 0.10341 | 8 | 3 | 60905.97 | 0 | 30821.9166 | 34789.1386 | 41352.6699 | -30084.0534 | -26116.8314 | -19553.3001 | 0.50606 | 0.57119 | 0.67896 | 0.54289
3486 | Lateral Hardening | Lateral Hardening-Fuse-92682115 | Laterals | 13805 | 0.27027 | 14 | 8 | 211041.34 | 0 | 106705.3299 | 120720.3255 | 143132.6901 | -104336.0101 | -90321.0145 | -67908.6499 | 0.50561 | 0.57202 | 0.67822 | 0.5428
3684 | Lateral Hardening | Lateral Hardening-Fuse-10095510 | Laterals | 13786 | 0.23542 | 8 | 3 | 67946.75 | 0 | 34537.3995 | 38714.9629 | 45416.7801 | -33409.3505 | -29231.7871 | -22529.9699 | 0.5083 | 0.56978 | 0.66842 | 0.54276
13245 | Lateral Hardening | Lateral Hardening-Fuse-91967366 | Laterals | 13043 | 0.04072 | 5 | 6 | 50000 | 0 | 25267.6379 | 28690.467 | 33623.2332 | -24732.3621 | -21309.533 | -16376.7668 | 0.50535 | 0.57381 | 0.67246 | 0.5426
18194 | Lateral Hardening | Lateral Hardening-Fuse-10859734 | Laterals | 13038 | 0.30492 | 19 | 25 | 431907.4 | 0 | 221924.3786 | 245240.7052 | 275710.8968 | -209983.0214 | -186666.6948 | -156196.5032 | 0.51382 | 0.56781 | 0.63836 | 0.54247
2740 | Lateral Hardening | Lateral Hardening-Fuse-10572964 | Laterals | 13371 | 0.037689 | 4 | 1 | 82827.15 | 0 | 41930.8475 | 47313.4212 | 55753.681 | -40896.3025 | -35513.7288 | -27073.469 | 0.50625 | 0.57123 | 0.67313 | 0.54243
11475 | Lateral Hardening | Lateral Hardening-Fuse-90915815 | Laterals | 13754 | 0.038636 | 5 | 14 | 50000 | 0 | 25251.9575 | 28652.8657 | 33496.4763 | -24748.0425 | -21347.1343 | -16503.5237 | 0.50504 | 0.57306 | 0.66993 | 0.54193
12903 | Lateral Hardening | Lateral Hardening-Fuse-60062768 | Laterals | 13418 | 0.23049 | 22 | 42 | 245305.33 | 0 | 125605.5307 | 138911.8897 | 158973.8204 | -119699.7993 | -106393.4403 | -86331.5096 | 0.51204 | 0.56628 | 0.64807 | 0.54191
10115 | Lateral Hardening | Lateral Hardening-Fuse-10608740 | Laterals | 13921 | 0.080492 | 7 | 23 | 62931.43 | 0 | 31461.3573 | 36082.0175 | 43907.6466 | -31470.0727 | -26849.4125 | -19023.7834 | 0.49993 | 0.57335 | 0.69771 | 0.54174
10728 | Lateral Hardening | Lateral Hardening-Fuse-10650547 | Laterals | 13391 | 0.34205 | 15 | 8 | 256002.69 | 0 | 129841.0097 | 145902.1249 | 169047.0241 | -126161.6803 | -110100.5651 | -86955.6659 | 0.50719 | 0.56992 | 0.66033 | 0.54132
11787 | Lateral Hardening | Lateral Hardening-Fuse-10363978 | Laterals | 13096 | 0.17727 | 11 | 1 | 58675.89 | 0 | 29863.1568 | 33257.1041 | 38629.2242 | -28812.7332 | -25418.7859 | -20046.6658 | 0.50895 | 0.56679 | 0.65835 | 0.54124
3015 | Lateral Hardening | Lateral Hardening-Fuse-60201132 | Laterals | 13256 | 0.14527 | 9 | 35 | 80104.51 | 0 | 40306.0698 | 45917.4407 | 53795.6211 | -39798.4402 | -34187.0693 | -26308.8889 | 0.50317 | 0.57322 | 0.67157 | 0.54102
9749 | Lateral Hardening | Lateral Hardening-Fuse-92661614 | Laterals | 13127 | 0.2839 | 18 | 39 | 214882.69 | 0 | 109928.9356 | 121320.8992 | 138258.0948 | -104953.7544 | -93561.7908 | -76624.5952 | 0.51158 | 0.56459 | 0.64341 | 0.54066
5552 | Lateral Hardening | Lateral Hardening-Fuse-92880186 | Laterals | 13461 | 0.70909 | 43 | 6 | 472859.17 | 0 | 241208.8647 | 268511.8913 | 302840.0008 | -231650.3053 | -204347.2787 | -170019.1692 | 0.51011 | 0.56785 | 0.64044 | 0.54046
13490 | Lateral Hardening | Lateral Hardening-Fuse-10904161 | Laterals | 13712 | 1.2133 | 86 | 102 | 1092238.94 | 0 | 568820.6012 | 607284.1034 | 665678.7481 | -523418.3388 | -484954.8366 | -426560.1919 | 0.52078 | 0.556 | 0.60946 | 0.54022
8383 | Lateral Hardening | Lateral Hardening-Fuse-92550922 | Laterals | 13023 | 0.62992 | 52 | 95 | 1088550.19 | 0 | 555964.0539 | 613957.7683 | 701742.3829 | -532586.1361 | -474592.4217 | -386807.8071 | 0.51074 | 0.56401 | 0.64466 | 0.54011
2799 | Lateral Hardening | Lateral Hardening-Fuse-10667329 | Laterals | 13785 | 0.64356 | 37 | 6 | 329951.38 | 0 | 169699.35 | 184424.1161 | 210160.2782 | -160252.03 | -145527.2639 | -119791.1018 | 0.51432 | 0.55894 | 0.63694 | 0.53997
18540 | Lateral Hardening | Lateral Hardening-Fuse-10643540 | Laterals | 13390 | 0.30701 | 12 | 1 | 208286.35 | 0 | 105204.1806 | 118354.3439 | 138047.3684 | -103082.1694 | -89932.0061 | -70238.9816 | 0.50509 | 0.56823 | 0.66278 | 0.5398
19498 | Lateral Hardening | Lateral Hardening-Fuse-60072541 | Laterals | 13053 | 0.40303 | 32 | 69 | 631052.08 | 0 | 322093.29 | 356672.1986 | 403195.0735 | -308958.79 | -274379.8814 | -227857.0065 | 0.51041 | 0.5652 | 0.63893 | 0.5397
13900 | Lateral Hardening | Lateral Hardening-Fuse-10099361 | Laterals | 13963 | 0.46098 | 34 | 30 | 364850.66 | 0 | 183684.9779 | 208219.278 | 242146.1797 | -181165.6821 | -156631.382 | -122704.4803 | 0.50345 | 0.5707 | 0.66369 | 0.53965
12954 | Lateral Hardening | Lateral Hardening-Fuse-10650423 | Laterals | 13391 | 0.27008 | 8 | 3 | 70827.17 | 0 | 36033.9273 | 39994.9098 | 45845.3455 | -34793.2427 | -30832.2602 | -24981.8245 | 0.50876 | 0.56468 | 0.64728 | 0.53939
5031 | Lateral Hardening | Lateral Hardening-Fuse-91677716 | Laterals | 13808 | 0.11345 | 7 | 2 | 61740.19 | 0 | 31297.0569 | 34898.4385 | 40441.7352 | -30443.1331 | -26841.7515 | -21298.4548 | 0.50692 | 0.56525 | 0.65503 | 0.53923
3870 | Lateral Hardening | Lateral Hardening-Fuse-90776418 | Laterals | 14144 | 0.4928 | 31 | 33 | 392905.13 | 0 | 200384.0391 | 220800.0894 | 253657.5883 | -192521.0909 | -172105.0406 | -139247.5417 | 0.51001 | 0.56197 | 0.6456 | 0.53915
14202 | Lateral Hardening | Lateral Hardening-Fuse-60024768 | Laterals | 13303 | 0.49413 | 17 |  | 50000 | 0 | 24697.2289 | 28504.4099 | 35839.984 | -25302.7711 | -21495.5901 | -14160.016 | 0.49394 | 0.57009 | 0.7168 | 0.53907
15505 | Lateral Hardening | Lateral Hardening-Fuse-10898194 | Laterals | 13582 | 0.3 | 25 | 19 | 168551.91 | 0 | 85645.875 | 95057.9978 | 109556.9822 | -82906.035 | -73493.9122 | -58994.9278 | 0.50813 | 0.56397 | 0.64999 | 0.53907
17273 | Lateral Hardening | Lateral Hardening-Fuse-93275780 | Laterals | 13213 | 0.011742 | 2 | 1 | 50000 | 0 | 25088.0155 | 28496.9507 | 33305.7983 | -24911.9845 | -21503.0493 | -16694.2017 | 0.50176 | 0.56994 | 0.66612 | 0.53865
3621 | Lateral Hardening | Lateral Hardening-Fuse-92086548 | Laterals | 13185 | 0.34432 | 28 | 48 | 401436.9 | 0 | 204356.2315 | 225711.0892 | 258846.2021 | -197080.6685 | -175725.8108 | -142590.6979 | 0.50906 | 0.56226 | 0.6448 | 0.53859
13440 | Lateral Hardening | Lateral Hardening-Fuse-10556582 | Laterals | 13298 | 0.24564 | 13 | 2 | 68796.71 | 0 | 34399.7499 | 39059.1101 | 46883.8267 | -34396.9601 | -29737.5999 | -21912.8833 | 0.50002 | 0.56775 | 0.68148 | 0.53848
2843 | Lateral Hardening | Lateral Hardening-Fuse-10093147 | Laterals | 13613 | 0.17614 | 13 | 19 | 138912.06 | 0 | 70325.039 | 78495.4344 | 90551.7368 | -68587.021 | -60416.6256 | -48360.3232 | 0.50626 | 0.56507 | 0.65186 | 0.53846
756 | Lateral Hardening | Lateral Hardening-Fuse-10060321 | Laterals | 13418 | 0.32159 | 28 | 45 | 456972.06 | 0 | 230521.521 | 259758.8131 | 298093.0578 | -226450.539 | -197213.2469 | -158879.0022 | 0.50445 | 0.56843 | 0.65232 | 0.53844
10729 | Lateral Hardening | Lateral Hardening-Fuse-60150711 | Laterals | 13630 | 0.15284 | 9 | 65 | 104518.68 | 0 | 52092.4863 | 59644.9975 | 71138.3857 | -52426.1937 | -44873.6825 | -33380.2943 | 0.4984 | 0.57066 | 0.68063 | 0.5383
9032 | Lateral Hardening | Lateral Hardening-Fuse-91055727 | Laterals | 13490 | 0.18163 | 23 | 35 | 227050.45 | 0 | 114295.1444 | 128565.53 | 150580.2954 | -112755.3056 | -98484.92 | -76470.1546 | 0.50339 | 0.56624 | 0.6632 | 0.53823
18742 | Lateral Hardening | Lateral Hardening-Fuse-90630346 | Laterals | 14111 | 0.37519 | 22 | 95 | 311069.12 | 0 | 157885.4042 | 175664.2252 | 199387.0388 | -153183.7158 | -135404.8948 | -111682.0812 | 0.50756 | 0.56471 | 0.64097 | 0.53805
1108 | Lateral Hardening | Lateral Hardening-Fuse-92106714 | Laterals | 13924 | 0.71023 | 29 | 0 | 107406.93 | 0 | 51670.2668 | 61948.086 | 81948.3913 | -55736.6632 | -45458.844 | -25458.5387 | 0.48107 | 0.57676 | 0.76297 | 0.53797
7424 | Lateral Hardening | Lateral Hardening-Fuse-10173515 | Laterals | 13191 | 0.15189 | 12 | 9 | 200695.16 | 0 | 100659.1098 | 113884.3453 | 134046.1673 | -100036.0502 | -86810.8147 | -66648.9927 | 0.50155 | 0.56745 | 0.66791 | 0.53796
14392 | Lateral Hardening | Lateral Hardening-Fuse-92616640 | Laterals | 13461 | 0.088826 | 7 | 2 | 158791.31 | 0 | 79571.3124 | 90186.4068 | 105821.5592 | -79219.9976 | -68604.9032 | -52969.7508 | 0.50111 | 0.56796 | 0.66642 | 0.53769
8267 | Lateral Hardening | Lateral Hardening-Fuse-60006341 | Laterals | 13899 | 0.14053 | 11 | 3 | 243797.76 | 0 | 121994.5827 | 138523.0544 | 162244.5811 | -121803.1773 | -105274.7056 | -81553.1789 | 0.50039 | 0.56819 | 0.66549 | 0.53724
15461 | Lateral Hardening | Lateral Hardening-Fuse-92646707 | Laterals | 14030 | 0.13011 | 16 | 1 | 242178.01 | 0 | 121080.7143 | 137586.6035 | 161716.9307 | -121097.2957 | -104591.4065 | -80461.0793 | 0.49997 | 0.56812 | 0.66776 | 0.53719
4695 | Lateral Hardening | Lateral Hardening-Fuse-90846555 | Laterals | 13148 | 0.19811 | 9 | 1 | 185708.39 | 0 | 93507.8186 | 105020.3045 | 121452.2702 | -92200.5714 | -80688.0855 | -64256.1198 | 0.50352 | 0.56551 | 0.65399 | 0.53716
15487 | Lateral Hardening | Lateral Hardening-Fuse-91132709 | Laterals | 14031 | 0.7786 | 52 | 82 | 620553.5 | 0 | 317170.0136 | 346521.3486 | 390763.099 | -303383.4864 | -274032.1514 | -229790.401 | 0.51111 | 0.55841 | 0.6297 | 0.53716
8992 | Lateral Hardening | Lateral Hardening-Fuse-10745565 | Laterals | 13431 | 0.19186 | 15 | 18 | 250311.74 | 0 | 124938.0987 | 142144.7404 | 167591.626 | -125373.6413 | -108166.9996 | -82720.114 | 0.49913 | 0.56787 | 0.66953 | 0.53679
11413 | Lateral Hardening | Lateral Hardening-Fuse-91570867 | Laterals | 13044 | 0.057765 | 6 | 26 | 104272.63 | 0 | 52085.6858 | 59104.9605 | 69634.6124 | -52186.9442 | -45167.6695 | -34638.0176 | 0.49951 | 0.56683 | 0.66781 | 0.53654
4291 | Lateral Hardening | Lateral Hardening-Fuse-91319535 | Laterals | 13414 | 0.2875 | 22 | 19 | 407153.25 | 0 | 206049.6009 | 229760.4274 | 258730.0614 | -201103.6491 | -177392.8226 | -148423.1886 | 0.50607 | 0.56431 | 0.63546 | 0.53648
17252 | Lateral Hardening | Lateral Hardening-Fuse-10601408 | Laterals | 13661 | 2.2102 | 112 | 26 | 1145721.88 | 0 | 584526.2142 | 638030.0369 | 723746.2271 | -561195.6658 | -507691.8431 | -421975.6529 | 0.51018 | 0.55688 | 0.63169 | 0.53634
3077 | Lateral Hardening | Lateral Hardening-Fuse-10095539 | Laterals | 13786 | 0.2428 | 10 | 3 | 116433.86 | 0 | 59019.6994 | 65019.7246 | 75175.1586 | -57414.1606 | -51414.1354 | -41258.7014 | 0.50689 | 0.55843 | 0.64565 | 0.53623
15861 | Lateral Hardening | Lateral Hardening-Fuse-90767926 | Laterals | 13194 | 0.1697 | 10 | 12 | 185232.79 | 0 | 92596.7011 | 104716.602 | 123483.4725 | -92636.0889 | -80516.188 | -61749.3175 | 0.49989 | 0.56532 | 0.66664 | 0.5362
15468 | Lateral Hardening | Lateral Hardening-Fuse-93080923 | Laterals | 13303 | 0.26648 | 12 | 1 | 70528.11 | 0 | 35580.9228 | 39516.3061 | 45669.749 | -34947.1872 | -31011.8039 | -24858.361 | 0.50449 | 0.56029 | 0.64754 | 0.53554
13407 | Lateral Hardening | Lateral Hardening-Fuse-93264135 | Laterals | 13042 | 0.14242 | 13 | 10 | 94636.03 | 0 | 47238.5701 | 53346.1522 | 62991.5129 | -47397.4599 | -41289.8778 | -31644.5171 | 0.49916 | 0.5637 | 0.66562 | 0.53517
7100 | Lateral Hardening | Lateral Hardening-Fuse-92049567 | Laterals | 13787 | 0.12216 | 8 | 4 | 95961.85 | 0 | 47774.3518 | 54202.4517 | 63884.4557 | -48187.4982 | -41759.3983 | -32077.3943 | 0.49785 | 0.56483 | 0.66573 | 0.53473
2352 | Lateral Hardening | Lateral Hardening-Fuse-60200717 | Laterals | 13961 | 0.059848 | 4 | 10 | 92147.09 | 0 | 45861.6791 | 52185.3212 | 60871.732 | -46285.4109 | -39961.7688 | -31275.358 | 0.4977 | 0.56633 | 0.66059 | 0.53458
5484 | Lateral Hardening | Lateral Hardening-Fuse-92308223 | Laterals | 13330 | 0.55189 | 39 | 73 | 629995.61 | 0 | 318536.8512 | 352863.2033 | 397939.3645 | -311458.7588 | -277132.4067 | -232056.2455 | 0.50562 | 0.5601 | 0.63165 | 0.53457
8317 | Lateral Hardening | Lateral Hardening-Fuse-93271609 | Laterals | 13820 | 0.28788 | 15 | 8 | 223786.48 | 0 | 111427.677 | 126043.0395 | 148397.805 | -112358.803 | -97743.4405 | -75388.675 | 0.49792 | 0.56323 | 0.66312 | 0.53403
5543 | Lateral Hardening | Lateral Hardening-Fuse-90749642 | Laterals | 13081 | 0.16117 | 18 | 59 | 247525.72 | 0 | 122599.7071 | 139637.1635 | 166880.4328 | -124926.0129 | -107888.5565 | -80645.2872 | 0.4953 | 0.56413 | 0.67419 | 0.53384
11385 | Lateral Hardening | Lateral Hardening-Fuse-93326899 | Laterals | 13723 | 0.22197 | 16 | 6 | 154715.71 | 0 | 78076.2715 | 85974.364 | 99401.7633 | -76639.4385 | -68741.346 | -55313.9467 | 0.50464 | 0.55569 | 0.64248 | 0.53374
14779 | Lateral Hardening | Lateral Hardening-Fuse-10030676 | Laterals | 13622 | 0.48409 | 39 | 17 | 287457.69 | 0 | 144796.0972 | 160093.3604 | 185214.9882 | -142661.5928 | -127364.3296 | -102242.7018 | 0.50371 | 0.55693 | 0.64432 | 0.53374
8542 | Lateral Hardening | Lateral Hardening-Fuse-92497886 | Laterals | 13008 | 0.19811 | 13 | 8 | 220250.9 | 0 | 109878.0108 | 123852.4115 | 144269.7066 | -110372.8892 | -96398.4885 | -75981.1934 | 0.49888 | 0.56232 | 0.65502 | 0.53353
6169 | Lateral Hardening | Lateral Hardening-Fuse-90906244 | Laterals | 13808 | 0.6197 | 27 | 9 | 232221.64 | 0 | 116768.2277 | 129436.0123 | 149820.1017 | -115453.4123 | -102785.6277 | -82401.5383 | 0.50283 | 0.55738 | 0.64516 | 0.53343
3452 | Lateral Hardening | Lateral Hardening-Fuse-10786386 | Laterals | 14040 | 0.19735 | 18 | 119 | 464569.01 | 0 | 230110.7362 | 261784.9325 | 312119.6759 | -234458.2738 | -202784.0775 | -152449.3341 | 0.49532 | 0.5635 | 0.67185 | 0.53343
18225 | Lateral Hardening | Lateral Hardening-Fuse-10198083 | Laterals | 13334 | 0.20568 | 16 | 35 | 310766.64 | 0 | 154846.3448 | 174924.4947 | 203526.7422 | -155920.2952 | -135842.1453 | -107239.8978 | 0.49827 | 0.56288 | 0.65492 | 0.53332
21 | Lateral Hardening | Lateral Hardening-Fuse-91144323 | Laterals | 13590 | 0.10114 | 8 | 30 | 157480.95 | 0 | 78046.704 | 88631.0376 | 105344.8336 | -79434.246 | -68849.9124 | -52136.1164 | 0.49559 | 0.5628 | 0.66894 | 0.53309
12071 | Lateral Hardening | Lateral Hardening-Fuse-10077309 | Laterals | 14144 | 0.57159 | 46 | 80 | 760748.76 | 0 | 383800.8246 | 422688.6527 | 483737.37 | -376947.9354 | -338060.1073 | -277011.39 | 0.5045 | 0.55562 | 0.63587 | 0.53298
13904 | Lateral Hardening | Lateral Hardening-Fuse-60015315 | Laterals | 13008 | 0.36098 | 19 | 7 | 181814.99 | 0 | 91266.0237 | 101354.7949 | 117216.4892 | -90548.9663 | -80460.1951 | -64598.5008 | 0.50197 | 0.55746 | 0.6447 | 0.53289
3022 | Lateral Hardening | Lateral Hardening-Fuse-10635960 | Laterals | 13388 | 0.24091 | 15 | 16 | 310106.05 | 0 | 154876.6646 | 173748.9354 | 201678.8597 | -155229.3854 | -136357.1146 | -108427.1903 | 0.49943 | 0.56029 | 0.65035 | 0.53278
127 | Lateral Hardening | Lateral Hardening-Fuse-92312557 | Laterals | 13461 | 0.073674 | 7 | 4 | 50000 | 0 | 24571.3233 | 28155.3779 | 34357.7198 | -25428.6767 | -21844.6221 | -15642.2802 | 0.49143 | 0.56311 | 0.68715 | 0.5325
6487 | Lateral Hardening | Lateral Hardening-Fuse-10397077 | Laterals | 13591 | 0.15606 | 8 | 22 | 223399.51 | 0 | 110985.2717 | 125468.0398 | 145971.7953 | -112414.2383 | -97931.4702 | -77427.7147 | 0.4968 | 0.56163 | 0.65341 | 0.53191
9082 | Lateral Hardening | Lateral Hardening-Fuse-90100451 | Laterals | 13808 | 0.29186 | 17 | 2 | 165471.13 | 0 | 82992.4842 | 92001.5751 | 105876.0452 | -82478.6458 | -73469.5549 | -59595.0848 | 0.50155 | 0.556 | 0.63985 | 0.53172
18227 | Lateral Hardening | Lateral Hardening-Fuse-92209195 | Laterals | 13612 | 0.24773 | 18 | 37 | 409129.5 | 0 | 203564.3768 | 229617.509 | 265134.1868 | -205565.1232 | -179511.991 | -143995.3132 | 0.49755 | 0.56123 | 0.64804 | 0.53171
12480 | Lateral Hardening | Lateral Hardening-Fuse-92374531 | Laterals | 13592 | 0.28352 | 25 | 88 | 293655.78 | 0 | 147186.426 | 163622.6429 | 186354.5504 | -146469.354 | -130033.1371 | -107301.2296 | 0.50122 | 0.55719 | 0.6346 | 0.53135
16270 | Lateral Hardening | Lateral Hardening-Fuse-60073813 | Laterals | 13082 | 0.44886 | 45 | 52 | 679304.72 | 0 | 343338.9199 | 375046.8927 | 424283.3039 | -335965.8001 | -304257.8273 | -255021.4161 | 0.50543 | 0.5521 | 0.62458 | 0.53135
3499 | Lateral Hardening | Lateral Hardening-Fuse-90615239 | Laterals | 13291 | 0.034659 | 5 | 6 | 70403.67 | 0 | 34839.1341 | 39558.5463 | 46359.8668 | -35564.5359 | -30845.1237 | -24043.8032 | 0.49485 | 0.56188 | 0.65849 | 0.53132
7788 | Lateral Hardening | Lateral Hardening-Fuse-91270662 | Laterals | 13612 | 0.088447 | 7 | 15 | 210937.69 | 0 | 104446.7605 | 118507.7491 | 138483.9834 | -106490.9295 | -92429.9409 | -72453.7066 | 0.49515 | 0.56181 | 0.65652 | 0.53129
7487 | Lateral Hardening | Lateral Hardening-Fuse-10570261 | Laterals | 13373 | 0.086174 | 10 | 32 | 120816.24 | 0 | 59691.7604 | 67986.1208 | 79656.7149 | -61124.4796 | -52830.1192 | -41159.5251 | 0.49407 | 0.56272 | 0.65932 | 0.53119
16222 | Lateral Hardening | Lateral Hardening-Fuse-92238486 | Laterals | 13231 | 0.075947 | 5 | 24 | 50000 | 0 | 24187.1365 | 28267.2984 | 35607.2172 | -25812.8635 | -21732.7016 | -14392.7828 | 0.48374 | 0.56535 | 0.71214 | 0.53106
699 | Lateral Hardening | Lateral Hardening-Fuse-10556661 | Laterals | 13298 | 1.5513 | 70 | 23 | 905506.31 | 0 | 464397.23 | 494000.2465 | 539564.5681 | -441109.08 | -411506.0635 | -365941.7419 | 0.51286 | 0.54555 | 0.59587 | 0.53097
18570 | Lateral Hardening | Lateral Hardening-Fuse-91362071 | Laterals | 13863 | 0.027841 | 3 | 3 | 54625.71 | 0 | 27068.9115 | 30566.1619 | 35846.2838 | -27556.7985 | -24059.5481 | -18779.4262 | 0.49553 | 0.55956 | 0.65622 | 0.53081
9678 | Lateral Hardening | Lateral Hardening-Fuse-60061806 | Laterals | 13668 | 0.10265 | 5 | 6 | 108207.58 | 0 | 53472.5114 | 60716.056 | 71154.9977 | -54735.0686 | -47491.524 | -37052.5823 | 0.49417 | 0.56111 | 0.65758 | 0.53059
108 | Lateral Hardening | Lateral Hardening-Fuse-93143239 | Laterals | 13959 | 0.24375 | 18 | 2 | 191835.35 | 0 | 94511.8559 | 107470.6663 | 128309.066 | -97323.4941 | -84364.6837 | -63526.284 | 0.49267 | 0.56022 | 0.66885 | 0.53056
18547 | Lateral Hardening | Lateral Hardening-Fuse-90159255 | Laterals | 14021 | 0.47292 | 36 | 154 | 273368.09 | 0 | 136888.8543 | 150990.5637 | 175146.7771 | -136479.2357 | -122377.5263 | -98221.3129 | 0.50075 | 0.55233 | 0.6407 | 0.53022
10859 | Lateral Hardening | Lateral Hardening-Fuse-60311213 | Laterals | 13707 | 0.12008 | 7 | 2 | 155124.95 | 0 | 76667.1612 | 86742.068 | 101991.1157 | -78457.7888 | -68382.882 | -53133.8343 | 0.49423 | 0.55918 | 0.65748 | 0.53004
6485 | Lateral Hardening | Lateral Hardening-Fuse-92617701 | Laterals | 13805 | 0.20189 | 12 | 3 | 65187.25 | 0 | 32500.7723 | 36144.7694 | 41877.0075 | -32686.4777 | -29042.4806 | -23310.2425 | 0.49858 | 0.55448 | 0.64241 | 0.52973
1577 | Lateral Hardening | Lateral Hardening-Fuse-90938151 | Laterals | 13924 | 0.14205 | 6 | 5 | 115411.5 | 0 | 56930.398 | 64602.515 | 75785.691 | -58481.102 | -50808.985 | -39625.809 | 0.49328 | 0.55976 | 0.65666 | 0.52956
16155 | Lateral Hardening | Lateral Hardening-Fuse-10324180 | Laterals | 13889 | 0.21212 | 18 | 16 | 276645.05 | 0 | 137004.3685 | 154635.6749 | 179054.8401 | -139640.6815 | -122009.3751 | -97590.2099 | 0.49524 | 0.55897 | 0.64724 | 0.52956
3998 | Lateral Hardening | Lateral Hardening-Fuse-92529333 | Laterals | 13813 | 0.50739 | 22 | 49 | 368390.82 | 0 | 182474.5815 | 205638.7598 | 238871.5404 | -185916.2385 | -162752.0602 | -129519.2796 | 0.49533 | 0.55821 | 0.64842 | 0.5295
8646 | Lateral Hardening | Lateral Hardening-Fuse-60034479 | Laterals | 13143 | 0.30189 | 32 | 48 | 760409.11 | 0 | 380291.2682 | 421410.1253 | 479049.0981 | -380117.8418 | -338998.9847 | -281360.0119 | 0.50011 | 0.55419 | 0.62999 | 0.52932
3185 | Lateral Hardening | Lateral Hardening-Fuse-60163569 | Laterals | 13585 | 0.20019 | 20 | 1 | 248597.54 | 0 | 122427.5208 | 139031.8125 | 164075.3714 | -126170.0192 | -109565.7275 | -84522.1686 | 0.49247 | 0.55926 | 0.66 | 0.52926
429 | Lateral Hardening | Lateral Hardening-Fuse-10170000 | Laterals | 13030 | 0.39754 | 25 | 6 | 172728.01 | 0 | 86362.406 | 95221.0939 | 110164.2198 | -86365.604 | -77506.9161 | -62563.7902 | 0.49999 | 0.55128 | 0.63779 | 0.52916
16612 | Lateral Hardening | Lateral Hardening-Fuse-93187665 | Laterals | 14041 | 0.023674 | 5 | 2 | 50349.43 | 0 | 24841.3855 | 28050.4036 | 33111.8017 | -25508.0445 | -22299.0264 | -17237.6283 | 0.49338 | 0.55711 | 0.65764 | 0.52893
10418 | Lateral Hardening | Lateral Hardening-Fuse-10030689 | Laterals | 13621 | 0.083333 | 7 | 2 | 55307.53 | 0 | 27341.7154 | 30694.7981 | 36383.8297 | -27965.8146 | -24612.7319 | -18923.7003 | 0.49436 | 0.55498 | 0.65785 | 0.52889
4227 | Lateral Hardening | Lateral Hardening-Fuse-60170354 | Laterals | 13217 | 0.17841 | 16 | 29 | 333103.56 | 0 | 164171.3726 | 186519.8629 | 216577.4602 | -168932.1874 | -146583.6971 | -116526.0998 | 0.49285 | 0.55995 | 0.65018 | 0.52871
2244 | Lateral Hardening | Lateral Hardening-Fuse-92313656 | Laterals | 13436 | 0.73428 | 53 | 45 | 532013.04 | 0 | 267773.8479 | 291677.8041 | 329663.4821 | -264239.1921 | -240335.2359 | -202349.5579 | 0.50332 | 0.54825 | 0.61965 | 0.52843
17862 | Lateral Hardening | Lateral Hardening-Fuse-90526036 | Laterals | 13112 | 0.10871 | 6 | 3 | 104781.26 | 0 | 51637.7164 | 58428.8525 | 68571.5267 | -53143.5436 | -46352.4075 | -36209.7333 | 0.49281 | 0.55763 | 0.65443 | 0.52842
15628 | Lateral Hardening | Lateral Hardening-Fuse-92357205 | Laterals | 13418 | 0.37348 | 34 | 51 | 450512.18 | 0 | 224790.1491 | 248418.8152 | 286088.3557 | -225722.0309 | -202093.3648 | -164423.8243 | 0.49897 | 0.55141 | 0.63503 | 0.52831
1223 | Lateral Hardening | Lateral Hardening-Fuse-92867227 | Laterals | 13460 | 0.10701 | 6 | 2 | 57275.03 | 0 | 28454.5529 | 31655.703 | 36678.3752 | -28820.4771 | -25619.327 | -20596.6548 | 0.49681 | 0.5527 | 0.64039 | 0.52793
6240 | Lateral Hardening | Lateral Hardening-Fuse-10144178 | Laterals | 13123 | 0.33314 | 28 | 63 | 473147.09 | 0 | 233177.9118 | 264136.8341 | 306299.9903 | -239969.1782 | -209010.2559 | -166847.0997 | 0.49282 | 0.55826 | 0.64737 | 0.52791
12035 | Lateral Hardening | Lateral Hardening-Fuse-10556602 | Laterals | 13298 | 0.8839 | 34 | 4 | 302052.19 | 0 | 148691.2884 | 168142.5909 | 197192.4366 | -153360.9016 | -133909.5991 | -104859.7534 | 0.49227 | 0.55667 | 0.65284 | 0.52765
11609 | Lateral Hardening | Lateral Hardening-Fuse-10846386 | Laterals | 13109 | 0.13371 | 17 | 112 | 558789.2 | 0 | 274476.4525 | 312111.997 | 364044.8459 | -284312.7475 | -246677.203 | -194744.3541 | 0.4912 | 0.55855 | 0.65149 | 0.52743
12151 | Lateral Hardening | Lateral Hardening-Fuse-10210643 | Laterals | 13426 | 0.16761 | 8 | 1 | 62311.83 | 0 | 30700.4081 | 34494.42 | 40897.0838 | -31611.4219 | -27817.41 | -21414.7462 | 0.49269 | 0.55358 | 0.65633 | 0.52732
13787 | Lateral Hardening | Lateral Hardening-Fuse-10876226 | Laterals | 13649 | 1.6763 | 127 | 106 | 1487824.82 | 0 | 748297.1248 | 813723.9825 | 914457.1307 | -739527.6952 | -674100.8375 | -573367.6893 | 0.50295 | 0.54692 | 0.61463 | 0.52731
6889 | Lateral Hardening | Lateral Hardening-Fuse-10781392 | Laterals | 13712 | 0.34602 | 21 | 9 | 323856.48 | 0 | 160064.2295 | 179739.6698 | 207842.3534 | -163792.2505 | -144116.8102 | -116014.1266 | 0.49424 | 0.555 | 0.64177 | 0.52722
13310 | Lateral Hardening | Lateral Hardening-Fuse-10570264 | Laterals | 13373 | 0.035795 | 5 | 6 | 55286.79 | 0 | 27177.85 | 30690.913 | 36106.1349 | -28108.94 | -24595.877 | -19180.6551 | 0.49158 | 0.55512 | 0.65307 | 0.52679
17452 | Lateral Hardening | Lateral Hardening-Fuse-90869352 | Laterals | 13699 | 0.075947 | 9 | 12 | 134006.92 | 0 | 65754.7431 | 74221.1953 | 88444.4903 | -68252.1769 | -59785.7247 | -45562.4297 | 0.49068 | 0.55386 | 0.66 | 0.52657
15882 | Lateral Hardening | Lateral Hardening-Fuse-10813128 | Laterals | 13238 | 0.064205 | 6 | 3 | 61577.79 | 0 | 30243.3147 | 34072.4193 | 40288.6607 | -31334.4753 | -27505.3707 | -21289.1293 | 0.49114 | 0.55332 | 0.65427 | 0.52611
15383 | Lateral Hardening | Lateral Hardening-Fuse-91438214 | Laterals | 13461 | 0.076515 | 4 | 1 | 58670.89 | 0 | 28756.0352 | 32602.8445 | 38131.4148 | -29914.8548 | -26068.0455 | -20539.4752 | 0.49012 | 0.55569 | 0.64992 | 0.52577
15180 | Lateral Hardening | Lateral Hardening-Fuse-92017611 | Laterals | 13460 | 0.33049 | 21 | 6 | 171594.73 | 0 | 85002.0182 | 94481.757 | 108739.9034 | -86592.7118 | -77112.973 | -62854.8266 | 0.49536 | 0.55061 | 0.6337 | 0.52577
1079 | Lateral Hardening | Lateral Hardening-Fuse-60181017 | Laterals | 13388 | 0.34583 | 14 | 6 | 181238.35 | 0 | 88564.8603 | 100611.1647 | 118849.0437 | -92673.4897 | -80627.1853 | -62389.3063 | 0.48867 | 0.55513 | 0.65576 | 0.52531
12031 | Lateral Hardening | Lateral Hardening-Fuse-60321330 | Laterals | 13699 | 0.57064 | 17 | 0 | 140258.48 | 0 | 69143.3149 | 77179.476 | 90370.4322 | -71115.1651 | -63079.004 | -49888.0478 | 0.49297 | 0.55027 | 0.64431 | 0.52529
10170 | Lateral Hardening | Lateral Hardening-Fuse-10759925 | Laterals | 13331 | 0.27197 | 26 | 7 | 712604.75 | 0 | 352408.7124 | 394255.8809 | 445789.6218 | -360196.0376 | -318348.8691 | -266815.1282 | 0.49454 | 0.55326 | 0.62558 | 0.52526
4964 | Lateral Hardening | Lateral Hardening-Fuse-90890647 | Laterals | 13158 | 0.15928 | 16 | 38 | 326560.34 | 0 | 160423.8625 | 180530.7472 | 210328.7391 | -166136.4775 | -146029.5928 | -116231.6009 | 0.49125 | 0.55283 | 0.64407 | 0.52501
11100 | Lateral Hardening | Lateral Hardening-Fuse-90373239 | Laterals | 13712 | 0.33011 | 21 | 15 | 279608.43 | 0 | 139542.4123 | 152563.9491 | 172686.0307 | -140066.0177 | -127044.4809 | -106922.3993 | 0.49906 | 0.54563 | 0.6176 | 0.52489
9615 | Lateral Hardening | Lateral Hardening-Fuse-93445864 | Laterals | 13340 | 0.11723 | 8 |  | 54194.99 | 0 | 26411.0195 | 29973.3108 | 35913.3948 | -27783.9705 | -24221.6792 | -18281.5952 | 0.48733 | 0.55306 | 0.66267 | 0.52459
9283 | Lateral Hardening | Lateral Hardening-Fuse-60209060 | Laterals | 13329 | 0.019129 | 3 | 1 | 65182.99 | 0 | 31833.4576 | 36241.664 | 42191.7039 | -33349.5324 | -28941.326 | -22991.2861 | 0.48837 | 0.556 | 0.64728 | 0.52455
13713 | Lateral Hardening | Lateral Hardening-Fuse-10795768 | Laterals | 13695 | 0.16174 | 8 | 2 | 137411.71 | 0 | 67282.0507 | 75888.4294 | 89342.3601 | -70129.6593 | -61523.2806 | -48069.3499 | 0.48964 | 0.55227 | 0.65018 | 0.52448
17464 | Lateral Hardening | Lateral Hardening-Fuse-92937759 | Laterals | 13224 | 0.087879 | 10 | 22 | 173789.86 | 0 | 84927.0961 | 96131.3206 | 113521.2899 | -88862.7639 | -77658.5394 | -60268.5701 | 0.48868 | 0.55315 | 0.65321 | 0.52447
734 | Lateral Hardening | Lateral Hardening-Fuse-93052691 | Laterals | 13593 | 0.071402 | 6 | 1 | 58245.91 | 0 | 28456.8885 | 32130.4316 | 38095.7017 | -29789.0215 | -26115.4784 | -20150.2083 | 0.48856 | 0.55163 | 0.65405 | 0.52403
11145 | Lateral Hardening | Lateral Hardening-Fuse-91636868 | Laterals | 13107 | 0.2428 | 21 | 118 | 545182.31 | 0 | 265267.27 | 301932.7732 | 359478.194 | -279915.04 | -243249.5368 | -185704.116 | 0.48657 | 0.55382 | 0.65937 | 0.52402
1849 | Lateral Hardening | Lateral Hardening-Fuse-92129032 | Laterals | 13967 | 0.40284 | 21 | 17 | 440056.67 | 0 | 214974.737 | 243988.4751 | 283239.5164 | -225081.933 | -196068.1949 | -156817.1536 | 0.48852 | 0.55445 | 0.64364 | 0.52381
17762 | Lateral Hardening | Lateral Hardening-Fuse-10548859 | Laterals | 14112 | 1.2405 | 80 | 108 | 722297.42 | 0 | 359601.4655 | 393559.4582 | 443116.0814 | -362695.9545 | -328737.9618 | -279181.3386 | 0.49786 | 0.54487 | 0.61348 | 0.52352
15708 | Lateral Hardening | Lateral Hardening-Fuse-93337196 | Laterals | 13117 | 0.46042 | 35 | 28 | 482234.66 | 0 | 240256.1771 | 261910.1995 | 294861.2691 | -241978.4829 | -220324.4605 | -187373.3909 | 0.49821 | 0.54312 | 0.61145 | 0.52301
15696 | Lateral Hardening | Lateral Hardening-Fuse-90558581 | Laterals | 14217 | 0.60625 | 26 | 5 | 278977.35 | 0 | 136018.6906 | 153804.6189 | 181267.558 | -142958.6594 | -125172.7311 | -97709.792 | 0.48756 | 0.55132 | 0.64976 | 0.52291
11894 | Lateral Hardening | Lateral Hardening-Fuse-91006869 | Laterals | 13648 | 0.77348 | 39 | 0 | 303392.19 | 0 | 149680.4271 | 165622.7437 | 191416.8915 | -153711.7629 | -137769.4463 | -111975.2985 | 0.49336 | 0.5459 | 0.63092 | 0.52288
11789 | Lateral Hardening | Lateral Hardening-Fuse-10477223 | Laterals | 13326 | 0.18542 | 14 | 1 | 152695.25 | 0 | 75314.3532 | 83261.7298 | 96343.6789 | -77380.8968 | -69433.5202 | -56351.5711 | 0.49323 | 0.54528 | 0.63095 | 0.52262
17936 | Lateral Hardening | Lateral Hardening-Fuse-10827120 | Laterals | 13769 | 0.53011 | 25 | 12 | 219829.26 | 0 | 109100.4372 | 119369.7724 | 135238.8628 | -110728.8228 | -100459.4876 | -84590.3972 | 0.4963 | 0.54301 | 0.6152 | 0.5222
16595 | Lateral Hardening | Lateral Hardening-Fuse-10409224 | Laterals | 13631 | 0.40379 | 28 | 25 | 282105.4 | 0 | 138139.0333 | 154604.7825 | 179774.0325 | -143966.3667 | -127500.6175 | -102331.3675 | 0.48967 | 0.54804 | 0.63726 | 0.52194
11360 | Lateral Hardening | Lateral Hardening-Fuse-92250419 | Laterals | 13039 | 0.35777 | 18 | 54 | 319354.65 | 0 | 157653.6406 | 174035.9416 | 198523.0583 | -161701.0094 | -145318.7084 | -120831.5917 | 0.49366 | 0.54496 | 0.62164 | 0.52185
6625 | Lateral Hardening | Lateral Hardening-Fuse-90978864 | Laterals | 13236 | 0.15871 | 7 | 1 | 61572.05 | 0 | 30021.6807 | 33721.312 | 39931.2963 | -31550.3693 | -27850.738 | -21640.7537 | 0.48759 | 0.54767 | 0.64853 | 0.52171
7533 | Lateral Hardening | Lateral Hardening-Fuse-10363886 | Laterals | 13096 | 0.52424 | 26 | 11 | 242921.32 | 0 | 120692.6554 | 131671.9809 | 147854.7303 | -122228.6646 | -111249.3391 | -95066.5897 | 0.49684 | 0.54204 | 0.60865 | 0.52158
7851 | Lateral Hardening | Lateral Hardening-Fuse-10163206 | Laterals | 13091 | 0.035227 | 3 | 6 | 70450.89 | 0 | 34218.8025 | 38873.4277 | 45409.9968 | -36232.0875 | -31577.4623 | -25040.8932 | 0.48571 | 0.55178 | 0.64456 | 0.52142
183 | Lateral Hardening | Lateral Hardening-Fuse-10596839 | Laterals | 13770 | 0.62481 | 48 | 61 | 1043978.81 | 0 | 519753.3071 | 564077.657 | 632661.5156 | -524225.5029 | -479901.153 | -411317.2944 | 0.49786 | 0.54032 | 0.60601 | 0.52141
12009 | Lateral Hardening | Lateral Hardening-Fuse-10762885 | Laterals | 13815 | 0.34148 | 13 | 2 | 121213.08 | 0 | 59424.4207 | 66164.9847 | 76791.1023 | -61788.6593 | -55048.0953 | -44421.9777 | 0.49025 | 0.54586 | 0.63352 | 0.52126
16297 | Lateral Hardening | Lateral Hardening-Fuse-92677665 | Laterals | 13805 | 0.25966 | 16 | 5 | 113904.72 | 0 | 56112.7589 | 61832.0652 | 71473.6511 | -57791.9611 | -52072.6548 | -42431.0689 | 0.49263 | 0.54284 | 0.62749 | 0.52118
3961 | Lateral Hardening | Lateral Hardening-Fuse-60029587 | Laterals | 13093 | 0.18674 | 19 | 28 | 150566.14 | 0 | 73872.8028 | 82331.982 | 94416.5186 | -76693.3372 | -68234.158 | -56149.6214 | 0.49063 | 0.54682 | 0.62708 | 0.52113
166 | Lateral Hardening | Lateral Hardening-Fuse-90792235 | Laterals | 13011 | 0.11383 | 6 | 2 | 105714.92 | 0 | 51401.1827 | 57968.4408 | 68443.1701 | -54313.7373 | -47746.4792 | -37271.7499 | 0.48622 | 0.54835 | 0.64743 | 0.52098
7716 | Lateral Hardening | Lateral Hardening-Fuse-10842840 | Laterals | 13796 | 0.88655 | 24 |  | 291788.65 | 0 | 145014.2604 | 157493.7278 | 177259.487 | -146774.3896 | -134294.9222 | -114529.163 | 0.49698 | 0.53975 | 0.60749 | 0.52087
17440 | Lateral Hardening | Lateral Hardening-Fuse-91566357 | Laterals | 13044 | 0.29072 | 29 | 49 | 282463.9 | 0 | 139163.2112 | 153434.3457 | 175195.828 | -143300.6888 | -129029.5543 | -107268.072 | 0.49268 | 0.5432 | 0.62024 | 0.52059
16132 | Lateral Hardening | Lateral Hardening-Fuse-60596390 | Laterals | 13097 | 0.12311 | 6 | 2 | 58612.93 | 0 | 28711.1503 | 31925.8112 | 37041.7136 | -29901.7797 | -26687.1188 | -21571.2164 | 0.48984 | 0.54469 | 0.63197 | 0.52051
11149 | Lateral Hardening | Lateral Hardening-Fuse-10727416 | Laterals | 13440 | 0.094886 | 5 | 30 | 50000 | 0 | 23755.2176 | 27701.7013 | 34542.6762 | -26244.7824 | -22298.2987 | -15457.3238 | 0.4751 | 0.55403 | 0.69085 | 0.52036
2201 | Lateral Hardening | Lateral Hardening-Fuse-92631065 | Laterals | 13303 | 0.43409 | 15 | 1 | 80528.01 | 0 | 38380.5714 | 44331.2703 | 55425.3592 | -42147.4386 | -36196.7397 | -25102.6508 | 0.47661 | 0.55051 | 0.68827 | 0.51995
17886 | Lateral Hardening | Lateral Hardening-Fuse-91786481 | Laterals | 13188 | 0.28523 | 19 | 32 | 477323.79 | 0 | 234991.8186 | 259223.7195 | 291916.2875 | -242331.9714 | -218100.0705 | -185407.5025 | 0.49231 | 0.54308 | 0.61157 | 0.51947
1089 | Lateral Hardening | Lateral Hardening-Fuse-10526054 | Laterals | 13648 | 0.098295 | 9 | 2 | 52112.31 | 0 | 25177.8271 | 28483.758 | 34139.779 | -26934.4829 | -23628.552 | -17972.531 | 0.48315 | 0.54658 | 0.65512 | 0.51937
200 | Lateral Hardening | Lateral Hardening-Fuse-10645467 | Laterals | 13148 | 0.14205 | 6 | 1 | 60186.93 | 0 | 29434.5773 | 32702.3316 | 37800.1983 | -30752.3527 | -27484.5984 | -22386.7317 | 0.48905 | 0.54335 | 0.62805 | 0.51924
6322 | Lateral Hardening | Lateral Hardening-Fuse-60261570 | Laterals | 13423 | 0.26345 | 14 | 9 | 202595.11 | 0 | 98127.9226 | 110753.8607 | 130583.4655 | -104467.1874 | -91841.2493 | -72011.6445 | 0.48435 | 0.54668 | 0.64455 | 0.51907
10707 | Lateral Hardening | Lateral Hardening-Fuse-10142253 | Laterals | 13034 | 0.051326 | 6 | 22 | 131452.04 | 0 | 63560.2585 | 72129.833 | 84503.6916 | -67891.7815 | -59322.207 | -46948.3484 | 0.48352 | 0.54872 | 0.64285 | 0.51901
13429 | Lateral Hardening | Lateral Hardening-Fuse-92902473 | Laterals | 13159 | 0.30909 | 27 | 49 | 323290.68 | 0 | 159181.2184 | 174592.4581 | 198824.8329 | -164109.4616 | -148698.2219 | -124465.8471 | 0.49238 | 0.54005 | 0.615 | 0.51894
11420 | Lateral Hardening | Lateral Hardening-Fuse-90804531 | Laterals | 13112 | 0.067803 | 6 | 10 | 145628.78 | 0 | 70274.533 | 79924.6455 | 93578.8576 | -75354.247 | -65704.1345 | -52049.9224 | 0.48256 | 0.54882 | 0.64258 | 0.51844
18745 | Lateral Hardening | Lateral Hardening-Fuse-93110781 | Laterals | 13797 | 0.097348 | 8 | 12 | 213791.86 | 0 | 103426.9275 | 117002.4758 | 136777.1732 | -110364.9325 | -96789.3842 | -77014.6868 | 0.48377 | 0.54727 | 0.63977 | 0.51842
7800 | Lateral Hardening | Lateral Hardening-Fuse-60188297 | Laterals | 13807 | 0.12538 | 10 | 3 | 155056.99 | 0 | 74921.513 | 84524.5102 | 100741.6408 | -80135.477 | -70532.4798 | -54315.3492 | 0.48319 | 0.54512 | 0.64971 | 0.51842
12085 | Lateral Hardening | Lateral Hardening-Fuse-91964809 | Laterals | 13298 | 1.7536 | 87 | 40 | 1401049.13 | 0 | 692369.079 | 752649.0802 | 848977.6792 | -708680.051 | -648400.0498 | -552071.4508 | 0.49418 | 0.5372 | 0.60596 | 0.51826
2248 | Lateral Hardening | Lateral Hardening-Fuse-10928293 | Laterals | 13143 | 0.17481 | 21 | 17 | 366084.32 | 0 | 177259.1728 | 200247.1545 | 232614.7734 | -188825.1472 | -165837.1655 | -133469.5466 | 0.4842 | 0.547 | 0.63541 | 0.51816
14371 | Lateral Hardening | Lateral Hardening-Fuse-10813130 | Laterals | 13238 | 0.34508 | 15 |  | 117582.14 | 0 | 57217.9449 | 63866.0847 | 74237.993 | -60364.1951 | -53716.0553 | -43344.147 | 0.48662 | 0.54316 | 0.63137 | 0.51806
8102 | Lateral Hardening | Lateral Hardening-Fuse-10829444 | Laterals | 13687 | 0.15341 | 11 | 1 | 105583.26 | 0 | 51544.3326 | 57151.1614 | 66123.0087 | -54038.9274 | -48432.0986 | -39460.2513 | 0.48819 | 0.54129 | 0.62626 | 0.51793
14614 | Lateral Hardening | Lateral Hardening-Fuse-10676268 | Laterals | 13787 | 1.4843 | 68 | 60 | 674557.49 | 0 | 333580.5588 | 361386.0886 | 406960.683 | -340976.9312 | -313171.4014 | -267596.807 | 0.49452 | 0.53574 | 0.6033 | 0.51776
2373 | Lateral Hardening | Lateral Hardening-Fuse-90446791 | Laterals | 13661 | 0.17008 | 9 | 5 | 50000 | 0 | 24287.5065 | 27163.2729 | 31596.1544 | -25712.4935 | -22836.7271 | -18403.8456 | 0.48575 | 0.54327 | 0.63192 | 0.51762
3102 | Lateral Hardening | Lateral Hardening-Fuse-10657007 | Laterals | 13098 | 0.16193 | 10 | 4 | 61330.95 | 0 | 29711.3087 | 33321.5699 | 38994.9771 | -31619.6413 | -28009.3801 | -22335.9729 | 0.48444 | 0.54331 | 0.63581 | 0.51724
68 | Lateral Hardening | Lateral Hardening-Fuse-91965432 | Laterals | 13027 | 0.38333 | 34 | 36 | 568966.45 | 0 | 280489.6285 | 305165.3329 | 344148.9143 | -288476.8215 | -263801.1171 | -224817.5357 | 0.49298 | 0.53635 | 0.60487 | 0.51718
16076 | Lateral Hardening | Lateral Hardening-Fuse-92600973 | Laterals | 13118 | 0.02803 | 4 | 31 | 50000 | 0 | 24081.5484 | 27350.6443 | 32044.6396 | -25918.4516 | -22649.3557 | -17955.3604 | 0.48163 | 0.54701 | 0.64089 | 0.51717
16665 | Lateral Hardening | Lateral Hardening-Fuse-92388708 | Laterals | 13910 | 0.12917 | 10 | 10 | 82187.93 | 0 | 40092.8016 | 44456.3726 | 50846.605 | -42095.1284 | -37731.5574 | -31341.325 | 0.48782 | 0.54091 | 0.61866 | 0.51683
14289 | Lateral Hardening | Lateral Hardening-Fuse-60151023 | Laterals | 13747 | 0.2553 | 30 | 3 | 619615.64 | 0 | 297377.905 | 338538.9406 | 400322.3121 | -322237.735 | -281076.6994 | -219293.3279 | 0.47994 | 0.54637 | 0.64608 | 0.51648
7513 | Lateral Hardening | Lateral Hardening-Fuse-90574267 | Laterals | 13769 | 0.48712 | 22 | 1 | 191856.75 | 0 | 93331.5927 | 103467.6131 | 120034.0464 | -98525.1573 | -88389.1369 | -71822.7036 | 0.48646 | 0.5393 | 0.62564 | 0.51623
11593 | Lateral Hardening | Lateral Hardening-Fuse-10758560 | Laterals | 13422 | 0.27898 | 19 | 30 | 424082.59 | 0 | 205016.1231 | 231202.273 | 265350.701 | -219066.4669 | -192880.317 | -158731.889 | 0.48343 | 0.54518 | 0.62571 | 0.51619
8109 | Lateral Hardening | Lateral Hardening-Fuse-10868136 | Laterals | 13231 | 0.83277 | 56 | 103 | 882235.75 | 0 | 434834.9593 | 471582.8609 | 529968.748 | -447400.7907 | -410652.8891 | -352267.002 | 0.49288 | 0.53453 | 0.60071 | 0.51616
18628 | Lateral Hardening | Lateral Hardening-Fuse-60238820 | Laterals | 13660 | 0.25625 | 14 | 3 | 247791.84 | 0 | 119730.4867 | 134551.6223 | 156403.7336 | -128061.3533 | -113240.2177 | -91388.1064 | 0.48319 | 0.543 | 0.63119 | 0.51593
17780 | Lateral Hardening | Lateral Hardening-Fuse-91582918 | Laterals | 13835 | 0.16269 | 11 | 50 | 339142.34 | 0 | 162498.0172 | 185377.9076 | 217854.3564 | -176644.3228 | -153764.4324 | -121287.9836 | 0.47914 | 0.54661 | 0.64237 | 0.51571
10452 | Lateral Hardening | Lateral Hardening-Fuse-92661506 | Laterals | 14042 | 0.67292 | 32 | 0 | 331058.68 | 0 | 161283.7769 | 178082.3346 | 205109.6687 | -169774.9031 | -152976.3454 | -125949.0113 | 0.48718 | 0.53792 | 0.61956 | 0.51564
5652 | Lateral Hardening | Lateral Hardening-Fuse-90617833 | Laterals | 13470 | 0.19451 | 16 | 18 | 317952.41 | 0 | 153511.381 | 172501.5247 | 200621.8001 | -164441.029 | -145450.8853 | -117330.6099 | 0.48281 | 0.54254 | 0.63098 | 0.51555
5830 | Lateral Hardening | Lateral Hardening-Fuse-92213455 | Laterals | 14111 | 0.56951 | 43 | 44 | 660839.48 | 0 | 323606.4871 | 354380.6153 | 401055.4125 | -337232.9929 | -306458.8647 | -259784.0675 | 0.48969 | 0.53626 | 0.60689 | 0.51538
4090 | Lateral Hardening | Lateral Hardening-Fuse-91194181 | Laterals | 13660 | 0.58314 | 24 |  | 163166.18 | 0 | 79303.7477 | 87910.4256 | 101351.8644 | -83862.4323 | -75255.7544 | -61814.3156 | 0.48603 | 0.53878 | 0.62116 | 0.51537
3523 | Lateral Hardening | Lateral Hardening-Fuse-92613809 | Laterals | 13254 | 1.1366 | 42 |  | 321708.71 | 0 | 157872.5017 | 171689.5855 | 195089.0552 | -163836.2083 | -150019.1245 | -126619.6548 | 0.49073 | 0.53368 | 0.60642 | 0.51518
9167 | Lateral Hardening | Lateral Hardening-Fuse-60155072 | Laterals | 13115 | 0.13883 | 7 | 3 | 55480.67 | 0 | 26650.5774 | 30159.9871 | 35420.9527 | -28830.0926 | -25320.6829 | -20059.7173 | 0.48036 | 0.54361 | 0.63844 | 0.51514
3134 | Lateral Hardening | Lateral Hardening-Fuse-10704114 | Laterals | 13962 | 0.13239 | 11 | 6 | 70665.51 | 0 | 34251.5904 | 38085.1342 | 44205.8702 | -36413.9196 | -32580.3758 | -26459.6398 | 0.4847 | 0.53895 | 0.62557 | 0.51506
10904 | Lateral Hardening | Lateral Hardening-Fuse-10704125 | Laterals | 13962 | 0.19034 | 8 | 2 | 101757.84 | 0 | 48862.3187 | 55300.3517 | 64689.0222 | -52895.5213 | -46457.4883 | -37068.8178 | 0.48018 | 0.54345 | 0.63572 | 0.51472
18552 | Lateral Hardening | Lateral Hardening-Fuse-10643536 | Laterals | 13390 | 0.24091 | 14 | 7 | 128575.14 | 0 | 62393.234 | 69324.3529 | 79327.1906 | -66181.906 | -59250.7871 | -49247.9494 | 0.48527 | 0.53917 | 0.61697 | 0.51461
17072 | Lateral Hardening | Lateral Hardening-Fuse-91655480 | Laterals | 13128 | 0.21913 | 12 | 3 | 114975.04 | 0 | 55594.3922 | 62004.7369 | 71831.7484 | -59380.6478 | -52970.3031 | -43143.2916 | 0.48353 | 0.53929 | 0.62476 | 0.51438
4380 | Lateral Hardening | Lateral Hardening-Fuse-10686127 | Laterals | 13808 | 0.21875 | 14 | 2 | 110504.88 | 0 | 53627.395 | 59402.0832 | 68434.5335 | -56877.485 | -51102.7968 | -42070.3465 | 0.48529 | 0.53755 | 0.61929 | 0.51437
633 | Lateral Hardening | Lateral Hardening-Fuse-60326098 | Laterals | 13785 | 0.22633 | 12 | 6 | 111134.48 | 0 | 53242.9108 | 60145.1489 | 71745.0105 | -57891.5692 | -50989.3311 | -39389.4695 | 0.47909 | 0.54119 | 0.64557 | 0.51437
4797 | Lateral Hardening | Lateral Hardening-Fuse-10558858 | Laterals | 13772 | 0.8839 | 44 | 53 | 944689.83 | 0 | 459729.6059 | 508532.0504 | 572371.9407 | -484960.2241 | -436157.7796 | -372317.8893 | 0.48665 | 0.53831 | 0.60588 | 0.51407
2125 | Lateral Hardening | Lateral Hardening-Fuse-60024624 | Laterals | 13303 | 1.3015 | 57 | 15 | 625524.43 | 0 | 305780.0628 | 333399.432 | 377811.3105 | -319744.3672 | -292124.998 | -247713.1195 | 0.48884 | 0.53299 | 0.60399 | 0.5136
11220 | Lateral Hardening | Lateral Hardening-Fuse-92865597 | Laterals | 13460 | 0.47708 | 25 | 8 | 436632.7 | 0 | 212682.708 | 234381.5036 | 263091.1304 | -223949.992 | -202251.1964 | -173541.5696 | 0.4871 | 0.53679 | 0.60255 | 0.51355
3648 | Lateral Hardening | Lateral Hardening-Fuse-10120791 | Laterals | 13053 | 0.27765 | 25 | 41 | 428723.02 | 0 | 205948.4879 | 232146.986 | 268481.1238 | -222774.5321 | -196576.034 | -160241.8962 | 0.48038 | 0.54148 | 0.62623 | 0.51329
17341 | Lateral Hardening | Lateral Hardening-Fuse-10163212 | Laterals | 13091 | 0.068939 | 5 | 20 | 96832.61 | 0 | 46204.919 | 52641.299 | 61535.1524 | -50627.691 | -44191.311 | -35297.4576 | 0.47716 | 0.54363 | 0.63548 | 0.51294
18823 | Lateral Hardening | Lateral Hardening-Fuse-91947694 | Laterals | 13143 | 0.062121 | 8 | 10 | 137296.58 | 0 | 65536.4989 | 74436.1614 | 87315.5612 | -71760.0811 | -62860.4186 | -49981.0188 | 0.47734 | 0.54216 | 0.63596 | 0.51264
3623 | Lateral Hardening | Lateral Hardening-Fuse-10686189 | Laterals | 13808 | 0.16326 | 8 | 1 | 61949.81 | 0 | 29618.9499 | 33390.5549 | 39694.1158 | -32330.8601 | -28559.2551 | -22255.6942 | 0.47811 | 0.53899 | 0.64075 | 0.51264
10091 | Lateral Hardening | Lateral Hardening-Fuse-10761273 | Laterals | 13330 | 0.50265 | 24 | 23 | 456339.4 | 0 | 222803.6759 | 243039.4577 | 272875.6856 | -233535.7241 | -213299.9423 | -183463.7144 | 0.48824 | 0.53258 | 0.59797 | 0.51252
6153 | Lateral Hardening | Lateral Hardening-Fuse-92206620 | Laterals | 13236 | 0.25549 | 19 | 7 | 165870.37 | 0 | 80240.1397 | 88872.485 | 102008.5154 | -85630.2303 | -76997.885 | -63861.8546 | 0.48375 | 0.53579 | 0.61499 | 0.51249
7273 | Lateral Hardening | Lateral Hardening-Fuse-92876734 | Laterals | 13460 | 0.28144 | 18 | 32 | 239702.34 | 0 | 114029.3046 | 129549.4881 | 154735.5467 | -125673.0354 | -110152.8519 | -84966.7933 | 0.47571 | 0.54046 | 0.64553 | 0.51212
17848 | Lateral Hardening | Lateral Hardening-Fuse-10406667 | Laterals | 13630 | 0.33902 | 27 | 50 | 330420.85 | 0 | 160499.7836 | 175941.6326 | 200534.9411 | -169921.0664 | -154479.2174 | -129885.9089 | 0.48574 | 0.53248 | 0.60691 | 0.51188
10286 | Lateral Hardening | Lateral Hardening-Fuse-92318103 | Laterals | 13621 | 0.75909 | 50 | 79 | 723933.81 | 0 | 354274.0116 | 383058.4464 | 430142.8728 | -369659.7984 | -340875.3636 | -293790.9372 | 0.48937 | 0.52913 | 0.59417 | 0.51178
14495 | Lateral Hardening | Lateral Hardening-Fuse-10368953 | Laterals | 13097 | 0.22633 | 15 | 5 | 167376.41 | 0 | 80988.3836 | 89132.7594 | 103078.5457 | -86388.0264 | -78243.6506 | -64297.8643 | 0.48387 | 0.53253 | 0.61585 | 0.51167
4588 | Lateral Hardening | Lateral Hardening-Fuse-60167012 | Laterals | 13293 | 0.15606 | 19 | 17 | 151946.26 | 0 | 73325.0361 | 81466.8288 | 93044.426 | -78621.2239 | -70479.4312 | -58901.834 | 0.48257 | 0.53616 | 0.61235 | 0.51163
15448 | Lateral Hardening | Lateral Hardening-Fuse-90746814 | Laterals | 13993 | 0.16061 | 9 | 1 | 149107.27 | 0 | 71434.9444 | 80404.0447 | 92985.6277 | -77672.3256 | -68703.2253 | -56121.6423 | 0.47908 | 0.53924 | 0.62362 | 0.51158
10272 | Lateral Hardening | Lateral Hardening-Fuse-93232680 | Laterals | 13696 | 0.089773 | 11 | 12 | 139085.94 | 0 | 66285.0501 | 74903.6088 | 89106.8782 | -72800.8899 | -64182.3312 | -49979.0618 | 0.47658 | 0.53854 | 0.64066 | 0.51157
746 | Lateral Hardening | Lateral Hardening-Fuse-92386548 | Laterals | 13910 | 0.40852 | 25 | 21 | 281686.11 | 0 | 137390.9053 | 149427.8269 | 168343.7757 | -144295.2047 | -132258.2831 | -113342.3343 | 0.48774 | 0.53048 | 0.59763 | 0.51155
15452 | Lateral Hardening | Lateral Hardening-Fuse-60530363 | Laterals | 13698 | 1.346 | 69 | 42 | 1024812.12 | 0 | 502806.6178 | 540987.4341 | 601518.7139 | -522005.5022 | -483824.6859 | -423293.4061 | 0.49063 | 0.52789 | 0.58696 | 0.51144
2702 | Lateral Hardening | Lateral Hardening-Fuse-92251089 | Laterals | 13342 | 0.12519 | 13 | 20 | 138303.89 | 0 | 65797.0832 | 74577.9904 | 88591.4998 | -72506.8068 | -63725.8996 | -49712.3902 | 0.47574 | 0.53923 | 0.64056 | 0.51127
7685 | Lateral Hardening | Lateral Hardening-Fuse-10129888 | Laterals | 13006 | 0.2947 | 13 | 23 | 121255.3 | 0 | 58035.5768 | 65255.7224 | 75766.6402 | -63219.7232 | -55999.5776 | -45488.6598 | 0.47862 | 0.53817 | 0.62485 | 0.51111
18551 | Lateral Hardening | Lateral Hardening-Fuse-10197574 | Laterals | 13358 | 0.0017045 | 2 | 20 | 56383.59 | 0 | 26858.7819 | 30448.0957 | 35636.1039 | -29524.8081 | -25935.4943 | -20747.4861 | 0.47636 | 0.54002 | 0.63203 | 0.51102
15113 | Lateral Hardening | Lateral Hardening-Fuse-92815127 | Laterals | 13490 | 0.2661 | 33 | 83 | 513549.53 | 0 | 248217.622 | 273824.7269 | 312686.0296 | -265331.908 | -239724.8031 | -200863.5004 | 0.48334 | 0.5332 | 0.60887 | 0.51085
3006 | Lateral Hardening | Lateral Hardening-Fuse-92527518 | Laterals | 13219 | 0.2286 | 18 | 27 | 284784.88 | 0 | 135747.3976 | 153641.3681 | 179387.1049 | -149037.4824 | -131143.5119 | -105397.7751 | 0.47667 | 0.5395 | 0.6299 | 0.51084
11043 | Lateral Hardening | Lateral Hardening-Fuse-90459314 | Laterals | 13177 | 0.096023 | 8 | 7 | 119446.68 | 0 | 56725.9453 | 64480.7173 | 75442.0937 | -62720.7347 | -54965.9627 | -44004.5863 | 0.47491 | 0.53983 | 0.6316 | 0.51005
9398 | Lateral Hardening | Lateral Hardening-Fuse-92681185 | Laterals | 13242 | 0.093939 | 6 | 1 | 55680.29 | 0 | 26492.2474 | 29910.1256 | 35168.3668 | -29188.0426 | -25770.1644 | -20511.9232 | 0.47579 | 0.53718 | 0.63161 | 0.50979
8693 | Lateral Hardening | Lateral Hardening-Fuse-90284139 | Laterals | 13389 | 0.17879 | 14 | 33 | 138115.06 | 0 | 65446.9775 | 74333.4093 | 88227.0556 | -72668.0825 | -63781.6507 | -49888.0044 | 0.47386 | 0.5382 | 0.63879 | 0.50965
12842 | Lateral Hardening | Lateral Hardening-Fuse-92487846 | Laterals | 13020 | 0.23239 | 9 | 1 | 67694.91 | 0 | 32122.9424 | 36295.316 | 43232.0429 | -35571.9676 | -31399.594 | -24462.8671 | 0.47453 | 0.53616 | 0.63863 | 0.50943
14066 | Lateral Hardening | Lateral Hardening-Fuse-93210204 | Laterals | 13656 | 0.1767 | 6 | 2 | 63067.35 | 0 | 29967.1299 | 33828.5942 | 39807.9947 | -33100.2201 | -29238.7558 | -23259.3553 | 0.47516 | 0.53639 | 0.6312 | 0.50913
6655 | Lateral Hardening | Lateral Hardening-Fuse-10121722 | Laterals | 13102 | 0.23163 | 19 | 46 | 372586.27 | 0 | 177361.8418 | 200005.2348 | 231721.2611 | -195224.4282 | -172581.0352 | -140865.0089 | 0.47603 | 0.5368 | 0.62193 | 0.50885
12561 | Lateral Hardening | Lateral Hardening-Fuse-10095474 | Laterals | 13786 | 0.69318 | 40 | 27 | 545726.94 | 0 | 265346.1458 | 287437.4412 | 322190.6626 | -280380.7942 | -258289.4988 | -223536.2774 | 0.48623 | 0.52671 | 0.59039 | 0.50879
14488 | Lateral Hardening | Lateral Hardening-Fuse-10162586 | Laterals | 13031 | 0.11458 | 7 | 17 | 148499.2 | 0 | 70283.1357 | 79661.1054 | 93530.0154 | -78216.0643 | -68838.0946 | -54969.1846 | 0.47329 | 0.53644 | 0.62984 | 0.50789
4771 | Lateral Hardening | Lateral Hardening-Fuse-10694166 | Laterals | 13254 | 0.71629 | 24 | 0 | 111840.61 | 0 | 52102.9108 | 60106.6181 | 74763.9649 | -59737.6992 | -51733.9919 | -37076.6451 | 0.46587 | 0.53743 | 0.66849 | 0.5076
7790 | Lateral Hardening | Lateral Hardening-Fuse-10071949 | Laterals | 13305 | 0.32917 | 17 | 4 | 119172.62 | 0 | 56959.3411 | 63262.068 | 73265.5146 | -62213.2789 | -55910.552 | -45907.1054 | 0.47796 | 0.53084 | 0.61478 | 0.50751
3972 | Lateral Hardening | Lateral Hardening-Fuse-93053035 | Laterals | 13593 | 0.29659 | 24 | 26 | 334755.09 | 0 | 158385.1522 | 179722.6303 | 208064.1751 | -176369.9378 | -155032.4597 | -126690.9149 | 0.47314 | 0.53688 | 0.62154 | 0.5071
17536 | Lateral Hardening | Lateral Hardening-Fuse-90975467 | Laterals | 13236 | 0.058144 | 4 | 2 | 109456.04 | 0 | 51728.2484 | 58617.3295 | 68711.5428 | -57727.7916 | -50838.7105 | -40744.4972 | 0.47259 | 0.53553 | 0.62775 | 0.50699
9519 | Lateral Hardening | Lateral Hardening-Fuse-10920970 | Laterals | 13797 | 0.2483 | 15 | 30 | 157412.25 | 0 | 74057.4803 | 84234.9436 | 100891.0023 | -83354.7697 | -73177.3064 | -56521.2477 | 0.47047 | 0.53512 | 0.64093 | 0.50691
12731 | Lateral Hardening | Lateral Hardening-Fuse-10916757 | Laterals | 13805 | 0.18864 | 8 | 2 | 64058.97 | 0 | 30278.1781 | 34176.6323 | 40499.0624 | -33780.7919 | -29882.3377 | -23559.9076 | 0.47266 | 0.53352 | 0.63222 | 0.50687
17192 | Lateral Hardening | Lateral Hardening-Fuse-60144162 | Laterals | 13939 | 0.054356 | 1 | 2 | 50000 | 0 | 23694.4698 | 26710.854 | 30976.4725 | -26305.5302 | -23289.146 | -19023.5275 | 0.47389 | 0.53422 | 0.61953 | 0.50655
17266 | Lateral Hardening | Lateral Hardening-Fuse-91852805 | Laterals | 13224 | 0.02822 | 4 | 1 | 81354.65 | 0 | 38384.9118 | 43589.7517 | 50837.9165 | -42969.7382 | -37764.8983 | -30516.7335 | 0.47182 | 0.5358 | 0.62489 | 0.50632
5003 | Lateral Hardening | Lateral Hardening-Fuse-91683026 | Laterals | 13835 | 0.34129 | 21 | 52 | 384916.48 | 0 | 180786.3618 | 206012.277 | 244236.2713 | -204130.1182 | -178904.203 | -140680.2087 | 0.46968 | 0.53521 | 0.63452 | 0.50582
10451 | Lateral Hardening | Lateral Hardening-Fuse-10255357 | Laterals | 13586 | 0.23958 | 15 | 18 | 246774.1 | 0 | 116349.1142 | 131885.0321 | 154087.8669 | -130424.9858 | -114889.0679 | -92686.2331 | 0.47148 | 0.53444 | 0.62441 | 0.50566
17453 | Lateral Hardening | Lateral Hardening-Fuse-90852522 | Laterals | 13097 | 0.12197 | 6 | 1 | 58518.49 | 0 | 27831.3844 | 30965.394 | 36007.4743 | -30687.1056 | -27553.096 | -22511.0157 | 0.4756 | 0.52916 | 0.61532 | 0.50564
11461 | Lateral Hardening | Lateral Hardening-Fuse-90204872 | Laterals | 13772 | 0.51591 | 27 | 32 | 576628.26 | 0 | 270768.5948 | 308422.6788 | 364225.1079 | -305859.6652 | -268205.5812 | -212403.1521 | 0.46957 | 0.53487 | 0.63165 | 0.50537
18955 | Lateral Hardening | Lateral Hardening-Fuse-91150444 | Laterals | 13787 | 1.0975 | 36 | 9 | 251266.3 | 0 | 119926.505 | 132366.3306 | 152842.4953 | -131339.795 | -118899.9694 | -98423.8047 | 0.47729 | 0.5268 | 0.60829 | 0.50524
1999 | Lateral Hardening | Lateral Hardening-Fuse-10662314 | Laterals | 13473 | 0.13371 | 10 | 17 | 201892.19 | 0 | 95108.2912 | 107398.0006 | 126936.7281 | -106783.8988 | -94494.1894 | -74955.4619 | 0.47108 | 0.53196 | 0.62874 | 0.50511
3607 | Lateral Hardening | Lateral Hardening-Fuse-92849397 | Laterals | 13011 | 0.12083 | 6 | 3 | 98437.3 | 0 | 46385.6865 | 52360.4822 | 61600.2149 | -52051.6135 | -46076.8178 | -36837.0851 | 0.47122 | 0.53192 | 0.62578 | 0.50489
12372 | Lateral Hardening | Lateral Hardening-Fuse-10684591 | Laterals | 13313 | 0.03428 | 5 | 2 | 50000 | 0 | 23533.9832 | 26671.3619 | 31141.4997 | -26466.0168 | -23328.6381 | -18858.5003 | 0.47068 | 0.53343 | 0.62283 | 0.50472
6595 | Lateral Hardening | Lateral Hardening-Fuse-10127381 | Laterals | 13077 | 0.10076 | 11 | 1 | 233136.29 | 0 | 109586.8027 | 124356.831 | 145772.561 | -123549.4873 | -108779.459 | -87363.729 | 0.47005 | 0.53341 | 0.62527 | 0.50458
13760 | Lateral Hardening | Lateral Hardening-Fuse-91629604 | Laterals | 13254 | 0.43561 | 21 | 1 | 204899.53 | 0 | 96512.8213 | 108900.6862 | 127796.6668 | -108386.7087 | -95998.8438 | -77102.8632 | 0.47103 | 0.53148 | 0.6237 | 0.50443
10181 | Lateral Hardening | Lateral Hardening-Fuse-10274735 | Laterals | 14274 | 0.097159 | 11 | 8 | 59877.87 | 0 | 28135.3003 | 31834.387 | 37701.9672 | -31742.5697 | -28043.483 | -22175.9028 | 0.46988 | 0.53166 | 0.62965 | 0.50439
10229 | Lateral Hardening | Lateral Hardening-Fuse-10679420 | Laterals | 13807 | 0.27008 | 16 | 5 | 219902.96 | 0 | 104814.1189 | 115691.4782 | 133080.6556 | -115088.8411 | -104211.4818 | -86822.3044 | 0.47664 | 0.5261 | 0.60518 | 0.50433
19435 | Lateral Hardening | Lateral Hardening-Fuse-91074582 | Laterals | 13236 | 0.18371 | 11 | 1 | 182499.7 | 0 | 86141.6866 | 96801.9041 | 112603.0435 | -96358.0134 | -85697.7959 | -69896.6565 | 0.47201 | 0.53042 | 0.617 | 0.50403
5681 | Lateral Hardening | Lateral Hardening-Fuse-93272134 | Laterals | 13027 | 0.14489 | 12 | 27 | 151526.28 | 0 | 71885.3242 | 80111.1426 | 91996.8208 | -79640.9558 | -71415.1374 | -59529.4592 | 0.47441 | 0.52869 | 0.60713 | 0.50397
3519 | Lateral Hardening | Lateral Hardening-Fuse-90787418 | Laterals | 13303 | 0.18958 | 11 | 2 | 64137.67 | 0 | 30068.7934 | 34005.5713 | 40687.8175 | -34068.8766 | -30132.0987 | -23449.8525 | 0.46882 | 0.5302 | 0.63438 | 0.50379
11172 | Lateral Hardening | Lateral Hardening-Fuse-10645537 | Laterals | 13148 | 0.19015 | 8 | 1 | 64184.89 | 0 | 30529.5132 | 33729.9568 | 38984.4726 | -33655.3768 | -30454.9332 | -25200.4174 | 0.47565 | 0.52551 | 0.60738 | 0.50378
754 | Lateral Hardening | Lateral Hardening-Fuse-60154855 | Laterals | 13089 | 0.035985 | 4 | 7 | 78882.53 | 0 | 37006.9476 | 42026.0466 | 49248.6825 | -41875.5824 | -36856.4834 | -29633.8475 | 0.46914 | 0.53277 | 0.62433 | 0.50375
2076 | Lateral Hardening | Lateral Hardening-Fuse-10674260 | Laterals | 13414 | 0.058523 | 4 | 1 | 86066.65 | 0 | 40456.1945 | 45720.6688 | 53656.151 | -45610.4555 | -40345.9812 | -32410.499 | 0.47006 | 0.53122 | 0.62343 | 0.50374
6380 | Lateral Hardening | Lateral Hardening-Fuse-92070480 | Laterals | 13967 | 0.2197 | 26 | 21 | 210564.19 | 0 | 98656.9327 | 111644.5404 | 133642.232 | -111907.2573 | -98919.6496 | -76921.958 | 0.46854 | 0.53022 | 0.63469 | 0.50366
11032 | Lateral Hardening | Lateral Hardening-Fuse-90148151 | Laterals | 13207 | 0.23277 | 18 | 35 | 469140.46 | 0 | 223350.3985 | 247645.9146 | 279229.8284 | -245790.0615 | -221494.5454 | -189910.6316 | 0.47608 | 0.52787 | 0.59519 | 0.50353
18959 | Lateral Hardening | Lateral Hardening-Fuse-10754796 | Laterals | 14306 | 1.1769 | 58 | 38 | 635326.19 | 0 | 301918.6061 | 333784.7681 | 385846.735 | -333407.5839 | -301541.4219 | -249479.455 | 0.47522 | 0.52538 | 0.60732 | 0.50348
15057 | Lateral Hardening | Lateral Hardening-Fuse-10834660 | Laterals | 13041 | 0.39545 | 26 | 37 | 310818.12 | 0 | 148850.6176 | 162679.4312 | 183501.479 | -161967.5024 | -148138.6888 | -127316.641 | 0.4789 | 0.52339 | 0.59038 | 0.5034
14820 | Lateral Hardening | Lateral Hardening-Fuse-60160330 | Laterals | 14123 | 0.30682 | 18 | 8 | 225869.16 | 0 | 108018.9351 | 118261.4766 | 134098.4733 | -117850.2249 | -107607.6834 | -91770.6867 | 0.47824 | 0.52358 | 0.5937 | 0.50339
8171 | Lateral Hardening | Lateral Hardening-Fuse-10758590 | Laterals | 13422 | 1.2201 | 63 | 57 | 1027318.74 | 0 | 495986.6248 | 533634.0746 | 594506.6183 | -531332.1152 | -493684.6654 | -432812.1217 | 0.4828 | 0.51944 | 0.5787 | 0.50338
2794 | Lateral Hardening | Lateral Hardening-Fuse-90100796 | Laterals | 13808 | 0.32633 | 12 | 5 | 127305.2 | 0 | 60598.8589 | 66829.0303 | 76419.6874 | -66706.3411 | -60476.1697 | -50885.5126 | 0.47601 | 0.52495 | 0.60029 | 0.50312
18251 | Lateral Hardening | Lateral Hardening-Fuse-10556616 | Laterals | 13298 | 0.7947 | 33 | 0 | 144181.03 | 0 | 66891.2718 | 76592.3665 | 93779.6474 | -77289.7582 | -67588.6635 | -50401.3826 | 0.46394 | 0.53122 | 0.65043 | 0.50277
8543 | Lateral Hardening | Lateral Hardening-Fuse-60062651 | Laterals | 13204 | 0.15871 | 17 | 19 | 211829.87 | 0 | 98977.0158 | 112280.0235 | 134078.571 | -112852.8542 | -99549.8465 | -77751.299 | 0.46725 | 0.53005 | 0.63295 | 0.50266
15767 | Lateral Hardening | Lateral Hardening-Fuse-60418676 | Laterals | 13097 | 0.38731 | 21 | 34 | 279509.58 | 0 | 133914.62 | 145679.3588 | 163992.5018 | -145594.96 | -133830.2212 | -115517.0782 | 0.47911 | 0.5212 | 0.58672 | 0.50249
1439 | Lateral Hardening | Lateral Hardening-Fuse-10061207 | Laterals | 13071 | 0.31591 | 25 | 7 | 351611.79 | 0 | 165268.5302 | 186365.0832 | 216039.8485 | -186343.2598 | -165246.7068 | -135571.9415 | 0.47003 | 0.53003 | 0.61443 | 0.50247
13357 | Lateral Hardening | Lateral Hardening-Fuse-93063457 | Laterals | 13099 | 0.20038 | 12 | 3 | 60596.17 | 0 | 28204.1423 | 32134.0866 | 38829.4722 | -32392.0277 | -28462.0834 | -21766.6978 | 0.46544 | 0.5303 | 0.64079 | 0.50244
17567 | Lateral Hardening | Lateral Hardening-Fuse-60211077 | Laterals | 14071 | 0.075 | 4 | 1 | 102996.9 | 0 | 48305.4863 | 54492.4032 | 64072.4897 | -54691.4137 | -48504.4968 | -38924.4103 | 0.469 | 0.52907 | 0.62208 | 0.50233
18346 | Lateral Hardening | Lateral Hardening-Fuse-90107050 | Laterals | 13808 | 0.1822 | 9 | 2 | 151410.31 | 0 | 70947.2386 | 79876.515 | 95225.5697 | -80463.0714 | -71533.795 | -56184.7403 | 0.46858 | 0.52755 | 0.62892 | 0.5023
6058 | Lateral Hardening | Lateral Hardening-Fuse-60146776 | Laterals | 13436 | 0.19527 | 10 | 48 | 50000 | 0 | 23068.4151 | 26619.5475 | 32812.5106 | -26931.5849 | -23380.4525 | -17187.4894 | 0.46137 | 0.53239 | 0.65625 | 0.50216
2098 | Lateral Hardening | Lateral Hardening-Fuse-60009273 | Laterals | 13113 | 0.20076 | 18 | 23 | 309855.16 | 0 | 144871.6778 | 164459.5016 | 193257.8001 | -164983.4822 | -145395.6584 | -116597.3599 | 0.46755 | 0.53076 | 0.6237 | 0.50213
11449 | Lateral Hardening | Lateral Hardening-Fuse-10686256 | Laterals | 13808 | 0.073295 | 4 | 1 | 58403.31 | 0 | 27354.3098 | 30865.7244 | 36371.873 | -31049.0002 | -27537.5856 | -22031.437 | 0.46837 | 0.52849 | 0.62277 | 0.50185
13335 | Lateral Hardening | Lateral Hardening-Fuse-92692758 | Laterals | 13793 | 0.14943 | 10 | 7 | 199981.86 | 0 | 93554.6013 | 106094.266 | 123779.2725 | -106427.2587 | -93887.594 | -76202.5875 | 0.46782 | 0.53052 | 0.61895 | 0.50174
1192 | Lateral Hardening | Lateral Hardening-Fuse-60213251 | Laterals | 13439 | 0.44583 | 33 | 43 | 445243.54 | 0 | 210693.9211 | 233954.9778 | 267066.3851 | -234549.6189 | -211288.5622 | -178177.1549 | 0.47321 | 0.52545 | 0.59982 | 0.50154
19501 | Lateral Hardening | Lateral Hardening-Fuse-10167794 | Laterals | 13206 | 0.12159 | 10 | 21 | 225231.27 | 0 | 105276.9423 | 119274.5221 | 139703.5824 | -119954.3277 | -105956.7479 | -85527.6876 | 0.46742 | 0.52956 | 0.62027 | 0.50135
1300 | Lateral Hardening | Lateral Hardening-Fuse-60017419 | Laterals | 13029 | 0.31212 | 18 | 88 | 356400 | 0 | 169229.9997 | 186302.099 | 212161.5334 | -187170.0003 | -170097.901 | -144238.4666 | 0.47483 | 0.52273 | 0.59529 | 0.50125
1167 | Lateral Hardening | Lateral Hardening-Fuse-10714683 | Laterals | 13019 | 0.3642 | 16 | 7 | 127031.88 | 0 | 59432.257 | 66991.7199 | 79151.8384 | -67599.623 | -60040.1601 | -47880.0416 | 0.46785 | 0.52736 | 0.62309 | 0.50123
3074 | Lateral Hardening | Lateral Hardening-Fuse-91852787 | Laterals | 13224 | 0.082197 | 8 | 21 | 163766.95 | 0 | 76318.4379 | 86673.1134 | 102915.617 | -87448.5121 | -77093.8366 | -60851.333 | 0.46602 | 0.52925 | 0.62843 | 0.50123
1621 | Lateral Hardening | Lateral Hardening-Fuse-90672170 | Laterals | 13613 | 0.27235 | 30 | 43 | 567602.81 | 0 | 265937.0626 | 300258.3247 | 345534.4512 | -301665.7474 | -267344.4853 | -222068.3588 | 0.46853 | 0.52899 | 0.60876 | 0.50069
6674 | Lateral Hardening | Lateral Hardening-Fuse-60518283 | Laterals | 13236 | 0.60985 | 32 | 4 | 270907.73 | 0 | 127909.0848 | 141466.4488 | 163804.2007 | -142998.6452 | -129441.2812 | -107103.5293 | 0.47215 | 0.52219 | 0.60465 | 0.50041
2260 | Lateral Hardening | Lateral Hardening-Fuse-91121217 | Laterals | 13066 | 0.75019 | 50 | 96 | 824036.14 | 0 | 389497.7795 | 431570.3583 | 489019.5564 | -434538.3605 | -392465.7817 | -335016.5836 | 0.47267 | 0.52373 | 0.59344 | 0.50007
15044 | Lateral Hardening | Lateral Hardening-Fuse-60621698 | Laterals | 13296 | 0.23409 | 24 | 69 | 251593.23 | 0 | 118260.3702 | 132561.6909 | 150508.3623 | -133332.8598 | -119031.5391 | -101084.8677 | 0.47005 | 0.52689 | 0.59822 | 0.49992
15775 | Lateral Hardening | Lateral Hardening-Fuse-91870802 | Laterals | 13142 | 0.083712 | 10 | 36 | 297325.91 | 0 | 138180.4318 | 157280.5168 | 185078.59 | -159145.4782 | -140045.3932 | -112247.32 | 0.46474 | 0.52898 | 0.62248 | 0.49979
5084 | Lateral Hardening | Lateral Hardening-Fuse-60470174 | Laterals | 13422 | 0.21705 | 13 | 18 | 178395.15 | 0 | 84251.6273 | 92936.4437 | 107221.6979 | -94143.5227 | -85458.7063 | -71173.4521 | 0.47228 | 0.52096 | 0.60103 | 0.49976
5539 | Lateral Hardening | Lateral Hardening-Fuse-10288737 | Laterals | 13678 | 0.65 | 26 | 14 | 246530.04 | 0 | 117124.9673 | 128047.9795 | 145116.0134 | -129405.0727 | -118482.0605 | -101414.0266 | 0.47509 | 0.5194 | 0.58863 | 0.49974
15518 | Lateral Hardening | Lateral Hardening-Fuse-92614370 | Laterals | 13303 | 0.26326 | 14 |  | 92246.29 | 0 | 42644.2556 | 48687.9432 | 58971.6888 | -49602.0344 | -43558.3468 | -33274.6012 | 0.46229 | 0.5278 | 0.63929 | 0.49964
17432 | Lateral Hardening | Lateral Hardening-Fuse-10588796 | Laterals | 13471 | 0.05322 | 4 | 1 | 100169.44 | 0 | 46757.8511 | 52745.5647 | 61646.4528 | -53411.5889 | -47423.8753 | -38522.9872 | 0.46679 | 0.52656 | 0.61542 | 0.49958
7236 | Lateral Hardening | Lateral Hardening-Fuse-92621383 | Laterals | 13808 | 0.75417 | 32 | 10 | 359810.9 | 0 | 169346.1903 | 187466.9396 | 217309.1721 | -190464.7097 | -172343.9604 | -142501.7279 | 0.47065 | 0.52102 | 0.60395 | 0.49909
8189 | Lateral Hardening | Lateral Hardening-Fuse-60124033 | Laterals | 13218 | 0.2339 | 20 | 27 | 326329.27 | 0 | 152008.6942 | 172120.2234 | 199399.1682 | -174320.5758 | -154209.0466 | -126930.1018 | 0.46581 | 0.52744 | 0.61104 | 0.49883
5449 | Lateral Hardening | Lateral Hardening-Fuse-60013811 | Laterals | 13094 | 0.032008 | 5 | 11 | 78043.31 | 0 | 36256.3565 | 41154.1591 | 48206.1699 | -41786.9535 | -36889.1509 | -29837.1401 | 0.46457 | 0.52732 | 0.61768 | 0.49871
19056 | Lateral Hardening | Lateral Hardening-Fuse-90877918 | Laterals | 13695 | 0.18371 | 16 | 9 | 114944.3 | 0 | 54063.7239 | 59990.2545 | 68661.3625 | -60880.5761 | -54954.0455 | -46282.9375 | 0.47035 | 0.52191 | 0.59734 | 0.49851
11788 | Lateral Hardening | Lateral Hardening-Fuse-10433191 | Laterals | 13993 | 0.30909 | 21 | 26 | 328442.61 | 0 | 152741.0325 | 173222.7772 | 201076.0187 | -175701.5775 | -155219.8328 | -127366.5913 | 0.46505 | 0.52741 | 0.61221 | 0.49847
17063 | Lateral Hardening | Lateral Hardening-Fuse-90294102 | Laterals | 13815 | 0.10739 | 7 | 1 | 96811.08 | 0 | 45027.043 | 50779.3577 | 59814.3694 | -51784.037 | -46031.7223 | -36996.7106 | 0.4651 | 0.52452 | 0.61785 | 0.4982
8443 | Lateral Hardening | Lateral Hardening-Fuse-90976603 | Laterals | 13786 | 0.29318 | 15 | 5 | 177371.31 | 0 | 83332.1012 | 92447.8122 | 106235.4988 | -94039.2088 | -84923.4978 | -71135.8112 | 0.46982 | 0.52121 | 0.59894 | 0.49815
7760 | Lateral Hardening | Lateral Hardening-Fuse-92885179 | Laterals | 13710 | 0.50265 | 34 | 29 | 360453.46 | 0 | 170844.6126 | 186451.3421 | 211146.5515 | -189608.8474 | -174002.1179 | -149306.9085 | 0.47397 | 0.51727 | 0.58578 | 0.49814
3219 | Lateral Hardening | Lateral Hardening-Fuse-93059206 | Laterals | 13593 | 0.12178 | 7 | 79 | 50000 | 0 | 22874.1876 | 26429.7721 | 32468.1609 | -27125.8124 | -23570.2279 | -17531.8391 | 0.45748 | 0.5286 | 0.64936 | 0.49801
11080 | Lateral Hardening | Lateral Hardening-Fuse-93246870 | Laterals | 13175 | 0.031061 | 3 | 17 | 77319.43 | 0 | 35868.5923 | 40697.8376 | 47623.5046 | -41450.8377 | -36621.5924 | -29695.9254 | 0.4639 | 0.52636 | 0.61593 | 0.49784
9400 | Lateral Hardening | Lateral Hardening-Fuse-10667358 | Laterals | 13785 | 0.1197 | 7 | 0 | 50000 | 0 | 23385.9545 | 26099.6387 | 30269.2729 | -26614.0455 | -23900.3613 | -19730.7271 | 0.46772 | 0.52199 | 0.60539 | 0.49777
10857 | Lateral Hardening | Lateral Hardening-Fuse-91923280 | Laterals | 13610 | 0.031439 | 3 | 4 | 81855.3 | 0 | 37917.4424 | 43189.4022 | 50338.9275 | -43937.8576 | -38665.8978 | -31516.3725 | 0.46323 | 0.52763 | 0.61497 | 0.49772
10435 | Lateral Hardening | Lateral Hardening-Fuse-10296947 | Laterals | 13753 | 0.44432 | 35 | 44 | 676623.87 | 0 | 318901.069 | 351976.8698 | 397904.4569 | -357722.801 | -324647.0002 | -278719.4131 | 0.47131 | 0.5202 | 0.58807 | 0.49765
10088 | Lateral Hardening | Lateral Hardening-Fuse-60077876 | Laterals | 13153 | 0.046591 | 5 | 7 | 115338.54 | 0 | 53439.0044 | 60803.0366 | 70895.2721 | -61899.5356 | -54535.5034 | -44443.2679 | 0.46332 | 0.52717 | 0.61467 | 0.49761
5174 | Lateral Hardening | Lateral Hardening-Fuse-10636013 | Laterals | 13388 | 0.21686 | 10 | 3 | 70334.23 | 0 | 32391.0799 | 36948.0387 | 44742.6951 | -37943.1501 | -33386.1913 | -25591.5349 | 0.46053 | 0.52532 | 0.63614 | 0.49753
17414 | Lateral Hardening | Lateral Hardening-Fuse-10723976 | Laterals | 13780 | 0.44848 | 33 | 79 | 416025.23 | 0 | 195792.3073 | 215941.9633 | 246703.2811 | -220232.9227 | -200083.2667 | -169321.9489 | 0.47063 | 0.51906 | 0.593 | 0.49739
13656 | Lateral Hardening | Lateral Hardening-Fuse-10671325 | Laterals | 13724 | 0.37633 | 13 | 5 | 209810.27 | 0 | 97140.6323 | 110104.1055 | 129337.093 | -112669.6377 | -99706.1645 | -80473.177 | 0.46299 | 0.52478 | 0.61645 | 0.49687
3653 | Lateral Hardening | Lateral Hardening-Fuse-91527119 | Laterals | 13181 | 0.57102 | 60 | 77 | 718328.01 | 0 | 333046.4 | 377485.2894 | 438041.5196 | -385281.61 | -340842.7206 | -280286.4904 | 0.46364 | 0.52551 | 0.60981 | 0.49682
13109 | Lateral Hardening | Lateral Hardening-Fuse-10163211 | Laterals | 13091 | 0.082386 | 8 | 12 | 140192.74 | 0 | 64782.2576 | 73758.4166 | 86446.4443 | -75410.4824 | -66434.3234 | -53746.2957 | 0.46209 | 0.52612 | 0.61663 | 0.49676
7650 | Lateral Hardening | Lateral Hardening-Fuse-90445370 | Laterals | 13064 | 0.054545 | 6 | 3 | 104209.62 | 0 | 48190.313 | 54736.599 | 64069.7249 | -56019.307 | -49473.021 | -40139.8951 | 0.46244 | 0.52525 | 0.61482 | 0.49652
18770 | Lateral Hardening | Lateral Hardening-Fuse-91180866 | Laterals | 14012 | 0.089015 | 12 | 11 | 167774.7 | 0 | 77486.6042 | 87984.3774 | 103975.5162 | -90288.0958 | -79790.3226 | -63799.1838 | 0.46185 | 0.52442 | 0.61973 | 0.49641
1105 | Lateral Hardening | Lateral Hardening-Fuse-60179283 | Laterals | 13001 | 0.20852 | 14 | 38 | 307785.99 | 0 | 142664.2963 | 161521.5089 | 187316.0136 | -165121.6937 | -146264.4811 | -120469.9764 | 0.46352 | 0.52479 | 0.60859 | 0.49641
3344 | Lateral Hardening | Lateral Hardening-Fuse-91064215 | Laterals | 13449 | 0.58371 | 49 | 102 | 1109993.47 | 0 | 524313.9934 | 572831.7582 | 645503.9605 | -585679.4766 | -537161.7118 | -464489.5095 | 0.47236 | 0.51607 | 0.58154 | 0.49639
14911 | Lateral Hardening | Lateral Hardening-Fuse-90972726 | Laterals | 13624 | 0.92216 | 60 | 38 | 635397.06 | 0 | 300651.3706 | 327185.9878 | 368370.0473 | -334745.6894 | -308211.0722 | -267027.0127 | 0.47317 | 0.51493 | 0.57975 | 0.49636
3244 | Lateral Hardening | Lateral Hardening-Fuse-91799210 | Laterals | 13188 | 0.023295 | 3 | 1 | 54247.95 | 0 | 25080.9237 | 28507.2478 | 33228.5872 | -29167.0263 | -25740.7022 | -21019.3628 | 0.46234 | 0.5255 | 0.61253 | 0.49631
4438 | Lateral Hardening | Lateral Hardening-Fuse-10686211 | Laterals | 13808 | 0.93011 | 53 | 18 | 635054.3 | 0 | 300850.9031 | 326563.7764 | 366903.4552 | -334203.3969 | -308490.5236 | -268150.8448 | 0.47374 | 0.51423 | 0.57775 | 0.49629
14831 | Lateral Hardening | Lateral Hardening-Fuse-90523035 | Laterals | 13612 | 0.22405 | 22 | 42 | 361488.14 | 0 | 169695.2163 | 187176.317 | 214307.8387 | -191792.9237 | -174311.823 | -147180.3013 | 0.46944 | 0.51779 | 0.59285 | 0.49628
12232 | Lateral Hardening | Lateral Hardening-Fuse-60038722 | Laterals | 13490 | 0.13598 | 10 | 16 | 154207.82 | 0 | 71274.595 | 80588.3441 | 95535.9655 | -82933.225 | -73619.4759 | -58671.8545 | 0.4622 | 0.5226 | 0.61953 | 0.49605
9860 | Lateral Hardening | Lateral Hardening-Fuse-92888794 | Laterals | 13010 | 0.092424 | 9 | 6 | 75713.05 | 0 | 34979.6868 | 39488.5326 | 47042.7259 | -40733.3632 | -36224.5174 | -28670.3241 | 0.462 | 0.52156 | 0.62133 | 0.4958
407 | Lateral Hardening | Lateral Hardening-Fuse-90100445 | Laterals | 13808 | 0.74261 | 35 | 8 | 338183.4 | 0 | 158463.3887 | 174583.9202 | 201759.1608 | -179720.0113 | -163599.4798 | -136424.2392 | 0.46857 | 0.51624 | 0.5966 | 0.49568
8413 | Lateral Hardening | Lateral Hardening-Fuse-91070840 | Laterals | 13027 | 0.18466 | 17 | 23 | 471399.45 | 0 | 219925.6536 | 246017.3179 | 278619.8044 | -251473.7964 | -225382.1321 | -192779.6456 | 0.46654 | 0.52189 | 0.59105 | 0.49559
13156 | Lateral Hardening | Lateral Hardening-Fuse-91150130 | Laterals | 13373 | 0.29489 | 29 | 38 | 282810.18 | 0 | 132590.6876 | 146190.5269 | 167268.9994 | -150219.4924 | -136619.6531 | -115541.1806 | 0.46883 | 0.51692 | 0.59145 | 0.49552
8237 | Lateral Hardening | Lateral Hardening-Fuse-91403395 | Laterals | 14041 | 0.071591 | 6 | 24 | 106134.9 | 0 | 48953.4559 | 55627.8862 | 64994.313 | -57181.4441 | -50507.0138 | -41140.587 | 0.46124 | 0.52412 | 0.61237 | 0.49522
7345 | Lateral Hardening | Lateral Hardening-Fuse-10392912 | Laterals | 13522 | 0.080303 | 10 | 6 | 243386.6 | 0 | 112163.2578 | 127323.351 | 150014.6535 | -131223.3422 | -116063.249 | -93371.9465 | 0.46084 | 0.52313 | 0.61636 | 0.49508
16316 | Lateral Hardening | Lateral Hardening-Fuse-60009401 | Laterals | 13113 | 0.16231 | 14 | 46 | 298300.92 | 0 | 137161.6993 | 156326.6257 | 183822.3531 | -161139.2207 | -141974.2943 | -114478.5669 | 0.45981 | 0.52406 | 0.61623 | 0.49473
16789 | Lateral Hardening | Lateral Hardening-Fuse-10686187 | Laterals | 13808 | 0.26951 | 14 | 1 | 182745.63 | 0 | 84331.6099 | 95181.0563 | 112529.2901 | -98414.0201 | -87564.5737 | -70216.3399 | 0.46147 | 0.52084 | 0.61577 | 0.49471
4086 | Lateral Hardening | Lateral Hardening-Fuse-91957942 | Laterals | 13687 | 0.0096591 | 2 | 2 | 57044.67 | 0 | 26344.4639 | 29779.0138 | 34784.201 | -30700.2061 | -27265.6562 | -22260.469 | 0.46182 | 0.52203 | 0.60977 | 0.49468
5684 | Lateral Hardening | Lateral Hardening-Fuse-90417130 | Laterals | 13190 | 0.36004 | 29 | 25 | 411825.25 | 0 | 192439.5484 | 212269.3618 | 245172.2728 | -219385.7016 | -199555.8882 | -166652.9772 | 0.46728 | 0.51544 | 0.59533 | 0.49453
940 | Lateral Hardening | Lateral Hardening-Fuse-92187834 | Laterals | 13098 | 0.23201 | 17 | 15 | 166831.25 | 0 | 77773.7143 | 86004.9176 | 98901.9889 | -89057.5357 | -80826.3324 | -67929.2611 | 0.46618 | 0.51552 | 0.59283 | 0.49365
8621 | Lateral Hardening | Lateral Hardening-Fuse-10199128 | Laterals | 13867 | 0.51591 | 47 | 2 | 1073698.52 | 0 | 501555.953 | 555333.6622 | 623217.6797 | -572142.567 | -518364.8578 | -450480.8403 | 0.46713 | 0.51722 | 0.58044 | 0.49349
480 | Lateral Hardening | Lateral Hardening-Fuse-10650502 | Laterals | 13391 | 0.078788 | 4 | 2 | 73374.77 | 0 | 33794.1976 | 38159.0052 | 44818.136 | -39580.5724 | -35215.7648 | -28556.634 | 0.46057 | 0.52006 | 0.61081 | 0.49344
11022 | Lateral Hardening | Lateral Hardening-Fuse-92418308 | Laterals | 13082 | 0.060417 | 7 | 5 | 148640.81 | 0 | 68388.0334 | 77341.1438 | 90932.877 | -80252.7766 | -71299.6662 | -57707.933 | 0.46009 | 0.52032 | 0.61176 | 0.49333
2464 | Lateral Hardening | Lateral Hardening-Fuse-10801792 | Laterals | 13953 | 0.23049 | 14 | 4 | 416196.68 | 0 | 191509.9027 | 217194.3919 | 252400.0678 | -224686.7773 | -199002.2881 | -163796.6122 | 0.46014 | 0.52186 | 0.60644 | 0.49329
17229 | Lateral Hardening | Lateral Hardening-Fuse-10016615 | Laterals | 13535 | 0.5733 | 38 | 49 | 645966.84 | 0 | 301701.6896 | 332543.384 | 375460.1848 | -344265.1504 | -313423.456 | -270506.6552 | 0.46705 | 0.5148 | 0.58124 | 0.4928
16669 | Lateral Hardening | Lateral Hardening-Fuse-10093656 | Laterals | 13043 | 0.18845 | 19 | 36 | 365907.87 | 0 | 167601.5276 | 190773.2414 | 225060.744 | -198306.3424 | -175134.6286 | -140847.126 | 0.45804 | 0.52137 | 0.61507 | 0.49274
12995 | Lateral Hardening | Lateral Hardening-Fuse-10129822 | Laterals | 13422 | 0.42273 | 26 | 11 | 320984.58 | 0 | 149337.957 | 164909.8958 | 190707.5312 | -171646.623 | -156074.6842 | -130277.0488 | 0.46525 | 0.51376 | 0.59413 | 0.49269
4107 | Lateral Hardening | Lateral Hardening-Fuse-92224172 | Laterals | 14111 | 0.47083 | 40 | 45 | 701020.87 | 0 | 328295.7615 | 358551.4546 | 406066.3156 | -372725.1085 | -342469.4154 | -294954.5544 | 0.46831 | 0.51147 | 0.57925 | 0.49235
15748 | Lateral Hardening | Lateral Hardening-Fuse-92034734 | Laterals | 13043 | 0.059848 | 6 | 14 | 96077.09 | 0 | 44026.4846 | 50057.9588 | 58408.417 | -52050.6054 | -46019.1312 | -37668.673 | 0.45824 | 0.52102 | 0.60793 | 0.49204
14092 | Lateral Hardening | Lateral Hardening-Fuse-91615057 | Laterals | 13254 | 0.50133 | 22 | 1 | 283427.53 | 0 | 130035.0341 | 146991.2954 | 173230.4747 | -153392.4959 | -136436.2346 | -110197.0553 | 0.45879 | 0.51862 | 0.6112 | 0.49198
17415 | Lateral Hardening | Lateral Hardening-Fuse-92223396 | Laterals | 13489 | 0.074242 | 5 | 2 | 121108.34 | 0 | 55593.9821 | 62708.9562 | 73890.7226 | -65514.3579 | -58399.3838 | -47217.6174 | 0.45904 | 0.51779 | 0.61012 | 0.49178
10506 | Lateral Hardening | Lateral Hardening-Fuse-10143516 | Laterals | 13036 | 0.37803 | 37 | 44 | 372963.29 | 0 | 173260.877 | 191453.0803 | 219547.9952 | -199702.413 | -181510.2097 | -153415.2948 | 0.46455 | 0.51333 | 0.58866 | 0.4916
6217 | Lateral Hardening | Lateral Hardening-Fuse-91659404 | Laterals | 13305 | 0.20833 | 10 | 2 | 69625.93 | 0 | 31675.1763 | 36160.7369 | 43716.0555 | -37950.7537 | -33465.1931 | -25909.8745 | 0.45493 | 0.51936 | 0.62787 | 0.49155
13923 | Lateral Hardening | Lateral Hardening-Fuse-10465320 | Laterals | 13434 | 0.42955 | 35 | 47 | 333849.9 | 0 | 153559.7564 | 172218.6393 | 201254.0266 | -180290.1436 | -161631.2607 | -132595.8734 | 0.45997 | 0.51586 | 0.60283 | 0.49102
2723 | Lateral Hardening | Lateral Hardening-Fuse-60311595 | Laterals | 13298 | 0.20189 | 14 | 2 | 161924.63 | 0 | 73781.3457 | 84002.3819 | 100141.4863 | -88143.2843 | -77922.2481 | -61783.1437 | 0.45565 | 0.51877 | 0.61845 | 0.49087
13793 | Lateral Hardening | Lateral Hardening-Fuse-60022465 | Laterals | 13086 | 0.17254 | 12 | 1 | 139532.71 | 0 | 63822.1066 | 72249.734 | 84813.9103 | -75710.6034 | -67282.976 | -54718.7997 | 0.4574 | 0.5178 | 0.60784 | 0.49056
6379 | Lateral Hardening | Lateral Hardening-Fuse-91321877 | Laterals | 13909 | 0.074621 | 9 | 25 | 130475.42 | 0 | 59534.2659 | 67743.1519 | 79392.3053 | -70941.1541 | -62732.2681 | -51083.1147 | 0.45629 | 0.5192 | 0.60848 | 0.49038
13826 | Lateral Hardening | Lateral Hardening-Fuse-10199131 | Laterals | 13867 | 0.4358 | 16 | 0 | 144731.05 | 0 | 66913.9199 | 74109.3954 | 85673.0609 | -77817.1301 | -70621.6546 | -59057.9891 | 0.46233 | 0.51205 | 0.59195 | 0.49021
19517 | Lateral Hardening | Lateral Hardening-Fuse-91727273 | Laterals | 13412 | 0.64261 | 46 | 0 | 317392.74 | 0 | 146808.7057 | 162167.6299 | 188015.1755 | -170584.0343 | -155225.1101 | -129377.5645 | 0.46255 | 0.51094 | 0.59237 | 0.49005
8647 | Lateral Hardening | Lateral Hardening-Fuse-91967289 | Laterals | 13961 | 0.55303 | 38 | 66 | 563280.05 | 0 | 263318.8336 | 286180.6512 | 320030.1711 | -299961.2164 | -277099.3988 | -243249.8789 | 0.46747 | 0.50806 | 0.56815 | 0.48972
6694 | Lateral Hardening | Lateral Hardening-Fuse-90052199 | Laterals | 13313 | 0.0077652 | 4 | 2 | 73697.08 | 0 | 33629.2381 | 38098.5253 | 44610.5881 | -40067.8419 | -35598.5547 | -29086.4919 | 0.45632 | 0.51696 | 0.60532 | 0.48941
12207 | Lateral Hardening | Lateral Hardening-Fuse-91675693 | Laterals | 14041 | 0.14053 | 6 | 2 | 156824.87 | 0 | 71627.5106 | 80785.686 | 95393.4644 | -85197.3594 | -76039.184 | -61431.4056 | 0.45674 | 0.51513 | 0.60828 | 0.48941
19701 | Lateral Hardening | Lateral Hardening-Fuse-10916844 | Laterals | 13805 | 0.19186 | 10 | 2 | 64326.55 | 0 | 29108.4695 | 33226.0343 | 40134.037 | -35218.0805 | -31100.5157 | -24192.513 | 0.45251 | 0.51652 | 0.62391 | 0.48885
8403 | Lateral Hardening | Lateral Hardening-Fuse-10064526 | Laterals | 13405 | 0.14337 | 10 | 1 | 60297.11 | 0 | 27644.5131 | 30937.9881 | 36083.1865 | -32652.5969 | -29359.1219 | -24213.9235 | 0.45847 | 0.51309 | 0.59842 | 0.48885
16435 | Lateral Hardening | Lateral Hardening-Fuse-92682112 | Laterals | 13805 | 0.060606 | 2 | 1 | 57348.73 | 0 | 26165.957 | 29517.306 | 34542.9697 | -31182.773 | -27831.424 | -22805.7603 | 0.45626 | 0.5147 | 0.60233 | 0.4884
12157 | Lateral Hardening | Lateral Hardening-Fuse-92444784 | Laterals | 13010 | 0.40852 | 22 | 53 | 490893.93 | 0 | 225504.6038 | 252363.1185 | 287230.1992 | -265389.3262 | -238530.8115 | -203663.7308 | 0.45938 | 0.51409 | 0.58512 | 0.48836
318 | Lateral Hardening | Lateral Hardening-Fuse-60269819 | Laterals | 13889 | 0.29811 | 23 | 0 | 159073.18 | 0 | 73253.9187 | 81131.2483 | 93696.4616 | -85819.2613 | -77941.9317 | -65376.7184 | 0.4605 | 0.51002 | 0.58901 | 0.48821
2038 | Lateral Hardening | Lateral Hardening-Fuse-60348697 | Laterals | 13391 | 0.12386 | 6 | 1 | 62605.89 | 0 | 28519.3948 | 32152.1193 | 38040.8015 | -34086.4952 | -30453.7707 | -24565.0885 | 0.45554 | 0.51356 | 0.60762 | 0.48815
4939 | Lateral Hardening | Lateral Hardening-Fuse-91568033 | Laterals | 13044 | 0.066288 | 7 | 12 | 141064.18 | 0 | 64175.944 | 72686.329 | 85341.3299 | -76888.236 | -68377.851 | -55722.8501 | 0.45494 | 0.51527 | 0.60498 | 0.48804
3857 | Lateral Hardening | Lateral Hardening-Fuse-60033355 | Laterals | 13163 | 0.051705 | 5 | 32 | 92183.52 | 0 | 41893.5524 | 47602.5064 | 55720.4744 | -50289.9676 | -44581.0136 | -36463.0456 | 0.45446 | 0.51639 | 0.60445 | 0.48804
17163 | Lateral Hardening | Lateral Hardening-Fuse-10650566 | Laterals | 13391 | 0.24981 | 10 | 2 | 69142.99 | 0 | 31878.6614 | 35170.5113 | 40607.4379 | -37264.3286 | -33972.4787 | -28535.5521 | 0.46105 | 0.50866 | 0.5873 | 0.48796
6233 | Lateral Hardening | Lateral Hardening-Fuse-10813116 | Laterals | 13645 | 0.11439 | 6 | 1 | 57888.89 | 0 | 26526.0507 | 29586.3075 | 34362.1868 | -31362.8393 | -28302.5825 | -23526.7032 | 0.45822 | 0.51109 | 0.59359 | 0.48762
8432 | Lateral Hardening | Lateral Hardening-Fuse-10098736 | Laterals | 13087 | 0.57898 | 42 | 60 | 552933.18 | 0 | 257141.1663 | 279203.8848 | 314710.9454 | -295792.0137 | -273729.2952 | -238222.2346 | 0.46505 | 0.50495 | 0.56917 | 0.48743
13863 | Lateral Hardening | Lateral Hardening-Fuse-92247841 | Laterals | 13080 | 0.47273 | 45 | 155 | 937621.77 | 0 | 432963.1151 | 477346.0647 | 539185.4407 | -504658.6549 | -460275.7053 | -398436.3293 | 0.46177 | 0.5091 | 0.57506 | 0.4873
13059 | Lateral Hardening | Lateral Hardening-Fuse-10240466 | Laterals | 13530 | 0.47367 | 45 | 52 | 679876.36 | 0 | 313373.5269 | 345178.3377 | 396837.1517 | -366502.8331 | -334698.0223 | -283039.2083 | 0.46093 | 0.50771 | 0.58369 | 0.48724
9435 | Lateral Hardening | Lateral Hardening-Fuse-60320447 | Laterals | 13391 | 0.16383 | 10 | 6 | 122168.96 | 0 | 56130.2191 | 62300.4617 | 71366.4094 | -66038.7409 | -59868.4983 | -50802.5506 | 0.45945 | 0.50995 | 0.58416 | 0.48707
6872 | Lateral Hardening | Lateral Hardening-Fuse-10075289 | Laterals | 13656 | 0.23958 | 8 | 4 | 168478.21 | 0 | 76505.3605 | 86298.9741 | 102373.2188 | -91972.8495 | -82179.2359 | -66104.9912 | 0.4541 | 0.51223 | 0.60763 | 0.48689
7715 | Lateral Hardening | Lateral Hardening-Fuse-10168338 | Laterals | 13207 | 0.19167 | 18 | 25 | 328069.85 | 0 | 148883.6446 | 168652.2234 | 197760.2479 | -179186.2054 | -159417.6266 | -130309.6021 | 0.45382 | 0.51407 | 0.6028 | 0.48679
8064 | Lateral Hardening | Lateral Hardening-Fuse-10080906 | Laterals | 14000 | 0.61686 | 30 | 13 | 384482.65 | 0 | 176989.2251 | 194869.985 | 225081.5609 | -207493.4249 | -189612.665 | -159401.0891 | 0.46033 | 0.50684 | 0.58541 | 0.48679
18035 | Lateral Hardening | Lateral Hardening-Fuse-92021804 | Laterals | 13080 | 0.5072 | 53 | 88 | 645876.48 | 0 | 296517.3556 | 329213.0197 | 375965.0609 | -349359.1244 | -316663.4603 | -269911.4191 | 0.45909 | 0.50972 | 0.5821 | 0.48658
13103 | Lateral Hardening | Lateral Hardening-Fuse-10101298 | Laterals | 13046 | 0.019886 | 3 | 2 | 53455.95 | 0 | 24280.9992 | 27444.5251 | 32053.3165 | -29174.9508 | -26011.4249 | -21402.6335 | 0.45422 | 0.5134 | 0.59962 | 0.48652
5845 | Lateral Hardening | Lateral Hardening-Fuse-10662337 | Laterals | 13470 | 0.83409 | 52 | 26 | 492622.32 | 0 | 226197.6805 | 249956.551 | 289187.7771 | -266424.6395 | -242665.769 | -203434.5429 | 0.45917 | 0.5074 | 0.58704 | 0.48643
8854 | Lateral Hardening | Lateral Hardening-Fuse-60042489 | Laterals | 13039 | 0.35038 | 25 | 27 | 540448.3 | 0 | 246419.9284 | 277455.7018 | 317025.6909 | -294028.3716 | -262992.5982 | -223422.6091 | 0.45595 | 0.51338 | 0.5866 | 0.48625
693 | Lateral Hardening | Lateral Hardening-Fuse-10668880 | Laterals | 13723 | 0.20152 | 13 | 6 | 161893.15 | 0 | 73129.3521 | 83015.4005 | 99104.8971 | -88763.7979 | -78877.7495 | -62788.2529 | 0.45171 | 0.51278 | 0.61216 | 0.48608
18359 | Lateral Hardening | Lateral Hardening-Fuse-60344578 | Laterals | 13506 | 0.43485 | 18 | 4 | 180776.15 | 0 | 83439.2092 | 91224.7795 | 103722.7283 | -97336.9408 | -89551.3705 | -77053.4217 | 0.46156 | 0.50463 | 0.57376 | 0.4857
17246 | Lateral Hardening | Lateral Hardening-Fuse-60352611 | Laterals | 13236 | 0.19545 | 8 | 1 | 128918.58 | 0 | 58357.5494 | 65827.9285 | 77887.1812 | -70561.0306 | -63090.6515 | -51031.3988 | 0.45267 | 0.51062 | 0.60416 | 0.4852
19526 | Lateral Hardening | Lateral Hardening-Fuse-92071310 | Laterals | 13107 | 0.12064 | 12 | 55 | 272259.38 | 0 | 122892.1676 | 139608.6084 | 164009.8296 | -149367.2124 | -132650.7716 | -108249.5504 | 0.45138 | 0.51278 | 0.6024 | 0.4849
18471 | Lateral Hardening | Lateral Hardening-Fuse-10707423 | Laterals | 13302 | 0.42045 | 28 | 38 | 367242.45 | 0 | 167975.0856 | 186402.393 | 213408.9048 | -199267.3644 | -180840.057 | -153833.5452 | 0.4574 | 0.50757 | 0.58111 | 0.48482
1128 | Lateral Hardening | Lateral Hardening-Fuse-90874233 | Laterals | 13750 | 0.0875 | 6 | 9 | 118738.38 | 0 | 53613.0468 | 60857.5592 | 71410.2474 | -65125.3332 | -57880.8208 | -47328.1326 | 0.45152 | 0.51253 | 0.60141 | 0.48481
8195 | Lateral Hardening | Lateral Hardening-Fuse-60081129 | Laterals | 13045 | 0.1875 | 18 | 34 | 266838.39 | 0 | 121994.3823 | 135468.4765 | 154451.2101 | -144844.0077 | -131369.9135 | -112387.1799 | 0.45718 | 0.50768 | 0.57882 | 0.4845
9195 | Lateral Hardening | Lateral Hardening-Fuse-10840138 | Laterals | 14112 | 0.11534 | 9 | 35 | 90424.68 | 0 | 40771.4646 | 46295.275 | 54461.4831 | -49653.2154 | -44129.405 | -35963.1969 | 0.45089 | 0.51198 | 0.60229 | 0.48435
18029 | Lateral Hardening | Lateral Hardening-Fuse-91531438 | Laterals | 13582 | 0.25473 | 16 | 8 | 166316.09 | 0 | 76035.3247 | 84031.988 | 96964.4349 | -90280.7653 | -82284.102 | -69351.6551 | 0.45717 | 0.50525 | 0.58301 | 0.48418
13884 | Lateral Hardening | Lateral Hardening-Fuse-92116982 | Laterals | 13473 | 0.2072 | 17 | 26 | 222028.6 | 0 | 101397.4732 | 112220.0123 | 129179.1946 | -120631.1268 | -109808.5877 | -92849.4054 | 0.45669 | 0.50543 | 0.58181 | 0.48382
1483 | Lateral Hardening | Lateral Hardening-Fuse-91239497 | Laterals | 13178 | 0.20777 | 15 | 1 | 177285.91 | 0 | 79824.5438 | 90732.9031 | 106555.8957 | -97461.3662 | -86553.0069 | -70730.0143 | 0.45026 | 0.51179 | 0.60104 | 0.4838
7717 | Lateral Hardening | Lateral Hardening-Fuse-10397061 | Laterals | 13591 | 0.14659 | 13 | 28 | 156106.62 | 0 | 70663.8043 | 79529.0017 | 92651.38 | -85442.8157 | -76577.6183 | -63455.24 | 0.45266 | 0.50945 | 0.59351 | 0.48379
2286 | Lateral Hardening | Lateral Hardening-Fuse-10274688 | Laterals | 13624 | 0.064773 | 9 | 7 | 165231.51 | 0 | 74498.2712 | 84345.8281 | 99314.724 | -90733.2388 | -80885.6819 | -65916.786 | 0.45087 | 0.51047 | 0.60106 | 0.48377
16635 | Lateral Hardening | Lateral Hardening-Fuse-10897227 | Laterals | 14050 | 0.21155 | 8 |  | 62033.51 | 0 | 27930.2203 | 31625.6383 | 37631.8413 | -34103.2897 | -30407.8717 | -24401.6687 | 0.45024 | 0.50982 | 0.60664 | 0.48375
10886 | Lateral Hardening | Lateral Hardening-Fuse-91861514 | Laterals | 13227 | 0.0054924 | 3 | 291 | 50000 | 0 | 22426.3884 | 25586.4224 | 30542.9951 | -27573.6116 | -24413.5776 | -19457.0049 | 0.44853 | 0.51173 | 0.61086 | 0.48372
1823 | Lateral Hardening | Lateral Hardening-Fuse-10236658 | Laterals | 13511 | 0.15758 | 8 | 1 | 178435.6 | 0 | 80513.7954 | 91049.8542 | 106853.5256 | -97921.8046 | -87385.7458 | -71582.0744 | 0.45122 | 0.51027 | 0.59884 | 0.4837
17818 | Lateral Hardening | Lateral Hardening-Fuse-10793153 | Laterals | 13659 | 0.2947 | 14 | 4 | 189915.05 | 0 | 86944.3376 | 95650.125 | 109882.6633 | -102970.7124 | -94264.925 | -80032.3867 | 0.45781 | 0.50365 | 0.57859 | 0.48364
19132 | Lateral Hardening | Lateral Hardening-Fuse-10095430 | Laterals | 13786 | 0.26591 | 11 | 7 | 118862.82 | 0 | 54361.7033 | 59920.8998 | 68883.9511 | -64501.1167 | -58941.9202 | -49978.8689 | 0.45735 | 0.50412 | 0.57952 | 0.4836
1313 | Lateral Hardening | Lateral Hardening-Fuse-91903922 | Laterals | 13631 | 0.29659 | 26 | 34 | 376598.49 | 0 | 172160.2216 | 190215.7534 | 217394.0851 | -204438.2684 | -186382.7366 | -159204.4049 | 0.45715 | 0.50509 | 0.57726 | 0.48354
10812 | Lateral Hardening | Lateral Hardening-Fuse-91327196 | Laterals | 13123 | 0.15833 | 15 | 1 | 242089.09 | 0 | 109004.2166 | 123657.6168 | 145281.1822 | -133084.8734 | -118431.4732 | -96807.9078 | 0.45026 | 0.51079 | 0.60011 | 0.48341
1641 | Lateral Hardening | Lateral Hardening-Fuse-90972505 | Laterals | 13303 | 0.78807 | 32 | 4 | 201762.57 | 0 | 90955.0879 | 102546.5939 | 121699.7185 | -110807.4821 | -99215.9761 | -80062.8515 | 0.4508 | 0.50825 | 0.60318 | 0.48328
12619 | Lateral Hardening | Lateral Hardening-Fuse-60249879 | Laterals | 13805 | 0.38845 | 23 | 61 | 323452.24 | 0 | 147756.9534 | 163085.5855 | 186424.934 | -175695.2866 | -160366.6545 | -137027.306 | 0.45681 | 0.5042 | 0.57636 | 0.48298
14242 | Lateral Hardening | Lateral Hardening-Fuse-10580658 | Laterals | 13105 | 0.059659 | 9 | 2 | 154256.01 | 0 | 69424.2396 | 78733.4435 | 91987.694 | -84831.7704 | -75522.5665 | -62268.316 | 0.45006 | 0.51041 | 0.59633 | 0.48279
18191 | Lateral Hardening | Lateral Hardening-Fuse-60326286 | Laterals | 13785 | 0.23295 | 10 | 2 | 71672.13 | 0 | 32181.1805 | 36388.3616 | 43649.545 | -39490.9495 | -35283.7684 | -28022.585 | 0.44901 | 0.50771 | 0.60902 | 0.48262
10108 | Lateral Hardening | Lateral Hardening-Fuse-60021763 | Laterals | 13303 | 0.077841 | 4 | 1 | 58781.07 | 0 | 26484.3954 | 29876.4894 | 35128.9529 | -32296.6746 | -28904.5806 | -23652.1171 | 0.45056 | 0.50827 | 0.59762 | 0.48258
19001 | Lateral Hardening | Lateral Hardening-Fuse-60104601 | Laterals | 13740 | 0.21686 | 20 | 29 | 399581.8 | 0 | 180490.9986 | 203394.7031 | 234826.3865 | -219090.8014 | -196187.0969 | -164755.4135 | 0.4517 | 0.50902 | 0.58768 | 0.48249
3279 | Lateral Hardening | Lateral Hardening-Fuse-60002476 | Laterals | 13024 | 0.15265 | 13 | 19 | 152680.3 | 0 | 68986.8562 | 77362.6124 | 90427.1043 | -83693.4438 | -75317.6876 | -62253.1957 | 0.45184 | 0.5067 | 0.59226 | 0.48234
7256 | Lateral Hardening | Lateral Hardening-Fuse-10368970 | Laterals | 13097 | 0.18958 | 12 | 3 | 112010.92 | 0 | 51080.5959 | 56318.4566 | 64804.4625 | -60930.3241 | -55692.4634 | -47206.4575 | 0.45603 | 0.50279 | 0.57855 | 0.48231
4867 | Lateral Hardening | Lateral Hardening-Fuse-10080966 | Laterals | 14000 | 0.24242 | 17 | 11 | 123753.7 | 0 | 55923.8578 | 62638.9701 | 73305.7142 | -67829.8422 | -61114.7299 | -50447.9858 | 0.4519 | 0.50616 | 0.59235 | 0.48222
19475 | Lateral Hardening | Lateral Hardening-Fuse-60077918 | Laterals | 13153 | 0.30682 | 24 | 39 | 371523.63 | 0 | 169364.5275 | 187148.3816 | 213789.5505 | -202159.1025 | -184375.2484 | -157734.0795 | 0.45586 | 0.50373 | 0.57544 | 0.48218
16843 | Lateral Hardening | Lateral Hardening-Fuse-90292719 | Laterals | 13622 | 0.045455 | 3 | 2 | 56089.53 | 0 | 25244.4588 | 28490.2529 | 33395.2478 | -30845.0712 | -27599.2771 | -22694.2822 | 0.45007 | 0.50794 | 0.59539 | 0.48197
6832 | Lateral Hardening | Lateral Hardening-Fuse-10479406 | Laterals | 14012 | 0.032008 | 2 | 2 | 58901.99 | 0 | 26496.3677 | 29950.7214 | 34984.7689 | -32405.6223 | -28951.2686 | -23917.2211 | 0.44984 | 0.50848 | 0.59395 | 0.48184
2758 | Lateral Hardening | Lateral Hardening-Fuse-92607233 | Laterals | 13099 | 0.32102 | 15 | 82 | 316649.25 | 0 | 144460.8125 | 158994.6731 | 180827.6796 | -172188.4375 | -157654.5769 | -135821.5704 | 0.45622 | 0.50212 | 0.57107 | 0.48147
1365 | Lateral Hardening | Lateral Hardening-Fuse-10433107 | Laterals | 13098 | 0.083144 | 7 | 2 | 50000 | 0 | 22416.6076 | 25324.3579 | 30242.4385 | -27583.3924 | -24675.6421 | -19757.5615 | 0.44833 | 0.50649 | 0.60485 | 0.48143
4715 | Lateral Hardening | Lateral Hardening-Fuse-10556600 | Laterals | 13298 | 1.432 | 63 | 23 | 854559.5 | 0 | 388800.1555 | 430403.1609 | 488747.1357 | -465759.3445 | -424156.3391 | -365812.3643 | 0.45497 | 0.50365 | 0.57193 | 0.48127
1215 | Lateral Hardening | Lateral Hardening-Fuse-90429032 | Laterals | 13655 | 0.12633 | 6 | 1 | 155644.37 | 0 | 69863.3954 | 78812.3042 | 93157.7713 | -85780.9746 | -76832.0658 | -62486.5987 | 0.44887 | 0.50636 | 0.59853 | 0.48108
15433 | Lateral Hardening | Lateral Hardening-Fuse-90043714 | Laterals | 14000 | 0.37045 | 18 | 17 | 244967.88 | 0 | 109548.6059 | 124199.3224 | 148567.9642 | -135419.2741 | -120768.5576 | -96399.9158 | 0.4472 | 0.507 | 0.60648 | 0.48107
4326 | Lateral Hardening | Lateral Hardening-Fuse-92829444 | Laterals | 13390 | 0.10398 | 5 | 1 | 117643.74 | 0 | 52776.4218 | 59610.2504 | 70096.3067 | -64867.3182 | -58033.4896 | -47547.4333 | 0.44861 | 0.5067 | 0.59584 | 0.48076
7154 | Lateral Hardening | Lateral Hardening-Fuse-10142269 | Laterals | 13034 | 0.049432 | 6 | 5 | 63771.39 | 0 | 28556.727 | 32405.12 | 38014.6875 | -35214.663 | -31366.27 | -25756.7025 | 0.4478 | 0.50815 | 0.59611 | 0.48073
13848 | Lateral Hardening | Lateral Hardening-Fuse-91217254 | Laterals | 13298 | 0.52538 | 21 | 3 | 277712.41 | 0 | 126009.516 | 139106.3041 | 161344.8529 | -151702.894 | -138606.1059 | -116367.5571 | 0.45374 | 0.5009 | 0.58098 | 0.48061
5520 | Lateral Hardening | Lateral Hardening-Fuse-91661685 | Laterals | 13153 | 0.10814 | 10 | 23 | 251968.38 | 0 | 112701.9851 | 128083.8406 | 150460.946 | -139266.3949 | -123884.5394 | -101507.434 | 0.44729 | 0.50833 | 0.59714 | 0.48059
750 | Lateral Hardening | Lateral Hardening-Fuse-60079238 | Laterals | 13138 | 0.10814 | 12 | 53 | 325527.29 | 0 | 145766.8432 | 165550.6893 | 192575.6987 | -179760.4468 | -159976.6007 | -132951.5913 | 0.44779 | 0.50856 | 0.59158 | 0.4804
14007 | Lateral Hardening | Lateral Hardening-Fuse-60657337 | Laterals | 13754 | 0.19299 | 23 | 15 | 232638.1 | 0 | 104667.6675 | 117404.9425 | 137336.8224 | -127970.4325 | -115233.1575 | -95301.2776 | 0.44992 | 0.50467 | 0.59035 | 0.48038
719 | Lateral Hardening | Lateral Hardening-Fuse-10595513 | Laterals | 13698 | 0.87462 | 50 | 68 | 771335.15 | 0 | 351600.8083 | 385339.8583 | 435676.1879 | -419734.3417 | -385995.2917 | -335658.9621 | 0.45583 | 0.49958 | 0.56483 | 0.47986
5982 | Lateral Hardening | Lateral Hardening-Fuse-10168798 | Laterals | 13208 | 0.065152 | 5 | 7 | 86281.25 | 0 | 38557.2214 | 43787.1299 | 51302.8029 | -47724.0286 | -42494.1201 | -34978.4471 | 0.44688 | 0.50749 | 0.5946 | 0.47983
70 | Lateral Hardening | Lateral Hardening-Fuse-10650558 | Laterals | 13391 | 0.22955 | 11 | 4 | 159275.31 | 0 | 71274.4515 | 80325.5089 | 95160.057 | -88000.8585 | -78949.8011 | -64115.253 | 0.44749 | 0.50432 | 0.59746 | 0.47954
2985 | Lateral Hardening | Lateral Hardening-Fuse-92955294 | Laterals | 13754 | 0.4089 | 47 | 53 | 758571.89 | 0 | 344099.8682 | 379183.4677 | 433388.5113 | -414472.0218 | -379388.4223 | -325183.3787 | 0.45362 | 0.49986 | 0.57132 | 0.47926
15771 | Lateral Hardening | Lateral Hardening-Fuse-92853072 | Laterals | 13910 | 0.18542 | 7 | 8 | 50000 | 0 | 22467.4801 | 25201.3138 | 29183.3039 | -27532.5199 | -24798.6862 | -20816.6961 | 0.44935 | 0.50403 | 0.58367 | 0.47918
1308 | Lateral Hardening | Lateral Hardening-Fuse-10070661 | Laterals | 13984 | 0.065909 | 4 | 3 | 101732.7 | 0 | 45448.352 | 51425.745 | 60399.1062 | -56284.348 | -50306.955 | -41333.5938 | 0.44674 | 0.5055 | 0.5937 | 0.47907
14096 | Lateral Hardening | Lateral Hardening-Fuse-10747898 | Laterals | 14021 | 0.097348 | 10 | 3 | 52033.61 | 0 | 22993.9005 | 26355.939 | 32133.0602 | -29039.7095 | -25677.671 | -19900.5498 | 0.4419 | 0.50652 | 0.61754 | 0.47885
8530 | Lateral Hardening | Lateral Hardening-Fuse-60013397 | Laterals | 13016 | 0.076326 | 12 | 33 | 299056.28 | 0 | 133053.093 | 151573.488 | 178943.0039 | -166003.187 | -147482.792 | -120113.2761 | 0.44491 | 0.50684 | 0.59836 | 0.47883
14336 | Lateral Hardening | Lateral Hardening-Fuse-91291099 | Laterals | 13911 | 0.083712 | 7 | 1 | 55339.01 | 0 | 24809.9126 | 27837.0131 | 32610.3805 | -30529.0974 | -27501.9969 | -22728.6295 | 0.44833 | 0.50303 | 0.58928 | 0.47883
9483 | Lateral Hardening | Lateral Hardening-Fuse-10686238 | Laterals | 13808 | 0.14848 | 10 | 4 | 64652.09 | 0 | 28718.8807 | 32655.6384 | 39269.5682 | -35933.2093 | -31996.4516 | -25382.5218 | 0.44421 | 0.5051 | 0.6074 | 0.47879
3184 | Lateral Hardening | Lateral Hardening-Fuse-90586055 | Laterals | 13243 | 0.18314 | 12 | 13 | 106323.83 | 0 | 48052.6259 | 53255.8492 | 60847.2951 | -58271.2041 | -53067.9808 | -45476.5349 | 0.45195 | 0.50088 | 0.57228 | 0.47866
16361 | Lateral Hardening | Lateral Hardening-Fuse-60012217 | Laterals | 13092 | 0.035985 | 5 | 1 | 50863.85 | 0 | 22721.0145 | 25651.1557 | 30110.1211 | -28142.8355 | -25212.6943 | -20753.7289 | 0.4467 | 0.50431 | 0.59197 | 0.47851
5875 | Lateral Hardening | Lateral Hardening-Fuse-92682323 | Laterals | 13805 | 0.67822 | 32 | 22 | 351464.44 | 0 | 160383.2273 | 174311.6116 | 196226.396 | -191081.2127 | -177152.8284 | -155238.044 | 0.45633 | 0.49596 | 0.55831 | 0.47842
252 | Lateral Hardening | Lateral Hardening-Fuse-10679338 | Laterals | 13807 | 0.35246 | 17 | 29 | 371551.64 | 0 | 166487.1734 | 187124.0538 | 217226.1817 | -205064.4666 | -184427.5862 | -154325.4583 | 0.44809 | 0.50363 | 0.58465 | 0.4784
9085 | Lateral Hardening | Lateral Hardening-Fuse-10933189 | Laterals | 13896 | 0.15833 | 10 | 21 | 144070.57 | 0 | 64050.1116 | 72685.1194 | 86760.3589 | -80020.4584 | -71385.4506 | -57310.2111 | 0.44457 | 0.50451 | 0.60221 | 0.47832
284 | Lateral Hardening | Lateral Hardening-Fuse-10686033 | Laterals | 13808 | 0.39886 | 20 | 6 | 221728.8 | 0 | 100778.3217 | 110225.6031 | 125000.6868 | -120950.4783 | -111503.1969 | -96728.1132 | 0.45451 | 0.49712 | 0.56375 | 0.47822
18380 | Lateral Hardening | Lateral Hardening-Fuse-60274157 | Laterals | 13808 | 0.27595 | 12 | 2 | 119697.04 | 0 | 53864.0213 | 59813.3937 | 69130.7851 | -65833.0187 | -59883.6463 | -50566.2549 | 0.45 | 0.49971 | 0.57755 | 0.47767
7039 | Lateral Hardening | Lateral Hardening-Fuse-10635148 | Laterals | 13242 | 0.21686 | 12 | 1 | 110856.16 | 0 | 49610.7092 | 55549.8594 | 64952.2625 | -61245.4508 | -55306.3006 | -45903.8975 | 0.44752 | 0.5011 | 0.58591 | 0.47743
19716 | Lateral Hardening | Lateral Hardening-Fuse-10652515 | Laterals | 13967 | 0.29697 | 23 | 170 | 403823.42 | 0 | 178375.2372 | 203935.111 | 244990.2675 | -225448.1828 | -199888.309 | -158833.1525 | 0.44172 | 0.50501 | 0.60668 | 0.4772
15838 | Lateral Hardening | Lateral Hardening-Fuse-10456317 | Laterals | 13225 | 0.062879 | 6 | 5 | 122055.62 | 0 | 54193.7116 | 61497.0243 | 72142.6168 | -67861.9084 | -60558.5957 | -49913.0032 | 0.44401 | 0.50384 | 0.59106 | 0.47666
15657 | Lateral Hardening | Lateral Hardening-Fuse-60005722 | Laterals | 13037 | 0.096591 | 9 | 12 | 135213.9 | 0 | 60060.7453 | 67929.6222 | 80082.8089 | -75153.1547 | -67284.2778 | -55131.0911 | 0.44419 | 0.50239 | 0.59227 | 0.47646
9819 | Lateral Hardening | Lateral Hardening-Fuse-60081242 | Laterals | 13082 | 0.11913 | 14 | 33 | 333831.43 | 0 | 147771.7122 | 168141.8935 | 199368.5694 | -186059.7178 | -165689.5365 | -134462.8606 | 0.44265 | 0.50367 | 0.59721 | 0.47642
7918 | Lateral Hardening | Lateral Hardening-Fuse-10704064 | Laterals | 13962 | 0.084848 | 9 | 4 | 212780.44 | 0 | 94368.3275 | 107187.0717 | 125902.9828 | -118412.1125 | -105593.3683 | -86877.4572 | 0.4435 | 0.50374 | 0.5917 | 0.47639
16437 | Lateral Hardening | Lateral Hardening-Fuse-90802629 | Laterals | 13342 | 0.12348 | 12 | 2 | 66504.41 | 0 | 29459.2247 | 33386.9312 | 39743.4779 | -37045.1853 | -33117.4788 | -26760.9321 | 0.44297 | 0.50203 | 0.59761 | 0.47615
10913 | Lateral Hardening | Lateral Hardening-Fuse-10762872 | Laterals | 13815 | 0.098674 | 7 | 2 | 60512.47 | 0 | 26877.2648 | 30299.1577 | 35847.1749 | -33635.2052 | -30213.3123 | -24665.2951 | 0.44416 | 0.50071 | 0.59239 | 0.47595
7972 | Lateral Hardening | Lateral Hardening-Fuse-92884659 | Laterals | 13796 | 0.25341 | 13 | 5 | 153398.55 | 0 | 69009.0193 | 76088.7348 | 87772.2769 | -84389.5307 | -77309.8152 | -65626.2731 | 0.44987 | 0.49602 | 0.57218 | 0.47594
6450 | Lateral Hardening | Lateral Hardening-Fuse-10696437 | Laterals | 13961 | 0.041856 | 2 | 1 | 50000 | 0 | 22265.1591 | 25062.7711 | 29135.8854 | -27734.8409 | -24937.2289 | -20864.1146 | 0.4453 | 0.50126 | 0.58272 | 0.47583
3706 | Lateral Hardening | Lateral Hardening-Fuse-10897223 | Laterals | 14050 | 0.16383 | 12 | 14 | 129011.6 | 0 | 57153.7256 | 64665.8721 | 76650.3397 | -71857.8744 | -64345.7279 | -52361.2603 | 0.44301 | 0.50124 | 0.59414 | 0.47559
13608 | Lateral Hardening | Lateral Hardening-Fuse-10761269 | Laterals | 13330 | 0.15057 | 7 | 2 | 64825.23 | 0 | 28872.8805 | 32342.5002 | 38022.8478 | -35952.3495 | -32482.7298 | -26802.3822 | 0.4454 | 0.49892 | 0.58654 | 0.47557
10734 | Lateral Hardening | Lateral Hardening-Fuse-92241703 | Laterals | 13206 | 0.088636 | 8 | 13 | 184688.22 | 0 | 81877.7151 | 92668.4246 | 108924.0788 | -102810.5049 | -92019.7954 | -75764.1412 | 0.44333 | 0.50176 | 0.58977 | 0.4755
12346 | Lateral Hardening | Lateral Hardening-Fuse-91387539 | Laterals | 13068 | 0.14564 | 14 | 25 | 71767.31 | 0 | 31155.3032 | 36276.5083 | 45477.1837 | -40612.0068 | -35490.8017 | -26290.1263 | 0.43412 | 0.50547 | 0.63368 | 0.47548
17187 | Lateral Hardening | Lateral Hardening-Fuse-10160208 | Laterals | 13167 | 0.19205 | 19 | 42 | 310346.61 | 0 | 137135.6979 | 156022.5543 | 184495.712 | -173210.9121 | -154324.0557 | -125850.898 | 0.44188 | 0.50274 | 0.59448 | 0.4754
16227 | Lateral Hardening | Lateral Hardening-Fuse-10745517 | Laterals | 13815 | 0.34962 | 20 | 10 | 178131.83 | 0 | 79229.6194 | 88795.7781 | 104620.4341 | -98902.2106 | -89336.0519 | -73511.3959 | 0.44478 | 0.49848 | 0.58732 | 0.47515
7774 | Lateral Hardening | Lateral Hardening-Fuse-10802860 | Laterals | 13133 | 0.15436 | 15 | 18 | 220853.89 | 0 | 97326.3648 | 110546.901 | 132529.2682 | -123527.5252 | -110306.989 | -88324.6218 | 0.44068 | 0.50054 | 0.60008 | 0.47458
3665 | Lateral Hardening | Lateral Hardening-Fuse-93294112 | Laterals | 13808 | 0.37083 | 18 | 2 | 113509.97 | 0 | 50834.6188 | 56291.8659 | 64789.3169 | -62675.3512 | -57218.1041 | -48720.6531 | 0.44784 | 0.49592 | 0.57078 | 0.47456
19142 | Lateral Hardening | Lateral Hardening-Fuse-10286117 | Laterals | 13194 | 0.085227 | 6 | 9 | 122479.5 | 0 | 54127.2258 | 61441.217 | 72095.1114 | -68352.2742 | -61038.283 | -50384.3886 | 0.44193 | 0.50164 | 0.58863 | 0.47451
53 | Lateral Hardening | Lateral Hardening-Fuse-92106693 | Laterals | 13024 | 0.22121 | 23 | 25 | 278722.04 | 0 | 124622.7612 | 138343.3691 | 159397.5604 | -154099.2788 | -140378.6709 | -119324.4796 | 0.44712 | 0.49635 | 0.57189 | 0.47437
6320 | Lateral Hardening | Lateral Hardening-Fuse-90747175 | Laterals | 13656 | 0.50303 | 26 | 21 | 282189.05 | 0 | 126396.6748 | 139497.4718 | 160927.2104 | -155792.3752 | -142691.5782 | -121261.8396 | 0.44791 | 0.49434 | 0.57028 | 0.47408
13716 | Lateral Hardening | Lateral Hardening-Fuse-10271848 | Laterals | 13621 | 0.11288 | 8 | 1 | 57762.97 | 0 | 25502.2221 | 28791.4688 | 34444.2781 | -32260.7479 | -28971.5012 | -23318.6919 | 0.4415 | 0.49844 | 0.5963 | 0.47406
5053 | Lateral Hardening | Lateral Hardening-Fuse-92949029 | Laterals | 13194 | 0.17121 | 11 | 1 | 106554.14 | 0 | 47017.4272 | 53197.6555 | 63358.7629 | -59536.7128 | -53356.4845 | -43195.3771 | 0.44125 | 0.49925 | 0.59462 | 0.47399
5494 | Lateral Hardening | Lateral Hardening-Fuse-90051527 | Laterals | 13295 | 0.55606 | 37 | 0 | 158954.83 | 0 | 68190.6382 | 80195.662 | 103317.7216 | -90764.1918 | -78759.168 | -55637.1084 | 0.42899 | 0.50452 | 0.64998 | 0.47375
594 | Lateral Hardening | Lateral Hardening-Fuse-90270496 | Laterals | 13166 | 0.089583 | 10 | 13 | 134354.3 | 0 | 59331.7696 | 67221.8904 | 78831.9497 | -75022.5304 | -67132.4096 | -55522.3503 | 0.44161 | 0.50033 | 0.58675 | 0.47374
16097 | Lateral Hardening | Lateral Hardening-Fuse-10650514 | Laterals | 13391 | 0.12197 | 8 | 5 | 183749.51 | 0 | 81177.6582 | 91734.2967 | 107877.0899 | -102571.8518 | -92015.2133 | -75872.4201 | 0.44178 | 0.49924 | 0.58709 | 0.47355
19700 | Lateral Hardening | Lateral Hardening-Fuse-10696467 | Laterals | 13961 | 0.1303 | 9 | 3 | 50000 | 0 | 21437.9197 | 25212.381 | 32488.8072 | -28562.0803 | -24787.619 | -17511.1928 | 0.42876 | 0.50425 | 0.64978 | 0.47351
2909 | Lateral Hardening | Lateral Hardening-Fuse-10254058 | Laterals | 13678 | 0.17159 | 9 | 4 | 211718.16 | 0 | 93423.948 | 105795.8356 | 124284.6827 | -118294.212 | -105922.3244 | -87433.4773 | 0.44127 | 0.4997 | 0.58703 | 0.47337
7570 | Lateral Hardening | Lateral Hardening-Fuse-10075231 | Laterals | 13656 | 0.70189 | 41 | 30 | 513280.37 | 0 | 232101.1068 | 251515.6515 | 282478.0298 | -281179.2632 | -261764.7185 | -230802.3402 | 0.45219 | 0.49002 | 0.55034 | 0.47335
908 | Lateral Hardening | Lateral Hardening-Fuse-10064516 | Laterals | 13405 | 0.20322 | 13 |  | 61340.95 | 0 | 26775.6122 | 30700.5413 | 37576.175 | -34565.3378 | -30640.4087 | -23764.775 | 0.4365 | 0.50049 | 0.61258 | 0.47331
16490 | Lateral Hardening | Lateral Hardening-Fuse-91506253 | Laterals | 13348 | 0.082765 | 11 | 116 | 288761.38 | 0 | 126774.1494 | 144437.5634 | 172095.4142 | -161987.2306 | -144323.8166 | -116665.9658 | 0.43903 | 0.5002 | 0.59598 | 0.47307
9645 | Lateral Hardening | Lateral Hardening-Fuse-93065978 | Laterals | 13090 | 0.15227 | 14 | 67 | 230944.71 | 0 | 101482.7237 | 115756.3681 | 136353.7804 | -129461.9863 | -115188.3419 | -94590.9296 | 0.43942 | 0.50123 | 0.59042 | 0.47307
2629 | Lateral Hardening | Lateral Hardening-Fuse-10759891 | Laterals | 13813 | 0.25852 | 12 | 1 | 147808.38 | 0 | 64895.6828 | 73720.8912 | 87687.4294 | -82912.6972 | -74087.4888 | -60120.9506 | 0.43905 | 0.49876 | 0.59325 | 0.47238
8849 | Lateral Hardening | Lateral Hardening-Fuse-92637834 | Laterals | 13331 | 0.29015 | 14 | 5 | 112508.86 | 0 | 50081.6206 | 55611.6016 | 64126.1321 | -62427.2394 | -56897.2584 | -48382.7279 | 0.44513 | 0.49429 | 0.56997 | 0.47236
10563 | Lateral Hardening | Lateral Hardening-Fuse-10393586 | Laterals | 13523 | 0.089394 | 9 | 21 | 173915.78 | 0 | 76561.3714 | 86534.7515 | 102177.0154 | -97354.4086 | -87381.0285 | -71738.7646 | 0.44022 | 0.49757 | 0.58751 | 0.47215
15804 | Lateral Hardening | Lateral Hardening-Fuse-60009035 | Laterals | 13825 | 0.38731 | 31 | 121 | 453047.8 | 0 | 202296.1409 | 223532.9784 | 254508.6204 | -250751.6591 | -229514.8216 | -198539.1796 | 0.44652 | 0.4934 | 0.56177 | 0.47211
15481 | Lateral Hardening | Lateral Hardening-Fuse-93269479 | Laterals | 13080 | 0.23314 | 18 | 31 | 349132.19 | 0 | 153279.2927 | 174214.2475 | 205634.0123 | -195852.8973 | -174917.9425 | -143498.1777 | 0.43903 | 0.49899 | 0.58899 | 0.47201
9302 | Lateral Hardening | Lateral Hardening-Fuse-10667323 | Laterals | 13787 | 0.051136 | 4 | 3 | 56561.73 | 0 | 24885.2648 | 28158.1889 | 33071.5567 | -31676.4652 | -28403.5411 | -23490.1733 | 0.43997 | 0.49783 | 0.5847 | 0.4718
16320 | Lateral Hardening | Lateral Hardening-Fuse-60068910 | Laterals | 13204 | 0.31534 | 29 | 38 | 328453.35 | 0 | 146440.5785 | 161714.5945 | 185475.5912 | -182012.7715 | -166738.7555 | -142977.7588 | 0.44585 | 0.49235 | 0.56469 | 0.47168
18704 | Lateral Hardening | Lateral Hardening-Fuse-10686215 | Laterals | 13808 | 0.18068 | 6 |  | 59467.89 | 0 | 26348.7919 | 29365.0913 | 34117.4628 | -33119.0981 | -30102.7987 | -25350.4272 | 0.44308 | 0.4938 | 0.57371 | 0.47136
19568 | Lateral Hardening | Lateral Hardening-Fuse-93356676 | Laterals | 13927 | 0.93011 | 37 | 0 | 205768.92 | 0 | 90713.8825 | 101874.3949 | 119728.7425 | -115055.0375 | -103894.5251 | -86040.1775 | 0.44085 | 0.49509 | 0.58186 | 0.47123
10285 | Lateral Hardening | Lateral Hardening-Fuse-91227536 | Laterals | 13298 | 0.027652 | 3 | 1 | 50679.97 | 0 | 22301.7726 | 25142.6417 | 29547.5636 | -28378.1974 | -25537.3283 | -21132.4064 | 0.44005 | 0.49611 | 0.58302 | 0.47116
397 | Lateral Hardening | Lateral Hardening-Fuse-92690320 | Laterals | 13793 | 0.089583 | 9 | 23 | 166071.52 | 0 | 72843.6129 | 82607.0712 | 97339.8307 | -93227.9071 | -83464.4488 | -68731.6893 | 0.43863 | 0.49742 | 0.58613 | 0.47102
10612 | Lateral Hardening | Lateral Hardening-Fuse-10556588 | Laterals | 13298 | 0.65303 | 25 | 1 | 98214.77 | 0 | 41489.8629 | 49508.3333 | 65000.4685 | -56724.9071 | -48706.4367 | -33214.3015 | 0.42244 | 0.50408 | 0.66182 | 0.47087
9868 | Lateral Hardening | Lateral Hardening-Fuse-10085316 | Laterals | 13028 | 0.35852 | 31 | 129 | 406712.07 | 0 | 179902.8307 | 202051.0905 | 229509.6218 | -226809.2393 | -204660.9795 | -177202.4482 | 0.44233 | 0.49679 | 0.5643 | 0.47087
16150 | Lateral Hardening | Lateral Hardening-Fuse-91733183 | Laterals | 13188 | 0.10511 | 9 | 1 | 50000 | 0 | 21601.1367 | 24937.1623 | 30970.8514 | -28398.8633 | -25062.8377 | -19029.1486 | 0.43202 | 0.49874 | 0.61942 | 0.47078
4336 | Lateral Hardening | Lateral Hardening-Fuse-10686154 | Laterals | 13808 | 0.044318 | 3 | 1 | 50000 | 0 | 21980.6768 | 24777.2505 | 29088.3817 | -28019.3232 | -25222.7495 | -20911.6183 | 0.43961 | 0.49555 | 0.58177 | 0.47061
1156 | Lateral Hardening | Lateral Hardening-Fuse-60021316 | Laterals | 13004 | 0.057765 | 4 | 2 | 57112.63 | 0 | 25075.1091 | 28313.7724 | 33254.8108 | -32037.5209 | -28798.8576 | -23857.8192 | 0.43905 | 0.49575 | 0.58227 | 0.47038
2945 | Lateral Hardening | Lateral Hardening-Fuse-10605128 | Laterals | 13924 | 0.29754 | 12 | 1 | 80567.71 | 0 | 34938.1689 | 40105.3881 | 49023.8065 | -45629.5411 | -40462.3219 | -31543.9035 | 0.43365 | 0.49778 | 0.60848 | 0.47037
13461 | Lateral Hardening | Lateral Hardening-Fuse-10266392 | Laterals | 13679 | 0.26023 | 17 | 5 | 158912.55 | 0 | 69846.4986 | 78474.2563 | 92312.9954 | -89066.0514 | -80438.2937 | -66599.5546 | 0.43953 | 0.49382 | 0.5809 | 0.46995
11469 | Lateral Hardening | Lateral Hardening-Fuse-60070196 | Laterals | 13061 | 0.48466 | 42 | 37 | 426276.84 | 0 | 189310.2935 | 209371.3372 | 239266.1232 | -236966.5465 | -216905.5028 | -187010.7168 | 0.4441 | 0.49116 | 0.56129 | 0.46994
4550 | Lateral Hardening | Lateral Hardening-Fuse-60172035 | Laterals | 13968 | 0.19034 | 16 | 24 | 305935.92 | 0 | 134181.9227 | 152044.0139 | 176422.204 | -171753.9973 | -153891.9061 | -129513.716 | 0.43859 | 0.49698 | 0.57666 | 0.46992
11006 | Lateral Hardening | Lateral Hardening-Fuse-60427328 | Laterals | 13785 | 1.1987 | 58 | 18 | 594784.21 | 0 | 260536.3559 | 295112.852 | 345812.8419 | -334247.8541 | -299671.358 | -248971.3681 | 0.43804 | 0.49617 | 0.58141 | 0.46981
16429 | Lateral Hardening | Lateral Hardening-Fuse-10705806 | Laterals | 13268 | 0.12027 | 7 | 2 | 115874.06 | 0 | 50813.1818 | 57332.6715 | 67406.4734 | -65060.8782 | -58541.3885 | -48467.5866 | 0.43852 | 0.49478 | 0.58172 | 0.46972
5799 | Lateral Hardening | Lateral Hardening-Fuse-10829456 | Laterals | 13687 | 0.18693 | 11 | 6 | 112299.24 | 0 | 49542.0514 | 55308.6227 | 64204.1788 | -62757.1886 | -56990.6173 | -48095.0612 | 0.44116 | 0.49251 | 0.57172 | 0.46962
19449 | Lateral Hardening | Lateral Hardening-Fuse-10556579 | Laterals | 13298 | 0.51004 | 25 | 3 | 143081.68 | 0 | 62202.3034 | 70969.5241 | 85697.5584 | -80879.3766 | -72112.1559 | -57384.1216 | 0.43473 | 0.49601 | 0.59894 | 0.46954
5111 | Lateral Hardening | Lateral Hardening-Fuse-10679445 | Laterals | 13807 | 0.32405 | 17 | 6 | 195126.95 | 0 | 86441.1414 | 95613.8474 | 110699.0205 | -108685.8086 | -99513.1026 | -84427.9295 | 0.443 | 0.49001 | 0.56732 | 0.46953
2369 | Lateral Hardening | Lateral Hardening-Fuse-92089694 | Laterals | 14124 | 0.21496 | 10 | 14 | 276881.15 | 0 | 121571.7231 | 137023.9978 | 159183.2711 | -155309.4269 | -139857.1522 | -117697.8789 | 0.43908 | 0.49488 | 0.57492 | 0.4694
15601 | Lateral Hardening | Lateral Hardening-Fuse-91000018 | Laterals | 13786 | 0.15379 | 13 | 1 | 165151.84 | 0 | 72061.8278 | 81863.9227 | 97098.4692 | -93090.0122 | -83287.9173 | -68053.3708 | 0.43634 | 0.49569 | 0.58793 | 0.4693
13309 | Lateral Hardening | Lateral Hardening-Fuse-60144173 | Laterals | 13939 | 0.1036 | 7 | 59 | 50000 | 0 | 21574.2803 | 24853.9552 | 30495.2458 | -28425.7197 | -25146.0448 | -19504.7542 | 0.43149 | 0.49708 | 0.6099 | 0.46901
12569 | Lateral Hardening | Lateral Hardening-Fuse-10129794 | Laterals | 13006 | 0.25625 | 11 | 3 | 170372.01 | 0 | 74311.337 | 84188.1518 | 100391.5667 | -96060.673 | -86183.8582 | -69980.4433 | 0.43617 | 0.49414 | 0.58925 | 0.46887
17954 | Lateral Hardening | Lateral Hardening-Fuse-92645033 | Laterals | 14023 | 0.41383 | 18 | 10 | 226393.58 | 0 | 100867.8526 | 110397.2586 | 125020.1429 | -125525.7274 | -115996.3214 | -101373.4371 | 0.44554 | 0.48763 | 0.55222 | 0.46884
9335 | Lateral Hardening | Lateral Hardening-Fuse-91336606 | Laterals | 13807 | 0.14659 | 6 |  | 56634.69 | 0 | 24915.2577 | 27834.5541 | 32498.321 | -31719.4323 | -28800.1359 | -24136.369 | 0.43993 | 0.49148 | 0.57382 | 0.46878
6367 | Lateral Hardening | Lateral Hardening-Fuse-10071969 | Laterals | 13305 | 0.2428 | 10 | 2 | 68560.61 | 0 | 29733.0882 | 33894.7944 | 40826.4525 | -38827.5218 | -34665.8156 | -27734.1575 | 0.43368 | 0.49438 | 0.59548 | 0.46807
11825 | Lateral Hardening | Lateral Hardening-Fuse-10897211 | Laterals | 14050 | 0.043561 | 5 | 4 | 55423.45 | 0 | 24192.512 | 27376.4375 | 32123.8042 | -31230.938 | -28047.0125 | -23299.6458 | 0.4365 | 0.49395 | 0.57961 | 0.46805
15095 | Lateral Hardening | Lateral Hardening-Fuse-10567776 | Laterals | 13279 | 0.091856 | 8 | 16 | 138750.4 | 0 | 60551.557 | 68508.559 | 80553.7404 | -78198.843 | -70241.841 | -58196.6596 | 0.43641 | 0.49375 | 0.58057 | 0.46803
11325 | Lateral Hardening | Lateral Hardening-Fuse-10761268 | Laterals | 13330 | 0.40795 | 20 | 4 | 182979.75 | 0 | 80087.6991 | 89889.7965 | 106173.6163 | -102892.0509 | -93089.9535 | -76806.1337 | 0.43769 | 0.49126 | 0.58025 | 0.46801
12396 | Lateral Hardening | Lateral Hardening-Fuse-90770619 | Laterals | 13129 | 0.33561 | 18 | 39 | 284299 | 0 | 125519.8525 | 139224.7133 | 159022.6346 | -158779.1475 | -145074.2867 | -125276.3654 | 0.44151 | 0.48971 | 0.55935 | 0.46775
12628 | Lateral Hardening | Lateral Hardening-Fuse-91576679 | Laterals | 13254 | 0.078977 | 6 | 3 | 84770.28 | 0 | 36891.9479 | 41994.0599 | 48982.1481 | -47878.3321 | -42776.2201 | -35788.1319 | 0.4352 | 0.49539 | 0.57782 | 0.46752
19290 | Lateral Hardening | Lateral Hardening-Fuse-92312415 | Laterals | 13461 | 0.35701 | 25 | 28 | 443217.98 | 0 | 197318.915 | 214920.5612 | 243139.207 | -245899.065 | -228297.4188 | -200078.773 | 0.4452 | 0.48491 | 0.54858 | 0.46745
8948 | Lateral Hardening | Lateral Hardening-Fuse-92734183 | Laterals | 13070 | 0.060417 | 7 | 2 | 53402.99 | 0 | 23168.6462 | 26305.7419 | 31668.5482 | -30234.3438 | -27097.2481 | -21734.4418 | 0.43385 | 0.49259 | 0.59301 | 0.46739
6396 | Lateral Hardening | Lateral Hardening-Fuse-10705913 | Laterals | 13268 | 0.41572 | 19 | 6 | 227568.34 | 0 | 100550.4952 | 110702.1358 | 127904.245 | -127017.8448 | -116866.2042 | -99664.095 | 0.44185 | 0.48646 | 0.56205 | 0.46725
14157 | Lateral Hardening | Lateral Hardening-Fuse-92526404 | Laterals | 13984 | 0.28977 | 12 | 1 | 117548.13 | 0 | 51145.5212 | 57812.3742 | 68811.121 | -66402.6088 | -59735.7558 | -48737.009 | 0.4351 | 0.49182 | 0.58539 | 0.46715
5154 | Lateral Hardening | Lateral Hardening-Fuse-60110868 | Laterals | 13512 | 1.0517 | 74 | 171 | 1645764.75 | 0 | 733443.7308 | 796036.1727 | 898371.249 | -912321.0192 | -849728.5773 | -747393.501 | 0.44566 | 0.48369 | 0.54587 | 0.46709
19172 | Lateral Hardening | Lateral Hardening-Fuse-92947372 | Laterals | 13006 | 0.12576 | 6 | 4 | 58833.29 | 0 | 25683.2648 | 28883.2316 | 34024.1112 | -33150.0252 | -29950.0584 | -24809.1788 | 0.43654 | 0.49093 | 0.57831 | 0.46704
12079 | Lateral Hardening | Lateral Hardening-Fuse-92614371 | Laterals | 13303 | 0.05 | 1 | 1 | 50000 | 0 | 21851.5076 | 24599.1458 | 28550.8177 | -28148.4924 | -25400.8542 | -21449.1823 | 0.43703 | 0.49198 | 0.57102 | 0.46691
12499 | Lateral Hardening | Lateral Hardening-Fuse-10566571 | Laterals | 13289 | 0.057576 | 5 | 3 | 57096.89 | 0 | 24854.7555 | 28159.5146 | 32902.2053 | -32242.1345 | -28937.3754 | -24194.6847 | 0.43531 | 0.49319 | 0.57625 | 0.46677
15160 | Lateral Hardening | Lateral Hardening-Fuse-92006608 | Laterals | 13296 | 0.23655 | 11 | 8 | 68041.19 | 0 | 29362.371 | 33503.6202 | 40432.8014 | -38678.819 | -34537.5698 | -27608.3886 | 0.43154 | 0.4924 | 0.59424 | 0.46607
13026 | Lateral Hardening | Lateral Hardening-Fuse-92843043 | Laterals | 13959 | 0.14886 | 15 | 2 | 300669.46 | 0 | 130272.5012 | 148269.2225 | 174853.0467 | -170396.9588 | -152400.2375 | -125816.4133 | 0.43327 | 0.49313 | 0.58155 | 0.46606
2789 | Lateral Hardening | Lateral Hardening-Fuse-90832189 | Laterals | 13959 | 0.05928 | 4 | 3 | 100673.12 | 0 | 43822.9082 | 49432.601 | 57824.5016 | -56850.2118 | -51240.519 | -42848.6184 | 0.4353 | 0.49102 | 0.57438 | 0.46592
1575 | Lateral Hardening | Lateral Hardening-Fuse-91106520 | Laterals | 13084 | 0.23504 | 8 | 3 | 71845.27 | 0 | 31480.6291 | 35037.5624 | 40627.702 | -40364.6409 | -36807.7076 | -31217.568 | 0.43817 | 0.48768 | 0.56549 | 0.46576
5942 | Lateral Hardening | Lateral Hardening-Fuse-10578001 | Laterals | 13442 | 0.27708 | 24 | 35 | 359257.27 | 0 | 157972.4461 | 174813.9964 | 199572.4364 | -201284.8239 | -184443.2736 | -159684.8336 | 0.43972 | 0.4866 | 0.55551 | 0.46536
8552 | Lateral Hardening | Lateral Hardening-Fuse-92644355 | Laterals | 13303 | 0.68731 | 28 | 0 | 260807.25 | 0 | 113801.0759 | 127282.2384 | 148732.9503 | -147006.1741 | -133525.0116 | -112074.2997 | 0.43634 | 0.48803 | 0.57028 | 0.46524
18393 | Lateral Hardening | Lateral Hardening-Fuse-91765519 | Laterals | 13678 | 0.26496 | 21 | 5 | 210600.62 | 0 | 92534.9238 | 102136.6275 | 118042.0686 | -118065.6962 | -108463.9925 | -92558.5514 | 0.43939 | 0.48498 | 0.5605 | 0.46518
10785 | Lateral Hardening | Lateral Hardening-Fuse-90970114 | Laterals | 13238 | 0.65511 | 31 | 7 | 375872.13 | 0 | 166058.3386 | 181214.0537 | 206736.2199 | -209813.7914 | -194658.0763 | -169135.9101 | 0.44179 | 0.48212 | 0.55002 | 0.46471
776 | Lateral Hardening | Lateral Hardening-Fuse-10645547 | Laterals | 13148 | 0.57765 | 29 | 11 | 320543.86 | 0 | 141459.9356 | 154449.2489 | 175188.552 | -179083.9244 | -166094.6111 | -145355.308 | 0.44131 | 0.48183 | 0.54654 | 0.46399
10200 | Lateral Hardening | Lateral Hardening-Fuse-92942132 | Laterals | 13006 | 0.19527 | 9 | 0 | 84726.78 | 0 | 36681.5575 | 41392.7728 | 48845.8109 | -48045.2225 | -43334.0072 | -35880.9691 | 0.43294 | 0.48854 | 0.57651 | 0.46398
1749 | Lateral Hardening | Lateral Hardening-Fuse-90533776 | Laterals | 13582 | 0.12197 | 10 | 8 | 77659.81 | 0 | 33609.8398 | 37924.1801 | 44726.9779 | -44049.9702 | -39735.6299 | -32932.8321 | 0.43278 | 0.48834 | 0.57593 | 0.46376
3363 | Lateral Hardening | Lateral Hardening-Fuse-90502192 | Laterals | 13740 | 0.08428 | 8 | 19 | 82387.55 | 0 | 35611.7237 | 40330.1676 | 47413.2299 | -46775.8263 | -42057.3824 | -34974.3201 | 0.43225 | 0.48952 | 0.57549 | 0.46375
11171 | Lateral Hardening | Lateral Hardening-Fuse-60088184 | Laterals | 13139 | 0.2233 | 20 | 32 | 479537.34 | 0 | 208009.9771 | 234786.8771 | 271041.5106 | -271527.3629 | -244750.4629 | -208495.8294 | 0.43377 | 0.48961 | 0.56521 | 0.46367
10215 | Lateral Hardening | Lateral Hardening-Fuse-90973021 | Laterals | 13294 | 0.29792 | 16 | 1 | 73140.95 | 0 | 31265.2294 | 35879.7557 | 43869.5347 | -41875.7206 | -37261.1943 | -29271.4153 | 0.42747 | 0.49056 | 0.59979 | 0.46363
10142 | Lateral Hardening | Lateral Hardening-Fuse-90482144 | Laterals | 13206 | 0.86212 | 75 | 140 | 1429496.65 | 0 | 630083.2388 | 689377.2822 | 777499.9867 | -799413.4112 | -740119.3678 | -651996.6633 | 0.44077 | 0.48225 | 0.5439 | 0.46353
2657 | Lateral Hardening | Lateral Hardening-Fuse-91192091 | Laterals | 13298 | 0.4839 | 22 | 5 | 228796.06 | 0 | 100063.1626 | 110590.917 | 127909.7017 | -128732.8974 | -118205.143 | -100886.3583 | 0.43735 | 0.48336 | 0.55906 | 0.46332
18681 | Lateral Hardening | Lateral Hardening-Fuse-10382347 | Laterals | 13224 | 0.18409 | 17 | 60 | 261812.28 | 0 | 112606.7355 | 128431.3776 | 151794.9347 | -149205.5445 | -133380.9024 | -110017.3453 | 0.4301 | 0.49055 | 0.57979 | 0.46321
18758 | Lateral Hardening | Lateral Hardening-Fuse-60473285 | Laterals | 13241 | 0.17405 | 12 | 1 | 205665.15 | 0 | 88844.8392 | 100236.5074 | 118576.5186 | -116820.3108 | -105428.6426 | -87088.6314 | 0.43199 | 0.48738 | 0.57655 | 0.46306
11860 | Lateral Hardening | Lateral Hardening-Fuse-92677662 | Laterals | 13805 | 0.28769 | 11 | 3 | 191092.32 | 0 | 82623.5073 | 93012.6015 | 110014.1779 | -108468.8127 | -98079.7185 | -81078.1421 | 0.43237 | 0.48674 | 0.57571 | 0.46302
320 | Lateral Hardening | Lateral Hardening-Fuse-10679360 | Laterals | 13807 | 0.11648 | 9 | 1 | 58062.03 | 0 | 24874.9988 | 28399.5851 | 34365.9899 | -33187.0312 | -29662.4449 | -23696.0401 | 0.42842 | 0.48912 | 0.59188 | 0.46298
2413 | Lateral Hardening | Lateral Hardening-Fuse-91584279 | Laterals | 13916 | 0.11761 | 7 | 1 | 71968.17 | 0 | 31341.0857 | 34876.7227 | 40516.9667 | -40627.0843 | -37091.4473 | -31451.2033 | 0.43549 | 0.48461 | 0.56298 | 0.46297
16866 | Lateral Hardening | Lateral Hardening-Fuse-60203856 | Laterals | 13489 | 0.042235 | 4 | 7 | 111046.52 | 0 | 47906.0287 | 54402.6938 | 63448.1592 | -63140.4913 | -56643.8262 | -47598.3608 | 0.43141 | 0.48991 | 0.57137 | 0.46295
15289 | Lateral Hardening | Lateral Hardening-Fuse-90501642 | Laterals | 13740 | 0.18485 | 19 | 30 | 337258.49 | 0 | 145639.526 | 165089.5225 | 191685.5241 | -191618.964 | -172168.9675 | -145572.9659 | 0.43183 | 0.4895 | 0.56836 | 0.46279
18680 | Lateral Hardening | Lateral Hardening-Fuse-92207088 | Laterals | 13311 | 0.085227 | 9 | 1 | 158231.76 | 0 | 68343.4668 | 77137.2052 | 90732.0297 | -89888.2932 | -81094.5548 | -67499.7303 | 0.43192 | 0.4875 | 0.57341 | 0.46274
7208 | Lateral Hardening | Lateral Hardening-Fuse-10567781 | Laterals | 13279 | 0.3053 | 24 | 36 | 212222.63 | 0 | 92416.8971 | 103098.7709 | 118205.1357 | -119805.7329 | -109123.8591 | -94017.4943 | 0.43547 | 0.4858 | 0.55699 | 0.46272
1225 | Lateral Hardening | Lateral Hardening-Fuse-91628811 | Laterals | 14099 | 0.19167 | 10 | 3 | 112692.74 | 0 | 49125.8394 | 54519.0476 | 63118.802 | -63566.9006 | -58173.6924 | -49573.938 | 0.43593 | 0.48378 | 0.5601 | 0.4627
9930 | Lateral Hardening | Lateral Hardening-Fuse-92863025 | Laterals | 13460 | 0.078977 | 6 | 1 | 50000 | 0 | 21524.7278 | 24336.3982 | 29142.584 | -28475.2722 | -25663.6018 | -20857.416 | 0.43049 | 0.48673 | 0.58285 | 0.4626
19455 | Lateral Hardening | Lateral Hardening-Fuse-60026684 | Laterals | 13070 | 0.18996 | 14 | 5 | 103673.72 | 0 | 44854.6497 | 50321.663 | 59322.0898 | -58819.0703 | -53352.057 | -44351.6302 | 0.43265 | 0.48538 | 0.5722 | 0.46243
7769 | Lateral Hardening | Lateral Hardening-Fuse-91365272 | Laterals | 13303 | 0.85133 | 32 | 0 | 242410.78 | 0 | 104073.4496 | 118024.9658 | 141970.4419 | -138337.3304 | -124385.8142 | -100440.3381 | 0.42933 | 0.48688 | 0.58566 | 0.46223
6591 | Lateral Hardening | Lateral Hardening-Fuse-92676485 | Laterals | 13805 | 0.089205 | 6 | 3 | 59725.47 | 0 | 25711.435 | 29186.0972 | 34170.3604 | -34014.035 | -30539.3728 | -25555.1096 | 0.43049 | 0.48867 | 0.57212 | 0.46211
9723 | Lateral Hardening | Lateral Hardening-Fuse-10080873 | Laterals | 13668 | 0.18902 | 10 | 2 | 184197.35 | 0 | 79361.1102 | 89491.1636 | 105643.6461 | -104836.2398 | -94706.1864 | -78553.7039 | 0.43085 | 0.48584 | 0.57354 | 0.46162
5925 | Lateral Hardening | Lateral Hardening-Fuse-10643535 | Laterals | 13390 | 0.21402 | 8 | 5 | 195665.75 | 0 | 84278.5086 | 95093.6525 | 111905.9881 | -111387.2414 | -100572.0975 | -83759.7619 | 0.43073 | 0.486 | 0.57192 | 0.46143
15822 | Lateral Hardening | Lateral Hardening-Fuse-10758601 | Laterals | 13422 | 0.13428 | 9 | 0 | 55102.91 | 0 | 23749.0829 | 26722.6928 | 31570.5754 | -31353.8271 | -28380.2172 | -23532.3346 | 0.431 | 0.48496 | 0.57294 | 0.46138
19660 | Lateral Hardening | Lateral Hardening-Fuse-91737821 | Laterals | 13586 | 0.31591 | 20 | 19 | 218256 | 0 | 95169.7258 | 105013.6825 | 120860.6706 | -123086.2742 | -113242.3175 | -97395.3294 | 0.43605 | 0.48115 | 0.55376 | 0.46135
10521 | Lateral Hardening | Lateral Hardening-Fuse-60130882 | Laterals | 13064 | 1.1381 | 121 | 245 | 1162651.77 | 0 | 515656.2708 | 552271.0274 | 607745.0436 | -646995.4992 | -610380.7426 | -554906.7264 | 0.44352 | 0.47501 | 0.52272 | 0.46089
8502 | Lateral Hardening | Lateral Hardening-Fuse-10667347 | Laterals | 13785 | 0.34583 | 20 | 14 | 212374.24 | 0 | 93066.5231 | 101662.062 | 115085.9312 | -119307.7169 | -110712.178 | -97288.3088 | 0.43822 | 0.47869 | 0.5419 | 0.46073
3320 | Lateral Hardening | Lateral Hardening-Fuse-10762908 | Laterals | 13815 | 0.14451 | 6 | 2 | 64321.55 | 0 | 27865.3541 | 31058.0715 | 35973.876 | -36456.1959 | -33263.4785 | -28347.674 | 0.43322 | 0.48286 | 0.55928 | 0.46072
16219 | Lateral Hardening | Lateral Hardening-Fuse-10916874 | Laterals | 13805 | 1.8305 | 115 | 96 | 1731370.54 | 0 | 767340.2427 | 821572.5534 | 906822.0237 | -964030.2973 | -909797.9866 | -824548.5163 | 0.4432 | 0.47452 | 0.52376 | 0.46065
8707 | Lateral Hardening | Lateral Hardening-Fuse-10569614 | Laterals | 13372 | 0.21856 | 20 | 33 | 277279.75 | 0 | 120390.9893 | 133591.5688 | 153578.2744 | -156888.7607 | -143688.1812 | -123701.4756 | 0.43419 | 0.48179 | 0.55387 | 0.46044
14453 | Lateral Hardening | Lateral Hardening-Fuse-90100697 | Laterals | 13808 | 0.17765 | 7 | 2 | 63146.05 | 0 | 27139.342 | 30554.9186 | 36181.6026 | -36006.708 | -32591.1314 | -26964.4474 | 0.42979 | 0.48388 | 0.57298 | 0.46033
7894 | Lateral Hardening | Lateral Hardening-Fuse-92952061 | Laterals | 13854 | 0.048295 | 6 | 5 | 50000 | 0 | 21438.1131 | 24332.6832 | 28536.0011 | -28561.8869 | -25667.3168 | -21463.9989 | 0.42876 | 0.48665 | 0.57072 | 0.46033
13138 | Lateral Hardening | Lateral Hardening-Fuse-90417748 | Laterals | 13077 | 0.33049 | 26 | 4 | 486328.03 | 0 | 209503.9457 | 235842.0146 | 273667.6753 | -276824.0843 | -250486.0154 | -212660.3547 | 0.43079 | 0.48494 | 0.56272 | 0.46023
19137 | Lateral Hardening | Lateral Hardening-Fuse-92896528 | Laterals | 13854 | 0.38087 | 18 | 30 | 278978.93 | 0 | 121136.5577 | 134504.5964 | 153554.4951 | -157842.3723 | -144474.3336 | -125424.4349 | 0.43421 | 0.48213 | 0.55042 | 0.46021
10015 | Lateral Hardening | Lateral Hardening-Fuse-10241591 | Laterals | 13517 | 0.071591 | 10 | 1 | 137778.33 | 0 | 59103.3186 | 66906.8221 | 78510.4295 | -78675.0114 | -70871.5079 | -59267.9005 | 0.42897 | 0.48561 | 0.56983 | 0.46005
18097 | Lateral Hardening | Lateral Hardening-Fuse-91871353 | Laterals | 13042 | 0.08428 | 6 | 33 | 74527.55 | 0 | 31914.2843 | 36231.9488 | 42674.9618 | -42613.2657 | -38295.6012 | -31852.5882 | 0.42822 | 0.48616 | 0.57261 | 0.46004
5208 | Lateral Hardening | Lateral Hardening-Fuse-92527624 | Laterals | 13219 | 0.10379 | 11 | 2 | 57007.45 | 0 | 24301.2637 | 27660.1054 | 33343.3249 | -32706.1863 | -29347.3446 | -23664.1251 | 0.42628 | 0.4852 | 0.58489 | 0.45982
12940 | Lateral Hardening | Lateral Hardening-Fuse-10590625 | Laterals | 13127 | 0.10114 | 7 | 5 | 60717.09 | 0 | 26053.1627 | 29382.2944 | 34674.299 | -34663.9273 | -31334.7956 | -26042.791 | 0.42909 | 0.48392 | 0.57108 | 0.45974
4369 | Lateral Hardening | Lateral Hardening-Fuse-60645144 | Laterals | 13192 | 0.90284 | 58 | 1 | 1236686.54 | 0 | 541534.3524 | 590060.6825 | 664123.8594 | -695152.1876 | -646625.8575 | -572562.6806 | 0.43789 | 0.47713 | 0.53702 | 0.45958
5806 | Lateral Hardening | Lateral Hardening-Fuse-92549483 | Laterals | 13147 | 0.18182 | 8 | 1 | 63492.33 | 0 | 27122.3991 | 30719.3181 | 36886.6937 | -36369.9309 | -32773.0119 | -26605.6363 | 0.42718 | 0.48383 | 0.58096 | 0.45955
4961 | Lateral Hardening | Lateral Hardening-Fuse-93320346 | Laterals | 13723 | 0.22689 | 8 | 1 | 63308.45 | 0 | 27040.2386 | 30628.8237 | 36776.0086 | -36268.2114 | -32679.6263 | -26532.4414 | 0.42712 | 0.4838 | 0.5809 | 0.4595
12463 | Lateral Hardening | Lateral Hardening-Fuse-10004625 | Laterals | 13159 | 0.41951 | 32 | 30 | 443449.24 | 0 | 193817.4005 | 211632.0641 | 239262.9952 | -249631.8395 | -231817.1759 | -204186.2448 | 0.43707 | 0.47724 | 0.53955 | 0.45937
1328 | Lateral Hardening | Lateral Hardening-Fuse-10686278 | Laterals | 13808 | 0.065341 | 4 | 1 | 57742.23 | 0 | 24754.2099 | 27931.8552 | 32914.6298 | -32988.0201 | -29810.3748 | -24827.6002 | 0.4287 | 0.48373 | 0.57003 | 0.45934
18185 | Lateral Hardening | Lateral Hardening-Fuse-60022966 | Laterals | 13612 | 0.22083 | 22 | 25 | 302983.81 | 0 | 129183.1805 | 146580.9971 | 176620.8006 | -173800.6295 | -156402.8129 | -126363.0094 | 0.42637 | 0.48379 | 0.58294 | 0.45925
15108 | Lateral Hardening | Lateral Hardening-Fuse-10612107 | Laterals | 13927 | 0.48125 | 34 | 19 | 315240.27 | 0 | 136565.7505 | 151196.471 | 174258.5745 | -178674.5195 | -164043.799 | -140981.6955 | 0.43321 | 0.47962 | 0.55278 | 0.45909
3808 | Lateral Hardening | Lateral Hardening-Fuse-91207643 | Laterals | 13298 | 0.78333 | 31 | 4 | 282981.59 | 0 | 121562.5272 | 136441.7085 | 160236.1471 | -161419.0628 | -146539.8815 | -122745.4429 | 0.42958 | 0.48216 | 0.56624 | 0.45902
11067 | Lateral Hardening | Lateral Hardening-Fuse-10628968 | Laterals | 13787 | 0.49261 | 16 | 6 | 235206.75 | 0 | 100215.6986 | 113916.2267 | 136258.3677 | -134991.0514 | -121290.5233 | -98948.3823 | 0.42607 | 0.48432 | 0.57931 | 0.45887
6390 | Lateral Hardening | Lateral Hardening-Fuse-92319889 | Laterals | 13045 | 0.17197 | 17 | 25 | 245897.71 | 0 | 106373.6429 | 118061.4681 | 135269.2631 | -139524.0671 | -127836.2419 | -110628.4469 | 0.43259 | 0.48012 | 0.5501 | 0.4586
15855 | Lateral Hardening | Lateral Hardening-Fuse-90867708 | Laterals | 13813 | 0.15568 | 8 | 1 | 61320.21 | 0 | 26208.4905 | 29568.2708 | 35205.4729 | -35111.7195 | -31751.9392 | -26114.7371 | 0.4274 | 0.48219 | 0.57413 | 0.45851
2189 | Lateral Hardening | Lateral Hardening-Fuse-10747883 | Laterals | 13705 | 0.1464 | 5 | 3 | 64478.95 | 0 | 27890.2834 | 30925.1188 | 35425.9879 | -36588.6666 | -33553.8312 | -29052.9621 | 0.43255 | 0.47962 | 0.54942 | 0.45836
18692 | Lateral Hardening | Lateral Hardening-Fuse-91431747 | Laterals | 13911 | 0.14015 | 12 | 17 | 115254.1 | 0 | 49822.9754 | 55355.7449 | 63046.0061 | -65431.1246 | -59898.3551 | -52208.0939 | 0.43229 | 0.48029 | 0.54702 | 0.45816
18892 | Lateral Hardening | Lateral Hardening-Fuse-10218978 | Laterals | 13510 | 0.39356 | 25 | 47 | 456619.3 | 0 | 197736.2726 | 218403.1493 | 250386.5613 | -258883.0274 | -238216.1507 | -206232.7387 | 0.43304 | 0.4783 | 0.54835 | 0.45815
830 | Lateral Hardening | Lateral Hardening-Fuse-10379974 | Laterals | 13187 | 0.15227 | 12 | 16 | 100961.08 | 0 | 42896.5688 | 48802.1265 | 58625.3564 | -58064.5112 | -52158.9535 | -42335.7236 | 0.42488 | 0.48338 | 0.58067 | 0.45801
1624 | Lateral Hardening | Lateral Hardening-Fuse-92868907 | Laterals | 13460 | 0.049053 | 4 | 4 | 108700.52 | 0 | 46391.9313 | 52518.3724 | 61662.1865 | -62308.5887 | -56182.1476 | -47038.3335 | 0.42679 | 0.48315 | 0.56727 | 0.45774
2355 | Lateral Hardening | Lateral Hardening-Fuse-92870500 | Laterals | 13460 | 0.38352 | 24 | 23 | 263379.75 | 0 | 114244.9381 | 125661.918 | 142926.8007 | -149134.8119 | -137717.832 | -120452.9493 | 0.43377 | 0.47711 | 0.54266 | 0.45766
16330 | Lateral Hardening | Lateral Hardening-Fuse-10071970 | Laterals | 13305 | 1.3269 | 58 | 34 | 892614.56 | 0 | 391668.0485 | 421772.9136 | 469774.476 | -500946.5115 | -470841.6464 | -422840.084 | 0.43879 | 0.47251 | 0.52629 | 0.45766
7678 | Lateral Hardening | Lateral Hardening-Fuse-10052675 | Laterals | 13417 | 0.10777 | 8 | 1 | 238702.91 | 0 | 101816.5489 | 115200.1345 | 135317.2253 | -136886.3611 | -123502.7755 | -103385.6847 | 0.42654 | 0.48261 | 0.56689 | 0.4574
1425 | Lateral Hardening | Lateral Hardening-Fuse-10895258 | Laterals | 13003 | 0.12348 | 9 | 3 | 58135.73 | 0 | 24682.25 | 27999.9748 | 33696.0052 | -33453.48 | -30135.7552 | -24439.7248 | 0.42456 | 0.48163 | 0.57961 | 0.45719
8481 | Lateral Hardening | Lateral Hardening-Fuse-92891160 | Laterals | 13112 | 0.094129 | 6 | 21 | 170379.28 | 0 | 72565.7465 | 82346.298 | 96429.6663 | -97813.5335 | -88032.982 | -73949.6137 | 0.42591 | 0.48331 | 0.56597 | 0.45713
9455 | Lateral Hardening | Lateral Hardening-Fuse-92969114 | Laterals | 13330 | 0.12898 | 5 |  | 55170.87 | 0 | 23663.0934 | 26428.1365 | 30883.7779 | -31507.7766 | -28742.7335 | -24287.0921 | 0.42891 | 0.47902 | 0.55978 | 0.45703
10862 | Lateral Hardening | Lateral Hardening-Fuse-92614444 | Laterals | 13303 | 0.15814 | 11 | 1 | 154358.69 | 0 | 65541.9403 | 74354.0021 | 88767.9966 | -88816.7497 | -80004.6879 | -65590.6934 | 0.42461 | 0.4817 | 0.57508 | 0.45678
14674 | Lateral Hardening | Lateral Hardening-Fuse-10466905 | Laterals | 13433 | 0.19981 | 15 | 1 | 325505.24 | 0 | 138555.0226 | 157054.1937 | 183816.984 | -186950.2174 | -168451.0463 | -141688.256 | 0.42566 | 0.48249 | 0.56471 | 0.45662
4561 | Lateral Hardening | Lateral Hardening-Fuse-91721466 | Laterals | 13621 | 0.52746 | 40 | 31 | 463413.83 | 0 | 201589.0914 | 219317.2281 | 247921.908 | -261824.7386 | -244096.6019 | -215491.922 | 0.43501 | 0.47326 | 0.53499 | 0.45648
6560 | Lateral Hardening | Lateral Hardening-Fuse-10643490 | Laterals | 13390 | 0.079545 | 7 | 0 | 54992.73 | 0 | 23332.292 | 26462.2057 | 31632.4859 | -31660.438 | -28530.5243 | -23360.2441 | 0.42428 | 0.48119 | 0.57521 | 0.45645
2836 | Lateral Hardening | Lateral Hardening-Fuse-60374763 | Laterals | 14216 | 0.60606 | 42 | 13 | 493156.69 | 0 | 212509.9171 | 235009.8861 | 270666.7985 | -280646.7729 | -258146.8039 | -222489.8915 | 0.43092 | 0.47654 | 0.54885 | 0.4564
13476 | Lateral Hardening | Lateral Hardening-Fuse-90568373 | Laterals | 14050 | 0.12765 | 6 | 2 | 102425.26 | 0 | 43581.2955 | 49283.2923 | 57743.1875 | -58843.9645 | -53141.9677 | -44682.0725 | 0.42549 | 0.48116 | 0.56376 | 0.45602
15953 | Lateral Hardening | Lateral Hardening-Fuse-10215659 | Laterals | 13449 | 0.14867 | 11 | 31 | 145918.2 | 0 | 61953.292 | 70255.4539 | 82833.1652 | -83964.908 | -75662.7461 | -63085.0348 | 0.42458 | 0.48147 | 0.56767 | 0.45595
283 | Lateral Hardening | Lateral Hardening-Fuse-10686076 | Laterals | 13808 | 0.12254 | 6 | 3 | 66425.71 | 0 | 28560.0626 | 31719.2643 | 36337.6039 | -37865.6474 | -34706.4457 | -30088.1061 | 0.42995 | 0.47751 | 0.54704 | 0.45593
9779 | Lateral Hardening | Lateral Hardening-Fuse-10686221 | Laterals | 13808 | 0.68504 | 35 | 12 | 435109.66 | 0 | 187963.8509 | 206650.4044 | 235872.85 | -247145.8091 | -228459.2556 | -199236.81 | 0.43199 | 0.47494 | 0.5421 | 0.45589
5775 | Lateral Hardening | Lateral Hardening-Fuse-10123793 | Laterals | 13060 | 0.22955 | 19 | 56 | 320609.88 | 0 | 135590.4469 | 154670.3022 | 182979.7058 | -185019.4331 | -165939.5778 | -137630.1742 | 0.42291 | 0.48243 | 0.57072 | 0.45555
10905 | Lateral Hardening | Lateral Hardening-Fuse-92862226 | Laterals | 13460 | 0.86856 | 42 | 17 | 573822.79 | 0 | 248872.32 | 271524.8215 | 305710.6121 | -324950.47 | -302297.9685 | -268112.1779 | 0.43371 | 0.47319 | 0.53276 | 0.45546
8104 | Lateral Hardening | Lateral Hardening-Fuse-10476044 | Laterals | 13436 | 0.089205 | 4 | 9 | 118880.04 | 0 | 50369.9235 | 57369.0853 | 66994.4945 | -68510.1165 | -61510.9547 | -51885.5455 | 0.4237 | 0.48258 | 0.56355 | 0.45535
7579 | Lateral Hardening | Lateral Hardening-Fuse-92147737 | Laterals | 14042 | 0.31913 | 13 | 1 | 74903.83 | 0 | 31314.7634 | 36149.0997 | 44662.9137 | -43589.0666 | -38754.7303 | -30240.9163 | 0.41807 | 0.48261 | 0.59627 | 0.45525
626 | Lateral Hardening | Lateral Hardening-Fuse-90893899 | Laterals | 13699 | 0.5392 | 33 | 0 | 334251.76 | 0 | 142864.4431 | 159424.3671 | 185581.8105 | -191387.3169 | -174827.3929 | -148669.9495 | 0.42742 | 0.47696 | 0.55522 | 0.45506
16945 | Lateral Hardening | Lateral Hardening-Fuse-92397217 | Laterals | 14306 | 1.2278 | 47 | 10 | 436785.93 | 0 | 186245.9381 | 208781.2799 | 243477.3317 | -250539.9919 | -228004.6501 | -193308.5983 | 0.4264 | 0.47799 | 0.55743 | 0.45498
6265 | Lateral Hardening | Lateral Hardening-Fuse-10650394 | Laterals | 13391 | 0.19337 | 13 | 8 | 111817.04 | 0 | 47895.7752 | 53280.3428 | 61337.3752 | -63921.2648 | -58536.6972 | -50479.6648 | 0.42834 | 0.4765 | 0.54855 | 0.45481
7169 | Lateral Hardening | Lateral Hardening-Fuse-10645563 | Laterals | 13148 | 0.25625 | 13 | 1 | 114130.08 | 0 | 48429.046 | 54506.0513 | 64568.6179 | -65701.034 | -59624.0287 | -49561.4621 | 0.42433 | 0.47758 | 0.56575 | 0.45445
636 | Lateral Hardening | Lateral Hardening-Fuse-92755786 | Laterals | 13460 | 0.20511 | 11 | 5 | 162192.21 | 0 | 69663.2714 | 76717.6442 | 88721.9958 | -92528.9386 | -85474.5658 | -73470.2142 | 0.42951 | 0.473 | 0.54702 | 0.45431
13971 | Lateral Hardening | Lateral Hardening-Fuse-93311316 | Laterals | 13808 | 0.29716 | 10 | 2 | 117021.24 | 0 | 50193.8182 | 55447.8186 | 64044.3837 | -66827.4218 | -61573.4214 | -52976.8563 | 0.42893 | 0.47383 | 0.54729 | 0.45423
16585 | Lateral Hardening | Lateral Hardening-Fuse-10745540 | Laterals | 13330 | 0.15322 | 7 |  | 57185.59 | 0 | 24167.7023 | 27327.6959 | 32548.6224 | -33017.8877 | -29857.8941 | -24636.9676 | 0.42262 | 0.47788 | 0.56918 | 0.45385
15832 | Lateral Hardening | Lateral Hardening-Fuse-92826953 | Laterals | 13159 | 0.13447 | 14 | 22 | 138361.9 | 0 | 59156.2937 | 65845.5463 | 75035.2957 | -79205.6063 | -72516.3537 | -63326.6043 | 0.42755 | 0.47589 | 0.54231 | 0.45353
3028 | Lateral Hardening | Lateral Hardening-Fuse-10165822 | Laterals | 13072 | 0.06553 | 6 | 6 | 112982.54 | 0 | 47733.5558 | 54146.86 | 63537.2808 | -65248.9842 | -58835.68 | -49445.2592 | 0.42249 | 0.47925 | 0.56236 | 0.4535
15870 | Lateral Hardening | Lateral Hardening-Fuse-92635395 | Laterals | 13331 | 0.25871 | 14 | 156 | 343245.94 | 0 | 144385.1794 | 164379.7863 | 195494.5298 | -198860.7606 | -178866.1537 | -147751.4102 | 0.42065 | 0.4789 | 0.56955 | 0.45301
11918 | Lateral Hardening | Lateral Hardening-Fuse-91701376 | Laterals | 13458 | 0.66383 | 28 | 18 | 437276.78 | 0 | 187887.601 | 206298.6677 | 234282.0625 | -249389.179 | -230978.1123 | -202994.7175 | 0.42968 | 0.47178 | 0.53578 | 0.45292
8400 | Lateral Hardening | Lateral Hardening-Fuse-10090739 | Laterals | 13294 | 0.024621 | 6 | 1 | 107136.2 | 0 | 45190.9918 | 51327.9682 | 60067.904 | -61945.2082 | -55808.2318 | -47068.296 | 0.42181 | 0.47909 | 0.56067 | 0.45288
13294 | Lateral Hardening | Lateral Hardening-Fuse-10162606 | Laterals | 13031 | 0.61572 | 28 | 0 | 404910.82 | 0 | 173832.6358 | 190502.6119 | 218230.2177 | -231078.1842 | -214408.2081 | -186680.6023 | 0.42931 | 0.47048 | 0.53896 | 0.45263
17580 | Lateral Hardening | Lateral Hardening-Fuse-92418666 | Laterals | 13330 | 0.57973 | 33 | 1 | 320492.29 | 0 | 135408.3684 | 152931.1754 | 179343.3616 | -185083.9216 | -167561.1146 | -141148.9284 | 0.4225 | 0.47718 | 0.55959 | 0.45261
5929 | Lateral Hardening | Lateral Hardening-Fuse-10538857 | Laterals | 13118 | 0.27027 | 18 | 11 | 174449.41 | 0 | 74567.6268 | 82536.5179 | 94522.7607 | -99881.7832 | -91912.8921 | -79926.6493 | 0.42745 | 0.47313 | 0.54183 | 0.45259
262 | Lateral Hardening | Lateral Hardening-Fuse-93300228 | Laterals | 13808 | 0.078788 | 11 | 1 | 50491.09 | 0 | 21007.517 | 24236.3715 | 29716.1854 | -29483.573 | -26254.7185 | -20774.9046 | 0.41606 | 0.48001 | 0.58854 | 0.4525
14113 | Lateral Hardening | Lateral Hardening-Fuse-60073800 | Laterals | 13082 | 0.33049 | 36 | 35 | 570334.74 | 0 | 243563.7766 | 269339.7153 | 311142.8657 | -326770.9634 | -300995.0247 | -259191.8743 | 0.42705 | 0.47225 | 0.54554 | 0.45246
8025 | Lateral Hardening | Lateral Hardening-Fuse-91538782 | Laterals | 13097 | 0.09697 | 6 | 1 | 56440.81 | 0 | 23866.931 | 26783.9555 | 31656.7319 | -32573.879 | -29656.8545 | -24784.0781 | 0.42287 | 0.47455 | 0.56088 | 0.45217
15361 | Lateral Hardening | Lateral Hardening-Fuse-10382348 | Laterals | 13224 | 0.16117 | 14 | 28 | 287417.74 | 0 | 121306.0241 | 137117.8463 | 160420.9739 | -166111.7159 | -150299.8937 | -126996.7661 | 0.42205 | 0.47707 | 0.55815 | 0.45217
9334 | Lateral Hardening | Lateral Hardening-Fuse-91254984 | Laterals | 13624 | 0.1911 | 13 | 2 | 108206.84 | 0 | 46091.4905 | 51189.6525 | 59082.0033 | -62115.3495 | -57017.1875 | -49124.8367 | 0.42596 | 0.47307 | 0.54601 | 0.4521
16179 | Lateral Hardening | Lateral Hardening-Fuse-10456324 | Laterals | 13225 | 0.47008 | 30 | 89 | 487616.14 | 0 | 208808.8957 | 229626.4433 | 261765.9957 | -278807.2443 | -257989.6967 | -225850.1443 | 0.42822 | 0.47092 | 0.53683 | 0.45189
79 | Lateral Hardening | Lateral Hardening-Fuse-92994528 | Laterals | 13293 | 0.017614 | 4 | 3 | 79705.45 | 0 | 33507.106 | 38090.6573 | 44508.7003 | -46198.344 | -41614.7927 | -35196.7497 | 0.42039 | 0.47789 | 0.55841 | 0.45144
12957 | Lateral Hardening | Lateral Hardening-Fuse-60020326 | Laterals | 13070 | 0.78769 | 44 | 38 | 540060.59 | 0 | 232465.0634 | 252695.2428 | 284774.0627 | -307595.5266 | -287365.3472 | -255286.5273 | 0.43044 | 0.4679 | 0.5273 | 0.45137
15224 | Lateral Hardening | Lateral Hardening-Fuse-90140005 | Laterals | 13795 | 0.064205 | 4 | 1 | 57647.79 | 0 | 24251.1848 | 27514.4728 | 32143.3598 | -33396.6052 | -30133.3172 | -25504.4302 | 0.42068 | 0.47729 | 0.55758 | 0.45135
19386 | Lateral Hardening | Lateral Hardening-Fuse-60031553 | Laterals | 13093 | 0.18655 | 14 | 40 | 146620.4 | 0 | 61920.1518 | 69643.135 | 81191.8119 | -84700.2482 | -76977.265 | -65428.5881 | 0.42232 | 0.47499 | 0.55376 | 0.45126
3425 | Lateral Hardening | Lateral Hardening-Fuse-91988855 | Laterals | 13460 | 0.68182 | 35 | 0 | 400455.49 | 0 | 172023.7868 | 187243.6232 | 213116.3142 | -228431.7032 | -213211.8668 | -187339.1758 | 0.42957 | 0.46758 | 0.53218 | 0.45123
15932 | Lateral Hardening | Lateral Hardening-Fuse-92411758 | Laterals | 13243 | 0.035985 | 5 | 1 | 50863.85 | 0 | 21421.395 | 24183.9351 | 28387.8521 | -29442.455 | -26679.9149 | -22475.9979 | 0.42115 | 0.47546 | 0.55811 | 0.45114
4429 | Lateral Hardening | Lateral Hardening-Fuse-92961320 | Laterals | 13754 | 0.19129 | 17 | 81 | 232446.29 | 0 | 98186.948 | 110473.5254 | 128021.8231 | -134259.342 | -121972.7646 | -104424.4669 | 0.42241 | 0.47526 | 0.55076 | 0.4511
12492 | Lateral Hardening | Lateral Hardening-Fuse-92311865 | Laterals | 13461 | 0.069318 | 8 | 14 | 145246.02 | 0 | 61048.5194 | 69172.3177 | 81199.7662 | -84197.5006 | -76073.7023 | -64046.2538 | 0.42031 | 0.47624 | 0.55905 | 0.45096
17412 | Lateral Hardening | Lateral Hardening-Fuse-10129818 | Laterals | 13422 | 0.37879 | 14 | 5 | 219670.31 | 0 | 94101.0437 | 102974.1036 | 116796.2646 | -125569.2663 | -116696.2064 | -102874.0454 | 0.42837 | 0.46877 | 0.53169 | 0.45082
17186 | Lateral Hardening | Lateral Hardening-Fuse-10556559 | Laterals | 13298 | 0.33693 | 17 | 2 | 124765.32 | 0 | 52009.9106 | 59426.8638 | 72000.5582 | -72755.4094 | -65338.4562 | -52764.7618 | 0.41686 | 0.47631 | 0.57709 | 0.45072
15473 | Lateral Hardening | Lateral Hardening-Fuse-10933165 | Laterals | 13896 | 0.16193 | 16 | 14 | 238880.88 | 0 | 100088.6158 | 113461.6874 | 135761.9556 | -138792.2642 | -125419.1926 | -103118.9244 | 0.41899 | 0.47497 | 0.56832 | 0.45072
14587 | Lateral Hardening | Lateral Hardening-Fuse-60017516 | Laterals | 13029 | 0.22292 | 23 | 17 | 294075.02 | 0 | 125209.4394 | 138243.1249 | 159450.8896 | -168865.5806 | -155831.8951 | -134624.1304 | 0.42577 | 0.47009 | 0.54221 | 0.45071
19088 | Lateral Hardening | Lateral Hardening-Fuse-10462556 | Laterals | 13798 | 0.2322 | 10 | 1 | 87083.57 | 0 | 36573.7127 | 41281.8365 | 49122.1827 | -50509.8573 | -45801.7335 | -37961.3873 | 0.41998 | 0.47405 | 0.56408 | 0.45061
5353 | Lateral Hardening | Lateral Hardening-Fuse-93320975 | Laterals | 13723 | 0.092803 | 6 | 2 | 56094.53 | 0 | 23576.7019 | 26620.3038 | 31442.8863 | -32517.8281 | -29474.2262 | -24651.6437 | 0.4203 | 0.47456 | 0.56053 | 0.4506
14805 | Lateral Hardening | Lateral Hardening-Fuse-60144205 | Laterals | 13176 | 0.18409 | 7 | 36 | 177855.78 | 0 | 74625.2634 | 84672.8883 | 99593.3173 | -103230.5166 | -93182.8917 | -78262.4627 | 0.41958 | 0.47608 | 0.55997 | 0.45057
11116 | Lateral Hardening | Lateral Hardening-Fuse-92056037 | Laterals | 13769 | 0.62424 | 36 | 0 | 203401.39 | 0 | 85709.7593 | 96192.7961 | 113230.9224 | -117691.6307 | -107208.5939 | -90170.4676 | 0.42138 | 0.47292 | 0.55669 | 0.45037
11961 | Lateral Hardening | Lateral Hardening-Fuse-91146019 | Laterals | 13148 | 0.62386 | 27 | 9 | 442833 | 0 | 189928.4734 | 207040.3584 | 233295.1884 | -252904.5266 | -235792.6416 | -209537.8116 | 0.42889 | 0.46754 | 0.52682 | 0.45028
1122 | Lateral Hardening | Lateral Hardening-Fuse-60002742 | Laterals | 13024 | 0.32841 | 27 | 45 | 648995.53 | 0 | 272153.5965 | 308892.9497 | 361899.4382 | -376841.9335 | -340102.5803 | -287096.0918 | 0.41935 | 0.47596 | 0.55763 | 0.45016
13661 | Lateral Hardening | Lateral Hardening-Fuse-10173498 | Laterals | 13191 | 0.14129 | 12 | 18 | 242535.04 | 0 | 101742.9857 | 115248.1662 | 135239.4924 | -140792.0543 | -127286.8738 | -107295.5476 | 0.4195 | 0.47518 | 0.55761 | 0.45001
13530 | Lateral Hardening | Lateral Hardening-Fuse-92356399 | Laterals | 13655 | 0.16686 | 9 | 1 | 114560.8 | 0 | 48058.6337 | 54199.8929 | 64439.3169 | -66502.1663 | -60360.9071 | -50121.4831 | 0.4195 | 0.47311 | 0.56249 | 0.44988
16577 | Lateral Hardening | Lateral Hardening-Fuse-92060750 | Laterals | 13786 | 0.1803 | 9 | 3 | 63366.41 | 0 | 26099.9968 | 30162.8278 | 37856.0746 | -37266.4132 | -33203.5822 | -25510.3354 | 0.41189 | 0.47601 | 0.59742 | 0.44968
8243 | Lateral Hardening | Lateral Hardening-Fuse-92206623 | Laterals | 13302 | 0.18428 | 9 | 1 | 101144.48 | 0 | 42361.2989 | 48173.7667 | 56127.9581 | -58783.1811 | -52970.7133 | -45016.5219 | 0.41882 | 0.47629 | 0.55493 | 0.44967
3495 | Lateral Hardening | Lateral Hardening-Fuse-10704118 | Laterals | 13962 | 0.099811 | 6 | 3 | 50000 | 0 | 21109.8713 | 23610.0359 | 27321.9275 | -28890.1287 | -26389.9641 | -22678.0725 | 0.4222 | 0.4722 | 0.54644 | 0.44962
16939 | Lateral Hardening | Lateral Hardening-Fuse-60058620 | Laterals | 13610 | 0.070265 | 7 | 14 | 202075.33 | 0 | 84617.9223 | 96018.7227 | 112566.1481 | -117457.4077 | -106056.6073 | -89509.1819 | 0.41874 | 0.47516 | 0.55705 | 0.4495
15110 | Lateral Hardening | Lateral Hardening-Fuse-10378197 | Laterals | 13185 | 0.28011 | 16 | 40 | 206199.21 | 0 | 87657.427 | 96762.0133 | 109963.1615 | -118541.783 | -109437.1967 | -96236.0485 | 0.42511 | 0.46926 | 0.53329 | 0.44917
8421 | Lateral Hardening | Lateral Hardening-Fuse-91058259 | Laterals | 13574 | 0.34735 | 18 | 40 | 367196.66 | 0 | 153994.8776 | 174185.5208 | 202480.6255 | -213201.7824 | -193011.1392 | -164716.0345 | 0.41938 | 0.47437 | 0.55142 | 0.44908
15590 | Lateral Hardening | Lateral Hardening-Fuse-60467537 | Laterals | 13431 | 0.32443 | 20 | 48 | 306342.12 | 0 | 129911.1265 | 143747.8421 | 164529.9289 | -176430.9935 | -162594.2779 | -141812.1911 | 0.42407 | 0.46924 | 0.53708 | 0.44892
17539 | Lateral Hardening | Lateral Hardening-Fuse-92725357 | Laterals | 13817 | 0.052462 | 6 | 2 | 50000 | 0 | 20906.4409 | 23749.7445 | 27722.5033 | -29093.5591 | -26250.2555 | -22277.4967 | 0.41813 | 0.47499 | 0.55445 | 0.44882
11691 | Lateral Hardening | Lateral Hardening-Fuse-60072578 | Laterals | 13053 | 0.40133 | 38 | 51 | 442422.56 | 0 | 187514.5728 | 207474.0726 | 238170.9063 | -254907.9872 | -234948.4874 | -204251.6537 | 0.42384 | 0.46895 | 0.53833 | 0.44882
11942 | Lateral Hardening | Lateral Hardening-Fuse-10635925 | Laterals | 13388 | 0.081629 | 9 | 2 | 59095.87 | 0 | 24638.4243 | 27924.1527 | 33538.3591 | -34457.4457 | -31171.7173 | -25557.5109 | 0.41692 | 0.47252 | 0.56752 | 0.44866
8384 | Lateral Hardening | Lateral Hardening-Fuse-10793116 | Laterals | 13659 | 0.14924 | 11 | 1 | 105236.98 | 0 | 44183.8338 | 49596.0369 | 58099.1532 | -61053.1462 | -55640.9431 | -47137.8268 | 0.41985 | 0.47128 | 0.55208 | 0.4485
8297 | Lateral Hardening | Lateral Hardening-Fuse-92203540 | Laterals | 13786 | 0.31269 | 15 | 0 | 50000 | 0 | 20051.7741 | 24040.306 | 31801.8607 | -29948.2259 | -25959.694 | -18198.1393 | 0.40104 | 0.48081 | 0.63604 | 0.44847
19062 | Lateral Hardening | Lateral Hardening-Fuse-91684071 | Laterals | 13070 | 0.11345 | 7 | 1 | 57810.19 | 0 | 24263.6369 | 27207.1371 | 32043.2837 | -33546.5531 | -30603.0529 | -25766.9063 | 0.41971 | 0.47063 | 0.55428 | 0.44844
13604 | Lateral Hardening | Lateral Hardening-Fuse-92614735 | Laterals | 13303 | 0.15814 | 9 | 1 | 178523.95 | 0 | 74784.9679 | 84475.7181 | 98396.9918 | -103738.9821 | -94048.2319 | -80126.9582 | 0.41891 | 0.47319 | 0.55117 | 0.44842
12513 | Lateral Hardening | Lateral Hardening-Fuse-10455407 | Laterals | 13171 | 0.044318 | 5 | 1 | 55995.09 | 0 | 23427.897 | 26402.4145 | 31303 | -32567.193 | -29592.6755 | -24692.09 | 0.41839 | 0.47151 | 0.55903 | 0.44839
17366 | Lateral Hardening | Lateral Hardening-Fuse-60029575 | Laterals | 13093 | 0.086742 | 8 | 18 | 161905.42 | 0 | 67646.7343 | 76633.4885 | 90075.466 | -94258.6857 | -85271.9315 | -71829.954 | 0.41782 | 0.47332 | 0.55635 | 0.44832
1322 | Lateral Hardening | Lateral Hardening-Fuse-91102862 | Laterals | 13373 | 0.053409 | 3 | 8 | 64101.93 | 0 | 26784.0608 | 30392.0755 | 35478.1743 | -37317.8692 | -33709.8545 | -28623.7557 | 0.41784 | 0.47412 | 0.55346 | 0.44828
17918 | Lateral Hardening | Lateral Hardening-Fuse-10535987 | Laterals | 13115 | 0.10739 | 8 | 3 | 169535.55 | 0 | 70738.2595 | 80394.3797 | 94103.4037 | -98797.2905 | -89141.1703 | -75432.1463 | 0.41725 | 0.4742 | 0.55507 | 0.44812
14763 | Lateral Hardening | Lateral Hardening-Fuse-93225234 | Laterals | 13459 | 0.14432 | 7 | 2 | 64305.81 | 0 | 26967.9941 | 30250.6339 | 35462.9333 | -37337.8159 | -34055.1761 | -28842.8767 | 0.41937 | 0.47042 | 0.55147 | 0.4479
6002 | Lateral Hardening | Lateral Hardening-Fuse-60009403 | Laterals | 13113 | 0.15114 | 14 | 25 | 234780.27 | 0 | 97743.8683 | 111010.6076 | 131907.9764 | -137036.4017 | -123769.6624 | -102872.2936 | 0.41632 | 0.47283 | 0.56184 | 0.44782
10610 | Lateral Hardening | Lateral Hardening-Fuse-91571311 | Laterals | 14274 | 1.0013 | 35 | 0 | 275278.77 | 0 | 114526.2021 | 129907.1416 | 155638.5508 | -160752.5679 | -145371.6284 | -119640.2192 | 0.41604 | 0.47191 | 0.56539 | 0.44773
4911 | Lateral Hardening | Lateral Hardening-Fuse-91056951 | Laterals | 13517 | 0.41231 | 26 | 60 | 421585.63 | 0 | 178340.6556 | 197354.0105 | 225235.5691 | -243244.9744 | -224231.6195 | -196350.0609 | 0.42302 | 0.46812 | 0.53426 | 0.44768
9989 | Lateral Hardening | Lateral Hardening-Fuse-10679449 | Laterals | 13807 | 0.097538 | 7 | 2 | 56488.03 | 0 | 23765.5377 | 26513.5441 | 30738.3653 | -32722.4923 | -29974.4859 | -25749.6647 | 0.42072 | 0.46937 | 0.54416 | 0.44766
17958 | Lateral Hardening | Lateral Hardening-Fuse-93181116 | Laterals | 14025 | 0.97405 | 68 | 184 | 634149.64 | 0 | 270128.4745 | 294354.5093 | 334232.219 | -364021.1655 | -339795.1307 | -299917.421 | 0.42597 | 0.46417 | 0.52706 | 0.44754
14024 | Lateral Hardening | Lateral Hardening-Fuse-90869610 | Laterals | 13097 | 0.41818 | 19 | 4 | 179899.71 | 0 | 75678.9978 | 84361.3635 | 97799.06 | -104220.7122 | -95538.3465 | -82100.65 | 0.42067 | 0.46894 | 0.54363 | 0.44745
13431 | Lateral Hardening | Lateral Hardening-Fuse-10700744 | Laterals | 13192 | 0.86799 | 43 | 0 | 447732.23 | 0 | 188846.8732 | 209521.0259 | 241590.5888 | -258885.3568 | -238211.2041 | -206141.6412 | 0.42179 | 0.46796 | 0.53959 | 0.44742
2644 | Lateral Hardening | Lateral Hardening-Fuse-10645504 | Laterals | 13148 | 0.25739 | 14 | 4 | 182000.85 | 0 | 76740.6375 | 85107.572 | 98484.6823 | -105260.2125 | -96893.278 | -83516.1677 | 0.42165 | 0.46762 | 0.54112 | 0.44739
4807 | Lateral Hardening | Lateral Hardening-Fuse-93327656 | Laterals | 13906 | 0.099053 | 7 | 10 | 67895.27 | 0 | 28585.2564 | 31882.84 | 36592.5311 | -39310.0136 | -36012.43 | -31302.7389 | 0.42102 | 0.46959 | 0.53896 | 0.44738
12973 | Lateral Hardening | Lateral Hardening-Fuse-90115898 | Laterals | 13896 | 0.18712 | 10 | 44 | 309642.55 | 0 | 128829.4618 | 146509.017 | 172767.1254 | -180813.0882 | -163133.533 | -136875.4246 | 0.41606 | 0.47316 | 0.55796 | 0.44738
13039 | Lateral Hardening | Lateral Hardening-Fuse-93266149 | Laterals | 13042 | 0.35303 | 32 | 40 | 424149.37 | 0 | 180932.9183 | 196706.8474 | 221532.4998 | -243216.4517 | -227442.5226 | -202616.8702 | 0.42658 | 0.46377 | 0.5223 | 0.44731
4309 | Lateral Hardening | Lateral Hardening-Fuse-60047220 | Laterals | 13228 | 0.10076 | 7 | 2 | 144642.11 | 0 | 60363.5891 | 68085.8874 | 80368.8389 | -84278.5209 | -76556.2226 | -64273.2711 | 0.41733 | 0.47072 | 0.55564 | 0.44718
5401 | Lateral Hardening | Lateral Hardening-Fuse-10712376 | Laterals | 13256 | 0.41534 | 11 |  | 117524.73 | 0 | 49530.3282 | 54895.6063 | 63607.1708 | -67994.4018 | -62629.1237 | -53917.5592 | 0.42145 | 0.4671 | 0.54122 | 0.44712
17136 | Lateral Hardening | Lateral Hardening-Fuse-91357529 | Laterals | 13946 | 0.21231 | 19 | 30 | 180914.29 | 0 | 76154.8856 | 84874.8375 | 97323.2566 | -104759.4044 | -96039.4525 | -83591.0334 | 0.42094 | 0.46914 | 0.53795 | 0.44711
2314 | Lateral Hardening | Lateral Hardening-Fuse-90526575 | Laterals | 13493 | 0.49034 | 39 | 60 | 628236.3 | 0 | 265624.1728 | 292964.7455 | 335703.4553 | -362612.1272 | -335271.5545 | -292532.8447 | 0.42281 | 0.46633 | 0.53436 | 0.44702
18588 | Lateral Hardening | Lateral Hardening-Fuse-93316885 | Laterals | 13723 | 0.28788 | 11 | 2 | 261455.96 | 0 | 108929.1199 | 123210.1603 | 145527.754 | -152526.8401 | -138245.7997 | -115928.206 | 0.41663 | 0.47125 | 0.55661 | 0.44701
19009 | Lateral Hardening | Lateral Hardening-Fuse-92327024 | Laterals | 13710 | 0.086932 | 9 | 49 | 143493.09 | 0 | 59560.6236 | 67804.7033 | 80553.2037 | -83932.4664 | -75688.3867 | -62939.8863 | 0.41508 | 0.47253 | 0.56137 | 0.44694
8247 | Lateral Hardening | Lateral Hardening-Fuse-91404946 | Laterals | 13924 | 0.14508 | 7 | 1 | 60438.77 | 0 | 25164.3597 | 28425.1581 | 33836.3838 | -35274.4103 | -32013.6119 | -26602.3862 | 0.41636 | 0.47031 | 0.55985 | 0.4469
10732 | Lateral Hardening | Lateral Hardening-Fuse-10650440 | Laterals | 13391 | 0.054545 | 3 | 1 | 50000 | 0 | 20862.8277 | 23570.2196 | 27494.6306 | -29137.1723 | -26429.7804 | -22505.3694 | 0.41726 | 0.4714 | 0.54989 | 0.44676
593 | Lateral Hardening | Lateral Hardening-Fuse-60209074 | Laterals | 13432 | 0.59527 | 23 | 3 | 194616.61 | 0 | 80959.1397 | 91515.0705 | 108975.4735 | -113657.4703 | -103101.5395 | -85641.1365 | 0.41599 | 0.47023 | 0.55995 | 0.44666
2399 | Lateral Hardening | Lateral Hardening-Fuse-10793159 | Laterals | 13470 | 0.16667 | 7 |  | 58303.13 | 0 | 24227.3553 | 27380.615 | 32618.6995 | -34075.7747 | -30922.515 | -25684.4305 | 0.41554 | 0.46963 | 0.55947 | 0.44616
1399 | Lateral Hardening | Lateral Hardening-Fuse-91000765 | Laterals | 13091 | 0.12708 | 13 | 25 | 220991.29 | 0 | 91639.9987 | 104139.4283 | 123600.1767 | -129351.2913 | -116851.8617 | -97391.1133 | 0.41468 | 0.47124 | 0.5593 | 0.44611
3309 | Lateral Hardening | Lateral Hardening-Fuse-10595487 | Laterals | 13698 | 0.23485 | 16 | 31 | 403443.12 | 0 | 168458.3648 | 189510.7969 | 220379.9589 | -234984.7552 | -213932.3231 | -183063.1611 | 0.41755 | 0.46973 | 0.54625 | 0.44608
6541 | Lateral Hardening | Lateral Hardening-Fuse-60314625 | Laterals | 13817 | 0.064394 | 5 | 9 | 53224.85 | 0 | 22082.6172 | 25159.3576 | 29336.6555 | -31142.2328 | -28065.4924 | -23888.1945 | 0.41489 | 0.4727 | 0.55118 | 0.44586
13893 | Lateral Hardening | Lateral Hardening-Fuse-10526062 | Laterals | 14023 | 0.11212 | 7 | 3 | 61630.01 | 0 | 25877.8534 | 28752.7777 | 33237.6598 | -35752.1566 | -32877.2323 | -28392.3502 | 0.41989 | 0.46654 | 0.53931 | 0.44583
899 | Lateral Hardening | Lateral Hardening-Fuse-10676247 | Laterals | 13787 | 0.27405 | 14 | 7 | 163482.89 | 0 | 68849.3828 | 75875.7199 | 87542.2324 | -94633.5072 | -87607.1701 | -75940.6576 | 0.42114 | 0.46412 | 0.53548 | 0.44547
3384 | Lateral Hardening | Lateral Hardening-Fuse-10197016 | Laterals | 13359 | 0.45436 | 44 | 37 | 905531.89 | 0 | 380710.3055 | 423292.2336 | 478778.7846 | -524821.5845 | -482239.6564 | -426753.1054 | 0.42043 | 0.46745 | 0.52873 | 0.44536
5226 | Lateral Hardening | Lateral Hardening-Fuse-91947688 | Laterals | 13143 | 0.24716 | 21 | 37 | 410304.21 | 0 | 170354.8688 | 192805.019 | 226232.6542 | -239949.3412 | -217499.191 | -184071.5558 | 0.41519 | 0.46991 | 0.55138 | 0.44523
13506 | Lateral Hardening | Lateral Hardening-Fuse-10726517 | Laterals | 14023 | 0.070455 | 3 | 2 | 50000 | 0 | 20779.0602 | 23462.3447 | 27447.7823 | -29220.9398 | -26537.6553 | -22552.2177 | 0.41558 | 0.46925 | 0.54896 | 0.44502
7644 | Lateral Hardening | Lateral Hardening-Fuse-10162601 | Laterals | 13031 | 0.14792 | 7 | 4 | 151982.69 | 0 | 62957.3539 | 71537.9337 | 83717.0469 | -89025.3361 | -80444.7563 | -68265.6431 | 0.41424 | 0.4707 | 0.55083 | 0.44484
6135 | Lateral Hardening | Lateral Hardening-Fuse-10167776 | Laterals | 13206 | 0.094129 | 8 | 14 | 186812.53 | 0 | 77456.8572 | 87735.5911 | 103054.1426 | -109355.6728 | -99076.9389 | -83758.3874 | 0.41462 | 0.46965 | 0.55164 | 0.44483
1006 | Lateral Hardening | Lateral Hardening-Fuse-10754746 | Laterals | 14306 | 0.6267 | 30 | 12 | 377441.13 | 0 | 159654.3856 | 174373.0132 | 197683.2518 | -217786.7444 | -203068.1168 | -179757.8782 | 0.42299 | 0.46199 | 0.52375 | 0.44477
9971 | Lateral Hardening | Lateral Hardening-Fuse-90481954 | Laterals | 13678 | 0.032386 | 4 | 1 | 58933.47 | 0 | 24461.6789 | 27637.9718 | 32399.5567 | -34471.7911 | -31295.4982 | -26533.9133 | 0.41507 | 0.46897 | 0.54976 | 0.44471
12590 | Lateral Hardening | Lateral Hardening-Fuse-10433143 | Laterals | 13993 | 0.35038 | 24 | 15 | 280783.93 | 0 | 118509.063 | 129973.7912 | 147078.2718 | -162274.867 | -150810.1388 | -133705.6582 | 0.42206 | 0.4629 | 0.52381 | 0.44449
2781 | Lateral Hardening | Lateral Hardening-Fuse-90956068 | Laterals | 13236 | 0.24299 | 12 | 4 | 124818.28 | 0 | 52386.8876 | 57828.0357 | 66737.5931 | -72431.3924 | -66990.2443 | -58080.6869 | 0.41971 | 0.4633 | 0.53468 | 0.44428
6103 | Lateral Hardening | Lateral Hardening-Fuse-92465921 | Laterals | 13785 | 0.23295 | 12 | 5 | 167927.31 | 0 | 70561.0122 | 77730.6716 | 89295.5408 | -97366.2978 | -90196.6384 | -78631.7692 | 0.42019 | 0.46288 | 0.53175 | 0.44415
12729 | Lateral Hardening | Lateral Hardening-Fuse-10271850 | Laterals | 13621 | 0.28883 | 17 | 14 | 212583.86 | 0 | 89092.5281 | 98592.3442 | 113779.5772 | -123491.3319 | -113991.5158 | -98804.2828 | 0.41909 | 0.46378 | 0.53522 | 0.44411
9096 | Lateral Hardening | Lateral Hardening-Fuse-10681827 | Laterals | 13214 | 0.12538 | 13 | 0 | 107183.74 | 0 | 44605.7293 | 49926.6176 | 58554.0754 | -62578.0107 | -57257.1224 | -48629.6646 | 0.41616 | 0.4658 | 0.5463 | 0.44407
15302 | Lateral Hardening | Lateral Hardening-Fuse-10556735 | Laterals | 13298 | 0.1 | 5 | 1 | 60622.65 | 0 | 25120.8104 | 28249.4699 | 33682.1615 | -35501.8396 | -32373.1801 | -26940.4885 | 0.41438 | 0.46599 | 0.5556 | 0.44398
5708 | Lateral Hardening | Lateral Hardening-Fuse-10857243 | Laterals | 13040 | 0.071212 | 6 | 47 | 88039.8 | 0 | 36337.4377 | 41387.7066 | 48558.4855 | -51702.3623 | -46652.0934 | -39481.3145 | 0.41274 | 0.4701 | 0.55155 | 0.44383
14006 | Lateral Hardening | Lateral Hardening-Fuse-93010944 | Laterals | 13712 | 0.1 | 10 | 5 | 64043.97 | 0 | 26629.258 | 29820.8777 | 34991.4562 | -37414.712 | -34223.0923 | -29052.5138 | 0.4158 | 0.46563 | 0.54637 | 0.4438
5102 | Lateral Hardening | Lateral Hardening-Fuse-10758572 | Laterals | 13004 | 0.33504 | 15 | 1 | 172044.46 | 0 | 70961.0972 | 80460.9073 | 96106.7887 | -101083.3628 | -91583.5527 | -75937.6713 | 0.41246 | 0.46768 | 0.55862 | 0.44364
3075 | Lateral Hardening | Lateral Hardening-Fuse-10662313 | Laterals | 13473 | 0.42443 | 31 | 53 | 627975.84 | 0 | 262657.3275 | 292341.8269 | 330698.0298 | -365318.5125 | -335634.0131 | -297277.8102 | 0.41826 | 0.46553 | 0.52661 | 0.44328
2811 | Lateral Hardening | Lateral Hardening-Fuse-92185479 | Laterals | 13348 | 0.030303 | 5 | 1 | 54830.33 | 0 | 22640.5318 | 25706.639 | 30075.6417 | -32189.7982 | -29123.691 | -24754.6883 | 0.41292 | 0.46884 | 0.54852 | 0.44326
5852 | Lateral Hardening | Lateral Hardening-Fuse-10096999 | Laterals | 13461 | 0.57045 | 26 | 8 | 287792.49 | 0 | 120537.4099 | 132990.1879 | 153371.8561 | -167255.0801 | -154802.3021 | -134420.6339 | 0.41883 | 0.4621 | 0.53293 | 0.44322
9296 | Lateral Hardening | Lateral Hardening-Fuse-60133814 | Laterals | 13836 | 0.37973 | 23 | 10 | 267503.63 | 0 | 112615.1126 | 123204.2083 | 139869.2327 | -154888.5174 | -144299.4217 | -127634.3973 | 0.42099 | 0.46057 | 0.52287 | 0.44305
11027 | Lateral Hardening | Lateral Hardening-Fuse-10129847 | Laterals | 13006 | 1.104 | 53 | 31 | 784676.04 | 0 | 330655.7483 | 360051.9737 | 406986.4352 | -454020.2917 | -424624.0663 | -377689.6048 | 0.42139 | 0.45885 | 0.51867 | 0.44236
6629 | Lateral Hardening | Lateral Hardening-Fuse-10619767 | Laterals | 13973 | 0.53201 | 23 | 0 | 236658.25 | 0 | 98483.8918 | 109545.1403 | 127060.348 | -138174.3582 | -127113.1097 | -109597.902 | 0.41614 | 0.46288 | 0.53689 | 0.44224
410 | Lateral Hardening | Lateral Hardening-Fuse-10829470 | Laterals | 13687 | 0.90587 | 52 | 40 | 1112645.66 | 0 | 472324.0912 | 507480.2986 | 561479.4818 | -640321.5688 | -605165.3614 | -551166.1782 | 0.42451 | 0.4561 | 0.50463 | 0.442
5204 | Lateral Hardening | Lateral Hardening-Fuse-92350605 | Laterals | 13140 | 0.12273 | 11 | 14 | 235716.18 | 0 | 96857.6079 | 110151.85 | 128956.0747 | -138858.5721 | -125564.33 | -106760.1053 | 0.41091 | 0.46731 | 0.54708 | 0.44144
12532 | Lateral Hardening | Lateral Hardening-Fuse-10595493 | Laterals | 13698 | 0.59129 | 35 | 13 | 410581 | 0 | 171118.0188 | 188495.8032 | 218052.164 | -239462.9812 | -222085.1968 | -192528.836 | 0.41677 | 0.4591 | 0.53108 | 0.4409
2319 | Lateral Hardening | Lateral Hardening-Fuse-90845955 | Laterals | 13330 | 0.062311 | 1 | 1 | 50000 | 0 | 20628.7029 | 23241.0724 | 26947.4585 | -29371.2971 | -26758.9276 | -23052.5415 | 0.41257 | 0.46482 | 0.53895 | 0.44089
12553 | Lateral Hardening | Lateral Hardening-Fuse-10650323 | Laterals | 13391 | 0.12178 | 7 | 2 | 57994.07 | 0 | 23852.4519 | 26912.7959 | 31641.5861 | -34141.6181 | -31081.2741 | -26352.4839 | 0.41129 | 0.46406 | 0.5456 | 0.44055
9395 | Lateral Hardening | Lateral Hardening-Fuse-10163240 | Laterals | 13091 | 0.45265 | 32 | 3 | 533432.47 | 0 | 221037.2149 | 247314.7306 | 281882.5531 | -312395.2551 | -286117.7394 | -251549.9169 | 0.41437 | 0.46363 | 0.52843 | 0.44055
18748 | Lateral Hardening | Lateral Hardening-Fuse-92316427 | Laterals | 13017 | 0.23731 | 11 | 13 | 183270.83 | 0 | 75285.2093 | 85010.7772 | 100558.1075 | -107985.6207 | -98260.0528 | -82712.7225 | 0.41079 | 0.46385 | 0.54869 | 0.4405
5300 | Lateral Hardening | Lateral Hardening-Fuse-92223898 | Laterals | 13405 | 0.2053 | 10 |  | 50000 | 0 | 20659.5436 | 23075.0928 | 27008.2786 | -29340.4564 | -26924.9072 | -22991.7214 | 0.41319 | 0.4615 | 0.54017 | 0.44038
137 | Lateral Hardening | Lateral Hardening-Fuse-60526221 | Laterals | 13293 | 0.40985 | 41 | 52 | 511367.36 | 0 | 213521.1405 | 234231.0934 | 268044.9668 | -297846.2195 | -277136.2666 | -243322.3932 | 0.41755 | 0.45805 | 0.52417 | 0.44036
13607 | Lateral Hardening | Lateral Hardening-Fuse-92456035 | Laterals | 13359 | 0.18769 | 21 | 19 | 341259.92 | 0 | 139609.008 | 158548.0682 | 189240.5318 | -201650.912 | -182711.8518 | -152019.3882 | 0.4091 | 0.4646 | 0.55453 | 0.44029
7745 | Lateral Hardening | Lateral Hardening-Fuse-10556608 | Laterals | 13298 | 0.21383 | 13 | 1 | 110604.32 | 0 | 45306.1849 | 51258.4028 | 61186.4503 | -65298.1351 | -59345.9172 | -49417.8697 | 0.40962 | 0.46344 | 0.5532 | 0.44013
17312 | Lateral Hardening | Lateral Hardening-Fuse-10588804 | Laterals | 13471 | 0.27027 | 25 | 43 | 364820.02 | 0 | 151473.3787 | 167711.5898 | 192755.7913 | -213346.6413 | -197108.4302 | -172064.2287 | 0.4152 | 0.45971 | 0.52836 | 0.43987
17846 | Lateral Hardening | Lateral Hardening-Fuse-10686296 | Laterals | 13808 | 0.56989 | 29 | 8 | 295075.29 | 0 | 122424.003 | 135538.2398 | 156761.9274 | -172651.287 | -159537.0502 | -138313.3626 | 0.41489 | 0.45933 | 0.53126 | 0.43986
19230 | Lateral Hardening | Lateral Hardening-Fuse-10750276 | Laterals | 14026 | 0.1767 | 11 | 2 | 111449.28 | 0 | 45808.0368 | 51413.9419 | 60975.6366 | -65641.2432 | -60035.3381 | -50473.6434 | 0.41102 | 0.46132 | 0.54712 | 0.43972
14788 | Lateral Hardening | Lateral Hardening-Fuse-93059815 | Laterals | 13593 | 0.14527 | 12 | 20 | 148136.44 | 0 | 60517.7867 | 68703.544 | 82034.4892 | -87618.6533 | -79432.896 | -66101.9508 | 0.40853 | 0.46379 | 0.55378 | 0.43963
11137 | Lateral Hardening | Lateral Hardening-Fuse-91487835 | Laterals | 14355 | 0.34015 | 34 | 48 | 509179.06 | 0 | 211026.6592 | 234640.8816 | 267531.5142 | -298152.4008 | -274538.1784 | -241647.5458 | 0.41444 | 0.46082 | 0.52542 | 0.43946
15831 | Lateral Hardening | Lateral Hardening-Fuse-91380147 | Laterals | 14012 | 0.19697 | 12 | 45 | 203728.03 | 0 | 84520.3173 | 93927.2244 | 106279.8359 | -119207.7127 | -109800.8056 | -97448.1941 | 0.41487 | 0.46104 | 0.52168 | 0.4394
18082 | Lateral Hardening | Lateral Hardening-Fuse-92688948 | Laterals | 13793 | 0.17727 | 14 | 21 | 211173 | 0 | 87630.7375 | 96891.1584 | 111208.127 | -123542.2625 | -114281.8416 | -99964.873 | 0.41497 | 0.45882 | 0.52662 | 0.43929
11151 | Lateral Hardening | Lateral Hardening-Fuse-10710635 | Laterals | 14000 | 0.65814 | 33 | 42 | 476777.93 | 0 | 199393.6582 | 217247.4573 | 245505.3759 | -277384.2718 | -259530.4727 | -231272.5541 | 0.41821 | 0.45566 | 0.51493 | 0.43912
7171 | Lateral Hardening | Lateral Hardening-Fuse-10367875 | Laterals | 13103 | 0.12462 | 16 | 51 | 168983.42 | 0 | 69167.6308 | 78212.8054 | 91665.1179 | -99815.7892 | -90770.6146 | -77318.3021 | 0.40932 | 0.46284 | 0.54245 | 0.43869
13416 | Lateral Hardening | Lateral Hardening-Fuse-90883293 | Laterals | 13167 | 0.083712 | 8 | 1 | 103212.26 | 0 | 42244.7111 | 47666.2574 | 56158.8121 | -60967.5489 | -55546.0026 | -47053.4479 | 0.4093 | 0.46183 | 0.54411 | 0.43854
13019 | Lateral Hardening | Lateral Hardening-Fuse-91285070 | Laterals | 14041 | 0.088068 | 8 | 48 | 221678.85 | 0 | 90384.786 | 102919.6751 | 121022.7618 | -131294.064 | -118759.1749 | -100656.0882 | 0.40773 | 0.46427 | 0.54594 | 0.43851
5675 | Lateral Hardening | Lateral Hardening-Fuse-10087559 | Laterals | 13389 | 0.082197 | 6 | 6 | 174849.59 | 0 | 71377.7562 | 81104.7885 | 94828.2678 | -103471.8338 | -93744.8015 | -80021.3222 | 0.40822 | 0.46385 | 0.54234 | 0.43832
11725 | Lateral Hardening | Lateral Hardening-Fuse-90111342 | Laterals | 14024 | 0.19602 | 10 | 9 | 104177.4 | 0 | 43167.2544 | 47650.6115 | 54630.8003 | -61010.1456 | -56526.7885 | -49546.5997 | 0.41436 | 0.4574 | 0.5244 | 0.43828
9997 | Lateral Hardening | Lateral Hardening-Fuse-92727879 | Laterals | 13298 | 1.1881 | 64 | 17 | 633342.21 | 0 | 260923.0211 | 290903.2993 | 337204.467 | -372419.1889 | -342438.9107 | -296137.743 | 0.41198 | 0.45931 | 0.53242 | 0.43822
19414 | Lateral Hardening | Lateral Hardening-Fuse-10051892 | Laterals | 13198 | 0.043561 | 7 | 11 | 63792.13 | 0 | 25816.4755 | 29538.2927 | 36019.5986 | -37975.6545 | -34253.8373 | -27772.5314 | 0.4047 | 0.46304 | 0.56464 | 0.43819
4111 | Lateral Hardening | Lateral Hardening-Fuse-92643045 | Laterals | 13331 | 0.20644 | 16 | 10 | 80749.85 | 0 | 32739.0452 | 37337.5758 | 45338.9369 | -48010.8048 | -43412.2742 | -35410.9131 | 0.40544 | 0.46239 | 0.56147 | 0.43813
6568 | Lateral Hardening | Lateral Hardening-Fuse-90599934 | Laterals | 13972 | 0.1928 | 15 | 1 | 328892.56 | 0 | 133939.9965 | 152229.9039 | 180248.0342 | -194952.5635 | -176662.6561 | -148644.5258 | 0.40725 | 0.46286 | 0.54805 | 0.43801
16022 | Lateral Hardening | Lateral Hardening-Fuse-92312670 | Laterals | 13045 | 0.080682 | 8 | 15 | 90457.17 | 0 | 36862.6314 | 41789.2047 | 49638.5227 | -53594.5386 | -48667.9653 | -40818.6473 | 0.40751 | 0.46198 | 0.54875 | 0.43798
18447 | Lateral Hardening | Lateral Hardening-Fuse-93275764 | Laterals | 13213 | 0.23807 | 9 | 0 | 68167.11 | 0 | 27676.7928 | 31483.2609 | 37994.3846 | -40490.3172 | -36683.8491 | -30172.7254 | 0.40601 | 0.46185 | 0.55737 | 0.4379
12154 | Lateral Hardening | Lateral Hardening-Fuse-93218478 | Laterals | 13656 | 0.33542 | 18 | 18 | 219877.22 | 0 | 90886.6092 | 100537.9197 | 115758.9281 | -128990.6108 | -119339.3003 | -104118.2919 | 0.41335 | 0.45725 | 0.52647 | 0.43783
14756 | Lateral Hardening | Lateral Hardening-Fuse-91535231 | Laterals | 13808 | 0.20985 | 9 | 3 | 118133.78 | 0 | 48814.5032 | 53967.6411 | 62373.4226 | -69319.2768 | -64166.1389 | -55760.3574 | 0.41321 | 0.45683 | 0.52799 | 0.43778
19453 | Lateral Hardening | Lateral Hardening-Fuse-60096424 | Laterals | 13739 | 1.0612 | 97 | 120 | 1114467.53 | 0 | 464089.7375 | 505420.7018 | 576719.9803 | -650377.7925 | -609046.8282 | -537747.5497 | 0.41642 | 0.45351 | 0.51748 | 0.43765
6899 | Lateral Hardening | Lateral Hardening-Fuse-90902818 | Laterals | 13220 | 0.18011 | 15 | 24 | 206337.11 | 0 | 84825.0407 | 94671.1587 | 109551.8691 | -121512.0693 | -111665.9513 | -96785.2409 | 0.4111 | 0.45882 | 0.53094 | 0.4374
13982 | Lateral Hardening | Lateral Hardening-Fuse-60006801 | Laterals | 13092 | 0.13485 | 12 | 16 | 78730.13 | 0 | 31997.1791 | 36328.208 | 43351.7021 | -46732.9509 | -42401.922 | -35378.4279 | 0.40642 | 0.46143 | 0.55064 | 0.43734
657 | Lateral Hardening | Lateral Hardening-Fuse-92464496 | Laterals | 13813 | 0.26856 | 13 | 5 | 74631.25 | 0 | 29301.4647 | 34881.7985 | 45739.426 | -45329.7853 | -39749.4515 | -28891.824 | 0.39262 | 0.46739 | 0.61287 | 0.43707
18886 | Lateral Hardening | Lateral Hardening-Fuse-60017628 | Laterals | 13029 | 0.14943 | 13 | 26 | 140114.04 | 0 | 57222.3488 | 64563.4106 | 75027.6314 | -82891.6912 | -75550.6294 | -65086.4086 | 0.4084 | 0.46079 | 0.53548 | 0.43682
17995 | Lateral Hardening | Lateral Hardening-Fuse-60633465 | Laterals | 13372 | 0.10284 | 14 | 2 | 236895.25 | 0 | 96291.1134 | 109305.2522 | 128774.7161 | -140604.1366 | -127589.9978 | -108120.5339 | 0.40647 | 0.46141 | 0.54359 | 0.43666
666 | Lateral Hardening | Lateral Hardening-Fuse-92397653 | Laterals | 13777 | 0.24318 | 25 | 40 | 387646.68 | 0 | 159660.7684 | 177406.4372 | 202275.884 | -227985.9116 | -210240.2428 | -185370.796 | 0.41187 | 0.45765 | 0.5218 | 0.4366
11059 | Lateral Hardening | Lateral Hardening-Fuse-90091121 | Laterals | 13750 | 0.26951 | 16 | 0 | 118873.95 | 0 | 48227.8124 | 54681.1152 | 65462.0842 | -70646.1376 | -64192.8348 | -53411.8658 | 0.40571 | 0.45999 | 0.55068 | 0.43649
18585 | Lateral Hardening | Lateral Hardening-Fuse-10408287 | Laterals | 13632 | 0.38883 | 29 | 67 | 423197.26 | 0 | 174669.9471 | 192823.2732 | 220496.4717 | -248527.3129 | -230373.9868 | -202700.7883 | 0.41274 | 0.45563 | 0.52103 | 0.43644
11898 | Lateral Hardening | Lateral Hardening-Fuse-60036315 | Laterals | 13183 | 0.72462 | 69 | 1 | 1107758.4 | 0 | 457118.2348 | 506521.0448 | 572220.5175 | -650640.1652 | -601237.3552 | -535537.8825 | 0.41265 | 0.45725 | 0.51656 | 0.43642
11275 | Lateral Hardening | Lateral Hardening-Fuse-90296055 | Laterals | 13815 | 0.22311 | 13 | 1 | 70853.65 | 0 | 28735.6848 | 32644.6744 | 38840.0211 | -42117.9652 | -38208.9756 | -32013.6289 | 0.40556 | 0.46073 | 0.54817 | 0.43638
16594 | Lateral Hardening | Lateral Hardening-Fuse-10086434 | Laterals | 13026 | 0.12273 | 9 | 1 | 91573.23 | 0 | 37273.1531 | 42001.6231 | 49953.6257 | -54300.0769 | -49571.6069 | -41619.6043 | 0.40703 | 0.45867 | 0.5455 | 0.43637
19670 | Lateral Hardening | Lateral Hardening-Fuse-90022483 | Laterals | 13172 | 0.085795 | 5 | 2 | 103894.08 | 0 | 42263.941 | 47873.3375 | 55936.5076 | -61630.139 | -56020.7425 | -47957.5724 | 0.4068 | 0.46079 | 0.5384 | 0.43616
6903 | Lateral Hardening | Lateral Hardening-Fuse-10236656 | Laterals | 13511 | 0.12027 | 9 | 48 | 70166.83 | 0 | 27901.8665 | 32562.0041 | 40816.3961 | -42264.9635 | -37604.8259 | -29350.4339 | 0.39765 | 0.46407 | 0.58171 | 0.43598
19387 | Lateral Hardening | Lateral Hardening-Fuse-90419947 | Laterals | 13171 | 0.62784 | 39 | 93 | 584504.1 | 0 | 240774.7212 | 266050.3766 | 304743.1469 | -343729.3788 | -318453.7234 | -279760.9531 | 0.41193 | 0.45517 | 0.52137 | 0.43585
2065 | Lateral Hardening | Lateral Hardening-Fuse-93294488 | Laterals | 13808 | 0.26439 | 9 | 3 | 206623.4 | 0 | 83955.7779 | 95019.205 | 111492.4229 | -122667.6221 | -111604.195 | -95130.9771 | 0.40632 | 0.45987 | 0.53959 | 0.43571
14891 | Lateral Hardening | Lateral Hardening-Fuse-92665559 | Laterals | 13226 | 0.10303 | 7 | 1 | 161000.06 | 0 | 65448.0592 | 73964.6896 | 86905.6195 | -95552.0008 | -87035.3704 | -74094.4405 | 0.40651 | 0.45941 | 0.53979 | 0.43571
19550 | Lateral Hardening | Lateral Hardening-Fuse-93274681 | Laterals | 13080 | 0.15549 | 10 | 20 | 145856.3 | 0 | 59179.5289 | 67213.0642 | 78705.2083 | -86676.7711 | -78643.2358 | -67151.0917 | 0.40574 | 0.46082 | 0.53961 | 0.43565
13678 | Lateral Hardening | Lateral Hardening-Fuse-10745590 | Laterals | 13431 | 0.1464 | 8 | 2 | 64478.95 | 0 | 26007.7768 | 29649.3287 | 35753.1901 | -38471.1732 | -34829.6213 | -28725.7599 | 0.40335 | 0.45983 | 0.55449 | 0.43541
8136 | Lateral Hardening | Lateral Hardening-Fuse-60506653 | Laterals | 13241 | 0.040909 | 3 | 5 | 50000 | 0 | 20277.8832 | 23031.7564 | 26888.7416 | -29722.1168 | -26968.2436 | -23111.2584 | 0.40556 | 0.46064 | 0.53777 | 0.4353
13439 | Lateral Hardening | Lateral Hardening-Fuse-10129849 | Laterals | 13006 | 0.60663 | 32 | 20 | 450647.26 | 0 | 183082.5691 | 207420.814 | 240617.5931 | -267564.6909 | -243226.446 | -210029.6669 | 0.40627 | 0.46027 | 0.53394 | 0.43524
3566 | Lateral Hardening | Lateral Hardening-Fuse-10745568 | Laterals | 13431 | 0.13845 | 10 | 12 | 120059.8 | 0 | 48913.5873 | 54888.4079 | 64216.4061 | -71146.2127 | -65171.3921 | -55843.3939 | 0.40741 | 0.45718 | 0.53487 | 0.43509
11926 | Lateral Hardening | Lateral Hardening-Fuse-92078845 | Laterals | 13098 | 0.088826 | 5 | 1 | 55763.99 | 0 | 22681.7487 | 25461.3051 | 30131.3482 | -33082.2413 | -30302.6849 | -25632.6418 | 0.40675 | 0.45659 | 0.54034 | 0.43506
2185 | Lateral Hardening | Lateral Hardening-Fuse-10363891 | Laterals | 13096 | 0.10492 | 7 | 2 | 61031.89 | 0 | 24823.1022 | 27870.1898 | 32863.2351 | -36208.7878 | -33161.7002 | -28168.6549 | 0.40672 | 0.45665 | 0.53846 | 0.43487
1358 | Lateral Hardening | Lateral Hardening-Fuse-60069111 | Laterals | 13461 | 0.20417 | 15 | 4 | 189551.83 | 0 | 76798.5224 | 87032.0335 | 102330.1354 | -112753.3076 | -102519.7965 | -87221.6946 | 0.40516 | 0.45915 | 0.53985 | 0.43482
13075 | Lateral Hardening | Lateral Hardening-Fuse-91150557 | Laterals | 13148 | 0.85663 | 42 | 65 | 724271.02 | 0 | 296732.5019 | 330350.6627 | 374839.1663 | -427538.5181 | -393920.3573 | -349431.8537 | 0.4097 | 0.45611 | 0.51754 | 0.43441
5943 | Lateral Hardening | Lateral Hardening-Fuse-10087542 | Laterals | 13389 | 0.17576 | 13 | 15 | 130003.22 | 0 | 53299.273 | 58941.3617 | 67310.4734 | -76703.947 | -71061.8583 | -62692.7466 | 0.40998 | 0.45338 | 0.51776 | 0.43378
1649 | Lateral Hardening | Lateral Hardening-Fuse-10098510 | Laterals | 13085 | 0.42765 | 36 | 1 | 795871.37 | 0 | 326218.2262 | 362470.617 | 407218.7299 | -469653.1438 | -433400.753 | -388652.6401 | 0.40989 | 0.45544 | 0.51166 | 0.43373
12694 | Lateral Hardening | Lateral Hardening-Fuse-92249518 | Laterals | 13030 | 0.032386 | 3 | 11 | 50000 | 0 | 20207.2704 | 22915.7207 | 26863.8608 | -29792.7296 | -27084.2793 | -23136.1392 | 0.40415 | 0.45831 | 0.53728 | 0.43371
8940 | Lateral Hardening | Lateral Hardening-Fuse-90869092 | Laterals | 13787 | 0.21591 | 12 | 2 | 50000 | 0 | 19827.5816 | 22934.0976 | 29026.1531 | -30172.4184 | -27065.9024 | -20973.8469 | 0.39655 | 0.45868 | 0.58052 | 0.43359
16294 | Lateral Hardening | Lateral Hardening-Fuse-92302557 | Laterals | 14111 | 0.35852 | 27 | 21 | 388119.33 | 0 | 159134.6547 | 175353.4023 | 201638.3386 | -228984.6753 | -212765.9277 | -186480.9914 | 0.41001 | 0.4518 | 0.51953 | 0.4335
16793 | Lateral Hardening | Lateral Hardening-Fuse-91142510 | Laterals | 13786 | 0.37898 | 20 | 12 | 180062.85 | 0 | 73464.8989 | 81750.2759 | 94328.284 | -106597.9511 | -98312.5741 | -85734.566 | 0.408 | 0.45401 | 0.52386 | 0.43339
8406 | Lateral Hardening | Lateral Hardening-Fuse-91674075 | Laterals | 13961 | 0.12424 | 5 | 1 | 58707.37 | 0 | 23737.8993 | 26794.0163 | 31609.581 | -34969.4707 | -31913.3537 | -27097.789 | 0.40434 | 0.4564 | 0.53843 | 0.43337
8662 | Lateral Hardening | Lateral Hardening-Fuse-60032666 | Laterals | 13007 | 0.12765 | 6 | 1 | 62920.69 | 0 | 25413.273 | 28809.955 | 33708.1235 | -37507.417 | -34110.735 | -29212.5665 | 0.40389 | 0.45788 | 0.53572 | 0.43327
18277 | Lateral Hardening | Lateral Hardening-Fuse-60213259 | Laterals | 13439 | 0.24962 | 24 | 52 | 355753.04 | 0 | 144638.4494 | 161982.3039 | 187193.0179 | -211114.5906 | -193770.7361 | -168560.0221 | 0.40657 | 0.45532 | 0.52619 | 0.43316
2132 | Lateral Hardening | Lateral Hardening-Fuse-10408250 | Laterals | 13632 | 0.15341 | 14 | 18 | 201125.19 | 0 | 82098.8715 | 91188.197 | 105014.7279 | -119026.3185 | -109936.993 | -96110.4621 | 0.4082 | 0.45339 | 0.52214 | 0.43315
85 | Lateral Hardening | Lateral Hardening-Fuse-10774309 | Laterals | 13469 | 0.067045 | 6 | 2 | 97388.46 | 0 | 39330.4584 | 44476.2931 | 52111.0262 | -58058.0016 | -52912.1669 | -45277.4338 | 0.40385 | 0.45669 | 0.53508 | 0.43283
18323 | Lateral Hardening | Lateral Hardening-Fuse-10484792 | Laterals | 13461 | 0.13731 | 10 | 5 | 116035.36 | 0 | 47154.8984 | 52633.5571 | 61040.6288 | -68880.4616 | -63401.8029 | -54994.7312 | 0.40638 | 0.4536 | 0.52605 | 0.43252
2803 | Lateral Hardening | Lateral Hardening-Fuse-10476049 | Laterals | 13436 | 0.10587 | 8 | 4 | 233931.44 | 0 | 94606.2834 | 106412.6007 | 123963.8823 | -139325.1566 | -127518.8393 | -109967.5577 | 0.40442 | 0.45489 | 0.52992 | 0.43211
8301 | Lateral Hardening | Lateral Hardening-Fuse-10077313 | Laterals | 14144 | 0.42367 | 35 | 62 | 590033.89 | 0 | 240827.2985 | 266560.4451 | 304443.8323 | -349206.5915 | -323473.4449 | -285590.0577 | 0.40816 | 0.45177 | 0.51598 | 0.43202
2383 | Lateral Hardening | Lateral Hardening-Fuse-10774301 | Laterals | 14042 | 0.061174 | 6 | 1 | 133326.79 | 0 | 53705.5751 | 60777.1972 | 71194.3625 | -79621.2149 | -72549.5928 | -62132.4275 | 0.40281 | 0.45585 | 0.53398 | 0.43184
4224 | Lateral Hardening | Lateral Hardening-Fuse-92614609 | Laterals | 13303 | 0.4517 | 23 |  | 146761.98 | 0 | 58079.8393 | 67018.1057 | 84068.361 | -88682.1407 | -79743.8743 | -62693.619 | 0.39574 | 0.45664 | 0.57282 | 0.43172
11126 | Lateral Hardening | Lateral Hardening-Fuse-90873949 | Laterals | 13837 | 0.32292 | 22 | 45 | 387868.28 | 0 | 158318.007 | 174955.9553 | 199682.7819 | -229550.273 | -212912.3247 | -188185.4981 | 0.40817 | 0.45107 | 0.51482 | 0.43171
15114 | Lateral Hardening | Lateral Hardening-Fuse-60292125 | Laterals | 13029 | 0.25379 | 20 | 35 | 328080.64 | 0 | 133845.3152 | 148034.1736 | 169088.239 | -194235.3248 | -180046.4664 | -158992.401 | 0.40796 | 0.45121 | 0.51539 | 0.43168
15817 | Lateral Hardening | Lateral Hardening-Fuse-92679901 | Laterals | 13805 | 0.29962 | 14 | 4 | 129524.54 | 0 | 52199.3353 | 58704.8647 | 69555.2281 | -77325.2047 | -70819.6753 | -59969.3119 | 0.40301 | 0.45323 | 0.537 | 0.43147
1623 | Lateral Hardening | Lateral Hardening-Fuse-10384704 | Laterals | 13351 | 0.069697 | 4 | 10 | 97608.82 | 0 | 39229.6033 | 44560.8289 | 52025.1708 | -58379.2167 | -53047.9911 | -45583.6492 | 0.40191 | 0.45652 | 0.533 | 0.4314
2914 | Lateral Hardening | Lateral Hardening-Fuse-90025581 | Laterals | 13391 | 0.12765 | 7 | 1 | 58990.69 | 0 | 23926.0726 | 26635.9526 | 30879.1082 | -35064.6174 | -32354.7374 | -28111.5818 | 0.40559 | 0.45153 | 0.52346 | 0.43116
2031 | Lateral Hardening | Lateral Hardening-Fuse-91804175 | Laterals | 13786 | 0.98504 | 47 | 20 | 797697.97 | 0 | 327556.3113 | 356811.2466 | 402983.2727 | -470141.6587 | -440886.7234 | -394714.6973 | 0.41063 | 0.4473 | 0.50518 | 0.43108
2622 | Lateral Hardening | Lateral Hardening-Fuse-10686183 | Laterals | 13808 | 0.63977 | 28 | 10 | 281254.65 | 0 | 114615.1972 | 126325.7293 | 145651.9728 | -166639.4528 | -154928.9207 | -135602.6772 | 0.40751 | 0.44915 | 0.51787 | 0.43104
16797 | Lateral Hardening | Lateral Hardening-Fuse-10793133 | Laterals | 13470 | 0.94489 | 58 | 74 | 1029284.79 | 0 | 419159.333 | 464472.9934 | 528136.7832 | -610125.457 | -564811.7966 | -501148.0068 | 0.40723 | 0.45126 | 0.51311 | 0.43103
5452 | Lateral Hardening | Lateral Hardening-Fuse-91100368 | Laterals | 13490 | 0.092235 | 9 | 10 | 83048.63 | 0 | 33126.436 | 37799.4349 | 45671.1859 | -49922.194 | -45249.1951 | -37377.4441 | 0.39888 | 0.45515 | 0.54993 | 0.43087
14447 | Lateral Hardening | Lateral Hardening-Fuse-10578002 | Laterals | 13442 | 0.2767 | 20 | 39 | 394595.79 | 0 | 160608.7152 | 177486.3788 | 203522.3709 | -233987.0748 | -217109.4112 | -191073.4191 | 0.40702 | 0.44979 | 0.51577 | 0.43073
14222 | Lateral Hardening | Lateral Hardening-Fuse-10000771 | Laterals | 13236 | 0.71913 | 36 | 0 | 446783.12 | 0 | 181707.5047 | 200581.5996 | 232395.922 | -265075.6153 | -246201.5204 | -214387.198 | 0.4067 | 0.44895 | 0.52015 | 0.43072
13685 | Lateral Hardening | Lateral Hardening-Fuse-10663273 | Laterals | 13001 | 0.16648 | 12 | 20 | 252488.46 | 0 | 101335.8884 | 114683.163 | 134797.4797 | -151152.5716 | -137805.297 | -117690.9803 | 0.40135 | 0.45421 | 0.53388 | 0.43046
2492 | Lateral Hardening | Lateral Hardening-Fuse-10637229 | Laterals | 13696 | 0.1053 | 8 | 28 | 109445.3 | 0 | 43798.1628 | 49679.1534 | 59188.0654 | -65647.1372 | -59766.1466 | -50257.2346 | 0.40018 | 0.45392 | 0.5408 | 0.43037
7253 | Lateral Hardening | Lateral Hardening-Fuse-10663256 | Laterals | 13001 | 0.10966 | 6 | 3 | 109298.64 | 0 | 43888.3345 | 49556.3881 | 58309.9261 | -65410.3055 | -59742.2519 | -50988.7139 | 0.40155 | 0.4534 | 0.53349 | 0.4303
15499 | Lateral Hardening | Lateral Hardening-Fuse-92419203 | Laterals | 13696 | 0.18333 | 17 | 15 | 210215.99 | 0 | 85425.0991 | 94518.0879 | 108268.5669 | -124790.8909 | -115697.9021 | -101947.4231 | 0.40637 | 0.44962 | 0.51503 | 0.43021
3321 | Lateral Hardening | Lateral Hardening-Fuse-90743601 | Laterals | 13436 | 0.42178 | 25 | 1 | 283054.04 | 0 | 112963.8825 | 128503.2097 | 152947.5918 | -170090.1575 | -154550.8303 | -130106.4482 | 0.39909 | 0.45399 | 0.54035 | 0.42968
8963 | Lateral Hardening | Lateral Hardening-Fuse-10795723 | Laterals | 13695 | 0.12481 | 11 | 19 | 138576.52 | 0 | 55546.1824 | 62813.5344 | 73567.6677 | -83030.3376 | -75762.9856 | -65008.8523 | 0.40083 | 0.45328 | 0.53088 | 0.42957
6697 | Lateral Hardening | Lateral Hardening-Fuse-60027647 | Laterals | 13094 | 0.036364 | 5 | 7 | 74475.33 | 0 | 29781.7373 | 33885.7372 | 39510.1741 | -44693.5927 | -40589.5928 | -34965.1559 | 0.39989 | 0.45499 | 0.53051 | 0.42948
258 | Lateral Hardening | Lateral Hardening-Fuse-93274635 | Laterals | 13243 | 3.2025 | 232 | 513 | 2805521.6 | 0 | 1164230.7137 | 1236681.2303 | 1351697.6025 | -1641290.8863 | -1568840.3697 | -1453823.9975 | 0.41498 | 0.4408 | 0.4818 | 0.42941
18096 | Lateral Hardening | Lateral Hardening-Fuse-92748447 | Laterals | 13336 | 0.3197 | 23 | 0 | 194690.86 | 0 | 79400.989 | 86748.6988 | 99100.7324 | -115289.871 | -107942.1612 | -95590.1276 | 0.40783 | 0.44557 | 0.50902 | 0.42927
10342 | Lateral Hardening | Lateral Hardening-Fuse-90889828 | Laterals | 13695 | 0.59148 | 37 | 46 | 542895.27 | 0 | 222654.1672 | 241109.9039 | 270852.7212 | -320241.1028 | -301785.3661 | -272042.5488 | 0.41012 | 0.44412 | 0.4989 | 0.4292
8522 | Lateral Hardening | Lateral Hardening-Fuse-60029897 | Laterals | 13091 | 0.14091 | 10 | 25 | 204767.79 | 0 | 81852.1811 | 92952.8214 | 108752.8091 | -122915.6089 | -111814.9686 | -96014.9809 | 0.39973 | 0.45394 | 0.5311 | 0.42913
4988 | Lateral Hardening | Lateral Hardening-Fuse-60312288 | Laterals | 13583 | 0.093182 | 4 | 1 | 100577.94 | 0 | 40236.2605 | 45389.6793 | 53369.4532 | -60341.6795 | -55188.2607 | -47208.4868 | 0.40005 | 0.45129 | 0.53063 | 0.42848
16682 | Lateral Hardening | Lateral Hardening-Fuse-60016639 | Laterals | 13049 | 0.25758 | 23 | 24 | 292212.65 | 0 | 116209.8936 | 132089.956 | 158213.9829 | -176002.7564 | -160122.694 | -133998.6671 | 0.39769 | 0.45203 | 0.54143 | 0.42837
2923 | Lateral Hardening | Lateral Hardening-Fuse-93267097 | Laterals | 13576 | 0.085985 | 6 | 2 | 59457.89 | 0 | 23755.632 | 26808.9352 | 31736.6036 | -35702.258 | -32648.9548 | -27721.2864 | 0.39954 | 0.45089 | 0.53377 | 0.42837
8 | Lateral Hardening | Lateral Hardening-Fuse-90836583 | Laterals | 13334 | 0.06875 | 12 | 10 | 155669.61 | 0 | 61859.8603 | 70625.9895 | 83553.7086 | -93809.7497 | -85043.6205 | -72115.9014 | 0.39738 | 0.45369 | 0.53674 | 0.42821
9496 | Lateral Hardening | Lateral Hardening-Fuse-60211607 | Laterals | 14111 | 0.2267 | 16 | 26 | 182110.53 | 0 | 73674.967 | 81515.5777 | 92795.7326 | -108435.563 | -100594.9523 | -89314.7974 | 0.40456 | 0.44762 | 0.50956 | 0.42798
181 | Lateral Hardening | Lateral Hardening-Fuse-10025073 | Laterals | 13294 | 0.055303 | 4 | 16 | 141956.36 | 0 | 56540.9438 | 64324.2173 | 75087.2464 | -85415.4162 | -77632.1427 | -66869.1136 | 0.3983 | 0.45313 | 0.52895 | 0.42781
15438 | Lateral Hardening | Lateral Hardening-Fuse-10577997 | Laterals | 13442 | 0.085227 | 7 |  | 62655.09 | 0 | 24987.5087 | 28202.6806 | 33427.5757 | -37667.5813 | -34452.4094 | -29227.5143 | 0.39881 | 0.45013 | 0.53352 | 0.42768
11448 | Lateral Hardening | Lateral Hardening-Fuse-90956104 | Laterals | 13787 | 0.11364 | 9 | 1 | 57825.93 | 0 | 22935.5656 | 26081.9902 | 31432.0043 | -34890.3644 | -31743.9398 | -26393.9257 | 0.39663 | 0.45104 | 0.54356 | 0.42765
11979 | Lateral Hardening | Lateral Hardening-Fuse-10556589 | Laterals | 13298 | 0.61553 | 35 | 9 | 389319.83 | 0 | 156847.4489 | 174069.7825 | 201341.1644 | -232472.3811 | -215250.0475 | -187978.6656 | 0.40288 | 0.44711 | 0.51716 | 0.42758
4249 | Lateral Hardening | Lateral Hardening-Fuse-92832090 | Laterals | 13270 | 0.085795 | 10 | 0 | 90307.45 | 0 | 35980.4587 | 40629.3184 | 48309.0118 | -54326.9913 | -49678.1316 | -41998.4382 | 0.39842 | 0.4499 | 0.53494 | 0.42752
1979 | Lateral Hardening | Lateral Hardening-Fuse-10650562 | Laterals | 13391 | 0.54015 | 28 | 1 | 312808.65 | 0 | 123628.9182 | 141269.4909 | 171472.2137 | -189179.7318 | -171539.1591 | -141336.4363 | 0.39522 | 0.45162 | 0.54817 | 0.42744
454 | Lateral Hardening | Lateral Hardening-Fuse-90422220 | Laterals | 13143 | 0.27159 | 37 | 43 | 703131.87 | 0 | 283136.0165 | 315455.6847 | 360188.4134 | -419995.8535 | -387676.1853 | -342943.4566 | 0.40268 | 0.44864 | 0.51226 | 0.42743
8220 | Lateral Hardening | Lateral Hardening-Fuse-90398056 | Laterals | 13422 | 0.2214 | 11 | 3 | 119093.92 | 0 | 47729.8079 | 53417.8895 | 62161.0757 | -71364.1121 | -65676.0305 | -56932.8443 | 0.40077 | 0.44854 | 0.52195 | 0.42722
15688 | Lateral Hardening | Lateral Hardening-Fuse-91359438 | Laterals | 13243 | 0.3 | 27 | 28 | 327178.41 | 0 | 132283.2423 | 145569.0188 | 166884.1569 | -194895.1677 | -181609.3912 | -160294.2531 | 0.40432 | 0.44492 | 0.51007 | 0.42707
13810 | Lateral Hardening | Lateral Hardening-Fuse-10916866 | Laterals | 13805 | 0.21364 | 14 | 7 | 126308.58 | 0 | 50259.6997 | 56696.2249 | 67771.1996 | -76048.8803 | -69612.3551 | -58537.3804 | 0.39791 | 0.44887 | 0.53655 | 0.42706
16058 | Lateral Hardening | Lateral Hardening-Fuse-90299538 | Laterals | 13813 | 0.088826 | 7 | 2 | 55763.99 | 0 | 21877.9127 | 25217.0537 | 31130.5186 | -33886.0773 | -30546.9363 | -24633.4714 | 0.39233 | 0.45221 | 0.55825 | 0.42689
10643 | Lateral Hardening | Lateral Hardening-Fuse-91836292 | Laterals | 13426 | 0.24186 | 14 | 19 | 302696.23 | 0 | 120385.5689 | 136491.269 | 160307.0631 | -182310.6611 | -166204.961 | -142389.1669 | 0.39771 | 0.45092 | 0.5296 | 0.42686
11549 | Lateral Hardening | Lateral Hardening-Fuse-60467710 | Laterals | 13815 | 0.28883 | 16 | 3 | 239911.22 | 0 | 95266.416 | 107983.639 | 128282.9062 | -144644.804 | -131927.581 | -111628.3138 | 0.39709 | 0.4501 | 0.53471 | 0.42675
2363 | Lateral Hardening | Lateral Hardening-Fuse-10759963 | Laterals | 13331 | 0.18845 | 11 | 21 | 292288.39 | 0 | 116572.5427 | 131557.4275 | 153116.8479 | -175715.8473 | -160730.9625 | -139171.5421 | 0.39883 | 0.45009 | 0.52386 | 0.42671
2988 | Lateral Hardening | Lateral Hardening-Fuse-10457720 | Laterals | 13229 | 0.10909 | 5 | 1 | 154212.03 | 0 | 61405.9659 | 69252.2409 | 81652.1986 | -92806.0641 | -84959.7891 | -72559.8314 | 0.39819 | 0.44907 | 0.52948 | 0.42658
19530 | Lateral Hardening | Lateral Hardening-Fuse-92864169 | Laterals | 13460 | 0.28845 | 15 | 7 | 225359.74 | 0 | 90813.0108 | 100137.7549 | 115598.2259 | -134546.7292 | -125221.9851 | -109761.5141 | 0.40297 | 0.44435 | 0.51295 | 0.42638
4934 | Lateral Hardening | Lateral Hardening-Fuse-92332338 | Laterals | 13105 | 0.29773 | 23 | 33 | 508808.91 | 0 | 203721.7732 | 228805.7884 | 260659.2467 | -305087.1368 | -280003.1216 | -248149.6633 | 0.40039 | 0.44969 | 0.51229 | 0.42637
7502 | Lateral Hardening | Lateral Hardening-Fuse-10645478 | Laterals | 13148 | 0.19735 | 11 | 6 | 108217.58 | 0 | 43604.3129 | 48120.1526 | 55419.7677 | -64613.2671 | -60097.4274 | -52797.8123 | 0.40293 | 0.44466 | 0.51211 | 0.42637
17332 | Lateral Hardening | Lateral Hardening-Fuse-91598271 | Laterals | 13672 | 0.096023 | 5 | 2 | 60292.11 | 0 | 24039.8961 | 26990.8196 | 31800.0578 | -36252.2139 | -33301.2904 | -28492.0522 | 0.39872 | 0.44767 | 0.52743 | 0.42628
8393 | Lateral Hardening | Lateral Hardening-Fuse-92701817 | Laterals | 13299 | 0.12027 | 11 | 3 | 61798.15 | 0 | 24534.5292 | 27690.8354 | 33094.8361 | -37263.6208 | -34107.3146 | -28703.3139 | 0.39701 | 0.44809 | 0.53553 | 0.42619
11976 | Lateral Hardening | Lateral Hardening-Fuse-10566583 | Laterals | 13289 | 0.049811 | 7 | 5 | 107746.12 | 0 | 42777.6999 | 48377.9994 | 56879.8243 | -64968.4201 | -59368.1206 | -50866.2957 | 0.39702 | 0.449 | 0.52791 | 0.4257
14866 | Lateral Hardening | Lateral Hardening-Fuse-60559529 | Laterals | 13808 | 0.27689 | 14 | 2 | 119775.74 | 0 | 47367.3595 | 53692.555 | 64455.7217 | -72408.3805 | -66083.185 | -55320.0183 | 0.39547 | 0.44828 | 0.53814 | 0.42558
15053 | Lateral Hardening | Lateral Hardening-Fuse-92643727 | Laterals | 13118 | 0.34697 | 18 | 7 | 153314.11 | 0 | 61240.0842 | 68284.4765 | 79247.7858 | -92074.0258 | -85029.6335 | -74066.3242 | 0.39944 | 0.44539 | 0.5169 | 0.42497
12793 | Lateral Hardening | Lateral Hardening-Fuse-91324631 | Laterals | 13160 | 0.025758 | 5 | 99 | 50000 | 0 | 19523.4657 | 22554.7931 | 27656.8561 | -30476.5343 | -27445.2069 | -22343.1439 | 0.39047 | 0.4511 | 0.55314 | 0.42492
9277 | Lateral Hardening | Lateral Hardening-Fuse-92776111 | Laterals | 13208 | 0.12538 | 11 | 16 | 90147.37 | 0 | 35776.5568 | 40394.7694 | 47099.6243 | -54370.8132 | -49752.6006 | -43047.7457 | 0.39687 | 0.4481 | 0.52247 | 0.4248
7537 | Lateral Hardening | Lateral Hardening-Fuse-91697186 | Laterals | 13458 | 0.085417 | 8 | 4 | 59410.67 | 0 | 23476.2405 | 26553.8541 | 31770.0737 | -35934.4295 | -32856.8159 | -27640.5963 | 0.39515 | 0.44695 | 0.53475 | 0.42465
2981 | Lateral Hardening | Lateral Hardening-Fuse-90414375 | Laterals | 13920 | 0.091856 | 10 | 1 | 50000 | 0 | 19768.3203 | 22454.457 | 26284.6672 | -30231.6797 | -27545.543 | -23715.3328 | 0.39537 | 0.44909 | 0.52569 | 0.42452
9489 | Lateral Hardening | Lateral Hardening-Fuse-10100699 | Laterals | 13048 | 0.067424 | 6 | 6 | 113139.94 | 0 | 44731.2068 | 50837.2249 | 59282.0977 | -68408.7332 | -62302.7151 | -53857.8423 | 0.39536 | 0.44933 | 0.52397 | 0.42441
964 | Lateral Hardening | Lateral Hardening-Fuse-93051990 | Laterals | 13679 | 0.097917 | 5 | 2 | 72624.25 | 0 | 28766.6472 | 32476.9153 | 38165.2689 | -43857.6028 | -40147.3347 | -34458.9811 | 0.3961 | 0.44719 | 0.52552 | 0.42437
901 | Lateral Hardening | Lateral Hardening-Fuse-10925123 | Laterals | 13342 | 0.18125 | 10 | 6 | 154752.93 | 0 | 61177.9835 | 69340.0615 | 81444.694 | -93574.9465 | -85412.8685 | -73308.236 | 0.39533 | 0.44807 | 0.52629 | 0.42425
13167 | Lateral Hardening | Lateral Hardening-Fuse-92827523 | Laterals | 13961 | 0.088826 | 6 | 2 | 111470.76 | 0 | 44062.8686 | 49941.0211 | 58589.5347 | -67407.8914 | -61529.7389 | -52881.2253 | 0.39529 | 0.44802 | 0.5256 | 0.42414
2184 | Lateral Hardening | Lateral Hardening-Fuse-60191254 | Laterals | 13722 | 0.13845 | 8 | 2 | 175461.15 | 0 | 69388.3374 | 78175.7639 | 93187.903 | -106072.8126 | -97285.3861 | -82273.247 | 0.39546 | 0.44554 | 0.5311 | 0.42405
7298 | Lateral Hardening | Lateral Hardening-Fuse-92629832 | Laterals | 13303 | 0.10284 | 9 | 3 | 64788.75 | 0 | 25550.187 | 28873.8604 | 34665.5895 | -39238.563 | -35914.8896 | -30123.1605 | 0.39436 | 0.44566 | 0.53506 | 0.42382
16035 | Lateral Hardening | Lateral Hardening-Fuse-10747900 | Laterals | 13705 | 0.38163 | 29 | 17 | 311095.6 | 0 | 125333.9432 | 137014.7315 | 155090.7704 | -185761.6568 | -174080.8685 | -156004.8296 | 0.40288 | 0.44043 | 0.49853 | 0.42371
5842 | Lateral Hardening | Lateral Hardening-Fuse-91384608 | Laterals | 13412 | 0.14583 | 6 | 2 | 64431.73 | 0 | 25560.7386 | 28623.0672 | 33699.1597 | -38870.9914 | -35808.6628 | -30732.5703 | 0.39671 | 0.44424 | 0.52302 | 0.4236
9702 | Lateral Hardening | Lateral Hardening-Fuse-90394820 | Laterals | 13147 | 0.28125 | 17 | 25 | 229873.65 | 0 | 91994.5181 | 101732.7148 | 116542.238 | -137879.1319 | -128140.9352 | -113331.412 | 0.4002 | 0.44256 | 0.50698 | 0.42358
18145 | Lateral Hardening | Lateral Hardening-Fuse-91749705 | Laterals | 13924 | 0.2714 | 17 | 0 | 119168.45 | 0 | 46588.338 | 53357.0611 | 65107.3298 | -72580.112 | -65811.3889 | -54061.1202 | 0.39095 | 0.44774 | 0.54635 | 0.42353
17253 | Lateral Hardening | Lateral Hardening-Fuse-90049950 | Laterals | 13390 | 0.069129 | 5 | 1 | 115781.42 | 0 | 45731.4801 | 51619.1431 | 60896.4132 | -70049.9399 | -64162.2769 | -54885.0068 | 0.39498 | 0.44583 | 0.52596 | 0.42333
19556 | Lateral Hardening | Lateral Hardening-Fuse-60009841 | Laterals | 13027 | 0.094129 | 11 | 10 | 136026.64 | 0 | 54183.8364 | 60299.345 | 69767.5676 | -81842.8036 | -75727.295 | -66259.0724 | 0.39833 | 0.44329 | 0.5129 | 0.42328
19439 | Lateral Hardening | Lateral Hardening-Fuse-60318187 | Laterals | 13236 | 0.46023 | 20 | 6 | 510978.25 | 0 | 202151.2898 | 228038.8558 | 265588.3061 | -308826.9602 | -282939.3942 | -245389.9439 | 0.39562 | 0.44628 | 0.51976 | 0.42323
16228 | Lateral Hardening | Lateral Hardening-Fuse-91148445 | Laterals | 14198 | 0.38561 | 22 | 1 | 431362.29 | 0 | 170079.5976 | 193196.3942 | 225297.5139 | -261282.6924 | -238165.8958 | -206064.7761 | 0.39428 | 0.44788 | 0.52229 | 0.42316
15092 | Lateral Hardening | Lateral Hardening-Fuse-93215671 | Laterals | 13656 | 0.09375 | 6 | 1 | 104555.16 | 0 | 41234.5633 | 46557.5959 | 55201.3838 | -63320.5967 | -57997.5641 | -49353.7762 | 0.39438 | 0.44529 | 0.52796 | 0.42301
16421 | Lateral Hardening | Lateral Hardening-Fuse-10615022 | Laterals | 13125 | 0.033333 | 3 | 1 | 53482.61 | 0 | 21049.3656 | 23984.4838 | 27906.8282 | -32433.2444 | -29498.1262 | -25575.7818 | 0.39357 | 0.44845 | 0.52179 | 0.42286
18743 | Lateral Hardening | Lateral Hardening-Fuse-10916731 | Laterals | 13805 | 0.17917 | 9 | 1 | 107215.22 | 0 | 42708.2932 | 47382.7923 | 54840.3185 | -64506.9268 | -59832.4277 | -52374.9015 | 0.39834 | 0.44194 | 0.5115 | 0.42274
3714 | Lateral Hardening | Lateral Hardening-Fuse-90846191 | Laterals | 13148 | 0.37424 | 12 |  | 130882.44 | 0 | 52158.5511 | 57864.9348 | 66716.9255 | -78723.8889 | -73017.5052 | -64165.5145 | 0.39851 | 0.44211 | 0.50975 | 0.42272
14218 | Lateral Hardening | Lateral Hardening-Fuse-10684580 | Laterals | 13313 | 0.14886 | 17 | 24 | 196308.75 | 0 | 77942.693 | 87039.8454 | 100730.1293 | -118366.057 | -109268.9046 | -95578.6207 | 0.39704 | 0.44338 | 0.51312 | 0.42255
12453 | Lateral Hardening | Lateral Hardening-Fuse-10674258 | Laterals | 13414 | 0.15417 | 10 | 11 | 108558.86 | 0 | 43315.5554 | 47994.505 | 54831.1763 | -65243.3046 | -60564.355 | -53727.6837 | 0.39901 | 0.44211 | 0.50508 | 0.42254
16068 | Lateral Hardening | Lateral Hardening-Fuse-60038640 | Laterals | 13039 | 0.085227 | 7 | 11 | 134269.5 | 0 | 52887.4419 | 59906.7721 | 70285.0321 | -81382.0581 | -74362.7279 | -63984.4679 | 0.39389 | 0.44617 | 0.52346 | 0.42253
14037 | Lateral Hardening | Lateral Hardening-Fuse-91721691 | Laterals | 13365 | 0.095455 | 9 | 22 | 267762 | 0 | 105387.377 | 119507.0905 | 140502.8352 | -162374.623 | -148254.9095 | -127259.1648 | 0.39359 | 0.44632 | 0.52473 | 0.42252
12355 | Lateral Hardening | Lateral Hardening-Fuse-10793145 | Laterals | 13470 | 0.53902 | 35 | 18 | 380926.15 | 0 | 151840.2489 | 167930.0726 | 194245.1947 | -229085.9011 | -212996.0774 | -186680.9553 | 0.39861 | 0.44085 | 0.50993 | 0.42241
1312 | Lateral Hardening | Lateral Hardening-Fuse-93024555 | Laterals | 13840 | 0.3142 | 20 | 47 | 209032.41 | 0 | 82579.8859 | 93173.9264 | 107846.5144 | -126452.5241 | -115858.4836 | -101185.8956 | 0.39506 | 0.44574 | 0.51593 | 0.42235
3919 | Lateral Hardening | Lateral Hardening-Fuse-10162580 | Laterals | 13031 | 0.27614 | 16 | 9 | 300614.27 | 0 | 118078.9939 | 134143.7896 | 158403.0696 | -182535.2761 | -166470.4804 | -142211.2004 | 0.39279 | 0.44623 | 0.52693 | 0.42224
16675 | Lateral Hardening | Lateral Hardening-Fuse-60473286 | Laterals | 13241 | 0.55739 | 40 | 85 | 599281.39 | 0 | 239729.3232 | 263643.89 | 301079.7555 | -359552.0668 | -335637.5 | -298201.6345 | 0.40003 | 0.43993 | 0.5024 | 0.42224
5287 | Lateral Hardening | Lateral Hardening-Fuse-10099366 | Laterals | 13963 | 0.18617 | 18 | 40 | 246418.24 | 0 | 96597.0142 | 109859.5746 | 131223.4895 | -149821.2258 | -136558.6654 | -115194.7505 | 0.392 | 0.44583 | 0.53252 | 0.4222
14188 | Lateral Hardening | Lateral Hardening-Fuse-10397072 | Laterals | 13591 | 0.17216 | 13 | 67 | 169004.16 | 0 | 66360.2772 | 75426.0462 | 89016.1105 | -102643.8828 | -93578.1138 | -79988.0495 | 0.39265 | 0.4463 | 0.52671 | 0.42215
13087 | Lateral Hardening | Lateral Hardening-Fuse-92237723 | Laterals | 13785 | 0.088068 | 6 | 1 | 55701.03 | 0 | 21907.932 | 24724.5356 | 29518.4233 | -33793.098 | -30976.4944 | -26182.6067 | 0.39331 | 0.44388 | 0.52994 | 0.42215
11531 | Lateral Hardening | Lateral Hardening-Fuse-92566858 | Laterals | 13948 | 0.23731 | 16 | 6 | 300456.69 | 0 | 118106.8888 | 134077.9155 | 157443.7377 | -182349.8012 | -166378.7745 | -143012.9523 | 0.39309 | 0.44625 | 0.52401 | 0.42213
343 | Lateral Hardening | Lateral Hardening-Fuse-10636006 | Laterals | 13388 | 0.22292 | 17 | 24 | 161432.48 | 0 | 63970.9619 | 71633.6724 | 82283.4735 | -97461.5181 | -89798.8076 | -79149.0065 | 0.39627 | 0.44374 | 0.50971 | 0.42185
11491 | Lateral Hardening | Lateral Hardening-Fuse-10196997 | Laterals | 13359 | 0.11458 | 11 | 11 | 223462.67 | 0 | 87582.7784 | 99358.0683 | 118760.3612 | -135879.8916 | -124104.6017 | -104702.3088 | 0.39193 | 0.44463 | 0.53146 | 0.4217
6825 | Lateral Hardening | Lateral Hardening-Fuse-10525939 | Laterals | 14023 | 0.50398 | 18 |  | 232299.65 | 0 | 92473.5416 | 102172.4167 | 118007.7029 | -139826.1084 | -130127.2333 | -114291.9471 | 0.39808 | 0.43983 | 0.508 | 0.4216
8463 | Lateral Hardening | Lateral Hardening-Fuse-60047114 | Laterals | 13228 | 0.44261 | 41 | 38 | 442637.13 | 0 | 176355.9319 | 194693.7388 | 223810.0832 | -266281.1981 | -247943.3912 | -218827.0468 | 0.39842 | 0.43985 | 0.50563 | 0.42157
18494 | Lateral Hardening | Lateral Hardening-Fuse-10705903 | Laterals | 13268 | 0.18447 | 10 | 7 | 206823.76 | 0 | 81329.9341 | 91835.9592 | 108370.2383 | -125493.8259 | -114987.8008 | -98453.5217 | 0.39323 | 0.44403 | 0.52397 | 0.42155
13548 | Lateral Hardening | Lateral Hardening-Fuse-60024852 | Laterals | 13303 | 0.1661 | 7 | 2 | 110567.84 | 0 | 44052.8612 | 48518.8364 | 56209.0118 | -66514.9788 | -62049.0036 | -54358.8282 | 0.39842 | 0.43882 | 0.50837 | 0.42154
1656 | Lateral Hardening | Lateral Hardening-Fuse-92079219 | Laterals | 13705 | 0.17273 | 11 | 53 | 187010.67 | 0 | 73475.2987 | 83175.9383 | 97483.2561 | -113535.3713 | -103834.7317 | -89527.4139 | 0.39289 | 0.44477 | 0.52127 | 0.42129
6918 | Lateral Hardening | Lateral Hardening-Fuse-10457730 | Laterals | 13229 | 0.060985 | 8 | 1 | 133272.14 | 0 | 52365.6209 | 59096.5991 | 69981.4624 | -80906.5191 | -74175.5409 | -63290.6776 | 0.39292 | 0.44343 | 0.5251 | 0.42129
11423 | Lateral Hardening | Lateral Hardening-Fuse-60129674 | Laterals | 13130 | 0.065152 | 5 | 17 | 53796.49 | 0 | 20875.3332 | 23968.286 | 29328.4239 | -32921.1568 | -29828.204 | -24468.0661 | 0.38804 | 0.44554 | 0.54517 | 0.421
432 | Lateral Hardening | Lateral Hardening-Fuse-10465334 | Laterals | 13434 | 0.61686 | 48 | 75 | 639435.1 | 0 | 254536.5492 | 280637.755 | 321957.2577 | -384898.5508 | -358797.345 | -317477.8423 | 0.39806 | 0.43888 | 0.5035 | 0.42085
6650 | Lateral Hardening | Lateral Hardening-Fuse-91312755 | Laterals | 13962 | 0.43542 | 31 | 41 | 354152.51 | 0 | 140869.3228 | 155655.2561 | 177961.229 | -213283.1872 | -198497.2539 | -176191.281 | 0.39776 | 0.43951 | 0.5025 | 0.42076
1931 | Lateral Hardening | Lateral Hardening-Fuse-10896380 | Laterals | 13089 | 0.41212 | 42 |  | 216851.05 | 0 | 82095.6514 | 97526.4052 | 127167.2814 | -134755.3986 | -119324.6448 | -89683.7686 | 0.37858 | 0.44974 | 0.58643 | 0.42071
348 | Lateral Hardening | Lateral Hardening-Fuse-60541991 | Laterals | 13344 | 0.38977 | 26 | 16 | 239605.92 | 0 | 95255.7937 | 105320.1959 | 120510.6341 | -144350.1263 | -134285.7241 | -119095.2859 | 0.39755 | 0.43956 | 0.50295 | 0.42069
14580 | Lateral Hardening | Lateral Hardening-Fuse-92067952 | Laterals | 13096 | 0.3108 | 17 | 2 | 122593.2 | 0 | 47346.2565 | 54695.735 | 67290.3841 | -75246.9435 | -67897.465 | -55302.8159 | 0.38621 | 0.44616 | 0.54889 | 0.42046
7248 | Lateral Hardening | Lateral Hardening-Fuse-91942108 | Laterals | 13023 | 0.12348 | 13 | 18 | 293081.32 | 0 | 114584.5423 | 130088.0777 | 154202.365 | -178496.7777 | -162993.2423 | -138878.955 | 0.39097 | 0.44386 | 0.52614 | 0.42035
12923 | Lateral Hardening | Lateral Hardening-Fuse-92818115 | Laterals | 13041 | 0.1286 | 7 | 22 | 96963.15 | 0 | 37920.0629 | 43078.9888 | 50819.427 | -59043.0871 | -53884.1612 | -46143.723 | 0.39108 | 0.44428 | 0.52411 | 0.42034
907 | Lateral Hardening | Lateral Hardening-Fuse-60201148 | Laterals | 13256 | 0.10663 | 8 | 1 | 92818.12 | 0 | 36431.2928 | 41043.912 | 48417.2381 | -56386.8272 | -51774.208 | -44400.8819 | 0.3925 | 0.4422 | 0.52164 | 0.42032
10319 | Lateral Hardening | Lateral Hardening-Fuse-90463422 | Laterals | 13153 | 0.13674 | 11 | 11 | 143498.14 | 0 | 56516.9804 | 63308.2981 | 74121.4462 | -86981.1596 | -80189.8419 | -69376.6938 | 0.39385 | 0.44118 | 0.51653 | 0.42032
14443 | Lateral Hardening | Lateral Hardening-Fuse-10381704 | Laterals | 13223 | 0.8072 | 55 | 118 | 849011.3 | 0 | 338716.2032 | 371105.5642 | 420976.5276 | -510295.0968 | -477905.7358 | -428034.7724 | 0.39895 | 0.4371 | 0.49584 | 0.42009
14870 | Lateral Hardening | Lateral Hardening-Fuse-10216485 | Laterals | 13492 | 0.85189 | 77 | 323 | 954767.43 | 0 | 381721.1221 | 415536.1075 | 472642.0404 | -573046.3079 | -539231.3225 | -482125.3896 | 0.39981 | 0.43522 | 0.49503 | 0.41995
19598 | Lateral Hardening | Lateral Hardening-Fuse-91514664 | Laterals | 13962 | 0.1178 | 5 | 1 | 50000 | 0 | 19640.4686 | 22032.3718 | 26005.4938 | -30359.5314 | -27967.6282 | -23994.5062 | 0.39281 | 0.44065 | 0.52011 | 0.41989
18258 | Lateral Hardening | Lateral Hardening-Fuse-60195070 | Laterals | 13124 | 0.068939 | 4 | 13 | 132915.86 | 0 | 52012.3718 | 58999.384 | 69020.3826 | -80903.4882 | -73916.476 | -63895.4774 | 0.39132 | 0.44389 | 0.51928 | 0.41988
12482 | Lateral Hardening | Lateral Hardening-Fuse-10123787 | Laterals | 13060 | 0.098864 | 9 | 71 | 50000 | 0 | 19230.9006 | 22246.5127 | 27534.8222 | -30769.0994 | -27753.4873 | -22465.1778 | 0.38462 | 0.44493 | 0.5507 | 0.41932
18261 | Lateral Hardening | Lateral Hardening-Fuse-10635142 | Laterals | 13242 | 0.51591 | 31 | 25 | 409937.19 | 0 | 163183.266 | 178988.4475 | 202369.2069 | -246753.924 | -230948.7425 | -207567.9831 | 0.39807 | 0.43662 | 0.49366 | 0.41919
4770 | Lateral Hardening | Lateral Hardening-Fuse-10716369 | Laterals | 13959 | 0.27481 | 24 | 34 | 273281.74 | 0 | 108352.5217 | 119616.878 | 136369.6777 | -164929.2183 | -153664.862 | -136912.0623 | 0.39649 | 0.43771 | 0.49901 | 0.4191
10920 | Lateral Hardening | Lateral Hardening-Fuse-10676163 | Laterals | 14123 | 0.41326 | 21 | 4 | 307898.9 | 0 | 122797.9827 | 134001.6683 | 151573.8611 | -185100.9173 | -173897.2317 | -156325.0389 | 0.39883 | 0.43521 | 0.49228 | 0.41909
1299 | Lateral Hardening | Lateral Hardening-Fuse-93223825 | Laterals | 13459 | 0.054167 | 8 | 20 | 139548.14 | 0 | 54500.5811 | 61711.2275 | 72563.1409 | -85047.5589 | -77836.9125 | -66984.9991 | 0.39055 | 0.44222 | 0.51999 | 0.419
14015 | Lateral Hardening | Lateral Hardening-Fuse-93266651 | Laterals | 13042 | 0.11837 | 10 | 24 | 169481.36 | 0 | 67095.9419 | 74205.3376 | 84491.9429 | -102385.4181 | -95276.0224 | -84989.4171 | 0.39589 | 0.43784 | 0.49853 | 0.41874
19677 | Lateral Hardening | Lateral Hardening-Fuse-92096217 | Laterals | 13473 | 0.79489 | 50 | 51 | 708367.14 | 0 | 282916.1271 | 307354.7186 | 346107.4293 | -425451.0129 | -401012.4214 | -362259.7107 | 0.39939 | 0.43389 | 0.4886 | 0.41866
3756 | Lateral Hardening | Lateral Hardening-Fuse-92619510 | Laterals | 13303 | 0.33201 | 22 | 8 | 264554.51 | 0 | 104572.5873 | 115423.0234 | 133614.3581 | -159981.9227 | -149131.4866 | -130940.1519 | 0.39528 | 0.43629 | 0.50505 | 0.41856
10488 | Lateral Hardening | Lateral Hardening-Fuse-90301178 | Laterals | 13813 | 0.4375 | 20 | 7 | 129193.26 | 0 | 50288.0854 | 56873.0468 | 68291.7086 | -78905.1746 | -72320.2132 | -60901.5514 | 0.38925 | 0.44022 | 0.5286 | 0.41847
11903 | Lateral Hardening | Lateral Hardening-Fuse-60456515 | Laterals | 14274 | 0.077652 | 5 |  | 50905.33 | 0 | 19791.1546 | 22429.5789 | 26768.2628 | -31114.1754 | -28475.7511 | -24137.0672 | 0.38878 | 0.44061 | 0.52584 | 0.41804
11836 | Lateral Hardening | Lateral Hardening-Fuse-60042279 | Laterals | 13039 | 0.46383 | 24 | 60 | 408316.76 | 0 | 161715.0816 | 177864.8154 | 202952.5438 | -246601.6784 | -230451.9446 | -205364.2162 | 0.39605 | 0.4356 | 0.49705 | 0.41802
16192 | Lateral Hardening | Lateral Hardening-Fuse-60123787 | Laterals | 13866 | 0.14186 | 9 | 1 | 99024.65 | 0 | 38608.0907 | 43551.553 | 51543.0813 | -60416.5593 | -55473.097 | -47481.5687 | 0.38988 | 0.43981 | 0.52051 | 0.41792
10869 | Lateral Hardening | Lateral Hardening-Fuse-60035741 | Laterals | 13303 | 0.20492 | 14 | 3 | 113794.54 | 0 | 44152.6607 | 50098.5652 | 60240.3801 | -69641.8793 | -63695.9748 | -53554.1599 | 0.388 | 0.44025 | 0.52938 | 0.41782
15789 | Lateral Hardening | Lateral Hardening-Fuse-10503450 | Laterals | 13576 | 0.23655 | 17 | 25 | 304798.91 | 0 | 120357.8276 | 132891.7366 | 152637.347 | -184441.0824 | -171907.1734 | -152161.563 | 0.39488 | 0.436 | 0.50078 | 0.4178
14532 | Lateral Hardening | Lateral Hardening-Fuse-92133123 | Laterals | 13612 | 0.10871 | 9 | 17 | 80996.69 | 0 | 30990.973 | 35903.8748 | 44718.5512 | -50005.717 | -45092.8152 | -36278.1388 | 0.38262 | 0.44328 | 0.5521 | 0.41777
2480 | Lateral Hardening | Lateral Hardening-Fuse-91134116 | Laterals | 14198 | 0.30152 | 26 | 0 | 119374.03 | 0 | 46054.2824 | 52715.3713 | 64176.985 | -73319.7476 | -66658.6587 | -55197.045 | 0.3858 | 0.4416 | 0.53761 | 0.41772
6645 | Lateral Hardening | Lateral Hardening-Fuse-10595504 | Laterals | 13698 | 0.15777 | 13 | 8 | 177907.21 | 0 | 69949.8422 | 77793.7704 | 90071.8788 | -107957.3678 | -100113.4396 | -87835.3312 | 0.39318 | 0.43727 | 0.50629 | 0.41772
10306 | Lateral Hardening | Lateral Hardening-Fuse-93211315 | Laterals | 13656 | 0.14129 | 8 | 2 | 64053.97 | 0 | 25157.2045 | 28036.7127 | 32492.1135 | -38896.7655 | -36017.2573 | -31561.8565 | 0.39275 | 0.4377 | 0.50726 | 0.41769
18186 | Lateral Hardening | Lateral Hardening-Fuse-10165368 | Laterals | 13045 | 0.22424 | 19 | 95 | 314319.24 | 0 | 123067.0394 | 138377.0684 | 157836.5142 | -191252.2006 | -175942.1716 | -156482.7258 | 0.39154 | 0.44024 | 0.50215 | 0.41721
439 | Lateral Hardening | Lateral Hardening-Fuse-10674255 | Laterals | 13414 | 0.099053 | 6 |  | 52683.95 | 0 | 20425.0337 | 23171.4545 | 27704.2442 | -32258.9163 | -29512.4955 | -24979.7058 | 0.38769 | 0.43982 | 0.52586 | 0.41715
17651 | Lateral Hardening | Lateral Hardening-Fuse-92663185 | Laterals | 13127 | 0.34527 | 18 | 21 | 255557.02 | 0 | 101621.4141 | 110486.7341 | 124852.808 | -153935.6059 | -145070.2859 | -130704.212 | 0.39765 | 0.43234 | 0.48855 | 0.41714
9239 | Lateral Hardening | Lateral Hardening-Fuse-10484813 | Laterals | 13461 | 0.10379 | 10 | 9 | 105389.38 | 0 | 40930.1269 | 46271.5481 | 54887.2688 | -64459.2531 | -59117.8319 | -50502.1112 | 0.38837 | 0.43905 | 0.5208 | 0.41682
11643 | Lateral Hardening | Lateral Hardening-Fuse-10759875 | Laterals | 13813 | 0.39924 | 18 | 5 | 261773.53 | 0 | 101441.851 | 115065.0223 | 137211.3184 | -160331.679 | -146708.5077 | -124562.2116 | 0.38752 | 0.43956 | 0.52416 | 0.41679
5276 | Lateral Hardening | Lateral Hardening-Fuse-60172934 | Laterals | 13918 | 0.23466 | 15 | 12 | 172507.65 | 0 | 67268.4691 | 75428.0777 | 88711.7314 | -105239.1809 | -97079.5723 | -83795.9186 | 0.38994 | 0.43724 | 0.51425 | 0.41657
15743 | Lateral Hardening | Lateral Hardening-Fuse-10605134 | Laterals | 13924 | 0.16307 | 15 | 7 | 234592.8 | 0 | 90986.3664 | 102734.4825 | 122493.7481 | -143606.4336 | -131858.3175 | -112099.0519 | 0.38785 | 0.43793 | 0.52215 | 0.4163
873 | Lateral Hardening | Lateral Hardening-Fuse-10895220 | Laterals | 13003 | 0.62784 | 29 | 18 | 454444.86 | 0 | 179562.0237 | 196877.97 | 223695.404 | -274882.8363 | -257566.89 | -230749.456 | 0.39512 | 0.43323 | 0.49224 | 0.41627
401 | Lateral Hardening | Lateral Hardening-Fuse-90472267 | Laterals | 13655 | 0.47803 | 21 | 67 | 381987.26 | 0 | 150479.3446 | 165782.6784 | 189488.1923 | -231507.9154 | -216204.5816 | -192499.0677 | 0.39394 | 0.434 | 0.49606 | 0.41617
14146 | Lateral Hardening | Lateral Hardening-Fuse-91845621 | Laterals | 13006 | 0.22481 | 11 |  | 134344.94 | 0 | 52732.5386 | 58362.0707 | 67488.6937 | -81612.4014 | -75982.8693 | -66856.2463 | 0.39252 | 0.43442 | 0.50235 | 0.41607
12276 | Lateral Hardening | Lateral Hardening-Fuse-92174420 | Laterals | 13839 | 0.078977 | 6 | 1 | 126067.5 | 0 | 48810.3987 | 55554.6562 | 64893.6388 | -77257.1013 | -70512.8438 | -61173.8612 | 0.38718 | 0.44067 | 0.51475 | 0.41598
18314 | Lateral Hardening | Lateral Hardening-Fuse-10105677 | Laterals | 13878 | 0.24867 | 18 | 1 | 116790.14 | 0 | 44815.6058 | 51347.2738 | 62760.4725 | -71974.5342 | -65442.8662 | -54029.6675 | 0.38373 | 0.43965 | 0.53738 | 0.41587
2878 | Lateral Hardening | Lateral Hardening-Fuse-10829392 | Laterals | 13687 | 0.32083 | 21 | 16 | 241421.29 | 0 | 94858.0962 | 104898.4217 | 120108.1119 | -146563.1938 | -136522.8683 | -121313.1781 | 0.39292 | 0.4345 | 0.4975 | 0.41585
1134 | Lateral Hardening | Lateral Hardening-Fuse-10197015 | Laterals | 13359 | 0.73617 | 67 | 85 | 1495662.74 | 0 | 587614.5451 | 651234.8809 | 739947.9986 | -908048.1949 | -844427.8591 | -755714.7414 | 0.39288 | 0.43542 | 0.49473 | 0.41583
15424 | Lateral Hardening | Lateral Hardening-Fuse-60071035 | Laterals | 13077 | 0.06572 | 5 | 1 | 67272.65 | 0 | 26121.4875 | 29476.7071 | 34573.7623 | -41151.1625 | -37795.9429 | -32698.8877 | 0.38829 | 0.43817 | 0.51393 | 0.41582
14043 | Lateral Hardening | Lateral Hardening-Fuse-92834461 | Laterals | 13112 | 0.040152 | 4 | 1 | 63508.81 | 0 | 24600.5213 | 27888.6348 | 32651.0974 | -38908.2887 | -35620.1752 | -30857.7126 | 0.38736 | 0.43913 | 0.51412 | 0.41556
7459 | Lateral Hardening | Lateral Hardening-Fuse-91732289 | Laterals | 13099 | 0.66667 | 52 | 53 | 823880.3 | 0 | 328853.4369 | 352493.6655 | 391305.6296 | -495026.8631 | -471386.6345 | -432574.6704 | 0.39915 | 0.42785 | 0.47495 | 0.41534
17087 | Lateral Hardening | Lateral Hardening-Fuse-91941752 | Laterals | 13023 | 0.1411 | 11 | 18 | 246449.3 | 0 | 95292.0551 | 108020.1283 | 127722.6214 | -151157.2449 | -138429.1717 | -118726.6786 | 0.38666 | 0.43831 | 0.51825 | 0.41531
13422 | Lateral Hardening | Lateral Hardening-Fuse-10681831 | Laterals | 13214 | 0.11364 | 14 | 18 | 169087.86 | 0 | 65887.8701 | 73761.6817 | 85596.6407 | -103199.9899 | -95326.1783 | -83491.2193 | 0.38967 | 0.43623 | 0.50623 | 0.41529
6734 | Lateral Hardening | Lateral Hardening-Fuse-92531743 | Laterals | 13687 | 0.22708 | 12 | 2 | 155649.37 | 0 | 61041.959 | 67280.5593 | 77702.4225 | -94607.411 | -88368.8107 | -77946.9475 | 0.39218 | 0.43226 | 0.49921 | 0.4149
18906 | Lateral Hardening | Lateral Hardening-Fuse-90700005 | Laterals | 13443 | 0.074432 | 9 | 12 | 74217.75 | 0 | 28295.0224 | 32647.6193 | 40125.6123 | -45922.7276 | -41570.1307 | -34092.1377 | 0.38124 | 0.43989 | 0.54065 | 0.41478
16331 | Lateral Hardening | Lateral Hardening-Fuse-10757381 | Laterals | 13423 | 0.058333 | 5 | 2 | 101611.78 | 0 | 39334.0145 | 44368.0215 | 52279.3771 | -62277.7655 | -57243.7585 | -49332.4029 | 0.3871 | 0.43664 | 0.5145 | 0.4147
5808 | Lateral Hardening | Lateral Hardening-Fuse-10408289 | Laterals | 13632 | 0.19867 | 16 | 14 | 139767.76 | 0 | 54621.199 | 60609.6375 | 69944.3587 | -85146.561 | -79158.1225 | -69823.4013 | 0.3908 | 0.43365 | 0.50043 | 0.41462
8712 | Lateral Hardening | Lateral Hardening-Fuse-10271814 | Laterals | 13677 | 0.09072 | 9 | 1 | 51991.39 | 0 | 19644.0793 | 22867.6681 | 29055.3475 | -32347.3107 | -29123.7219 | -22936.0425 | 0.37783 | 0.43984 | 0.55885 | 0.41454
14082 | Lateral Hardening | Lateral Hardening-Fuse-10676299 | Laterals | 13785 | 0.2678 | 11 | 1 | 115090.22 | 0 | 44555.2269 | 50072.9458 | 59373.0991 | -70534.9931 | -65017.2742 | -55717.1209 | 0.38713 | 0.43508 | 0.51588 | 0.41439
10500 | Lateral Hardening | Lateral Hardening-Fuse-10129776 | Laterals | 13006 | 0.1161 | 5 | 1 | 110342.48 | 0 | 42646.1474 | 48124.7798 | 56604.0581 | -67696.3326 | -62217.7002 | -53738.4219 | 0.38649 | 0.43614 | 0.51299 | 0.41403
8019 | Lateral Hardening | Lateral Hardening-Fuse-91681474 | Laterals | 13077 | 0.058902 | 4 | 17 | 155661.64 | 0 | 60019.7339 | 68127.9124 | 79659.8723 | -95641.9061 | -87533.7276 | -76001.7677 | 0.38558 | 0.43767 | 0.51175 | 0.41382
19420 | Lateral Hardening | Lateral Hardening-Fuse-90923145 | Laterals | 13096 | 0.78561 | 43 | 51 | 632041 | 0 | 249798.1171 | 270805.2576 | 304080.3391 | -382242.8829 | -361235.7424 | -327960.6609 | 0.39522 | 0.42846 | 0.48111 | 0.41378
11680 | Lateral Hardening | Lateral Hardening-Fuse-92111618 | Laterals | 13470 | 0.19489 | 18 | 21 | 163032.96 | 0 | 63441.0441 | 70819.2725 | 81496.9139 | -99591.9159 | -92213.6875 | -81536.0461 | 0.38913 | 0.43439 | 0.49988 | 0.41378
6109 | Lateral Hardening | Lateral Hardening-Fuse-91985722 | Laterals | 13479 | 0.14072 | 11 | 9 | 239486.25 | 0 | 92191.2175 | 104786.6979 | 122284.6356 | -147295.0325 | -134699.5521 | -117201.6144 | 0.38495 | 0.43755 | 0.51061 | 0.4133
4118 | Lateral Hardening | Lateral Hardening-Fuse-10627026 | Laterals | 13147 | 0.047727 | 6 | 4 | 108590.34 | 0 | 41885.0731 | 47235.1647 | 55785.7842 | -66705.2669 | -61355.1753 | -52804.5558 | 0.38572 | 0.43498 | 0.51373 | 0.4133
229 | Lateral Hardening | Lateral Hardening-Fuse-10476052 | Laterals | 13436 | 0.047917 | 5 | 4 | 60224.15 | 0 | 23204.5163 | 26253.0793 | 30853.109 | -37019.6337 | -33971.0707 | -29371.041 | 0.3853 | 0.43592 | 0.5123 | 0.41319
12752 | Lateral Hardening | Lateral Hardening-Fuse-10215656 | Laterals | 13449 | 0.050758 | 7 | 7 | 127474.08 | 0 | 49062.3759 | 55570.6265 | 65373.9417 | -78411.7041 | -71903.4535 | -62100.1383 | 0.38488 | 0.43594 | 0.51284 | 0.41299
10596 | Lateral Hardening | Lateral Hardening-Fuse-10453995 | Laterals | 13130 | 0.26231 | 14 | 15 | 209667.01 | 0 | 81674.3015 | 90678.3755 | 103668.9224 | -127992.7085 | -118988.6345 | -105998.0876 | 0.38954 | 0.43249 | 0.49445 | 0.41292
15399 | Lateral Hardening | Lateral Hardening-Fuse-92649622 | Laterals | 13391 | 1.0549 | 61 | 24 | 826331.24 | 0 | 325075.9116 | 354371.2148 | 398339.0995 | -501255.3284 | -471960.0252 | -427992.1405 | 0.3934 | 0.42885 | 0.48206 | 0.4129
8713 | Lateral Hardening | Lateral Hardening-Fuse-60202873 | Laterals | 13422 | 0.38788 | 24 | 29 | 375512.38 | 0 | 147546.8457 | 160889.539 | 181864.5049 | -227965.5343 | -214622.841 | -193647.8751 | 0.39292 | 0.42845 | 0.48431 | 0.41272
10110 | Lateral Hardening | Lateral Hardening-Fuse-90140472 | Laterals | 13461 | 0.35701 | 23 | 6 | 253824.83 | 0 | 98951.3118 | 109148.7757 | 126313.5809 | -154873.5182 | -144676.0543 | -127511.2491 | 0.38984 | 0.43002 | 0.49764 | 0.41267
8003 | Lateral Hardening | Lateral Hardening-Fuse-92725590 | Laterals | 13795 | 0.029735 | 4 | 1 | 54783.11 | 0 | 21100.8423 | 23803.4165 | 27988.1978 | -33682.2677 | -30979.6935 | -26794.9122 | 0.38517 | 0.4345 | 0.51089 | 0.41254
8808 | Lateral Hardening | Lateral Hardening-Fuse-10679358 | Laterals | 13807 | 0.20549 | 15 | 5 | 182699.15 | 0 | 71006.8715 | 78934.5125 | 90780.7262 | -111692.2785 | -103764.6375 | -91918.4238 | 0.38865 | 0.43205 | 0.49689 | 0.4125
9995 | Lateral Hardening | Lateral Hardening-Fuse-10292438 | Laterals | 13485 | 0.022917 | 3 | 4 | 58146.47 | 0 | 22343.5174 | 25347.3729 | 29679.6412 | -35802.9526 | -32799.0971 | -28466.8288 | 0.38426 | 0.43592 | 0.51043 | 0.41238
13785 | Lateral Hardening | Lateral Hardening-Fuse-10798785 | Laterals | 13645 | 0.25682 | 15 | 3 | 265314.3 | 0 | 101944.7854 | 115258.2616 | 136642.7695 | -163369.5146 | -150056.0384 | -128671.5305 | 0.38424 | 0.43442 | 0.51502 | 0.41237
1680 | Lateral Hardening | Lateral Hardening-Fuse-10141693 | Laterals | 13122 | 0.028788 | 4 | 21 | 50265.73 | 0 | 19309.5741 | 21912.9957 | 25636.921 | -30956.1559 | -28352.7343 | -24628.809 | 0.38415 | 0.43594 | 0.51003 | 0.41228
15517 | Lateral Hardening | Lateral Hardening-Fuse-10603642 | Laterals | 13772 | 0.60417 | 38 | 18 | 433705.28 | 0 | 169667.9087 | 186080.8453 | 210789.9202 | -264037.3713 | -247624.4347 | -222915.3598 | 0.39121 | 0.42905 | 0.48602 | 0.41204
14542 | Lateral Hardening | Lateral Hardening-Fuse-90757969 | Laterals | 13065 | 0.065341 | 6 | 14 | 184420.05 | 0 | 70786.5348 | 80396.5136 | 93945.4236 | -113633.5152 | -104023.5364 | -90474.6264 | 0.38383 | 0.43594 | 0.50941 | 0.41202
16842 | Lateral Hardening | Lateral Hardening-Fuse-91456326 | Laterals | 13160 | 0.12955 | 12 | 6 | 118811.34 | 0 | 45838.3144 | 51371.9194 | 60361.214 | -72973.0256 | -67439.4206 | -58450.126 | 0.38581 | 0.43238 | 0.50804 | 0.412
5489 | Lateral Hardening | Lateral Hardening-Fuse-92131942 | Laterals | 14111 | 0.15303 | 14 | 18 | 172361.78 | 0 | 66304.8213 | 74702.9876 | 88120.0366 | -106056.9587 | -97658.7924 | -84241.7434 | 0.38468 | 0.43341 | 0.51125 | 0.41196
7143 | Lateral Hardening | Lateral Hardening-Fuse-10366516 | Laterals | 13089 | 0.39148 | 38 | 45 | 486260.58 | 0 | 189614.1271 | 208689.831 | 238809.724 | -296646.4529 | -277570.749 | -247450.856 | 0.38994 | 0.42917 | 0.49111 | 0.41183
9017 | Lateral Hardening | Lateral Hardening-Fuse-90976722 | Laterals | 13183 | 0.080114 | 6 | 2 | 55039.95 | 0 | 21155.2972 | 23866.8572 | 28066.2051 | -33884.6528 | -31173.0928 | -26973.7449 | 0.38436 | 0.43363 | 0.50992 | 0.4117
9158 | Lateral Hardening | Lateral Hardening-Fuse-90942297 | Laterals | 13117 | 0.33996 | 29 | 31 | 386232.8 | 0 | 150979.9686 | 165520.429 | 187450.7667 | -235252.8314 | -220712.371 | -198782.0333 | 0.3909 | 0.42855 | 0.48533 | 0.41164
18485 | Lateral Hardening | Lateral Hardening-Fuse-92158139 | Laterals | 13167 | 0.060227 | 4 | 15 | 56808.57 | 0 | 21787.2424 | 24714.7428 | 28923.8025 | -35021.3276 | -32093.8272 | -27884.7675 | 0.38352 | 0.43505 | 0.50915 | 0.41154
18538 | Lateral Hardening | Lateral Hardening-Fuse-91995000 | Laterals | 14021 | 0.15038 | 8 | 2 | 109261.42 | 0 | 42383.4572 | 46981.6897 | 53944.5455 | -66877.9628 | -62279.7303 | -55316.8745 | 0.38791 | 0.42999 | 0.49372 | 0.41112
4395 | Lateral Hardening | Lateral Hardening-Fuse-90483895 | Laterals | 13612 | 0.13144 | 9 | 15 | 206067.43 | 0 | 78807.2852 | 89410.0887 | 106010.5655 | -127260.1448 | -116657.3413 | -100056.8645 | 0.38243 | 0.43389 | 0.51445 | 0.41107
18098 | Lateral Hardening | Lateral Hardening-Fuse-92612878 | Laterals | 13390 | 0.035417 | 2 | 3 | 55255.31 | 0 | 21179.3682 | 23988.5036 | 28061.2561 | -34075.9418 | -31266.8064 | -27194.0539 | 0.3833 | 0.43414 | 0.50785 | 0.41101
10516 | Lateral Hardening | Lateral Hardening-Fuse-10274784 | Laterals | 13624 | 0.21894 | 15 | 5 | 114450.62 | 0 | 43824.5051 | 49405.6938 | 59045.8616 | -70626.1149 | -65044.9262 | -55404.7584 | 0.38291 | 0.43168 | 0.51591 | 0.41084
15764 | Lateral Hardening | Lateral Hardening-Fuse-91602099 | Laterals | 14110 | 0.18523 | 21 | 22 | 307884.69 | 0 | 119229.3354 | 132615.1862 | 151642.1247 | -188655.3546 | -175269.5038 | -156242.5653 | 0.38725 | 0.43073 | 0.49253 | 0.41082
2669 | Lateral Hardening | Lateral Hardening-Fuse-91568584 | Laterals | 13622 | 0.1733 | 10 | 1 | 62784.03 | 0 | 23929.1296 | 27150.0049 | 32743.0115 | -38854.9004 | -35634.0251 | -30041.0185 | 0.38113 | 0.43243 | 0.52152 | 0.41056
15853 | Lateral Hardening | Lateral Hardening-Fuse-93213213 | Laterals | 13224 | 0.029924 | 5 | 2 | 149632.36 | 0 | 57231.8365 | 64962.7059 | 75960.4307 | -92400.5235 | -84669.6541 | -73671.9293 | 0.38248 | 0.43415 | 0.50765 | 0.4105
9042 | Lateral Hardening | Lateral Hardening-Fuse-91771205 | Laterals | 13146 | 0.41061 | 21 | 49 | 320650.57 | 0 | 124399.0987 | 137479.7694 | 157315.6893 | -196251.4713 | -183170.8006 | -163334.8807 | 0.38796 | 0.42875 | 0.49061 | 0.41046
7415 | Lateral Hardening | Lateral Hardening-Fuse-90810130 | Laterals | 13993 | 0.19602 | 10 | 0 | 107447.35 | 0 | 41381.9194 | 46221.7171 | 54002.3083 | -66065.4306 | -61225.6329 | -53445.0417 | 0.38514 | 0.43018 | 0.50259 | 0.4104
5201 | Lateral Hardening | Lateral Hardening-Fuse-60303783 | Laterals | 13468 | 0.1392 | 14 | 14 | 209933.55 | 0 | 80120.8518 | 90945.7265 | 107883.1184 | -129812.6982 | -118987.8235 | -102050.4316 | 0.38165 | 0.43321 | 0.51389 | 0.41034
7058 | Lateral Hardening | Lateral Hardening-Fuse-60124534 | Laterals | 13825 | 0.65568 | 51 | 84 | 737584.38 | 0 | 287325.0985 | 314945.3316 | 357364.7354 | -450259.2815 | -422639.0484 | -380219.6446 | 0.38955 | 0.427 | 0.48451 | 0.41028
18624 | Lateral Hardening | Lateral Hardening-Fuse-10297432 | Laterals | 13754 | 0.1303 | 10 | 39 | 288782.12 | 0 | 110303.7991 | 125218.0248 | 147219.1622 | -178478.3209 | -163564.0952 | -141562.9578 | 0.38196 | 0.43361 | 0.50979 | 0.41024
9069 | Lateral Hardening | Lateral Hardening-Fuse-60162440 | Laterals | 13373 | 0.080303 | 8 | 4 | 58985.69 | 0 | 22302.3395 | 25586.5474 | 31336.608 | -36683.3505 | -33399.1426 | -27649.082 | 0.3781 | 0.43378 | 0.53126 | 0.41012
4745 | Lateral Hardening | Lateral Hardening-Fuse-10712381 | Laterals | 13256 | 0.13731 | 9 | 0 | 75242.09 | 0 | 28505.0718 | 32570.0884 | 39766.3146 | -46737.0182 | -42672.0016 | -35475.7754 | 0.37884 | 0.43287 | 0.52851 | 0.41002
4372 | Lateral Hardening | Lateral Hardening-Fuse-90450471 | Laterals | 13208 | 0.2108 | 23 | 30 | 369468.27 | 0 | 142810.8931 | 158768.0766 | 181165.6065 | -226657.3769 | -210700.1934 | -188302.6635 | 0.38653 | 0.42972 | 0.49034 | 0.40987
17054 | Lateral Hardening | Lateral Hardening-Fuse-90924849 | Laterals | 13029 | 0.033523 | 4 | 5 | 78677.91 | 0 | 30020.7849 | 34165.7268 | 39832.085 | -48657.1251 | -44512.1832 | -38845.825 | 0.38157 | 0.43425 | 0.50627 | 0.40984
16123 | Lateral Hardening | Lateral Hardening-Fuse-10776338 | Laterals | 14071 | 0.39943 | 30 | 57 | 568369.17 | 0 | 220096.9585 | 243451.324 | 278162.5328 | -348272.2115 | -324917.846 | -290206.6372 | 0.38724 | 0.42833 | 0.4894 | 0.40979
7711 | Lateral Hardening | Lateral Hardening-Fuse-92378888 | Laterals | 13186 | 0.43674 | 32 | 74 | 553615.69 | 0 | 215567.5211 | 236158.8943 | 266465.8143 | -338048.1689 | -317456.7957 | -287149.8757 | 0.38938 | 0.42658 | 0.48132 | 0.40973
19421 | Lateral Hardening | Lateral Hardening-Fuse-10718203 | Laterals | 13777 | 0.13277 | 9 | 28 | 66079.61 | 0 | 24719.4847 | 28821.9993 | 35935.4967 | -41360.1253 | -37257.6107 | -30144.1133 | 0.37409 | 0.43617 | 0.54382 | 0.40969
8292 | Lateral Hardening | Lateral Hardening-Fuse-10372424 | Laterals | 13097 | 0.36326 | 24 | 37 | 352594.25 | 0 | 136572.6489 | 150615.7014 | 172299.6384 | -216021.6011 | -201978.5486 | -180294.6116 | 0.38734 | 0.42716 | 0.48866 | 0.40942
8999 | Lateral Hardening | Lateral Hardening-Fuse-90747349 | Laterals | 13391 | 0.23466 | 11 | 3 | 159700.29 | 0 | 61007.3058 | 68616.6103 | 81923.5777 | -98692.9842 | -91083.6797 | -77776.7123 | 0.38201 | 0.42966 | 0.51298 | 0.4094
9621 | Lateral Hardening | Lateral Hardening-Fuse-91967396 | Laterals | 13808 | 0.52311 | 32 | 31 | 383157.92 | 0 | 148124.8326 | 163618.5288 | 188152.5836 | -235033.0874 | -219539.3912 | -195005.3364 | 0.38659 | 0.42703 | 0.49106 | 0.40917
10720 | Lateral Hardening | Lateral Hardening-Fuse-60123864 | Laterals | 13866 | 0.18807 | 10 | 5 | 71363.07 | 0 | 27386.3921 | 30638.374 | 35719.432 | -43976.6779 | -40724.696 | -35643.638 | 0.38376 | 0.42933 | 0.50053 | 0.40911
18525 | Lateral Hardening | Lateral Hardening-Fuse-60001367 | Laterals | 13023 | 0.1036 | 6 | 16 | 155446.28 | 0 | 59250.3033 | 67220.6618 | 78705.7931 | -96195.9767 | -88225.6182 | -76740.4869 | 0.38116 | 0.43244 | 0.50632 | 0.40906
6599 | Lateral Hardening | Lateral Hardening-Fuse-60077885 | Laterals | 13443 | 0.3053 | 16 | 54 | 377322.53 | 0 | 146024.7668 | 160989.0092 | 184163.05 | -231297.7632 | -216333.5208 | -193159.48 | 0.387 | 0.42666 | 0.48808 | 0.40901
2769 | Lateral Hardening | Lateral Hardening-Fuse-90746817 | Laterals | 13007 | 0.13598 | 7 | 1 | 108065.18 | 0 | 41151.5801 | 46546.4064 | 55422.4628 | -66913.5999 | -61518.7736 | -52642.7172 | 0.3808 | 0.43073 | 0.51286 | 0.40899
18979 | Lateral Hardening | Lateral Hardening-Fuse-92847933 | Laterals | 13011 | 0.28106 | 15 | 15 | 131403.34 | 0 | 50264.3683 | 56527.4274 | 66172.7549 | -81138.9717 | -74875.9126 | -65230.5851 | 0.38252 | 0.43018 | 0.50359 | 0.40893
10203 | Lateral Hardening | Lateral Hardening-Fuse-60048288 | Laterals | 13591 | 0.1964 | 17 | 39 | 333575.38 | 0 | 126979.1923 | 144074.1806 | 169562.7284 | -206596.1877 | -189501.1994 | -164012.6516 | 0.38066 | 0.43191 | 0.50832 | 0.4088
13703 | Lateral Hardening | Lateral Hardening-Fuse-91342562 | Laterals | 13405 | 0.14091 | 9 | 1 | 99597.06 | 0 | 37988.5953 | 42828.1299 | 50717.5179 | -61608.4647 | -56768.9301 | -48879.5421 | 0.38142 | 0.43001 | 0.50923 | 0.40878
16299 | Lateral Hardening | Lateral Hardening-Fuse-60021650 | Laterals | 13004 | 0.29242 | 21 | 34 | 298325.56 | 0 | 115328.2359 | 127219.1725 | 145711.3814 | -182997.3241 | -171106.3875 | -152614.1786 | 0.38659 | 0.42644 | 0.48843 | 0.40873
3105 | Lateral Hardening | Lateral Hardening-Fuse-60013712 | Laterals | 13047 | 0.081439 | 7 | 12 | 135450 | 0 | 51600.5222 | 58466.4259 | 68596.4034 | -83849.4778 | -76983.5741 | -66853.5966 | 0.38096 | 0.43165 | 0.50643 | 0.40871
12725 | Lateral Hardening | Lateral Hardening-Fuse-10897214 | Laterals | 14050 | 0.083712 | 5 | 11 | 118423.58 | 0 | 45081.3927 | 51171.3528 | 59939.8695 | -73342.1873 | -67252.2272 | -58483.7105 | 0.38068 | 0.4321 | 0.50615 | 0.40865
7153 | Lateral Hardening | Lateral Hardening-Fuse-10791852 | Laterals | 13243 | 0.031818 | 1 | 6 | 50000 | 0 | 19049.7939 | 21571.1923 | 25113.9876 | -30950.2061 | -28428.8077 | -24886.0124 | 0.381 | 0.43142 | 0.50228 | 0.40825
8553 | Lateral Hardening | Lateral Hardening-Fuse-91697220 | Laterals | 13044 | 0.097159 | 6 | 1 | 56456.55 | 0 | 21445.3122 | 24250.1904 | 29060.2698 | -35011.2378 | -32206.3596 | -27396.2802 | 0.37986 | 0.42954 | 0.51474 | 0.40825
6316 | Lateral Hardening | Lateral Hardening-Fuse-60128376 | Laterals | 13468 | 0.53845 | 37 | 93 | 503217.61 | 0 | 192982.1777 | 216204.8684 | 247430.7818 | -310235.4323 | -287012.7416 | -255786.8282 | 0.3835 | 0.42964 | 0.4917 | 0.40816
9401 | Lateral Hardening | Lateral Hardening-Fuse-90254018 | Laterals | 14012 | 0.049242 | 4 | 4 | 103768.9 | 0 | 39505.624 | 44698.2532 | 52254.8922 | -64263.276 | -59070.6468 | -51514.0078 | 0.38071 | 0.43075 | 0.50357 | 0.40801
14253 | Lateral Hardening | Lateral Hardening-Fuse-10804181 | Laterals | 13173 | 0.80985 | 63 | 92 | 945819.74 | 0 | 367562.6979 | 400346.2432 | 451342.5228 | -578257.0421 | -545473.4968 | -494477.2172 | 0.38862 | 0.42328 | 0.4772 | 0.40787
11847 | Lateral Hardening | Lateral Hardening-Fuse-10590628 | Laterals | 13579 | 0.10663 | 8 | 1 | 52804.87 | 0 | 20230.1755 | 22550.9613 | 26162.6143 | -32574.6945 | -30253.9087 | -26642.2557 | 0.38311 | 0.42706 | 0.49546 | 0.40753
1646 | Lateral Hardening | Lateral Hardening-Fuse-92410059 | Laterals | 13019 | 0.37273 | 24 | 16 | 249979.32 | 0 | 96125.0748 | 106400.2522 | 122659.7843 | -153854.2452 | -143579.0678 | -127319.5357 | 0.38453 | 0.42564 | 0.49068 | 0.40748
11601 | Lateral Hardening | Lateral Hardening-Fuse-60278009 | Laterals | 13799 | 0.39583 | 25 | 16 | 300994.78 | 0 | 116052.4534 | 127767.9186 | 146645.7868 | -184942.3266 | -173226.8614 | -154348.9932 | 0.38556 | 0.42449 | 0.4872 | 0.4074
13222 | Lateral Hardening | Lateral Hardening-Fuse-90293109 | Laterals | 13146 | 0.30341 | 18 | 64 | 360703.6 | 0 | 136801.9947 | 155230.4303 | 182549.0026 | -223901.6053 | -205473.1697 | -178154.5974 | 0.37926 | 0.43035 | 0.50609 | 0.40727
15326 | Lateral Hardening | Lateral Hardening-Fuse-10545851 | Laterals | 13906 | 0.54432 | 50 | 69 | 700819.26 | 0 | 270763.1719 | 297517.5131 | 336494.1747 | -430056.0881 | -403301.7469 | -364325.0853 | 0.38635 | 0.42453 | 0.48014 | 0.40718
16601 | Lateral Hardening | Lateral Hardening-Fuse-92909510 | Laterals | 13785 | 0.18428 | 12 | 4 | 159443.45 | 0 | 60577.4596 | 68262.5174 | 80938.4407 | -98865.9904 | -91180.9326 | -78505.0093 | 0.37993 | 0.42813 | 0.50763 | 0.40716
17946 | Lateral Hardening | Lateral Hardening-Fuse-92186138 | Laterals | 13227 | 0.58485 | 45 | 93 | 758639.3 | 0 | 293742.3011 | 320611.0931 | 362901.0259 | -464896.9989 | -438028.2069 | -395738.2741 | 0.3872 | 0.42261 | 0.47836 | 0.40694
15256 | Lateral Hardening | Lateral Hardening-Fuse-60422073 | Laterals | 13289 | 0.053977 | 7 | 1 | 80882.88 | 0 | 30668.6811 | 34783.6786 | 40775.2098 | -50214.1989 | -46099.2014 | -40107.6702 | 0.37917 | 0.43005 | 0.50413 | 0.40693
15449 | Lateral Hardening | Lateral Hardening-Fuse-60339714 | Laterals | 13898 | 0.2339 | 13 | 0 | 87299.9 | 0 | 32611.0672 | 37670.6878 | 46453.3098 | -54688.8328 | -49629.2122 | -40846.5902 | 0.37355 | 0.43151 | 0.53211 | 0.4068
15829 | Lateral Hardening | Lateral Hardening-Fuse-10144186 | Laterals | 13123 | 0.056818 | 5 | 25 | 167278.5 | 0 | 63362.7597 | 71985.6963 | 84236.8588 | -103915.7403 | -95292.8037 | -83041.6412 | 0.37879 | 0.43033 | 0.50357 | 0.40673
16451 | Lateral Hardening | Lateral Hardening-Fuse-10397051 | Laterals | 13591 | 0.47784 | 41 | 100 | 575254.77 | 0 | 221524.8488 | 244182.8064 | 277751.7744 | -353729.9212 | -331071.9636 | -297502.9956 | 0.38509 | 0.42448 | 0.48283 | 0.40668
5646 | Lateral Hardening | Lateral Hardening-Fuse-91389159 | Laterals | 13243 | 0.092614 | 7 | 4 | 99513.36 | 0 | 37735.4136 | 42680.0876 | 50137.5048 | -61777.9464 | -56833.2724 | -49375.8552 | 0.3792 | 0.42889 | 0.50383 | 0.40657
10742 | Lateral Hardening | Lateral Hardening-Fuse-91158690 | Laterals | 13155 | 0.78788 | 57 | 170 | 1350923.65 | 0 | 519661.7849 | 574327.8946 | 650661.4207 | -831261.8651 | -776595.7554 | -700262.2293 | 0.38467 | 0.42514 | 0.48164 | 0.40651
7636 | Lateral Hardening | Lateral Hardening-Fuse-90110205 | Laterals | 14025 | 0.19508 | 13 | 5 | 112976.06 | 0 | 43022.0126 | 48274.6374 | 56174.1517 | -69954.0474 | -64701.4226 | -56801.9083 | 0.38081 | 0.4273 | 0.49722 | 0.4064
3173 | Lateral Hardening | Lateral Hardening-Fuse-92489676 | Laterals | 13161 | 0.19337 | 18 | 23 | 292672.5 | 0 | 110508.2145 | 125576.906 | 149290.6105 | -182164.2855 | -167095.594 | -143381.8895 | 0.37758 | 0.42907 | 0.51009 | 0.40628
806 | Lateral Hardening | Lateral Hardening-Fuse-92895028 | Laterals | 13854 | 0.38239 | 16 | 30 | 223780.74 | 0 | 85997.5105 | 94908.8526 | 108047.3741 | -137783.2295 | -128871.8874 | -115733.3659 | 0.38429 | 0.42412 | 0.48283 | 0.40609
8206 | Lateral Hardening | Lateral Hardening-Fuse-10916767 | Laterals | 13805 | 0.060417 | 4 | 1 | 86361.15 | 0 | 32728.5845 | 36920.4278 | 43411.2573 | -53632.5655 | -49440.7222 | -42949.8927 | 0.37897 | 0.42751 | 0.50267 | 0.4059
8324 | Lateral Hardening | Lateral Hardening-Fuse-10595516 | Laterals | 13294 | 0.97955 | 61 | 36 | 910094.61 | 0 | 351925.9635 | 383501.2658 | 431706.5185 | -558168.6465 | -526593.3442 | -478388.0915 | 0.38669 | 0.42139 | 0.47435 | 0.40587
3819 | Lateral Hardening | Lateral Hardening-Fuse-93339846 | Laterals | 13490 | 0.11212 | 12 | 11 | 254728.6 | 0 | 96153.7841 | 109366.3998 | 128822.4565 | -158574.8159 | -145362.2002 | -125906.1435 | 0.37748 | 0.42934 | 0.50572 | 0.40586
15649 | Lateral Hardening | Lateral Hardening-Fuse-92681066 | Laterals | 13805 | 0.31761 | 15 | 3 | 209502.27 | 0 | 78941.5627 | 89697.4457 | 106959.0121 | -130560.7073 | -119804.8243 | -102543.2579 | 0.37681 | 0.42815 | 0.51054 | 0.40558
1163 | Lateral Hardening | Lateral Hardening-Fuse-92914119 | Laterals | 13112 | 0.41818 | 33 | 53 | 522498.86 | 0 | 199724.0878 | 221596.4865 | 253288.9476 | -322774.7722 | -300902.3735 | -269209.9124 | 0.38225 | 0.42411 | 0.48476 | 0.40506
615 | Lateral Hardening | Lateral Hardening-Fuse-92700960 | Laterals | 13303 | 0.68958 | 39 | 30 | 528863.67 | 0 | 202858.5295 | 223491.492 | 253218.6873 | -326005.1405 | -305372.178 | -275644.9827 | 0.38357 | 0.42259 | 0.4788 | 0.4048
3772 | Lateral Hardening | Lateral Hardening-Fuse-10686045 | Laterals | 13808 | 0.22519 | 10 | 4 | 163860.65 | 0 | 62545.5958 | 69244.648 | 80070.8735 | -101315.0542 | -94616.002 | -83789.7765 | 0.3817 | 0.42258 | 0.48865 | 0.40466
5557 | Lateral Hardening | Lateral Hardening-Fuse-60017423 | Laterals | 13029 | 0.091477 | 6 | 13 | 158249.1 | 0 | 59637.6723 | 67680.0193 | 79322.8051 | -98611.4277 | -90569.0807 | -78926.2949 | 0.37686 | 0.42768 | 0.50125 | 0.40455
19006 | Lateral Hardening | Lateral Hardening-Fuse-92512018 | Laterals | 13109 | 1.1009 | 76 | 310 | 996142.53 | 0 | 380581.6591 | 420103.6734 | 485157.9851 | -615560.8709 | -576038.8566 | -510984.5449 | 0.38206 | 0.42173 | 0.48704 | 0.40446
3703 | Lateral Hardening | Lateral Hardening-Fuse-90741316 | Laterals | 13019 | 0.36686 | 24 | 20 | 242140.06 | 0 | 92396.3998 | 102576.534 | 117105.2011 | -149743.6602 | -139563.526 | -125034.8589 | 0.38158 | 0.42362 | 0.48363 | 0.4044
15310 | Lateral Hardening | Lateral Hardening-Fuse-91524896 | Laterals | 13621 | 0.1072 | 6 | 5 | 116954.02 | 0 | 44106.2298 | 49874.3231 | 58643.4768 | -72847.7902 | -67079.6969 | -58310.5432 | 0.37712 | 0.42644 | 0.50142 | 0.40435
5714 | Lateral Hardening | Lateral Hardening-Fuse-91739765 | Laterals | 13339 | 0.47311 | 37 | 1021 | 294789.83 | 0 | 112160.2908 | 124586.5008 | 144615.0683 | -182629.5392 | -170203.3292 | -150174.7617 | 0.38048 | 0.42263 | 0.49057 | 0.40413
4102 | Lateral Hardening | Lateral Hardening-Fuse-10679300 | Laterals | 13807 | 0.33314 | 23 | 16 | 250619.66 | 0 | 95815.903 | 105469.5553 | 121292.6592 | -154803.757 | -145150.1047 | -129327.0008 | 0.38232 | 0.42084 | 0.48397 | 0.40404
12307 | Lateral Hardening | Lateral Hardening-Fuse-92007506 | Laterals | 13479 | 0.13295 | 10 | 2 | 107813.34 | 0 | 40921.9433 | 45647.8148 | 52958.9654 | -66891.3967 | -62165.5252 | -54854.3746 | 0.37956 | 0.4234 | 0.49121 | 0.40388
6287 | Lateral Hardening | Lateral Hardening-Fuse-93017655 | Laterals | 13840 | 0.068371 | 8 | 1 | 50134.07 | 0 | 18689.5575 | 21372.4847 | 26094.498 | -31444.5125 | -28761.5853 | -24039.572 | 0.37279 | 0.42631 | 0.52049 | 0.40362
16561 | Lateral Hardening | Lateral Hardening-Fuse-10136417 | Laterals | 13119 | 0.12348 | 9 | 1 | 161370.11 | 0 | 60730.776 | 68780.205 | 80512.8319 | -100639.334 | -92589.905 | -80857.2781 | 0.37634 | 0.42623 | 0.49893 | 0.40357
19643 | Lateral Hardening | Lateral Hardening-Fuse-10645469 | Laterals | 13148 | 0.17803 | 12 | 1 | 98752.1 | 0 | 37619.9783 | 41551.7589 | 48090.5125 | -61132.1217 | -57200.3411 | -50661.5875 | 0.38095 | 0.42077 | 0.48698 | 0.4035
10663 | Lateral Hardening | Lateral Hardening-Fuse-90637854 | Laterals | 13737 | 0.10625 | 8 | 20 | 120296.64 | 0 | 45174.2417 | 51384.8254 | 60064.6507 | -75122.3983 | -68911.8146 | -60231.9893 | 0.37552 | 0.42715 | 0.4993 | 0.40339
3148 | Lateral Hardening | Lateral Hardening-Fuse-10753392 | Laterals | 13330 | 0.29981 | 12 | 6 | 177922.21 | 0 | 67738.6799 | 75039.7388 | 86125.1732 | -110183.5301 | -102882.4712 | -91797.0368 | 0.38072 | 0.42176 | 0.48406 | 0.40337
5146 | Lateral Hardening | Lateral Hardening-Fuse-92240867 | Laterals | 13096 | 0.20038 | 16 | 8 | 217023.28 | 0 | 82789.9044 | 91216.18 | 104921.1315 | -134233.3756 | -125807.1 | -112102.1485 | 0.38148 | 0.42031 | 0.48346 | 0.40332
16205 | Lateral Hardening | Lateral Hardening-Fuse-10145632 | Laterals | 13138 | 0.27917 | 24 | 41 | 424410.26 | 0 | 159580.0055 | 180972.8122 | 210451.2059 | -264830.2545 | -243437.4478 | -213959.0541 | 0.376 | 0.42641 | 0.49587 | 0.40311
7653 | Lateral Hardening | Lateral Hardening-Fuse-10612084 | Laterals | 13927 | 0.23731 | 16 | 42 | 203150.65 | 0 | 76814.2748 | 86160.7638 | 99050.3924 | -126336.3752 | -116989.8862 | -104100.2576 | 0.37811 | 0.42412 | 0.48757 | 0.40286
3568 | Lateral Hardening | Lateral Hardening-Fuse-60011945 | Laterals | 13158 | 0.25208 | 18 | 40 | 283995.73 | 0 | 107420.1194 | 120242.6351 | 138561.2415 | -176575.6106 | -163753.0949 | -145434.4885 | 0.37825 | 0.4234 | 0.4879 | 0.40276
2454 | Lateral Hardening | Lateral Hardening-Fuse-10140422 | Laterals | 13121 | 0.038447 | 5 | 2 | 51577.15 | 0 | 19388.8783 | 21870.2866 | 25770.0236 | -32188.2717 | -29706.8634 | -25807.1264 | 0.37592 | 0.42403 | 0.49964 | 0.40273
2931 | Lateral Hardening | Lateral Hardening-Fuse-60441559 | Laterals | 13297 | 0.24678 | 18 | 63 | 298440 | 0 | 112319.061 | 126611.7606 | 147891.7473 | -186120.939 | -171828.2394 | -150548.2527 | 0.37635 | 0.42425 | 0.49555 | 0.40264
7339 | Lateral Hardening | Lateral Hardening-Fuse-60121691 | Laterals | 13870 | 0.085227 | 9 | 1 | 158231.76 | 0 | 59363.9224 | 67381.1464 | 78663.0642 | -98867.8376 | -90850.6136 | -79568.6958 | 0.37517 | 0.42584 | 0.49714 | 0.40257
8902 | Lateral Hardening | Lateral Hardening-Fuse-90021867 | Laterals | 13330 | 0.19053 | 10 | 5 | 112598.3 | 0 | 42628.398 | 47434.5639 | 54958.9303 | -69969.902 | -65163.7361 | -57639.3697 | 0.37859 | 0.42127 | 0.4881 | 0.40234
14493 | Lateral Hardening | Lateral Hardening-Fuse-10097043 | Laterals | 13461 | 0.33314 | 17 | 5 | 163955.09 | 0 | 62272.7201 | 68908.9699 | 79204.2149 | -101682.3699 | -95046.1201 | -84750.8751 | 0.37982 | 0.42029 | 0.48308 | 0.40229
8373 | Lateral Hardening | Lateral Hardening-Fuse-10095478 | Laterals | 13786 | 0.29072 | 17 | 7 | 177166.69 | 0 | 66829.1252 | 74891.0968 | 86934.3405 | -110337.5648 | -102275.5932 | -90232.3495 | 0.37721 | 0.42272 | 0.49069 | 0.40221
14143 | Lateral Hardening | Lateral Hardening-Fuse-10686203 | Laterals | 13808 | 0.30814 | 14 | 1 | 202908.02 | 0 | 77307.2503 | 84964.1261 | 97367.2402 | -125600.7697 | -117943.8939 | -105540.7798 | 0.381 | 0.41873 | 0.47986 | 0.4022
13516 | Lateral Hardening | Lateral Hardening-Fuse-10704174 | Laterals | 13962 | 0.41591 | 29 | 50 | 376111.29 | 0 | 143162.6866 | 157862.1772 | 180133.463 | -232948.6034 | -218249.1128 | -195977.827 | 0.38064 | 0.41972 | 0.47894 | 0.40219
12965 | Lateral Hardening | Lateral Hardening-Fuse-10795736 | Laterals | 13695 | 0.22254 | 14 | 21 | 206870.29 | 0 | 78127.3531 | 87289.0768 | 101046.3485 | -128742.9369 | -119581.2132 | -105823.9415 | 0.37766 | 0.42195 | 0.48845 | 0.40203
18090 | Lateral Hardening | Lateral Hardening-Fuse-92206621 | Laterals | 13236 | 0.16705 | 9 | 3 | 136533.54 | 0 | 51786.583 | 57396.4534 | 65948.0998 | -84746.957 | -79137.0866 | -70585.4402 | 0.3793 | 0.42038 | 0.48302 | 0.40199
16688 | Lateral Hardening | Lateral Hardening-Fuse-90069715 | Laterals | 13207 | 0.32803 | 26 | 40 | 547216.99 | 0 | 208054.1371 | 228957.7058 | 263384.9636 | -339162.8529 | -318259.2842 | -283832.0264 | 0.3802 | 0.4184 | 0.48132 | 0.40178
18349 | Lateral Hardening | Lateral Hardening-Fuse-91693913 | Laterals | 13298 | 0.19659 | 6 | 1 | 64720.05 | 0 | 24330.0733 | 27262.9808 | 32143.8298 | -40389.9767 | -37457.0692 | -32576.2202 | 0.37593 | 0.42124 | 0.49666 | 0.4016
8465 | Lateral Hardening | Lateral Hardening-Fuse-10705836 | Laterals | 13268 | 0.097348 | 6 | 1 | 56472.29 | 0 | 21098.4745 | 23854.716 | 28607.5123 | -35373.8155 | -32617.574 | -27864.7777 | 0.37361 | 0.42241 | 0.50658 | 0.40155
6668 | Lateral Hardening | Lateral Hardening-Fuse-10240476 | Laterals | 13530 | 0.38864 | 29 | 52 | 491580.06 | 0 | 186183.7935 | 206826.1423 | 236116.7172 | -305396.2665 | -284753.9177 | -255463.3428 | 0.37875 | 0.42074 | 0.48032 | 0.4015
2951 | Lateral Hardening | Lateral Hardening-Fuse-90275342 | Laterals | 13724 | 0.33011 | 12 | 3 | 172580.61 | 0 | 65389.2555 | 72318.981 | 83326.4234 | -107191.3545 | -100261.629 | -89254.1866 | 0.37889 | 0.41904 | 0.48283 | 0.40133
9375 | Lateral Hardening | Lateral Hardening-Fuse-10101293 | Laterals | 13046 | 0.058523 | 6 | 14 | 195643.41 | 0 | 73136.7267 | 83065.7676 | 97064.5166 | -122506.6833 | -112577.6424 | -98578.8934 | 0.37383 | 0.42458 | 0.49613 | 0.40128
7532 | Lateral Hardening | Lateral Hardening-Fuse-10745552 | Laterals | 13330 | 0.31117 | 14 | 7 | 223318.54 | 0 | 84633.4974 | 93330.541 | 107909.0588 | -138685.0426 | -129987.999 | -115409.4812 | 0.37898 | 0.41793 | 0.48321 | 0.40109
17596 | Lateral Hardening | Lateral Hardening-Fuse-93294108 | Laterals | 13808 | 0.03428 | 4 | 4 | 107472.8 | 0 | 40178.886 | 45484.8428 | 53404.0704 | -67293.914 | -61987.9572 | -54068.7296 | 0.37385 | 0.42322 | 0.49691 | 0.40097
12706 | Lateral Hardening | Lateral Hardening-Fuse-90471297 | Laterals | 13311 | 0.18674 | 12 | 22 | 179093.5 | 0 | 67299.5966 | 75570.603 | 87591.1075 | -111793.9034 | -103522.897 | -91502.3925 | 0.37578 | 0.42196 | 0.48908 | 0.40096
16903 | Lateral Hardening | Lateral Hardening-Fuse-60125410 | Laterals | 13099 | 0.17652 | 14 | 15 | 153646.18 | 0 | 58195.2586 | 64402.9553 | 73633.3731 | -95450.9214 | -89243.2247 | -80012.8069 | 0.37876 | 0.41916 | 0.47924 | 0.40093
11973 | Lateral Hardening | Lateral Hardening-Fuse-10797387 | Laterals | 14042 | 0.48693 | 36 | 1 | 532353.08 | 0 | 198661.0658 | 225405.8739 | 264841.5547 | -333692.0142 | -306947.2061 | -267511.5253 | 0.37318 | 0.42341 | 0.49749 | 0.40068
16252 | Lateral Hardening | Lateral Hardening-Fuse-10204420 | Laterals | 13332 | 0.62746 | 57 | 763 | 491275.44 | 0 | 187060.8726 | 204421.5806 | 232522.0842 | -304214.5674 | -286853.8594 | -258753.3558 | 0.38077 | 0.4161 | 0.4733 | 0.40062
12385 | Lateral Hardening | Lateral Hardening-Fuse-92218960 | Laterals | 13065 | 0.16402 | 11 | 2 | 117304.56 | 0 | 44162.2381 | 49235.2126 | 57242.6227 | -73142.3219 | -68069.3474 | -60061.9373 | 0.37648 | 0.41972 | 0.48798 | 0.4006
4568 | Lateral Hardening | Lateral Hardening-Fuse-93216185 | Laterals | 13656 | 0.018182 | 1 | 2 | 50000 | 0 | 18729.411 | 21097.3405 | 24485.6793 | -31270.589 | -28902.6595 | -25514.3207 | 0.37459 | 0.42195 | 0.48971 | 0.40031
7831 | Lateral Hardening | Lateral Hardening-Fuse-10580648 | Laterals | 13630 | 0.12614 | 14 | 0 | 96580.3 | 0 | 35510.8545 | 40964.3503 | 50660.3301 | -61069.4455 | -55615.9497 | -45919.9699 | 0.36768 | 0.42415 | 0.52454 | 0.40031
17640 | Lateral Hardening | Lateral Hardening-Fuse-93145126 | Laterals | 13509 | 0.098295 | 6 | 0 | 56550.99 | 0 | 21070.493 | 23846.7928 | 28388.355 | -35480.497 | -32704.1972 | -28162.635 | 0.37259 | 0.42169 | 0.502 | 0.40026
16057 | Lateral Hardening | Lateral Hardening-Fuse-92206626 | Laterals | 13939 | 0.21061 | 19 | 6 | 161631.31 | 0 | 60884.6026 | 67640.334 | 78196.0833 | -100746.7074 | -93990.976 | -83435.2267 | 0.37669 | 0.41849 | 0.48379 | 0.39994
4802 | Lateral Hardening | Lateral Hardening-Fuse-10753450 | Laterals | 13330 | 0.23598 | 17 | 43 | 270055.04 | 0 | 102209.6022 | 112875.3241 | 128057.9002 | -167845.4378 | -157179.7159 | -141997.1398 | 0.37848 | 0.41797 | 0.47419 | 0.3999
17585 | Lateral Hardening | Lateral Hardening-Fuse-92011603 | Laterals | 13201 | 0.25549 | 22 | 32 | 355632.76 | 0 | 132168.441 | 150211.1299 | 176471.6272 | -223464.319 | -205421.6301 | -179161.1328 | 0.37164 | 0.42238 | 0.49622 | 0.39932
12121 | Lateral Hardening | Lateral Hardening-Fuse-10481911 | Laterals | 13456 | 1.31 | 117 | 886 | 1344664.7 | 0 | 514809.9002 | 554887.4842 | 613168.4966 | -829854.7998 | -789777.2158 | -731496.2034 | 0.38285 | 0.41266 | 0.456 | 0.39911
16672 | Lateral Hardening | Lateral Hardening-Fuse-92181580 | Laterals | 13233 | 1.4981 | 78 | 321 | 871877.72 | 0 | 331095.6913 | 361855.342 | 407425.4587 | -540782.0287 | -510022.378 | -464452.2613 | 0.37975 | 0.41503 | 0.4673 | 0.39909
8295 | Lateral Hardening | Lateral Hardening-Fuse-90902669 | Laterals | 13220 | 0.10587 | 10 | 48 | 88825.16 | 0 | 32956.575 | 37539.5265 | 44089.5931 | -55868.585 | -51285.6335 | -44735.5669 | 0.37103 | 0.42262 | 0.49636 | 0.39904
19075 | Lateral Hardening | Lateral Hardening-Fuse-10753416 | Laterals | 13330 | 0.74527 | 29 | 18 | 454817.62 | 0 | 169454.852 | 191476.307 | 222739.593 | -285362.768 | -263341.313 | -232078.027 | 0.37258 | 0.421 | 0.48973 | 0.39882
16071 | Lateral Hardening | Lateral Hardening-Fuse-60401804 | Laterals | 13505 | 0.24451 | 10 | 0 | 161682.79 | 0 | 61006.0749 | 67208.3193 | 77159.7549 | -100676.7151 | -94474.4707 | -84523.0351 | 0.37732 | 0.41568 | 0.47723 | 0.39882
2247 | Lateral Hardening | Lateral Hardening-Fuse-10671307 | Laterals | 13389 | 0.17443 | 8 |  | 58948.47 | 0 | 21569.2216 | 24899.3568 | 30800.0898 | -37379.2484 | -34049.1132 | -28148.3802 | 0.3659 | 0.42239 | 0.52249 | 0.39851
6937 | Lateral Hardening | Lateral Hardening-Fuse-10095434 | Laterals | 13786 | 0.23409 | 14 | 12 | 258820.89 | 0 | 96082.4996 | 108537.3963 | 129297.8964 | -162738.3904 | -150283.4937 | -129522.9936 | 0.37123 | 0.41935 | 0.49957 | 0.3985
13190 | Lateral Hardening | Lateral Hardening-Fuse-92396985 | Laterals | 13815 | 0.14735 | 8 | 1 | 50000 | 0 | 17945.1695 | 21303.8889 | 27647.3118 | -32054.8305 | -28696.1111 | -22352.6882 | 0.3589 | 0.42608 | 0.55295 | 0.39846
15623 | Lateral Hardening | Lateral Hardening-Fuse-93232241 | Laterals | 13696 | 0.1608 | 11 | 62 | 132689.76 | 0 | 48877.6498 | 56132.8099 | 66974.932 | -83812.1102 | -76556.9501 | -65714.828 | 0.36836 | 0.42304 | 0.50475 | 0.3984
7647 | Lateral Hardening | Lateral Hardening-Fuse-92311809 | Laterals | 13461 | 0.32102 | 21 | 8 | 210312.3 | 0 | 79055.3499 | 87496.5979 | 101056.303 | -131256.9501 | -122815.7021 | -109255.997 | 0.3759 | 0.41603 | 0.48051 | 0.3984
1390 | Lateral Hardening | Lateral Hardening-Fuse-90163917 | Laterals | 13003 | 0.24735 | 8 | 12 | 64499.69 | 0 | 23969.5603 | 27120.7176 | 31715.8376 | -40530.1297 | -37378.9724 | -32783.8524 | 0.37162 | 0.42048 | 0.49172 | 0.39829
1811 | Lateral Hardening | Lateral Hardening-Fuse-60311045 | Laterals | 13470 | 0.30587 | 26 | 28 | 312455.03 | 0 | 117383.4123 | 130293.8539 | 148844.7705 | -195071.6177 | -182161.1761 | -163610.2595 | 0.37568 | 0.417 | 0.47637 | 0.39815
6752 | Lateral Hardening | Lateral Hardening-Fuse-90893799 | Laterals | 13373 | 0.3161 | 25 | 44 | 435339.56 | 0 | 161584.2817 | 183199.3002 | 213278.5057 | -273755.2783 | -252140.2598 | -222061.0543 | 0.37117 | 0.42082 | 0.48991 | 0.39794
2650 | Lateral Hardening | Lateral Hardening-Fuse-60318206 | Laterals | 13048 | 0.10303 | 11 | 27 | 123959.06 | 0 | 46038.5694 | 52001.803 | 60724.5337 | -77920.4906 | -71957.257 | -63234.5263 | 0.3714 | 0.41951 | 0.48988 | 0.39768
15658 | Lateral Hardening | Lateral Hardening-Fuse-90296902 | Laterals | 13007 | 0.02822 | 5 | 8 | 149367.31 | 0 | 55315.8989 | 62830.4284 | 73492.6245 | -94051.4111 | -86536.8816 | -75874.6855 | 0.37033 | 0.42064 | 0.49203 | 0.3976
8005 | Lateral Hardening | Lateral Hardening-Fuse-90965431 | Laterals | 13236 | 0.15114 | 7 | 1 | 60942.45 | 0 | 22601.1557 | 25485.3642 | 30227.1078 | -38341.2943 | -35457.0858 | -30715.3422 | 0.37086 | 0.41819 | 0.49599 | 0.39757
2027 | Lateral Hardening | Lateral Hardening-Fuse-10565892 | Laterals | 13290 | 0.24943 | 17 | 18 | 265208.48 | 0 | 99750.811 | 109894.7621 | 126186.1085 | -165457.669 | -155313.7179 | -139022.3715 | 0.37612 | 0.41437 | 0.4758 | 0.39756
14161 | Lateral Hardening | Lateral Hardening-Fuse-91002672 | Laterals | 13088 | 0.073485 | 6 | 15 | 159188.5 | 0 | 58947.0138 | 66946.8869 | 78243.5001 | -100241.4862 | -92241.6131 | -80944.9999 | 0.3703 | 0.42055 | 0.49151 | 0.39749
15604 | Lateral Hardening | Lateral Hardening-Fuse-10071945 | Laterals | 13305 | 0.10758 | 7 | 1 | 57322.25 | 0 | 21041.1895 | 24086.6665 | 29177.5644 | -36281.0605 | -33235.5835 | -28144.6856 | 0.36707 | 0.4202 | 0.50901 | 0.3972
4583 | Lateral Hardening | Lateral Hardening-Fuse-10595497 | Laterals | 13698 | 0.12064 | 13 | 15 | 150020.24 | 0 | 55423.1543 | 62773.3622 | 74723.7739 | -94597.0857 | -87246.8778 | -75296.4661 | 0.36944 | 0.41843 | 0.49809 | 0.397
1874 | Lateral Hardening | Lateral Hardening-Fuse-10679310 | Laterals | 13807 | 0.49943 | 17 | 9 | 225139.38 | 0 | 85100.0011 | 92705.3806 | 104820.8706 | -140039.3789 | -132433.9994 | -120318.5094 | 0.37799 | 0.41177 | 0.46558 | 0.39688
8575 | Lateral Hardening | Lateral Hardening-Fuse-91203847 | Laterals | 13592 | 0.19413 | 14 | 36 | 186550 | 0 | 69268.8033 | 78121.2121 | 90358.6346 | -117281.1967 | -108428.7879 | -96191.3654 | 0.37131 | 0.41877 | 0.48437 | 0.39686
12827 | Lateral Hardening | Lateral Hardening-Fuse-60540624 | Laterals | 13305 | 0.088068 | 6 |  | 51771.03 | 0 | 19162.0987 | 21632.8655 | 25538.8161 | -32608.9313 | -30138.1645 | -26232.2139 | 0.37013 | 0.41786 | 0.4933 | 0.39677
7619 | Lateral Hardening | Lateral Hardening-Fuse-93302143 | Laterals | 13808 | 0.32311 | 14 | 4 | 171489.55 | 0 | 64306.6004 | 70923.0825 | 81747.8669 | -107182.9496 | -100566.4675 | -89741.6831 | 0.37499 | 0.41357 | 0.47669 | 0.39673
12648 | Lateral Hardening | Lateral Hardening-Fuse-91954829 | Laterals | 13461 | 0.52424 | 32 | 20 | 504480.97 | 0 | 190250.9447 | 207941.4886 | 235674.1625 | -314230.0253 | -296539.4814 | -268806.8075 | 0.37712 | 0.41219 | 0.46716 | 0.39665
15679 | Lateral Hardening | Lateral Hardening-Fuse-91984709 | Laterals | 13044 | 0.066856 | 6 | 7 | 130576.7 | 0 | 48234.9819 | 54731.668 | 64119.8187 | -82341.7181 | -75845.032 | -66456.8813 | 0.3694 | 0.41915 | 0.49105 | 0.39649
12074 | Lateral Hardening | Lateral Hardening-Fuse-90979291 | Laterals | 13236 | 0.39792 | 19 | 10 | 177198.17 | 0 | 66058.1758 | 73546.8456 | 85445.918 | -111139.9942 | -103651.3244 | -91752.252 | 0.37279 | 0.41505 | 0.48221 | 0.39641
10558 | Lateral Hardening | Lateral Hardening-Fuse-93285295 | Laterals | 13656 | 0.26648 | 12 | 2 | 312455.52 | 0 | 115229.85 | 130880.3996 | 154134.0926 | -197225.67 | -181575.1204 | -158321.4274 | 0.36879 | 0.41888 | 0.4933 | 0.39627
11832 | Lateral Hardening | Lateral Hardening-Fuse-92876709 | Laterals | 13112 | 0.057197 | 6 | 17 | 136887.34 | 0 | 50541.5596 | 57077.3414 | 67579.5202 | -86345.7804 | -79809.9986 | -69307.8198 | 0.36922 | 0.41697 | 0.49369 | 0.39599
9304 | Lateral Hardening | Lateral Hardening-Fuse-10844919 | Laterals | 13762 | 0.10284 | 6 | 1 | 68965.77 | 0 | 25486.3825 | 28757.2287 | 33730.4477 | -43479.3875 | -40208.5413 | -35235.3223 | 0.36955 | 0.41698 | 0.48909 | 0.39573
2876 | Lateral Hardening | Lateral Hardening-Fuse-60064885 | Laterals | 13417 | 0.42841 | 38 | 66 | 504336.63 | 0 | 188787.4398 | 208276.533 | 238157.9314 | -315549.1902 | -296060.097 | -266178.6986 | 0.37433 | 0.41297 | 0.47222 | 0.39571
18510 | Lateral Hardening | Lateral Hardening-Fuse-92223402 | Laterals | 13489 | 0.098674 | 4 | 5 | 112315.72 | 0 | 41393.3206 | 46985.5283 | 55021.7758 | -70922.3994 | -65330.1917 | -57293.9442 | 0.36854 | 0.41833 | 0.48988 | 0.39562
5789 | Lateral Hardening | Lateral Hardening-Fuse-90295231 | Laterals | 13724 | 0.24811 | 17 | 30 | 179959.15 | 0 | 66938.3562 | 74747.789 | 86024.4141 | -113020.7938 | -105211.361 | -93934.7359 | 0.37196 | 0.41536 | 0.47802 | 0.39559
19346 | Lateral Hardening | Lateral Hardening-Fuse-91751593 | Laterals | 13624 | 0.28201 | 16 | 6 | 247083.11 | 0 | 91137.8344 | 103115.2922 | 121208.8963 | -155945.2756 | -143967.8178 | -125874.2137 | 0.36885 | 0.41733 | 0.49056 | 0.39557
8407 | Lateral Hardening | Lateral Hardening-Fuse-92631618 | Laterals | 13303 | 0.24545 | 11 | 1 | 68780.97 | 0 | 25290.869 | 28642.0146 | 34361.7775 | -43490.101 | -40138.9554 | -34419.1925 | 0.3677 | 0.41642 | 0.49958 | 0.39551
5661 | Lateral Hardening | Lateral Hardening-Fuse-91286781 | Laterals | 14041 | 0.16193 | 8 | 2 | 110221.56 | 0 | 41098.9041 | 45590.038 | 52443.6579 | -69122.6559 | -64631.522 | -57777.9021 | 0.37288 | 0.41362 | 0.4758 | 0.39539
12228 | Lateral Hardening | Lateral Hardening-Fuse-90373312 | Laterals | 13712 | 0.41705 | 24 | 25 | 290254.41 | 0 | 108432.8855 | 119817.0765 | 137333.8628 | -181821.5245 | -170437.3335 | -152920.5472 | 0.37358 | 0.4128 | 0.47315 | 0.3953
14324 | Lateral Hardening | Lateral Hardening-Fuse-93063539 | Laterals | 13593 | 0.09375 | 7 | 20 | 83683.23 | 0 | 30526.7081 | 35017.4308 | 42452.3851 | -53156.5219 | -48665.7992 | -41230.8449 | 0.36479 | 0.41845 | 0.5073 | 0.39514
14662 | Lateral Hardening | Lateral Hardening-Fuse-10392923 | Laterals | 13522 | 0.13258 | 12 | 2 | 238083.89 | 0 | 87649.214 | 99472.1395 | 116424.0425 | -150434.676 | -138611.7505 | -121659.8475 | 0.36814 | 0.4178 | 0.489 | 0.39513
19491 | Lateral Hardening | Lateral Hardening-Fuse-10556540 | Laterals | 13298 | 0.059091 | 6 | 1 | 56714.13 | 0 | 20906.5986 | 23621.7724 | 27746.663 | -35807.5314 | -33092.3576 | -28967.467 | 0.36863 | 0.41651 | 0.48924 | 0.39505
19361 | Lateral Hardening | Lateral Hardening-Fuse-10686176 | Laterals | 13808 | 0.15549 | 8 | 3 | 113616.4 | 0 | 42312.5411 | 46985.3258 | 53967.2693 | -71303.8589 | -66631.0742 | -59649.1307 | 0.37242 | 0.41354 | 0.475 | 0.39501
8279 | Lateral Hardening | Lateral Hardening-Fuse-92867919 | Laterals | 13460 | 0.019318 | 1 | 2 | 50000 | 0 | 18481.5218 | 20818.111 | 24161.6041 | -31518.4782 | -29181.889 | -25838.3959 | 0.36963 | 0.41636 | 0.48323 | 0.39501
7654 | Lateral Hardening | Lateral Hardening-Fuse-90687239 | Laterals | 13096 | 0.24129 | 19 | 24 | 222622.51 | 0 | 83121.2082 | 91888.6431 | 104943.863 | -139501.3018 | -130733.8669 | -117678.647 | 0.37337 | 0.41276 | 0.4714 | 0.39499
1402 | Lateral Hardening | Lateral Hardening-Fuse-60170424 | Laterals | 13071 | 0.24015 | 10 | 5 | 124073.5 | 0 | 46086.8579 | 51297.2901 | 59313.3023 | -77986.6421 | -72776.2099 | -64760.1977 | 0.37145 | 0.41344 | 0.47805 | 0.39471
12388 | Lateral Hardening | Lateral Hardening-Fuse-60090174 | Laterals | 13162 | 0.068182 | 8 | 1 | 187059.19 | 0 | 68746.6661 | 78089.9309 | 91563.3825 | -118312.5239 | -108969.2591 | -95495.8075 | 0.36751 | 0.41746 | 0.48949 | 0.39469
8659 | Lateral Hardening | Lateral Hardening-Fuse-10558865 | Laterals | 13299 | 0.65152 | 34 | 69 | 623981.35 | 0 | 230510.1744 | 259857.8536 | 299572.6714 | -393471.1756 | -364123.4964 | -324408.6786 | 0.36942 | 0.41645 | 0.4801 | 0.3946
19565 | Lateral Hardening | Lateral Hardening-Fuse-92634721 | Laterals | 13331 | 0.20189 | 10 | 5 | 121402.7 | 0 | 44865.1205 | 50339.3873 | 58816.785 | -76537.5795 | -71063.3127 | -62585.915 | 0.36956 | 0.41465 | 0.48448 | 0.39458
15815 | Lateral Hardening | Lateral Hardening-Fuse-10556715 | Laterals | 13298 | 0.069129 | 3 | 2 | 67839.29 | 0 | 24991.4188 | 28204.6785 | 33060.5077 | -42847.8712 | -39634.6115 | -34778.7823 | 0.36839 | 0.41576 | 0.48734 | 0.3945
9381 | Lateral Hardening | Lateral Hardening-Fuse-10603652 | Laterals | 13772 | 0.77917 | 58 | 83 | 967478.98 | 0 | 363964.512 | 395572.8905 | 445820.009 | -603514.468 | -571906.0895 | -521658.971 | 0.3762 | 0.40887 | 0.46081 | 0.39446
14375 | Lateral Hardening | Lateral Hardening-Fuse-60002474 | Laterals | 13024 | 0.19413 | 16 | 38 | 266252.25 | 0 | 98684.808 | 110396.7004 | 126931.4663 | -167567.442 | -155855.5496 | -139320.7837 | 0.37064 | 0.41463 | 0.47673 | 0.39445
19169 | Lateral Hardening | Lateral Hardening-Fuse-92694472 | Laterals | 13807 | 0.19716 | 11 | 2 | 113149.2 | 0 | 41938.3556 | 46753.4662 | 54171.6655 | -71210.8444 | -66395.7338 | -58977.5345 | 0.37065 | 0.4132 | 0.47876 | 0.39422
13312 | Lateral Hardening | Lateral Hardening-Fuse-91465209 | Laterals | 14026 | 0.24015 | 12 | 24 | 116213.5 | 0 | 42700.2609 | 48295.7619 | 57010.0095 | -73513.2391 | -67917.7381 | -59203.4905 | 0.36743 | 0.41558 | 0.49056 | 0.39419
17912 | Lateral Hardening | Lateral Hardening-Fuse-60166033 | Laterals | 13309 | 0.068939 | 6 | 2 | 101984.54 | 0 | 37516.7709 | 42310.0909 | 49955.4017 | -64467.7691 | -59674.4491 | -52029.1383 | 0.36787 | 0.41487 | 0.48983 | 0.39416
4601 | Lateral Hardening | Lateral Hardening-Fuse-10616446 | Laterals | 13126 | 0.24527 | 17 | 5 | 156143.05 | 0 | 58047.4055 | 64389.6554 | 73876.6339 | -98095.6445 | -91753.3946 | -82266.4161 | 0.37176 | 0.41238 | 0.47313 | 0.39408
13918 | Lateral Hardening | Lateral Hardening-Fuse-92891243 | Laterals | 13112 | 0.14981 | 14 | 20 | 215020.09 | 0 | 78841.1357 | 89399.5132 | 106101.9089 | -136178.9543 | -125620.5768 | -108918.1811 | 0.36667 | 0.41577 | 0.49345 | 0.39408
8892 | Lateral Hardening | Lateral Hardening-Fuse-92094500 | Laterals | 13296 | 0.11364 | 9 | 1 | 114772.26 | 0 | 42213.0635 | 47636.9578 | 56008.7849 | -72559.1965 | -67135.3022 | -58763.4751 | 0.3678 | 0.41506 | 0.488 | 0.394
7135 | Lateral Hardening | Lateral Hardening-Fuse-10895247 | Laterals | 13003 | 0.30682 | 9 | 3 | 77810.73 | 0 | 28464.5135 | 32290.793 | 38871.38 | -49346.2165 | -45519.937 | -38939.35 | 0.36582 | 0.41499 | 0.49956 | 0.39394
6767 | Lateral Hardening | Lateral Hardening-Fuse-90945442 | Laterals | 13546 | 0.15928 | 10 | 0 | 50000 | 0 | 17610.4264 | 21113.3458 | 27929.9141 | -32389.5736 | -28886.6542 | -22070.0859 | 0.35221 | 0.42227 | 0.5586 | 0.39387
2652 | Lateral Hardening | Lateral Hardening-Fuse-90043718 | Laterals | 14000 | 0.41193 | 25 | 27 | 325404 | 0 | 121735.4241 | 133187.1267 | 150696.5172 | -203668.5759 | -192216.8733 | -174707.4828 | 0.37411 | 0.4093 | 0.46311 | 0.39356
5880 | Lateral Hardening | Lateral Hardening-Fuse-60025521 | Laterals | 13648 | 0.42254 | 16 | 0 | 135809.8 | 0 | 49535.0643 | 56347.2929 | 68189.9565 | -86274.7357 | -79462.5071 | -67619.8435 | 0.36474 | 0.4149 | 0.5021 | 0.39352
6046 | Lateral Hardening | Lateral Hardening-Fuse-10693250 | Laterals | 13147 | 0.38712 | 27 | 16 | 247754.24 | 0 | 91718.1784 | 102062.8352 | 118339.9298 | -156036.0616 | -145691.4048 | -129414.3102 | 0.3702 | 0.41195 | 0.47765 | 0.39347
2283 | Lateral Hardening | Lateral Hardening-Fuse-60046508 | Laterals | 13310 | 0.10322 | 9 | 1 | 86798.71 | 0 | 31820.479 | 36114.4748 | 42189.3675 | -54978.231 | -50684.2352 | -44609.3425 | 0.3666 | 0.41607 | 0.48606 | 0.39339
8574 | Lateral Hardening | Lateral Hardening-Fuse-10627083 | Laterals | 13147 | 0.55568 | 18 | 5 | 90124.41 | 0 | 33454.1934 | 37117.6601 | 42435.18 | -56670.2166 | -53006.7499 | -47689.23 | 0.3712 | 0.41185 | 0.47085 | 0.39336
6879 | Lateral Hardening | Lateral Hardening-Fuse-92903841 | Laterals | 13159 | 0.018371 | 3 | 4 | 61190.03 | 0 | 22471.697 | 25376.7164 | 29689.3932 | -38718.333 | -35813.3136 | -31500.6368 | 0.36724 | 0.41472 | 0.4852 | 0.39328
11253 | Lateral Hardening | Lateral Hardening-Fuse-60179221 | Laterals | 13001 | 0.11439 | 8 | 9 | 168846.71 | 0 | 61907.6716 | 69985.5511 | 82208.9847 | -106939.0384 | -98861.1589 | -86637.7253 | 0.36665 | 0.41449 | 0.48689 | 0.39303
4671 | Lateral Hardening | Lateral Hardening-Fuse-92677037 | Laterals | 13805 | 0.1822 | 10 | 1 | 59085.13 | 0 | 21612.1933 | 24455.5689 | 29125.3433 | -37472.9367 | -34629.5611 | -29959.7867 | 0.36578 | 0.4139 | 0.49294 | 0.39293
17883 | Lateral Hardening | Lateral Hardening-Fuse-10762883 | Laterals | 13815 | 0.094886 | 5 | 1 | 52337.67 | 0 | 19226.6587 | 21545.8329 | 25550.119 | -33111.0113 | -30791.8371 | -26787.551 | 0.36736 | 0.41167 | 0.48818 | 0.39273
18845 | Lateral Hardening | Lateral Hardening-Fuse-90906952 | Laterals | 14274 | 0.32064 | 19 | 1 | 154547.57 | 0 | 57077.1162 | 63524.4392 | 73863.5512 | -97470.4538 | -91023.1308 | -80684.0188 | 0.36932 | 0.41103 | 0.47793 | 0.39269
8030 | Lateral Hardening | Lateral Hardening-Fuse-60206702 | Laterals | 13254 | 0.75322 | 49 | 69 | 631007.23 | 0 | 234322.2714 | 258480.3399 | 296241.8447 | -396684.9586 | -372526.8901 | -334765.3853 | 0.37135 | 0.40963 | 0.46947 | 0.39264
7394 | Lateral Hardening | Lateral Hardening-Fuse-10754735 | Laterals | 14306 | 0.37595 | 32 | 46 | 528708.58 | 0 | 196444.2542 | 216367.3385 | 247870.8339 | -332264.3258 | -312341.2415 | -280837.7461 | 0.37155 | 0.40924 | 0.46882 | 0.39259
12010 | Lateral Hardening | Lateral Hardening-Fuse-91241114 | Laterals | 13124 | 0.16989 | 11 | 16 | 157533.96 | 0 | 58358.5677 | 64702.5959 | 73930.9424 | -99175.3923 | -92831.3641 | -83603.0176 | 0.37045 | 0.41072 | 0.4693 | 0.39242
920 | Lateral Hardening | Lateral Hardening-Fuse-60010408 | Laterals | 13158 | 0.033523 | 5 | 2 | 69781.05 | 0 | 25493.3741 | 28954.0502 | 33912.9112 | -44287.6759 | -40826.9998 | -35868.1388 | 0.36533 | 0.41493 | 0.48599 | 0.39228
17316 | Lateral Hardening | Lateral Hardening-Fuse-90840668 | Laterals | 13422 | 0.22178 | 11 | 1 | 66813.47 | 0 | 23804.4933 | 27873.1921 | 35629.9575 | -43008.9767 | -38940.2779 | -31183.5125 | 0.35628 | 0.41718 | 0.53328 | 0.39225
4307 | Lateral Hardening | Lateral Hardening-Fuse-90517359 | Laterals | 13889 | 0.62064 | 38 | 22 | 582624.41 | 0 | 217948.9573 | 236942.9184 | 266667.3099 | -364675.4527 | -345681.4916 | -315957.1001 | 0.37408 | 0.40668 | 0.4577 | 0.39222
1017 | Lateral Hardening | Lateral Hardening-Fuse-91349466 | Laterals | 13631 | 0.21989 | 14 | 18 | 190421.25 | 0 | 70547.6537 | 78011.586 | 89331.8295 | -119873.5963 | -112409.664 | -101089.4205 | 0.37048 | 0.40968 | 0.46913 | 0.39211
12243 | Lateral Hardening | Lateral Hardening-Fuse-93045115 | Laterals | 13813 | 0.26307 | 10 | 9 | 162569.97 | 0 | 60299.1928 | 66449.9702 | 76300.4904 | -102270.7772 | -96119.9998 | -86269.4796 | 0.37091 | 0.40875 | 0.46934 | 0.39211
16107 | Lateral Hardening | Lateral Hardening-Fuse-10754739 | Laterals | 14306 | 0.57424 | 33 | 15 | 394257.19 | 0 | 145362.0984 | 161935.7744 | 187802.6528 | -248895.0916 | -232321.4156 | -206454.5372 | 0.3687 | 0.41074 | 0.47635 | 0.39207
310 | Lateral Hardening | Lateral Hardening-Fuse-10619763 | Laterals | 13973 | 0.62481 | 32 | 0 | 303023.8 | 0 | 111997.8025 | 124155.7726 | 143412.8496 | -191025.9975 | -178868.0274 | -159610.9504 | 0.3696 | 0.40972 | 0.47327 | 0.392
19362 | Lateral Hardening | Lateral Hardening-Fuse-90107060 | Laterals | 13808 | 0.38106 | 18 | 17 | 307422.49 | 0 | 111977.6429 | 127111.8283 | 151741.9961 | -195444.8471 | -180310.6617 | -155680.4939 | 0.36425 | 0.41348 | 0.49359 | 0.39195
6881 | Lateral Hardening | Lateral Hardening-Fuse-92448128 | Laterals | 14050 | 0.86913 | 41 | 16 | 546155.44 | 0 | 202223.0838 | 222934.7672 | 258052.1777 | -343932.3562 | -323220.6728 | -288103.2623 | 0.37027 | 0.40819 | 0.47249 | 0.39187
670 | Lateral Hardening | Lateral Hardening-Fuse-10633683 | Laterals | 13241 | 0.10057 | 6 | 7 | 50000 | 0 | 18273.2069 | 20662.9194 | 24269.2986 | -31726.7931 | -29337.0806 | -25730.7014 | 0.36546 | 0.41326 | 0.48539 | 0.39179
10974 | Lateral Hardening | Lateral Hardening-Fuse-10580679 | Laterals | 13105 | 0.073864 | 6 | 14 | 50590.53 | 0 | 18164.8158 | 21008.3777 | 26120.0638 | -32425.7142 | -29582.1523 | -24470.4662 | 0.35906 | 0.41526 | 0.5163 | 0.39164
1004 | Lateral Hardening | Lateral Hardening-Fuse-91948927 | Laterals | 13024 | 0.049621 | 5 | 14 | 139170.38 | 0 | 50784.328 | 57658.9339 | 67366.0081 | -88386.052 | -81511.4461 | -71804.3719 | 0.36491 | 0.4143 | 0.48405 | 0.39164
7725 | Lateral Hardening | Lateral Hardening-Fuse-91852948 | Laterals | 13909 | 0.56269 | 32 | 48 | 552292.79 | 0 | 206550.4792 | 223977.9969 | 251422.9046 | -345742.3108 | -328314.7931 | -300869.8854 | 0.37399 | 0.40554 | 0.45523 | 0.39158
7512 | Lateral Hardening | Lateral Hardening-Fuse-10456323 | Laterals | 13225 | 0.48295 | 38 | 60 | 594601.43 | 0 | 221315.1084 | 241660.6341 | 273729.888 | -373286.3216 | -352940.7959 | -320871.542 | 0.37221 | 0.40642 | 0.46036 | 0.39129
19718 | Lateral Hardening | Lateral Hardening-Fuse-91737253 | Laterals | 13069 | 0.23902 | 21 | 37 | 191297.74 | 0 | 68346.5647 | 79475.5598 | 99872.1745 | -122951.1753 | -111822.1802 | -91425.5655 | 0.35728 | 0.41545 | 0.52208 | 0.39121
11389 | Lateral Hardening | Lateral Hardening-Fuse-90833056 | Laterals | 13328 | 0.16515 | 15 | 27 | 164491.78 | 0 | 60451.3921 | 67706.0219 | 77569.0803 | -104040.3879 | -96785.7581 | -86922.6997 | 0.3675 | 0.41161 | 0.47157 | 0.39114
13043 | Lateral Hardening | Lateral Hardening-Fuse-91868616 | Laterals | 13924 | 0.77936 | 36 | 12 | 377857.18 | 0 | 139464.2518 | 154551.965 | 177288.3081 | -238392.9282 | -223305.215 | -200568.8719 | 0.36909 | 0.40902 | 0.46919 | 0.39108
6745 | Lateral Hardening | Lateral Hardening-Fuse-10241045 | Laterals | 13077 | 0.10777 | 14 | 1 | 236546.29 | 0 | 86202.7129 | 97310.069 | 115574.0409 | -150343.5771 | -139236.221 | -120972.2491 | 0.36442 | 0.41138 | 0.48859 | 0.39093
14571 | Lateral Hardening | Lateral Hardening-Fuse-10635158 | Laterals | 13242 | 0.11061 | 9 | 6 | 109886.02 | 0 | 40378.5889 | 45006.5065 | 52244.7353 | -69507.4311 | -64879.5135 | -57641.2847 | 0.36746 | 0.40957 | 0.47544 | 0.39089
2264 | Lateral Hardening | Lateral Hardening-Fuse-10363981 | Laterals | 13096 | 0.25682 | 15 | 3 | 132362.74 | 0 | 48371.5752 | 54232.1673 | 64347.8431 | -83991.1648 | -78130.5727 | -68014.8969 | 0.36545 | 0.40972 | 0.48615 | 0.3908
1080 | Lateral Hardening | Lateral Hardening-Fuse-91323316 | Laterals | 13962 | 0.64432 | 44 | 137 | 708416.73 | 0 | 261878.2434 | 289421.2847 | 328815.3503 | -446538.4866 | -418995.4453 | -379601.3797 | 0.36967 | 0.40855 | 0.46416 | 0.39078
16611 | Lateral Hardening | Lateral Hardening-Fuse-10710651 | Laterals | 14000 | 0.12273 | 6 | 10 | 58581.45 | 0 | 21318.4473 | 24144.4579 | 28562.5231 | -37263.0027 | -34436.9921 | -30018.9269 | 0.36391 | 0.41215 | 0.48757 | 0.39075
6301 | Lateral Hardening | Lateral Hardening-Fuse-93290656 | Laterals | 13808 | 0.95303 | 40 | 20 | 576310.86 | 0 | 214469.7283 | 233698.046 | 263977.4068 | -361841.1317 | -342612.814 | -312333.4532 | 0.37214 | 0.40551 | 0.45805 | 0.39074
16389 | Lateral Hardening | Lateral Hardening-Fuse-90113117 | Laterals | 13896 | 0.058144 | 2 | 3 | 57144.11 | 0 | 20850.6283 | 23546.5813 | 27510.3632 | -36293.4817 | -33597.5287 | -29633.7468 | 0.36488 | 0.41206 | 0.48142 | 0.39069
1343 | Lateral Hardening | Lateral Hardening-Fuse-90852382 | Laterals | 13129 | 0.26136 | 21 | 35 | 373670.85 | 0 | 137734.8844 | 152678.0668 | 175256.5518 | -235935.9656 | -220992.7832 | -198414.2982 | 0.3686 | 0.40859 | 0.46901 | 0.39064
16747 | Lateral Hardening | Lateral Hardening-Fuse-92018847 | Laterals | 13911 | 0.17803 | 16 | 54 | 265238.6 | 0 | 97779.0085 | 108672.6142 | 123154.1157 | -167459.5915 | -156565.9858 | -142084.4843 | 0.36865 | 0.40972 | 0.46431 | 0.39053
19720 | Lateral Hardening | Lateral Hardening-Fuse-10070760 | Laterals | 13657 | 0.20587 | 12 | 3 | 162255.17 | 0 | 59691.8557 | 66326.73 | 76507.4291 | -102563.3143 | -95928.44 | -85747.7409 | 0.36789 | 0.40878 | 0.47153 | 0.39052
15526 | Lateral Hardening | Lateral Hardening-Fuse-10747912 | Laterals | 14021 | 0.17424 | 14 |  | 147836.59 | 0 | 54420.2006 | 60347.4164 | 69710.6588 | -93416.3894 | -87489.1736 | -78125.9312 | 0.36811 | 0.4082 | 0.47154 | 0.39048
15217 | Lateral Hardening | Lateral Hardening-Fuse-60615401 | Laterals | 13853 | 0.19148 | 9 | 0 | 68225.07 | 0 | 24685.098 | 28092.4415 | 33977.6745 | -43539.972 | -40132.6285 | -34247.3955 | 0.36182 | 0.41176 | 0.49802 | 0.39042
14660 | Lateral Hardening | Lateral Hardening-Fuse-10535988 | Laterals | 13115 | 0.029356 | 3 | 5 | 50000 | 0 | 18197.3961 | 20636.0154 | 24102.9119 | -31802.6039 | -29363.9846 | -25897.0881 | 0.36395 | 0.41272 | 0.48206 | 0.39039
12599 | Lateral Hardening | Lateral Hardening-Fuse-91553528 | Laterals | 13070 | 0.1411 | 6 | 2 | 59599.55 | 0 | 21766.8392 | 24419.4025 | 28763.4235 | -37832.7108 | -35180.1475 | -30836.1265 | 0.36522 | 0.40972 | 0.48261 | 0.39031
2204 | Lateral Hardening | Lateral Hardening-Fuse-91629504 | Laterals | 13123 | 0.6375 | 48 | 62 | 724642.41 | 0 | 269218.5618 | 293484.6574 | 331551.2947 | -455423.8482 | -431157.7526 | -393091.1153 | 0.37152 | 0.40501 | 0.45754 | 0.39017
12645 | Lateral Hardening | Lateral Hardening-Fuse-10363903 | Laterals | 14071 | 0.16439 | 7 | 2 | 65974.25 | 0 | 23922.8464 | 27107.1382 | 32550.832 | -42051.4036 | -38867.1118 | -33423.418 | 0.36261 | 0.41087 | 0.49339 | 0.39017
3679 | Lateral Hardening | Lateral Hardening-Fuse-10441188 | Laterals | 13946 | 0.37652 | 28 | 48 | 364977.37 | 0 | 134707.7331 | 148595.7107 | 169512.667 | -230269.6369 | -216381.6593 | -195464.703 | 0.36909 | 0.40714 | 0.46445 | 0.39004
8250 | Lateral Hardening | Lateral Hardening-Fuse-90438317 | Laterals | 13206 | 0.10341 | 8 | 13 | 183653.79 | 0 | 66676.363 | 75822.5289 | 88725.7591 | -116977.427 | -107831.2611 | -94928.0309 | 0.36305 | 0.41286 | 0.48311 | 0.39
8441 | Lateral Hardening | Lateral Hardening-Fuse-10662371 | Laterals | 13470 | 0.13163 | 11 | 18 | 164528.44 | 0 | 59663.7214 | 67999.4104 | 79681.3935 | -104864.7186 | -96529.0296 | -84847.0465 | 0.36263 | 0.4133 | 0.4843 | 0.39
9874 | Lateral Hardening | Lateral Hardening-Fuse-60076834 | Laterals | 13121 | 0.083523 | 13 | 2 | 307422.94 | 0 | 111638.7992 | 126699.9457 | 148862.7327 | -195784.1408 | -180722.9943 | -158560.2073 | 0.36314 | 0.41214 | 0.48423 | 0.38995
18229 | Lateral Hardening | Lateral Hardening-Fuse-93114725 | Laterals | 13866 | 0.14337 | 8 | 2 | 60297.11 | 0 | 21858.4884 | 24741.1925 | 29752.1549 | -38438.6216 | -35555.9175 | -30544.9551 | 0.36251 | 0.41032 | 0.49343 | 0.38995
7257 | Lateral Hardening | Lateral Hardening-Fuse-10240471 | Laterals | 13530 | 0.33428 | 24 | 64 | 543304.61 | 0 | 200479.7222 | 220919.1889 | 252948.1534 | -342824.8878 | -322385.4211 | -290356.4566 | 0.369 | 0.40662 | 0.46557 | 0.38994
14930 | Lateral Hardening | Lateral Hardening-Fuse-91224548 | Laterals | 13622 | 0.03125 | 1 | 1 | 50000 | 0 | 18246.0088 | 20540.2868 | 23839.9327 | -31753.9912 | -29459.7132 | -26160.0673 | 0.36492 | 0.41081 | 0.4768 | 0.38987
112 | Lateral Hardening | Lateral Hardening-Fuse-91569788 | Laterals | 13655 | 0.36136 | 16 | 4 | 322159.29 | 0 | 116689.256 | 132641.9639 | 157836.2841 | -205470.034 | -189517.3261 | -164323.0059 | 0.36221 | 0.41173 | 0.48993 | 0.38984
13901 | Lateral Hardening | Lateral Hardening-Fuse-92374714 | Laterals | 13815 | 0.079924 | 6 | 3 | 103406.14 | 0 | 37621.9277 | 42385.238 | 50118.087 | -65784.2123 | -61020.902 | -53288.053 | 0.36383 | 0.40989 | 0.48467 | 0.38973
1642 | Lateral Hardening | Lateral Hardening-Fuse-60401793 | Laterals | 13505 | 0.16288 | 8 | 2 | 110300.26 | 0 | 40475.5296 | 45016.5197 | 51884.5599 | -69824.7304 | -65283.7403 | -58415.7001 | 0.36696 | 0.40813 | 0.47039 | 0.38965
12404 | Lateral Hardening | Lateral Hardening-Fuse-90958947 | Laterals | 13082 | 0.28504 | 25 | 39 | 608168.68 | 0 | 223224.4058 | 249170.2871 | 282732.465 | -384944.2742 | -358998.3929 | -325436.215 | 0.36704 | 0.40971 | 0.46489 | 0.38963
15556 | Lateral Hardening | Lateral Hardening-Fuse-60210194 | Laterals | 13330 | 0.13636 | 8 | 3 | 108096.66 | 0 | 39637.9415 | 44060.2567 | 51048.5157 | -68458.7185 | -64036.4033 | -57048.1443 | 0.36669 | 0.4076 | 0.47225 | 0.38952
8759 | Lateral Hardening | Lateral Hardening-Fuse-10696427 | Laterals | 13961 | 0.60777 | 42 | 24 | 498310.84 | 0 | 184245.9482 | 201966.2336 | 228846.8892 | -314064.8918 | -296344.6064 | -269463.9508 | 0.36974 | 0.4053 | 0.45925 | 0.38936
3896 | Lateral Hardening | Lateral Hardening-Fuse-10469909 | Laterals | 13213 | 0.3983 | 31 | 20 | 387863.97 | 0 | 143046.6417 | 157104.08 | 177629.6332 | -244817.3283 | -230759.89 | -210234.3368 | 0.36881 | 0.40505 | 0.45797 | 0.3886
10005 | Lateral Hardening | Lateral Hardening-Fuse-10501149 | Laterals | 13509 | 0.19167 | 10 | 0 | 108762.74 | 0 | 39741.0703 | 44266.2955 | 51386.809 | -69021.6697 | -64496.4445 | -57375.931 | 0.36539 | 0.407 | 0.47247 | 0.38858
7883 | Lateral Hardening | Lateral Hardening-Fuse-92680978 | Laterals | 13805 | 0.67216 | 44 | 21 | 608286.3 | 0 | 225063.4952 | 245326.5919 | 276934.922 | -383222.8048 | -362959.7081 | -331351.378 | 0.37 | 0.40331 | 0.45527 | 0.38852
12664 | Lateral Hardening | Lateral Hardening-Fuse-60042726 | Laterals | 13310 | 0.084659 | 11 | 1 | 230633.04 | 0 | 83540.0236 | 94552.3087 | 111049.8989 | -147093.0164 | -136080.7313 | -119583.1411 | 0.36222 | 0.40997 | 0.4815 | 0.38847
9454 | Lateral Hardening | Lateral Hardening-Fuse-60426294 | Laterals | 13096 | 0.087879 | 9 | 1 | 51246.61 | 0 | 18513.8102 | 20943.138 | 25142.7397 | -32732.7998 | -30303.472 | -26103.8703 | 0.36127 | 0.40867 | 0.49062 | 0.38843
13031 | Lateral Hardening | Lateral Hardening-Fuse-10636011 | Laterals | 13388 | 0.18201 | 10 | 0 | 111890 | 0 | 40765.3319 | 45562.6312 | 53313.9504 | -71124.6681 | -66327.3688 | -58576.0496 | 0.36433 | 0.40721 | 0.47649 | 0.38841
1722 | Lateral Hardening | Lateral Hardening-Fuse-60210332 | Laterals | 14021 | 0.36648 | 19 | 8 | 215107.26 | 0 | 78788.5456 | 87466.7281 | 100244.2005 | -136318.7144 | -127640.5319 | -114863.0595 | 0.36628 | 0.40662 | 0.46602 | 0.38835
7107 | Lateral Hardening | Lateral Hardening-Fuse-10441813 | Laterals | 13947 | 0.17765 | 18 | 28 | 172603.36 | 0 | 62682.9276 | 70599.1778 | 82156.5569 | -109920.4324 | -102004.1822 | -90446.8031 | 0.36316 | 0.40903 | 0.47598 | 0.3882
18757 | Lateral Hardening | Lateral Hardening-Fuse-92610435 | Laterals | 13390 | 0.19981 | 8 | 3 | 126995.4 | 0 | 46025.9083 | 51703.909 | 61723.1872 | -80969.4917 | -75291.491 | -65272.2128 | 0.36242 | 0.40713 | 0.48603 | 0.3882
5634 | Lateral Hardening | Lateral Hardening-Fuse-93350076 | Laterals | 13147 | 0.083333 | 5 | 2 | 63167.53 | 0 | 22864.6174 | 25818.276 | 30476.9104 | -40302.9126 | -37349.254 | -32690.6196 | 0.36197 | 0.40873 | 0.48248 | 0.38805
12012 | Lateral Hardening | Lateral Hardening-Fuse-90673399 | Laterals | 13325 | 1.0265 | 52 | 0 | 544452 | 0 | 197975.7143 | 221571.9535 | 259722.98 | -346476.2857 | -322880.0465 | -284729.02 | 0.36362 | 0.40696 | 0.47704 | 0.38797
4734 | Lateral Hardening | Lateral Hardening-Fuse-60004216 | Laterals | 13037 | 0.079735 | 6 | 12 | 129883.04 | 0 | 46919.928 | 53249.4606 | 62403.6486 | -82963.112 | -76633.5794 | -67479.3914 | 0.36125 | 0.40998 | 0.48046 | 0.38779
2907 | Lateral Hardening | Lateral Hardening-Fuse-10159460 | Laterals | 13523 | 0.13125 | 15 | 15 | 357061.56 | 0 | 128341.4314 | 146931.8698 | 173707.1656 | -228720.1286 | -210129.6902 | -183354.3944 | 0.35944 | 0.4115 | 0.48649 | 0.38776
6861 | Lateral Hardening | Lateral Hardening-Fuse-93023317 | Laterals | 13531 | 0.29148 | 25 | 0 | 246820.39 | 0 | 90291.0393 | 99864.6315 | 115476.3199 | -156529.3507 | -146955.7585 | -131344.0701 | 0.36582 | 0.4046 | 0.46786 | 0.38766
7221 | Lateral Hardening | Lateral Hardening-Fuse-60174771 | Laterals | 13391 | 1.1718 | 56 | 51 | 860238.17 | 0 | 317860.8319 | 345563.3276 | 390290.0389 | -542377.3381 | -514674.8424 | -469948.1311 | 0.3695 | 0.40171 | 0.4537 | 0.38758
7297 | Lateral Hardening | Lateral Hardening-Fuse-10705901 | Laterals | 13268 | 0.24508 | 11 | 2 | 108762.74 | 0 | 39716.2232 | 44077.5734 | 51011.7225 | -69046.5168 | -64685.1666 | -57751.0175 | 0.36516 | 0.40526 | 0.46902 | 0.38758
19620 | Lateral Hardening | Lateral Hardening-Fuse-10595532 | Laterals | 13294 | 0.15928 | 14 | 4 | 208675.52 | 0 | 75196.446 | 85142.6104 | 101654.4544 | -133479.074 | -123532.9096 | -107021.0656 | 0.36035 | 0.40801 | 0.48714 | 0.38733
6119 | Lateral Hardening | Lateral Hardening-Fuse-10745650 | Laterals | 13431 | 0.16174 | 10 | 22 | 183858.46 | 0 | 66327.118 | 75077.4928 | 88658.8655 | -117531.342 | -108780.9672 | -95199.5945 | 0.36075 | 0.40834 | 0.48221 | 0.38718
11005 | Lateral Hardening | Lateral Hardening-Fuse-10091397 | Laterals | 13373 | 0.34261 | 30 | 38 | 326076.66 | 0 | 119236.4614 | 132059.3319 | 150881.9747 | -206840.1986 | -194017.3281 | -175194.6853 | 0.36567 | 0.40499 | 0.46272 | 0.38717
2684 | Lateral Hardening | Lateral Hardening-Fuse-10451474 | Laterals | 13128 | 0.22992 | 17 | 25 | 291236.08 | 0 | 106346.8381 | 118022.9868 | 135235.8374 | -184889.2419 | -173213.0932 | -156000.2426 | 0.36516 | 0.40525 | 0.46435 | 0.3871
619 | Lateral Hardening | Lateral Hardening-Fuse-60006861 | Laterals | 13092 | 0.05947 | 5 | 16 | 68535.61 | 0 | 24707.934 | 28079.1211 | 32812.2656 | -43827.676 | -40456.4889 | -35723.3444 | 0.36051 | 0.4097 | 0.47876 | 0.38709
11603 | Lateral Hardening | Lateral Hardening-Fuse-10895260 | Laterals | 13003 | 0.75758 | 24 | 9 | 440629.4 | 0 | 162401.3566 | 176991.8371 | 199387.7995 | -278228.0434 | -263637.5629 | -241241.6005 | 0.36857 | 0.40168 | 0.45251 | 0.38689
3571 | Lateral Hardening | Lateral Hardening-Fuse-10895199 | Laterals | 13003 | 0.28674 | 13 | 0 | 72212.29 | 0 | 25856.0587 | 29490.2242 | 35717.9701 | -46356.2313 | -42722.0658 | -36494.3199 | 0.35806 | 0.40838 | 0.49462 | 0.38681
14152 | Lateral Hardening | Lateral Hardening-Fuse-91389271 | Laterals | 13461 | 0.024432 | 2 | 1 | 54342.39 | 0 | 19635.669 | 22150.6153 | 25922.0145 | -34706.721 | -32191.7747 | -28420.3755 | 0.36133 | 0.40761 | 0.47701 | 0.38678
5957 | Lateral Hardening | Lateral Hardening-Fuse-92062708 | Laterals | 13967 | 0.019508 | 5 | 31 | 50000 | 0 | 18000.8919 | 20445.9464 | 24001.7808 | -31999.1081 | -29554.0536 | -25998.2192 | 0.36002 | 0.40892 | 0.48004 | 0.38669
9652 | Lateral Hardening | Lateral Hardening-Fuse-10142267 | Laterals | 13034 | 0.043182 | 6 | 11 | 126845.22 | 0 | 45658.4699 | 51821.3772 | 60720.5631 | -81186.7501 | -75023.8428 | -66124.6569 | 0.35995 | 0.40854 | 0.4787 | 0.3864
921 | Lateral Hardening | Lateral Hardening-Fuse-92352440 | Laterals | 13230 | 0.36818 | 21 | 29 | 331408.01 | 0 | 121182.9117 | 133311.8638 | 152690.2265 | -210225.0983 | -198096.1462 | -178717.7835 | 0.36566 | 0.40226 | 0.46073 | 0.38615
1315 | Lateral Hardening | Lateral Hardening-Fuse-60012593 | Laterals | 13027 | 0.25814 | 21 | 168 | 569952.61 | 0 | 206631.7351 | 232364.6493 | 263967.2274 | -363320.8749 | -337587.9607 | -305985.3826 | 0.36254 | 0.40769 | 0.46314 | 0.38615
19238 | Lateral Hardening | Lateral Hardening-Fuse-10616431 | Laterals | 13124 | 0.19261 | 8 | 4 | 209535.3 | 0 | 75460.4985 | 85093.3931 | 101034.9549 | -134074.8015 | -124441.9069 | -108500.3451 | 0.36013 | 0.40611 | 0.48219 | 0.38613
12963 | Lateral Hardening | Lateral Hardening-Fuse-60318202 | Laterals | 13236 | 0.24261 | 8 | 1 | 64106.19 | 0 | 23222.0201 | 25972.2979 | 30257.1068 | -40884.1699 | -38133.8921 | -33849.0832 | 0.36224 | 0.40514 | 0.47198 | 0.38609
1696 | Lateral Hardening | Lateral Hardening-Fuse-10696499 | Laterals | 13961 | 0.13068 | 8 | 2 | 59242.53 | 0 | 21045.3154 | 24256.7164 | 29677.1257 | -38197.2146 | -34985.8136 | -29565.4043 | 0.35524 | 0.40945 | 0.50094 | 0.38607
13062 | Lateral Hardening | Lateral Hardening-Fuse-90095683 | Laterals | 14024 | 0.38561 | 22 | 1 | 426885.32 | 0 | 153450.0652 | 174151.9447 | 204224.4851 | -273435.2548 | -252733.3753 | -222660.8349 | 0.35946 | 0.40796 | 0.47841 | 0.38591
17661 | Lateral Hardening | Lateral Hardening-Fuse-90292717 | Laterals | 13622 | 0.21667 | 13 | 0 | 114770.42 | 0 | 41148.5737 | 46635.6119 | 55952.8178 | -73621.8463 | -68134.8081 | -58817.6022 | 0.35853 | 0.40634 | 0.48752 | 0.38577
1203 | Lateral Hardening | Lateral Hardening-Fuse-92672978 | Laterals | 14030 | 0.34394 | 20 | 6 | 266054.81 | 0 | 96807.2958 | 107168.5492 | 123957.7375 | -169247.5142 | -158886.2608 | -142097.0725 | 0.36386 | 0.40281 | 0.46591 | 0.38575
18722 | Lateral Hardening | Lateral Hardening-Fuse-93240400 | Laterals | 13114 | 0.09697 | 9 | 0 | 50000 | 0 | 17246.8906 | 20677.4984 | 27353.3509 | -32753.1094 | -29322.5016 | -22646.6491 | 0.34494 | 0.41355 | 0.54707 | 0.38573
3591 | Lateral Hardening | Lateral Hardening-Fuse-10761262 | Laterals | 13422 | 0.098674 | 6 | 1 | 56582.47 | 0 | 20252.8859 | 23022.1508 | 27615.712 | -36329.5841 | -33560.3192 | -28966.758 | 0.35794 | 0.40688 | 0.48806 | 0.38563
3712 | Lateral Hardening | Lateral Hardening-Fuse-10389252 | Laterals | 13365 | 0.24394 | 18 | 114 | 345386.12 | 0 | 123333.1823 | 140753.9517 | 169391.2069 | -222052.9377 | -204632.1683 | -175994.9131 | 0.35709 | 0.40753 | 0.49044 | 0.38555
14960 | Lateral Hardening | Lateral Hardening-Fuse-10650590 | Laterals | 13391 | 0.027083 | 2 | 2 | 50000 | 0 | 18018.6878 | 20319.753 | 23679.412 | -31981.3122 | -29680.247 | -26320.588 | 0.36037 | 0.4064 | 0.47359 | 0.3855
2937 | Lateral Hardening | Lateral Hardening-Fuse-10667328 | Laterals | 13785 | 0.12917 | 6 | 3 | 66976.61 | 0 | 24201.9339 | 27125.8144 | 31554.3517 | -42774.6761 | -39850.7956 | -35422.2583 | 0.36135 | 0.405 | 0.47112 | 0.38542
10834 | Lateral Hardening | Lateral Hardening-Fuse-93157939 | Laterals | 13225 | 0.48485 | 27 | 41 | 418549.45 | 0 | 152974.4575 | 168062.7734 | 191070.6715 | -265574.9925 | -250486.6766 | -227478.7785 | 0.36549 | 0.40154 | 0.45651 | 0.3854
2640 | Lateral Hardening | Lateral Hardening-Fuse-91722190 | Laterals | 13432 | 0.050189 | 5 | 6 | 80293.88 | 0 | 28807.1457 | 32709.4469 | 38333.1984 | -51486.7343 | -47584.4331 | -41960.6816 | 0.35877 | 0.40737 | 0.47741 | 0.38522
12019 | Lateral Hardening | Lateral Hardening-Fuse-60021371 | Laterals | 13004 | 0.11818 | 8 | 5 | 62133.69 | 0 | 22014.7885 | 25344.9252 | 31180.7104 | -40118.9015 | -36788.7648 | -30952.9796 | 0.35431 | 0.40791 | 0.50183 | 0.38514
337 | Lateral Hardening | Lateral Hardening-Fuse-93019032 | Laterals | 13813 | 0.1161 | 6 |  | 54100.55 | 0 | 19347.7594 | 21955.7989 | 26409.8743 | -34752.7906 | -32144.7511 | -27690.6757 | 0.35763 | 0.40583 | 0.48816 | 0.38514
1639 | Lateral Hardening | Lateral Hardening-Fuse-91681225 | Laterals | 13254 | 0.35682 | 27 | 24 | 356193.66 | 0 | 129845.9008 | 142841.3441 | 163120.184 | -226347.7592 | -213352.3159 | -193073.476 | 0.36454 | 0.40102 | 0.45795 | 0.38482
17836 | Lateral Hardening | Lateral Hardening-Fuse-91528526 | Laterals | 13036 | 0.58693 | 35 | 0 | 245198.75 | 0 | 87543.9384 | 99490.7777 | 119693.6842 | -157654.8116 | -145707.9723 | -125505.0658 | 0.35703 | 0.40576 | 0.48815 | 0.38476
5436 | Lateral Hardening | Lateral Hardening-Fuse-90889023 | Laterals | 13278 | 0.22519 | 24 | 23 | 221284.61 | 0 | 80092.892 | 89338.3145 | 102794.4627 | -141191.718 | -131946.2955 | -118490.1473 | 0.36195 | 0.40373 | 0.46454 | 0.38474
15263 | Lateral Hardening | Lateral Hardening-Fuse-10616454 | Laterals | 13126 | 0.95511 | 56 | 26 | 818856.18 | 0 | 300137.0219 | 327252.4733 | 367769.5251 | -518719.1581 | -491603.7067 | -451086.6549 | 0.36653 | 0.39965 | 0.44913 | 0.38473
8193 | Lateral Hardening | Lateral Hardening-Fuse-10429502 | Laterals | 13835 | 0.24792 | 19 | 63 | 251018.95 | 0 | 89576.7137 | 101806.2353 | 122446.1955 | -161442.2363 | -149212.7147 | -128572.7545 | 0.35685 | 0.40557 | 0.4878 | 0.38456
11162 | Lateral Hardening | Lateral Hardening-Fuse-92939066 | Laterals | 14356 | 0.18864 | 11 |  | 104580.9 | 0 | 37267.7963 | 42424.2448 | 51125.7845 | -67313.1037 | -62156.6552 | -53455.1155 | 0.35635 | 0.40566 | 0.48886 | 0.3844
12697 | Lateral Hardening | Lateral Hardening-Fuse-60244498 | Laterals | 13805 | 0.28712 | 14 | 5 | 168498.95 | 0 | 61102.3024 | 67755.4654 | 77758.1441 | -107396.6476 | -100743.4846 | -90740.8059 | 0.36263 | 0.40211 | 0.46148 | 0.38436
8585 | Lateral Hardening | Lateral Hardening-Fuse-60024043 | Laterals | 13679 | 0.13826 | 6 |  | 55942.13 | 0 | 19979.627 | 22651.2682 | 27161.4023 | -35962.503 | -33290.8618 | -28780.7277 | 0.35715 | 0.40491 | 0.48553 | 0.38431
3645 | Lateral Hardening | Lateral Hardening-Fuse-91570455 | Laterals | 13044 | 0.083523 | 8 | 21 | 131215.2 | 0 | 46916.8651 | 53202.9613 | 63135.1186 | -84298.3349 | -78012.2387 | -68080.0814 | 0.35756 | 0.40546 | 0.48116 | 0.38429
11320 | Lateral Hardening | Lateral Hardening-Fuse-91704696 | Laterals | 13668 | 0.12614 | 4 | 1 | 73384.77 | 0 | 26322.0342 | 29693.3333 | 34913.5968 | -47062.7358 | -43691.4367 | -38471.1732 | 0.35869 | 0.40463 | 0.47576 | 0.38417
9471 | Lateral Hardening | Lateral Hardening-Fuse-10895271 | Laterals | 13003 | 0.1661 | 7 | 1 | 62185.91 | 0 | 21961.8235 | 25323.6465 | 31101.1392 | -40224.0865 | -36862.2635 | -31084.7708 | 0.35316 | 0.40722 | 0.50013 | 0.38408
4805 | Lateral Hardening | Lateral Hardening-Fuse-92633796 | Laterals | 13331 | 0.16231 | 6 | 3 | 69731.11 | 0 | 25007.851 | 28138.1921 | 33146.8234 | -44723.259 | -41592.9179 | -36584.2866 | 0.35863 | 0.40352 | 0.47535 | 0.38377
15937 | Lateral Hardening | Lateral Hardening-Fuse-10371702 | Laterals | 13100 | 0.29129 | 26 | 34 | 410410.87 | 0 | 150087.7136 | 163330.024 | 184106.7321 | -260323.1564 | -247080.846 | -226304.1379 | 0.3657 | 0.39797 | 0.44859 | 0.38367
19391 | Lateral Hardening | Lateral Hardening-Fuse-10095441 | Laterals | 13786 | 0.26534 | 14 | 7 | 202772.1 | 0 | 73438.0748 | 81198.2519 | 93739.2948 | -129334.0252 | -121573.8481 | -109032.8052 | 0.36217 | 0.40044 | 0.46229 | 0.38366
18832 | Lateral Hardening | Lateral Hardening-Fuse-10745615 | Laterals | 13815 | 0.29981 | 14 | 3 | 246424.56 | 0 | 87785.1937 | 99745.4063 | 118955.6268 | -158639.3663 | -146679.1537 | -127468.9332 | 0.35624 | 0.40477 | 0.48273 | 0.38345
10941 | Lateral Hardening | Lateral Hardening-Fuse-92199767 | Laterals | 13147 | 0.22178 | 11 | 2 | 106318.04 | 0 | 38467.1947 | 42529.1792 | 49112.0396 | -67850.8453 | -63788.8608 | -57206.0004 | 0.36181 | 0.40002 | 0.46194 | 0.38329
16186 | Lateral Hardening | Lateral Hardening-Fuse-10055027 | Laterals | 13419 | 0.21629 | 17 | 64 | 177541.78 | 0 | 63101.7589 | 71834.3549 | 85878.8142 | -114440.0211 | -105707.4251 | -91662.9658 | 0.35542 | 0.40461 | 0.48371 | 0.383
2924 | Lateral Hardening | Lateral Hardening-Fuse-10650411 | Laterals | 13391 | 0.48277 | 19 | 7 | 147557.68 | 0 | 53199.8759 | 59158.5147 | 68094.3022 | -94357.8041 | -88399.1653 | -79463.3778 | 0.36054 | 0.40092 | 0.46148 | 0.38274
4368 | Lateral Hardening | Lateral Hardening-Fuse-92821841 | Laterals | 13961 | 1.0051 | 48 | 0 | 570442.59 | 0 | 206872.9836 | 226844.5105 | 259948.686 | -363569.6064 | -343598.0795 | -310493.904 | 0.36265 | 0.39766 | 0.4557 | 0.38246
18983 | Lateral Hardening | Lateral Hardening-Fuse-93316848 | Laterals | 13365 | 0.069697 | 5 | 24 | 73315.57 | 0 | 26125.718 | 29631.9683 | 34723.7185 | -47189.852 | -43683.6017 | -38591.8515 | 0.35635 | 0.40417 | 0.47362 | 0.38242
17893 | Lateral Hardening | Lateral Hardening-Fuse-10455396 | Laterals | 13495 | 0.038826 | 5 | 1 | 51099.95 | 0 | 18225.1771 | 20597.8212 | 24188.2232 | -32874.7729 | -30502.1288 | -26911.7268 | 0.35666 | 0.40309 | 0.47335 | 0.38226
3992 | Lateral Hardening | Lateral Hardening-Fuse-60311189 | Laterals | 13373 | 0.32311 | 28 | 39 | 264792.19 | 0 | 94933.8448 | 106428.4572 | 123291.7735 | -169858.3452 | -158363.7328 | -141500.4165 | 0.35852 | 0.40193 | 0.46562 | 0.38225
6252 | Lateral Hardening | Lateral Hardening-Fuse-91730217 | Laterals | 13785 | 0.61193 | 31 | 17 | 414191.94 | 0 | 150794.4195 | 164390.3648 | 184806.0147 | -263397.5205 | -249801.5752 | -229385.9253 | 0.36407 | 0.39689 | 0.44618 | 0.38213
6977 | Lateral Hardening | Lateral Hardening-Fuse-91649419 | Laterals | 13106 | 0.049432 | 3 | 30 | 50000 | 0 | 17785.5697 | 20200.9309 | 23724.7737 | -32214.4303 | -29799.0691 | -26275.2263 | 0.35571 | 0.40402 | 0.4745 | 0.38208
1109 | Lateral Hardening | Lateral Hardening-Fuse-60011823 | Laterals | 13158 | 0.10795 | 9 | 8 | 84863.73 | 0 | 30001.3779 | 34258.6519 | 41406.4669 | -54862.3521 | -50605.0781 | -43457.2631 | 0.35352 | 0.40369 | 0.48792 | 0.38201
17675 | Lateral Hardening | Lateral Hardening-Fuse-91768663 | Laterals | 14110 | 0.04678 | 6 | 1 | 156730.38 | 0 | 55804.8682 | 63319.2405 | 73914.6583 | -100925.5118 | -93411.1395 | -82815.7217 | 0.35606 | 0.404 | 0.4716 | 0.38199
6703 | Lateral Hardening | Lateral Hardening-Fuse-60291206 | Laterals | 13201 | 0.13314 | 13 | 57 | 150041.72 | 0 | 53072.9917 | 60730.5527 | 72340.3725 | -96968.7283 | -89311.1673 | -77701.3475 | 0.35372 | 0.40476 | 0.48214 | 0.38187
15961 | Lateral Hardening | Lateral Hardening-Fuse-90444618 | Laterals | 13078 | 0.26705 | 28 | 63 | 568648.23 | 0 | 205053.6512 | 227178.2911 | 259364.9282 | -363594.5788 | -341469.9389 | -309283.3018 | 0.3606 | 0.39951 | 0.45611 | 0.38182
282 | Lateral Hardening | Lateral Hardening-Fuse-92441716 | Laterals | 14306 | 0.29811 | 21 | 22 | 225145.12 | 0 | 80987.5044 | 89949.5865 | 103616.2176 | -144157.6156 | -135195.5335 | -121528.9024 | 0.35971 | 0.39952 | 0.46022 | 0.3817
12823 | Lateral Hardening | Lateral Hardening-Fuse-91799883 | Laterals | 13102 | 0.11458 | 9 | 0 | 53465.95 | 0 | 18726.5519 | 21602.2892 | 26885.8048 | -34739.3981 | -31863.6608 | -26580.1452 | 0.35025 | 0.40404 | 0.50286 | 0.38165
19273 | Lateral Hardening | Lateral Hardening-Fuse-10371712 | Laterals | 13100 | 0.37614 | 38 | 6 | 287059.14 | 0 | 103196.2333 | 114564.5016 | 132509.1741 | -183862.9067 | -172494.6384 | -154549.9659 | 0.35949 | 0.3991 | 0.46161 | 0.38159
3392 | Lateral Hardening | Lateral Hardening-Fuse-60026652 | Laterals | 13070 | 0.07822 | 10 | 3 | 58812.55 | 0 | 20161.6838 | 23977.2581 | 31492.4498 | -38650.8662 | -34835.2919 | -27320.1002 | 0.34281 | 0.40769 | 0.53547 | 0.38154
2816 | Lateral Hardening | Lateral Hardening-Fuse-10650539 | Laterals | 13391 | 0.32746 | 21 | 7 | 181013.17 | 0 | 65089.7325 | 72249.7413 | 83235.1051 | -115923.4375 | -108763.4287 | -97778.0649 | 0.35959 | 0.39914 | 0.45983 | 0.38148
5630 | Lateral Hardening | Lateral Hardening-Fuse-91422589 | Laterals | 13827 | 0.4642 | 31 | 39 | 584056.11 | 0 | 210766.9692 | 232273.9383 | 266468.7254 | -373289.1408 | -351782.1717 | -317587.3846 | 0.36087 | 0.39769 | 0.45624 | 0.38145
15124 | Lateral Hardening | Lateral Hardening-Fuse-91473225 | Laterals | 13087 | 0.12027 | 6 |  | 54446.83 | 0 | 19256.8342 | 21889.826 | 26335.5237 | -35189.9958 | -32557.004 | -28111.3063 | 0.35368 | 0.40204 | 0.48369 | 0.38119
2737 | Lateral Hardening | Lateral Hardening-Fuse-92483701 | Laterals | 13962 | 0.33845 | 19 | 1 | 227579.05 | 0 | 80568.8326 | 91624.3934 | 109119.1373 | -147010.2174 | -135954.6566 | -118459.9127 | 0.35403 | 0.4026 | 0.47948 | 0.38114
1056 | Lateral Hardening | Lateral Hardening-Fuse-60105333 | Laterals | 13030 | 0.14545 | 15 | 22 | 222518.07 | 0 | 78813.3153 | 89583.1098 | 106381.9781 | -143704.7547 | -132934.9602 | -116136.0919 | 0.35419 | 0.40259 | 0.47808 | 0.3811
6186 | Lateral Hardening | Lateral Hardening-Fuse-10759888 | Laterals | 13813 | 0.12576 | 8 | 12 | 137637.86 | 0 | 48888.2007 | 55340.2295 | 65019.5751 | -88749.6593 | -82297.6305 | -72618.2849 | 0.35519 | 0.40207 | 0.4724 | 0.38098
16864 | Lateral Hardening | Lateral Hardening-Fuse-10807572 | Laterals | 13020 | 0.1947 | 12 | 7 | 149536.51 | 0 | 53348.9113 | 59759.3015 | 70293.4133 | -96187.5987 | -89777.2085 | -79243.0967 | 0.35676 | 0.39963 | 0.47008 | 0.38095
5699 | Lateral Hardening | Lateral Hardening-Fuse-90962667 | Laterals | 13117 | 0.26269 | 19 | 13 | 237413.06 | 0 | 85356.5858 | 94390.4074 | 108932.8642 | -152056.4742 | -143022.6526 | -128480.1958 | 0.35953 | 0.39758 | 0.45883 | 0.38087
16370 | Lateral Hardening | Lateral Hardening-Fuse-10218994 | Laterals | 13510 | 0.22311 | 22 | 36 | 302459.44 | 0 | 107971.337 | 121081.5736 | 140838.5637 | -194488.103 | -181377.8664 | -161620.8763 | 0.35698 | 0.40032 | 0.46564 | 0.38085
10197 | Lateral Hardening | Lateral Hardening-Fuse-92160654 | Laterals | 13737 | 0.085038 | 9 | 18 | 203351.01 | 0 | 72207.3745 | 81562.8279 | 96282.6009 | -131143.6355 | -121788.1821 | -107068.4091 | 0.35509 | 0.40109 | 0.47348 | 0.38073
3837 | Lateral Hardening | Lateral Hardening-Fuse-92655504 | Laterals | 13068 | 0.063826 | 6 | 16 | 148210.88 | 0 | 52554.8223 | 59733.6695 | 69718.1991 | -95656.0577 | -88477.2105 | -78492.6809 | 0.35459 | 0.40303 | 0.4704 | 0.38071
19480 | Lateral Hardening | Lateral Hardening-Fuse-93278510 | Laterals | 13213 | 0.29621 | 18 | 8 | 217464 | 0 | 78519.9282 | 86058.0386 | 97526.7853 | -138944.0718 | -131405.9614 | -119937.2147 | 0.36107 | 0.39573 | 0.44847 | 0.38021
11017 | Lateral Hardening | Lateral Hardening-Fuse-10758565 | Laterals | 13004 | 0.090341 | 8 | 17 | 194357.73 | 0 | 68893.5327 | 77935.8078 | 91652.8124 | -125464.1973 | -116421.9222 | -102704.9176 | 0.35447 | 0.40099 | 0.47157 | 0.38013
4725 | Lateral Hardening | Lateral Hardening-Fuse-10588805 | Laterals | 13471 | 0.20909 | 16 | 46 | 372034.68 | 0 | 133690.1665 | 147562.0467 | 168355.2845 | -238344.5135 | -224472.6333 | -203679.3955 | 0.35935 | 0.39664 | 0.45253 | 0.37985
12848 | Lateral Hardening | Lateral Hardening-Fuse-92980486 | Laterals | 13797 | 0.060417 | 6 | 2 | 50000 | 0 | 17619.561 | 20009.9987 | 24092.1958 | -32380.439 | -29990.0013 | -25907.8042 | 0.35239 | 0.4002 | 0.48184 | 0.37968
5093 | Lateral Hardening | Lateral Hardening-Fuse-10099330 | Laterals | 13963 | 0.060038 | 7 | 1 | 57301.51 | 0 | 20279.5406 | 22871.1152 | 27223.1564 | -37021.9694 | -34430.3948 | -30078.3536 | 0.35391 | 0.39914 | 0.47509 | 0.3796
14717 | Lateral Hardening | Lateral Hardening-Fuse-91979624 | Laterals | 13147 | 0.21042 | 8 | 4 | 77659.07 | 0 | 27275.6815 | 31138.8187 | 37633.0769 | -50383.3885 | -46520.2513 | -40025.9931 | 0.35122 | 0.40097 | 0.48459 | 0.37948
16998 | Lateral Hardening | Lateral Hardening-Fuse-93257300 | Laterals | 13175 | 0.1303 | 11 | 23 | 169455.62 | 0 | 59886.5053 | 67863.9109 | 80120.0507 | -109569.1147 | -101591.7091 | -89335.5693 | 0.35341 | 0.40048 | 0.47281 | 0.37947
13849 | Lateral Hardening | Lateral Hardening-Fuse-10624922 | Laterals | 13511 | 0.15133 | 7 | 0 | 100497.15 | 0 | 35932.1935 | 39831.9019 | 46033.1896 | -64564.9565 | -60665.2481 | -54463.9604 | 0.35754 | 0.39635 | 0.45805 | 0.37924
1937 | Lateral Hardening | Lateral Hardening-Fuse-10686202 | Laterals | 13808 | 0.67197 | 26 | 8 | 327873.7 | 0 | 117388.0092 | 129736.2129 | 149776.7788 | -210485.6908 | -198137.4871 | -178096.9212 | 0.35803 | 0.39569 | 0.45681 | 0.37921
1375 | Lateral Hardening | Lateral Hardening-Fuse-90877700 | Laterals | 13839 | 0.041667 | 2 | 2 | 55266.05 | 0 | 19590.4114 | 22092.1925 | 25744.9059 | -35675.6386 | -33173.8575 | -29521.1441 | 0.35447 | 0.39974 | 0.46584 | 0.37919
3224 | Lateral Hardening | Lateral Hardening-Fuse-93220667 | Laterals | 13459 | 0.071591 | 6 | 3 | 62191.65 | 0 | 21927.3361 | 24796.2459 | 29740.2398 | -40264.3139 | -37395.4041 | -32451.4102 | 0.35258 | 0.39871 | 0.4782 | 0.37898
1889 | Lateral Hardening | Lateral Hardening-Fuse-92529542 | Laterals | 13210 | 0.32159 | 27 | 30 | 502916.67 | 0 | 180148.5331 | 198664.775 | 228738.5546 | -322768.1369 | -304251.895 | -274178.1154 | 0.35821 | 0.39503 | 0.45482 | 0.37891
8347 | Lateral Hardening | Lateral Hardening-Fuse-91684089 | Laterals | 13070 | 0.33769 | 23 | 13 | 260588.03 | 0 | 93347.02 | 102818.061 | 118386.0247 | -167241.01 | -157769.969 | -142202.0053 | 0.35822 | 0.39456 | 0.4543 | 0.37873
19762 | Lateral Hardening | Lateral Hardening-Fuse-92829321 | Laterals | 13208 | 0.13845 | 7 | 15 | 115112.44 | 0 | 40616.1746 | 46101.7885 | 53898.6926 | -74496.2654 | -69010.6515 | -61213.7474 | 0.35284 | 0.40049 | 0.46823 | 0.37867
18603 | Lateral Hardening | Lateral Hardening-Fuse-10793147 | Laterals | 13470 | 0.69678 | 44 | 42 | 572314.07 | 0 | 204676.5266 | 225956.8368 | 260130.2224 | -367637.5434 | -346357.2332 | -312183.8476 | 0.35763 | 0.39481 | 0.45452 | 0.37847
5335 | Lateral Hardening | Lateral Hardening-Fuse-10705898 | Laterals | 13982 | 0.65909 | 29 | 0 | 328908.83 | 0 | 117014.7736 | 130297.8416 | 151159.3795 | -211894.0564 | -198610.9884 | -177749.4505 | 0.35577 | 0.39615 | 0.45958 | 0.37826
16801 | Lateral Hardening | Lateral Hardening-Fuse-10379989 | Laterals | 13187 | 0.20114 | 17 | 18 | 216577.56 | 0 | 77268.7589 | 85640.7215 | 98478.9313 | -139308.8011 | -130936.8385 | -118098.6287 | 0.35677 | 0.39543 | 0.45471 | 0.37816
14210 | Lateral Hardening | Lateral Hardening-Fuse-92189620 | Laterals | 13229 | 0.45246 | 28 | 16 | 466058.15 | 0 | 167750.8285 | 182880.676 | 205872.5257 | -298307.3215 | -283177.474 | -260185.6243 | 0.35994 | 0.3924 | 0.44173 | 0.37785
194 | Lateral Hardening | Lateral Hardening-Fuse-10556754 | Laterals | 13298 | 0.29697 | 14 | 3 | 117005.5 | 0 | 41364.8938 | 46435.9222 | 54322.4131 | -75640.6062 | -70569.5778 | -62683.0869 | 0.35353 | 0.39687 | 0.46427 | 0.37761
11505 | Lateral Hardening | Lateral Hardening-Fuse-10087589 | Laterals | 13389 | 0.2233 | 10 | 4 | 211576.5 | 0 | 74413.1733 | 84071.328 | 100076.7117 | -137163.3267 | -127505.172 | -111499.7883 | 0.35171 | 0.39736 | 0.473 | 0.37753
16547 | Lateral Hardening | Lateral Hardening-Fuse-91749176 | Laterals | 13129 | 0.22784 | 15 | 21 | 234821.01 | 0 | 83521.6794 | 92743.1593 | 106934.8926 | -151299.3306 | -142077.8507 | -127886.1174 | 0.35568 | 0.39495 | 0.45539 | 0.37743
14281 | Lateral Hardening | Lateral Hardening-Fuse-90528104 | Laterals | 13621 | 0.30549 | 15 | 7 | 257912.23 | 0 | 92576.9459 | 101099.4697 | 114651.6221 | -165335.2841 | -156812.7603 | -143260.6079 | 0.35895 | 0.39199 | 0.44454 | 0.37742
1808 | Lateral Hardening | Lateral Hardening-Fuse-10479430 | Laterals | 14217 | 1.104 | 48 | 0 | 284405.1 | 0 | 99063.1278 | 113472.642 | 138457.8296 | -185341.9722 | -170932.458 | -145947.2704 | 0.34832 | 0.39898 | 0.48683 | 0.37737
17890 | Lateral Hardening | Lateral Hardening-Fuse-10324179 | Laterals | 13889 | 0.085795 | 10 | 0 | 55512.15 | 0 | 18731.5538 | 22457.4785 | 29708.008 | -36780.5962 | -33054.6715 | -25804.142 | 0.33743 | 0.40455 | 0.53516 | 0.37734
15197 | Lateral Hardening | Lateral Hardening-Fuse-92211305 | Laterals | 14025 | 0.63239 | 42 | 21 | 580178.97 | 0 | 207810.0014 | 227495.2452 | 258180.7342 | -372368.9686 | -352683.7248 | -321998.2358 | 0.35818 | 0.39211 | 0.445 | 0.37704
1610 | Lateral Hardening | Lateral Hardening-Fuse-10802839 | Laterals | 13133 | 0.1858 | 13 | 32 | 334728.66 | 0 | 117125.4963 | 132988.2561 | 160225.3182 | -217603.1637 | -201740.4039 | -174503.3418 | 0.34991 | 0.3973 | 0.47867 | 0.377
6283 | Lateral Hardening | Lateral Hardening-Fuse-90422326 | Laterals | 13514 | 0.43182 | 28 | 69 | 555340.71 | 0 | 197931.3729 | 218834.6509 | 249378.3596 | -357409.3371 | -336506.0591 | -305962.3504 | 0.35641 | 0.39405 | 0.44905 | 0.37697
17714 | Lateral Hardening | Lateral Hardening-Fuse-90879599 | Laterals | 13024 | 0.4625 | 34 | 45 | 587540.34 | 0 | 209258.1992 | 231474.0935 | 264290.6578 | -378282.1408 | -356066.2465 | -323249.6822 | 0.35616 | 0.39397 | 0.44983 | 0.37687
297 | Lateral Hardening | Lateral Hardening-Fuse-92476354 | Laterals | 13422 | 0.1786 | 13 | 3 | 151111.25 | 0 | 53625.8756 | 59560.2656 | 68931.9376 | -97485.3744 | -91550.9844 | -82179.3124 | 0.35488 | 0.39415 | 0.45617 | 0.37679
4732 | Lateral Hardening | Lateral Hardening-Fuse-10129906 | Laterals | 13006 | 0.26212 | 10 |  | 92057.41 | 0 | 32685.8013 | 36279.0021 | 41797.138 | -59371.6087 | -55778.4079 | -50260.272 | 0.35506 | 0.39409 | 0.45403 | 0.37667
4777 | Lateral Hardening | Lateral Hardening-Fuse-10080958 | Laterals | 13668 | 0.18674 | 10 | 2 | 67406.59 | 0 | 23164.7008 | 26928.5674 | 34089.0907 | -44241.8892 | -40478.0226 | -33317.4993 | 0.34366 | 0.39949 | 0.50572 | 0.37661
9773 | Lateral Hardening | Lateral Hardening-Fuse-10676230 | Laterals | 14124 | 0.18542 | 8 |  | 104313.32 | 0 | 37012.9549 | 41061.1234 | 47435.5482 | -67300.3651 | -63252.1966 | -56877.7718 | 0.35482 | 0.39363 | 0.45474 | 0.37646
13209 | Lateral Hardening | Lateral Hardening-Fuse-93220733 | Laterals | 13459 | 0.18826 | 8 | 3 | 155843.99 | 0 | 54781.7704 | 61627.2619 | 72947.7079 | -101062.2196 | -94216.7281 | -82896.2821 | 0.35152 | 0.39544 | 0.46808 | 0.37635
11051 | Lateral Hardening | Lateral Hardening-Fuse-60151021 | Laterals | 13747 | 0.077652 | 6 | 1 | 94339.9 | 0 | 33093.2743 | 37506.4477 | 43911.6299 | -61246.6257 | -56833.4523 | -50428.2701 | 0.35079 | 0.39757 | 0.46546 | 0.37629
15895 | Lateral Hardening | Lateral Hardening-Fuse-93337177 | Laterals | 13117 | 0.34167 | 27 | 36 | 314990.32 | 0 | 111940.874 | 124003.8959 | 141155.0405 | -203049.446 | -190986.4241 | -173835.2795 | 0.35538 | 0.39368 | 0.44813 | 0.37614
309 | Lateral Hardening | Lateral Hardening-Fuse-10745477 | Laterals | 13431 | 0.11364 | 4 | 3 | 127656.18 | 0 | 44781.5631 | 50635.7333 | 59482.3123 | -82874.6169 | -77020.4467 | -68173.8677 | 0.3508 | 0.39666 | 0.46596 | 0.37607
5772 | Lateral Hardening | Lateral Hardening-Fuse-90029762 | Laterals | 13489 | 0.18371 | 13 | 1 | 173545.76 | 0 | 60697.0937 | 68983.4563 | 81280.5825 | -112848.6663 | -104562.3037 | -92265.1775 | 0.34975 | 0.39749 | 0.46835 | 0.37593
2563 | Lateral Hardening | Lateral Hardening-Fuse-90522475 | Laterals | 13483 | 0.17936 | 11 | 28 | 222931.57 | 0 | 79161.986 | 87687.1737 | 99911.9319 | -143769.584 | -135244.3963 | -123019.6381 | 0.3551 | 0.39334 | 0.44817 | 0.37588
2995 | Lateral Hardening | Lateral Hardening-Fuse-60188273 | Laterals | 13807 | 0.10795 | 4 | 12 | 50000 | 0 | 17521.9874 | 19822.2494 | 23221.8427 | -32478.0126 | -30177.7506 | -26778.1573 | 0.35044 | 0.39644 | 0.46444 | 0.37564
1741 | Lateral Hardening | Lateral Hardening-Fuse-60127426 | Laterals | 13352 | 0.12008 | 8 | 54 | 173248.91 | 0 | 60559.9542 | 68816.9552 | 80827.4962 | -112688.9558 | -104431.9548 | -92421.4138 | 0.34955 | 0.39721 | 0.46654 | 0.37555
430 | Lateral Hardening | Lateral Hardening-Fuse-60068913 | Laterals | 13204 | 0.29886 | 23 | 24 | 311363.97 | 0 | 110742.2469 | 121737.3304 | 139431.8631 | -200621.7231 | -189626.6396 | -171932.1069 | 0.35567 | 0.39098 | 0.44781 | 0.37548
2149 | Lateral Hardening | Lateral Hardening-Fuse-91750917 | Laterals | 13371 | 0.30871 | 25 | 18 | 252519.2 | 0 | 89406.554 | 99310.7649 | 113493.4631 | -163112.646 | -153208.4351 | -139025.7369 | 0.35406 | 0.39328 | 0.44944 | 0.37536
6775 | Lateral Hardening | Lateral Hardening-Fuse-60069069 | Laterals | 13048 | 0.10303 | 10 | 17 | 100379.06 | 0 | 35214.2393 | 39698.2135 | 46403.4551 | -65164.8207 | -60680.8465 | -53975.6049 | 0.35081 | 0.39548 | 0.46228 | 0.37536
15259 | Lateral Hardening | Lateral Hardening-Fuse-92669946 | Laterals | 14030 | 0.058144 | 6 | 58 | 86007.75 | 0 | 29983.0595 | 34124.1097 | 40522.3908 | -56024.6905 | -51883.6403 | -45485.3592 | 0.34861 | 0.39676 | 0.47115 | 0.37531
11925 | Lateral Hardening | Lateral Hardening-Fuse-92391664 | Laterals | 13417 | 0.24072 | 20 | 0 | 50000 | 0 | 16776.0617 | 20113.0162 | 26606.6223 | -33223.9383 | -29886.9838 | -23393.3777 | 0.33552 | 0.40226 | 0.53213 | 0.3752
1985 | Lateral Hardening | Lateral Hardening-Fuse-60029704 | Laterals | 13093 | 0.12254 | 13 | 23 | 85567.03 | 0 | 29425.2889 | 34002.3233 | 42359.6422 | -56141.7411 | -51564.7067 | -43207.3878 | 0.34389 | 0.39738 | 0.49505 | 0.37505
10943 | Lateral Hardening | Lateral Hardening-Fuse-90257531 | Laterals | 13136 | 0.35019 | 36 | 70 | 535753.62 | 0 | 188342.6353 | 210936.927 | 245027.84 | -347410.9847 | -324816.693 | -290725.78 | 0.35155 | 0.39372 | 0.45735 | 0.37478
3986 | Lateral Hardening | Lateral Hardening-Fuse-10476045 | Laterals | 13436 | 0.11042 | 8 | 5 | 159874.17 | 0 | 55789.9286 | 63383.9036 | 74186.1784 | -104084.2414 | -96490.2664 | -85687.9916 | 0.34896 | 0.39646 | 0.46403 | 0.37472
15854 | Lateral Hardening | Lateral Hardening-Fuse-91245762 | Laterals | 13071 | 0.49621 | 25 | 43 | 409013.48 | 0 | 144875.1204 | 160012.2904 | 183216.4447 | -264138.3596 | -249001.1896 | -225797.0353 | 0.35421 | 0.39122 | 0.44795 | 0.37468
7846 | Lateral Hardening | Lateral Hardening-Fuse-90469039 | Laterals | 13096 | 0.45227 | 28 | 17 | 428941.8 | 0 | 153154.4885 | 166609.3778 | 188032.6384 | -275787.3115 | -262332.4222 | -240909.1616 | 0.35705 | 0.38842 | 0.43836 | 0.37459
1784 | Lateral Hardening | Lateral Hardening-Fuse-10375125 | Laterals | 13176 | 0.1178 | 11 | 16 | 140906.78 | 0 | 49208.185 | 55569.9069 | 65766.9984 | -91698.595 | -85336.8731 | -75139.7816 | 0.34923 | 0.39437 | 0.46674 | 0.37452
18156 | Lateral Hardening | Lateral Hardening-Fuse-91318247 | Laterals | 13124 | 0.44167 | 28 | 38 | 422195.18 | 0 | 149940.3542 | 164570.1067 | 187799.2762 | -272254.8258 | -257625.0733 | -234395.9038 | 0.35514 | 0.3898 | 0.44482 | 0.37451
3356 | Lateral Hardening | Lateral Hardening-Fuse-91870061 | Laterals | 14025 | 0.066856 | 4 | 2 | 71391.53 | 0 | 24949.8881 | 28172.3781 | 33088.7418 | -46441.6419 | -43219.1519 | -38302.7882 | 0.34948 | 0.39462 | 0.46348 | 0.37442
8762 | Lateral Hardening | Lateral Hardening-Fuse-92613743 | Laterals | 13091 | 0.054356 | 7 | 30 | 238527.13 | 0 | 83203.8805 | 94276.6714 | 111039.1546 | -155323.2495 | -144250.4586 | -127487.9754 | 0.34882 | 0.39525 | 0.46552 | 0.37442
1438 | Lateral Hardening | Lateral Hardening-Fuse-90294487 | Laterals | 13813 | 0.18598 | 6 | 2 | 63838.61 | 0 | 22256.9776 | 25147.9124 | 30013.9887 | -41581.6324 | -38690.6976 | -33824.6213 | 0.34864 | 0.39393 | 0.47015 | 0.37438
17633 | Lateral Hardening | Lateral Hardening-Fuse-92983617 | Laterals | 13631 | 0.15947 | 9 | 55 | 176522.83 | 0 | 61731.0716 | 69740.5049 | 81100.1265 | -114791.7584 | -106782.3251 | -95422.7035 | 0.34971 | 0.39508 | 0.45943 | 0.37429
14534 | Lateral Hardening | Lateral Hardening-Fuse-92310481 | Laterals | 13233 | 0.10473 | 6 |  | 53156.15 | 0 | 18425.8804 | 20987.7028 | 25420.4702 | -34730.2696 | -32168.4472 | -27735.6798 | 0.34664 | 0.39483 | 0.47822 | 0.37425
1588 | Lateral Hardening | Lateral Hardening-Fuse-92768719 | Laterals | 13062 | 0.1483 | 11 | 23 | 144458.28 | 0 | 50303.653 | 57065.0996 | 67484.4245 | -94154.627 | -87393.1804 | -76973.8555 | 0.34822 | 0.39503 | 0.46716 | 0.37416
7227 | Lateral Hardening | Lateral Hardening-Fuse-10250643 | Laterals | 13574 | 0.5839 | 29 | 73 | 518685.67 | 0 | 183572.9983 | 202441.1539 | 231647.477 | -335112.6717 | -316244.5161 | -287038.193 | 0.35392 | 0.3903 | 0.4466 | 0.3741
17059 | Lateral Hardening | Lateral Hardening-Fuse-10565871 | Laterals | 13290 | 0.25473 | 17 | 8 | 157874.86 | 0 | 55640.5579 | 61906.9443 | 70909.6585 | -102234.3021 | -95967.9157 | -86965.2015 | 0.35243 | 0.39213 | 0.44915 | 0.37401
12337 | Lateral Hardening | Lateral Hardening-Fuse-60208456 | Laterals | 13020 | 0.12879 | 8 | 10 | 184882.79 | 0 | 64398.4126 | 73116.3966 | 85657.6589 | -120484.3774 | -111766.3934 | -99225.1311 | 0.34832 | 0.39547 | 0.46331 | 0.37397
12099 | Lateral Hardening | Lateral Hardening-Fuse-10363882 | Laterals | 14071 | 0.45322 | 33 | 33 | 443518.57 | 0 | 157171.4154 | 172822.9046 | 196554.0976 | -286347.1546 | -270695.6654 | -246964.4724 | 0.35437 | 0.38966 | 0.44317 | 0.37384
6490 | Lateral Hardening | Lateral Hardening-Fuse-90969099 | Laterals | 13769 | 0.13314 | 7 | 0 | 74549.53 | 0 | 25986.0654 | 29282.9614 | 34568.8423 | -48563.4646 | -45266.5686 | -39980.6877 | 0.34857 | 0.3928 | 0.4637 | 0.37335
370 | Lateral Hardening | Lateral Hardening-Fuse-60257226 | Laterals | 13298 | 0.23996 | 10 | 3 | 116706.44 | 0 | 40706.8599 | 45688.4284 | 54028.0278 | -75999.5801 | -71018.0116 | -62678.4122 | 0.3488 | 0.39148 | 0.46294 | 0.37302
15896 | Lateral Hardening | Lateral Hardening-Fuse-10087605 | Laterals | 13389 | 0.076705 | 6 | 2 | 50000 | 0 | 17115.8367 | 19736.6304 | 24422.7923 | -32884.1633 | -30263.3696 | -25577.2077 | 0.34232 | 0.39473 | 0.48846 | 0.37266
16954 | Lateral Hardening | Lateral Hardening-Fuse-93028956 | Laterals | 13435 | 0.10814 | 11 | 1 | 306774.47 | 0 | 106438.0522 | 120919.0308 | 141656.2023 | -200336.4178 | -185855.4392 | -165118.2677 | 0.34696 | 0.39416 | 0.46176 | 0.3726
6713 | Lateral Hardening | Lateral Hardening-Fuse-91218352 | Laterals | 13298 | 0.12803 | 6 | 1 | 62952.17 | 0 | 21881.7198 | 24723.5341 | 29040.817 | -41070.4502 | -38228.6359 | -33911.353 | 0.34759 | 0.39274 | 0.46132 | 0.37251
1860 | Lateral Hardening | Lateral Hardening-Fuse-90712970 | Laterals | 13164 | 0.22481 | 28 | 35 | 456798.08 | 0 | 160280.7622 | 178118.2501 | 205025.4807 | -296517.3178 | -278679.8299 | -251772.5993 | 0.35088 | 0.38993 | 0.44883 | 0.37239
10102 | Lateral Hardening | Lateral Hardening-Fuse-90375617 | Laterals | 13909 | 0.40436 | 25 | 19 | 349371.76 | 0 | 123126.262 | 135625.3077 | 155111.3433 | -226245.498 | -213746.4523 | -194260.4167 | 0.35242 | 0.3882 | 0.44397 | 0.37231
2529 | Lateral Hardening | Lateral Hardening-Fuse-60047158 | Laterals | 13228 | 0.12273 | 6 | 1 | 58581.45 | 0 | 20387.4487 | 22888.7082 | 27083.9824 | -38194.0013 | -35692.7418 | -31497.4676 | 0.34802 | 0.39072 | 0.46233 | 0.37226
3866 | Lateral Hardening | Lateral Hardening-Fuse-60574531 | Laterals | 13724 | 0.1392 | 8 | 4 | 63880.83 | 0 | 21730.6798 | 25170.5146 | 31813.0859 | -42150.1502 | -38710.3154 | -32067.7441 | 0.34018 | 0.39402 | 0.49801 | 0.37211
10424 | Lateral Hardening | Lateral Hardening-Fuse-10129813 | Laterals | 13422 | 0.58864 | 27 | 33 | 582672.42 | 0 | 202974.1452 | 228632.1609 | 263986.2601 | -379698.2748 | -354040.2591 | -318686.1599 | 0.34835 | 0.39239 | 0.45306 | 0.37203
336 | Lateral Hardening | Lateral Hardening-Fuse-90295213 | Laterals | 13724 | 0.16723 | 8 | 6 | 57841.67 | 0 | 20091.8562 | 22680.7619 | 26519.443 | -37749.8138 | -35160.9081 | -31322.227 | 0.34736 | 0.39212 | 0.45848 | 0.3719
18728 | Lateral Hardening | Lateral Hardening-Fuse-92935865 | Laterals | 13433 | 0.35758 | 22 | 1 | 594367.8 | 0 | 205966.8598 | 234402.327 | 271369.014 | -388400.9402 | -359965.473 | -322998.786 | 0.34653 | 0.39437 | 0.45657 | 0.37189
9696 | Lateral Hardening | Lateral Hardening-Fuse-91619822 | Laterals | 13158 | 0.27462 | 21 | 40 | 438874.58 | 0 | 154283.6136 | 170545.3917 | 194525.3109 | -284590.9664 | -268329.1883 | -244349.2691 | 0.35154 | 0.3886 | 0.44324 | 0.37183
12974 | Lateral Hardening | Lateral Hardening-Fuse-10388514 | Laterals | 13466 | 0.30019 | 26 | 32 | 346844.15 | 0 | 121722.1263 | 134440.429 | 154072.0306 | -225122.0237 | -212403.721 | -192772.1194 | 0.35094 | 0.38761 | 0.44421 | 0.37127
17669 | Lateral Hardening | Lateral Hardening-Fuse-91508868 | Laterals | 13148 | 0.18977 | 10 | 5 | 108096.66 | 0 | 37857.0448 | 42012.5695 | 48070.2336 | -70239.6152 | -66084.0905 | -60026.4264 | 0.35021 | 0.38866 | 0.4447 | 0.3712
14988 | Lateral Hardening | Lateral Hardening-Fuse-91029871 | Laterals | 13036 | 0.42708 | 37 | 89 | 519946.45 | 0 | 181992.3732 | 201977.264 | 230110.0166 | -337954.0768 | -317969.186 | -289836.4334 | 0.35002 | 0.38846 | 0.44256 | 0.37081
9350 | Lateral Hardening | Lateral Hardening-Fuse-10127933 | Laterals | 13078 | 0.31894 | 28 | 60 | 524579.06 | 0 | 183420.805 | 203591.6134 | 233322.5126 | -341158.255 | -320987.4466 | -291256.5474 | 0.34965 | 0.3881 | 0.44478 | 0.3707
9566 | Lateral Hardening | Lateral Hardening-Fuse-92838496 | Laterals | 13772 | 0.029735 | 4 | 63 | 50000 | 0 | 17227.3083 | 19611.8826 | 23068.5091 | -32772.6917 | -30388.1174 | -26931.4909 | 0.34455 | 0.39224 | 0.46137 | 0.37054
2576 | Lateral Hardening | Lateral Hardening-Fuse-10441196 | Laterals | 13946 | 0.44621 | 35 | 81 | 545829.44 | 0 | 191578.2077 | 210867.0393 | 240335.2287 | -354251.2323 | -334962.4007 | -305494.2113 | 0.35099 | 0.38632 | 0.44031 | 0.37052
8428 | Lateral Hardening | Lateral Hardening-Fuse-10050733 | Laterals | 13199 | 0.099432 | 8 | 9 | 246361.05 | 0 | 84712.8811 | 96601.7783 | 114496.5144 | -161648.1689 | -149759.2717 | -131864.5356 | 0.34386 | 0.39211 | 0.46475 | 0.37042
110 | Lateral Hardening | Lateral Hardening-Fuse-10156238 | Laterals | 13069 | 0.12746 | 13 | 8 | 167214.75 | 0 | 57682.0972 | 65374.088 | 76793.7131 | -109532.6528 | -101840.662 | -90421.0369 | 0.34496 | 0.39096 | 0.45925 | 0.37019
213 | Lateral Hardening | Lateral Hardening-Fuse-10375159 | Laterals | 13176 | 4.1826 | 333 | 836 | 4329029.64 | 0 | 1548176.3446 | 1646462.8321 | 1795386.0678 | -2780853.2954 | -2682566.8079 | -2533643.5722 | 0.35763 | 0.38033 | 0.41473 | 0.37015
6904 | Lateral Hardening | Lateral Hardening-Fuse-10686038 | Laterals | 13808 | 0.16439 | 10 | 3 | 110426.18 | 0 | 38090.0056 | 43006.7386 | 50991.6898 | -72336.1744 | -67419.4414 | -59434.4902 | 0.34494 | 0.38946 | 0.46177 | 0.36998
14268 | Lateral Hardening | Lateral Hardening-Fuse-92643896 | Laterals | 13037 | 0.21761 | 19 | 29 | 171976.02 | 0 | 59140.1928 | 67123.7316 | 80024.0107 | -112835.8272 | -104852.2884 | -91952.0093 | 0.34389 | 0.39031 | 0.46532 | 0.36996
1445 | Lateral Hardening | Lateral Hardening-Fuse-90283771 | Laterals | 13807 | 0.089962 | 7 | 1 | 55858.43 | 0 | 19264.629 | 21743.527 | 25804.7883 | -36593.801 | -34114.903 | -30053.6417 | 0.34488 | 0.38926 | 0.46197 | 0.36991
3286 | Lateral Hardening | Lateral Hardening-Fuse-10612053 | Laterals | 13927 | 0.30682 | 23 | 60 | 343973.73 | 0 | 119704.8525 | 133707.1543 | 152801.7323 | -224268.8775 | -210266.5757 | -191171.9977 | 0.34801 | 0.38871 | 0.44423 | 0.36984
3326 | Lateral Hardening | Lateral Hardening-Fuse-90629081 | Laterals | 13329 | 0.11458 | 9 | 17 | 235286.14 | 0 | 81133.8079 | 91667.3566 | 108205.9328 | -154152.3321 | -143618.7834 | -127080.2072 | 0.34483 | 0.3896 | 0.45989 | 0.36977
14947 | Lateral Hardening | Lateral Hardening-Fuse-10366533 | Laterals | 13089 | 0.086364 | 5 | 3 | 106853.94 | 0 | 36856.1848 | 41740.4403 | 48736.3829 | -69997.7552 | -65113.4997 | -58117.5571 | 0.34492 | 0.39063 | 0.4561 | 0.36975
14238 | Lateral Hardening | Lateral Hardening-Fuse-93264371 | Laterals | 13042 | 0.25208 | 26 | 42 | 374999.44 | 0 | 131156.3562 | 144578.8536 | 165479.8611 | -243843.0838 | -230420.5864 | -209519.5789 | 0.34975 | 0.38554 | 0.44128 | 0.36964
12968 | Lateral Hardening | Lateral Hardening-Fuse-92036298 | Laterals | 13705 | 0.3375 | 20 | 22 | 417303.51 | 0 | 145877.1629 | 160766.8521 | 184843.208 | -271426.3471 | -256536.6579 | -232460.302 | 0.34957 | 0.38525 | 0.44295 | 0.36961
18104 | Lateral Hardening | Lateral Hardening-Fuse-90110592 | Laterals | 14024 | 0.21117 | 18 | 12 | 201183.1 | 0 | 70290.8793 | 77469.3404 | 89118.6838 | -130892.2207 | -123713.7596 | -112064.4162 | 0.34939 | 0.38507 | 0.44297 | 0.36945
9929 | Lateral Hardening | Lateral Hardening-Fuse-93215910 | Laterals | 13656 | 0.17557 | 12 | 3 | 119214.84 | 0 | 40982.7954 | 46345.9259 | 55338.1992 | -78232.0446 | -72868.9141 | -63876.6408 | 0.34377 | 0.38876 | 0.46419 | 0.36931
2156 | Lateral Hardening | Lateral Hardening-Fuse-10759972 | Laterals | 13331 | 0.068939 | 5 | 1 | 54111.29 | 0 | 18509.9919 | 21104.8419 | 25433.8453 | -35601.2981 | -33006.4481 | -28677.4447 | 0.34207 | 0.39003 | 0.47003 | 0.36925
3175 | Lateral Hardening | Lateral Hardening-Fuse-10163213 | Laterals | 13091 | 0.051136 | 7 | 13 | 115716.3 | 0 | 39806.7678 | 45156.503 | 52971.8006 | -75909.5322 | -70559.797 | -62744.4994 | 0.344 | 0.39023 | 0.45777 | 0.36925
10003 | Lateral Hardening | Lateral Hardening-Fuse-60580391 | Laterals | 13236 | 0.44754 | 21 | 0 | 223523.55 | 0 | 77044.9604 | 86800.3757 | 102480.2305 | -146478.5896 | -136723.1743 | -121043.3195 | 0.34468 | 0.38833 | 0.45848 | 0.36916
19214 | Lateral Hardening | Lateral Hardening-Fuse-60146777 | Laterals | 13436 | 0.1572 | 10 | 33 | 92377.45 | 0 | 31460.1301 | 36108.6617 | 43907.0299 | -60917.3199 | -56268.7883 | -48470.4201 | 0.34056 | 0.39088 | 0.4753 | 0.36913
9337 | Lateral Hardening | Lateral Hardening-Fuse-10645509 | Laterals | 13148 | 0.11591 | 9 | 2 | 102466.74 | 0 | 35359.1143 | 39684.9914 | 46978.0975 | -67107.6257 | -62781.7486 | -55488.6425 | 0.34508 | 0.3873 | 0.45847 | 0.36908
18308 | Lateral Hardening | Lateral Hardening-Fuse-92465910 | Laterals | 13785 | 0.20246 | 14 | 8 | 156515.81 | 0 | 54547.1706 | 60310.2121 | 69456.91 | -101968.6394 | -96205.5979 | -87058.9 | 0.34851 | 0.38533 | 0.44377 | 0.36908
6127 | Lateral Hardening | Lateral Hardening-Fuse-10755929 | Laterals | 13749 | 0.092614 | 10 | 2 | 158437.98 | 0 | 54509.8499 | 61736.9964 | 72494.537 | -103928.1301 | -96700.9836 | -85943.443 | 0.34405 | 0.38966 | 0.45756 | 0.36908
18036 | Lateral Hardening | Lateral Hardening-Fuse-10627049 | Laterals | 13147 | 0.085227 | 6 | 1 | 55464.93 | 0 | 18940.9373 | 21622.1275 | 26137.5903 | -36523.9927 | -33842.8025 | -29327.3397 | 0.34149 | 0.38983 | 0.47125 | 0.36897
4913 | Lateral Hardening | Lateral Hardening-Fuse-92868219 | Laterals | 13460 | 0.22311 | 13 | 1 | 66923.65 | 0 | 22634.4054 | 26155.1332 | 32551.4651 | -44289.2446 | -40768.5168 | -34372.1849 | 0.33821 | 0.39082 | 0.4864 | 0.36881
9620 | Lateral Hardening | Lateral Hardening-Fuse-10142922 | Laterals | 13035 | 0.10758 | 11 | 22 | 179356.82 | 0 | 61576.3593 | 69808.6063 | 82417.4392 | -117780.4607 | -109548.2137 | -96939.3808 | 0.34332 | 0.38922 | 0.45952 | 0.36871
4677 | Lateral Hardening | Lateral Hardening-Fuse-60205830 | Laterals | 13815 | 0.089773 | 7 | 1 | 55842.69 | 0 | 18904.3839 | 21816.8128 | 26989.6837 | -36938.3061 | -34025.8772 | -28853.0063 | 0.33853 | 0.39068 | 0.48332 | 0.36865
13316 | Lateral Hardening | Lateral Hardening-Fuse-10625704 | Laterals | 13011 | 1.5453 | 87 | 115 | 1494243.91 | 0 | 525495.4962 | 571304.5714 | 640796.1678 | -968748.4138 | -922939.3386 | -853447.7422 | 0.35168 | 0.38234 | 0.42884 | 0.36859
15661 | Lateral Hardening | Lateral Hardening-Fuse-92002281 | Laterals | 13218 | 0.16932 | 15 | 21 | 225518.67 | 0 | 78284.0145 | 87125.8368 | 100153.7507 | -147234.6555 | -138392.8332 | -125364.9193 | 0.34713 | 0.38634 | 0.4441 | 0.36859
14804 | Lateral Hardening | Lateral Hardening-Fuse-92692692 | Laterals | 13830 | 0.23409 | 13 | 24 | 291582.36 | 0 | 101580.2081 | 112193.2214 | 128636.8356 | -190002.1519 | -179389.1386 | -162945.5244 | 0.34838 | 0.38477 | 0.44117 | 0.36857
12004 | Lateral Hardening | Lateral Hardening-Fuse-91180881 | Laterals | 14012 | 0.077652 | 8 | 3 | 102708.58 | 0 | 35296.0827 | 39904.5696 | 46988.7808 | -67412.4973 | -62804.0104 | -55719.7992 | 0.34365 | 0.38852 | 0.4575 | 0.3685
7920 | Lateral Hardening | Lateral Hardening-Fuse-10918217 | Laterals | 14069 | 0.46667 | 27 | 19 | 437998.04 | 0 | 153673.8271 | 167412.1848 | 189398.0401 | -284324.2129 | -270585.8552 | -248599.9999 | 0.35086 | 0.38222 | 0.43242 | 0.36842
13193 | Lateral Hardening | Lateral Hardening-Fuse-60280097 | Laterals | 13962 | 0.10985 | 11 | 1 | 113244.38 | 0 | 38965.7409 | 43827.8168 | 51691.7864 | -74278.6391 | -69416.5632 | -61552.5936 | 0.34409 | 0.38702 | 0.45646 | 0.3682
3274 | Lateral Hardening | Lateral Hardening-Fuse-10091416 | Laterals | 13373 | 0.16231 | 12 | 16 | 157413.04 | 0 | 54070.3196 | 61113.0692 | 71817.3371 | -103342.7204 | -96299.9708 | -85595.7029 | 0.34349 | 0.38823 | 0.45623 | 0.36819
11977 | Lateral Hardening | Lateral Hardening-Fuse-60010328 | Laterals | 13158 | 0.036364 | 4 | 10 | 86265.33 | 0 | 29581.9863 | 33602.1197 | 39230.7787 | -56683.3437 | -52663.2103 | -47034.5513 | 0.34292 | 0.38952 | 0.45477 | 0.36808
10921 | Lateral Hardening | Lateral Hardening-Fuse-10509552 | Laterals | 13128 | 0.47803 | 27 | 22 | 367909.81 | 0 | 128193.705 | 141192.6641 | 161391.5042 | -239716.105 | -226717.1459 | -206518.3058 | 0.34844 | 0.38377 | 0.43867 | 0.36806
8654 | Lateral Hardening | Lateral Hardening-Fuse-10686217 | Laterals | 13808 | 0.061553 | 4 | 1 | 53497.43 | 0 | 18368.9553 | 20726.939 | 24424.4258 | -35128.4747 | -32770.491 | -29073.0042 | 0.34336 | 0.38744 | 0.45655 | 0.3679
10939 | Lateral Hardening | Lateral Hardening-Fuse-60346593 | Laterals | 13509 | 0.055492 | 5 | 7 | 72135.07 | 0 | 24702.5041 | 28053.1563 | 32868.2321 | -47432.5659 | -44081.9137 | -39266.8379 | 0.34245 | 0.3889 | 0.45565 | 0.3677
19437 | Lateral Hardening | Lateral Hardening-Fuse-93062236 | Laterals | 13813 | 0.037311 | 3 | 6 | 66694.03 | 0 | 22858.6158 | 25922.701 | 30272.2869 | -43835.4142 | -40771.329 | -36421.7431 | 0.34274 | 0.38868 | 0.4539 | 0.36764
4193 | Lateral Hardening | Lateral Hardening-Fuse-90847518 | Laterals | 13993 | 0.13295 | 8 | 2 | 107813.34 | 0 | 37268.5762 | 41516.7677 | 48129.6469 | -70544.7638 | -66296.5723 | -59683.6931 | 0.34568 | 0.38508 | 0.44642 | 0.36757
9604 | Lateral Hardening | Lateral Hardening-Fuse-10599398 | Laterals | 13473 | 0.23788 | 19 | 26 | 310225.69 | 0 | 105981.2272 | 120254.5313 | 143547.4598 | -204244.4628 | -189971.1587 | -166678.2302 | 0.34163 | 0.38764 | 0.46272 | 0.36754
8241 | Lateral Hardening | Lateral Hardening-Fuse-90908850 | Laterals | 13576 | 0.19659 | 15 | 24 | 230697.87 | 0 | 80088.8703 | 88660.1649 | 101375.6409 | -150608.9997 | -142037.7051 | -129322.2291 | 0.34716 | 0.38431 | 0.43943 | 0.36753
4517 | Lateral Hardening | Lateral Hardening-Fuse-10567760 | Laterals | 13370 | 0.49242 | 40 | 60 | 613263.25 | 0 | 213303.7201 | 234901.1256 | 269270.2461 | -399959.5299 | -378362.1244 | -343993.0039 | 0.34782 | 0.38303 | 0.43908 | 0.36751
11704 | Lateral Hardening | Lateral Hardening-Fuse-92931821 | Laterals | 13006 | 0.11004 | 7 |  | 66778.97 | 0 | 22804.1275 | 25852.1382 | 31000.97 | -43974.8425 | -40926.8318 | -35778 | 0.34149 | 0.38713 | 0.46423 | 0.36745
14883 | Lateral Hardening | Lateral Hardening-Fuse-90893446 | Laterals | 13278 | 0.19091 | 19 | 27 | 186282.42 | 0 | 64008.4933 | 72182.4333 | 83710.4102 | -122273.9267 | -114099.9867 | -102572.0098 | 0.34361 | 0.38749 | 0.44937 | 0.36735
11380 | Lateral Hardening | Lateral Hardening-Fuse-60022693 | Laterals | 13007 | 0.076705 | 6 | 4 | 108633.66 | 0 | 37138.8604 | 42224.183 | 49386.0463 | -71494.7996 | -66409.477 | -59247.6137 | 0.34187 | 0.38868 | 0.45461 | 0.36719
7572 | Lateral Hardening | Lateral Hardening-Fuse-10097032 | Laterals | 13461 | 0.2964 | 18 | 7 | 217143.46 | 0 | 75193.3514 | 83481.7701 | 95678.8393 | -141950.1086 | -133661.6899 | -121464.6207 | 0.34628 | 0.38445 | 0.44063 | 0.36717
11671 | Lateral Hardening | Lateral Hardening-Fuse-10085312 | Laterals | 13028 | 0.15644 | 17 | 20 | 228766.11 | 0 | 78809.9641 | 88168.4357 | 102573.2714 | -149956.1459 | -140597.6743 | -126192.8386 | 0.3445 | 0.38541 | 0.44838 | 0.36716
19051 | Lateral Hardening | Lateral Hardening-Fuse-10163190 | Laterals | 13091 | 0.075379 | 9 | 13 | 97876.45 | 0 | 33321.0318 | 37931.8951 | 45445.5433 | -64555.4182 | -59944.5549 | -52430.9067 | 0.34044 | 0.38755 | 0.46432 | 0.36696
10415 | Lateral Hardening | Lateral Hardening-Fuse-92015648 | Laterals | 13772 | 0.25739 | 21 | 20 | 300056.91 | 0 | 104305.0868 | 114690.0612 | 130982.8798 | -195751.8232 | -185366.8488 | -169074.0302 | 0.34762 | 0.38223 | 0.43653 | 0.36689
2035 | Lateral Hardening | Lateral Hardening-Fuse-92691545 | Laterals | 13388 | 0.22027 | 10 | 9 | 187031.41 | 0 | 64876.6199 | 71480.0662 | 82165.2356 | -122154.7901 | -115551.3438 | -104866.1744 | 0.34688 | 0.38218 | 0.43931 | 0.36671
16796 | Lateral Hardening | Lateral Hardening-Fuse-10700783 | Laterals | 13192 | 0.4178 | 34 | 1 | 653837.68 | 0 | 222697.2532 | 253630.649 | 300227.1698 | -431140.4268 | -400207.031 | -353610.5102 | 0.3406 | 0.38791 | 0.45918 | 0.36665
17409 | Lateral Hardening | Lateral Hardening-Fuse-91031154 | Laterals | 13546 | 0.098485 | 10 | 2 | 147937.7 | 0 | 50581.0557 | 57316.093 | 66965.673 | -97356.6443 | -90621.607 | -80972.027 | 0.34191 | 0.38743 | 0.45266 | 0.36664
10911 | Lateral Hardening | Lateral Hardening-Fuse-10072012 | Laterals | 13305 | 0.3339 | 13 | 6 | 119566.12 | 0 | 41249.9249 | 45907.2781 | 52958.1596 | -78316.1951 | -73658.8419 | -66607.9604 | 0.345 | 0.38395 | 0.44292 | 0.36647
18161 | Lateral Hardening | Lateral Hardening-Fuse-10629035 | Laterals | 13146 | 0.1428 | 8 | 2 | 60249.89 | 0 | 20593.5437 | 23186.1905 | 27646.885 | -39656.3463 | -37063.6995 | -32603.005 | 0.3418 | 0.38483 | 0.45887 | 0.36642
8165 | Lateral Hardening | Lateral Hardening-Fuse-10098182 | Laterals | 13084 | 0.25606 | 17 | 19 | 244213.48 | 0 | 84511.0383 | 93210.3299 | 107615.3357 | -159702.4417 | -151003.1501 | -136598.1443 | 0.34605 | 0.38168 | 0.44066 | 0.3662
4463 | Lateral Hardening | Lateral Hardening-Fuse-10645542 | Laterals | 13148 | 0.26913 | 15 | 4 | 154196.29 | 0 | 53338.7406 | 58882.2029 | 67967.615 | -100857.5494 | -95314.0871 | -86228.675 | 0.34591 | 0.38187 | 0.44079 | 0.36619
11391 | Lateral Hardening | Lateral Hardening-Fuse-93301854 | Laterals | 13808 | 0.083712 | 4 | 2 | 50000 | 0 | 17119.1756 | 19232.7161 | 22669.0895 | -32880.8244 | -30767.2839 | -27330.9105 | 0.34238 | 0.38465 | 0.45338 | 0.36616
17149 | Lateral Hardening | Lateral Hardening-Fuse-90914571 | Laterals | 13840 | 0.058712 | 1 | 2 | 50000 | 0 | 17123.2762 | 19303.1258 | 22385.7592 | -32876.7238 | -30696.8742 | -27614.2408 | 0.34247 | 0.38606 | 0.44772 | 0.36607
5014 | Lateral Hardening | Lateral Hardening-Fuse-10254042 | Laterals | 13583 | 0.12235 | 9 | 2 | 54111.29 | 0 | 18232.4246 | 20968.6934 | 25782.8908 | -35878.8654 | -33142.5966 | -28328.3992 | 0.33694 | 0.38751 | 0.47648 | 0.36607
17080 | Lateral Hardening | Lateral Hardening-Fuse-92835600 | Laterals | 13111 | 0.019886 | 4 | 29 | 94529.7 | 0 | 32215.2211 | 36593.2978 | 42939.8037 | -62314.4789 | -57936.4022 | -51589.8963 | 0.34079 | 0.38711 | 0.45425 | 0.36603
14139 | Lateral Hardening | Lateral Hardening-Fuse-60129536 | Laterals | 13830 | 0.1392 | 9 | 33 | 163557.33 | 0 | 56072.5089 | 63193.7435 | 72412.1205 | -107484.8211 | -100363.5865 | -91145.2095 | 0.34283 | 0.38637 | 0.44273 | 0.36588
9272 | Lateral Hardening | Lateral Hardening-Fuse-92631711 | Laterals | 13303 | 0.18239 | 9 | 1 | 63539.55 | 0 | 21473.721 | 24584.2958 | 29871.959 | -42065.829 | -38955.2542 | -33667.591 | 0.33796 | 0.38691 | 0.47013 | 0.36586
5173 | Lateral Hardening | Lateral Hardening-Fuse-10667354 | Laterals | 13785 | 0.14697 | 6 | 2 | 60596.17 | 0 | 20585.8441 | 23344.7743 | 28087.9474 | -40010.3259 | -37251.3957 | -32508.2226 | 0.33972 | 0.38525 | 0.46353 | 0.36576
17442 | Lateral Hardening | Lateral Hardening-Fuse-10619770 | Laterals | 13973 | 0.27481 | 21 | 14 | 237911.74 | 0 | 82299.4807 | 90714.8499 | 104173.6347 | -155612.2593 | -147196.8901 | -133738.1053 | 0.34592 | 0.3813 | 0.43787 | 0.36573
4382 | Lateral Hardening | Lateral Hardening-Fuse-92677337 | Laterals | 13805 | 0.22102 | 13 | 5 | 166935.69 | 0 | 57566.0981 | 63893.1589 | 73383.7781 | -109369.5919 | -103042.5311 | -93551.9119 | 0.34484 | 0.38274 | 0.43959 | 0.36569
2059 | Lateral Hardening | Lateral Hardening-Fuse-90884398 | Laterals | 13097 | 0.17386 | 13 | 3 | 163016.43 | 0 | 56287.2533 | 62228.922 | 71703.4848 | -106729.1767 | -100787.508 | -91312.9452 | 0.34529 | 0.38173 | 0.43985 | 0.36568
2671 | Lateral Hardening | Lateral Hardening-Fuse-10914151 | Laterals | 13152 | 0.10795 | 9 | 1 | 89276.13 | 0 | 30422.9266 | 34415.5771 | 40421.3965 | -58853.2034 | -54860.5529 | -48854.7335 | 0.34077 | 0.3855 | 0.45277 | 0.36539
1896 | Lateral Hardening | Lateral Hardening-Fuse-60363297 | Laterals | 13832 | 0.28258 | 25 | 14 | 355175.51 | 0 | 123031.8479 | 135255.1683 | 153788.5913 | -232143.6621 | -219920.3417 | -201386.9187 | 0.3464 | 0.38081 | 0.43299 | 0.36538
54 | Lateral Hardening | Lateral Hardening-Fuse-91713182 | Laterals | 13808 | 0.14905 | 8 | 1 | 60769.31 | 0 | 20315.9184 | 23478.1513 | 29677.9898 | -40453.3916 | -37291.1587 | -31091.3202 | 0.33431 | 0.38635 | 0.48837 | 0.36533
6338 | Lateral Hardening | Lateral Hardening-Fuse-10487439 | Laterals | 13458 | 0.17254 | 9 | 2 | 62721.07 | 0 | 20712.3663 | 24423.4517 | 31562.1593 | -42008.7037 | -38297.6183 | -31158.9107 | 0.33023 | 0.3894 | 0.50321 | 0.36528
19605 | Lateral Hardening | Lateral Hardening-Fuse-92694055 | Laterals | 13391 | 0.18409 | 9 | 1 | 63681.21 | 0 | 21632.6879 | 24473.9623 | 29374.9017 | -42048.5221 | -39207.2477 | -34306.3083 | 0.3397 | 0.38432 | 0.46128 | 0.36525
11040 | Lateral Hardening | Lateral Hardening-Fuse-91011458 | Laterals | 13007 | 0.38087 | 21 | 0 | 213157.15 | 0 | 72352.1864 | 82022.2804 | 98355.877 | -140804.9636 | -131134.8696 | -114801.273 | 0.33943 | 0.3848 | 0.46142 | 0.36524
8840 | Lateral Hardening | Lateral Hardening-Fuse-90422962 | Laterals | 13840 | 0.091477 | 6 | 24 | 103857.6 | 0 | 35478.5212 | 39922.5658 | 46646.9764 | -68379.0788 | -63935.0342 | -57210.6236 | 0.34161 | 0.3844 | 0.44914 | 0.3652
19478 | Lateral Hardening | Lateral Hardening-Fuse-10572955 | Laterals | 13371 | 0.23258 | 16 | 24 | 202248.47 | 0 | 69769.1625 | 77239.2572 | 87933.0475 | -132479.3075 | -125009.2128 | -114315.4225 | 0.34497 | 0.3819 | 0.43478 | 0.36503
3821 | Lateral Hardening | Lateral Hardening-Fuse-10452690 | Laterals | 13129 | 0.18428 | 15 | 29 | 298724.06 | 0 | 102970.9074 | 114072.3167 | 130322.6 | -195753.1526 | -184651.7433 | -168401.46 | 0.3447 | 0.38187 | 0.43626 | 0.36501
7243 | Lateral Hardening | Lateral Hardening-Fuse-92067215 | Laterals | 13785 | 0.15758 | 8 | 3 | 169743.33 | 0 | 57824.9717 | 65055.9601 | 77307.495 | -111918.3583 | -104687.3699 | -92435.835 | 0.34066 | 0.38326 | 0.45544 | 0.36492
16349 | Lateral Hardening | Lateral Hardening-Fuse-90911855 | Laterals | 13622 | 0.19375 | 15 | 25 | 200547.81 | 0 | 68233.7002 | 77223.2825 | 90739.3569 | -132314.1098 | -123324.5275 | -109808.4531 | 0.34024 | 0.38506 | 0.45246 | 0.36491
11298 | Lateral Hardening | Lateral Hardening-Fuse-60059223 | Laterals | 13205 | 0.11742 | 12 | 17 | 165472.66 | 0 | 56454.0757 | 63499.521 | 74377.1662 | -109018.5843 | -101973.139 | -91095.4938 | 0.34117 | 0.38375 | 0.44948 | 0.36477
11446 | Lateral Hardening | Lateral Hardening-Fuse-92598303 | Laterals | 13390 | 0.28447 | 16 | 10 | 260603.77 | 0 | 89840.0503 | 99018.6957 | 114241.3606 | -170763.7197 | -161585.0743 | -146362.4094 | 0.34474 | 0.37996 | 0.43837 | 0.36467
11790 | Lateral Hardening | Lateral Hardening-Fuse-93317636 | Laterals | 13723 | 0.31383 | 25 | 23 | 255512.32 | 0 | 87907.1944 | 97408.5026 | 112054.2972 | -167605.1256 | -158103.8174 | -143458.0228 | 0.34404 | 0.38123 | 0.43855 | 0.36465
1393 | Lateral Hardening | Lateral Hardening-Fuse-10897228 | Laterals | 14050 | 0.45777 | 24 |  | 82495.51 | 0 | 26889.8894 | 32238.6023 | 42647.0253 | -55605.6206 | -50256.9077 | -39848.4847 | 0.32596 | 0.39079 | 0.51696 | 0.36451
6187 | Lateral Hardening | Lateral Hardening-Fuse-92656116 | Laterals | 13030 | 0.032386 | 4 | 3 | 58424.79 | 0 | 19890.4713 | 22436.6152 | 26245.5559 | -38534.3187 | -35988.1748 | -32179.2341 | 0.34045 | 0.38403 | 0.44922 | 0.3644
5609 | Lateral Hardening | Lateral Hardening-Fuse-10795801 | Laterals | 13696 | 0.14754 | 13 | 15 | 204567.25 | 0 | 70126.4831 | 78044.5632 | 90459.1031 | -134440.7669 | -126522.6868 | -114108.1469 | 0.3428 | 0.38151 | 0.4422 | 0.36436
18849 | Lateral Hardening | Lateral Hardening-Fuse-90968441 | Laterals | 13769 | 0.45701 | 16 |  | 148029.45 | 0 | 50005.4812 | 56884.8178 | 68638.091 | -98023.9688 | -91144.6322 | -79391.359 | 0.33781 | 0.38428 | 0.46368 | 0.36434
12171 | Lateral Hardening | Lateral Hardening-Fuse-92062554 | Laterals | 14031 | 0.056818 | 6 | 1 | 101485.86 | 0 | 34492.8792 | 38886.4902 | 46008.5769 | -66992.9808 | -62599.3698 | -55477.2831 | 0.33988 | 0.38317 | 0.45335 | 0.36421
12917 | Lateral Hardening | Lateral Hardening-Fuse-91380932 | Laterals | 13461 | 0.55966 | 31 | 11 | 432549.78 | 0 | 148774.6179 | 164399.4173 | 189450.2864 | -283775.1621 | -268150.3627 | -243099.4936 | 0.34395 | 0.38007 | 0.43798 | 0.36419
15886 | Lateral Hardening | Lateral Hardening-Fuse-10409228 | Laterals | 13631 | 0.30265 | 24 | 42 | 472848.67 | 0 | 162762.6273 | 179922.6015 | 205585.5265 | -310086.0427 | -292926.0685 | -267263.1435 | 0.34422 | 0.38051 | 0.43478 | 0.36416
8531 | Lateral Hardening | Lateral Hardening-Fuse-10616445 | Laterals | 13126 | 0.5267 | 26 | 15 | 400570.41 | 0 | 137942.5358 | 151860.0429 | 174511.0783 | -262627.8742 | -248710.3671 | -226059.3317 | 0.34437 | 0.37911 | 0.43566 | 0.36392
14074 | Lateral Hardening | Lateral Hardening-Fuse-60210419 | Laterals | 13330 | 0.3983 | 26 | 30 | 323557.47 | 0 | 111266.5303 | 123121.624 | 140295.4638 | -212290.9397 | -200435.846 | -183262.0062 | 0.34388 | 0.38052 | 0.4336 | 0.36385
13634 | Lateral Hardening | Lateral Hardening-Fuse-60008401 | Laterals | 13090 | 0.11799 | 12 | 23 | 141939.88 | 0 | 47721.9456 | 54564.8414 | 66152.7239 | -94217.9344 | -87375.0386 | -75787.1561 | 0.33621 | 0.38442 | 0.46606 | 0.36366
10397 | Lateral Hardening | Lateral Hardening-Fuse-92619322 | Laterals | 13303 | 0.41193 | 17 | 0 | 141020.35 | 0 | 47051.5606 | 54269.2255 | 67494.5105 | -93968.7894 | -86751.1245 | -73525.8395 | 0.33365 | 0.38483 | 0.47862 | 0.3635
8772 | Lateral Hardening | Lateral Hardening-Fuse-91972392 | Laterals | 13431 | 0.58447 | 24 | 2 | 199835.5 | 0 | 68158.4713 | 76179.2951 | 88844.3216 | -131677.0287 | -123656.2049 | -110991.1784 | 0.34107 | 0.38121 | 0.44459 | 0.36347
738 | Lateral Hardening | Lateral Hardening-Fuse-91584915 | Laterals | 13622 | 0.36667 | 36 | 58 | 479819.61 | 0 | 164991.7327 | 182102.7244 | 207397.5425 | -314827.8773 | -297716.8856 | -272422.0675 | 0.34386 | 0.37952 | 0.43224 | 0.3634
961 | Lateral Hardening | Lateral Hardening-Fuse-60229814 | Laterals | 13840 | 0.20265 | 14 | 8 | 132746.98 | 0 | 45196.0395 | 50624.1288 | 59323.7173 | -87550.9405 | -82122.8512 | -73423.2627 | 0.34047 | 0.38136 | 0.44689 | 0.36338
13411 | Lateral Hardening | Lateral Hardening-Fuse-60161034 | Laterals | 13910 | 0.087311 | 6 | 1 | 55638.07 | 0 | 18682.3422 | 21379.964 | 25847.607 | -36955.7278 | -34258.106 | -29790.463 | 0.33578 | 0.38427 | 0.46457 | 0.36321
1768 | Lateral Hardening | Lateral Hardening-Fuse-60048709 | Laterals | 13621 | 0.29621 | 16 | 6 | 205337.72 | 0 | 70329.3601 | 77819.8793 | 90015.3897 | -135008.3599 | -127517.8407 | -115322.3303 | 0.34251 | 0.37898 | 0.43838 | 0.36304
8990 | Lateral Hardening | Lateral Hardening-Fuse-90962886 | Laterals | 13398 | 0.23598 | 21 | 0 | 109184.33 | 0 | 36663.165 | 41871.5568 | 50752.814 | -72521.165 | -67312.7732 | -58431.516 | 0.33579 | 0.38349 | 0.46484 | 0.36301
1848 | Lateral Hardening | Lateral Hardening-Fuse-10686022 | Laterals | 13808 | 0.17898 | 10 | 7 | 127358.16 | 0 | 43236.4366 | 48544.6955 | 57164.0351 | -84121.7234 | -78813.4645 | -70194.1249 | 0.33949 | 0.38117 | 0.44884 | 0.36293
3266 | Lateral Hardening | Lateral Hardening-Fuse-92345868 | Laterals | 13582 | 0.076515 | 7 | 1 | 54740.89 | 0 | 18352.3506 | 21022.9671 | 25463.726 | -36388.5394 | -33717.9229 | -29277.164 | 0.33526 | 0.38405 | 0.46517 | 0.36289
10097 | Lateral Hardening | Lateral Hardening-Fuse-92983642 | Laterals | 13631 | 0.056818 | 8 | 2 | 162768.2 | 0 | 54960.9594 | 62523.9646 | 73273.0512 | -107807.2406 | -100244.2354 | -89495.1488 | 0.33766 | 0.38413 | 0.45017 | 0.36285
14147 | Lateral Hardening | Lateral Hardening-Fuse-60565160 | Laterals | 13657 | 0.61117 | 31 | 8 | 279386.59 | 0 | 95302.6568 | 106255.8798 | 123169.754 | -184083.9332 | -173130.7102 | -156216.836 | 0.34111 | 0.38032 | 0.44086 | 0.36285
7476 | Lateral Hardening | Lateral Hardening-Fuse-91222369 | Laterals | 13840 | 0.019318 | 4 | 3 | 57847.41 | 0 | 19572.8363 | 22131.5392 | 25998.1448 | -38274.5737 | -35715.8708 | -31849.2652 | 0.33835 | 0.38258 | 0.44943 | 0.36273
4799 | Lateral Hardening | Lateral Hardening-Fuse-60188274 | Laterals | 13807 | 0.19186 | 9 | 3 | 108269.8 | 0 | 36999.102 | 41142.1678 | 47212.6382 | -71270.698 | -67127.6322 | -61057.1618 | 0.34173 | 0.38 | 0.43606 | 0.36264
17413 | Lateral Hardening | Lateral Hardening-Fuse-91319798 | Laterals | 13391 | 0.087121 | 9 | 1 | 55622.33 | 0 | 18074.7368 | 21600.8451 | 28453.5734 | -37547.5932 | -34021.4849 | -27168.7566 | 0.32495 | 0.38835 | 0.51155 | 0.36263
5457 | Lateral Hardening | Lateral Hardening-Fuse-10158907 | Laterals | 13164 | 0.5464 | 58 | 55 | 1106610.41 | 0 | 379181.5062 | 417517.5358 | 483179.0107 | -727428.9038 | -689092.8742 | -623431.3993 | 0.34265 | 0.37729 | 0.43663 | 0.36244
7764 | Lateral Hardening | Lateral Hardening-Fuse-92663186 | Laterals | 13127 | 0.22462 | 14 | 36 | 269823.89 | 0 | 92417.8107 | 102198.4703 | 116690.8957 | -177406.0793 | -167625.4197 | -153132.9943 | 0.34251 | 0.37876 | 0.43247 | 0.36238
10741 | Lateral Hardening | Lateral Hardening-Fuse-90242102 | Laterals | 13164 | 0.055303 | 7 | 36 | 109219.94 | 0 | 36797.9077 | 41852.9532 | 49125.6641 | -72422.0323 | -67366.9868 | -60094.2759 | 0.33692 | 0.3832 | 0.44979 | 0.36209
16565 | Lateral Hardening | Lateral Hardening-Fuse-60179392 | Laterals | 13787 | 0.13977 | 7 | 4 | 63928.05 | 0 | 21316.3887 | 24510.5789 | 30013.9666 | -42611.6613 | -39417.4711 | -33914.0834 | 0.33344 | 0.38341 | 0.4695 | 0.36204
13633 | Lateral Hardening | Lateral Hardening-Fuse-90416741 | Laterals | 14274 | 0.11402 | 7 | 2 | 105730.66 | 0 | 35680.844 | 40426.3044 | 47313.6749 | -70049.816 | -65304.3556 | -58416.9851 | 0.33747 | 0.38235 | 0.44749 | 0.36194
13872 | Lateral Hardening | Lateral Hardening-Fuse-10482618 | Laterals | 13457 | 0.30928 | 21 | 50 | 252566.42 | 0 | 85514.7039 | 96319.4583 | 111884.583 | -167051.7161 | -156246.9617 | -140681.837 | 0.33858 | 0.38136 | 0.44299 | 0.36186
1180 | Lateral Hardening | Lateral Hardening-Fuse-10671269 | Laterals | 13724 | 0.12633 | 7 | 2 | 58880.51 | 0 | 19859.3299 | 22413.7713 | 26594.9951 | -39021.1801 | -36466.7387 | -32285.5149 | 0.33728 | 0.38067 | 0.45168 | 0.36174
7328 | Lateral Hardening | Lateral Hardening-Fuse-60018112 | Laterals | 13303 | 0.032386 | 5 | 20 | 109514.79 | 0 | 36904.4904 | 41903.9353 | 49005.7716 | -72610.2996 | -67610.8547 | -60509.0184 | 0.33698 | 0.38263 | 0.44748 | 0.36173
5103 | Lateral Hardening | Lateral Hardening-Fuse-10159468 | Laterals | 13166 | 0.059848 | 6 | 58 | 155740.34 | 0 | 52426.523 | 59489.0871 | 70229.8712 | -103313.817 | -96251.2529 | -85510.4688 | 0.33663 | 0.38198 | 0.45094 | 0.36166
12348 | Lateral Hardening | Lateral Hardening-Fuse-60162663 | Laterals | 13964 | 0.12557 | 8 | 3 | 173458.55 | 0 | 58476.6569 | 66093.7064 | 77959.4917 | -114981.8931 | -107364.8436 | -95499.0583 | 0.33712 | 0.38103 | 0.44944 | 0.36153
12449 | Lateral Hardening | Lateral Hardening-Fuse-10382378 | Laterals | 13224 | 0.0875 | 11 | 16 | 194121.63 | 0 | 65425.5591 | 73883.8921 | 87441.6044 | -128696.0709 | -120237.7379 | -106680.0256 | 0.33703 | 0.38061 | 0.45045 | 0.36145
7368 | Lateral Hardening | Lateral Hardening-Fuse-10786385 | Laterals | 14040 | 0.092045 | 7 | 7 | 104413.5 | 0 | 35440.9805 | 39595.8061 | 45870.3591 | -68972.5195 | -64817.6939 | -58543.1409 | 0.33943 | 0.37922 | 0.43931 | 0.36136
19304 | Lateral Hardening | Lateral Hardening-Fuse-92116998 | Laterals | 13473 | 0.22803 | 14 | 51 | 259130 | 0 | 87515.9234 | 98647.9093 | 115316.2037 | -171614.0766 | -160482.0907 | -143813.7963 | 0.33773 | 0.38069 | 0.44501 | 0.36135
5782 | Lateral Hardening | Lateral Hardening-Fuse-90982171 | Laterals | 13236 | 0.93125 | 31 | 2 | 366751.51 | 0 | 125194.0837 | 138052.7559 | 159808.6594 | -241557.4263 | -228698.7541 | -206942.8506 | 0.34136 | 0.37642 | 0.43574 | 0.36132
8334 | Lateral Hardening | Lateral Hardening-Fuse-93279862 | Laterals | 13213 | 0.17311 | 9 | 2 | 118501.54 | 0 | 40468.2254 | 44603.054 | 51529.1869 | -78033.3146 | -73898.486 | -66972.3531 | 0.3415 | 0.37639 | 0.43484 | 0.3613
12665 | Lateral Hardening | Lateral Hardening-Fuse-60303699 | Laterals | 13448 | 0.29223 | 22 | 34 | 482521.1 | 0 | 162622.6471 | 184333.6374 | 213683.0829 | -319898.4529 | -298187.4626 | -268838.0171 | 0.33703 | 0.38202 | 0.44285 | 0.36111
3197 | Lateral Hardening | Lateral Hardening-Fuse-60165397 | Laterals | 13696 | 0.047727 | 6 | 72 | 79911.03 | 0 | 26536.7456 | 30596.0429 | 37539.0668 | -53374.2844 | -49314.9871 | -42371.9632 | 0.33208 | 0.38288 | 0.46976 | 0.36109
17105 | Lateral Hardening | Lateral Hardening-Fuse-93247461 | Laterals | 13031 | 0.11875 | 9 | 15 | 229380.66 | 0 | 77213.1681 | 87222.8353 | 103283.8475 | -152167.4919 | -142157.8247 | -126096.8125 | 0.33662 | 0.38025 | 0.45027 | 0.36107
17760 | Lateral Hardening | Lateral Hardening-Fuse-10129866 | Laterals | 13006 | 0.04072 | 1 | 3 | 50000 | 0 | 16825.9019 | 19104.0433 | 22208.5764 | -33174.0981 | -30895.9567 | -27791.4236 | 0.33652 | 0.38208 | 0.44417 | 0.36095
19714 | Lateral Hardening | Lateral Hardening-Fuse-10745485 | Laterals | 13330 | 0.20246 | 10 | 3 | 158041.85 | 0 | 53809.1039 | 59634.8608 | 68468.4991 | -104232.7461 | -98406.9892 | -89573.3509 | 0.34047 | 0.37734 | 0.43323 | 0.36081
12558 | Lateral Hardening | Lateral Hardening-Fuse-90093328 | Laterals | 13030 | 0.9072 | 59 | 73 | 753553.42 | 0 | 256774.1442 | 284459.2064 | 324415.9623 | -496779.2758 | -469094.2136 | -429137.4577 | 0.34075 | 0.37749 | 0.43051 | 0.36075
6030 | Lateral Hardening | Lateral Hardening-Fuse-5009247 | Laterals | 13037 | 0.15189 | 17 | 28 | 186969.98 | 0 | 63102.8739 | 71094.3424 | 82375.2948 | -123867.1061 | -115875.6376 | -104594.6852 | 0.3375 | 0.38024 | 0.44058 | 0.36063
17283 | Lateral Hardening | Lateral Hardening-Fuse-93265401 | Laterals | 13134 | 0.32386 | 34 | 51 | 610733.52 | 0 | 207667.005 | 230309.1124 | 264994.0037 | -403066.515 | -380424.4076 | -345739.5163 | 0.34003 | 0.3771 | 0.43389 | 0.36054
8097 | Lateral Hardening | Lateral Hardening-Fuse-10625690 | Laterals | 13011 | 0.083902 | 5 |  | 51424.75 | 0 | 17270.271 | 19503.3992 | 23227.6649 | -34154.479 | -31921.3508 | -28197.0851 | 0.33584 | 0.37926 | 0.45168 | 0.36045
13753 | Lateral Hardening | Lateral Hardening-Fuse-92371128 | Laterals | 13041 | 0.013068 | 2 | 4 | 61257.99 | 0 | 20611.7133 | 23277.8288 | 27239.2635 | -40646.2767 | -37980.1612 | -34018.7265 | 0.33647 | 0.38 | 0.44466 | 0.36035
11621 | Lateral Hardening | Lateral Hardening-Fuse-92734174 | Laterals | 13070 | 0.035417 | 3 | 1 | 51325.31 | 0 | 17270.9268 | 19491.8989 | 22842.7789 | -34054.3832 | -31833.4111 | -28482.5311 | 0.3365 | 0.37977 | 0.44506 | 0.36034
2016 | Lateral Hardening | Lateral Hardening-Fuse-60011895 | Laterals | 13158 | 0.10152 | 10 | 50 | 128271.82 | 0 | 42130.3336 | 49136.2276 | 61927.2498 | -86141.4864 | -79135.5924 | -66344.5702 | 0.32845 | 0.38306 | 0.48278 | 0.36026
16312 | Lateral Hardening | Lateral Hardening-Fuse-10071936 | Laterals | 13305 | 0.3375 | 18 | 7 | 277818.33 | 0 | 94307.6812 | 104783.1806 | 120509.0259 | -183510.6488 | -173035.1494 | -157309.3041 | 0.33946 | 0.37716 | 0.43377 | 0.3602
16423 | Lateral Hardening | Lateral Hardening-Fuse-92603726 | Laterals | 13390 | 0.15777 | 12 | 26 | 140297.92 | 0 | 47264.5282 | 53209.6742 | 61890.5352 | -93033.3918 | -87088.2458 | -78407.3848 | 0.33689 | 0.37926 | 0.44114 | 0.36002
5257 | Lateral Hardening | Lateral Hardening-Fuse-10255332 | Laterals | 13586 | 0.2178 | 15 | 6 | 162229.43 | 0 | 55035.3066 | 61128.8401 | 70082.1696 | -107194.1234 | -101100.5899 | -92147.2604 | 0.33924 | 0.3768 | 0.43199 | 0.35979
8997 | Lateral Hardening | Lateral Hardening-Fuse-10876228 | Laterals | 13649 | 0.9483 | 63 | 150 | 1014789.54 | 0 | 345156.3099 | 381418.9748 | 434909.7604 | -669633.2301 | -633370.5652 | -579879.7796 | 0.34013 | 0.37586 | 0.42857 | 0.35969
18160 | Lateral Hardening | Lateral Hardening-Fuse-92759265 | Laterals | 13502 | 0.082576 | 8 | 3 | 142622.39 | 0 | 47854.3119 | 54065.3968 | 63545.4929 | -94768.0781 | -88556.9932 | -79076.8971 | 0.33553 | 0.37908 | 0.44555 | 0.3596
5656 | Lateral Hardening | Lateral Hardening-Fuse-92888593 | Laterals | 13690 | 0.19792 | 13 | 4 | 108773.48 | 0 | 36565.1094 | 41059.9841 | 48541.9008 | -72208.3706 | -67713.4959 | -60231.5792 | 0.33616 | 0.37748 | 0.44627 | 0.35957
12530 | Lateral Hardening | Lateral Hardening-Fuse-90735204 | Laterals | 13613 | 0.30852 | 27 | 71 | 394696.71 | 0 | 133570.3222 | 149134.5052 | 170227.6088 | -261126.3878 | -245562.2048 | -224469.1012 | 0.33841 | 0.37785 | 0.43129 | 0.35953
11481 | Lateral Hardening | Lateral Hardening-Fuse-91489174 | Laterals | 13160 | 0.5267 | 40 | 57 | 609561.4 | 0 | 207463.3859 | 228288.2099 | 261513.9885 | -402098.0141 | -381273.1901 | -348047.4115 | 0.34035 | 0.37451 | 0.42902 | 0.35946
18198 | Lateral Hardening | Lateral Hardening-Fuse-92608972 | Laterals | 13390 | 0.063826 | 3 | 1 | 110969.98 | 0 | 37221.8798 | 41994.2017 | 49210.0681 | -73748.1002 | -68975.7783 | -61759.9119 | 0.33542 | 0.37843 | 0.44345 | 0.35913
5816 | Lateral Hardening | Lateral Hardening-Fuse-91048894 | Laterals | 13517 | 0.47159 | 31 | 59 | 587378.04 | 0 | 199064.1602 | 220994.2348 | 251981.384 | -388313.8798 | -366383.8052 | -335396.656 | 0.3389 | 0.37624 | 0.42899 | 0.35911
17521 | Lateral Hardening | Lateral Hardening-Fuse-90112369 | Laterals | 13896 | 0.14223 | 11 | 22 | 103637.24 | 0 | 34643.2774 | 39351.4947 | 46228.2677 | -68993.9626 | -64285.7453 | -57408.9723 | 0.33427 | 0.3797 | 0.44606 | 0.35908
5892 | Lateral Hardening | Lateral Hardening-Fuse-10241584 | Laterals | 13517 | 0.18561 | 12 | 26 | 215590.99 | 0 | 72665.0072 | 81330.5688 | 94129.7112 | -142925.9828 | -134260.4212 | -121461.2788 | 0.33705 | 0.37724 | 0.43661 | 0.35906
13370 | Lateral Hardening | Lateral Hardening-Fuse-90902561 | Laterals | 13220 | 1.2706 | 104 | 426 | 1115850.63 | 0 | 381234.4955 | 415164.6545 | 473472.3476 | -734616.1345 | -700685.9755 | -642378.2824 | 0.34165 | 0.37206 | 0.42432 | 0.35904
18727 | Lateral Hardening | Lateral Hardening-Fuse-10705937 | Laterals | 13268 | 0.12197 | 8 | 3 | 106900.42 | 0 | 36008.8373 | 40297.2654 | 46871.0432 | -70891.5827 | -66603.1546 | -60029.3768 | 0.33684 | 0.37696 | 0.43846 | 0.35904
9372 | Lateral Hardening | Lateral Hardening-Fuse-92111319 | Laterals | 13470 | 0.31269 | 21 | 11 | 234217.1 | 0 | 79102.2657 | 88104.1922 | 101949.5803 | -155114.8343 | -146112.9078 | -132267.5197 | 0.33773 | 0.37616 | 0.43528 | 0.35902
16101 | Lateral Hardening | Lateral Hardening-Fuse-10153136 | Laterals | 13154 | 0.34318 | 24 | 54 | 565845.72 | 0 | 189844.1998 | 214382.036 | 248618.4787 | -376001.5202 | -351463.684 | -317227.2413 | 0.33551 | 0.37887 | 0.43938 | 0.3589
17051 | Lateral Hardening | Lateral Hardening-Fuse-10603627 | Laterals | 13772 | 0.39886 | 27 | 27 | 359687.94 | 0 | 121817.9295 | 134856.1552 | 154664.9115 | -237870.0105 | -224831.7848 | -205023.0285 | 0.33868 | 0.37493 | 0.43 | 0.35868
5256 | Lateral Hardening | Lateral Hardening-Fuse-91947692 | Laterals | 13143 | 0.23542 | 28 | 40 | 485220.26 | 0 | 163893.8527 | 182191.1382 | 210115.5222 | -321326.4073 | -303029.1218 | -275104.7378 | 0.33777 | 0.37548 | 0.43303 | 0.35861
18412 | Lateral Hardening | Lateral Hardening-Fuse-10745553 | Laterals | 13330 | 0.28636 | 18 | 15 | 243310.56 | 0 | 82328.2599 | 91073.2691 | 104799.4369 | -160982.3001 | -152237.2909 | -138511.1231 | 0.33837 | 0.37431 | 0.43072 | 0.35839
9494 | Lateral Hardening | Lateral Hardening-Fuse-10095471 | Laterals | 13786 | 0.28883 | 15 | 7 | 120258.68 | 0 | 39930.6768 | 45526.9185 | 54809.3285 | -80328.0032 | -74731.7615 | -65449.3515 | 0.33204 | 0.37857 | 0.45576 | 0.35837
8526 | Lateral Hardening | Lateral Hardening-Fuse-92096248 | Laterals | 13892 | 0.05625 | 3 | 245 | 50000 | 0 | 16624.2154 | 18962.7088 | 22547.0662 | -33375.7846 | -31037.2912 | -27452.9338 | 0.33248 | 0.37925 | 0.45094 | 0.35836
14715 | Lateral Hardening | Lateral Hardening-Fuse-90422237 | Laterals | 14306 | 1.2172 | 57 | 13 | 602800.13 | 0 | 203522.3888 | 226061.5602 | 260557.1741 | -399277.7412 | -376738.5698 | -342242.9559 | 0.33763 | 0.37502 | 0.43224 | 0.35831
8842 | Lateral Hardening | Lateral Hardening-Fuse-10704168 | Laterals | 13962 | 0.041856 | 5 | 2 | 99225.04 | 0 | 33174.6085 | 37468.4239 | 43906.1241 | -66050.4315 | -61756.6161 | -55318.9159 | 0.33434 | 0.37761 | 0.44249 | 0.35813
12739 | Lateral Hardening | Lateral Hardening-Fuse-60148791 | Laterals | 14041 | 0.10644 | 7 | 1 | 56719.13 | 0 | 18961.9314 | 21384.3645 | 25189.2173 | -37757.1986 | -35334.7655 | -31529.9127 | 0.33431 | 0.37702 | 0.4441 | 0.3581
5768 | Lateral Hardening | Lateral Hardening-Fuse-10375154 | Laterals | 13176 | 0.71553 | 61 | 99 | 894037.97 | 0 | 302569.767 | 334184.279 | 383339.979 | -591468.203 | -559853.691 | -510697.991 | 0.33843 | 0.37379 | 0.42877 | 0.35807
12431 | Lateral Hardening | Lateral Hardening-Fuse-60440025 | Laterals | 13303 | 0.27386 | 11 | 2 | 119523.9 | 0 | 39983.5225 | 44842.96 | 53005.4363 | -79540.3775 | -74680.94 | -66518.4637 | 0.33452 | 0.37518 | 0.44347 | 0.35762
17855 | Lateral Hardening | Lateral Hardening-Fuse-60190695 | Laterals | 13308 | 0.18049 | 12 | 22 | 219096.01 | 0 | 73746.8638 | 82160.7042 | 94427.1631 | -145349.1462 | -136935.3058 | -124668.8469 | 0.3366 | 0.375 | 0.43099 | 0.35756
15 | Lateral Hardening | Lateral Hardening-Fuse-10071967 | Laterals | 13305 | 0.42273 | 19 | 13 | 234484.68 | 0 | 79606.6243 | 87228.1035 | 98914.3262 | -154878.0557 | -147256.5765 | -135570.3538 | 0.3395 | 0.372 | 0.42184 | 0.35748
1821 | Lateral Hardening | Lateral Hardening-Fuse-10015759 | Laterals | 13161 | 0.15284 | 9 | 19 | 204600.75 | 0 | 68184.0321 | 77112.1275 | 90796.1916 | -136416.7179 | -127488.6225 | -113804.5584 | 0.33325 | 0.37689 | 0.44377 | 0.3574
4682 | Lateral Hardening | Lateral Hardening-Fuse-10441800 | Laterals | 13947 | 0.2339 | 24 | 53 | 348481.9 | 0 | 117574.0991 | 130474.6598 | 148335.2204 | -230907.8009 | -218007.2402 | -200146.6796 | 0.33739 | 0.37441 | 0.42566 | 0.35732
16745 | Lateral Hardening | Lateral Hardening-Fuse-92345729 | Laterals | 13172 | 0.35076 | 26 | 18 | 313781.45 | 0 | 105071.4993 | 117671.1777 | 136999.1279 | -208709.9507 | -196110.2723 | -176782.3221 | 0.33486 | 0.37501 | 0.43661 | 0.35708
7865 | Lateral Hardening | Lateral Hardening-Fuse-10759922 | Laterals | 13331 | 0.28523 | 11 | 6 | 180640.23 | 0 | 60962.6963 | 67214.244 | 77474.4887 | -119677.5337 | -113425.986 | -103165.7413 | 0.33748 | 0.37209 | 0.42889 | 0.357
7114 | Lateral Hardening | Lateral Hardening-Fuse-10456316 | Laterals | 13225 | 0.30625 | 22 | 34 | 351277.83 | 0 | 118535.6835 | 130869.0707 | 150099.3967 | -232742.1465 | -220408.7593 | -201178.4333 | 0.33744 | 0.37255 | 0.4273 | 0.35696
1789 | Lateral Hardening | Lateral Hardening-Fuse-10274799 | Laterals | 14274 | 0.37462 | 20 | 2 | 244516.01 | 0 | 82269.8366 | 91149.6215 | 105592.3686 | -162246.1734 | -153366.3885 | -138923.6414 | 0.33646 | 0.37278 | 0.43184 | 0.35689
14875 | Lateral Hardening | Lateral Hardening-Fuse-90116388 | Laterals | 13896 | 0.18902 | 12 | 25 | 239354.77 | 0 | 79464.8997 | 90142.0802 | 106937.566 | -159889.8703 | -149212.6898 | -132417.204 | 0.332 | 0.3766 | 0.44677 | 0.35686
5145 | Lateral Hardening | Lateral Hardening-Fuse-92409102 | Laterals | 13331 | 0.12917 | 6 | 5 | 63046.61 | 0 | 20994.8065 | 23702.2491 | 27881.9284 | -42051.8035 | -39344.3609 | -35164.6816 | 0.333 | 0.37595 | 0.44224 | 0.35681
15130 | Lateral Hardening | Lateral Hardening-Fuse-91326941 | Laterals | 13100 | 0.052083 | 5 | 1 | 54957.46 | 0 | 18265.706 | 20733.7901 | 24204.2328 | -36691.754 | -34223.6699 | -30753.2272 | 0.33236 | 0.37727 | 0.44042 | 0.35664
16839 | Lateral Hardening | Lateral Hardening-Fuse-60124060 | Laterals | 13218 | 0.25871 | 19 | 15 | 244942.52 | 0 | 82583.3249 | 91053.2241 | 104717.6366 | -162359.1951 | -153889.2959 | -140224.8834 | 0.33715 | 0.37173 | 0.42752 | 0.35656
8452 | Lateral Hardening | Lateral Hardening-Fuse-91755608 | Laterals | 13330 | 0.10814 | 4 | 2 | 105751.4 | 0 | 35185.5415 | 39730.053 | 46663.3474 | -70565.8585 | -66021.347 | -59088.0526 | 0.33272 | 0.37569 | 0.44126 | 0.35647
4618 | Lateral Hardening | Lateral Hardening-Fuse-10537246 | Laterals | 13117 | 0.15303 | 12 | 7 | 80241.17 | 0 | 26553.7624 | 30207.1309 | 36071.5991 | -53687.4076 | -50034.0391 | -44169.5709 | 0.33092 | 0.37645 | 0.44954 | 0.35644
9508 | Lateral Hardening | Lateral Hardening-Fuse-90163978 | Laterals | 13785 | 0.36231 | 12 | 3 | 122435.8 | 0 | 41104.0307 | 45601.5915 | 52952.6288 | -81331.7693 | -76834.2085 | -69483.1712 | 0.33572 | 0.37245 | 0.43249 | 0.35642
9828 | Lateral Hardening | Lateral Hardening-Fuse-92317053 | Laterals | 13060 | 0.089962 | 8 | 18 | 254802.29 | 0 | 84413.1005 | 95806.8203 | 113760.8329 | -170389.1895 | -158995.4697 | -141041.4571 | 0.33129 | 0.376 | 0.44647 | 0.35622
11573 | Lateral Hardening | Lateral Hardening-Fuse-90728045 | Laterals | 13099 | 0.23617 | 10 | 1 | 50000 | 0 | 16393.4362 | 18864.1795 | 23080.9892 | -33606.5638 | -31135.8205 | -26919.0108 | 0.32787 | 0.37728 | 0.46162 | 0.35607
11073 | Lateral Hardening | Lateral Hardening-Fuse-91004089 | Laterals | 13214 | 0.20398 | 20 | 32 | 340882.95 | 0 | 114277.6212 | 127306.5852 | 146186.6959 | -226605.3288 | -213576.3648 | -194696.2541 | 0.33524 | 0.37346 | 0.42885 | 0.35607
3351 | Lateral Hardening | Lateral Hardening-Fuse-90647240 | Laterals | 13171 | 0.39167 | 31 | 35 | 426613.07 | 0 | 143437.0787 | 158609.1639 | 182001.1219 | -283175.9913 | -268003.9061 | -244611.9481 | 0.33622 | 0.37179 | 0.42662 | 0.35593
9594 | Lateral Hardening | Lateral Hardening-Fuse-93337203 | Laterals | 13117 | 0.40322 | 20 | 5 | 218160.82 | 0 | 73242.0056 | 81225.6684 | 93279.4472 | -144918.8144 | -136935.1516 | -124881.3728 | 0.33572 | 0.37232 | 0.42757 | 0.35589
12242 | Lateral Hardening | Lateral Hardening-Fuse-60125422 | Laterals | 13099 | 0.088068 | 6 | 1 | 55701.03 | 0 | 18308.6041 | 20969.741 | 25458.4884 | -37392.4259 | -34731.289 | -30242.5416 | 0.32869 | 0.37647 | 0.45706 | 0.35586
17026 | Lateral Hardening | Lateral Hardening-Fuse-10588824 | Laterals | 13471 | 0.026894 | 3 | 10 | 85478.33 | 0 | 28343.2375 | 32173.9541 | 37538.4192 | -57135.0925 | -53304.3759 | -47939.9108 | 0.33158 | 0.3764 | 0.43916 | 0.35579
9643 | Lateral Hardening | Lateral Hardening-Fuse-60014139 | Laterals | 13655 | 0.71136 | 38 | 39 | 665038.44 | 0 | 225750.6559 | 245027.2798 | 276517.4056 | -439287.7841 | -420011.1602 | -388521.0344 | 0.33946 | 0.36844 | 0.41579 | 0.35578
9767 | Lateral Hardening | Lateral Hardening-Fuse-93443921 | Laterals | 13419 | 0.076515 | 7 | 17 | 153195.46 | 0 | 50757.0207 | 57529.5957 | 67545.4345 | -102438.4393 | -95665.8643 | -85650.0255 | 0.33132 | 0.37553 | 0.44091 | 0.35554
14890 | Lateral Hardening | Lateral Hardening-Fuse-90297643 | Laterals | 13724 | 0.21761 | 11 | 16 | 174512.37 | 0 | 58619.3056 | 64868.4416 | 74121.0982 | -115893.0644 | -109643.9284 | -100391.2718 | 0.3359 | 0.37171 | 0.42473 | 0.35553
7937 | Lateral Hardening | Lateral Hardening-Fuse-91291097 | Laterals | 13911 | 0.086742 | 9 | 2 | 103972.78 | 0 | 34520.1569 | 38814.2719 | 45996.3683 | -69452.6231 | -65158.5081 | -57976.4117 | 0.33201 | 0.37331 | 0.44239 | 0.35544
9383 | Lateral Hardening | Lateral Hardening-Fuse-10080964 | Laterals | 14000 | 0.076326 | 6 | 5 | 54725.15 | 0 | 17820.7722 | 20606.7782 | 25736.7683 | -36904.3778 | -34118.3718 | -28988.3817 | 0.32564 | 0.37655 | 0.47029 | 0.35538
10011 | Lateral Hardening | Lateral Hardening-Fuse-92408977 | Laterals | 13019 | 0.21723 | 10 | 3 | 65927.03 | 0 | 21664.5059 | 24774.0271 | 29937.8173 | -44262.5241 | -41153.0029 | -35989.2127 | 0.32861 | 0.37578 | 0.45411 | 0.35531
17529 | Lateral Hardening | Lateral Hardening-Fuse-90848063 | Laterals | 13148 | 0.22784 | 12 | 5 | 111260.4 | 0 | 37076.4363 | 41445.572 | 48026.4832 | -74183.9637 | -69814.828 | -63233.9168 | 0.33324 | 0.37251 | 0.43166 | 0.35486
16416 | Lateral Hardening | Lateral Hardening-Fuse-10095531 | Laterals | 13786 | 0.19716 | 8 | 2 | 175783.55 | 0 | 58144.8083 | 65508.3401 | 78087.9462 | -117638.7417 | -110275.2099 | -97695.6038 | 0.33078 | 0.37266 | 0.44423 | 0.35469
14750 | Lateral Hardening | Lateral Hardening-Fuse-60042290 | Laterals | 13039 | 0.087121 | 7 | 17 | 95126.9 | 0 | 31437.5889 | 35632.3471 | 41835.8992 | -63689.3111 | -59494.5529 | -53291.0008 | 0.33048 | 0.37458 | 0.43979 | 0.35464
3007 | Lateral Hardening | Lateral Hardening-Fuse-91873642 | Laterals | 14123 | 0.30568 | 18 | 20 | 240986.04 | 0 | 80733.1749 | 89252.9837 | 101798.5427 | -160252.8651 | -151733.0563 | -139187.4973 | 0.33501 | 0.37037 | 0.42243 | 0.35436
10843 | Lateral Hardening | Lateral Hardening-Fuse-92084637 | Laterals | 13473 | 0.23864 | 13 | 3 | 152170.83 | 0 | 50811.038 | 56425.3041 | 64991.675 | -101359.792 | -95745.5259 | -87179.155 | 0.33391 | 0.3708 | 0.4271 | 0.3543
6420 | Lateral Hardening | Lateral Hardening-Fuse-10320678 | Laterals | 13870 | 0.17386 | 7 | 2 | 50000 | 0 | 16366.1221 | 18741.5015 | 22715.2616 | -33633.8779 | -31258.4985 | -27284.7384 | 0.32732 | 0.37483 | 0.45431 | 0.35427
18520 | Lateral Hardening | Lateral Hardening-Fuse-10472615 | Laterals | 14114 | 0.15852 | 8 | 15 | 129588.24 | 0 | 42900.4927 | 48337.9661 | 56519.1547 | -86687.7473 | -81250.2739 | -73069.0853 | 0.33105 | 0.37301 | 0.43614 | 0.35415
9640 | Lateral Hardening | Lateral Hardening-Fuse-91971034 | Laterals | 13419 | 0.090909 | 7 | 10 | 134741.7 | 0 | 44453.0586 | 50349.8877 | 59086.2461 | -90288.6414 | -84391.8123 | -75655.4539 | 0.32991 | 0.37368 | 0.43851 | 0.3539
2883 | Lateral Hardening | Lateral Hardening-Fuse-92134831 | Laterals | 14111 | 0.24508 | 23 | 24 | 361749.14 | 0 | 120584.242 | 134024.0217 | 154629.265 | -241164.898 | -227725.1183 | -207119.875 | 0.33334 | 0.37049 | 0.42745 | 0.35389
6578 | Lateral Hardening | Lateral Hardening-Fuse-91550560 | Laterals | 13298 | 0.12481 | 9 | 2 | 102697.84 | 0 | 33883.4328 | 38193.7165 | 45549.1553 | -68814.4072 | -64504.1235 | -57148.6847 | 0.32993 | 0.3719 | 0.44353 | 0.35388
10019 | Lateral Hardening | Lateral Hardening-Fuse-91719936 | Laterals | 13687 | 0.12045 | 11 | 2 | 151226.43 | 0 | 50328.2405 | 55969.8708 | 65132.9197 | -100898.1895 | -95256.5592 | -86093.5103 | 0.3328 | 0.37011 | 0.4307 | 0.35378
2333 | Lateral Hardening | Lateral Hardening-Fuse-92036883 | Laterals | 13418 | 0.25814 | 26 | 38 | 379433.12 | 0 | 126957.674 | 140032.4645 | 160400.0321 | -252475.446 | -239400.6555 | -219033.0879 | 0.3346 | 0.36906 | 0.42274 | 0.35375
6991 | Lateral Hardening | Lateral Hardening-Fuse-91104409 | Laterals | 13373 | 0.11193 | 7 | 1 | 105557.52 | 0 | 34838.0261 | 39295.8924 | 46449.6447 | -70719.4939 | -66261.6276 | -59107.8753 | 0.33004 | 0.37227 | 0.44004 | 0.35371
9326 | Lateral Hardening | Lateral Hardening-Fuse-10762886 | Laterals | 13815 | 0.18409 | 9 | 6 | 172235.07 | 0 | 57488.9807 | 63530.5911 | 73268.5299 | -114746.0893 | -108704.4789 | -98966.5401 | 0.33378 | 0.36886 | 0.4254 | 0.35347
6318 | Lateral Hardening | Lateral Hardening-Fuse-92962859 | Laterals | 13732 | 0.10152 | 14 | 1 | 305743.72 | 0 | 100487.7375 | 114420.9785 | 134301.1253 | -205255.9825 | -191322.7415 | -171442.5947 | 0.32867 | 0.37424 | 0.43926 | 0.3534
1786 | Lateral Hardening | Lateral Hardening-Fuse-92732628 | Laterals | 13962 | 0.09072 | 6 |  | 51991.39 | 0 | 16928.9692 | 19433.4394 | 23842.2119 | -35062.4208 | -32557.9506 | -28149.1781 | 0.32561 | 0.37378 | 0.45858 | 0.35336
13859 | Lateral Hardening | Lateral Hardening-Fuse-10608711 | Laterals | 13916 | 0.1892 | 13 | 3 | 151992.69 | 0 | 50532.3898 | 56185.5427 | 65086.1242 | -101460.3002 | -95807.1473 | -86906.5658 | 0.33247 | 0.36966 | 0.42822 | 0.3532
12617 | Lateral Hardening | Lateral Hardening-Fuse-10047154 | Laterals | 13888 | 0.30227 | 19 | 28 | 172670.79 | 0 | 56839.9405 | 64385.7056 | 75655.8364 | -115830.8495 | -108285.0844 | -97014.9536 | 0.32918 | 0.37288 | 0.43815 | 0.35319
15170 | Lateral Hardening | Lateral Hardening-Fuse-93333743 | Laterals | 13213 | 0.49678 | 32 | 12 | 393804.82 | 0 | 132032.189 | 144715.0301 | 164494.8368 | -261772.631 | -249089.7899 | -229309.9832 | 0.33527 | 0.36748 | 0.41771 | 0.35318
8053 | Lateral Hardening | Lateral Hardening-Fuse-60281135 | Laterals | 13836 | 0.077841 | 5 | 3 | 62711.07 | 0 | 20705.509 | 23274.1145 | 27416.424 | -42005.561 | -39436.9555 | -35294.646 | 0.33017 | 0.37113 | 0.43719 | 0.35316
7397 | Lateral Hardening | Lateral Hardening-Fuse-91119971 | Laterals | 14023 | 0.65833 | 34 | 25 | 597546.67 | 0 | 201812.7095 | 218093.9786 | 244910.5246 | -395733.9605 | -379452.6914 | -352636.1454 | 0.33774 | 0.36498 | 0.40986 | 0.35312
14809 | Lateral Hardening | Lateral Hardening-Fuse-90961596 | Laterals | 14274 | 0.76345 | 34 | 5 | 239220.94 | 0 | 78375.557 | 89124.2817 | 107047.105 | -160845.383 | -150096.6583 | -132173.835 | 0.32763 | 0.37256 | 0.44748 | 0.35309
14894 | Lateral Hardening | Lateral Hardening-Fuse-90061740 | Laterals | 13299 | 0.41894 | 17 | 12 | 226309.88 | 0 | 74342.9788 | 84176.1899 | 100418.7074 | -151966.9012 | -142133.6901 | -125891.1726 | 0.3285 | 0.37195 | 0.44372 | 0.35306
2770 | Lateral Hardening | Lateral Hardening-Fuse-10422961 | Laterals | 13827 | 0.40473 | 28 | 52 | 682515.68 | 0 | 227722.063 | 251203.0247 | 289115.9451 | -454793.617 | -431312.6553 | -393399.7349 | 0.33365 | 0.36805 | 0.4236 | 0.35297
9112 | Lateral Hardening | Lateral Hardening-Fuse-91581669 | Laterals | 13592 | 0.3339 | 32 | 73 | 426985.88 | 0 | 141800.5383 | 158468.1136 | 180866.3766 | -285185.3417 | -268517.7664 | -246119.5034 | 0.3321 | 0.37113 | 0.42359 | 0.35296
4596 | Lateral Hardening | Lateral Hardening-Fuse-10705854 | Laterals | 13268 | 0.38712 | 20 | 7 | 224174.24 | 0 | 74517.5259 | 82924.6037 | 95043.2436 | -149656.7141 | -141249.6363 | -129130.9964 | 0.33241 | 0.36991 | 0.42397 | 0.35282
15869 | Lateral Hardening | Lateral Hardening-Fuse-91647409 | Laterals | 13027 | 0.21496 | 18 | 22 | 287284.55 | 0 | 95543.6188 | 105981.5222 | 121984.9625 | -191740.9312 | -181303.0278 | -165299.5875 | 0.33257 | 0.36891 | 0.42461 | 0.35268
18536 | Lateral Hardening | Lateral Hardening-Fuse-10705927 | Laterals | 13268 | 0.067803 | 7 | 2 | 101890.1 | 0 | 33521.8584 | 37822.1519 | 44674.6703 | -68368.2416 | -64067.9481 | -57215.4297 | 0.329 | 0.37121 | 0.43846 | 0.35261
4803 | Lateral Hardening | Lateral Hardening-Fuse-91453910 | Laterals | 13909 | 0.30511 | 14 | 11 | 229657.5 | 0 | 76921.6423 | 84305.323 | 95240.9639 | -152735.8577 | -145352.177 | -134416.5361 | 0.33494 | 0.36709 | 0.41471 | 0.35256
19430 | Lateral Hardening | Lateral Hardening-Fuse-10759989 | Laterals | 13813 | 0.10739 | 5 | 1 | 57306.51 | 0 | 18757.6245 | 21276.0276 | 25659.2574 | -38548.8855 | -36030.4824 | -31647.2526 | 0.32732 | 0.37127 | 0.44775 | 0.35255
1054 | Lateral Hardening | Lateral Hardening-Fuse-91158776 | Laterals | 13069 | 0.093561 | 11 | 5 | 197848.9 | 0 | 64821.1109 | 73837.8969 | 86674.7426 | -133027.7891 | -124011.0031 | -111174.1574 | 0.32763 | 0.3732 | 0.43809 | 0.35235
18388 | Lateral Hardening | Lateral Hardening-Fuse-60144143 | Laterals | 13939 | 0.36856 | 23 | 34 | 366251.47 | 0 | 121820.2649 | 134796.881 | 154519.9117 | -244431.2051 | -231454.589 | -211731.5583 | 0.33261 | 0.36804 | 0.4219 | 0.35217
14664 | Lateral Hardening | Lateral Hardening-Fuse-10240475 | Laterals | 13530 | 0.38826 | 27 | 67 | 551720.51 | 0 | 183453.8927 | 202976.5517 | 232607.4863 | -368266.6173 | -348743.9583 | -319113.0237 | 0.33251 | 0.3679 | 0.4216 | 0.35204
13410 | Lateral Hardening | Lateral Hardening-Fuse-90068953 | Laterals | 13072 | 0.048864 | 6 | 11 | 123387.42 | 0 | 40462.7125 | 45924.3049 | 53810.7978 | -82924.7075 | -77463.1151 | -69576.6222 | 0.32793 | 0.3722 | 0.43611 | 0.35203
8527 | Lateral Hardening | Lateral Hardening-Fuse-92015782 | Laterals | 13772 | 0.1803 | 10 | 21 | 110730.98 | 0 | 36224.7387 | 41104.4859 | 49141.5246 | -74506.2413 | -69626.4941 | -61589.4554 | 0.32714 | 0.37121 | 0.44379 | 0.35203
16643 | Lateral Hardening | Lateral Hardening-Fuse-10087599 | Laterals | 13389 | 0.15455 | 8 | 4 | 64647.09 | 0 | 21318.0793 | 23879.6766 | 27998.9 | -43329.0107 | -40767.4134 | -36648.19 | 0.32976 | 0.36939 | 0.4331 | 0.35198
109 | Lateral Hardening | Lateral Hardening-Fuse-92410978 | Laterals | 13899 | 0.44735 | 35 | 48 | 395870.63 | 0 | 131152.5623 | 146185.0554 | 167546.7573 | -264718.0677 | -249685.5746 | -228323.8727 | 0.3313 | 0.36927 | 0.42324 | 0.35189
17576 | Lateral Hardening | Lateral Hardening-Fuse-10762884 | Laterals | 13815 | 0.13466 | 6 | 7 | 119745 | 0 | 39803.8458 | 44048.1618 | 50387.4265 | -79941.1542 | -75696.8382 | -69357.5735 | 0.33241 | 0.36785 | 0.42079 | 0.35188
3528 | Lateral Hardening | Lateral Hardening-Fuse-10569624 | Laterals | 13372 | 0.17273 | 12 | 20 | 181858.74 | 0 | 59685.1395 | 67391.5591 | 79300.3662 | -122173.6005 | -114467.1809 | -102558.3738 | 0.3282 | 0.37057 | 0.43605 | 0.35169
9248 | Lateral Hardening | Lateral Hardening-Fuse-10635146 | Laterals | 13242 | 0.14754 | 8 | 6 | 75854.71 | 0 | 25085.7164 | 27957.9248 | 32362.662 | -50768.9936 | -47896.7852 | -43492.048 | 0.33071 | 0.36857 | 0.42664 | 0.35166
17992 | Lateral Hardening | Lateral Hardening-Fuse-92741009 | Laterals | 13815 | 0.18087 | 11 |  | 50000 | 0 | 15712.9897 | 18838.4868 | 24920.6035 | -34287.0103 | -31161.5132 | -25079.3965 | 0.31426 | 0.37677 | 0.49841 | 0.35143
17570 | Lateral Hardening | Lateral Hardening-Fuse-10163222 | Laterals | 13091 | 0.063826 | 8 | 5 | 154903.91 | 0 | 50727.4384 | 57478.7268 | 67536.2057 | -104176.4716 | -97425.1832 | -87367.7043 | 0.32748 | 0.37106 | 0.43599 | 0.3514
4282 | Lateral Hardening | Lateral Hardening-Fuse-10762913 | Laterals | 13815 | 0.23201 | 10 | 1 | 63224.75 | 0 | 20690.4247 | 23404.5995 | 27794.8909 | -42534.3253 | -39820.1505 | -35429.8591 | 0.32725 | 0.37018 | 0.43962 | 0.35137
17800 | Lateral Hardening | Lateral Hardening-Fuse-10420580 | Laterals | 13825 | 0.11174 | 9 | 1 | 234844.39 | 0 | 76861.48 | 87204.6504 | 102097.5156 | -157982.91 | -147639.7396 | -132746.8744 | 0.32729 | 0.37133 | 0.43475 | 0.35125
14236 | Lateral Hardening | Lateral Hardening-Fuse-91142869 | Laterals | 13786 | 0.27576 | 14 | 4 | 159694.55 | 0 | 52928.7462 | 58638.2419 | 67303.2336 | -106765.8038 | -101056.3081 | -92391.3164 | 0.33144 | 0.36719 | 0.42145 | 0.35116
16992 | Lateral Hardening | Lateral Hardening-Fuse-92547917 | Laterals | 13146 | 0.44527 | 20 | 10 | 225076.42 | 0 | 74373.5691 | 82753.8348 | 95731.7319 | -150702.8509 | -142322.5852 | -129344.6881 | 0.33044 | 0.36767 | 0.42533 | 0.3511
3251 | Lateral Hardening | Lateral Hardening-Fuse-90433583 | Laterals | 13670 | 0.21515 | 23 | 0 | 264355 | 0 | 87167.4059 | 97285.3014 | 113198.681 | -177187.5941 | -167069.6986 | -151156.319 | 0.32974 | 0.36801 | 0.42821 | 0.35107
14876 | Lateral Hardening | Lateral Hardening-Fuse-92614625 | Laterals | 13303 | 0.15492 | 12 |  | 146231.11 | 0 | 48086.6096 | 53840.0888 | 63165.4754 | -98144.5004 | -92391.0212 | -83065.6346 | 0.32884 | 0.36818 | 0.43196 | 0.35096
19389 | Lateral Hardening | Lateral Hardening-Fuse-92005029 | Laterals | 13468 | 0.39943 | 28 | 79 | 546011.1 | 0 | 179977.6401 | 201608.6259 | 231535.6191 | -366033.4599 | -344402.4741 | -314475.4809 | 0.32962 | 0.36924 | 0.42405 | 0.35095
9344 | Lateral Hardening | Lateral Hardening-Fuse-10141689 | Laterals | 13122 | 0.1 | 9 | 0 | 50000 | 0 | 15690.564 | 18811.6004 | 24885.0366 | -34309.436 | -31188.3996 | -25114.9634 | 0.31381 | 0.37623 | 0.4977 | 0.35093
8933 | Lateral Hardening | Lateral Hardening-Fuse-10705817 | Laterals | 13983 | 0.24242 | 13 | 12 | 234907.56 | 0 | 76756.0395 | 86755.6809 | 103422.371 | -158151.5205 | -148151.8791 | -131485.189 | 0.32675 | 0.36932 | 0.44027 | 0.35087
13512 | Lateral Hardening | Lateral Hardening-Fuse-90533311 | Laterals | 13097 | 0.17386 | 10 | 4 | 114634.5 | 0 | 37971.8708 | 42038.9172 | 48241.8946 | -76662.6292 | -72595.5828 | -66392.6054 | 0.33124 | 0.36672 | 0.42083 | 0.35085
14714 | Lateral Hardening | Lateral Hardening-Fuse-10625680 | Laterals | 13011 | 0.73409 | 40 | 51 | 605837.49 | 0 | 201486.9046 | 220915.26 | 253523.5081 | -404350.5854 | -384922.23 | -352313.9819 | 0.33258 | 0.36464 | 0.41847 | 0.35079
18687 | Lateral Hardening | Lateral Hardening-Fuse-92199776 | Laterals | 13147 | 0.20038 | 13 | 10 | 172571.35 | 0 | 57207.6339 | 63250.4681 | 72347.0022 | -115363.7161 | -109320.8819 | -100224.3478 | 0.3315 | 0.36652 | 0.41923 | 0.35078
6064 | Lateral Hardening | Lateral Hardening-Fuse-60143389 | Laterals | 13512 | 0.38182 | 30 | 61 | 559045.35 | 0 | 184785.2905 | 205432.7011 | 235441.6486 | -374260.0595 | -353612.6489 | -323603.7014 | 0.33054 | 0.36747 | 0.42115 | 0.35068
2090 | Lateral Hardening | Lateral Hardening-Fuse-10650339 | Laterals | 13391 | 0.29659 | 12 | 6 | 173215.95 | 0 | 57427.5793 | 63270.9126 | 73031.6584 | -115788.3707 | -109945.0374 | -100184.2916 | 0.33154 | 0.36527 | 0.42162 | 0.35067
13500 | Lateral Hardening | Lateral Hardening-Fuse-90916286 | Laterals | 13400 | 0.23788 | 21 | 4 | 399437.35 | 0 | 130155.4033 | 148201.6763 | 174873.7728 | -269281.9467 | -251235.6737 | -224563.5772 | 0.32585 | 0.37103 | 0.4378 | 0.3506
9388 | Lateral Hardening | Lateral Hardening-Fuse-10795731 | Laterals | 13695 | 0.45189 | 24 | 36 | 365317.07 | 0 | 121124.6137 | 133668.3767 | 152936.0493 | -244192.4563 | -231648.6933 | -212381.0207 | 0.33156 | 0.3659 | 0.41864 | 0.35057
4514 | Lateral Hardening | Lateral Hardening-Fuse-90849589 | Laterals | 13786 | 0.31383 | 15 | 0 | 70024.43 | 0 | 21946.7966 | 26312.2707 | 34807.3426 | -48077.6334 | -43712.1593 | -35217.0874 | 0.31342 | 0.37576 | 0.49707 | 0.35048
12549 | Lateral Hardening | Lateral Hardening-Fuse-10363973 | Laterals | 13096 | 0.21913 | 12 | 5 | 118396.36 | 0 | 39072.9562 | 43451.0368 | 50164.694 | -79323.4038 | -74945.3232 | -68231.666 | 0.33002 | 0.367 | 0.4237 | 0.35048
15849 | Lateral Hardening | Lateral Hardening-Fuse-91693795 | Laterals | 14274 | 0.4892 | 27 | 10 | 378312.57 | 0 | 122970.8224 | 139773.2476 | 168687.3813 | -255341.7476 | -238539.3224 | -209625.1887 | 0.32505 | 0.36946 | 0.44589 | 0.35046
16658 | Lateral Hardening | Lateral Hardening-Fuse-10422960 | Laterals | 13827 | 0.20625 | 17 | 26 | 297128.58 | 0 | 98277.831 | 108815.2685 | 124955.0711 | -198850.749 | -188313.3115 | -172173.5089 | 0.33076 | 0.36622 | 0.42054 | 0.35038
17857 | Lateral Hardening | Lateral Hardening-Fuse-91781851 | Laterals | 13577 | 0.30114 | 23 | 36 | 446230.11 | 0 | 147731.7428 | 163495.9596 | 186485.0194 | -298498.3672 | -282734.1504 | -259745.0906 | 0.33107 | 0.36639 | 0.41791 | 0.35035
6238 | Lateral Hardening | Lateral Hardening-Fuse-60014516 | Laterals | 13655 | 0.27045 | 15 | 13 | 122153.22 | 0 | 39877.8942 | 45142.4039 | 53219.0846 | -82275.3258 | -77010.8161 | -68934.1354 | 0.32646 | 0.36956 | 0.43567 | 0.35031
8315 | Lateral Hardening | Lateral Hardening-Fuse-10025079 | Laterals | 13294 | 0.18333 | 17 | 92 | 311471.27 | 0 | 101049.0514 | 115347.5537 | 136663.3074 | -210422.2186 | -196123.7163 | -174807.9626 | 0.32442 | 0.37033 | 0.43877 | 0.34963
15472 | Lateral Hardening | Lateral Hardening-Fuse-92629861 | Laterals | 13303 | 1.0326 | 38 | 2 | 263252.25 | 0 | 86515.609 | 96409.5231 | 111883.2599 | -176736.641 | -166842.7269 | -151368.9901 | 0.32864 | 0.36622 | 0.425 | 0.34955
16766 | Lateral Hardening | Lateral Hardening-Fuse-91021014 | Laterals | 14050 | 0.57367 | 27 | 0 | 166170.65 | 0 | 51941.2496 | 62272.9705 | 82378.1666 | -114229.4004 | -103897.6795 | -83792.4834 | 0.31258 | 0.37475 | 0.49574 | 0.34955
12086 | Lateral Hardening | Lateral Hardening-Fuse-10671320 | Laterals | 13724 | 0.048864 | 1 | 4 | 50000 | 0 | 16277.3859 | 18519.3142 | 21483.0802 | -33722.6141 | -31480.6858 | -28516.9198 | 0.32555 | 0.37039 | 0.42966 | 0.34941
24 | Lateral Hardening | Lateral Hardening-Fuse-10629066 | Laterals | 13787 | 0.12879 | 8 | 2 | 107467.06 | 0 | 35234.1822 | 39388.399 | 45818.2036 | -72232.8778 | -68078.661 | -61648.8564 | 0.32786 | 0.36652 | 0.42635 | 0.34931
4258 | Lateral Hardening | Lateral Hardening-Fuse-93017876 | Laterals | 13531 | 0.13542 | 13 | 0 | 93546.38 | 0 | 30123.2225 | 34568.7511 | 42302.4771 | -63423.1575 | -58977.6289 | -51243.9029 | 0.32201 | 0.36954 | 0.45221 | 0.34929
1558 | Lateral Hardening | Lateral Hardening-Fuse-10686257 | Laterals | 13808 | 0.14773 | 9 | 2 | 60659.13 | 0 | 19666.2406 | 22312.6278 | 26766.1372 | -40992.8894 | -38346.5022 | -33892.9928 | 0.32421 | 0.36784 | 0.44125 | 0.349
12922 | Lateral Hardening | Lateral Hardening-Fuse-10003906 | Laterals | 13156 | 0.21932 | 20 | 20 | 270704.64 | 0 | 88189.5312 | 99387.4476 | 117337.2563 | -182515.1088 | -171317.1924 | -153367.3837 | 0.32578 | 0.36714 | 0.43345 | 0.34895
8029 | Lateral Hardening | Lateral Hardening-Fuse-92285404 | Laterals | 13039 | 0.15625 | 10 | 11 | 185641.29 | 0 | 61091.7658 | 67847.7627 | 77599.4544 | -124549.5242 | -117793.5273 | -108041.8356 | 0.32909 | 0.36548 | 0.41801 | 0.3489
18045 | Lateral Hardening | Lateral Hardening-Fuse-10704150 | Laterals | 13962 | 0.23598 | 17 | 18 | 234685.04 | 0 | 77328.6066 | 85400.9506 | 97924.5525 | -157356.4334 | -149284.0894 | -136760.4875 | 0.3295 | 0.3639 | 0.41726 | 0.34859
4184 | Lateral Hardening | Lateral Hardening-Fuse-90057779 | Laterals | 13461 | 0.35985 | 16 | 5 | 169595.75 | 0 | 55717.186 | 61847.3771 | 71129.0569 | -113878.564 | -107748.3729 | -98466.6931 | 0.32853 | 0.36468 | 0.4194 | 0.34846
3666 | Lateral Hardening | Lateral Hardening-Fuse-93294566 | Laterals | 13213 | 0.089205 | 5 |  | 51865.47 | 0 | 16795.9695 | 19046.5607 | 22692.0654 | -35069.5005 | -32818.9093 | -29173.4046 | 0.32384 | 0.36723 | 0.43752 | 0.34822
1685 | Lateral Hardening | Lateral Hardening-Fuse-10590638 | Laterals | 13579 | 0.25 | 16 | 5 | 200988.48 | 0 | 66106.224 | 72948.3874 | 84228.4553 | -134882.256 | -128040.0926 | -116760.0247 | 0.32891 | 0.36295 | 0.41907 | 0.34813
14569 | Lateral Hardening | Lateral Hardening-Fuse-91359516 | Laterals | 13254 | 0.93996 | 40 | 0 | 327420.38 | 0 | 107250.9125 | 119260.3733 | 138529.6421 | -220169.4675 | -208160.0067 | -188890.7379 | 0.32756 | 0.36424 | 0.42309 | 0.34812
11269 | Lateral Hardening | Lateral Hardening-Fuse-10705900 | Laterals | 13268 | 0.058144 | 4 | 3 | 60565.43 | 0 | 19693.6956 | 22214.6507 | 25985.9096 | -40871.7344 | -38350.7793 | -34579.5204 | 0.32516 | 0.36679 | 0.42906 | 0.34804
13636 | Lateral Hardening | Lateral Hardening-Fuse-10483771 | Laterals | 14012 | 0.039773 | 4 | 2 | 51687.33 | 0 | 16781.1535 | 18948.582 | 22255.3004 | -34906.1765 | -32738.748 | -29432.0296 | 0.32467 | 0.3666 | 0.43058 | 0.34784
17502 | Lateral Hardening | Lateral Hardening-Fuse-60210213 | Laterals | 14024 | 0.09678 | 7 | 4 | 50000 | 0 | 16006.7125 | 18396.0137 | 22619.9686 | -33993.2875 | -31603.9863 | -27380.0314 | 0.32013 | 0.36792 | 0.4524 | 0.3477
8651 | Lateral Hardening | Lateral Hardening-Fuse-10556701 | Laterals | 13298 | 0.2536 | 15 | 2 | 153414.29 | 0 | 50220.0907 | 55798.2158 | 64534.6348 | -103194.1993 | -97616.0742 | -88879.6552 | 0.32735 | 0.36371 | 0.42066 | 0.34759
4275 | Lateral Hardening | Lateral Hardening-Fuse-60172102 | Laterals | 13311 | 0.053598 | 4 | 13 | 135570.92 | 0 | 43915.9747 | 49815.3682 | 58276.469 | -91654.9453 | -85755.5518 | -77294.451 | 0.32393 | 0.36745 | 0.42986 | 0.34758
785 | Lateral Hardening | Lateral Hardening-Fuse-92681787 | Laterals | 13805 | 0.35076 | 13 | 2 | 161488.91 | 0 | 53007.4369 | 58490.6436 | 67734.2985 | -108481.4731 | -102998.2664 | -93754.6115 | 0.32824 | 0.3622 | 0.41944 | 0.34755
16638 | Lateral Hardening | Lateral Hardening-Fuse-91189327 | Laterals | 13007 | 0.65511 | 22 | 0 | 296422.82 | 0 | 97041.9789 | 107628.8331 | 124294.3015 | -199380.8411 | -188793.9869 | -172128.5185 | 0.32738 | 0.36309 | 0.41931 | 0.34729
4856 | Lateral Hardening | Lateral Hardening-Fuse-10467583 | Laterals | 13934 | 0.18333 | 21 | 0 | 50000 | 0 | 15523.1805 | 18610.9224 | 24619.5685 | -34476.8195 | -31389.0776 | -25380.4315 | 0.31046 | 0.37222 | 0.49239 | 0.34718
7062 | Lateral Hardening | Lateral Hardening-Fuse-91699325 | Laterals | 14274 | 0.31629 | 15 | 16 | 162045.55 | 0 | 53004.164 | 58891.1914 | 67734.5412 | -109041.386 | -103154.3586 | -94311.0088 | 0.32709 | 0.36342 | 0.418 | 0.34708
19094 | Lateral Hardening | Lateral Hardening-Fuse-10913210 | Laterals | 13706 | 0.11742 | 7 | 3 | 58140.73 | 0 | 18599.6885 | 21331.3991 | 26126.5773 | -39541.0415 | -36809.3309 | -32014.1527 | 0.31991 | 0.36689 | 0.44937 | 0.34695
14956 | Lateral Hardening | Lateral Hardening-Fuse-90731194 | Laterals | 13462 | 0.35019 | 26 | 37 | 339209.51 | 0 | 111216.2289 | 123029.2165 | 139860.8006 | -227993.2811 | -216180.2935 | -199348.7094 | 0.32787 | 0.36269 | 0.41231 | 0.34676
16372 | Lateral Hardening | Lateral Hardening-Fuse-10100700 | Laterals | 13048 | 0.09697 | 11 | 7 | 232547.29 | 0 | 75059.0042 | 85361.2064 | 99939.8661 | -157488.2858 | -147186.0836 | -132607.4239 | 0.32277 | 0.36707 | 0.42976 | 0.34676
16051 | Lateral Hardening | Lateral Hardening-Fuse-10895267 | Laterals | 13003 | 0.64811 | 35 | 16 | 433426.96 | 0 | 141839.7704 | 156819.8613 | 181321.3273 | -291587.1896 | -276607.0987 | -252105.6327 | 0.32725 | 0.36181 | 0.41834 | 0.34673
8944 | Lateral Hardening | Lateral Hardening-Fuse-10368968 | Laterals | 13097 | 0.10076 | 8 | 2 | 52316.93 | 0 | 16879.8817 | 19094.8992 | 22814.9444 | -35437.0483 | -33222.0308 | -29501.9856 | 0.32265 | 0.36499 | 0.43609 | 0.34669
17224 | Lateral Hardening | Lateral Hardening-Fuse-60130964 | Laterals | 13022 | 0.52803 | 45 | 3 | 664712.4 | 0 | 213580.9196 | 244004.2142 | 290667.9876 | -451131.4804 | -420708.1858 | -374044.4124 | 0.32131 | 0.36708 | 0.43728 | 0.34664
6675 | Lateral Hardening | Lateral Hardening-Fuse-10704144 | Laterals | 13962 | 0.20947 | 12 | 3 | 145308.19 | 0 | 46989.8689 | 52909.3306 | 62730.8638 | -98318.3211 | -92398.8594 | -82577.3262 | 0.32338 | 0.36412 | 0.43171 | 0.34643
2226 | Lateral Hardening | Lateral Hardening-Fuse-91458582 | Laterals | 13106 | 0.037311 | 6 | 9 | 147229.21 | 0 | 47508.931 | 53945.3778 | 63154.6023 | -99720.279 | -93283.8322 | -84074.6077 | 0.32269 | 0.3664 | 0.42895 | 0.34643
18264 | Lateral Hardening | Lateral Hardening-Fuse-92439806 | Laterals | 13630 | 0.064015 | 7 | 10 | 128576.62 | 0 | 41520.6059 | 47000.8641 | 55210.6351 | -87056.0141 | -81575.7559 | -73365.9849 | 0.32293 | 0.36555 | 0.4294 | 0.34636
6969 | Lateral Hardening | Lateral Hardening-Fuse-91474494 | Laterals | 14306 | 0.62841 | 26 | 5 | 390898.83 | 0 | 125623.9697 | 142570.0829 | 172291.6049 | -265274.8603 | -248328.7471 | -218607.2251 | 0.32137 | 0.36472 | 0.44076 | 0.34632
18293 | Lateral Hardening | Lateral Hardening-Fuse-92208760 | Laterals | 13231 | 0.1214 | 12 | 22 | 93841.27 | 0 | 29504.505 | 34551.2314 | 44247.389 | -64336.765 | -59290.0386 | -49593.881 | 0.31441 | 0.36819 | 0.47151 | 0.34625
14901 | Lateral Hardening | Lateral Hardening-Fuse-60180241 | Laterals | 13148 | 0.13883 | 6 | 3 | 63849.35 | 0 | 20611.2265 | 23238.056 | 27691.2288 | -43238.1235 | -40611.294 | -36158.1212 | 0.32281 | 0.36395 | 0.4337 | 0.34624
18914 | Lateral Hardening | Lateral Hardening-Fuse-10637208 | Laterals | 13699 | 0.47973 | 37 | 64 | 556475.42 | 0 | 182213.7975 | 201119.5196 | 229181.4253 | -374261.6225 | -355355.9004 | -327293.9947 | 0.32744 | 0.36142 | 0.41184 | 0.34608
16967 | Lateral Hardening | Lateral Hardening-Fuse-90458617 | Laterals | 13188 | 0.20246 | 17 | 21 | 272725.1 | 0 | 88884.9482 | 98867.5751 | 113837.7845 | -183840.1518 | -173857.5249 | -158887.3155 | 0.32591 | 0.36252 | 0.41741 | 0.34604
18007 | Lateral Hardening | Lateral Hardening-Fuse-93033163 | Laterals | 13579 | 0.13826 | 10 | 14 | 119535.38 | 0 | 38833.9552 | 43482.5806 | 50027.3401 | -80701.4248 | -76052.7994 | -69508.0399 | 0.32487 | 0.36376 | 0.41851 | 0.3459
13874 | Lateral Hardening | Lateral Hardening-Fuse-10802866 | Laterals | 13133 | 0.086742 | 9 | 15 | 79170.85 | 0 | 24837.0901 | 29130.189 | 37435.6955 | -54333.7599 | -50040.661 | -41735.1545 | 0.31372 | 0.36794 | 0.47285 | 0.3459
9055 | Lateral Hardening | Lateral Hardening-Fuse-92909196 | Laterals | 13159 | 0.093939 | 12 | 7 | 75330.29 | 0 | 24094.733 | 27511.0995 | 33445.2806 | -51235.557 | -47819.1905 | -41885.0094 | 0.31985 | 0.36521 | 0.44398 | 0.34587
14764 | Lateral Hardening | Lateral Hardening-Fuse-10240473 | Laterals | 13530 | 0.37481 | 29 | 64 | 610774.9 | 0 | 199293.9548 | 220899.6486 | 252642.8146 | -411480.9452 | -389875.2514 | -358132.0854 | 0.3263 | 0.36167 | 0.41364 | 0.34564
4215 | Lateral Hardening | Lateral Hardening-Fuse-60345378 | Laterals | 13864 | 0.076326 | 13 | 2 | 238358.4 | 0 | 76624.2421 | 87120.0824 | 102639.9631 | -161734.1579 | -151238.3176 | -135718.4369 | 0.32147 | 0.3655 | 0.43061 | 0.34559
17733 | Lateral Hardening | Lateral Hardening-Fuse-90867507 | Laterals | 13100 | 0.23996 | 18 | 9 | 131409.08 | 0 | 42387.9355 | 47787.6876 | 56327.4763 | -89021.1445 | -83621.3924 | -75081.6037 | 0.32256 | 0.36366 | 0.42864 | 0.3455
10957 | Lateral Hardening | Lateral Hardening-Fuse-93297675 | Laterals | 13808 | 0.19773 | 8 | 1 | 64814.49 | 0 | 20505.4307 | 23682.3206 | 29832.1727 | -44309.0593 | -41132.1694 | -34982.3173 | 0.31637 | 0.36539 | 0.46027 | 0.34547
76 | Lateral Hardening | Lateral Hardening-Fuse-10158917 | Laterals | 13164 | 0.26155 | 30 | 45 | 540097.51 | 0 | 175849.1576 | 195157.9513 | 224978.3021 | -364248.3524 | -344939.5587 | -315119.2079 | 0.32559 | 0.36134 | 0.41655 | 0.34541
12851 | Lateral Hardening | Lateral Hardening-Fuse-10124541 | Laterals | 13063 | 0.10189 | 10 | 21 | 167807.87 | 0 | 54014.9312 | 61116.487 | 72177.3734 | -113792.9388 | -106691.383 | -95630.4966 | 0.32189 | 0.36421 | 0.43012 | 0.3454
14729 | Lateral Hardening | Lateral Hardening-Fuse-10516395 | Laterals | 13799 | 0.23939 | 25 | 33 | 305708.36 | 0 | 99533.9874 | 110623.8988 | 126511.3745 | -206174.3726 | -195084.4612 | -179196.9855 | 0.32558 | 0.36186 | 0.41383 | 0.34529
5501 | Lateral Hardening | Lateral Hardening-Fuse-92585444 | Laterals | 13198 | 0.06572 | 7 | 12 | 89213.71 | 0 | 28580.4605 | 32497.523 | 39050.314 | -60633.2495 | -56716.187 | -50163.396 | 0.32036 | 0.36427 | 0.43772 | 0.34527
679 | Lateral Hardening | Lateral Hardening-Fuse-91451771 | Laterals | 13066 | 0.33561 | 34 | 54 | 425170.78 | 0 | 138361.2872 | 154030.9584 | 175711.02 | -286809.4928 | -271139.8216 | -249459.76 | 0.32543 | 0.36228 | 0.41327 | 0.34527
9317 | Lateral Hardening | Lateral Hardening-Fuse-92429707 | Laterals | 14042 | 0.39678 | 22 | 29 | 379673.48 | 0 | 124333.3308 | 136505.3318 | 155149.3331 | -255340.1492 | -243168.1482 | -224524.1469 | 0.32747 | 0.35953 | 0.40864 | 0.34521
9769 | Lateral Hardening | Lateral Hardening-Fuse-10760010 | Laterals | 13331 | 0.10947 | 8 | 62 | 140927.47 | 0 | 45237.7842 | 51383.1382 | 60880.6188 | -95689.6858 | -89544.3318 | -80046.8512 | 0.321 | 0.36461 | 0.432 | 0.34518
15075 | Lateral Hardening | Lateral Hardening-Fuse-91474484 | Laterals | 14306 | 0.12121 | 6 | 3 | 154710.71 | 0 | 49711.6786 | 56484.9739 | 66285.9888 | -104999.0314 | -98225.7361 | -88424.7212 | 0.32132 | 0.3651 | 0.42845 | 0.34517
592 | Lateral Hardening | Lateral Hardening-Fuse-60189291 | Laterals | 13672 | 0.3233 | 24 | 40 | 441947.88 | 0 | 141660.2724 | 161041.8343 | 191764.6119 | -300287.6076 | -280906.0457 | -250183.2681 | 0.32054 | 0.36439 | 0.43391 | 0.34503
18825 | Lateral Hardening | Lateral Hardening-Fuse-10080962 | Laterals | 14000 | 0.35947 | 23 | 10 | 319657.42 | 0 | 103837.7825 | 115357.8995 | 133563.6851 | -215819.6375 | -204299.5205 | -186093.7349 | 0.32484 | 0.36088 | 0.41783 | 0.34495
1261 | Lateral Hardening | Lateral Hardening-Fuse-60374776 | Laterals | 14099 | 0.12424 | 7 | 2 | 107089.3 | 0 | 34800.2107 | 38669.6416 | 44546.9848 | -72289.0893 | -68419.6584 | -62542.3152 | 0.32496 | 0.3611 | 0.41598 | 0.34491
10832 | Lateral Hardening | Lateral Hardening-Fuse-92165770 | Laterals | 13019 | 0.48106 | 34 | 38 | 465482.35 | 0 | 151714.787 | 167889.9664 | 191424.7199 | -313767.563 | -297592.3836 | -274057.6301 | 0.32593 | 0.36068 | 0.41124 | 0.34489
12824 | Lateral Hardening | Lateral Hardening-Fuse-10612067 | Laterals | 13927 | 0.035227 | 2 | 4 | 55239.57 | 0 | 17750.4835 | 20147.4565 | 23527.1791 | -37489.0865 | -35092.1135 | -31712.3909 | 0.32134 | 0.36473 | 0.42591 | 0.34481
3640 | Lateral Hardening | Lateral Hardening-Fuse-91313609 | Laterals | 13388 | 0.42803 | 17 | 24 | 211345.4 | 0 | 68794.9281 | 76325.8374 | 86982.8811 | -142550.4719 | -135019.5626 | -124362.5189 | 0.32551 | 0.36114 | 0.41157 | 0.34481
11078 | Lateral Hardening | Lateral Hardening-Fuse-93163504 | Laterals | 13188 | 0.34167 | 21 | 34 | 305165.93 | 0 | 98177.391 | 110971.8555 | 130016.3357 | -206988.539 | -194194.0745 | -175149.5943 | 0.32172 | 0.36364 | 0.42605 | 0.34473
10123 | Lateral Hardening | Lateral Hardening-Fuse-60025467 | Laterals | 13236 | 0.21705 | 10 | 0 | 110871.9 | 0 | 35607.5162 | 40217.3597 | 47905.6362 | -75264.3838 | -70654.5403 | -62966.2638 | 0.32116 | 0.36274 | 0.43208 | 0.34472
9651 | Lateral Hardening | Lateral Hardening-Fuse-10087567 | Laterals | 13389 | 0.19451 | 16 | 33 | 290901.23 | 0 | 93142.4057 | 105779.8692 | 125820.7209 | -197758.8243 | -185121.3608 | -165080.5091 | 0.32019 | 0.36363 | 0.43252 | 0.34445
16918 | Lateral Hardening | Lateral Hardening-Fuse-10747884 | Laterals | 13705 | 0.32992 | 17 | 18 | 250352.08 | 0 | 81574.9385 | 89875.2814 | 103205.0826 | -168777.1415 | -160476.7986 | -147146.9974 | 0.32584 | 0.359 | 0.41224 | 0.34443
9260 | Lateral Hardening | Lateral Hardening-Fuse-60589871 | Laterals | 13808 | 0.55777 | 29 | 7 | 386110.3 | 0 | 126567.5554 | 138340.7211 | 155440.7001 | -259542.7446 | -247769.5789 | -230669.5999 | 0.3278 | 0.35829 | 0.40258 | 0.34443
18999 | Lateral Hardening | Lateral Hardening-Fuse-60321299 | Laterals | 13298 | 0.60644 | 26 |  | 94851.41 | 0 | 29196.2402 | 35003.7132 | 46304.8686 | -65655.1698 | -59847.6968 | -48546.5414 | 0.30781 | 0.36904 | 0.48818 | 0.34422
15218 | Lateral Hardening | Lateral Hardening-Fuse-90022611 | Laterals | 13172 | 0.24602 | 20 | 25 | 238736.01 | 0 | 77477.5128 | 86065.0743 | 98577.0287 | -161258.4972 | -152670.9357 | -140158.9813 | 0.32453 | 0.3605 | 0.41291 | 0.34416
6081 | Lateral Hardening | Lateral Hardening-Fuse-60077916 | Laterals | 13153 | 0.13977 | 11 | 4 | 108379.98 | 0 | 34555.7628 | 39395.1075 | 47477.252 | -73824.2172 | -68984.8725 | -60902.728 | 0.31884 | 0.36349 | 0.43806 | 0.34416
5631 | Lateral Hardening | Lateral Hardening-Fuse-10627069 | Laterals | 13147 | 0.16742 | 10 | 5 | 66226.09 | 0 | 20756.7396 | 24212.8481 | 30740.0061 | -45469.3504 | -42013.2419 | -35486.0839 | 0.31342 | 0.36561 | 0.46417 | 0.34415
8277 | Lateral Hardening | Lateral Hardening-Fuse-10145633 | Laterals | 13138 | 0.37235 | 31 | 41 | 384994.34 | 0 | 125178.7731 | 138571.893 | 157863.9494 | -259815.5669 | -246422.447 | -227130.3906 | 0.32514 | 0.35993 | 0.41004 | 0.34407
3396 | Lateral Hardening | Lateral Hardening-Fuse-92067955 | Laterals | 13096 | 0.22311 | 12 | 3 | 114796.9 | 0 | 36871.0767 | 41425.4514 | 49360.1631 | -77925.8233 | -73371.4486 | -65436.7369 | 0.32119 | 0.36086 | 0.42998 | 0.34397
6917 | Lateral Hardening | Lateral Hardening-Fuse-90896817 | Laterals | 13096 | 0.18845 | 15 | 3 | 164458.77 | 0 | 53180.4333 | 59292.5283 | 68677.4113 | -111278.3367 | -105166.2417 | -95781.3587 | 0.32337 | 0.36053 | 0.4176 | 0.34394
3617 | Lateral Hardening | Lateral Hardening-Fuse-90907225 | Laterals | 13278 | 0.30189 | 31 | 41 | 398789.06 | 0 | 129605.4398 | 143425.3019 | 163543.5256 | -269183.6202 | -255363.7581 | -235245.5344 | 0.325 | 0.35965 | 0.4101 | 0.3439
3526 | Lateral Hardening | Lateral Hardening-Fuse-90406657 | Laterals | 13652 | 0.58542 | 32 | 67 | 507325.7 | 0 | 164920.2472 | 182325.725 | 207884.1182 | -342405.4528 | -324999.975 | -299441.5818 | 0.32508 | 0.35939 | 0.40976 | 0.34384
14525 | Lateral Hardening | Lateral Hardening-Fuse-60614690 | Laterals | 13470 | 0.077462 | 9 | 12 | 177567.41 | 0 | 56924.4202 | 64385.9322 | 75771.906 | -120642.9898 | -113181.4778 | -101795.504 | 0.32058 | 0.3626 | 0.42672 | 0.3438
16147 | Lateral Hardening | Lateral Hardening-Fuse-92773889 | Laterals | 13659 | 0.050947 | 5 | 1 | 52984.75 | 0 | 16970.3784 | 19281.3184 | 22489.9598 | -36014.3716 | -33703.4316 | -30494.7902 | 0.32029 | 0.3639 | 0.42446 | 0.34379
9518 | Lateral Hardening | Lateral Hardening-Fuse-90542653 | Laterals | 14022 | 0.11705 | 8 | 0 | 58109.25 | 0 | 18311.8882 | 21137.4819 | 26452.2328 | -39797.3618 | -36971.7681 | -31657.0172 | 0.31513 | 0.36375 | 0.45522 | 0.34372
543 | Lateral Hardening | Lateral Hardening-Fuse-92957687 | Laterals | 13687 | 0.12159 | 7 | 2 | 102938.94 | 0 | 33320.9932 | 37001.3524 | 42866.4853 | -69617.9468 | -65937.5876 | -60072.4547 | 0.3237 | 0.35945 | 0.41643 | 0.3437
7483 | Lateral Hardening | Lateral Hardening-Fuse-10662331 | Laterals | 13470 | 0.38731 | 23 | 8 | 355135.86 | 0 | 113233.6931 | 128740.2706 | 154746.7174 | -241902.1669 | -226395.5894 | -200389.1426 | 0.31885 | 0.36251 | 0.43574 | 0.34363
737 | Lateral Hardening | Lateral Hardening-Fuse-60021945 | Laterals | 13303 | 0.090152 | 5 | 4 | 158997.46 | 0 | 50945.5581 | 57650.3955 | 67647.5901 | -108051.9019 | -101347.0645 | -91349.8699 | 0.32042 | 0.36259 | 0.42546 | 0.34357
16455 | Lateral Hardening | Lateral Hardening-Fuse-10686240 | Laterals | 13808 | 0.044697 | 5 | 1 | 103391.14 | 0 | 33135.6284 | 37449.389 | 43977.1844 | -70255.5116 | -65941.751 | -59413.9556 | 0.32049 | 0.36221 | 0.42535 | 0.34349
16033 | Lateral Hardening | Lateral Hardening-Fuse-60004601 | Laterals | 13023 | 0.22386 | 22 | 17 | 245976.36 | 0 | 79103.8742 | 88655.7465 | 104225.9689 | -166872.4858 | -157320.6135 | -141750.3911 | 0.32159 | 0.36042 | 0.42372 | 0.34345
18131 | Lateral Hardening | Lateral Hardening-Fuse-90288662 | Laterals | 13147 | 0.76174 | 50 | 29 | 626503.96 | 0 | 202905.0209 | 224725.855 | 258694.0583 | -423598.9391 | -401778.105 | -367809.9017 | 0.32387 | 0.3587 | 0.41292 | 0.34322
18228 | Lateral Hardening | Lateral Hardening-Fuse-91089188 | Laterals | 13505 | 0.30625 | 16 | 17 | 252823.26 | 0 | 81953.7298 | 90511.5796 | 104409.3859 | -170869.5302 | -162311.6804 | -148413.8741 | 0.32415 | 0.358 | 0.41297 | 0.34319
15765 | Lateral Hardening | Lateral Hardening-Fuse-91407176 | Laterals | 14012 | 0.088068 | 6 | 1 | 55701.03 | 0 | 17631.2413 | 20204.4919 | 24740.3353 | -38069.7887 | -35496.5381 | -30960.6947 | 0.31653 | 0.36273 | 0.44416 | 0.34316
2436 | Lateral Hardening | Lateral Hardening-Fuse-10025107 | Laterals | 13373 | 0.04678 | 1 | 4 | 50000 | 0 | 16023.5768 | 18116.0351 | 21060.6441 | -33976.4232 | -31883.9649 | -28939.3559 | 0.32047 | 0.36232 | 0.42121 | 0.3431
12375 | Lateral Hardening | Lateral Hardening-Fuse-92895212 | Laterals | 13854 | 0.38163 | 18 | 34 | 359568.56 | 0 | 116326.2555 | 129079.8981 | 148440.2856 | -243242.3045 | -230488.6619 | -211128.2744 | 0.32352 | 0.35899 | 0.41283 | 0.34309
3213 | Lateral Hardening | Lateral Hardening-Fuse-93247453 | Laterals | 13031 | 0.60682 | 36 | 39 | 558833.79 | 0 | 181091.6151 | 199953.3765 | 229931.7668 | -377742.1749 | -358880.4135 | -328902.0232 | 0.32405 | 0.3578 | 0.41145 | 0.34292
8930 | Lateral Hardening | Lateral Hardening-Fuse-93211141 | Laterals | 13656 | 0.088068 | 7 |  | 51771.03 | 0 | 16297.3283 | 18837.4579 | 23207.5085 | -35473.7017 | -32933.5721 | -28563.5215 | 0.3148 | 0.36386 | 0.44827 | 0.34286
5765 | Lateral Hardening | Lateral Hardening-Fuse-92503912 | Laterals | 13020 | 0.19867 | 13 | 20 | 185237.05 | 0 | 59336.996 | 66911.9741 | 78170.881 | -125900.054 | -118325.0759 | -107066.169 | 0.32033 | 0.36122 | 0.422 | 0.34277
10046 | Lateral Hardening | Lateral Hardening-Fuse-92443929 | Laterals | 13081 | 0.05928 | 8 | 11 | 156406.37 | 0 | 49983.7956 | 56563.1742 | 66470.5361 | -106422.5744 | -99843.1958 | -89935.8339 | 0.31958 | 0.36164 | 0.42499 | 0.34274
6913 | Lateral Hardening | Lateral Hardening-Fuse-92772375 | Laterals | 13065 | 0.26231 | 21 | 142 | 410685.52 | 0 | 131094.6377 | 148726.8593 | 174753.0273 | -279590.8823 | -261958.6607 | -235932.4927 | 0.31921 | 0.36214 | 0.42552 | 0.34272
10098 | Lateral Hardening | Lateral Hardening-Fuse-93217018 | Laterals | 13656 | 0.098295 | 5 | 2 | 60480.99 | 0 | 19193.9236 | 21882.9915 | 26361.744 | -41287.0664 | -38597.9985 | -34119.246 | 0.31735 | 0.36182 | 0.43587 | 0.34254
1384 | Lateral Hardening | Lateral Hardening-Fuse-91919805 | Laterals | 13103 | 0.14167 | 12 | 120 | 210413.27 | 0 | 66020.7081 | 76589.2409 | 94530.679 | -144392.5619 | -133824.0291 | -115882.591 | 0.31377 | 0.36399 | 0.44926 | 0.34238
4851 | Lateral Hardening | Lateral Hardening-Fuse-91404501 | Laterals | 13984 | 0.31515 | 15 | 1 | 206911.72 | 0 | 66806.5993 | 73771.2537 | 85502.3998 | -140105.1207 | -133140.4663 | -121409.3202 | 0.32287 | 0.35653 | 0.41323 | 0.34201
8603 | Lateral Hardening | Lateral Hardening-Fuse-10218977 | Laterals | 13510 | 0.38352 | 29 | 45 | 430983.15 | 0 | 137491.3725 | 155331.4473 | 182426.7016 | -293491.7775 | -275651.7027 | -248556.4484 | 0.31902 | 0.36041 | 0.42328 | 0.34186
2290 | Lateral Hardening | Lateral Hardening-Fuse-92989586 | Laterals | 13624 | 0.24261 | 12 | 6 | 238741.53 | 0 | 76116.4205 | 85848.3793 | 101899.6681 | -162625.1095 | -152893.1507 | -136841.8619 | 0.31882 | 0.35959 | 0.42682 | 0.34185
9904 | Lateral Hardening | Lateral Hardening-Fuse-92329295 | Laterals | 13105 | 0.39621 | 27 | 59 | 414487.58 | 0 | 133914.1365 | 148240.261 | 168402.5558 | -280573.4435 | -266247.319 | -246085.0242 | 0.32308 | 0.35765 | 0.40629 | 0.34177
10972 | Lateral Hardening | Lateral Hardening-Fuse-92147113 | Laterals | 13748 | 0.22595 | 20 | 25 | 378251.09 | 0 | 121941.5768 | 135331.0396 | 154799.334 | -256309.5132 | -242920.0504 | -223451.756 | 0.32238 | 0.35778 | 0.40925 | 0.34169
3261 | Lateral Hardening | Lateral Hardening-Fuse-92635761 | Laterals | 13331 | 0.027841 | 3 | 1 | 76818.78 | 0 | 24500.7857 | 27708.618 | 32345.3949 | -52317.9943 | -49110.162 | -44473.3851 | 0.31894 | 0.3607 | 0.42106 | 0.34168
19682 | Lateral Hardening | Lateral Hardening-Fuse-60015483 | Laterals | 13008 | 0.53239 | 18 |  | 133149 | 0 | 41228.0773 | 48446.6249 | 62151.419 | -91920.9227 | -84702.3751 | -70997.581 | 0.30964 | 0.36385 | 0.46678 | 0.34162
11150 | Lateral Hardening | Lateral Hardening-Fuse-92675931 | Laterals | 13805 | 0.73788 | 35 | 36 | 555062.29 | 0 | 179999.497 | 197348.8018 | 223113.4994 | -375062.793 | -357713.4882 | -331948.7906 | 0.32429 | 0.35554 | 0.40196 | 0.34143
15001 | Lateral Hardening | Lateral Hardening-Fuse-90855350 | Laterals | 13146 | 0.1911 | 11 | 6 | 128365.52 | 0 | 40855.3779 | 46059.1112 | 54899.1402 | -87510.1421 | -82306.4088 | -73466.3798 | 0.31827 | 0.35881 | 0.42768 | 0.34138
4809 | Lateral Hardening | Lateral Hardening-Fuse-90910448 | Laterals | 13723 | 0.27235 | 15 | 9 | 218565.8 | 0 | 70369.3754 | 78137.6981 | 89417.3583 | -148196.4246 | -140428.1019 | -129148.4417 | 0.32196 | 0.3575 | 0.40911 | 0.34134
6321 | Lateral Hardening | Lateral Hardening-Fuse-60059324 | Laterals | 13205 | 0.16345 | 14 | 18 | 213749.41 | 0 | 68700.6514 | 76422.2763 | 88005.0056 | -145048.7586 | -137327.1337 | -125744.4044 | 0.32141 | 0.35753 | 0.41172 | 0.34128
7439 | Lateral Hardening | Lateral Hardening-Fuse-90282787 | Laterals | 13389 | 0.12803 | 10 | 11 | 89953.49 | 0 | 28610.6232 | 32372.3717 | 38185.2088 | -61342.8668 | -57581.1183 | -51768.2812 | 0.31806 | 0.35988 | 0.4245 | 0.34125
14450 | Lateral Hardening | Lateral Hardening-Fuse-91005084 | Laterals | 13787 | 0.30019 | 13 | 4 | 165146.33 | 0 | 53238.4356 | 58738.0845 | 67767.0881 | -111907.8944 | -106408.2455 | -97379.2419 | 0.32237 | 0.35567 | 0.41035 | 0.34116
13764 | Lateral Hardening | Lateral Hardening-Fuse-92684405 | Laterals | 13793 | 0.22917 | 13 | 13 | 194613.83 | 0 | 62600.9003 | 69509.449 | 79697.2508 | -132012.9297 | -125104.381 | -114916.5792 | 0.32167 | 0.35717 | 0.40951 | 0.3411
2862 | Lateral Hardening | Lateral Hardening-Fuse-10758593 | Laterals | 13422 | 0.61496 | 33 | 99 | 857760.89 | 0 | 272485.4193 | 309870.7506 | 361172.6857 | -585275.4707 | -547890.1394 | -496588.2043 | 0.31767 | 0.36126 | 0.42106 | 0.34109
8551 | Lateral Hardening | Lateral Hardening-Fuse-92300708 | Laterals | 13785 | 0.10076 | 5 | 1 | 56755.61 | 0 | 18032.4165 | 20387.3376 | 24209.6218 | -38723.1935 | -36368.2724 | -32545.9882 | 0.31772 | 0.35921 | 0.42656 | 0.34105
5712 | Lateral Hardening | Lateral Hardening-Fuse-92257094 | Laterals | 13231 | 0.059091 | 6 | 10 | 50000 | 0 | 15785.2408 | 18018.1031 | 21739.6005 | -34214.7592 | -31981.8969 | -28260.3995 | 0.3157 | 0.36036 | 0.43479 | 0.34101
10391 | Lateral Hardening | Lateral Hardening-Fuse-92032163 | Laterals | 13591 | 0.21913 | 20 | 33 | 307954.18 | 0 | 99326.1206 | 109681.81 | 124983.176 | -208628.0594 | -198272.37 | -182971.004 | 0.32254 | 0.35616 | 0.40585 | 0.34096
15403 | Lateral Hardening | Lateral Hardening-Fuse-92514293 | Laterals | 13001 | 0.049811 | 5 | 18 | 50000 | 0 | 15868.6102 | 18051.2444 | 21086.5097 | -34131.3898 | -31948.7556 | -28913.4903 | 0.31737 | 0.36102 | 0.42173 | 0.3409
3433 | Lateral Hardening | Lateral Hardening-Fuse-91909498 | Laterals | 13186 | 0.012689 | 3 | 74 | 74462.78 | 0 | 23600.0753 | 26826.6178 | 31709.8063 | -50862.7047 | -47636.1622 | -42752.9737 | 0.31694 | 0.36027 | 0.42585 | 0.34083
1841 | Lateral Hardening | Lateral Hardening-Fuse-91153263 | Laterals | 13786 | 0.1839 | 7 | 2 | 63665.47 | 0 | 20211.1354 | 22789.4141 | 27213.5618 | -43454.3346 | -40876.0559 | -36451.9082 | 0.31746 | 0.35796 | 0.42745 | 0.34061
16092 | Lateral Hardening | Lateral Hardening-Fuse-60001609 | Laterals | 13023 | 0.050379 | 4 | 124 | 50000 | 0 | 15775.0895 | 18072.4042 | 21419.8966 | -34224.9105 | -31927.5958 | -28580.1034 | 0.3155 | 0.36145 | 0.4284 | 0.34058
13356 | Lateral Hardening | Lateral Hardening-Fuse-92821560 | Laterals | 13278 | 0.43636 | 33 | 51 | 402104.46 | 0 | 128926.4459 | 143604.8129 | 164790.7442 | -273178.0141 | -258499.6471 | -237313.7158 | 0.32063 | 0.35713 | 0.40982 | 0.3405
7639 | Lateral Hardening | Lateral Hardening-Fuse-10055032 | Laterals | 13419 | 0.076515 | 7 | 15 | 109252.21 | 0 | 34656.0192 | 39336.6555 | 45989.4155 | -74596.1908 | -69915.5545 | -63262.7945 | 0.31721 | 0.36005 | 0.42095 | 0.34044
13330 | Lateral Hardening | Lateral Hardening-Fuse-10455403 | Laterals | 13495 | 0.12121 | 11 | 0 | 91337.63 | 0 | 28833.8635 | 32780.7109 | 39561.0477 | -62503.7665 | -58556.9191 | -51776.5823 | 0.31568 | 0.3589 | 0.43313 | 0.34039
13383 | Lateral Hardening | Lateral Hardening-Fuse-60081251 | Laterals | 13082 | 0.11723 | 16 | 28 | 390424.64 | 0 | 123357.7574 | 140261.1017 | 167801.1919 | -267066.8826 | -250163.5383 | -222623.4481 | 0.31596 | 0.35925 | 0.42979 | 0.34033
14789 | Lateral Hardening | Lateral Hardening-Fuse-91431731 | Laterals | 13911 | 0.093182 | 8 | 13 | 87057.33 | 0 | 27646.4189 | 31283.5082 | 36527.9259 | -59410.9111 | -55773.8218 | -50529.4041 | 0.31757 | 0.35934 | 0.41958 | 0.3403
1964 | Lateral Hardening | Lateral Hardening-Fuse-10686087 | Laterals | 13808 | 0.11591 | 5 | 2 | 61944.81 | 0 | 19661.7764 | 22165.7869 | 26182.3493 | -42283.0336 | -39779.0231 | -35762.4607 | 0.31741 | 0.35783 | 0.42267 | 0.34006
14379 | Lateral Hardening | Lateral Hardening-Fuse-60035501 | Laterals | 13159 | 0.1786 | 16 | 38 | 330200.54 | 0 | 105908.2065 | 117554.0391 | 134578.2422 | -224292.3335 | -212646.5009 | -195622.2978 | 0.32074 | 0.35601 | 0.40757 | 0.34
15730 | Lateral Hardening | Lateral Hardening-Fuse-91752181 | Laterals | 13787 | 0.15492 | 10 | 5 | 104691.82 | 0 | 33579.295 | 37279.807 | 42600.6768 | -71112.525 | -67412.013 | -62091.1432 | 0.32074 | 0.35609 | 0.40692 | 0.33997
5862 | Lateral Hardening | Lateral Hardening-Fuse-10802856 | Laterals | 13133 | 0.17045 | 14 | 27 | 226121.79 | 0 | 71618.5542 | 81012.1477 | 95296.8061 | -154503.2358 | -145109.6423 | -130824.9839 | 0.31673 | 0.35827 | 0.42144 | 0.33966
5138 | Lateral Hardening | Lateral Hardening-Fuse-90232181 | Laterals | 13153 | 0.22216 | 22 | 29 | 394705.92 | 0 | 126382.5192 | 140266.614 | 161453.5481 | -268323.4008 | -254439.306 | -233252.3719 | 0.32019 | 0.35537 | 0.40905 | 0.33963
13425 | Lateral Hardening | Lateral Hardening-Fuse-92018979 | Laterals | 13911 | 0.23049 | 19 | 30 | 273528.58 | 0 | 87858.6103 | 97039.0996 | 110680.8295 | -185669.9697 | -176489.4804 | -162847.7505 | 0.3212 | 0.35477 | 0.40464 | 0.33962
5081 | Lateral Hardening | Lateral Hardening-Fuse-10129802 | Laterals | 13423 | 0.50455 | 28 | 4 | 186568.47 | 0 | 58181.5042 | 67141.232 | 83034.8168 | -128386.9658 | -119427.238 | -103533.6532 | 0.31185 | 0.35987 | 0.44506 | 0.33958
3246 | Lateral Hardening | Lateral Hardening-Fuse-93299169 | Laterals | 13808 | 0.15133 | 8 | 3 | 113270.12 | 0 | 36233.9855 | 40225.9503 | 46513.2757 | -77036.1345 | -73044.1697 | -66756.8443 | 0.31989 | 0.35513 | 0.41064 | 0.33954
6290 | Lateral Hardening | Lateral Hardening-Fuse-60087359 | Laterals | 13164 | 0.22462 | 24 | 25 | 389992.02 | 0 | 124798.3635 | 138548.0598 | 159483.0793 | -265193.6565 | -251443.9602 | -230508.9407 | 0.32 | 0.35526 | 0.40894 | 0.33947
17586 | Lateral Hardening | Lateral Hardening-Fuse-60311936 | Laterals | 13298 | 0.31496 | 8 | 3 | 122939.48 | 0 | 39302.5132 | 43641.16 | 50561.0107 | -83636.9668 | -79298.32 | -72378.4693 | 0.31969 | 0.35498 | 0.41127 | 0.33943
16579 | Lateral Hardening | Lateral Hardening-Fuse-92969103 | Laterals | 13898 | 0.32311 | 12 | 0 | 106123.97 | 0 | 33091.0312 | 38184.8276 | 46987.3944 | -73032.9388 | -67939.1424 | -59136.5756 | 0.31181 | 0.35981 | 0.44276 | 0.33931
17603 | Lateral Hardening | Lateral Hardening-Fuse-10286116 | Laterals | 13194 | 0.089394 | 6 | 3 | 107614.46 | 0 | 34036.2359 | 38409.8413 | 45329.2549 | -73578.2241 | -69204.6187 | -62285.2051 | 0.31628 | 0.35692 | 0.42122 | 0.33897
10961 | Lateral Hardening | Lateral Hardening-Fuse-91648118 | Laterals | 13046 | 0.15019 | 14 | 25 | 108275.77 | 0 | 33737.1304 | 38888.9556 | 47903.3104 | -74538.6396 | -69386.8144 | -60372.4596 | 0.31159 | 0.35917 | 0.44242 | 0.33894
18643 | Lateral Hardening | Lateral Hardening-Fuse-91041013 | Laterals | 13964 | 0.14924 | 15 | 2 | 394608.69 | 0 | 124358.5321 | 141637.8314 | 166427.4624 | -270250.1579 | -252970.8586 | -228181.2276 | 0.31514 | 0.35893 | 0.42175 | 0.33894
19601 | Lateral Hardening | Lateral Hardening-Fuse-91379564 | Laterals | 13807 | 0.19602 | 10 | 5 | 152559.33 | 0 | 48800.2219 | 54000.65 | 62228.3197 | -103759.1081 | -98558.68 | -90331.0103 | 0.31988 | 0.35396 | 0.4079 | 0.33891
16845 | Lateral Hardening | Lateral Hardening-Fuse-90873696 | Laterals | 13631 | 0.20133 | 16 | 30 | 292789.34 | 0 | 93136.8319 | 104239.5644 | 120651.8338 | -199652.5081 | -188549.7756 | -172137.5062 | 0.3181 | 0.35602 | 0.41208 | 0.33888
9345 | Lateral Hardening | Lateral Hardening-Fuse-10396298 | Laterals | 13590 | 0.2303 | 20 | 40 | 332462.84 | 0 | 104522.4038 | 118939.9031 | 142500.1751 | -227940.4362 | -213522.9369 | -189962.6649 | 0.31439 | 0.35775 | 0.42862 | 0.33882
17767 | Lateral Hardening | Lateral Hardening-Fuse-92832171 | Laterals | 13807 | 0.36705 | 16 | 7 | 218575.8 | 0 | 69993.1522 | 77185.8626 | 88926.8081 | -148582.6478 | -141389.9374 | -129648.9919 | 0.32022 | 0.35313 | 0.40685 | 0.33876
7084 | Lateral Hardening | Lateral Hardening-Fuse-60312472 | Laterals | 13147 | 0.23333 | 11 | 8 | 123506.86 | 0 | 39308.0936 | 43867.3197 | 50766.5259 | -84198.7664 | -79639.5403 | -72740.3341 | 0.31827 | 0.35518 | 0.41104 | 0.33862
13284 | Lateral Hardening | Lateral Hardening-Fuse-10596847 | Laterals | 13770 | 0.064015 | 5 | 2 | 57632.05 | 0 | 18170.3884 | 20524.7358 | 24533.509 | -39461.6616 | -37107.3142 | -33098.541 | 0.31528 | 0.35613 | 0.42569 | 0.33858
13706 | Lateral Hardening | Lateral Hardening-Fuse-10236641 | Laterals | 13511 | 0.30057 | 25 | 38 | 410403.45 | 0 | 130174.8704 | 146076.271 | 170031.5099 | -280228.5796 | -264327.179 | -240371.9401 | 0.31719 | 0.35593 | 0.4143 | 0.33852
3622 | Lateral Hardening | Lateral Hardening-Fuse-92827024 | Laterals | 13159 | 0.16515 | 17 | 11 | 136981.78 | 0 | 43285.5053 | 48762.5622 | 57585.6511 | -93696.2747 | -88219.2178 | -79396.1289 | 0.31599 | 0.35598 | 0.42039 | 0.33843
13871 | Lateral Hardening | Lateral Hardening-Fuse-90106377 | Laterals | 14024 | 0.069318 | 6 | 14 | 50000 | 0 | 15470.777 | 17975.0082 | 22393.1374 | -34529.223 | -32024.9918 | -27606.8626 | 0.30942 | 0.3595 | 0.44786 | 0.33829
9607 | Lateral Hardening | Lateral Hardening-Fuse-10025085 | Laterals | 13373 | 0.19962 | 21 | 30 | 282752.96 | 0 | 90377.9402 | 100032.6325 | 113768.5858 | -192375.0198 | -182720.3275 | -168984.3742 | 0.31964 | 0.35378 | 0.40236 | 0.33815
12323 | Lateral Hardening | Lateral Hardening-Fuse-10089378 | Laterals | 13278 | 0.20852 | 23 | 25 | 255982.74 | 0 | 81470.06 | 90800.7476 | 104377.0744 | -174512.68 | -165181.9924 | -151605.6656 | 0.31826 | 0.35471 | 0.40775 | 0.33815
17494 | Lateral Hardening | Lateral Hardening-Fuse-92024517 | Laterals | 13201 | 0.2608 | 28 | 57 | 525900.12 | 0 | 165757.3559 | 187741.0065 | 220463.7026 | -360142.7641 | -338159.1135 | -305436.4174 | 0.31519 | 0.35699 | 0.41921 | 0.33813
14702 | Lateral Hardening | Lateral Hardening-Fuse-92015693 | Laterals | 13772 | 0.25985 | 16 | 4 | 197876.96 | 0 | 62198.8943 | 70513.8603 | 84276.81 | -135678.0657 | -127363.0997 | -113600.15 | 0.31433 | 0.35635 | 0.42591 | 0.33809
5373 | Lateral Hardening | Lateral Hardening-Fuse-90257534 | Laterals | 13136 | 0.17178 | 15 | 26 | 226231.97 | 0 | 71293.8457 | 80675.6847 | 94907.5431 | -154938.1243 | -145556.2853 | -131324.4269 | 0.31514 | 0.35661 | 0.41951 | 0.33801
3831 | Lateral Hardening | Lateral Hardening-Fuse-10170006 | Laterals | 13030 | 1.5902 | 86 | 0 | 1322338.33 | 0 | 425600.2163 | 462849.371 | 526010.8645 | -896738.1137 | -859488.959 | -796327.4655 | 0.32185 | 0.35002 | 0.39779 | 0.3379
10936 | Lateral Hardening | Lateral Hardening-Fuse-10650459 | Laterals | 13391 | 0.28485 | 10 | 6 | 168818.75 | 0 | 53864.6079 | 59482.3125 | 68794.0583 | -114954.1421 | -109336.4375 | -100024.6917 | 0.31907 | 0.35234 | 0.4075 | 0.33789
19348 | Lateral Hardening | Lateral Hardening-Fuse-90522191 | Laterals | 13206 | 0.11534 | 11 | 25 | 161584.44 | 0 | 50821.6586 | 57629.2992 | 68126.4971 | -110762.7814 | -103955.1408 | -93457.9429 | 0.31452 | 0.35665 | 0.42162 | 0.33787
17666 | Lateral Hardening | Lateral Hardening-Fuse-10274764 | Laterals | 14274 | 0.35019 | 23 | 28 | 291336.26 | 0 | 92934.2922 | 103049.9183 | 117472.4024 | -198401.9678 | -188286.3417 | -173863.8576 | 0.31899 | 0.35371 | 0.40322 | 0.33783
16646 | Lateral Hardening | Lateral Hardening-Fuse-10596853 | Laterals | 13770 | 0.29886 | 11 | 4 | 120584.22 | 0 | 38499.0264 | 42518.325 | 48813.7955 | -82085.1936 | -78065.895 | -71770.4245 | 0.31927 | 0.3526 | 0.40481 | 0.33782
14918 | Lateral Hardening | Lateral Hardening-Fuse-10762870 | Laterals | 13815 | 0.22159 | 8 | 2 | 70727.73 | 0 | 21918.6865 | 25315.2066 | 31472.1055 | -48809.0435 | -45412.5234 | -39255.6245 | 0.3099 | 0.35792 | 0.44498 | 0.33782
19412 | Lateral Hardening | Lateral Hardening-Fuse-60193629 | Laterals | 13391 | 0.069129 | 2 | 3 | 58057.03 | 0 | 18308.2587 | 20675.4874 | 24155.9554 | -39748.7713 | -37381.5426 | -33901.0746 | 0.31535 | 0.35612 | 0.41607 | 0.33765
5465 | Lateral Hardening | Lateral Hardening-Fuse-92095742 | Laterals | 13961 | 0.28731 | 14 | 33 | 147296.84 | 0 | 46245.3296 | 52551.7699 | 62112.3812 | -101051.5104 | -94745.0701 | -85184.4588 | 0.31396 | 0.35677 | 0.42168 | 0.33758
18092 | Lateral Hardening | Lateral Hardening-Fuse-10025093 | Laterals | 13373 | 0.15455 | 14 | 26 | 211483.59 | 0 | 67387.88 | 74764.8149 | 85053.5225 | -144095.71 | -136718.7751 | -126430.0675 | 0.31864 | 0.35353 | 0.40218 | 0.33746
5918 | Lateral Hardening | Lateral Hardening-Fuse-93444023 | Laterals | 13112 | 0.12367 | 12 | 38 | 237954.01 | 0 | 74498.7357 | 84741.7306 | 101556.5158 | -163455.2743 | -153212.2794 | -136397.4942 | 0.31308 | 0.35613 | 0.42679 | 0.33737
8774 | Lateral Hardening | Lateral Hardening-Fuse-91565805 | Laterals | 13695 | 0.022159 | 2 | 185 | 50000 | 0 | 15495.6042 | 17902.431 | 21982.4425 | -34504.3958 | -32097.569 | -28017.5575 | 0.30991 | 0.35805 | 0.43965 | 0.33733
18935 | Lateral Hardening | Lateral Hardening-Fuse-60001550 | Laterals | 13023 | 0.10189 | 10 | 11 | 64201.37 | 0 | 19819.8418 | 22996.4534 | 28632.4179 | -44381.5282 | -41204.9166 | -35568.9521 | 0.30871 | 0.35819 | 0.44598 | 0.33728
16696 | Lateral Hardening | Lateral Hardening-Fuse-93339490 | Laterals | 13330 | 0.2411 | 10 | 6 | 169112.81 | 0 | 53790.3646 | 59699.6672 | 68473.5741 | -115322.4454 | -109413.1428 | -100639.2359 | 0.31807 | 0.35302 | 0.4049 | 0.33724
8669 | Lateral Hardening | Lateral Hardening-Fuse-10129894 | Laterals | 13006 | 0.076326 | 7 | 1 | 165801.55 | 0 | 52062.6984 | 59091.7818 | 69414.6499 | -113738.8516 | -106709.7682 | -96386.9001 | 0.31401 | 0.3564 | 0.41866 | 0.33719
8880 | Lateral Hardening | Lateral Hardening-Fuse-10745492 | Laterals | 13815 | 0.12784 | 6 | 1 | 59006.43 | 0 | 18363.5276 | 21051.8507 | 25518.1472 | -40642.9024 | -37954.5793 | -33488.2828 | 0.31121 | 0.35677 | 0.43246 | 0.33701
8154 | Lateral Hardening | Lateral Hardening-Fuse-10132253 | Laterals | 13080 | 0.030492 | 4 | 14 | 53557.37 | 0 | 16811.967 | 19073.1735 | 22339.5209 | -36745.403 | -34484.1965 | -31217.8491 | 0.31391 | 0.35613 | 0.41711 | 0.33689
10314 | Lateral Hardening | Lateral Hardening-Fuse-10627089 | Laterals | 13146 | 0.24962 | 19 | 8 | 217185.68 | 0 | 68977.517 | 76598.5637 | 87716.6244 | -148208.163 | -140587.1163 | -129469.0556 | 0.3176 | 0.35269 | 0.40388 | 0.33675
19272 | Lateral Hardening | Lateral Hardening-Fuse-92739684 | Laterals | 14041 | 0.15606 | 10 | 2 | 178719.83 | 0 | 56132.1108 | 63151.8793 | 75285.0461 | -122587.7192 | -115567.9507 | -103434.7839 | 0.31408 | 0.35336 | 0.42125 | 0.33658
8996 | Lateral Hardening | Lateral Hardening-Fuse-92528121 | Laterals | 13011 | 0.48712 | 31 | 245 | 425967.47 | 0 | 132266.5562 | 152218.1757 | 183201.0713 | -293700.9138 | -273749.2943 | -242766.3987 | 0.31051 | 0.35735 | 0.43008 | 0.33652
12849 | Lateral Hardening | Lateral Hardening-Fuse-10055942 | Laterals | 13420 | 0.053788 | 1 | 1 | 50000 | 0 | 15733.0855 | 17711.385 | 20556.5887 | -34266.9145 | -32288.615 | -29443.4113 | 0.31466 | 0.35423 | 0.41113 | 0.33618
9073 | Lateral Hardening | Lateral Hardening-Fuse-92872409 | Laterals | 13460 | 0.049053 | 5 | 21 | 96401.84 | 0 | 30191.9055 | 34213.0766 | 40195.634 | -66209.9345 | -62188.7634 | -56206.206 | 0.31319 | 0.3549 | 0.41696 | 0.33608
17162 | Lateral Hardening | Lateral Hardening-Fuse-10070683 | Laterals | 13657 | 0.12538 | 8 | 4 | 58293.13 | 0 | 18111.7329 | 20678.2324 | 25185.7529 | -40181.3971 | -37614.8976 | -33107.3771 | 0.3107 | 0.35473 | 0.43205 | 0.33604
10778 | Lateral Hardening | Lateral Hardening-Fuse-10712379 | Laterals | 13256 | 0.1983 | 9 | 7 | 157695.57 | 0 | 49272.457 | 56080.4639 | 65900.2129 | -108423.113 | -101615.1061 | -91795.3571 | 0.31245 | 0.35562 | 0.4179 | 0.33595
4361 | Lateral Hardening | Lateral Hardening-Fuse-60044023 | Laterals | 13211 | 0.097538 | 8 | 17 | 83489.35 | 0 | 26077.0351 | 29618.7828 | 35099.1726 | -57412.3149 | -53870.5672 | -48390.1774 | 0.31234 | 0.35476 | 0.4204 | 0.33587
12288 | Lateral Hardening | Lateral Hardening-Fuse-93301251 | Laterals | 13808 | 0.16496 | 10 | 9 | 125176.04 | 0 | 39698.8322 | 43981.2678 | 50276.5355 | -85477.2078 | -81194.7722 | -74899.5045 | 0.31714 | 0.35136 | 0.40165 | 0.33586
16409 | Lateral Hardening | Lateral Hardening-Fuse-10097054 | Laterals | 13461 | 0.083902 | 7 | 1 | 50916.07 | 0 | 15942.4456 | 17997.5588 | 21326.6693 | -34973.6244 | -32918.5112 | -29589.4007 | 0.31311 | 0.35348 | 0.41886 | 0.3358
13328 | Lateral Hardening | Lateral Hardening-Fuse-92852935 | Laterals | 13910 | 0.28655 | 20 | 14 | 303194.12 | 0 | 96989.5524 | 105596.8812 | 119285.5151 | -206204.5676 | -197597.2388 | -183908.6049 | 0.31989 | 0.34828 | 0.39343 | 0.33576
12129 | Lateral Hardening | Lateral Hardening-Fuse-92470401 | Laterals | 13899 | 0.032576 | 5 | 9 | 54510.53 | 0 | 17037.5372 | 19387.3372 | 22613.4954 | -37472.9928 | -35123.1928 | -31897.0346 | 0.31255 | 0.35566 | 0.41485 | 0.33572
8908 | Lateral Hardening | Lateral Hardening-Fuse-10759876 | Laterals | 13813 | 0.36345 | 16 | 15 | 313514.56 | 0 | 97894.0886 | 110905.8696 | 132105.1794 | -215620.4714 | -202608.6904 | -181409.3806 | 0.31225 | 0.35375 | 0.42137 | 0.33561
15724 | Lateral Hardening | Lateral Hardening-Fuse-60543692 | Laterals | 14306 | 0.12917 | 8 | 2 | 107498.54 | 0 | 33771.6582 | 37891.7463 | 44431.5878 | -73726.8818 | -69606.7937 | -63066.9522 | 0.31416 | 0.35249 | 0.41332 | 0.33557
18177 | Lateral Hardening | Lateral Hardening-Fuse-60217230 | Laterals | 14001 | 0.14716 | 10 |  | 99849.25 | 0 | 31238.0232 | 35259.4024 | 41788.4873 | -68611.2268 | -64589.8476 | -58060.7627 | 0.31285 | 0.35313 | 0.41852 | 0.3355
8251 | Lateral Hardening | Lateral Hardening-Fuse-91178676 | Laterals | 13638 | 0.066288 | 5 | 8 | 76962.25 | 0 | 24046.8643 | 27302.5039 | 31999.6938 | -52915.3857 | -49659.7461 | -44962.5562 | 0.31245 | 0.35475 | 0.41578 | 0.33547
17169 | Lateral Hardening | Lateral Hardening-Fuse-10655465 | Laterals | 13188 | 0.10095 | 11 | 27 | 160173.28 | 0 | 49915.1866 | 56722.8689 | 67665.2373 | -110258.0934 | -103450.4111 | -92508.0427 | 0.31163 | 0.35413 | 0.42245 | 0.33546
16387 | Lateral Hardening | Lateral Hardening-Fuse-10686259 | Laterals | 13808 | 0.21098 | 17 | 5 | 157224.11 | 0 | 49649.0229 | 55184.0096 | 63867.8389 | -107575.0871 | -102040.1004 | -93356.2711 | 0.31579 | 0.35099 | 0.40622 | 0.33539
978 | Lateral Hardening | Lateral Hardening-Fuse-93194359 | Laterals | 13911 | 0.14924 | 9 | 6 | 124886.98 | 0 | 39305.6645 | 43996.4928 | 51010.1837 | -85581.3155 | -80890.4872 | -73876.7963 | 0.31473 | 0.35229 | 0.40845 | 0.33537
880 | Lateral Hardening | Lateral Hardening-Fuse-10556647 | Laterals | 13298 | 0.69394 | 25 | 3 | 268123.03 | 0 | 84014.2302 | 94427.7863 | 111754.416 | -184108.7998 | -173695.2437 | -156368.614 | 0.31334 | 0.35218 | 0.4168 | 0.33534
13290 | Lateral Hardening | Lateral Hardening-Fuse-91979622 | Laterals | 13147 | 0.20947 | 12 | 5 | 214866.16 | 0 | 68071.1131 | 75112.8705 | 86653.5433 | -146795.0469 | -139753.2895 | -128212.6167 | 0.31681 | 0.34958 | 0.40329 | 0.33529
16275 | Lateral Hardening | Lateral Hardening-Fuse-92076241 | Laterals | 13043 | 0.32917 | 34 | 28 | 421147.75 | 0 | 133438.7748 | 147563.9233 | 168687.982 | -287708.9752 | -273583.8267 | -252459.768 | 0.31685 | 0.35039 | 0.40054 | 0.33528
8385 | Lateral Hardening | Lateral Hardening-Fuse-91471829 | Laterals | 13102 | 0.21383 | 19 | 38 | 279290.21 | 0 | 88263.6469 | 98169.9352 | 112072.1661 | -191026.5631 | -181120.2748 | -167218.0439 | 0.31603 | 0.3515 | 0.40127 | 0.33519
13939 | Lateral Hardening | Lateral Hardening-Fuse-10317659 | Laterals | 13021 | 0.29451 | 26 | 56 | 370665.2 | 0 | 117129.5658 | 130223.4041 | 148654.6719 | -253535.6342 | -240441.7959 | -222010.5281 | 0.316 | 0.35132 | 0.40105 | 0.3351
4109 | Lateral Hardening | Lateral Hardening-Fuse-10655464 | Laterals | 13188 | 0.13087 | 11 | 13 | 150870.2 | 0 | 47104.4799 | 53301.5646 | 63011.5392 | -103765.7201 | -97568.6354 | -87858.6608 | 0.31222 | 0.35329 | 0.41765 | 0.33508
6148 | Lateral Hardening | Lateral Hardening-Fuse-10757400 | Laterals | 13423 | 0.30473 | 17 | 8 | 271165.31 | 0 | 85548.549 | 95029.7443 | 109985.2733 | -185616.761 | -176135.5657 | -161180.0367 | 0.31548 | 0.35045 | 0.4056 | 0.33499
6291 | Lateral Hardening | Lateral Hardening-Fuse-91156076 | Laterals | 14031 | 0.13598 | 9 | 6 | 55244.57 | 0 | 17088.2464 | 19542.5812 | 23877.5849 | -38156.3236 | -35701.9888 | -31366.9851 | 0.30932 | 0.35375 | 0.43222 | 0.33494
15039 | Lateral Hardening | Lateral Hardening-Fuse-10516411 | Laterals | 13686 | 0.11004 | 7 |  | 53596.87 | 0 | 16471.8002 | 18995.6432 | 23684.0707 | -37125.0698 | -34601.2268 | -29912.7993 | 0.30733 | 0.35442 | 0.44189 | 0.33491
17627 | Lateral Hardening | Lateral Hardening-Fuse-92115626 | Laterals | 13098 | 0.15568 | 11 | 8 | 112614.78 | 0 | 35542.2348 | 39429.1962 | 45437.0904 | -77072.5452 | -73185.5838 | -67177.6896 | 0.31561 | 0.35012 | 0.40347 | 0.33475
15651 | Lateral Hardening | Lateral Hardening-Fuse-10635994 | Laterals | 13388 | 0.30379 | 18 | 8 | 226126 | 0 | 70885.84 | 79360.6769 | 93445.7054 | -155240.16 | -146765.3231 | -132680.2946 | 0.31348 | 0.35096 | 0.41325 | 0.3347
1659 | Lateral Hardening | Lateral Hardening-Fuse-10802876 | Laterals | 13133 | 0.12614 | 11 | 50 | 103316.7 | 0 | 31527.1121 | 36763.0771 | 46335.167 | -71789.5879 | -66553.6229 | -56981.533 | 0.30515 | 0.35583 | 0.44848 | 0.33469
12625 | Lateral Hardening | Lateral Hardening-Fuse-92007505 | Laterals | 13479 | 0.098295 | 6 | 3 | 72687.21 | 0 | 22635.6644 | 25617.0935 | 30551.8434 | -50051.5456 | -47070.1165 | -42135.3666 | 0.31141 | 0.35243 | 0.42032 | 0.33461
4505 | Lateral Hardening | Lateral Hardening-Fuse-90528913 | Laterals | 13201 | 0.22178 | 22 | 41 | 379627.79 | 0 | 117959.744 | 134254.3172 | 159195.4689 | -261668.046 | -245373.4728 | -220432.3211 | 0.31072 | 0.35365 | 0.41935 | 0.33446
7888 | Lateral Hardening | Lateral Hardening-Fuse-10643410 | Laterals | 13390 | 0.075379 | 4 | 1 | 68878.13 | 0 | 21485.9279 | 24244.0308 | 28568.9329 | -47392.2021 | -44634.0992 | -40309.1971 | 0.31194 | 0.35198 | 0.41478 | 0.33424
10645 | Lateral Hardening | Lateral Hardening-Fuse-60589775 | Laterals | 13205 | 0.11553 | 9 | 8 | 129945.26 | 0 | 40630.5946 | 45654.4345 | 53549.6206 | -89314.6654 | -84290.8255 | -76395.6394 | 0.31267 | 0.35134 | 0.41209 | 0.33421
6830 | Lateral Hardening | Lateral Hardening-Fuse-10686166 | Laterals | 13808 | 0.59943 | 19 | 2 | 165698.88 | 0 | 52027.304 | 58029.4755 | 67514.4088 | -113671.576 | -107669.4045 | -98184.4712 | 0.31399 | 0.35021 | 0.40745 | 0.3342
11879 | Lateral Hardening | Lateral Hardening-Fuse-10087610 | Laterals | 13389 | 0.29564 | 20 | 16 | 243573.14 | 0 | 76894.1698 | 85095.5399 | 97347.6166 | -166678.9702 | -158477.6001 | -146225.5234 | 0.31569 | 0.34936 | 0.39966 | 0.33419
8316 | Lateral Hardening | Lateral Hardening-Fuse-92373571 | Laterals | 13146 | 0.20038 | 8 | 2 | 80688.13 | 0 | 25151.8994 | 28318.4254 | 33766.4892 | -55536.2306 | -52369.7046 | -46921.6408 | 0.31172 | 0.35096 | 0.41848 | 0.33417
19727 | Lateral Hardening | Lateral Hardening-Fuse-91728132 | Laterals | 13622 | 0.49205 | 33 | 21 | 492419.13 | 0 | 155926.9011 | 171770.8453 | 194604.3891 | -336492.2289 | -320648.2847 | -297814.7409 | 0.31665 | 0.34883 | 0.3952 | 0.33416
19685 | Lateral Hardening | Lateral Hardening-Fuse-91600145 | Laterals | 14102 | 0.38087 | 24 | 12 | 355484.57 | 0 | 112339.3468 | 124060.3877 | 141546.8223 | -243145.2232 | -231424.1823 | -213937.7477 | 0.31602 | 0.34899 | 0.39818 | 0.33413
12387 | Lateral Hardening | Lateral Hardening-Fuse-93051279 | Laterals | 13233 | 0.081629 | 7 | 2 | 99109.12 | 0 | 30893.7966 | 34799.1307 | 41361.2091 | -68215.3234 | -64309.9893 | -57747.9109 | 0.31171 | 0.35112 | 0.41733 | 0.3341
4085 | Lateral Hardening | Lateral Hardening-Fuse-92481317 | Laterals | 13171 | 0.077083 | 7 |  | 50858.11 | 0 | 15194.0602 | 18216.3362 | 24097.5878 | -35664.0498 | -32641.7738 | -26760.5222 | 0.29875 | 0.35818 | 0.47382 | 0.33409
19093 | Lateral Hardening | Lateral Hardening-Fuse-92909463 | Laterals | 13159 | 0.09375 | 7 | 10 | 87104.55 | 0 | 27295.1701 | 30577.5427 | 35262.1848 | -59809.3799 | -56527.0073 | -51842.3652 | 0.31336 | 0.35104 | 0.40483 | 0.33381
12693 | Lateral Hardening | Lateral Hardening-Fuse-93165369 | Laterals | 13414 | 0.15985 | 12 | 15 | 152261.06 | 0 | 47791.2995 | 53342.4356 | 61451.5831 | -104469.7605 | -98918.6244 | -90809.4769 | 0.31388 | 0.35034 | 0.40359 | 0.33379
263 | Lateral Hardening | Lateral Hardening-Fuse-10603632 | Laterals | 13772 | 0.30379 | 20 | 25 | 319633.21 | 0 | 100848.0321 | 111239.0371 | 127994.44 | -218785.1779 | -208394.1729 | -191638.77 | 0.31551 | 0.34802 | 0.40044 | 0.33376
7979 | Lateral Hardening | Lateral Hardening-Fuse-60149257 | Laterals | 13034 | 0.16061 | 17 | 21 | 148394.02 | 0 | 46096.0257 | 52258.6246 | 61740.5132 | -102297.9943 | -96135.3954 | -86653.5068 | 0.31063 | 0.35216 | 0.41606 | 0.33363
12064 | Lateral Hardening | Lateral Hardening-Fuse-60250295 | Laterals | 13023 | 0.11383 | 12 | 18 | 169103.6 | 0 | 52618.3968 | 59498.3329 | 69908.9271 | -116485.2032 | -109605.2671 | -99194.6729 | 0.31116 | 0.35185 | 0.41341 | 0.33359
13097 | Lateral Hardening | Lateral Hardening-Fuse-92643738 | Laterals | 13118 | 0.16136 | 9 | 1 | 61792.41 | 0 | 18894.9883 | 21833.7511 | 27213.4907 | -42897.4217 | -39958.6589 | -34578.9193 | 0.30578 | 0.35334 | 0.4404 | 0.33351
13491 | Lateral Hardening | Lateral Hardening-Fuse-10595506 | Laterals | 13698 | 0.31288 | 26 | 34 | 417965.38 | 0 | 130666.9698 | 146341.4835 | 170126.1555 | -287298.4102 | -271623.8965 | -247839.2245 | 0.31263 | 0.35013 | 0.40703 | 0.33332
8666 | Lateral Hardening | Lateral Hardening-Fuse-91719147 | Laterals | 13624 | 0.10398 | 6 | 2 | 60953.19 | 0 | 18898.0934 | 21366.6003 | 25538.6777 | -42055.0966 | -39586.5897 | -35414.5123 | 0.31004 | 0.35054 | 0.41899 | 0.33309
7593 | Lateral Hardening | Lateral Hardening-Fuse-90644976 | Laterals | 13325 | 0.25871 | 31 | 0 | 271128.5 | 0 | 82862.6758 | 95532.4736 | 119302.9527 | -188265.8242 | -175596.0264 | -151825.5473 | 0.30562 | 0.35235 | 0.44002 | 0.33308
15014 | Lateral Hardening | Lateral Hardening-Fuse-92690902 | Laterals | 13830 | 0.090341 | 6 | 10 | 71609.91 | 0 | 22207.4659 | 25154.7359 | 29802.8597 | -49402.4441 | -46455.1741 | -41807.0503 | 0.31012 | 0.35127 | 0.41618 | 0.33307
16474 | Lateral Hardening | Lateral Hardening-Fuse-92653902 | Laterals | 13118 | 0.10189 | 6 | 36 | 100248.37 | 0 | 30905.5394 | 35376.7154 | 42293.5661 | -69342.8306 | -64871.6546 | -57954.8039 | 0.30829 | 0.35289 | 0.42189 | 0.33303
16318 | Lateral Hardening | Lateral Hardening-Fuse-90740675 | Laterals | 13373 | 0.27254 | 21 | 35 | 344546.11 | 0 | 108467.9279 | 119841.7022 | 137077.8162 | -236078.1821 | -224704.4078 | -207468.2938 | 0.31481 | 0.34782 | 0.39785 | 0.33302
4302 | Lateral Hardening | Lateral Hardening-Fuse-92083528 | Laterals | 14012 | 1.0966 | 65 | 159 | 718091.03 | 0 | 225729.0625 | 249257.0239 | 289109.6511 | -492361.9675 | -468834.0061 | -428981.3789 | 0.31435 | 0.34711 | 0.40261 | 0.333
8676 | Lateral Hardening | Lateral Hardening-Fuse-10392916 | Laterals | 13522 | 0.1286 | 12 | 24 | 177173.96 | 0 | 54895.3505 | 62238.1096 | 73830.4988 | -122278.6095 | -114935.8504 | -103343.4612 | 0.30984 | 0.35128 | 0.41671 | 0.33296
2505 | Lateral Hardening | Lateral Hardening-Fuse-10129885 | Laterals | 13422 | 0.10189 | 6 | 3 | 64710.05 | 0 | 20080.0612 | 22640.49 | 27018.2377 | -44629.9888 | -42069.56 | -37691.8123 | 0.31031 | 0.34988 | 0.41753 | 0.3329
10347 | Lateral Hardening | Lateral Hardening-Fuse-10671315 | Laterals | 13389 | 0.038826 | 5 | 2 | 83003.85 | 0 | 25788.4022 | 29122.5785 | 34205.3083 | -57215.4478 | -53881.2715 | -48798.5417 | 0.31069 | 0.35086 | 0.41209 | 0.33288
4852 | Lateral Hardening | Lateral Hardening-Fuse-93162535 | Laterals | 13990 | 0.089205 | 7 | 0 | 50000 | 0 | 14996.0702 | 17796.727 | 23059.5746 | -35003.9298 | -32203.273 | -26940.4254 | 0.29992 | 0.35593 | 0.46119 | 0.33285
17688 | Lateral Hardening | Lateral Hardening-Fuse-10163208 | Laterals | 13091 | 0.064394 | 6 | 30 | 203278.1 | 0 | 62982.6789 | 71659.2282 | 83708.03 | -140295.4211 | -131618.8718 | -119570.07 | 0.30984 | 0.35252 | 0.41179 | 0.33284
8415 | Lateral Hardening | Lateral Hardening-Fuse-10572992 | Laterals | 13371 | 0.2483 | 15 | 16 | 208502.25 | 0 | 64949.8651 | 72874.0835 | 85356.7787 | -143552.3849 | -135628.1665 | -123145.4713 | 0.31151 | 0.34951 | 0.40938 | 0.3327
313 | Lateral Hardening | Lateral Hardening-Fuse-10686073 | Laterals | 13808 | 0.22178 | 11 | 4 | 114686.72 | 0 | 35893.7303 | 39927.1391 | 46346.9325 | -78792.9897 | -74759.5809 | -68339.7875 | 0.31297 | 0.34814 | 0.40412 | 0.33264
16053 | Lateral Hardening | Lateral Hardening-Fuse-10762861 | Laterals | 13815 | 0.061932 | 6 | 2 | 53528.91 | 0 | 16449.5918 | 18827.0609 | 22825.9763 | -37079.3182 | -34701.8491 | -30702.9337 | 0.3073 | 0.35172 | 0.42642 | 0.33254
5211 | Lateral Hardening | Lateral Hardening-Fuse-60165401 | Laterals | 13696 | 0.080303 | 6 | 21 | 55055.69 | 0 | 16675.4213 | 19482.1061 | 24581.3638 | -38380.2687 | -35573.5839 | -30474.3262 | 0.30288 | 0.35386 | 0.44648 | 0.33254
4930 | Lateral Hardening | Lateral Hardening-Fuse-60079330 | Laterals | 13136 | 0.17708 | 18 | 26 | 290265.94 | 0 | 90438.2186 | 101492.9628 | 118053.8601 | -199827.7214 | -188772.9772 | -172212.0799 | 0.31157 | 0.34966 | 0.40671 | 0.33251
15904 | Lateral Hardening | Lateral Hardening-Fuse-92442578 | Laterals | 14306 | 0.10833 | 6 |  | 53455.21 | 0 | 16495.7452 | 18728.7517 | 22529.4367 | -36959.4648 | -34726.4583 | -30925.7733 | 0.30859 | 0.35036 | 0.42146 | 0.33241
12872 | Lateral Hardening | Lateral Hardening-Fuse-10637250 | Laterals | 13699 | 0.26837 | 23 | 32 | 320619.83 | 0 | 100754.3593 | 111345.936 | 127180.7108 | -219865.4707 | -209273.894 | -193439.1192 | 0.31425 | 0.34728 | 0.39667 | 0.3324
17770 | Lateral Hardening | Lateral Hardening-Fuse-92619522 | Laterals | 13303 | 0.080303 | 6 | 1 | 55055.69 | 0 | 16990.815 | 19261.7178 | 23230.0937 | -38064.875 | -35793.9722 | -31825.5963 | 0.30861 | 0.34986 | 0.42194 | 0.33232
16988 | Lateral Hardening | Lateral Hardening-Fuse-10676231 | Laterals | 13785 | 0.79792 | 39 | 21 | 630527.66 | 0 | 199437.1713 | 217384.9855 | 245982.9264 | -431090.4887 | -413142.6745 | -384544.7336 | 0.3163 | 0.34477 | 0.39012 | 0.33222
15519 | Lateral Hardening | Lateral Hardening-Fuse-90806019 | Laterals | 13061 | 0.38125 | 33 | 59 | 544151.48 | 0 | 170528.9197 | 188851.9906 | 217524.02 | -373622.5603 | -355299.4894 | -326627.46 | 0.31339 | 0.34706 | 0.39975 | 0.33212
8743 | Lateral Hardening | Lateral Hardening-Fuse-92554732 | Laterals | 13336 | 0.12614 | 9 | 1 | 59061.48 | 0 | 18287.6678 | 20722.6975 | 24247.1771 | -40773.8122 | -38338.7825 | -34814.3029 | 0.30964 | 0.35087 | 0.41054 | 0.3321
19363 | Lateral Hardening | Lateral Hardening-Fuse-60017616 | Laterals | 13029 | 0.095265 | 11 | 16 | 175692.62 | 0 | 54389.5746 | 61378.1072 | 72641.7076 | -121303.0454 | -114314.5128 | -103050.9124 | 0.30957 | 0.34935 | 0.41346 | 0.33189
9983 | Lateral Hardening | Lateral Hardening-Fuse-60065122 | Laterals | 13028 | 0.33125 | 28 | 32 | 356867.04 | 0 | 111787.7189 | 124037.3912 | 141525.7556 | -245079.3211 | -232829.6488 | -215341.2844 | 0.31325 | 0.34757 | 0.39658 | 0.33188
4875 | Lateral Hardening | Lateral Hardening-Fuse-10366517 | Laterals | 13089 | 0.2553 | 27 | 45 | 344977.01 | 0 | 107737.0664 | 120233.4442 | 137649.2718 | -237239.9436 | -224743.5658 | -207327.7382 | 0.3123 | 0.34853 | 0.39901 | 0.33184
19737 | Lateral Hardening | Lateral Hardening-Fuse-91221946 | Laterals | 13187 | 0.19261 | 14 | 10 | 219799.26 | 0 | 68982.0099 | 75976.1612 | 87427.1122 | -150817.2501 | -143823.0988 | -132372.1478 | 0.31384 | 0.34566 | 0.39776 | 0.33178
813 | Lateral Hardening | Lateral Hardening-Fuse-10807548 | Laterals | 13020 | 0.10814 | 6 | 6 | 77019.47 | 0 | 23850.8423 | 26922.9929 | 31653.2831 | -53168.6277 | -50096.4771 | -45366.1869 | 0.30967 | 0.34956 | 0.41098 | 0.33177
2388 | Lateral Hardening | Lateral Hardening-Fuse-10726463 | Laterals | 13648 | 0.64773 | 31 | 32 | 456262.23 | 0 | 143068.8525 | 158075.3372 | 180736.3996 | -313193.3775 | -298186.8928 | -275525.8304 | 0.31357 | 0.34646 | 0.39612 | 0.33169
13929 | Lateral Hardening | Lateral Hardening-Fuse-92234445 | Laterals | 13039 | 0.29962 | 25 | 29 | 375020.18 | 0 | 117641.1786 | 129769.9284 | 148662.5084 | -257379.0014 | -245250.2516 | -226357.6716 | 0.31369 | 0.34603 | 0.39641 | 0.33167
11210 | Lateral Hardening | Lateral Hardening-Fuse-93337149 | Laterals | 13117 | 0.11477 | 6 | 11 | 80991.69 | 0 | 25036.1772 | 28359.5641 | 33276.0422 | -55955.5128 | -52632.1259 | -47715.6478 | 0.30912 | 0.35015 | 0.41086 | 0.3316
14505 | Lateral Hardening | Lateral Hardening-Fuse-10686124 | Laterals | 13808 | 0.073864 | 6 | 38 | 102393.78 | 0 | 31625.88 | 35860.282 | 42173.1313 | -70767.9 | -66533.498 | -60220.6487 | 0.30887 | 0.35022 | 0.41187 | 0.33157
4009 | Lateral Hardening | Lateral Hardening-Fuse-90107066 | Laterals | 13808 | 0.39337 | 13 | 2 | 125017.16 | 0 | 38273.7708 | 43771.4868 | 53477.3514 | -86743.3892 | -81245.6732 | -71539.8086 | 0.30615 | 0.35012 | 0.42776 | 0.3315
9342 | Lateral Hardening | Lateral Hardening-Fuse-91901564 | Laterals | 13832 | 0.27973 | 15 | 41 | 246180.98 | 0 | 76995.037 | 85593.6817 | 97037.0216 | -169185.943 | -160587.2983 | -149143.9584 | 0.31276 | 0.34769 | 0.39417 | 0.33138
19166 | Lateral Hardening | Lateral Hardening-Fuse-90527964 | Laterals | 13622 | 0.54148 | 28 | 29 | 520107.27 | 0 | 164164.3005 | 178808.2393 | 201978.279 | -355942.9695 | -341299.0307 | -318128.991 | 0.31564 | 0.34379 | 0.38834 | 0.33135
14364 | Lateral Hardening | Lateral Hardening-Fuse-92212716 | Laterals | 14111 | 0.089962 | 8 | 3 | 108170.36 | 0 | 33525.7985 | 37609.0735 | 44409.3207 | -74644.5615 | -70561.2865 | -63761.0393 | 0.30994 | 0.34768 | 0.41055 | 0.33132
14690 | Lateral Hardening | Lateral Hardening-Fuse-10681828 | Laterals | 13214 | 0.22614 | 12 | 1 | 258671.31 | 0 | 79985.3359 | 90256.855 | 106335.8346 | -178685.9741 | -168414.455 | -152335.4754 | 0.30922 | 0.34892 | 0.41108 | 0.33132
19656 | Lateral Hardening | Lateral Hardening-Fuse-92912947 | Laterals | 13117 | 0.81837 | 42 | 203 | 494235.41 | 0 | 155592.7973 | 170065.4252 | 193016.3007 | -338642.6127 | -324169.9848 | -301219.1093 | 0.31482 | 0.3441 | 0.39054 | 0.33117
3638 | Lateral Hardening | Lateral Hardening-Fuse-10071944 | Laterals | 13305 | 0.16004 | 11 | 4 | 117924.16 | 0 | 36441.5758 | 41126.7022 | 48481.8956 | -81482.5842 | -76797.4578 | -69442.2644 | 0.30903 | 0.34876 | 0.41113 | 0.33115
1031 | Lateral Hardening | Lateral Hardening-Fuse-10632110 | Laterals | 13311 | 0.13977 | 12 | 16 | 159469.98 | 0 | 49011.067 | 55735.4969 | 66681.6273 | -110458.913 | -103734.4831 | -92788.3527 | 0.30734 | 0.3495 | 0.41815 | 0.33107
6384 | Lateral Hardening | Lateral Hardening-Fuse-10089358 | Laterals | 13278 | 0.19527 | 20 | 28 | 198434.44 | 0 | 61216.7605 | 69323.6243 | 81491.9683 | -137217.6795 | -129110.8157 | -116942.4717 | 0.3085 | 0.34935 | 0.41067 | 0.33097
11811 | Lateral Hardening | Lateral Hardening-Fuse-10392913 | Laterals | 13522 | 1.222 | 111 | 287 | 1316794.99 | 0 | 414503.6168 | 452770.077 | 511723.312 | -902291.3732 | -864024.913 | -805071.678 | 0.31478 | 0.34384 | 0.38861 | 0.33088
9523 | Lateral Hardening | Lateral Hardening-Fuse-91055336 | Laterals | 13860 | 0.14451 | 11 | 2 | 153225.41 | 0 | 47685.4267 | 53053.6759 | 61631.2686 | -105539.9833 | -100171.7341 | -91594.1414 | 0.31121 | 0.34625 | 0.40223 | 0.33082
1674 | Lateral Hardening | Lateral Hardening-Fuse-93211265 | Laterals | 13517 | 0.22803 | 21 | 32 | 318080 | 0 | 98459.1466 | 110614.3561 | 129330.8753 | -219620.8534 | -207465.6439 | -188749.1247 | 0.30954 | 0.34776 | 0.4066 | 0.33071
16208 | Lateral Hardening | Lateral Hardening-Fuse-10895196 | Laterals | 13003 | 0.20057 | 13 | 1 | 153445.77 | 0 | 47646.2115 | 53220.3681 | 61923.0594 | -105799.5585 | -100225.4019 | -91522.7106 | 0.31051 | 0.34684 | 0.40355 | 0.33071
2078 | Lateral Hardening | Lateral Hardening-Fuse-10925152 | Laterals | 13017 | 0.46439 | 29 | 19 | 290259.41 | 0 | 89692.1867 | 100889.038 | 119081.1641 | -200567.2233 | -189370.372 | -171178.2459 | 0.30901 | 0.34758 | 0.41026 | 0.3307
11543 | Lateral Hardening | Lateral Hardening-Fuse-60140445 | Laterals | 14114 | 0.30133 | 20 | 17 | 380822.45 | 0 | 119793.6381 | 130808.5494 | 148110.3024 | -261028.8119 | -250013.9006 | -232712.1476 | 0.31457 | 0.34349 | 0.38892 | 0.33068
11518 | Lateral Hardening | Lateral Hardening-Fuse-91049545 | Laterals | 13963 | 0.032197 | 4 | 4 | 62339.05 | 0 | 19232.7768 | 21760.7379 | 25439.585 | -43106.2732 | -40578.3121 | -36899.465 | 0.30852 | 0.34907 | 0.40808 | 0.33064
16776 | Lateral Hardening | Lateral Hardening-Fuse-10095472 | Laterals | 13786 | 0.09678 | 6 | 1 | 51986.39 | 0 | 16187.7105 | 17957.0115 | 20867.7048 | -35798.6795 | -34029.3785 | -31118.6852 | 0.31138 | 0.34542 | 0.40141 | 0.3306
15365 | Lateral Hardening | Lateral Hardening-Fuse-93363956 | Laterals | 13656 | 0.069508 | 6 |  | 50000 | 0 | 15143.9152 | 17475.7826 | 21954.5225 | -34856.0848 | -32524.2174 | -28045.4775 | 0.30288 | 0.34952 | 0.43909 | 0.33049
4054 | Lateral Hardening | Lateral Hardening-Fuse-60082917 | Laterals | 13091 | 0.032955 | 4 | 8 | 66332.01 | 0 | 20423.2453 | 23197.6196 | 27064.477 | -45908.7647 | -43134.3904 | -39267.533 | 0.30789 | 0.34972 | 0.40802 | 0.33045
14224 | Lateral Hardening | Lateral Hardening-Fuse-92631527 | Laterals | 13303 | 0.20417 | 13 | 2 | 113731.58 | 0 | 34566.3897 | 39846.8478 | 48833.8043 | -79165.1903 | -73884.7322 | -64897.7757 | 0.30393 | 0.35036 | 0.42938 | 0.3304
6391 | Lateral Hardening | Lateral Hardening-Fuse-60188244 | Laterals | 13807 | 0.10227 | 6 | 1 | 56881.53 | 0 | 17273.6668 | 19923.9155 | 24422.4301 | -39607.8632 | -36957.6145 | -32459.0999 | 0.30368 | 0.35027 | 0.42936 | 0.33022
15035 | Lateral Hardening | Lateral Hardening-Fuse-60175616 | Laterals | 13096 | 0.22424 | 15 | 14 | 174045.91 | 0 | 54215.8677 | 60193.524 | 68796.1329 | -119830.0423 | -113852.386 | -105249.7771 | 0.3115 | 0.34585 | 0.39528 | 0.33018
17939 | Lateral Hardening | Lateral Hardening-Fuse-92646218 | Laterals | 13118 | 0.17348 | 14 | 33 | 246549.94 | 0 | 75609.9287 | 86032.681 | 102010.3447 | -170940.0113 | -160517.259 | -144539.5953 | 0.30667 | 0.34895 | 0.41375 | 0.33006
15296 | Lateral Hardening | Lateral Hardening-Fuse-60144460 | Laterals | 13167 | 0.43371 | 37 | 80 | 521210.6 | 0 | 159504.8107 | 181440.5105 | 218161.9093 | -361705.7893 | -339770.0895 | -303048.6907 | 0.30603 | 0.34811 | 0.41857 | 0.32991
16794 | Lateral Hardening | Lateral Hardening-Fuse-92702089 | Laterals | 13299 | 0.041477 | 4 | 1 | 50000 | 0 | 15383.1211 | 17401.0037 | 20416.1916 | -34616.8789 | -32598.9963 | -29583.8084 | 0.30766 | 0.34802 | 0.40832 | 0.32984
5456 | Lateral Hardening | Lateral Hardening-Fuse-10829416 | Laterals | 13687 | 0.36932 | 17 | 4 | 330809.16 | 0 | 101297.4913 | 115183.9362 | 137746.3433 | -229511.6687 | -215625.2238 | -193062.8167 | 0.30621 | 0.34819 | 0.41639 | 0.32982
16833 | Lateral Hardening | Lateral Hardening-Fuse-10608741 | Laterals | 13921 | 0.19167 | 11 | 1 | 64310.81 | 0 | 18990.8445 | 22726.6585 | 29956.1225 | -45319.9655 | -41584.1515 | -34354.6875 | 0.2953 | 0.35339 | 0.4658 | 0.32978
12773 | Lateral Hardening | Lateral Hardening-Fuse-10753436 | Laterals | 13330 | 0.25985 | 11 | 7 | 126219.14 | 0 | 38727.9696 | 43816.103 | 52400.3152 | -87491.1704 | -82403.037 | -73818.8248 | 0.30683 | 0.34714 | 0.41515 | 0.32976
19005 | Lateral Hardening | Lateral Hardening-Fuse-92035923 | Laterals | 13910 | 0.066477 | 5 | 2 | 57836.67 | 0 | 17745.2183 | 20052.2115 | 24049.6181 | -40091.4517 | -37784.4585 | -33787.0519 | 0.30682 | 0.3467 | 0.41582 | 0.32968
1688 | Lateral Hardening | Lateral Hardening-Fuse-10705933 | Laterals | 13268 | 0.33258 | 19 | 5 | 400408.09 | 0 | 125014.6946 | 137455.3607 | 157137.0671 | -275393.3954 | -262952.7293 | -243271.0229 | 0.31222 | 0.34329 | 0.39244 | 0.32956
8746 | Lateral Hardening | Lateral Hardening-Fuse-10797461 | Laterals | 14041 | 0.08125 | 7 | 9 | 166600.89 | 0 | 51197.9781 | 57894.8529 | 68115.5481 | -115402.9119 | -108706.0371 | -98485.3419 | 0.30731 | 0.34751 | 0.40885 | 0.32952
8491 | Lateral Hardening | Lateral Hardening-Fuse-91947686 | Laterals | 13143 | 0.14053 | 17 | 24 | 332188.73 | 0 | 101444.7136 | 115442.2737 | 139329.0418 | -230744.0164 | -216746.4563 | -192859.6882 | 0.30538 | 0.34752 | 0.41943 | 0.32943
2608 | Lateral Hardening | Lateral Hardening-Fuse-92010095 | Laterals | 13309 | 0.054735 | 4 | 1 | 50000 | 0 | 15346.1676 | 17424.6568 | 20351.1892 | -34653.8324 | -32575.3432 | -29648.8108 | 0.30692 | 0.34849 | 0.40702 | 0.3294
15846 | Lateral Hardening | Lateral Hardening-Fuse-92860271 | Laterals | 13460 | 0.05303 | 5 | 2 | 56719.13 | 0 | 17371.6618 | 19648.8302 | 23601.5925 | -39347.4682 | -37070.2998 | -33117.5375 | 0.30628 | 0.34642 | 0.41611 | 0.3293
4791 | Lateral Hardening | Lateral Hardening-Fuse-10075298 | Laterals | 13656 | 0.13125 | 11 | 4 | 106654.32 | 0 | 33075.1343 | 36765.5247 | 42451.6641 | -73579.1857 | -69888.7953 | -64202.6559 | 0.31012 | 0.34472 | 0.39803 | 0.32929
11486 | Lateral Hardening | Lateral Hardening-Fuse-10643484 | Laterals | 13390 | 0.0625 | 2 | 3 | 66737.49 | 0 | 20507.5186 | 23173.9136 | 27115.0957 | -46229.9714 | -43563.5764 | -39622.3943 | 0.30729 | 0.34724 | 0.40629 | 0.32917
18093 | Lateral Hardening | Lateral Hardening-Fuse-10271838 | Laterals | 13621 | 0.72481 | 43 | 17 | 646325.39 | 0 | 202523.9842 | 220815.5748 | 249602.0214 | -443801.4058 | -425509.8152 | -396723.3686 | 0.31335 | 0.34165 | 0.38619 | 0.32912
7966 | Lateral Hardening | Lateral Hardening-Fuse-10402233 | Laterals | 13592 | 0.098674 | 11 | 24 | 198980.29 | 0 | 60963.1317 | 69107.4949 | 81672.8578 | -138017.1583 | -129872.7951 | -117307.4322 | 0.30638 | 0.34731 | 0.41046 | 0.32906
358 | Lateral Hardening | Lateral Hardening-Fuse-92064834 | Laterals | 13547 | 1.1273 | 61 | 0 | 825883.85 | 0 | 256830.8321 | 283137.6136 | 327151.9444 | -569053.0179 | -542746.2364 | -498731.9056 | 0.31098 | 0.34283 | 0.39612 | 0.32905
18952 | Lateral Hardening | Lateral Hardening-Fuse-91732005 | Laterals | 13826 | 0.09678 | 7 | 7 | 51986.39 | 0 | 15882.4468 | 18045.6582 | 21614.385 | -36103.9432 | -33940.7318 | -30372.005 | 0.30551 | 0.34712 | 0.41577 | 0.32902
13632 | Lateral Hardening | Lateral Hardening-Fuse-90586048 | Laterals | 13243 | 0.25492 | 18 | 28 | 319502.29 | 0 | 99436.5839 | 109671.4035 | 125540.2735 | -220065.7061 | -209830.8865 | -193962.0165 | 0.31122 | 0.34326 | 0.39292 | 0.329
14656 | Lateral Hardening | Lateral Hardening-Fuse-10674798 | Laterals | 13412 | 0.068939 | 6 | 8 | 155699.06 | 0 | 47547.589 | 54256.4079 | 64196.7625 | -108151.471 | -101442.6521 | -91502.2975 | 0.30538 | 0.34847 | 0.41231 | 0.329
347 | Lateral Hardening | Lateral Hardening-Fuse-93283693 | Laterals | 13351 | 0.094318 | 9 | 23 | 230771.52 | 0 | 70717.8852 | 80310.4567 | 93890.5774 | -160053.6348 | -150461.0633 | -136880.9426 | 0.30644 | 0.34801 | 0.40686 | 0.32895
17446 | Lateral Hardening | Lateral Hardening-Fuse-91309941 | Laterals | 13786 | 0.16932 | 10 | 4 | 163147.35 | 0 | 50574.7793 | 56122.5154 | 64812.1927 | -112572.5707 | -107024.8346 | -98335.1573 | 0.30999 | 0.344 | 0.39726 | 0.32892
4790 | Lateral Hardening | Lateral Hardening-Fuse-10142236 | Laterals | 13034 | 0.19451 | 16 | 27 | 199084.73 | 0 | 61464.9827 | 68823.3617 | 79548.111 | -137619.7473 | -130261.3683 | -119536.619 | 0.30874 | 0.3457 | 0.39957 | 0.32891
11738 | Lateral Hardening | Lateral Hardening-Fuse-91570377 | Laterals | 13044 | 0.062121 | 6 | 24 | 140717.9 | 0 | 43094.2457 | 48879.1975 | 57562.9254 | -97623.6543 | -91838.7025 | -83154.9746 | 0.30625 | 0.34736 | 0.40907 | 0.32886
16321 | Lateral Hardening | Lateral Hardening-Fuse-10716378 | Laterals | 13959 | 0.1767 | 8 | 3 | 103080.6 | 0 | 31921.0927 | 35467.1433 | 41014.3124 | -71159.5073 | -67613.4567 | -62066.2876 | 0.30967 | 0.34407 | 0.39789 | 0.32881
8107 | Lateral Hardening | Lateral Hardening-Fuse-92679899 | Laterals | 13805 | 0.2053 | 12 | 6 | 129546.02 | 0 | 39559.5099 | 44877.3254 | 53900.6155 | -89986.5101 | -84668.6946 | -75645.4045 | 0.30537 | 0.34642 | 0.41607 | 0.32876
16517 | Lateral Hardening | Lateral Hardening-Fuse-10381757 | Laterals | 13223 | 0.33996 | 25 | 57 | 419641.81 | 0 | 130501.1317 | 144164.4611 | 163810.0741 | -289140.6783 | -275477.3489 | -255831.7359 | 0.31098 | 0.34354 | 0.39036 | 0.32869
14869 | Lateral Hardening | Lateral Hardening-Fuse-10668786 | Laterals | 13723 | 0.093561 | 7 | 1 | 56157.49 | 0 | 17139.9021 | 19456.8209 | 23356.2647 | -39017.5879 | -36700.6691 | -32801.2253 | 0.30521 | 0.34647 | 0.41591 | 0.32866
15652 | Lateral Hardening | Lateral Hardening-Fuse-10476017 | Laterals | 13436 | 0.44091 | 26 | 18 | 364404.15 | 0 | 113094.7695 | 124929.5028 | 143979.8337 | -251309.3805 | -239474.6472 | -220424.3163 | 0.31036 | 0.34283 | 0.39511 | 0.32857
3689 | Lateral Hardening | Lateral Hardening-Fuse-10240477 | Laterals | 13530 | 0.37443 | 26 | 55 | 546641.49 | 0 | 169381.7423 | 187863.5999 | 216222.8815 | -377259.7477 | -358777.8901 | -330418.6085 | 0.30986 | 0.34367 | 0.39555 | 0.32857
15973 | Lateral Hardening | Lateral Hardening-Fuse-91337919 | Laterals | 13462 | 0.35928 | 28 | 37 | 415348.28 | 0 | 129056.6064 | 142314.6751 | 163103.4991 | -286291.6736 | -273033.6049 | -252244.7809 | 0.31072 | 0.34264 | 0.39269 | 0.32849
14207 | Lateral Hardening | Lateral Hardening-Fuse-92531863 | Laterals | 13479 | 0.09072 | 11 | 11 | 95221.39 | 0 | 28634.4238 | 33145.6735 | 41371.5465 | -66586.9662 | -62075.7165 | -53849.8435 | 0.30071 | 0.34809 | 0.43448 | 0.3283
10021 | Lateral Hardening | Lateral Hardening-Fuse-90650140 | Laterals | 13840 | 0.19848 | 11 | 5 | 156693.95 | 0 | 48608.3377 | 53636.0395 | 61864.1209 | -108085.6123 | -103057.9105 | -94829.8291 | 0.31021 | 0.3423 | 0.39481 | 0.3283
1293 | Lateral Hardening | Lateral Hardening-Fuse-60170502 | Laterals | 13204 | 0.47443 | 39 | 48 | 544244.7 | 0 | 168807.5798 | 186685.7738 | 212934.7473 | -375437.1202 | -357558.9262 | -331309.9527 | 0.31017 | 0.34302 | 0.39125 | 0.32813
17639 | Lateral Hardening | Lateral Hardening-Fuse-90826060 | Laterals | 13328 | 0.27273 | 22 | 31 | 340631.85 | 0 | 105660.9381 | 116822.6287 | 133207.9436 | -234970.9119 | -223809.2213 | -207423.9064 | 0.31019 | 0.34296 | 0.39106 | 0.32811
417 | Lateral Hardening | Lateral Hardening-Fuse-93130631 | Laterals | 13796 | 0.083712 | 6 | 4 | 55339.01 | 0 | 16578.545 | 19244.7632 | 24355.0018 | -38760.465 | -36094.2468 | -30984.0082 | 0.29958 | 0.34776 | 0.44011 | 0.32809
4234 | Lateral Hardening | Lateral Hardening-Fuse-93106636 | Laterals | 13041 | 0.21004 | 14 | 18 | 196445.41 | 0 | 60921.5476 | 67365.9197 | 76849.4057 | -135523.8624 | -129079.4903 | -119596.0043 | 0.31012 | 0.34292 | 0.3912 | 0.32807
18246 | Lateral Hardening | Lateral Hardening-Fuse-10629038 | Laterals | 13787 | 0.25455 | 14 | 9 | 168704.31 | 0 | 52300.0669 | 57828.1631 | 66126.6501 | -116404.2431 | -110876.1469 | -102577.6599 | 0.31001 | 0.34278 | 0.39197 | 0.32804
15251 | Lateral Hardening | Lateral Hardening-Fuse-92681100 | Laterals | 13805 | 0.060985 | 4 | 1 | 62555.65 | 0 | 19150.2967 | 21620.1044 | 25385.4566 | -43405.3533 | -40935.5456 | -37170.1934 | 0.30613 | 0.34561 | 0.40581 | 0.32794
9811 | Lateral Hardening | Lateral Hardening-Fuse-92013444 | Laterals | 13268 | 0.22557 | 10 | 7 | 130721.52 | 0 | 40073.119 | 45029.1128 | 53009.9648 | -90648.401 | -85692.4072 | -77711.5552 | 0.30655 | 0.34447 | 0.40552 | 0.32782
10783 | Lateral Hardening | Lateral Hardening-Fuse-93047889 | Laterals | 13813 | 0.69375 | 28 | 53 | 465238.98 | 0 | 141240.7034 | 160993.1934 | 193891.1363 | -323998.2766 | -304245.7866 | -271347.8437 | 0.30359 | 0.34604 | 0.41676 | 0.32764
18699 | Lateral Hardening | Lateral Hardening-Fuse-10162602 | Laterals | 13031 | 0.21117 | 16 | 3 | 340703.15 | 0 | 103814.9185 | 117575.0125 | 140429.4226 | -236888.2315 | -223128.1375 | -200273.7274 | 0.30471 | 0.3451 | 0.41218 | 0.32757
1110 | Lateral Hardening | Lateral Hardening-Fuse-10070691 | Laterals | 13657 | 0.092992 | 7 | 1 | 100053.52 | 0 | 30587.5025 | 34398.139 | 41020.9831 | -69466.0175 | -65655.381 | -59032.5369 | 0.30571 | 0.3438 | 0.40999 | 0.32757
4056 | Lateral Hardening | Lateral Hardening-Fuse-90935854 | Laterals | 13299 | 0.19867 | 13 | 27 | 234801.01 | 0 | 72719.4397 | 80385.3825 | 91412.3041 | -162081.5703 | -154415.6275 | -143388.7059 | 0.30971 | 0.34236 | 0.38932 | 0.32746
5838 | Lateral Hardening | Lateral Hardening-Fuse-10705809 | Laterals | 13268 | 0.18428 | 9 |  | 79119.13 | 0 | 23786.1577 | 27456.7261 | 33993.1369 | -55332.9723 | -51662.4039 | -45125.9931 | 0.30064 | 0.34703 | 0.42964 | 0.32746
5433 | Lateral Hardening | Lateral Hardening-Fuse-10650358 | Laterals | 13391 | 0.073295 | 5 | 2 | 58403.31 | 0 | 17795.6264 | 20116.575 | 24092.7721 | -40607.6836 | -38286.735 | -34310.5379 | 0.3047 | 0.34444 | 0.41252 | 0.32741
5940 | Lateral Hardening | Lateral Hardening-Fuse-91763463 | Laterals | 13442 | 0.025379 | 1 | 29 | 50000 | 0 | 15223.9884 | 17335.2003 | 20237.8198 | -34776.0116 | -32664.7997 | -29762.1802 | 0.30448 | 0.3467 | 0.40476 | 0.32717
13541 | Lateral Hardening | Lateral Hardening-Fuse-92861805 | Laterals | 13460 | 0.34545 | 20 | 12 | 431485.2 | 0 | 133183.155 | 147319.0795 | 170503.8656 | -298302.045 | -284166.1205 | -260981.3344 | 0.30866 | 0.34142 | 0.39516 | 0.32714
3675 | Lateral Hardening | Lateral Hardening-Fuse-10441194 | Laterals | 13946 | 0.23883 | 21 | 42 | 341744.39 | 0 | 105794.7619 | 116727.0796 | 132813.2783 | -235949.6281 | -225017.3104 | -208931.1117 | 0.30957 | 0.34156 | 0.38863 | 0.32708
4371 | Lateral Hardening | Lateral Hardening-Fuse-10371706 | Laterals | 13100 | 0.20341 | 17 | 22 | 219474.51 | 0 | 67690.8367 | 75166.7877 | 86176.1828 | -151783.6733 | -144307.7223 | -133298.3272 | 0.30842 | 0.34249 | 0.39265 | 0.32706
6336 | Lateral Hardening | Lateral Hardening-Fuse-90528055 | Laterals | 13621 | 0.11269 | 8 | 1 | 57747.23 | 0 | 17598.2792 | 19846.5704 | 23578.3689 | -40148.9508 | -37900.6596 | -34168.8611 | 0.30475 | 0.34368 | 0.4083 | 0.32678
17375 | Lateral Hardening | Lateral Hardening-Fuse-10509570 | Laterals | 13128 | 0.2339 | 17 | 21 | 302035.15 | 0 | 93660.612 | 102866.7523 | 116427.5752 | -208374.538 | -199168.3977 | -185607.5748 | 0.3101 | 0.34058 | 0.38548 | 0.32678
5911 | Lateral Hardening | Lateral Hardening-Fuse-90796102 | Laterals | 13098 | 0.13144 | 7 | 4 | 115038.74 | 0 | 35377.3026 | 39355.792 | 45461.7552 | -79661.4374 | -75682.948 | -69576.9848 | 0.30753 | 0.34211 | 0.39519 | 0.32667
7492 | Lateral Hardening | Lateral Hardening-Fuse-92106524 | Laterals | 13512 | 0.82652 | 68 | 310 | 1109933.13 | 0 | 344542.4604 | 375830.2972 | 427347.9071 | -765390.6696 | -734102.8328 | -682585.2229 | 0.31042 | 0.33861 | 0.38502 | 0.32633
2749 | Lateral Hardening | Lateral Hardening-Fuse-91865117 | Laterals | 13948 | 0.051515 | 4 | 3 | 84977 | 0 | 25847.1277 | 29290.3245 | 34345.9721 | -59129.8723 | -55686.6755 | -50631.0279 | 0.30417 | 0.34469 | 0.40418 | 0.32632
7374 | Lateral Hardening | Lateral Hardening-Fuse-10686207 | Laterals | 13808 | 0.19223 | 11 | 3 | 156683.21 | 0 | 48167.7461 | 53535.7224 | 61658.9002 | -108515.4639 | -103147.4876 | -95024.3098 | 0.30742 | 0.34168 | 0.39353 | 0.32631
19258 | Lateral Hardening | Lateral Hardening-Fuse-92443897 | Laterals | 13442 | 0.22367 | 12 | 4 | 74322.19 | 0 | 22433.7148 | 25605.9456 | 31050.2399 | -51888.4752 | -48716.2444 | -43271.9501 | 0.30184 | 0.34453 | 0.41778 | 0.32624
17310 | Lateral Hardening | Lateral Hardening-Fuse-10204418 | Laterals | 13337 | 0.6036 | 41 | 45 | 671597.81 | 0 | 207740.3878 | 227975.239 | 260363.4378 | -463857.4222 | -443622.571 | -411234.3722 | 0.30932 | 0.33945 | 0.38768 | 0.3262
15089 | Lateral Hardening | Lateral Hardening-Fuse-10567744 | Laterals | 13117 | 0.38845 | 30 | 42 | 567651.94 | 0 | 176279.1688 | 191963.45 | 216496.3999 | -391372.7712 | -375688.49 | -351155.5401 | 0.31054 | 0.33817 | 0.38139 | 0.32591
1267 | Lateral Hardening | Lateral Hardening-Fuse-10422959 | Laterals | 13827 | 0.17841 | 15 | 28 | 230204.19 | 0 | 69926.3373 | 79136.265 | 93224.807 | -160277.8527 | -151067.925 | -136979.383 | 0.30376 | 0.34377 | 0.40497 | 0.32588
15653 | Lateral Hardening | Lateral Hardening-Fuse-10160214 | Laterals | 13167 | 0.037879 | 4 | 11 | 71179.93 | 0 | 21612.0904 | 24504.9487 | 28747.7804 | -49567.8396 | -46674.9813 | -42432.1496 | 0.30363 | 0.34427 | 0.40387 | 0.32584
4367 | Lateral Hardening | Lateral Hardening-Fuse-92892108 | Laterals | 13854 | 0.09072 | 9 | 2 | 168039.75 | 0 | 51076.7136 | 57474.2306 | 68508.2497 | -116963.0364 | -110565.5194 | -99531.5003 | 0.30396 | 0.34203 | 0.40769 | 0.32575
3436 | Lateral Hardening | Lateral Hardening-Fuse-10916761 | Laterals | 13805 | 0.092424 | 6 | 1 | 56063.05 | 0 | 16954.3557 | 19220.3045 | 23181.2715 | -39108.6943 | -36842.7455 | -32881.7785 | 0.30242 | 0.34283 | 0.41349 | 0.32565
5446 | Lateral Hardening | Lateral Hardening-Fuse-10372448 | Laterals | 13097 | 0.044318 | 5 | 1 | 50000 | 0 | 15042.6868 | 17233.7786 | 20852.4869 | -34957.3132 | -32766.2214 | -29147.5131 | 0.30085 | 0.34468 | 0.41705 | 0.32562
3141 | Lateral Hardening | Lateral Hardening-Fuse-10925139 | Laterals | 13342 | 0.054167 | 6 | 1 | 50000 | 0 | 14828.2441 | 17254.481 | 21978.56 | -35171.7559 | -32745.519 | -28021.44 | 0.29656 | 0.34509 | 0.43957 | 0.32542
6448 | Lateral Hardening | Lateral Hardening-Fuse-10095502 | Laterals | 13786 | 0.13788 | 7 | 1 | 51471.97 | 0 | 15621.1756 | 17638.0725 | 20809.7245 | -35850.7944 | -33833.8975 | -30662.2455 | 0.30349 | 0.34267 | 0.40429 | 0.32532
14743 | Lateral Hardening | Lateral Hardening-Fuse-10099348 | Laterals | 13963 | 0.19792 | 11 | 7 | 80838.73 | 0 | 24509.4527 | 27714.4439 | 32755.4583 | -56329.2773 | -53124.2861 | -48083.2717 | 0.30319 | 0.34284 | 0.4052 | 0.32528
15462 | Lateral Hardening | Lateral Hardening-Fuse-10075279 | Laterals | 13656 | 0.21439 | 8 | 6 | 166893.47 | 0 | 51276.3007 | 56568.2029 | 65279.6925 | -115617.1693 | -110325.2671 | -101613.7775 | 0.30724 | 0.33895 | 0.39115 | 0.32514
7675 | Lateral Hardening | Lateral Hardening-Fuse-92410202 | Laterals | 13331 | 0.46742 | 20 | 27 | 457341.76 | 0 | 140623.4381 | 154967.943 | 177879.6752 | -316718.3219 | -302373.817 | -279462.0848 | 0.30748 | 0.33884 | 0.38894 | 0.32504
1440 | Lateral Hardening | Lateral Hardening-Fuse-10667326 | Laterals | 13785 | 0.24186 | 12 | 7 | 217557.7 | 0 | 66772.171 | 73657.1921 | 84852.977 | -150785.529 | -143900.5079 | -132704.723 | 0.30692 | 0.33856 | 0.39003 | 0.32472
9809 | Lateral Hardening | Lateral Hardening-Fuse-60018158 | Laterals | 13303 | 0.059659 | 8 | 39 | 222534.6 | 0 | 67155.6936 | 76371.8817 | 90364.1771 | -155378.9064 | -146162.7183 | -132170.4229 | 0.30178 | 0.34319 | 0.40607 | 0.32463
8579 | Lateral Hardening | Lateral Hardening-Fuse-92872359 | Laterals | 13710 | 0.1803 | 10 | 38 | 167990.27 | 0 | 50606.2639 | 57614.9348 | 68670.4253 | -117384.0061 | -110375.3352 | -99319.8447 | 0.30125 | 0.34297 | 0.40878 | 0.32451
3068 | Lateral Hardening | Lateral Hardening-Fuse-60033908 | Laterals | 13134 | 0.2142 | 20 | 17 | 270571.94 | 0 | 81809.7779 | 92407.1378 | 109962.3656 | -188762.1621 | -178164.8022 | -160609.5744 | 0.30236 | 0.34153 | 0.40641 | 0.32451
10763 | Lateral Hardening | Lateral Hardening-Fuse-90595095 | Laterals | 13096 | 0.20057 | 17 | 13 | 232250.34 | 0 | 71066.4943 | 78929.8886 | 90236.9996 | -161183.8457 | -153320.4514 | -142013.3404 | 0.30599 | 0.33985 | 0.38853 | 0.3244
3994 | Lateral Hardening | Lateral Hardening-Fuse-90279599 | Laterals | 13807 | 0.1233 | 7 | 2 | 107010.6 | 0 | 32497.3966 | 36445.1686 | 42769.3006 | -74513.2034 | -70565.4314 | -64241.2994 | 0.30368 | 0.34058 | 0.39967 | 0.32435
8981 | Lateral Hardening | Lateral Hardening-Fuse-92418729 | Laterals | 13377 | 0.086742 | 7 | 10 | 139342.78 | 0 | 42109.3779 | 47566.7619 | 56496.0776 | -97233.4021 | -91776.0181 | -82846.7024 | 0.3022 | 0.34137 | 0.40545 | 0.32427
12535 | Lateral Hardening | Lateral Hardening-Fuse-10918244 | Laterals | 14069 | 0.27803 | 19 | 14 | 262472.57 | 0 | 80314.4469 | 88792.5204 | 102425.875 | -182158.1231 | -173680.0496 | -160046.695 | 0.30599 | 0.33829 | 0.39023 | 0.32411
15863 | Lateral Hardening | Lateral Hardening-Fuse-92125751 | Laterals | 13019 | 0.27216 | 24 | 29 | 273061.38 | 0 | 83121.128 | 92968.9722 | 107307.429 | -189940.252 | -180092.4078 | -165753.951 | 0.3044 | 0.34047 | 0.39298 | 0.32408
12797 | Lateral Hardening | Lateral Hardening-Fuse-92327566 | Laterals | 13495 | 0.3267 | 31 | 47 | 405125.01 | 0 | 121941.154 | 138475.4425 | 164926.8431 | -283183.856 | -266649.5675 | -240198.1669 | 0.301 | 0.34181 | 0.4071 | 0.32385
10448 | Lateral Hardening | Lateral Hardening-Fuse-91508564 | Laterals | 13099 | 0.20227 | 14 | 9 | 221110.68 | 0 | 67533.4001 | 74917.3021 | 85750.1123 | -153577.2799 | -146193.3779 | -135360.5677 | 0.30543 | 0.33882 | 0.38782 | 0.32369
18754 | Lateral Hardening | Lateral Hardening-Fuse-60045012 | Laterals | 13288 | 0.089773 | 12 | 11 | 308394.79 | 0 | 92818.4224 | 105739.9047 | 124088.7146 | -215576.3676 | -202654.8853 | -184306.0754 | 0.30097 | 0.34287 | 0.40237 | 0.32368
19488 | Lateral Hardening | Lateral Hardening-Fuse-91247297 | Laterals | 13679 | 0.11155 | 7 | 3 | 61582.79 | 0 | 18575.8443 | 20950.9328 | 24907.1654 | -43006.9457 | -40631.8572 | -36675.6246 | 0.30164 | 0.34021 | 0.40445 | 0.32349
18465 | Lateral Hardening | Lateral Hardening-Fuse-90300743 | Laterals | 13813 | 0.24773 | 10 | 2 | 112913.1 | 0 | 34443.5702 | 38211.607 | 43910.839 | -78469.5298 | -74701.493 | -69002.261 | 0.30504 | 0.33842 | 0.38889 | 0.32344
7896 | Lateral Hardening | Lateral Hardening-Fuse-92490191 | Laterals | 13020 | 0.20947 | 15 | 14 | 201854.23 | 0 | 60861.996 | 68702.4491 | 81416.3318 | -140992.234 | -133151.7809 | -120437.8982 | 0.30151 | 0.34036 | 0.40334 | 0.32335
16023 | Lateral Hardening | Lateral Hardening-Fuse-92341491 | Laterals | 13785 | 0.19527 | 11 | 4 | 108553.12 | 0 | 32689.1567 | 36933.5914 | 44028.8218 | -75863.9633 | -71619.5286 | -64524.2982 | 0.30114 | 0.34024 | 0.4056 | 0.32331
8638 | Lateral Hardening | Lateral Hardening-Fuse-90751205 | Laterals | 14000 | 0.090152 | 6 | 2 | 50000 | 0 | 14847.3719 | 17126.405 | 21162.4053 | -35152.6281 | -32873.595 | -28837.5947 | 0.29695 | 0.34253 | 0.42325 | 0.32325
10660 | Lateral Hardening | Lateral Hardening-Fuse-93041478 | Laterals | 13813 | 0.11458 | 5 | 2 | 61834.63 | 0 | 18484.6544 | 21119.3246 | 25593.9827 | -43349.9756 | -40715.3054 | -36240.6473 | 0.29894 | 0.34155 | 0.41391 | 0.32322
17240 | Lateral Hardening | Lateral Hardening-Fuse-60201470 | Laterals | 13330 | 0.17519 | 13 | 16 | 150640.2 | 0 | 45770.9067 | 51118.6691 | 58674.7672 | -104869.2933 | -99521.5309 | -91965.4328 | 0.30384 | 0.33934 | 0.3895 | 0.32306
17282 | Lateral Hardening | Lateral Hardening-Fuse-91750868 | Laterals | 13371 | 0.10663 | 11 | 14 | 148346.8 | 0 | 44628.5726 | 50503.027 | 59771.0668 | -103718.2274 | -97843.773 | -88575.7332 | 0.30084 | 0.34044 | 0.40291 | 0.32293
13388 | Lateral Hardening | Lateral Hardening-Fuse-90049984 | Laterals | 13390 | 0.19337 | 8 | 6 | 124115.72 | 0 | 37808.461 | 41983.2276 | 47993.7142 | -86307.259 | -82132.4924 | -76122.0058 | 0.30462 | 0.33826 | 0.38669 | 0.32292
4390 | Lateral Hardening | Lateral Hardening-Fuse-93150997 | Laterals | 13458 | 0.18125 | 11 | 6 | 111318.36 | 0 | 33095.3409 | 38041.9716 | 46768.6729 | -78223.0191 | -73276.3884 | -64549.6871 | 0.2973 | 0.34174 | 0.42013 | 0.32292
12901 | Lateral Hardening | Lateral Hardening-Fuse-92877263 | Laterals | 13460 | 0.48977 | 28 | 12 | 417355.68 | 0 | 127021.2146 | 140672.8972 | 162700.2296 | -290334.4654 | -276682.7828 | -254655.4504 | 0.30435 | 0.33706 | 0.38984 | 0.32271
13475 | Lateral Hardening | Lateral Hardening-Fuse-90244271 | Laterals | 13136 | 0.29034 | 25 | 43 | 493948.84 | 0 | 150364.9031 | 166838.6449 | 190652.5297 | -343583.9369 | -327110.1951 | -303296.3103 | 0.30441 | 0.33777 | 0.38598 | 0.32258
14689 | Lateral Hardening | Lateral Hardening-Fuse-10095552 | Laterals | 13786 | 0.066856 | 5 |  | 50000 | 0 | 14946.6872 | 17005.1043 | 20590.8111 | -35053.3128 | -32994.8957 | -29409.1889 | 0.29893 | 0.3401 | 0.41182 | 0.32257
5153 | Lateral Hardening | Lateral Hardening-Fuse-91475576 | Laterals | 13723 | 0.16667 | 6 | 3 | 106176.38 | 0 | 32337.9678 | 35694.1676 | 41189.8458 | -73838.4122 | -70482.2124 | -64986.5342 | 0.30457 | 0.33618 | 0.38794 | 0.32239
1465 | Lateral Hardening | Lateral Hardening-Fuse-60135425 | Laterals | 13827 | 0.12973 | 12 | 19 | 218807.69 | 0 | 66163.0814 | 74181.8338 | 85803.6565 | -152644.6086 | -144625.8562 | -133004.0335 | 0.30238 | 0.33903 | 0.39214 | 0.32235
18864 | Lateral Hardening | Lateral Hardening-Fuse-92356992 | Laterals | 13431 | 0.13428 | 6 | 1 | 63471.59 | 0 | 19083.5896 | 21508.3501 | 25553.5491 | -44388.0004 | -41963.2399 | -37918.0409 | 0.30066 | 0.33887 | 0.4026 | 0.32232
2698 | Lateral Hardening | Lateral Hardening-Fuse-10544626 | Laterals | 13909 | 0.067803 | 5 | 4 | 65806.85 | 0 | 19761.8949 | 22343.5705 | 26501.8082 | -46044.9551 | -43463.2795 | -39305.0418 | 0.3003 | 0.33953 | 0.40272 | 0.32231
15588 | Lateral Hardening | Lateral Hardening-Fuse-10101258 | Laterals | 13046 | 0.21799 | 19 | 37 | 236406.49 | 0 | 71224.7544 | 80350.8325 | 93408.1136 | -165181.7356 | -156055.6575 | -142998.3764 | 0.30128 | 0.33988 | 0.39512 | 0.32225
13585 | Lateral Hardening | Lateral Hardening-Fuse-10795738 | Laterals | 13695 | 0.28788 | 26 | 45 | 474024.91 | 0 | 144468.3051 | 159433.2638 | 182024.8647 | -329556.6049 | -314591.6462 | -292000.0453 | 0.30477 | 0.33634 | 0.384 | 0.32216
14503 | Lateral Hardening | Lateral Hardening-Fuse-90445689 | Laterals | 13064 | 0.83201 | 87 | 290 | 1153158.8 | 0 | 353430.7154 | 386339.654 | 435113.1822 | -799728.0846 | -766819.146 | -718045.6178 | 0.30649 | 0.33503 | 0.37732 | 0.32213
15533 | Lateral Hardening | Lateral Hardening-Fuse-92049568 | Laterals | 13787 | 0.21837 | 14 | 2 | 110982.08 | 0 | 32573.5397 | 37941.0123 | 48159.063 | -78408.5403 | -73041.0677 | -62823.017 | 0.2935 | 0.34187 | 0.43394 | 0.32206
16870 | Lateral Hardening | Lateral Hardening-Fuse-60124041 | Laterals | 13218 | 0.091098 | 4 | 13 | 83462.87 | 0 | 25062.5092 | 28351.6667 | 33155.8076 | -58400.3608 | -55111.2033 | -50307.0624 | 0.30028 | 0.33969 | 0.39725 | 0.3218
18524 | Lateral Hardening | Lateral Hardening-Fuse-10753385 | Laterals | 13330 | 0.1125 | 5 | 7 | 65591.49 | 0 | 19738.2703 | 22226.185 | 25842.8222 | -45853.2197 | -43365.305 | -39748.6678 | 0.30093 | 0.33886 | 0.394 | 0.32161
16283 | Lateral Hardening | Lateral Hardening-Fuse-10165370 | Laterals | 13045 | 0.21042 | 20 | 33 | 311668.82 | 0 | 94549.7729 | 104933.4101 | 119737.9404 | -217119.0471 | -206735.4099 | -191930.8796 | 0.30337 | 0.33668 | 0.38418 | 0.32144
8945 | Lateral Hardening | Lateral Hardening-Fuse-10409236 | Laterals | 13631 | 0.099053 | 5 | 3 | 64473.95 | 0 | 19318.7577 | 21788.5782 | 25946.7858 | -45155.1923 | -42685.3718 | -38527.1642 | 0.29964 | 0.33794 | 0.40244 | 0.32141
15135 | Lateral Hardening | Lateral Hardening-Fuse-92190580 | Laterals | 13020 | 0.25095 | 19 | 18 | 212112.45 | 0 | 64097.9933 | 71540.6184 | 82521.4177 | -148014.4567 | -140571.8316 | -129591.0323 | 0.30219 | 0.33728 | 0.38905 | 0.3214
17286 | Lateral Hardening | Lateral Hardening-Fuse-10705837 | Laterals | 13268 | 0.2161 | 12 | 2 | 158666.45 | 0 | 47494.537 | 53644.2625 | 63963.3851 | -111171.913 | -105022.1875 | -94703.0649 | 0.29934 | 0.33809 | 0.40313 | 0.32134
2206 | Lateral Hardening | Lateral Hardening-Fuse-10747918 | Laterals | 14021 | 0.92008 | 48 | 45 | 966710.78 | 0 | 296275.5999 | 322285.9339 | 361593.3504 | -670435.1801 | -644424.8461 | -605117.4296 | 0.30648 | 0.33338 | 0.37405 | 0.32131
11717 | Lateral Hardening | Lateral Hardening-Fuse-92173184 | Laterals | 13199 | 0.10303 | 9 | 25 | 64295.81 | 0 | 18859.4726 | 21975.3305 | 27483.5085 | -45436.3374 | -42320.4795 | -36812.3015 | 0.29332 | 0.34178 | 0.42745 | 0.32127
12103 | Lateral Hardening | Lateral Hardening-Fuse-91176518 | Laterals | 13591 | 0.18352 | 16 | 25 | 318495.57 | 0 | 95091.7924 | 107923.3453 | 128823.2358 | -223403.7776 | -210572.2247 | -189672.3342 | 0.29857 | 0.33885 | 0.40447 | 0.32124
16891 | Lateral Hardening | Lateral Hardening-Fuse-10745609 | Laterals | 13815 | 0.24413 | 10 | 4 | 188334.11 | 0 | 56438.7579 | 63682.4376 | 75186.5702 | -131895.3521 | -124651.6724 | -113147.5398 | 0.29967 | 0.33814 | 0.39922 | 0.32117
17285 | Lateral Hardening | Lateral Hardening-Fuse-10051879 | Laterals | 13198 | 0.061932 | 5 | 17 | 70573.05 | 0 | 20958.4765 | 23965.6007 | 28997.7734 | -49614.5735 | -46607.4493 | -41575.2766 | 0.29698 | 0.33959 | 0.41089 | 0.32115
13396 | Lateral Hardening | Lateral Hardening-Fuse-10051856 | Laterals | 13198 | 0.081061 | 6 | 14 | 195112.51 | 0 | 58430.3514 | 65964.2495 | 78066.603 | -136682.1586 | -129148.2605 | -117045.907 | 0.29947 | 0.33808 | 0.40011 | 0.32112
5840 | Lateral Hardening | Lateral Hardening-Fuse-10089369 | Laterals | 13278 | 0.25777 | 27 | 35 | 347248.39 | 0 | 105214.1185 | 116593.876 | 133918.5287 | -242034.2715 | -230654.514 | -213329.8613 | 0.30299 | 0.33577 | 0.38566 | 0.32109
13111 | Lateral Hardening | Lateral Hardening-Fuse-10129837 | Laterals | 13422 | 0.10303 | 6 | 3 | 64804.49 | 0 | 19377.5458 | 21873.8163 | 26159.0213 | -45426.9442 | -42930.6737 | -38645.4687 | 0.29902 | 0.33754 | 0.40366 | 0.32104
7709 | Lateral Hardening | Lateral Hardening-Fuse-92638373 | Laterals | 13331 | 0.44564 | 25 | 19 | 412466.33 | 0 | 124968.0573 | 138310.6578 | 159371.3815 | -287498.2727 | -274155.6722 | -253094.9485 | 0.30298 | 0.33533 | 0.38639 | 0.32102
12582 | Lateral Hardening | Lateral Hardening-Fuse-90884170 | Laterals | 13294 | 0.46269 | 35 | 47 | 503968.82 | 0 | 152872.4169 | 169132.8477 | 193036.9597 | -351096.4031 | -334835.9723 | -310931.8603 | 0.30334 | 0.3356 | 0.38303 | 0.32099
19138 | Lateral Hardening | Lateral Hardening-Fuse-92063628 | Laterals | 13963 | 0.037121 | 4 | 5 | 66678.29 | 0 | 19956.4284 | 22614.7067 | 26409.0003 | -46721.8616 | -44063.5833 | -40269.2897 | 0.29929 | 0.33916 | 0.39607 | 0.32093
14607 | Lateral Hardening | Lateral Hardening-Fuse-10895201 | Laterals | 13003 | 0.14394 | 7 | 1 | 60344.33 | 0 | 17883.7522 | 20458.0704 | 24965.4685 | -42460.5778 | -39886.2596 | -35378.8615 | 0.29636 | 0.33902 | 0.41372 | 0.3209
14908 | Lateral Hardening | Lateral Hardening-Fuse-10616392 | Laterals | 13126 | 0.0013258 | 2 | 154 | 77172.75 | 0 | 22962.5986 | 26220.2381 | 31164.5591 | -54210.1514 | -50952.5119 | -46008.1909 | 0.29755 | 0.33976 | 0.40383 | 0.32084
11756 | Lateral Hardening | Lateral Hardening-Fuse-91011133 | Laterals | 13656 | 0.04072 | 4 | 1 | 51766.03 | 0 | 15501.6687 | 17500.914 | 20548.8689 | -36264.3613 | -34265.116 | -31217.1611 | 0.29946 | 0.33808 | 0.39696 | 0.32079
12093 | Lateral Hardening | Lateral Hardening-Fuse-10091393 | Laterals | 13279 | 0.23277 | 25 | 30 | 297297.46 | 0 | 89639.7771 | 100132.4291 | 115415.167 | -207657.6829 | -197165.0309 | -181882.293 | 0.30152 | 0.33681 | 0.38821 | 0.32077
7090 | Lateral Hardening | Lateral Hardening-Fuse-92557003 | Laterals | 13443 | 0.16061 | 11 | 22 | 161201.38 | 0 | 47977.8833 | 54548.0188 | 64906.0899 | -113223.4967 | -106653.3612 | -96295.2901 | 0.29763 | 0.33838 | 0.40264 | 0.32036
18649 | Lateral Hardening | Lateral Hardening-Fuse-92631591 | Laterals | 13303 | 0.18731 | 11 | 2 | 103453.36 | 0 | 31015.3607 | 34798.9709 | 40837.2348 | -72437.9993 | -68654.3891 | -62616.1252 | 0.2998 | 0.33637 | 0.39474 | 0.32027
18944 | Lateral Hardening | Lateral Hardening-Fuse-10363960 | Laterals | 13096 | 0.086364 | 7 | 1 | 55559.37 | 0 | 16124.2803 | 18943.3738 | 24357.8714 | -39435.0897 | -36615.9962 | -31201.4986 | 0.29022 | 0.34096 | 0.43841 | 0.32026
10605 | Lateral Hardening | Lateral Hardening-Fuse-91300326 | Laterals | 13308 | 0.68352 | 43 | 48 | 840267.25 | 0 | 257022.9164 | 278569.0527 | 313086.1825 | -583244.3336 | -561698.1973 | -527181.0675 | 0.30588 | 0.33152 | 0.3726 | 0.32025
16201 | Lateral Hardening | Lateral Hardening-Fuse-60088566 | Laterals | 13510 | 0.072917 | 4 | 8 | 110683.76 | 0 | 33005.7479 | 37507.7186 | 43813.899 | -77678.0121 | -73176.0414 | -66869.861 | 0.2982 | 0.33887 | 0.39585 | 0.32017
7027 | Lateral Hardening | Lateral Hardening-Fuse-90766070 | Laterals | 13839 | 0.11098 | 6 | 3 | 61535.57 | 0 | 18280.8806 | 20773.8056 | 24991.7291 | -43254.6894 | -40761.7644 | -36543.8409 | 0.29708 | 0.33759 | 0.40613 | 0.32014
6082 | Lateral Hardening | Lateral Hardening-Fuse-60646127 | Laterals | 14020 | 0.24072 | 19 | 23 | 307040.47 | 0 | 92973.8177 | 102549.3518 | 117416.1334 | -214066.6523 | -204491.1182 | -189624.3366 | 0.30281 | 0.33399 | 0.38241 | 0.32012
8524 | Lateral Hardening | Lateral Hardening-Fuse-91287001 | Laterals | 14040 | 0.10928 | 9 | 68 | 177807.77 | 0 | 52816.5103 | 60104.5482 | 71979.959 | -124991.2597 | -117703.2218 | -105827.811 | 0.29704 | 0.33803 | 0.40482 | 0.32012
9163 | Lateral Hardening | Lateral Hardening-Fuse-10804820 | Laterals | 13953 | 0.9767 | 29 | 0 | 174005.04 | 0 | 51746.5276 | 58677.3263 | 70236.7089 | -122258.5124 | -115327.7137 | -103768.3311 | 0.29739 | 0.33722 | 0.40365 | 0.31996
16339 | Lateral Hardening | Lateral Hardening-Fuse-90959588 | Laterals | 13371 | 0.14432 | 12 | 4 | 108249.06 | 0 | 32128.373 | 36518.8184 | 44018.076 | -76120.687 | -71730.2416 | -64230.984 | 0.2968 | 0.33736 | 0.40664 | 0.31995
4622 | Lateral Hardening | Lateral Hardening-Fuse-10424220 | Laterals | 13828 | 0.37424 | 28 | 25 | 520542.25 | 0 | 157414.7494 | 173799.5201 | 199274.6335 | -363127.5006 | -346742.7299 | -321267.6165 | 0.30241 | 0.33388 | 0.38282 | 0.31989
12702 | Lateral Hardening | Lateral Hardening-Fuse-91104137 | Laterals | 13516 | 0.16856 | 17 | 16 | 210244.39 | 0 | 62507.7715 | 70972.4828 | 84582.1782 | -147736.6185 | -139271.9072 | -125662.2118 | 0.29731 | 0.33757 | 0.4023 | 0.31989
583 | Lateral Hardening | Lateral Hardening-Fuse-93262199 | Laterals | 13696 | 0.31023 | 20 | 43 | 237433.8 | 0 | 70776.2287 | 80024.6556 | 94620.1726 | -166657.5713 | -157409.1444 | -142813.6274 | 0.29809 | 0.33704 | 0.39851 | 0.31982
13443 | Lateral Hardening | Lateral Hardening-Fuse-10813106 | Laterals | 13341 | 0.24072 | 8 | 1 | 140919.26 | 0 | 42540.973 | 46994.6464 | 54254.3085 | -98378.287 | -93924.6136 | -86664.9515 | 0.30188 | 0.33349 | 0.385 | 0.31968
15629 | Lateral Hardening | Lateral Hardening-Fuse-10640144 | Laterals | 13795 | 0.40928 | 27 | 28 | 536835.32 | 0 | 163689.416 | 177844.4789 | 200405.8328 | -373145.904 | -358990.8411 | -336429.4872 | 0.30492 | 0.33128 | 0.37331 | 0.31967
17458 | Lateral Hardening | Lateral Hardening-Fuse-92099682 | Laterals | 13470 | 0.33617 | 20 | 14 | 279603.43 | 0 | 84425.3832 | 93387.8732 | 106828.3928 | -195178.0468 | -186215.5568 | -172775.0372 | 0.30195 | 0.334 | 0.38207 | 0.31958
8081 | Lateral Hardening | Lateral Hardening-Fuse-60282899 | Laterals | 13922 | 0.26136 | 14 | 2 | 158498.31 | 0 | 47694.4568 | 53018.9147 | 61207.6943 | -110803.8532 | -105479.3953 | -97290.6157 | 0.30091 | 0.33451 | 0.38617 | 0.31952
7326 | Lateral Hardening | Lateral Hardening-Fuse-10563787 | Laterals | 13293 | 0.019508 | 2 | 10 | 73074.47 | 0 | 21707.6183 | 24751.3072 | 28917.9089 | -51366.8517 | -48323.1628 | -44156.5611 | 0.29706 | 0.33871 | 0.39573 | 0.31942
3294 | Lateral Hardening | Lateral Hardening-Fuse-92739022 | Laterals | 13268 | 0.066667 | 5 | 3 | 57343.73 | 0 | 17083.1936 | 19315.4034 | 22685.7138 | -40260.5364 | -38028.3266 | -34658.0162 | 0.29791 | 0.33684 | 0.39561 | 0.31936
12088 | Lateral Hardening | Lateral Hardening-Fuse-10080936 | Laterals | 14000 | 0.43068 | 19 | 13 | 340278.3 | 0 | 102716.2009 | 113269.4205 | 130329.433 | -237562.0991 | -227008.8795 | -209948.867 | 0.30186 | 0.33287 | 0.38301 | 0.31928
18532 | Lateral Hardening | Lateral Hardening-Fuse-60625209 | Laterals | 13706 | 0.088068 | 9 | 13 | 142874.28 | 0 | 42504.8394 | 47974.5929 | 57178.9055 | -100369.4406 | -94899.6871 | -85695.3745 | 0.2975 | 0.33578 | 0.4002 | 0.31925
9808 | Lateral Hardening | Lateral Hardening-Fuse-92675950 | Laterals | 13020 | 0.011932 | 1 | 18 | 50000 | 0 | 14862.5957 | 16892.5517 | 19769.6024 | -35137.4043 | -33107.4483 | -30230.3976 | 0.29725 | 0.33785 | 0.39539 | 0.31925
15968 | Lateral Hardening | Lateral Hardening-Fuse-10676295 | Laterals | 13785 | 0.14773 | 6 | 3 | 52290.45 | 0 | 15624.0598 | 17535.4322 | 20563.0993 | -36666.3902 | -34755.0178 | -31727.3507 | 0.29879 | 0.33535 | 0.39325 | 0.31921
1893 | Lateral Hardening | Lateral Hardening-Fuse-10686118 | Laterals | 13808 | 0.16629 | 8 | 2 | 110583.58 | 0 | 33030.6664 | 37050.163 | 43645.5246 | -77552.9136 | -73533.417 | -66938.0554 | 0.29869 | 0.33504 | 0.39468 | 0.3192
13089 | Lateral Hardening | Lateral Hardening-Fuse-10628934 | Laterals | 13146 | 0.094508 | 6 | 1 | 56236.19 | 0 | 16751.7227 | 18842.6131 | 22463.6556 | -39484.4673 | -37393.5769 | -33772.5344 | 0.29788 | 0.33506 | 0.39945 | 0.31919
11355 | Lateral Hardening | Lateral Hardening-Fuse-91544880 | Laterals | 13900 | 0.10568 | 9 | 56 | 53234.85 | 0 | 15496.9327 | 18075.0439 | 22680.3223 | -37737.9173 | -35159.8061 | -30554.5277 | 0.29111 | 0.33953 | 0.42604 | 0.31913
1719 | Lateral Hardening | Lateral Hardening-Fuse-91735842 | Laterals | 13621 | 0.26439 | 15 | 6 | 249692.44 | 0 | 74965.406 | 83411.0013 | 96721.9729 | -174727.034 | -166281.4387 | -152970.4671 | 0.30023 | 0.33405 | 0.38736 | 0.31909
8925 | Lateral Hardening | Lateral Hardening-Fuse-92316277 | Laterals | 13112 | 0.24659 | 23 | 39 | 432615.06 | 0 | 129653.9325 | 144919.7286 | 167586.1661 | -302961.1275 | -287695.3314 | -265028.8939 | 0.2997 | 0.33499 | 0.38738 | 0.31905
15338 | Lateral Hardening | Lateral Hardening-Fuse-10536000 | Laterals | 13115 | 0.2286 | 14 | 50 | 134394.68 | 0 | 39118.5426 | 45613.4043 | 57043.8157 | -95276.1374 | -88781.2757 | -77350.8643 | 0.29107 | 0.3394 | 0.42445 | 0.31891
2271 | Lateral Hardening | Lateral Hardening-Fuse-91645378 | Laterals | 13808 | 0.36098 | 18 | 6 | 174128.87 | 0 | 52127.6605 | 58226.7853 | 67578.6591 | -122001.2095 | -115902.0847 | -106550.2109 | 0.29936 | 0.33439 | 0.3881 | 0.31874
11940 | Lateral Hardening | Lateral Hardening-Fuse-10095535 | Laterals | 13786 | 0.10133 | 9 | 3 | 68084.15 | 0 | 19667.4976 | 23082.9671 | 29645.9673 | -48416.6524 | -45001.1829 | -38438.1827 | 0.28887 | 0.33904 | 0.43543 | 0.31858
10794 | Lateral Hardening | Lateral Hardening-Fuse-92637945 | Laterals | 13807 | 0.098485 | 6 | 3 | 112808.66 | 0 | 33545.6939 | 37792.9125 | 44687.9283 | -79262.9661 | -75015.7475 | -68120.7317 | 0.29737 | 0.33502 | 0.39614 | 0.31854
17174 | Lateral Hardening | Lateral Hardening-Fuse-10868118 | Laterals | 13231 | 0.11913 | 10 | 8 | 79533.05 | 0 | 23522.3873 | 26747.0061 | 31959.607 | -56010.6627 | -52786.0439 | -47573.443 | 0.29576 | 0.3363 | 0.40184 | 0.31853
10116 | Lateral Hardening | Lateral Hardening-Fuse-60059224 | Laterals | 13205 | 0.15284 | 16 | 20 | 215780.61 | 0 | 64128.9302 | 72370.3481 | 85386.1065 | -151651.6798 | -143410.2619 | -130394.5035 | 0.2972 | 0.33539 | 0.39571 | 0.3185
11182 | Lateral Hardening | Lateral Hardening-Fuse-91633832 | Laterals | 13622 | 0.17992 | 11 | 12 | 235482.04 | 0 | 70836.9468 | 78353.0183 | 89642.9624 | -164645.0932 | -157129.0217 | -145839.0776 | 0.30082 | 0.33273 | 0.38068 | 0.31838
10220 | Lateral Hardening | Lateral Hardening-Fuse-60024865 | Laterals | 13303 | 0.16098 | 9 | 2 | 110142.86 | 0 | 32650.5573 | 36856.9277 | 44018.9997 | -77492.3027 | -73285.9323 | -66123.8603 | 0.29644 | 0.33463 | 0.39965 | 0.31822
1237 | Lateral Hardening | Lateral Hardening-Fuse-10807584 | Laterals | 13020 | 0.098295 | 6 | 1 | 52112.31 | 0 | 15586.1372 | 17370.5571 | 20125.4036 | -36526.1728 | -34741.7529 | -31986.9064 | 0.29909 | 0.33333 | 0.38619 | 0.31807
5341 | Lateral Hardening | Lateral Hardening-Fuse-92006492 | Laterals | 13990 | 0.15 | 9 | 0 | 60848.01 | 0 | 17731.3737 | 20457.3484 | 25761.9336 | -43116.6363 | -40390.6616 | -35086.0764 | 0.2914 | 0.3362 | 0.42338 | 0.31804
4619 | Lateral Hardening | Lateral Hardening-Fuse-10754738 | Laterals | 14306 | 0.29223 | 12 | 2 | 209954.54 | 0 | 62984.8955 | 69771.0178 | 80357.7063 | -146969.6445 | -140183.5222 | -129596.8337 | 0.29999 | 0.33231 | 0.38274 | 0.31796
12512 | Lateral Hardening | Lateral Hardening-Fuse-92896435 | Laterals | 13854 | 0.33295 | 16 | 30 | 323378.64 | 0 | 96607.1798 | 107880.0748 | 124293.738 | -226771.4602 | -215498.5652 | -199084.902 | 0.29874 | 0.3336 | 0.38436 | 0.31776
18664 | Lateral Hardening | Lateral Hardening-Fuse-93265547 | Laterals | 13042 | 0.22708 | 18 | 27 | 285035.26 | 0 | 85643.5162 | 94614.3502 | 108011.312 | -199391.7438 | -190420.9098 | -177023.948 | 0.30047 | 0.33194 | 0.37894 | 0.31776
19520 | Lateral Hardening | Lateral Hardening-Fuse-90293198 | Laterals | 13724 | 0.13712 | 10 | 12 | 111072.26 | 0 | 33017.4389 | 37198.3445 | 43157.0165 | -78054.8211 | -73873.9155 | -67915.2435 | 0.29726 | 0.3349 | 0.38855 | 0.31768
4122 | Lateral Hardening | Lateral Hardening-Fuse-91172364 | Laterals | 13053 | 0.25947 | 21 | 40 | 374900.05 | 0 | 112702.7246 | 124238.5119 | 141728.4192 | -262197.3254 | -250661.5381 | -233171.6308 | 0.30062 | 0.33139 | 0.37804 | 0.31759
13959 | Lateral Hardening | Lateral Hardening-Fuse-10829518 | Laterals | 13687 | 0.10057 | 6 | 2 | 60669.87 | 0 | 17732.2875 | 20405.1026 | 25043.6293 | -42937.5825 | -40264.7674 | -35626.2407 | 0.29228 | 0.33633 | 0.41279 | 0.31754
6452 | Lateral Hardening | Lateral Hardening-Fuse-91164537 | Laterals | 13036 | 0.095455 | 10 | 4 | 112048.14 | 0 | 33211.2182 | 37431.6532 | 44221.2125 | -78836.9218 | -74616.4868 | -67826.9275 | 0.2964 | 0.33407 | 0.39466 | 0.31753
12987 | Lateral Hardening | Lateral Hardening-Fuse-10311265 | Laterals | 14031 | 0.2286 | 7 | 3 | 119692.04 | 0 | 35796.8842 | 39801.8196 | 45660.9964 | -83895.1558 | -79890.2204 | -74031.0436 | 0.29907 | 0.33254 | 0.38149 | 0.31735
17967 | Lateral Hardening | Lateral Hardening-Fuse-90190774 | Laterals | 13208 | 0.16742 | 19 | 13 | 272874.68 | 0 | 80939.8539 | 90985.4815 | 107038.7195 | -191934.8261 | -181889.1985 | -165835.9605 | 0.29662 | 0.33343 | 0.39226 | 0.31723
8719 | Lateral Hardening | Lateral Hardening-Fuse-10569610 | Laterals | 13372 | 0.07803 | 4 | 2 | 65388.85 | 0 | 19343.7115 | 21893.0058 | 25619.2316 | -46045.1385 | -43495.8442 | -39769.6184 | 0.29583 | 0.33481 | 0.3918 | 0.31712
3849 | Lateral Hardening | Lateral Hardening-Fuse-10487500 | Laterals | 13460 | 0.32822 | 18 | 14 | 380653.57 | 0 | 114085.3075 | 125674.2575 | 144450.2396 | -266568.2625 | -254979.3125 | -236203.3304 | 0.29971 | 0.33015 | 0.37948 | 0.31682
2194 | Lateral Hardening | Lateral Hardening-Fuse-92896568 | Laterals | 13854 | 0.38125 | 18 | 36 | 387564.27 | 0 | 115625.0336 | 128542.1647 | 147817.7331 | -271939.2364 | -259022.1053 | -239746.5369 | 0.29834 | 0.33167 | 0.3814 | 0.31664
6773 | Lateral Hardening | Lateral Hardening-Fuse-10859744 | Laterals | 13038 | 0.49356 | 32 | 40 | 658358.2 | 0 | 197223.9168 | 217003.3598 | 249336.3196 | -461134.2832 | -441354.8402 | -409021.8804 | 0.29957 | 0.32961 | 0.37872 | 0.3165
14624 | Lateral Hardening | Lateral Hardening-Fuse-10745522 | Laterals | 13815 | 0.17538 | 9 | 7 | 167581.03 | 0 | 49979.2666 | 55612.3174 | 63673.1682 | -117601.7634 | -111968.7126 | -103907.8618 | 0.29824 | 0.33185 | 0.37995 | 0.3165
9084 | Lateral Hardening | Lateral Hardening-Fuse-91749566 | Laterals | 13586 | 0.32879 | 21 | 13 | 255409.57 | 0 | 76242.265 | 84675.3527 | 96818.4759 | -179167.305 | -170734.2173 | -158591.0941 | 0.29851 | 0.33153 | 0.37907 | 0.31647
7557 | Lateral Hardening | Lateral Hardening-Fuse-60208169 | Laterals | 13431 | 0.30076 | 16 |  | 113898.98 | 0 | 32217.3569 | 38625.7653 | 51096.3216 | -81681.6231 | -75273.2147 | -62802.6584 | 0.28286 | 0.33912 | 0.44861 | 0.31631
10902 | Lateral Hardening | Lateral Hardening-Fuse-91894186 | Laterals | 13722 | 0.13769 | 12 | 45 | 293325.98 | 0 | 86246.253 | 98278.7817 | 115351.5577 | -207079.727 | -195047.1983 | -177974.4223 | 0.29403 | 0.33505 | 0.39325 | 0.31626
19599 | Lateral Hardening | Lateral Hardening-Fuse-10745663 | Laterals | 13431 | 0.22311 | 10 | 5 | 114796.9 | 0 | 33880.167 | 38181.479 | 45144.1369 | -80916.733 | -76615.421 | -69652.7631 | 0.29513 | 0.3326 | 0.39325 | 0.31618
18146 | Lateral Hardening | Lateral Hardening-Fuse-60024752 | Laterals | 13303 | 0.18106 | 9 | 1 | 63429.37 | 0 | 17970.1815 | 21478.3719 | 28294.5963 | -45459.1885 | -41950.9981 | -35134.7737 | 0.28331 | 0.33862 | 0.44608 | 0.31618
6354 | Lateral Hardening | Lateral Hardening-Fuse-92823803 | Laterals | 13657 | 0.1767 | 10 | 3 | 115379.28 | 0 | 34105.6719 | 38280.3504 | 45240.1696 | -81273.6081 | -77098.9296 | -70139.1104 | 0.2956 | 0.33178 | 0.3921 | 0.3161
18276 | Lateral Hardening | Lateral Hardening-Fuse-91762141 | Laterals | 13838 | 0.02803 | 5 | 13 | 74291.45 | 0 | 21887.8667 | 24764.0165 | 29153.5672 | -52403.5833 | -49527.4335 | -45137.8828 | 0.29462 | 0.33334 | 0.39242 | 0.31602
17294 | Lateral Hardening | Lateral Hardening-Fuse-10487450 | Laterals | 13458 | 0.55322 | 28 | 24 | 417681.22 | 0 | 124617.2306 | 137890.4845 | 158520.5737 | -293063.9894 | -279790.7355 | -259160.6463 | 0.29835 | 0.33013 | 0.37953 | 0.31601
13338 | Lateral Hardening | Lateral Hardening-Fuse-91154292 | Laterals | 13786 | 0.23674 | 10 | 2 | 244549.4 | 0 | 71986.4409 | 81392.6166 | 96667.027 | -172562.9591 | -163156.7834 | -147882.373 | 0.29436 | 0.33283 | 0.39529 | 0.31599
17029 | Lateral Hardening | Lateral Hardening-Fuse-90294967 | Laterals | 13431 | 0.1589 | 9 | 1 | 61587.79 | 0 | 17893.8742 | 20636.3681 | 25298.4793 | -43693.9158 | -40951.4219 | -36289.3107 | 0.29054 | 0.33507 | 0.41077 | 0.31592
12707 | Lateral Hardening | Lateral Hardening-Fuse-10745665 | Laterals | 13431 | 0.21723 | 10 | 0 | 132105.9 | 0 | 39046.0598 | 43819.8599 | 51576.861 | -93059.8402 | -88286.0401 | -80529.039 | 0.29557 | 0.3317 | 0.39042 | 0.31589
16120 | Lateral Hardening | Lateral Hardening-Fuse-10679350 | Laterals | 13807 | 0.17955 | 8 | 5 | 67233.45 | 0 | 19649.8182 | 22461.9008 | 27079.1144 | -47583.6318 | -44771.5492 | -40154.3356 | 0.29226 | 0.33409 | 0.40276 | 0.31586
7809 | Lateral Hardening | Lateral Hardening-Fuse-90253065 | Laterals | 13924 | 0.35057 | 22 | 2 | 201486.42 | 0 | 59828.7925 | 66664.1185 | 77280.5015 | -141657.6275 | -134822.3015 | -124205.9185 | 0.29694 | 0.33086 | 0.38355 | 0.31578
18730 | Lateral Hardening | Lateral Hardening-Fuse-92619507 | Laterals | 13303 | 0.066098 | 4 | 1 | 53875.19 | 0 | 15897.9771 | 17851.4761 | 21155.219 | -37977.2129 | -36023.7139 | -32719.971 | 0.29509 | 0.33135 | 0.39267 | 0.31573
16198 | Lateral Hardening | Lateral Hardening-Fuse-10671213 | Laterals | 13724 | 0.097348 | 11 | 3 | 154197.21 | 0 | 45410.5855 | 51183.7054 | 60726.574 | -108786.6245 | -103013.5046 | -93470.636 | 0.2945 | 0.33194 | 0.39382 | 0.31566
17360 | Lateral Hardening | Lateral Hardening-Fuse-10580694 | Laterals | 13105 | 0.26345 | 27 | 1 | 480379.7 | 0 | 140808.5561 | 160414.1704 | 189973.7527 | -339571.1439 | -319965.5296 | -290405.9473 | 0.29312 | 0.33393 | 0.39547 | 0.3156
19045 | Lateral Hardening | Lateral Hardening-Fuse-10745634 | Laterals | 13431 | 0.064394 | 5 | 14 | 96454.85 | 0 | 28350.7773 | 32188.5837 | 37607.6394 | -68104.0727 | -64266.2663 | -58847.2106 | 0.29393 | 0.33372 | 0.3899 | 0.31546
17725 | Lateral Hardening | Lateral Hardening-Fuse-90907543 | Laterals | 13651 | 0.30758 | 19 | 19 | 309175.37 | 0 | 90545.6878 | 102812.3848 | 123230.2476 | -218629.6822 | -206362.9852 | -185945.1224 | 0.29286 | 0.33254 | 0.39858 | 0.31534
12357 | Lateral Hardening | Lateral Hardening-Fuse-10100713 | Laterals | 13048 | 0.04053 | 5 | 19 | 50000 | 0 | 14422.0988 | 16746.3868 | 20883.5858 | -35577.9012 | -33253.6132 | -29116.4142 | 0.28844 | 0.33493 | 0.41767 | 0.31531
8887 | Lateral Hardening | Lateral Hardening-Fuse-60258066 | Laterals | 13236 | 0.46572 | 16 | 0 | 130521.16 | 0 | 37934.6935 | 43522.1222 | 53361.9097 | -92586.4665 | -86999.0378 | -77159.2503 | 0.29064 | 0.33345 | 0.40884 | 0.3153
17593 | Lateral Hardening | Lateral Hardening-Fuse-91661916 | Laterals | 13458 | 0.057955 | 2 | 4 | 61505.01 | 0 | 18067.5283 | 20518.951 | 23900.4908 | -43437.4817 | -40986.059 | -37604.5192 | 0.29376 | 0.33361 | 0.38859 | 0.3152
11941 | Lateral Hardening | Lateral Hardening-Fuse-91676856 | Laterals | 13070 | 0.17064 | 9 | 0 | 175047.53 | 0 | 52088.9158 | 57516.8146 | 66645.7767 | -122958.6142 | -117530.7154 | -108401.7533 | 0.29757 | 0.32858 | 0.38073 | 0.31519
17821 | Lateral Hardening | Lateral Hardening-Fuse-92692710 | Laterals | 13830 | 0.23333 | 12 | 24 | 283659.4 | 0 | 84439.5504 | 93459.604 | 106937.0032 | -199219.8496 | -190199.796 | -176722.3968 | 0.29768 | 0.32948 | 0.37699 | 0.31515
5370 | Lateral Hardening | Lateral Hardening-Fuse-60483968 | Laterals | 13808 | 0.16629 | 10 | 3 | 101706.22 | 0 | 30211.1827 | 33553.1444 | 38430.707 | -71495.0373 | -68153.0756 | -63275.513 | 0.29704 | 0.3299 | 0.37786 | 0.31498
16187 | Lateral Hardening | Lateral Hardening-Fuse-91114780 | Laterals | 13574 | 0.24545 | 17 | 15 | 159375.54 | 0 | 46788.7095 | 52921.3356 | 62501.1004 | -112586.8305 | -106454.2044 | -96874.4396 | 0.29358 | 0.33205 | 0.39216 | 0.31498
14886 | Lateral Hardening | Lateral Hardening-Fuse-10797405 | Laterals | 14041 | 0.37917 | 30 | 1 | 624049.04 | 0 | 183962.0709 | 207115.2661 | 240396.9932 | -440086.9691 | -416933.7739 | -383652.0468 | 0.29479 | 0.33189 | 0.38522 | 0.31496
1023 | Lateral Hardening | Lateral Hardening-Fuse-10155428 | Laterals | 13067 | 0.55871 | 49 | 96 | 856550.55 | 0 | 255059.3697 | 281464.353 | 321907.301 | -601491.1803 | -575086.197 | -534643.249 | 0.29778 | 0.3286 | 0.37582 | 0.31483
8744 | Lateral Hardening | Lateral Hardening-Fuse-10655444 | Laterals | 13188 | 0.29394 | 23 | 30 | 373624.73 | 0 | 111118.1826 | 122991.5704 | 140361.0143 | -262506.5474 | -250633.1596 | -233263.7157 | 0.29741 | 0.32918 | 0.37567 | 0.31477
15203 | Lateral Hardening | Lateral Hardening-Fuse-91431762 | Laterals | 13911 | 0.1036 | 11 | 13 | 124006.28 | 0 | 36532.0893 | 41082.1266 | 47839.6792 | -87474.1907 | -82924.1534 | -76166.6008 | 0.2946 | 0.33129 | 0.38578 | 0.31472
7265 | Lateral Hardening | Lateral Hardening-Fuse-10629036 | Laterals | 13787 | 0.13902 | 11 | 2 | 103878.34 | 0 | 30458.3074 | 34371.0852 | 41057.1437 | -73420.0326 | -69507.2548 | -62821.1963 | 0.29321 | 0.33088 | 0.39524 | 0.31471
1287 | Lateral Hardening | Lateral Hardening-Fuse-10753419 | Laterals | 13330 | 0.094508 | 6 | 10 | 131110.76 | 0 | 38424.0787 | 43627.4458 | 51191.1443 | -92686.6813 | -87483.3142 | -79919.6157 | 0.29307 | 0.33275 | 0.39044 | 0.31471
17812 | Lateral Hardening | Lateral Hardening-Fuse-92386519 | Laterals | 13133 | 0.039962 | 4 | 5 | 50000 | 0 | 14646.8673 | 16625.6485 | 19469.2437 | -35353.1327 | -33374.3515 | -30530.7563 | 0.29294 | 0.33251 | 0.38938 | 0.31445
17830 | Lateral Hardening | Lateral Hardening-Fuse-90506573 | Laterals | 13391 | 0.1964 | 8 | 1 | 64704.31 | 0 | 18932.3663 | 21393.4064 | 25655.7981 | -45771.9437 | -43310.9036 | -39048.5119 | 0.2926 | 0.33063 | 0.39651 | 0.3144
9115 | Lateral Hardening | Lateral Hardening-Fuse-92850949 | Laterals | 13117 | 0.10795 | 8 | 1 | 50000 | 0 | 14653.9472 | 16600.2858 | 19443.5848 | -35346.0528 | -33399.7142 | -30556.4152 | 0.29308 | 0.33201 | 0.38887 | 0.31434
10254 | Lateral Hardening | Lateral Hardening-Fuse-60320764 | Laterals | 13698 | 0.19886 | 13 | 16 | 212762.79 | 0 | 62567.2915 | 70192.2672 | 82230.6314 | -150195.4985 | -142570.5228 | -130532.1586 | 0.29407 | 0.32991 | 0.38649 | 0.31406
17824 | Lateral Hardening | Lateral Hardening-Fuse-10904189 | Laterals | 13709 | 0.50379 | 27 | 47 | 563626.33 | 0 | 168037.5353 | 184236.4093 | 209195.9236 | -395588.7947 | -379389.9207 | -354430.4064 | 0.29814 | 0.32688 | 0.37116 | 0.31406
10109 | Lateral Hardening | Lateral Hardening-Fuse-10676168 | Laterals | 14123 | 0.12121 | 6 | 3 | 57946.85 | 0 | 17082.1381 | 19112.2576 | 22145.1815 | -40864.7119 | -38834.5924 | -35801.6685 | 0.29479 | 0.32982 | 0.38216 | 0.31404
14174 | Lateral Hardening | Lateral Hardening-Fuse-91394271 | Laterals | 13243 | 0.082197 | 6 | 1 | 157760.56 | 0 | 46218.9237 | 52258.2072 | 61313.6125 | -111541.6363 | -105502.3528 | -96446.9475 | 0.29297 | 0.33125 | 0.38865 | 0.31402
19489 | Lateral Hardening | Lateral Hardening-Fuse-91783069 | Laterals | 13576 | 0.10208 | 9 | 3 | 69386.81 | 0 | 20015.7864 | 23090.7183 | 28510.1048 | -49371.0236 | -46296.0917 | -40876.7052 | 0.28847 | 0.33278 | 0.41089 | 0.314
15844 | Lateral Hardening | Lateral Hardening-Fuse-93028822 | Laterals | 13611 | 0.20606 | 19 | 37 | 341056.09 | 0 | 100250.8092 | 112566.839 | 131361.2742 | -240805.2808 | -228489.251 | -209694.8158 | 0.29394 | 0.33005 | 0.38516 | 0.3139
12436 | Lateral Hardening | Lateral Hardening-Fuse-10791871 | Laterals | 13243 | 0.27765 | 19 | 37 | 344971.09 | 0 | 102447.8597 | 112875.4302 | 128975.159 | -242523.2303 | -232095.6598 | -215995.931 | 0.29698 | 0.3272 | 0.37387 | 0.31373
17957 | Lateral Hardening | Lateral Hardening-Fuse-91424880 | Laterals | 13391 | 0.22462 | 15 | 0 | 119361.5 | 0 | 34113.5337 | 39676.959 | 50490.5003 | -85247.9663 | -79684.541 | -68870.9997 | 0.2858 | 0.33241 | 0.423 | 0.3135
1830 | Lateral Hardening | Lateral Hardening-Fuse-92855053 | Laterals | 13011 | 0.035038 | 5 | 2 | 55223.83 | 0 | 16143.6059 | 18229.0421 | 21518.2796 | -39080.2241 | -36994.7879 | -33705.5504 | 0.29233 | 0.33009 | 0.38966 | 0.31339
11287 | Lateral Hardening | Lateral Hardening-Fuse-90441083 | Laterals | 14207 | 0.15076 | 11 | 0 | 100408.8 | 0 | 28768.8505 | 33297.8614 | 42084.1896 | -71639.9495 | -67110.9386 | -58324.6104 | 0.28652 | 0.33162 | 0.41913 | 0.31331
13426 | Lateral Hardening | Lateral Hardening-Fuse-92321614 | Laterals | 13359 | 0.16875 | 14 | 22 | 363265.92 | 0 | 105687.6782 | 120004.4398 | 143790.075 | -257578.2418 | -243261.4802 | -219475.845 | 0.29094 | 0.33035 | 0.39583 | 0.31325
3096 | Lateral Hardening | Lateral Hardening-Fuse-60108553 | Laterals | 13600 | 0.13239 | 13 | 52 | 106035.51 | 0 | 30329.7494 | 35326.7286 | 44075.3667 | -75705.7606 | -70708.7814 | -61960.1433 | 0.28603 | 0.33316 | 0.41567 | 0.31313
11607 | Lateral Hardening | Lateral Hardening-Fuse-92585528 | Laterals | 13815 | 0.14205 | 6 | 4 | 60186.93 | 0 | 17263.7292 | 19928.4733 | 24995.3579 | -42923.2008 | -40258.4567 | -35191.5721 | 0.28684 | 0.33111 | 0.4153 | 0.31296
15238 | Lateral Hardening | Lateral Hardening-Fuse-60191781 | Laterals | 13463 | 0.095833 | 6 |  | 50000 | 0 | 14244.314 | 16596.9574 | 21143.6179 | -35755.686 | -33403.0426 | -28856.3821 | 0.28489 | 0.33194 | 0.42287 | 0.3128
4696 | Lateral Hardening | Lateral Hardening-Fuse-10671324 | Laterals | 13724 | 0.1714 | 13 | 6 | 110499.88 | 0 | 31479.0179 | 36692.2669 | 46590.9305 | -79020.8621 | -73807.6131 | -63908.9495 | 0.28488 | 0.33206 | 0.42164 | 0.31271
20 | Lateral Hardening | Lateral Hardening-Fuse-90750012 | Laterals | 13082 | 0.21023 | 19 | 15 | 232544.4 | 0 | 68589.5355 | 76117.1487 | 87180.9779 | -163954.8645 | -156427.2513 | -145363.4221 | 0.29495 | 0.32732 | 0.3749 | 0.31266
13213 | Lateral Hardening | Lateral Hardening-Fuse-90516086 | Laterals | 13103 | 0.23314 | 25 | 58 | 404152.19 | 0 | 119081.0308 | 132522.154 | 151416.8659 | -285071.1592 | -271630.036 | -252735.3241 | 0.29464 | 0.3279 | 0.37465 | 0.31262
4430 | Lateral Hardening | Lateral Hardening-Fuse-10095448 | Laterals | 13786 | 0.21345 | 12 | 28 | 165288.73 | 0 | 48361.4925 | 54379.7882 | 63419.8019 | -116927.2375 | -110908.9418 | -101868.9281 | 0.29259 | 0.329 | 0.38369 | 0.31262
12609 | Lateral Hardening | Lateral Hardening-Fuse-10676170 | Laterals | 14123 | 0.14583 | 8 | 2 | 108883.66 | 0 | 31972.8739 | 35702.4989 | 41432.3321 | -76910.7861 | -73181.1611 | -67451.3279 | 0.29364 | 0.3279 | 0.38052 | 0.31261
13464 | Lateral Hardening | Lateral Hardening-Fuse-10632130 | Laterals | 13311 | 0.14167 | 14 | 13 | 142622.62 | 0 | 41738.4056 | 46871.2428 | 54774.9047 | -100884.2144 | -95751.3772 | -87847.7153 | 0.29265 | 0.32864 | 0.38405 | 0.31259
14114 | Lateral Hardening | Lateral Hardening-Fuse-90791837 | Laterals | 13063 | 0.22992 | 22 | 41 | 347478.01 | 0 | 101048.6855 | 114468.4096 | 135923.3393 | -246429.3245 | -233009.6004 | -211554.6707 | 0.29081 | 0.32943 | 0.39117 | 0.31243
57 | Lateral Hardening | Lateral Hardening-Fuse-91536611 | Laterals | 13458 | 0.16515 | 6 | 14 | 122279.14 | 0 | 35715.9448 | 40250.2513 | 46775.364 | -86563.1952 | -82028.8887 | -75503.776 | 0.29209 | 0.32917 | 0.38253 | 0.31225
19606 | Lateral Hardening | Lateral Hardening-Fuse-91728775 | Laterals | 14023 | 0.19299 | 8 | 3 | 59982.31 | 0 | 17501.8484 | 19679.3069 | 23122.4474 | -42480.4616 | -40303.0031 | -36859.8626 | 0.29178 | 0.32809 | 0.38549 | 0.31204
518 | Lateral Hardening | Lateral Hardening-Fuse-92619214 | Laterals | 13303 | 0.53049 | 32 | 25 | 530680.24 | 0 | 154351.5928 | 174724.979 | 205297.5863 | -376328.6472 | -355955.261 | -325382.6537 | 0.29086 | 0.32925 | 0.38686 | 0.31197
10903 | Lateral Hardening | Lateral Hardening-Fuse-92687888 | Laterals | 13391 | 0.088826 | 5 | 3 | 50000 | 0 | 14549.8651 | 16423.0463 | 19415.3526 | -35450.1349 | -33576.9537 | -30584.6474 | 0.291 | 0.32846 | 0.38831 | 0.31197
14944 | Lateral Hardening | Lateral Hardening-Fuse-91260259 | Laterals | 13326 | 0.21913 | 14 | 1 | 183529.88 | 0 | 53298.3733 | 60300.0136 | 71861.5984 | -130231.5067 | -123229.8664 | -111668.2816 | 0.29041 | 0.32856 | 0.39155 | 0.31197
6429 | Lateral Hardening | Lateral Hardening-Fuse-10633661 | Laterals | 13241 | 1.3831 | 106 | 377 | 1613916.45 | 0 | 484278.1058 | 519020.5135 | 569603.9148 | -1129638.3442 | -1094895.9365 | -1044312.5352 | 0.30006 | 0.32159 | 0.35293 | 0.31181
8703 | Lateral Hardening | Lateral Hardening-Fuse-10443883 | Laterals | 13172 | 0.08125 | 7 | 2 | 59064.39 | 0 | 17183.5695 | 19344.0269 | 23027.8108 | -41880.8205 | -39720.3631 | -36036.5792 | 0.29093 | 0.32751 | 0.38988 | 0.3118
13697 | Lateral Hardening | Lateral Hardening-Fuse-10236647 | Laterals | 13511 | 0.037121 | 4 | 10 | 86836.97 | 0 | 25215.2963 | 28617.0222 | 33575.0157 | -61621.6737 | -58219.9478 | -53261.9543 | 0.29038 | 0.32955 | 0.38664 | 0.31175
16169 | Lateral Hardening | Lateral Hardening-Fuse-92601599 | Laterals | 13303 | 0.60663 | 30 | 5 | 355709.71 | 0 | 104732.0921 | 115599.4431 | 133558.9351 | -250977.6179 | -240110.2669 | -222150.7749 | 0.29443 | 0.32498 | 0.37547 | 0.3117
2788 | Lateral Hardening | Lateral Hardening-Fuse-10686027 | Laterals | 13808 | 0.45114 | 20 | 8 | 277876.29 | 0 | 81840.4166 | 90281.5473 | 104195.1437 | -196035.8734 | -187594.7427 | -173681.1463 | 0.29452 | 0.3249 | 0.37497 | 0.31168
15902 | Lateral Hardening | Lateral Hardening-Fuse-60178350 | Laterals | 13723 | 0.080492 | 4 | 1 | 55071.43 | 0 | 16043.7966 | 17977.2441 | 21312.1099 | -39027.6334 | -37094.1859 | -33759.3201 | 0.29133 | 0.32644 | 0.38699 | 0.31143
7193 | Lateral Hardening | Lateral Hardening-Fuse-92685319 | Laterals | 13391 | 0.18106 | 8 | 3 | 195259.12 | 0 | 56751.1223 | 64040.5069 | 75404.1248 | -138507.9977 | -131218.6131 | -119854.9952 | 0.29065 | 0.32798 | 0.38617 | 0.3114
331 | Lateral Hardening | Lateral Hardening-Fuse-93264384 | Laterals | 13042 | 0.1964 | 16 | 20 | 283198.63 | 0 | 82104.7023 | 93066.4523 | 109708.3976 | -201093.9277 | -190132.1777 | -173490.2324 | 0.28992 | 0.32863 | 0.38739 | 0.31128
4846 | Lateral Hardening | Lateral Hardening-Fuse-92306914 | Laterals | 13632 | 0.16174 | 12 | 8 | 80965.21 | 0 | 23257.0432 | 26634.4901 | 32539.7984 | -57708.1668 | -54330.7199 | -48425.4116 | 0.28725 | 0.32896 | 0.4019 | 0.31123
3001 | Lateral Hardening | Lateral Hardening-Fuse-93059737 | Laterals | 13593 | 0.24924 | 23 | 44 | 267940.09 | 0 | 77781.4957 | 88024.4773 | 103104.0336 | -190158.5943 | -179915.6127 | -164836.0564 | 0.29029 | 0.32852 | 0.3848 | 0.31121
1456 | Lateral Hardening | Lateral Hardening-Fuse-10904201 | Laterals | 13709 | 0.092045 | 6 | 4 | 60312.85 | 0 | 17478.0438 | 19771.3483 | 23475.6281 | -42834.8062 | -40541.5017 | -36837.2219 | 0.28979 | 0.32781 | 0.38923 | 0.31114
12843 | Lateral Hardening | Lateral Hardening-Fuse-10827112 | Laterals | 13769 | 0.52159 | 34 | 48 | 615687.21 | 0 | 181010.9846 | 199928.0818 | 229774.8882 | -434676.2254 | -415759.1282 | -385912.3218 | 0.294 | 0.32472 | 0.3732 | 0.31114
15446 | Lateral Hardening | Lateral Hardening-Fuse-10466908 | Laterals | 13433 | 0.33352 | 24 | 0 | 200248.3 | 0 | 57930.2484 | 65669.1971 | 78290.2744 | -142318.0516 | -134579.1029 | -121958.0256 | 0.28929 | 0.32794 | 0.39097 | 0.31105
14093 | Lateral Hardening | Lateral Hardening-Fuse-93245162 | Laterals | 13696 | 0.21894 | 19 | 25 | 401789.66 | 0 | 118104.7667 | 130573.9598 | 149296.9377 | -283684.8933 | -271215.7002 | -252492.7223 | 0.29395 | 0.32498 | 0.37158 | 0.31102
3828 | Lateral Hardening | Lateral Hardening-Fuse-93263618 | Laterals | 13175 | 0.060227 | 6 | 6 | 64668.57 | 0 | 18725.8453 | 21252.1583 | 24932.6979 | -45942.7247 | -43416.4117 | -39735.8721 | 0.28957 | 0.32863 | 0.38555 | 0.31088
14352 | Lateral Hardening | Lateral Hardening-Fuse-10025106 | Laterals | 13373 | 0.10663 | 11 | 19 | 124258.12 | 0 | 36017.4353 | 40695.1662 | 47982.3405 | -88240.6847 | -83562.9538 | -76275.7795 | 0.28986 | 0.32751 | 0.38615 | 0.31078
5723 | Lateral Hardening | Lateral Hardening-Fuse-10793151 | Laterals | 13470 | 0.44451 | 31 | 11 | 369141.89 | 0 | 108143.1927 | 119985.718 | 137840.0886 | -260998.6973 | -249156.172 | -231301.8014 | 0.29296 | 0.32504 | 0.37341 | 0.31063
383 | Lateral Hardening | Lateral Hardening-Fuse-10070704 | Laterals | 13657 | 0.11364 | 6 | 1 | 57825.93 | 0 | 16486.8629 | 19030.8926 | 23584.1476 | -41339.0671 | -38795.0374 | -34241.7824 | 0.28511 | 0.32911 | 0.40785 | 0.31058
7977 | Lateral Hardening | Lateral Hardening-Fuse-93249050 | Laterals | 13175 | 0.023106 | 2 | 3 | 61583.53 | 0 | 17836.1803 | 20204.5247 | 23580.3568 | -43747.3497 | -41379.0053 | -38003.1732 | 0.28963 | 0.32808 | 0.3829 | 0.31049
17101 | Lateral Hardening | Lateral Hardening-Fuse-60320466 | Laterals | 13420 | 0.060038 | 4 | 7 | 116456.08 | 0 | 33677.9556 | 38261.992 | 44696.9788 | -82778.1244 | -78194.088 | -71759.1012 | 0.28919 | 0.32855 | 0.38381 | 0.31046
6801 | Lateral Hardening | Lateral Hardening-Fuse-60072753 | Laterals | 13111 | 0.21155 | 18 | 38 | 332939.3 | 0 | 96820.7951 | 108684.8753 | 126470.596 | -236118.5049 | -224254.4247 | -206468.704 | 0.29081 | 0.32644 | 0.37986 | 0.3104
4754 | Lateral Hardening | Lateral Hardening-Fuse-10148835 | Laterals | 13661 | 0.17557 | 10 | 1 | 130090.14 | 0 | 37689.8879 | 42431.0158 | 50337.8913 | -92400.2521 | -87659.1242 | -79752.2487 | 0.28972 | 0.32617 | 0.38695 | 0.31038
13017 | Lateral Hardening | Lateral Hardening-Fuse-92681102 | Laterals | 13805 | 0.2875 | 11 | 0 | 121671.7 | 0 | 35108.536 | 39799.3193 | 47561.7051 | -86563.164 | -81872.3807 | -74109.9949 | 0.28855 | 0.3271 | 0.3909 | 0.31035
1742 | Lateral Hardening | Lateral Hardening-Fuse-10313385 | Laterals | 13866 | 0.030492 | 5 | 1 | 50000 | 0 | 14464.6912 | 16380.7096 | 19227.9507 | -35535.3088 | -33619.2904 | -30772.0493 | 0.28929 | 0.32761 | 0.38456 | 0.31032
10460 | Lateral Hardening | Lateral Hardening-Fuse-10147997 | Laterals | 13150 | 0.38693 | 26 | 30 | 422614.5 | 0 | 123923.8724 | 136821.6916 | 157260.9127 | -298690.6276 | -285792.8084 | -265353.5873 | 0.29323 | 0.32375 | 0.37211 | 0.31028
12212 | Lateral Hardening | Lateral Hardening-Fuse-10827122 | Laterals | 13769 | 0.8483 | 42 | 13 | 486656.07 | 0 | 142506.1884 | 157822.9542 | 181306.0797 | -344149.8816 | -328833.1158 | -305349.9903 | 0.29283 | 0.3243 | 0.37255 | 0.31024
2329 | Lateral Hardening | Lateral Hardening-Fuse-10397091 | Laterals | 13591 | 0.33845 | 25 | 64 | 437196.88 | 0 | 127840.729 | 142305.1963 | 161869.3376 | -309356.151 | -294891.6837 | -275327.5424 | 0.29241 | 0.32549 | 0.37024 | 0.31012
8436 | Lateral Hardening | Lateral Hardening-Fuse-10795727 | Laterals | 13695 | 0.32936 | 24 | 14 | 299400.04 | 0 | 87517.3789 | 97267.5887 | 111188.8784 | -211882.6611 | -202132.4513 | -188211.1616 | 0.29231 | 0.32488 | 0.37137 | 0.30999
12911 | Lateral Hardening | Lateral Hardening-Fuse-92643720 | Laterals | 13118 | 0.072159 | 6 | 20 | 208566.69 | 0 | 60213.5916 | 68329.4325 | 79958.7965 | -148353.0984 | -140237.2575 | -128607.8935 | 0.2887 | 0.32761 | 0.38337 | 0.30984
11494 | Lateral Hardening | Lateral Hardening-Fuse-10487462 | Laterals | 13458 | 0.073674 | 5 | 4 | 58434.79 | 0 | 16755.0471 | 19097.8458 | 23225.2406 | -41679.7429 | -39336.9442 | -35209.5494 | 0.28673 | 0.32682 | 0.39746 | 0.30983
13789 | Lateral Hardening | Lateral Hardening-Fuse-60440034 | Laterals | 13256 | 0.11023 | 7 | 1 | 53103.93 | 0 | 15305.6896 | 17310.07 | 20687.7658 | -37798.2404 | -35793.86 | -32416.1642 | 0.28822 | 0.32597 | 0.38957 | 0.30968
3003 | Lateral Hardening | Lateral Hardening-Fuse-60165361 | Laterals | 13756 | 0.093939 | 14 | 23 | 83190.29 | 0 | 23433.0238 | 27378.1554 | 34821.9663 | -59757.2662 | -55812.1346 | -48368.3237 | 0.28168 | 0.3291 | 0.41858 | 0.3096
587 | Lateral Hardening | Lateral Hardening-Fuse-92539026 | Laterals | 14111 | 0.29167 | 18 | 16 | 295759.1 | 0 | 86983.2233 | 95286.0948 | 107836.115 | -208775.8767 | -200473.0052 | -187922.985 | 0.2941 | 0.32217 | 0.36461 | 0.30957
18996 | Lateral Hardening | Lateral Hardening-Fuse-60401772 | Laterals | 13505 | 0.061932 | 6 | 3 | 57458.91 | 0 | 16259.2659 | 18835.5565 | 23809.7932 | -41199.6441 | -38623.3535 | -33649.1168 | 0.28297 | 0.32781 | 0.41438 | 0.30956
7067 | Lateral Hardening | Lateral Hardening-Fuse-93217883 | Laterals | 13656 | 0.48352 | 20 | 2 | 246702.15 | 0 | 71493.4788 | 80208.5513 | 93850.2982 | -175208.6712 | -166493.5987 | -152851.8518 | 0.2898 | 0.32512 | 0.38042 | 0.30946
14010 | Lateral Hardening | Lateral Hardening-Fuse-92367410 | Laterals | 14110 | 0.2197 | 13 | 10 | 173668.15 | 0 | 50782.0878 | 56106.4274 | 64376.5039 | -122886.0622 | -117561.7226 | -109291.6461 | 0.29241 | 0.32307 | 0.37069 | 0.30943
16300 | Lateral Hardening | Lateral Hardening-Fuse-92128155 | Laterals | 13133 | 0.22727 | 17 | 36 | 322455.72 | 0 | 93507.9058 | 104865.6855 | 122030.2164 | -228947.8142 | -217590.0345 | -200425.5036 | 0.28999 | 0.32521 | 0.37844 | 0.3094
3906 | Lateral Hardening | Lateral Hardening-Fuse-93241309 | Laterals | 14000 | 0.17311 | 9 |  | 58838.29 | 0 | 16278.9602 | 19517.0354 | 25818.2255 | -42559.3298 | -39321.2546 | -33020.0645 | 0.27667 | 0.33171 | 0.4388 | 0.3094
15909 | Lateral Hardening | Lateral Hardening-Fuse-10236643 | Laterals | 13511 | 0.13428 | 12 | 10 | 139363.52 | 0 | 39871.9548 | 45612.0646 | 55061.7559 | -99491.5652 | -93751.4554 | -84301.7641 | 0.2861 | 0.32729 | 0.39509 | 0.30936
15234 | Lateral Hardening | Lateral Hardening-Fuse-10128505 | Laterals | 13079 | 0.11932 | 13 | 22 | 181350.06 | 0 | 52069.5557 | 59256.542 | 70823.8224 | -129280.5043 | -122093.518 | -110526.2376 | 0.28712 | 0.32675 | 0.39054 | 0.30935
2139 | Lateral Hardening | Lateral Hardening-Fuse-60068912 | Laterals | 13204 | 0.14848 | 13 | 20 | 207049.91 | 0 | 60512.5405 | 67023.0898 | 76232.7247 | -146537.3695 | -140026.8202 | -130817.1853 | 0.29226 | 0.3237 | 0.36819 | 0.30929
19359 | Lateral Hardening | Lateral Hardening-Fuse-92047845 | Laterals | 13962 | 0.16042 | 8 | 1 | 57275.03 | 0 | 16497.6607 | 18617.1682 | 22304.7647 | -40777.3693 | -38657.8618 | -34970.2653 | 0.28804 | 0.32505 | 0.38943 | 0.30928
9818 | Lateral Hardening | Lateral Hardening-Fuse-10362878 | Laterals | 13104 | 0.16364 | 12 | 13 | 144715.86 | 0 | 42069.8348 | 46976.7236 | 54085.1725 | -102646.0252 | -97739.1364 | -90630.6875 | 0.29071 | 0.32461 | 0.37373 | 0.30918
17288 | Lateral Hardening | Lateral Hardening-Fuse-93272288 | Laterals | 13080 | 0.13996 | 12 | 24 | 297562.24 | 0 | 85585.2307 | 97033.0442 | 115106.2925 | -211977.0093 | -200529.1958 | -182455.9475 | 0.28762 | 0.32609 | 0.38683 | 0.30908
15115 | Lateral Hardening | Lateral Hardening-Fuse-10795765 | Laterals | 13695 | 0.21061 | 15 | 17 | 200422.63 | 0 | 58429.5823 | 64814.1703 | 74200.3978 | -141993.0477 | -135608.4597 | -126222.2322 | 0.29153 | 0.32339 | 0.37022 | 0.30896
4376 | Lateral Hardening | Lateral Hardening-Fuse-92376258 | Laterals | 13041 | 0.24527 | 18 | 32 | 334419.55 | 0 | 97635.8607 | 107909.2705 | 123372.979 | -236783.6893 | -226510.2795 | -211046.571 | 0.29196 | 0.32268 | 0.36892 | 0.30887
16063 | Lateral Hardening | Lateral Hardening-Fuse-10761278 | Laterals | 13422 | 0.11231 | 6 | 2 | 61645.75 | 0 | 17673.2004 | 20068.3213 | 24156.2906 | -43972.5496 | -41577.4287 | -37489.4594 | 0.28669 | 0.32554 | 0.39186 | 0.30886
18712 | Lateral Hardening | Lateral Hardening-Fuse-92035718 | Laterals | 13442 | 0.010795 | 3 | 72 | 50000 | 0 | 14323.6151 | 16367.6608 | 19360.7384 | -35676.3849 | -33632.3392 | -30639.2616 | 0.28647 | 0.32735 | 0.38721 | 0.30881
5281 | Lateral Hardening | Lateral Hardening-Fuse-92079389 | Laterals | 13786 | 0.053409 | 5 | 2 | 162238.1 | 0 | 46774.1026 | 52763.3042 | 62059.6444 | -115463.9974 | -109474.7958 | -100178.4556 | 0.28831 | 0.32522 | 0.38252 | 0.3088
15312 | Lateral Hardening | Lateral Hardening-Fuse-10694123 | Laterals | 13254 | 0.32027 | 13 |  | 129906.56 | 0 | 37013.4372 | 42380.5904 | 51899.0113 | -92893.1228 | -87525.9696 | -78007.5487 | 0.28492 | 0.32624 | 0.39951 | 0.30878
3120 | Lateral Hardening | Lateral Hardening-Fuse-93274895 | Laterals | 13687 | 0.088258 | 6 | 3 | 64258.59 | 0 | 18264.1337 | 20971.08 | 25776.0822 | -45994.4563 | -43287.51 | -38482.5078 | 0.28423 | 0.32635 | 0.40113 | 0.30856
5515 | Lateral Hardening | Lateral Hardening-Fuse-10097044 | Laterals | 13461 | 0.28788 | 13 | 7 | 171983.23 | 0 | 50165.7499 | 55318.8115 | 63497.7335 | -121817.4801 | -116664.4185 | -108485.4965 | 0.29169 | 0.32165 | 0.36921 | 0.30843
9446 | Lateral Hardening | Lateral Hardening-Fuse-10650437 | Laterals | 13391 | 0.18996 | 8 | 2 | 108112.4 | 0 | 31532.6104 | 34699.6312 | 40130.7331 | -76579.7896 | -73412.7688 | -67981.6669 | 0.29167 | 0.32096 | 0.37119 | 0.30841
11358 | Lateral Hardening | Lateral Hardening-Fuse-92032803 | Laterals | 13808 | 0.52689 | 22 | 16 | 379410.11 | 0 | 110994.6441 | 121905.0217 | 138262.0966 | -268415.4659 | -257505.0883 | -241148.0134 | 0.29255 | 0.3213 | 0.36441 | 0.30836
9880 | Lateral Hardening | Lateral Hardening-Fuse-10667346 | Laterals | 13785 | 0.19508 | 14 | 4 | 156410.63 | 0 | 45360.4001 | 50498.3203 | 58553.5228 | -111050.2299 | -105912.3097 | -97857.1072 | 0.29001 | 0.32286 | 0.37436 | 0.3083
10064 | Lateral Hardening | Lateral Hardening-Fuse-91570601 | Laterals | 13044 | 0.036932 | 5 | 3 | 150722.01 | 0 | 43297.3921 | 49076.1182 | 57510.0254 | -107424.6179 | -101645.8918 | -93211.9846 | 0.28727 | 0.32561 | 0.38156 | 0.3082
16194 | Lateral Hardening | Lateral Hardening-Fuse-10918214 | Laterals | 14069 | 0.12784 | 5 | 1 | 59006.43 | 0 | 16912.5639 | 19139.5137 | 22959.5746 | -42093.8661 | -39866.9163 | -36046.8554 | 0.28662 | 0.32436 | 0.3891 | 0.30819
5628 | Lateral Hardening | Lateral Hardening-Fuse-10479379 | Laterals | 14012 | 0.14299 | 12 | 11 | 127280.2 | 0 | 36764.2178 | 41223.9087 | 47872.7149 | -90515.9822 | -86056.2913 | -79407.4851 | 0.28884 | 0.32388 | 0.37612 | 0.30808
4892 | Lateral Hardening | Lateral Hardening-Fuse-92443653 | Laterals | 13391 | 0.54072 | 32 | 12 | 328247.2 | 0 | 95254.7781 | 105861.0868 | 122157.0415 | -232992.4219 | -222386.1132 | -206090.1585 | 0.29019 | 0.3225 | 0.37215 | 0.30808
2929 | Lateral Hardening | Lateral Hardening-Fuse-10070651 | Laterals | 13984 | 0.055114 | 5 | 1 | 52962.27 | 0 | 15071.9411 | 17270.4124 | 20887.6051 | -37890.3289 | -35691.8576 | -32074.6649 | 0.28458 | 0.32609 | 0.39439 | 0.30801
13451 | Lateral Hardening | Lateral Hardening-Fuse-90502266 | Laterals | 13740 | 0.17348 | 18 | 28 | 236637.59 | 0 | 68428.3247 | 76564.2015 | 88103.8752 | -168209.2653 | -160073.3885 | -148533.7148 | 0.28917 | 0.32355 | 0.37232 | 0.3078
2772 | Lateral Hardening | Lateral Hardening-Fuse-10675175 | Laterals | 13464 | 0.1108 | 9 | 7 | 76731.15 | 0 | 21921.6347 | 24925.933 | 29839.7113 | -54809.5153 | -51805.217 | -46891.4387 | 0.28569 | 0.32485 | 0.38889 | 0.30776
187 | Lateral Hardening | Lateral Hardening-Fuse-93266141 | Laterals | 13927 | 0.080682 | 4 | 2 | 65282.61 | 0 | 18738.1334 | 21239.0395 | 24764.9839 | -46544.4766 | -44043.5705 | -40517.6261 | 0.28703 | 0.32534 | 0.37935 | 0.30776
17013 | Lateral Hardening | Lateral Hardening-Fuse-10089368 | Laterals | 13278 | 0.22992 | 18 | 16 | 166453.54 | 0 | 47707.8464 | 53975.257 | 64038.6069 | -118745.6936 | -112478.283 | -102414.9331 | 0.28661 | 0.32427 | 0.38472 | 0.30772
8699 | Lateral Hardening | Lateral Hardening-Fuse-60072766 | Laterals | 13111 | 0.19886 | 16 | 28 | 301133.4 | 0 | 86936.4513 | 97334.6288 | 112862.0872 | -214196.9487 | -203798.7712 | -188271.3128 | 0.2887 | 0.32323 | 0.37479 | 0.30767
6418 | Lateral Hardening | Lateral Hardening-Fuse-60048286 | Laterals | 13591 | 0.20739 | 17 | 38 | 330558.3 | 0 | 94489.5232 | 107320.0492 | 127924.816 | -236068.7768 | -223238.2508 | -202633.484 | 0.28585 | 0.32466 | 0.387 | 0.30761
1943 | Lateral Hardening | Lateral Hardening-Fuse-92804400 | Laterals | 13210 | 0.065341 | 8 | 8 | 59349.69 | 0 | 16462.3161 | 19517.038 | 25209.5864 | -42887.3739 | -39832.652 | -34140.1036 | 0.27738 | 0.32885 | 0.42476 | 0.30756
8690 | Lateral Hardening | Lateral Hardening-Fuse-10472616 | Laterals | 14114 | 0.18447 | 10 | 5 | 155529.19 | 0 | 45205.8272 | 49873.862 | 57384.3466 | -110323.3628 | -105655.328 | -98144.8434 | 0.29066 | 0.32067 | 0.36896 | 0.30749
2020 | Lateral Hardening | Lateral Hardening-Fuse-92741765 | Laterals | 14041 | 0.35417 | 25 | 30 | 424005.23 | 0 | 123198.5944 | 136161.5806 | 156071.34 | -300806.6356 | -287843.6494 | -267933.89 | 0.29056 | 0.32113 | 0.36809 | 0.30748
5248 | Lateral Hardening | Lateral Hardening-Fuse-91238854 | Laterals | 13124 | 0.63371 | 37 | 0 | 698677.42 | 0 | 202894.0187 | 224057.5222 | 258048.9822 | -495783.4013 | -474619.8978 | -440628.4378 | 0.2904 | 0.32069 | 0.36934 | 0.30738
11654 | Lateral Hardening | Lateral Hardening-Fuse-92131285 | Laterals | 13019 | 0.23598 | 16 | 26 | 174308.54 | 0 | 49928.7012 | 56609.7516 | 66352.4107 | -124379.8388 | -117698.7884 | -107956.1293 | 0.28644 | 0.32477 | 0.38066 | 0.30736
11414 | Lateral Hardening | Lateral Hardening-Fuse-92358555 | Laterals | 13227 | 0.16818 | 11 | 19 | 129373.62 | 0 | 37140.2184 | 41893.5353 | 49005.9199 | -92233.4016 | -87480.0847 | -80367.7001 | 0.28708 | 0.32382 | 0.37879 | 0.30727
6553 | Lateral Hardening | Lateral Hardening-Fuse-93258715 | Laterals | 13042 | 0.15985 | 12 | 14 | 116891.06 | 0 | 33490.8225 | 37779.033 | 44852.245 | -83400.2375 | -79112.027 | -72038.815 | 0.28651 | 0.3232 | 0.38371 | 0.30724
17085 | Lateral Hardening | Lateral Hardening-Fuse-92657662 | Laterals | 13020 | 0.069129 | 6 | 3 | 102508.96 | 0 | 29394.2343 | 33115.8368 | 39157.5575 | -73114.7257 | -69393.1232 | -63351.4025 | 0.28675 | 0.32305 | 0.38199 | 0.30716
19222 | Lateral Hardening | Lateral Hardening-Fuse-92433827 | Laterals | 13099 | 0.10606 | 6 | 2 | 57196.33 | 0 | 16081.5984 | 18591.7817 | 23415.3896 | -41114.7316 | -38604.5483 | -33780.9404 | 0.28116 | 0.32505 | 0.40939 | 0.30715
9194 | Lateral Hardening | Lateral Hardening-Fuse-10274844 | Laterals | 13624 | 0.13428 | 15 | 2 | 59541.59 | 0 | 16400.2888 | 19587.1862 | 25709.3482 | -43141.3012 | -39954.4038 | -33832.2418 | 0.27544 | 0.32897 | 0.43179 | 0.30713
2408 | Lateral Hardening | Lateral Hardening-Fuse-10633660 | Laterals | 13241 | 0.11307 | 8 | 7 | 86385.69 | 0 | 24873.8372 | 27885.8901 | 32376.9867 | -61511.8528 | -58499.7999 | -54008.7033 | 0.28794 | 0.32281 | 0.3748 | 0.30709
14882 | Lateral Hardening | Lateral Hardening-Fuse-90824395 | Laterals | 13514 | 0.21061 | 14 | 28 | 253038.67 | 0 | 72774.3675 | 81721.6229 | 95034.7085 | -180264.3025 | -171317.0471 | -158003.9615 | 0.2876 | 0.32296 | 0.37557 | 0.30701
13243 | Lateral Hardening | Lateral Hardening-Fuse-10158426 | Laterals | 13162 | 0.099621 | 15 | 9 | 209158.28 | 0 | 59859.7633 | 67564.0994 | 80276.6945 | -149298.5167 | -141594.1806 | -128881.5855 | 0.28619 | 0.32303 | 0.38381 | 0.30701
4748 | Lateral Hardening | Lateral Hardening-Fuse-60056931 | Laterals | 13622 | 0.21212 | 21 | 16 | 318488.45 | 0 | 91445.1382 | 102610.7504 | 120919.3384 | -227043.3118 | -215877.6996 | -197569.1116 | 0.28712 | 0.32218 | 0.37967 | 0.30689
10889 | Lateral Hardening | Lateral Hardening-Fuse-91349814 | Laterals | 13462 | 0.53068 | 33 | 35 | 563876.14 | 0 | 164374.4964 | 180024.9138 | 203532.9765 | -399501.6436 | -383851.2262 | -360343.1635 | 0.29151 | 0.31926 | 0.36095 | 0.30678
10544 | Lateral Hardening | Lateral Hardening-Fuse-10916837 | Laterals | 13805 | 0.094318 | 6 | 1 | 56220.45 | 0 | 16082.2374 | 18154.6639 | 21511.746 | -40138.2126 | -38065.7861 | -34708.704 | 0.28606 | 0.32292 | 0.38263 | 0.30677
5006 | Lateral Hardening | Lateral Hardening-Fuse-91580500 | Laterals | 13256 | 0.22652 | 17 | 2 | 182023.43 | 0 | 51868.1566 | 58947.8046 | 70176.2833 | -130155.2734 | -123075.6254 | -111847.1467 | 0.28495 | 0.32385 | 0.38553 | 0.30668
15024 | Lateral Hardening | Lateral Hardening-Fuse-92034932 | Laterals | 13124 | 0.35076 | 22 | 0 | 131508 | 0 | 36986.269 | 42652.7419 | 53190.4117 | -94521.731 | -88855.2581 | -78317.5883 | 0.28125 | 0.32434 | 0.40447 | 0.3065
17091 | Lateral Hardening | Lateral Hardening-Fuse-10095432 | Laterals | 13786 | 0.1178 | 7 | 1 | 58172.21 | 0 | 16155.323 | 18987.3259 | 24387.4742 | -42016.887 | -39184.8841 | -33784.7358 | 0.27772 | 0.3264 | 0.41923 | 0.30647
11499 | Lateral Hardening | Lateral Hardening-Fuse-90287839 | Laterals | 13389 | 0.057008 | 4 | 1 | 57049.67 | 0 | 16321.5656 | 18412.0149 | 21648.956 | -40728.1044 | -38637.6551 | -35400.714 | 0.28609 | 0.32274 | 0.37948 | 0.30642
8076 | Lateral Hardening | Lateral Hardening-Fuse-90010418 | Laterals | 13461 | 0.4161 | 12 | 1 | 171866.57 | 0 | 49342.9998 | 55262.7362 | 64593.3648 | -122523.5702 | -116603.8338 | -107273.2052 | 0.2871 | 0.32154 | 0.37583 | 0.30631
12310 | Lateral Hardening | Lateral Hardening-Fuse-10363942 | Laterals | 13096 | 0.089394 | 8 | 2 | 104193.14 | 0 | 29731.2461 | 33567.0152 | 40061.6806 | -74461.8939 | -70626.1248 | -64131.4594 | 0.28535 | 0.32216 | 0.38449 | 0.30631
15958 | Lateral Hardening | Lateral Hardening-Fuse-10087563 | Laterals | 13389 | 0.24053 | 12 | 8 | 63933.05 | 0 | 17896.4014 | 20783.1326 | 26072.3996 | -46036.6486 | -43149.9174 | -37860.6504 | 0.27992 | 0.32508 | 0.40781 | 0.30626
6224 | Lateral Hardening | Lateral Hardening-Fuse-91313848 | Laterals | 13388 | 0.17121 | 9 | 2 | 118344.14 | 0 | 33909.3403 | 38084.5493 | 44515.1309 | -84434.7997 | -80259.5907 | -73829.0091 | 0.28653 | 0.32181 | 0.37615 | 0.30608
10801 | Lateral Hardening | Lateral Hardening-Fuse-10362873 | Laterals | 13104 | 0.13598 | 9 | 13 | 78824.57 | 0 | 22259.873 | 25511.231 | 31110.2259 | -56564.697 | -53313.339 | -47714.3441 | 0.2824 | 0.32365 | 0.39468 | 0.306
18495 | Lateral Hardening | Lateral Hardening-Fuse-91097545 | Laterals | 13148 | 0.2517 | 16 | 4 | 201638.82 | 0 | 57770.9465 | 64874.5318 | 75743.9736 | -143867.8735 | -136764.2882 | -125894.8464 | 0.28651 | 0.32174 | 0.37564 | 0.30599
1724 | Lateral Hardening | Lateral Hardening-Fuse-10367294 | Laterals | 13102 | 0.19508 | 17 | 35 | 187341.95 | 0 | 53323.4172 | 60461.2475 | 71806.6058 | -134018.5328 | -126880.7025 | -115535.3442 | 0.28463 | 0.32273 | 0.38329 | 0.30593
15272 | Lateral Hardening | Lateral Hardening-Fuse-91616523 | Laterals | 13158 | 0.10625 | 9 | 15 | 148824 | 0 | 42468.2423 | 48013.8635 | 56423.6339 | -106355.7577 | -100810.1365 | -92400.3661 | 0.28536 | 0.32262 | 0.37913 | 0.30591
17561 | Lateral Hardening | Lateral Hardening-Fuse-10100712 | Laterals | 13048 | 0.16307 | 15 | 33 | 243631.89 | 0 | 70063.7659 | 78458.9724 | 89343.0989 | -173568.1241 | -165172.9176 | -154288.7911 | 0.28758 | 0.32204 | 0.36671 | 0.30583
11033 | Lateral Hardening | Lateral Hardening-Fuse-92541008 | Laterals | 13011 | 0.85758 | 40 | 54 | 884706.83 | 0 | 258380.2807 | 280158.7339 | 314803.6018 | -626326.5493 | -604548.0961 | -569903.2282 | 0.29205 | 0.31667 | 0.35583 | 0.30581
13236 | Lateral Hardening | Lateral Hardening-Fuse-91037534 | Laterals | 13511 | 0.096591 | 17 | 13 | 221880.46 | 0 | 63060.2959 | 71488.1612 | 85613.8794 | -158820.1641 | -150392.2988 | -136266.5806 | 0.28421 | 0.32219 | 0.38586 | 0.30577
12261 | Lateral Hardening | Lateral Hardening-Fuse-92897151 | Laterals | 13854 | 0.37992 | 18 | 33 | 339072.16 | 0 | 97131.3451 | 108862.4588 | 127275.3215 | -241940.8149 | -230209.7012 | -211796.8385 | 0.28646 | 0.32106 | 0.37536 | 0.30573
5901 | Lateral Hardening | Lateral Hardening-Fuse-10526063 | Laterals | 14023 | 0.090152 | 9 | 3 | 51435.49 | 0 | 14325.9665 | 16692.3866 | 21147.4727 | -37109.5235 | -34743.1034 | -30288.0173 | 0.27852 | 0.32453 | 0.41115 | 0.30559
11862 | Lateral Hardening | Lateral Hardening-Fuse-92998703 | Laterals | 13229 | 0.19375 | 12 | 6 | 111848.52 | 0 | 31998.0748 | 35840.6465 | 42044.9683 | -79850.4452 | -76007.8735 | -69803.5517 | 0.28608 | 0.32044 | 0.37591 | 0.30537
2202 | Lateral Hardening | Lateral Hardening-Fuse-10596851 | Laterals | 13770 | 0.045644 | 2 | 1 | 60005.77 | 0 | 17108.7332 | 19316.0129 | 22605.1178 | -42897.0368 | -40689.7571 | -37400.6522 | 0.28512 | 0.3219 | 0.37672 | 0.30531
17462 | Lateral Hardening | Lateral Hardening-Fuse-90142851 | Laterals | 13705 | 0.058523 | 5 | 3 | 61105.59 | 0 | 17136.119 | 19765.8833 | 24353.5052 | -43969.471 | -41339.7067 | -36752.0848 | 0.28043 | 0.32347 | 0.39855 | 0.30516
18414 | Lateral Hardening | Lateral Hardening-Fuse-10098200 | Laterals | 13084 | 0.13523 | 9 | 6 | 74348.85 | 0 | 21040.9797 | 23955.0103 | 28754.9113 | -53307.8703 | -50393.8397 | -45593.9387 | 0.283 | 0.3222 | 0.38676 | 0.30514
11110 | Lateral Hardening | Lateral Hardening-Fuse-10465314 | Laterals | 13434 | 0.18845 | 9 | 22 | 131057.8 | 0 | 37413.1592 | 42220.5551 | 48754.5367 | -93644.6408 | -88837.2449 | -82303.2633 | 0.28547 | 0.32215 | 0.37201 | 0.30513
8532 | Lateral Hardening | Lateral Hardening-Fuse-10000889 | Laterals | 13236 | 0.65246 | 35 | 11 | 278887.91 | 0 | 79312.4611 | 89372.0471 | 106777.2888 | -199575.4489 | -189515.8629 | -172110.6212 | 0.28439 | 0.32046 | 0.38287 | 0.30506
5403 | Lateral Hardening | Lateral Hardening-Fuse-93027726 | Laterals | 13305 | 0.775 | 37 | 2 | 500489.06 | 0 | 140811.4118 | 161172.6959 | 197919.3848 | -359677.6482 | -339316.3641 | -302569.6752 | 0.28135 | 0.32203 | 0.39545 | 0.30496
11602 | Lateral Hardening | Lateral Hardening-Fuse-60130951 | Laterals | 13022 | 0.43693 | 33 | 33 | 509688.18 | 0 | 146893.0727 | 162270.3998 | 186175.9371 | -362795.1073 | -347417.7802 | -323512.2429 | 0.2882 | 0.31837 | 0.36527 | 0.30496
2666 | Lateral Hardening | Lateral Hardening-Fuse-92145506 | Laterals | 13330 | 0.18939 | 8 | 1 | 64121.93 | 0 | 17574.3813 | 20926.0137 | 27320.8733 | -46547.5487 | -43195.9163 | -36801.0567 | 0.27408 | 0.32635 | 0.42608 | 0.30496
4657 | Lateral Hardening | Lateral Hardening-Fuse-10747930 | Laterals | 14023 | 0.38239 | 21 | 0 | 131949.18 | 0 | 37372.0274 | 42389.8072 | 50955.8588 | -94577.1526 | -89559.3728 | -80993.3212 | 0.28323 | 0.32126 | 0.38618 | 0.30493
10670 | Lateral Hardening | Lateral Hardening-Fuse-90902711 | Laterals | 13220 | 0.29697 | 24 | 24 | 310541.03 | 0 | 89379.3672 | 99028.1362 | 113386.5518 | -221161.6628 | -211512.8938 | -197154.4782 | 0.28782 | 0.31889 | 0.36513 | 0.30487
11028 | Lateral Hardening | Lateral Hardening-Fuse-92321142 | Laterals | 13610 | 0.20492 | 25 | 37 | 429152.26 | 0 | 122451.5293 | 137357.0257 | 160576.2725 | -306700.7307 | -291795.2343 | -268575.9875 | 0.28533 | 0.32007 | 0.37417 | 0.30464
2330 | Lateral Hardening | Lateral Hardening-Fuse-10680824 | Laterals | 13308 | 0.18523 | 17 | 37 | 312996.72 | 0 | 90172.1579 | 99747.1799 | 113209.1228 | -222824.5621 | -213249.5401 | -199787.5972 | 0.28809 | 0.31868 | 0.36169 | 0.30463
10308 | Lateral Hardening | Lateral Hardening-Fuse-10618020 | Laterals | 13118 | 0.38466 | 3 |  | 76419.87 | 0 | 21983.145 | 24259.8438 | 28047.4534 | -54436.725 | -52160.0262 | -48372.4166 | 0.28766 | 0.31745 | 0.36702 | 0.30454
2238 | Lateral Hardening | Lateral Hardening-Fuse-91313927 | Laterals | 13910 | 0.10114 | 9 | 7 | 115941.66 | 0 | 33289.1736 | 36955.8548 | 42409.0624 | -82652.4864 | -78985.8052 | -73532.5976 | 0.28712 | 0.31875 | 0.36578 | 0.30447
12661 | Lateral Hardening | Lateral Hardening-Fuse-10274713 | Laterals | 13624 | 0.17235 | 9 | 2 | 58266.65 | 0 | 16534.1149 | 18662.0978 | 22211.616 | -41732.5351 | -39604.5522 | -36055.034 | 0.28377 | 0.32029 | 0.38121 | 0.30447
9001 | Lateral Hardening | Lateral Hardening-Fuse-90901263 | Laterals | 13818 | 0.39545 | 12 |  | 114219.33 | 0 | 31907.288 | 36817.4396 | 45760.2619 | -82312.042 | -77401.8904 | -68459.0681 | 0.27935 | 0.32234 | 0.40064 | 0.30438
8110 | Lateral Hardening | Lateral Hardening-Fuse-92412816 | Laterals | 13422 | 0.1053 | 7 |  | 65991.97 | 0 | 18441.789 | 21288.6739 | 26340.1033 | -47550.181 | -44703.2961 | -39651.8667 | 0.27946 | 0.32259 | 0.39914 | 0.30437
204 | Lateral Hardening | Lateral Hardening-Fuse-90601895 | Laterals | 13808 | 1.0189 | 44 | 23 | 632667.56 | 0 | 182096.8656 | 200824.0883 | 230003.9814 | -450570.6944 | -431843.4717 | -402663.5786 | 0.28782 | 0.31742 | 0.36355 | 0.30428
13522 | Lateral Hardening | Lateral Hardening-Fuse-92701852 | Laterals | 13299 | 0.017424 | 1 | 12 | 50000 | 0 | 14180.4252 | 16073.6785 | 18726.0055 | -35819.5748 | -33926.3215 | -31273.9945 | 0.28361 | 0.32147 | 0.37452 | 0.30406
3402 | Lateral Hardening | Lateral Hardening-Fuse-90951647 | Laterals | 14023 | 0.2214 | 12 | 11 | 273986.48 | 0 | 78746.1865 | 86790.6586 | 100012.3769 | -195240.2935 | -187195.8214 | -173974.1031 | 0.28741 | 0.31677 | 0.36503 | 0.30398
9014 | Lateral Hardening | Lateral Hardening-Fuse-93232043 | Laterals | 13696 | 0.32083 | 23 | 23 | 269246.56 | 0 | 76729.0569 | 85966.8913 | 99973.6301 | -192517.5031 | -183279.6687 | -169272.9299 | 0.28498 | 0.31929 | 0.37131 | 0.3039
12081 | Lateral Hardening | Lateral Hardening-Fuse-10705878 | Laterals | 13268 | 0.054924 | 4 | 1 | 61548.29 | 0 | 17462.9765 | 19699.6166 | 23162.9256 | -44085.3135 | -41848.6734 | -38385.3644 | 0.28373 | 0.32007 | 0.37634 | 0.30389
4861 | Lateral Hardening | Lateral Hardening-Fuse-10918242 | Laterals | 14069 | 0.15246 | 9 | 2 | 100557.2 | 0 | 28827.2589 | 31964.5952 | 36707.0611 | -71729.9411 | -68592.6048 | -63850.1389 | 0.28668 | 0.31787 | 0.36504 | 0.30387
1420 | Lateral Hardening | Lateral Hardening-Fuse-90450645 | Laterals | 13080 | 0.057765 | 2 | 96 | 81123.53 | 0 | 22900.3484 | 26064.3521 | 30904.2313 | -58223.1816 | -55059.1779 | -50219.2987 | 0.28229 | 0.32129 | 0.38095 | 0.30386
16200 | Lateral Hardening | Lateral Hardening-Fuse-91439966 | Laterals | 13488 | 0.14602 | 9 | 51 | 203628.54 | 0 | 57476.9419 | 65422.5142 | 77499.7012 | -146151.5981 | -138206.0258 | -126128.8388 | 0.28226 | 0.32128 | 0.38059 | 0.3038
7525 | Lateral Hardening | Lateral Hardening-Fuse-90857024 | Laterals | 13787 | 0.33201 | 14 | 9 | 262232.2 | 0 | 74050.5584 | 83963.7404 | 100363.0164 | -188181.6416 | -178268.4596 | -161869.1836 | 0.28239 | 0.32019 | 0.38273 | 0.30376
19276 | Lateral Hardening | Lateral Hardening-Fuse-10477230 | Laterals | 13326 | 0.11951 | 10 | 10 | 125328.44 | 0 | 35703.6074 | 40004.4867 | 46407.1143 | -89624.8326 | -85323.9533 | -78921.3257 | 0.28488 | 0.3192 | 0.37028 | 0.30372
13925 | Lateral Hardening | Lateral Hardening-Fuse-91039198 | Laterals | 13817 | 0.11098 | 5 | 0 | 70866.37 | 0 | 20032.4463 | 22674.8355 | 26984.1123 | -50833.9237 | -48191.5345 | -43882.2577 | 0.28268 | 0.31997 | 0.38077 | 0.30367
13340 | Lateral Hardening | Lateral Hardening-Fuse-91640983 | Laterals | 13371 | 0.12424 | 8 | 7 | 111019.3 | 0 | 31363.3601 | 35540.364 | 42324.1381 | -79655.9399 | -75478.936 | -68695.1619 | 0.2825 | 0.32013 | 0.38123 | 0.30366
8479 | Lateral Hardening | Lateral Hardening-Fuse-92224559 | Laterals | 13724 | 0.10739 | 5 | 2 | 50000 | 0 | 14045.8833 | 16030.4118 | 19428.4432 | -35954.1167 | -33969.5882 | -30571.5568 | 0.28092 | 0.32061 | 0.38857 | 0.30359
19415 | Lateral Hardening | Lateral Hardening-Fuse-60604588 | Laterals | 13007 | 0.39489 | 21 |  | 138369.85 | 0 | 37537.9712 | 45004.7119 | 59534.7489 | -100831.8788 | -93365.1381 | -78835.1011 | 0.27129 | 0.32525 | 0.43026 | 0.30337
2654 | Lateral Hardening | Lateral Hardening-Fuse-10452695 | Laterals | 13129 | 0.3214 | 20 | 36 | 464356.65 | 0 | 133002.545 | 147432.8741 | 168338.5195 | -331354.105 | -316923.7759 | -296018.1305 | 0.28642 | 0.3175 | 0.36252 | 0.30336
9577 | Lateral Hardening | Lateral Hardening-Fuse-10645459 | Laterals | 13148 | 0.1572 | 13 | 3 | 226850.84 | 0 | 64048.7886 | 72445.3355 | 86523.1491 | -162802.0514 | -154405.5045 | -140327.6909 | 0.28234 | 0.31935 | 0.38141 | 0.30335
1041 | Lateral Hardening | Lateral Hardening-Fuse-90162751 | Laterals | 13254 | 0.26288 | 10 | 1 | 70229.05 | 0 | 19079.4629 | 22817.2752 | 30067.0377 | -51149.5871 | -47411.7748 | -40162.0123 | 0.27167 | 0.3249 | 0.42813 | 0.30329
4521 | Lateral Hardening | Lateral Hardening-Fuse-10366853 | Laterals | 13101 | 0.27822 | 26 | 52 | 407898.31 | 0 | 116546.113 | 129744.4042 | 148141.1172 | -291352.197 | -278153.9058 | -259757.1928 | 0.28572 | 0.31808 | 0.36318 | 0.30318
3098 | Lateral Hardening | Lateral Hardening-Fuse-10679436 | Laterals | 13807 | 0.10549 | 6 | 1 | 101601.04 | 0 | 28726.3693 | 32356.0101 | 38454.3173 | -72874.6707 | -69245.0299 | -63146.7227 | 0.28274 | 0.31846 | 0.37848 | 0.30303
6355 | Lateral Hardening | Lateral Hardening-Fuse-10916795 | Laterals | 13805 | 0.071591 | 6 | 2 | 54331.65 | 0 | 15158.3863 | 17416.4849 | 21437.5669 | -39173.2637 | -36915.1651 | -32894.0831 | 0.279 | 0.32056 | 0.39457 | 0.30302
8176 | Lateral Hardening | Lateral Hardening-Fuse-90925082 | Laterals | 13003 | 0.096402 | 5 | 1 | 56393.59 | 0 | 15830.5404 | 18035.5306 | 21733.1701 | -40563.0496 | -38358.0594 | -34660.4199 | 0.28072 | 0.31982 | 0.38538 | 0.30291
17177 | Lateral Hardening | Lateral Hardening-Fuse-93049041 | Laterals | 13019 | 0.64394 | 34 | 39 | 635650.43 | 0 | 183300.3273 | 199949.0786 | 225639.2795 | -452350.1027 | -435701.3514 | -410011.1505 | 0.28837 | 0.31456 | 0.35497 | 0.30288
17469 | Lateral Hardening | Lateral Hardening-Fuse-10679439 | Laterals | 13807 | 0.19489 | 12 | 17 | 155172.96 | 0 | 44140.7005 | 49373.8903 | 56942.4766 | -111032.2595 | -105799.0697 | -98230.4834 | 0.28446 | 0.31819 | 0.36696 | 0.30283
13831 | Lateral Hardening | Lateral Hardening-Fuse-10747911 | Laterals | 14021 | 0.15568 | 10 | 1 | 56881.53 | 0 | 15810.8889 | 18233.3088 | 22469.7331 | -41070.6411 | -38648.2212 | -34411.7969 | 0.27796 | 0.32055 | 0.39503 | 0.30244
8471 | Lateral Hardening | Lateral Hardening-Fuse-10204438 | Laterals | 13332 | 0.3017 | 21 | 18 | 328542 | 0 | 93965.5309 | 103559.3112 | 119023.9758 | -234576.4691 | -224982.6888 | -209518.0242 | 0.28601 | 0.31521 | 0.36228 | 0.3024
7971 | Lateral Hardening | Lateral Hardening-Fuse-92468644 | Laterals | 13207 | 0.32367 | 23 | 35 | 349085.51 | 0 | 99682.3099 | 110530.2191 | 125837.0907 | -249403.2001 | -238555.2909 | -223248.4193 | 0.28555 | 0.31663 | 0.36048 | 0.30237
8760 | Lateral Hardening | Lateral Hardening-Fuse-91179756 | Laterals | 13298 | 0.41345 | 15 | 1 | 121139.93 | 0 | 32773.5219 | 39269.7719 | 51793.86 | -88366.4081 | -81870.1581 | -69346.07 | 0.27054 | 0.32417 | 0.42755 | 0.30233
5809 | Lateral Hardening | Lateral Hardening-Fuse-60073796 | Laterals | 13082 | 0.067992 | 9 | 1 | 126306.22 | 0 | 35586.4189 | 40392.4426 | 47157.7112 | -90719.8011 | -85913.7774 | -79148.5088 | 0.28175 | 0.3198 | 0.37336 | 0.30232
16463 | Lateral Hardening | Lateral Hardening-Fuse-60314634 | Laterals | 13840 | 0.24223 | 14 | 8 | 203764.46 | 0 | 58146.7854 | 64156.7782 | 74106.549 | -145617.6746 | -139607.6818 | -129657.911 | 0.28536 | 0.31486 | 0.36369 | 0.30204
2962 | Lateral Hardening | Lateral Hardening-Fuse-60009902 | Laterals | 13027 | 0.14811 | 13 | 19 | 268207.72 | 0 | 76308.4386 | 84810.8277 | 97758.2632 | -191899.2814 | -183396.8923 | -170449.4568 | 0.28451 | 0.31621 | 0.36449 | 0.30202
2390 | Lateral Hardening | Lateral Hardening-Fuse-10402228 | Laterals | 13592 | 0.18996 | 18 | 43 | 298687.58 | 0 | 84253.7028 | 95165.1152 | 111001.6078 | -214433.8772 | -203522.4648 | -187685.9722 | 0.28208 | 0.31861 | 0.37163 | 0.30199
17307 | Lateral Hardening | Lateral Hardening-Fuse-10163236 | Laterals | 13091 | 0.069129 | 8 | 25 | 164371.6 | 0 | 46236.4012 | 52368.8655 | 61642.6512 | -118135.1988 | -112002.7345 | -102728.9488 | 0.28129 | 0.3186 | 0.37502 | 0.30186
5309 | Lateral Hardening | Lateral Hardening-Fuse-10566584 | Laterals | 13289 | 0.31989 | 25 | 34 | 410146.41 | 0 | 117091.5275 | 129096.7089 | 147868.5467 | -293054.8825 | -281049.7011 | -262277.8633 | 0.28549 | 0.31476 | 0.36053 | 0.30177
6526 | Lateral Hardening | Lateral Hardening-Fuse-91355293 | Laterals | 13906 | 0.11875 | 10 | 10 | 182524.77 | 0 | 51745.0839 | 57789.188 | 66947.8758 | -130779.6861 | -124735.582 | -115576.8942 | 0.2835 | 0.31661 | 0.36679 | 0.30176
2426 | Lateral Hardening | Lateral Hardening-Fuse-10197001 | Laterals | 13359 | 0.18106 | 22 | 21 | 282181.82 | 0 | 78721.6371 | 90061.7707 | 108798.3497 | -203460.1829 | -192120.0493 | -173383.4703 | 0.27897 | 0.31916 | 0.38556 | 0.30169
6307 | Lateral Hardening | Lateral Hardening-Fuse-10563763 | Laterals | 13293 | 0.036174 | 4 | 3 | 73604.81 | 0 | 20641.7968 | 23508.2558 | 27644.8717 | -52963.0132 | -50096.5542 | -45959.9383 | 0.28044 | 0.31938 | 0.37559 | 0.30164
3454 | Lateral Hardening | Lateral Hardening-Fuse-92032285 | Laterals | 14050 | 0.10417 | 7 | 2 | 60968.93 | 0 | 16891.9929 | 19450.8297 | 24133.2169 | -44076.9371 | -41518.1003 | -36835.7131 | 0.27706 | 0.31903 | 0.39583 | 0.30153
2048 | Lateral Hardening | Lateral Hardening-Fuse-10679402 | Laterals | 13807 | 0.17936 | 8 | 2 | 187068.83 | 0 | 52602.4694 | 59264.1124 | 70644.6357 | -134466.3606 | -127804.7176 | -116424.1943 | 0.28119 | 0.3168 | 0.37764 | 0.30152
10096 | Lateral Hardening | Lateral Hardening-Fuse-10795743 | Laterals | 13695 | 0.21458 | 11 | 11 | 205700.53 | 0 | 58335.189 | 64896.7156 | 75240.803 | -147365.341 | -140803.8144 | -130459.727 | 0.28359 | 0.31549 | 0.36578 | 0.30138
2920 | Lateral Hardening | Lateral Hardening-Fuse-91263223 | Laterals | 13419 | 0.26534 | 21 | 15 | 258809.46 | 0 | 72130.1007 | 82410.9512 | 99738.1454 | -186679.3593 | -176398.5088 | -159071.3146 | 0.2787 | 0.31842 | 0.38537 | 0.30128
19225 | Lateral Hardening | Lateral Hardening-Fuse-91231798 | Laterals | 13073 | 0.16326 | 20 | 21 | 287902.12 | 0 | 80978.4646 | 91278.9721 | 107589.9754 | -206923.6554 | -196623.1479 | -180312.1446 | 0.28127 | 0.31705 | 0.3737 | 0.30125
477 | Lateral Hardening | Lateral Hardening-Fuse-90493850 | Laterals | 13805 | 0.34015 | 17 | 3 | 168976.15 | 0 | 47364.8478 | 53523.5259 | 64153.0403 | -121611.3022 | -115452.6241 | -104823.1097 | 0.2803 | 0.31675 | 0.37966 | 0.30117
17766 | Lateral Hardening | Lateral Hardening-Fuse-10372427 | Laterals | 13097 | 0.18295 | 6 | 2 | 67516.77 | 0 | 19034.0226 | 21357.179 | 24959.1038 | -48482.7474 | -46159.591 | -42557.6662 | 0.28192 | 0.31632 | 0.36967 | 0.30101
681 | Lateral Hardening | Lateral Hardening-Fuse-92682677 | Laterals | 13805 | 0.14792 | 6 | 2 | 60674.87 | 0 | 17037.2521 | 19206.6778 | 22746.955 | -43637.6179 | -41468.1922 | -37927.915 | 0.2808 | 0.31655 | 0.3749 | 0.30093
14964 | Lateral Hardening | Lateral Hardening-Fuse-60015715 | Laterals | 13120 | 0.87311 | 58 | 218 | 642890.29 | 0 | 182526.126 | 201806.7314 | 234054.8597 | -460364.164 | -441083.5586 | -408835.4303 | 0.28391 | 0.31391 | 0.36407 | 0.30093
19264 | Lateral Hardening | Lateral Hardening-Fuse-93299664 | Laterals | 13808 | 0.30095 | 12 | 2 | 108967.36 | 0 | 30673.8742 | 34371.6298 | 40731.6539 | -78293.4858 | -74595.7302 | -68235.7061 | 0.2815 | 0.31543 | 0.3738 | 0.30091
465 | Lateral Hardening | Lateral Hardening-Fuse-60010343 | Laterals | 13158 | 0.20133 | 14 | 29 | 223231.37 | 0 | 63300.9438 | 70506.3803 | 80359.9607 | -159930.4262 | -152724.9897 | -142871.4093 | 0.28357 | 0.31584 | 0.35999 | 0.30089
11249 | Lateral Hardening | Lateral Hardening-Fuse-91400536 | Laterals | 13464 | 0.12443 | 14 | 27 | 168438.75 | 0 | 47281.4929 | 53393.0238 | 62916.6124 | -121157.2571 | -115045.7262 | -105522.1376 | 0.2807 | 0.31699 | 0.37353 | 0.30087
2804 | Lateral Hardening | Lateral Hardening-Fuse-92057567 | Laterals | 13218 | 0.11402 | 10 | 10 | 137679.34 | 0 | 38581.9036 | 43625.0533 | 51738.4339 | -99097.4364 | -94054.2867 | -85940.9061 | 0.28023 | 0.31686 | 0.37579 | 0.30077
12326 | Lateral Hardening | Lateral Hardening-Fuse-10671308 | Laterals | 13724 | 0.10871 | 8 | 6 | 78348.61 | 0 | 21403.5855 | 25044.3614 | 32084.063 | -56945.0245 | -53304.2486 | -46264.547 | 0.27318 | 0.31965 | 0.4095 | 0.30076
14076 | Lateral Hardening | Lateral Hardening-Fuse-60181076 | Laterals | 13722 | 0.11193 | 6 | 1 | 57684.27 | 0 | 15890.007 | 18374.2555 | 22939.4823 | -41794.263 | -39310.0145 | -34744.7877 | 0.27547 | 0.31853 | 0.39767 | 0.30061
11640 | Lateral Hardening | Lateral Hardening-Fuse-92621392 | Laterals | 13808 | 0.20833 | 9 | 2 | 65695.93 | 0 | 17721.4299 | 21117.6723 | 27733.17 | -47974.5001 | -44578.2577 | -37962.76 | 0.26975 | 0.32145 | 0.42214 | 0.3005
2637 | Lateral Hardening | Lateral Hardening-Fuse-92001560 | Laterals | 13219 | 0.12386 | 10 | 18 | 173003.04 | 0 | 48436.6629 | 54869.8277 | 64461.2781 | -124566.3771 | -118133.2123 | -108541.7619 | 0.27998 | 0.31716 | 0.3726 | 0.30039
12541 | Lateral Hardening | Lateral Hardening-Fuse-92237207 | Laterals | 13786 | 0.079545 | 4 | 1 | 50000 | 0 | 13961.2134 | 15814.1021 | 18986.9516 | -36038.7866 | -34185.8979 | -31013.0484 | 0.27922 | 0.31628 | 0.37974 | 0.30039
13124 | Lateral Hardening | Lateral Hardening-Fuse-60130950 | Laterals | 13022 | 0.20473 | 15 | 98 | 220356.13 | 0 | 60544.0223 | 70363.3615 | 87119.9357 | -159812.1077 | -149992.7685 | -133236.1943 | 0.27476 | 0.31932 | 0.39536 | 0.30018
1952 | Lateral Hardening | Lateral Hardening-Fuse-10363941 | Laterals | 13096 | 0.085417 | 7 | 3 | 107792.6 | 0 | 30274.3302 | 33990.7347 | 39756.02 | -77518.2698 | -73801.8653 | -68036.58 | 0.28086 | 0.31533 | 0.36882 | 0.3
4585 | Lateral Hardening | Lateral Hardening-Fuse-93168582 | Laterals | 13030 | 0.77367 | 36 | 0 | 337772.14 | 0 | 95479.5748 | 105875.6284 | 122271.9312 | -242292.5652 | -231896.5116 | -215500.2088 | 0.28267 | 0.31345 | 0.362 | 0.29984
1249 | Lateral Hardening | Lateral Hardening-Fuse-10143562 | Laterals | 13036 | 0.23598 | 20 | 71 | 353298.29 | 0 | 99061.4291 | 111609.4286 | 129445.6875 | -254236.8609 | -241688.8614 | -223852.6025 | 0.28039 | 0.31591 | 0.36639 | 0.29965
11965 | Lateral Hardening | Lateral Hardening-Fuse-10100701 | Laterals | 13048 | 0.17917 | 21 | 49 | 304633.04 | 0 | 85389.0976 | 96300.0115 | 111555.5937 | -219243.9424 | -208333.0285 | -193077.4463 | 0.2803 | 0.31612 | 0.3662 | 0.29964
5392 | Lateral Hardening | Lateral Hardening-Fuse-92387292 | Laterals | 13910 | 0.19451 | 12 | 18 | 206944.73 | 0 | 58644.8339 | 64706.9608 | 73977.6981 | -148299.8961 | -142237.7692 | -132967.0319 | 0.28338 | 0.31268 | 0.35748 | 0.29958
969 | Lateral Hardening | Lateral Hardening-Fuse-60165438 | Laterals | 13699 | 0.33731 | 32 | 65 | 610775.59 | 0 | 172783.3168 | 191448.4911 | 218282.3603 | -437992.2732 | -419327.0989 | -392493.2297 | 0.28289 | 0.31345 | 0.35739 | 0.29951
2370 | Lateral Hardening | Lateral Hardening-Fuse-60146811 | Laterals | 13436 | 0.21686 | 16 | 8 | 203879.82 | 0 | 57574.4275 | 63944.7733 | 73183.5838 | -146305.3925 | -139935.0467 | -130696.2362 | 0.28239 | 0.31364 | 0.35895 | 0.29942
15026 | Lateral Hardening | Lateral Hardening-Fuse-10411564 | Laterals | 13633 | 0.072917 | 6 | 10 | 89303.15 | 0 | 24899.8472 | 28271.7705 | 33173.2527 | -64403.3028 | -61031.3795 | -56129.8973 | 0.27882 | 0.31658 | 0.37147 | 0.29942
595 | Lateral Hardening | Lateral Hardening-Fuse-10168346 | Laterals | 13207 | 0.1911 | 13 | 45 | 243442.22 | 0 | 68204.5462 | 77042.5118 | 88520.0079 | -175237.6738 | -166399.7082 | -154922.2121 | 0.28017 | 0.31647 | 0.36362 | 0.2994
18284 | Lateral Hardening | Lateral Hardening-Fuse-10904185 | Laterals | 13709 | 0.43996 | 30 | 34 | 519226.52 | 0 | 147268.7535 | 161772.0023 | 185126.8749 | -371957.7665 | -357454.5177 | -334099.6451 | 0.28363 | 0.31156 | 0.35654 | 0.2993
143 | Lateral Hardening | Lateral Hardening-Fuse-92465937 | Laterals | 13785 | 0.12273 | 6 | 0 | 72818.13 | 0 | 20248.1101 | 22970.3478 | 27514.3001 | -52570.0199 | -49847.7822 | -45303.8299 | 0.27806 | 0.31545 | 0.37785 | 0.29926
8599 | Lateral Hardening | Lateral Hardening-Fuse-10143510 | Laterals | 13036 | 0.19356 | 23 | 35 | 294039.28 | 0 | 82462.9745 | 92597.249 | 107290.8196 | -211576.3055 | -201442.031 | -186748.4604 | 0.28045 | 0.31491 | 0.36489 | 0.29923
190 | Lateral Hardening | Lateral Hardening-Fuse-91619417 | Laterals | 13622 | 0.10019 | 8 | 1 | 96212.96 | 0 | 26867.0659 | 30268.7444 | 35706.3675 | -69345.8941 | -65944.2156 | -60506.5925 | 0.27925 | 0.3146 | 0.37112 | 0.29904
4219 | Lateral Hardening | Lateral Hardening-Fuse-10671252 | Laterals | 13389 | 0.08447 | 6 | 7 | 125644.34 | 0 | 34982.4509 | 39689.1375 | 46572.4817 | -90661.8891 | -85955.2025 | -79071.8583 | 0.27842 | 0.31588 | 0.37067 | 0.29889
7373 | Lateral Hardening | Lateral Hardening-Fuse-91947684 | Laterals | 13143 | 0.20227 | 21 | 30 | 362423.73 | 0 | 101081.9819 | 114005.3919 | 134535.8324 | -261341.7481 | -248418.3381 | -227887.8976 | 0.27891 | 0.31456 | 0.37121 | 0.29883
5966 | Lateral Hardening | Lateral Hardening-Fuse-92601419 | Laterals | 13827 | 0.042803 | 2 | 137 | 50000 | 0 | 13836.7135 | 15843.0404 | 18858.4388 | -36163.2865 | -34156.9596 | -31141.5612 | 0.27673 | 0.31686 | 0.37717 | 0.29882
19575 | Lateral Hardening | Lateral Hardening-Fuse-10583642 | Laterals | 13840 | 0.26098 | 12 | 2 | 158466.83 | 0 | 44599.3565 | 49526.4409 | 57251.9517 | -113867.4735 | -108940.3891 | -101214.8783 | 0.28144 | 0.31254 | 0.36129 | 0.29875
13174 | Lateral Hardening | Lateral Hardening-Fuse-91927381 | Laterals | 13103 | 0.096402 | 11 | 26 | 146988.16 | 0 | 40939.9676 | 46380.0459 | 54318.3356 | -106048.1924 | -100608.1141 | -92669.8244 | 0.27853 | 0.31554 | 0.36954 | 0.29873
10288 | Lateral Hardening | Lateral Hardening-Fuse-91625206 | Laterals | 13027 | 0.28996 | 22 | 49 | 590906.33 | 0 | 166973.8443 | 184149.1995 | 210811.9617 | -423932.4857 | -406757.1305 | -380094.3683 | 0.28257 | 0.31164 | 0.35676 | 0.29871
19288 | Lateral Hardening | Lateral Hardening-Fuse-90957941 | Laterals | 14274 | 0.24678 | 14 | 7 | 124115.72 | 0 | 34589.8357 | 39034.8017 | 46028.6995 | -89525.8843 | -85080.9183 | -78087.0205 | 0.27869 | 0.3145 | 0.37085 | 0.29865
2701 | Lateral Hardening | Lateral Hardening-Fuse-60077875 | Laterals | 13153 | 0.1714 | 16 | 18 | 262792.42 | 0 | 73638.431 | 82360.5789 | 95894.7279 | -189153.989 | -180431.8411 | -166897.6921 | 0.28022 | 0.31341 | 0.36491 | 0.29864
15285 | Lateral Hardening | Lateral Hardening-Fuse-10072006 | Laterals | 13305 | 0.08428 | 5 |  | 51456.23 | 0 | 14195.5867 | 16222.5267 | 19806.8619 | -37260.6433 | -35233.7033 | -31649.3681 | 0.27588 | 0.31527 | 0.38493 | 0.2986
8106 | Lateral Hardening | Lateral Hardening-Fuse-10569612 | Laterals | 13372 | 0.15038 | 15 | 19 | 211645.99 | 0 | 59294.7236 | 66354.7784 | 77039.16 | -152351.2664 | -145291.2116 | -134606.83 | 0.28016 | 0.31352 | 0.364 | 0.29855
3780 | Lateral Hardening | Lateral Hardening-Fuse-10153145 | Laterals | 13154 | 0.37708 | 29 | 48 | 452911.09 | 0 | 127770.1526 | 141415.6807 | 160834.9006 | -325140.9374 | -311495.4093 | -292076.1894 | 0.28211 | 0.31224 | 0.35511 | 0.29845
9998 | Lateral Hardening | Lateral Hardening-Fuse-10616479 | Laterals | 13124 | 0.25379 | 15 | 10 | 173080.03 | 0 | 48325.5153 | 54289.4288 | 63698.6286 | -124754.5147 | -118790.6012 | -109381.4014 | 0.27921 | 0.31367 | 0.36803 | 0.29843
18014 | Lateral Hardening | Lateral Hardening-Fuse-92669228 | Laterals | 13458 | 0.1964 | 10 | 6 | 161468.17 | 0 | 45298.9883 | 50454.6771 | 58576.9109 | -116169.1817 | -111013.4929 | -102891.2591 | 0.28054 | 0.31247 | 0.36278 | 0.29835
377 | Lateral Hardening | Lateral Hardening-Fuse-10397083 | Laterals | 13591 | 0.15606 | 10 | 25 | 72633.01 | 0 | 19761.8265 | 23033.3576 | 28874.9388 | -52871.1835 | -49599.6524 | -43758.0712 | 0.27208 | 0.31712 | 0.39755 | 0.29814
2415 | Lateral Hardening | Lateral Hardening-Fuse-10241072 | Laterals | 13531 | 0.14394 | 9 |  | 50000 | 0 | 13324.6138 | 15975.0351 | 21132.6695 | -36675.3862 | -34024.9649 | -28867.3305 | 0.26649 | 0.3195 | 0.42265 | 0.29801
4482 | Lateral Hardening | Lateral Hardening-Fuse-10679434 | Laterals | 13807 | 0.07178 | 4 | 1 | 64350.01 | 0 | 17892.0034 | 20220.2499 | 23729.7662 | -46458.0066 | -44129.7601 | -40620.2438 | 0.27804 | 0.31422 | 0.36876 | 0.29797
13040 | Lateral Hardening | Lateral Hardening-Fuse-92827027 | Laterals | 13159 | 0.18258 | 16 | 21 | 265616.36 | 0 | 74876.693 | 82532.9104 | 94561.9198 | -190739.667 | -183083.4496 | -171054.4402 | 0.2819 | 0.31072 | 0.35601 | 0.29796
10289 | Lateral Hardening | Lateral Hardening-Fuse-10379357 | Laterals | 13186 | 0.31117 | 24 | 34 | 444520.93 | 0 | 125189.6828 | 138426.303 | 157992.9603 | -319331.2472 | -306094.627 | -286527.9697 | 0.28163 | 0.31141 | 0.35542 | 0.29794
2586 | Lateral Hardening | Lateral Hardening-Fuse-91112475 | Laterals | 13373 | 0.29621 | 23 | 41 | 381883.61 | 0 | 107477.3616 | 119104.6896 | 135448.16 | -274406.2484 | -262778.9204 | -246435.45 | 0.28144 | 0.31189 | 0.35468 | 0.2979
3768 | Lateral Hardening | Lateral Hardening-Fuse-60072734 | Laterals | 13111 | 0.042803 | 5 | 12 | 50000 | 0 | 13552.8396 | 15825.4958 | 20148.9494 | -36447.1604 | -34174.5042 | -29851.0506 | 0.27106 | 0.31651 | 0.40298 | 0.29788
16946 | Lateral Hardening | Lateral Hardening-Fuse-10433179 | Laterals | 13993 | 0.10852 | 4 | 1 | 57400.95 | 0 | 15988.8415 | 17924.2177 | 21253.077 | -41412.1085 | -39476.7323 | -36147.873 | 0.27855 | 0.31226 | 0.37026 | 0.29783
1095 | Lateral Hardening | Lateral Hardening-Fuse-10645546 | Laterals | 13148 | 0.31989 | 21 | 5 | 276163.88 | 0 | 76992.0311 | 86391.3964 | 101275.9927 | -199171.8489 | -189772.4836 | -174887.8873 | 0.27879 | 0.31283 | 0.36672 | 0.2978
10225 | Lateral Hardening | Lateral Hardening-Fuse-10456319 | Laterals | 13225 | 0.3553 | 24 | 37 | 411087.74 | 0 | 115817.7795 | 127849.6679 | 145735.7856 | -295269.9605 | -283238.0721 | -265351.9544 | 0.28173 | 0.311 | 0.35451 | 0.29779
10234 | Lateral Hardening | Lateral Hardening-Fuse-91523017 | Laterals | 13693 | 0.079545 | 8 | 6 | 62344.05 | 0 | 17183.6832 | 19616.6533 | 23693.0195 | -45160.3668 | -42727.3967 | -38651.0305 | 0.27563 | 0.31465 | 0.38004 | 0.29778
13680 | Lateral Hardening | Lateral Hardening-Fuse-10072005 | Laterals | 13305 | 0.044697 | 5 | 3 | 56026.57 | 0 | 15393.0973 | 17626.2989 | 21577.0151 | -40633.4727 | -38400.2711 | -34449.5549 | 0.27475 | 0.31461 | 0.38512 | 0.29774
2535 | Lateral Hardening | Lateral Hardening-Fuse-92759224 | Laterals | 13659 | 0.01572 | 1 | 25 | 50000 | 0 | 13872.16 | 15743.281 | 18406.6493 | -36127.84 | -34256.719 | -31593.3507 | 0.27744 | 0.31487 | 0.36813 | 0.29774
10567 | Lateral Hardening | Lateral Hardening-Fuse-10802867 | Laterals | 13133 | 0.14072 | 15 | 19 | 219720.61 | 0 | 60760.3489 | 69067.2528 | 82343.2934 | -158960.2611 | -150653.3572 | -137377.3166 | 0.27653 | 0.31434 | 0.37476 | 0.2977
12132 | Lateral Hardening | Lateral Hardening-Fuse-10795728 | Laterals | 13695 | 0.20133 | 11 | 12 | 233839.34 | 0 | 65642.3438 | 72912.4258 | 83457.0137 | -168196.9962 | -160926.9142 | -150382.3263 | 0.28072 | 0.31181 | 0.3569 | 0.29766
11651 | Lateral Hardening | Lateral Hardening-Fuse-60021987 | Laterals | 13303 | 0.27273 | 17 | 16 | 193795.35 | 0 | 54056.4015 | 60570.3373 | 70450.4628 | -139738.9485 | -133225.0127 | -123344.8872 | 0.27894 | 0.31255 | 0.36353 | 0.29748
16552 | Lateral Hardening | Lateral Hardening-Fuse-60114850 | Laterals | 13600 | 0.17178 | 16 | 39 | 287585.93 | 0 | 80688.0602 | 89708.375 | 102214.3034 | -206897.8698 | -197877.555 | -185371.6266 | 0.28057 | 0.31194 | 0.35542 | 0.29747
15843 | Lateral Hardening | Lateral Hardening-Fuse-92601736 | Laterals | 13010 | 0.023106 | 2 | 3 | 71432.69 | 0 | 19780.6285 | 22509.8112 | 26244.5912 | -51652.0615 | -48922.8788 | -45188.0988 | 0.27691 | 0.31512 | 0.3674 | 0.29742
5089 | Lateral Hardening | Lateral Hardening-Fuse-10916854 | Laterals | 13805 | 0.1233 | 10 | 4 | 110940.6 | 0 | 30701.3146 | 34681.3552 | 41518.6211 | -80239.2854 | -76259.2448 | -69421.9789 | 0.27674 | 0.31261 | 0.37424 | 0.29725
15297 | Lateral Hardening | Lateral Hardening-Fuse-90642995 | Laterals | 13612 | 0.41439 | 32 | 45 | 447438.62 | 0 | 125468.2919 | 139093.8722 | 159618.9541 | -321970.3281 | -308344.7478 | -287819.6659 | 0.28041 | 0.31087 | 0.35674 | 0.29718
16203 | Lateral Hardening | Lateral Hardening-Fuse-91151453 | Laterals | 13817 | 0.23277 | 17 | 52 | 214767.46 | 0 | 59181.8474 | 67480.0469 | 80668.5383 | -155585.6126 | -147287.4131 | -134098.9217 | 0.27556 | 0.3142 | 0.37561 | 0.29716
2337 | Lateral Hardening | Lateral Hardening-Fuse-90904221 | Laterals | 13819 | 0.21326 | 19 | 0 | 187093.9 | 0 | 51141.0417 | 58836.4868 | 72221.5751 | -135952.8583 | -128257.4132 | -114872.3249 | 0.27334 | 0.31448 | 0.38602 | 0.29695
9062 | Lateral Hardening | Lateral Hardening-Fuse-90431811 | Laterals | 13655 | 0.042045 | 3 | 2 | 50000 | 0 | 13861.4743 | 15651.4628 | 18310.1029 | -36138.5257 | -34348.5372 | -31689.8971 | 0.27723 | 0.31303 | 0.3662 | 0.29687
3852 | Lateral Hardening | Lateral Hardening-Fuse-92614677 | Laterals | 13303 | 0.066856 | 7 | 0 | 53938.15 | 0 | 14317.6214 | 17165.5635 | 22707.567 | -39620.5286 | -36772.5865 | -31230.583 | 0.26545 | 0.31825 | 0.42099 | 0.29684
6181 | Lateral Hardening | Lateral Hardening-Fuse-92318238 | Laterals | 13838 | 0.19129 | 13 | 23 | 226327.15 | 0 | 63509.9056 | 70250.823 | 79986.1836 | -162817.2444 | -156076.327 | -146340.9664 | 0.28061 | 0.3104 | 0.35341 | 0.29683
5414 | Lateral Hardening | Lateral Hardening-Fuse-10097003 | Laterals | 13461 | 0.075379 | 5 | 1 | 54646.45 | 0 | 14855.0777 | 17157.7382 | 21599.758 | -39791.3723 | -37488.7118 | -33046.692 | 0.27184 | 0.31398 | 0.39526 | 0.29682
11343 | Lateral Hardening | Lateral Hardening-Fuse-92465919 | Laterals | 13785 | 0.43277 | 20 | 7 | 168304.33 | 0 | 46497.4894 | 52584.2045 | 62707.5321 | -121806.8406 | -115720.1255 | -105596.7979 | 0.27627 | 0.31244 | 0.37258 | 0.29675
4408 | Lateral Hardening | Lateral Hardening-Fuse-60105323 | Laterals | 13030 | 0.18068 | 16 | 40 | 467659.47 | 0 | 128798.0593 | 146491.5081 | 175511.8834 | -338861.4107 | -321167.9619 | -292147.5866 | 0.27541 | 0.31324 | 0.3753 | 0.29675
11474 | Lateral Hardening | Lateral Hardening-Fuse-10793124 | Laterals | 13470 | 0.18655 | 15 | 17 | 158410.4 | 0 | 43779.5767 | 49607.9775 | 58398.2806 | -114630.8233 | -108802.4225 | -100012.1194 | 0.27637 | 0.31316 | 0.36865 | 0.29663
8650 | Lateral Hardening | Lateral Hardening-Fuse-10120789 | Laterals | 13053 | 0.17727 | 13 | 32 | 177289.14 | 0 | 49021.6937 | 55531.9092 | 65096.7957 | -128267.4463 | -121757.2308 | -112192.3443 | 0.27651 | 0.31323 | 0.36718 | 0.29659
5655 | Lateral Hardening | Lateral Hardening-Fuse-92869416 | Laterals | 13460 | 0.26061 | 13 | 4 | 118422.1 | 0 | 32093.6996 | 37192.5361 | 47031.53 | -86328.4004 | -81229.5639 | -71390.57 | 0.27101 | 0.31407 | 0.39715 | 0.29654
13617 | Lateral Hardening | Lateral Hardening-Fuse-91355284 | Laterals | 13906 | 0.095833 | 6 | 3 | 60276.37 | 0 | 16342.4485 | 18924.4409 | 23907.3162 | -43933.9215 | -41351.9291 | -36369.0538 | 0.27113 | 0.31396 | 0.39663 | 0.29653
10687 | Lateral Hardening | Lateral Hardening-Fuse-60097512 | Laterals | 13139 | 0.24413 | 42 | 128 | 306712.21 | 0 | 85059.1408 | 95548.3065 | 112474.9971 | -221653.0692 | -211163.9035 | -194237.2129 | 0.27733 | 0.31152 | 0.36671 | 0.29652
9463 | Lateral Hardening | Lateral Hardening-Fuse-10129883 | Laterals | 13422 | 0.34091 | 15 | 12 | 241001.04 | 0 | 67357.3982 | 74834.3714 | 85903.8736 | -173643.6418 | -166166.6686 | -155097.1664 | 0.27949 | 0.31051 | 0.35645 | 0.29649
7445 | Lateral Hardening | Lateral Hardening-Fuse-60015514 | Laterals | 13008 | 0.45833 | 32 | 30 | 542482.31 | 0 | 152368.4025 | 167512.2502 | 191492.6942 | -390113.9075 | -374970.0598 | -350989.6158 | 0.28087 | 0.30879 | 0.35299 | 0.29646
9739 | Lateral Hardening | Lateral Hardening-Fuse-93265558 | Laterals | 13042 | 0.10606 | 10 | 13 | 139930.9 | 0 | 39114.6489 | 43462.9465 | 49744.6438 | -100816.2511 | -96467.9535 | -90186.2562 | 0.27953 | 0.3106 | 0.35549 | 0.29645
10051 | Lateral Hardening | Lateral Hardening-Fuse-91902221 | Laterals | 13461 | 0.24129 | 12 | 7 | 123659.26 | 0 | 34405.0465 | 38485.1147 | 44688.4193 | -89254.2135 | -85174.1453 | -78970.8407 | 0.27822 | 0.31122 | 0.36138 | 0.29644
1560 | Lateral Hardening | Lateral Hardening-Fuse-92638076 | Laterals | 13502 | 0.16572 | 11 | 0 | 98258.38 | 0 | 27350.9977 | 30523.0484 | 35532.3928 | -70907.3823 | -67735.3316 | -62725.9872 | 0.27836 | 0.31064 | 0.36162 | 0.29637
15185 | Lateral Hardening | Lateral Hardening-Fuse-10156232 | Laterals | 13069 | 0.40095 | 40 | 72 | 669254.08 | 0 | 184569.4756 | 209678.4772 | 246669.0424 | -484684.6044 | -459575.6028 | -422585.0376 | 0.27578 | 0.3133 | 0.36857 | 0.29632
5660 | Lateral Hardening | Lateral Hardening-Fuse-10120803 | Laterals | 13053 | 0.28352 | 25 | 42 | 384759.03 | 0 | 107569.5793 | 119374.4534 | 136456.4432 | -277189.4507 | -265384.5766 | -248302.5868 | 0.27958 | 0.31026 | 0.35465 | 0.29629
2335 | Lateral Hardening | Lateral Hardening-Fuse-10795745 | Laterals | 13695 | 0.22273 | 15 | 13 | 179376.03 | 0 | 48864.8676 | 56188.6425 | 69318.3372 | -130511.1624 | -123187.3875 | -110057.6928 | 0.27242 | 0.31324 | 0.38644 | 0.29607
3189 | Lateral Hardening | Lateral Hardening-Fuse-90501939 | Laterals | 13172 | 0.1928 | 10 | 48 | 151069.82 | 0 | 41297.8519 | 47316.1856 | 57497.7087 | -109771.9681 | -103753.6344 | -93572.1113 | 0.27337 | 0.31321 | 0.3806 | 0.29604
3461 | Lateral Hardening | Lateral Hardening-Fuse-90789866 | Laterals | 14112 | 0.10966 | 6 |  | 53565.39 | 0 | 14611.1405 | 16790.1831 | 20538.024 | -38954.2495 | -36775.2069 | -33027.366 | 0.27277 | 0.31345 | 0.38342 | 0.29604
4300 | Lateral Hardening | Lateral Hardening-Fuse-93074903 | Laterals | 13460 | 0.099053 | 4 | 2 | 56613.95 | 0 | 15612.3317 | 17613.4952 | 21002.2734 | -41001.6183 | -39000.4548 | -35611.6766 | 0.27577 | 0.31112 | 0.37097 | 0.29589
8523 | Lateral Hardening | Lateral Hardening-Fuse-10807579 | Laterals | 13020 | 0.085227 | 6 | 13 | 107776.86 | 0 | 29757.4273 | 33663.3821 | 39347.0425 | -78019.4327 | -74113.4779 | -68429.8175 | 0.2761 | 0.31234 | 0.36508 | 0.29587
18766 | Lateral Hardening | Lateral Hardening-Fuse-91239736 | Laterals | 13679 | 0.085227 | 8 | 1 | 51026.25 | 0 | 13939.2449 | 15980.5021 | 19350.3553 | -37087.0051 | -35045.7479 | -31675.8947 | 0.27318 | 0.31318 | 0.37922 | 0.29578
5528 | Lateral Hardening | Lateral Hardening-Fuse-90716416 | Laterals | 13198 | 0.0017045 | 2 | 17 | 50000 | 0 | 13779.5173 | 15650.2134 | 18241.5881 | -36220.4827 | -34349.7866 | -31758.4119 | 0.27559 | 0.313 | 0.36483 | 0.29574
7132 | Lateral Hardening | Lateral Hardening-Fuse-60451285 | Laterals | 13786 | 0.25625 | 16 | 2 | 118060.08 | 0 | 31366.6909 | 37362.8386 | 48759.2779 | -86693.3891 | -80697.2414 | -69300.8021 | 0.26568 | 0.31647 | 0.413 | 0.29565
17429 | Lateral Hardening | Lateral Hardening-Fuse-92631535 | Laterals | 13303 | 0.093182 | 7 | 1 | 103999.26 | 0 | 28804.8882 | 32308.522 | 37681.5093 | -75194.3718 | -71690.738 | -66317.7507 | 0.27697 | 0.31066 | 0.36232 | 0.29561
14169 | Lateral Hardening | Lateral Hardening-Fuse-10572963 | Laterals | 13371 | 0.22064 | 11 | 20 | 179202.89 | 0 | 49371.3617 | 55741.8376 | 66262.1336 | -129831.5283 | -123461.0524 | -112940.7564 | 0.27551 | 0.31105 | 0.36976 | 0.2956
16569 | Lateral Hardening | Lateral Hardening-Fuse-10100708 | Laterals | 13048 | 0.10341 | 11 | 15 | 139710.54 | 0 | 38630.6881 | 43501.0338 | 50536.4817 | -101079.8519 | -96209.5062 | -89174.0583 | 0.27651 | 0.31137 | 0.36172 | 0.29549
436 | Lateral Hardening | Lateral Hardening-Fuse-92309170 | Laterals | 13370 | 0.096212 | 9 | 1 | 87450.23 | 0 | 24074.2129 | 27331.9377 | 31918.9386 | -63376.0171 | -60118.2923 | -55531.2914 | 0.27529 | 0.31254 | 0.365 | 0.29544
15150 | Lateral Hardening | Lateral Hardening-Fuse-92863994 | Laterals | 13460 | 0.3428 | 19 | 6 | 216561.08 | 0 | 59687.859 | 67293.9036 | 79742.2616 | -156873.221 | -149267.1764 | -136818.8184 | 0.27562 | 0.31074 | 0.36822 | 0.29541
12067 | Lateral Hardening | Lateral Hardening-Fuse-60077911 | Laterals | 13443 | 0.27538 | 18 | 30 | 347325.61 | 0 | 96112.9067 | 107917.213 | 125504.7697 | -251212.7033 | -239408.397 | -221820.8403 | 0.27672 | 0.31071 | 0.36135 | 0.29538
8180 | Lateral Hardening | Lateral Hardening-Fuse-60104322 | Laterals | 13334 | 0.075189 | 6 | 19 | 200958.53 | 0 | 55298.8503 | 62747.1157 | 73419.6623 | -145659.6797 | -138211.4143 | -127538.8677 | 0.27518 | 0.31224 | 0.36535 | 0.29531
13034 | Lateral Hardening | Lateral Hardening-Fuse-90972249 | Laterals | 13648 | 0.16477 | 6 |  | 102588.1 | 0 | 28542.9257 | 31641.2383 | 36548.6359 | -74045.1743 | -70946.8617 | -66039.4641 | 0.27823 | 0.30843 | 0.35627 | 0.29509
4707 | Lateral Hardening | Lateral Hardening-Fuse-91912640 | Laterals | 13946 | 0.046591 | 4 | 15 | 79255.29 | 0 | 21787.2424 | 24714.7428 | 28923.8025 | -57468.0476 | -54540.5472 | -50331.4875 | 0.2749 | 0.31184 | 0.36494 | 0.29499
12497 | Lateral Hardening | Lateral Hardening-Fuse-10671313 | Laterals | 13724 | 0.22197 | 14 | 10 | 222238.96 | 0 | 61061.361 | 68956.7906 | 82204.7011 | -161177.599 | -153282.1694 | -140034.2589 | 0.27476 | 0.31028 | 0.36989 | 0.29493
12131 | Lateral Hardening | Lateral Hardening-Fuse-60129637 | Laterals | 13935 | 0.15549 | 12 | 40 | 223352.29 | 0 | 61679.4729 | 69525.6408 | 80044.3211 | -161672.8171 | -153826.6492 | -143307.9689 | 0.27615 | 0.31128 | 0.35838 | 0.29491
15143 | Lateral Hardening | Lateral Hardening-Fuse-92083217 | Laterals | 13552 | 0.34792 | 13 | 0 | 77296.31 | 0 | 20384.4391 | 24439.142 | 32329.4632 | -56911.8709 | -52857.168 | -44966.8468 | 0.26372 | 0.31617 | 0.41825 | 0.29491
19646 | Lateral Hardening | Lateral Hardening-Fuse-93051009 | Laterals | 13019 | 0.41553 | 26 | 43 | 452176.31 | 0 | 126118.4389 | 139286.5642 | 158857.2445 | -326057.8711 | -312889.7458 | -293319.0655 | 0.27891 | 0.30804 | 0.35132 | 0.29489
1370 | Lateral Hardening | Lateral Hardening-Fuse-10516405 | Laterals | 13692 | 0.10303 | 7 | 2 | 105326.42 | 0 | 28955.0774 | 32653.0581 | 38886.1067 | -76371.3426 | -72673.3619 | -66440.3133 | 0.27491 | 0.31002 | 0.3692 | 0.29487
7598 | Lateral Hardening | Lateral Hardening-Fuse-10712399 | Laterals | 13256 | 0.29375 | 12 |  | 68864.67 | 0 | 18155.6825 | 21767.0597 | 28794.6834 | -50708.9875 | -47097.6103 | -40069.9866 | 0.26364 | 0.31608 | 0.41813 | 0.29482
12674 | Lateral Hardening | Lateral Hardening-Fuse-10616467 | Laterals | 13126 | 0.092045 | 4 | 1 | 59961.57 | 0 | 16491.2884 | 18637.2967 | 21889.4274 | -43470.2816 | -41324.2733 | -38072.1426 | 0.27503 | 0.31082 | 0.36506 | 0.29477
10293 | Lateral Hardening | Lateral Hardening-Fuse-10255336 | Laterals | 13586 | 0.094886 | 7 | 1 | 56267.67 | 0 | 14901.3211 | 17721.6547 | 23272.9308 | -41366.3489 | -38546.0153 | -32994.7392 | 0.26483 | 0.31495 | 0.41361 | 0.29474
19119 | Lateral Hardening | Lateral Hardening-Fuse-10696463 | Laterals | 13961 | 0.18598 | 9 | 2 | 156672.47 | 0 | 43508.3145 | 48325.7811 | 55752.9874 | -113164.1555 | -108346.6889 | -100919.4826 | 0.2777 | 0.30845 | 0.35586 | 0.29474
14081 | Lateral Hardening | Lateral Hardening-Fuse-91430034 | Laterals | 13458 | 0.23295 | 14 | 13 | 199063.2 | 0 | 55389.1782 | 61351.3908 | 70195.8649 | -143674.0218 | -137711.8092 | -128867.3351 | 0.27825 | 0.3082 | 0.35263 | 0.29467
588 | Lateral Hardening | Lateral Hardening-Fuse-10722418 | Laterals | 13817 | 0.25379 | 17 | 18 | 204011.35 | 0 | 56254.6421 | 63179.6795 | 73872.2733 | -147756.7079 | -140831.6705 | -130139.0767 | 0.27574 | 0.30969 | 0.3621 | 0.29456
11891 | Lateral Hardening | Lateral Hardening-Fuse-90819535 | Laterals | 13959 | 0.12462 | 7 | 2 | 107120.78 | 0 | 29424.226 | 33208.3937 | 39341.9066 | -77696.554 | -73912.3863 | -67778.8734 | 0.27468 | 0.31001 | 0.36727 | 0.29454
14110 | Lateral Hardening | Lateral Hardening-Fuse-91743904 | Laterals | 14274 | 0.51723 | 27 | 21 | 490073.87 | 0 | 137164.9875 | 149911.572 | 169616.1493 | -352908.8825 | -340162.298 | -320457.7207 | 0.27989 | 0.3059 | 0.3461 | 0.29431
15201 | Lateral Hardening | Lateral Hardening-Fuse-93301980 | Laterals | 13808 | 0.18068 | 8 | 1 | 58959.21 | 0 | 16145.4398 | 18262.5876 | 21844.3443 | -42813.7702 | -40696.6224 | -37114.8657 | 0.27384 | 0.30975 | 0.3705 | 0.29428
2689 | Lateral Hardening | Lateral Hardening-Fuse-10686144 | Laterals | 13808 | 0.065152 | 5 | 3 | 53796.49 | 0 | 14636.5278 | 16716.5137 | 20268.4898 | -39159.9622 | -37079.9763 | -33528.0002 | 0.27207 | 0.31074 | 0.37676 | 0.29414
9492 | Lateral Hardening | Lateral Hardening-Fuse-10716306 | Laterals | 13959 | 0.23845 | 13 | 5 | 163945.09 | 0 | 45401.1331 | 50493.2384 | 58316.9277 | -118543.9569 | -113451.8516 | -105628.1623 | 0.27693 | 0.30799 | 0.35571 | 0.29412
3876 | Lateral Hardening | Lateral Hardening-Fuse-10012509 | Laterals | 13039 | 0.17879 | 6 | 3 | 115552.42 | 0 | 32037.0847 | 35609.8093 | 40795.4308 | -83515.3353 | -79942.6107 | -74756.9892 | 0.27725 | 0.30817 | 0.35305 | 0.29411
15100 | Lateral Hardening | Lateral Hardening-Fuse-10271826 | Laterals | 13621 | 0.21477 | 12 | 3 | 192955.59 | 0 | 53455.0926 | 59344.3661 | 68668.9521 | -139500.4974 | -133611.2239 | -124286.6379 | 0.27703 | 0.30755 | 0.35588 | 0.29407
18210 | Lateral Hardening | Lateral Hardening-Fuse-91565292 | Laterals | 13044 | 0.084091 | 9 | 11 | 90231.81 | 0 | 24646.6227 | 28030.4097 | 33348.815 | -65585.1873 | -62201.4003 | -56882.995 | 0.27315 | 0.31065 | 0.36959 | 0.29404
13721 | Lateral Hardening | Lateral Hardening-Fuse-92547671 | Laterals | 13153 | 0.21155 | 20 | 28 | 349881.23 | 0 | 96030.4798 | 108384.0769 | 127394.4365 | -253850.7502 | -241497.1531 | -222486.7935 | 0.27447 | 0.30977 | 0.36411 | 0.29402
1513 | Lateral Hardening | Lateral Hardening-Fuse-10556657 | Laterals | 13298 | 0.27595 | 12 | 1 | 98285.45 | 0 | 26886.6823 | 30407.858 | 36412.8787 | -71398.7677 | -67877.592 | -61872.5713 | 0.27356 | 0.30938 | 0.37048 | 0.294
17907 | Lateral Hardening | Lateral Hardening-Fuse-60311267 | Laterals | 13722 | 0.3125 | 24 |  | 279492.3 | 0 | 76364.3975 | 86583.2984 | 103653.284 | -203127.9025 | -192909.0016 | -175839.016 | 0.27323 | 0.30979 | 0.37086 | 0.29396
16757 | Lateral Hardening | Lateral Hardening-Fuse-10612131 | Laterals | 13927 | 0.14583 | 15 | 12 | 112304.98 | 0 | 29962.89 | 35127.5967 | 44773.6561 | -82342.09 | -77177.3833 | -67531.3239 | 0.2668 | 0.31279 | 0.39868 | 0.29378
10431 | Lateral Hardening | Lateral Hardening-Fuse-10745558 | Laterals | 13431 | 0.10133 | 7 | 1 | 56802.83 | 0 | 14989.7674 | 17850.907 | 23384.2868 | -41813.0626 | -38951.923 | -33418.5432 | 0.26389 | 0.31426 | 0.41167 | 0.29378
14069 | Lateral Hardening | Lateral Hardening-Fuse-90979277 | Laterals | 13236 | 0.22879 | 10 | 2 | 98306.93 | 0 | 26935.8562 | 30328.8566 | 36029.1569 | -71371.0738 | -67978.0734 | -62277.7731 | 0.274 | 0.30851 | 0.3665 | 0.2936
7281 | Lateral Hardening | Lateral Hardening-Fuse-93356849 | Laterals | 13298 | 0.7464 | 28 | 6 | 282256.27 | 0 | 77388.4402 | 87056.5141 | 103124.3296 | -204867.8298 | -195199.7559 | -179131.9404 | 0.27418 | 0.30843 | 0.36536 | 0.29357
14250 | Lateral Hardening | Lateral Hardening-Fuse-92267930 | Laterals | 13828 | 0.21761 | 15 | 26 | 256738.26 | 0 | 71287.6589 | 78707.5405 | 89789.7433 | -185450.6011 | -178030.7195 | -166948.5167 | 0.27767 | 0.30657 | 0.34973 | 0.29354
3259 | Lateral Hardening | Lateral Hardening-Fuse-10453985 | Laterals | 13130 | 0.3536 | 27 | 21 | 436969.94 | 0 | 121197.6594 | 133802.541 | 154093.5999 | -315772.2806 | -303167.399 | -282876.3401 | 0.27736 | 0.30621 | 0.35264 | 0.29354
12774 | Lateral Hardening | Lateral Hardening-Fuse-10396305 | Laterals | 13590 | 0.023106 | 5 | 18 | 93736.78 | 0 | 25593.6021 | 29116.5967 | 34233.0284 | -68143.1779 | -64620.1833 | -59503.7516 | 0.27304 | 0.31062 | 0.3652 | 0.29353
11969 | Lateral Hardening | Lateral Hardening-Fuse-10129781 | Laterals | 13006 | 0.14072 | 8 | 0 | 100598.68 | 0 | 27447.0246 | 31089.0567 | 37153.3947 | -73151.6554 | -69509.6233 | -63445.2853 | 0.27284 | 0.30904 | 0.36932 | 0.29335
17352 | Lateral Hardening | Lateral Hardening-Fuse-92854745 | Laterals | 13011 | 0.16705 | 9 | 4 | 114576.54 | 0 | 31265.6022 | 35370.5062 | 42249.1505 | -83310.9378 | -79206.0338 | -72327.3895 | 0.27288 | 0.30871 | 0.36874 | 0.29321
5009 | Lateral Hardening | Lateral Hardening-Fuse-10052665 | Laterals | 13417 | 0.93807 | 91 | 197 | 1159009.15 | 0 | 322631.2152 | 352684.5504 | 403005.9991 | -836377.9348 | -806324.5996 | -756003.1509 | 0.27837 | 0.3043 | 0.34772 | 0.29308
17644 | Lateral Hardening | Lateral Hardening-Fuse-91772081 | Laterals | 13164 | 0.25 | 27 | 19 | 380904.3 | 0 | 104615.8494 | 117322.1782 | 136698.8426 | -276288.4506 | -263582.1218 | -244205.4574 | 0.27465 | 0.30801 | 0.35888 | 0.29308
12015 | Lateral Hardening | Lateral Hardening-Fuse-60008073 | Laterals | 13090 | 0.080682 | 7 | 21 | 82088.49 | 0 | 22231.2359 | 25481.9463 | 30730.8475 | -59857.2541 | -56606.5437 | -51357.6425 | 0.27082 | 0.31042 | 0.37436 | 0.29305
12970 | Lateral Hardening | Lateral Hardening-Fuse-91518951 | Laterals | 13939 | 0.20758 | 13 | 13 | 188889.47 | 0 | 52231.2604 | 57920.4193 | 66394.162 | -136658.2096 | -130969.0507 | -122495.308 | 0.27652 | 0.30664 | 0.3515 | 0.29305
3532 | Lateral Hardening | Lateral Hardening-Fuse-91756149 | Laterals | 13442 | 0.37708 | 27 | 40 | 405349.46 | 0 | 112190.4393 | 124278.6445 | 141711.0656 | -293159.0207 | -281070.8155 | -263638.3944 | 0.27677 | 0.3066 | 0.3496 | 0.293
12136 | Lateral Hardening | Lateral Hardening-Fuse-10055944 | Laterals | 13420 | 0.23144 | 25 | 34 | 345060.53 | 0 | 95174.6566 | 106025.0563 | 121769.7366 | -249885.8734 | -239035.4737 | -223290.7934 | 0.27582 | 0.30727 | 0.35289 | 0.29296
14978 | Lateral Hardening | Lateral Hardening-Fuse-92800625 | Laterals | 13624 | 0.09697 | 8 | 2 | 56440.81 | 0 | 15184.6926 | 17487.689 | 21748.9653 | -41256.1174 | -38953.121 | -34691.8447 | 0.26904 | 0.30984 | 0.38534 | 0.29291
12948 | Lateral Hardening | Lateral Hardening-Fuse-92096870 | Laterals | 13217 | 0.22727 | 18 | 35 | 330315.72 | 0 | 90330.1613 | 101904.183 | 119538.3849 | -239985.5587 | -228411.537 | -210777.3351 | 0.27347 | 0.30851 | 0.36189 | 0.29282
7074 | Lateral Hardening | Lateral Hardening-Fuse-60026580 | Laterals | 13070 | 0.0875 | 7 | 1 | 55653.81 | 0 | 14848.9739 | 17301.0158 | 21967.0209 | -40804.8361 | -38352.7942 | -33686.7891 | 0.26681 | 0.31087 | 0.39471 | 0.29282
2614 | Lateral Hardening | Lateral Hardening-Fuse-10686263 | Laterals | 13808 | 0.22292 | 12 | 2 | 115289.84 | 0 | 31571.0167 | 35391.074 | 41982.8306 | -83718.8233 | -79898.766 | -73307.0094 | 0.27384 | 0.30697 | 0.36415 | 0.29281
17125 | Lateral Hardening | Lateral Hardening-Fuse-92477420 | Laterals | 13826 | 0.055114 | 5 | 26 | 50000 | 0 | 13456.8439 | 15517.3397 | 19106.442 | -36543.1561 | -34482.6603 | -30893.558 | 0.26914 | 0.31035 | 0.38213 | 0.2928
18870 | Lateral Hardening | Lateral Hardening-Fuse-10455411 | Laterals | 13171 | 0.44886 | 34 | 59 | 667216.77 | 0 | 184543.5089 | 203944.0046 | 234177.6492 | -482673.2611 | -463272.7654 | -433039.1208 | 0.27659 | 0.30566 | 0.35098 | 0.29275
10872 | Lateral Hardening | Lateral Hardening-Fuse-91074878 | Laterals | 13624 | 0.097159 | 5 | 2 | 56456.55 | 0 | 15481.5213 | 17349.3056 | 20329.4414 | -40975.0287 | -39107.2444 | -36127.1086 | 0.27422 | 0.3073 | 0.36009 | 0.29273
14344 | Lateral Hardening | Lateral Hardening-Fuse-90902703 | Laterals | 13220 | 0.10057 | 12 | 21 | 224243.73 | 0 | 61246.4968 | 69204.8555 | 81104.4474 | -162997.2332 | -155038.8745 | -143139.2826 | 0.27312 | 0.30861 | 0.36168 | 0.29263
171 | Lateral Hardening | Lateral Hardening-Fuse-92321661 | Laterals | 13808 | 0.54754 | 26 | 27 | 419917.09 | 0 | 116077.23 | 128145.2602 | 147655.785 | -303839.86 | -291771.8298 | -272261.305 | 0.27643 | 0.30517 | 0.35163 | 0.29257
15741 | Lateral Hardening | Lateral Hardening-Fuse-10645562 | Laterals | 13148 | 0.1803 | 10 | 3 | 111239.66 | 0 | 30424.5303 | 34131.6922 | 40395.9173 | -80815.1297 | -77107.9678 | -70843.7427 | 0.2735 | 0.30683 | 0.36314 | 0.29247
9416 | Lateral Hardening | Lateral Hardening-Fuse-92605364 | Laterals | 13390 | 0.068371 | 5 | 3 | 105867.32 | 0 | 28871.8807 | 32677.1899 | 38347.4338 | -76995.4393 | -73190.1301 | -67519.8862 | 0.27272 | 0.30866 | 0.36222 | 0.29245
1687 | Lateral Hardening | Lateral Hardening-Fuse-10897231 | Laterals | 14050 | 0.11155 | 11 | 8 | 116807.36 | 0 | 31952.8006 | 35880.4883 | 41986.0873 | -84854.5594 | -80926.8717 | -74821.2727 | 0.27355 | 0.30718 | 0.35945 | 0.29223
16858 | Lateral Hardening | Lateral Hardening-Fuse-10650532 | Laterals | 13391 | 0.1572 | 12 | 4 | 104880.7 | 0 | 28646.119 | 32221.8818 | 37903.2058 | -76234.581 | -72658.8182 | -66977.4942 | 0.27313 | 0.30722 | 0.36139 | 0.29218
11323 | Lateral Hardening | Lateral Hardening-Fuse-10441811 | Laterals | 13947 | 0.069129 | 7 | 30 | 187951.6 | 0 | 51112.843 | 58001.4961 | 68193.4618 | -136838.757 | -129950.1039 | -119758.1382 | 0.27195 | 0.3086 | 0.36282 | 0.29203
3337 | Lateral Hardening | Lateral Hardening-Fuse-91186330 | Laterals | 13104 | 0.28485 | 23 | 1 | 189272.06 | 0 | 51354.702 | 58442.1569 | 69137.8873 | -137917.358 | -130829.9031 | -120134.1727 | 0.27133 | 0.30877 | 0.36528 | 0.29196
19233 | Lateral Hardening | Lateral Hardening-Fuse-91210950 | Laterals | 13298 | 1.2665 | 36 | 0 | 271564.28 | 0 | 73473.5346 | 83613.9846 | 101136.7255 | -198090.7454 | -187950.2954 | -170427.5545 | 0.27056 | 0.3079 | 0.37242 | 0.29195
11595 | Lateral Hardening | Lateral Hardening-Fuse-60072764 | Laterals | 13111 | 0.15549 | 13 | 28 | 224878.33 | 0 | 61104.5315 | 69210.8205 | 82163.3357 | -163773.7985 | -155667.5095 | -142714.9943 | 0.27172 | 0.30777 | 0.36537 | 0.2919
19684 | Lateral Hardening | Lateral Hardening-Fuse-60249876 | Laterals | 13805 | 0.20947 | 10 | 8 | 109224.94 | 0 | 29880.5764 | 33515.8755 | 38983.7054 | -79344.3636 | -75709.0645 | -70241.2346 | 0.27357 | 0.30685 | 0.35691 | 0.29189
14777 | Lateral Hardening | Lateral Hardening-Fuse-10142255 | Laterals | 13034 | 0.068939 | 9 | 8 | 73252.61 | 0 | 19725.6879 | 22608.8611 | 27582.9727 | -53526.9221 | -50643.7489 | -45669.6373 | 0.26928 | 0.30864 | 0.37655 | 0.29182
16113 | Lateral Hardening | Lateral Hardening-Fuse-93017816 | Laterals | 13531 | 0.25511 | 14 | 0 | 112158.78 | 0 | 30359.3489 | 34477.252 | 41700.4335 | -81799.4311 | -77681.528 | -70458.3465 | 0.27068 | 0.3074 | 0.3718 | 0.29181
11432 | Lateral Hardening | Lateral Hardening-Fuse-92701735 | Laterals | 13299 | 0.17917 | 12 | 20 | 161726.54 | 0 | 44131.3893 | 49786.3929 | 57669.6141 | -117595.1507 | -111940.1471 | -104056.9259 | 0.27288 | 0.30784 | 0.35659 | 0.29174
5818 | Lateral Hardening | Lateral Hardening-Fuse-10829472 | Laterals | 13687 | 0.1178 | 6 | 3 | 110484.14 | 0 | 30333.6582 | 33734.8524 | 39063.1327 | -80150.4818 | -76749.2876 | -71421.0073 | 0.27455 | 0.30534 | 0.35356 | 0.29169
14668 | Lateral Hardening | Lateral Hardening-Fuse-91598279 | Laterals | 13672 | 0.075 | 7 | 3 | 50176.29 | 0 | 13563.0095 | 15459.2754 | 18591.3812 | -36613.2805 | -34717.0146 | -31584.9088 | 0.27031 | 0.3081 | 0.37052 | 0.29167
10458 | Lateral Hardening | Lateral Hardening-Fuse-93300044 | Laterals | 13236 | 0.1875 | 8 | 0 | 108416.46 | 0 | 29481.9903 | 33285.2857 | 39399.1871 | -78934.4697 | -75131.1743 | -69017.2729 | 0.27193 | 0.30701 | 0.36341 | 0.2916
22 | Lateral Hardening | Lateral Hardening-Fuse-90897708 | Laterals | 13968 | 0.25871 | 20 | 29 | 327677.09 | 0 | 90338.1076 | 99858.9124 | 113873.961 | -237338.9824 | -227818.1776 | -213803.129 | 0.27569 | 0.30475 | 0.34752 | 0.29159
13725 | Lateral Hardening | Lateral Hardening-Fuse-60117212 | Laterals | 13089 | 0.10966 | 15 | 24 | 175599.96 | 0 | 47702.7174 | 54085.021 | 63547.9898 | -127897.2426 | -121514.939 | -112051.9702 | 0.27166 | 0.308 | 0.36189 | 0.29158
9762 | Lateral Hardening | Lateral Hardening-Fuse-60036198 | Laterals | 13156 | 0.22462 | 19 | 28 | 284830.64 | 0 | 78333.2221 | 86893.0914 | 99709.3647 | -206497.4179 | -197937.5486 | -185121.2753 | 0.27502 | 0.30507 | 0.35007 | 0.29154
9736 | Lateral Hardening | Lateral Hardening-Fuse-10363938 | Laterals | 13096 | 0.1447 | 6 | 28 | 143141.86 | 0 | 39204.5924 | 43949.8262 | 50053.1993 | -103937.2676 | -99192.0338 | -93088.6607 | 0.27389 | 0.30704 | 0.34968 | 0.29141
6218 | Lateral Hardening | Lateral Hardening-Fuse-93165366 | Laterals | 13414 | 0.23788 | 15 | 29 | 289862.44 | 0 | 79991.1947 | 88062.1222 | 100485.0417 | -209871.2453 | -201800.3178 | -189377.3983 | 0.27596 | 0.30381 | 0.34666 | 0.29139
11774 | Lateral Hardening | Lateral Hardening-Fuse-60017417 | Laterals | 13029 | 0.20133 | 16 | 23 | 284929.34 | 0 | 77498.2644 | 87481.4987 | 102803.1056 | -207431.0756 | -197447.8413 | -182126.2344 | 0.27199 | 0.30703 | 0.3608 | 0.29138
16690 | Lateral Hardening | Lateral Hardening-Fuse-10075218 | Laterals | 13656 | 0.099242 | 6 | 1 | 50000 | 0 | 13575.9089 | 15392.8143 | 18044.5433 | -36424.0911 | -34607.1857 | -31955.4567 | 0.27152 | 0.30786 | 0.36089 | 0.29136
4623 | Lateral Hardening | Lateral Hardening-Fuse-10829442 | Laterals | 13687 | 0.18636 | 10 | 4 | 111743.34 | 0 | 30503.6524 | 34197.7814 | 39870.7507 | -81239.6876 | -77545.5586 | -71872.5893 | 0.27298 | 0.30604 | 0.35681 | 0.29128
11956 | Lateral Hardening | Lateral Hardening-Fuse-60417256 | Laterals | 13458 | 0.12992 | 9 | 4 | 114912.82 | 0 | 31076.835 | 35278.3131 | 42356.3925 | -83835.985 | -79634.5069 | -72556.4275 | 0.27044 | 0.307 | 0.3686 | 0.29122
14090 | Lateral Hardening | Lateral Hardening-Fuse-90852320 | Laterals | 13577 | 0.13011 | 11 | 11 | 119367.24 | 0 | 31716.6808 | 36846.0839 | 46570.1087 | -87650.5592 | -82521.1561 | -72797.1313 | 0.26571 | 0.30868 | 0.39014 | 0.29104
9191 | Lateral Hardening | Lateral Hardening-Fuse-10120773 | Laterals | 13053 | 0.29413 | 24 | 57 | 365990.47 | 0 | 99645.6323 | 112326.4848 | 130142.2482 | -266344.8377 | -253663.9852 | -235848.2218 | 0.27226 | 0.30691 | 0.35559 | 0.29099
3161 | Lateral Hardening | Lateral Hardening-Fuse-10726483 | Laterals | 14023 | 0.18845 | 11 | 3 | 205259.02 | 0 | 56342.967 | 62464.323 | 71811.9868 | -148916.053 | -142794.697 | -133447.0332 | 0.2745 | 0.30432 | 0.34986 | 0.29098
5718 | Lateral Hardening | Lateral Hardening-Fuse-90412400 | Laterals | 13652 | 0.36705 | 17 | 129 | 341323.62 | 0 | 91720.0558 | 105341.815 | 126386.177 | -249603.5642 | -235981.805 | -214937.443 | 0.26872 | 0.30863 | 0.37028 | 0.29085
19410 | Lateral Hardening | Lateral Hardening-Fuse-60130956 | Laterals | 13022 | 0.075758 | 8 | 40 | 69889.25 | 0 | 18606.3971 | 21609.937 | 26790.8352 | -51282.8529 | -48279.313 | -43098.4148 | 0.26623 | 0.3092 | 0.38333 | 0.29083
11239 | Lateral Hardening | Lateral Hardening-Fuse-10671211 | Laterals | 13724 | 0.58258 | 26 | 30 | 490608.7 | 0 | 135724.7445 | 148346.362 | 167441.4272 | -354883.9555 | -342262.338 | -323167.2728 | 0.27665 | 0.30237 | 0.34129 | 0.29083
4419 | Lateral Hardening | Lateral Hardening-Fuse-91463821 | Laterals | 13624 | 0.088636 | 6 | 2 | 59678.25 | 0 | 16154.9993 | 18249.6889 | 21788.2878 | -43523.2507 | -41428.5611 | -37889.9622 | 0.2707 | 0.3058 | 0.3651 | 0.29067
17394 | Lateral Hardening | Lateral Hardening-Fuse-10204436 | Laterals | 13337 | 0.5392 | 40 | 56 | 737190.78 | 0 | 202326.9437 | 223642.0311 | 257249.8594 | -534863.8363 | -513548.7489 | -479940.9206 | 0.27446 | 0.30337 | 0.34896 | 0.29058
18125 | Lateral Hardening | Lateral Hardening-Fuse-10479428 | Laterals | 14216 | 0.50682 | 22 | 7 | 327464.46 | 0 | 89662.177 | 99599.018 | 114540.6638 | -237802.283 | -227865.442 | -212923.7962 | 0.27381 | 0.30415 | 0.34978 | 0.29051
3550 | Lateral Hardening | Lateral Hardening-Fuse-91086244 | Laterals | 13151 | 0.0092803 | 4 | 72 | 50000 | 0 | 13510.1579 | 15348.9099 | 18135.4053 | -36489.8421 | -34651.0901 | -31864.5947 | 0.2702 | 0.30698 | 0.36271 | 0.29049
12376 | Lateral Hardening | Lateral Hardening-Fuse-92465913 | Laterals | 13785 | 0.12614 | 4 | 1 | 58864.77 | 0 | 15991.8684 | 17928.763 | 21241.3728 | -42872.9016 | -40936.007 | -37623.3972 | 0.27167 | 0.30458 | 0.36085 | 0.29046
1029 | Lateral Hardening | Lateral Hardening-Fuse-93165372 | Laterals | 13414 | 0.29375 | 17 | 35 | 336020.44 | 0 | 92412.7118 | 101774.9081 | 116102.2981 | -243607.7282 | -234245.5319 | -219918.1419 | 0.27502 | 0.30288 | 0.34552 | 0.29043
3748 | Lateral Hardening | Lateral Hardening-Fuse-10000718 | Laterals | 13236 | 0.13447 | 6 | 4 | 107430.58 | 0 | 29094.2354 | 32880.147 | 38635.9719 | -78336.3446 | -74550.433 | -68794.6081 | 0.27082 | 0.30606 | 0.35964 | 0.29027
5607 | Lateral Hardening | Lateral Hardening-Fuse-60255751 | Laterals | 13073 | 0.090909 | 13 | 15 | 171038.58 | 0 | 45747.4791 | 52537.0759 | 64203.8371 | -125291.1009 | -118501.5041 | -106834.7429 | 0.26747 | 0.30717 | 0.37538 | 0.29017
3751 | Lateral Hardening | Lateral Hardening-Fuse-92346045 | Laterals | 13038 | 0.12405 | 9 | 5 | 94266.2 | 0 | 25603.0974 | 28693.4003 | 33621.2238 | -68663.1026 | -65572.7997 | -60644.9762 | 0.2716 | 0.30439 | 0.35666 | 0.28994
2609 | Lateral Hardening | Lateral Hardening-Fuse-10095488 | Laterals | 13786 | 0.37557 | 20 | 8 | 267666.03 | 0 | 73108.7806 | 81150.2738 | 93406.0863 | -194557.2494 | -186515.7562 | -174259.9437 | 0.27313 | 0.30318 | 0.34897 | 0.28973
15857 | Lateral Hardening | Lateral Hardening-Fuse-93056950 | Laterals | 13687 | 0.092614 | 7 | 2 | 104460.72 | 0 | 28474.3132 | 31666.599 | 36693.3389 | -75986.4068 | -72794.121 | -67767.3811 | 0.27258 | 0.30314 | 0.35126 | 0.28962
1007 | Lateral Hardening | Lateral Hardening-Fuse-91094070 | Laterals | 13115 | 0.19754 | 14 | 7 | 163966.57 | 0 | 44766.1126 | 49714.3218 | 57101.4565 | -119200.4574 | -114252.2482 | -106865.1135 | 0.27302 | 0.3032 | 0.34825 | 0.2896
7165 | Lateral Hardening | Lateral Hardening-Fuse-90446255 | Laterals | 13612 | 0.13655 | 12 | 23 | 174922.4 | 0 | 46747.8165 | 53527.8809 | 65213.6329 | -128174.5835 | -121394.5191 | -109708.7671 | 0.26725 | 0.30601 | 0.37281 | 0.28943
3818 | Lateral Hardening | Lateral Hardening-Fuse-10159481 | Laterals | 13166 | 0.041856 | 5 | 10 | 109556.22 | 0 | 29523.2385 | 33575.337 | 39209.4675 | -80032.9815 | -75980.883 | -70346.7525 | 0.26948 | 0.30647 | 0.35789 | 0.28942
14802 | Lateral Hardening | Lateral Hardening-Fuse-92361511 | Laterals | 13431 | 0.16818 | 11 | 3 | 154684.23 | 0 | 41746.6075 | 47114.734 | 55804.7966 | -112937.6225 | -107569.496 | -98879.4334 | 0.26988 | 0.30459 | 0.36077 | 0.28938
15663 | Lateral Hardening | Lateral Hardening-Fuse-10567791 | Laterals | 13370 | 0.0875 | 11 | 12 | 178401.63 | 0 | 48129.374 | 54320.7122 | 64459.8922 | -130272.256 | -124080.9178 | -113941.7378 | 0.26978 | 0.30449 | 0.36132 | 0.28935
14321 | Lateral Hardening | Lateral Hardening-Fuse-60009038 | Laterals | 13825 | 0.43693 | 38 | 69 | 596148.18 | 0 | 162653.6847 | 180825.1616 | 206394.6072 | -433494.4953 | -415323.0184 | -389753.5728 | 0.27284 | 0.30332 | 0.34621 | 0.28932
4515 | Lateral Hardening | Lateral Hardening-Fuse-60175287 | Laterals | 13011 | 0.64205 | 35 | 111 | 833987.85 | 0 | 223420.9543 | 255232.4265 | 305845.3142 | -610566.8957 | -578755.4235 | -528142.5358 | 0.26789 | 0.30604 | 0.36673 | 0.28922
10443 | Lateral Hardening | Lateral Hardening-Fuse-92692650 | Laterals | 13830 | 0.19792 | 12 | 24 | 288576.02 | 0 | 78827.3136 | 87282.6106 | 99579.2527 | -209748.7064 | -201293.4094 | -188996.7673 | 0.27316 | 0.30246 | 0.34507 | 0.28914
18958 | Lateral Hardening | Lateral Hardening-Fuse-91615880 | Laterals | 13256 | 0.099242 | 12 | 25 | 52191.01 | 0 | 14037.9039 | 15924.0855 | 18891.0989 | -38153.1061 | -36266.9245 | -33299.9111 | 0.26897 | 0.30511 | 0.36196 | 0.28911
4398 | Lateral Hardening | Lateral Hardening-Fuse-10433146 | Laterals | 13993 | 0.14318 | 6 | 1 | 60281.37 | 0 | 15964.5775 | 18467.0281 | 23024.7993 | -44316.7925 | -41814.3419 | -37256.5707 | 0.26483 | 0.30635 | 0.38196 | 0.289
5405 | Lateral Hardening | Lateral Hardening-Fuse-91160305 | Laterals | 13426 | 0.35682 | 23 | 37 | 328238.17 | 0 | 89220.4372 | 99776.6491 | 113914.039 | -239017.7328 | -228461.5209 | -214324.131 | 0.27182 | 0.30398 | 0.34705 | 0.28899
357 | Lateral Hardening | Lateral Hardening-Fuse-10674233 | Laterals | 13414 | 0.25701 | 18 | 26 | 309029.86 | 0 | 84400.1727 | 93231.1189 | 106420.7979 | -224629.6873 | -215798.7411 | -202609.0621 | 0.27311 | 0.30169 | 0.34437 | 0.28881
10769 | Lateral Hardening | Lateral Hardening-Fuse-92906109 | Laterals | 13826 | 0.18939 | 15 | 22 | 262253 | 0 | 71646.1892 | 79069.344 | 90104.8232 | -190606.8108 | -183183.656 | -172148.1768 | 0.27319 | 0.3015 | 0.34358 | 0.28873
11550 | Lateral Hardening | Lateral Hardening-Fuse-60129639 | Laterals | 13935 | 0.26042 | 21 | 21 | 224212.25 | 0 | 60398.368 | 68178.8675 | 80339.9413 | -163813.882 | -156033.3825 | -143872.3087 | 0.26938 | 0.30408 | 0.35832 | 0.28868
568 | Lateral Hardening | Lateral Hardening-Fuse-10166417 | Laterals | 13073 | 0.088826 | 9 | 15 | 154218.56 | 0 | 41470.7593 | 46994.1769 | 55157.5852 | -112747.8007 | -107224.3831 | -99060.9748 | 0.26891 | 0.30472 | 0.35766 | 0.28853
10056 | Lateral Hardening | Lateral Hardening-Fuse-10311272 | Laterals | 13865 | 0.11515 | 6 |  | 54021.85 | 0 | 14490.4854 | 16429.4457 | 19635.9404 | -39531.3646 | -37592.4043 | -34385.9096 | 0.26823 | 0.30413 | 0.36348 | 0.28853
5666 | Lateral Hardening | Lateral Hardening-Fuse-10791870 | Laterals | 13243 | 0.30436 | 18 | 22 | 305489.02 | 0 | 83346.673 | 91859.6113 | 105359.8782 | -222142.347 | -213629.4087 | -200129.1418 | 0.27283 | 0.3007 | 0.34489 | 0.2884
13297 | Lateral Hardening | Lateral Hardening-Fuse-92921046 | Laterals | 13883 | 0.11136 | 11 | 0 | 94283.2 | 0 | 24967.8312 | 28859.8228 | 35512.0171 | -69315.3688 | -65423.3772 | -58771.1829 | 0.26482 | 0.3061 | 0.37665 | 0.28838
4526 | Lateral Hardening | Lateral Hardening-Fuse-92223189 | Laterals | 13359 | 0.062879 | 11 | 15 | 201461.47 | 0 | 54008.1678 | 61269.153 | 73116.4179 | -147453.3022 | -140192.317 | -128345.0521 | 0.26808 | 0.30412 | 0.36293 | 0.28838
18813 | Lateral Hardening | Lateral Hardening-Fuse-93215479 | Laterals | 13656 | 0.12784 | 6 | 1 | 59006.43 | 0 | 15581.5197 | 18001.0464 | 22641.2948 | -43424.9103 | -41005.3836 | -36365.1352 | 0.26406 | 0.30507 | 0.38371 | 0.28833
2249 | Lateral Hardening | Lateral Hardening-Fuse-10363901 | Laterals | 14071 | 0.18333 | 7 | 3 | 111491.5 | 0 | 30390.9556 | 33506.2322 | 38590.8463 | -81100.5444 | -77985.2678 | -72900.6537 | 0.27259 | 0.30053 | 0.34613 | 0.28832
4374 | Lateral Hardening | Lateral Hardening-Fuse-10745644 | Laterals | 13431 | 0.11667 | 4 | 1 | 58077.77 | 0 | 15627.3621 | 17610.0777 | 20834.9321 | -42450.4079 | -40467.6923 | -37242.8379 | 0.26908 | 0.30322 | 0.35874 | 0.28828
5349 | Lateral Hardening | Lateral Hardening-Fuse-60168946 | Laterals | 13473 | 0.27481 | 18 | 16 | 278942.35 | 0 | 75692.011 | 84181.1338 | 97358.1506 | -203250.339 | -194761.2162 | -181584.1994 | 0.27135 | 0.30179 | 0.34903 | 0.28825
5566 | Lateral Hardening | Lateral Hardening-Fuse-10255344 | Laterals | 13586 | 0.24318 | 14 | 7 | 204351.84 | 0 | 55570.9376 | 61635.8714 | 70619.9069 | -148780.9024 | -142715.9686 | -133731.9331 | 0.27194 | 0.30162 | 0.34558 | 0.28821
3558 | Lateral Hardening | Lateral Hardening-Fuse-10537285 | Laterals | 13117 | 0.37367 | 31 | 32 | 512457.08 | 0 | 139407.1446 | 154212.0796 | 176980.5868 | -373049.9354 | -358245.0004 | -335476.4932 | 0.27204 | 0.30093 | 0.34536 | 0.28804
7893 | Lateral Hardening | Lateral Hardening-Fuse-10897244 | Laterals | 14050 | 0.10417 | 9 | 6 | 76180.25 | 0 | 20465.6908 | 23115.5291 | 27251.8279 | -55714.5592 | -53064.7209 | -48928.4221 | 0.26865 | 0.30343 | 0.35773 | 0.28799
6700 | Lateral Hardening | Lateral Hardening-Fuse-90821455 | Laterals | 13787 | 0.12633 | 7 | 1 | 58880.51 | 0 | 15440.4768 | 17994.5231 | 22922.7032 | -43440.0332 | -40885.9869 | -35957.8068 | 0.26223 | 0.30561 | 0.38931 | 0.28795
8331 | Lateral Hardening | Lateral Hardening-Fuse-10679437 | Laterals | 13807 | 0.069318 | 5 | 2 | 50000 | 0 | 13175.3083 | 15232.9077 | 19179.1772 | -36824.6917 | -34767.0923 | -30820.8228 | 0.26351 | 0.30466 | 0.38358 | 0.28786
7438 | Lateral Hardening | Lateral Hardening-Fuse-10916830 | Laterals | 13805 | 0.08428 | 6 | 3 | 55386.23 | 0 | 14737.4159 | 16854.5423 | 20402.7503 | -40648.8141 | -38531.6877 | -34983.4797 | 0.26608 | 0.30431 | 0.36837 | 0.28778
5753 | Lateral Hardening | Lateral Hardening-Fuse-91967331 | Laterals | 13011 | 0.36553 | 16 | 18 | 217941.2 | 0 | 59097.6782 | 65572.9101 | 75464.2055 | -158843.5218 | -152368.2899 | -142476.9945 | 0.27116 | 0.30087 | 0.34626 | 0.28759
17277 | Lateral Hardening | Lateral Hardening-Fuse-91343691 | Laterals | 13043 | 0.11534 | 9 | 24 | 212155.41 | 0 | 56859.8683 | 64388.9221 | 75790.5223 | -155295.5417 | -147766.4879 | -136364.8877 | 0.26801 | 0.3035 | 0.35724 | 0.28758
1541 | Lateral Hardening | Lateral Hardening-Fuse-60238489 | Laterals | 13582 | 0.092235 | 5 | 1 | 56047.31 | 0 | 14882.6223 | 17047.1287 | 20697.6698 | -41164.6877 | -39000.1813 | -35349.6402 | 0.26554 | 0.30416 | 0.36929 | 0.2875
7852 | Lateral Hardening | Lateral Hardening-Fuse-10299747 | Laterals | 13747 | 0.21856 | 18 | 0 | 183441.53 | 0 | 49096.6467 | 55533.0581 | 66135.1641 | -134344.8833 | -127908.4719 | -117306.3659 | 0.26764 | 0.30273 | 0.36052 | 0.28746
6395 | Lateral Hardening | Lateral Hardening-Fuse-10363878 | Laterals | 14071 | 0.30758 | 12 | 47 | 276718.01 | 0 | 74954.1993 | 83605.5018 | 94267.0677 | -201763.8107 | -193112.5082 | -182450.9423 | 0.27087 | 0.30213 | 0.34066 | 0.28723
6415 | Lateral Hardening | Lateral Hardening-Fuse-93251150 | Laterals | 13175 | 0.17027 | 8 | 0 | 76789.61 | 0 | 20211.8589 | 23318.5223 | 29290.0851 | -56577.7511 | -53471.0877 | -47499.5249 | 0.26321 | 0.30367 | 0.38143 | 0.28717
7801 | Lateral Hardening | Lateral Hardening-Fuse-90098852 | Laterals | 13959 | 0.13845 | 8 | 1 | 166507.21 | 0 | 44548.1164 | 50592.591 | 59037.1301 | -121959.0936 | -115914.619 | -107470.0799 | 0.26754 | 0.30385 | 0.35456 | 0.28714
15916 | Lateral Hardening | Lateral Hardening-Fuse-60034470 | Laterals | 13143 | 0.28428 | 27 | 42 | 623232.86 | 0 | 169036.1534 | 187177.6709 | 213600.6062 | -454196.7066 | -436055.1891 | -409632.2538 | 0.27122 | 0.30033 | 0.34273 | 0.28711
6213 | Lateral Hardening | Lateral Hardening-Fuse-92140995 | Laterals | 13113 | 0.18977 | 14 | 28 | 303619.2 | 0 | 81770.5829 | 91571.7195 | 106169.594 | -221848.6171 | -212047.4805 | -197449.606 | 0.26932 | 0.3016 | 0.34968 | 0.28704
1434 | Lateral Hardening | Lateral Hardening-Fuse-91786385 | Laterals | 13576 | 0.018561 | 1 | 24 | 50000 | 0 | 13370.4482 | 15173.4723 | 17732.764 | -36629.5518 | -34826.5277 | -32267.236 | 0.26741 | 0.30347 | 0.35466 | 0.28695
4838 | Lateral Hardening | Lateral Hardening-Fuse-90288088 | Laterals | 13389 | 0.09678 | 7 | 1 | 51986.39 | 0 | 13821.7216 | 15756.7873 | 18971.9245 | -38164.6684 | -36229.6027 | -33014.4655 | 0.26587 | 0.30309 | 0.36494 | 0.28695
13229 | Lateral Hardening | Lateral Hardening-Fuse-60029159 | Laterals | 13088 | 0.27311 | 24 | 25 | 305802.01 | 0 | 82482.6771 | 92118.4447 | 106191.102 | -223319.3329 | -213683.5653 | -199610.908 | 0.26973 | 0.30124 | 0.34725 | 0.28693
1615 | Lateral Hardening | Lateral Hardening-Fuse-92939959 | Laterals | 13006 | 0.071402 | 4 | 1 | 58245.91 | 0 | 15601.317 | 17599.5176 | 20693.6169 | -42644.593 | -40646.3924 | -37552.2931 | 0.26785 | 0.30216 | 0.35528 | 0.28689
15562 | Lateral Hardening | Lateral Hardening-Fuse-91967503 | Laterals | 13808 | 0.58769 | 28 | 13 | 381041.33 | 0 | 102870.739 | 114451.8817 | 132434.1666 | -278170.591 | -266589.4483 | -248607.1634 | 0.26997 | 0.30037 | 0.34756 | 0.28685
6961 | Lateral Hardening | Lateral Hardening-Fuse-91591401 | Laterals | 13097 | 0.073295 | 4 | 3 | 50000 | 0 | 13254.0108 | 15135.3148 | 18491.3549 | -36745.9892 | -34864.6852 | -31508.6451 | 0.26508 | 0.30271 | 0.36983 | 0.28684
5097 | Lateral Hardening | Lateral Hardening-Fuse-10091424 | Laterals | 13373 | 0.29413 | 25 | 39 | 356242.08 | 0 | 96130.7369 | 107363.4176 | 122869.4972 | -260111.3431 | -248878.6624 | -233372.5828 | 0.26985 | 0.30138 | 0.3449 | 0.28681
11199 | Lateral Hardening | Lateral Hardening-Fuse-10640155 | Laterals | 13795 | 0.070644 | 4 | 1 | 50000 | 0 | 13310.9199 | 15104.0333 | 18223.3853 | -36689.0801 | -34895.9667 | -31776.6147 | 0.26622 | 0.30208 | 0.36447 | 0.2868
16447 | Lateral Hardening | Lateral Hardening-Fuse-93081091 | Laterals | 13390 | 0.068371 | 6 | 2 | 54064.07 | 0 | 14212.7676 | 16414.1925 | 20530.5213 | -39851.3024 | -37649.8775 | -33533.5487 | 0.26289 | 0.30361 | 0.37974 | 0.28679
7051 | Lateral Hardening | Lateral Hardening-Fuse-90118453 | Laterals | 14024 | 0.099053 | 7 | 6 | 67895.27 | 0 | 18101.52 | 20545.595 | 24449.5025 | -49793.75 | -47349.675 | -43445.7675 | 0.26661 | 0.30261 | 0.36011 | 0.28676
3463 | Lateral Hardening | Lateral Hardening-Fuse-10595515 | Laterals | 13698 | 0.066098 | 4 | 3 | 57296.51 | 0 | 15329.2197 | 17342.9114 | 20276.918 | -41967.2903 | -39953.5986 | -37019.592 | 0.26754 | 0.30269 | 0.35389 | 0.28672
17436 | Lateral Hardening | Lateral Hardening-Fuse-90928753 | Laterals | 13205 | 0.29053 | 22 | 20 | 338894.66 | 0 | 91893.9227 | 101332.1747 | 116199.354 | -247000.7373 | -237562.4853 | -222695.306 | 0.27116 | 0.29901 | 0.34288 | 0.28668
19299 | Lateral Hardening | Lateral Hardening-Fuse-90867711 | Laterals | 13813 | 0.35303 | 16 | 14 | 216902.36 | 0 | 58658.8533 | 65051.5025 | 74639.0522 | -158243.5067 | -151850.8575 | -142263.3078 | 0.27044 | 0.29991 | 0.34411 | 0.28665
1959 | Lateral Hardening | Lateral Hardening-Fuse-10605201 | Laterals | 13924 | 0.95833 | 51 | 39 | 835147.87 | 0 | 223226.0406 | 252261.777 | 296808.2514 | -611921.8294 | -582886.093 | -538339.6186 | 0.26729 | 0.30206 | 0.3554 | 0.28653
16351 | Lateral Hardening | Lateral Hardening-Fuse-91135661 | Laterals | 14110 | 0.12784 | 7 | 39 | 137330.22 | 0 | 36429.6099 | 41687.7596 | 49834.6648 | -100900.6101 | -95642.4604 | -87495.5552 | 0.26527 | 0.30356 | 0.36288 | 0.28652
10988 | Lateral Hardening | Lateral Hardening-Fuse-91660783 | Laterals | 13117 | 0.12027 | 6 | 2 | 58376.83 | 0 | 15399.0715 | 17711.5039 | 21709.6038 | -42977.7585 | -40665.3261 | -36667.2262 | 0.26379 | 0.3034 | 0.37189 | 0.28648
18011 | Lateral Hardening | Lateral Hardening-Fuse-90867085 | Laterals | 13082 | 0.14792 | 17 | 18 | 208528.73 | 0 | 54831.2263 | 63158.4776 | 78644.3018 | -153697.5037 | -145370.2524 | -129884.4282 | 0.26294 | 0.30288 | 0.37714 | 0.28634
16913 | Lateral Hardening | Lateral Hardening-Fuse-90412491 | Laterals | 13652 | 0.78068 | 40 | 42 | 643084.71 | 0 | 174033.9103 | 192295.5117 | 219825.8908 | -469050.7997 | -450789.1983 | -423258.8192 | 0.27062 | 0.29902 | 0.34183 | 0.28626
18149 | Lateral Hardening | Lateral Hardening-Fuse-60274647 | Laterals | 13813 | 0.20947 | 13 | 3 | 65790.37 | 0 | 16901.904 | 20147.5197 | 26458.1612 | -48888.466 | -45642.8503 | -39332.2088 | 0.25691 | 0.30624 | 0.40216 | 0.28623
10479 | Lateral Hardening | Lateral Hardening-Fuse-60578503 | Laterals | 13298 | 0.30095 | 19 | 4 | 121266.04 | 0 | 31172.5622 | 37105.1883 | 48737.5868 | -90093.4778 | -84160.8517 | -72528.4532 | 0.25706 | 0.30598 | 0.40191 | 0.28622
3895 | Lateral Hardening | Lateral Hardening-Fuse-60117810 | Laterals | 13750 | 0.12424 | 8 | 2 | 241265.06 | 0 | 64290.6851 | 73049.8506 | 85438.9683 | -176974.3749 | -168215.2094 | -155826.0917 | 0.26647 | 0.30278 | 0.35413 | 0.28613
16752 | Lateral Hardening | Lateral Hardening-Fuse-92412939 | Laterals | 13696 | 0.1928 | 20 | 29 | 282186.32 | 0 | 75935.1791 | 84828.5976 | 97301.6279 | -206251.1409 | -197357.7224 | -184884.6921 | 0.2691 | 0.30061 | 0.34481 | 0.28612
14520 | Lateral Hardening | Lateral Hardening-Fuse-91592312 | Laterals | 13709 | 0.38447 | 18 | 8 | 251668.45 | 0 | 68006.966 | 75044.8116 | 86877.2245 | -183661.484 | -176623.6384 | -164791.2255 | 0.27022 | 0.29819 | 0.34521 | 0.28611
10623 | Lateral Hardening | Lateral Hardening-Fuse-10509566 | Laterals | 13128 | 0.083902 | 9 | 2 | 230515.24 | 0 | 61526.7185 | 69424.6984 | 81980.3679 | -168988.5215 | -161090.5416 | -148534.8721 | 0.26691 | 0.30117 | 0.35564 | 0.28606
3984 | Lateral Hardening | Lateral Hardening-Fuse-92682409 | Laterals | 13805 | 0.16307 | 8 | 5 | 122106 | 0 | 32716.6126 | 36659.9267 | 42986.3655 | -89389.3874 | -85446.0733 | -79119.6345 | 0.26794 | 0.30023 | 0.35204 | 0.28603
12063 | Lateral Hardening | Lateral Hardening-Fuse-91340609 | Laterals | 13687 | 0.083902 | 7 | 1 | 50916.07 | 0 | 13476.7705 | 15380.7411 | 18620.0885 | -37439.2995 | -35535.3289 | -32295.9815 | 0.26469 | 0.30208 | 0.3657 | 0.28601
14653 | Lateral Hardening | Lateral Hardening-Fuse-93123072 | Laterals | 13126 | 0.13826 | 9 | 1 | 127818.58 | 0 | 34025.8843 | 38526.5218 | 45831.417 | -93792.6957 | -89292.0582 | -81987.163 | 0.2662 | 0.30142 | 0.35857 | 0.286
3606 | Lateral Hardening | Lateral Hardening-Fuse-93232274 | Laterals | 13696 | 0.21496 | 17 | 21 | 220434.65 | 0 | 59164.5608 | 66249.6214 | 76693.8634 | -161270.0892 | -154185.0286 | -143740.7866 | 0.2684 | 0.30054 | 0.34792 | 0.28599
14386 | Lateral Hardening | Lateral Hardening-Fuse-91676442 | Laterals | 13712 | 0.21515 | 14 | 7 | 125417.14 | 0 | 33461.5206 | 37740.2012 | 44690.7466 | -91955.6194 | -87676.9388 | -80726.3934 | 0.2668 | 0.30092 | 0.35634 | 0.28599
14459 | Lateral Hardening | Lateral Hardening-Fuse-60092324 | Laterals | 13021 | 0.098106 | 8 | 4 | 118907.76 | 0 | 32012.4396 | 35615.8349 | 41115.3953 | -86895.3204 | -83291.9251 | -77792.3647 | 0.26922 | 0.29952 | 0.34578 | 0.28597
4980 | Lateral Hardening | Lateral Hardening-Fuse-91001447 | Laterals | 13097 | 0.0625 | 5 | 1 | 56997.45 | 0 | 15052.918 | 17242.8586 | 20864.2762 | -41944.532 | -39754.5914 | -36133.1738 | 0.2641 | 0.30252 | 0.36606 | 0.28582
5453 | Lateral Hardening | Lateral Hardening-Fuse-10080976 | Laterals | 13668 | 0.24223 | 14 | 5 | 155891.21 | 0 | 41669.2987 | 46742.5092 | 55057.1112 | -114221.9113 | -109148.7008 | -100834.0988 | 0.2673 | 0.29984 | 0.35318 | 0.28565
242 | Lateral Hardening | Lateral Hardening-Fuse-93151108 | Laterals | 13419 | 0.14148 | 10 | 17 | 198607.53 | 0 | 52904.6059 | 59740.8367 | 70609.381 | -145702.9241 | -138866.6933 | -127998.149 | 0.26638 | 0.3008 | 0.35552 | 0.28562
19298 | Lateral Hardening | Lateral Hardening-Fuse-10633663 | Laterals | 13241 | 0.19886 | 11 | 18 | 131923.5 | 0 | 35127.569 | 39805.7087 | 46546.2841 | -96795.931 | -92117.7913 | -85377.2159 | 0.26627 | 0.30173 | 0.35283 | 0.28557
5066 | Lateral Hardening | Lateral Hardening-Fuse-92095329 | Laterals | 13030 | 0.16023 | 11 | 10 | 72979.29 | 0 | 18880.1462 | 22194.631 | 28533.6373 | -54099.1438 | -50784.659 | -44445.6527 | 0.25871 | 0.30412 | 0.39098 | 0.28556
13671 | Lateral Hardening | Lateral Hardening-Fuse-10142245 | Laterals | 13034 | 0.38295 | 34 | 52 | 440895.78 | 0 | 117867.6374 | 132429.7538 | 153820.0389 | -323028.1426 | -308466.0262 | -287075.7411 | 0.26734 | 0.30037 | 0.34888 | 0.2854
12126 | Lateral Hardening | Lateral Hardening-Fuse-92126206 | Laterals | 13754 | 0.080492 | 11 | 7 | 154239.25 | 0 | 41054.8717 | 46301.6708 | 54906.387 | -113184.3783 | -107937.5792 | -99332.863 | 0.26618 | 0.30019 | 0.35598 | 0.28536
19505 | Lateral Hardening | Lateral Hardening-Fuse-10476042 | Laterals | 13436 | 0.09697 | 9 | 2 | 117389 | 0 | 31228.5313 | 35321.28 | 41574.0902 | -86160.4687 | -82067.72 | -75814.9098 | 0.26603 | 0.30089 | 0.35416 | 0.2853
18740 | Lateral Hardening | Lateral Hardening-Fuse-10612081 | Laterals | 13927 | 0.10284 | 8 | 48 | 108812.73 | 0 | 28322.1015 | 33029.2826 | 41368.3044 | -80490.6285 | -75783.4474 | -67444.4256 | 0.26028 | 0.30354 | 0.38018 | 0.28525
17730 | Lateral Hardening | Lateral Hardening-Fuse-60002774 | Laterals | 13024 | 0.2303 | 13 | 0 | 83608.97 | 0 | 22108.8696 | 25118.6975 | 30389.7959 | -61500.1004 | -58490.2725 | -53219.1741 | 0.26443 | 0.30043 | 0.36348 | 0.28514
15972 | Lateral Hardening | Lateral Hardening-Fuse-60003441 | Laterals | 13042 | 0.23352 | 20 | 28 | 289500.42 | 0 | 77697.7304 | 86664.7534 | 99286.724 | -211802.6896 | -202835.6666 | -190213.696 | 0.26839 | 0.29936 | 0.34296 | 0.28514
15470 | Lateral Hardening | Lateral Hardening-Fuse-60172023 | Laterals | 13968 | 0.16686 | 16 | 21 | 265835.98 | 0 | 71153.8608 | 79530.2097 | 92054.8836 | -194682.1192 | -186305.7703 | -173781.0964 | 0.26766 | 0.29917 | 0.34628 | 0.28498
1005 | Lateral Hardening | Lateral Hardening-Fuse-91130627 | Laterals | 14024 | 0.11136 | 8 | 29 | 116791.62 | 0 | 30865.9346 | 35159.9326 | 42130.0545 | -85925.6854 | -81631.6874 | -74661.5655 | 0.26428 | 0.30105 | 0.36073 | 0.28496
4488 | Lateral Hardening | Lateral Hardening-Fuse-10640107 | Laterals | 13579 | 0.18598 | 13 | 9 | 223687.04 | 0 | 60259.5641 | 66493.1625 | 76216.9841 | -163427.4759 | -157193.8775 | -147470.0559 | 0.26939 | 0.29726 | 0.34073 | 0.28489
13684 | Lateral Hardening | Lateral Hardening-Fuse-90069659 | Laterals | 13207 | 0.26894 | 23 | 32 | 584278.03 | 0 | 157251.3459 | 173992.9411 | 198699.1608 | -427026.6841 | -410285.0889 | -385578.8692 | 0.26914 | 0.29779 | 0.34008 | 0.28483
418 | Lateral Hardening | Lateral Hardening-Fuse-10497389 | Laterals | 13502 | 0.23845 | 19 | 14 | 279341.59 | 0 | 75038.6544 | 83348.8006 | 95323.1352 | -204302.9356 | -195992.7894 | -184018.4548 | 0.26863 | 0.29838 | 0.34124 | 0.28481
13246 | Lateral Hardening | Lateral Hardening-Fuse-10147357 | Laterals | 13358 | 0.47822 | 54 | 83 | 676079.62 | 0 | 181782.5797 | 200697.5151 | 232554.2272 | -494297.0403 | -475382.1049 | -443525.3928 | 0.26888 | 0.29685 | 0.34397 | 0.28478
2628 | Lateral Hardening | Lateral Hardening-Fuse-92836438 | Laterals | 13656 | 0.06875 | 5 | 5 | 113250.12 | 0 | 30037.297 | 34141.1841 | 39845.032 | -83212.823 | -79108.9359 | -73405.088 | 0.26523 | 0.30147 | 0.35183 | 0.28476
5903 | Lateral Hardening | Lateral Hardening-Fuse-93257669 | Laterals | 13696 | 0.36534 | 24 | 0 | 162192.21 | 0 | 42878.8488 | 48626.7606 | 58436.3791 | -119313.3612 | -113565.4494 | -103755.8309 | 0.26437 | 0.29981 | 0.36029 | 0.28459
10564 | Lateral Hardening | Lateral Hardening-Fuse-92122582 | Laterals | 13748 | 0.1714 | 12 | 19 | 251002.42 | 0 | 67053.2106 | 75066.3938 | 86805.6697 | -183949.2094 | -175936.0262 | -164196.7503 | 0.26714 | 0.29907 | 0.34584 | 0.28459
923 | Lateral Hardening | Lateral Hardening-Fuse-90675766 | Laterals | 13096 | 0.15777 | 11 | 15 | 192101.17 | 0 | 51691.6934 | 57050.9109 | 65295.9693 | -140409.4766 | -135050.2591 | -126805.2007 | 0.26909 | 0.29698 | 0.3399 | 0.28454
13743 | Lateral Hardening | Lateral Hardening-Fuse-10556680 | Laterals | 13298 | 0.18693 | 11 | 4 | 111281.88 | 0 | 29511.2737 | 33286.0985 | 39507.6311 | -81770.6063 | -77995.7815 | -71774.2489 | 0.26519 | 0.29912 | 0.35502 | 0.28435
5544 | Lateral Hardening | Lateral Hardening-Fuse-92822055 | Laterals | 14111 | 0.24508 | 19 | 11 | 211860.56 | 0 | 56566.8453 | 63167.195 | 73208.7634 | -155293.7147 | -148693.365 | -138651.7966 | 0.267 | 0.29815 | 0.34555 | 0.2842
12173 | Lateral Hardening | Lateral Hardening-Fuse-10080968 | Laterals | 14000 | 0.094697 | 6 | 3 | 100195.18 | 0 | 26572.2528 | 30003.9837 | 35303.8254 | -73622.9272 | -70191.1963 | -64891.3546 | 0.2652 | 0.29946 | 0.35235 | 0.28419
7704 | Lateral Hardening | Lateral Hardening-Fuse-90287531 | Laterals | 13389 | 0.14072 | 8 | 1 | 55638.07 | 0 | 14507.8456 | 16738.5295 | 20848.1445 | -41130.2244 | -38899.5405 | -34789.9255 | 0.26075 | 0.30085 | 0.37471 | 0.28418
16531 | Lateral Hardening | Lateral Hardening-Fuse-92035838 | Laterals | 13442 | 0.10606 | 6 | 2 | 61126.33 | 0 | 15886.1715 | 18380.7626 | 23239.6503 | -45240.1585 | -42745.5674 | -37886.6797 | 0.25989 | 0.3007 | 0.38019 | 0.28416
4230 | Lateral Hardening | Lateral Hardening-Fuse-91179508 | Laterals | 13883 | 0.37462 | 24 | 359 | 178757.66 | 0 | 47041.0241 | 53528.5394 | 64793.0777 | -131716.6359 | -125229.1206 | -113964.5823 | 0.26316 | 0.29945 | 0.36246 | 0.28397
4577 | Lateral Hardening | Lateral Hardening-Fuse-60072765 | Laterals | 13111 | 0.26894 | 22 | 30 | 421665.02 | 0 | 112498.3144 | 125577.8435 | 145275.8853 | -309166.7056 | -296087.1765 | -276389.1347 | 0.2668 | 0.29781 | 0.34453 | 0.28387
9783 | Lateral Hardening | Lateral Hardening-Fuse-92390017 | Laterals | 13910 | 0.12936 | 9 | 6 | 114356.92 | 0 | 30580.9464 | 33975.2729 | 39141.9562 | -83775.9736 | -80381.6471 | -75214.9638 | 0.26742 | 0.2971 | 0.34228 | 0.28381
1536 | Lateral Hardening | Lateral Hardening-Fuse-60469650 | Laterals | 13458 | 0.12727 | 7 | 2 | 54520.53 | 0 | 14424.5373 | 16265.2328 | 19376.3027 | -40095.9927 | -38255.2972 | -35144.2273 | 0.26457 | 0.29833 | 0.35539 | 0.28378
6824 | Lateral Hardening | Lateral Hardening-Fuse-10686058 | Laterals | 13808 | 0.38466 | 18 | 4 | 266017.59 | 0 | 70658.2101 | 79218.9482 | 93235.8933 | -195359.3799 | -186798.6418 | -172781.6967 | 0.26561 | 0.2978 | 0.35049 | 0.28376
8015 | Lateral Hardening | Lateral Hardening-Fuse-10625714 | Laterals | 13011 | 0.99432 | 65 | 98 | 1140648.93 | 0 | 306081.8432 | 337520.0154 | 386870.3212 | -834567.0868 | -803128.9146 | -753778.6088 | 0.26834 | 0.2959 | 0.33917 | 0.28369
6286 | Lateral Hardening | Lateral Hardening-Fuse-90255106 | Laterals | 13190 | 0.59223 | 30 | 21 | 443994.98 | 0 | 118831.0209 | 131810.0309 | 150622.0786 | -325163.9591 | -312184.9491 | -293372.9014 | 0.26764 | 0.29687 | 0.33924 | 0.28357
18732 | Lateral Hardening | Lateral Hardening-Fuse-92359920 | Laterals | 13815 | 0.18068 | 7 | 4 | 111779.82 | 0 | 29511.5599 | 33346.2792 | 39818.6761 | -82268.2601 | -78433.5408 | -71961.1439 | 0.26402 | 0.29832 | 0.35622 | 0.28353
10617 | Lateral Hardening | Lateral Hardening-Fuse-60081130 | Laterals | 13045 | 0.29148 | 23 | 46 | 365770.11 | 0 | 97533.1843 | 109117.6654 | 124447.6614 | -268236.9257 | -256652.4446 | -241322.4486 | 0.26665 | 0.29832 | 0.34023 | 0.28351
3234 | Lateral Hardening | Lateral Hardening-Fuse-90562316 | Laterals | 13712 | 0.069508 | 4 | 1 | 54158.51 | 0 | 14287.5708 | 16147.3538 | 19345.6965 | -39870.9392 | -38011.1562 | -34812.8135 | 0.26381 | 0.29815 | 0.35721 | 0.28345
1804 | Lateral Hardening | Lateral Hardening-Fuse-91442028 | Laterals | 13461 | 0.24981 | 16 | 21 | 251554.06 | 0 | 67364.7672 | 74574.3711 | 84890.5368 | -184189.2928 | -176979.6889 | -166663.5232 | 0.26779 | 0.29645 | 0.33746 | 0.28336
14221 | Lateral Hardening | Lateral Hardening-Fuse-10467591 | Laterals | 13939 | 0.071212 | 9 | 1 | 50000 | 0 | 13197.3272 | 14964.7157 | 17561.2484 | -36802.6728 | -35035.2843 | -32438.7516 | 0.26395 | 0.29929 | 0.35122 | 0.28328
94 | Lateral Hardening | Lateral Hardening-Fuse-93115111 | Laterals | 13070 | 0.033144 | 3 | 1 | 50627.75 | 0 | 13391.1564 | 15127.9252 | 17685.8339 | -37236.5936 | -35499.8248 | -32941.9161 | 0.2645 | 0.29881 | 0.34933 | 0.28328
1582 | Lateral Hardening | Lateral Hardening-Fuse-92299545 | Laterals | 13388 | 0.15189 | 12 | 3 | 108878.66 | 0 | 28455.271 | 32603.3894 | 39872.8925 | -80423.389 | -76275.2706 | -69005.7675 | 0.26135 | 0.29945 | 0.36621 | 0.28326
19703 | Lateral Hardening | Lateral Hardening-Fuse-10099354 | Laterals | 13963 | 0.083902 | 9 | 10 | 94654.75 | 0 | 24977.8555 | 28206.1037 | 33532.9768 | -69676.8945 | -66448.6463 | -61121.7732 | 0.26388 | 0.29799 | 0.35427 | 0.28315
16912 | Lateral Hardening | Lateral Hardening-Fuse-91151471 | Laterals | 13426 | 0.055114 | 6 | 58 | 50000 | 0 | 13154.7828 | 14960.9534 | 17568.0311 | -36845.2172 | -35039.0466 | -32431.9689 | 0.2631 | 0.29922 | 0.35136 | 0.28276
11648 | Lateral Hardening | Lateral Hardening-Fuse-10072004 | Laterals | 13305 | 0.075189 | 4 |  | 50700.71 | 0 | 13322.7195 | 15103.4555 | 18111.0508 | -37377.9905 | -35597.2545 | -32589.6592 | 0.26277 | 0.29789 | 0.35721 | 0.28275
4859 | Lateral Hardening | Lateral Hardening-Fuse-10088546 | Laterals | 13175 | 0.21913 | 21 | 35 | 311884.18 | 0 | 82888.769 | 92653.1956 | 105837.5857 | -228995.411 | -219230.9844 | -206046.5943 | 0.26577 | 0.29708 | 0.33935 | 0.28252
13101 | Lateral Hardening | Lateral Hardening-Fuse-10686199 | Laterals | 13808 | 0.17197 | 7 | 3 | 66095.17 | 0 | 17504.8827 | 19601.8151 | 22887.4763 | -48590.2873 | -46493.3549 | -43207.6937 | 0.26484 | 0.29657 | 0.34628 | 0.28251
10062 | Lateral Hardening | Lateral Hardening-Fuse-60123687 | Laterals | 13102 | 0.21932 | 16 | 22 | 172571.4 | 0 | 45416.5498 | 51487.2186 | 60489.4279 | -127154.8502 | -121084.1814 | -112081.9721 | 0.26318 | 0.29835 | 0.35052 | 0.28246
6142 | Lateral Hardening | Lateral Hardening-Fuse-60172039 | Laterals | 13968 | 0.19583 | 18 | 34 | 302088.16 | 0 | 80446.8076 | 89456.6011 | 102097.828 | -221641.3524 | -212631.5589 | -199990.332 | 0.2663 | 0.29613 | 0.33797 | 0.28242
12560 | Lateral Hardening | Lateral Hardening-Fuse-10686028 | Laterals | 13808 | 0.13542 | 8 | 4 | 63566.03 | 0 | 16148.3747 | 19187.5093 | 25056.6491 | -47417.6553 | -44378.5207 | -38509.3809 | 0.25404 | 0.30185 | 0.39418 | 0.2824
586 | Lateral Hardening | Lateral Hardening-Fuse-91947700 | Laterals | 13143 | 0.17557 | 21 | 22 | 319380.63 | 0 | 83999.4361 | 94882.9086 | 112897.3578 | -235381.1939 | -224497.7214 | -206483.2722 | 0.26301 | 0.29708 | 0.35349 | 0.28228
5477 | Lateral Hardening | Lateral Hardening-Fuse-10317624 | Laterals | 13748 | 0.22045 | 15 | 49 | 340413.85 | 0 | 89842.7739 | 101360.1088 | 117540.0495 | -250571.0761 | -239053.7412 | -222873.8005 | 0.26392 | 0.29776 | 0.34529 | 0.28221
911 | Lateral Hardening | Lateral Hardening-Fuse-10266398 | Laterals | 13889 | 0.14015 | 9 | 2 | 100042.78 | 0 | 26439.7517 | 29620.4876 | 34792.6995 | -73603.0283 | -70422.2924 | -65250.0805 | 0.26428 | 0.29608 | 0.34778 | 0.28217
9419 | Lateral Hardening | Lateral Hardening-Fuse-60008928 | Laterals | 13047 | 0.035038 | 5 | 12 | 131115.76 | 0 | 34494.3165 | 39017.0813 | 45934.6644 | -96621.4435 | -92098.6787 | -85181.0956 | 0.26308 | 0.29758 | 0.35034 | 0.28216
8355 | Lateral Hardening | Lateral Hardening-Fuse-92587908 | Laterals | 13152 | 0.28996 | 24 | 34 | 334204.19 | 0 | 88580.4534 | 99129.0556 | 113888.1629 | -245623.7366 | -235075.1344 | -220316.0271 | 0.26505 | 0.29661 | 0.34077 | 0.28209
9389 | Lateral Hardening | Lateral Hardening-Fuse-60056895 | Laterals | 13622 | 0.19432 | 18 | 3 | 192430.92 | 0 | 51021.267 | 56892.9091 | 65904.6312 | -141409.653 | -135538.0109 | -126526.2888 | 0.26514 | 0.29565 | 0.34248 | 0.28203
11943 | Lateral Hardening | Lateral Hardening-Fuse-92120396 | Laterals | 13348 | 0.1 | 11 | 1 | 233018.49 | 0 | 61228.458 | 69452.7234 | 81352.0845 | -171790.032 | -163565.7666 | -151666.4055 | 0.26276 | 0.29806 | 0.34912 | 0.28199
9178 | Lateral Hardening | Lateral Hardening-Fuse-92619188 | Laterals | 13303 | 0.078598 | 4 | 3 | 54914.03 | 0 | 14334.5815 | 16359.3979 | 19727.7916 | -40579.4485 | -38554.6321 | -35186.2384 | 0.26104 | 0.29791 | 0.35925 | 0.28192
7531 | Lateral Hardening | Lateral Hardening-Fuse-10204430 | Laterals | 13337 | 0.66288 | 46 | 617 | 538286.71 | 0 | 143554.1819 | 158156.9574 | 181627.2877 | -394732.5281 | -380129.7526 | -356659.4223 | 0.26669 | 0.29382 | 0.33742 | 0.2819
4405 | Lateral Hardening | Lateral Hardening-Fuse-92275540 | Laterals | 13377 | 0.2142 | 28 | 27 | 370973.52 | 0 | 96725.8847 | 110293.4336 | 134478.505 | -274247.6353 | -260680.0864 | -236495.015 | 0.26074 | 0.29731 | 0.3625 | 0.28188
4114 | Lateral Hardening | Lateral Hardening-Fuse-92310180 | Laterals | 13186 | 0.27083 | 22 | 42 | 347621.2 | 0 | 92126.3929 | 103121.0013 | 117729.5201 | -255494.8071 | -244500.1987 | -229891.6799 | 0.26502 | 0.29665 | 0.33867 | 0.28187
16713 | Lateral Hardening | Lateral Hardening-Fuse-92293579 | Laterals | 14012 | 0.080492 | 4 | 1 | 105275.38 | 0 | 27656.8652 | 31338.5194 | 36688.766 | -77618.5148 | -73936.8606 | -68586.614 | 0.26271 | 0.29768 | 0.3485 | 0.28178
9718 | Lateral Hardening | Lateral Hardening-Fuse-91565162 | Laterals | 13044 | 0.083144 | 10 | 18 | 105873.11 | 0 | 27677.4838 | 31484.3353 | 37753.4339 | -78195.6262 | -74388.7747 | -68119.6761 | 0.26142 | 0.29738 | 0.35659 | 0.28173
14239 | Lateral Hardening | Lateral Hardening-Fuse-91985754 | Laterals | 13479 | 0.14811 | 13 | 12 | 155871.62 | 0 | 41142.6646 | 46140.5897 | 53652.2833 | -114728.9554 | -109731.0303 | -102219.3367 | 0.26395 | 0.29602 | 0.34421 | 0.2816
14013 | Lateral Hardening | Lateral Hardening-Fuse-10795761 | Laterals | 13695 | 0.20663 | 17 | 12 | 203323.97 | 0 | 53384.0164 | 60218.4099 | 71345.5933 | -149939.9536 | -143105.5601 | -131978.3767 | 0.26256 | 0.29617 | 0.3509 | 0.28147
10075 | Lateral Hardening | Lateral Hardening-Fuse-92385189 | Laterals | 13434 | 0.094508 | 6 | 1 | 56236.19 | 0 | 14706.2149 | 16667.4825 | 20017.3001 | -41529.9751 | -39568.7075 | -36218.8899 | 0.26151 | 0.29638 | 0.35595 | 0.28141
12209 | Lateral Hardening | Lateral Hardening-Fuse-90610924 | Laterals | 13686 | 0.15322 | 10 | 4 | 152932.09 | 0 | 40658.5238 | 44870.5872 | 51800.0264 | -112273.5662 | -108061.5028 | -101132.0636 | 0.26586 | 0.2934 | 0.33871 | 0.28141
6309 | Lateral Hardening | Lateral Hardening-Fuse-10397056 | Laterals | 13591 | 0.24678 | 16 | 35 | 380318.87 | 0 | 100765.7385 | 112285.7109 | 128614.7434 | -279553.1315 | -268033.1591 | -251704.1266 | 0.26495 | 0.29524 | 0.33818 | 0.28136
6714 | Lateral Hardening | Lateral Hardening-Fuse-10759985 | Laterals | 13813 | 0.11098 | 6 | 2 | 61535.57 | 0 | 15827.1166 | 18322.855 | 23172.9029 | -45708.4534 | -43212.715 | -38362.6671 | 0.2572 | 0.29776 | 0.37658 | 0.28131
9168 | Lateral Hardening | Lateral Hardening-Fuse-10643464 | Laterals | 13390 | 0.10284 | 4 | 1 | 105310.68 | 0 | 27647.2447 | 31196.2627 | 36761.3762 | -77663.4353 | -74114.4173 | -68549.3038 | 0.26253 | 0.29623 | 0.34908 | 0.28129
16041 | Lateral Hardening | Lateral Hardening-Fuse-10650567 | Laterals | 13391 | 0.41818 | 23 | 24 | 437389.92 | 0 | 117041.9196 | 127851.8724 | 144417.0254 | -320348.0004 | -309538.0476 | -292972.8946 | 0.26759 | 0.29231 | 0.33018 | 0.28126
13562 | Lateral Hardening | Lateral Hardening-Fuse-10237835 | Laterals | 13512 | 0.1625 | 17 | 24 | 229390.71 | 0 | 59307.4831 | 68430.7818 | 84026.9708 | -170083.2269 | -160959.9282 | -145363.7392 | 0.25854 | 0.29832 | 0.36631 | 0.28125
10258 | Lateral Hardening | Lateral Hardening-Fuse-92521238 | Laterals | 13254 | 0.39299 | 27 | 39 | 420593.86 | 0 | 111030.6638 | 124328.8731 | 143703.3269 | -309563.1962 | -296264.9869 | -276890.5331 | 0.26399 | 0.2956 | 0.34167 | 0.28124
3676 | Lateral Hardening | Lateral Hardening-Fuse-91495259 | Laterals | 13461 | 0.066477 | 4 | 2 | 57836.67 | 0 | 15181.108 | 17141.877 | 20133.3072 | -42655.562 | -40694.793 | -37703.3628 | 0.26248 | 0.29638 | 0.34811 | 0.28122
1993 | Lateral Hardening | Lateral Hardening-Fuse-10556753 | Laterals | 13298 | 0.42064 | 13 | 5 | 264060.83 | 0 | 70016.1791 | 77531.8475 | 89612.3486 | -194044.6509 | -186528.9825 | -174448.4814 | 0.26515 | 0.29361 | 0.33936 | 0.28111
230 | Lateral Hardening | Lateral Hardening-Fuse-93318218 | Laterals | 13723 | 0.16932 | 8 | 7 | 109818.06 | 0 | 29116.6058 | 32292.919 | 37060.921 | -80701.4542 | -77525.141 | -72757.139 | 0.26513 | 0.29406 | 0.33748 | 0.28105
16949 | Lateral Hardening | Lateral Hardening-Fuse-10100704 | Laterals | 13048 | 0.2108 | 20 | 19 | 196508.37 | 0 | 51432.6251 | 58201.6303 | 69067.4608 | -145075.7449 | -138306.7397 | -127440.9092 | 0.26173 | 0.29618 | 0.35147 | 0.28104
16291 | Lateral Hardening | Lateral Hardening-Fuse-60014408 | Laterals | 13655 | 0.22746 | 16 | 17 | 210192.17 | 0 | 55274.1516 | 62095.0495 | 72706.2387 | -154918.0184 | -148097.1205 | -137485.9313 | 0.26297 | 0.29542 | 0.3459 | 0.281
14410 | Lateral Hardening | Lateral Hardening-Fuse-92944291 | Laterals | 13303 | 0.057765 | 4 | 11 | 116267.2 | 0 | 30317.5996 | 34622.5381 | 40926.9087 | -85949.6004 | -81644.6619 | -75340.2913 | 0.26076 | 0.29778 | 0.35201 | 0.28099
10875 | Lateral Hardening | Lateral Hardening-Fuse-91079605 | Laterals | 13201 | 0.3142 | 29 | 39 | 356886.27 | 0 | 93447.415 | 105419.289 | 125497.6829 | -263438.855 | -251466.981 | -231388.5871 | 0.26184 | 0.29539 | 0.35165 | 0.28089
9862 | Lateral Hardening | Lateral Hardening-Fuse-60009868 | Laterals | 13027 | 0.10814 | 10 | 12 | 145051.4 | 0 | 37707.0975 | 43046.4118 | 52009.4072 | -107344.3025 | -102004.9882 | -93041.9928 | 0.25996 | 0.29677 | 0.35856 | 0.28086
16617 | Lateral Hardening | Lateral Hardening-Fuse-60072754 | Laterals | 13111 | 0.19034 | 15 | 38 | 342966.42 | 0 | 90301.105 | 101313.3479 | 117281.0796 | -252665.315 | -241653.0721 | -225685.3404 | 0.26329 | 0.2954 | 0.34196 | 0.28079
4615 | Lateral Hardening | Lateral Hardening-Fuse-90394884 | Laterals | 13854 | 0.33902 | 18 | 16 | 267540.85 | 0 | 70971.3747 | 78490.0611 | 89933.8027 | -196569.4753 | -189050.7889 | -177607.0473 | 0.26527 | 0.29338 | 0.33615 | 0.28079
15684 | Lateral Hardening | Lateral Hardening-Fuse-93001047 | Laterals | 13787 | 0.49167 | 19 | 24 | 184480.79 | 0 | 48136.4482 | 54614.0913 | 64862.8392 | -136344.3418 | -129866.6987 | -119617.9508 | 0.26093 | 0.29604 | 0.3516 | 0.28053
8568 | Lateral Hardening | Lateral Hardening-Fuse-92624808 | Laterals | 13303 | 0.26553 | 15 | 3 | 202787.84 | 0 | 53608.6162 | 59514.0402 | 68578.4825 | -149179.2238 | -143273.7998 | -134209.3575 | 0.26436 | 0.29348 | 0.33818 | 0.28048
4087 | Lateral Hardening | Lateral Hardening-Fuse-10650600 | Laterals | 13391 | 0.20739 | 10 | 3 | 153503.73 | 0 | 40627.2417 | 44943.6118 | 51881.9013 | -112876.4883 | -108560.1182 | -101621.8287 | 0.26467 | 0.29279 | 0.33798 | 0.28043
11743 | Lateral Hardening | Lateral Hardening-Fuse-10097034 | Laterals | 13461 | 0.22462 | 12 | 5 | 158357.39 | 0 | 41954.8902 | 46252.6375 | 53194.1639 | -116402.4998 | -112104.7525 | -105163.2261 | 0.26494 | 0.29208 | 0.33591 | 0.28018
16406 | Lateral Hardening | Lateral Hardening-Fuse-91826476 | Laterals | 13491 | 0.033333 | 3 | 2 | 54573.49 | 0 | 14251.7097 | 16155.3538 | 18874.4741 | -40321.7803 | -38418.1362 | -35699.0159 | 0.26115 | 0.29603 | 0.34585 | 0.28008
14200 | Lateral Hardening | Lateral Hardening-Fuse-10671277 | Laterals | 13724 | 0.091098 | 7 | 4 | 50000 | 0 | 12615.88 | 14967.5391 | 19362.0841 | -37384.12 | -35032.4609 | -30637.9159 | 0.25232 | 0.29935 | 0.38724 | 0.27992
3101 | Lateral Hardening | Lateral Hardening-Fuse-10142252 | Laterals | 13034 | 0.14527 | 9 | 13 | 83525.83 | 0 | 21760.5902 | 24757.1576 | 28960.6065 | -61765.2398 | -58768.6724 | -54565.2235 | 0.26053 | 0.2964 | 0.34673 | 0.27991
7623 | Lateral Hardening | Lateral Hardening-Fuse-92624824 | Laterals | 13303 | 0.45322 | 21 | 3 | 373863.28 | 0 | 98602.3223 | 109372.7675 | 126627.863 | -275260.9577 | -264490.5125 | -247235.417 | 0.26374 | 0.29255 | 0.3387 | 0.27988
6908 | Lateral Hardening | Lateral Hardening-Fuse-60172348 | Laterals | 13927 | 0.33674 | 23 | 26 | 330740.65 | 0 | 87256.6953 | 96775.2835 | 111509.501 | -243483.9547 | -233965.3665 | -219231.149 | 0.26382 | 0.2926 | 0.33715 | 0.27979
8269 | Lateral Hardening | Lateral Hardening-Fuse-10472635 | Laterals | 14114 | 0.10189 | 8 | 11 | 140601.98 | 0 | 36675.7408 | 41468.6359 | 48921.1885 | -103926.2392 | -99133.3441 | -91680.7915 | 0.26085 | 0.29494 | 0.34794 | 0.27978
9360 | Lateral Hardening | Lateral Hardening-Fuse-93201420 | Laterals | 13003 | 0.069318 | 4 | 7 | 50000 | 0 | 12707.3999 | 14892.2632 | 18957.0985 | -37292.6001 | -35107.7368 | -31042.9015 | 0.25415 | 0.29785 | 0.37914 | 0.27976
11686 | Lateral Hardening | Lateral Hardening-Fuse-91779572 | Laterals | 13225 | 0.26288 | 17 | 56 | 325852.76 | 0 | 85339.4677 | 96159.2221 | 110818.2991 | -240513.2923 | -229693.5379 | -215034.4609 | 0.2619 | 0.2951 | 0.34009 | 0.27968
5306 | Lateral Hardening | Lateral Hardening-Fuse-10595485 | Laterals | 13698 | 0.4483 | 28 | 38 | 503281.26 | 0 | 133023.7789 | 147076.5525 | 167908.225 | -370257.4811 | -356204.7075 | -335373.035 | 0.26431 | 0.29224 | 0.33363 | 0.27962
5105 | Lateral Hardening | Lateral Hardening-Fuse-93016027 | Laterals | 13840 | 0.082197 | 4 |  | 51283.09 | 0 | 13324.2036 | 15104.7605 | 18112.7754 | -37958.8864 | -36178.3295 | -33170.3146 | 0.25982 | 0.29454 | 0.35319 | 0.27957
6236 | Lateral Hardening | Lateral Hardening-Fuse-10716351 | Laterals | 13959 | 0.053788 | 5 | 3 | 50000 | 0 | 12569.5845 | 14938.2862 | 19493.9941 | -37430.4155 | -35061.7138 | -30506.0059 | 0.25139 | 0.29877 | 0.38988 | 0.27945
13575 | Lateral Hardening | Lateral Hardening-Fuse-92345680 | Laterals | 13150 | 0.2161 | 21 | 30 | 291982.34 | 0 | 76591.3846 | 85721.4559 | 99158.658 | -215390.9554 | -206260.8841 | -192823.682 | 0.26232 | 0.29358 | 0.3396 | 0.27942
9171 | Lateral Hardening | Lateral Hardening-Fuse-92863361 | Laterals | 13460 | 0.12727 | 10 | 3 | 102393.78 | 0 | 26711.6696 | 30081.8537 | 35489.8949 | -75682.1104 | -72311.9263 | -66903.8851 | 0.26087 | 0.29379 | 0.3466 | 0.27932
7419 | Lateral Hardening | Lateral Hardening-Fuse-92695343 | Laterals | 13807 | 0.4072 | 23 | 24 | 431160.4 | 0 | 113471.862 | 125988.1996 | 145401.493 | -317688.538 | -305172.2004 | -285758.907 | 0.26318 | 0.29221 | 0.33723 | 0.27929
12572 | Lateral Hardening | Lateral Hardening-Fuse-93215345 | Laterals | 13656 | 0.13352 | 16 | 4 | 154904.59 | 0 | 40214.3478 | 45597.3526 | 54519.3921 | -114690.2422 | -109307.2374 | -100385.1979 | 0.25961 | 0.29436 | 0.35195 | 0.27927
19147 | Lateral Hardening | Lateral Hardening-Fuse-10271856 | Laterals | 13677 | 0.33807 | 23 | 5 | 212746.26 | 0 | 55307.3622 | 62507.5598 | 74601.9911 | -157438.8978 | -150238.7002 | -138144.2689 | 0.25997 | 0.29381 | 0.35066 | 0.27919
7987 | Lateral Hardening | Lateral Hardening-Fuse-10635926 | Laterals | 13388 | 0.34621 | 19 | 22 | 355312.22 | 0 | 93688.0615 | 103541.5425 | 119138.7868 | -261624.1585 | -251770.6775 | -236173.4332 | 0.26368 | 0.29141 | 0.33531 | 0.27916
999 | Lateral Hardening | Lateral Hardening-Fuse-91103903 | Laterals | 13371 | 0.25625 | 16 | 7 | 50000 | 0 | 12562.2467 | 14917.2308 | 19418.5493 | -37437.7533 | -35082.7692 | -30581.4507 | 0.25124 | 0.29834 | 0.38837 | 0.27909
17053 | Lateral Hardening | Lateral Hardening-Fuse-10438389 | Laterals | 13837 | 0.25663 | 22 | 54 | 394149.28 | 0 | 102474.8682 | 116050.2301 | 136811.8068 | -291674.4118 | -278099.0499 | -257337.4732 | 0.25999 | 0.29443 | 0.34711 | 0.27903
5045 | Lateral Hardening | Lateral Hardening-Fuse-10408286 | Laterals | 13632 | 0.091667 | 11 | 21 | 219065.27 | 0 | 57343.9669 | 64264.7793 | 74400.0684 | -161721.3031 | -154800.4907 | -144665.2016 | 0.26177 | 0.29336 | 0.33963 | 0.27903
14019 | Lateral Hardening | Lateral Hardening-Fuse-93299113 | Laterals | 13808 | 0.074432 | 5 | 3 | 62427.75 | 0 | 16105.1081 | 18397.6629 | 22357.1085 | -46322.6419 | -44030.0871 | -40070.6415 | 0.25798 | 0.2947 | 0.35813 | 0.27901
5337 | Lateral Hardening | Lateral Hardening-Fuse-60096583 | Laterals | 13059 | 0.20568 | 16 | 29 | 211090.14 | 0 | 54920.1518 | 62197.3619 | 72848.8837 | -156169.9882 | -148892.7781 | -138241.2563 | 0.26017 | 0.29465 | 0.34511 | 0.27901
526 | Lateral Hardening | Lateral Hardening-Fuse-10274740 | Laterals | 14274 | 0.34394 | 22 | 12 | 368643.95 | 0 | 97048.0435 | 107371.545 | 124014.9995 | -271595.9065 | -261272.405 | -244628.9505 | 0.26326 | 0.29126 | 0.33641 | 0.27897
11964 | Lateral Hardening | Lateral Hardening-Fuse-92354124 | Laterals | 13431 | 0.19167 | 9 | 1 | 112692.74 | 0 | 29234.3522 | 33140.6963 | 39452.207 | -83458.3878 | -79552.0437 | -73240.533 | 0.25942 | 0.29408 | 0.35009 | 0.27888
7683 | Lateral Hardening | Lateral Hardening-Fuse-93247276 | Laterals | 13175 | 0.11894 | 7 | 10 | 90984.23 | 0 | 23624.7146 | 26813.3928 | 31447.316 | -67359.5154 | -64170.8372 | -59536.914 | 0.25966 | 0.2947 | 0.34563 | 0.27877
13907 | Lateral Hardening | Lateral Hardening-Fuse-92258682 | Laterals | 13039 | 0.19792 | 15 | 34 | 219018.05 | 0 | 56948.5895 | 64418.4744 | 75517.196 | -162069.4605 | -154599.5756 | -143500.854 | 0.26002 | 0.29412 | 0.3448 | 0.27873
16710 | Lateral Hardening | Lateral Hardening-Fuse-91070886 | Laterals | 13984 | 0.25909 | 15 | 5 | 202252.68 | 0 | 53077.2244 | 58982.2177 | 68248.3959 | -149175.4556 | -143270.4623 | -134004.2841 | 0.26243 | 0.29163 | 0.33744 | 0.27869
2501 | Lateral Hardening | Lateral Hardening-Fuse-60172025 | Laterals | 13968 | 0.15814 | 13 | 17 | 144259.4 | 0 | 37436.5431 | 42410.5903 | 50121.7663 | -106822.8569 | -101848.8097 | -94137.6337 | 0.25951 | 0.29399 | 0.34744 | 0.27865
18076 | Lateral Hardening | Lateral Hardening-Fuse-10627041 | Laterals | 13147 | 0.15909 | 14 | 5 | 190011.96 | 0 | 49588.2487 | 55547.9202 | 65253.9275 | -140423.7113 | -134464.0398 | -124758.0325 | 0.26097 | 0.29234 | 0.34342 | 0.27863
15737 | Lateral Hardening | Lateral Hardening-Fuse-91324658 | Laterals | 13160 | 0.095076 | 7 | 21 | 83284.73 | 0 | 21427.4477 | 24537.4786 | 29866.5497 | -61857.2823 | -58747.2514 | -53418.1803 | 0.25728 | 0.29462 | 0.35861 | 0.27861
12435 | Lateral Hardening | Lateral Hardening-Fuse-93257308 | Laterals | 13175 | 0.24905 | 19 | 44 | 298651.1 | 0 | 77853.404 | 87780.8494 | 101583.3879 | -220797.696 | -210870.2506 | -197067.7121 | 0.26068 | 0.29392 | 0.34014 | 0.2786
18460 | Lateral Hardening | Lateral Hardening-Fuse-10163749 | Laterals | 13066 | 0.14905 | 9 | 27 | 91700.63 | 0 | 23354.4758 | 27154.4256 | 33811.1113 | -68346.1542 | -64546.2044 | -57889.5187 | 0.25468 | 0.29612 | 0.36871 | 0.27852
8160 | Lateral Hardening | Lateral Hardening-Fuse-92685019 | Laterals | 13391 | 0.093939 | 6 | 4 | 59610.29 | 0 | 15479.076 | 17488.9465 | 20656.4866 | -44131.214 | -42121.3435 | -38953.8034 | 0.25967 | 0.29339 | 0.34653 | 0.27847
3537 | Lateral Hardening | Lateral Hardening-Fuse-10088519 | Laterals | 13175 | 0.097538 | 11 | 7 | 71699.35 | 0 | 18116.5091 | 21236.174 | 27250.0471 | -53582.8409 | -50463.176 | -44449.3029 | 0.25267 | 0.29618 | 0.38006 | 0.27847
7515 | Lateral Hardening | Lateral Hardening-Fuse-10015764 | Laterals | 13161 | 0.55341 | 49 | 81 | 867466.31 | 0 | 228560.3094 | 252170.0744 | 287592.2615 | -638906.0006 | -615296.2356 | -579874.0485 | 0.26348 | 0.2907 | 0.33153 | 0.27845
2660 | Lateral Hardening | Lateral Hardening-Fuse-60057615 | Laterals | 13199 | 0.54072 | 46 | 221 | 558953.67 | 0 | 146707.4719 | 162618.1289 | 188303.4287 | -412246.1981 | -396335.5411 | -370650.2413 | 0.26247 | 0.29093 | 0.33689 | 0.27845
9457 | Lateral Hardening | Lateral Hardening-Fuse-10679320 | Laterals | 13807 | 0.14261 | 9 | 6 | 71515.47 | 0 | 18451.0026 | 21028.0499 | 25313.5721 | -53064.4674 | -50487.4201 | -46201.8979 | 0.258 | 0.29403 | 0.35396 | 0.27841
18449 | Lateral Hardening | Lateral Hardening-Fuse-93271978 | Laterals | 13080 | 0.11761 | 11 | 55 | 218732.95 | 0 | 56516.4981 | 64358.667 | 76727.8726 | -162216.4519 | -154374.283 | -142005.0774 | 0.25838 | 0.29423 | 0.35078 | 0.27838
16931 | Lateral Hardening | Lateral Hardening-Fuse-92201897 | Laterals | 13118 | 0.1678 | 13 | 15 | 246773.36 | 0 | 64270.5597 | 72189.7442 | 84726.9484 | -182502.8003 | -174583.6158 | -162046.4116 | 0.26044 | 0.29253 | 0.34334 | 0.27836
6754 | Lateral Hardening | Lateral Hardening-Fuse-10662336 | Laterals | 13470 | 0.14981 | 8 | 1 | 177228.15 | 0 | 46019.6313 | 51808.4082 | 61714.3035 | -131208.5187 | -125419.7418 | -115513.8465 | 0.25966 | 0.29233 | 0.34822 | 0.27832
15572 | Lateral Hardening | Lateral Hardening-Fuse-60064883 | Laterals | 13417 | 0.28447 | 25 | 51 | 420207.73 | 0 | 110143.3292 | 122688.8535 | 140488.1987 | -310064.4008 | -297518.8765 | -279719.5313 | 0.26212 | 0.29197 | 0.33433 | 0.27829
8988 | Lateral Hardening | Lateral Hardening-Fuse-93033560 | Laterals | 14114 | 0.14508 | 10 | 14 | 152050.7 | 0 | 39215.7857 | 44658.9156 | 53845.7366 | -112834.9143 | -107391.7844 | -98204.9634 | 0.25791 | 0.29371 | 0.35413 | 0.27827
19479 | Lateral Hardening | Lateral Hardening-Fuse-90445309 | Laterals | 13724 | 0.16667 | 8 | 3 | 87981.49 | 0 | 22856.9986 | 25676.7594 | 30652.4489 | -65124.4914 | -62304.7306 | -57329.0411 | 0.25979 | 0.29184 | 0.3484 | 0.27827
6641 | Lateral Hardening | Lateral Hardening-Fuse-92683690 | Laterals | 13805 | 0.11364 | 6 | 1 | 53387.25 | 0 | 13895.4056 | 15589.6832 | 18409.428 | -39491.8444 | -37797.5668 | -34977.822 | 0.26028 | 0.29201 | 0.34483 | 0.27825
19021 | Lateral Hardening | Lateral Hardening-Fuse-90527620 | Laterals | 13359 | 0.40436 | 46 | 34 | 971642.2 | 0 | 254972.1422 | 283224.6484 | 323471.7949 | -716670.0578 | -688417.5516 | -648170.4051 | 0.26241 | 0.29149 | 0.33291 | 0.27819
15906 | Lateral Hardening | Lateral Hardening-Fuse-91350367 | Laterals | 13911 | 0.10057 | 9 | 14 | 131614.44 | 0 | 34270.292 | 38592.5314 | 44722.2252 | -97344.148 | -93021.9086 | -86892.2148 | 0.26038 | 0.29322 | 0.3398 | 0.27818
6516 | Lateral Hardening | Lateral Hardening-Fuse-92357746 | Laterals | 13695 | 0.24356 | 19 | 22 | 376834.54 | 0 | 98580.6604 | 109844.8537 | 127133.3532 | -278253.8796 | -266989.6863 | -249701.1868 | 0.2616 | 0.29149 | 0.33737 | 0.27815
12718 | Lateral Hardening | Lateral Hardening-Fuse-10807590 | Laterals | 13020 | 0.20341 | 16 | 10 | 189256.44 | 0 | 49359.8279 | 55299.7518 | 64338.7644 | -139896.6121 | -133956.6882 | -124917.6756 | 0.26081 | 0.29219 | 0.33996 | 0.27814
17199 | Lateral Hardening | Lateral Hardening-Fuse-10168342 | Laterals | 13207 | 0.092614 | 8 | 7 | 63430.11 | 0 | 16040.051 | 18773.0163 | 23848.1139 | -47390.059 | -44657.0937 | -39581.9961 | 0.25288 | 0.29596 | 0.37597 | 0.27811
157 | Lateral Hardening | Lateral Hardening-Fuse-92505230 | Laterals | 13434 | 0.24091 | 18 | 29 | 223304.28 | 0 | 57894.7597 | 65558.5411 | 76932.7587 | -165409.5203 | -157745.7389 | -146371.5213 | 0.25926 | 0.29358 | 0.34452 | 0.27809
1867 | Lateral Hardening | Lateral Hardening-Fuse-10712407 | Laterals | 13256 | 0.19621 | 18 | 11 | 219589.64 | 0 | 56789.8859 | 64666.8167 | 75872.6283 | -162799.7541 | -154922.8233 | -143717.0117 | 0.25862 | 0.29449 | 0.34552 | 0.27807
1651 | Lateral Hardening | Lateral Hardening-Fuse-60114852 | Laterals | 13600 | 0.042803 | 3 | 12 | 67150.49 | 0 | 17405.2797 | 19737.1222 | 23052.8865 | -49745.2103 | -47413.3678 | -44097.6035 | 0.2592 | 0.29392 | 0.3433 | 0.27803
4433 | Lateral Hardening | Lateral Hardening-Fuse-10657016 | Laterals | 13098 | 0.18788 | 18 | 28 | 250337.08 | 0 | 65244.3719 | 73255.7639 | 84697.8456 | -185092.7081 | -177081.3161 | -165639.2344 | 0.26063 | 0.29263 | 0.33834 | 0.278
687 | Lateral Hardening | Lateral Hardening-Fuse-92629641 | Laterals | 13303 | 0.035417 | 4 | 3 | 63115.31 | 0 | 16364.4529 | 18503.7327 | 21736.5235 | -46750.8571 | -44611.5773 | -41378.7865 | 0.25928 | 0.29317 | 0.34439 | 0.27796
12333 | Lateral Hardening | Lateral Hardening-Fuse-10367916 | Laterals | 13103 | 0.15928 | 17 | 39 | 255107.09 | 0 | 66197.8967 | 74798.4584 | 87416.5282 | -188909.1933 | -180308.6316 | -167690.5618 | 0.25949 | 0.2932 | 0.34267 | 0.27792
17501 | Lateral Hardening | Lateral Hardening-Fuse-60181007 | Laterals | 13388 | 0.067614 | 7 |  | 50071.11 | 0 | 12443.5867 | 14918.7614 | 19735.3716 | -37627.5233 | -35152.3486 | -30335.7384 | 0.24852 | 0.29795 | 0.39415 | 0.27791
6936 | Lateral Hardening | Lateral Hardening-Fuse-92662207 | Laterals | 13118 | 0.13845 | 15 | 20 | 162126.14 | 0 | 41890.3808 | 47558.6905 | 56476.1341 | -120235.7592 | -114567.4495 | -105650.0059 | 0.25838 | 0.29334 | 0.34835 | 0.27787
19332 | Lateral Hardening | Lateral Hardening-Fuse-10098737 | Laterals | 13087 | 0.40189 | 26 | 43 | 422819.78 | 0 | 110740.0817 | 123341.6441 | 140380.4685 | -312079.6983 | -299478.1359 | -282439.3115 | 0.26191 | 0.29171 | 0.33201 | 0.27786
2341 | Lateral Hardening | Lateral Hardening-Fuse-93317635 | Laterals | 13723 | 0.23902 | 12 | 0 | 163198.11 | 0 | 42200.4818 | 47758.196 | 56862.2691 | -120997.6282 | -115439.914 | -106335.8409 | 0.25858 | 0.29264 | 0.34842 | 0.27778
8293 | Lateral Hardening | Lateral Hardening-Fuse-10122226 | Laterals | 13059 | 0.34602 | 25 | 50 | 389953.23 | 0 | 101830.5831 | 113867.3136 | 130321.2958 | -288122.6469 | -276085.9164 | -259631.9342 | 0.26114 | 0.292 | 0.3342 | 0.2777
11769 | Lateral Hardening | Lateral Hardening-Fuse-10802872 | Laterals | 13133 | 0.096212 | 9 | 16 | 128339.78 | 0 | 32850.5353 | 37701.0556 | 46076.341 | -95489.2447 | -90638.7244 | -82263.439 | 0.25597 | 0.29376 | 0.35902 | 0.27761
6696 | Lateral Hardening | Lateral Hardening-Fuse-90802775 | Laterals | 13194 | 0.74223 | 35 | 45 | 732723.35 | 0 | 191930.3063 | 212332.5773 | 244132.1529 | -540793.0437 | -520390.7727 | -488591.1971 | 0.26194 | 0.28979 | 0.33318 | 0.27742
18663 | Lateral Hardening | Lateral Hardening-Fuse-92014720 | Laterals | 13268 | 0.11837 | 8 | 8 | 126251.36 | 0 | 32599.2537 | 36899.54 | 43839.9365 | -93652.1063 | -89351.82 | -82411.4235 | 0.25821 | 0.29227 | 0.34724 | 0.27733
4773 | Lateral Hardening | Lateral Hardening-Fuse-10829466 | Laterals | 13687 | 0.16553 | 12 | 11 | 173096.51 | 0 | 45298.4681 | 50189.9412 | 57563.3531 | -127798.0419 | -122906.5688 | -115533.1569 | 0.26169 | 0.28995 | 0.33255 | 0.27726
16378 | Lateral Hardening | Lateral Hardening-Fuse-92680625 | Laterals | 13805 | 0.40909 | 17 | 26 | 321237.9 | 0 | 84184.5382 | 92960.3973 | 106335.0696 | -237053.3618 | -228277.5027 | -214902.8304 | 0.26206 | 0.28938 | 0.33102 | 0.27715
15910 | Lateral Hardening | Lateral Hardening-Fuse-10753399 | Laterals | 13330 | 0.19583 | 15 | 15 | 239716.84 | 0 | 62599.954 | 69514.946 | 80108.8811 | -177116.886 | -170201.894 | -159607.9589 | 0.26114 | 0.28999 | 0.33418 | 0.2771
8158 | Lateral Hardening | Lateral Hardening-Fuse-10606352 | Laterals | 13151 | 0.079735 | 6 |  | 61742.17 | 0 | 15847.2596 | 18027.1324 | 21821.4699 | -45894.9104 | -43715.0376 | -39920.7001 | 0.25667 | 0.29197 | 0.35343 | 0.27694
6680 | Lateral Hardening | Lateral Hardening-Fuse-90670712 | Laterals | 13097 | 0.34848 | 23 | 32 | 426954.35 | 0 | 111723.7393 | 123510.1086 | 141444.9797 | -315230.6107 | -303444.2414 | -285509.3703 | 0.26168 | 0.28928 | 0.33129 | 0.27692
13850 | Lateral Hardening | Lateral Hardening-Fuse-91293850 | Laterals | 13150 | 0.11856 | 9 | 12 | 97026.49 | 0 | 24954.2893 | 28370.0807 | 33802.6195 | -72072.2007 | -68656.4093 | -63223.8705 | 0.25719 | 0.2924 | 0.34839 | 0.27687
17508 | Lateral Hardening | Lateral Hardening-Fuse-92021803 | Laterals | 13080 | 0.18087 | 22 | 28 | 342892.67 | 0 | 88434.5287 | 100073.6613 | 118464.9862 | -254458.1413 | -242819.0087 | -224427.6838 | 0.25791 | 0.29185 | 0.34549 | 0.27685
4645 | Lateral Hardening | Lateral Hardening-Fuse-90651567 | Laterals | 13288 | 0.048106 | 7 | 1 | 152459.56 | 0 | 39332.113 | 44631.4399 | 52094.7574 | -113127.447 | -107828.1201 | -100364.8026 | 0.25798 | 0.29274 | 0.3417 | 0.27678
10651 | Lateral Hardening | Lateral Hardening-Fuse-90432732 | Laterals | 13655 | 0.086742 | 8 | 19 | 95095.42 | 0 | 24532.5207 | 27783.0043 | 32662.4473 | -70562.8993 | -67312.4157 | -62432.9727 | 0.25798 | 0.29216 | 0.34347 | 0.27678
29 | Lateral Hardening | Lateral Hardening-Fuse-90100437 | Laterals | 13808 | 0.2303 | 10 | 5 | 164285.63 | 0 | 42805.714 | 47586.4355 | 55104.2507 | -121479.916 | -116699.1945 | -109181.3793 | 0.26056 | 0.28966 | 0.33542 | 0.27677
1705 | Lateral Hardening | Lateral Hardening-Fuse-92965532 | Laterals | 13162 | 0.14148 | 13 | 15 | 272491.92 | 0 | 70972.085 | 78963.8035 | 91403.5118 | -201519.835 | -193528.1165 | -181088.4082 | 0.26046 | 0.28978 | 0.33544 | 0.27675
6340 | Lateral Hardening | Lateral Hardening-Fuse-60141164 | Laterals | 13434 | 0.18409 | 15 | 31 | 227019.89 | 0 | 58743.917 | 66161.6478 | 76905.9428 | -168275.973 | -160858.2422 | -150113.9472 | 0.25876 | 0.29144 | 0.33876 | 0.27656
18801 | Lateral Hardening | Lateral Hardening-Fuse-92631464 | Laterals | 13303 | 0.070455 | 4 | 2 | 50000 | 0 | 12907.6931 | 14578.7321 | 17051.1502 | -37092.3069 | -35421.2679 | -32948.8498 | 0.25815 | 0.29157 | 0.34102 | 0.27647
11920 | Lateral Hardening | Lateral Hardening-Fuse-92035927 | Laterals | 13910 | 0.13598 | 10 | 6 | 111486.5 | 0 | 28756.1574 | 32425.773 | 38239.8084 | -82730.3426 | -79060.727 | -73246.6916 | 0.25793 | 0.29085 | 0.343 | 0.27632
5171 | Lateral Hardening | Lateral Hardening-Fuse-60012638 | Laterals | 13027 | 0.19811 | 14 | 14 | 216374.23 | 0 | 56093.119 | 62781.9385 | 72851.058 | -160281.111 | -153592.2915 | -143523.172 | 0.25924 | 0.29015 | 0.33669 | 0.27626
19673 | Lateral Hardening | Lateral Hardening-Fuse-60125259 | Laterals | 13099 | 0.096402 | 6 | 2 | 55884.91 | 0 | 14442.1254 | 16209.0254 | 19094.681 | -41442.7846 | -39675.8846 | -36790.229 | 0.25843 | 0.29004 | 0.34168 | 0.27624
1028 | Lateral Hardening | Lateral Hardening-Fuse-92030792 | Laterals | 13098 | 0.077273 | 9 | 2 | 50000 | 0 | 12408.8264 | 14760.1534 | 19382.844 | -37591.1736 | -35239.8466 | -30617.156 | 0.24818 | 0.2952 | 0.38766 | 0.27623
2233 | Lateral Hardening | Lateral Hardening-Fuse-10441797 | Laterals | 13947 | 0.076705 | 9 | 19 | 141421.2 | 0 | 36526.1787 | 41173.4065 | 47741.2395 | -104895.0213 | -100247.7935 | -93679.9605 | 0.25828 | 0.29114 | 0.33758 | 0.27607
10242 | Lateral Hardening | Lateral Hardening-Fuse-93063406 | Laterals | 13099 | 0.11174 | 6 | 1 | 53229.85 | 0 | 13745.3577 | 15411.6858 | 18242.6974 | -39484.4923 | -37818.1642 | -34987.1526 | 0.25823 | 0.28953 | 0.34272 | 0.27607
1897 | Lateral Hardening | Lateral Hardening-Fuse-91874075 | Laterals | 13825 | 0.032955 | 4 | 16 | 50000 | 0 | 12800.1447 | 14643.3447 | 17299.6293 | -37199.8553 | -35356.6553 | -32700.3707 | 0.256 | 0.29287 | 0.34599 | 0.27606
6090 | Lateral Hardening | Lateral Hardening-Fuse-10080975 | Laterals | 13668 | 0.16402 | 8 | 2 | 65942.77 | 0 | 16344.9251 | 19464.4675 | 25564.7871 | -49597.8449 | -46478.3025 | -40377.9829 | 0.24787 | 0.29517 | 0.38768 | 0.27604
18960 | Lateral Hardening | Lateral Hardening-Fuse-90172793 | Laterals | 13236 | 0.085227 | 7 | 2 | 50000 | 0 | 12385.1794 | 14744.7868 | 19333.3175 | -37614.8206 | -35255.2132 | -30666.6825 | 0.2477 | 0.2949 | 0.38667 | 0.27576
17955 | Lateral Hardening | Lateral Hardening-Fuse-10671185 | Laterals | 13724 | 0.17614 | 7 | 2 | 54651.45 | 0 | 13938.1632 | 15917.6363 | 19296.5364 | -40713.2868 | -38733.8137 | -35354.9136 | 0.25504 | 0.29126 | 0.35308 | 0.27571
10925 | Lateral Hardening | Lateral Hardening-Fuse-92238162 | Laterals | 13227 | 0.42235 | 32 | 60 | 683535.95 | 0 | 177942.3915 | 196951.3777 | 225651.8961 | -505593.5585 | -486584.5723 | -457884.0539 | 0.26033 | 0.28814 | 0.33012 | 0.27565
13919 | Lateral Hardening | Lateral Hardening-Fuse-10650327 | Laterals | 13391 | 0.1517 | 12 | 2 | 109371.6 | 0 | 27167.0034 | 32215.2123 | 41805.2363 | -82204.5966 | -77156.3877 | -67566.3637 | 0.24839 | 0.29455 | 0.38223 | 0.27562
13949 | Lateral Hardening | Lateral Hardening-Fuse-90394766 | Laterals | 13147 | 0.10568 | 6 | 17 | 72376.17 | 0 | 18383.3796 | 21121.7125 | 25791.8777 | -53992.7904 | -51254.4575 | -46584.2923 | 0.254 | 0.29183 | 0.35636 | 0.27558
8198 | Lateral Hardening | Lateral Hardening-Fuse-91010468 | Laterals | 13035 | 0.27519 | 26 | 38 | 428009.72 | 0 | 111497.6963 | 123415.6541 | 140282.2949 | -316512.0237 | -304594.0659 | -287727.4251 | 0.2605 | 0.28835 | 0.32775 | 0.27558
8835 | Lateral Hardening | Lateral Hardening-Fuse-92888795 | Laterals | 13010 | 0.11004 | 8 | 8 | 129488.8 | 0 | 33235.293 | 37590.5122 | 44633.1399 | -96253.507 | -91898.2878 | -84855.6601 | 0.25667 | 0.2903 | 0.34469 | 0.27556
6865 | Lateral Hardening | Lateral Hardening-Fuse-90027581 | Laterals | 14275 | 0.093939 | 6 | 2 | 56188.97 | 0 | 13934.3038 | 16559.3336 | 21529.5184 | -42254.6662 | -39629.6364 | -34659.4516 | 0.24799 | 0.29471 | 0.38316 | 0.27552
13635 | Lateral Hardening | Lateral Hardening-Fuse-10088547 | Laterals | 13175 | 0.18977 | 19 | 36 | 226201.23 | 0 | 57983.1526 | 65759.5726 | 77986.5771 | -168218.0774 | -160441.6574 | -148214.6529 | 0.25633 | 0.29071 | 0.34477 | 0.27549
8234 | Lateral Hardening | Lateral Hardening-Fuse-91185756 | Laterals | 13924 | 0.11648 | 9 | 1 | 65922.03 | 0 | 16928.2012 | 19091.4019 | 22698.1426 | -48993.8288 | -46830.6281 | -43223.8874 | 0.25679 | 0.28961 | 0.34432 | 0.27539
10039 | Lateral Hardening | Lateral Hardening-Fuse-10590623 | Laterals | 13127 | 0.051136 | 2 | 1 | 56561.73 | 0 | 14545.7518 | 16422.3689 | 19218.748 | -42015.9782 | -40139.3611 | -37342.982 | 0.25717 | 0.29034 | 0.33978 | 0.27538
19003 | Lateral Hardening | Lateral Hardening-Fuse-10676322 | Laterals | 13787 | 0.35966 | 15 | 8 | 230260.62 | 0 | 59654.5348 | 66447.8211 | 76778.7847 | -170606.0852 | -163812.7989 | -153481.8353 | 0.25907 | 0.28858 | 0.33344 | 0.27536
18121 | Lateral Hardening | Lateral Hardening-Fuse-10761276 | Laterals | 13330 | 0.074053 | 5 | 2 | 58466.27 | 0 | 14839.1997 | 17027.7398 | 20853.2736 | -43627.0703 | -41438.5302 | -37612.9964 | 0.25381 | 0.29124 | 0.35667 | 0.27532
5694 | Lateral Hardening | Lateral Hardening-Fuse-91967458 | Laterals | 13808 | 0.32178 | 14 | 8 | 218235.26 | 0 | 56809.3329 | 62665.0433 | 71986.744 | -161425.9271 | -155570.2167 | -146248.516 | 0.26031 | 0.28714 | 0.32986 | 0.27532
13819 | Lateral Hardening | Lateral Hardening-Fuse-92677663 | Laterals | 13805 | 0.12822 | 6 | 2 | 62967.91 | 0 | 15849.8344 | 18346.9181 | 23201.9677 | -47118.0756 | -44620.9919 | -39765.9423 | 0.25171 | 0.29137 | 0.36847 | 0.27529
4580 | Lateral Hardening | Lateral Hardening-Fuse-92768708 | Laterals | 13062 | 0.060417 | 6 | 13 | 148944.92 | 0 | 38226.9469 | 43159.8941 | 51088.8174 | -110717.9731 | -105785.0259 | -97856.1026 | 0.25665 | 0.28977 | 0.343 | 0.27522
6565 | Lateral Hardening | Lateral Hardening-Fuse-60022883 | Laterals | 13612 | 0.18049 | 18 | 55 | 260179.76 | 0 | 66376.2484 | 75628.633 | 90840.6991 | -193803.5116 | -184551.127 | -169339.0609 | 0.25512 | 0.29068 | 0.34915 | 0.27519
6353 | Lateral Hardening | Lateral Hardening-Fuse-60262807 | Laterals | 13330 | 0.071591 | 6 | 3 | 62191.65 | 0 | 15571.2169 | 18158.1013 | 23214.266 | -46620.4331 | -44033.5487 | -38977.384 | 0.25037 | 0.29197 | 0.37327 | 0.27514
16831 | Lateral Hardening | Lateral Hardening-Fuse-10632109 | Laterals | 13311 | 0.15038 | 11 | 16 | 208733.35 | 0 | 53630.9713 | 60483.9554 | 70990.0729 | -155102.3787 | -148249.3946 | -137743.2771 | 0.25694 | 0.28977 | 0.3401 | 0.2751
10675 | Lateral Hardening | Lateral Hardening-Fuse-10595476 | Laterals | 13698 | 0.14072 | 7 |  | 51708.07 | 0 | 13182.8744 | 14995.9526 | 18097.2991 | -38525.1956 | -36712.1174 | -33610.7709 | 0.25495 | 0.29001 | 0.34999 | 0.27497
14575 | Lateral Hardening | Lateral Hardening-Fuse-10286118 | Laterals | 13194 | 0.60057 | 26 | 74 | 565031.4 | 0 | 146343.719 | 163045.099 | 186299.2913 | -418687.681 | -401986.301 | -378732.1087 | 0.259 | 0.28856 | 0.32971 | 0.27494
9449 | Lateral Hardening | Lateral Hardening-Fuse-10628992 | Laterals | 13146 | 0.12784 | 6 | 0 | 59006.43 | 0 | 14851.0768 | 17139.8598 | 21677.9567 | -44155.3532 | -41866.5702 | -37328.4733 | 0.25169 | 0.29047 | 0.36738 | 0.27489
5497 | Lateral Hardening | Lateral Hardening-Fuse-90250181 | Laterals | 14031 | 0.26345 | 16 | 18 | 281927.95 | 0 | 73090.3657 | 80972.0864 | 93168.8257 | -208837.5843 | -200955.8636 | -188759.1243 | 0.25925 | 0.28721 | 0.33047 | 0.27476
14940 | Lateral Hardening | Lateral Hardening-Fuse-91892766 | Laterals | 13100 | 0.29848 | 17 | 41 | 247025.99 | 0 | 63488.0154 | 71476.3146 | 83295.9859 | -183537.9746 | -175549.6754 | -163730.0041 | 0.25701 | 0.28935 | 0.3372 | 0.27473
16342 | Lateral Hardening | Lateral Hardening-Fuse-60133693 | Laterals | 13172 | 1.147 | 77 | 124 | 1728527.62 | 0 | 452165.3253 | 492608.8723 | 557066.1454 | -1276362.2947 | -1235918.7477 | -1171461.4746 | 0.26159 | 0.28499 | 0.32228 | 0.27468
4703 | Lateral Hardening | Lateral Hardening-Fuse-10570226 | Laterals | 13373 | 0.28182 | 19 | 36 | 361037.37 | 0 | 93668.7529 | 103823.9691 | 117924.8693 | -267368.6171 | -257213.4009 | -243112.5007 | 0.25944 | 0.28757 | 0.32663 | 0.2746
7756 | Lateral Hardening | Lateral Hardening-Fuse-10025084 | Laterals | 13373 | 0.31288 | 26 | 52 | 494735.23 | 0 | 128394.617 | 142143.819 | 161668.4923 | -366340.613 | -352591.411 | -333066.7377 | 0.25952 | 0.28731 | 0.32678 | 0.27458
18132 | Lateral Hardening | Lateral Hardening-Fuse-92442011 | Laterals | 13896 | 0.23428 | 18 | 22 | 214180.13 | 0 | 54904.6703 | 61959.5979 | 72676.1787 | -159275.4597 | -152220.5321 | -141503.9513 | 0.25635 | 0.28929 | 0.33932 | 0.27453
8596 | Lateral Hardening | Lateral Hardening-Fuse-10704152 | Laterals | 13962 | 0.092235 | 6 | 2 | 104429.24 | 0 | 26751.5836 | 30138.5236 | 35716.6858 | -77677.6564 | -74290.7164 | -68712.5542 | 0.25617 | 0.2886 | 0.34202 | 0.27448
11907 | Lateral Hardening | Lateral Hardening-Fuse-60179354 | Laterals | 13001 | 0.1661 | 10 | 4 | 69537.23 | 0 | 17367.6339 | 20280.7438 | 25782.6726 | -52169.5961 | -49256.4862 | -43754.5574 | 0.24976 | 0.29165 | 0.37078 | 0.27443
11415 | Lateral Hardening | Lateral Hardening-Fuse-91156520 | Laterals | 13147 | 0.08125 | 7 | 1 | 55134.39 | 0 | 13552.7955 | 16186.578 | 21289.4313 | -41581.5945 | -38947.812 | -33844.9587 | 0.24581 | 0.29358 | 0.38614 | 0.27418
16907 | Lateral Hardening | Lateral Hardening-Fuse-93287628 | Laterals | 13175 | 0.15587 | 8 | 0 | 56897.27 | 0 | 14480.9619 | 16432.9668 | 19766.6497 | -42416.3081 | -40464.3032 | -37130.6203 | 0.25451 | 0.28882 | 0.34741 | 0.27409
6684 | Lateral Hardening | Lateral Hardening-Fuse-91511419 | Laterals | 13854 | 0.27917 | 13 | 8 | 235361.12 | 0 | 60688.5204 | 67546.8883 | 78133.2935 | -174672.5996 | -167814.2317 | -157227.8265 | 0.25785 | 0.28699 | 0.33197 | 0.27401
18511 | Lateral Hardening | Lateral Hardening-Fuse-92249543 | Laterals | 13030 | 0.60606 | 42 | 47 | 663433.75 | 0 | 171684.4278 | 190032.5754 | 216881.4263 | -491749.3222 | -473401.1746 | -446552.3237 | 0.25878 | 0.28644 | 0.32691 | 0.27389
14584 | Lateral Hardening | Lateral Hardening-Fuse-92894972 | Laterals | 13311 | 0.18504 | 16 | 19 | 211032.31 | 0 | 54245.8834 | 60717.8617 | 70334.467 | -156786.4266 | -150314.4483 | -140697.843 | 0.25705 | 0.28772 | 0.33329 | 0.27387
12966 | Lateral Hardening | Lateral Hardening-Fuse-91620333 | Laterals | 13468 | 0.21818 | 15 | 33 | 366152.13 | 0 | 94266.3905 | 105257.8267 | 121138.2285 | -271885.7395 | -260894.3033 | -245013.9015 | 0.25745 | 0.28747 | 0.33084 | 0.2738
16560 | Lateral Hardening | Lateral Hardening-Fuse-60234231 | Laterals | 13294 | 0.32576 | 17 | 0 | 123143.63 | 0 | 30447.3051 | 35937.6554 | 46428.937 | -92696.3249 | -87205.9746 | -76714.693 | 0.24725 | 0.29184 | 0.37703 | 0.2736
16934 | Lateral Hardening | Lateral Hardening-Fuse-10093146 | Laterals | 13613 | 0.22898 | 18 | 40 | 394050.63 | 0 | 101018.6889 | 113359.7551 | 131839.5462 | -293031.9411 | -280690.8749 | -262211.0838 | 0.25636 | 0.28768 | 0.33458 | 0.27358
1276 | Lateral Hardening | Lateral Hardening-Fuse-60005364 | Laterals | 13825 | 0.30777 | 28 | 31 | 307460.5 | 0 | 78410.948 | 88664.0519 | 104586.2584 | -229049.552 | -218796.4481 | -202874.2416 | 0.25503 | 0.28838 | 0.34016 | 0.27355
8273 | Lateral Hardening | Lateral Hardening-Fuse-90700006 | Laterals | 13443 | 0.14242 | 9 | 49 | 224033.37 | 0 | 56940.5464 | 64709.4066 | 77016.9934 | -167092.8236 | -159323.9634 | -147016.3766 | 0.25416 | 0.28884 | 0.34377 | 0.27353
9030 | Lateral Hardening | Lateral Hardening-Fuse-60617817 | Laterals | 13953 | 0.10644 | 7 |  | 97749.74 | 0 | 24807.3747 | 28189.7891 | 33913.6965 | -72942.3653 | -69559.9509 | -63836.0435 | 0.25378 | 0.28839 | 0.34694 | 0.27348
4902 | Lateral Hardening | Lateral Hardening-Fuse-90859380 | Laterals | 13011 | 0.068939 | 7 | 2 | 54111.29 | 0 | 13291.721 | 15828.0244 | 20747.0501 | -40819.569 | -38283.2656 | -33364.2399 | 0.24564 | 0.29251 | 0.38341 | 0.27348
949 | Lateral Hardening | Lateral Hardening-Fuse-90440534 | Laterals | 14306 | 0.51667 | 22 | 13 | 300568.37 | 0 | 76494.7964 | 86436.9312 | 103647.7933 | -224073.5736 | -214131.4388 | -196920.5767 | 0.2545 | 0.28758 | 0.34484 | 0.27346
19582 | Lateral Hardening | Lateral Hardening-Fuse-10095485 | Laterals | 13786 | 0.076515 | 5 |  | 50810.89 | 0 | 12748.3851 | 14704.5268 | 18315.0615 | -38062.5049 | -36106.3632 | -32495.8285 | 0.2509 | 0.2894 | 0.36046 | 0.2734
10008 | Lateral Hardening | Lateral Hardening-Fuse-60020581 | Laterals | 13679 | 0.26742 | 13 | 19 | 217647.88 | 0 | 56317.3826 | 62123.7559 | 70757.3037 | -161330.4974 | -155524.1241 | -146890.5763 | 0.25875 | 0.28543 | 0.3251 | 0.27339
11530 | Lateral Hardening | Lateral Hardening-Fuse-10916852 | Laterals | 13805 | 0.13617 | 10 | 3 | 155954.17 | 0 | 39728.915 | 44821.1327 | 53420.6521 | -116225.255 | -111133.0373 | -102533.5179 | 0.25475 | 0.2874 | 0.34254 | 0.27332
1977 | Lateral Hardening | Lateral Hardening-Fuse-93300229 | Laterals | 13808 | 0.069508 | 6 | 1 | 50000 | 0 | 12765.1013 | 14400.0141 | 16869.2394 | -37234.8987 | -35599.9859 | -33130.7606 | 0.2553 | 0.288 | 0.33738 | 0.27332
387 | Lateral Hardening | Lateral Hardening-Fuse-92607579 | Laterals | 13390 | 0.10682 | 9 | 1 | 101711.22 | 0 | 25902.4019 | 29249.3346 | 34817.5214 | -75808.8181 | -72461.8854 | -66893.6986 | 0.25467 | 0.28757 | 0.34232 | 0.2733
17779 | Lateral Hardening | Lateral Hardening-Fuse-92890217 | Laterals | 13112 | 0.1 | 10 | 15 | 156164.58 | 0 | 39538.2753 | 45051.0551 | 54257.0132 | -116626.3047 | -111113.5249 | -101907.5668 | 0.25318 | 0.28848 | 0.34743 | 0.2732
12787 | Lateral Hardening | Lateral Hardening-Fuse-93061224 | Laterals | 13610 | 1.6159 | 142 | 138 | 2439628.71 | 0 | 634113.0867 | 693034.7178 | 780594.5789 | -1805515.6233 | -1746593.9922 | -1659034.1311 | 0.25992 | 0.28407 | 0.31996 | 0.27317
16218 | Lateral Hardening | Lateral Hardening-Fuse-10726528 | Laterals | 13648 | 0.32879 | 16 | 19 | 258117.64 | 0 | 66560.0105 | 73752.4368 | 84467.9408 | -191557.6295 | -184365.2032 | -173649.6992 | 0.25787 | 0.28573 | 0.32725 | 0.27316
3153 | Lateral Hardening | Lateral Hardening-Fuse-92606170 | Laterals | 13390 | 0.017614 | 1 | 15 | 50000 | 0 | 12708.2917 | 14475.04 | 16888.3604 | -37291.7083 | -35524.96 | -33111.6396 | 0.25417 | 0.2895 | 0.33777 | 0.27313
17076 | Lateral Hardening | Lateral Hardening-Fuse-10807547 | Laterals | 13020 | 0.11155 | 13 | 11 | 108947.36 | 0 | 27441.1384 | 31460.9091 | 38455.9295 | -81506.2216 | -77486.4509 | -70491.4305 | 0.25188 | 0.28877 | 0.35298 | 0.27305
18945 | Lateral Hardening | Lateral Hardening-Fuse-92868909 | Laterals | 13460 | 0.35341 | 23 | 6 | 253525.77 | 0 | 65015.1535 | 72623.636 | 84278.094 | -188510.6165 | -180902.134 | -169247.676 | 0.25644 | 0.28645 | 0.33242 | 0.27305
11927 | Lateral Hardening | Lateral Hardening-Fuse-10091390 | Laterals | 13370 | 0.27727 | 21 | 1 | 302064.33 | 0 | 76696.6962 | 86905.3954 | 103766.6757 | -225367.6338 | -215158.9346 | -198297.6543 | 0.25391 | 0.2877 | 0.34353 | 0.27301
7249 | Lateral Hardening | Lateral Hardening-Fuse-90482469 | Laterals | 13206 | 0.076894 | 6 | 10 | 165730.19 | 0 | 42101.5779 | 47877.6113 | 55893.9327 | -123628.6121 | -117852.5787 | -109836.2573 | 0.25404 | 0.28889 | 0.33726 | 0.27281
18644 | Lateral Hardening | Lateral Hardening-Fuse-60166997 | Laterals | 13293 | 0.14508 | 11 | 5 | 240027.59 | 0 | 60937.1929 | 69251.0799 | 81326.4353 | -179090.3971 | -170776.5101 | -158701.1547 | 0.25388 | 0.28851 | 0.33882 | 0.27276
11214 | Lateral Hardening | Lateral Hardening-Fuse-10595478 | Laterals | 13698 | 0.22595 | 17 | 25 | 277589.5 | 0 | 71209.4696 | 79435.3317 | 91089.2147 | -206380.0304 | -198154.1683 | -186500.2853 | 0.25653 | 0.28616 | 0.32814 | 0.27258
14527 | Lateral Hardening | Lateral Hardening-Fuse-10686294 | Laterals | 13808 | 0.20777 | 8 |  | 109273.25 | 0 | 27692.8598 | 31388.5901 | 37438.3927 | -81580.3902 | -77884.6599 | -71834.8573 | 0.25343 | 0.28725 | 0.34261 | 0.27249
13265 | Lateral Hardening | Lateral Hardening-Fuse-90840489 | Laterals | 13006 | 0.14015 | 9 | 2 | 108411.46 | 0 | 27126.3065 | 31298.9012 | 38689.9827 | -81285.1535 | -77112.5588 | -69721.4773 | 0.25022 | 0.2887 | 0.35688 | 0.27243
3910 | Lateral Hardening | Lateral Hardening-Fuse-92294994 | Laterals | 13461 | 0.10208 | 6 | 2 | 50000 | 0 | 12285.198 | 14541.977 | 18815.507 | -37714.802 | -35458.023 | -31184.493 | 0.2457 | 0.29084 | 0.37631 | 0.27231
2683 | Lateral Hardening | Lateral Hardening-Fuse-10588272 | Laterals | 13444 | 0.17121 | 14 | 22 | 193218.71 | 0 | 49225.7955 | 55416.6929 | 64435.7968 | -143992.9145 | -137802.0171 | -128782.9132 | 0.25477 | 0.28681 | 0.33349 | 0.27225
5711 | Lateral Hardening | Lateral Hardening-Fuse-91221956 | Laterals | 13187 | 0.21136 | 16 | 11 | 254410.2 | 0 | 65378.368 | 72301.0737 | 83367.9897 | -189031.832 | -182109.1263 | -171042.2103 | 0.25698 | 0.28419 | 0.32769 | 0.27221
9052 | Lateral Hardening | Lateral Hardening-Fuse-10745530 | Laterals | 13431 | 0.048485 | 5 | 1 | 52411.37 | 0 | 13087.4742 | 15107.1447 | 18821.352 | -39323.8958 | -37304.2253 | -33590.018 | 0.24971 | 0.28824 | 0.35911 | 0.27221
12544 | Lateral Hardening | Lateral Hardening-Fuse-91630486 | Laterals | 13147 | 0.22462 | 8 | 10 | 186884.75 | 0 | 48070.7093 | 53115.4004 | 60916.2511 | -138814.0407 | -133769.3496 | -125968.4989 | 0.25722 | 0.28421 | 0.32596 | 0.27219
519 | Lateral Hardening | Lateral Hardening-Fuse-60463709 | Laterals | 13805 | 0.078788 | 4 | 1 | 54929.77 | 0 | 13891.7135 | 15743.1216 | 18910.8053 | -41038.0565 | -39186.6484 | -36018.9647 | 0.2529 | 0.2866 | 0.34427 | 0.27215
12833 | Lateral Hardening | Lateral Hardening-Fuse-60125990 | Laterals | 13099 | 0.17083 | 4 | 1 | 62579.41 | 0 | 15920.1933 | 17867.4892 | 21165.9111 | -46659.2167 | -44711.9208 | -41413.4989 | 0.2544 | 0.28552 | 0.33822 | 0.27212
19079 | Lateral Hardening | Lateral Hardening-Fuse-92629658 | Laterals | 13303 | 0.10436 | 7 | 4 | 93137.92 | 0 | 23604.098 | 26667.0543 | 31744.4814 | -69533.822 | -66470.8657 | -61393.4386 | 0.25343 | 0.28632 | 0.34083 | 0.27204
18888 | Lateral Hardening | Lateral Hardening-Fuse-10397086 | Laterals | 13591 | 0.085417 | 9 | 13 | 147092.6 | 0 | 37274.0792 | 42188.5365 | 49777.0262 | -109818.5208 | -104904.0635 | -97315.5738 | 0.25341 | 0.28682 | 0.33841 | 0.27193
10835 | Lateral Hardening | Lateral Hardening-Fuse-10686245 | Laterals | 13808 | 0.12121 | 8 | 2 | 106837.46 | 0 | 26973.8403 | 30606.8092 | 36825.2298 | -79863.6197 | -76230.6508 | -70012.2302 | 0.25248 | 0.28648 | 0.34468 | 0.2719
7752 | Lateral Hardening | Lateral Hardening-Fuse-92608969 | Laterals | 13390 | 0.29034 | 12 | 6 | 196562.19 | 0 | 50451.1216 | 55798.5652 | 64339.412 | -146111.0684 | -140763.6248 | -132222.778 | 0.25667 | 0.28387 | 0.32732 | 0.27189
10449 | Lateral Hardening | Lateral Hardening-Fuse-90394892 | Laterals | 13854 | 0.098485 | 8 | 3 | 64426.73 | 0 | 15740.018 | 18736.0729 | 24480.2582 | -48686.712 | -45690.6571 | -39946.4718 | 0.24431 | 0.29081 | 0.37997 | 0.27183
3377 | Lateral Hardening | Lateral Hardening-Fuse-10397064 | Laterals | 13591 | 0.35871 | 28 | 46 | 413303.77 | 0 | 105494.2518 | 118031.7885 | 136307.6286 | -307809.5182 | -295271.9815 | -276996.1414 | 0.25525 | 0.28558 | 0.3298 | 0.2718
15118 | Lateral Hardening | Lateral Hardening-Fuse-92864146 | Laterals | 13460 | 0.1197 | 8 | 4 | 110132.86 | 0 | 28179.3058 | 31347.4594 | 36153.3871 | -81953.5542 | -78785.4006 | -73979.4729 | 0.25587 | 0.28463 | 0.32827 | 0.27174
4740 | Lateral Hardening | Lateral Hardening-Fuse-10761274 | Laterals | 13330 | 0.15057 | 8 | 5 | 116628.48 | 0 | 29542.2884 | 33327.0873 | 39607.0856 | -87086.1916 | -83301.3927 | -77021.3944 | 0.2533 | 0.28575 | 0.3396 | 0.27167
17963 | Lateral Hardening | Lateral Hardening-Fuse-10487522 | Laterals | 13460 | 0.049811 | 5 |  | 50000 | 0 | 12451.294 | 14372.409 | 17987.5734 | -37548.706 | -35627.591 | -32012.4266 | 0.24903 | 0.28745 | 0.35975 | 0.27163
12578 | Lateral Hardening | Lateral Hardening-Fuse-92644350 | Laterals | 13303 | 0.19205 | 10 | 1 | 64342.29 | 0 | 15655.9709 | 18719.8798 | 24665.7685 | -48686.3191 | -45622.4102 | -39676.5215 | 0.24332 | 0.29094 | 0.38335 | 0.27161
3646 | Lateral Hardening | Lateral Hardening-Fuse-10477225 | Laterals | 13326 | 0.23788 | 13 | 34 | 198759.19 | 0 | 50309.7675 | 57016.4301 | 66735.9624 | -148449.4225 | -141742.7599 | -132023.2276 | 0.25312 | 0.28686 | 0.33576 | 0.27151
1410 | Lateral Hardening | Lateral Hardening-Fuse-10127953 | Laterals | 13078 | 0.31553 | 26 | 41 | 383489.09 | 0 | 97850.6433 | 109404.631 | 125877.2202 | -285638.4467 | -274084.459 | -257611.8698 | 0.25516 | 0.28529 | 0.32824 | 0.27151
15157 | Lateral Hardening | Lateral Hardening-Fuse-91153047 | Laterals | 13657 | 0.15568 | 8 | 1 | 61320.21 | 0 | 15306.4963 | 17645.269 | 21699.6585 | -46013.7137 | -43674.941 | -39620.5515 | 0.24962 | 0.28776 | 0.35387 | 0.27148
5865 | Lateral Hardening | Lateral Hardening-Fuse-91097115 | Laterals | 13787 | 0.13182 | 6 | 2 | 55406.97 | 0 | 13911.8053 | 15890.7107 | 19252.6952 | -41495.1647 | -39516.2593 | -36154.2748 | 0.25108 | 0.2868 | 0.34748 | 0.27144
7565 | Lateral Hardening | Lateral Hardening-Fuse-92317788 | Laterals | 13838 | 0.2572 | 21 | 51 | 383284.42 | 0 | 97826.2803 | 109463.2158 | 124934.447 | -285458.1397 | -273821.2042 | -258349.973 | 0.25523 | 0.28559 | 0.32596 | 0.27141
232 | Lateral Hardening | Lateral Hardening-Fuse-10240465 | Laterals | 13530 | 0.29924 | 19 | 46 | 380748.85 | 0 | 96343.2864 | 109007.1045 | 128158.959 | -284405.5636 | -271741.7455 | -252589.891 | 0.25304 | 0.2863 | 0.3366 | 0.27137
12809 | Lateral Hardening | Lateral Hardening-Fuse-10199652 | Laterals | 13338 | 0.19186 | 18 | 34 | 288072.34 | 0 | 72350.5342 | 82522.4823 | 99795.2769 | -215721.8058 | -205549.8577 | -188277.0631 | 0.25115 | 0.28646 | 0.34642 | 0.27127
7340 | Lateral Hardening | Lateral Hardening-Fuse-10747877 | Laterals | 14021 | 0.069129 | 6 | 2 | 53618.35 | 0 | 13560.4286 | 15294.9851 | 18195.7609 | -40057.9214 | -38323.3649 | -35422.5891 | 0.25291 | 0.28526 | 0.33936 | 0.27126
2974 | Lateral Hardening | Lateral Hardening-Fuse-10098197 | Laterals | 13084 | 0.04072 | 2 | 2 | 59626.03 | 0 | 15096.3471 | 17064.4705 | 19932.627 | -44529.6829 | -42561.5595 | -39693.403 | 0.25318 | 0.28619 | 0.33429 | 0.2712
19707 | Lateral Hardening | Lateral Hardening-Fuse-92333537 | Laterals | 13133 | 0.21591 | 12 | 20 | 182739.39 | 0 | 45760.1243 | 52359.5964 | 63692.5619 | -136979.2657 | -130379.7936 | -119046.8281 | 0.25041 | 0.28653 | 0.34854 | 0.27106
2342 | Lateral Hardening | Lateral Hardening-Fuse-10898218 | Laterals | 13582 | 0.23845 | 20 | 15 | 363298.09 | 0 | 93068.9165 | 102616.0688 | 118375.6627 | -270229.1735 | -260682.0212 | -244922.4273 | 0.25618 | 0.28246 | 0.32584 | 0.27103
65 | Lateral Hardening | Lateral Hardening-Fuse-91068639 | Laterals | 13785 | 0.094697 | 7 | 3 | 108563.86 | 0 | 27446.958 | 30979.1178 | 36513.2861 | -81116.902 | -77584.7422 | -72050.5739 | 0.25282 | 0.28535 | 0.33633 | 0.27093
715 | Lateral Hardening | Lateral Hardening-Fuse-60616216 | Laterals | 13117 | 0.46913 | 27 | 204 | 192938.93 | 0 | 48115.2415 | 55356.9859 | 67947.4295 | -144823.6885 | -137581.9441 | -124991.5005 | 0.24938 | 0.28691 | 0.35217 | 0.27092
15491 | Lateral Hardening | Lateral Hardening-Fuse-93041863 | Laterals | 13813 | 0.15833 | 9 | 2 | 65470.57 | 0 | 15911.308 | 18980.0793 | 24918.4912 | -49559.262 | -46490.4907 | -40552.0788 | 0.24303 | 0.2899 | 0.38061 | 0.27085
12095 | Lateral Hardening | Lateral Hardening-Fuse-92847931 | Laterals | 13011 | 0.30189 | 20 | 16 | 297421.85 | 0 | 75467.1715 | 84527.8294 | 99047.6884 | -221954.6785 | -212894.0206 | -198374.1616 | 0.25374 | 0.2842 | 0.33302 | 0.27081
12005 | Lateral Hardening | Lateral Hardening-Fuse-91753084 | Laterals | 13920 | 0.14678 | 10 | 15 | 239061.5 | 0 | 60343.8643 | 68335.3318 | 80297.0244 | -178717.6357 | -170726.1682 | -158764.4756 | 0.25242 | 0.28585 | 0.33588 | 0.27079
2857 | Lateral Hardening | Lateral Hardening-Fuse-90890344 | Laterals | 13695 | 0.35739 | 34 | 46 | 442700.88 | 0 | 112179.957 | 126215.8801 | 146707.1642 | -330520.923 | -316484.9999 | -295993.7158 | 0.2534 | 0.2851 | 0.33139 | 0.27071
13333 | Lateral Hardening | Lateral Hardening-Fuse-93311969 | Laterals | 13808 | 0.065341 | 5 | 4 | 57233.55 | 0 | 14439.5178 | 16328.5872 | 19302.2414 | -42794.0322 | -40904.9628 | -37931.3086 | 0.25229 | 0.2853 | 0.33725 | 0.27069
11247 | Lateral Hardening | Lateral Hardening-Fuse-90767257 | Laterals | 13582 | 0.088447 | 5 | 3 | 59662.51 | 0 | 14846.7077 | 17117.5918 | 21026.7931 | -44815.8023 | -42544.9182 | -38635.7169 | 0.24884 | 0.28691 | 0.35243 | 0.27062
18127 | Lateral Hardening | Lateral Hardening-Fuse-60172029 | Laterals | 13968 | 0.19659 | 16 | 21 | 247242.63 | 0 | 63078.5535 | 70128.0029 | 80198.796 | -184164.0765 | -177114.6271 | -167043.834 | 0.25513 | 0.28364 | 0.32437 | 0.27061
9578 | Lateral Hardening | Lateral Hardening-Fuse-93236094 | Laterals | 13053 | 0.081439 | 7 | 0 | 78730.13 | 0 | 19527.0706 | 22528.3413 | 28292.4574 | -59203.0594 | -56201.7887 | -50437.6726 | 0.24803 | 0.28615 | 0.35936 | 0.2706
19205 | Lateral Hardening | Lateral Hardening-Fuse-60114876 | Laterals | 13600 | 0.19545 | 22 | 29 | 151290.18 | 0 | 37202.029 | 43484.7911 | 55621.2436 | -114088.151 | -107805.3889 | -95668.9364 | 0.2459 | 0.28743 | 0.36765 | 0.27053
16001 | Lateral Hardening | Lateral Hardening-Fuse-91084029 | Laterals | 13295 | 0.24697 | 22 | 42 | 310267.96 | 0 | 78437.4946 | 88400.6742 | 103393.282 | -231830.4654 | -221867.2858 | -206874.678 | 0.25281 | 0.28492 | 0.33324 | 0.27048
9479 | Lateral Hardening | Lateral Hardening-Fuse-92203734 | Laterals | 14032 | 0.13295 | 5 | 2 | 107304.66 | 0 | 27085.5434 | 30587.4268 | 35925.8148 | -80219.1166 | -76717.2332 | -71378.8452 | 0.25242 | 0.28505 | 0.3348 | 0.27045
14811 | Lateral Hardening | Lateral Hardening-Fuse-60012152 | Laterals | 13092 | 0.29413 | 26 | 60 | 392787.22 | 0 | 99168.4164 | 112100.6058 | 130915.4349 | -293618.8036 | -280686.6142 | -261871.7851 | 0.25247 | 0.2854 | 0.3333 | 0.27043
2680 | Lateral Hardening | Lateral Hardening-Fuse-10667327 | Laterals | 13785 | 0.22367 | 14 | 5 | 202730.62 | 0 | 51775.0734 | 57096.6382 | 65766.4662 | -150955.5466 | -145633.9818 | -136964.1538 | 0.25539 | 0.28164 | 0.3244 | 0.27016
11313 | Lateral Hardening | Lateral Hardening-Fuse-10003902 | Laterals | 13156 | 0.4303 | 32 | 58 | 663833.78 | 0 | 169617.4737 | 187163.1673 | 214205.146 | -494216.3063 | -476670.6127 | -449628.634 | 0.25551 | 0.28194 | 0.32268 | 0.27016
7507 | Lateral Hardening | Lateral Hardening-Fuse-91565282 | Laterals | 13044 | 0.082955 | 7 | 1 | 55276.05 | 0 | 13441.2152 | 15974.3328 | 20750.2082 | -41834.8348 | -39301.7172 | -34525.8418 | 0.24317 | 0.28899 | 0.37539 | 0.27014
19698 | Lateral Hardening | Lateral Hardening-Fuse-10663249 | Laterals | 13001 | 0.18845 | 11 | 5 | 124215.16 | 0 | 31242.6237 | 35301.143 | 42180.8442 | -92972.5363 | -88914.017 | -82034.3158 | 0.25152 | 0.28419 | 0.33958 | 0.27013
16168 | Lateral Hardening | Lateral Hardening-Fuse-10705929 | Laterals | 13268 | 0.074053 | 7 | 2 | 58466.27 | 0 | 14264.2775 | 16832.8178 | 21750.4972 | -44201.9925 | -41633.4522 | -36715.7728 | 0.24397 | 0.28791 | 0.37202 | 0.26996
16952 | Lateral Hardening | Lateral Hardening-Fuse-60006445 | Laterals | 13159 | 0.077462 | 11 | 10 | 125764.16 | 0 | 31628.5621 | 35758.8038 | 42181.6368 | -94135.5979 | -90005.3562 | -83582.5232 | 0.25149 | 0.28433 | 0.3354 | 0.26973
3589 | Lateral Hardening | Lateral Hardening-Fuse-60012667 | Laterals | 13027 | 0.15795 | 9 | 28 | 124593.66 | 0 | 31254.2457 | 35407.9006 | 42185.65 | -93339.4143 | -89185.7594 | -82408.01 | 0.25085 | 0.28419 | 0.33859 | 0.26962
2207 | Lateral Hardening | Lateral Hardening-Fuse-10629002 | Laterals | 13787 | 0.18788 | 9 | 3 | 103500.58 | 0 | 26248.1128 | 29197.2722 | 33906.7339 | -77252.4672 | -74303.3078 | -69593.8461 | 0.2536 | 0.2821 | 0.3276 | 0.26955
6993 | Lateral Hardening | Lateral Hardening-Fuse-93247249 | Laterals | 13175 | 0.14545 | 16 | 25 | 230378.07 | 0 | 58181.1557 | 65380.1052 | 75609.3486 | -172196.9143 | -164997.9648 | -154768.7214 | 0.25255 | 0.28379 | 0.3282 | 0.26949
8580 | Lateral Hardening | Lateral Hardening-Fuse-10155423 | Laterals | 13067 | 0.21875 | 20 | 39 | 319712.7 | 0 | 80814.6087 | 90677.627 | 104631.6877 | -238898.0913 | -229035.073 | -215081.0123 | 0.25277 | 0.28362 | 0.32727 | 0.26948
8240 | Lateral Hardening | Lateral Hardening-Fuse-10704147 | Laterals | 13962 | 0.061932 | 5 | 1 | 53528.91 | 0 | 13237.7449 | 15271.9007 | 18993.1238 | -40291.1651 | -38257.0093 | -34535.7862 | 0.2473 | 0.2853 | 0.35482 | 0.26945
8889 | Lateral Hardening | Lateral Hardening-Fuse-91129288 | Laterals | 14024 | 0.04678 | 6 | 1 | 52269.71 | 0 | 12823.2447 | 14946.5411 | 18971.6497 | -39446.4653 | -37323.1689 | -33298.0603 | 0.24533 | 0.28595 | 0.36296 | 0.26928
399 | Lateral Hardening | Lateral Hardening-Fuse-92780877 | Laterals | 13934 | 0.057765 | 5 | 1 | 53182.63 | 0 | 13139.8608 | 15155.7557 | 18887.0526 | -40042.7692 | -38026.8743 | -34295.5774 | 0.24707 | 0.28498 | 0.35514 | 0.26925
15563 | Lateral Hardening | Lateral Hardening-Fuse-10540511 | Laterals | 13964 | 0.63958 | 53 | 0 | 692800.6 | 0 | 175903.4672 | 194388.4981 | 225413.1294 | -516897.1328 | -498412.1019 | -467387.4706 | 0.2539 | 0.28058 | 0.32537 | 0.26905
16812 | Lateral Hardening | Lateral Hardening-Fuse-10566565 | Laterals | 13289 | 0.1464 | 12 | 24 | 155073.52 | 0 | 38778.5039 | 44105.3165 | 52065.2447 | -116295.0161 | -110968.2035 | -103008.2753 | 0.25007 | 0.28442 | 0.33575 | 0.26894
128 | Lateral Hardening | Lateral Hardening-Fuse-60072755 | Laterals | 13111 | 0.18845 | 16 | 38 | 343708.18 | 0 | 86359.4706 | 97469.1603 | 113697.0958 | -257348.7094 | -246239.0197 | -230011.0842 | 0.25126 | 0.28358 | 0.3308 | 0.26891
18437 | Lateral Hardening | Lateral Hardening-Fuse-92322095 | Laterals | 13523 | 0.13125 | 15 | 12 | 98794.32 | 0 | 24032.6912 | 28316.2551 | 36436.3777 | -74761.6288 | -70478.0649 | -62357.9423 | 0.24326 | 0.28662 | 0.36881 | 0.26882
10863 | Lateral Hardening | Lateral Hardening-Fuse-10144742 | Laterals | 13136 | 0.15833 | 13 | 10 | 132485.14 | 0 | 33161.9382 | 37528.8146 | 44496.7235 | -99323.2018 | -94956.3254 | -87988.4165 | 0.25031 | 0.28327 | 0.33586 | 0.26875
1222 | Lateral Hardening | Lateral Hardening-Fuse-10679314 | Laterals | 13807 | 0.093939 | 8 | 1 | 100640.9 | 0 | 25029.5265 | 28569.856 | 34566.5957 | -75611.3735 | -72071.044 | -66074.3043 | 0.2487 | 0.28388 | 0.34346 | 0.26873
18481 | Lateral Hardening | Lateral Hardening-Fuse-10570211 | Laterals | 13373 | 0.13561 | 11 | 20 | 158106.34 | 0 | 39667.2727 | 44791.5121 | 52473.2006 | -118439.0673 | -113314.8279 | -105633.1394 | 0.25089 | 0.2833 | 0.33189 | 0.26871
18250 | Lateral Hardening | Lateral Hardening-Fuse-91294491 | Laterals | 13053 | 0.62121 | 46 | 85 | 910492.7 | 0 | 231425.6498 | 255340.2707 | 291758.9903 | -679067.0502 | -655152.4293 | -618733.7097 | 0.25418 | 0.28044 | 0.32044 | 0.26868
18361 | Lateral Hardening | Lateral Hardening-Fuse-60149261 | Laterals | 13034 | 0.11723 | 11 | 20 | 92986.31 | 0 | 22811.3976 | 26571.5206 | 33248.1124 | -70174.9124 | -66414.7894 | -59738.1976 | 0.24532 | 0.28576 | 0.35756 | 0.26868
16661 | Lateral Hardening | Lateral Hardening-Fuse-10556574 | Laterals | 13298 | 0.15814 | 6 | 1 | 57086.15 | 0 | 14358.7523 | 16102.2548 | 18891.2557 | -42727.3977 | -40983.8952 | -38194.8943 | 0.25153 | 0.28207 | 0.33093 | 0.26863
5466 | Lateral Hardening | Lateral Hardening-Fuse-92477210 | Laterals | 13001 | 0.17879 | 11 | 1 | 134555.3 | 0 | 33538.0005 | 38151.9686 | 45707.9944 | -101017.2995 | -96403.3314 | -88847.3056 | 0.24925 | 0.28354 | 0.3397 | 0.26858
10325 | Lateral Hardening | Lateral Hardening-Fuse-10916885 | Laterals | 13805 | 0.36705 | 12 | 0 | 78886.05 | 0 | 18945.9557 | 22714.5274 | 30048.0467 | -59940.0943 | -56171.5226 | -48838.0033 | 0.24017 | 0.28794 | 0.3809 | 0.26857
4267 | Lateral Hardening | Lateral Hardening-Fuse-60425883 | Laterals | 13201 | 0.087879 | 8 | 61 | 86154.43 | 0 | 21505.4151 | 24466.2869 | 28898.8212 | -64649.0149 | -61688.1431 | -57255.6088 | 0.24961 | 0.28398 | 0.33543 | 0.26851
9824 | Lateral Hardening | Lateral Hardening-Fuse-10567768 | Laterals | 13370 | 0.057955 | 4 | 1 | 85978.3 | 0 | 21535.3816 | 24337.7327 | 28561.8976 | -64442.9184 | -61640.5673 | -57416.4024 | 0.25047 | 0.28307 | 0.3322 | 0.26843
2778 | Lateral Hardening | Lateral Hardening-Fuse-91328283 | Laterals | 13105 | 0.039583 | 7 | 1 | 78644.68 | 0 | 19707.1064 | 22224.7373 | 26179.1151 | -58937.5736 | -56419.9427 | -52465.5649 | 0.25058 | 0.2826 | 0.33288 | 0.26842
12112 | Lateral Hardening | Lateral Hardening-Fuse-93232079 | Laterals | 13696 | 0.1517 | 15 | 16 | 244926.78 | 0 | 61279.7243 | 69266.3987 | 81906.3328 | -183647.0557 | -175660.3813 | -163020.4472 | 0.2502 | 0.2828 | 0.33441 | 0.2684
12514 | Lateral Hardening | Lateral Hardening-Fuse-91180370 | Laterals | 13298 | 0.56572 | 23 | 2 | 252023.12 | 0 | 62316.6862 | 71531.3644 | 87448.1372 | -189706.4338 | -180491.7556 | -164574.9828 | 0.24727 | 0.28383 | 0.34698 | 0.26821
17135 | Lateral Hardening | Lateral Hardening-Fuse-92861171 | Laterals | 13854 | 0.0075758 | 3 | 8 | 50000 | 0 | 12478.5248 | 14213.0734 | 16568.6826 | -37521.4752 | -35786.9266 | -33431.3174 | 0.24957 | 0.28426 | 0.33137 | 0.26816
12812 | Lateral Hardening | Lateral Hardening-Fuse-10674239 | Laterals | 13414 | 0.11174 | 6 | 11 | 88599.85 | 0 | 22199.94 | 25051.3179 | 29189.3013 | -66399.91 | -63548.5321 | -59410.5487 | 0.25056 | 0.28275 | 0.32945 | 0.26811
1653 | Lateral Hardening | Lateral Hardening-Fuse-10745570 | Laterals | 13431 | 0.10511 | 4 | 8 | 52678.95 | 0 | 13134.2528 | 14917.6173 | 17643.4244 | -39544.6972 | -37761.3327 | -35035.5256 | 0.24933 | 0.28318 | 0.33492 | 0.26804
9137 | Lateral Hardening | Lateral Hardening-Fuse-10627039 | Laterals | 13147 | 0.14659 | 8 | 6 | 165188.55 | 0 | 41671.3707 | 46387.9031 | 53500.5359 | -123517.1793 | -118800.6469 | -111688.0141 | 0.25227 | 0.28082 | 0.32388 | 0.26799
2228 | Lateral Hardening | Lateral Hardening-Fuse-10075221 | Laterals | 13656 | 0.19602 | 11 | 12 | 212222.58 | 0 | 53701.3354 | 59483.9078 | 67992.0855 | -158521.2446 | -152738.6722 | -144230.4945 | 0.25304 | 0.28029 | 0.32038 | 0.26795
15390 | Lateral Hardening | Lateral Hardening-Fuse-60048713 | Laterals | 13621 | 0.09053 | 5 | 8 | 50000 | 0 | 12213.227 | 14242.1442 | 17946.6625 | -37786.773 | -35757.8558 | -32053.3375 | 0.24426 | 0.28484 | 0.35893 | 0.2679
4563 | Lateral Hardening | Lateral Hardening-Fuse-10757362 | Laterals | 13423 | 0.063826 | 4 | 1 | 57616.31 | 0 | 14404.9719 | 16249.9459 | 19106.7824 | -43211.3381 | -41366.3641 | -38509.5276 | 0.25002 | 0.28204 | 0.33162 | 0.26778
6524 | Lateral Hardening | Lateral Hardening-Fuse-92807207 | Laterals | 13624 | 0.14924 | 6 | 4 | 67773.61 | 0 | 16874.4089 | 19130.4253 | 22781.4976 | -50899.2011 | -48643.1847 | -44992.1124 | 0.24898 | 0.28227 | 0.33614 | 0.26768
1951 | Lateral Hardening | Lateral Hardening-Fuse-90483312 | Laterals | 13080 | 0.25398 | 20 | 33 | 357597.69 | 0 | 90456.0138 | 100123.3374 | 114039.1215 | -267141.6762 | -257474.3526 | -243558.5685 | 0.25295 | 0.27999 | 0.3189 | 0.26766
7597 | Lateral Hardening | Lateral Hardening-Fuse-10089366 | Laterals | 13278 | 0.12121 | 14 | 21 | 168700.1 | 0 | 42086.1435 | 47639.8806 | 56097.2686 | -126613.9565 | -121060.2194 | -112602.8314 | 0.24947 | 0.28239 | 0.33253 | 0.26765
12191 | Lateral Hardening | Lateral Hardening-Fuse-92420265 | Laterals | 13696 | 0.075379 | 7 | 12 | 50000 | 0 | 12185.6045 | 14200.2873 | 18043.8746 | -37814.3955 | -35799.7127 | -31956.1254 | 0.24371 | 0.28401 | 0.36088 | 0.26752
15866 | Lateral Hardening | Lateral Hardening-Fuse-10897239 | Laterals | 14050 | 0.28295 | 17 | 6 | 127122.06 | 0 | 31443.2014 | 35938.6994 | 43494.9356 | -95678.8586 | -91183.3606 | -83627.1244 | 0.24735 | 0.28271 | 0.34215 | 0.26744
17278 | Lateral Hardening | Lateral Hardening-Fuse-92396087 | Laterals | 13815 | 0.3108 | 13 | 8 | 186695.13 | 0 | 46463.7578 | 52598.0347 | 62655.9288 | -140231.3722 | -134097.0953 | -124039.2012 | 0.24888 | 0.28173 | 0.33561 | 0.26741
15373 | Lateral Hardening | Lateral Hardening-Fuse-10363970 | Laterals | 13096 | 0.14867 | 9 | 5 | 160923.01 | 0 | 40580.0718 | 45069.6794 | 51592.4408 | -120342.9382 | -115853.3306 | -109330.5692 | 0.25217 | 0.28007 | 0.3206 | 0.26738
19542 | Lateral Hardening | Lateral Hardening-Fuse-10165369 | Laterals | 13045 | 0.16686 | 15 | 28 | 243946.69 | 0 | 61174.374 | 68617.7779 | 79305.6262 | -182772.316 | -175328.9121 | -164641.0638 | 0.25077 | 0.28128 | 0.32509 | 0.26736
4214 | Lateral Hardening | Lateral Hardening-Fuse-91666802 | Laterals | 13621 | 0.18788 | 12 | 4 | 151373.83 | 0 | 38161.5383 | 42350.9337 | 48522.4245 | -113212.2917 | -109022.8963 | -102851.4055 | 0.2521 | 0.27978 | 0.32055 | 0.26725
10168 | Lateral Hardening | Lateral Hardening-Fuse-90923550 | Laterals | 13686 | 0.062121 | 8 | 19 | 50000 | 0 | 12175.4258 | 14217.7431 | 17901.2562 | -37824.5742 | -35782.2569 | -32098.7438 | 0.24351 | 0.28435 | 0.35803 | 0.26721
16408 | Lateral Hardening | Lateral Hardening-Fuse-10127938 | Laterals | 13078 | 0.20473 | 17 | 35 | 332372.66 | 0 | 82800.2524 | 93549.8033 | 110676.8188 | -249572.4076 | -238822.8567 | -221695.8412 | 0.24912 | 0.28146 | 0.33299 | 0.26721
16352 | Lateral Hardening | Lateral Hardening-Fuse-93003205 | Laterals | 13229 | 0.17348 | 14 | 13 | 332219.42 | 0 | 83735.7837 | 92888.877 | 106362.3628 | -248483.6363 | -239330.543 | -225857.0572 | 0.25205 | 0.2796 | 0.32016 | 0.26713
212 | Lateral Hardening | Lateral Hardening-Fuse-92442881 | Laterals | 14216 | 0.18731 | 10 | 1 | 103962.04 | 0 | 25693.8885 | 29345.4339 | 35508.6145 | -78268.1515 | -74616.6061 | -68453.4255 | 0.24715 | 0.28227 | 0.34155 | 0.26712
4785 | Lateral Hardening | Lateral Hardening-Fuse-90826567 | Laterals | 13787 | 0.096402 | 6 |  | 52463.59 | 0 | 12838.8941 | 14819.1794 | 18643.5655 | -39624.6959 | -37644.4106 | -33820.0245 | 0.24472 | 0.28247 | 0.35536 | 0.26711
2809 | Lateral Hardening | Lateral Hardening-Fuse-10570230 | Laterals | 13373 | 0.035985 | 5 | 7 | 78050.29 | 0 | 19449.6211 | 21968.1231 | 25836.3127 | -58600.6689 | -56082.1669 | -52213.9773 | 0.24919 | 0.28146 | 0.33102 | 0.26706
7540 | Lateral Hardening | Lateral Hardening-Fuse-91641232 | Laterals | 13030 | 1.6631 | 95 | 95 | 1602324.09 | 0 | 399983.2532 | 452612.5466 | 521204.5526 | -1202340.8368 | -1149711.5434 | -1081119.5374 | 0.24963 | 0.28247 | 0.32528 | 0.26705
4621 | Lateral Hardening | Lateral Hardening-Fuse-90366715 | Laterals | 13011 | 0.77367 | 53 | 66 | 1132820.26 | 0 | 286862.5315 | 315108.4443 | 356852.2557 | -845957.7285 | -817711.8157 | -775968.0043 | 0.25323 | 0.27816 | 0.31501 | 0.26689
15380 | Lateral Hardening | Lateral Hardening-Fuse-91471597 | Laterals | 13127 | 0.01875 | 1 | 38 | 50000 | 0 | 12418.0989 | 14117.4095 | 16558.2307 | -37581.9011 | -35882.5905 | -33441.7693 | 0.24836 | 0.28235 | 0.33116 | 0.26684
8943 | Lateral Hardening | Lateral Hardening-Fuse-60012131 | Laterals | 13092 | 0.15436 | 12 | 11 | 116434.6 | 0 | 28830.6386 | 32809.1025 | 39203.2721 | -87603.9614 | -83625.4975 | -77231.3279 | 0.24761 | 0.28178 | 0.3367 | 0.26677
7536 | Lateral Hardening | Lateral Hardening-Fuse-91616171 | Laterals | 13373 | 0.17708 | 17 | 19 | 209426.65 | 0 | 52171.0949 | 58888.5798 | 68965.3913 | -157255.5551 | -150538.0702 | -140461.2587 | 0.24911 | 0.28119 | 0.32931 | 0.26676
1043 | Lateral Hardening | Lateral Hardening-Fuse-92979854 | Laterals | 13328 | 0.083523 | 8 | 1 | 95845.2 | 0 | 23587.5718 | 27029.6616 | 33030.0964 | -72257.6282 | -68815.5384 | -62815.1036 | 0.2461 | 0.28201 | 0.34462 | 0.26673
13964 | Lateral Hardening | Lateral Hardening-Fuse-60179215 | Laterals | 13001 | 0.30663 | 21 | 17 | 284499.31 | 0 | 71494.7155 | 79407.2008 | 91476.862 | -213004.5945 | -205092.1092 | -193022.448 | 0.2513 | 0.27911 | 0.32154 | 0.26667
1323 | Lateral Hardening | Lateral Hardening-Fuse-10918246 | Laterals | 14069 | 0.29545 | 21 | 19 | 352619.94 | 0 | 88680.4577 | 98266.5551 | 112940.0092 | -263939.4823 | -254353.3849 | -239679.9308 | 0.25149 | 0.27868 | 0.32029 | 0.26653
9181 | Lateral Hardening | Lateral Hardening-Fuse-90447989 | Laterals | 13613 | 0.16458 | 15 | 32 | 259477.81 | 0 | 64876.7277 | 72798.8821 | 83907.821 | -194601.0823 | -186678.9279 | -175569.989 | 0.25003 | 0.28056 | 0.32337 | 0.26652
13895 | Lateral Hardening | Lateral Hardening-Fuse-10158915 | Laterals | 13164 | 0.44811 | 49 | 75 | 901427.44 | 0 | 224191.0351 | 253202.0676 | 297724.7996 | -677236.4049 | -648225.3724 | -603702.6404 | 0.24871 | 0.28089 | 0.33028 | 0.26652
19624 | Lateral Hardening | Lateral Hardening-Fuse-10271834 | Laterals | 13621 | 0.26989 | 10 | 10 | 239537.22 | 0 | 60305.8852 | 66613.3869 | 76672.4065 | -179231.3348 | -172923.8331 | -162864.8135 | 0.25176 | 0.27809 | 0.32009 | 0.26649
12623 | Lateral Hardening | Lateral Hardening-Fuse-91576984 | Laterals | 14266 | 0.11345 | 10 | 2 | 141258.01 | 0 | 35126.541 | 39586.2434 | 46837.3384 | -106131.469 | -101671.7666 | -94420.6716 | 0.24867 | 0.28024 | 0.33157 | 0.26643
3025 | Lateral Hardening | Lateral Hardening-Fuse-60047164 | Laterals | 13228 | 0.28504 | 18 | 27 | 366456.88 | 0 | 92355.7123 | 101846.8828 | 116487.4463 | -274101.1677 | -264609.9972 | -249969.4337 | 0.25202 | 0.27792 | 0.31787 | 0.26638
17296 | Lateral Hardening | Lateral Hardening-Fuse-92791593 | Laterals | 13169 | 0.15398 | 7 | 0 | 100909.45 | 0 | 25066.6621 | 28274.5691 | 33507.7013 | -75842.7879 | -72634.8809 | -67401.7487 | 0.24841 | 0.2802 | 0.33206 | 0.26631
5509 | Lateral Hardening | Lateral Hardening-Fuse-90569388 | Laterals | 13128 | 0.20265 | 14 | 22 | 259424.8 | 0 | 65312.3513 | 72183.8583 | 82326.038 | -194112.4487 | -187240.9417 | -177098.762 | 0.25176 | 0.27825 | 0.31734 | 0.26626
650 | Lateral Hardening | Lateral Hardening-Fuse-10714649 | Laterals | 13019 | 0.26705 | 16 | 15 | 205621.83 | 0 | 51245.8906 | 57531.8282 | 67265.4368 | -154375.9394 | -148090.0018 | -138356.3932 | 0.24922 | 0.27979 | 0.32713 | 0.26619
9333 | Lateral Hardening | Lateral Hardening-Fuse-93039897 | Laterals | 13813 | 0.35739 | 13 | 6 | 186637.17 | 0 | 46210.1094 | 52232.8991 | 62779.6008 | -140427.0606 | -134404.2709 | -123857.5692 | 0.24759 | 0.27986 | 0.33637 | 0.26615
7957 | Lateral Hardening | Lateral Hardening-Fuse-92312646 | Laterals | 13045 | 0.18655 | 17 | 42 | 285596.9 | 0 | 71088.4394 | 80145.291 | 93124.3694 | -214508.4606 | -205451.609 | -192472.5306 | 0.24891 | 0.28062 | 0.32607 | 0.26614
13329 | Lateral Hardening | Lateral Hardening-Fuse-92701861 | Laterals | 13299 | 0.0098485 | 1 | 31 | 50000 | 0 | 12382.6311 | 14075.1619 | 16493.9636 | -37617.3689 | -35924.8381 | -33506.0364 | 0.24765 | 0.2815 | 0.32988 | 0.26603
5649 | Lateral Hardening | Lateral Hardening-Fuse-92665751 | Laterals | 13226 | 0.45777 | 29 | 89 | 674379.73 | 0 | 168155.6909 | 188797.0303 | 218558.5021 | -506224.0391 | -485582.6997 | -455821.2279 | 0.24935 | 0.27996 | 0.32409 | 0.266
19250 | Lateral Hardening | Lateral Hardening-Fuse-91701370 | Laterals | 13458 | 0.17973 | 10 | 16 | 110683.76 | 0 | 27317.6785 | 31109.5125 | 37163.9815 | -83366.0815 | -79574.2475 | -73519.7785 | 0.24681 | 0.28107 | 0.33577 | 0.26598
7879 | Lateral Hardening | Lateral Hardening-Fuse-10759911 | Laterals | 13331 | 0.1358 | 4 | 1 | 59667.51 | 0 | 14777.0634 | 16683.7032 | 19974.5307 | -44890.4466 | -42983.8068 | -39692.9793 | 0.24766 | 0.27961 | 0.33476 | 0.26595
18476 | Lateral Hardening | Lateral Hardening-Fuse-91395706 | Laterals | 13303 | 0.19943 | 8 | 4 | 121198.08 | 0 | 30129.1431 | 33867.7719 | 39865.0815 | -91068.9369 | -87330.3081 | -81332.9985 | 0.24859 | 0.27944 | 0.32893 | 0.26588
13994 | Lateral Hardening | Lateral Hardening-Fuse-92860635 | Laterals | 13460 | 0.11061 | 6 | 4 | 109886.02 | 0 | 27510.1157 | 30575.194 | 35239.2095 | -82375.9043 | -79310.826 | -74646.8105 | 0.25035 | 0.27824 | 0.32069 | 0.26575
12611 | Lateral Hardening | Lateral Hardening-Fuse-92624875 | Laterals | 13303 | 0.26269 | 9 | 0 | 80822.07 | 0 | 19540.5638 | 22805.6692 | 29081.316 | -61281.5062 | -58016.4008 | -51740.754 | 0.24177 | 0.28217 | 0.35982 | 0.2657
12055 | Lateral Hardening | Lateral Hardening-Fuse-10689684 | Laterals | 13854 | 0.075758 | 6 | 4 | 62537.93 | 0 | 14981.0951 | 17766.7591 | 22972.9563 | -47556.8349 | -44771.1709 | -39564.9737 | 0.23955 | 0.2841 | 0.36734 | 0.26569
14048 | Lateral Hardening | Lateral Hardening-Fuse-60134133 | Laterals | 13164 | 0.29261 | 28 | 46 | 548415.06 | 0 | 135988.3917 | 153505.6867 | 180164.9727 | -412426.6683 | -394909.3733 | -368250.0873 | 0.24797 | 0.27991 | 0.32852 | 0.2656
10331 | Lateral Hardening | Lateral Hardening-Fuse-10786360 | Laterals | 14040 | 0.076326 | 5 | 1 | 99177.08 | 0 | 24716.0835 | 27638.0712 | 32191.9022 | -74460.9965 | -71539.0088 | -66985.1778 | 0.24921 | 0.27867 | 0.32459 | 0.26559
8725 | Lateral Hardening | Lateral Hardening-Fuse-92624813 | Laterals | 13303 | 0.53845 | 26 | 6 | 340038.91 | 0 | 85323.4258 | 94049.0821 | 108647.6042 | -254715.4842 | -245989.8279 | -231391.3058 | 0.25092 | 0.27658 | 0.31952 | 0.26548
16401 | Lateral Hardening | Lateral Hardening-Fuse-10745544 | Laterals | 13330 | 0.10625 | 6 | 1 | 57212.07 | 0 | 13695.5718 | 16213.3633 | 21009.0081 | -43516.4982 | -40998.7067 | -36203.0619 | 0.23938 | 0.28339 | 0.36721 | 0.26537
8578 | Lateral Hardening | Lateral Hardening-Fuse-10162612 | Laterals | 13031 | 0.16383 | 12 | 6 | 242943.14 | 0 | 59955.016 | 68230.9887 | 80081.9741 | -182988.124 | -174712.1513 | -162861.1659 | 0.24679 | 0.28085 | 0.32963 | 0.26529
5330 | Lateral Hardening | Lateral Hardening-Fuse-92022668 | Laterals | 13460 | 0.13106 | 7 | 3 | 111585.94 | 0 | 27628.1634 | 31155.7624 | 36780.643 | -83957.7766 | -80430.1776 | -74805.297 | 0.2476 | 0.27921 | 0.32962 | 0.26528
6469 | Lateral Hardening | Lateral Hardening-Fuse-10759938 | Laterals | 13331 | 0.072348 | 11 | 36 | 101759.18 | 0 | 24609.2378 | 28744.8813 | 36028.1008 | -77149.9422 | -73014.2987 | -65731.0792 | 0.24184 | 0.28248 | 0.35405 | 0.26525
16754 | Lateral Hardening | Lateral Hardening-Fuse-10128489 | Laterals | 13079 | 0.17973 | 19 | 34 | 358518.23 | 0 | 88630.9475 | 100171.9562 | 118639.7379 | -269887.2825 | -258346.2738 | -239878.4921 | 0.24721 | 0.27941 | 0.33092 | 0.26524
19343 | Lateral Hardening | Lateral Hardening-Fuse-90309641 | Laterals | 13839 | 0.054545 | 7 | 2 | 52406.37 | 0 | 12802.9356 | 14697.686 | 18056.6652 | -39603.4344 | -37708.684 | -34349.7048 | 0.2443 | 0.28046 | 0.34455 | 0.26517
13566 | Lateral Hardening | Lateral Hardening-Fuse-92001046 | Laterals | 13419 | 0.033144 | 4 | 1 | 55066.43 | 0 | 13624.9961 | 15382.2075 | 18061.169 | -41441.4339 | -39684.2225 | -37005.261 | 0.24743 | 0.27934 | 0.32799 | 0.26506
3889 | Lateral Hardening | Lateral Hardening-Fuse-93295550 | Laterals | 13808 | 0.23504 | 12 | 11 | 171013.09 | 0 | 42793.4596 | 47387.9477 | 54259.946 | -128219.6304 | -123625.1423 | -116753.144 | 0.25023 | 0.2771 | 0.31729 | 0.265
2776 | Lateral Hardening | Lateral Hardening-Fuse-91444166 | Laterals | 13461 | 0.067045 | 6 | 3 | 57883.89 | 0 | 14006.4654 | 16249.6506 | 20555.4017 | -43877.4246 | -41634.2394 | -37328.4883 | 0.24198 | 0.28073 | 0.35511 | 0.26492
12942 | Lateral Hardening | Lateral Hardening-Fuse-10166413 | Laterals | 13073 | 0.10246 | 8 | 13 | 148509.2 | 0 | 36645.3707 | 41435.8557 | 49236.9284 | -111863.8293 | -107073.3443 | -99272.2716 | 0.24675 | 0.27901 | 0.33154 | 0.26491
14173 | Lateral Hardening | Lateral Hardening-Fuse-10745591 | Laterals | 13431 | 0.16534 | 9 | 6 | 157360.77 | 0 | 39393.5455 | 43532.0946 | 49891.0059 | -117967.2245 | -113828.6754 | -107469.7641 | 0.25034 | 0.27664 | 0.31705 | 0.2649
8926 | Lateral Hardening | Lateral Hardening-Fuse-10716317 | Laterals | 13959 | 0.027083 | 4 | 1 | 50632.75 | 0 | 12514.2883 | 14128.2521 | 16588.825 | -38118.4617 | -36504.4979 | -34043.925 | 0.24716 | 0.27903 | 0.32763 | 0.26477
747 | Lateral Hardening | Lateral Hardening-Fuse-10820635 | Laterals | 14032 | 0.042235 | 3 | 1 | 50000 | 0 | 12373.8666 | 13950.2625 | 16289.6469 | -37626.1334 | -36049.7375 | -33710.3531 | 0.24748 | 0.27901 | 0.32579 | 0.26477
4853 | Lateral Hardening | Lateral Hardening-Fuse-10100691 | Laterals | 13048 | 0.09053 | 11 | 15 | 146500.22 | 0 | 36197.7702 | 40906.0479 | 47935.1431 | -110302.4498 | -105594.1721 | -98565.0769 | 0.24708 | 0.27922 | 0.3272 | 0.26474
16431 | Lateral Hardening | Lateral Hardening-Fuse-10451477 | Laterals | 13128 | 0.41098 | 37 | 41 | 600365.66 | 0 | 149980.3218 | 166241.52 | 190564.7532 | -450385.3382 | -434124.14 | -409800.9068 | 0.24981 | 0.2769 | 0.31741 | 0.2647
16048 | Lateral Hardening | Lateral Hardening-Fuse-92055133 | Laterals | 13786 | 0.66231 | 31 | 31 | 534588.07 | 0 | 133491.0701 | 148197.6848 | 169128.3805 | -401096.9999 | -386390.3852 | -365459.6895 | 0.24971 | 0.27722 | 0.31637 | 0.26463
13038 | Lateral Hardening | Lateral Hardening-Fuse-10643537 | Laterals | 13390 | 0.32292 | 15 | 7 | 166526.45 | 0 | 41191.4562 | 46314.8528 | 54506.3398 | -125334.9938 | -120211.5972 | -112020.1102 | 0.24736 | 0.27812 | 0.32731 | 0.26458
9147 | Lateral Hardening | Lateral Hardening-Fuse-93290180 | Laterals | 13213 | 0.12083 | 7 | 4 | 114665.98 | 0 | 28438.1872 | 31876.6717 | 37121.5604 | -86227.7928 | -82789.3083 | -77544.4196 | 0.24801 | 0.278 | 0.32374 | 0.26458
3529 | Lateral Hardening | Lateral Hardening-Fuse-10655460 | Laterals | 13188 | 0.33996 | 31 | 44 | 566249.32 | 0 | 139739.0984 | 157761.8054 | 186427.002 | -426510.2216 | -408487.5146 | -379822.318 | 0.24678 | 0.27861 | 0.32923 | 0.26457
7378 | Lateral Hardening | Lateral Hardening-Fuse-10612096 | Laterals | 13927 | 0.10076 | 7 | 2 | 60685.61 | 0 | 14544.9616 | 17094.7336 | 21989.8719 | -46140.6484 | -43590.8764 | -38695.7381 | 0.23968 | 0.28169 | 0.36236 | 0.26455
7740 | Lateral Hardening | Lateral Hardening-Fuse-91333553 | Laterals | 13268 | 0.18277 | 10 | 4 | 164264.89 | 0 | 40590.5115 | 45634.2908 | 53966.9528 | -123674.3785 | -118630.5992 | -110297.9372 | 0.2471 | 0.27781 | 0.32854 | 0.26446
6632 | Lateral Hardening | Lateral Hardening-Fuse-93059009 | Laterals | 13593 | 0.22197 | 18 | 39 | 346308.25 | 0 | 85318.3601 | 96406.2999 | 114340.6269 | -260989.8899 | -249901.9501 | -231967.6231 | 0.24637 | 0.27838 | 0.33017 | 0.26435
6199 | Lateral Hardening | Lateral Hardening-Fuse-92831480 | Laterals | 13390 | 0.13125 | 6 | 2 | 107671.68 | 0 | 26687.1519 | 29877.0125 | 34849.2431 | -80984.5281 | -77794.6675 | -72822.4369 | 0.24786 | 0.27748 | 0.32366 | 0.26433
6039 | Lateral Hardening | Lateral Hardening-Fuse-93082501 | Laterals | 13373 | 0.92784 | 70 | 415 | 964774.93 | 0 | 241126.8583 | 265722.836 | 305259.1528 | -723648.0717 | -699052.094 | -659515.7772 | 0.24993 | 0.27542 | 0.3164 | 0.26423
9286 | Lateral Hardening | Lateral Hardening-Fuse-90942159 | Laterals | 13840 | 0.2392 | 18 | 23 | 262462.62 | 0 | 65193.4667 | 72798.6514 | 83695.0381 | -197269.1533 | -189663.9686 | -178767.5819 | 0.24839 | 0.27737 | 0.31888 | 0.26413
12604 | Lateral Hardening | Lateral Hardening-Fuse-60541999 | Laterals | 13344 | 0.26212 | 17 | 8 | 262167.77 | 0 | 65194.2881 | 72521.7272 | 83739.5709 | -196973.4819 | -189646.0428 | -178428.1991 | 0.24867 | 0.27662 | 0.31941 | 0.26413
18991 | Lateral Hardening | Lateral Hardening-Fuse-92772325 | Laterals | 13065 | 0.23674 | 24 | 31 | 369794.5 | 0 | 92138.0158 | 102148.5336 | 117436.303 | -277656.4842 | -267645.9664 | -252358.197 | 0.24916 | 0.27623 | 0.31757 | 0.26412
2867 | Lateral Hardening | Lateral Hardening-Fuse-60008399 | Laterals | 13090 | 0.087121 | 8 | 14 | 151164.26 | 0 | 37148.0338 | 42060.9787 | 49965.9683 | -114016.2262 | -109103.2813 | -101198.2917 | 0.24575 | 0.27825 | 0.33054 | 0.26398
7128 | Lateral Hardening | Lateral Hardening-Fuse-93227790 | Laterals | 13459 | 0.16269 | 7 | 6 | 117635.84 | 0 | 29240.7161 | 32522.9247 | 37444.3358 | -88395.1239 | -85112.9153 | -80191.5042 | 0.24857 | 0.27647 | 0.31831 | 0.26391
10934 | Lateral Hardening | Lateral Hardening-Fuse-92199620 | Laterals | 13909 | 0.13182 | 9 | 17 | 249081.54 | 0 | 61200.0138 | 69541.3168 | 81513.7052 | -187881.5262 | -179540.2232 | -167567.8348 | 0.2457 | 0.27919 | 0.32726 | 0.2639
14254 | Lateral Hardening | Lateral Hardening-Fuse-10679361 | Laterals | 13807 | 0.12803 | 9 | 5 | 110825.42 | 0 | 27313.7721 | 30741.6566 | 36188.9729 | -83511.6479 | -80083.7634 | -74636.4471 | 0.24646 | 0.27739 | 0.32654 | 0.26375
15501 | Lateral Hardening | Lateral Hardening-Fuse-10671282 | Laterals | 13724 | 0.11856 | 5 | 12 | 73955.17 | 0 | 18083.1429 | 20611.3901 | 24553.5436 | -55872.0271 | -53343.7799 | -49401.6264 | 0.24451 | 0.2787 | 0.33201 | 0.26352
6193 | Lateral Hardening | Lateral Hardening-Fuse-92065130 | Laterals | 13705 | 0.18409 | 14 | 30 | 250835.07 | 0 | 61549.2683 | 69763.1333 | 82376.4448 | -189285.8017 | -181071.9367 | -168458.6252 | 0.24538 | 0.27812 | 0.32841 | 0.2635
7327 | Lateral Hardening | Lateral Hardening-Fuse-60047144 | Laterals | 13228 | 0.21534 | 17 | 18 | 196886.13 | 0 | 48288.0108 | 54683.2026 | 64937.2912 | -148598.1192 | -142202.9274 | -131948.8388 | 0.24526 | 0.27774 | 0.32982 | 0.26346
14314 | Lateral Hardening | Lateral Hardening-Fuse-92129501 | Laterals | 13412 | 0.3661 | 26 | 36 | 364593.04 | 0 | 90415.7481 | 100638.0261 | 115430.4194 | -274177.2919 | -263955.0139 | -249162.6206 | 0.24799 | 0.27603 | 0.3166 | 0.26326
17155 | Lateral Hardening | Lateral Hardening-Fuse-60081634 | Laterals | 13418 | 0.066477 | 6 | 16 | 108417.99 | 0 | 26720.8625 | 30052.9679 | 34936.2085 | -81697.1275 | -78365.0221 | -73481.7815 | 0.24646 | 0.2772 | 0.32224 | 0.26326
1495 | Lateral Hardening | Lateral Hardening-Fuse-10758589 | Laterals | 13422 | 0.051705 | 5 | 1 | 157496.08 | 0 | 38706.2363 | 43662.0453 | 51320.096 | -118789.8437 | -113834.0347 | -106175.984 | 0.24576 | 0.27723 | 0.32585 | 0.26321
10321 | Lateral Hardening | Lateral Hardening-Fuse-10477198 | Laterals | 13326 | 0.11496 | 7 |  | 94842.75 | 0 | 23200.2097 | 26306.4849 | 31487.3077 | -71642.5403 | -68536.2651 | -63355.4423 | 0.24462 | 0.27737 | 0.33199 | 0.26318
16877 | Lateral Hardening | Lateral Hardening-Fuse-10916834 | Laterals | 13805 | 0.19318 | 10 | 12 | 131451.3 | 0 | 32354.5479 | 36435.7571 | 42442.16 | -99096.7521 | -95015.5429 | -89009.14 | 0.24613 | 0.27718 | 0.32287 | 0.26312
733 | Lateral Hardening | Lateral Hardening-Fuse-10635141 | Laterals | 13242 | 0.41496 | 22 | 19 | 305292.59 | 0 | 75716.7386 | 84062.1666 | 96724.9099 | -229575.8514 | -221230.4234 | -208567.6801 | 0.24801 | 0.27535 | 0.31683 | 0.2631
5979 | Lateral Hardening | Lateral Hardening-Fuse-10829434 | Laterals | 13687 | 0.11155 | 7 | 2 | 162325.31 | 0 | 39788.5279 | 45122.5177 | 52911.4161 | -122536.7821 | -117202.7923 | -109413.8939 | 0.24512 | 0.27798 | 0.32596 | 0.26306
483 | Lateral Hardening | Lateral Hardening-Fuse-10813144 | Laterals | 13341 | 0.25057 | 17 | 7 | 161531.13 | 0 | 39414.761 | 44816.0542 | 53895.0339 | -122116.369 | -116715.0758 | -107636.0961 | 0.24401 | 0.27745 | 0.33365 | 0.263
2280 | Lateral Hardening | Lateral Hardening-Fuse-91174686 | Laterals | 13298 | 0.58504 | 30 | 6 | 272267.11 | 0 | 66816.0339 | 75334.6029 | 89097.3815 | -205451.0761 | -196932.5071 | -183169.7285 | 0.24541 | 0.27669 | 0.32724 | 0.26298
13922 | Lateral Hardening | Lateral Hardening-Fuse-60418185 | Laterals | 13724 | 0.22576 | 10 | 10 | 106648.58 | 0 | 26133.5204 | 29586.1179 | 34843.6007 | -80515.0596 | -77062.4621 | -71804.9793 | 0.24504 | 0.27742 | 0.32671 | 0.26292
5960 | Lateral Hardening | Lateral Hardening-Fuse-91471792 | Laterals | 13102 | 0.16042 | 15 | 31 | 251271.53 | 0 | 61818.8562 | 69682.1078 | 80574.0099 | -189452.6738 | -181589.4222 | -170697.5201 | 0.24602 | 0.27732 | 0.32067 | 0.26288
11992 | Lateral Hardening | Lateral Hardening-Fuse-60076448 | Laterals | 13036 | 0.1142 | 14 | 22 | 168117.72 | 0 | 41135.8403 | 46608.2673 | 55166.3666 | -126981.8797 | -121509.4527 | -112951.3534 | 0.24468 | 0.27724 | 0.32814 | 0.2628
13528 | Lateral Hardening | Lateral Hardening-Fuse-10612126 | Laterals | 13927 | 0.23049 | 12 | 7 | 122762.08 | 0 | 30007.5377 | 34015.3947 | 40474.3306 | -92754.5423 | -88746.6853 | -82287.7494 | 0.24444 | 0.27708 | 0.3297 | 0.26276
6188 | Lateral Hardening | Lateral Hardening-Fuse-10627047 | Laterals | 13147 | 0.098674 | 7 | 9 | 83583.79 | 0 | 20323.4143 | 23174.2847 | 28121.481 | -63260.3757 | -60409.5053 | -55462.309 | 0.24315 | 0.27726 | 0.33645 | 0.26271
6474 | Lateral Hardening | Lateral Hardening-Fuse-10487467 | Laterals | 13458 | 0.18333 | 9 | 8 | 111491.5 | 0 | 27269.2719 | 30851.0644 | 36557.7497 | -84222.2281 | -80640.4356 | -74933.7503 | 0.24459 | 0.27671 | 0.3279 | 0.26256
13529 | Lateral Hardening | Lateral Hardening-Fuse-91983145 | Laterals | 13298 | 0.16553 | 8 | 2 | 62138.69 | 0 | 14959.5994 | 17272.7524 | 21538.5872 | -47179.0906 | -44865.9376 | -40600.1028 | 0.24075 | 0.27797 | 0.34662 | 0.2625
2263 | Lateral Hardening | Lateral Hardening-Fuse-10465302 | Laterals | 13434 | 0.11307 | 7 | 1 | 57778.71 | 0 | 13594.3354 | 16236.327 | 21364.6058 | -44184.3746 | -41542.383 | -36414.1042 | 0.23528 | 0.28101 | 0.36977 | 0.26245
18622 | Lateral Hardening | Lateral Hardening-Fuse-10151670 | Laterals | 13153 | 0.032008 | 1 | 7 | 50000 | 0 | 12241.7158 | 13857.9926 | 16137.8118 | -37758.2842 | -36142.0074 | -33862.1882 | 0.24483 | 0.27716 | 0.32276 | 0.26232
2645 | Lateral Hardening | Lateral Hardening-Fuse-92177230 | Laterals | 13685 | 0.012879 | 3 | 53 | 50000 | 0 | 12209.4588 | 13849.9916 | 16301.4453 | -37790.5412 | -36150.0084 | -33698.5547 | 0.24419 | 0.277 | 0.32603 | 0.26222
1367 | Lateral Hardening | Lateral Hardening-Fuse-10657042 | Laterals | 13098 | 0.073674 | 6 | 23 | 53996.11 | 0 | 12952.3606 | 15028.2887 | 18735.9937 | -41043.7494 | -38967.8213 | -35260.1163 | 0.23988 | 0.27832 | 0.34699 | 0.26212
14381 | Lateral Hardening | Lateral Hardening-Fuse-92202928 | Laterals | 13754 | 0.29091 | 32 | 59 | 513272.64 | 0 | 126337.1227 | 141429.7733 | 162951.9832 | -386935.5173 | -371842.8667 | -350320.6568 | 0.24614 | 0.27555 | 0.31748 | 0.2621
7510 | Lateral Hardening | Lateral Hardening-Fuse-92779228 | Laterals | 13530 | 0.30909 | 17 | 46 | 412498.65 | 0 | 101317.3408 | 113843.5046 | 131510.9813 | -311181.3092 | -298655.1454 | -280987.6687 | 0.24562 | 0.27599 | 0.31882 | 0.26205
18799 | Lateral Hardening | Lateral Hardening-Fuse-92632768 | Laterals | 13433 | 0.10833 | 11 | 1 | 96580.16 | 0 | 23568.8112 | 26739.7207 | 31317.5306 | -73011.3488 | -69840.4393 | -65262.6294 | 0.24403 | 0.27687 | 0.32426 | 0.26191
17535 | Lateral Hardening | Lateral Hardening-Fuse-10479383 | Laterals | 14012 | 0.22405 | 16 | 26 | 280853.42 | 0 | 69369.2676 | 77163.2898 | 87758.1054 | -211484.1524 | -203690.1302 | -193095.3146 | 0.24699 | 0.27475 | 0.31247 | 0.26187
1796 | Lateral Hardening | Lateral Hardening-Fuse-10372446 | Laterals | 13097 | 0.21723 | 12 | 3 | 149883.53 | 0 | 37015.9646 | 41062.7329 | 47113.8167 | -112867.5654 | -108820.7971 | -102769.7133 | 0.24696 | 0.27396 | 0.31434 | 0.2618
2638 | Lateral Hardening | Lateral Hardening-Fuse-10655446 | Laterals | 13188 | 0.30739 | 21 | 15 | 324575.52 | 0 | 80241.1811 | 88865.0914 | 101657.6082 | -244334.3389 | -235710.4286 | -222917.9118 | 0.24722 | 0.27379 | 0.3132 | 0.26179
19754 | Lateral Hardening | Lateral Hardening-Fuse-10101291 | Laterals | 13046 | 0.10057 | 11 | 16 | 143404.44 | 0 | 34983.5674 | 39609.7762 | 46524.0843 | -108420.8726 | -103794.6638 | -96880.3557 | 0.24395 | 0.27621 | 0.32443 | 0.26168
1332 | Lateral Hardening | Lateral Hardening-Fuse-10876230 | Laterals | 14024 | 0.23542 | 19 | 14 | 207127.82 | 0 | 50560.7427 | 57051.8733 | 67408.1454 | -156567.0773 | -150075.9467 | -139719.6746 | 0.2441 | 0.27544 | 0.32544 | 0.26164
17854 | Lateral Hardening | Lateral Hardening-Fuse-10366518 | Laterals | 13089 | 0.22936 | 20 | 30 | 337027.39 | 0 | 83174.5084 | 92428.6344 | 105296.3067 | -253852.8816 | -244598.7556 | -231731.0833 | 0.24679 | 0.27425 | 0.31243 | 0.26159
10341 | Lateral Hardening | Lateral Hardening-Fuse-93247228 | Laterals | 13175 | 0.13447 | 13 | 22 | 161941.9 | 0 | 39386.9825 | 44630.9962 | 53041.9942 | -122554.9175 | -117310.9038 | -108899.9058 | 0.24322 | 0.2756 | 0.32754 | 0.26136
2565 | Lateral Hardening | Lateral Hardening-Fuse-92661401 | Laterals | 13685 | 0.13712 | 7 | 2 | 112089.62 | 0 | 27328.376 | 30822.9528 | 36508.1195 | -84761.244 | -81266.6672 | -75581.5005 | 0.24381 | 0.27498 | 0.3257 | 0.26135
751 | Lateral Hardening | Lateral Hardening-Fuse-10726540 | Laterals | 13648 | 0.49186 | 26 | 35 | 491181.46 | 0 | 121247.6402 | 134190.7285 | 152927.2182 | -369933.8198 | -356990.7315 | -338254.2418 | 0.24685 | 0.2732 | 0.31135 | 0.2612
2508 | Lateral Hardening | Lateral Hardening-Fuse-93250323 | Laterals | 13175 | 0.074432 | 5 | 2 | 156553.11 | 0 | 38117.4609 | 43238.8664 | 50473.4297 | -118435.6491 | -113314.2436 | -106079.6803 | 0.24348 | 0.27619 | 0.3224 | 0.26119
13114 | Lateral Hardening | Lateral Hardening-Fuse-91402122 | Laterals | 13298 | 0.56572 | 23 | 12 | 259684.42 | 0 | 63354.4254 | 71317.7918 | 84161.7618 | -196329.9946 | -188366.6282 | -175522.6582 | 0.24397 | 0.27463 | 0.32409 | 0.26118
17473 | Lateral Hardening | Lateral Hardening-Fuse-91931291 | Laterals | 13948 | 0.12557 | 12 | 37 | 216269.47 | 0 | 52847.0365 | 59443.7966 | 69418.9124 | -163422.4335 | -156825.6734 | -146850.5576 | 0.24436 | 0.27486 | 0.32098 | 0.26117
15219 | Lateral Hardening | Lateral Hardening-Fuse-93033145 | Laterals | 13579 | 0.071591 | 4 | 2 | 58261.65 | 0 | 14127.2779 | 16036.8423 | 19283.3165 | -44134.3721 | -42224.8077 | -38978.3335 | 0.24248 | 0.27526 | 0.33098 | 0.26116
19281 | Lateral Hardening | Lateral Hardening-Fuse-90284723 | Laterals | 13807 | 0.15511 | 8 | 12 | 140077.56 | 0 | 34354.8252 | 38446.4219 | 44266.604 | -105722.7348 | -101631.1381 | -95810.956 | 0.24526 | 0.27447 | 0.31601 | 0.26109
6892 | Lateral Hardening | Lateral Hardening-Fuse-93293569 | Laterals | 13808 | 0.12803 | 6 |  | 55092.17 | 0 | 12946.5347 | 15364.3942 | 20005.9916 | -42145.6353 | -39727.7758 | -35086.1784 | 0.235 | 0.27889 | 0.36314 | 0.26098
3186 | Lateral Hardening | Lateral Hardening-Fuse-93047775 | Laterals | 13813 | 0.5714 | 24 | 17 | 435420.94 | 0 | 105458.8464 | 119917.4276 | 143755.7981 | -329962.0936 | -315503.5124 | -291665.1419 | 0.2422 | 0.27541 | 0.33015 | 0.26096
19558 | Lateral Hardening | Lateral Hardening-Fuse-93062591 | Laterals | 13830 | 0.069886 | 8 | 11 | 136747.66 | 0 | 33139.4408 | 37628.2527 | 45066.4613 | -103608.2192 | -99119.4073 | -91681.1987 | 0.24234 | 0.27517 | 0.32956 | 0.26091
12878 | Lateral Hardening | Lateral Hardening-Fuse-92047124 | Laterals | 13785 | 0.07822 | 6 | 1 | 54882.55 | 0 | 12838.8272 | 15333.2549 | 20139.6538 | -42043.7228 | -39549.2951 | -34742.8962 | 0.23393 | 0.27938 | 0.36696 | 0.26087
7504 | Lateral Hardening | Lateral Hardening-Fuse-90998981 | Laterals | 13088 | 0.16307 | 16 | 23 | 220051.89 | 0 | 53665.2536 | 60507.1978 | 70467.9765 | -166386.6364 | -159544.6922 | -149583.9135 | 0.24388 | 0.27497 | 0.32023 | 0.26084
6925 | Lateral Hardening | Lateral Hardening-Fuse-91970348 | Laterals | 13043 | 0.15777 | 14 | 24 | 232114.42 | 0 | 56877.3462 | 63748.9957 | 72814.1996 | -175237.0738 | -168365.4243 | -159300.2204 | 0.24504 | 0.27464 | 0.3137 | 0.26079
15549 | Lateral Hardening | Lateral Hardening-Fuse-93206516 | Laterals | 13656 | 0.28485 | 13 | 13 | 183521.39 | 0 | 44900.1321 | 50300.021 | 58273.4352 | -138621.2579 | -133221.369 | -125247.9548 | 0.24466 | 0.27408 | 0.31753 | 0.26077
1294 | Lateral Hardening | Lateral Hardening-Fuse-91017617 | Laterals | 13624 | 0.094886 | 5 | 3 | 59688.99 | 0 | 14563.0312 | 16361.7378 | 19185.3182 | -45125.9588 | -43327.2522 | -40503.6718 | 0.24398 | 0.27412 | 0.32142 | 0.26077
16347 | Lateral Hardening | Lateral Hardening-Fuse-91895327 | Laterals | 13298 | 0.12746 | 9 | 4 | 106339.52 | 0 | 25874.4972 | 29187.4408 | 34452.1192 | -80465.0228 | -77152.0792 | -71887.4008 | 0.24332 | 0.27447 | 0.32398 | 0.26073
4452 | Lateral Hardening | Lateral Hardening-Fuse-91103421 | Laterals | 13373 | 0.31023 | 20 | 42 | 407341.62 | 0 | 100313.8606 | 111189.3878 | 126355.861 | -307027.7594 | -296152.2322 | -280985.759 | 0.24626 | 0.27296 | 0.3102 | 0.26067
6482 | Lateral Hardening | Lateral Hardening-Fuse-93062116 | Laterals | 13813 | 0.12898 | 7 | 1 | 59100.87 | 0 | 13799.2498 | 16483.8551 | 21697.1197 | -45301.6202 | -42617.0149 | -37403.7503 | 0.23349 | 0.27891 | 0.36712 | 0.26048
1723 | Lateral Hardening | Lateral Hardening-Fuse-60114882 | Laterals | 13600 | 0.29261 | 22 | 38 | 290481.3 | 0 | 70491.7269 | 79888.7736 | 93783.4629 | -219989.5731 | -210592.5264 | -196697.8371 | 0.24267 | 0.27502 | 0.32286 | 0.2604
6140 | Lateral Hardening | Lateral Hardening-Fuse-60467591 | Laterals | 13657 | 0.44318 | 26 | 12 | 457426.89 | 0 | 112455.5471 | 124163.7942 | 143437.8444 | -344971.3429 | -333263.0958 | -313989.0456 | 0.24584 | 0.27144 | 0.31358 | 0.2603
8113 | Lateral Hardening | Lateral Hardening-Fuse-10920949 | Laterals | 13797 | 0.27102 | 17 | 22 | 277610.19 | 0 | 68242.7734 | 75615.114 | 86050.6805 | -209367.4166 | -201995.076 | -191559.5095 | 0.24582 | 0.27238 | 0.30997 | 0.2602
8544 | Lateral Hardening | Lateral Hardening-Fuse-92575715 | Laterals | 13698 | 0.37803 | 23 | 30 | 335436.12 | 0 | 81578.1604 | 91832.3654 | 107500.9737 | -253857.9596 | -243603.7546 | -227935.1463 | 0.2432 | 0.27377 | 0.32048 | 0.2601
2946 | Lateral Hardening | Lateral Hardening-Fuse-93130371 | Laterals | 13786 | 0.089773 | 6 | 1 | 51404.01 | 0 | 12451.9867 | 14065.1726 | 16793.5899 | -38952.0233 | -37338.8374 | -34610.4201 | 0.24224 | 0.27362 | 0.3267 | 0.2601
11957 | Lateral Hardening | Lateral Hardening-Fuse-93269416 | Laterals | 13080 | 0.057197 | 4 | 1 | 55588.09 | 0 | 13472.3097 | 15301.0606 | 17838.5271 | -42115.7803 | -40287.0294 | -37749.5629 | 0.24236 | 0.27526 | 0.32091 | 0.26008
1429 | Lateral Hardening | Lateral Hardening-Fuse-10368992 | Laterals | 13099 | 0.069697 | 6 | 5 | 69894.25 | 0 | 16856.7686 | 19190.1144 | 23034.1046 | -53037.4814 | -50704.1356 | -46860.1454 | 0.24118 | 0.27456 | 0.32956 | 0.26003
1227 | Lateral Hardening | Lateral Hardening-Fuse-60170358 | Laterals | 13217 | 0.17784 | 14 | 31 | 238525.65 | 0 | 57518.1272 | 65403.8354 | 78685.1851 | -181007.5228 | -173121.8146 | -159840.4649 | 0.24114 | 0.2742 | 0.32988 | 0.25993
5232 | Lateral Hardening | Lateral Hardening-Fuse-60434187 | Laterals | 13669 | 0.19792 | 14 | 8 | 163998.05 | 0 | 39973.1908 | 44761.0245 | 51959.8225 | -124024.8592 | -119237.0255 | -112038.2275 | 0.24374 | 0.27294 | 0.31683 | 0.25981
3205 | Lateral Hardening | Lateral Hardening-Fuse-10556749 | Laterals | 13298 | 0.36117 | 21 | 6 | 214666.54 | 0 | 51051.7811 | 58984.6805 | 74101.8296 | -163614.7589 | -155681.8595 | -140564.7104 | 0.23782 | 0.27477 | 0.3452 | 0.25964
5730 | Lateral Hardening | Lateral Hardening-Fuse-91484981 | Laterals | 13911 | 0.073674 | 4 | 2 | 58434.79 | 0 | 14081.0676 | 15996.4794 | 19230.6619 | -44353.7224 | -42438.3106 | -39204.1281 | 0.24097 | 0.27375 | 0.3291 | 0.25962
1241 | Lateral Hardening | Lateral Hardening-Fuse-10075189 | Laterals | 13656 | 0.14205 | 6 |  | 50000 | 0 | 11605.1704 | 13913.5742 | 18405.6538 | -38394.8296 | -36086.4258 | -31594.3462 | 0.2321 | 0.27827 | 0.36811 | 0.25955
10831 | Lateral Hardening | Lateral Hardening-Fuse-10080909 | Laterals | 14000 | 0.061742 | 6 | 9 | 96947.74 | 0 | 23434.6959 | 26601.3307 | 31213.996 | -73513.0441 | -70346.4093 | -65733.744 | 0.24173 | 0.27439 | 0.32197 | 0.25955
11776 | Lateral Hardening | Lateral Hardening-Fuse-92631642 | Laterals | 13303 | 0.17727 | 11 | 3 | 110987.82 | 0 | 26491.3157 | 30525.869 | 37535.6957 | -84496.5043 | -80461.951 | -73452.1243 | 0.23869 | 0.27504 | 0.3382 | 0.25954
2991 | Lateral Hardening | Lateral Hardening-Fuse-92257353 | Laterals | 13227 | 0.23939 | 18 | 22 | 286001.68 | 0 | 70031.0169 | 77694.2302 | 88795.8204 | -215970.6631 | -208307.4498 | -197205.8596 | 0.24486 | 0.27166 | 0.31047 | 0.25946
19073 | Lateral Hardening | Lateral Hardening-Fuse-91942767 | Laterals | 13023 | 0.15549 | 10 | 12 | 177209.65 | 0 | 43065.6802 | 48330.0019 | 56279.9623 | -134143.9698 | -128879.6481 | -120929.6877 | 0.24302 | 0.27273 | 0.31759 | 0.25939
16265 | Lateral Hardening | Lateral Hardening-Fuse-60648690 | Laterals | 13236 | 0.17576 | 8 | 0 | 104296.2 | 0 | 25086.2621 | 28521.3703 | 34445.9428 | -79209.9379 | -75774.8297 | -69850.2572 | 0.24053 | 0.27347 | 0.33027 | 0.25938
3802 | Lateral Hardening | Lateral Hardening-Fuse-10918236 | Laterals | 14069 | 0.30814 | 20 | 18 | 376441.73 | 0 | 92338.0845 | 101660.3662 | 117098.8972 | -284103.6455 | -274781.3638 | -259342.8328 | 0.24529 | 0.27006 | 0.31107 | 0.2593
19350 | Lateral Hardening | Lateral Hardening-Fuse-10761272 | Laterals | 13330 | 0.17481 | 10 | 3 | 110783.2 | 0 | 26543.0706 | 30368.8542 | 36807.7226 | -84240.1294 | -80414.3458 | -73975.4774 | 0.23959 | 0.27413 | 0.33225 | 0.25922
18592 | Lateral Hardening | Lateral Hardening-Fuse-92256973 | Laterals | 13039 | 0.16932 | 10 | 20 | 137328.06 | 0 | 33158.9801 | 37550.7209 | 44339.3231 | -104169.0799 | -99777.3391 | -92988.7369 | 0.24146 | 0.27344 | 0.32287 | 0.25919
4283 | Lateral Hardening | Lateral Hardening-Fuse-90116385 | Laterals | 13896 | 0.1661 | 10 | 20 | 217086.98 | 0 | 52445.0252 | 59317.9788 | 70039.5187 | -164641.9548 | -157769.0012 | -147047.4613 | 0.24159 | 0.27325 | 0.32263 | 0.25919
14517 | Lateral Hardening | Lateral Hardening-Fuse-10793192 | Laterals | 13470 | 1.5328 | 87 | 121 | 2100854.68 | 0 | 515045.6129 | 569566.768 | 645913.209 | -1585809.0671 | -1531287.912 | -1454941.471 | 0.24516 | 0.27111 | 0.30745 | 0.25917
11207 | Lateral Hardening | Lateral Hardening-Fuse-91677694 | Laterals | 13198 | 0.072917 | 11 | 12 | 138193.76 | 0 | 32739.3427 | 37987.8108 | 47755.9953 | -105454.4173 | -100205.9492 | -90437.7647 | 0.23691 | 0.27489 | 0.34557 | 0.25917
7007 | Lateral Hardening | Lateral Hardening-Fuse-10087590 | Laterals | 13389 | 0.14583 | 10 | 10 | 180336.91 | 0 | 43856.6445 | 49051.4023 | 56849.2137 | -136480.2655 | -131285.5077 | -123487.6963 | 0.24319 | 0.272 | 0.31524 | 0.25904
7381 | Lateral Hardening | Lateral Hardening-Fuse-10599396 | Laterals | 13473 | 0.3536 | 23 | 26 | 272189.38 | 0 | 65721.5517 | 74393.7553 | 87422.2817 | -206467.8283 | -197795.6247 | -184767.0983 | 0.24146 | 0.27332 | 0.32118 | 0.25899
13547 | Lateral Hardening | Lateral Hardening-Fuse-60093415 | Laterals | 13520 | 0.23447 | 19 | 27 | 273859.12 | 0 | 65925.9057 | 74805.501 | 89277.7934 | -207933.2143 | -199053.619 | -184581.3266 | 0.24073 | 0.27315 | 0.326 | 0.25898
13525 | Lateral Hardening | Lateral Hardening-Fuse-10166414 | Laterals | 13073 | 0.20644 | 15 | 28 | 280991.54 | 0 | 68686.8774 | 76263.1232 | 86803.3169 | -212304.6626 | -204728.4168 | -194188.2231 | 0.24444 | 0.27141 | 0.30892 | 0.25898
13563 | Lateral Hardening | Lateral Hardening-Fuse-92210896 | Laterals | 13370 | 0.19242 | 17 | 30 | 253931.59 | 0 | 61528.986 | 69253.1504 | 80460.2934 | -192402.604 | -184678.4396 | -173471.2966 | 0.24231 | 0.27272 | 0.31686 | 0.25889
12345 | Lateral Hardening | Lateral Hardening-Fuse-10645564 | Laterals | 13148 | 0.19943 | 12 | 5 | 120689.4 | 0 | 29095.1733 | 32873.8144 | 39239.1913 | -91594.2267 | -87815.5856 | -81450.2087 | 0.24107 | 0.27238 | 0.32513 | 0.25887
9166 | Lateral Hardening | Lateral Hardening-Fuse-10650572 | Laterals | 13391 | 0.18428 | 9 | 4 | 103201.52 | 0 | 25145.8848 | 27944.7024 | 32371.9072 | -78055.6352 | -75256.8176 | -70829.6128 | 0.24366 | 0.27078 | 0.31368 | 0.2588
7771 | Lateral Hardening | Lateral Hardening-Fuse-90241628 | Laterals | 13136 | 0.13106 | 10 | 0 | 92869.03 | 0 | 22058.4236 | 25457.9508 | 31575.8225 | -70810.6064 | -67411.0792 | -61293.2075 | 0.23752 | 0.27413 | 0.34 | 0.25875
1441 | Lateral Hardening | Lateral Hardening-Fuse-91745973 | Laterals | 13621 | 0.36155 | 19 | 18 | 340867.16 | 0 | 83345.7246 | 92065.7029 | 105630.6265 | -257521.4354 | -248801.4571 | -235236.5335 | 0.24451 | 0.27009 | 0.30989 | 0.25872
9149 | Lateral Hardening | Lateral Hardening-Fuse-10247854 | Laterals | 13217 | 0.22121 | 18 | 36 | 382123.97 | 0 | 92381.6036 | 104099.8208 | 122044.6536 | -289742.3664 | -278024.1492 | -260079.3164 | 0.24176 | 0.27242 | 0.31938 | 0.25872
2218 | Lateral Hardening | Lateral Hardening-Fuse-92772365 | Laterals | 13065 | 0.23883 | 18 | 29 | 206697.89 | 0 | 49700.7585 | 56359.9033 | 67482.6789 | -156997.1315 | -150337.9867 | -139215.2111 | 0.24045 | 0.27267 | 0.32648 | 0.25872
2982 | Lateral Hardening | Lateral Hardening-Fuse-10255345 | Laterals | 13586 | 0.11875 | 8 | 2 | 102194.16 | 0 | 24664.8008 | 27819.8861 | 32914.9686 | -77529.3592 | -74374.2739 | -69279.1914 | 0.24135 | 0.27223 | 0.32208 | 0.25869
814 | Lateral Hardening | Lateral Hardening-Fuse-10627032 | Laterals | 13147 | 0.11231 | 5 |  | 53785.75 | 0 | 12996.4969 | 14623.2073 | 17276.0849 | -40789.2531 | -39162.5427 | -36509.6651 | 0.24163 | 0.27188 | 0.3212 | 0.25866
7775 | Lateral Hardening | Lateral Hardening-Fuse-60015412 | Laterals | 13008 | 0.31402 | 19 | 21 | 366969.82 | 0 | 89081.3817 | 99558.567 | 115619.9588 | -277888.4383 | -267411.253 | -251349.8612 | 0.24275 | 0.2713 | 0.31507 | 0.25855
14810 | Lateral Hardening | Lateral Hardening-Fuse-10793101 | Laterals | 13470 | 0.12708 | 6 |  | 55013.47 | 0 | 13036.321 | 15043.0249 | 18866.2539 | -41977.149 | -39970.4451 | -36147.2161 | 0.23697 | 0.27344 | 0.34294 | 0.25851
7354 | Lateral Hardening | Lateral Hardening-Fuse-60224272 | Laterals | 13041 | 0.23163 | 14 | 17 | 289127.79 | 0 | 70554.3691 | 78012.2206 | 89799.5562 | -218573.4209 | -211115.5694 | -199328.2338 | 0.24402 | 0.26982 | 0.31059 | 0.25842
5812 | Lateral Hardening | Lateral Hardening-Fuse-92639921 | Laterals | 13705 | 0.12898 | 6 | 5 | 114834.12 | 0 | 27910.6076 | 31069.1995 | 35904.0246 | -86923.5124 | -83764.9205 | -78930.0954 | 0.24305 | 0.27056 | 0.31266 | 0.25826
15007 | Lateral Hardening | Lateral Hardening-Fuse-10374540 | Laterals | 13547 | 0.11496 | 14 | 33 | 212123.93 | 0 | 51078.0836 | 57810.1955 | 67914.8131 | -161045.8464 | -154313.7345 | -144209.1169 | 0.24079 | 0.27253 | 0.32017 | 0.25825
4357 | Lateral Hardening | Lateral Hardening-Fuse-60477098 | Laterals | 13808 | 0.21553 | 12 | 3 | 109728.62 | 0 | 26417.5492 | 29798.3662 | 35431.9222 | -83311.0708 | -79930.2538 | -74296.6978 | 0.24075 | 0.27156 | 0.32291 | 0.25821
3741 | Lateral Hardening | Lateral Hardening-Fuse-91059075 | Laterals | 14024 | 0.26231 | 16 | 12 | 226100.26 | 0 | 54629.0205 | 61329.0452 | 71897.581 | -171471.2395 | -164771.2148 | -154202.679 | 0.24161 | 0.27125 | 0.31799 | 0.25814
19330 | Lateral Hardening | Lateral Hardening-Fuse-60081646 | Laterals | 13418 | 0.1161 | 10 | 22 | 172205.12 | 0 | 41591.4411 | 46888.83 | 54305.8428 | -130613.6789 | -125316.29 | -117899.2772 | 0.24152 | 0.27228 | 0.31536 | 0.25813
2670 | Lateral Hardening | Lateral Hardening-Fuse-90523072 | Laterals | 13459 | 0.032765 | 7 | 16 | 142208.2 | 0 | 34231.4973 | 38661.8607 | 45652.6331 | -107976.7027 | -103546.3393 | -96555.5669 | 0.24071 | 0.27187 | 0.32103 | 0.25809
14398 | Lateral Hardening | Lateral Hardening-Fuse-10636033 | Laterals | 13388 | 0.21591 | 10 |  | 84376.29 | 0 | 19472.8998 | 23346.2869 | 30883.7735 | -64903.3902 | -61030.0031 | -53492.5165 | 0.23079 | 0.27669 | 0.36602 | 0.25808
4440 | Lateral Hardening | Lateral Hardening-Fuse-91386045 | Laterals | 13722 | 0.32633 | 11 | 18 | 196501.89 | 0 | 47981.022 | 52948.463 | 60358.6119 | -148520.868 | -143553.427 | -136143.2781 | 0.24418 | 0.26946 | 0.30717 | 0.25806
853 | Lateral Hardening | Lateral Hardening-Fuse-60072757 | Laterals | 13111 | 0.15625 | 12 | 37 | 201361.29 | 0 | 47880.8426 | 55003.3327 | 67322.1999 | -153480.4474 | -146357.9573 | -134039.0901 | 0.23779 | 0.27316 | 0.33434 | 0.25805
16350 | Lateral Hardening | Lateral Hardening-Fuse-10421443 | Laterals | 13826 | 0.1303 | 6 | 2 | 107592.98 | 0 | 25998.5034 | 29182.8451 | 34104.1436 | -81594.4766 | -78410.1349 | -73488.8364 | 0.24164 | 0.27123 | 0.31697 | 0.25805
5364 | Lateral Hardening | Lateral Hardening-Fuse-10532920 | Laterals | 13705 | 0.19962 | 12 | 16 | 240540.32 | 0 | 58333.1826 | 65107.4253 | 75259.9254 | -182207.1374 | -175432.8947 | -165280.3946 | 0.24251 | 0.27067 | 0.31288 | 0.25799
2462 | Lateral Hardening | Lateral Hardening-Fuse-10155424 | Laterals | 13067 | 0.7661 | 68 | 121 | 1053361.1 | 0 | 257944.6202 | 281968.0908 | 322205.2226 | -795416.4798 | -771393.0092 | -731155.8774 | 0.24488 | 0.26768 | 0.30588 | 0.25782
2739 | Lateral Hardening | Lateral Hardening-Fuse-10051836 | Laterals | 13198 | 0.10019 | 12 | 14 | 244443.84 | 0 | 59024.1879 | 66188.7205 | 77470.6897 | -185419.6521 | -178255.1195 | -166973.1503 | 0.24146 | 0.27077 | 0.31693 | 0.2578
9772 | Lateral Hardening | Lateral Hardening-Fuse-10362883 | Laterals | 13104 | 0.1 | 8 | 15 | 143357.22 | 0 | 34439.0774 | 39003.4402 | 45820.3632 | -108918.1426 | -104353.7798 | -97536.8568 | 0.24023 | 0.27207 | 0.31962 | 0.25772
10061 | Lateral Hardening | Lateral Hardening-Fuse-92424614 | Laterals | 13391 | 0.27595 | 14 | 14 | 230146.18 | 0 | 55942.8719 | 62093.8283 | 70957.6072 | -174203.3081 | -168052.3517 | -159188.5728 | 0.24308 | 0.2698 | 0.30832 | 0.25762
2970 | Lateral Hardening | Lateral Hardening-Fuse-10159483 | Laterals | 13166 | 0.10985 | 13 | 59 | 232462.77 | 0 | 55620.7356 | 63392.7981 | 74671.4411 | -176842.0344 | -169069.9719 | -157791.3289 | 0.23927 | 0.2727 | 0.32122 | 0.25749
17713 | Lateral Hardening | Lateral Hardening-Fuse-92362400 | Laterals | 13044 | 0.16477 | 15 | 37 | 316244.16 | 0 | 75941.5366 | 85955.5309 | 100731.6808 | -240302.6234 | -230288.6291 | -215512.4792 | 0.24014 | 0.2718 | 0.31853 | 0.25747
10629 | Lateral Hardening | Lateral Hardening-Fuse-91508775 | Laterals | 13808 | 0.25568 | 12 | 7 | 213759.36 | 0 | 52007.1696 | 57479.857 | 65866.9976 | -161752.1904 | -156279.503 | -147892.3624 | 0.2433 | 0.2689 | 0.30814 | 0.25746
15591 | Lateral Hardening | Lateral Hardening-Fuse-90294838 | Laterals | 13813 | 0.43239 | 18 | 9 | 272388.03 | 0 | 66129.5096 | 73358.2686 | 84005.3432 | -206258.5204 | -199029.7614 | -188382.6868 | 0.24278 | 0.26932 | 0.3084 | 0.2573
7542 | Lateral Hardening | Lateral Hardening-Fuse-92156348 | Laterals | 13017 | 0.039015 | 4 | 1 | 51115.69 | 0 | 12280.0444 | 13859.9296 | 16220.2543 | -38835.6456 | -37255.7604 | -34895.4357 | 0.24024 | 0.27115 | 0.31732 | 0.25722
8340 | Lateral Hardening | Lateral Hardening-Fuse-10127940 | Laterals | 13078 | 0.26023 | 18 | 44 | 392717.73 | 0 | 94345.6101 | 106447.2465 | 124482.2384 | -298372.1199 | -286270.4835 | -268235.4916 | 0.24024 | 0.27105 | 0.31698 | 0.25716
1036 | Lateral Hardening | Lateral Hardening-Fuse-93241259 | Laterals | 13114 | 0.20795 | 18 | 35 | 332640.24 | 0 | 79391.9098 | 90314.6655 | 107964.1464 | -253248.3302 | -242325.5745 | -224676.0936 | 0.23867 | 0.27151 | 0.32457 | 0.25711
17244 | Lateral Hardening | Lateral Hardening-Fuse-60173258 | Laterals | 13096 | 0.20928 | 11 | 3 | 61335.95 | 0 | 14200.1266 | 16865.8916 | 21882.669 | -47135.8234 | -44470.0584 | -39453.281 | 0.23151 | 0.27498 | 0.35677 | 0.25708
13655 | Lateral Hardening | Lateral Hardening-Fuse-10904203 | Laterals | 13709 | 0.072159 | 10 |  | 50000 | 0 | 11493.2091 | 13779.3426 | 18228.0846 | -38506.7909 | -36220.6574 | -31771.9154 | 0.22986 | 0.27559 | 0.36456 | 0.25705
11278 | Lateral Hardening | Lateral Hardening-Fuse-10628924 | Laterals | 13146 | 0.039015 | 4 | 1 | 111323.06 | 0 | 26697.022 | 30124.0619 | 35497.9051 | -84626.038 | -81198.9981 | -75825.1549 | 0.23982 | 0.2706 | 0.31887 | 0.25696
7873 | Lateral Hardening | Lateral Hardening-Fuse-90471314 | Laterals | 13305 | 0.084091 | 7 | 2 | 103752.42 | 0 | 24668.4043 | 28154.0452 | 34120.3539 | -79084.0157 | -75598.3748 | -69632.0661 | 0.23776 | 0.27136 | 0.32886 | 0.25695
4574 | Lateral Hardening | Lateral Hardening-Fuse-10625688 | Laterals | 13011 | 0.2161 | 14 | 21 | 176585.84 | 0 | 42292.133 | 47885.6911 | 56328.2734 | -134293.707 | -128700.1489 | -120257.5666 | 0.2395 | 0.27118 | 0.31899 | 0.25695
19239 | Lateral Hardening | Lateral Hardening-Fuse-91750981 | Laterals | 13371 | 0.125 | 10 | 11 | 142522.26 | 0 | 33792.178 | 38733.3007 | 47258.2539 | -108730.082 | -103788.9593 | -95264.0061 | 0.2371 | 0.27177 | 0.33159 | 0.25695
14128 | Lateral Hardening | Lateral Hardening-Fuse-91525495 | Laterals | 13622 | 0.52879 | 26 | 25 | 509349.6 | 0 | 123523.5986 | 136668.4676 | 157344.732 | -385826.0014 | -372681.1324 | -352004.868 | 0.24251 | 0.26832 | 0.30891 | 0.25689
18144 | Lateral Hardening | Lateral Hardening-Fuse-92672486 | Laterals | 13299 | 0.25587 | 14 | 3 | 138413.74 | 0 | 32843.6143 | 37622.4585 | 45585.2317 | -105570.1257 | -100791.2815 | -92828.5083 | 0.23729 | 0.27181 | 0.32934 | 0.25685
8404 | Lateral Hardening | Lateral Hardening-Fuse-93222229 | Laterals | 13459 | 0.11951 | 10 | 2 | 98327.12 | 0 | 23018.3221 | 26806.7036 | 33979.7578 | -75308.7979 | -71520.4164 | -64347.3622 | 0.2341 | 0.27263 | 0.34558 | 0.25681
9493 | Lateral Hardening | Lateral Hardening-Fuse-10070706 | Laterals | 13657 | 0.18731 | 13 | 3 | 200725.9 | 0 | 48318.9945 | 54122.9079 | 63038.2445 | -152406.9055 | -146602.9921 | -137687.6555 | 0.24072 | 0.26964 | 0.31405 | 0.25673
12488 | Lateral Hardening | Lateral Hardening-Fuse-91649856 | Laterals | 13622 | 0.19621 | 14 | 4 | 205395.68 | 0 | 49364.4897 | 55402.7501 | 64774.4029 | -156031.1903 | -149992.9299 | -140621.2771 | 0.24034 | 0.26974 | 0.31536 | 0.25666
13220 | Lateral Hardening | Lateral Hardening-Fuse-92425550 | Laterals | 13838 | 0.050947 | 4 | 6 | 116142.38 | 0 | 27791.1851 | 31497.0973 | 36775.4996 | -88351.1949 | -84645.2827 | -79366.8804 | 0.23929 | 0.27119 | 0.31664 | 0.25659
2717 | Lateral Hardening | Lateral Hardening-Fuse-10126971 | Laterals | 13065 | 0.29091 | 27 | 34 | 477902.64 | 0 | 115838.7658 | 128210.2083 | 146473.9753 | -362063.8742 | -349692.4317 | -331428.6647 | 0.24239 | 0.26828 | 0.30649 | 0.25657
16020 | Lateral Hardening | Lateral Hardening-Fuse-10686258 | Laterals | 13808 | 0.15947 | 8 | 0 | 78925.25 | 0 | 18354.1689 | 21556.8192 | 27647.0566 | -60571.0811 | -57368.4308 | -51278.1934 | 0.23255 | 0.27313 | 0.35029 | 0.2565
14451 | Lateral Hardening | Lateral Hardening-Fuse-10762926 | Laterals | 13815 | 0.43258 | 15 | 2 | 132714.02 | 0 | 30506.5691 | 36446.603 | 48019.7957 | -102207.4509 | -96267.417 | -84694.2243 | 0.22987 | 0.27463 | 0.36183 | 0.25649
5198 | Lateral Hardening | Lateral Hardening-Fuse-92166785 | Laterals | 13693 | 0.14375 | 11 | 10 | 155566.41 | 0 | 37520.4731 | 41828.4316 | 48394.7368 | -118045.9369 | -113737.9784 | -107171.6732 | 0.24119 | 0.26888 | 0.31109 | 0.25648
1626 | Lateral Hardening | Lateral Hardening-Fuse-91664575 | Laterals | 13104 | 0.095265 | 10 | 18 | 234780.22 | 0 | 56027.6273 | 63692.7617 | 74847.2658 | -178752.5927 | -171087.4583 | -159932.9542 | 0.23864 | 0.27129 | 0.3188 | 0.25645
9414 | Lateral Hardening | Lateral Hardening-Fuse-10774285 | Laterals | 13469 | 0.16989 | 11 | 2 | 150895.89 | 0 | 36404.6091 | 40473.8009 | 46991.0792 | -114491.2809 | -110422.0891 | -103904.8108 | 0.24126 | 0.26822 | 0.31141 | 0.25636
12260 | Lateral Hardening | Lateral Hardening-Fuse-90514661 | Laterals | 13678 | 0.24356 | 17 | 21 | 319271.14 | 0 | 77362.9125 | 85478.2277 | 97784.0711 | -241908.2275 | -233792.9123 | -221487.0689 | 0.24231 | 0.26773 | 0.30627 | 0.25633
1737 | Lateral Hardening | Lateral Hardening-Fuse-60320765 | Laterals | 13698 | 0.15436 | 8 | 0 | 78075.29 | 0 | 18114.9948 | 21299.3609 | 27436.9924 | -59960.2952 | -56775.9291 | -50638.2976 | 0.23202 | 0.27281 | 0.35142 | 0.2562
18176 | Lateral Hardening | Lateral Hardening-Fuse-60430093 | Laterals | 13220 | 0.17992 | 17 | 25 | 255132.04 | 0 | 60368.1345 | 69138.4883 | 83943.5195 | -194763.9055 | -185993.5517 | -171188.5205 | 0.23662 | 0.27099 | 0.32902 | 0.25617
5210 | Lateral Hardening | Lateral Hardening-Fuse-90642286 | Laterals | 13073 | 0.10985 | 12 | 23 | 210338.71 | 0 | 50142.4173 | 56879.1534 | 67261.0616 | -160196.2927 | -153459.5566 | -143077.6484 | 0.23839 | 0.27042 | 0.31978 | 0.25614
6430 | Lateral Hardening | Lateral Hardening-Fuse-90785587 | Laterals | 13065 | 0.088636 | 10 | 17 | 126692.82 | 0 | 30183.093 | 34233.5536 | 40543.5915 | -96509.727 | -92459.2664 | -86149.2285 | 0.23824 | 0.27021 | 0.32001 | 0.25601
19320 | Lateral Hardening | Lateral Hardening-Fuse-10558854 | Laterals | 13299 | 0.2517 | 11 | 2 | 117682.32 | 0 | 27664.6743 | 31924.722 | 39503.9109 | -90017.6457 | -85757.598 | -78178.4091 | 0.23508 | 0.27128 | 0.33568 | 0.256
9179 | Lateral Hardening | Lateral Hardening-Fuse-92828954 | Laterals | 13390 | 0.18106 | 9 | 3 | 151315.87 | 0 | 36621.1475 | 40323.1262 | 46617.9579 | -114694.7225 | -110992.7438 | -104697.9121 | 0.24202 | 0.26648 | 0.30808 | 0.25596
16977 | Lateral Hardening | Lateral Hardening-Fuse-91415915 | Laterals | 13454 | 0.063447 | 6 | 0 | 62964.89 | 0 | 14736.5754 | 17056.519 | 21557.2337 | -48228.3146 | -45908.371 | -41407.6563 | 0.23404 | 0.27089 | 0.34237 | 0.25593
5878 | Lateral Hardening | Lateral Hardening-Fuse-92309101 | Laterals | 13030 | 0.21723 | 18 | 8 | 209546.78 | 0 | 50217.6196 | 56250.4567 | 66032.6194 | -159329.1604 | -153296.3233 | -143514.1606 | 0.23965 | 0.26844 | 0.31512 | 0.25583
12716 | Lateral Hardening | Lateral Hardening-Fuse-92035740 | Laterals | 13442 | 0.23617 | 14 | 20 | 302224.03 | 0 | 71908.9514 | 81551.6822 | 96852.7108 | -230315.0786 | -220672.3478 | -205371.3192 | 0.23793 | 0.26984 | 0.32047 | 0.25576
6387 | Lateral Hardening | Lateral Hardening-Fuse-92673564 | Laterals | 14030 | 0.096023 | 8 | 1 | 50000 | 0 | 11702.4717 | 13519.1396 | 17076.0964 | -38297.5283 | -36480.8604 | -32923.9036 | 0.23405 | 0.27038 | 0.34152 | 0.2557
15350 | Lateral Hardening | Lateral Hardening-Fuse-10075228 | Laterals | 13656 | 0.22955 | 12 | 6 | 211587.24 | 0 | 50418.532 | 57025.6606 | 67321.9479 | -161168.708 | -154561.5794 | -144265.2921 | 0.23829 | 0.26951 | 0.31818 | 0.25564
9637 | Lateral Hardening | Lateral Hardening-Fuse-60015373 | Laterals | 13008 | 0.43769 | 21 | 27 | 373318.04 | 0 | 89433.5881 | 100321.8735 | 116664.6714 | -283884.4519 | -272996.1665 | -256653.3686 | 0.23956 | 0.26873 | 0.31251 | 0.25561
10509 | Lateral Hardening | Lateral Hardening-Fuse-10101252 | Laterals | 13046 | 0.16629 | 17 | 29 | 247829.47 | 0 | 59159.9509 | 66748.871 | 78163.2892 | -188669.5191 | -181080.599 | -169666.1808 | 0.23871 | 0.26933 | 0.31539 | 0.25557
18438 | Lateral Hardening | Lateral Hardening-Fuse-10603659 | Laterals | 13772 | 0.41799 | 30 | 25 | 441304.18 | 0 | 106414.8353 | 118104.7086 | 134959.1809 | -334889.3447 | -323199.4714 | -306344.9991 | 0.24114 | 0.26763 | 0.30582 | 0.25555
11658 | Lateral Hardening | Lateral Hardening-Fuse-10090751 | Laterals | 13294 | 0.29621 | 17 | 0 | 276959.6 | 0 | 66389.3172 | 74185.2769 | 86829.6647 | -210570.2828 | -202774.3231 | -190129.9353 | 0.23971 | 0.26786 | 0.31351 | 0.25553
6730 | Lateral Hardening | Lateral Hardening-Fuse-10408256 | Laterals | 13632 | 0.099432 | 11 | 18 | 159030 | 0 | 37911.9144 | 42878.3993 | 50221.2936 | -121118.0856 | -116151.6007 | -108808.7064 | 0.23839 | 0.26962 | 0.3158 | 0.2555
13797 | Lateral Hardening | Lateral Hardening-Fuse-10716384 | Laterals | 13959 | 0.11231 | 7 | 0 | 71086.73 | 0 | 16583.1929 | 19242.562 | 24395.8597 | -54503.5371 | -51844.168 | -46690.8703 | 0.23328 | 0.27069 | 0.34318 | 0.25549
2187 | Lateral Hardening | Lateral Hardening-Fuse-10758544 | Laterals | 13422 | 0.35492 | 13 | 8 | 218077.12 | 0 | 52563.0745 | 58343.384 | 66721.9857 | -165514.0455 | -159733.736 | -151355.1343 | 0.24103 | 0.26754 | 0.30596 | 0.25547
18113 | Lateral Hardening | Lateral Hardening-Fuse-10676175 | Laterals | 14123 | 0.078788 | 8 | 2 | 58859.77 | 0 | 13499.4702 | 16072.6572 | 21111.483 | -45360.2998 | -42787.1128 | -37748.287 | 0.22935 | 0.27307 | 0.35867 | 0.2554
1094 | Lateral Hardening | Lateral Hardening-Fuse-10075285 | Laterals | 13656 | 0.19924 | 15 | 14 | 131954.98 | 0 | 31298.8423 | 35569.9678 | 42502.6868 | -100656.1377 | -96385.0122 | -89452.2932 | 0.23719 | 0.26956 | 0.3221 | 0.25539
10669 | Lateral Hardening | Lateral Hardening-Fuse-92638304 | Laterals | 13331 | 0.17292 | 7 | 2 | 62752.55 | 0 | 14410.7861 | 17132.9096 | 22347.7943 | -48341.7639 | -45619.6404 | -40404.7557 | 0.22964 | 0.27302 | 0.35613 | 0.25531
10043 | Lateral Hardening | Lateral Hardening-Fuse-60021682 | Laterals | 13004 | 0.2983 | 24 | 23 | 359190 | 0 | 86534.4773 | 95845.4615 | 110213.1807 | -272655.5227 | -263344.5385 | -248976.8193 | 0.24092 | 0.26684 | 0.30684 | 0.25528
301 | Lateral Hardening | Lateral Hardening-Fuse-10253096 | Laterals | 13605 | 0.28485 | 26 | 28 | 329849.21 | 0 | 78791.8956 | 88519.3877 | 103475.6198 | -251057.3144 | -241329.8223 | -226373.5902 | 0.23887 | 0.26836 | 0.31371 | 0.2552
6938 | Lateral Hardening | Lateral Hardening-Fuse-10365926 | Laterals | 13044 | 0.094318 | 12 | 27 | 182185.02 | 0 | 43347.8327 | 49039.9154 | 57696.1439 | -138837.1873 | -133145.1046 | -124488.8761 | 0.23793 | 0.26918 | 0.31669 | 0.25518
7036 | Lateral Hardening | Lateral Hardening-Fuse-93211895 | Laterals | 13517 | 0.12784 | 13 | 26 | 238300.29 | 0 | 56411.4615 | 64206.4195 | 76886.5772 | -181888.8285 | -174093.8705 | -161413.7128 | 0.23672 | 0.26943 | 0.32265 | 0.25513
7395 | Lateral Hardening | Lateral Hardening-Fuse-10371698 | Laterals | 13100 | 0.17386 | 13 | 27 | 342818.97 | 0 | 82140.8878 | 91839.6913 | 106238.553 | -260678.0822 | -250979.2787 | -236580.417 | 0.2396 | 0.2679 | 0.3099 | 0.25512
4356 | Lateral Hardening | Lateral Hardening-Fuse-10897229 | Laterals | 14050 | 0.81496 | 15 | 0 | 67729.22 | 0 | 16145.6255 | 18163.2604 | 21381.3236 | -51583.5945 | -49565.9596 | -46347.8964 | 0.23838 | 0.26817 | 0.31569 | 0.25505
12016 | Lateral Hardening | Lateral Hardening-Fuse-93215852 | Laterals | 13656 | 0.11383 | 6 | 2 | 57332.99 | 0 | 13500.6896 | 15453.2189 | 18848.8811 | -43832.3004 | -41879.7711 | -38484.1089 | 0.23548 | 0.26953 | 0.32876 | 0.25502
438 | Lateral Hardening | Lateral Hardening-Fuse-91281400 | Laterals | 13723 | 0.046402 | 5 | 2 | 56168.23 | 0 | 13102.5914 | 15141.2751 | 19111.6227 | -43065.6386 | -41026.9549 | -37056.6073 | 0.23327 | 0.26957 | 0.34026 | 0.25486
4403 | Lateral Hardening | Lateral Hardening-Fuse-10588284 | Laterals | 13444 | 0.19811 | 15 | 17 | 203313.79 | 0 | 48583.4755 | 54513.7491 | 63123.7405 | -154730.3145 | -148800.0409 | -140190.0495 | 0.23896 | 0.26813 | 0.31047 | 0.25486
13275 | Lateral Hardening | Lateral Hardening-Fuse-93042262 | Laterals | 13808 | 0.17405 | 10 | 3 | 106281.56 | 0 | 25361.1802 | 28450.295 | 33319.4333 | -80920.3798 | -77831.265 | -72962.1267 | 0.23862 | 0.26769 | 0.3135 | 0.25483
19740 | Lateral Hardening | Lateral Hardening-Fuse-90104233 | Laterals | 13962 | 0.23636 | 11 | 15 | 175561.95 | 0 | 41883.3154 | 47072.2586 | 54757.2566 | -133678.6346 | -128489.6914 | -120804.6934 | 0.23857 | 0.26812 | 0.3119 | 0.25477
19354 | Lateral Hardening | Lateral Hardening-Fuse-92491310 | Laterals | 13787 | 0.088258 | 6 | 3 | 63576.77 | 0 | 14985.0762 | 17121.7346 | 20664.246 | -48591.6938 | -46455.0354 | -42912.524 | 0.2357 | 0.26931 | 0.32503 | 0.25472
17901 | Lateral Hardening | Lateral Hardening-Fuse-60128478 | Laterals | 13468 | 0.12216 | 9 | 12 | 122127.48 | 0 | 28775.101 | 32855.5521 | 39859.8448 | -93352.379 | -89271.9279 | -82267.6352 | 0.23562 | 0.26903 | 0.32638 | 0.25472
824 | Lateral Hardening | Lateral Hardening-Fuse-10761270 | Laterals | 13330 | 0.16648 | 10 | 9 | 178327.14 | 0 | 42841.8846 | 47600.4948 | 54370.0645 | -135485.2554 | -130726.6452 | -123957.0755 | 0.24024 | 0.26693 | 0.30489 | 0.25471
18655 | Lateral Hardening | Lateral Hardening-Fuse-90289619 | Laterals | 13679 | 0.066667 | 6 | 2 | 50000 | 0 | 11655.4202 | 13479.1369 | 16979.0233 | -38344.5798 | -36520.8631 | -33020.9767 | 0.23311 | 0.26958 | 0.33958 | 0.2547
328 | Lateral Hardening | Lateral Hardening-Fuse-92732437 | Laterals | 13961 | 0.20019 | 11 | 23 | 199556.93 | 0 | 47657.4213 | 53515.1564 | 61684.7197 | -151899.5087 | -146041.7736 | -137872.2103 | 0.23882 | 0.26817 | 0.30911 | 0.25465
17520 | Lateral Hardening | Lateral Hardening-Fuse-10296962 | Laterals | 13753 | 0.47121 | 42 | 80 | 839769.59 | 0 | 201982.1004 | 223711.734 | 255200.847 | -637787.4896 | -616057.856 | -584568.743 | 0.24052 | 0.2664 | 0.30389 | 0.25462
11637 | Lateral Hardening | Lateral Hardening-Fuse-92191972 | Laterals | 13440 | 1.5131 | 48 | 0 | 355209.31 | 0 | 83849.4148 | 95374.223 | 115113.5811 | -271359.8952 | -259835.087 | -240095.7289 | 0.23606 | 0.2685 | 0.32407 | 0.25459
17164 | Lateral Hardening | Lateral Hardening-Fuse-91740578 | Laterals | 13027 | 0.11932 | 11 | 15 | 246673.92 | 0 | 58934.0914 | 65892.0666 | 76338.4246 | -187739.8286 | -180781.8534 | -170335.4954 | 0.23891 | 0.26712 | 0.30947 | 0.25443
4143 | Lateral Hardening | Lateral Hardening-Fuse-92638241 | Laterals | 13064 | 0.75322 | 61 | 592 | 943022.84 | 0 | 228394.8057 | 248596.6551 | 282708.583 | -714628.0343 | -694426.1849 | -660314.257 | 0.24219 | 0.26362 | 0.29979 | 0.25438
4500 | Lateral Hardening | Lateral Hardening-Fuse-60009819 | Laterals | 13027 | 0.1483 | 10 | 16 | 232996.11 | 0 | 55630.5073 | 62270.4742 | 72100.1324 | -177365.6027 | -170725.6358 | -160895.9776 | 0.23876 | 0.26726 | 0.30945 | 0.25438
8622 | Lateral Hardening | Lateral Hardening-Fuse-60182731 | Laterals | 13312 | 0.21174 | 16 | 24 | 315913.57 | 0 | 74687.5601 | 84746.5865 | 101114.9051 | -241226.0099 | -231166.9835 | -214798.6649 | 0.23642 | 0.26826 | 0.32007 | 0.25434
11569 | Lateral Hardening | Lateral Hardening-Fuse-10537312 | Laterals | 13117 | 0.15019 | 10 | 7 | 120018.32 | 0 | 28602.3598 | 32065.5337 | 37408.4356 | -91415.9602 | -87952.7863 | -82609.8844 | 0.23832 | 0.26717 | 0.31169 | 0.25431
14461 | Lateral Hardening | Lateral Hardening-Fuse-10051898 | Laterals | 13198 | 0.1197 | 14 | 29 | 281098.73 | 0 | 66310.5933 | 75434.2907 | 90517.898 | -214788.1367 | -205664.4393 | -190580.832 | 0.2359 | 0.26836 | 0.32201 | 0.25425
17997 | Lateral Hardening | Lateral Hardening-Fuse-93223810 | Laterals | 13459 | 0.22273 | 14 | 13 | 225723.24 | 0 | 54094.5927 | 60128.2378 | 68698.1322 | -171628.6473 | -165595.0022 | -157025.1078 | 0.23965 | 0.26638 | 0.30435 | 0.25414
9960 | Lateral Hardening | Lateral Hardening-Fuse-92260242 | Laterals | 13231 | 0.10644 | 6 | 29 | 92802.38 | 0 | 21614.1797 | 25044.328 | 31013.7576 | -71188.2003 | -67758.052 | -61788.6224 | 0.23291 | 0.26987 | 0.33419 | 0.25412
19477 | Lateral Hardening | Lateral Hardening-Fuse-10876250 | Laterals | 14023 | 0.48598 | 28 | 19 | 556221.95 | 0 | 133756.1323 | 147181.9881 | 169049.0738 | -422465.8177 | -409039.9619 | -387172.8762 | 0.24047 | 0.26461 | 0.30392 | 0.25406
14294 | Lateral Hardening | Lateral Hardening-Fuse-91511989 | Laterals | 13622 | 0.25133 | 21 | 33 | 426739.73 | 0 | 102594.2274 | 113093.021 | 129277.2252 | -324145.5026 | -313646.709 | -297462.5048 | 0.24041 | 0.26502 | 0.30294 | 0.25405
5329 | Lateral Hardening | Lateral Hardening-Fuse-93115192 | Laterals | 13070 | 0.10909 | 6 | 2 | 101391.42 | 0 | 24224.7737 | 26978.8488 | 31266.0347 | -77166.6463 | -74412.5712 | -70125.3853 | 0.23892 | 0.26609 | 0.30837 | 0.25402
17189 | Lateral Hardening | Lateral Hardening-Fuse-93432283 | Laterals | 13532 | 0.38617 | 50 | 63 | 548909.86 | 0 | 131368.5124 | 145737.1902 | 168297.7387 | -417541.3476 | -403172.6698 | -380612.1213 | 0.23933 | 0.2655 | 0.3066 | 0.25391
17211 | Lateral Hardening | Lateral Hardening-Fuse-10834659 | Laterals | 13041 | 0.50795 | 30 | 50 | 798900.18 | 0 | 193363.4447 | 210397.5508 | 236876.7849 | -605536.7353 | -588502.6292 | -562023.3951 | 0.24204 | 0.26336 | 0.2965 | 0.25388
2690 | Lateral Hardening | Lateral Hardening-Fuse-10310471 | Laterals | 13338 | 0.24034 | 20 | 0 | 114338.65 | 0 | 25947.2073 | 31108.4097 | 41151.9434 | -88391.4427 | -83230.2403 | -73186.7066 | 0.22693 | 0.27207 | 0.35991 | 0.25377
184 | Lateral Hardening | Lateral Hardening-Fuse-60077914 | Laterals | 13153 | 0.10076 | 10 | 14 | 97277.54 | 0 | 22355.1708 | 26277.6089 | 33786.7724 | -74922.3692 | -70999.9311 | -63490.7676 | 0.22981 | 0.27013 | 0.34732 | 0.25366
6075 | Lateral Hardening | Lateral Hardening-Fuse-10089968 | Laterals | 13279 | 0.099053 | 8 | 16 | 107195.27 | 0 | 25249.3416 | 28716.4607 | 34064.634 | -81945.9284 | -78478.8093 | -73130.636 | 0.23555 | 0.26789 | 0.31778 | 0.25347
12969 | Lateral Hardening | Lateral Hardening-Fuse-60201087 | Laterals | 13256 | 0.095644 | 8 | 8 | 100782.56 | 0 | 23282.2912 | 27101.5482 | 34276.4316 | -77500.2688 | -73681.0118 | -66506.1284 | 0.23102 | 0.26891 | 0.3401 | 0.25329
2386 | Lateral Hardening | Lateral Hardening-Fuse-91891911 | Laterals | 13298 | 0.34886 | 18 | 2 | 125756.94 | 0 | 28527.9495 | 34109.0023 | 44946.7452 | -97228.9905 | -91647.9377 | -80810.1948 | 0.22685 | 0.27123 | 0.35741 | 0.25322
18508 | Lateral Hardening | Lateral Hardening-Fuse-60574511 | Laterals | 13724 | 0.076326 | 7 |  | 50795.15 | 0 | 11496.9837 | 13783.8679 | 18234.0711 | -39298.1663 | -37011.2821 | -32561.0789 | 0.22634 | 0.27136 | 0.35897 | 0.25311
6691 | Lateral Hardening | Lateral Hardening-Fuse-90127053 | Laterals | 13080 | 0.068939 | 11 | 14 | 167386.9 | 0 | 39379.177 | 44669.6947 | 53319.2397 | -128007.723 | -122717.2053 | -114067.6603 | 0.23526 | 0.26686 | 0.31854 | 0.25307
7279 | Lateral Hardening | Lateral Hardening-Fuse-10368932 | Laterals | 13097 | 0.20795 | 10 | 3 | 109607.7 | 0 | 25874.6222 | 29193.8914 | 34509.4121 | -83733.0778 | -80413.8086 | -75098.2879 | 0.23607 | 0.26635 | 0.31484 | 0.25303
780 | Lateral Hardening | Lateral Hardening-Fuse-10484837 | Laterals | 13458 | 0.11477 | 6 | 2 | 71495.97 | 0 | 16592.3561 | 19156.3524 | 23874.2351 | -54903.6139 | -52339.6176 | -47621.7349 | 0.23207 | 0.26794 | 0.33392 | 0.25302
13191 | Lateral Hardening | Lateral Hardening-Fuse-60174624 | Laterals | 13787 | 0.073674 | 3 | 4 | 50000 | 0 | 11800.703 | 13351.868 | 15608.1246 | -38199.297 | -36648.132 | -34391.8754 | 0.23601 | 0.26704 | 0.31216 | 0.25294
9064 | Lateral Hardening | Lateral Hardening-Fuse-92631727 | Laterals | 13303 | 0.24375 | 12 | 1 | 113091.24 | 0 | 25684.5861 | 30588.3541 | 40174.727 | -87406.6539 | -82502.8859 | -72916.513 | 0.22711 | 0.27048 | 0.35524 | 0.25293
14539 | Lateral Hardening | Lateral Hardening-Fuse-60451110 | Laterals | 13785 | 0.16155 | 7 | 1 | 61808.15 | 0 | 14361.6608 | 16563.5571 | 20415.3863 | -47446.4892 | -45244.5929 | -41392.7637 | 0.23236 | 0.26798 | 0.3303 | 0.25284
19279 | Lateral Hardening | Lateral Hardening-Fuse-10567771 | Laterals | 13370 | 0.080871 | 9 | 0 | 78057.02 | 0 | 17847.0302 | 21034.4533 | 27163.8973 | -60209.9898 | -57022.5667 | -50893.1227 | 0.22864 | 0.26948 | 0.348 | 0.25283
19065 | Lateral Hardening | Lateral Hardening-Fuse-91699032 | Laterals | 13621 | 0.1142 | 6 | 2 | 106255.08 | 0 | 25120.9306 | 28216.7144 | 33237.1612 | -81134.1494 | -78038.3656 | -73017.9188 | 0.23642 | 0.26556 | 0.31281 | 0.2528
17673 | Lateral Hardening | Lateral Hardening-Fuse-10696458 | Laterals | 13961 | 0.10038 | 6 | 1 | 56724.13 | 0 | 12858.3104 | 15354.8499 | 20177.8922 | -43865.8196 | -41369.2801 | -36546.2378 | 0.22668 | 0.27069 | 0.35572 | 0.25279
8913 | Lateral Hardening | Lateral Hardening-Fuse-10210651 | Laterals | 13426 | 0.54735 | 29 | 39 | 535297.85 | 0 | 127877.2447 | 141466.0491 | 161395.2536 | -407420.6053 | -393831.8009 | -373902.5964 | 0.23889 | 0.26428 | 0.30151 | 0.25277
4223 | Lateral Hardening | Lateral Hardening-Fuse-10605142 | Laterals | 13924 | 0.28883 | 9 | 2 | 275811.05 | 0 | 64892.0431 | 73393.5733 | 87563.6305 | -210919.0069 | -202417.4767 | -188247.4195 | 0.23528 | 0.2661 | 0.31748 | 0.25274
3178 | Lateral Hardening | Lateral Hardening-Fuse-90394776 | Laterals | 13147 | 0.091288 | 7 | 17 | 90829.93 | 0 | 21171.4609 | 24322.562 | 29566.4112 | -69658.4691 | -66507.368 | -61263.5188 | 0.23309 | 0.26778 | 0.32551 | 0.25274
15032 | Lateral Hardening | Lateral Hardening-Fuse-10565129 | Laterals | 13291 | 0.41572 | 35 | 54 | 660118.3 | 0 | 157774.7077 | 174225.5076 | 198789.6396 | -502343.5923 | -485892.7924 | -461328.6604 | 0.23901 | 0.26393 | 0.30114 | 0.2527
11537 | Lateral Hardening | Lateral Hardening-Fuse-93147900 | Laterals | 13458 | 0.11799 | 6 | 4 | 106569.88 | 0 | 25126.319 | 28346.9767 | 33480.0547 | -81443.561 | -78222.9033 | -73089.8253 | 0.23577 | 0.26599 | 0.31416 | 0.25268
14776 | Lateral Hardening | Lateral Hardening-Fuse-92614654 | Laterals | 13303 | 0.09375 | 7 | 0 | 56173.23 | 0 | 12691.0092 | 15215.3991 | 20127.7805 | -43482.2208 | -40957.8309 | -36045.4495 | 0.22593 | 0.27087 | 0.35832 | 0.25265
2632 | Lateral Hardening | Lateral Hardening-Fuse-92734172 | Laterals | 13070 | 0.12008 | 8 | 2 | 102304.34 | 0 | 24240.2332 | 27135.0032 | 31602.4959 | -78064.1068 | -75169.3368 | -70701.8441 | 0.23694 | 0.26524 | 0.30891 | 0.25263
16458 | Lateral Hardening | Lateral Hardening-Fuse-10422958 | Laterals | 13827 | 0.14905 | 13 | 23 | 276146.42 | 0 | 65307.1907 | 73353.7885 | 85679.3693 | -210839.2293 | -202792.6315 | -190467.0507 | 0.23649 | 0.26563 | 0.31027 | 0.25261
18721 | Lateral Hardening | Lateral Hardening-Fuse-92631588 | Laterals | 13303 | 0.094318 | 6 | 2 | 56220.45 | 0 | 12754.6589 | 15190.1734 | 19907.2709 | -43465.7911 | -41030.2766 | -36313.1791 | 0.22687 | 0.27019 | 0.35409 | 0.25259
10209 | Lateral Hardening | Lateral Hardening-Fuse-91361443 | Laterals | 13298 | 1.2758 | 63 | 35 | 1177195.43 | 0 | 277886.6834 | 314057.006 | 363507.8699 | -899308.7466 | -863138.424 | -813687.5601 | 0.23606 | 0.26678 | 0.30879 | 0.25255
10243 | Lateral Hardening | Lateral Hardening-Fuse-92655418 | Laterals | 13198 | 0.10663 | 13 | 10 | 132626.8 | 0 | 30426.5097 | 35598.3063 | 45563.5626 | -102200.2903 | -97028.4937 | -87063.2374 | 0.22941 | 0.26841 | 0.34355 | 0.25253
16607 | Lateral Hardening | Lateral Hardening-Fuse-60262771 | Laterals | 14275 | 0.10322 | 7 | 1 | 56960.23 | 0 | 12894.7973 | 15401.0065 | 20260.929 | -44065.4327 | -41559.2235 | -36699.301 | 0.22638 | 0.27038 | 0.3557 | 0.25251
15270 | Lateral Hardening | Lateral Hardening-Fuse-93293312 | Laterals | 13042 | 0.19034 | 15 | 26 | 230178.45 | 0 | 54350.2412 | 61318.8082 | 71091.003 | -175828.2088 | -168859.6418 | -159087.447 | 0.23612 | 0.2664 | 0.30885 | 0.25248
13596 | Lateral Hardening | Lateral Hardening-Fuse-92879708 | Laterals | 14025 | 0.20265 | 12 | 2 | 148671.55 | 0 | 35022.8344 | 39450.6722 | 46859.3517 | -113648.7156 | -109220.8778 | -101812.1983 | 0.23557 | 0.26535 | 0.31519 | 0.25247
16779 | Lateral Hardening | Lateral Hardening-Fuse-10681849 | Laterals | 13214 | 0.17405 | 14 | 28 | 290522.78 | 0 | 68377.2265 | 77396.339 | 90993.9297 | -222145.5535 | -213126.441 | -199528.8503 | 0.23536 | 0.2664 | 0.31321 | 0.25246
15807 | Lateral Hardening | Lateral Hardening-Fuse-60018141 | Laterals | 13303 | 0.21534 | 13 | 4 | 122803.56 | 0 | 28521.3174 | 32823.0408 | 40378.0396 | -94282.2426 | -89980.5192 | -82425.5204 | 0.23225 | 0.26728 | 0.3288 | 0.25242
17338 | Lateral Hardening | Lateral Hardening-Fuse-92661759 | Laterals | 13127 | 0.068939 | 4 | 8 | 61971.29 | 0 | 14314.4281 | 16612.6382 | 20697.1897 | -47656.8619 | -45358.6518 | -41274.1003 | 0.23098 | 0.26807 | 0.33398 | 0.25241
11510 | Lateral Hardening | Lateral Hardening-Fuse-92285227 | Laterals | 14111 | 0.13523 | 9 | 9 | 135512.22 | 0 | 31628.3723 | 36093.9302 | 43864.1552 | -103883.8477 | -99418.2898 | -91648.0648 | 0.2334 | 0.26635 | 0.32369 | 0.25231
13524 | Lateral Hardening | Lateral Hardening-Fuse-93432307 | Laterals | 13532 | 0.13277 | 9 | 1 | 50000 | 0 | 11740.9386 | 13329.8281 | 15628.3635 | -38259.0614 | -36670.1719 | -34371.6365 | 0.23482 | 0.2666 | 0.31257 | 0.25213
13305 | Lateral Hardening | Lateral Hardening-Fuse-10147351 | Laterals | 13358 | 0.16004 | 14 | 25 | 156920.05 | 0 | 36559.5402 | 41887.845 | 50511.1947 | -120360.5098 | -115032.205 | -106408.8553 | 0.23298 | 0.26694 | 0.32189 | 0.25206
6197 | Lateral Hardening | Lateral Hardening-Fuse-92871402 | Laterals | 13048 | 0.10322 | 11 | 15 | 112184.8 | 0 | 26049.9268 | 29880.089 | 36570.9336 | -86134.8732 | -82304.711 | -75613.8664 | 0.23221 | 0.26635 | 0.32599 | 0.25183
13360 | Lateral Hardening | Lateral Hardening-Fuse-10712378 | Laterals | 13256 | 1.1367 | 64 | 0 | 707652.77 | 0 | 166703.5417 | 187165.2289 | 219535.6991 | -540949.2283 | -520487.5411 | -488117.0709 | 0.23557 | 0.26449 | 0.31023 | 0.25171
6273 | Lateral Hardening | Lateral Hardening-Fuse-10075223 | Laterals | 13656 | 0.3233 | 23 | 15 | 282971.79 | 0 | 66633.6215 | 74846.275 | 87905.5848 | -216338.1685 | -208125.515 | -195066.2052 | 0.23548 | 0.2645 | 0.31065 | 0.2517
15883 | Lateral Hardening | Lateral Hardening-Fuse-91704527 | Laterals | 13622 | 0.075568 | 7 | 4 | 50000 | 0 | 11382.8108 | 13419.5296 | 17270.8034 | -38617.1892 | -36580.4704 | -32729.1966 | 0.22766 | 0.26839 | 0.34542 | 0.25165
2756 | Lateral Hardening | Lateral Hardening-Fuse-92655839 | Laterals | 13030 | 0.1161 | 6 | 1 | 101465.12 | 0 | 23841.2972 | 26901.0181 | 31553.2276 | -77623.8228 | -74564.1019 | -69911.8924 | 0.23497 | 0.26513 | 0.31098 | 0.25162
18831 | Lateral Hardening | Lateral Hardening-Fuse-91108664 | Laterals | 13373 | 0.071212 | 6 | 9 | 69511.49 | 0 | 16239.7087 | 18459.843 | 22082.2774 | -53271.7813 | -51051.647 | -47429.2126 | 0.23363 | 0.26557 | 0.31768 | 0.25161
11349 | Lateral Hardening | Lateral Hardening-Fuse-92035945 | Laterals | 13910 | 0.083523 | 7 | 3 | 50000 | 0 | 11650.8746 | 13295.1957 | 15986.6253 | -38349.1254 | -36704.8043 | -34013.3747 | 0.23302 | 0.2659 | 0.31973 | 0.25155
10309 | Lateral Hardening | Lateral Hardening-Fuse-10693236 | Laterals | 13147 | 0.26742 | 13 | 28 | 225507.88 | 0 | 53082.9194 | 59843.0934 | 69202.4174 | -172424.9606 | -165664.7866 | -156305.4626 | 0.23539 | 0.26537 | 0.30687 | 0.25153
7286 | Lateral Hardening | Lateral Hardening-Fuse-91068376 | Laterals | 13213 | 0.22727 | 14 | 28 | 219258.36 | 0 | 51203.1108 | 58157.4558 | 69760.1425 | -168055.2492 | -161100.9042 | -149498.2175 | 0.23353 | 0.26525 | 0.31816 | 0.25151
3267 | Lateral Hardening | Lateral Hardening-Fuse-91150556 | Laterals | 13148 | 0.19773 | 11 | 1 | 108249.06 | 0 | 25450.4217 | 28579.6033 | 33813.1249 | -82798.6383 | -79669.4567 | -74435.9351 | 0.23511 | 0.26402 | 0.31236 | 0.25151
3479 | Lateral Hardening | Lateral Hardening-Fuse-90670797 | Laterals | 13097 | 0.23314 | 18 | 14 | 318914.12 | 0 | 75600.8805 | 84030.3791 | 96064.8333 | -243313.2395 | -234883.7409 | -222849.2867 | 0.23706 | 0.26349 | 0.30122 | 0.2514
19322 | Lateral Hardening | Lateral Hardening-Fuse-90524876 | Laterals | 13624 | 0.11932 | 6 | 3 | 106171.38 | 0 | 25084.1877 | 27971.9848 | 32492.9278 | -81087.1923 | -78199.3952 | -73678.4522 | 0.23626 | 0.26346 | 0.30604 | 0.2514
993 | Lateral Hardening | Lateral Hardening-Fuse-92662170 | Laterals | 13118 | 0.36761 | 28 | 39 | 446810.3 | 0 | 105645.5947 | 117707.0371 | 135022.7848 | -341164.7053 | -329103.2629 | -311787.5152 | 0.23644 | 0.26344 | 0.30219 | 0.25112
1418 | Lateral Hardening | Lateral Hardening-Fuse-92832167 | Laterals | 13807 | 0.2536 | 14 | 10 | 220937.54 | 0 | 52202.137 | 58078.3072 | 67253.3608 | -168735.403 | -162859.2328 | -153684.1792 | 0.23628 | 0.26287 | 0.3044 | 0.25107
16829 | Lateral Hardening | Lateral Hardening-Fuse-10408262 | Laterals | 13632 | 0.14905 | 12 | 26 | 230677.13 | 0 | 54399.7911 | 60987.2743 | 69570.1101 | -176277.3389 | -169689.8557 | -161107.0199 | 0.23583 | 0.26438 | 0.30159 | 0.25097
18122 | Lateral Hardening | Lateral Hardening-Fuse-90297883 | Laterals | 13007 | 0.55208 | 12 |  | 162813.35 | 0 | 37892.8236 | 43032.8222 | 52050.1742 | -124920.5264 | -119780.5278 | -110763.1758 | 0.23274 | 0.26431 | 0.31969 | 0.2509
13705 | Lateral Hardening | Lateral Hardening-Fuse-92729869 | Laterals | 13961 | 0.2233 | 10 | 0 | 111391.32 | 0 | 25753.2505 | 29566.0889 | 36264.2083 | -85638.0695 | -81825.2311 | -75127.1117 | 0.2312 | 0.26543 | 0.32556 | 0.2509
382 | Lateral Hardening | Lateral Hardening-Fuse-10679450 | Laterals | 13807 | 0.11042 | 4 | 1 | 53628.35 | 0 | 12419.195 | 14229.7072 | 17252.4178 | -41209.155 | -39398.6428 | -36375.9322 | 0.23158 | 0.26534 | 0.3217 | 0.25072
9661 | Lateral Hardening | Lateral Hardening-Fuse-10271832 | Laterals | 13621 | 0.34848 | 16 | 17 | 340289.78 | 0 | 80570.4776 | 89073.7511 | 102526.1129 | -259719.3024 | -251216.0289 | -237763.6671 | 0.23677 | 0.26176 | 0.30129 | 0.25072
7664 | Lateral Hardening | Lateral Hardening-Fuse-92406827 | Laterals | 13696 | 0.14148 | 15 | 20 | 150734.28 | 0 | 34843.1196 | 39963.7736 | 48885.8941 | -115891.1604 | -110770.5064 | -101848.3859 | 0.23116 | 0.26513 | 0.32432 | 0.25066
3217 | Lateral Hardening | Lateral Hardening-Fuse-90143410 | Laterals | 13705 | 0.11117 | 5 | 2 | 57112.63 | 0 | 13374.6493 | 15026.3464 | 17712.3858 | -43737.9807 | -42086.2836 | -39400.2442 | 0.23418 | 0.2631 | 0.31013 | 0.25045
6146 | Lateral Hardening | Lateral Hardening-Fuse-10590629 | Laterals | 13579 | 0.038447 | 5 | 53 | 50000 | 0 | 11511.1558 | 13282.3139 | 16253.5968 | -38488.8442 | -36717.6861 | -33746.4032 | 0.23022 | 0.26565 | 0.32507 | 0.25033
13569 | Lateral Hardening | Lateral Hardening-Fuse-10625679 | Laterals | 13011 | 0.10322 | 6 | 1 | 53030.23 | 0 | 11903.5421 | 14215.3287 | 18684.0071 | -41126.6879 | -38814.9013 | -34346.2229 | 0.22447 | 0.26806 | 0.35233 | 0.25033
193 | Lateral Hardening | Lateral Hardening-Fuse-10456325 | Laterals | 13225 | 0.11364 | 7 | 10 | 98270.13 | 0 | 22939.7754 | 25949.4145 | 30502.6171 | -75330.3546 | -72320.7155 | -67767.5129 | 0.23344 | 0.26406 | 0.3104 | 0.25032
16322 | Lateral Hardening | Lateral Hardening-Fuse-60009904 | Laterals | 13027 | 0.11136 | 8 | 14 | 141388.98 | 0 | 32790.0176 | 37381.1744 | 45027.6198 | -108598.9624 | -104007.8056 | -96361.3602 | 0.23191 | 0.26439 | 0.31847 | 0.25031
9040 | Lateral Hardening | Lateral Hardening-Fuse-90410874 | Laterals | 13219 | 0.23769 | 23 | 51 | 310944.98 | 0 | 72300.2454 | 82150.0538 | 97944.8943 | -238644.7346 | -228794.9262 | -213000.0857 | 0.23252 | 0.26419 | 0.31499 | 0.25027
18586 | Lateral Hardening | Lateral Hardening-Fuse-10786346 | Laterals | 14040 | 0.12254 | 7 | 5 | 114298.96 | 0 | 26893.8395 | 29983.1042 | 34724.7402 | -87405.1205 | -84315.8558 | -79574.2198 | 0.23529 | 0.26232 | 0.30381 | 0.25025
5386 | Lateral Hardening | Lateral Hardening-Fuse-93159032 | Laterals | 13098 | 0.1108 | 5 | 2 | 105971.76 | 0 | 24823.6162 | 27852.175 | 32623.7452 | -81148.1438 | -78119.585 | -73348.0148 | 0.23425 | 0.26283 | 0.30785 | 0.25018
19532 | Lateral Hardening | Lateral Hardening-Fuse-10795714 | Laterals | 13695 | 0.14886 | 12 | 24 | 159208.14 | 0 | 37017.3473 | 42036.4271 | 50045.8803 | -122190.7927 | -117171.7129 | -109162.2597 | 0.23251 | 0.26403 | 0.31434 | 0.25015
11989 | Lateral Hardening | Lateral Hardening-Fuse-10422962 | Laterals | 13827 | 0.19318 | 12 | 19 | 268532.52 | 0 | 63228.1401 | 70444.3978 | 81012.6365 | -205304.3799 | -198088.1222 | -187519.8835 | 0.23546 | 0.26233 | 0.30169 | 0.25014
8570 | Lateral Hardening | Lateral Hardening-Fuse-60479175 | Laterals | 13031 | 0.10606 | 4 | 2 | 61126.33 | 0 | 14203.4917 | 16108.0133 | 19344.7342 | -46922.8383 | -45018.3167 | -41781.5958 | 0.23236 | 0.26352 | 0.31647 | 0.25012
1387 | Lateral Hardening | Lateral Hardening-Fuse-10433187 | Laterals | 13993 | 0.063447 | 5 | 1 | 53654.83 | 0 | 12237.5301 | 14237.4719 | 18037.2241 | -41417.2999 | -39417.3581 | -35617.6059 | 0.22808 | 0.26535 | 0.33617 | 0.25007
2416 | Lateral Hardening | Lateral Hardening-Fuse-92676534 | Laterals | 13299 | 0.039394 | 4 | 1 | 66826.93 | 0 | 15605.4005 | 17596.3076 | 20652.4943 | -51221.5295 | -49230.6224 | -46174.4357 | 0.23352 | 0.26331 | 0.30904 | 0.25001
16859 | Lateral Hardening | Lateral Hardening-Fuse-60124049 | Laterals | 13218 | 0.20947 | 18 | 31 | 299291.44 | 0 | 70298.6122 | 78590.8864 | 90593.3245 | -228992.8278 | -220700.5536 | -208698.1155 | 0.23488 | 0.26259 | 0.30269 | 0.24998
18402 | Lateral Hardening | Lateral Hardening-Fuse-10676255 | Laterals | 13787 | 0.41061 | 23 | 17 | 298817.33 | 0 | 69962.6792 | 78415.2277 | 91914.8282 | -228854.6508 | -220402.1023 | -206902.5018 | 0.23413 | 0.26242 | 0.3076 | 0.24996
13085 | Lateral Hardening | Lateral Hardening-Fuse-60452457 | Laterals | 13705 | 0.091856 | 3 | 2 | 59945.83 | 0 | 14059.2518 | 15729.1814 | 18228.8167 | -45886.5782 | -44216.6486 | -41717.0133 | 0.23453 | 0.26239 | 0.30409 | 0.24985
15335 | Lateral Hardening | Lateral Hardening-Fuse-60170635 | Laterals | 13178 | 0.41837 | 43 | 0 | 355013.57 | 0 | 82599.1991 | 93358.5416 | 111246.1406 | -272414.3709 | -261655.0284 | -243767.4294 | 0.23266 | 0.26297 | 0.31336 | 0.24983
18255 | Lateral Hardening | Lateral Hardening-Fuse-10070715 | Laterals | 13657 | 0.24905 | 14 | 9 | 257151.71 | 0 | 60513.7005 | 67400.9362 | 77060.6432 | -196638.0095 | -189750.7738 | -180091.0668 | 0.23532 | 0.26211 | 0.29967 | 0.24979
9586 | Lateral Hardening | Lateral Hardening-Fuse-10099369 | Laterals | 13963 | 0.1161 | 9 | 11 | 50000 | 0 | 11356.7133 | 13273.2727 | 16927.6687 | -38643.2867 | -36726.7273 | -33072.3313 | 0.22713 | 0.26547 | 0.33855 | 0.24978
16773 | Lateral Hardening | Lateral Hardening-Fuse-92470195 | Laterals | 13330 | 0.1428 | 8 | 19 | 146914.46 | 0 | 34350.7009 | 38697.8982 | 44731.0695 | -112563.7591 | -108216.5618 | -102183.3905 | 0.23381 | 0.2634 | 0.30447 | 0.24976
6806 | Lateral Hardening | Lateral Hardening-Fuse-10588791 | Laterals | 13471 | 0.14223 | 6 |  | 56272.67 | 0 | 12621.4493 | 15025.286 | 19736.0674 | -43651.2207 | -41247.384 | -36536.6026 | 0.22429 | 0.26701 | 0.35072 | 0.24975
4400 | Lateral Hardening | Lateral Hardening-Fuse-10876314 | Laterals | 14025 | 0.052462 | 5 | 1 | 52741.91 | 0 | 11989.5308 | 13987.1899 | 17820.8721 | -40752.3792 | -38754.7201 | -34921.0379 | 0.22732 | 0.2652 | 0.33789 | 0.24974
16827 | Lateral Hardening | Lateral Hardening-Fuse-90424475 | Laterals | 13707 | 0.078788 | 6 | 1 | 65514.77 | 0 | 15246.2776 | 17307.4006 | 20205.2942 | -50268.4924 | -48207.3694 | -45309.4758 | 0.23272 | 0.26418 | 0.30841 | 0.24972
19257 | Lateral Hardening | Lateral Hardening-Fuse-91362305 | Laterals | 13148 | 0.90152 | 36 | 44 | 877281.76 | 0 | 208712.3043 | 227253.2668 | 256727.4287 | -668569.4557 | -650028.4932 | -620554.3313 | 0.23791 | 0.25904 | 0.29264 | 0.24972
7706 | Lateral Hardening | Lateral Hardening-Fuse-10671281 | Laterals | 13724 | 0.13561 | 9 | 6 | 148046.95 | 0 | 34651.1142 | 38829.5585 | 45174.4021 | -113395.8358 | -109217.3915 | -102872.5479 | 0.23405 | 0.26228 | 0.30514 | 0.24963
8322 | Lateral Hardening | Lateral Hardening-Fuse-10095410 | Laterals | 13786 | 0.18845 | 12 | 17 | 246771.64 | 0 | 57407.1261 | 65014.7992 | 76396.9434 | -189364.5139 | -181756.8408 | -170374.6966 | 0.23263 | 0.26346 | 0.30959 | 0.24958
14134 | Lateral Hardening | Lateral Hardening-Fuse-93432287 | Laterals | 13532 | 0.25985 | 10 |  | 106060.46 | 0 | 24293.2877 | 28037.1594 | 34827.4808 | -81767.1723 | -78023.3006 | -71232.9792 | 0.22905 | 0.26435 | 0.32837 | 0.24957
17798 | Lateral Hardening | Lateral Hardening-Fuse-92308786 | Laterals | 13233 | 0.34621 | 13 | 11 | 229651.76 | 0 | 53699.135 | 60186.8455 | 70376.7541 | -175952.625 | -169464.9145 | -159275.0059 | 0.23383 | 0.26208 | 0.30645 | 0.24957
18271 | Lateral Hardening | Lateral Hardening-Fuse-60233911 | Laterals | 13109 | 0.066477 | 5 | 13 | 149448.6 | 0 | 34765.5824 | 39333.9136 | 46306.0543 | -114683.0176 | -110114.6864 | -103142.5457 | 0.23263 | 0.26319 | 0.30985 | 0.24952
15366 | Lateral Hardening | Lateral Hardening-Fuse-90711829 | Laterals | 13045 | 0.13485 | 10 | 23 | 230513.99 | 0 | 53775.4686 | 60571.5702 | 70627.532 | -176738.5214 | -169942.4198 | -159886.458 | 0.23329 | 0.26277 | 0.30639 | 0.24944
17181 | Lateral Hardening | Lateral Hardening-Fuse-92613281 | Laterals | 13236 | 0.10057 | 7 | 0 | 56739.87 | 0 | 12726.2361 | 15118.268 | 19779.8539 | -44013.6339 | -41621.602 | -36960.0161 | 0.22429 | 0.26645 | 0.34861 | 0.24937
19438 | Lateral Hardening | Lateral Hardening-Fuse-10645473 | Laterals | 13148 | 0.1053 | 6 | 3 | 60554.69 | 0 | 14066.2546 | 15906.5619 | 18833.5384 | -46488.4354 | -44648.1281 | -41721.1516 | 0.23229 | 0.26268 | 0.31102 | 0.24928
13513 | Lateral Hardening | Lateral Hardening-Fuse-10313361 | Laterals | 13866 | 0.089015 | 7 | 3 | 71614.91 | 0 | 16629.5715 | 18871.1882 | 22130.2014 | -54985.3385 | -52743.7218 | -49484.7086 | 0.23221 | 0.26351 | 0.30902 | 0.24928
14058 | Lateral Hardening | Lateral Hardening-Fuse-91581632 | Laterals | 13030 | 0.078788 | 7 | 1 | 54929.77 | 0 | 12442.6173 | 14551.4271 | 18590.0891 | -42487.1527 | -40378.3429 | -36339.6809 | 0.22652 | 0.26491 | 0.33843 | 0.24923
6757 | Lateral Hardening | Lateral Hardening-Fuse-10247844 | Laterals | 13533 | 0.48807 | 37 | 56 | 657557.73 | 0 | 154820.3018 | 171600.3054 | 195089.1163 | -502737.4282 | -485957.4246 | -462468.6137 | 0.23545 | 0.26097 | 0.29669 | 0.24923
15137 | Lateral Hardening | Lateral Hardening-Fuse-90366790 | Laterals | 13011 | 0.49394 | 40 | 51 | 794314.1 | 0 | 187142.184 | 206410.1179 | 236627.7392 | -607171.916 | -587903.9821 | -557686.3608 | 0.2356 | 0.25986 | 0.2979 | 0.24911
17668 | Lateral Hardening | Lateral Hardening-Fuse-92354059 | Laterals | 13707 | 0.083523 | 6 | 3 | 58744.59 | 0 | 13621.5999 | 15420.896 | 18317.5844 | -45122.9901 | -43323.694 | -40427.0056 | 0.23188 | 0.26251 | 0.31182 | 0.24906
16976 | Lateral Hardening | Lateral Hardening-Fuse-10793125 | Laterals | 13470 | 0.19489 | 13 | 21 | 170892.96 | 0 | 39642.0067 | 44877.1898 | 53134.7966 | -131250.9533 | -126015.7702 | -117758.1634 | 0.23197 | 0.2626 | 0.31092 | 0.24906
14734 | Lateral Hardening | Lateral Hardening-Fuse-10367295 | Laterals | 13102 | 0.18504 | 16 | 33 | 301190.98 | 0 | 70490.9906 | 79005.1872 | 89955.294 | -230699.9894 | -222185.7928 | -211235.686 | 0.23404 | 0.26231 | 0.29867 | 0.24898
8661 | Lateral Hardening | Lateral Hardening-Fuse-10080963 | Laterals | 14000 | 0.064583 | 7 | 2 | 57679.27 | 0 | 13079.6045 | 15238.5784 | 19414.6701 | -44599.6655 | -42440.6916 | -38264.5999 | 0.22676 | 0.2642 | 0.3366 | 0.24898
1175 | Lateral Hardening | Lateral Hardening-Fuse-10667379 | Laterals | 13785 | 0.52045 | 30 | 6 | 236272.56 | 0 | 53309.7456 | 62606.2361 | 80413.0995 | -182962.8144 | -173666.3239 | -155859.4605 | 0.22563 | 0.26497 | 0.34034 | 0.2489
17968 | Lateral Hardening | Lateral Hardening-Fuse-90393572 | Laterals | 13470 | 0.26136 | 20 | 24 | 291934.02 | 0 | 68085.1324 | 76336.9139 | 89055.5256 | -223848.8876 | -215597.1061 | -202878.4944 | 0.23322 | 0.26149 | 0.30505 | 0.24888
16953 | Lateral Hardening | Lateral Hardening-Fuse-10089386 | Laterals | 13278 | 0.25 | 15 | 9 | 84370.05 | 0 | 18977.1822 | 22387.8982 | 28931.7741 | -65392.8678 | -61982.1518 | -55438.2759 | 0.22493 | 0.26535 | 0.34292 | 0.24885
19248 | Lateral Hardening | Lateral Hardening-Fuse-10429498 | Laterals | 13835 | 0.1072 | 6 | 0 | 53360.77 | 0 | 12252.8153 | 14028.0958 | 17173.8915 | -41107.9547 | -39332.6742 | -36186.8785 | 0.22962 | 0.26289 | 0.32184 | 0.24883
15761 | Lateral Hardening | Lateral Hardening-Fuse-60025528 | Laterals | 13236 | 0.25341 | 10 |  | 65512.05 | 0 | 14572.176 | 17470.7519 | 23111.2873 | -50939.874 | -48041.2981 | -42400.7627 | 0.22244 | 0.26668 | 0.35278 | 0.24874
5562 | Lateral Hardening | Lateral Hardening-Fuse-10696440 | Laterals | 13961 | 0.1803 | 5 |  | 50000 | 0 | 11408.8227 | 13169.4389 | 16349.6762 | -38591.1773 | -36830.5611 | -33650.3238 | 0.22818 | 0.26339 | 0.32699 | 0.24862
9827 | Lateral Hardening | Lateral Hardening-Fuse-90145296 | Laterals | 13148 | 0.17235 | 9 | 0 | 81065.89 | 0 | 18023.0591 | 21608.056 | 28584.3445 | -63042.8309 | -59457.834 | -52481.5455 | 0.22233 | 0.26655 | 0.35261 | 0.24862
12464 | Lateral Hardening | Lateral Hardening-Fuse-10627073 | Laterals | 13147 | 0.55814 | 24 | 55 | 515968.73 | 0 | 121400.8195 | 134009.4506 | 152248.9855 | -394567.9105 | -381959.2794 | -363719.7445 | 0.23529 | 0.25972 | 0.29507 | 0.2486
3847 | Lateral Hardening | Lateral Hardening-Fuse-10088520 | Laterals | 13175 | 0.23561 | 24 | 26 | 294316.81 | 0 | 68169.8128 | 77233.9392 | 90881.657 | -226146.9972 | -217082.8708 | -203435.153 | 0.23162 | 0.26242 | 0.30879 | 0.24858
13448 | Lateral Hardening | Lateral Hardening-Fuse-10813131 | Laterals | 13341 | 0.16193 | 8 | 4 | 109712.88 | 0 | 25553.7387 | 28618.4516 | 33414.5859 | -84159.1413 | -81094.4284 | -76298.2941 | 0.23291 | 0.26085 | 0.30456 | 0.24846
17869 | Lateral Hardening | Lateral Hardening-Fuse-60131251 | Laterals | 13722 | 0.41913 | 19 | 0 | 373039.25 | 0 | 87360.5633 | 96853.4917 | 111823.4363 | -285678.6867 | -276185.7583 | -261215.8137 | 0.23419 | 0.25963 | 0.29976 | 0.24838
2681 | Lateral Hardening | Lateral Hardening-Fuse-92281255 | Laterals | 13924 | 0.048106 | 3 | 1 | 55801.21 | 0 | 12938.6195 | 14618.4757 | 17057.1586 | -42862.5905 | -41182.7343 | -38744.0514 | 0.23187 | 0.26197 | 0.30568 | 0.24828
1478 | Lateral Hardening | Lateral Hardening-Fuse-92643621 | Laterals | 13331 | 0.24337 | 16 | 60 | 222795.65 | 0 | 50800.4696 | 58606.8896 | 72320.7826 | -171995.1804 | -164188.7604 | -150474.8674 | 0.22801 | 0.26305 | 0.32461 | 0.24818
5178 | Lateral Hardening | Lateral Hardening-Fuse-91140312 | Laterals | 13722 | 0.17519 | 10 | 1 | 181174.45 | 0 | 41785.1363 | 47434.6416 | 56410.7019 | -139389.3137 | -133739.8084 | -124763.7481 | 0.23063 | 0.26182 | 0.31136 | 0.24806
14528 | Lateral Hardening | Lateral Hardening-Fuse-10650526 | Laterals | 13391 | 0.10076 | 6 | 1 | 56755.61 | 0 | 12828.3299 | 14951.2409 | 18964.6696 | -43927.2801 | -41804.3691 | -37790.9404 | 0.22603 | 0.26343 | 0.33415 | 0.24806
16514 | Lateral Hardening | Lateral Hardening-Fuse-10537284 | Laterals | 13117 | 0.10208 | 9 | 19 | 79937.11 | 0 | 18064.19 | 21101.229 | 26596.0355 | -61872.92 | -58835.881 | -53341.0745 | 0.22598 | 0.26397 | 0.33271 | 0.24805
17331 | Lateral Hardening | Lateral Hardening-Fuse-60634429 | Laterals | 13485 | 0.082386 | 7 | 28 | 85300.38 | 0 | 19710.2089 | 22380.168 | 26186.6212 | -65590.1711 | -62920.212 | -59113.7588 | 0.23107 | 0.26237 | 0.30699 | 0.24805
17945 | Lateral Hardening | Lateral Hardening-Fuse-10745661 | Laterals | 13431 | 0.062689 | 5 | 11 | 92891.87 | 0 | 21483.2016 | 24302.4235 | 28611.1646 | -71408.6684 | -68589.4465 | -64280.7054 | 0.23127 | 0.26162 | 0.30801 | 0.24805
3782 | Lateral Hardening | Lateral Hardening-Fuse-91557303 | Laterals | 13211 | 0.1339 | 9 | 2 | 103453.36 | 0 | 23928.4327 | 27008.0922 | 31994.2348 | -79524.9273 | -76445.2678 | -71459.1252 | 0.2313 | 0.26107 | 0.30926 | 0.24802
16273 | Lateral Hardening | Lateral Hardening-Fuse-10686184 | Laterals | 13808 | 0.1036 | 6 | 2 | 105373.64 | 0 | 24436.0173 | 27386.3015 | 32445.8911 | -80937.6227 | -77987.3385 | -72927.7489 | 0.2319 | 0.2599 | 0.30791 | 0.2479
5546 | Lateral Hardening | Lateral Hardening-Fuse-90956262 | Laterals | 13797 | 0.032008 | 1 | 1 | 50000 | 0 | 11594.575 | 13062.8842 | 15146.0966 | -38405.425 | -36937.1158 | -34853.9034 | 0.23189 | 0.26126 | 0.30292 | 0.2478
14121 | Lateral Hardening | Lateral Hardening-Fuse-92353897 | Laterals | 13431 | 0.66345 | 34 | 9 | 371617.33 | 0 | 85741.0625 | 96805.1086 | 115638.6296 | -285876.2675 | -274812.2214 | -255978.7004 | 0.23072 | 0.2605 | 0.31118 | 0.2477
58 | Lateral Hardening | Lateral Hardening-Fuse-90287406 | Laterals | 13807 | 0.27045 | 18 | 20 | 226268.4 | 0 | 52254.9021 | 58968.893 | 69957.7159 | -174013.4979 | -167299.507 | -156310.6841 | 0.23094 | 0.26061 | 0.30918 | 0.24767
1291 | Lateral Hardening | Lateral Hardening-Fuse-10726503 | Laterals | 13648 | 0.50322 | 28 | 31 | 404239.36 | 0 | 93912.322 | 105152.4965 | 122160.7362 | -310327.038 | -299086.8635 | -282078.6238 | 0.23232 | 0.26012 | 0.3022 | 0.24765
10002 | Lateral Hardening | Lateral Hardening-Fuse-92062309 | Laterals | 13001 | 0.13447 | 10 | 1 | 99570.58 | 0 | 22586.381 | 26079.8436 | 32815.1932 | -76984.199 | -73490.7364 | -66755.3868 | 0.22684 | 0.26192 | 0.32957 | 0.24764
8397 | Lateral Hardening | Lateral Hardening-Fuse-60061787 | Laterals | 13668 | 0.20966 | 8 | 4 | 113170.68 | 0 | 26412.8757 | 29353.757 | 33628.0832 | -86757.8043 | -83816.923 | -79542.5968 | 0.23339 | 0.25938 | 0.29714 | 0.24756
8368 | Lateral Hardening | Lateral Hardening-Fuse-10829458 | Laterals | 13687 | 0.11572 | 6 | 3 | 105872.32 | 0 | 24608.2563 | 27503.4288 | 31905.8669 | -81264.0637 | -78368.8912 | -73966.4531 | 0.23243 | 0.25978 | 0.30136 | 0.24753
47 | Lateral Hardening | Lateral Hardening-Fuse-10795712 | Laterals | 13695 | 0.10227 | 5 | 2 | 52951.53 | 0 | 11858.3565 | 13967.9345 | 18016.0901 | -41093.1735 | -38983.5955 | -34935.4399 | 0.22395 | 0.26379 | 0.34024 | 0.24753
16545 | Lateral Hardening | Lateral Hardening-Fuse-10747919 | Laterals | 14021 | 0.086742 | 6 | 2 | 50000 | 0 | 11445.1737 | 13075.1621 | 15840.4788 | -38554.8263 | -36924.8379 | -34159.5212 | 0.2289 | 0.2615 | 0.31681 | 0.24747
4744 | Lateral Hardening | Lateral Hardening-Fuse-10745642 | Laterals | 13431 | 0.15303 | 10 | 8 | 173583.71 | 0 | 40007.6093 | 45244.1795 | 53787.9371 | -133576.1007 | -128339.5305 | -119795.7729 | 0.23048 | 0.26065 | 0.30987 | 0.24747
6451 | Lateral Hardening | Lateral Hardening-Fuse-93038747 | Laterals | 13813 | 0.039773 | 3 | 1 | 55617.33 | 0 | 12849.5287 | 14489.5277 | 17058.2127 | -42767.8013 | -41127.8023 | -38559.1173 | 0.23103 | 0.26052 | 0.30671 | 0.24745
13496 | Lateral Hardening | Lateral Hardening-Fuse-10829492 | Laterals | 13687 | 0.21004 | 16 | 16 | 244318.66 | 0 | 56996.5952 | 63192.9497 | 72926.6293 | -187322.0648 | -181125.7103 | -171392.0307 | 0.23329 | 0.25865 | 0.29849 | 0.24742
14620 | Lateral Hardening | Lateral Hardening-Fuse-10509571 | Laterals | 13128 | 0.13295 | 9 | 13 | 126445.98 | 0 | 29239.8134 | 32983.4108 | 38426.7845 | -97206.1666 | -93462.5692 | -88019.1955 | 0.23124 | 0.26085 | 0.3039 | 0.24739
12622 | Lateral Hardening | Lateral Hardening-Fuse-10705852 | Laterals | 13268 | 0.18598 | 8 | 5 | 124010.54 | 0 | 28432.1375 | 32401.2003 | 38989.687 | -95578.4025 | -91609.3397 | -85020.853 | 0.22927 | 0.26128 | 0.31441 | 0.24739
8017 | Lateral Hardening | Lateral Hardening-Fuse-93274060 | Laterals | 13213 | 0.044697 | 4 | 2 | 52096.57 | 0 | 11849.3996 | 13633.6595 | 16854.9678 | -40247.1704 | -38462.9105 | -35241.6022 | 0.22745 | 0.2617 | 0.32353 | 0.24733
3754 | Lateral Hardening | Lateral Hardening-Fuse-90300018 | Laterals | 13813 | 0.28693 | 13 | 5 | 151745.85 | 0 | 35149.1154 | 39409.2223 | 46068.9423 | -116596.7346 | -112336.6277 | -105676.9077 | 0.23163 | 0.25971 | 0.30359 | 0.24725
4342 | Lateral Hardening | Lateral Hardening-Fuse-10616389 | Laterals | 13124 | 0.075379 | 6 | 1 | 99098.38 | 0 | 22866.3504 | 25758.6475 | 30527.2358 | -76232.0296 | -73339.7325 | -68571.1442 | 0.23074 | 0.25993 | 0.30805 | 0.24723
12991 | Lateral Hardening | Lateral Hardening-Fuse-92529541 | Laterals | 13210 | 0.063068 | 6 | 11 | 73273.35 | 0 | 16438.4945 | 19267.9367 | 24698.4464 | -56834.8555 | -54005.4133 | -48574.9036 | 0.22434 | 0.26296 | 0.33707 | 0.2472
8190 | Lateral Hardening | Lateral Hardening-Fuse-10599422 | Laterals | 13473 | 0.12803 | 7 | 1 | 122188.66 | 0 | 28280.2327 | 31731.3885 | 37171.5433 | -93908.4273 | -90457.2715 | -85017.1167 | 0.23145 | 0.25969 | 0.30421 | 0.2472
6232 | Lateral Hardening | Lateral Hardening-Fuse-90833118 | Laterals | 13787 | 0.51591 | 23 | 17 | 390795.87 | 0 | 91119.8292 | 101174.9789 | 115761.1158 | -299676.0408 | -289620.8911 | -275034.7542 | 0.23316 | 0.25889 | 0.29622 | 0.24719
14042 | Lateral Hardening | Lateral Hardening-Fuse-91201766 | Laterals | 13223 | 0.31496 | 26 | 40 | 522660.07 | 0 | 122131.757 | 135039.9121 | 153821.4677 | -400528.313 | -387620.1579 | -368838.6023 | 0.23367 | 0.25837 | 0.2943 | 0.24715
3987 | Lateral Hardening | Lateral Hardening-Fuse-60023301 | Laterals | 13303 | 0.49489 | 26 | 17 | 324438.12 | 0 | 75207.7474 | 84165.7655 | 98049.2152 | -249230.3726 | -240272.3545 | -226388.9048 | 0.23181 | 0.25942 | 0.30221 | 0.24713
15223 | Lateral Hardening | Lateral Hardening-Fuse-10567752 | Laterals | 13117 | 0.12348 | 8 | 27 | 160824.41 | 0 | 36667.9653 | 42069.0243 | 51211.137 | -124156.4447 | -118755.3857 | -109613.273 | 0.228 | 0.26158 | 0.31843 | 0.24712
17329 | Lateral Hardening | Lateral Hardening-Fuse-92682116 | Laterals | 13805 | 0.063447 | 6 | 1 | 93159.4 | 0 | 21477.433 | 24283.8227 | 28491.7714 | -71681.967 | -68875.5773 | -64667.6286 | 0.23054 | 0.26067 | 0.30584 | 0.24711
5235 | Lateral Hardening | Lateral Hardening-Fuse-10510813 | Laterals | 14123 | 0.36572 | 16 | 0 | 351312.73 | 0 | 82620.4152 | 89943.9345 | 102545.5011 | -268692.3148 | -261368.7955 | -248767.2289 | 0.23518 | 0.25602 | 0.29189 | 0.2471
1835 | Lateral Hardening | Lateral Hardening-Fuse-60105502 | Laterals | 13030 | 0.15227 | 11 | 3 | 113348.82 | 0 | 25265.9489 | 29908.3498 | 38756.4897 | -88082.8711 | -83440.4702 | -74592.3303 | 0.2229 | 0.26386 | 0.34192 | 0.24709
3584 | Lateral Hardening | Lateral Hardening-Fuse-10674215 | Laterals | 13414 | 0.22784 | 21 | 0 | 266328.15 | 0 | 60722.166 | 69591.9962 | 84913.6998 | -205605.984 | -196736.1538 | -181414.4502 | 0.228 | 0.2613 | 0.31883 | 0.24707
13231 | Lateral Hardening | Lateral Hardening-Fuse-10163189 | Laterals | 13091 | 0.12121 | 11 | 26 | 188858.78 | 0 | 43329.5524 | 49200.6931 | 58912.9218 | -145529.2276 | -139658.0869 | -129945.8582 | 0.22943 | 0.26052 | 0.31194 | 0.24701
13809 | Lateral Hardening | Lateral Hardening-Fuse-60450824 | Laterals | 13422 | 0.18239 | 11 | 0 | 107991.48 | 0 | 23849.7606 | 28593.7564 | 37825.4195 | -84141.7194 | -79397.7236 | -70166.0605 | 0.22085 | 0.26478 | 0.35026 | 0.24697
4250 | Lateral Hardening | Lateral Hardening-Fuse-90910745 | Laterals | 13373 | 0.13788 | 14 | 16 | 146505.22 | 0 | 33556.3282 | 38188.9525 | 45914.4843 | -112948.8918 | -108316.2675 | -100590.7357 | 0.22905 | 0.26067 | 0.3134 | 0.24697
10077 | Lateral Hardening | Lateral Hardening-Fuse-90394789 | Laterals | 13147 | 0.088068 | 7 | 1 | 55701.03 | 0 | 12329.3504 | 14726.682 | 19372.4066 | -43371.6796 | -40974.348 | -36328.6234 | 0.22135 | 0.26439 | 0.34779 | 0.2469
6777 | Lateral Hardening | Lateral Hardening-Fuse-60124537 | Laterals | 13825 | 0.19621 | 14 | 15 | 273427.61 | 0 | 63291.4521 | 70822.8904 | 82401.4974 | -210136.1579 | -202604.7196 | -191026.1126 | 0.23147 | 0.25902 | 0.30136 | 0.24673
10296 | Lateral Hardening | Lateral Hardening-Fuse-10747892 | Laterals | 14024 | 0.092992 | 12 | 30 | 179366.77 | 0 | 41144.1611 | 46682.4489 | 55493.6028 | -138222.6089 | -132684.3211 | -123873.1672 | 0.22939 | 0.26026 | 0.30939 | 0.24665
5759 | Lateral Hardening | Lateral Hardening-Fuse-91661650 | Laterals | 13153 | 0.10568 | 8 | 46 | 322105.92 | 0 | 73854.8073 | 84143.1285 | 98707.8751 | -248251.1127 | -237962.7915 | -223398.0449 | 0.22929 | 0.26123 | 0.30645 | 0.24659
16395 | Lateral Hardening | Lateral Hardening-Fuse-10075340 | Laterals | 13656 | 0.1053 | 7 | 1 | 101076.62 | 0 | 23304.2391 | 26131.8525 | 31016.3197 | -77772.3809 | -74944.7675 | -70060.3003 | 0.23056 | 0.25854 | 0.30686 | 0.24658
4190 | Lateral Hardening | Lateral Hardening-Fuse-93058022 | Laterals | 13593 | 0.11136 | 10 | 10 | 128581.62 | 0 | 29589.6237 | 33425.2835 | 39129.2737 | -98991.9963 | -95156.3365 | -89452.3463 | 0.23012 | 0.25995 | 0.30431 | 0.24649
872 | Lateral Hardening | Lateral Hardening-Fuse-92800610 | Laterals | 13624 | 0.12008 | 10 | 5 | 106234.34 | 0 | 24320.0484 | 27613.0175 | 33097.2644 | -81914.2916 | -78621.3225 | -73137.0756 | 0.22893 | 0.25993 | 0.31155 | 0.24649
19708 | Lateral Hardening | Lateral Hardening-Fuse-90508503 | Laterals | 13079 | 0.1322 | 11 | 6 | 314991.59 | 0 | 72370.3508 | 81961.3369 | 96303.1992 | -242621.2392 | -233030.2531 | -218688.3908 | 0.22975 | 0.2602 | 0.30573 | 0.24649
4816 | Lateral Hardening | Lateral Hardening-Fuse-60431984 | Laterals | 13024 | 0.089583 | 10 | 7 | 110774.3 | 0 | 25448.2937 | 28765.1138 | 34026.3843 | -85326.0063 | -82009.1862 | -76747.9157 | 0.22973 | 0.25967 | 0.30717 | 0.24646
11782 | Lateral Hardening | Lateral Hardening-Fuse-92827508 | Laterals | 13522 | 0.2178 | 15 | 0 | 50000 | 0 | 11019.5091 | 13211.4181 | 17476.8024 | -38980.4909 | -36788.5819 | -32523.1976 | 0.22039 | 0.26423 | 0.34954 | 0.24646
12172 | Lateral Hardening | Lateral Hardening-Fuse-92701844 | Laterals | 13299 | 0.15492 | 9 | 2 | 109639.18 | 0 | 24931.817 | 28562.1636 | 34846.3381 | -84707.363 | -81077.0164 | -74792.8419 | 0.2274 | 0.26051 | 0.31783 | 0.24638
17234 | Lateral Hardening | Lateral Hardening-Fuse-92213343 | Laterals | 13787 | 0.093371 | 7 | 1 | 56141.75 | 0 | 12590.0507 | 14686.9821 | 18709.4025 | -43551.6993 | -41454.7679 | -37432.3475 | 0.22425 | 0.26161 | 0.33325 | 0.24636
13298 | Lateral Hardening | Lateral Hardening-Fuse-60398335 | Laterals | 13805 | 0.14034 | 8 | 3 | 152879.13 | 0 | 35253.9743 | 39591.368 | 46220.2802 | -117625.1557 | -113287.762 | -106658.8498 | 0.2306 | 0.25897 | 0.30233 | 0.24628
2750 | Lateral Hardening | Lateral Hardening-Fuse-92648189 | Laterals | 13331 | 0.50076 | 18 | 0 | 150355.43 | 0 | 34247.2751 | 39117.8409 | 47431.2099 | -116108.1549 | -111237.5891 | -102924.2201 | 0.22778 | 0.26017 | 0.31546 | 0.24626
10184 | Lateral Hardening | Lateral Hardening-Fuse-90528829 | Laterals | 13621 | 0.13636 | 9 | 1 | 148618.59 | 0 | 34195.3027 | 38414.7515 | 45484.3183 | -114423.2873 | -110203.8385 | -103134.2717 | 0.23009 | 0.25848 | 0.30605 | 0.2462
8372 | Lateral Hardening | Lateral Hardening-Fuse-10482606 | Laterals | 13457 | 0.040152 | 5 | 2 | 55648.81 | 0 | 12477.7728 | 14535.6782 | 18532.3984 | -43171.0372 | -41113.1318 | -37116.4116 | 0.22422 | 0.2612 | 0.33302 | 0.2462
15992 | Lateral Hardening | Lateral Hardening-Fuse-90289570 | Laterals | 13146 | 0.18693 | 5 | 2 | 63408.63 | 0 | 14521.5759 | 16421.4262 | 19693.3934 | -48887.0541 | -46987.2038 | -43715.2366 | 0.22902 | 0.25898 | 0.31058 | 0.24616
7400 | Lateral Hardening | Lateral Hardening-Fuse-10645475 | Laterals | 13148 | 0.12292 | 6 | 3 | 62527.19 | 0 | 13846.3877 | 16449.7389 | 21479.5138 | -48680.8023 | -46077.4511 | -41047.6762 | 0.22145 | 0.26308 | 0.34352 | 0.24614
8794 | Lateral Hardening | Lateral Hardening-Fuse-10759927 | Laterals | 13331 | 0.24451 | 16 | 32 | 294343.34 | 0 | 68106.7047 | 76118.5914 | 87287.1941 | -226236.6353 | -218224.7486 | -207056.1459 | 0.23139 | 0.2586 | 0.29655 | 0.24607
13800 | Lateral Hardening | Lateral Hardening-Fuse-90462546 | Laterals | 13230 | 0.015152 | 1 | 2 | 50000 | 0 | 11481.5413 | 12990.1832 | 15165.7763 | -38518.4587 | -37009.8168 | -34834.2237 | 0.22963 | 0.2598 | 0.30332 | 0.24605
19669 | Lateral Hardening | Lateral Hardening-Fuse-92348382 | Laterals | 13431 | 0.17538 | 9 | 2 | 155791.03 | 0 | 35827.6445 | 40191.0783 | 47468.4308 | -119963.3855 | -115599.9517 | -108322.5992 | 0.22997 | 0.25798 | 0.30469 | 0.24585
7178 | Lateral Hardening | Lateral Hardening-Fuse-10745628 | Laterals | 13815 | 0.18466 | 9 | 4 | 168352.29 | 0 | 38528.3624 | 43567.6591 | 51992.5808 | -129823.9276 | -124784.6309 | -116359.7092 | 0.22886 | 0.25879 | 0.30883 | 0.24583
15229 | Lateral Hardening | Lateral Hardening-Fuse-10650362 | Laterals | 13391 | 0.45114 | 20 | 20 | 356680.86 | 0 | 82588.9526 | 91844.0513 | 105651.6707 | -274091.9074 | -264836.8087 | -251029.1893 | 0.23155 | 0.2575 | 0.29621 | 0.2458
10459 | Lateral Hardening | Lateral Hardening-Fuse-60029890 | Laterals | 13091 | 0.086364 | 9 | 7 | 114713.94 | 0 | 26304.1853 | 29719.193 | 34935.5189 | -88409.7547 | -84994.747 | -79778.4211 | 0.2293 | 0.25907 | 0.30454 | 0.24576
14753 | Lateral Hardening | Lateral Hardening-Fuse-60179211 | Laterals | 13001 | 0.19527 | 12 | 13 | 183427.69 | 0 | 42426.6247 | 47263.2405 | 54377.3017 | -141001.0653 | -136164.4495 | -129050.3883 | 0.2313 | 0.25767 | 0.29645 | 0.24572
19394 | Lateral Hardening | Lateral Hardening-Fuse-10679332 | Laterals | 13807 | 0.090152 | 7 | 4 | 59295.49 | 0 | 13391.9832 | 15434.1039 | 19017.1075 | -45903.5068 | -43861.3861 | -40278.3825 | 0.22585 | 0.26029 | 0.32072 | 0.24567
7390 | Lateral Hardening | Lateral Hardening-Fuse-90304987 | Laterals | 13003 | 0.11667 | 9 | 3 | 109881.02 | 0 | 25193.6643 | 28350.6816 | 33550.7901 | -84687.3557 | -81530.3384 | -76330.2299 | 0.22928 | 0.25801 | 0.30534 | 0.24551
8419 | Lateral Hardening | Lateral Hardening-Fuse-10087541 | Laterals | 13389 | 0.11307 | 6 | 0 | 71212.65 | 0 | 16219.8787 | 18417.1281 | 22253.5769 | -54992.7713 | -52795.5219 | -48959.0731 | 0.22777 | 0.25862 | 0.31249 | 0.2455
8778 | Lateral Hardening | Lateral Hardening-Fuse-10650427 | Laterals | 13391 | 0.10966 | 5 | 1 | 57495.39 | 0 | 12933.9662 | 14949.525 | 18669.3043 | -44561.4238 | -42545.865 | -38826.0857 | 0.22496 | 0.26001 | 0.32471 | 0.24545
9080 | Lateral Hardening | Lateral Hardening-Fuse-60039904 | Laterals | 13373 | 0.060606 | 7 | 7 | 72560.05 | 0 | 16460.313 | 18821.6945 | 22834.6062 | -56099.737 | -53738.3555 | -49725.4438 | 0.22685 | 0.25939 | 0.3147 | 0.2454
5835 | Lateral Hardening | Lateral Hardening-Fuse-93366483 | Laterals | 13753 | 0.22538 | 25 | 28 | 511591.93 | 0 | 117761.6499 | 131809.4789 | 153430.1744 | -393830.2801 | -379782.4511 | -358161.7556 | 0.23019 | 0.25765 | 0.29991 | 0.2454
364 | Lateral Hardening | Lateral Hardening-Fuse-10650487 | Laterals | 13391 | 0.051894 | 6 | 2 | 52694.69 | 0 | 11616.2645 | 13838.0767 | 18084.4208 | -41078.4255 | -38856.6133 | -34610.2692 | 0.22044 | 0.26261 | 0.34319 | 0.24537
717 | Lateral Hardening | Lateral Hardening-Fuse-10650518 | Laterals | 13391 | 0.12254 | 6 | 3 | 110877.64 | 0 | 25437.0691 | 28562.5821 | 33725.5434 | -85440.5709 | -82315.0579 | -77152.0966 | 0.22942 | 0.2576 | 0.30417 | 0.24535
9747 | Lateral Hardening | Lateral Hardening-Fuse-90288535 | Laterals | 13389 | 0.099242 | 5 | 2 | 56121.01 | 0 | 12714.0825 | 14546.2065 | 17732.4588 | -43406.9275 | -41574.8035 | -38388.5512 | 0.22655 | 0.25919 | 0.31597 | 0.24528
12775 | Lateral Hardening | Lateral Hardening-Fuse-92701822 | Laterals | 13299 | 0.36042 | 17 | 15 | 396907.06 | 0 | 91790.5619 | 101974.1344 | 116612.8361 | -305116.4981 | -294932.9256 | -280294.2239 | 0.23126 | 0.25692 | 0.2938 | 0.24522
602 | Lateral Hardening | Lateral Hardening-Fuse-92438482 | Laterals | 13630 | 0.18371 | 13 | 22 | 221767.55 | 0 | 50954.9206 | 57189.1874 | 66119.0749 | -170812.6294 | -164578.3626 | -155648.4751 | 0.22977 | 0.25788 | 0.29815 | 0.24504
1350 | Lateral Hardening | Lateral Hardening-Fuse-60241226 | Laterals | 13137 | 0.14943 | 9 | 28 | 255305.97 | 0 | 58134.9995 | 66097.8203 | 78454.6363 | -197170.9705 | -189208.1497 | -176851.3337 | 0.22771 | 0.2589 | 0.3073 | 0.24502
817 | Lateral Hardening | Lateral Hardening-Fuse-90126542 | Laterals | 13754 | 0.057008 | 5 | 7 | 50000 | 0 | 11100.3527 | 13044.4942 | 16771.7842 | -38899.6473 | -36955.5058 | -33228.2158 | 0.22201 | 0.26089 | 0.33544 | 0.24501
19614 | Lateral Hardening | Lateral Hardening-Fuse-93247460 | Laterals | 13031 | 0.092045 | 9 | 6 | 182709.39 | 0 | 41757.7891 | 47145.7695 | 55561.4435 | -140951.6009 | -135563.6205 | -127147.9465 | 0.22855 | 0.25804 | 0.3041 | 0.24495
9452 | Lateral Hardening | Lateral Hardening-Fuse-91321064 | Laterals | 13461 | 0.082386 | 6 | 2 | 54720.15 | 0 | 12464.6587 | 14113.938 | 16899.5301 | -42255.4913 | -40606.212 | -37820.6199 | 0.22779 | 0.25793 | 0.30884 | 0.24494
14205 | Lateral Hardening | Lateral Hardening-Fuse-92679260 | Laterals | 13805 | 0.23769 | 12 | 2 | 156530.81 | 0 | 35736.307 | 40338.9513 | 47842.3958 | -120794.503 | -116191.8587 | -108688.4142 | 0.2283 | 0.25771 | 0.30564 | 0.24486
974 | Lateral Hardening | Lateral Hardening-Fuse-60305774 | Laterals | 13622 | 0.13333 | 8 | 3 | 63392.89 | 0 | 13937.6709 | 16607.9965 | 21756.7119 | -49455.2191 | -46784.8935 | -41636.1781 | 0.21986 | 0.26199 | 0.3432 | 0.24483
18679 | Lateral Hardening | Lateral Hardening-Fuse-93249143 | Laterals | 13175 | 0.03447 | 2 | 5 | 66457.93 | 0 | 15177.9251 | 17197.1629 | 20003.6912 | -51280.0049 | -49260.7671 | -46454.2388 | 0.22838 | 0.25877 | 0.301 | 0.24476
4829 | Lateral Hardening | Lateral Hardening-Fuse-10802865 | Laterals | 13133 | 0.14621 | 16 | 24 | 260699 | 0 | 58843.8065 | 67417.7972 | 82168.6734 | -201855.1935 | -193281.2028 | -178530.3266 | 0.22572 | 0.2586 | 0.31519 | 0.24453
12518 | Lateral Hardening | Lateral Hardening-Fuse-93277276 | Laterals | 13213 | 0.049432 | 5 | 6 | 124297.5 | 0 | 28349.981 | 32033.7755 | 37682.0671 | -95947.519 | -92263.7245 | -86615.4329 | 0.22808 | 0.25772 | 0.30316 | 0.24448
9579 | Lateral Hardening | Lateral Hardening-Fuse-92678595 | Laterals | 13805 | 0.13712 | 8 | 3 | 108159.62 | 0 | 24627.0213 | 27810.7778 | 33107.0128 | -83532.5987 | -80348.8422 | -75052.6072 | 0.22769 | 0.25713 | 0.30609 | 0.24436
9399 | Lateral Hardening | Lateral Hardening-Fuse-93183012 | Laterals | 13016 | 0.063068 | 9 | 24 | 180301.17 | 0 | 41013.169 | 46538.7443 | 54853.3328 | -139288.001 | -133762.4257 | -125447.8372 | 0.22747 | 0.25812 | 0.30423 | 0.24434
7902 | Lateral Hardening | Lateral Hardening-Fuse-10392349 | Laterals | 13496 | 0.11761 | 12 | 13 | 145329.72 | 0 | 32279.1434 | 37796.9896 | 48021.1424 | -113050.5766 | -107532.7304 | -97308.5776 | 0.22211 | 0.26008 | 0.33043 | 0.24433
14629 | Lateral Hardening | Lateral Hardening-Fuse-10075294 | Laterals | 13656 | 0.17746 | 7 | 5 | 74411.63 | 0 | 16868.5069 | 19194.8599 | 23011.9973 | -57543.1231 | -55216.7701 | -51399.6327 | 0.22669 | 0.25796 | 0.30925 | 0.24433
15655 | Lateral Hardening | Lateral Hardening-Fuse-91940384 | Laterals | 13079 | 0.18523 | 19 | 32 | 301206.72 | 0 | 68838.5507 | 77553.5711 | 90204.9086 | -232368.1693 | -223653.1489 | -211001.8114 | 0.22854 | 0.25748 | 0.29948 | 0.24432
15656 | Lateral Hardening | Lateral Hardening-Fuse-10722410 | Laterals | 13817 | 0.081439 | 9 | 7 | 158247.95 | 0 | 36028.6948 | 40846.6596 | 47906.6341 | -122219.2552 | -117401.2904 | -110341.3159 | 0.22767 | 0.25812 | 0.30273 | 0.24431
6845 | Lateral Hardening | Lateral Hardening-Fuse-10831915 | Laterals | 13295 | 0.31402 | 17 | 31 | 340641.85 | 0 | 78357.2365 | 87256.3835 | 100206.3141 | -262284.6135 | -253385.4665 | -240435.5359 | 0.23003 | 0.25615 | 0.29417 | 0.24428
8809 | Lateral Hardening | Lateral Hardening-Fuse-10556666 | Laterals | 13298 | 1.9284 | 86 | 53 | 1498311.72 | 0 | 345503.4451 | 382007.7127 | 440746.9971 | -1152808.2749 | -1116304.0073 | -1057564.7229 | 0.2306 | 0.25496 | 0.29416 | 0.24426
3212 | Lateral Hardening | Lateral Hardening-Fuse-92281491 | Laterals | 13045 | 0.10227 | 9 | 13 | 139616.1 | 0 | 31879.4512 | 35901.1416 | 41800.8319 | -107736.6488 | -103714.9584 | -97815.2681 | 0.22834 | 0.25714 | 0.2994 | 0.24408
1976 | Lateral Hardening | Lateral Hardening-Fuse-10363985 | Laterals | 13096 | 0.24205 | 19 | 20 | 378808.47 | 0 | 87401.3402 | 96503.1584 | 110659.3324 | -291407.1298 | -282305.3116 | -268149.1376 | 0.23073 | 0.25475 | 0.29212 | 0.24408
9472 | Lateral Hardening | Lateral Hardening-Fuse-90746059 | Laterals | 13423 | 0.38655 | 26 | 30 | 386174.84 | 0 | 88397.0888 | 98952.5318 | 114975.7049 | -297777.7512 | -287222.3082 | -271199.1351 | 0.2289 | 0.25624 | 0.29773 | 0.24399
12334 | Lateral Hardening | Lateral Hardening-Fuse-92427247 | Laterals | 13838 | 0.11477 | 13 | 2 | 307805.22 | 0 | 70000.3053 | 79317.3385 | 92999.1585 | -237804.9147 | -228487.8815 | -214806.0615 | 0.22742 | 0.25769 | 0.30214 | 0.24397
14438 | Lateral Hardening | Lateral Hardening-Fuse-60029573 | Laterals | 13093 | 0.067235 | 8 | 30 | 132774.2 | 0 | 29986.3942 | 34230.2275 | 41219.9373 | -102787.8058 | -98543.9725 | -91554.2627 | 0.22585 | 0.25781 | 0.31045 | 0.24389
13485 | Lateral Hardening | Lateral Hardening-Fuse-91976740 | Laterals | 13011 | 0.25795 | 18 | 27 | 287600.88 | 0 | 65785.39 | 73782.0158 | 85278.4294 | -221815.49 | -213818.8642 | -202322.4506 | 0.22874 | 0.25654 | 0.29652 | 0.24386
8979 | Lateral Hardening | Lateral Hardening-Fuse-10745509 | Laterals | 13431 | 0.1858 | 10 | 2 | 107766.12 | 0 | 24172.2448 | 27872.458 | 34123.9391 | -83593.8752 | -79893.662 | -73642.1809 | 0.2243 | 0.25864 | 0.31665 | 0.24384
3401 | Lateral Hardening | Lateral Hardening-Fuse-91384838 | Laterals | 13722 | 0.35795 | 18 | 20 | 350536.52 | 0 | 80627.0793 | 89429.7309 | 102422.6157 | -269909.4407 | -261106.7891 | -248113.9043 | 0.23001 | 0.25512 | 0.29219 | 0.24376
3868 | Lateral Hardening | Lateral Hardening-Fuse-10595480 | Laterals | 13698 | 0.23352 | 14 | 22 | 270359.1 | 0 | 62154.9521 | 68962.399 | 79048.8944 | -208204.1479 | -201396.701 | -191310.2056 | 0.2299 | 0.25508 | 0.29238 | 0.2437
8117 | Lateral Hardening | Lateral Hardening-Fuse-60076894 | Laterals | 13121 | 0.71307 | 52 | 0 | 694491.79 | 0 | 159477.318 | 176930.1737 | 204322.5199 | -535014.472 | -517561.6163 | -490169.2701 | 0.22963 | 0.25476 | 0.2942 | 0.24363
14959 | Lateral Hardening | Lateral Hardening-Fuse-92078531 | Laterals | 13098 | 0.20909 | 12 | 10 | 172786.71 | 0 | 39705.4284 | 44056.7236 | 50539.9126 | -133081.2816 | -128729.9864 | -122246.7974 | 0.22979 | 0.25498 | 0.2925 | 0.24362
233 | Lateral Hardening | Lateral Hardening-Fuse-90892244 | Laterals | 13373 | 0.15701 | 13 | 21 | 211688.21 | 0 | 48267.2795 | 54336.6764 | 63033.9731 | -163420.9305 | -157351.5336 | -148654.2369 | 0.22801 | 0.25668 | 0.29777 | 0.24359
18777 | Lateral Hardening | Lateral Hardening-Fuse-60042278 | Laterals | 13039 | 0.16837 | 10 | 19 | 164759.36 | 0 | 37560.5305 | 42283.4782 | 49120.0702 | -127198.8295 | -122475.8818 | -115639.2898 | 0.22797 | 0.25664 | 0.29813 | 0.24359
6045 | Lateral Hardening | Lateral Hardening-Fuse-92888573 | Laterals | 14112 | 0.11042 | 4 | 2 | 57558.35 | 0 | 12963.964 | 14797.357 | 18013.9911 | -44594.386 | -42760.993 | -39544.3589 | 0.22523 | 0.25708 | 0.31297 | 0.24356
18351 | Lateral Hardening | Lateral Hardening-Fuse-92035939 | Laterals | 13910 | 0.075 | 7 | 2 | 102996.9 | 0 | 23291.1197 | 26426.4622 | 31801.2442 | -79705.7803 | -76570.4378 | -71195.6558 | 0.22613 | 0.25658 | 0.30876 | 0.24353
5055 | Lateral Hardening | Lateral Hardening-Fuse-60250292 | Laterals | 13023 | 0.092045 | 10 | 20 | 171223.5 | 0 | 38613.7397 | 43991.3085 | 53145.9469 | -132609.7603 | -127232.1915 | -118077.5531 | 0.22552 | 0.25692 | 0.31039 | 0.24343
14195 | Lateral Hardening | Lateral Hardening-Fuse-92340063 | Laterals | 13187 | 0.037689 | 5 | 10 | 126897.44 | 0 | 28805.1544 | 32540.8206 | 38268.3198 | -98092.2856 | -94356.6194 | -88629.1202 | 0.227 | 0.25643 | 0.30157 | 0.24328
7605 | Lateral Hardening | Lateral Hardening-Fuse-60467624 | Laterals | 13808 | 0.13201 | 9 | 3 | 111664.64 | 0 | 24733.3398 | 28831.4766 | 36615.5529 | -86931.3002 | -82833.1634 | -75049.0871 | 0.2215 | 0.2582 | 0.32791 | 0.24315
133 | Lateral Hardening | Lateral Hardening-Fuse-10426537 | Laterals | 13830 | 0.13163 | 9 | 13 | 187525.09 | 0 | 42539.7081 | 48001.947 | 56694.9559 | -144985.3819 | -139523.143 | -130830.1341 | 0.22685 | 0.25598 | 0.30233 | 0.24313
17077 | Lateral Hardening | Lateral Hardening-Fuse-92648619 | Laterals | 13331 | 0.20038 | 13 | 16 | 272781.32 | 0 | 62615.9163 | 69310.5698 | 79514.6132 | -210165.4037 | -203470.7502 | -193266.7068 | 0.22955 | 0.25409 | 0.2915 | 0.2431
14943 | Lateral Hardening | Lateral Hardening-Fuse-10829450 | Laterals | 13687 | 0.064962 | 7 | 5 | 105584 | 0 | 23901.5341 | 27023.2912 | 32095.0483 | -81682.4659 | -78560.7088 | -73488.9517 | 0.22637 | 0.25594 | 0.30398 | 0.243
2977 | Lateral Hardening | Lateral Hardening-Fuse-92416273 | Laterals | 13696 | 0.16345 | 13 | 13 | 189152.05 | 0 | 42884.3608 | 48445.6387 | 56883.0633 | -146267.6892 | -140706.4113 | -132268.9867 | 0.22672 | 0.25612 | 0.30073 | 0.24294
2070 | Lateral Hardening | Lateral Hardening-Fuse-10556575 | Laterals | 13298 | 0.24583 | 10 | 2 | 120609.96 | 0 | 26857.5708 | 31036.71 | 38668.358 | -93752.3892 | -89573.25 | -81941.602 | 0.22268 | 0.25733 | 0.32061 | 0.24287
16731 | Lateral Hardening | Lateral Hardening-Fuse-10095445 | Laterals | 13786 | 0.3678 | 17 | 6 | 196416.89 | 0 | 44582.9688 | 50092.3684 | 59153.6695 | -151833.9212 | -146324.5216 | -137263.2205 | 0.22698 | 0.25503 | 0.30116 | 0.24281
16145 | Lateral Hardening | Lateral Hardening-Fuse-92683593 | Laterals | 13805 | 0.23163 | 13 | 11 | 202523.39 | 0 | 45909.5239 | 51739.3635 | 61066.3884 | -156613.8661 | -150784.0265 | -141457.0016 | 0.22669 | 0.25547 | 0.30153 | 0.24281
1597 | Lateral Hardening | Lateral Hardening-Fuse-90970108 | Laterals | 13146 | 0.20606 | 14 | 8 | 204688.12 | 0 | 46281.8592 | 52269.1916 | 62116.7929 | -158406.2608 | -152418.9284 | -142571.3271 | 0.22611 | 0.25536 | 0.30347 | 0.24262
1776 | Lateral Hardening | Lateral Hardening-Fuse-10679334 | Laterals | 13807 | 0.19602 | 13 | 8 | 172209.33 | 0 | 39100.6415 | 43890.9046 | 51505.2298 | -133108.6885 | -128318.4254 | -120704.1002 | 0.22705 | 0.25487 | 0.29909 | 0.2426
12445 | Lateral Hardening | Lateral Hardening-Fuse-10662354 | Laterals | 13470 | 0.22576 | 19 | 34 | 272421.83 | 0 | 61607.2009 | 69705.9345 | 82116.8139 | -210814.6291 | -202715.8955 | -190305.0161 | 0.22615 | 0.25587 | 0.30143 | 0.24259
15694 | Lateral Hardening | Lateral Hardening-Fuse-10676169 | Laterals | 14123 | 0.13598 | 5 | 1 | 55244.57 | 0 | 12620.6488 | 14017.8687 | 16241.7287 | -42623.9212 | -41226.7013 | -39002.8413 | 0.22845 | 0.25374 | 0.294 | 0.24259
14621 | Lateral Hardening | Lateral Hardening-Fuse-90201397 | Laterals | 13698 | 0.10852 | 12 | 15 | 156872.88 | 0 | 34786.8644 | 40376.443 | 50698.7016 | -122086.0156 | -116496.437 | -106174.1784 | 0.22175 | 0.25738 | 0.32318 | 0.24258
18713 | Lateral Hardening | Lateral Hardening-Fuse-91689295 | Laterals | 13835 | 0.097917 | 8 | 10 | 87450.83 | 0 | 19672.8658 | 22372.4262 | 26968.8677 | -67777.9642 | -65078.4038 | -60481.9623 | 0.22496 | 0.25583 | 0.30839 | 0.24256
16904 | Lateral Hardening | Lateral Hardening-Fuse-93123111 | Laterals | 13126 | 0.049432 | 4 | 1 | 50000 | 0 | 11329.3468 | 12760.7961 | 15020.0529 | -38670.6532 | -37239.2039 | -34979.9471 | 0.22659 | 0.25522 | 0.3004 | 0.24256
2842 | Lateral Hardening | Lateral Hardening-Fuse-90662781 | Laterals | 13659 | 0.092045 | 6 |  | 52101.57 | 0 | 11296.157 | 13543.0945 | 17915.5625 | -40805.413 | -38558.4755 | -34186.0075 | 0.21681 | 0.25994 | 0.34386 | 0.24245
14985 | Lateral Hardening | Lateral Hardening-Fuse-92629758 | Laterals | 13303 | 0.095455 | 4 | 1 | 56314.89 | 0 | 12614.9318 | 14435.8061 | 17476.613 | -43699.9582 | -41879.0839 | -38838.277 | 0.22401 | 0.25634 | 0.31034 | 0.24234
4252 | Lateral Hardening | Lateral Hardening-Fuse-10274798 | Laterals | 14274 | 0.48106 | 18 | 7 | 325323.82 | 0 | 74185.7178 | 82520.8718 | 95611.7067 | -251138.1022 | -242802.9482 | -229712.1133 | 0.22804 | 0.25366 | 0.2939 | 0.24231
4547 | Lateral Hardening | Lateral Hardening-Fuse-60020272 | Laterals | 13070 | 0.21667 | 18 | 11 | 293964.74 | 0 | 67162.242 | 74584.3389 | 85305.9371 | -226802.498 | -219380.4011 | -208658.8029 | 0.22847 | 0.25372 | 0.29019 | 0.24222
7681 | Lateral Hardening | Lateral Hardening-Fuse-90773992 | Laterals | 13308 | 0.18845 | 12 | 24 | 276368.96 | 0 | 62442.7699 | 70577.2565 | 82945.0015 | -213926.1901 | -205791.7035 | -193423.9585 | 0.22594 | 0.25537 | 0.30012 | 0.24219
9358 | Lateral Hardening | Lateral Hardening-Fuse-10704151 | Laterals | 13962 | 0.10947 | 6 | 1 | 57479.65 | 0 | 12672.6611 | 14774.843 | 18819.1722 | -44806.9889 | -42704.807 | -38660.4778 | 0.22047 | 0.25704 | 0.32741 | 0.24214
12521 | Lateral Hardening | Lateral Hardening-Fuse-10723975 | Laterals | 13780 | 0.17879 | 14 | 21 | 217428.31 | 0 | 49269.3759 | 55494.5879 | 64351.8588 | -168158.9341 | -161933.7221 | -153076.4512 | 0.2266 | 0.25523 | 0.29597 | 0.24213
16234 | Lateral Hardening | Lateral Hardening-Fuse-10093680 | Laterals | 13043 | 0.125 | 12 | 17 | 153294.9 | 0 | 34568.5288 | 39117.6941 | 46226.7768 | -118726.3712 | -114177.2059 | -107068.1232 | 0.2255 | 0.25518 | 0.30155 | 0.24201
6054 | Lateral Hardening | Lateral Hardening-Fuse-10536035 | Laterals | 13118 | 0.2108 | 14 | 25 | 229953.63 | 0 | 52060.6841 | 58635.2229 | 68109.8262 | -177892.9459 | -171318.4071 | -161843.8038 | 0.2264 | 0.25499 | 0.29619 | 0.24195
6350 | Lateral Hardening | Lateral Hardening-Fuse-60506642 | Laterals | 13961 | 0.24242 | 13 | 0 | 114662.6 | 0 | 24807.3604 | 29741.834 | 39344.1607 | -89855.2396 | -84920.766 | -75318.4393 | 0.21635 | 0.25939 | 0.34313 | 0.24194
6598 | Lateral Hardening | Lateral Hardening-Fuse-92035536 | Laterals | 13442 | 0.091667 | 11 | 6 | 176343.95 | 0 | 39666.373 | 44884.6096 | 53847.0584 | -136677.577 | -131459.3404 | -122496.8916 | 0.22494 | 0.25453 | 0.30535 | 0.24186
3803 | Lateral Hardening | Lateral Hardening-Fuse-10762943 | Laterals | 13815 | 0.077462 | 3 | 1 | 54819.59 | 0 | 12283.6449 | 14000.2178 | 16865.3865 | -42535.9451 | -40819.3722 | -37954.2035 | 0.22407 | 0.25539 | 0.30765 | 0.24183
6525 | Lateral Hardening | Lateral Hardening-Fuse-91377630 | Laterals | 13041 | 0.096212 | 8 | 3 | 104251.1 | 0 | 23592.7857 | 26454.7064 | 31142.4898 | -80658.3143 | -77796.3936 | -73108.6102 | 0.22631 | 0.25376 | 0.29873 | 0.24178
15033 | Lateral Hardening | Lateral Hardening-Fuse-10657013 | Laterals | 13098 | 0.080682 | 9 | 17 | 145681.74 | 0 | 32861.1426 | 37180.3206 | 43448.6556 | -112820.5974 | -108501.4194 | -102233.0844 | 0.22557 | 0.25522 | 0.29824 | 0.24173
8070 | Lateral Hardening | Lateral Hardening-Fuse-10693264 | Laterals | 13854 | 0.2322 | 7 | 23 | 111622.42 | 0 | 25019.9495 | 28501.9719 | 34187.7569 | -86602.4705 | -83120.4481 | -77434.6631 | 0.22415 | 0.25534 | 0.30628 | 0.24172
6205 | Lateral Hardening | Lateral Hardening-Fuse-10368967 | Laterals | 13097 | 0.2392 | 11 | 6 | 159569.37 | 0 | 36384.4578 | 40406.4024 | 46181.9163 | -123184.9122 | -119162.9676 | -113387.4537 | 0.22802 | 0.25322 | 0.28942 | 0.24172
14068 | Lateral Hardening | Lateral Hardening-Fuse-60227258 | Laterals | 13295 | 0.28769 | 17 | 27 | 334523.99 | 0 | 76283.013 | 84614.2049 | 97032.8265 | -258240.977 | -249909.7851 | -237491.1635 | 0.22803 | 0.25294 | 0.29006 | 0.24171
10307 | Lateral Hardening | Lateral Hardening-Fuse-90945491 | Laterals | 13373 | 0.15758 | 12 | 30 | 235315.43 | 0 | 53192.4776 | 60030.8906 | 69509.471 | -182122.9524 | -175284.5394 | -165805.959 | 0.22605 | 0.25511 | 0.29539 | 0.2417
6281 | Lateral Hardening | Lateral Hardening-Fuse-60659771 | Laterals | 13808 | 0.068182 | 4 | 1 | 50000 | 0 | 11089.9652 | 12775.3858 | 15871.9378 | -38910.0348 | -37224.6142 | -34128.0622 | 0.2218 | 0.25551 | 0.31744 | 0.24148
9794 | Lateral Hardening | Lateral Hardening-Fuse-60274033 | Laterals | 13786 | 0.086553 | 7 | 1 | 55575.11 | 0 | 12030.6776 | 14368.938 | 18903.1822 | -43544.4324 | -41206.172 | -36671.9278 | 0.21648 | 0.25855 | 0.34014 | 0.24146
10183 | Lateral Hardening | Lateral Hardening-Fuse-10759926 | Laterals | 13331 | 0.24337 | 14 | 14 | 195285.65 | 0 | 44167.1151 | 49660.2604 | 57527.3451 | -151118.5349 | -145625.3896 | -137758.3049 | 0.22617 | 0.2543 | 0.29458 | 0.24145
18085 | Lateral Hardening | Lateral Hardening-Fuse-92949687 | Laterals | 13898 | 0.30663 | 22 | 0 | 197135.78 | 0 | 42948.5678 | 50781.1925 | 65660.5389 | -154187.2122 | -146354.5875 | -131475.2411 | 0.21786 | 0.2576 | 0.33307 | 0.2413
2697 | Lateral Hardening | Lateral Hardening-Fuse-60211644 | Laterals | 14111 | 0.082197 | 9 | 6 | 115385.02 | 0 | 25698.8937 | 29397.6612 | 35984.0532 | -89686.1263 | -85987.3588 | -79400.9668 | 0.22272 | 0.25478 | 0.31186 | 0.24125
16948 | Lateral Hardening | Lateral Hardening-Fuse-91234217 | Laterals | 13191 | 0.28333 | 32 | 26 | 481203.04 | 0 | 109471.8034 | 121426.2634 | 139794.7812 | -371731.2366 | -359776.7766 | -341408.2588 | 0.2275 | 0.25234 | 0.29051 | 0.24125
14059 | Lateral Hardening | Lateral Hardening-Fuse-91441944 | Laterals | 13889 | 0.14659 | 8 | 7 | 148451.19 | 0 | 33670.0584 | 37543.8128 | 43433.4919 | -114781.1316 | -110907.3772 | -105017.6981 | 0.22681 | 0.2529 | 0.29258 | 0.24121
13050 | Lateral Hardening | Lateral Hardening-Fuse-60467540 | Laterals | 13431 | 0.24413 | 15 | 12 | 276392.47 | 0 | 62864.1308 | 69819.0087 | 80024.8029 | -213528.3392 | -206573.4613 | -196367.6671 | 0.22745 | 0.25261 | 0.28953 | 0.2412
5418 | Lateral Hardening | Lateral Hardening-Fuse-60170567 | Laterals | 13657 | 0.16894 | 8 |  | 173547.43 | 0 | 39472.0071 | 43769.6837 | 50445.2195 | -134075.4229 | -129777.7463 | -123102.2105 | 0.22744 | 0.25221 | 0.29067 | 0.24119
10230 | Lateral Hardening | Lateral Hardening-Fuse-60017617 | Laterals | 13029 | 0.097917 | 7 | 19 | 152553.34 | 0 | 34276.8249 | 38824.1057 | 45809.9378 | -118276.5151 | -113729.2343 | -106743.4022 | 0.22469 | 0.2545 | 0.30029 | 0.24119
6306 | Lateral Hardening | Lateral Hardening-Fuse-10640106 | Laterals | 13724 | 0.17614 | 9 | 20 | 198271.2 | 0 | 45068.8752 | 50184.0566 | 57222.2397 | -153202.3248 | -148087.1434 | -141048.9603 | 0.22731 | 0.25311 | 0.28861 | 0.24118
5620 | Lateral Hardening | Lateral Hardening-Fuse-10616436 | Laterals | 13124 | 0.042045 | 5 | 3 | 55806.21 | 0 | 12146.509 | 14368.6665 | 18569.0785 | -43659.701 | -41437.5435 | -37237.1315 | 0.21766 | 0.25747 | 0.33274 | 0.24111
9425 | Lateral Hardening | Lateral Hardening-Fuse-91802420 | Laterals | 13799 | 0.048864 | 4 | 1 | 52442.85 | 0 | 11623.3597 | 13404.1848 | 16452.1618 | -40819.4903 | -39038.6652 | -35990.6882 | 0.22164 | 0.2556 | 0.31372 | 0.24103
5758 | Lateral Hardening | Lateral Hardening-Fuse-92015278 | Laterals | 13772 | 0.093371 | 7 | 2 | 55633.07 | 0 | 12331.3494 | 14178.8393 | 17569.1048 | -43301.7206 | -41454.2307 | -38063.9652 | 0.22166 | 0.25486 | 0.3158 | 0.24103
1660 | Lateral Hardening | Lateral Hardening-Fuse-91510344 | Laterals | 13622 | 0.19413 | 14 | 24 | 222633.25 | 0 | 50190.1599 | 56560.7963 | 65744.9237 | -172443.0901 | -166072.4537 | -156888.3263 | 0.22544 | 0.25405 | 0.29531 | 0.24101
19607 | Lateral Hardening | Lateral Hardening-Fuse-91147910 | Laterals | 13148 | 0.05 | 5 | 2 | 56467.29 | 0 | 12377.9969 | 14446.3775 | 18465.2613 | -44089.2931 | -42020.9125 | -38002.0287 | 0.21921 | 0.25584 | 0.32701 | 0.24098
9573 | Lateral Hardening | Lateral Hardening-Fuse-90797413 | Laterals | 13693 | 0.073864 | 4 | 1 | 54520.53 | 0 | 12123.1184 | 13895.6483 | 16928.9922 | -42397.4116 | -40624.8817 | -37591.5378 | 0.22236 | 0.25487 | 0.31051 | 0.24093
16189 | Lateral Hardening | Lateral Hardening-Fuse-10757370 | Laterals | 13423 | 0.31174 | 17 | 13 | 271641.56 | 0 | 61610.3087 | 68510.8376 | 79144.0653 | -210031.2513 | -203130.7224 | -192497.4947 | 0.22681 | 0.25221 | 0.29135 | 0.24088
5142 | Lateral Hardening | Lateral Hardening-Fuse-90100722 | Laterals | 13808 | 0.12424 | 8 | 3 | 107089.3 | 0 | 23878.008 | 27247.1628 | 32943.6618 | -83211.292 | -79842.1372 | -74145.6382 | 0.22297 | 0.25443 | 0.30763 | 0.24088
13479 | Lateral Hardening | Lateral Hardening-Fuse-91736899 | Laterals | 13621 | 0.15985 | 6 | 2 | 78988.21 | 0 | 17493.0082 | 20153.2512 | 24774.7196 | -61495.2018 | -58834.9588 | -54213.4904 | 0.22146 | 0.25514 | 0.31365 | 0.24079
12835 | Lateral Hardening | Lateral Hardening-Fuse-92234903 | Laterals | 13039 | 0.099811 | 7 | 3 | 56676.91 | 0 | 12256.8449 | 14605.5874 | 19099.1845 | -44420.0651 | -42071.3226 | -37577.7255 | 0.21626 | 0.2577 | 0.33698 | 0.24076
14699 | Lateral Hardening | Lateral Hardening-Fuse-10793174 | Laterals | 13470 | 0.060227 | 7 | 2 | 98904.5 | 0 | 22209.5992 | 25025.2794 | 29649.718 | -76694.9008 | -73879.2206 | -69254.782 | 0.22456 | 0.25302 | 0.29978 | 0.24062
3335 | Lateral Hardening | Lateral Hardening-Fuse-92316371 | Laterals | 13112 | 0.21648 | 18 | 40 | 393520.47 | 0 | 88180.0673 | 99729.6845 | 118357.0703 | -305340.4027 | -293790.7855 | -275163.3997 | 0.22408 | 0.25343 | 0.30076 | 0.24055
7847 | Lateral Hardening | Lateral Hardening-Fuse-10704175 | Laterals | 13962 | 0.34621 | 22 | 37 | 445702.22 | 0 | 101281.4341 | 112257.4025 | 127515.3207 | -344420.7859 | -333444.8175 | -318186.8993 | 0.22724 | 0.25187 | 0.2861 | 0.24051
16478 | Lateral Hardening | Lateral Hardening-Fuse-10829464 | Laterals | 13687 | 0.10398 | 9 | 12 | 135827.76 | 0 | 30524.4544 | 34443.2331 | 40158.2312 | -105303.3056 | -101384.5269 | -95669.5288 | 0.22473 | 0.25358 | 0.29566 | 0.24048
7290 | Lateral Hardening | Lateral Hardening-Fuse-10213404 | Laterals | 13428 | 0.1072 | 9 | 2 | 178062.14 | 0 | 39902.628 | 45217.0957 | 53000.1125 | -138159.512 | -132845.0443 | -125062.0275 | 0.22409 | 0.25394 | 0.29765 | 0.2404
12768 | Lateral Hardening | Lateral Hardening-Fuse-10581460 | Laterals | 13181 | 0.020833 | 2 | 12 | 75729.13 | 0 | 16972.0796 | 19255.9769 | 22454.4582 | -58757.0504 | -56473.1531 | -53274.6718 | 0.22412 | 0.25427 | 0.29651 | 0.2404
2517 | Lateral Hardening | Lateral Hardening-Fuse-10904174 | Laterals | 13712 | 0.10076 | 6 | 12 | 188083.75 | 0 | 42118.5775 | 47800.4045 | 56017.8378 | -145965.1725 | -140283.3455 | -132065.9122 | 0.22394 | 0.25414 | 0.29783 | 0.24039
5805 | Lateral Hardening | Lateral Hardening-Fuse-90975083 | Laterals | 13236 | 0.21572 | 12 | 4 | 158634.97 | 0 | 35538.279 | 40084.1632 | 47831.0955 | -123096.691 | -118550.8068 | -110803.8745 | 0.22403 | 0.25268 | 0.30152 | 0.24037
1982 | Lateral Hardening | Lateral Hardening-Fuse-91731468 | Laterals | 13754 | 0.066098 | 8 | 7 | 192109.13 | 0 | 42969.844 | 48919.7717 | 57193.8605 | -149139.286 | -143189.3583 | -134915.2695 | 0.22367 | 0.25465 | 0.29772 | 0.24037
12836 | Lateral Hardening | Lateral Hardening-Fuse-91164080 | Laterals | 13490 | 0.29886 | 19 | 26 | 351377.22 | 0 | 79835.0086 | 88326.4918 | 100590.9831 | -271542.2114 | -263050.7282 | -250786.2369 | 0.22721 | 0.25137 | 0.28628 | 0.24036
8040 | Lateral Hardening | Lateral Hardening-Fuse-92629775 | Laterals | 13303 | 0.080303 | 6 | 4 | 50000 | 0 | 10834.3462 | 12841.2459 | 16621.616 | -39165.6538 | -37158.7541 | -33378.384 | 0.21669 | 0.25682 | 0.33243 | 0.2403
2941 | Lateral Hardening | Lateral Hardening-Fuse-10050727 | Laterals | 13199 | 0.15947 | 15 | 27 | 231542.83 | 0 | 51863.5763 | 58779.996 | 68804.1554 | -179679.2537 | -172762.834 | -162738.6746 | 0.22399 | 0.25386 | 0.29716 | 0.24027
14794 | Lateral Hardening | Lateral Hardening-Fuse-92897148 | Laterals | 13854 | 0.38049 | 16 | 17 | 401735.17 | 0 | 90913.5693 | 101011.5408 | 116629.5333 | -310821.6007 | -300723.6292 | -285105.6367 | 0.2263 | 0.25144 | 0.29031 | 0.24024
11682 | Lateral Hardening | Lateral Hardening-Fuse-10552451 | Laterals | 13577 | 0.23655 | 19 | 26 | 277962.26 | 0 | 62428.0558 | 70326.8626 | 82221.7548 | -215534.2042 | -207635.3974 | -195740.5052 | 0.22459 | 0.25301 | 0.2958 | 0.24024
3347 | Lateral Hardening | Lateral Hardening-Fuse-10928793 | Laterals | 13377 | 0.07178 | 8 | 29 | 152115.63 | 0 | 33991.3124 | 38691.7863 | 45345.7924 | -118124.3176 | -113423.8437 | -106769.8376 | 0.22346 | 0.25436 | 0.2981 | 0.24019
15912 | Lateral Hardening | Lateral Hardening-Fuse-60188265 | Laterals | 13807 | 0.10625 | 9 | 1 | 57212.07 | 0 | 12308.0248 | 14710.8327 | 19379.3587 | -44904.0452 | -42501.2373 | -37832.7113 | 0.21513 | 0.25713 | 0.33873 | 0.24009
6638 | Lateral Hardening | Lateral Hardening-Fuse-10165809 | Laterals | 13072 | 0.17008 | 18 | 21 | 172761.02 | 0 | 38185.0168 | 43950.4903 | 53778.1658 | -134576.0032 | -128810.5297 | -118982.8542 | 0.22103 | 0.2544 | 0.31129 | 0.24007
19186 | Lateral Hardening | Lateral Hardening-Fuse-90100439 | Laterals | 13808 | 0.2142 | 11 | 2 | 114565.8 | 0 | 24804.897 | 29364.0431 | 38059.0165 | -89760.903 | -85201.7569 | -76506.7835 | 0.21651 | 0.25631 | 0.3322 | 0.24002
10401 | Lateral Hardening | Lateral Hardening-Fuse-90848138 | Laterals | 13785 | 0.074053 | 7 | 1 | 54536.27 | 0 | 11737.694 | 14017.0707 | 18412.9698 | -42798.576 | -40519.1993 | -36123.3002 | 0.21523 | 0.25702 | 0.33763 | 0.24001
1333 | Lateral Hardening | Lateral Hardening-Fuse-92829446 | Laterals | 13390 | 0.25398 | 16 | 7 | 261999.63 | 0 | 59179.186 | 65827.1463 | 76123.3753 | -202820.444 | -196172.4837 | -185876.2547 | 0.22588 | 0.25125 | 0.29055 | 0.23995
7686 | Lateral Hardening | Lateral Hardening-Fuse-60058518 | Laterals | 13420 | 0.34129 | 16 | 25 | 255226.48 | 0 | 57509.4259 | 64524.1551 | 73791.8208 | -197717.0541 | -190702.3249 | -181434.6592 | 0.22533 | 0.25281 | 0.28912 | 0.23995
19355 | Lateral Hardening | Lateral Hardening-Fuse-92147127 | Laterals | 13547 | 0.92879 | 66 | 109 | 1022271.92 | 0 | 232945.0854 | 254625.7229 | 290517.1183 | -789326.8346 | -767646.1971 | -731754.8017 | 0.22787 | 0.24908 | 0.28419 | 0.23986
12589 | Lateral Hardening | Lateral Hardening-Fuse-10431789 | Laterals | 13838 | 0.079545 | 7 | 2 | 54484.05 | 0 | 11984.4498 | 13826.9087 | 17252.9247 | -42499.6002 | -40657.1413 | -37231.1253 | 0.21996 | 0.25378 | 0.31666 | 0.23978
11285 | Lateral Hardening | Lateral Hardening-Fuse-60077887 | Laterals | 13443 | 0.17424 | 13 | 27 | 240630.55 | 0 | 53945.7152 | 60894.8139 | 70523.4202 | -186684.8348 | -179735.7361 | -170107.1298 | 0.22418 | 0.25306 | 0.29308 | 0.23974
12540 | Lateral Hardening | Lateral Hardening-Fuse-10753439 | Laterals | 13330 | 0.2 | 15 | 34 | 235624.44 | 0 | 52673.9873 | 59573.1579 | 69995.432 | -182950.4527 | -176051.2821 | -165629.008 | 0.22355 | 0.25283 | 0.29706 | 0.23969
18324 | Lateral Hardening | Lateral Hardening-Fuse-92631730 | Laterals | 13303 | 0.17765 | 9 | 1 | 107597.98 | 0 | 23645.1833 | 27315.5492 | 34002.2224 | -83952.7967 | -80282.4308 | -73595.7576 | 0.21975 | 0.25387 | 0.31601 | 0.23961
5080 | Lateral Hardening | Lateral Hardening-Fuse-90097464 | Laterals | 13458 | 0.11837 | 6 | 4 | 106601.36 | 0 | 23931.6569 | 26803.4763 | 31407.3724 | -82669.7031 | -79797.8837 | -75193.9876 | 0.2245 | 0.25144 | 0.29462 | 0.23959
16956 | Lateral Hardening | Lateral Hardening-Fuse-92978864 | Laterals | 13039 | 0.16439 | 11 | 17 | 160498.82 | 0 | 35841.595 | 40606.2378 | 47627.4861 | -124657.225 | -119892.5822 | -112871.3339 | 0.22331 | 0.253 | 0.29675 | 0.23956
314 | Lateral Hardening | Lateral Hardening-Fuse-10657053 | Laterals | 13098 | 0.21477 | 13 | 4 | 114104.34 | 0 | 24550.5904 | 29213.3438 | 38325.8344 | -89553.7496 | -84890.9962 | -75778.5056 | 0.21516 | 0.25602 | 0.33588 | 0.23949
13882 | Lateral Hardening | Lateral Hardening-Fuse-90873564 | Laterals | 13959 | 0.17102 | 10 | 2 | 102099.72 | 0 | 22837.1173 | 25693.0942 | 30384.3339 | -79262.6027 | -76406.6258 | -71715.3861 | 0.22367 | 0.25165 | 0.29759 | 0.23946
2747 | Lateral Hardening | Lateral Hardening-Fuse-10686119 | Laterals | 13808 | 0.14508 | 6 | 3 | 112750.7 | 0 | 25239.927 | 28354.8333 | 33474.7976 | -87510.773 | -84395.8667 | -79275.9024 | 0.22386 | 0.25148 | 0.29689 | 0.23945
10673 | Lateral Hardening | Lateral Hardening-Fuse-90136791 | Laterals | 13724 | 0.21439 | 15 | 26 | 161437.43 | 0 | 35677.4082 | 40947.3162 | 49583.039 | -125760.0218 | -120490.1138 | -111854.391 | 0.221 | 0.25364 | 0.30713 | 0.23941
1664 | Lateral Hardening | Lateral Hardening-Fuse-90500582 | Laterals | 13279 | 0.032765 | 7 | 1 | 150074.11 | 0 | 33460.8875 | 38031.9558 | 44384.7688 | -116613.2225 | -112042.1542 | -105689.3412 | 0.22296 | 0.25342 | 0.29575 | 0.23938
16571 | Lateral Hardening | Lateral Hardening-Fuse-60172036 | Laterals | 13968 | 0.10606 | 13 | 16 | 151720.9 | 0 | 33732.0216 | 38303.351 | 45857.2689 | -117988.8784 | -113417.549 | -105863.6311 | 0.22233 | 0.25246 | 0.30225 | 0.23936
12945 | Lateral Hardening | Lateral Hardening-Fuse-10662358 | Laterals | 13470 | 0.19299 | 8 | 2 | 112802.92 | 0 | 24927.3567 | 28580.8288 | 34601.0304 | -87875.5633 | -84222.0912 | -78201.8896 | 0.22098 | 0.25337 | 0.30674 | 0.23927
1837 | Lateral Hardening | Lateral Hardening-Fuse-90843809 | Laterals | 13656 | 0.37216 | 14 | 1 | 74872.35 | 0 | 16049.4974 | 19172.1874 | 25247.5725 | -58822.8526 | -55700.1626 | -49624.7775 | 0.21436 | 0.25606 | 0.33721 | 0.23916
17064 | Lateral Hardening | Lateral Hardening-Fuse-10552444 | Laterals | 13577 | 0.34356 | 27 | 44 | 481565.11 | 0 | 108406.7492 | 120911.22 | 138443.317 | -373158.3608 | -360653.89 | -343121.793 | 0.22511 | 0.25108 | 0.28749 | 0.23914
27 | Lateral Hardening | Lateral Hardening-Fuse-93297989 | Laterals | 13520 | 0.16345 | 13 | 137 | 68481.16 | 0 | 14682.1057 | 17534.6435 | 23014.5364 | -53799.0543 | -50946.5165 | -45466.6236 | 0.2144 | 0.25605 | 0.33607 | 0.23906
16922 | Lateral Hardening | Lateral Hardening-Fuse-91723303 | Laterals | 14266 | 0.11023 | 10 | 15 | 144207.18 | 0 | 32136.7065 | 36431.6733 | 42610.9394 | -112070.4735 | -107775.5067 | -101596.2406 | 0.22285 | 0.25263 | 0.29548 | 0.23905
621 | Lateral Hardening | Lateral Hardening-Fuse-10897187 | Laterals | 14050 | 0.43902 | 28 | 27 | 459224.47 | 0 | 103510.85 | 114845.2432 | 131609.9132 | -355713.62 | -344379.2268 | -327614.5568 | 0.2254 | 0.25009 | 0.28659 | 0.23893
13492 | Lateral Hardening | Lateral Hardening-Fuse-10895227 | Laterals | 13003 | 0.075 | 4 | 2 | 58544.97 | 0 | 12929.7358 | 14763.29 | 17974.9835 | -45615.2342 | -43781.68 | -40569.9865 | 0.22085 | 0.25217 | 0.30703 | 0.23886
464 | Lateral Hardening | Lateral Hardening-Fuse-92087105 | Laterals | 13473 | 0.3661 | 23 | 19 | 422338.25 | 0 | 95118.9238 | 105709.0951 | 120758.0654 | -327219.3262 | -316629.1549 | -301580.1846 | 0.22522 | 0.25029 | 0.28593 | 0.23881
7073 | Lateral Hardening | Lateral Hardening-Fuse-90902817 | Laterals | 13220 | 0.1267 | 12 | 18 | 233337.39 | 0 | 51882.4657 | 58722.3486 | 69771.024 | -181454.9243 | -174615.0414 | -163566.366 | 0.22235 | 0.25166 | 0.29901 | 0.23881
19275 | Lateral Hardening | Lateral Hardening-Fuse-10397089 | Laterals | 13591 | 0.4267 | 34 | 57 | 567788.22 | 0 | 127073.9211 | 142638.7573 | 164825.7763 | -440714.2989 | -425149.4627 | -402962.4437 | 0.22381 | 0.25122 | 0.29029 | 0.23868
5292 | Lateral Hardening | Lateral Hardening-Fuse-60033907 | Laterals | 13134 | 0.19962 | 18 | 27 | 352751.68 | 0 | 78494.152 | 88715.2851 | 104740.465 | -274257.528 | -264036.3949 | -248011.215 | 0.22252 | 0.2515 | 0.29692 | 0.23865
16044 | Lateral Hardening | Lateral Hardening-Fuse-60179282 | Laterals | 13001 | 0.2464 | 18 | 23 | 263928.83 | 0 | 58828.0281 | 66354.4658 | 77808.3318 | -205100.8019 | -197574.3642 | -186120.4982 | 0.22289 | 0.25141 | 0.29481 | 0.23864
9474 | Lateral Hardening | Lateral Hardening-Fuse-92144089 | Laterals | 13373 | 0.13883 | 12 | 12 | 134793.92 | 0 | 29863.6371 | 34008.6017 | 40457.6505 | -104930.2829 | -100785.3183 | -94336.2695 | 0.22155 | 0.2523 | 0.30014 | 0.23863
6815 | Lateral Hardening | Lateral Hardening-Fuse-10753384 | Laterals | 13330 | 0.054735 | 4 | 7 | 52930.79 | 0 | 11554.1462 | 13411.077 | 16730.5572 | -41376.6438 | -39519.713 | -36200.2328 | 0.21829 | 0.25337 | 0.31608 | 0.23859
16660 | Lateral Hardening | Lateral Hardening-Fuse-91568222 | Laterals | 13044 | 0.12311 | 15 | 41 | 275680.75 | 0 | 60919.5394 | 69441.7968 | 83816.4169 | -214761.2106 | -206238.9532 | -191864.3331 | 0.22098 | 0.25189 | 0.30403 | 0.23856
12056 | Lateral Hardening | Lateral Hardening-Fuse-10829498 | Laterals | 13687 | 0.19981 | 15 | 11 | 251837.38 | 0 | 56641.0422 | 62868.5792 | 72283.0101 | -195196.3378 | -188968.8008 | -179554.3699 | 0.22491 | 0.24964 | 0.28702 | 0.23854
19729 | Lateral Hardening | Lateral Hardening-Fuse-60012412 | Laterals | 14274 | 0.086932 | 7 | 1 | 90484.15 | 0 | 20119.6526 | 22715.8891 | 26949.4823 | -70364.4974 | -67768.2609 | -63534.6677 | 0.22236 | 0.25105 | 0.29784 | 0.23851
18466 | Lateral Hardening | Lateral Hardening-Fuse-92969195 | Laterals | 13535 | 0.11648 | 6 | 1 | 58062.03 | 0 | 12597.073 | 14708.0677 | 18770.6948 | -45464.957 | -43353.9623 | -39291.3352 | 0.21696 | 0.25332 | 0.32329 | 0.2385
6982 | Lateral Hardening | Lateral Hardening-Fuse-10075312 | Laterals | 13656 | 0.15871 | 11 | 3 | 165178.55 | 0 | 37086.8647 | 41181.0261 | 47608.1549 | -128091.6853 | -123997.5239 | -117570.3951 | 0.22453 | 0.24931 | 0.28822 | 0.23833
1949 | Lateral Hardening | Lateral Hardening-Fuse-60136588 | Laterals | 13128 | 0.056629 | 6 | 52 | 50000 | 0 | 10953.6666 | 12648.1633 | 15495.4256 | -39046.3334 | -37351.8367 | -34504.5744 | 0.21907 | 0.25296 | 0.30991 | 0.23832
15086 | Lateral Hardening | Lateral Hardening-Fuse-10705814 | Laterals | 13983 | 0.1214 | 4 | 1 | 125016.86 | 0 | 27815.0241 | 31377.5438 | 36893.9014 | -97201.8359 | -93639.3162 | -88122.9586 | 0.22249 | 0.25099 | 0.29511 | 0.2383
13795 | Lateral Hardening | Lateral Hardening-Fuse-10095548 | Laterals | 13786 | 0.13125 | 7 | 2 | 63219.75 | 0 | 13535.1849 | 16093.563 | 21141.625 | -49684.5651 | -47126.187 | -42078.125 | 0.2141 | 0.25457 | 0.33441 | 0.23827
9515 | Lateral Hardening | Lateral Hardening-Fuse-92354041 | Laterals | 13708 | 0.18333 | 11 | 3 | 151504.75 | 0 | 33887.985 | 37842.6069 | 43892.0481 | -117616.765 | -113662.1431 | -107612.7019 | 0.22368 | 0.24978 | 0.28971 | 0.23811
4197 | Lateral Hardening | Lateral Hardening-Fuse-92970968 | Laterals | 13535 | 0.16932 | 16 | 26 | 224501.31 | 0 | 49802.98 | 56388.4862 | 66414.0448 | -174698.33 | -168112.8238 | -158087.2652 | 0.22184 | 0.25117 | 0.29583 | 0.23804
4351 | Lateral Hardening | Lateral Hardening-Fuse-10694161 | Laterals | 13254 | 0.66364 | 49 | 41 | 536897.64 | 0 | 118391.647 | 134874.5643 | 162349.8628 | -418505.993 | -402023.0757 | -374547.7772 | 0.22051 | 0.25121 | 0.30239 | 0.23791
5726 | Lateral Hardening | Lateral Hardening-Fuse-90012506 | Laterals | 13346 | 0.26496 | 14 | 0 | 118167.15 | 0 | 25134.6479 | 30134.2228 | 39863.2345 | -93032.5021 | -88032.9272 | -78303.9155 | 0.2127 | 0.25501 | 0.33735 | 0.23786
15196 | Lateral Hardening | Lateral Hardening-Fuse-10625681 | Laterals | 13011 | 0.18447 | 10 | 2 | 63712.69 | 0 | 13588.4017 | 16227.5598 | 21300.4011 | -50124.2883 | -47485.1302 | -42412.2889 | 0.21328 | 0.2547 | 0.33432 | 0.23781
11525 | Lateral Hardening | Lateral Hardening-Fuse-93299174 | Laterals | 13808 | 0.10871 | 7 | 1 | 97938.62 | 0 | 21552.4497 | 24601.6988 | 29741.4099 | -76386.1703 | -73336.9212 | -68197.2101 | 0.22006 | 0.2512 | 0.30367 | 0.23776
5670 | Lateral Hardening | Lateral Hardening-Fuse-92895163 | Laterals | 13854 | 0.38087 | 18 | 34 | 565340.51 | 0 | 126764.2913 | 140822.8348 | 160687.9077 | -438576.2187 | -424517.6752 | -404652.6023 | 0.22423 | 0.24909 | 0.28423 | 0.23769
18446 | Lateral Hardening | Lateral Hardening-Fuse-60265619 | Laterals | 13400 | 0.14318 | 16 | 0 | 148676.55 | 0 | 32526.5687 | 37429.4676 | 45926.4917 | -116149.9813 | -111247.0824 | -102750.0583 | 0.21877 | 0.25175 | 0.3089 | 0.23768
19557 | Lateral Hardening | Lateral Hardening-Fuse-60037448 | Laterals | 13333 | 0.071023 | 8 | 1 | 83533.38 | 0 | 18513.5548 | 20934.5517 | 24597.3039 | -65019.8252 | -62598.8283 | -58936.0761 | 0.22163 | 0.25061 | 0.29446 | 0.23761
3220 | Lateral Hardening | Lateral Hardening-Fuse-60371213 | Laterals | 13993 | 0.043561 | 5 | 1 | 52002.13 | 0 | 11139.9615 | 13193.3193 | 17096.7602 | -40862.1685 | -38808.8107 | -34905.3698 | 0.21422 | 0.25371 | 0.32877 | 0.23752
2069 | Lateral Hardening | Lateral Hardening-Fuse-90784240 | Laterals | 13648 | 0.21629 | 10 | 1 | 66357.01 | 0 | 14155.9277 | 16837.7084 | 22112.5268 | -52201.0823 | -49519.3016 | -44244.4832 | 0.21333 | 0.25374 | 0.33324 | 0.23744
10437 | Lateral Hardening | Lateral Hardening-Fuse-10000922 | Laterals | 13648 | 0.5392 | 29 | 8 | 396357.78 | 0 | 88673.2719 | 98625.0656 | 113110.8573 | -307684.5081 | -297732.7144 | -283246.9227 | 0.22372 | 0.24883 | 0.28538 | 0.23742
5328 | Lateral Hardening | Lateral Hardening-Fuse-92331497 | Laterals | 13109 | 0.066477 | 7 | 14 | 104996.67 | 0 | 22694.8693 | 26461.5387 | 33705.7591 | -82301.8007 | -78535.1313 | -71290.9109 | 0.21615 | 0.25202 | 0.32102 | 0.2374
10697 | Lateral Hardening | Lateral Hardening-Fuse-10589601 | Laterals | 13756 | 0.5 | 62 | 242 | 761838.48 | 0 | 170414.8445 | 189057.3247 | 218325.7183 | -591423.6355 | -572781.1553 | -543512.7617 | 0.22369 | 0.24816 | 0.28658 | 0.23732
19057 | Lateral Hardening | Lateral Hardening-Fuse-10786362 | Laterals | 14040 | 0.043371 | 3 | 1 | 51986.39 | 0 | 11388.1189 | 13045.8929 | 15878.8175 | -40598.2711 | -38940.4971 | -36107.5725 | 0.21906 | 0.25095 | 0.30544 | 0.23726
8414 | Lateral Hardening | Lateral Hardening-Fuse-91448892 | Laterals | 13470 | 0.22689 | 14 | 29 | 248936.27 | 0 | 55291.5601 | 62273.8672 | 72045.5302 | -193644.7099 | -186662.4028 | -176890.7398 | 0.22211 | 0.25016 | 0.28941 | 0.23726
10708 | Lateral Hardening | Lateral Hardening-Fuse-90055183 | Laterals | 14123 | 0.25189 | 14 | 23 | 284389.13 | 0 | 63642.3244 | 70647.5611 | 80917.6512 | -220746.8056 | -213741.5689 | -203471.4788 | 0.22379 | 0.24842 | 0.28453 | 0.23725
11598 | Lateral Hardening | Lateral Hardening-Fuse-10928291 | Laterals | 13143 | 0.13258 | 16 | 17 | 276642.86 | 0 | 60819.5655 | 69333.0982 | 83378.7465 | -215823.2945 | -207309.7618 | -193264.1135 | 0.21985 | 0.25062 | 0.30139 | 0.23724
6727 | Lateral Hardening | Lateral Hardening-Fuse-10686053 | Laterals | 13808 | 0.037311 | 2 | 1 | 50000 | 0 | 11089.2331 | 12501.413 | 14577.7253 | -38910.7669 | -37498.587 | -35422.2747 | 0.22178 | 0.25003 | 0.29155 | 0.23723
3371 | Lateral Hardening | Lateral Hardening-Fuse-10548851 | Laterals | 13693 | 0.070265 | 6 | 3 | 64098.17 | 0 | 13855.8419 | 16131.9198 | 20424.3878 | -50242.3281 | -47966.2502 | -43673.7822 | 0.21617 | 0.25168 | 0.31864 | 0.23707
15702 | Lateral Hardening | Lateral Hardening-Fuse-10745518 | Laterals | 13815 | 0.06875 | 4 |  | 50165.55 | 0 | 10918.9452 | 12618.061 | 15549.6769 | -39246.6048 | -37547.489 | -34615.8731 | 0.21766 | 0.25153 | 0.30997 | 0.23705
14878 | Lateral Hardening | Lateral Hardening-Fuse-91089267 | Laterals | 13661 | 0.012879 | 4 | 103 | 50000 | 0 | 11005.1655 | 12544.6958 | 14819.831 | -38994.8345 | -37455.3042 | -35180.169 | 0.2201 | 0.25089 | 0.2964 | 0.23697
4938 | Lateral Hardening | Lateral Hardening-Fuse-90716530 | Laterals | 13645 | 0.83371 | 41 | 45 | 791111.66 | 0 | 177124.6547 | 195822.9877 | 223789.3316 | -613987.0053 | -595288.6723 | -567322.3284 | 0.22389 | 0.24753 | 0.28288 | 0.23688
11488 | Lateral Hardening | Lateral Hardening-Fuse-60038626 | Laterals | 13039 | 0.066098 | 4 | 1 | 50000 | 0 | 10860.8136 | 12545.1963 | 15634.4235 | -39139.1864 | -37454.8037 | -34365.5765 | 0.21722 | 0.2509 | 0.31269 | 0.23687
1492 | Lateral Hardening | Lateral Hardening-Fuse-93053754 | Laterals | 13593 | 0.33428 | 26 | 56 | 596190.35 | 0 | 133547.8108 | 147594.0541 | 167850.7755 | -462642.5392 | -448596.2959 | -428339.5745 | 0.224 | 0.24756 | 0.28154 | 0.23682
14260 | Lateral Hardening | Lateral Hardening-Fuse-10655433 | Laterals | 13188 | 0.091288 | 10 | 9 | 128686.98 | 0 | 28443.044 | 32119.8019 | 37689.3782 | -100243.936 | -96567.1781 | -90997.6018 | 0.22103 | 0.2496 | 0.29288 | 0.23678
10266 | Lateral Hardening | Lateral Hardening-Fuse-93278067 | Laterals | 13213 | 0.068561 | 6 | 11 | 54079.81 | 0 | 11619.1768 | 13619.1039 | 17457.5364 | -42460.6332 | -40460.7061 | -36622.2736 | 0.21485 | 0.25183 | 0.32281 | 0.23674
4855 | Lateral Hardening | Lateral Hardening-Fuse-92344233 | Laterals | 14000 | 0.071402 | 5 | 2 | 54315.91 | 0 | 11550.0412 | 13758.4569 | 18012.5049 | -42765.8688 | -40557.4531 | -36303.4051 | 0.21265 | 0.2533 | 0.33162 | 0.23674
15260 | Lateral Hardening | Lateral Hardening-Fuse-10829438 | Laterals | 13687 | 0.17311 | 8 | 2 | 111150.22 | 0 | 24281.3885 | 27836.2442 | 33899.6748 | -86868.8315 | -83313.9758 | -77250.5452 | 0.21846 | 0.25044 | 0.30499 | 0.2367
1124 | Lateral Hardening | Lateral Hardening-Fuse-92596203 | Laterals | 13303 | 0.33845 | 17 | 4 | 356016.58 | 0 | 79438.996 | 88083.4792 | 101177.5502 | -276577.584 | -267933.1008 | -254839.0298 | 0.22313 | 0.24741 | 0.28419 | 0.23652
14439 | Lateral Hardening | Lateral Hardening-Fuse-10583659 | Laterals | 13840 | 0.1214 | 7 | 3 | 102414.52 | 0 | 22791.8347 | 25340.0812 | 29451.0852 | -79622.6853 | -77074.4388 | -72963.4348 | 0.22254 | 0.24743 | 0.28757 | 0.23651
8060 | Lateral Hardening | Lateral Hardening-Fuse-92733288 | Laterals | 13807 | 0.15114 | 9 | 4 | 104377.02 | 0 | 23144.5845 | 25915.7184 | 30225.1564 | -81232.4355 | -78461.3016 | -74151.8636 | 0.22174 | 0.24829 | 0.28958 | 0.23649
6151 | Lateral Hardening | Lateral Hardening-Fuse-60206690 | Laterals | 13254 | 0.044697 | 5 | 1 | 52096.57 | 0 | 11318.2193 | 13058.2238 | 16078.5578 | -40778.3507 | -39038.3462 | -36018.0122 | 0.21725 | 0.25065 | 0.30863 | 0.23641
5561 | Lateral Hardening | Lateral Hardening-Fuse-10662330 | Laterals | 13470 | 0.20455 | 11 | 3 | 157706.31 | 0 | 34769.2615 | 39184.2078 | 46561.901 | -122937.0485 | -118522.1022 | -111144.409 | 0.22047 | 0.24846 | 0.29524 | 0.23634
12698 | Lateral Hardening | Lateral Hardening-Fuse-60015650 | Laterals | 13120 | 0.20038 | 17 | 7 | 297983.44 | 0 | 66258.114 | 73728.5904 | 85335.1296 | -231725.326 | -224254.8496 | -212648.3104 | 0.22236 | 0.24743 | 0.28638 | 0.23628
14288 | Lateral Hardening | Lateral Hardening-Fuse-93205926 | Laterals | 14266 | 0.48125 | 29 | 180 | 260039.55 | 0 | 57257.1711 | 64688.8207 | 76428.8687 | -202782.3789 | -195350.7293 | -183610.6813 | 0.22019 | 0.24877 | 0.29391 | 0.23613
3276 | Lateral Hardening | Lateral Hardening-Fuse-10456312 | Laterals | 13225 | 0.12462 | 7 | 9 | 134630.78 | 0 | 29776.9769 | 33424.7978 | 38791.5333 | -104853.8031 | -101205.9822 | -95839.2467 | 0.22118 | 0.24827 | 0.28813 | 0.236
12502 | Lateral Hardening | Lateral Hardening-Fuse-91154407 | Laterals | 13148 | 0.098485 | 6 | 3 | 59988.05 | 0 | 13150.5458 | 14948.652 | 17819.0518 | -46837.5042 | -45039.398 | -42168.9982 | 0.21922 | 0.24919 | 0.29704 | 0.23599
15427 | Lateral Hardening | Lateral Hardening-Fuse-91438668 | Laterals | 13687 | 0.064773 | 6 | 9 | 82561.53 | 0 | 18142.4391 | 20634.6625 | 24073.2099 | -64419.0909 | -61926.8675 | -58488.3201 | 0.21974 | 0.24993 | 0.29158 | 0.23598
9152 | Lateral Hardening | Lateral Hardening-Fuse-92504902 | Laterals | 13173 | 0.19432 | 14 | 40 | 286242.24 | 0 | 63229.8192 | 71308.3502 | 82125.2517 | -223012.4208 | -214933.8898 | -204116.9883 | 0.2209 | 0.24912 | 0.28691 | 0.23596
428 | Lateral Hardening | Lateral Hardening-Fuse-93277393 | Laterals | 13213 | 0.15814 | 6 |  | 57594.83 | 0 | 12151.6663 | 14568.7746 | 19272.3895 | -45443.1637 | -43026.0554 | -38322.4405 | 0.21099 | 0.25295 | 0.33462 | 0.23594
5098 | Lateral Hardening | Lateral Hardening-Fuse-10676310 | Laterals | 13785 | 0.08125 | 6 | 1 | 55134.39 | 0 | 11663.7397 | 13928.3441 | 18303.3132 | -43470.6503 | -41206.0459 | -36831.0768 | 0.21155 | 0.25263 | 0.33198 | 0.23592
4387 | Lateral Hardening | Lateral Hardening-Fuse-92790283 | Laterals | 13389 | 0.096591 | 7 | 1 | 56409.33 | 0 | 11922.9948 | 14241.4002 | 18726.6907 | -44486.3352 | -42167.9298 | -37682.6393 | 0.21137 | 0.25247 | 0.33198 | 0.23576
14562 | Lateral Hardening | Lateral Hardening-Fuse-92387674 | Laterals | 13434 | 0.30057 | 18 | 17 | 243982.38 | 0 | 53862.1232 | 60442.3752 | 70635.0859 | -190120.2568 | -183540.0048 | -173347.2941 | 0.22076 | 0.24773 | 0.28951 | 0.23573
5482 | Lateral Hardening | Lateral Hardening-Fuse-10645493 | Laterals | 13148 | 0.23258 | 10 | 3 | 116092.58 | 0 | 25074.4671 | 28972.1951 | 36119.293 | -91018.1129 | -87120.3849 | -79973.287 | 0.21599 | 0.24956 | 0.31112 | 0.23557
12316 | Lateral Hardening | Lateral Hardening-Fuse-10686291 | Laterals | 13808 | 0.17803 | 8 | 4 | 119419.46 | 0 | 26013.7829 | 29677.4183 | 36077.6689 | -93405.6771 | -89742.0417 | -83341.7911 | 0.21784 | 0.24851 | 0.30211 | 0.23547
795 | Lateral Hardening | Lateral Hardening-Fuse-90889173 | Laterals | 13953 | 0.14015 | 12 | 1 | 311751.52 | 0 | 68425.5684 | 77521.9072 | 90930.0948 | -243325.9516 | -234229.6128 | -220821.4252 | 0.21949 | 0.24867 | 0.29167 | 0.23546
11796 | Lateral Hardening | Lateral Hardening-Fuse-91329080 | Laterals | 14026 | 0.090152 | 6 | 1 | 50000 | 0 | 10563.0444 | 12598.8083 | 16541.5909 | -39436.9556 | -37401.1917 | -33458.4091 | 0.21126 | 0.25198 | 0.33083 | 0.23543
14201 | Lateral Hardening | Lateral Hardening-Fuse-10758594 | Laterals | 13422 | 0.064205 | 4 | 1 | 53717.79 | 0 | 11630.3567 | 13410.8159 | 16452.4276 | -42087.4333 | -40306.9741 | -37265.3624 | 0.21651 | 0.24965 | 0.30628 | 0.23543
10658 | Lateral Hardening | Lateral Hardening-Fuse-60195493 | Laterals | 13068 | 0.18902 | 17 | 60 | 194698.27 | 0 | 41814.037 | 48778.5601 | 61144.0458 | -152884.233 | -145919.7099 | -133554.2242 | 0.21476 | 0.25053 | 0.31405 | 0.23542
11359 | Lateral Hardening | Lateral Hardening-Fuse-93165360 | Laterals | 13414 | 0.15455 | 10 | 22 | 171470.34 | 0 | 37658.8972 | 42579.7906 | 49820.0228 | -133811.4428 | -128890.5494 | -121650.3172 | 0.21962 | 0.24832 | 0.29055 | 0.23533
6289 | Lateral Hardening | Lateral Hardening-Fuse-10657034 | Laterals | 13098 | 0.083712 | 6 | 1 | 50900.33 | 0 | 11087.2839 | 12632.6543 | 15259.8459 | -39813.0461 | -38267.6757 | -35640.4841 | 0.21782 | 0.24818 | 0.2998 | 0.23513
6622 | Lateral Hardening | Lateral Hardening-Fuse-10067959 | Laterals | 13233 | 0.15492 | 6 | 2 | 109639.18 | 0 | 24064.7945 | 27107.8231 | 32048.1108 | -85574.3855 | -82531.3569 | -77591.0692 | 0.21949 | 0.24725 | 0.29231 | 0.2351
5313 | Lateral Hardening | Lateral Hardening-Fuse-10160201 | Laterals | 13167 | 1.2087 | 123 | 175 | 2013327.35 | 0 | 449663.4745 | 491441.5541 | 558845.5059 | -1563663.8755 | -1521885.7959 | -1454481.8441 | 0.22334 | 0.24409 | 0.27757 | 0.23499
115 | Lateral Hardening | Lateral Hardening-Fuse-10710638 | Laterals | 14000 | 0.078598 | 4 | 1 | 54914.03 | 0 | 11871.4974 | 13663.4081 | 16699.207 | -43042.5326 | -41250.6219 | -38214.823 | 0.21618 | 0.24881 | 0.3041 | 0.23476
18612 | Lateral Hardening | Lateral Hardening-Fuse-10560408 | Laterals | 13297 | 0.19091 | 17 | 26 | 329902.17 | 0 | 73037.0169 | 81172.8658 | 92508.4154 | -256865.1531 | -248729.3042 | -237393.7546 | 0.22139 | 0.24605 | 0.28041 | 0.23469
18394 | Lateral Hardening | Lateral Hardening-Fuse-10761245 | Laterals | 13422 | 0.11515 | 7 | 1 | 94872.2 | 0 | 20768.9413 | 23410.618 | 27796.4152 | -74103.2587 | -71461.582 | -67075.7848 | 0.21891 | 0.24676 | 0.29299 | 0.23468
4144 | Lateral Hardening | Lateral Hardening-Fuse-92313946 | Laterals | 13461 | 0.14318 | 6 | 8 | 172765.23 | 0 | 38253.327 | 42400.6597 | 48626.598 | -134511.903 | -130364.5703 | -124138.632 | 0.22142 | 0.24542 | 0.28146 | 0.23462
501 | Lateral Hardening | Lateral Hardening-Fuse-10829390 | Laterals | 13687 | 0.19034 | 9 | 3 | 108143.88 | 0 | 23622.5412 | 26685.3667 | 31891.4541 | -84521.3388 | -81458.5133 | -76252.4259 | 0.21844 | 0.24676 | 0.2949 | 0.23458
461 | Lateral Hardening | Lateral Hardening-Fuse-10095509 | Laterals | 13786 | 0.10682 | 6 | 1 | 57259.29 | 0 | 12039.9116 | 14378.1825 | 18898.055 | -45219.3784 | -42881.1075 | -38361.235 | 0.21027 | 0.25111 | 0.33004 | 0.2345
5163 | Lateral Hardening | Lateral Hardening-Fuse-10650396 | Laterals | 13391 | 0.30852 | 16 | 4 | 247231.85 | 0 | 53999.1079 | 60944.511 | 72903.5315 | -193232.7421 | -186287.339 | -174328.3185 | 0.21841 | 0.24651 | 0.29488 | 0.23449
12791 | Lateral Hardening | Lateral Hardening-Fuse-60031834 | Laterals | 13613 | 0.22746 | 16 | 31 | 292926.74 | 0 | 64379.8865 | 72366.4971 | 83459.3374 | -228546.8535 | -220560.2429 | -209467.4026 | 0.21978 | 0.24705 | 0.28492 | 0.23447
18998 | Lateral Hardening | Lateral Hardening-Fuse-10650337 | Laterals | 13391 | 0.34792 | 21 | 22 | 383677.13 | 0 | 84979.7301 | 93992.7319 | 107351.5453 | -298697.3999 | -289684.3981 | -276325.5847 | 0.22149 | 0.24498 | 0.2798 | 0.23437
3598 | Lateral Hardening | Lateral Hardening-Fuse-91099548 | Laterals | 13084 | 0.3536 | 30 | 0 | 319115.95 | 0 | 68803.7425 | 79216.9623 | 97400.2247 | -250312.2075 | -239898.9877 | -221715.7253 | 0.21561 | 0.24824 | 0.30522 | 0.23436
16761 | Lateral Hardening | Lateral Hardening-Fuse-91742289 | Laterals | 13097 | 0.060795 | 4 | 3 | 53434.47 | 0 | 11679.1946 | 13205.9835 | 15513.2035 | -41755.2754 | -40228.4865 | -37921.2665 | 0.21857 | 0.24714 | 0.29032 | 0.23432
14639 | Lateral Hardening | Lateral Hardening-Fuse-10715651 | Laterals | 13984 | 0.23996 | 10 | 1 | 125552.32 | 0 | 27329.0359 | 31043.8927 | 37074.6714 | -98223.2841 | -94508.4273 | -88477.6486 | 0.21767 | 0.24726 | 0.29529 | 0.23431
5241 | Lateral Hardening | Lateral Hardening-Fuse-10556704 | Laterals | 13924 | 0.11345 | 6 | 0 | 71275.61 | 0 | 15308.3216 | 17666.0865 | 22145.6452 | -55967.2884 | -53609.5235 | -49129.9648 | 0.21478 | 0.24786 | 0.3107 | 0.23429
3538 | Lateral Hardening | Lateral Hardening-Fuse-10712396 | Laterals | 13256 | 0.24564 | 13 |  | 50000 | 0 | 10475.0188 | 12558.6223 | 16613.2476 | -39524.9812 | -37441.3777 | -33386.7524 | 0.2095 | 0.25117 | 0.33226 | 0.23428
7428 | Lateral Hardening | Lateral Hardening-Fuse-10128501 | Laterals | 13079 | 0.096402 | 9 | 22 | 179445.52 | 0 | 38941.4821 | 44423.8213 | 53477.2644 | -140504.0379 | -135021.6987 | -125968.2556 | 0.21701 | 0.24756 | 0.29801 | 0.23428
7958 | Lateral Hardening | Lateral Hardening-Fuse-10095394 | Laterals | 13786 | 0.55303 | 29 | 11 | 414244.16 | 0 | 91316.4254 | 101664.8071 | 117444.6906 | -322927.7346 | -312579.3529 | -296799.4694 | 0.22044 | 0.24542 | 0.28352 | 0.23424
1401 | Lateral Hardening | Lateral Hardening-Fuse-10686158 | Laterals | 13808 | 0.15568 | 6 | 2 | 101174.5 | 0 | 22056.5039 | 24941.9351 | 29768.6513 | -79117.9961 | -76232.5649 | -71405.8487 | 0.218 | 0.24652 | 0.29423 | 0.23418
19025 | Lateral Hardening | Lateral Hardening-Fuse-90285412 | Laterals | 13807 | 0.060038 | 4 | 1 | 53371.51 | 0 | 11488.8466 | 13250.6741 | 16285.9235 | -41882.6634 | -40120.8359 | -37085.5865 | 0.21526 | 0.24827 | 0.30514 | 0.23415
14418 | Lateral Hardening | Lateral Hardening-Fuse-92314881 | Laterals | 13838 | 0.14034 | 7 | 23 | 171003.09 | 0 | 37301.2319 | 42348.5816 | 49538.3115 | -133701.8581 | -128654.5084 | -121464.7785 | 0.21813 | 0.24765 | 0.28969 | 0.23414
15960 | Lateral Hardening | Lateral Hardening-Fuse-10170081 | Laterals | 13030 | 0.30436 | 15 | 2 | 117619.36 | 0 | 24729.3247 | 29445.4754 | 38678.0653 | -92890.0353 | -88173.8846 | -78941.2947 | 0.21025 | 0.25035 | 0.32884 | 0.23414
10878 | Lateral Hardening | Lateral Hardening-Fuse-90868327 | Laterals | 13786 | 0.14678 | 7 | 3 | 96155 | 0 | 21223.6964 | 23579.997 | 27039.4352 | -74931.3036 | -72575.003 | -69115.5648 | 0.22072 | 0.24523 | 0.28121 | 0.23412
3030 | Lateral Hardening | Lateral Hardening-Fuse-92460548 | Laterals | 13826 | 0.13314 | 12 | 18 | 197914.97 | 0 | 43423.3399 | 48786.5916 | 56434.9623 | -154491.6301 | -149128.3784 | -141480.0077 | 0.2194 | 0.2465 | 0.28515 | 0.23411
5971 | Lateral Hardening | Lateral Hardening-Fuse-60269652 | Laterals | 13648 | 0.12841 | 7 | 4 | 58544.97 | 0 | 12535.8247 | 14523.8895 | 18268.3722 | -46009.1453 | -44021.0805 | -40276.5978 | 0.21412 | 0.24808 | 0.31204 | 0.2341
12996 | Lateral Hardening | Lateral Hardening-Fuse-93067841 | Laterals | 13326 | 0.17216 | 13 | 17 | 193297.41 | 0 | 42252.3044 | 47717.6584 | 55789.1595 | -151045.1056 | -145579.7516 | -137508.2505 | 0.21859 | 0.24686 | 0.28862 | 0.23407
14929 | Lateral Hardening | Lateral Hardening-Fuse-10595479 | Laterals | 13698 | 0.21894 | 15 | 21 | 297370.37 | 0 | 65614.4252 | 72921.5863 | 83546.4804 | -231755.9448 | -224448.7837 | -213823.8896 | 0.22065 | 0.24522 | 0.28095 | 0.23405
5147 | Lateral Hardening | Lateral Hardening-Fuse-60016232 | Laterals | 13049 | 0.060038 | 7 | 15 | 96092.83 | 0 | 20947.8097 | 23771.3223 | 27880.1054 | -75145.0203 | -72321.5077 | -68212.7246 | 0.218 | 0.24738 | 0.29014 | 0.23402
19632 | Lateral Hardening | Lateral Hardening-Fuse-10633674 | Laterals | 13241 | 0.082576 | 6 | 5 | 66525.89 | 0 | 14450.1732 | 16454.7625 | 19594.9386 | -52075.7168 | -50071.1275 | -46930.9514 | 0.21721 | 0.24734 | 0.29455 | 0.23398
6605 | Lateral Hardening | Lateral Hardening-Fuse-10916871 | Laterals | 13805 | 0.10189 | 4 | 3 | 50000 | 0 | 10808.9228 | 12351.5092 | 15060.9303 | -39191.0772 | -37648.4908 | -34939.0697 | 0.21618 | 0.24703 | 0.30122 | 0.23394
11164 | Lateral Hardening | Lateral Hardening-Fuse-92313612 | Laterals | 13461 | 0.1875 | 9 | 14 | 178852.35 | 0 | 39495.2167 | 43797.3678 | 49900.7912 | -139357.1333 | -135054.9822 | -128951.5588 | 0.22083 | 0.24488 | 0.27901 | 0.23386
18454 | Lateral Hardening | Lateral Hardening-Fuse-10479416 | Laterals | 14217 | 0.28523 | 13 | 1 | 72086.37 | 0 | 15084.7297 | 18065.9501 | 23820.6263 | -57001.6403 | -54020.4199 | -48265.7437 | 0.20926 | 0.25062 | 0.33045 | 0.23378
16881 | Lateral Hardening | Lateral Hardening-Fuse-91893646 | Laterals | 13927 | 0.036364 | 5 | 8 | 111575.94 | 0 | 24291.2762 | 27591.2222 | 32307.892 | -87284.6638 | -83984.7178 | -79268.048 | 0.21771 | 0.24729 | 0.28956 | 0.23377
2345 | Lateral Hardening | Lateral Hardening-Fuse-10072003 | Laterals | 13305 | 0.089015 | 5 | 1 | 51341.05 | 0 | 11170.3044 | 12615.6568 | 15115.3781 | -40170.7456 | -38725.3932 | -36225.6719 | 0.21757 | 0.24572 | 0.29441 | 0.2337
18667 | Lateral Hardening | Lateral Hardening-Fuse-60128368 | Laterals | 13468 | 0.082008 | 10 | 46 | 273691.67 | 0 | 59388.9533 | 67701.5481 | 80179.7113 | -214302.7167 | -205990.1219 | -193511.9587 | 0.21699 | 0.24736 | 0.29296 | 0.2337
5326 | Lateral Hardening | Lateral Hardening-Fuse-60361697 | Laterals | 13305 | 0.1858 | 8 | 0 | 63822.87 | 0 | 13336.027 | 15988.7184 | 21150.7706 | -50486.843 | -47834.1516 | -42672.0994 | 0.20895 | 0.25052 | 0.3314 | 0.23367
14167 | Lateral Hardening | Lateral Hardening-Fuse-92605368 | Laterals | 13390 | 0.072348 | 6 | 2 | 54394.61 | 0 | 11423.3328 | 13597.7902 | 17763.4558 | -42971.2772 | -40796.8198 | -36631.1542 | 0.21001 | 0.24998 | 0.32657 | 0.23366
7534 | Lateral Hardening | Lateral Hardening-Fuse-93044131 | Laterals | 13813 | 0.075379 | 9 | 3 | 62506.45 | 0 | 13114.811 | 15610.2402 | 20473.1665 | -49391.639 | -46896.2098 | -42033.2835 | 0.20982 | 0.24974 | 0.32754 | 0.23356
16210 | Lateral Hardening | Lateral Hardening-Fuse-90483296 | Laterals | 13080 | 0.079356 | 9 | 9 | 81978.31 | 0 | 17473.1838 | 20315.1627 | 25617.3567 | -64505.1262 | -61663.1473 | -56360.9533 | 0.21314 | 0.24781 | 0.31249 | 0.23348
856 | Lateral Hardening | Lateral Hardening-Fuse-60398333 | Laterals | 13805 | 0.085417 | 6 | 2 | 55480.67 | 0 | 11634.3655 | 13849.7613 | 18161.6487 | -43846.3045 | -41630.9087 | -37319.0213 | 0.2097 | 0.24963 | 0.32735 | 0.23345
18315 | Lateral Hardening | Lateral Hardening-Fuse-90296905 | Laterals | 13007 | 0.19394 | 11 | 23 | 175136.06 | 0 | 38119.7156 | 43125.8501 | 50726.1764 | -137016.3444 | -132010.2099 | -124409.8836 | 0.21766 | 0.24624 | 0.28964 | 0.23343
7190 | Lateral Hardening | Lateral Hardening-Fuse-92624917 | Laterals | 13303 | 0.24773 | 11 | 4 | 156347.67 | 0 | 34044.4525 | 38375.8199 | 45331.1209 | -122303.2175 | -117971.8501 | -111016.5491 | 0.21775 | 0.24545 | 0.28994 | 0.23328
359 | Lateral Hardening | Lateral Hardening-Fuse-90154936 | Laterals | 13210 | 0.11288 | 13 | 15 | 223179.35 | 0 | 48164.0405 | 54980.3558 | 66409.1382 | -175015.3095 | -168198.9942 | -156770.2118 | 0.21581 | 0.24635 | 0.29756 | 0.23315
18827 | Lateral Hardening | Lateral Hardening-Fuse-93226020 | Laterals | 13459 | 0.24811 | 18 | 6 | 196461.51 | 0 | 42895.0207 | 48052.8341 | 56463.0558 | -153566.4893 | -148408.6759 | -139998.4542 | 0.21834 | 0.24459 | 0.2874 | 0.23312
7462 | Lateral Hardening | Lateral Hardening-Fuse-92190811 | Laterals | 13002 | 0.12367 | 4 |  | 54730.15 | 0 | 11782.4261 | 13482.2288 | 16444.4611 | -42947.7239 | -41247.9212 | -38285.6889 | 0.21528 | 0.24634 | 0.30046 | 0.23312
6435 | Lateral Hardening | Lateral Hardening-Fuse-10928288 | Laterals | 13143 | 0.10644 | 12 | 14 | 169689.94 | 0 | 36109.1142 | 41961.8491 | 52956.6241 | -133580.8258 | -127728.0909 | -116733.3159 | 0.21279 | 0.24729 | 0.31208 | 0.23307
19123 | Lateral Hardening | Lateral Hardening-Fuse-90289396 | Laterals | 13679 | 0.1 | 7 | 10 | 127637.22 | 0 | 27946.7338 | 31254.5265 | 35924.1798 | -99690.4862 | -96382.6935 | -91713.0402 | 0.21895 | 0.24487 | 0.28146 | 0.23298
8346 | Lateral Hardening | Lateral Hardening-Fuse-92346990 | Laterals | 13672 | 0.28466 | 27 | 254 | 188104.68 | 0 | 40246.8125 | 46427.6987 | 57416.5678 | -147857.8675 | -141676.9813 | -130688.1122 | 0.21396 | 0.24682 | 0.30524 | 0.23295
16587 | Lateral Hardening | Lateral Hardening-Fuse-90279239 | Laterals | 13389 | 0.28485 | 18 | 0 | 275192.6 | 0 | 59540.0862 | 67551.5294 | 80952.5933 | -215652.5138 | -207641.0706 | -194240.0067 | 0.21636 | 0.24547 | 0.29417 | 0.23287
7601 | Lateral Hardening | Lateral Hardening-Fuse-10067975 | Laterals | 13233 | 0.17348 | 8 | 5 | 163493.63 | 0 | 35804.5653 | 39870.2807 | 46281.4197 | -127689.0647 | -123623.3493 | -117212.2103 | 0.219 | 0.24386 | 0.28308 | 0.23287
9476 | Lateral Hardening | Lateral Hardening-Fuse-92741277 | Laterals | 14041 | 0.17424 | 15 | 22 | 265432.48 | 0 | 57764.132 | 65139.1664 | 76097.2709 | -207668.348 | -200293.3136 | -189335.2091 | 0.21762 | 0.24541 | 0.28669 | 0.23287
7310 | Lateral Hardening | Lateral Hardening-Fuse-10371714 | Laterals | 13100 | 0.093561 | 11 | 16 | 138892.06 | 0 | 30064.6987 | 34077.6654 | 40790.2965 | -108827.3613 | -104814.3946 | -98101.7635 | 0.21646 | 0.24535 | 0.29368 | 0.23285
18946 | Lateral Hardening | Lateral Hardening-Fuse-92598893 | Laterals | 13390 | 0.24034 | 14 | 21 | 294710.31 | 0 | 64874.7812 | 71666.8087 | 81734.9292 | -229835.5288 | -223043.5013 | -212975.3808 | 0.22013 | 0.24318 | 0.27734 | 0.23277
6386 | Lateral Hardening | Lateral Hardening-Fuse-10717271 | Laterals | 13900 | 0.090341 | 5 | 1 | 55889.91 | 0 | 11664.45 | 13928.5511 | 18295.3126 | -44225.46 | -41961.3589 | -37594.5974 | 0.2087 | 0.24921 | 0.32735 | 0.23272
15085 | Lateral Hardening | Lateral Hardening-Fuse-10916858 | Laterals | 13805 | 0.17045 | 10 | 1 | 62547.93 | 0 | 13036.1994 | 15591.192 | 20545.4029 | -49511.7306 | -46956.738 | -42002.5271 | 0.20842 | 0.24927 | 0.32847 | 0.23268
8989 | Lateral Hardening | Lateral Hardening-Fuse-90291797 | Laterals | 13815 | 0.14773 | 6 | 1 | 105111.06 | 0 | 22814.5433 | 25717.5887 | 30481.5747 | -82296.5167 | -79393.4713 | -74629.4853 | 0.21705 | 0.24467 | 0.28999 | 0.23263
4185 | Lateral Hardening | Lateral Hardening-Fuse-91721020 | Laterals | 13422 | 0.094886 | 5 | 1 | 56267.67 | 0 | 11899.8762 | 13904.3926 | 17755.4378 | -44367.7938 | -42363.2774 | -38512.2322 | 0.21149 | 0.24711 | 0.31555 | 0.23258
86 | Lateral Hardening | Lateral Hardening-Fuse-10876234 | Laterals | 14023 | 0.72197 | 36 | 44 | 829698.31 | 0 | 182602.6039 | 201160.0926 | 230459.5037 | -647095.7061 | -628538.2174 | -599238.8063 | 0.22008 | 0.24245 | 0.27776 | 0.23256
14395 | Lateral Hardening | Lateral Hardening-Fuse-91836431 | Laterals | 13426 | 0.11383 | 9 | 2 | 106223.6 | 0 | 22695.7151 | 26188.6813 | 32260.0534 | -83527.8849 | -80034.9187 | -73963.5466 | 0.21366 | 0.24654 | 0.3037 | 0.23253
3125 | Lateral Hardening | Lateral Hardening-Fuse-10795766 | Laterals | 13695 | 0.21231 | 14 | 16 | 192704.29 | 0 | 41812.0563 | 47250.553 | 55465.9157 | -150892.2337 | -145453.737 | -137238.3743 | 0.21698 | 0.2452 | 0.28783 | 0.23253
2984 | Lateral Hardening | Lateral Hardening-Fuse-92876057 | Laterals | 13112 | 0.2053 | 18 | 15 | 196051.91 | 0 | 42308.3657 | 48143.8078 | 57580.2755 | -153743.5443 | -147908.1022 | -138471.6345 | 0.2158 | 0.24557 | 0.2937 | 0.23252
17931 | Lateral Hardening | Lateral Hardening-Fuse-60017412 | Laterals | 13029 | 0.18371 | 12 | 24 | 251516.84 | 0 | 54498.6543 | 61710.5392 | 72543.9589 | -197018.1857 | -189806.3008 | -178972.8811 | 0.21668 | 0.24535 | 0.28843 | 0.23246
16499 | Lateral Hardening | Lateral Hardening-Fuse-10643463 | Laterals | 13390 | 0.12689 | 4 | 1 | 125929.78 | 0 | 27320.4165 | 30827.4803 | 36326.8066 | -98609.3635 | -95102.2997 | -89602.9734 | 0.21695 | 0.2448 | 0.28847 | 0.23246
12817 | Lateral Hardening | Lateral Hardening-Fuse-10168352 | Laterals | 13207 | 0.10795 | 10 | 16 | 213683.43 | 0 | 46289.5839 | 52370.9966 | 61821.585 | -167393.8461 | -161312.4334 | -151861.845 | 0.21663 | 0.24509 | 0.28931 | 0.23243
8145 | Lateral Hardening | Lateral Hardening-Fuse-10126974 | Laterals | 13065 | 0.14564 | 16 | 28 | 242183.81 | 0 | 52463.5014 | 59414.8871 | 69817.7282 | -189720.3086 | -182768.9229 | -172366.0818 | 0.21663 | 0.24533 | 0.28828 | 0.2324
5251 | Lateral Hardening | Lateral Hardening-Fuse-93257365 | Laterals | 13459 | 0.50076 | 18 | 1 | 131175.25 | 0 | 27982.8347 | 32328.7955 | 39852.5329 | -103192.4153 | -98846.4545 | -91322.7171 | 0.21332 | 0.24645 | 0.30381 | 0.23231
18423 | Lateral Hardening | Lateral Hardening-Fuse-92867909 | Laterals | 13460 | 0.11705 | 8 | 3 | 110421.18 | 0 | 23610.153 | 27136.884 | 33399.4574 | -86811.027 | -83284.296 | -77021.7226 | 0.21382 | 0.24576 | 0.30247 | 0.23227
12023 | Lateral Hardening | Lateral Hardening-Fuse-60170630 | Laterals | 13092 | 0.15663 | 15 | 20 | 211656.73 | 0 | 45805.7076 | 51886.0342 | 61036.6493 | -165851.0224 | -159770.6958 | -150620.0807 | 0.21642 | 0.24514 | 0.28838 | 0.23223
15466 | Lateral Hardening | Lateral Hardening-Fuse-10510811 | Laterals | 13685 | 0.057955 | 7 | 2 | 53198.37 | 0 | 11096.4988 | 13207.7398 | 17322.3999 | -42101.8712 | -39990.6302 | -35875.9701 | 0.20859 | 0.24827 | 0.32562 | 0.2322
7700 | Lateral Hardening | Lateral Hardening-Fuse-10204414 | Laterals | 13337 | 0.17614 | 14 | 17 | 161474.7 | 0 | 34797.4361 | 39557.0733 | 47401.3651 | -126677.2639 | -121917.6267 | -114073.3349 | 0.2155 | 0.24497 | 0.29355 | 0.23215
6476 | Lateral Hardening | Lateral Hardening-Fuse-92661749 | Laterals | 13127 | 0.26856 | 15 | 22 | 309354.25 | 0 | 67868.7203 | 75129.2453 | 85419.9058 | -241485.5297 | -234225.0047 | -223934.3442 | 0.21939 | 0.24286 | 0.27612 | 0.2321
4974 | Lateral Hardening | Lateral Hardening-Fuse-10757386 | Laterals | 13423 | 0.36364 | 12 | 1 | 123054.66 | 0 | 25626.9764 | 30558.8429 | 40125.2126 | -97427.6836 | -92495.8171 | -82929.4474 | 0.20826 | 0.24834 | 0.32608 | 0.23206
1751 | Lateral Hardening | Lateral Hardening-Fuse-92749983 | Laterals | 13175 | 1.6608 | 116 | 161 | 1537832.82 | 0 | 336834.0415 | 371984.3392 | 431337.0574 | -1200998.7785 | -1165848.4808 | -1106495.7626 | 0.21903 | 0.24189 | 0.28048 | 0.23203
4907 | Lateral Hardening | Lateral Hardening-Fuse-91655530 | Laterals | 13830 | 0.13693 | 13 | 23 | 306559.44 | 0 | 66881.2382 | 74695.9715 | 85934.7233 | -239678.2018 | -231863.4685 | -220624.7167 | 0.21817 | 0.24366 | 0.28032 | 0.23203
10518 | Lateral Hardening | Lateral Hardening-Fuse-90297638 | Laterals | 13007 | 0.14394 | 15 | 13 | 167361.26 | 0 | 35989.4246 | 40996.5564 | 49313.435 | -131371.8354 | -126364.7036 | -118047.825 | 0.21504 | 0.24496 | 0.29465 | 0.23198
18533 | Lateral Hardening | Lateral Hardening-Fuse-92908905 | Laterals | 13159 | 0.1161 | 12 | 17 | 174131.5 | 0 | 37668.8415 | 42637.9314 | 49949.8202 | -136462.6585 | -131493.5686 | -124181.6798 | 0.21632 | 0.24486 | 0.28685 | 0.23194
12988 | Lateral Hardening | Lateral Hardening-Fuse-10366529 | Laterals | 13089 | 0.10511 | 11 | 12 | 135922.2 | 0 | 29309.6791 | 33258.1048 | 39587.3361 | -106612.5209 | -102664.0952 | -96334.8639 | 0.21564 | 0.24468 | 0.29125 | 0.23191
6708 | Lateral Hardening | Lateral Hardening-Fuse-10372395 | Laterals | 13097 | 0.0015152 | 2 | 18 | 59789.17 | 0 | 12924.0497 | 14665.1662 | 17102.3902 | -46865.1203 | -45124.0038 | -42686.7798 | 0.21616 | 0.24528 | 0.28604 | 0.23189
19473 | Lateral Hardening | Lateral Hardening-Fuse-10758588 | Laterals | 13431 | 0.077652 | 4 | 4 | 66625.33 | 0 | 14288.9241 | 16304.8729 | 19820.0597 | -52336.4059 | -50320.4571 | -46805.2703 | 0.21447 | 0.24472 | 0.29749 | 0.23185
17686 | Lateral Hardening | Lateral Hardening-Fuse-90250170 | Laterals | 14031 | 0.14678 | 8 |  | 56650.43 | 0 | 11847.2671 | 14028.7231 | 18154.0017 | -44803.1629 | -42621.7069 | -38496.4283 | 0.20913 | 0.24764 | 0.32046 | 0.23181
11234 | Lateral Hardening | Lateral Hardening-Fuse-91355276 | Laterals | 13906 | 0.012311 | 1 | 8 | 50000 | 0 | 10817.2596 | 12239.2905 | 14259.8224 | -39182.7404 | -37760.7095 | -35740.1776 | 0.21635 | 0.24479 | 0.2852 | 0.23176
12008 | Lateral Hardening | Lateral Hardening-Fuse-91203632 | Laterals | 13154 | 0.20038 | 14 | 28 | 291184.6 | 0 | 63373.4291 | 70971.5241 | 81437.6795 | -227811.1709 | -220213.0759 | -209746.9205 | 0.21764 | 0.24373 | 0.27968 | 0.23167
1572 | Lateral Hardening | Lateral Hardening-Fuse-90394885 | Laterals | 13305 | 0.12083 | 5 | 5 | 58424.05 | 0 | 12293.0038 | 14386.4134 | 18428.7505 | -46131.0462 | -44037.6366 | -39995.2995 | 0.21041 | 0.24624 | 0.31543 | 0.23166
105 | Lateral Hardening | Lateral Hardening-Fuse-10676166 | Laterals | 14123 | 0.15511 | 9 | 4 | 108637.56 | 0 | 23603.8038 | 26424.423 | 30698.6152 | -85033.7562 | -82213.137 | -77938.9448 | 0.21727 | 0.24323 | 0.28258 | 0.23159
9891 | Lateral Hardening | Lateral Hardening-Fuse-10696428 | Laterals | 13961 | 0.069318 | 5 | 0 | 54142.77 | 0 | 11402.2499 | 13319.5345 | 16993.521 | -42740.5201 | -40823.2355 | -37149.249 | 0.2106 | 0.24601 | 0.31387 | 0.23155
18669 | Lateral Hardening | Lateral Hardening-Fuse-92973822 | Laterals | 13631 | 0.12273 | 12 | 12 | 137386.02 | 0 | 29529.1266 | 33588.441 | 40081.7942 | -107856.8934 | -103797.579 | -97304.2258 | 0.21494 | 0.24448 | 0.29175 | 0.23148
15031 | Lateral Hardening | Lateral Hardening-Fuse-10127934 | Laterals | 13078 | 0.3447 | 23 | 61 | 575610.31 | 0 | 124342.6787 | 140537.6685 | 164624.8055 | -451267.6313 | -435072.6415 | -410985.5045 | 0.21602 | 0.24415 | 0.286 | 0.23146
17403 | Lateral Hardening | Lateral Hardening-Fuse-91812647 | Laterals | 13837 | 0.081061 | 6 | 1 | 166537.8 | 0 | 35933.7241 | 40717.598 | 47653.7124 | -130604.0759 | -125820.202 | -118884.0876 | 0.21577 | 0.24449 | 0.28614 | 0.23142
10190 | Lateral Hardening | Lateral Hardening-Fuse-92681938 | Laterals | 13454 | 0.16193 | 9 | 9 | 109204.2 | 0 | 23461.1257 | 26718.2623 | 31772.2712 | -85743.0743 | -82485.9377 | -77431.9288 | 0.21484 | 0.24466 | 0.29094 | 0.2314
15406 | Lateral Hardening | Lateral Hardening-Fuse-10754754 | Laterals | 14306 | 0.089962 | 5 | 13 | 71069.75 | 0 | 15240.9319 | 17384.2759 | 20852.0635 | -55828.8181 | -53685.4741 | -50217.6865 | 0.21445 | 0.24461 | 0.2934 | 0.23139
11221 | Lateral Hardening | Lateral Hardening-Fuse-91366942 | Laterals | 13733 | 0.10303 | 4 | 1 | 50000 | 0 | 10746.7934 | 12187.597 | 14650.7274 | -39253.2066 | -37812.403 | -35349.2726 | 0.21494 | 0.24375 | 0.29301 | 0.23139
9758 | Lateral Hardening | Lateral Hardening-Fuse-92532170 | Laterals | 13008 | 0.02178 | 3 | 2 | 63899.29 | 0 | 13805.5634 | 15580.6071 | 18263.0261 | -50093.7266 | -48318.6829 | -45636.2639 | 0.21605 | 0.24383 | 0.28581 | 0.23136
1816 | Lateral Hardening | Lateral Hardening-Fuse-92413235 | Laterals | 13696 | 0.10568 | 13 | 20 | 163479.42 | 0 | 35116.0488 | 39867.9825 | 47881.6262 | -128363.3712 | -123611.4375 | -115597.7938 | 0.2148 | 0.24387 | 0.29289 | 0.23133
18372 | Lateral Hardening | Lateral Hardening-Fuse-10070750 | Laterals | 13657 | 0.26364 | 14 | 9 | 261785.01 | 0 | 56413.856 | 63704.7272 | 75949.7175 | -205371.154 | -198080.2828 | -185835.2925 | 0.2155 | 0.24335 | 0.29012 | 0.23131
19427 | Lateral Hardening | Lateral Hardening-Fuse-10916765 | Laterals | 13805 | 0.085038 | 6 | 1 | 55449.19 | 0 | 11501.5328 | 13734.6435 | 18048.7701 | -43947.6572 | -41714.5465 | -37400.4199 | 0.20742 | 0.2477 | 0.3255 | 0.23131
2871 | Lateral Hardening | Lateral Hardening-Fuse-90068617 | Laterals | 13422 | 0.10114 | 7 | 10 | 52348.41 | 0 | 11032.9266 | 12849.2667 | 16318.1034 | -41315.4834 | -39499.1433 | -36030.3066 | 0.21076 | 0.24546 | 0.31172 | 0.23126
12425 | Lateral Hardening | Lateral Hardening-Fuse-60070204 | Laterals | 13061 | 0.35947 | 27 | 55 | 495490.06 | 0 | 106655.3871 | 120823.8364 | 142756.2418 | -388834.6729 | -374666.2236 | -352733.8182 | 0.21525 | 0.24385 | 0.28811 | 0.23112
16633 | Lateral Hardening | Lateral Hardening-Fuse-60398337 | Laterals | 13805 | 0.063447 | 4 | 1 | 53654.83 | 0 | 11391.4236 | 13142.0734 | 16188.7971 | -42263.4064 | -40512.7566 | -37466.0329 | 0.21231 | 0.24494 | 0.30172 | 0.23104
6378 | Lateral Hardening | Lateral Hardening-Fuse-93276673 | Laterals | 13213 | 0.13125 | 6 | 1 | 54851.07 | 0 | 11773.5194 | 13338.8176 | 16029.629 | -43077.5506 | -41512.2524 | -38821.441 | 0.21465 | 0.24318 | 0.29224 | 0.23097
7172 | Lateral Hardening | Lateral Hardening-Fuse-60295687 | Laterals | 13422 | 0.12992 | 8 | 2 | 107561.5 | 0 | 23164.3582 | 26097.9217 | 31109.5213 | -84397.1418 | -81463.5783 | -76451.9787 | 0.21536 | 0.24263 | 0.28923 | 0.23093
12100 | Lateral Hardening | Lateral Hardening-Fuse-93176487 | Laterals | 13740 | 0.26705 | 24 | 57 | 430869.71 | 0 | 93083.8536 | 104970.628 | 121575.2717 | -337785.8564 | -325899.082 | -309294.4383 | 0.21604 | 0.24362 | 0.28216 | 0.23093
2832 | Lateral Hardening | Lateral Hardening-Fuse-10802859 | Laterals | 13133 | 0.14072 | 11 | 24 | 231510.61 | 0 | 49629.7112 | 56443.1427 | 67447.4678 | -181880.8988 | -175067.4673 | -164063.1422 | 0.21437 | 0.2438 | 0.29134 | 0.2309
11319 | Lateral Hardening | Lateral Hardening-Fuse-92006801 | Laterals | 13479 | 0.22879 | 10 | 6 | 50000 | 0 | 10428.7965 | 12316.2759 | 15924.0156 | -39571.2035 | -37683.7241 | -34075.9844 | 0.20858 | 0.24633 | 0.31848 | 0.23089
17937 | Lateral Hardening | Lateral Hardening-Fuse-60010809 | Laterals | 13027 | 0.15 | 10 | 15 | 210041.75 | 0 | 45219.4887 | 51067.8638 | 60194.0077 | -164822.2613 | -158973.8862 | -149847.7423 | 0.21529 | 0.24313 | 0.28658 | 0.23077
1119 | Lateral Hardening | Lateral Hardening-Fuse-60136454 | Laterals | 13832 | 0.27973 | 22 | 20 | 402599.62 | 0 | 87379.1327 | 97372.0943 | 112646.8176 | -315220.4873 | -305227.5257 | -289952.8024 | 0.21704 | 0.24186 | 0.2798 | 0.23076
12682 | Lateral Hardening | Lateral Hardening-Fuse-90606361 | Laterals | 13679 | 0.17197 | 12 | 11 | 178070.35 | 0 | 38407.6959 | 43203.6696 | 50596.0018 | -139662.6541 | -134866.6804 | -127474.3482 | 0.21569 | 0.24262 | 0.28413 | 0.23061
7917 | Lateral Hardening | Lateral Hardening-Fuse-60653867 | Laterals | 13652 | 0.5142 | 29 | 33 | 448586.85 | 0 | 97082.4792 | 108663.7322 | 125786.1912 | -351504.3708 | -339923.1178 | -322800.6588 | 0.21642 | 0.24224 | 0.28041 | 0.23056
15476 | Lateral Hardening | Lateral Hardening-Fuse-91456283 | Laterals | 13769 | 0.68977 | 32 | 0 | 252236.16 | 0 | 53891.2066 | 61330.2232 | 74181.3089 | -198344.9534 | -190905.9368 | -178054.8511 | 0.21365 | 0.24315 | 0.29409 | 0.23055
12795 | Lateral Hardening | Lateral Hardening-Fuse-10429519 | Laterals | 13835 | 0.11364 | 7 | 112 | 81405.93 | 0 | 17427.698 | 19874.4611 | 23455.8011 | -63978.232 | -61531.4689 | -57950.1289 | 0.21408 | 0.24414 | 0.28813 | 0.23051
15709 | Lateral Hardening | Lateral Hardening-Fuse-90299626 | Laterals | 13813 | 0.27367 | 10 | 2 | 119508.16 | 0 | 25279.1021 | 29164.6927 | 36148.1203 | -94229.0579 | -90343.4673 | -83360.0397 | 0.21153 | 0.24404 | 0.30247 | 0.23037
16480 | Lateral Hardening | Lateral Hardening-Fuse-90851684 | Laterals | 13294 | 0.23542 | 12 | 13 | 156341.93 | 0 | 33303.3964 | 38027.8641 | 46216.3598 | -123038.5336 | -118314.0659 | -110125.5702 | 0.21302 | 0.24324 | 0.29561 | 0.23034
16692 | Lateral Hardening | Lateral Hardening-Fuse-10686055 | Laterals | 13808 | 0.3 | 13 | 3 | 157270.59 | 0 | 33924.4298 | 38000.5777 | 44693.8318 | -123346.1602 | -119270.0123 | -112576.7582 | 0.21571 | 0.24163 | 0.28418 | 0.23033
10691 | Lateral Hardening | Lateral Hardening-Fuse-92086296 | Laterals | 13030 | 0.28068 | 25 | 55 | 638731.26 | 0 | 138519.6445 | 154280.6155 | 177063.291 | -500211.6155 | -484450.6445 | -461667.969 | 0.21687 | 0.24154 | 0.27721 | 0.2303
19213 | Lateral Hardening | Lateral Hardening-Fuse-92598707 | Laterals | 13797 | 0.22311 | 12 | 15 | 233614.72 | 0 | 50803.7945 | 56341.9805 | 64145.8505 | -182810.9255 | -177272.7395 | -169468.8695 | 0.21747 | 0.24117 | 0.27458 | 0.23029
7933 | Lateral Hardening | Lateral Hardening-Fuse-10057093 | Laterals | 13005 | 0.35909 | 19 | 0 | 220873.35 | 0 | 46613.9591 | 53791.764 | 67437.9494 | -174259.3909 | -167081.586 | -153435.4006 | 0.21104 | 0.24354 | 0.30532 | 0.23022
996 | Lateral Hardening | Lateral Hardening-Fuse-91843635 | Laterals | 13462 | 0.058523 | 2 | 3 | 61105.59 | 0 | 13112.0195 | 14851.1383 | 17372.5549 | -47993.5705 | -46254.4517 | -43733.0351 | 0.21458 | 0.24304 | 0.2843 | 0.23009
4924 | Lateral Hardening | Lateral Hardening-Fuse-91153533 | Laterals | 13786 | 0.17348 | 10 | 2 | 111181.7 | 0 | 23664.6685 | 27011.8968 | 32726.7899 | -87517.0315 | -84169.8032 | -78454.9101 | 0.21285 | 0.24295 | 0.29435 | 0.23003
17005 | Lateral Hardening | Lateral Hardening-Fuse-10618038 | Laterals | 13972 | 0.19015 | 8 |  | 80095.01 | 0 | 16483.8757 | 19756.6194 | 26044.4589 | -63611.1343 | -60338.3906 | -54050.5511 | 0.2058 | 0.24666 | 0.32517 | 0.23
12046 | Lateral Hardening | Lateral Hardening-Fuse-90544238 | Laterals | 13103 | 0.16193 | 14 | 49 | 183874.2 | 0 | 38557.489 | 44965.5746 | 56461.9699 | -145316.711 | -138908.6254 | -127412.2301 | 0.20969 | 0.24455 | 0.30707 | 0.22989
9436 | Lateral Hardening | Lateral Hardening-Fuse-92662083 | Laterals | 13118 | 0.079545 | 6 | 13 | 102152.73 | 0 | 21474.0351 | 24942.3273 | 31137.1049 | -80678.6949 | -77210.4027 | -71015.6251 | 0.21021 | 0.24417 | 0.30481 | 0.22986
14585 | Lateral Hardening | Lateral Hardening-Fuse-10309098 | Laterals | 13863 | 0.11818 | 9 | 4 | 106076.94 | 0 | 22629.5543 | 25724.8512 | 30854.249 | -83447.3857 | -80352.0888 | -75222.691 | 0.21333 | 0.24251 | 0.29087 | 0.22984
3092 | Lateral Hardening | Lateral Hardening-Fuse-60023999 | Laterals | 13679 | 0.10095 | 6 | 2 | 60701.35 | 0 | 12644.0412 | 14837.7427 | 19095.3975 | -48057.3088 | -45863.6073 | -41605.9525 | 0.2083 | 0.24444 | 0.31458 | 0.22977
9887 | Lateral Hardening | Lateral Hardening-Fuse-10705942 | Laterals | 13268 | 0.23788 | 13 | 3 | 112094.62 | 0 | 23132.793 | 27583.5213 | 36010.1145 | -88961.827 | -84511.0987 | -76084.5055 | 0.20637 | 0.24607 | 0.32125 | 0.22977
9833 | Lateral Hardening | Lateral Hardening-Fuse-90956682 | Laterals | 14023 | 0.18049 | 7 | 3 | 111255.4 | 0 | 24074.4158 | 26761.8256 | 30893.4835 | -87180.9842 | -84493.5744 | -80361.9165 | 0.21639 | 0.24054 | 0.27768 | 0.22976
7330 | Lateral Hardening | Lateral Hardening-Fuse-91184420 | Laterals | 13077 | 1.5172 | 139 | 54 | 2212647.83 | 0 | 480594.9038 | 529636.6765 | 608420.6283 | -1732052.9262 | -1683011.1535 | -1604227.2017 | 0.2172 | 0.23937 | 0.27497 | 0.22963
13366 | Lateral Hardening | Lateral Hardening-Fuse-92011911 | Laterals | 13420 | 0.19205 | 11 | 6 | 204032.04 | 0 | 44201.7126 | 49034.1889 | 56152.653 | -159830.3274 | -154997.8511 | -147879.387 | 0.21664 | 0.24033 | 0.27521 | 0.2296
1106 | Lateral Hardening | Lateral Hardening-Fuse-10759945 | Laterals | 13813 | 0.18523 | 8 | 4 | 63266.97 | 0 | 13404.2195 | 15348.6198 | 18714.7498 | -49862.7505 | -47918.3502 | -44552.2202 | 0.21187 | 0.2426 | 0.29581 | 0.22948
13583 | Lateral Hardening | Lateral Hardening-Fuse-60250294 | Laterals | 13023 | 0.2286 | 16 | 34 | 374369.15 | 0 | 79749.8623 | 90480.6691 | 109116.0144 | -294619.2877 | -283888.4809 | -265253.1356 | 0.21302 | 0.24169 | 0.29147 | 0.22947
2251 | Lateral Hardening | Lateral Hardening-Fuse-60034477 | Laterals | 13143 | 0.22973 | 20 | 38 | 519609.38 | 0 | 111914.7426 | 125212.5445 | 145025.8863 | -407694.6374 | -394396.8355 | -374583.4937 | 0.21538 | 0.24097 | 0.27911 | 0.22943
10861 | Lateral Hardening | Lateral Hardening-Fuse-10310480 | Laterals | 13864 | 0.19432 | 14 | 0 | 149705.29 | 0 | 31538.9828 | 36390.8009 | 45018.4351 | -118166.3072 | -113314.4891 | -104686.8549 | 0.21067 | 0.24308 | 0.30071 | 0.2294
18397 | Lateral Hardening | Lateral Hardening-Fuse-92369306 | Laterals | 13011 | 0.22955 | 12 | 9 | 134473.38 | 0 | 28711.1513 | 32523.3169 | 38593.1632 | -105762.2287 | -101950.0631 | -95880.2168 | 0.21351 | 0.24186 | 0.28699 | 0.22936
7858 | Lateral Hardening | Lateral Hardening-Fuse-92414849 | Laterals | 13696 | 0.12273 | 13 | 8 | 113806.02 | 0 | 23983.2213 | 27581.7222 | 34280.8942 | -89822.7987 | -86224.2978 | -79525.1258 | 0.21074 | 0.24236 | 0.30122 | 0.22927
3070 | Lateral Hardening | Lateral Hardening-Fuse-10071955 | Laterals | 13305 | 0.096591 | 8 | 13 | 91986.1 | 0 | 19137.0771 | 22427.7979 | 28777.4082 | -72849.0229 | -69558.3021 | -63208.6918 | 0.20804 | 0.24382 | 0.31285 | 0.22926
5327 | Lateral Hardening | Lateral Hardening-Fuse-10051883 | Laterals | 13198 | 0.12936 | 13 | 18 | 163342.89 | 0 | 34811.6789 | 39538.4339 | 46982.2038 | -128531.2111 | -123804.4561 | -116360.6862 | 0.21312 | 0.24206 | 0.28763 | 0.22925
10945 | Lateral Hardening | Lateral Hardening-Fuse-60035505 | Laterals | 13159 | 0.10966 | 9 | 27 | 168757.32 | 0 | 35706.2412 | 40979.1206 | 49645.0415 | -133051.0788 | -127778.1994 | -119112.2785 | 0.21158 | 0.24283 | 0.29418 | 0.22922
352 | Lateral Hardening | Lateral Hardening-Fuse-10089388 | Laterals | 13278 | 0.42197 | 23 | 0 | 219547.8 | 0 | 46467.5246 | 53146.548 | 64716.0523 | -173080.2754 | -166401.252 | -154831.7477 | 0.21165 | 0.24207 | 0.29477 | 0.22909
2523 | Lateral Hardening | Lateral Hardening-Fuse-91863418 | Laterals | 13630 | 0.13106 | 10 | 14 | 150377.26 | 0 | 32066.6869 | 36352.5407 | 42999.7301 | -118310.5731 | -114024.7193 | -107377.5299 | 0.21324 | 0.24174 | 0.28595 | 0.22906
8276 | Lateral Hardening | Lateral Hardening-Fuse-91534053 | Laterals | 14274 | 0.11515 | 6 | 5 | 57951.85 | 0 | 12184.4755 | 14045.4588 | 17461.5493 | -45767.3745 | -43906.3912 | -40490.3007 | 0.21025 | 0.24236 | 0.30131 | 0.22899
11123 | Lateral Hardening | Lateral Hardening-Fuse-60150863 | Laterals | 13828 | 0.27633 | 16 | 29 | 318368.27 | 0 | 68475.7495 | 76780.8324 | 87826.7613 | -249892.5205 | -241587.4376 | -230541.5087 | 0.21508 | 0.24117 | 0.27587 | 0.22899
5837 | Lateral Hardening | Lateral Hardening-Fuse-92629881 | Laterals | 13303 | 0.21326 | 8 | 4 | 122347.1 | 0 | 25895.9926 | 29584.0082 | 35971.2261 | -96451.1074 | -92763.0918 | -86375.8739 | 0.21166 | 0.2418 | 0.29401 | 0.22894
17256 | Lateral Hardening | Lateral Hardening-Fuse-92529544 | Laterals | 13210 | 0.075568 | 6 | 12 | 114834.12 | 0 | 24290.5363 | 27780.1793 | 33725.801 | -90543.5837 | -87053.9407 | -81108.319 | 0.21153 | 0.24192 | 0.29369 | 0.22886
8872 | Lateral Hardening | Lateral Hardening-Fuse-93058493 | Laterals | 13724 | 0.10076 | 7 | 4 | 60685.61 | 0 | 12629.6354 | 14765.9189 | 18790.9488 | -48055.9746 | -45919.6911 | -41894.6612 | 0.20812 | 0.24332 | 0.30964 | 0.22883
3959 | Lateral Hardening | Lateral Hardening-Fuse-10643530 | Laterals | 13390 | 0.23011 | 14 | 6 | 203265.78 | 0 | 43746.6154 | 48682.251 | 56536.1312 | -159519.1646 | -154583.529 | -146729.6488 | 0.21522 | 0.2395 | 0.27814 | 0.2288
12201 | Lateral Hardening | Lateral Hardening-Fuse-90294438 | Laterals | 13813 | 0.079167 | 5 | 1 | 54961.25 | 0 | 11274.7431 | 13465.1022 | 17683.9247 | -43686.5069 | -41496.1478 | -37277.3253 | 0.20514 | 0.24499 | 0.32175 | 0.22876
15425 | Lateral Hardening | Lateral Hardening-Fuse-93130386 | Laterals | 13786 | 0.125 | 8 | 2 | 98274.9 | 0 | 21111.7352 | 23575.9819 | 27370.3836 | -77163.1648 | -74698.9181 | -70904.5164 | 0.21482 | 0.2399 | 0.27851 | 0.22871
3977 | Lateral Hardening | Lateral Hardening-Fuse-10095469 | Laterals | 13786 | 0.43144 | 22 | 13 | 321722.67 | 0 | 68698.2317 | 77346.598 | 91066.4997 | -253024.4383 | -244376.072 | -230656.1703 | 0.21353 | 0.24041 | 0.28306 | 0.22855
7408 | Lateral Hardening | Lateral Hardening-Fuse-92890365 | Laterals | 13655 | 0.19318 | 13 | 16 | 198974.55 | 0 | 42481.434 | 47930.07 | 56021.283 | -156493.116 | -151044.48 | -142953.267 | 0.2135 | 0.24089 | 0.28155 | 0.22852
4442 | Lateral Hardening | Lateral Hardening-Fuse-60172033 | Laterals | 13968 | 0.18693 | 15 | 28 | 245615.13 | 0 | 52315.7281 | 59262.6291 | 69509.4429 | -193299.4019 | -186352.5009 | -176105.6871 | 0.213 | 0.24128 | 0.283 | 0.22848
14140 | Lateral Hardening | Lateral Hardening-Fuse-91213761 | Laterals | 13128 | 0.18485 | 17 | 26 | 277595.24 | 0 | 59315.829 | 66820.0373 | 77867.63 | -218279.411 | -210775.2027 | -199727.61 | 0.21368 | 0.24071 | 0.28051 | 0.22847
8611 | Lateral Hardening | Lateral Hardening-Fuse-10070718 | Laterals | 13657 | 0.27595 | 14 | 8 | 214934.86 | 0 | 45919.1254 | 51581.8868 | 60744.2772 | -169015.7346 | -163352.9732 | -154190.5828 | 0.21364 | 0.23999 | 0.28262 | 0.22844
760 | Lateral Hardening | Lateral Hardening-Fuse-91407390 | Laterals | 13053 | 0.23769 | 20 | 38 | 309496.7 | 0 | 65896.5479 | 74560.7518 | 87742.573 | -243600.1521 | -234935.9482 | -221754.127 | 0.21292 | 0.24091 | 0.2835 | 0.22837
10579 | Lateral Hardening | Lateral Hardening-Fuse-91782013 | Laterals | 13098 | 0.07178 | 5 | 1 | 54347.39 | 0 | 11518.862 | 13074.3447 | 15749.3614 | -42828.528 | -41273.0453 | -38598.0286 | 0.21195 | 0.24057 | 0.28979 | 0.22832
4549 | Lateral Hardening | Lateral Hardening-Fuse-60024898 | Laterals | 13303 | 0.052841 | 5 |  | 50000 | 0 | 10259.4869 | 12198.4997 | 16001.6864 | -39740.5131 | -37801.5003 | -33998.3136 | 0.20519 | 0.24397 | 0.32003 | 0.22831
15247 | Lateral Hardening | Lateral Hardening-Fuse-90144722 | Laterals | 13039 | 0.1125 | 7 | 6 | 93306.06 | 0 | 19860.269 | 22457.6954 | 26476.7468 | -73445.791 | -70848.3646 | -66829.3132 | 0.21285 | 0.24069 | 0.28376 | 0.22829
9943 | Lateral Hardening | Lateral Hardening-Fuse-10165355 | Laterals | 13045 | 0.082197 | 8 | 19 | 162036.34 | 0 | 34389.8729 | 38975.5622 | 46622.2923 | -127646.4671 | -123060.7778 | -115414.0477 | 0.21224 | 0.24054 | 0.28773 | 0.22827
13005 | Lateral Hardening | Lateral Hardening-Fuse-60495030 | Laterals | 14274 | 0.24564 | 13 | 5 | 213433.82 | 0 | 45605.9368 | 51159.9751 | 59840.536 | -167827.8832 | -162273.8449 | -153593.284 | 0.21368 | 0.2397 | 0.28037 | 0.22815
13683 | Lateral Hardening | Lateral Hardening-Fuse-92772371 | Laterals | 13065 | 0.40625 | 30 | 50 | 534648.3 | 0 | 114595.6858 | 128213.385 | 147499.9572 | -420052.6142 | -406434.915 | -387148.3428 | 0.21434 | 0.23981 | 0.27588 | 0.22813
4222 | Lateral Hardening | Lateral Hardening-Fuse-92394179 | Laterals | 13186 | 0.22159 | 17 | 32 | 292438.8 | 0 | 62357.7825 | 70327.646 | 82015.6166 | -230081.0175 | -222111.154 | -210423.1834 | 0.21323 | 0.24049 | 0.28045 | 0.22813
5762 | Lateral Hardening | Lateral Hardening-Fuse-10563790 | Laterals | 13293 | 0.043561 | 4 | 2 | 103124.66 | 0 | 21938.7212 | 24848.1958 | 29067.1471 | -81185.9388 | -78276.4642 | -74057.5129 | 0.21274 | 0.24095 | 0.28186 | 0.22812
12366 | Lateral Hardening | Lateral Hardening-Fuse-60025500 | Laterals | 13236 | 0.049432 | 6 | 2 | 107887.04 | 0 | 22958.2025 | 25864.8735 | 30652.0509 | -84928.8375 | -82022.1665 | -77234.9891 | 0.2128 | 0.23974 | 0.28411 | 0.22801
8702 | Lateral Hardening | Lateral Hardening-Fuse-10163214 | Laterals | 13091 | 0.2178 | 19 | 32 | 355717.25 | 0 | 76205.2603 | 85350.9484 | 97769.0121 | -279511.9897 | -270366.3016 | -257948.2379 | 0.21423 | 0.23994 | 0.27485 | 0.22801
5176 | Lateral Hardening | Lateral Hardening-Fuse-92459483 | Laterals | 13064 | 0.2375 | 25 | 27 | 398080.71 | 0 | 85406.206 | 95230.4067 | 109479.3322 | -312674.504 | -302850.3033 | -288601.3778 | 0.21454 | 0.23922 | 0.27502 | 0.228
5886 | Lateral Hardening | Lateral Hardening-Fuse-10650493 | Laterals | 13391 | 0.14261 | 7 | 1 | 99738.72 | 0 | 21192.3215 | 23928.5257 | 28231.3177 | -78546.3985 | -75810.1943 | -71507.4023 | 0.21248 | 0.23991 | 0.28305 | 0.22777
18820 | Lateral Hardening | Lateral Hardening-Fuse-93299652 | Laterals | 13808 | 0.088636 | 4 | 1 | 50000 | 0 | 10563.1939 | 12005.2036 | 14477.664 | -39436.8061 | -37994.7964 | -35522.336 | 0.21126 | 0.2401 | 0.28955 | 0.22774
8056 | Lateral Hardening | Lateral Hardening-Fuse-10213407 | Laterals | 13428 | 0.60114 | 30 | 42 | 695177.76 | 0 | 149507.8782 | 165413.4205 | 189633.3225 | -545669.8818 | -529764.3395 | -505544.4375 | 0.21506 | 0.23794 | 0.27278 | 0.2277
3403 | Lateral Hardening | Lateral Hardening-Fuse-92285128 | Laterals | 13227 | 0.1767 | 13 | 23 | 212497.23 | 0 | 45117.6065 | 51095.7806 | 59808.5632 | -167379.6235 | -161401.4494 | -152688.6668 | 0.21232 | 0.24045 | 0.28146 | 0.22767
3088 | Lateral Hardening | Lateral Hardening-Fuse-60311511 | Laterals | 13805 | 0.26383 | 12 | 3 | 109812.32 | 0 | 23184.2712 | 26366.7986 | 31782.1737 | -86628.0488 | -83445.5214 | -78030.1463 | 0.21113 | 0.24011 | 0.28942 | 0.22765
10800 | Lateral Hardening | Lateral Hardening-Fuse-91379359 | Laterals | 13243 | 0.11136 | 9 | 16 | 124651.62 | 0 | 26380.5101 | 29958.9061 | 35542.9997 | -98271.1099 | -94692.7139 | -89108.6203 | 0.21163 | 0.24034 | 0.28514 | 0.2276
19044 | Lateral Hardening | Lateral Hardening-Fuse-60205829 | Laterals | 13815 | 0.43201 | 17 | 13 | 399166.01 | 0 | 85783.6296 | 94775.7839 | 109216.7362 | -313382.3804 | -304390.2261 | -289949.2738 | 0.21491 | 0.23743 | 0.27361 | 0.22754
17487 | Lateral Hardening | Lateral Hardening-Fuse-90296037 | Laterals | 13431 | 0.09697 | 5 | 2 | 56440.81 | 0 | 11531.7191 | 13737.8752 | 17998.0959 | -44909.0909 | -42702.9348 | -38442.7141 | 0.20432 | 0.2434 | 0.31888 | 0.2275
4709 | Lateral Hardening | Lateral Hardening-Fuse-10371690 | Laterals | 13100 | 0.18674 | 21 | 34 | 345275.89 | 0 | 72906.4121 | 82905.2854 | 99210.8809 | -272369.4779 | -262370.6046 | -246065.0091 | 0.21115 | 0.24011 | 0.28734 | 0.22746
4305 | Lateral Hardening | Lateral Hardening-Fuse-92345683 | Laterals | 13150 | 0.16117 | 12 | 17 | 181623.74 | 0 | 38530.2938 | 43588.6771 | 51081.7344 | -143093.4462 | -138035.0629 | -130542.0056 | 0.21214 | 0.23999 | 0.28125 | 0.22741
10259 | Lateral Hardening | Lateral Hardening-Fuse-60012648 | Laterals | 13027 | 0.28352 | 19 | 36 | 620530.41 | 0 | 133293.7094 | 147600.7756 | 168429.9218 | -487236.7006 | -472929.6344 | -452100.4882 | 0.21481 | 0.23786 | 0.27143 | 0.22739
5430 | Lateral Hardening | Lateral Hardening-Fuse-91480393 | Laterals | 13053 | 0.33523 | 26 | 65 | 460509.3 | 0 | 97633.1653 | 110424.2941 | 129958.4199 | -362876.1347 | -350085.0059 | -330550.8801 | 0.21201 | 0.23979 | 0.28221 | 0.22736
11504 | Lateral Hardening | Lateral Hardening-Fuse-10363946 | Laterals | 13096 | 0.3733 | 20 | 31 | 337913.04 | 0 | 72137.5817 | 80738.2021 | 93189.1568 | -265775.4583 | -257174.8379 | -244723.8832 | 0.21348 | 0.23893 | 0.27578 | 0.22735
17215 | Lateral Hardening | Lateral Hardening-Fuse-10802895 | Laterals | 13133 | 0.14413 | 14 | 24 | 284105.86 | 0 | 59955.2939 | 68193.5862 | 81582.701 | -224150.5661 | -215912.2738 | -202523.159 | 0.21103 | 0.24003 | 0.28716 | 0.22734
5827 | Lateral Hardening | Lateral Hardening-Fuse-91083756 | Laterals | 13295 | 0.20057 | 17 | 31 | 294621.66 | 0 | 62408.4559 | 70648.071 | 82739.553 | -232213.2041 | -223973.589 | -211882.107 | 0.21183 | 0.23979 | 0.28083 | 0.22712
13724 | Lateral Hardening | Lateral Hardening-Fuse-10694160 | Laterals | 13254 | 0.14545 | 11 | 16 | 195008.07 | 0 | 41264.7748 | 46647.5587 | 55302.4425 | -153743.2952 | -148360.5113 | -139705.6275 | 0.21161 | 0.23921 | 0.28359 | 0.22708
10808 | Lateral Hardening | Lateral Hardening-Fuse-10680834 | Laterals | 13308 | 0.23352 | 22 | 25 | 397750.17 | 0 | 85252.5406 | 94551.1326 | 107959.2559 | -312497.6294 | -303199.0374 | -289790.9141 | 0.21434 | 0.23771 | 0.27142 | 0.22706
6159 | Lateral Hardening | Lateral Hardening-Fuse-60048797 | Laterals | 13622 | 0.12917 | 7 | 1 | 54677.93 | 0 | 11379.5753 | 13154.3994 | 16400.9129 | -43298.3547 | -41523.5306 | -38277.0171 | 0.20812 | 0.24058 | 0.29995 | 0.22704
15532 | Lateral Hardening | Lateral Hardening-Fuse-10633672 | Laterals | 13241 | 0.099811 | 5 | 2 | 56168.23 | 0 | 11874.3364 | 13425.7733 | 15992.1434 | -44293.8936 | -42742.4567 | -40176.0866 | 0.21141 | 0.23903 | 0.28472 | 0.22702
1484 | Lateral Hardening | Lateral Hardening-Fuse-60027317 | Laterals | 13062 | 0.41269 | 39 | 54 | 670943.21 | 0 | 143335.4283 | 159889.4236 | 183279.4605 | -527607.7817 | -511053.7864 | -487663.7495 | 0.21363 | 0.23831 | 0.27317 | 0.22699
4116 | Lateral Hardening | Lateral Hardening-Fuse-10916745 | Laterals | 13805 | 0.15246 | 10 | 4 | 157307.81 | 0 | 33326.6993 | 37605.2717 | 44268.567 | -123981.1107 | -119702.5383 | -113039.243 | 0.21186 | 0.23906 | 0.28141 | 0.22697
15581 | Lateral Hardening | Lateral Hardening-Fuse-92318068 | Laterals | 13748 | 0.13864 | 10 | 7 | 187613.67 | 0 | 39786.277 | 44725.9084 | 52699.3713 | -147827.393 | -142887.7616 | -134914.2987 | 0.21206 | 0.23839 | 0.28089 | 0.22685
9712 | Lateral Hardening | Lateral Hardening-Fuse-92100350 | Laterals | 13450 | 0.094129 | 11 | 4 | 99639.28 | 0 | 20866.2041 | 23884.4025 | 29166.7425 | -78773.0759 | -75754.8775 | -70472.5375 | 0.20942 | 0.23971 | 0.29272 | 0.22684
13276 | Lateral Hardening | Lateral Hardening-Fuse-10000734 | Laterals | 13236 | 0.10701 | 6 | 1 | 57275.03 | 0 | 11924.8189 | 13745.1655 | 16994.2261 | -45350.2111 | -43529.8645 | -40280.8039 | 0.2082 | 0.23999 | 0.29671 | 0.22659
15988 | Lateral Hardening | Lateral Hardening-Fuse-10453994 | Laterals | 13130 | 0.047538 | 4 | 3 | 50000 | 0 | 10216.0855 | 12107.6057 | 15653.0131 | -39783.9145 | -37892.3943 | -34346.9869 | 0.20432 | 0.24215 | 0.31306 | 0.22654
17965 | Lateral Hardening | Lateral Hardening-Fuse-60010958 | Laterals | 13027 | 0.11591 | 6 | 12 | 145696.74 | 0 | 30747.8801 | 34812.2689 | 41106.325 | -114948.8599 | -110884.4711 | -104590.415 | 0.21104 | 0.23894 | 0.28214 | 0.22652
13864 | Lateral Hardening | Lateral Hardening-Fuse-10387734 | Laterals | 13714 | 0.15189 | 11 | 0 | 177552.1 | 0 | 37739.1986 | 42162.3368 | 49225.402 | -139812.9014 | -135389.7632 | -128326.698 | 0.21255 | 0.23746 | 0.27724 | 0.2265
15701 | Lateral Hardening | Lateral Hardening-Fuse-90162122 | Laterals | 13805 | 0.16553 | 8 | 2 | 66068.69 | 0 | 13611.4783 | 15885.6858 | 20297.1988 | -52457.2117 | -50183.0042 | -45771.4912 | 0.20602 | 0.24044 | 0.30721 | 0.22647
6001 | Lateral Hardening | Lateral Hardening-Fuse-10165367 | Laterals | 13045 | 0.14186 | 13 | 50 | 218289.01 | 0 | 45580.4174 | 52367.3708 | 63574.5038 | -172708.5926 | -165921.6392 | -154714.5062 | 0.20881 | 0.2399 | 0.29124 | 0.22638
624 | Lateral Hardening | Lateral Hardening-Fuse-60009871 | Laterals | 13027 | 0.098295 | 7 | 10 | 91920.99 | 0 | 18961.0729 | 22067.6593 | 28100.4264 | -72959.9171 | -69853.3307 | -63820.5636 | 0.20628 | 0.24007 | 0.3057 | 0.22636
14255 | Lateral Hardening | Lateral Hardening-Fuse-10539844 | Laterals | 14117 | 0.20947 | 19 | 0 | 177550.96 | 0 | 37409.4287 | 42344.9361 | 50389.2806 | -140141.5313 | -135206.0239 | -127161.6794 | 0.2107 | 0.23849 | 0.2838 | 0.22635
9999 | Lateral Hardening | Lateral Hardening-Fuse-91596805 | Laterals | 13127 | 0.033144 | 5 | 42 | 77643.38 | 0 | 16367.5528 | 18551.5365 | 21843.6394 | -61275.8272 | -59091.8435 | -55799.7406 | 0.2108 | 0.23893 | 0.28133 | 0.2263
13614 | Lateral Hardening | Lateral Hardening-Fuse-10096985 | Laterals | 13906 | 0.091098 | 6 | 0 | 50000 | 0 | 10117.328 | 12129.7827 | 16045.9546 | -39882.672 | -37870.2173 | -33954.0454 | 0.20235 | 0.2426 | 0.32092 | 0.22628
16572 | Lateral Hardening | Lateral Hardening-Fuse-93091815 | Laterals | 13046 | 0.13617 | 14 | 21 | 169943.56 | 0 | 35643.6672 | 40575.9031 | 48882.1085 | -134299.8928 | -129367.6569 | -121061.4515 | 0.20974 | 0.23876 | 0.28764 | 0.22624
9843 | Lateral Hardening | Lateral Hardening-Fuse-10204426 | Laterals | 13021 | 0.13712 | 5 | 3 | 63707.69 | 0 | 13409.4367 | 15198.2528 | 18075.783 | -50298.2533 | -48509.4372 | -45631.907 | 0.21048 | 0.23856 | 0.28373 | 0.22623
7023 | Lateral Hardening | Lateral Hardening-Fuse-91700187 | Laterals | 13027 | 0.34318 | 27 | 53 | 746405.87 | 0 | 159208.4909 | 176442.9451 | 203179.3077 | -587197.3791 | -569962.9249 | -543226.5623 | 0.2133 | 0.23639 | 0.27221 | 0.22612
7391 | Lateral Hardening | Lateral Hardening-Fuse-10662360 | Laterals | 13470 | 0.10814 | 10 | 13 | 234284.84 | 0 | 49381.6407 | 55920.6711 | 65707.3494 | -184903.1993 | -178364.1689 | -168577.4906 | 0.21078 | 0.23869 | 0.28046 | 0.22612
3996 | Lateral Hardening | Lateral Hardening-Fuse-92094142 | Laterals | 13479 | 0.0075758 | 2 | 24 | 50000 | 0 | 10514.5479 | 11991.8264 | 13968.208 | -39485.4521 | -38008.1736 | -36031.792 | 0.21029 | 0.23984 | 0.27936 | 0.22606
2594 | Lateral Hardening | Lateral Hardening-Fuse-10588268 | Laterals | 13444 | 0.13106 | 13 | 13 | 182021.83 | 0 | 38396.9135 | 43377.067 | 50959.6528 | -143624.9165 | -138644.763 | -131062.1772 | 0.21095 | 0.23831 | 0.27996 | 0.22606
13459 | Lateral Hardening | Lateral Hardening-Fuse-93225914 | Laterals | 13459 | 0.1036 | 6 | 3 | 52553.03 | 0 | 10944.8425 | 12572.3331 | 15383.5077 | -41608.1875 | -39980.6969 | -37169.5223 | 0.20826 | 0.23923 | 0.29272 | 0.226
1636 | Lateral Hardening | Lateral Hardening-Fuse-10104979 | Laterals | 13600 | 0.27367 | 23 | 39 | 384932.35 | 0 | 81323.6384 | 91806.3963 | 106524.9717 | -303608.7116 | -293125.9537 | -278407.3783 | 0.21127 | 0.2385 | 0.27674 | 0.22598
18953 | Lateral Hardening | Lateral Hardening-Fuse-93225871 | Laterals | 13459 | 0.17027 | 8 | 3 | 110405.44 | 0 | 23218.9058 | 26251.418 | 31426.4275 | -87186.5342 | -84154.022 | -78979.0125 | 0.21031 | 0.23777 | 0.28465 | 0.22598
14640 | Lateral Hardening | Lateral Hardening-Fuse-60064880 | Laterals | 13417 | 0.26515 | 24 | 43 | 387162.25 | 0 | 81606.9972 | 92336.6683 | 108256.6101 | -305555.2528 | -294825.5817 | -278905.6399 | 0.21078 | 0.2385 | 0.27962 | 0.22598
4324 | Lateral Hardening | Lateral Hardening-Fuse-10643421 | Laterals | 13390 | 0.22178 | 11 | 13 | 118108.04 | 0 | 24593.7752 | 28259.5179 | 34500.1008 | -93514.2648 | -89848.5221 | -83607.9392 | 0.20823 | 0.23927 | 0.29211 | 0.22593
2928 | Lateral Hardening | Lateral Hardening-Fuse-10247858 | Laterals | 13217 | 0.19943 | 12 | 34 | 283550.01 | 0 | 59660.8087 | 67513.9827 | 80078.6164 | -223889.2013 | -216036.0273 | -203471.3936 | 0.21041 | 0.2381 | 0.28241 | 0.22592
16363 | Lateral Hardening | Lateral Hardening-Fuse-10662359 | Laterals | 13470 | 0.069508 | 4 | 1 | 102540.44 | 0 | 21619.0802 | 24394.2755 | 28745.9798 | -80921.3598 | -78146.1645 | -73794.4602 | 0.21083 | 0.2379 | 0.28034 | 0.2259
10772 | Lateral Hardening | Lateral Hardening-Fuse-90112839 | Laterals | 14025 | 0.16705 | 12 | 5 | 158011.11 | 0 | 33383.9213 | 37485.0203 | 44157.9729 | -124627.1887 | -120526.0897 | -113853.1371 | 0.21128 | 0.23723 | 0.27946 | 0.22588
17154 | Lateral Hardening | Lateral Hardening-Fuse-10760000 | Laterals | 13813 | 0.32462 | 14 | 8 | 71430.29 | 0 | 14521.951 | 17240.3835 | 22462.7515 | -56908.339 | -54189.9065 | -48967.5385 | 0.2033 | 0.24136 | 0.31447 | 0.22584
2715 | Lateral Hardening | Lateral Hardening-Fuse-10375157 | Laterals | 13176 | 0.16155 | 17 | 22 | 212065.97 | 0 | 44454.6744 | 50560.6099 | 60485.1314 | -167611.2956 | -161505.3601 | -151580.8386 | 0.20963 | 0.23842 | 0.28522 | 0.22582
13710 | Lateral Hardening | Lateral Hardening-Fuse-92373727 | Laterals | 13011 | 0.2536 | 18 | 5 | 152905.61 | 0 | 31845.6454 | 36496.3425 | 44598.3371 | -121059.9646 | -116409.2675 | -108307.2729 | 0.20827 | 0.23869 | 0.29167 | 0.22573
18071 | Lateral Hardening | Lateral Hardening-Fuse-60219961 | Laterals | 14275 | 0.08125 | 5 | 1 | 55134.39 | 0 | 11233.2611 | 13276.2867 | 17178.3804 | -43901.1289 | -41858.1033 | -37956.0096 | 0.20374 | 0.2408 | 0.31157 | 0.22564
1368 | Lateral Hardening | Lateral Hardening-Fuse-92676537 | Laterals | 13299 | 0.037121 | 3 | 1 | 50958.29 | 0 | 10737.1048 | 12114.0341 | 14174.287 | -40221.1852 | -38844.2559 | -36784.003 | 0.2107 | 0.23772 | 0.27815 | 0.22556
16326 | Lateral Hardening | Lateral Hardening-Fuse-92139503 | Laterals | 14111 | 0.17254 | 11 | 17 | 197258.89 | 0 | 41690.27 | 46793.4205 | 54244.4302 | -155568.62 | -150465.4695 | -143014.4598 | 0.21135 | 0.23722 | 0.27499 | 0.22547
2486 | Lateral Hardening | Lateral Hardening-Fuse-10093678 | Laterals | 13043 | 0.19792 | 18 | 40 | 329771.3 | 0 | 69496.7813 | 78383.473 | 91387.829 | -260274.5187 | -251387.827 | -238383.471 | 0.21074 | 0.23769 | 0.27712 | 0.22547
18385 | Lateral Hardening | Lateral Hardening-Fuse-93272182 | Laterals | 13027 | 0.12992 | 11 | 13 | 230818 | 0 | 48822.5455 | 54656.9645 | 63482.5025 | -181995.4545 | -176161.0355 | -167335.4975 | 0.21152 | 0.2368 | 0.27503 | 0.22545
567 | Lateral Hardening | Lateral Hardening-Fuse-10482598 | Laterals | 13455 | 0.18125 | 12 | 25 | 265506.18 | 0 | 56398.6264 | 62825.7437 | 71670.6866 | -209107.5536 | -202680.4363 | -193835.4934 | 0.21242 | 0.23663 | 0.26994 | 0.22543
7347 | Lateral Hardening | Lateral Hardening-Fuse-60047264 | Laterals | 13228 | 0.054167 | 1 | 1 | 50000 | 0 | 10542.4075 | 11877.4727 | 13771.6408 | -39457.5925 | -38122.5273 | -36228.3592 | 0.21085 | 0.23755 | 0.27543 | 0.22532
1282 | Lateral Hardening | Lateral Hardening-Fuse-90957708 | Laterals | 13444 | 0.1892 | 14 | 65 | 246889.44 | 0 | 50998.2279 | 58993.8594 | 73069.4369 | -195891.2121 | -187895.5806 | -173820.0031 | 0.20656 | 0.23895 | 0.29596 | 0.22522
5227 | Lateral Hardening | Lateral Hardening-Fuse-92412141 | Laterals | 13331 | 0.3108 | 12 | 4 | 174905.13 | 0 | 36305.4956 | 41700.9404 | 50970.1862 | -138599.6344 | -133204.1896 | -123934.9438 | 0.20757 | 0.23842 | 0.29142 | 0.22521
6271 | Lateral Hardening | Lateral Hardening-Fuse-10363937 | Laterals | 13096 | 0.18769 | 11 | 15 | 219390.02 | 0 | 46592.8646 | 51703.4182 | 59411.6459 | -172797.1554 | -167686.6018 | -159978.3741 | 0.21237 | 0.23567 | 0.2708 | 0.22521
8049 | Lateral Hardening | Lateral Hardening-Fuse-60069977 | Laterals | 13046 | 0.18144 | 18 | 25 | 270427.98 | 0 | 56819.6073 | 64229.7127 | 75235.8252 | -213608.3727 | -206198.2673 | -195192.1548 | 0.21011 | 0.23751 | 0.27821 | 0.22514
9497 | Lateral Hardening | Lateral Hardening-Fuse-92606236 | Laterals | 13390 | 0.19299 | 8 | 0 | 136916.3 | 0 | 28703.5204 | 32428.2096 | 38580.8187 | -108212.7796 | -104488.0904 | -98335.4813 | 0.20964 | 0.23685 | 0.28178 | 0.22502
3319 | Lateral Hardening | Lateral Hardening-Fuse-10563782 | Laterals | 13293 | 0.20417 | 18 | 31 | 239187.47 | 0 | 49967.295 | 56791.2444 | 67867.3159 | -189220.175 | -182396.2256 | -171320.1541 | 0.2089 | 0.23743 | 0.28374 | 0.22495
7803 | Lateral Hardening | Lateral Hardening-Fuse-92671831 | Laterals | 13807 | 0.049811 | 5 | 1 | 52521.55 | 0 | 10601.3402 | 12632.2715 | 16590.2492 | -41920.2098 | -39889.2785 | -35931.3008 | 0.20185 | 0.24052 | 0.31588 | 0.22485
6032 | Lateral Hardening | Lateral Hardening-Fuse-93103145 | Laterals | 13906 | 0.1108 | 8 | 9 | 125113.08 | 0 | 26116.4714 | 29703.9739 | 35503.9367 | -98996.6086 | -95409.1061 | -89609.1433 | 0.20874 | 0.23742 | 0.28377 | 0.22485
1256 | Lateral Hardening | Lateral Hardening-Fuse-60370177 | Laterals | 13808 | 0.25038 | 11 | 0 | 69190.21 | 0 | 13911.708 | 16678.9091 | 22063.7934 | -55278.502 | -52511.3009 | -47126.4166 | 0.20106 | 0.24106 | 0.31889 | 0.22485
11058 | Lateral Hardening | Lateral Hardening-Fuse-92684414 | Laterals | 13793 | 0.17538 | 9 | 12 | 195091.03 | 0 | 40958.9031 | 46207.6599 | 54252.2999 | -154132.1269 | -148883.3701 | -140838.7301 | 0.20995 | 0.23685 | 0.27809 | 0.22483
16655 | Lateral Hardening | Lateral Hardening-Fuse-60311194 | Laterals | 13687 | 0.066477 | 4 | 1 | 53906.67 | 0 | 11126.6128 | 12830.632 | 15915.6986 | -42780.0572 | -41076.038 | -37990.9714 | 0.20641 | 0.23802 | 0.29525 | 0.22477
7629 | Lateral Hardening | Lateral Hardening-Fuse-91484838 | Laterals | 13657 | 0.090341 | 6 | 1 | 55889.91 | 0 | 11521.2573 | 13304.5434 | 16574.9747 | -44368.6527 | -42585.3666 | -39314.9353 | 0.20614 | 0.23805 | 0.29656 | 0.22476
7914 | Lateral Hardening | Lateral Hardening-Fuse-10795735 | Laterals | 13695 | 0.27424 | 17 | 9 | 166919.95 | 0 | 34691.7878 | 39665.9712 | 47868.8966 | -132228.1622 | -127253.9788 | -119051.0534 | 0.20783 | 0.23763 | 0.28678 | 0.22467
13129 | Lateral Hardening | Lateral Hardening-Fuse-60407622 | Laterals | 13043 | 0.095076 | 11 | 6 | 87273.53 | 0 | 17805.336 | 20842.7928 | 26711.4676 | -69468.194 | -66430.7372 | -60562.0624 | 0.20402 | 0.23882 | 0.30607 | 0.22466
17558 | Lateral Hardening | Lateral Hardening-Fuse-60148775 | Laterals | 13461 | 0.087121 | 11 | 3 | 127978.22 | 0 | 26584.596 | 30381.9351 | 36792.2362 | -101393.624 | -97596.2849 | -91185.9838 | 0.20773 | 0.2374 | 0.28749 | 0.22461
19610 | Lateral Hardening | Lateral Hardening-Fuse-10876312 | Laterals | 14025 | 0.095644 | 7 | 2 | 60260.63 | 0 | 12210.5846 | 14449.6316 | 18692.1756 | -48050.0454 | -45810.9984 | -41568.4544 | 0.20263 | 0.23979 | 0.31019 | 0.22453
5290 | Lateral Hardening | Lateral Hardening-Fuse-91394272 | Laterals | 13243 | 0.097348 | 6 | 12 | 95263.61 | 0 | 19907.3383 | 22595.1549 | 26666.4768 | -75356.2717 | -72668.4551 | -68597.1332 | 0.20897 | 0.23719 | 0.27992 | 0.22453
339 | Lateral Hardening | Lateral Hardening-Fuse-10804178 | Laterals | 13173 | 0.16913 | 11 | 35 | 216625.57 | 0 | 45342.0221 | 51294.1196 | 60397.1899 | -171283.5479 | -165331.4504 | -156228.3801 | 0.20931 | 0.23679 | 0.27881 | 0.2245
6092 | Lateral Hardening | Lateral Hardening-Fuse-92528507 | Laterals | 13008 | 0.076326 | 5 | 1 | 54725.15 | 0 | 11286.8645 | 13012.8859 | 16045.2475 | -43438.2855 | -41712.2641 | -38679.9025 | 0.20625 | 0.23779 | 0.2932 | 0.2244
3783 | Lateral Hardening | Lateral Hardening-Fuse-10650574 | Laterals | 13391 | 0.20057 | 10 | 3 | 108993.84 | 0 | 22529.0497 | 25855.2967 | 31653.3793 | -86464.7903 | -83138.5433 | -77340.4607 | 0.2067 | 0.23722 | 0.29041 | 0.22423
9403 | Lateral Hardening | Lateral Hardening-Fuse-10873556 | Laterals | 14109 | 0.099621 | 6 |  | 52731.17 | 0 | 10572.2644 | 12675.2113 | 16767.478 | -42158.9056 | -40055.9587 | -35963.692 | 0.20049 | 0.24037 | 0.31798 | 0.22421
9835 | Lateral Hardening | Lateral Hardening-Fuse-60081644 | Laterals | 13418 | 0.11818 | 12 | 23 | 176308.26 | 0 | 36736.8492 | 41662.1175 | 49617.938 | -139571.4108 | -134646.1425 | -126690.322 | 0.20837 | 0.2363 | 0.28143 | 0.22405
18010 | Lateral Hardening | Lateral Hardening-Fuse-60243080 | Laterals | 13152 | 0.24413 | 20 | 21 | 295738.36 | 0 | 62158.8688 | 69607.506 | 80695.271 | -233579.4912 | -226130.854 | -215043.089 | 0.21018 | 0.23537 | 0.27286 | 0.22401
7331 | Lateral Hardening | Lateral Hardening-Fuse-60653865 | Laterals | 13647 | 0.29053 | 20 | 25 | 310671.41 | 0 | 64991.5391 | 73346.362 | 85875.1681 | -245679.8709 | -237325.048 | -224796.2419 | 0.2092 | 0.23609 | 0.27642 | 0.22399
5623 | Lateral Hardening | Lateral Hardening-Fuse-91024976 | Laterals | 13298 | 0.21307 | 10 | 1 | 66089.43 | 0 | 13260.1517 | 15856.9267 | 20894.0331 | -52829.2783 | -50232.5033 | -45195.3969 | 0.20064 | 0.23993 | 0.31615 | 0.22398
9118 | Lateral Hardening | Lateral Hardening-Fuse-93109844 | Laterals | 14110 | 0.20947 | 14 | 15 | 276424.69 | 0 | 58497.5211 | 64714.3544 | 73975.5677 | -217927.1689 | -211710.3356 | -202449.1223 | 0.21162 | 0.23411 | 0.26762 | 0.22397
14159 | Lateral Hardening | Lateral Hardening-Fuse-10686016 | Laterals | 13808 | 0.29205 | 13 | 6 | 256794.69 | 0 | 54284.0741 | 60146.3561 | 68900.1992 | -202510.6159 | -196648.3339 | -187894.4908 | 0.21139 | 0.23422 | 0.26831 | 0.22393
3202 | Lateral Hardening | Lateral Hardening-Fuse-91564996 | Laterals | 13044 | 0.83561 | 79 | 558 | 1348508.66 | 0 | 287234.1838 | 312806.1528 | 356890.898 | -1061274.4762 | -1035702.5072 | -991617.762 | 0.213 | 0.23196 | 0.26466 | 0.22386
8871 | Lateral Hardening | Lateral Hardening-Fuse-92244575 | Laterals | 13785 | 0.12708 | 6 | 2 | 102886.72 | 0 | 21538.7288 | 24183.3291 | 28529.6489 | -81347.9912 | -78703.3909 | -74357.0711 | 0.20934 | 0.23505 | 0.27729 | 0.22385
18562 | Lateral Hardening | Lateral Hardening-Fuse-92199670 | Laterals | 13909 | 0.59451 | 34 | 76 | 809925.17 | 0 | 171463.6945 | 189611.7919 | 215343.9702 | -638461.4755 | -620313.3781 | -594581.1998 | 0.2117 | 0.23411 | 0.26588 | 0.22384
4203 | Lateral Hardening | Lateral Hardening-Fuse-10650408 | Laterals | 13391 | 0.22822 | 15 | 3 | 155235.13 | 0 | 32248.7893 | 36579.6557 | 44143.89 | -122986.3407 | -118655.4743 | -111091.24 | 0.20774 | 0.23564 | 0.28437 | 0.22377
8994 | Lateral Hardening | Lateral Hardening-Fuse-92827022 | Laterals | 13159 | 0.10038 | 8 | 13 | 99445.45 | 0 | 20596.1659 | 23512.9708 | 28409.0314 | -78849.2841 | -75932.4792 | -71036.4186 | 0.20711 | 0.23644 | 0.28567 | 0.22377
4644 | Lateral Hardening | Lateral Hardening-Fuse-10556581 | Laterals | 13298 | 0.079356 | 4 | 2 | 58906.99 | 0 | 12125.9564 | 13939.1931 | 17139.131 | -46781.0336 | -44967.7969 | -41767.859 | 0.20585 | 0.23663 | 0.29095 | 0.22359
5030 | Lateral Hardening | Lateral Hardening-Fuse-60315845 | Laterals | 13304 | 0.13182 | 8 | 0 | 97463.8 | 0 | 19955.635 | 23028.7681 | 29026.8604 | -77508.165 | -74435.0319 | -68436.9396 | 0.20475 | 0.23628 | 0.29782 | 0.22352
15172 | Lateral Hardening | Lateral Hardening-Fuse-91541949 | Laterals | 13787 | 0.10909 | 9 | 1 | 50000 | 0 | 10016.1254 | 11963.9935 | 15754.7662 | -39983.8746 | -38036.0065 | -34245.2338 | 0.20032 | 0.23928 | 0.3151 | 0.22349
3900 | Lateral Hardening | Lateral Hardening-Fuse-10101248 | Laterals | 13046 | 0.15511 | 15 | 30 | 242970.81 | 0 | 50607.447 | 57240.4472 | 67376.1069 | -192363.363 | -185730.3628 | -175594.7031 | 0.20829 | 0.23559 | 0.2773 | 0.22338
14678 | Lateral Hardening | Lateral Hardening-Fuse-10679302 | Laterals | 13807 | 0.076515 | 4 | 1 | 54740.89 | 0 | 11382.8983 | 12857.7882 | 15372.9602 | -43357.9917 | -41883.1018 | -39367.9298 | 0.20794 | 0.23488 | 0.28083 | 0.22331
752 | Lateral Hardening | Lateral Hardening-Fuse-10680814 | Laterals | 13308 | 0.21439 | 20 | 36 | 295770.68 | 0 | 61518.7095 | 69597.662 | 82521.1875 | -234251.9705 | -226173.018 | -213249.4925 | 0.20799 | 0.23531 | 0.279 | 0.22329
14867 | Lateral Hardening | Lateral Hardening-Fuse-10544631 | Laterals | 13911 | 0.21477 | 13 | 32 | 339745.41 | 0 | 71596.467 | 79610.7562 | 90200.0055 | -268148.943 | -260134.6538 | -249545.4045 | 0.21074 | 0.23432 | 0.26549 | 0.22329
5573 | Lateral Hardening | Lateral Hardening-Fuse-90444552 | Laterals | 13241 | 0.11307 | 7 | 20 | 54300.17 | 0 | 11062.5727 | 12893.362 | 16179.6825 | -43237.5973 | -41406.808 | -38120.4875 | 0.20373 | 0.23745 | 0.29797 | 0.22327
3743 | Lateral Hardening | Lateral Hardening-Fuse-90870881 | Laterals | 13813 | 0.2339 | 6 | 2 | 124062.76 | 0 | 25851.2441 | 29176.9771 | 34341.7572 | -98211.5159 | -94885.7829 | -89721.0028 | 0.20837 | 0.23518 | 0.27681 | 0.22326
1496 | Lateral Hardening | Lateral Hardening-Fuse-90522268 | Laterals | 13206 | 0.097727 | 8 | 15 | 194971.59 | 0 | 40561.1974 | 46026.7983 | 53840.256 | -154410.3926 | -148944.7917 | -141131.334 | 0.20804 | 0.23607 | 0.27614 | 0.22326
7857 | Lateral Hardening | Lateral Hardening-Fuse-10745635 | Laterals | 13431 | 0.17481 | 9 | 3 | 159673.81 | 0 | 33283.1312 | 37470.9865 | 44313.1211 | -126390.6788 | -122202.8235 | -115360.6889 | 0.20844 | 0.23467 | 0.27752 | 0.22322
18272 | Lateral Hardening | Lateral Hardening-Fuse-92863127 | Laterals | 13460 | 0.67235 | 32 | 51 | 701604.68 | 0 | 147909.3611 | 163917.1159 | 186678.7579 | -553695.3189 | -537687.5641 | -514925.9221 | 0.21082 | 0.23363 | 0.26607 | 0.22319
16865 | Lateral Hardening | Lateral Hardening-Fuse-10629086 | Laterals | 13787 | 0.20758 | 13 | 4 | 105137.54 | 0 | 21611.1914 | 24823.9652 | 30470.6204 | -83526.3486 | -80313.5748 | -74666.9196 | 0.20555 | 0.23611 | 0.28982 | 0.22315
3034 | Lateral Hardening | Lateral Hardening-Fuse-90447961 | Laterals | 13613 | 0.16023 | 13 | 28 | 204095.79 | 0 | 42327.728 | 48049.3015 | 57244.5101 | -161768.062 | -156046.4885 | -146851.2799 | 0.20739 | 0.23543 | 0.28048 | 0.22311
14795 | Lateral Hardening | Lateral Hardening-Fuse-60163631 | Laterals | 13471 | 0.15057 | 10 | 21 | 175578.48 | 0 | 36092.9281 | 41457.8713 | 50771.4043 | -139485.5519 | -134120.6087 | -124807.0757 | 0.20557 | 0.23612 | 0.28917 | 0.22309
3490 | Lateral Hardening | Lateral Hardening-Fuse-90852332 | Laterals | 13577 | 0.084848 | 9 | 6 | 119535.38 | 0 | 24536.8077 | 28207.524 | 34823.4919 | -94998.5723 | -91327.856 | -84711.8881 | 0.20527 | 0.23598 | 0.29132 | 0.22309
18490 | Lateral Hardening | Lateral Hardening-Fuse-92080173 | Laterals | 13473 | 0.10076 | 9 | 21 | 317298.09 | 0 | 65806.3124 | 75023.157 | 87877.625 | -251491.7776 | -242274.933 | -229420.465 | 0.2074 | 0.23644 | 0.27696 | 0.22307
14275 | Lateral Hardening | Lateral Hardening-Fuse-93275795 | Laterals | 13213 | 0.27917 | 18 | 0 | 188388.56 | 0 | 39115.4592 | 44174.9284 | 52617.4414 | -149273.1008 | -144213.6316 | -135771.1186 | 0.20763 | 0.23449 | 0.2793 | 0.22286
2648 | Lateral Hardening | Lateral Hardening-Fuse-93220243 | Laterals | 13459 | 0.15928 | 9 | 2 | 109492.52 | 0 | 22756.8208 | 25672.803 | 30395.0193 | -86735.6992 | -83819.717 | -79097.5007 | 0.20784 | 0.23447 | 0.2776 | 0.2228
5041 | Lateral Hardening | Lateral Hardening-Fuse-10064503 | Laterals | 13405 | 0.1928 | 13 | 6 | 164081.75 | 0 | 34077.5107 | 38449.2651 | 45756.08 | -130004.2393 | -125632.4849 | -118325.67 | 0.20769 | 0.23433 | 0.27886 | 0.2228
11411 | Lateral Hardening | Lateral Hardening-Fuse-60258957 | Laterals | 13456 | 0.24981 | 15 | 9 | 256197.31 | 0 | 53852.2009 | 59772.0952 | 68363.4301 | -202345.1091 | -196425.2148 | -187833.8799 | 0.2102 | 0.2333 | 0.26684 | 0.22279
17496 | Lateral Hardening | Lateral Hardening-Fuse-92035955 | Laterals | 13910 | 0.077083 | 8 | 7 | 106082.68 | 0 | 22033.9222 | 24898.9831 | 29383.4662 | -84048.7578 | -81183.6969 | -76699.2138 | 0.20771 | 0.23471 | 0.27699 | 0.22274
10821 | Lateral Hardening | Lateral Hardening-Fuse-10705825 | Laterals | 13268 | 0.1517 | 11 | 6 | 160666.17 | 0 | 33493.0181 | 37578.9701 | 44143.6759 | -127173.1519 | -123087.1999 | -116522.4941 | 0.20846 | 0.23389 | 0.27475 | 0.22272
9588 | Lateral Hardening | Lateral Hardening-Fuse-10657055 | Laterals | 13098 | 0.30777 | 19 | 17 | 370076.29 | 0 | 77651.9222 | 86297.6099 | 99417.9464 | -292424.3678 | -283778.6801 | -270658.3436 | 0.20983 | 0.23319 | 0.26864 | 0.22272
19655 | Lateral Hardening | Lateral Hardening-Fuse-60009069 | Laterals | 13825 | 0.26989 | 19 | 44 | 384134.43 | 0 | 80021.888 | 90274.0513 | 104374.4138 | -304112.542 | -293860.3787 | -279760.0162 | 0.20832 | 0.23501 | 0.27171 | 0.22266
12267 | Lateral Hardening | Lateral Hardening-Fuse-10650551 | Laterals | 13391 | 0.16477 | 11 | 4 | 153892.23 | 0 | 32063.5853 | 35961.6285 | 42328.0897 | -121828.6447 | -117930.6015 | -111564.1403 | 0.20835 | 0.23368 | 0.27505 | 0.22262
9216 | Lateral Hardening | Lateral Hardening-Fuse-90669188 | Laterals | 13027 | 0.13542 | 11 | 16 | 296393.75 | 0 | 62102.6695 | 69119.9911 | 79829.1511 | -234291.0805 | -227273.7589 | -216564.5989 | 0.20953 | 0.2332 | 0.26933 | 0.22261
12575 | Lateral Hardening | Lateral Hardening-Fuse-10366527 | Laterals | 13089 | 0.1161 | 9 | 27 | 128975.12 | 0 | 26395.2429 | 30418.8045 | 37344.8329 | -102579.8771 | -98556.3155 | -91630.2871 | 0.20465 | 0.23585 | 0.28955 | 0.2225
17297 | Lateral Hardening | Lateral Hardening-Fuse-92173084 | Laterals | 13748 | 0.16004 | 12 | 24 | 314876.96 | 0 | 65522.5426 | 73765.5841 | 86091.8364 | -249354.4174 | -241111.3759 | -228785.1236 | 0.20809 | 0.23427 | 0.27341 | 0.22248
18626 | Lateral Hardening | Lateral Hardening-Fuse-92286390 | Laterals | 13780 | 0.5678 | 36 | 66 | 818183.16 | 0 | 172046.9818 | 190320.672 | 216809.279 | -646136.1782 | -627862.488 | -601373.881 | 0.21028 | 0.23261 | 0.26499 | 0.22245
17776 | Lateral Hardening | Lateral Hardening-Fuse-10632121 | Laterals | 13311 | 0.14678 | 12 | 26 | 222628.25 | 0 | 46335.1617 | 52185.035 | 60449.5369 | -176293.0883 | -170443.215 | -162178.7131 | 0.20813 | 0.2344 | 0.27153 | 0.22235
13331 | Lateral Hardening | Lateral Hardening-Fuse-10793155 | Laterals | 13470 | 0.53428 | 30 | 47 | 485625.29 | 0 | 100753.3696 | 113904.8988 | 133403.9223 | -384871.9204 | -371720.3912 | -352221.3677 | 0.20747 | 0.23455 | 0.27471 | 0.22232
7042 | Lateral Hardening | Lateral Hardening-Fuse-60310011 | Laterals | 13660 | 0.22973 | 17 | 31 | 376194.2 | 0 | 77923.0246 | 88171.4087 | 103975.5383 | -298271.1754 | -288022.7913 | -272218.6617 | 0.20714 | 0.23438 | 0.27639 | 0.22223
484 | Lateral Hardening | Lateral Hardening-Fuse-92529553 | Laterals | 13210 | 0.10227 | 9 | 9 | 132773.46 | 0 | 27024.9583 | 31273.9845 | 39054.6885 | -105748.5017 | -101499.4755 | -93718.7715 | 0.20354 | 0.23554 | 0.29415 | 0.2222
2186 | Lateral Hardening | Lateral Hardening-Fuse-10397088 | Laterals | 13591 | 0.13106 | 12 | 26 | 193098.58 | 0 | 39895.3663 | 45329.6739 | 53607.8156 | -153203.2137 | -147768.9061 | -139490.7644 | 0.20661 | 0.23475 | 0.27762 | 0.22215
11542 | Lateral Hardening | Lateral Hardening-Fuse-10367312 | Laterals | 13102 | 0.12254 | 13 | 15 | 149160.28 | 0 | 30629.8442 | 35016.774 | 42488.9113 | -118530.4358 | -114143.506 | -106671.3687 | 0.20535 | 0.23476 | 0.28485 | 0.22212
17062 | Lateral Hardening | Lateral Hardening-Fuse-91175718 | Laterals | 13490 | 0.17008 | 19 | 33 | 228798.38 | 0 | 46060.1097 | 54074.4429 | 69599.953 | -182738.2703 | -174723.9371 | -159198.427 | 0.20131 | 0.23634 | 0.3042 | 0.22211
6764 | Lateral Hardening | Lateral Hardening-Fuse-10061189 | Laterals | 13071 | 0.086364 | 6 | 2 | 59489.37 | 0 | 12124.0974 | 13980.4641 | 17419.3097 | -47365.2726 | -45508.9059 | -42070.0603 | 0.2038 | 0.23501 | 0.29281 | 0.22207
16901 | Lateral Hardening | Lateral Hardening-Fuse-91133839 | Laterals | 13649 | 0.91951 | 50 | 76 | 947786.45 | 0 | 198481.4312 | 219939.3079 | 253210.8544 | -749305.0188 | -727847.1421 | -694575.5956 | 0.20942 | 0.23206 | 0.26716 | 0.22198
6852 | Lateral Hardening | Lateral Hardening-Fuse-10075288 | Laterals | 13656 | 0.16761 | 8 | 2 | 57873.15 | 0 | 11535.7197 | 13741.2732 | 18003.3791 | -46337.4303 | -44131.8768 | -39869.7709 | 0.19933 | 0.23744 | 0.31108 | 0.22194
9957 | Lateral Hardening | Lateral Hardening-Fuse-10562359 | Laterals | 13296 | 0.18788 | 14 | 23 | 226757.08 | 0 | 46955.7379 | 53092.9423 | 62105.4042 | -179801.3421 | -173664.1377 | -164651.6758 | 0.20708 | 0.23414 | 0.27389 | 0.22188
2150 | Lateral Hardening | Lateral Hardening-Fuse-10904190 | Laterals | 13709 | 0.29962 | 21 | 21 | 383593.43 | 0 | 80413.4517 | 88962.6416 | 101657.6852 | -303179.9783 | -294630.7884 | -281935.7448 | 0.20963 | 0.23192 | 0.26501 | 0.22186
15050 | Lateral Hardening | Lateral Hardening-Fuse-93192939 | Laterals | 13656 | 0.2036 | 9 | 2 | 138679.18 | 0 | 28706.9227 | 32302.5539 | 38504.0635 | -109972.2573 | -106376.6261 | -100175.1165 | 0.207 | 0.23293 | 0.27765 | 0.22185
13181 | Lateral Hardening | Lateral Hardening-Fuse-10317662 | Laterals | 13748 | 0.24735 | 19 | 30 | 403337.87 | 0 | 84500.7244 | 93673.2738 | 106721.9994 | -318837.1456 | -309664.5962 | -296615.8706 | 0.2095 | 0.23225 | 0.2646 | 0.22184
6989 | Lateral Hardening | Lateral Hardening-Fuse-90586056 | Laterals | 13243 | 0.086364 | 7 | 8 | 78630.69 | 0 | 16082.7634 | 18457.9092 | 22551.618 | -62547.9266 | -60172.7808 | -56079.072 | 0.20454 | 0.23474 | 0.2868 | 0.22182
470 | Lateral Hardening | Lateral Hardening-Fuse-60123880 | Laterals | 13224 | 0.12481 | 11 | 17 | 157209.16 | 0 | 32506.3417 | 36757.8835 | 43373.0017 | -124702.8183 | -120451.2765 | -113836.1583 | 0.20677 | 0.23382 | 0.27589 | 0.2218
2392 | Lateral Hardening | Lateral Hardening-Fuse-60148776 | Laterals | 13461 | 0.1464 | 4 | 1 | 60548.95 | 0 | 12403.3856 | 14208.7386 | 17235.2386 | -48145.5644 | -46340.2114 | -43313.7114 | 0.20485 | 0.23467 | 0.28465 | 0.22177
9616 | Lateral Hardening | Lateral Hardening-Fuse-93239625 | Laterals | 13114 | 0.24621 | 20 | 40 | 362382.52 | 0 | 75198.0545 | 84693.9998 | 98226.7892 | -287184.4655 | -277688.5202 | -264155.7308 | 0.20751 | 0.23371 | 0.27106 | 0.22173
15976 | Lateral Hardening | Lateral Hardening-Fuse-10871504 | Laterals | 14111 | 0.23182 | 14 | 17 | 326155.26 | 0 | 68280.2358 | 75480.4025 | 86742.346 | -257875.0242 | -250674.8575 | -239412.914 | 0.20935 | 0.23142 | 0.26595 | 0.22163
15315 | Lateral Hardening | Lateral Hardening-Fuse-10402235 | Laterals | 13592 | 0.10568 | 10 | 29 | 159549.42 | 0 | 32709.5898 | 37392.9882 | 45000.8215 | -126839.8302 | -122156.4318 | -114548.5985 | 0.20501 | 0.23437 | 0.28205 | 0.22152
7274 | Lateral Hardening | Lateral Hardening-Fuse-10433189 | Laterals | 13839 | 0.052462 | 4 | 1 | 52741.91 | 0 | 10706.0168 | 12353.2047 | 15482.2975 | -42035.8932 | -40388.7053 | -37259.6125 | 0.20299 | 0.23422 | 0.29355 | 0.22141
6794 | Lateral Hardening | Lateral Hardening-Fuse-60015748 | Laterals | 13120 | 0.16723 | 10 | 15 | 169475.51 | 0 | 35243.5639 | 39419.0399 | 45479.5564 | -134231.9461 | -130056.4701 | -123995.9536 | 0.20796 | 0.23259 | 0.26835 | 0.22139
6440 | Lateral Hardening | Lateral Hardening-Fuse-91608822 | Laterals | 14274 | 0.15701 | 9 | 7 | 76641.71 | 0 | 15379.2832 | 18060.6613 | 23202.6509 | -61262.4268 | -58581.0487 | -53439.0591 | 0.20066 | 0.23565 | 0.30274 | 0.22137
13011 | Lateral Hardening | Lateral Hardening-Fuse-10668873 | Laterals | 13722 | 0.13864 | 8 | 1 | 107776.86 | 0 | 22192.1097 | 25109.3158 | 30087.3306 | -85584.7503 | -82667.5442 | -77689.5294 | 0.20591 | 0.23298 | 0.27916 | 0.22135
10070 | Lateral Hardening | Lateral Hardening-Fuse-90840968 | Laterals | 13130 | 0.22557 | 17 | 20 | 277762.59 | 0 | 57658.9076 | 64625.2051 | 74966.9819 | -220103.6824 | -213137.3849 | -202795.6081 | 0.20758 | 0.23266 | 0.2699 | 0.22134
9057 | Lateral Hardening | Lateral Hardening-Fuse-10588295 | Laterals | 13444 | 0.092424 | 8 | 10 | 123077.62 | 0 | 25437.8352 | 28737.8521 | 33543.7949 | -97639.7848 | -94339.7679 | -89533.8251 | 0.20668 | 0.23349 | 0.27254 | 0.22131
9889 | Lateral Hardening | Lateral Hardening-Fuse-10834645 | Laterals | 13041 | 0.073674 | 5 | 4 | 61856.11 | 0 | 12699.1998 | 14453.3011 | 17280.4012 | -49156.9102 | -47402.8089 | -44575.7088 | 0.2053 | 0.23366 | 0.27936 | 0.22122
9704 | Lateral Hardening | Lateral Hardening-Fuse-92345696 | Laterals | 13150 | 0.091477 | 7 | 20 | 99418.92 | 0 | 20245.4276 | 23281.0038 | 28556.1718 | -79173.4924 | -76137.9162 | -70862.7482 | 0.20364 | 0.23417 | 0.28723 | 0.22116
8836 | Lateral Hardening | Lateral Hardening-Fuse-92035956 | Laterals | 13910 | 0.1928 | 10 | 7 | 168011.75 | 0 | 34921.135 | 38931.4259 | 45079.6028 | -133090.615 | -129080.3241 | -122932.1472 | 0.20785 | 0.23172 | 0.26831 | 0.22106
16138 | Lateral Hardening | Lateral Hardening-Fuse-91920304 | Laterals | 13522 | 1.1756 | 98 | 311 | 1353484.11 | 0 | 282343.2561 | 312013.7259 | 361811.4346 | -1071140.8539 | -1041470.3841 | -991672.6754 | 0.2086 | 0.23053 | 0.26732 | 0.22105
4560 | Lateral Hardening | Lateral Hardening-Fuse-92215516 | Laterals | 13065 | 0.084659 | 6 | 2 | 55417.71 | 0 | 11159.4343 | 13004.3926 | 16523.3603 | -44258.2757 | -42413.3174 | -38894.3497 | 0.20137 | 0.23466 | 0.29816 | 0.22104
9633 | Lateral Hardening | Lateral Hardening-Fuse-60168944 | Laterals | 13473 | 0.098106 | 6 | 3 | 64395.25 | 0 | 12852.9739 | 15188.7214 | 19599.0848 | -51542.2761 | -49206.5286 | -44796.1652 | 0.1996 | 0.23587 | 0.30436 | 0.22095
10526 | Lateral Hardening | Lateral Hardening-Fuse-91992044 | Laterals | 13947 | 0.12197 | 12 | 47 | 259866.31 | 0 | 53410.6138 | 60693.6421 | 71595.4752 | -206455.6962 | -199172.6679 | -188270.8348 | 0.20553 | 0.23356 | 0.27551 | 0.22094
93 | Lateral Hardening | Lateral Hardening-Fuse-10503449 | Laterals | 13576 | 0.13731 | 12 | 16 | 230414.5 | 0 | 47978.7234 | 53387.4114 | 61010.8189 | -182435.7766 | -177027.0886 | -169403.6811 | 0.20823 | 0.2317 | 0.26479 | 0.22093
9461 | Lateral Hardening | Lateral Hardening-Fuse-92464479 | Laterals | 13813 | 0.24659 | 12 | 2 | 157270.59 | 0 | 32116.8692 | 36743.1063 | 44420.6496 | -125153.7208 | -120527.4837 | -112849.9404 | 0.20421 | 0.23363 | 0.28245 | 0.22086
6098 | Lateral Hardening | Lateral Hardening-Fuse-10916836 | Laterals | 13805 | 0.18049 | 13 | 7 | 203580.58 | 0 | 41907.3071 | 47281.6749 | 56319.4199 | -161673.2729 | -156298.9051 | -147261.1601 | 0.20585 | 0.23225 | 0.27664 | 0.22085
1075 | Lateral Hardening | Lateral Hardening-Fuse-90526565 | Laterals | 13493 | 0.14811 | 18 | 24 | 239984.47 | 0 | 47907.2172 | 56473.6525 | 73020.908 | -192077.2528 | -183510.8175 | -166963.562 | 0.19963 | 0.23532 | 0.30427 | 0.2208
475 | Lateral Hardening | Lateral Hardening-Fuse-90104324 | Laterals | 13125 | 0.20038 | 14 | 33 | 211362.67 | 0 | 43276.5643 | 49377.7799 | 58882.3003 | -168086.1057 | -161984.8901 | -152480.3697 | 0.20475 | 0.23362 | 0.27858 | 0.22079
497 | Lateral Hardening | Lateral Hardening-Fuse-92132589 | Laterals | 13523 | 0.13693 | 15 | 30 | 277543.02 | 0 | 56938.1305 | 64761.7975 | 76848.2101 | -220604.8895 | -212781.2225 | -200694.8099 | 0.20515 | 0.23334 | 0.27689 | 0.22078
11381 | Lateral Hardening | Lateral Hardening-Fuse-10745555 | Laterals | 13815 | 0.14337 | 6 | 4 | 112609.04 | 0 | 23156.0876 | 26152.1484 | 31179.7275 | -89452.9524 | -86456.8916 | -81429.3125 | 0.20563 | 0.23224 | 0.27688 | 0.22074
18779 | Lateral Hardening | Lateral Hardening-Fuse-10128511 | Laterals | 13079 | 0.09375 | 7 | 23 | 71384.55 | 0 | 14411.6893 | 16746.2543 | 20856.1485 | -56972.8607 | -54638.2957 | -50528.4015 | 0.20189 | 0.23459 | 0.29217 | 0.22073
12246 | Lateral Hardening | Lateral Hardening-Fuse-92619186 | Laterals | 13303 | 0.1178 | 9 | 2 | 163297.16 | 0 | 33639.5888 | 37932.0082 | 44683.8875 | -129657.5712 | -125365.1518 | -118613.2725 | 0.206 | 0.23229 | 0.27364 | 0.22065
6352 | Lateral Hardening | Lateral Hardening-Fuse-90778123 | Laterals | 13065 | 0.17254 | 18 | 21 | 252992.14 | 0 | 52029.9817 | 58880.1924 | 69392.7725 | -200962.1583 | -194111.9476 | -183599.3675 | 0.20566 | 0.23274 | 0.27429 | 0.22064
7289 | Lateral Hardening | Lateral Hardening-Fuse-10497400 | Laterals | 13502 | 0.22633 | 16 | 33 | 335497.12 | 0 | 69559.5654 | 77914.7498 | 89051.1114 | -265937.5546 | -257582.3702 | -246446.0086 | 0.20733 | 0.23224 | 0.26543 | 0.22061
18506 | Lateral Hardening | Lateral Hardening-Fuse-93062151 | Laterals | 13813 | 0.047538 | 5 | 1 | 52332.67 | 0 | 10353.7961 | 12365.3322 | 16232.0599 | -41978.8739 | -39967.3378 | -36100.6101 | 0.19785 | 0.23628 | 0.31017 | 0.22061
11070 | Lateral Hardening | Lateral Hardening-Fuse-10627054 | Laterals | 13147 | 0.075947 | 4 | 2 | 58623.67 | 0 | 11886.5758 | 13698.992 | 16908.2477 | -46737.0942 | -44924.678 | -41715.4223 | 0.20276 | 0.23368 | 0.28842 | 0.2206
18189 | Lateral Hardening | Lateral Hardening-Fuse-10829402 | Laterals | 13687 | 0.30473 | 15 | 4 | 257849.27 | 0 | 53261.9544 | 59803.8393 | 69822.3659 | -204587.3156 | -198045.4307 | -188026.9041 | 0.20656 | 0.23193 | 0.27079 | 0.2206
8556 | Lateral Hardening | Lateral Hardening-Fuse-90626846 | Laterals | 14041 | 0.16193 | 8 | 6 | 162024.81 | 0 | 33315.0664 | 37606.5044 | 44673.5062 | -128709.7436 | -124418.3056 | -117351.3038 | 0.20562 | 0.2321 | 0.27572 | 0.22057
6929 | Lateral Hardening | Lateral Hardening-Fuse-93043351 | Laterals | 13813 | 0.081439 | 5 | 2 | 59080.13 | 0 | 11697.9228 | 13933.9736 | 18239.3384 | -47382.2072 | -45146.1564 | -40840.7916 | 0.198 | 0.23585 | 0.30872 | 0.22043
10560 | Lateral Hardening | Lateral Hardening-Fuse-60021666 | Laterals | 13004 | 0.22803 | 13 | 26 | 261533.96 | 0 | 54193.4301 | 60613.1977 | 69412.5477 | -207340.5299 | -200920.7623 | -192121.4123 | 0.20721 | 0.23176 | 0.26541 | 0.2204
9977 | Lateral Hardening | Lateral Hardening-Fuse-91627229 | Laterals | 13027 | 0.14792 | 13 | 16 | 292993.91 | 0 | 60488.3273 | 67844.3287 | 79229.0199 | -232505.5827 | -225149.5813 | -213764.8901 | 0.20645 | 0.23156 | 0.27041 | 0.22038
4259 | Lateral Hardening | Lateral Hardening-Fuse-60224471 | Laterals | 13227 | 0.20644 | 13 | 11 | 222753.38 | 0 | 46262.8195 | 51343.8262 | 59158.8771 | -176490.5605 | -171409.5538 | -163594.5029 | 0.20769 | 0.2305 | 0.26558 | 0.22032
990 | Lateral Hardening | Lateral Hardening-Fuse-92035596 | Laterals | 13442 | 0.019886 | 3 | 26 | 50034.63 | 0 | 10124.6117 | 11679.5262 | 14447.1927 | -39910.0183 | -38355.1038 | -35587.4373 | 0.20235 | 0.23343 | 0.28874 | 0.22031
15894 | Lateral Hardening | Lateral Hardening-Fuse-60145852 | Laterals | 13294 | 0.097348 | 11 | 13 | 131346.86 | 0 | 26778.9047 | 30501.2684 | 36935.5157 | -104567.9553 | -100845.5916 | -94411.3443 | 0.20388 | 0.23222 | 0.28121 | 0.22011
17228 | Lateral Hardening | Lateral Hardening-Fuse-92682484 | Laterals | 13805 | 0.35871 | 21 | 8 | 253966.49 | 0 | 52100.289 | 58752.3405 | 70088.8623 | -201866.201 | -195214.1495 | -183877.6277 | 0.20515 | 0.23134 | 0.27598 | 0.22009
9585 | Lateral Hardening | Lateral Hardening-Fuse-10920969 | Laterals | 13797 | 0.20019 | 8 | 1 | 60580.43 | 0 | 12229.9479 | 14118.219 | 17570.6413 | -48350.4821 | -46462.211 | -43009.7887 | 0.20188 | 0.23305 | 0.29004 | 0.22005
7319 | Lateral Hardening | Lateral Hardening-Fuse-92682676 | Laterals | 13805 | 0.13314 | 6 |  | 55517.15 | 0 | 10922.7658 | 13095.4314 | 17323.3687 | -44594.3842 | -42421.7186 | -38193.7813 | 0.19675 | 0.23588 | 0.31204 | 0.22002
14408 | Lateral Hardening | Lateral Hardening-Fuse-60178315 | Laterals | 13414 | 0.16307 | 12 | 22 | 281752.8 | 0 | 58610.3313 | 64796.0892 | 73756.3266 | -223142.4687 | -216956.7108 | -207996.4734 | 0.20802 | 0.22997 | 0.26178 | 0.21998
4479 | Lateral Hardening | Lateral Hardening-Fuse-91737286 | Laterals | 13028 | 0.099811 | 11 | 17 | 163009.38 | 0 | 33082.2761 | 37934.6633 | 46290.451 | -129927.1039 | -125074.7167 | -116718.929 | 0.20295 | 0.23271 | 0.28397 | 0.21998
10828 | Lateral Hardening | Lateral Hardening-Fuse-10745594 | Laterals | 13431 | 0.13712 | 4 | 1 | 59777.69 | 0 | 12132.8035 | 13908.4369 | 16940.2663 | -47644.8865 | -45869.2531 | -42837.4237 | 0.20297 | 0.23267 | 0.28339 | 0.21992
16328 | Lateral Hardening | Lateral Hardening-Fuse-10128499 | Laterals | 13079 | 0.094508 | 9 | 22 | 179288.12 | 0 | 36360.1612 | 41735.8895 | 50867.6942 | -142927.9588 | -137552.2305 | -128420.4258 | 0.2028 | 0.23279 | 0.28372 | 0.21989
10294 | Lateral Hardening | Lateral Hardening-Fuse-60081648 | Laterals | 13418 | 0.16477 | 16 | 22 | 170600.76 | 0 | 34546.0321 | 39719.4042 | 48595.2139 | -136054.7279 | -130881.3558 | -122005.5461 | 0.2025 | 0.23282 | 0.28485 | 0.21983
11590 | Lateral Hardening | Lateral Hardening-Fuse-93257342 | Laterals | 13096 | 0.16155 | 11 | 19 | 204205.97 | 0 | 41999.912 | 47311.188 | 54861.5731 | -162206.058 | -156894.782 | -149344.3969 | 0.20567 | 0.23168 | 0.26866 | 0.21978
1272 | Lateral Hardening | Lateral Hardening-Fuse-92432025 | Laterals | 13709 | 0.14773 | 6 | 2 | 153492.99 | 0 | 31826.889 | 35262.2961 | 40495.1814 | -121666.101 | -118230.6939 | -112997.8086 | 0.20735 | 0.22973 | 0.26382 | 0.21971
14932 | Lateral Hardening | Lateral Hardening-Fuse-92100124 | Laterals | 13431 | 0.32159 | 6 | 3 | 50000 | 0 | 10322.223 | 11521.9612 | 13281.1994 | -39677.777 | -38478.0388 | -36718.8006 | 0.20644 | 0.23044 | 0.26562 | 0.21956
4609 | Lateral Hardening | Lateral Hardening-Fuse-91959331 | Laterals | 13807 | 0.20076 | 10 | 4 | 156882.83 | 0 | 32407.9412 | 36047.6868 | 41855.0042 | -124474.8888 | -120835.1432 | -115027.8258 | 0.20657 | 0.22977 | 0.26679 | 0.21956
12402 | Lateral Hardening | Lateral Hardening-Fuse-92035845 | Laterals | 13442 | 0.25492 | 19 | 27 | 367375.54 | 0 | 76017.0881 | 84629.2206 | 96529.2668 | -291358.4519 | -282746.3194 | -270846.2732 | 0.20692 | 0.23036 | 0.26275 | 0.21954
4637 | Lateral Hardening | Lateral Hardening-Fuse-10759954 | Laterals | 13331 | 0.37633 | 13 | 0 | 114969.85 | 0 | 22564.4748 | 27052.8123 | 35786.9725 | -92405.3752 | -87917.0377 | -79182.8775 | 0.19626 | 0.2353 | 0.31127 | 0.21948
1230 | Lateral Hardening | Lateral Hardening-Fuse-10266409 | Laterals | 13889 | 0.064962 | 6 | 2 | 102162.68 | 0 | 20812.3409 | 23607.8264 | 28348.1974 | -81350.3391 | -78554.8536 | -73814.4826 | 0.20372 | 0.23108 | 0.27748 | 0.2193
6685 | Lateral Hardening | Lateral Hardening-Fuse-60021798 | Laterals | 13303 | 0.46174 | 27 | 30 | 416716.87 | 0 | 85784.0194 | 95978.7833 | 111071.1659 | -330932.8506 | -320738.0867 | -305645.7041 | 0.20586 | 0.23032 | 0.26654 | 0.21926
5819 | Lateral Hardening | Lateral Hardening-Fuse-10061213 | Laterals | 13071 | 0.14735 | 7 | 3 | 64557.65 | 0 | 12962.6383 | 14989.1935 | 18796.5165 | -51595.0117 | -49568.4565 | -45761.1335 | 0.20079 | 0.23218 | 0.29116 | 0.21925
13326 | Lateral Hardening | Lateral Hardening-Fuse-60224462 | Laterals | 13227 | 0.097917 | 9 | 17 | 159921.44 | 0 | 32401.1318 | 37031.1438 | 45047.6187 | -127520.3082 | -122890.2962 | -114873.8213 | 0.20261 | 0.23156 | 0.28169 | 0.2192
18868 | Lateral Hardening | Lateral Hardening-Fuse-10726533 | Laterals | 13648 | 0.23845 | 11 | 5 | 116071.84 | 0 | 23400.8652 | 26935.1015 | 33166.0512 | -92670.9748 | -89136.7385 | -82905.7888 | 0.20161 | 0.23206 | 0.28574 | 0.21915
17377 | Lateral Hardening | Lateral Hardening-Fuse-92867906 | Laterals | 13460 | 0.097538 | 4 | 7 | 116659.96 | 0 | 24014.2639 | 26824.902 | 31023.9502 | -92645.6961 | -89835.058 | -85636.0098 | 0.20585 | 0.22994 | 0.26593 | 0.21908
13551 | Lateral Hardening | Lateral Hardening-Fuse-60386939 | Laterals | 13724 | 0.22159 | 16 | 6 | 194188.8 | 0 | 39669.852 | 44883.3177 | 52758.9777 | -154518.948 | -149305.4823 | -141429.8223 | 0.20428 | 0.23113 | 0.27169 | 0.21908
10087 | Lateral Hardening | Lateral Hardening-Fuse-60033836 | Laterals | 13134 | 0.18201 | 10 | 0 | 105268.05 | 0 | 20635.7935 | 24720.5518 | 32579.8407 | -84632.2565 | -80547.4982 | -72688.2093 | 0.19603 | 0.23483 | 0.30949 | 0.21902
1561 | Lateral Hardening | Lateral Hardening-Fuse-91115294 | Laterals | 13292 | 0.13617 | 12 | 18 | 166153.81 | 0 | 33844.7637 | 38383.9436 | 45632.7157 | -132309.0463 | -127769.8664 | -120521.0943 | 0.2037 | 0.23101 | 0.27464 | 0.21899
4265 | Lateral Hardening | Lateral Hardening-Fuse-90901134 | Laterals | 13454 | 0.16496 | 13 | 11 | 257005.79 | 0 | 53137.536 | 58878.7732 | 67319.0959 | -203868.254 | -198127.0168 | -189686.6941 | 0.20676 | 0.2291 | 0.26194 | 0.21898
15703 | Lateral Hardening | Lateral Hardening-Fuse-10090763 | Laterals | 13294 | 0.092803 | 6 | 6 | 106758.76 | 0 | 21623.7327 | 24692.3502 | 29922.9154 | -85135.0273 | -82066.4098 | -76835.8446 | 0.20255 | 0.23129 | 0.28029 | 0.21894
13350 | Lateral Hardening | Lateral Hardening-Fuse-10715655 | Laterals | 13984 | 0.2983 | 15 | 10 | 309117.36 | 0 | 63918.4402 | 70734.6507 | 80984.4405 | -245198.9198 | -238382.7093 | -228132.9195 | 0.20678 | 0.22883 | 0.26199 | 0.21891
1996 | Lateral Hardening | Lateral Hardening-Fuse-93185693 | Laterals | 13797 | 0.17367 | 8 | 5 | 155140.69 | 0 | 31784.8554 | 35647.5596 | 41961.8444 | -123355.8346 | -119493.1304 | -113178.8456 | 0.20488 | 0.22978 | 0.27048 | 0.21891
16563 | Lateral Hardening | Lateral Hardening-Fuse-60072913 | Laterals | 13063 | 0.039394 | 7 | 3 | 55077.17 | 0 | 10905.0334 | 12853.0339 | 16569.3037 | -44172.1366 | -42224.1361 | -38507.8663 | 0.198 | 0.23336 | 0.30084 | 0.21889
12003 | Lateral Hardening | Lateral Hardening-Fuse-10165360 | Laterals | 13045 | 0.11496 | 8 | 30 | 224422.61 | 0 | 45972.0624 | 51783.2278 | 60013.3288 | -178450.5476 | -172639.3822 | -164409.2812 | 0.20485 | 0.23074 | 0.26741 | 0.21887
5754 | Lateral Hardening | Lateral Hardening-Fuse-93212865 | Laterals | 13656 | 0.10322 | 5 | 2 | 56960.23 | 0 | 11370.1093 | 13229.8962 | 16755.4368 | -45590.1207 | -43730.3338 | -40204.7932 | 0.19961 | 0.23227 | 0.29416 | 0.21886
11724 | Lateral Hardening | Lateral Hardening-Fuse-10588801 | Laterals | 13471 | 0.080492 | 6 | 23 | 174193.36 | 0 | 35449.0514 | 40276.4375 | 47631.944 | -138744.3086 | -133916.9225 | -126561.416 | 0.2035 | 0.23122 | 0.27344 | 0.21881
7015 | Lateral Hardening | Lateral Hardening-Fuse-92011502 | Laterals | 13021 | 0.25985 | 19 | 26 | 359924.78 | 0 | 74120.9198 | 82627.7494 | 94805.5066 | -285803.8602 | -277297.0306 | -265119.2734 | 0.20593 | 0.22957 | 0.2634 | 0.21877
14850 | Lateral Hardening | Lateral Hardening-Fuse-93326900 | Laterals | 13723 | 0.10322 | 3 | 3 | 56960.23 | 0 | 11654.6162 | 13101.729 | 15321.0897 | -45305.6138 | -43858.501 | -41639.1403 | 0.20461 | 0.23002 | 0.26898 | 0.21867
9954 | Lateral Hardening | Lateral Hardening-Fuse-92854738 | Laterals | 13786 | 0.10587 | 6 | 1 | 97702.52 | 0 | 19831.0035 | 22506.522 | 27103.4678 | -77871.5165 | -75195.998 | -70599.0522 | 0.20297 | 0.23036 | 0.27741 | 0.21863
13352 | Lateral Hardening | Lateral Hardening-Fuse-60042505 | Laterals | 13039 | 0.084848 | 7 | 7 | 85625.17 | 0 | 17361.8957 | 19759.4936 | 23753.6383 | -68263.2743 | -65865.6764 | -61871.5317 | 0.20277 | 0.23077 | 0.27741 | 0.21863
1683 | Lateral Hardening | Lateral Hardening-Fuse-91932641 | Laterals | 13419 | 0.23144 | 17 | 29 | 190364.03 | 0 | 38182.6106 | 44080.5948 | 54842.0247 | -152181.4194 | -146283.4352 | -135522.0053 | 0.20058 | 0.23156 | 0.28809 | 0.21862
15803 | Lateral Hardening | Lateral Hardening-Fuse-90180061 | Laterals | 13303 | 0.11818 | 4 |  | 50000 | 0 | 10014.784 | 11556.0803 | 14544.9092 | -39985.216 | -38443.9197 | -35455.0908 | 0.2003 | 0.23112 | 0.2909 | 0.2186
261 | Lateral Hardening | Lateral Hardening-Fuse-10556663 | Laterals | 13298 | 0.2553 | 11 | 2 | 69599.45 | 0 | 13668.0054 | 16252.8197 | 21347.0974 | -55931.4446 | -53346.6303 | -48252.3526 | 0.19638 | 0.23352 | 0.30671 | 0.21856
3971 | Lateral Hardening | Lateral Hardening-Fuse-90940109 | Laterals | 13927 | 0.25322 | 12 | 0 | 193307.85 | 0 | 39233.7473 | 44465.9347 | 53507.4893 | -154074.1027 | -148841.9153 | -139800.3607 | 0.20296 | 0.23003 | 0.2768 | 0.21846
8194 | Lateral Hardening | Lateral Hardening-Fuse-60104155 | Laterals | 13303 | 0.14034 | 10 | 1 | 196009.64 | 0 | 39937.5565 | 45069.4206 | 53048.3808 | -156072.0835 | -150940.2194 | -142961.2592 | 0.20375 | 0.22993 | 0.27064 | 0.2183
15005 | Lateral Hardening | Lateral Hardening-Fuse-10717266 | Laterals | 13900 | 0.046212 | 1 | 1 | 50000 | 0 | 10215.5798 | 11500.1007 | 13347.5073 | -39784.4202 | -38499.8993 | -36652.4927 | 0.20431 | 0.23 | 0.26695 | 0.21828
4676 | Lateral Hardening | Lateral Hardening-Fuse-91771190 | Laterals | 13146 | 0.3036 | 16 | 19 | 228514.22 | 0 | 46591.6808 | 52523.7716 | 61636.9167 | -181922.5392 | -175990.4484 | -166877.3033 | 0.20389 | 0.22985 | 0.26973 | 0.21826
1400 | Lateral Hardening | Lateral Hardening-Fuse-10151715 | Laterals | 13443 | 0.1178 | 9 | 21 | 225676.07 | 0 | 45796.1476 | 51981.6765 | 61840.579 | -179879.9224 | -173694.3935 | -163835.491 | 0.20293 | 0.23034 | 0.27402 | 0.21826
8183 | Lateral Hardening | Lateral Hardening-Fuse-10290386 | Laterals | 13155 | 0.20189 | 21 | 72 | 175838.27 | 0 | 35211.9368 | 40577.2949 | 50771.1705 | -140626.3332 | -135260.9751 | -125067.0995 | 0.20025 | 0.23076 | 0.28874 | 0.21825
15508 | Lateral Hardening | Lateral Hardening-Fuse-60145938 | Laterals | 13102 | 0.20095 | 18 | 39 | 330023.14 | 0 | 67232.2845 | 76021.5308 | 88815.2373 | -262790.8555 | -254001.6092 | -241207.9027 | 0.20372 | 0.23035 | 0.26912 | 0.21825
10085 | Lateral Hardening | Lateral Hardening-Fuse-10645487 | Laterals | 13148 | 0.090341 | 7 | 1 | 55889.91 | 0 | 10935.2085 | 13060.412 | 17185.5713 | -44954.7015 | -42829.498 | -38704.3387 | 0.19566 | 0.23368 | 0.30749 | 0.21825
10653 | Lateral Hardening | Lateral Hardening-Fuse-10608742 | Laterals | 13921 | 0.16117 | 13 | 19 | 182120.53 | 0 | 35968.7367 | 42346.5673 | 54568.2356 | -146151.7933 | -139773.9627 | -127552.2944 | 0.1975 | 0.23252 | 0.29963 | 0.21822
12176 | Lateral Hardening | Lateral Hardening-Fuse-92879581 | Laterals | 14025 | 0.10379 | 6 | 1 | 101459.38 | 0 | 20564.4076 | 23324.0053 | 28001.203 | -80894.9724 | -78135.3747 | -73458.177 | 0.20269 | 0.22989 | 0.27598 | 0.21818
3239 | Lateral Hardening | Lateral Hardening-Fuse-10397050 | Laterals | 13591 | 0.17614 | 16 | 33 | 256507.95 | 0 | 52039.2358 | 59169.1886 | 69881.9843 | -204468.7142 | -197338.7614 | -186625.9657 | 0.20288 | 0.23067 | 0.27244 | 0.21817
13488 | Lateral Hardening | Lateral Hardening-Fuse-10696430 | Laterals | 13961 | 0.16345 | 11 | 8 | 165063.37 | 0 | 33775.1126 | 37808.5129 | 43984.2737 | -131288.2574 | -127254.8571 | -121079.0963 | 0.20462 | 0.22905 | 0.26647 | 0.21813
2824 | Lateral Hardening | Lateral Hardening-Fuse-60252632 | Laterals | 13028 | 0.31383 | 29 | 49 | 538757.18 | 0 | 110405.6444 | 123524.1647 | 142095.4532 | -428351.5356 | -415233.0153 | -396661.7268 | 0.20493 | 0.22928 | 0.26375 | 0.21811
13068 | Lateral Hardening | Lateral Hardening-Fuse-10795711 | Laterals | 13695 | 0.32083 | 24 | 38 | 356419.81 | 0 | 72423.3458 | 82121.3585 | 96357.055 | -283996.4642 | -274298.4515 | -260062.755 | 0.2032 | 0.23041 | 0.27035 | 0.21807
19747 | Lateral Hardening | Lateral Hardening-Fuse-92190948 | Laterals | 13118 | 0.24451 | 13 | 18 | 291126.59 | 0 | 60010.4041 | 66321.4455 | 75688.2188 | -231116.1859 | -224805.1445 | -215438.3712 | 0.20613 | 0.22781 | 0.25998 | 0.21802
2507 | Lateral Hardening | Lateral Hardening-Fuse-92640423 | Laterals | 13303 | 0.13845 | 9 | 6 | 111182.44 | 0 | 22561.7759 | 25547.9008 | 30250.3635 | -88620.6641 | -85634.5392 | -80932.0765 | 0.20293 | 0.22978 | 0.27208 | 0.2179
2135 | Lateral Hardening | Lateral Hardening-Fuse-93043350 | Laterals | 13813 | 0.05303 | 5 | 1 | 52789.13 | 0 | 10313.1246 | 12316.7591 | 16168.2976 | -42476.0054 | -40472.3709 | -36620.8324 | 0.19536 | 0.23332 | 0.30628 | 0.21784
2254 | Lateral Hardening | Lateral Hardening-Fuse-60174245 | Laterals | 13098 | 0.11439 | 9 | 34 | 164203.46 | 0 | 33117.5699 | 37763.5188 | 45516.7169 | -131085.8901 | -126439.9412 | -118686.7431 | 0.20169 | 0.22998 | 0.2772 | 0.21773
1616 | Lateral Hardening | Lateral Hardening-Fuse-90896810 | Laterals | 13096 | 0.11136 | 6 | 7 | 108931.62 | 0 | 22333.1324 | 24870.9326 | 28545.9434 | -86598.4876 | -84060.6874 | -80385.6766 | 0.20502 | 0.22832 | 0.26205 | 0.21771
8817 | Lateral Hardening | Lateral Hardening-Fuse-10095523 | Laterals | 13786 | 0.15909 | 9 | 4 | 202819.32 | 0 | 41497.0588 | 46287.4352 | 53665.6246 | -161322.2612 | -156531.8848 | -149153.6954 | 0.2046 | 0.22822 | 0.2646 | 0.21769
2246 | Lateral Hardening | Lateral Hardening-Fuse-91100182 | Laterals | 13418 | 0.086553 | 8 | 13 | 134379.68 | 0 | 27303.6202 | 30856.7842 | 36125.8515 | -107076.0598 | -103522.8958 | -98253.8285 | 0.20318 | 0.22962 | 0.26883 | 0.21768
8085 | Lateral Hardening | Lateral Hardening-Fuse-10657033 | Laterals | 13098 | 0.078788 | 7 | 2 | 98873.02 | 0 | 20067.3274 | 22640.3463 | 26756.8143 | -78805.6926 | -76232.6737 | -72116.2057 | 0.20296 | 0.22898 | 0.27062 | 0.21753
18178 | Lateral Hardening | Lateral Hardening-Fuse-60463701 | Laterals | 13805 | 0.18731 | 10 | 2 | 147905.29 | 0 | 30256.921 | 33694.1246 | 39077.1329 | -117648.369 | -114211.1654 | -108828.1571 | 0.20457 | 0.22781 | 0.2642 | 0.2175
19143 | Lateral Hardening | Lateral Hardening-Fuse-10635159 | Laterals | 13242 | 0.11591 | 4 | 3 | 65874.81 | 0 | 13358.4284 | 15087.6153 | 17860.9401 | -52516.3816 | -50787.1947 | -48013.8699 | 0.20279 | 0.22903 | 0.27113 | 0.21749
12591 | Lateral Hardening | Lateral Hardening-Fuse-10516408 | Laterals | 13686 | 0.05947 | 5 | 2 | 57254.29 | 0 | 11430.8068 | 13165.7739 | 16410.5813 | -45823.4832 | -44088.5161 | -40843.7087 | 0.19965 | 0.22995 | 0.28663 | 0.21744
2748 | Lateral Hardening | Lateral Hardening-Fuse-10433196 | Laterals | 13993 | 0.045265 | 6 | 1 | 52143.79 | 0 | 10168.7728 | 12138.0263 | 15933.8243 | -41975.0172 | -40005.7637 | -36209.9657 | 0.19501 | 0.23278 | 0.30557 | 0.2174
16906 | Lateral Hardening | Lateral Hardening-Fuse-93251464 | Laterals | 13175 | 0.09375 | 7 | 0 | 64071.69 | 0 | 12486.5052 | 14916.6964 | 19577.1117 | -51585.1848 | -49154.9936 | -44494.5783 | 0.19488 | 0.23281 | 0.30555 | 0.21733
4011 | Lateral Hardening | Lateral Hardening-Fuse-90903273 | Laterals | 13586 | 0.067803 | 5 | 1 | 54016.85 | 0 | 10522.3185 | 12565.1826 | 16498.92 | -43494.5315 | -41451.6674 | -37517.93 | 0.1948 | 0.23262 | 0.30544 | 0.21721
7981 | Lateral Hardening | Lateral Hardening-Fuse-91611191 | Laterals | 13838 | 0.23655 | 17 | 22 | 274745.51 | 0 | 55771.6993 | 62905.8296 | 73408.2201 | -218973.8107 | -211839.6804 | -201337.2899 | 0.20299 | 0.22896 | 0.26719 | 0.2172
10501 | Lateral Hardening | Lateral Hardening-Fuse-92661375 | Laterals | 13685 | 0.091667 | 8 | 7 | 108312.02 | 0 | 21289.2951 | 25065.712 | 32249.428 | -87022.7249 | -83246.308 | -76062.592 | 0.19656 | 0.23142 | 0.29775 | 0.21713
421 | Lateral Hardening | Lateral Hardening-Fuse-60182735 | Laterals | 13312 | 0.46402 | 30 | 46 | 619475.5 | 0 | 127010.9342 | 140768.3179 | 160548.9261 | -492464.5658 | -478707.1821 | -458926.5739 | 0.20503 | 0.22724 | 0.25917 | 0.21711
19033 | Lateral Hardening | Lateral Hardening-Fuse-10578015 | Laterals | 13442 | 0.23996 | 17 | 46 | 346405.81 | 0 | 70238.5768 | 79283.2408 | 92702.9096 | -276167.2332 | -267122.5692 | -253702.9004 | 0.20276 | 0.22887 | 0.26761 | 0.21708
5635 | Lateral Hardening | Lateral Hardening-Fuse-92527534 | Laterals | 13219 | 0.17311 | 16 | 29 | 240226.31 | 0 | 48515.1629 | 54987.9746 | 65367.0942 | -191711.1471 | -185238.3354 | -174859.2158 | 0.20196 | 0.2289 | 0.27211 | 0.21705
5339 | Lateral Hardening | Lateral Hardening-Fuse-60124037 | Laterals | 13218 | 0.1072 | 10 | 8 | 120375.34 | 0 | 24317.3907 | 27540.3846 | 32695.1179 | -96057.9493 | -92834.9554 | -87680.2221 | 0.20201 | 0.22879 | 0.27161 | 0.21701
16343 | Lateral Hardening | Lateral Hardening-Fuse-10674252 | Laterals | 13414 | 0.10057 | 8 | 14 | 123754.44 | 0 | 24980.2335 | 28342.8177 | 33423.9941 | -98774.2065 | -95411.6223 | -90330.4459 | 0.20185 | 0.22902 | 0.27008 | 0.21683
12415 | Lateral Hardening | Lateral Hardening-Fuse-93229019 | Laterals | 13459 | 0.4017 | 18 | 0 | 86661.61 | 0 | 16799.3506 | 20140.9376 | 26643.5582 | -69862.2594 | -66520.6724 | -60018.0518 | 0.19385 | 0.23241 | 0.30744 | 0.21678
11062 | Lateral Hardening | Lateral Hardening-Fuse-92306462 | Laterals | 13388 | 0.11856 | 5 | 4 | 61656.49 | 0 | 12465.0281 | 14071.7229 | 16629.2356 | -49191.4619 | -47584.7671 | -45027.2544 | 0.20217 | 0.22823 | 0.26971 | 0.21674
7493 | Lateral Hardening | Lateral Hardening-Fuse-92955330 | Laterals | 13006 | 0.3428 | 19 | 10 | 253578.4 | 0 | 51367.3609 | 57758.3382 | 68085.6644 | -202211.0391 | -195820.0618 | -185492.7356 | 0.20257 | 0.22777 | 0.2685 | 0.21672
15950 | Lateral Hardening | Lateral Hardening-Fuse-10443866 | Laterals | 13172 | 0.097917 | 7 | 0 | 56519.51 | 0 | 10947.9539 | 13125.6297 | 17363.3168 | -45571.5561 | -43393.8803 | -39156.1932 | 0.1937 | 0.23223 | 0.30721 | 0.21661
8541 | Lateral Hardening | Lateral Hardening-Fuse-10629080 | Laterals | 13146 | 0.21004 | 13 | 7 | 218334.7 | 0 | 44262.4319 | 49624.6669 | 58440.246 | -174072.2681 | -168710.0331 | -159894.454 | 0.20273 | 0.22729 | 0.26766 | 0.21659
2141 | Lateral Hardening | Lateral Hardening-Fuse-90830974 | Laterals | 13576 | 0.045265 | 5 | 4 | 55565.11 | 0 | 11107.2208 | 12720.9656 | 15539.1408 | -44457.8892 | -42844.1444 | -40025.9692 | 0.1999 | 0.22894 | 0.27966 | 0.21658
16920 | Lateral Hardening | Lateral Hardening-Fuse-10675171 | Laterals | 13464 | 0.090909 | 7 | 10 | 79008.45 | 0 | 15651.4669 | 18183.8293 | 22650.6581 | -63356.9831 | -60824.6207 | -56357.7919 | 0.1981 | 0.23015 | 0.28669 | 0.21657
11332 | Lateral Hardening | Lateral Hardening-Fuse-92831495 | Laterals | 13390 | 0.1553 | 8 | 3 | 105231.98 | 0 | 21233.903 | 23946.9795 | 28534.9582 | -83998.077 | -81285.0005 | -76697.0218 | 0.20178 | 0.22756 | 0.27116 | 0.21645
19108 | Lateral Hardening | Lateral Hardening-Fuse-10696506 | Laterals | 13961 | 0.074811 | 4 | 1 | 54599.23 | 0 | 10986.4803 | 12430.1647 | 14939.9308 | -43612.7497 | -42169.0653 | -39659.2992 | 0.20122 | 0.22766 | 0.27363 | 0.21639
12950 | Lateral Hardening | Lateral Hardening-Fuse-10198084 | Laterals | 13334 | 0.12538 | 14 | 17 | 157256.38 | 0 | 31399.6735 | 36002.7564 | 43876.4892 | -125856.7065 | -121253.6236 | -113379.8908 | 0.19967 | 0.22894 | 0.27901 | 0.21639
2659 | Lateral Hardening | Lateral Hardening-Fuse-93048533 | Laterals | 13781 | 0.35076 | 21 | 1 | 236493.65 | 0 | 47149.9894 | 54137.6769 | 66326.4676 | -189343.6606 | -182355.9731 | -170167.1824 | 0.19937 | 0.22892 | 0.28046 | 0.21634
2621 | Lateral Hardening | Lateral Hardening-Fuse-10836920 | Laterals | 13793 | 0.30701 | 20 | 67 | 420799.22 | 0 | 84784.5827 | 96071.24 | 113204.8296 | -336014.6373 | -324727.98 | -307594.3904 | 0.20148 | 0.22831 | 0.26902 | 0.21629
17674 | Lateral Hardening | Lateral Hardening-Fuse-90286252 | Laterals | 13147 | 0.10814 | 5 | 1 | 57369.47 | 0 | 11192.6612 | 13245.5064 | 17147.5976 | -46176.8088 | -44123.9636 | -40221.8724 | 0.1951 | 0.23088 | 0.2989 | 0.21621
2546 | Lateral Hardening | Lateral Hardening-Fuse-91112476 | Laterals | 13373 | 0.3572 | 24 | 43 | 478768.39 | 0 | 97315.0552 | 108891.3919 | 124562.0807 | -381453.3348 | -369876.9981 | -354206.3093 | 0.20326 | 0.22744 | 0.26017 | 0.21621
18009 | Lateral Hardening | Lateral Hardening-Fuse-90400109 | Laterals | 13659 | 0.057197 | 6 | 4 | 60995.41 | 0 | 11873.9804 | 14107.2609 | 18309.3188 | -49121.4296 | -46888.1491 | -42686.0912 | 0.19467 | 0.23128 | 0.30018 | 0.2162
19265 | Lateral Hardening | Lateral Hardening-Fuse-92281905 | Laterals | 13231 | 0.10057 | 9 | 10 | 88384.44 | 0 | 17406.4275 | 20266.989 | 25805.7607 | -70978.0125 | -68117.451 | -62578.6793 | 0.19694 | 0.2293 | 0.29197 | 0.21615
12069 | Lateral Hardening | Lateral Hardening-Fuse-10781411 | Laterals | 13171 | 0.015152 | 1 | 21 | 50000 | 0 | 10057.4722 | 11461.8081 | 13333.83 | -39942.5278 | -38538.1919 | -36666.17 | 0.20115 | 0.22924 | 0.26668 | 0.21613
16650 | Lateral Hardening | Lateral Hardening-Fuse-92239881 | Laterals | 13787 | 0.11364 | 3 | 4 | 61755.93 | 0 | 12472.6779 | 14073.4804 | 16409.6992 | -49283.2521 | -47682.4496 | -45346.2308 | 0.20197 | 0.22789 | 0.26572 | 0.21612
632 | Lateral Hardening | Lateral Hardening-Fuse-10650550 | Laterals | 13391 | 0.13504 | 9 | 1 | 179702.51 | 0 | 36363.4056 | 40808.7944 | 47756.0174 | -143339.1044 | -138893.7156 | -131946.4926 | 0.20235 | 0.22709 | 0.26575 | 0.21611
10250 | Lateral Hardening | Lateral Hardening-Fuse-90020537 | Laterals | 13006 | 0.31326 | 18 | 26 | 383809.45 | 0 | 77645.0883 | 87121.495 | 101874.1602 | -306164.3617 | -296687.955 | -281935.2898 | 0.2023 | 0.22699 | 0.26543 | 0.21602
7505 | Lateral Hardening | Lateral Hardening-Fuse-90918472 | Laterals | 13166 | 0.062311 | 9 | 41 | 227157.94 | 0 | 45499.5812 | 51983.5176 | 61631.8397 | -181658.3588 | -175174.4224 | -165526.1003 | 0.2003 | 0.22884 | 0.27132 | 0.21596
5442 | Lateral Hardening | Lateral Hardening-Fuse-60077871 | Laterals | 13153 | 0.20928 | 17 | 23 | 175775.71 | 0 | 34367.8836 | 40435.7268 | 52073.9557 | -141407.8264 | -135339.9832 | -123701.7543 | 0.19552 | 0.23004 | 0.29625 | 0.21595
12662 | Lateral Hardening | Lateral Hardening-Fuse-90642992 | Laterals | 13612 | 0.46307 | 37 | 71 | 639131.34 | 0 | 128771.5827 | 145524.1275 | 170438.0902 | -510359.7573 | -493607.2125 | -468693.2498 | 0.20148 | 0.22769 | 0.26667 | 0.21586
11122 | Lateral Hardening | Lateral Hardening-Fuse-60171375 | Laterals | 13296 | 0.29015 | 23 | 29 | 418176.43 | 0 | 84913.6895 | 94784.8195 | 108760.8307 | -333262.7405 | -323391.6105 | -309415.5993 | 0.20306 | 0.22666 | 0.26008 | 0.21584
4586 | Lateral Hardening | Lateral Hardening-Fuse-92682114 | Laterals | 13805 | 0.22254 | 10 | 4 | 115258.36 | 0 | 22332.4372 | 26623.9097 | 34842.9455 | -92925.9228 | -88634.4503 | -80415.4145 | 0.19376 | 0.23099 | 0.3023 | 0.21578
2965 | Lateral Hardening | Lateral Hardening-Fuse-10070741 | Laterals | 13984 | 0.20795 | 8 | 1 | 166358.31 | 0 | 33654.5766 | 37660.8008 | 43969.2136 | -132703.7334 | -128697.5092 | -122389.0964 | 0.2023 | 0.22638 | 0.2643 | 0.21573
9189 | Lateral Hardening | Lateral Hardening-Fuse-10662343 | Laterals | 13470 | 0.31894 | 24 | 41 | 419855.66 | 0 | 84747.4279 | 95332.1538 | 111121.8783 | -335108.2321 | -324523.5062 | -308733.7817 | 0.20185 | 0.22706 | 0.26467 | 0.21569
1720 | Lateral Hardening | Lateral Hardening-Fuse-92314919 | Laterals | 13017 | 0.10019 | 7 | 5 | 112950.32 | 0 | 22508.7473 | 25699.0273 | 31403.4375 | -90441.5727 | -87251.2927 | -81546.8825 | 0.19928 | 0.22753 | 0.27803 | 0.21563
5736 | Lateral Hardening | Lateral Hardening-Fuse-60581080 | Laterals | 13191 | 0.064394 | 8 | 15 | 124678.1 | 0 | 25023.5926 | 28422.4321 | 33324.1252 | -99654.5074 | -96255.6679 | -91353.9748 | 0.20071 | 0.22797 | 0.26728 | 0.21554
8199 | Lateral Hardening | Lateral Hardening-Fuse-92476626 | Laterals | 13001 | 0.27936 | 16 | 44 | 341182.75 | 0 | 68762.521 | 77454.4304 | 90303.7101 | -272420.229 | -263728.3196 | -250879.0399 | 0.20154 | 0.22702 | 0.26468 | 0.2155
6088 | Lateral Hardening | Lateral Hardening-Fuse-92371130 | Laterals | 13041 | 0.18845 | 15 | 23 | 286467.55 | 0 | 57989.0962 | 64888.0156 | 74704.004 | -228478.4538 | -221579.5344 | -211763.546 | 0.20243 | 0.22651 | 0.26078 | 0.21549
10154 | Lateral Hardening | Lateral Hardening-Fuse-10807589 | Laterals | 13020 | 0.11004 | 4 | 3 | 65386.87 | 0 | 13121.982 | 14843.1136 | 17577.2126 | -52264.888 | -50543.7564 | -47809.6574 | 0.20068 | 0.227 | 0.26882 | 0.21539
10152 | Lateral Hardening | Lateral Hardening-Fuse-92388114 | Laterals | 13910 | 0.12917 | 11 | 9 | 166144.43 | 0 | 33517.9197 | 37608.4056 | 43811.7845 | -132626.5103 | -128536.0244 | -122332.6455 | 0.20174 | 0.22636 | 0.2637 | 0.21532
2853 | Lateral Hardening | Lateral Hardening-Fuse-93311698 | Laterals | 13808 | 0.12367 | 7 | 5 | 110463.4 | 0 | 22274.5624 | 25003.611 | 29186.2527 | -88188.8376 | -85459.789 | -81277.1473 | 0.20165 | 0.22635 | 0.26422 | 0.21532
2384 | Lateral Hardening | Lateral Hardening-Fuse-90528991 | Laterals | 13359 | 0.23049 | 25 | 35 | 512829.24 | 0 | 102415.3389 | 116578.5508 | 139884.3539 | -410413.9011 | -396250.6892 | -372944.8861 | 0.19971 | 0.22732 | 0.27277 | 0.2153
4304 | Lateral Hardening | Lateral Hardening-Fuse-90100447 | Laterals | 13808 | 0.1661 | 9 | 1 | 110059.16 | 0 | 21895.1984 | 25058.564 | 30330.1169 | -88163.9616 | -85000.596 | -79729.0431 | 0.19894 | 0.22768 | 0.27558 | 0.21523
10536 | Lateral Hardening | Lateral Hardening-Fuse-92145937 | Laterals | 13959 | 0.061742 | 5 | 4 | 56934.49 | 0 | 11317.6075 | 12939.7953 | 15769.876 | -45616.8825 | -43994.6947 | -41164.614 | 0.19878 | 0.22728 | 0.27698 | 0.21515
13950 | Lateral Hardening | Lateral Hardening-Fuse-10629082 | Laterals | 13146 | 0.36572 | 14 | 8 | 311299.48 | 0 | 63261.5637 | 69972.6437 | 80184.5878 | -248037.9163 | -241326.8363 | -231114.8922 | 0.20322 | 0.22478 | 0.25758 | 0.21512
5061 | Lateral Hardening | Lateral Hardening-Fuse-93216022 | Laterals | 13656 | 0.089962 | 6 | 1 | 55858.43 | 0 | 10774.2612 | 12867.9931 | 16899.9857 | -45084.1688 | -42990.4369 | -38958.4443 | 0.19289 | 0.23037 | 0.30255 | 0.2151
9236 | Lateral Hardening | Lateral Hardening-Fuse-60278015 | Laterals | 13799 | 0.06875 | 5 | 2 | 58025.55 | 0 | 11462.6743 | 13196.2399 | 16445.962 | -46562.8757 | -44829.3101 | -41579.588 | 0.19755 | 0.22742 | 0.28343 | 0.2151
11804 | Lateral Hardening | Lateral Hardening-Fuse-92316569 | Laterals | 13172 | 0.2233 | 14 | 32 | 285433.71 | 0 | 57475.726 | 64672.8353 | 74989.3849 | -227957.984 | -220760.8747 | -210444.3251 | 0.20136 | 0.22658 | 0.26272 | 0.21506
12098 | Lateral Hardening | Lateral Hardening-Fuse-93134087 | Laterals | 13207 | 0.50985 | 37 | 163 | 425958.51 | 0 | 85869.2457 | 96051.5383 | 112252.1285 | -340089.2643 | -329906.9717 | -313706.3815 | 0.20159 | 0.2255 | 0.26353 | 0.21496
2466 | Lateral Hardening | Lateral Hardening-Fuse-93034955 | Laterals | 13813 | 0.2536 | 13 | 2 | 117839.72 | 0 | 23515.6908 | 26763.7663 | 31881.3725 | -94324.0292 | -91075.9537 | -85958.3475 | 0.19956 | 0.22712 | 0.27055 | 0.21492
9636 | Lateral Hardening | Lateral Hardening-Fuse-10215653 | Laterals | 13449 | 0.32519 | 28 | 35 | 599902.5 | 0 | 121857.251 | 134658.0729 | 153718.2335 | -478045.249 | -465244.4271 | -446184.2665 | 0.20313 | 0.22447 | 0.25624 | 0.21484
3037 | Lateral Hardening | Lateral Hardening-Fuse-10382339 | Laterals | 13224 | 0.14489 | 12 | 24 | 170667.6 | 0 | 34046.8533 | 38722.6795 | 46158.2701 | -136620.7467 | -131944.9205 | -124509.3299 | 0.19949 | 0.22689 | 0.27046 | 0.21481
8185 | Lateral Hardening | Lateral Hardening-Fuse-10640108 | Laterals | 13579 | 0.085985 | 6 | 3 | 103401.14 | 0 | 20695.7353 | 23364.6684 | 27804.8794 | -82705.4047 | -80036.4716 | -75596.2606 | 0.20015 | 0.22596 | 0.2689 | 0.21477
11736 | Lateral Hardening | Lateral Hardening-Fuse-90842763 | Laterals | 13298 | 0.27917 | 12 | 1 | 75512.69 | 0 | 15041.5022 | 17112.9826 | 20507.398 | -60471.1878 | -58399.7074 | -55005.292 | 0.19919 | 0.22662 | 0.27158 | 0.21466
16973 | Lateral Hardening | Lateral Hardening-Fuse-91839866 | Laterals | 13049 | 0.042614 | 5 | 9 | 71064.75 | 0 | 14210.3708 | 16123.0237 | 18910.6936 | -56854.3792 | -54941.7263 | -52154.0564 | 0.19996 | 0.22688 | 0.26611 | 0.21465
18795 | Lateral Hardening | Lateral Hardening-Fuse-92378391 | Laterals | 13434 | 0.097727 | 8 | 10 | 127448.34 | 0 | 25543.4337 | 28868.9201 | 33669.4716 | -101904.9063 | -98579.4199 | -93778.8684 | 0.20042 | 0.22651 | 0.26418 | 0.21463
11445 | Lateral Hardening | Lateral Hardening-Fuse-93300239 | Laterals | 13808 | 0.19223 | 9 | 7 | 119582.6 | 0 | 24073.4056 | 26957.3563 | 31245.2493 | -95509.1944 | -92625.2437 | -88337.3507 | 0.20131 | 0.22543 | 0.26129 | 0.21454
2203 | Lateral Hardening | Lateral Hardening-Fuse-92202273 | Laterals | 13007 | 0.9892 | 38 | 0 | 297035.53 | 0 | 59242.0359 | 67141.7827 | 80157.3658 | -237793.4941 | -229893.7473 | -216878.1642 | 0.19944 | 0.22604 | 0.26986 | 0.21446
3592 | Lateral Hardening | Lateral Hardening-Fuse-90638274 | Laterals | 13003 | 0.12254 | 9 | 8 | 121650.28 | 0 | 24290.4902 | 27430.5506 | 32608.4321 | -97359.7898 | -94219.7294 | -89041.8479 | 0.19967 | 0.22549 | 0.26805 | 0.21426
9969 | Lateral Hardening | Lateral Hardening-Fuse-60025919 | Laterals | 13303 | 0.13239 | 6 | 2 | 63314.19 | 0 | 12468.7936 | 14359.2005 | 17758.2134 | -50845.3964 | -48954.9895 | -45555.9766 | 0.19694 | 0.22679 | 0.28048 | 0.21425
6564 | Lateral Hardening | Lateral Hardening-Fuse-60219221 | Laterals | 13133 | 0.19299 | 13 | 31 | 306290.74 | 0 | 60934.9891 | 69331.1885 | 82286.4747 | -245355.7509 | -236959.5515 | -224004.2653 | 0.19894 | 0.22636 | 0.26865 | 0.21414
13253 | Lateral Hardening | Lateral Hardening-Fuse-10588273 | Laterals | 13444 | 0.19432 | 15 | 22 | 262662.24 | 0 | 52619.1817 | 59272.3562 | 68923.6707 | -210043.0583 | -203389.8838 | -193738.5693 | 0.20033 | 0.22566 | 0.2624 | 0.21414
19604 | Lateral Hardening | Lateral Hardening-Fuse-91090113 | Laterals | 13927 | 0.066856 | 3 | 1 | 53938.15 | 0 | 10613.0446 | 12233.7617 | 15090.0188 | -43325.1054 | -41704.3883 | -38848.1312 | 0.19676 | 0.22681 | 0.27977 | 0.21408
4512 | Lateral Hardening | Lateral Hardening-Fuse-91677422 | Laterals | 13070 | 0.059848 | 5 | 2 | 57285.77 | 0 | 11028.929 | 13112.7746 | 17123.5192 | -46256.841 | -44172.9954 | -40162.2508 | 0.19252 | 0.2289 | 0.29891 | 0.21408
5468 | Lateral Hardening | Lateral Hardening-Fuse-91781592 | Laterals | 13631 | 0.33371 | 23 | 32 | 469669.88 | 0 | 94949.3483 | 105195.7365 | 120097.9642 | -374720.5317 | -364474.1435 | -349571.9158 | 0.20216 | 0.22398 | 0.25571 | 0.21406
18302 | Lateral Hardening | Lateral Hardening-Fuse-10758598 | Laterals | 13422 | 0.10473 | 4 | 0 | 69827.53 | 0 | 13903.8913 | 15759.8055 | 18763.7122 | -55923.6387 | -54067.7245 | -51063.8178 | 0.19912 | 0.2257 | 0.26872 | 0.21405
12457 | Lateral Hardening | Lateral Hardening-Fuse-10173516 | Laterals | 13191 | 0.16496 | 13 | 18 | 164476.04 | 0 | 32611.1496 | 37146.9728 | 44941.4948 | -131864.8904 | -127329.0672 | -119534.5452 | 0.19827 | 0.22585 | 0.27324 | 0.21404
18656 | Lateral Hardening | Lateral Hardening-Fuse-91448654 | Laterals | 13188 | 0.14848 | 10 | 18 | 80372.09 | 0 | 15602.4589 | 18316.387 | 23457.4952 | -64769.6311 | -62055.703 | -56914.5948 | 0.19413 | 0.22789 | 0.29186 | 0.21403
17979 | Lateral Hardening | Lateral Hardening-Fuse-10402234 | Laterals | 13592 | 0.14091 | 10 | 37 | 222140.31 | 0 | 44236.3153 | 50219.4299 | 59146.8549 | -177903.9947 | -171920.8801 | -162993.4551 | 0.19914 | 0.22607 | 0.26626 | 0.21393
7789 | Lateral Hardening | Lateral Hardening-Fuse-92872352 | Laterals | 13710 | 0.20057 | 13 | 18 | 349681.56 | 0 | 70450.7028 | 78366.5622 | 90189.1572 | -279230.8572 | -271314.9978 | -259492.4028 | 0.20147 | 0.22411 | 0.25792 | 0.21391
1986 | Lateral Hardening | Lateral Hardening-Fuse-10643528 | Laterals | 13390 | 0.12254 | 4 | 1 | 58565.71 | 0 | 11515.7536 | 13279.1963 | 16323.7865 | -47049.9564 | -45286.5137 | -42241.9235 | 0.19663 | 0.22674 | 0.27873 | 0.21387
8362 | Lateral Hardening | Lateral Hardening-Fuse-10645513 | Laterals | 13148 | 0.10246 | 6 | 2 | 60827.27 | 0 | 11683.833 | 13918.5689 | 18189.6127 | -49143.437 | -46908.7011 | -42637.6573 | 0.19208 | 0.22882 | 0.29904 | 0.2138
8468 | Lateral Hardening | Lateral Hardening-Fuse-10716380 | Laterals | 13959 | 0.1822 | 10 | 6 | 158761.63 | 0 | 31965.2061 | 35524.4617 | 40899.0285 | -126796.4239 | -123237.1683 | -117862.6015 | 0.20134 | 0.22376 | 0.25761 | 0.21369
4640 | Lateral Hardening | Lateral Hardening-Fuse-10636019 | Laterals | 13388 | 0.092235 | 6 | 1 | 67749.85 | 0 | 12979.3459 | 15500.0644 | 20370.4374 | -54770.5041 | -52249.7856 | -47379.4126 | 0.19158 | 0.22878 | 0.30067 | 0.21365
2522 | Lateral Hardening | Lateral Hardening-Fuse-93165377 | Laterals | 13414 | 0.15511 | 7 | 8 | 79243.81 | 0 | 15764.3447 | 17837.7228 | 21200.8387 | -63479.4653 | -61406.0872 | -58042.9713 | 0.19893 | 0.2251 | 0.26754 | 0.21364
3391 | Lateral Hardening | Lateral Hardening-Fuse-10481905 | Laterals | 13883 | 0.13655 | 11 | 2 | 268257.66 | 0 | 53315.2813 | 60610.762 | 71212.86 | -214942.3787 | -207646.898 | -197044.8 | 0.19875 | 0.22594 | 0.26546 | 0.21358
6776 | Lateral Hardening | Lateral Hardening-Fuse-91293852 | Laterals | 13150 | 0.23958 | 15 | 27 | 286074.1 | 0 | 57279.3604 | 64293.2237 | 74427.1552 | -228794.7396 | -221780.8763 | -211646.9448 | 0.20023 | 0.22474 | 0.26017 | 0.21358
1181 | Lateral Hardening | Lateral Hardening-Fuse-90894961 | Laterals | 13371 | 0.12462 | 9 | 12 | 137543.42 | 0 | 27274.1713 | 30997.5765 | 37104.5038 | -110269.2487 | -106545.8435 | -100438.9162 | 0.19829 | 0.22537 | 0.26977 | 0.21356
1845 | Lateral Hardening | Lateral Hardening-Fuse-91992949 | Laterals | 13745 | 0.18523 | 12 | 19 | 210103.47 | 0 | 41953.7716 | 47308.7252 | 54997.8948 | -168149.6984 | -162794.7448 | -155105.5752 | 0.19968 | 0.22517 | 0.26177 | 0.21354
13673 | Lateral Hardening | Lateral Hardening-Fuse-91810515 | Laterals | 13934 | 0.060417 | 5 | 1 | 53402.99 | 0 | 10431.9228 | 12055.0068 | 15212.1243 | -42971.0672 | -41347.9832 | -38190.8657 | 0.19534 | 0.22574 | 0.28486 | 0.21341
18866 | Lateral Hardening | Lateral Hardening-Fuse-10362880 | Laterals | 13104 | 0.088636 | 10 | 15 | 142412.82 | 0 | 28248.9585 | 32055.758 | 38136.7458 | -114163.8615 | -110357.062 | -104276.0742 | 0.19836 | 0.22509 | 0.26779 | 0.21332
4378 | Lateral Hardening | Lateral Hardening-Fuse-10025061 | Laterals | 13294 | 0.16155 | 8 | 0 | 50000 | 0 | 9537.451 | 11434.5613 | 15126.277 | -40462.549 | -38565.4387 | -34873.723 | 0.19075 | 0.22869 | 0.30253 | 0.21331
17811 | Lateral Hardening | Lateral Hardening-Fuse-60278018 | Laterals | 13799 | 0.098106 | 7 | 2 | 100987.18 | 0 | 19800.5375 | 22832.4331 | 28059.8209 | -81186.6425 | -78154.7469 | -72927.3591 | 0.19607 | 0.22609 | 0.27786 | 0.21326
8931 | Lateral Hardening | Lateral Hardening-Fuse-10071974 | Laterals | 13305 | 0.04072 | 5 | 0 | 51766.03 | 0 | 9871.1983 | 11834.6949 | 15655.596 | -41894.8317 | -39931.3351 | -36110.434 | 0.19069 | 0.22862 | 0.30243 | 0.21324
2302 | Lateral Hardening | Lateral Hardening-Fuse-60004411 | Laterals | 13023 | 0.17746 | 16 | 19 | 178526.81 | 0 | 34737.5412 | 40348.0661 | 51140.6875 | -143789.2688 | -138178.7439 | -127386.1225 | 0.19458 | 0.22601 | 0.28646 | 0.21319
19514 | Lateral Hardening | Lateral Hardening-Fuse-92292246 | Laterals | 13837 | 0.14943 | 15 | 20 | 256019.22 | 0 | 50747.9523 | 57603.8787 | 68437.7721 | -205271.2677 | -198415.3413 | -187581.4479 | 0.19822 | 0.225 | 0.26731 | 0.21316
15237 | Lateral Hardening | Lateral Hardening-Fuse-60303829 | Laterals | 13473 | 0.064015 | 7 | 2 | 108926.62 | 0 | 21616.0896 | 24582.5741 | 28704.9511 | -87310.5304 | -84344.0459 | -80221.6689 | 0.19845 | 0.22568 | 0.26353 | 0.21312
18153 | Lateral Hardening | Lateral Hardening-Fuse-90100450 | Laterals | 13808 | 0.12443 | 4 | 2 | 58723.11 | 0 | 11481.1982 | 13239.5439 | 16513.3761 | -47241.9118 | -45483.5661 | -42209.7339 | 0.19551 | 0.22546 | 0.28121 | 0.21307
11683 | Lateral Hardening | Lateral Hardening-Fuse-92729358 | Laterals | 13133 | 0.030303 | 5 | 4 | 154168.23 | 0 | 30623.74 | 34668.0352 | 40708.7516 | -123544.49 | -119500.1948 | -113459.4784 | 0.19864 | 0.22487 | 0.26405 | 0.21305
841 | Lateral Hardening | Lateral Hardening-Fuse-10422967 | Laterals | 13827 | 0.18277 | 14 | 22 | 230566.21 | 0 | 45415.2164 | 51906.91 | 62898.7831 | -185150.9936 | -178659.3 | -167667.4269 | 0.19697 | 0.22513 | 0.2728 | 0.213
7691 | Lateral Hardening | Lateral Hardening-Fuse-93093113 | Laterals | 13911 | 0.11023 | 3 | 1 | 57542.61 | 0 | 11440.4954 | 12894.7678 | 15237.7315 | -46102.1146 | -44647.8422 | -42304.8785 | 0.19882 | 0.22409 | 0.26481 | 0.213
8434 | Lateral Hardening | Lateral Hardening-Fuse-91820288 | Laterals | 13880 | 0.011742 | 3 | 48 | 50000 | 0 | 9911.9591 | 11273.2325 | 13194.5543 | -40088.0409 | -38726.7675 | -36805.4457 | 0.19824 | 0.22546 | 0.26389 | 0.21297
13088 | Lateral Hardening | Lateral Hardening-Fuse-91677677 | Laterals | 13198 | 0.22462 | 18 | 23 | 301263.89 | 0 | 60092.5403 | 67519.444 | 78459.64 | -241171.3497 | -233744.446 | -222804.25 | 0.19947 | 0.22412 | 0.26043 | 0.21296
4220 | Lateral Hardening | Lateral Hardening-Fuse-10455361 | Laterals | 13171 | 0.26023 | 16 | 26 | 290042.04 | 0 | 57759.0715 | 65125.9259 | 75436.8855 | -232282.9685 | -224916.1141 | -214605.1545 | 0.19914 | 0.22454 | 0.26009 | 0.21286
12273 | Lateral Hardening | Lateral Hardening-Fuse-10173483 | Laterals | 13191 | 0.034091 | 5 | 1 | 58566.45 | 0 | 11634.2565 | 13144.6882 | 15407.2477 | -46932.1935 | -45421.7618 | -43159.2023 | 0.19865 | 0.22444 | 0.26307 | 0.21283
16379 | Lateral Hardening | Lateral Hardening-Fuse-90192568 | Laterals | 13418 | 0.13163 | 14 | 17 | 193859.05 | 0 | 38405.1446 | 43534.436 | 51458.8807 | -155453.9054 | -150324.614 | -142400.1693 | 0.19811 | 0.22457 | 0.26544 | 0.21278
4262 | Lateral Hardening | Lateral Hardening-Fuse-92663497 | Laterals | 13236 | 0.56723 | 22 | 4 | 404025.74 | 0 | 80049.5555 | 90399.1847 | 107959.6626 | -323976.1845 | -313626.5553 | -296066.0774 | 0.19813 | 0.22375 | 0.26721 | 0.21272
10891 | Lateral Hardening | Lateral Hardening-Fuse-91742537 | Laterals | 14274 | 0.080492 | 4 | 2 | 59001.43 | 0 | 11519.1186 | 13277.0895 | 16547.162 | -47482.3114 | -45724.3405 | -42454.268 | 0.19523 | 0.22503 | 0.28045 | 0.2127
5348 | Lateral Hardening | Lateral Hardening-Fuse-90801370 | Laterals | 13813 | 0.31477 | 12 | 21 | 157989.63 | 0 | 31192.0228 | 35447.1887 | 42476.7999 | -126797.6072 | -122542.4413 | -115512.8301 | 0.19743 | 0.22436 | 0.26886 | 0.21265
10559 | Lateral Hardening | Lateral Hardening-Fuse-92460886 | Laterals | 13210 | 0.084659 | 6 | 14 | 150959.64 | 0 | 29896.1987 | 33855.2415 | 40057.6344 | -121063.4413 | -117104.3985 | -110902.0056 | 0.19804 | 0.22427 | 0.26535 | 0.21264
13311 | Lateral Hardening | Lateral Hardening-Fuse-10143570 | Laterals | 13036 | 0.18087 | 16 | 31 | 174166.88 | 0 | 33704.8757 | 39388.4406 | 49952.6444 | -140462.0043 | -134778.4394 | -124214.2356 | 0.19352 | 0.22615 | 0.28681 | 0.21264
11248 | Lateral Hardening | Lateral Hardening-Fuse-10163234 | Laterals | 13091 | 0.1303 | 11 | 28 | 213398.87 | 0 | 42302.2736 | 47928.2149 | 56142.3521 | -171096.5964 | -165470.6551 | -157256.5179 | 0.19823 | 0.22459 | 0.26309 | 0.21263
4888 | Lateral Hardening | Lateral Hardening-Fuse-90959586 | Laterals | 13772 | 0.30985 | 20 | 18 | 336570.14 | 0 | 67453.8232 | 74893.2046 | 86116.416 | -269116.3168 | -261676.9354 | -250453.724 | 0.20042 | 0.22252 | 0.25586 | 0.21259
7423 | Lateral Hardening | Lateral Hardening-Fuse-60043695 | Laterals | 13325 | 0.035038 | 3 | 1 | 58242.89 | 0 | 11540.3541 | 13092.4715 | 15295.1934 | -46702.5359 | -45150.4185 | -42947.6966 | 0.19814 | 0.22479 | 0.26261 | 0.21258
13714 | Lateral Hardening | Lateral Hardening-Fuse-10153134 | Laterals | 13154 | 0.25625 | 20 | 39 | 374632.47 | 0 | 74464.2649 | 84004.395 | 97528.3039 | -300168.2051 | -290628.075 | -277104.1661 | 0.19877 | 0.22423 | 0.26033 | 0.21256
3395 | Lateral Hardening | Lateral Hardening-Fuse-10562369 | Laterals | 13296 | 0.07803 | 4 | 1 | 54866.81 | 0 | 10687.611 | 12331.9671 | 15467.6006 | -44179.199 | -42534.8429 | -39399.2094 | 0.19479 | 0.22476 | 0.28191 | 0.21249
9641 | Lateral Hardening | Lateral Hardening-Fuse-90983867 | Laterals | 13426 | 0.26023 | 16 | 15 | 236699.76 | 0 | 47048.6942 | 52925.3874 | 61844.6337 | -189651.0658 | -183774.3726 | -174855.1263 | 0.19877 | 0.2236 | 0.26128 | 0.21247
14094 | Lateral Hardening | Lateral Hardening-Fuse-10311264 | Laterals | 14031 | 0.31496 | 18 | 30 | 361592.48 | 0 | 71872.6928 | 80978.3469 | 93966.8611 | -289719.7872 | -280614.1331 | -267625.6189 | 0.19877 | 0.22395 | 0.25987 | 0.21243
3670 | Lateral Hardening | Lateral Hardening-Fuse-93225921 | Laterals | 13459 | 0.12633 | 7 | 2 | 50000 | 0 | 9668.5162 | 11278.857 | 14359.9505 | -40331.4838 | -38721.143 | -35640.0495 | 0.19337 | 0.22558 | 0.2872 | 0.21242
18774 | Lateral Hardening | Lateral Hardening-Fuse-91836437 | Laterals | 13426 | 0.12273 | 10 | 0 | 58581.45 | 0 | 11127.3461 | 13340.7051 | 17647.8305 | -47454.1039 | -45240.7449 | -40933.6195 | 0.18995 | 0.22773 | 0.30125 | 0.21241
1339 | Lateral Hardening | Lateral Hardening-Fuse-10759887 | Laterals | 13813 | 0.20833 | 11 | 2 | 65695.93 | 0 | 13008.2664 | 14663.2098 | 17486.4451 | -52687.6636 | -51032.7202 | -48209.4849 | 0.19801 | 0.2232 | 0.26617 | 0.21238
12871 | Lateral Hardening | Lateral Hardening-Fuse-10442382 | Laterals | 13948 | 0.26723 | 25 | 47 | 483081.89 | 0 | 95890.9427 | 108063.1246 | 125152.7726 | -387190.9473 | -375018.7654 | -357929.1174 | 0.1985 | 0.2237 | 0.25907 | 0.21211
11818 | Lateral Hardening | Lateral Hardening-Fuse-60179382 | Laterals | 13787 | 0.44432 | 20 | 15 | 340902.9 | 0 | 67995.6015 | 75749.2453 | 87753.3783 | -272907.2985 | -265153.6547 | -253149.5217 | 0.19946 | 0.2222 | 0.25741 | 0.21208
15525 | Lateral Hardening | Lateral Hardening-Fuse-60035303 | Laterals | 13007 | 0.36383 | 10 | 2 | 78618.47 | 0 | 15555.5087 | 17532.9596 | 20744.1691 | -63062.9613 | -61085.5104 | -57874.3009 | 0.19786 | 0.22301 | 0.26386 | 0.21201
244 | Lateral Hardening | Lateral Hardening-Fuse-93324772 | Laterals | 13723 | 0.089015 | 4 | 3 | 50000 | 0 | 9864.532 | 11175.9373 | 13262.7785 | -40135.468 | -38824.0627 | -36737.2215 | 0.19729 | 0.22352 | 0.26526 | 0.21196
10432 | Lateral Hardening | Lateral Hardening-Fuse-91934930 | Laterals | 13103 | 0.10625 | 9 | 29 | 136016.64 | 0 | 26425.203 | 30582.1752 | 37953.5013 | -109591.437 | -105434.4648 | -98063.1387 | 0.19428 | 0.22484 | 0.27904 | 0.21192
2397 | Lateral Hardening | Lateral Hardening-Fuse-60263430 | Laterals | 13391 | 0.1178 | 6 | 3 | 110484.14 | 0 | 21772.3528 | 24631.2167 | 29581.9976 | -88711.7872 | -85852.9233 | -80902.1424 | 0.19706 | 0.22294 | 0.26775 | 0.21189
89 | Lateral Hardening | Lateral Hardening-Fuse-92314966 | Laterals | 13017 | 0.28883 | 23 | 29 | 437716.25 | 0 | 87401.0473 | 97255.2013 | 111303.3494 | -350315.2027 | -340461.0487 | -326412.9006 | 0.19968 | 0.22219 | 0.25428 | 0.21189
10186 | Lateral Hardening | Lateral Hardening-Fuse-10714653 | Laterals | 13019 | 0.29924 | 16 | 45 | 412608.14 | 0 | 82050.1531 | 91998.1483 | 105757.3417 | -330557.9869 | -320609.9917 | -306850.7983 | 0.19886 | 0.22297 | 0.25631 | 0.21184
688 | Lateral Hardening | Lateral Hardening-Fuse-10650553 | Laterals | 13391 | 0.098864 | 6 | 2 | 50000 | 0 | 9707.3396 | 11213.5578 | 14029.0575 | -40292.6604 | -38786.4422 | -35970.9425 | 0.19415 | 0.22427 | 0.28058 | 0.21183
18812 | Lateral Hardening | Lateral Hardening-Fuse-91477761 | Laterals | 13224 | 0.13258 | 13 | 13 | 142134.5 | 0 | 27749.736 | 31861.7442 | 38884.4289 | -114384.764 | -110272.7558 | -103250.0711 | 0.19524 | 0.22417 | 0.27357 | 0.21175
18954 | Lateral Hardening | Lateral Hardening-Fuse-10467577 | Laterals | 13934 | 0.054356 | 4 | 1 | 52899.31 | 0 | 10216.5028 | 11882.7626 | 15039.2778 | -42682.8072 | -41016.5474 | -37860.0322 | 0.19313 | 0.22463 | 0.2843 | 0.2117
9587 | Lateral Hardening | Lateral Hardening-Fuse-93301769 | Laterals | 13808 | 0.16061 | 11 | 4 | 149107.27 | 0 | 29555.0555 | 33135.2383 | 38812.2674 | -119552.2145 | -115972.0317 | -110295.0026 | 0.19821 | 0.22222 | 0.2603 | 0.21163
17481 | Lateral Hardening | Lateral Hardening-Fuse-90018076 | Laterals | 13796 | 0.10852 | 6 | 1 | 57400.95 | 0 | 10890.8263 | 12994.5636 | 17060.4597 | -46510.1237 | -44406.3864 | -40340.4903 | 0.18973 | 0.22638 | 0.29722 | 0.21148
13392 | Lateral Hardening | Lateral Hardening-Fuse-10455366 | Laterals | 13171 | 0.34015 | 22 | 51 | 545402.99 | 0 | 108937.4916 | 120776.8695 | 137270.2745 | -436465.4984 | -424626.1205 | -408132.7155 | 0.19974 | 0.22145 | 0.25169 | 0.21144
15545 | Lateral Hardening | Lateral Hardening-Fuse-10662375 | Laterals | 13470 | 0.1928 | 8 | 8 | 207516.32 | 0 | 40930.9257 | 46269.5529 | 54354.2993 | -166585.3943 | -161246.7671 | -153162.0207 | 0.19724 | 0.22297 | 0.26193 | 0.21143
13806 | Lateral Hardening | Lateral Hardening-Fuse-93268649 | Laterals | 13175 | 0.13864 | 14 | 29 | 225881.43 | 0 | 44409.5168 | 50378.4461 | 59960.6342 | -181471.9132 | -175502.9839 | -165920.7958 | 0.19661 | 0.22303 | 0.26545 | 0.21142
17108 | Lateral Hardening | Lateral Hardening-Fuse-93246458 | Laterals | 13606 | 0.057955 | 9 | 11 | 93211.62 | 0 | 18360.2481 | 20724.9067 | 24698.1084 | -74851.3719 | -72486.7133 | -68513.5116 | 0.19697 | 0.22234 | 0.26497 | 0.21138
1102 | Lateral Hardening | Lateral Hardening-Fuse-93088673 | Laterals | 13080 | 0.27746 | 27 | 56 | 520015.1 | 0 | 102771.1234 | 115983.701 | 134587.0372 | -417243.9766 | -404031.399 | -385428.0628 | 0.19763 | 0.22304 | 0.25881 | 0.21137
2007 | Lateral Hardening | Lateral Hardening-Fuse-93030023 | Laterals | 13910 | 0.052462 | 6 | 2 | 50000 | 0 | 9505.6537 | 11291.1249 | 14730.2569 | -40494.3463 | -38708.8751 | -35269.7431 | 0.19011 | 0.22582 | 0.29461 | 0.21128
17092 | Lateral Hardening | Lateral Hardening-Fuse-91324708 | Laterals | 13160 | 0.2358 | 18 | 39 | 277338.99 | 0 | 54397.7082 | 61888.3674 | 73872.2452 | -222941.2818 | -215450.6226 | -203466.7448 | 0.19614 | 0.22315 | 0.26636 | 0.21127
13324 | Lateral Hardening | Lateral Hardening-Fuse-10487525 | Laterals | 13460 | 0.058144 | 4 | 0 | 53214.11 | 0 | 10310.0069 | 11893.1149 | 14877.6876 | -42904.1031 | -41320.9951 | -38336.4224 | 0.19375 | 0.2235 | 0.27958 | 0.21125
16080 | Lateral Hardening | Lateral Hardening-Fuse-60025914 | Laterals | 13303 | 0.1125 | 7 | 2 | 61661.49 | 0 | 11696.0664 | 13915.8472 | 18281.3775 | -49965.4236 | -47745.6428 | -43380.1125 | 0.18968 | 0.22568 | 0.29648 | 0.21116
15541 | Lateral Hardening | Lateral Hardening-Fuse-10433176 | Laterals | 13993 | 0.11326 | 13 | 0 | 171544.3 | 0 | 33221.9088 | 38319.7141 | 47936.8623 | -138322.3912 | -133224.5859 | -123607.4377 | 0.19366 | 0.22338 | 0.27944 | 0.21116
15133 | Lateral Hardening | Lateral Hardening-Fuse-92554262 | Laterals | 13710 | 0.5608 | 37 | 2 | 458913.66 | 0 | 90332.1813 | 101871.4346 | 120958.4151 | -368581.4787 | -357042.2254 | -337955.2449 | 0.19684 | 0.22198 | 0.26358 | 0.21106
6779 | Lateral Hardening | Lateral Hardening-Fuse-91379266 | Laterals | 14012 | 0.16629 | 12 | 28 | 288351.4 | 0 | 57070.9241 | 64016.8582 | 73846.1989 | -231280.4759 | -224334.5418 | -214505.2011 | 0.19792 | 0.22201 | 0.2561 | 0.21097
577 | Lateral Hardening | Lateral Hardening-Fuse-91699038 | Laterals | 13621 | 0.09072 | 6 | 4 | 107724.64 | 0 | 21174.0867 | 23911.5708 | 28365.4422 | -86550.5533 | -83813.0692 | -79359.1978 | 0.19656 | 0.22197 | 0.26331 | 0.21086
12456 | Lateral Hardening | Lateral Hardening-Fuse-92398924 | Laterals | 13205 | 0.20701 | 14 | 23 | 280962.86 | 0 | 54878.7289 | 62560.8746 | 74955.8563 | -226084.1311 | -218401.9854 | -206007.0037 | 0.19532 | 0.22267 | 0.26678 | 0.21067
19337 | Lateral Hardening | Lateral Hardening-Fuse-10536032 | Laterals | 13115 | 0.13807 | 6 | 3 | 100378.32 | 0 | 19558.6245 | 22326.2178 | 27119.1622 | -80819.6955 | -78052.1022 | -73259.1578 | 0.19485 | 0.22242 | 0.27017 | 0.21065
4420 | Lateral Hardening | Lateral Hardening-Fuse-10710599 | Laterals | 14001 | 0.37292 | 17 | 0 | 216946.83 | 0 | 42717.7267 | 48037.8488 | 56548.6446 | -174229.1033 | -168908.9812 | -160398.1854 | 0.1969 | 0.22143 | 0.26066 | 0.21064
10160 | Lateral Hardening | Lateral Hardening-Fuse-60010481 | Laterals | 13158 | 0.1678 | 12 | 23 | 181145.39 | 0 | 35485.1656 | 40258.4622 | 47780.7722 | -145660.2244 | -140886.9278 | -133364.6178 | 0.19589 | 0.22224 | 0.26377 | 0.21059
9711 | Lateral Hardening | Lateral Hardening-Fuse-60305729 | Laterals | 13522 | 0.068939 | 8 | 11 | 89481.29 | 0 | 17102.348 | 20027.2398 | 25703.7797 | -72378.942 | -69454.0502 | -63777.5103 | 0.19113 | 0.22381 | 0.28725 | 0.21055
17554 | Lateral Hardening | Lateral Hardening-Fuse-10282729 | Laterals | 13669 | 0.22689 | 16 | 9 | 214279.52 | 0 | 42217.4199 | 47395.8303 | 55582.8278 | -172062.1001 | -166883.6897 | -158696.6922 | 0.19702 | 0.22119 | 0.25939 | 0.21051
11489 | Lateral Hardening | Lateral Hardening-Fuse-93277516 | Laterals | 13213 | 0.043561 | 5 | 1 | 52002.13 | 0 | 9825.6323 | 11707.959 | 15376.3285 | -42176.4977 | -40294.171 | -36625.8015 | 0.18895 | 0.22514 | 0.29569 | 0.21048
2334 | Lateral Hardening | Lateral Hardening-Fuse-93048122 | Laterals | 13813 | 0.1786 | 6 | 5 | 163918.61 | 0 | 32501.2558 | 36113.3892 | 41595.2489 | -131417.3542 | -127805.2208 | -122323.3611 | 0.19828 | 0.22031 | 0.25376 | 0.21044
15328 | Lateral Hardening | Lateral Hardening-Fuse-10532915 | Laterals | 13705 | 0.076515 | 7 | 4 | 102614.14 | 0 | 20110.5172 | 22751.8355 | 27007.4465 | -82503.6228 | -79862.3045 | -75606.6935 | 0.19598 | 0.22172 | 0.26319 | 0.21043
2419 | Lateral Hardening | Lateral Hardening-Fuse-92878098 | Laterals | 13460 | 0.10985 | 10 | 2 | 105893.06 | 0 | 20773.8871 | 23429.7587 | 27883.6054 | -85119.1729 | -82463.3013 | -78009.4546 | 0.19618 | 0.22126 | 0.26332 | 0.21042
14732 | Lateral Hardening | Lateral Hardening-Fuse-60181092 | Laterals | 13388 | 0.05303 | 4 | 2 | 52789.13 | 0 | 10055.1103 | 11819.5516 | 15215.997 | -42734.0197 | -40969.5784 | -37573.133 | 0.19048 | 0.2239 | 0.28824 | 0.21028
16471 | Lateral Hardening | Lateral Hardening-Fuse-10095393 | Laterals | 13786 | 0.23674 | 13 | 40 | 295430.95 | 0 | 57782.0217 | 65573.986 | 77748.444 | -237648.9283 | -229856.964 | -217682.506 | 0.19559 | 0.22196 | 0.26317 | 0.21026
14197 | Lateral Hardening | Lateral Hardening-Fuse-91689647 | Laterals | 13099 | 0.070644 | 4 | 2 | 50000 | 0 | 9804.3154 | 11073.425 | 13080.9457 | -40195.6846 | -38926.575 | -36919.0543 | 0.19609 | 0.22147 | 0.26162 | 0.21025
13558 | Lateral Hardening | Lateral Hardening-Fuse-10165366 | Laterals | 13045 | 0.17652 | 18 | 35 | 268329.43 | 0 | 52326.2602 | 59671.2502 | 71168.2569 | -216003.1698 | -208658.1798 | -197161.1731 | 0.19501 | 0.22238 | 0.26523 | 0.21024
19578 | Lateral Hardening | Lateral Hardening-Fuse-93048611 | Laterals | 13359 | 0.16345 | 22 | 24 | 291863.6 | 0 | 55366.6653 | 65520.1452 | 84837.318 | -236496.9347 | -226343.4548 | -207026.282 | 0.1897 | 0.22449 | 0.29067 | 0.21023
723 | Lateral Hardening | Lateral Hardening-Fuse-10916832 | Laterals | 13805 | 0.22557 | 14 | 8 | 210748.02 | 0 | 41319.3805 | 46588.591 | 55147.1958 | -169428.6395 | -164159.429 | -155600.8242 | 0.19606 | 0.22106 | 0.26167 | 0.21012
3091 | Lateral Hardening | Lateral Hardening-Fuse-60012698 | Laterals | 13027 | 0.086742 | 9 | 11 | 198638.15 | 0 | 38893.0204 | 44021.7673 | 51957.1838 | -159745.1296 | -154616.3827 | -146680.9662 | 0.1958 | 0.22162 | 0.26157 | 0.21012
705 | Lateral Hardening | Lateral Hardening-Fuse-90192315 | Laterals | 14069 | 0.23277 | 16 | 21 | 341953.96 | 0 | 67841.0253 | 75196.1132 | 85747.2884 | -274112.9347 | -266757.8468 | -256206.6716 | 0.19839 | 0.2199 | 0.25076 | 0.21008
10191 | Lateral Hardening | Lateral Hardening-Fuse-92892234 | Laterals | 13854 | 0.56761 | 33 | 52 | 560357.46 | 0 | 109728.4604 | 124178.0005 | 146266.3929 | -450628.9996 | -436179.4595 | -414091.0671 | 0.19582 | 0.2216 | 0.26102 | 0.21008
15342 | Lateral Hardening | Lateral Hardening-Fuse-91199449 | Laterals | 13591 | 0.15928 | 10 | 17 | 124703.84 | 0 | 24230.7651 | 27680.441 | 33480.9618 | -100473.0749 | -97023.399 | -91222.8782 | 0.19431 | 0.22197 | 0.26848 | 0.21002
415 | Lateral Hardening | Lateral Hardening-Fuse-10657035 | Laterals | 13098 | 0.088636 | 7 | 1 | 95761.5 | 0 | 18445.5703 | 21313.1698 | 26503.0136 | -77315.9297 | -74448.3302 | -69258.4864 | 0.19262 | 0.22257 | 0.27676 | 0.21002
9247 | Lateral Hardening | Lateral Hardening-Fuse-91852786 | Laterals | 13224 | 0.037311 | 3 | 2 | 54904.03 | 0 | 10738.6553 | 12201.4698 | 14266.7645 | -44165.3747 | -42702.5602 | -40637.2655 | 0.19559 | 0.22223 | 0.25985 | 0.21001
16482 | Lateral Hardening | Lateral Hardening-Fuse-93051097 | Laterals | 13593 | 0.099242 | 9 | 16 | 160031.62 | 0 | 30812.8304 | 35619.8766 | 44273.5215 | -129218.7896 | -124411.7434 | -115758.0985 | 0.19254 | 0.22258 | 0.27665 | 0.20996
15813 | Lateral Hardening | Lateral Hardening-Fuse-92299193 | Laterals | 14012 | 0.93807 | 56 | 241 | 923928.54 | 0 | 184007.1377 | 201587.2829 | 230391.1065 | -739921.4023 | -722341.2571 | -693537.4335 | 0.19916 | 0.21818 | 0.24936 | 0.20989
11554 | Lateral Hardening | Lateral Hardening-Fuse-90187222 | Laterals | 13613 | 0.19659 | 18 | 24 | 333958.53 | 0 | 64846.8368 | 74006.3222 | 89532.0265 | -269111.6932 | -259952.2078 | -244426.5035 | 0.19418 | 0.2216 | 0.26809 | 0.2098
17807 | Lateral Hardening | Lateral Hardening-Fuse-10781406 | Laterals | 13171 | 0.22557 | 13 | 26 | 189876.09 | 0 | 36969.6288 | 42083.9275 | 50266.2633 | -152906.4612 | -147792.1625 | -139609.8267 | 0.1947 | 0.22164 | 0.26473 | 0.20979
17324 | Lateral Hardening | Lateral Hardening-Fuse-93245872 | Laterals | 13175 | 0.19375 | 19 | 38 | 345858.27 | 0 | 67731.1192 | 76551.5981 | 89475.7171 | -278127.1508 | -269306.6719 | -256382.5529 | 0.19583 | 0.22134 | 0.25871 | 0.20977
13758 | Lateral Hardening | Lateral Hardening-Fuse-92677664 | Laterals | 13805 | 0.15777 | 7 | 4 | 100997.92 | 0 | 19922.5705 | 22221.0964 | 25661.8497 | -81075.3495 | -78776.8236 | -75336.0703 | 0.19726 | 0.22002 | 0.25408 | 0.20977
3619 | Lateral Hardening | Lateral Hardening-Fuse-91963326 | Laterals | 13043 | 0.1339 | 15 | 19 | 201907.93 | 0 | 39324.2272 | 44669.6331 | 53414.3404 | -162583.7028 | -157238.2969 | -148493.5896 | 0.19476 | 0.22124 | 0.26455 | 0.20968
12807 | Lateral Hardening | Lateral Hardening-Fuse-90050599 | Laterals | 13808 | 0.08447 | 4 | 4 | 58823.29 | 0 | 11385.3885 | 13027.7195 | 15870.5419 | -47437.9015 | -45795.5705 | -42952.7481 | 0.19355 | 0.22147 | 0.2698 | 0.20955
8462 | Lateral Hardening | Lateral Hardening-Fuse-90110678 | Laterals | 14024 | 0.12064 | 8 | 9 | 174313.49 | 0 | 34053.3363 | 38414.6117 | 45210.8063 | -140260.1537 | -135898.8783 | -129102.6837 | 0.19536 | 0.22038 | 0.25936 | 0.20926
15970 | Lateral Hardening | Lateral Hardening-Fuse-10594261 | Laterals | 13516 | 0.14375 | 15 | 28 | 243552.45 | 0 | 46462.8037 | 54097.1103 | 68372.5798 | -197089.6463 | -189455.3397 | -175179.8702 | 0.19077 | 0.22212 | 0.28073 | 0.20917
3757 | Lateral Hardening | Lateral Hardening-Fuse-93299173 | Laterals | 13808 | 0.19754 | 8 | 2 | 157632.61 | 0 | 30753.505 | 34669.9701 | 41101.9837 | -126879.105 | -122962.6399 | -116530.6263 | 0.1951 | 0.21994 | 0.26075 | 0.20911
1992 | Lateral Hardening | Lateral Hardening-Fuse-10662370 | Laterals | 13470 | 0.56042 | 38 | 37 | 577414.52 | 0 | 112705.0345 | 127235.1394 | 149425.0884 | -464709.4855 | -450179.3806 | -427989.4316 | 0.19519 | 0.22035 | 0.25878 | 0.2091
17933 | Lateral Hardening | Lateral Hardening-Fuse-91896456 | Laterals | 14041 | 0.26231 | 14 | 7 | 209871.58 | 0 | 40951.2291 | 46143.5874 | 54390.01 | -168920.3509 | -163727.9926 | -155481.57 | 0.19513 | 0.21987 | 0.25916 | 0.20895
10279 | Lateral Hardening | Lateral Hardening-Fuse-92872333 | Laterals | 13710 | 0.25852 | 15 | 20 | 323058 | 0 | 62953.5901 | 71096.04 | 83982.5029 | -260104.4099 | -251961.96 | -239075.4971 | 0.19487 | 0.22007 | 0.25996 | 0.20894
16231 | Lateral Hardening | Lateral Hardening-Fuse-90291171 | Laterals | 13612 | 0.1214 | 11 | 14 | 174885.13 | 0 | 33528.2133 | 38696.8784 | 48134.1559 | -141356.9167 | -136188.2516 | -126750.9741 | 0.19172 | 0.22127 | 0.27523 | 0.20893
13777 | Lateral Hardening | Lateral Hardening-Fuse-10368972 | Laterals | 13099 | 0.22595 | 14 | 18 | 329597.32 | 0 | 65110.6139 | 71853.3131 | 82305.8638 | -264486.7061 | -257744.0069 | -247291.4562 | 0.19755 | 0.218 | 0.24972 | 0.2089
19074 | Lateral Hardening | Lateral Hardening-Fuse-92892448 | Laterals | 13147 | 0.26818 | 11 | 0 | 124093.5 | 0 | 23860.4275 | 27454.6459 | 33693.1722 | -100233.0725 | -96638.8541 | -90400.3278 | 0.19228 | 0.22124 | 0.27151 | 0.20889
3649 | Lateral Hardening | Lateral Hardening-Fuse-60172932 | Laterals | 13922 | 0.042235 | 5 | 2 | 55821.95 | 0 | 10637.3613 | 12372.9652 | 15657.0231 | -45184.5887 | -43448.9848 | -40164.9269 | 0.19056 | 0.22165 | 0.28048 | 0.20888
17844 | Lateral Hardening | Lateral Hardening-Fuse-10535990 | Laterals | 13115 | 0.13826 | 12 | 19 | 194409.95 | 0 | 37866.1905 | 42823.9078 | 50316.9218 | -156543.7595 | -151586.0422 | -144093.0282 | 0.19477 | 0.22028 | 0.25882 | 0.20883
4720 | Lateral Hardening | Lateral Hardening-Fuse-90801235 | Laterals | 13103 | 0.17121 | 19 | 38 | 220728.71 | 0 | 41941.3469 | 49104.3413 | 61891.5188 | -178787.3631 | -171624.3687 | -158837.1912 | 0.19001 | 0.22246 | 0.2804 | 0.20879
19372 | Lateral Hardening | Lateral Hardening-Fuse-10829496 | Laterals | 13687 | 0.086932 | 4 | 1 | 50000 | 0 | 9635.2593 | 11039.8677 | 13450.2915 | -40364.7407 | -38960.1323 | -36549.7085 | 0.19271 | 0.2208 | 0.26901 | 0.20876
7936 | Lateral Hardening | Lateral Hardening-Fuse-90844641 | Laterals | 13011 | 0.05303 | 6 | 1 | 52789.13 | 0 | 9886.485 | 11796.2177 | 15487.1608 | -42902.645 | -40992.9123 | -37301.9692 | 0.18728 | 0.22346 | 0.29338 | 0.20875
10094 | Lateral Hardening | Lateral Hardening-Fuse-92199715 | Laterals | 13787 | 0.067614 | 4 | 2 | 57931.11 | 0 | 11069.1039 | 12797.9097 | 16119.3665 | -46862.0061 | -45133.2003 | -41811.7435 | 0.19107 | 0.22092 | 0.27825 | 0.20874
14276 | Lateral Hardening | Lateral Hardening-Fuse-10933172 | Laterals | 13896 | 0.10341 | 7 | 8 | 80047.29 | 0 | 15326.9661 | 17734.1118 | 21866.3205 | -64720.3239 | -62313.1782 | -58180.9695 | 0.19147 | 0.22155 | 0.27317 | 0.20866
6168 | Lateral Hardening | Lateral Hardening-Fuse-10159471 | Laterals | 13166 | 0.062311 | 7 | 19 | 148084.96 | 0 | 28756.1816 | 32658.4482 | 38330.7544 | -119328.7784 | -115426.5118 | -109754.2056 | 0.19419 | 0.22054 | 0.25884 | 0.20856
7447 | Lateral Hardening | Lateral Hardening-Fuse-90247492 | Laterals | 13435 | 0.15265 | 9 | 11 | 147732.94 | 0 | 28677.2126 | 32463.8899 | 38612.6704 | -119055.7274 | -115269.0501 | -109120.2696 | 0.19412 | 0.21975 | 0.26137 | 0.20853
17678 | Lateral Hardening | Lateral Hardening-Fuse-10095530 | Laterals | 13786 | 0.28258 | 16 | 3 | 159752.51 | 0 | 30776.6618 | 35217.7501 | 42758.0432 | -128975.8482 | -124534.7599 | -116994.4668 | 0.19265 | 0.22045 | 0.26765 | 0.20849
355 | Lateral Hardening | Lateral Hardening-Fuse-10628962 | Laterals | 13787 | 0.73011 | 35 | 25 | 579423.45 | 0 | 113821.2032 | 126451.36 | 145474.5712 | -465602.2468 | -452972.09 | -433948.8788 | 0.19644 | 0.21824 | 0.25107 | 0.20844
2473 | Lateral Hardening | Lateral Hardening-Fuse-92860646 | Laterals | 13460 | 0.069508 | 4 | 3 | 50000 | 0 | 9549.0704 | 11044.1082 | 13782.0393 | -40450.9296 | -38955.8918 | -36217.9607 | 0.19098 | 0.22088 | 0.27564 | 0.20842
5853 | Lateral Hardening | Lateral Hardening-Fuse-90418531 | Laterals | 13006 | 0.21307 | 13 | 0 | 264031.05 | 0 | 51700.8297 | 57708.7879 | 66929.5 | -212330.2203 | -206322.2621 | -197101.55 | 0.19581 | 0.21857 | 0.25349 | 0.20841
4434 | Lateral Hardening | Lateral Hardening-Fuse-93143616 | Laterals | 13177 | 0.88826 | 96 | 65 | 1576741.38 | 0 | 310149.3454 | 342553.1933 | 396785.9615 | -1266592.0346 | -1234188.1867 | -1179955.4185 | 0.1967 | 0.21725 | 0.25165 | 0.20836
10361 | Lateral Hardening | Lateral Hardening-Fuse-92634086 | Laterals | 13331 | 0.23807 | 23 | 25 | 238074.93 | 0 | 45422.9928 | 52608.846 | 65680.3183 | -192651.9372 | -185466.084 | -172394.6117 | 0.19079 | 0.22098 | 0.27588 | 0.20836
19516 | Lateral Hardening | Lateral Hardening-Fuse-10671298 | Laterals | 13724 | 0.085985 | 5 | 4 | 66164.05 | 0 | 12791.7554 | 14549.5143 | 17394.0626 | -53372.2946 | -51614.5357 | -48769.9874 | 0.19333 | 0.2199 | 0.26289 | 0.20826
7186 | Lateral Hardening | Lateral Hardening-Fuse-93108803 | Laterals | 13693 | 0.16534 | 9 | 3 | 154956.81 | 0 | 30024.3378 | 33944.4011 | 40661.8783 | -124932.4722 | -121012.4089 | -114294.9317 | 0.19376 | 0.21906 | 0.26241 | 0.20821
8313 | Lateral Hardening | Lateral Hardening-Fuse-10635151 | Laterals | 13242 | 0.071212 | 4 | 1 | 50000 | 0 | 9406.8141 | 11104.2829 | 14349.589 | -40593.1859 | -38895.7171 | -35650.411 | 0.18814 | 0.22209 | 0.28699 | 0.20821
17622 | Lateral Hardening | Lateral Hardening-Fuse-10000921 | Laterals | 13236 | 0.14905 | 10 | 5 | 120941.24 | 0 | 22646.4226 | 26892.8007 | 35139.9878 | -98294.8174 | -94048.4393 | -85801.2522 | 0.18725 | 0.22236 | 0.29055 | 0.20812
16847 | Lateral Hardening | Lateral Hardening-Fuse-92609982 | Laterals | 13906 | 0.099053 | 7 | 1 | 100814.04 | 0 | 19571.9425 | 22072.4904 | 26132.891 | -81242.0975 | -78741.5496 | -74681.149 | 0.19414 | 0.21894 | 0.25922 | 0.20809
3820 | Lateral Hardening | Lateral Hardening-Fuse-91457686 | Laterals | 13160 | 0.16193 | 11 | 16 | 109204.2 | 0 | 20673.5981 | 24147.3531 | 30706.0071 | -88530.6019 | -85056.8469 | -78498.1929 | 0.18931 | 0.22112 | 0.28118 | 0.20804
19724 | Lateral Hardening | Lateral Hardening-Fuse-91629609 | Laterals | 13256 | 0.077841 | 4 | 1 | 103233 | 0 | 20044.8846 | 22612.2128 | 26587.5735 | -83188.1154 | -80620.7872 | -76645.4265 | 0.19417 | 0.21904 | 0.25755 | 0.20797
3057 | Lateral Hardening | Lateral Hardening-Fuse-10704181 | Laterals | 13125 | 0.85606 | 60 | 339 | 869258.5 | 0 | 170619.7844 | 188558.2535 | 217827.2136 | -698638.7156 | -680700.2465 | -651431.2864 | 0.19628 | 0.21692 | 0.25059 | 0.2079
9330 | Lateral Hardening | Lateral Hardening-Fuse-92862199 | Laterals | 13460 | 0.11061 | 8 | 3 | 105447.34 | 0 | 20400.4535 | 23086.3368 | 27558.2366 | -85046.8865 | -82361.0032 | -77889.1034 | 0.19347 | 0.21894 | 0.26135 | 0.2079
13861 | Lateral Hardening | Lateral Hardening-Fuse-10897242 | Laterals | 14050 | 0.16572 | 12 | 7 | 125747.68 | 0 | 23831.6482 | 27751.1312 | 35160.8478 | -101916.0318 | -97996.5488 | -90586.8322 | 0.18952 | 0.22069 | 0.27961 | 0.20788
19042 | Lateral Hardening | Lateral Hardening-Fuse-92847844 | Laterals | 13011 | 0.33845 | 17 | 35 | 295003.63 | 0 | 57193.2686 | 64625.2633 | 76104.5869 | -237810.3614 | -230378.3667 | -218899.0431 | 0.19387 | 0.21907 | 0.25798 | 0.20784
17094 | Lateral Hardening | Lateral Hardening-Fuse-10562348 | Laterals | 13296 | 0.2197 | 12 | 2 | 141354.98 | 0 | 26910.9235 | 31082.5227 | 38987.4776 | -114444.0565 | -110272.4573 | -102367.5024 | 0.19038 | 0.21989 | 0.27581 | 0.20778
17401 | Lateral Hardening | Lateral Hardening-Fuse-10120790 | Laterals | 13053 | 0.20095 | 19 | 28 | 286793.14 | 0 | 55510.0812 | 62803.3071 | 74380.5971 | -231283.0588 | -223989.8329 | -212412.5429 | 0.19355 | 0.21898 | 0.25935 | 0.20776
5117 | Lateral Hardening | Lateral Hardening-Fuse-91684087 | Laterals | 13070 | 0.17462 | 10 | 11 | 158132.03 | 0 | 30672.5598 | 34614.6958 | 40452.0245 | -127459.4702 | -123517.3342 | -117680.0055 | 0.19397 | 0.2189 | 0.25581 | 0.20763
12134 | Lateral Hardening | Lateral Hardening-Fuse-92116999 | Laterals | 13020 | 0.10417 | 5 |  | 53108.93 | 0 | 9860.8015 | 11822.23 | 15639.1068 | -43248.1285 | -41286.7 | -37469.8232 | 0.18567 | 0.2226 | 0.29447 | 0.20763
13358 | Lateral Hardening | Lateral Hardening-Fuse-91150572 | Laterals | 13517 | 0.67462 | 78 | 0 | 1387419.83 | 0 | 270595.1567 | 301998.5019 | 350270.1715 | -1116824.6733 | -1085421.3281 | -1037149.6585 | 0.19503 | 0.21767 | 0.25246 | 0.20757
13989 | Lateral Hardening | Lateral Hardening-Fuse-10368941 | Laterals | 13097 | 0.19034 | 10 | 14 | 230891.7 | 0 | 45279.1287 | 50081.6275 | 57172.4322 | -185612.5713 | -180810.0725 | -173719.2678 | 0.19611 | 0.21691 | 0.24762 | 0.2075
6288 | Lateral Hardening | Lateral Hardening-Fuse-10761255 | Laterals | 13432 | 0.04678 | 2 | 5 | 67481.03 | 0 | 13065.0889 | 14803.2397 | 17219.0864 | -54415.9411 | -52677.7903 | -50261.9436 | 0.19361 | 0.21937 | 0.25517 | 0.20749
7889 | Lateral Hardening | Lateral Hardening-Fuse-10842821 | Laterals | 13796 | 0.10417 | 8 | 12 | 127983.5 | 0 | 24772.6365 | 27982.9566 | 32944.2195 | -103210.8635 | -100000.5434 | -95039.2805 | 0.19356 | 0.21865 | 0.25741 | 0.20747
3242 | Lateral Hardening | Lateral Hardening-Fuse-92661379 | Laterals | 13685 | 0.047348 | 9 | 2 | 51808.25 | 0 | 9656.1824 | 11499.4529 | 15028.6394 | -42152.0676 | -40308.7971 | -36779.6106 | 0.18638 | 0.22196 | 0.29008 | 0.20743
8337 | Lateral Hardening | Lateral Hardening-Fuse-60311185 | Laterals | 13279 | 0.02822 | 3 | 6 | 69868.51 | 0 | 13496.7243 | 15334.3913 | 17921.4007 | -56371.7857 | -54534.1187 | -51947.1093 | 0.19317 | 0.21948 | 0.2565 | 0.2074
10071 | Lateral Hardening | Lateral Hardening-Fuse-10900094 | Laterals | 13587 | 0.6947 | 57 | 0 | 1316730.56 | 0 | 257339.5762 | 284880.9363 | 329445.404 | -1059390.9838 | -1031849.6237 | -987285.156 | 0.19544 | 0.21635 | 0.2502 | 0.20719
1113 | Lateral Hardening | Lateral Hardening-Fuse-92418051 | Laterals | 13696 | 0.22822 | 18 | 31 | 348534.25 | 0 | 67660.2363 | 76001.6748 | 87987.8002 | -280874.0137 | -272532.5752 | -260546.4498 | 0.19413 | 0.21806 | 0.25245 | 0.20714
1037 | Lateral Hardening | Lateral Hardening-Fuse-93302323 | Laterals | 13088 | 0.064205 | 7 | 7 | 108942.36 | 0 | 20823.4236 | 23865.0528 | 29118.6946 | -88118.9364 | -85077.3072 | -79823.6654 | 0.19114 | 0.21906 | 0.26729 | 0.20713
16936 | Lateral Hardening | Lateral Hardening-Fuse-10671321 | Laterals | 13724 | 0.099053 | 7 |  | 50000 | 0 | 9350.1958 | 11052.464 | 14288.8516 | -40649.8042 | -38947.536 | -35711.1484 | 0.187 | 0.22105 | 0.28578 | 0.20709
2476 | Lateral Hardening | Lateral Hardening-Fuse-92869275 | Laterals | 13460 | 0.039015 | 5 | 1 | 55554.37 | 0 | 10741.9103 | 12117.2663 | 14242.5593 | -44812.4597 | -43437.1037 | -41311.8107 | 0.19336 | 0.21812 | 0.25637 | 0.20709
12118 | Lateral Hardening | Lateral Hardening-Fuse-60027570 | Laterals | 13094 | 0.035417 | 4 | 15 | 90116.63 | 0 | 17388.6859 | 19725.1626 | 23084.4688 | -72727.9441 | -70391.4674 | -67032.1612 | 0.19296 | 0.21888 | 0.25616 | 0.20706
5025 | Lateral Hardening | Lateral Hardening-Fuse-10650360 | Laterals | 13391 | 0.2375 | 10 | 5 | 155497.71 | 0 | 30322.467 | 33718.6423 | 38859.5578 | -125175.243 | -121779.0677 | -116638.1522 | 0.195 | 0.21684 | 0.2499 | 0.20705
13802 | Lateral Hardening | Lateral Hardening-Fuse-92734254 | Laterals | 13070 | 0.16136 | 15 | 4 | 153608.91 | 0 | 29315.5232 | 33644.0811 | 41198.3424 | -124293.3868 | -119964.8289 | -112410.5676 | 0.19085 | 0.21902 | 0.2682 | 0.20703
9536 | Lateral Hardening | Lateral Hardening-Fuse-60070085 | Laterals | 13046 | 0.10455 | 11 | 18 | 155524.98 | 0 | 29852.9478 | 33987.4148 | 40902.1691 | -125672.0322 | -121537.5652 | -114622.8109 | 0.19195 | 0.21853 | 0.26299 | 0.20703
5194 | Lateral Hardening | Lateral Hardening-Fuse-91929497 | Laterals | 13330 | 0.12633 | 6 | 7 | 167434.37 | 0 | 32599.8445 | 36332.2868 | 42035.0665 | -134834.5255 | -131102.0832 | -125399.3035 | 0.1947 | 0.21699 | 0.25105 | 0.20702
19504 | Lateral Hardening | Lateral Hardening-Fuse-10466910 | Laterals | 13433 | 0.066856 | 9 | 0 | 50000 | 0 | 9256.275 | 11097.4562 | 14680.3354 | -40743.725 | -38902.5438 | -35319.6646 | 0.18513 | 0.22195 | 0.29361 | 0.20702
4608 | Lateral Hardening | Lateral Hardening-Fuse-10516415 | Laterals | 13692 | 0.070833 | 6 | 2 | 58198.69 | 0 | 10959.1452 | 12788.0403 | 16348.9975 | -47239.5448 | -45410.6497 | -41849.6925 | 0.18831 | 0.21973 | 0.28092 | 0.20699
15080 | Lateral Hardening | Lateral Hardening-Fuse-10554584 | Laterals | 13911 | 0.061553 | 6 | 2 | 50000 | 0 | 9473.0439 | 10956.3745 | 13784.2914 | -40526.9561 | -39043.6255 | -36215.7086 | 0.18946 | 0.21913 | 0.27569 | 0.20698
5947 | Lateral Hardening | Lateral Hardening-Fuse-90114231 | Laterals | 14024 | 0.31515 | 16 | 57 | 205181.11 | 0 | 38747.9059 | 45186.0136 | 56545.5613 | -166433.2041 | -159995.0964 | -148635.5487 | 0.18885 | 0.22023 | 0.27559 | 0.20693
10380 | Lateral Hardening | Lateral Hardening-Fuse-60024888 | Laterals | 13303 | 0.25758 | 8 | 0 | 50000 | 0 | 9247.5125 | 11086.9507 | 14666.4382 | -40752.4875 | -38913.0493 | -35333.5618 | 0.18495 | 0.22174 | 0.29333 | 0.20682
10899 | Lateral Hardening | Lateral Hardening-Fuse-91710446 | Laterals | 13622 | 0.1214 | 6 | 2 | 62401.27 | 0 | 11590.5735 | 13803.8048 | 18090.3847 | -50810.6965 | -48597.4652 | -44310.8853 | 0.18574 | 0.22121 | 0.2899 | 0.2068
17988 | Lateral Hardening | Lateral Hardening-Fuse-91414453 | Laterals | 13839 | 0.0066288 | 3 | 10 | 50000 | 0 | 9620.7886 | 10954.9577 | 12777.8233 | -40379.2114 | -39045.0423 | -37222.1767 | 0.19242 | 0.2191 | 0.25556 | 0.20673
13 | Lateral Hardening | Lateral Hardening-Fuse-10745574 | Laterals | 13431 | 0.21705 | 21 | 12 | 361010.79 | 0 | 70361.1582 | 78192.2596 | 89568.9637 | -290649.6318 | -282818.5304 | -271441.8263 | 0.1949 | 0.21659 | 0.24811 | 0.20673
16061 | Lateral Hardening | Lateral Hardening-Fuse-10097025 | Laterals | 13906 | 0.049432 | 4 | 2 | 50000 | 0 | 9293.6196 | 11048.6168 | 14413.8012 | -40706.3804 | -38951.3832 | -35586.1988 | 0.18587 | 0.22097 | 0.28828 | 0.20664
10423 | Lateral Hardening | Lateral Hardening-Fuse-91167346 | Laterals | 13422 | 0.095076 | 6 | 3 | 100735.34 | 0 | 19229.0854 | 21981.2469 | 26794.6483 | -81506.2546 | -78754.0931 | -73940.6917 | 0.19089 | 0.21821 | 0.26599 | 0.20659
7793 | Lateral Hardening | Lateral Hardening-Fuse-92628167 | Laterals | 13668 | 0.1733 | 11 | 1 | 142810.53 | 0 | 27514.6823 | 31030.0958 | 36840.0982 | -115295.8477 | -111780.4342 | -105970.4318 | 0.19267 | 0.21728 | 0.25796 | 0.20658
17548 | Lateral Hardening | Lateral Hardening-Fuse-10643489 | Laterals | 13390 | 0.080492 | 7 | 2 | 102944.68 | 0 | 19541.0243 | 22534.2364 | 27803.9826 | -83403.6557 | -80410.4436 | -75140.6974 | 0.18982 | 0.2189 | 0.27009 | 0.20657
8047 | Lateral Hardening | Lateral Hardening-Fuse-91796302 | Laterals | 13128 | 0.22235 | 16 | 0 | 260997.13 | 0 | 50288.3886 | 56770.4258 | 66997.3362 | -210708.7414 | -204226.7042 | -193999.7938 | 0.19268 | 0.21751 | 0.2567 | 0.20653
17048 | Lateral Hardening | Lateral Hardening-Fuse-92035457 | Laterals | 13442 | 0.059659 | 7 | 1 | 50000 | 0 | 9272.4324 | 11033.0719 | 14490.459 | -40727.5676 | -38966.9281 | -35509.541 | 0.18545 | 0.22066 | 0.28981 | 0.20645
11023 | Lateral Hardening | Lateral Hardening-Fuse-91006500 | Laterals | 13088 | 0.11742 | 11 | 21 | 212328.55 | 0 | 40965.7337 | 46206.8541 | 53927.4086 | -171362.8163 | -166121.6959 | -158401.1414 | 0.19294 | 0.21762 | 0.25398 | 0.20645
2460 | Lateral Hardening | Lateral Hardening-Fuse-60036199 | Laterals | 13156 | 0.14299 | 9 | 22 | 139070.2 | 0 | 26574.6411 | 30359.7215 | 36471.1844 | -112495.5589 | -108710.4785 | -102599.0156 | 0.19109 | 0.21831 | 0.26225 | 0.20637
14511 | Lateral Hardening | Lateral Hardening-Fuse-10898168 | Laterals | 13582 | 0.088447 | 6 | 4 | 103605.76 | 0 | 19905.2887 | 22504.6868 | 26836.5112 | -83700.4713 | -81101.0732 | -76769.2488 | 0.19213 | 0.21721 | 0.25903 | 0.20634
6891 | Lateral Hardening | Lateral Hardening-Fuse-10093665 | Laterals | 13043 | 0.080114 | 6 | 14 | 97761.27 | 0 | 18724.139 | 21303.8381 | 25465.2906 | -79037.131 | -76457.4319 | -72295.9794 | 0.19153 | 0.21792 | 0.26048 | 0.20634
10461 | Lateral Hardening | Lateral Hardening-Fuse-10686061 | Laterals | 13808 | 0.13277 | 7 | 1 | 103867.6 | 0 | 19836.9127 | 22645.8507 | 27357.0388 | -84030.6873 | -81221.7493 | -76510.5612 | 0.19098 | 0.21803 | 0.26338 | 0.20634
12359 | Lateral Hardening | Lateral Hardening-Fuse-10898182 | Laterals | 13582 | 0.083902 | 4 | 0 | 55354.75 | 0 | 10480.1953 | 12085.5239 | 15075.9676 | -44874.5547 | -43269.2261 | -40278.7824 | 0.18933 | 0.21833 | 0.27235 | 0.20633
11962 | Lateral Hardening | Lateral Hardening-Fuse-92225034 | Laterals | 13063 | 0.20341 | 20 | 26 | 422388.27 | 0 | 80855.8934 | 92073.5232 | 110107.8968 | -341532.3766 | -330314.7468 | -312280.3732 | 0.19143 | 0.21798 | 0.26068 | 0.20632
15926 | Lateral Hardening | Lateral Hardening-Fuse-10686043 | Laterals | 13808 | 0.21061 | 11 | 2 | 145402.63 | 0 | 28080.7737 | 31533.2273 | 36823.9963 | -117321.8563 | -113869.4027 | -108578.6337 | 0.19312 | 0.21687 | 0.25326 | 0.20626
2266 | Lateral Hardening | Lateral Hardening-Fuse-92904901 | Laterals | 13159 | 0.1358 | 13 | 22 | 213855.33 | 0 | 41091.5409 | 46504.1668 | 54958.1544 | -172763.7891 | -167351.1632 | -158897.1756 | 0.19215 | 0.21746 | 0.25699 | 0.20622
14842 | Lateral Hardening | Lateral Hardening-Fuse-10866801 | Laterals | 13227 | 0.085795 | 6 | 2 | 96034.08 | 0 | 18261.8521 | 20931.3507 | 25603.9368 | -77772.2279 | -75102.7293 | -70430.1432 | 0.19016 | 0.21796 | 0.26661 | 0.20614
17970 | Lateral Hardening | Lateral Hardening-Fuse-60006837 | Laterals | 13092 | 0.076515 | 7 | 3 | 129615.46 | 0 | 24916.9498 | 28181.7727 | 33131.9048 | -104698.5102 | -101433.6873 | -96483.5552 | 0.19224 | 0.21743 | 0.25562 | 0.20613
16098 | Lateral Hardening | Lateral Hardening-Fuse-10645484 | Laterals | 13148 | 0.39943 | 13 | 5 | 252911.91 | 0 | 48620.2274 | 54866.4092 | 65007.8747 | -204291.6826 | -198045.5008 | -187904.0353 | 0.19224 | 0.21694 | 0.25704 | 0.20613
10454 | Lateral Hardening | Lateral Hardening-Fuse-10704115 | Laterals | 13962 | 0.25511 | 13 | 1 | 261615.01 | 0 | 50174.3521 | 56838.7023 | 67684.5644 | -211440.6579 | -204776.3077 | -193930.4456 | 0.19179 | 0.21726 | 0.25872 | 0.20612
5748 | Lateral Hardening | Lateral Hardening-Fuse-90293238 | Laterals | 13679 | 0.10587 | 10 | 9 | 124195.16 | 0 | 23755.6754 | 27025.2951 | 32364.6126 | -100439.4846 | -97169.8649 | -91830.5474 | 0.19128 | 0.2176 | 0.26059 | 0.20611
1530 | Lateral Hardening | Lateral Hardening-Fuse-10141663 | Laterals | 13122 | 0.1447 | 9 | 15 | 143141.86 | 0 | 27454.4498 | 31099.5536 | 36997.2189 | -115687.4102 | -112042.3064 | -106144.6411 | 0.1918 | 0.21726 | 0.25847 | 0.20611
7874 | Lateral Hardening | Lateral Hardening-Fuse-10465315 | Laterals | 13434 | 0.12197 | 10 | 5 | 141966.31 | 0 | 27435.3396 | 30706.901 | 35788.4054 | -114530.9704 | -111259.409 | -106177.9046 | 0.19325 | 0.2163 | 0.25209 | 0.20605
6620 | Lateral Hardening | Lateral Hardening-Fuse-10367318 | Laterals | 13102 | 0.20492 | 14 | 23 | 211740.43 | 0 | 40687.4994 | 45977.6082 | 54116.9675 | -171052.9306 | -165762.8218 | -157623.4625 | 0.19216 | 0.21714 | 0.25558 | 0.206
2144 | Lateral Hardening | Lateral Hardening-Fuse-10554583 | Laterals | 13911 | 0.059091 | 4 | 4 | 57222.81 | 0 | 10644.0882 | 12583.761 | 16259.4073 | -46578.7218 | -44639.049 | -40963.4027 | 0.18601 | 0.21991 | 0.28414 | 0.20599
17475 | Lateral Hardening | Lateral Hardening-Fuse-10747897 | Laterals | 14021 | 0.12027 | 10 | 10 | 197557.9 | 0 | 38399.7565 | 42594.2884 | 48660.9702 | -159158.1435 | -154963.6116 | -148896.9298 | 0.19437 | 0.2156 | 0.24631 | 0.20594
15856 | Lateral Hardening | Lateral Hardening-Fuse-10451476 | Laterals | 13128 | 0.23523 | 16 | 36 | 321082.08 | 0 | 61727.5519 | 69776.0135 | 81481.009 | -259354.5281 | -251306.0665 | -239601.071 | 0.19225 | 0.21732 | 0.25377 | 0.20592
11088 | Lateral Hardening | Lateral Hardening-Fuse-92413522 | Laterals | 13696 | 0.15473 | 14 | 28 | 207569.33 | 0 | 39630.049 | 45136.0303 | 54203.6301 | -167939.281 | -162433.2997 | -153365.6999 | 0.19092 | 0.21745 | 0.26114 | 0.2059
4576 | Lateral Hardening | Lateral Hardening-Fuse-10895192 | Laterals | 13003 | 0.12178 | 6 | 0 | 72660.73 | 0 | 13541.8436 | 15932.9919 | 20536.4597 | -59118.8864 | -56727.7381 | -52124.2703 | 0.18637 | 0.21928 | 0.28263 | 0.20587
4117 | Lateral Hardening | Lateral Hardening-Fuse-93028409 | Laterals | 13838 | 0.060795 | 7 | 0 | 97886.4 | 0 | 18496.7076 | 21338.129 | 26399.2918 | -79389.6924 | -76548.271 | -71487.1082 | 0.18896 | 0.21799 | 0.26969 | 0.20574
4758 | Lateral Hardening | Lateral Hardening-Fuse-60009050 | Laterals | 13825 | 0.1553 | 14 | 24 | 227266.55 | 0 | 43566.2467 | 49284.8095 | 58221.6424 | -183700.3033 | -177981.7405 | -169044.9076 | 0.1917 | 0.21686 | 0.25618 | 0.20569
16492 | Lateral Hardening | Lateral Hardening-Fuse-93044272 | Laterals | 13813 | 0.074621 | 7 | 3 | 58513.49 | 0 | 10822.3888 | 12870.4907 | 16809.5458 | -47691.1012 | -45642.9993 | -41703.9442 | 0.18496 | 0.21996 | 0.28728 | 0.20569
6506 | Lateral Hardening | Lateral Hardening-Fuse-60166031 | Laterals | 13309 | 0.16117 | 14 | 18 | 156301.24 | 0 | 29468.2647 | 34106.8565 | 42202.7086 | -126832.9753 | -122194.3835 | -114098.5314 | 0.18854 | 0.21821 | 0.27001 | 0.20559
11923 | Lateral Hardening | Lateral Hardening-Fuse-10635153 | Laterals | 13242 | 0.10057 | 4 | 4 | 76448.01 | 0 | 14663.2873 | 16590.6335 | 19395.4283 | -61784.7227 | -59857.3765 | -57052.5817 | 0.19181 | 0.21702 | 0.25371 | 0.20556
5324 | Lateral Hardening | Lateral Hardening-Fuse-91865404 | Laterals | 14025 | 0.12197 | 6 | 2 | 58009.81 | 0 | 11009.6067 | 12594.9557 | 15331.7795 | -47000.2033 | -45414.8543 | -42678.0305 | 0.18979 | 0.21712 | 0.2643 | 0.20544
17928 | Lateral Hardening | Lateral Hardening-Fuse-10092879 | Laterals | 13611 | 0.14375 | 12 | 27 | 238096.41 | 0 | 45641.7994 | 51615.7842 | 60387.3556 | -192454.6106 | -186480.6258 | -177709.0544 | 0.19169 | 0.21679 | 0.25363 | 0.20541
1669 | Lateral Hardening | Lateral Hardening-Fuse-10371708 | Laterals | 13100 | 0.16098 | 13 | 26 | 289436.72 | 0 | 55175.6145 | 62715.6456 | 75227.8975 | -234261.1055 | -226721.0744 | -214208.8225 | 0.19063 | 0.21668 | 0.25991 | 0.20537
722 | Lateral Hardening | Lateral Hardening-Fuse-10101274 | Laterals | 13046 | 0.10966 | 13 | 22 | 175599.96 | 0 | 33280.6336 | 38191.8079 | 46370.6729 | -142319.3264 | -137408.1521 | -129229.2871 | 0.18953 | 0.21749 | 0.26407 | 0.20537
18232 | Lateral Hardening | Lateral Hardening-Fuse-90868672 | Laterals | 13932 | 0.070644 | 4 | 6 | 69464.27 | 0 | 13305.4532 | 15050.7304 | 17607.7993 | -56158.8168 | -54413.5396 | -51856.4707 | 0.19154 | 0.21667 | 0.25348 | 0.20527
1915 | Lateral Hardening | Lateral Hardening-Fuse-10925114 | Laterals | 13342 | 0.33314 | 19 | 15 | 315693.93 | 0 | 60940.9482 | 67932.1152 | 78596.576 | -254752.9818 | -247761.8148 | -237097.354 | 0.19304 | 0.21518 | 0.24896 | 0.20527
9817 | Lateral Hardening | Lateral Hardening-Fuse-90025584 | Laterals | 13391 | 0.19223 | 8 | 5 | 168981.89 | 0 | 32328.0274 | 36477.2986 | 43441.6925 | -136653.8626 | -132504.5914 | -125540.1975 | 0.19131 | 0.21587 | 0.25708 | 0.20525
15041 | Lateral Hardening | Lateral Hardening-Fuse-90750650 | Laterals | 13690 | 0.10966 | 8 | 0 | 53056.71 | 0 | 9807.4809 | 11641.3824 | 15095.1716 | -43249.2291 | -41415.3276 | -37961.5384 | 0.18485 | 0.21941 | 0.28451 | 0.20518
4160 | Lateral Hardening | Lateral Hardening-Fuse-10155412 | Laterals | 13067 | 0.066288 | 8 | 8 | 61242.25 | 0 | 11404.8511 | 13354.7973 | 17126.0688 | -49837.3989 | -47887.4527 | -44116.1812 | 0.18623 | 0.21807 | 0.27964 | 0.20512
2726 | Lateral Hardening | Lateral Hardening-Fuse-91032491 | Laterals | 13004 | 0.20587 | 13 | 1 | 103892.34 | 0 | 19809.169 | 22517.4402 | 26638.9488 | -84083.171 | -81374.8998 | -77253.3912 | 0.19067 | 0.21674 | 0.25641 | 0.20506
17636 | Lateral Hardening | Lateral Hardening-Fuse-60252633 | Laterals | 13028 | 0.17633 | 16 | 35 | 312256.94 | 0 | 59767.8709 | 67550.3615 | 79013.8908 | -252489.0691 | -244706.5785 | -233243.0492 | 0.19141 | 0.21633 | 0.25304 | 0.20505
15453 | Lateral Hardening | Lateral Hardening-Fuse-60027375 | Laterals | 13062 | 0.34356 | 33 | 57 | 572668.36 | 0 | 109552.0223 | 123887.4565 | 145256.3888 | -463116.3377 | -448780.9035 | -427411.9712 | 0.1913 | 0.21633 | 0.25365 | 0.20505
8525 | Lateral Hardening | Lateral Hardening-Fuse-90050079 | Laterals | 13391 | 0.29735 | 12 | 5 | 149237.86 | 0 | 28647.0638 | 32061.7399 | 37696.7907 | -120590.7962 | -117176.1201 | -111541.0693 | 0.19196 | 0.21484 | 0.2526 | 0.20488
18034 | Lateral Hardening | Lateral Hardening-Fuse-90444754 | Laterals | 13078 | 0.19621 | 18 | 23 | 218876.39 | 0 | 41438.131 | 47370.6698 | 57624.5052 | -177438.259 | -171505.7202 | -161251.8848 | 0.18932 | 0.21643 | 0.26327 | 0.20485
8554 | Lateral Hardening | Lateral Hardening-Fuse-93247439 | Laterals | 13031 | 0.059848 | 5 | 8 | 72497.09 | 0 | 13743.1702 | 15678.8217 | 18976.5918 | -58753.9198 | -56818.2683 | -53520.4982 | 0.18957 | 0.21627 | 0.26176 | 0.2048
3018 | Lateral Hardening | Lateral Hardening-Fuse-91134132 | Laterals | 14023 | 0.22898 | 14 | 21 | 249822.66 | 0 | 47816.5205 | 53899.6215 | 62740.4134 | -202006.1395 | -195923.0385 | -187082.2466 | 0.1914 | 0.21575 | 0.25114 | 0.20468
11079 | Lateral Hardening | Lateral Hardening-Fuse-60543582 | Laterals | 14081 | 0.97367 | 76 | 1 | 1243223.87 | 0 | 236491.989 | 268713.5931 | 319331.3604 | -1006731.881 | -974510.2769 | -923892.5096 | 0.19022 | 0.21614 | 0.25686 | 0.20466
11670 | Lateral Hardening | Lateral Hardening-Fuse-10015762 | Laterals | 13161 | 0.070076 | 8 | 16 | 140870.3 | 0 | 26865.2727 | 30398.8328 | 35884.354 | -114005.0273 | -110471.4672 | -104985.946 | 0.19071 | 0.21579 | 0.25473 | 0.20464
5825 | Lateral Hardening | Lateral Hardening-Fuse-10916833 | Laterals | 13805 | 0.1017 | 6 | 1 | 101286.24 | 0 | 19185.3047 | 21891.8302 | 26408.6063 | -82100.9353 | -79394.4098 | -74877.6337 | 0.18942 | 0.21614 | 0.26073 | 0.20456
617 | Lateral Hardening | Lateral Hardening-Fuse-92825667 | Laterals | 14020 | 0.071212 | 7 | 2 | 98243.42 | 0 | 18545.7746 | 21235.2464 | 25847.8972 | -79697.6454 | -77008.1736 | -72395.5228 | 0.18877 | 0.21615 | 0.2631 | 0.20442
2474 | Lateral Hardening | Lateral Hardening-Fuse-10704178 | Laterals | 13962 | 0.43807 | 21 | 0 | 494442.85 | 0 | 95337.0827 | 105600.8118 | 121893.3099 | -399105.7673 | -388842.0382 | -372549.5401 | 0.19282 | 0.21358 | 0.24653 | 0.20442
13128 | Lateral Hardening | Lateral Hardening-Fuse-92807044 | Laterals | 13624 | 0.10303 | 4 | 1 | 50000 | 0 | 9559.854 | 10732.1122 | 12649.0152 | -40440.146 | -39267.8878 | -37350.9848 | 0.1912 | 0.21464 | 0.25298 | 0.20441
807 | Lateral Hardening | Lateral Hardening-Fuse-10758584 | Laterals | 13431 | 0.11761 | 6 | 3 | 110468.4 | 0 | 20936.6707 | 23825.6125 | 28684.4632 | -89531.7293 | -86642.7875 | -81783.9368 | 0.18953 | 0.21568 | 0.25966 | 0.20439
18710 | Lateral Hardening | Lateral Hardening-Fuse-10477227 | Laterals | 13326 | 0.25189 | 18 | 27 | 327110.45 | 0 | 62562.8857 | 70447.2355 | 81815.7141 | -264547.5643 | -256663.2145 | -245294.7359 | 0.19126 | 0.21536 | 0.25012 | 0.20438
8244 | Lateral Hardening | Lateral Hardening-Fuse-93028821 | Laterals | 13611 | 0.098295 | 10 | 14 | 152092.92 | 0 | 28122.3865 | 33137.6492 | 42644.1461 | -123970.5335 | -118955.2708 | -109448.7739 | 0.1849 | 0.21788 | 0.28038 | 0.20434
3886 | Lateral Hardening | Lateral Hardening-Fuse-60427280 | Laterals | 13785 | 1.1547 | 60 | 23 | 787572.89 | 0 | 150254.6115 | 169412.4869 | 199461.4204 | -637318.2785 | -618160.4031 | -588111.4696 | 0.19078 | 0.21511 | 0.25326 | 0.20433
16629 | Lateral Hardening | Lateral Hardening-Fuse-91295320 | Laterals | 13327 | 0.32784 | 21 | 0 | 281877.75 | 0 | 52572.5012 | 61008.0776 | 77363.9512 | -229305.2488 | -220869.6724 | -204513.7988 | 0.18651 | 0.21643 | 0.27446 | 0.20428
2940 | Lateral Hardening | Lateral Hardening-Fuse-10627040 | Laterals | 13147 | 0.1822 | 13 | 16 | 198570.31 | 0 | 37654.6584 | 42836.6751 | 51092.8437 | -160915.6516 | -155733.6349 | -147477.4663 | 0.18963 | 0.21573 | 0.2573 | 0.20423
5389 | Lateral Hardening | Lateral Hardening-Fuse-10080929 | Laterals | 14000 | 0.1142 | 6 | 1 | 57873.15 | 0 | 10594.3949 | 12651.9321 | 16629.1468 | -47278.7551 | -45221.2179 | -41244.0032 | 0.18306 | 0.21861 | 0.28734 | 0.20416
3428 | Lateral Hardening | Lateral Hardening-Fuse-10916831 | Laterals | 13805 | 0.27273 | 15 | 5 | 202368.6 | 0 | 38761.8342 | 43388.8616 | 50396.614 | -163606.7658 | -158979.7384 | -151971.986 | 0.19154 | 0.21441 | 0.24903 | 0.20415
12257 | Lateral Hardening | Lateral Hardening-Fuse-92529799 | Laterals | 13210 | 0.12955 | 10 | 15 | 144926.58 | 0 | 27512.4546 | 31171.1773 | 37250.4797 | -117414.1254 | -113755.4027 | -107676.1003 | 0.18984 | 0.21508 | 0.25703 | 0.20413
12933 | Lateral Hardening | Lateral Hardening-Fuse-10516399 | Laterals | 13041 | 0.20511 | 13 | 13 | 224259.42 | 0 | 42955.4886 | 48089.2685 | 55734.9537 | -181303.9314 | -176170.1515 | -168524.4663 | 0.19154 | 0.21444 | 0.24853 | 0.20411
18057 | Lateral Hardening | Lateral Hardening-Fuse-93165379 | Laterals | 13414 | 0.12064 | 8 | 7 | 117562.88 | 0 | 22392.2944 | 25271.5338 | 29748.3039 | -95170.5856 | -92291.3462 | -87814.5761 | 0.19047 | 0.21496 | 0.25304 | 0.20408
19018 | Lateral Hardening | Lateral Hardening-Fuse-10122222 | Laterals | 13059 | 0.18731 | 16 | 28 | 233856.61 | 0 | 44274.0642 | 50393.2005 | 60342.544 | -189582.5458 | -183463.4095 | -173514.066 | 0.18932 | 0.21549 | 0.25803 | 0.20404
16032 | Lateral Hardening | Lateral Hardening-Fuse-92823405 | Laterals | 13479 | 0.49697 | 32 | 0 | 444201.92 | 0 | 85114.7616 | 95002.8711 | 110516.092 | -359087.1584 | -349199.0489 | -333685.828 | 0.19161 | 0.21387 | 0.2488 | 0.20401
9338 | Lateral Hardening | Lateral Hardening-Fuse-60035810 | Laterals | 13207 | 0.11932 | 15 | 28 | 244681.8 | 0 | 45438.1676 | 53021.9935 | 67450.9779 | -199243.6324 | -191659.8065 | -177230.8221 | 0.1857 | 0.2167 | 0.27567 | 0.204
3154 | Lateral Hardening | Lateral Hardening-Fuse-90287500 | Laterals | 13815 | 0.049432 | 5 | 1 | 52490.07 | 0 | 9609.2395 | 11455.0827 | 15042.6775 | -42880.8305 | -41034.9873 | -37447.3925 | 0.18307 | 0.21823 | 0.28658 | 0.20397
3190 | Lateral Hardening | Lateral Hardening-Fuse-90011846 | Laterals | 13808 | 0.28561 | 15 | 10 | 299694.1 | 0 | 57539.751 | 64078.7602 | 73765.0297 | -242154.349 | -235615.3398 | -225929.0703 | 0.19199 | 0.21381 | 0.24613 | 0.20395
1118 | Lateral Hardening | Lateral Hardening-Fuse-60467103 | Laterals | 13298 | 0.97841 | 43 | 0 | 363744.42 | 0 | 66329.8345 | 79523.6129 | 105198.2808 | -297414.5855 | -284220.8071 | -258546.1392 | 0.18235 | 0.21862 | 0.28921 | 0.20392
4427 | Lateral Hardening | Lateral Hardening-Fuse-92773509 | Laterals | 13294 | 0.064205 | 4 | 1 | 86950.15 | 0 | 16547.4063 | 18666.781 | 21948.5115 | -70402.7437 | -68283.369 | -65001.6385 | 0.19031 | 0.21468 | 0.25243 | 0.20383
1464 | Lateral Hardening | Lateral Hardening-Fuse-91608769 | Laterals | 14274 | 0.085985 | 8 | 5 | 106822.46 | 0 | 20300.2021 | 22926.5722 | 27084.494 | -86522.2579 | -83895.8878 | -79737.966 | 0.19004 | 0.21462 | 0.25355 | 0.20376
3201 | Lateral Hardening | Lateral Hardening-Fuse-92888401 | Laterals | 13854 | 0.23561 | 14 | 15 | 218933.56 | 0 | 41640.4372 | 47041.2962 | 55126.3899 | -177293.1228 | -171892.2638 | -163807.1701 | 0.1902 | 0.21487 | 0.2518 | 0.20376
8649 | Lateral Hardening | Lateral Hardening-Fuse-10637236 | Laterals | 13699 | 0.07822 | 9 | 8 | 118475.8 | 0 | 21884.4331 | 25695.5578 | 32986.0867 | -96591.3669 | -92780.2422 | -85489.7133 | 0.18472 | 0.21688 | 0.27842 | 0.20374
1457 | Lateral Hardening | Lateral Hardening-Fuse-92888192 | Laterals | 13147 | 0.22462 | 16 | 15 | 185867.39 | 0 | 35020.3971 | 39997.797 | 48542.7391 | -150846.9929 | -145869.593 | -137324.6509 | 0.18842 | 0.2152 | 0.26117 | 0.20373
13756 | Lateral Hardening | Lateral Hardening-Fuse-92877031 | Laterals | 14000 | 0.089205 | 6 | 1 | 51356.79 | 0 | 9615.213 | 11081.101 | 13689.491 | -41741.577 | -40275.689 | -37667.299 | 0.18722 | 0.21577 | 0.26656 | 0.20372
13778 | Lateral Hardening | Lateral Hardening-Fuse-90098856 | Laterals | 13959 | 0.21174 | 11 | 2 | 65470.57 | 0 | 11983.5284 | 14253.7085 | 18711.5111 | -53487.0416 | -51216.8615 | -46759.0589 | 0.18304 | 0.21771 | 0.2858 | 0.20372
10746 | Lateral Hardening | Lateral Hardening-Fuse-10544627 | Laterals | 13909 | 0.090152 | 6 | 10 | 122888.74 | 0 | 23337.662 | 26417.2945 | 30971.4343 | -99551.078 | -96471.4455 | -91917.3057 | 0.18991 | 0.21497 | 0.25203 | 0.20364
6000 | Lateral Hardening | Lateral Hardening-Fuse-90105155 | Laterals | 14024 | 0.011364 | 2 | 73 | 50000 | 0 | 9465.279 | 10774.5829 | 12677.6285 | -40534.721 | -39225.4171 | -37322.3715 | 0.18931 | 0.21549 | 0.25355 | 0.20359
6244 | Lateral Hardening | Lateral Hardening-Fuse-92854740 | Laterals | 13011 | 0.1875 | 16 | 17 | 291336.21 | 0 | 55464.8703 | 62401.9458 | 72951.9817 | -235871.3397 | -228934.2642 | -218384.2283 | 0.19038 | 0.21419 | 0.2504 | 0.20353
16178 | Lateral Hardening | Lateral Hardening-Fuse-91378752 | Laterals | 13298 | 0.085795 | 4 | 1 | 55512.15 | 0 | 10322.6785 | 11967.3673 | 15134.0427 | -45189.4715 | -43544.7827 | -40378.1073 | 0.18595 | 0.21558 | 0.27263 | 0.20351
10024 | Lateral Hardening | Lateral Hardening-Fuse-10645518 | Laterals | 13148 | 0.057576 | 4 | 1 | 53166.89 | 0 | 9827.0884 | 11502.7091 | 14711.0203 | -43339.8016 | -41664.1809 | -38455.8697 | 0.18483 | 0.21635 | 0.2767 | 0.20348
8224 | Lateral Hardening | Lateral Hardening-Fuse-91864457 | Laterals | 13185 | 0.12121 | 9 | 21 | 181507.46 | 0 | 33917.7799 | 39153.3681 | 48325.5277 | -147589.6801 | -142354.0919 | -133181.9323 | 0.18687 | 0.21571 | 0.26625 | 0.20346
13504 | Lateral Hardening | Lateral Hardening-Fuse-91598280 | Laterals | 13672 | 0.16534 | 14 | 12 | 205234.02 | 0 | 38957.0518 | 44022.0391 | 51678.8064 | -166276.9682 | -161211.9809 | -153555.2136 | 0.18982 | 0.2145 | 0.2518 | 0.20342
13257 | Lateral Hardening | Lateral Hardening-Fuse-10898138 | Laterals | 13839 | 0.22254 | 12 | 19 | 333244 | 0 | 64042.9793 | 70745.2215 | 81124.6903 | -269201.0207 | -262498.7785 | -252119.3097 | 0.19218 | 0.21229 | 0.24344 | 0.20334
15544 | Lateral Hardening | Lateral Hardening-Fuse-10650467 | Laterals | 13391 | 0.2125 | 12 | 10 | 165210.03 | 0 | 31331.3351 | 35434.2485 | 41525.2643 | -133878.6949 | -129775.7815 | -123684.7657 | 0.18965 | 0.21448 | 0.25135 | 0.20327
17547 | Lateral Hardening | Lateral Hardening-Fuse-10162076 | Laterals | 13142 | 0.020833 | 4 | 1 | 53534.65 | 0 | 10160.013 | 11474.4779 | 13422.0521 | -43374.637 | -42060.1721 | -40112.5979 | 0.18978 | 0.21434 | 0.25072 | 0.20324
9201 | Lateral Hardening | Lateral Hardening-Fuse-91035214 | Laterals | 13303 | 0.1072 | 7 | 2 | 101234.02 | 0 | 19169.031 | 21602.6559 | 25814.787 | -82064.989 | -79631.3641 | -75419.233 | 0.18935 | 0.21339 | 0.255 | 0.20313
14903 | Lateral Hardening | Lateral Hardening-Fuse-92285232 | Laterals | 14111 | 0.12064 | 6 | 12 | 150020.24 | 0 | 28366.8081 | 32127.3715 | 38122.5309 | -121653.4319 | -117892.8685 | -111897.7091 | 0.18909 | 0.21415 | 0.25412 | 0.20311
14001 | Lateral Hardening | Lateral Hardening-Fuse-60048290 | Laterals | 13591 | 0.17879 | 12 | 1 | 394725.92 | 0 | 74755.1088 | 84462.334 | 99769.9527 | -319970.8112 | -310263.586 | -294955.9673 | 0.18938 | 0.21398 | 0.25276 | 0.2031
17781 | Lateral Hardening | Lateral Hardening-Fuse-90472060 | Laterals | 13096 | 0.24015 | 18 | 12 | 316075.18 | 0 | 60206.8262 | 67445.1294 | 78266.1623 | -255868.3538 | -248630.0506 | -237809.0177 | 0.19048 | 0.21338 | 0.24762 | 0.20307
7252 | Lateral Hardening | Lateral Hardening-Fuse-92902067 | Laterals | 13854 | 0.12519 | 7 | 4 | 98290.64 | 0 | 18715.6566 | 20945.746 | 24379.252 | -79574.9834 | -77344.894 | -73911.388 | 0.19041 | 0.2131 | 0.24803 | 0.20298
16277 | Lateral Hardening | Lateral Hardening-Fuse-91644887 | Laterals | 13808 | 0.19545 | 8 | 4 | 171600.65 | 0 | 32614.5208 | 36604.3431 | 42718.2146 | -138986.1292 | -134996.3069 | -128882.4354 | 0.19006 | 0.21331 | 0.24894 | 0.20292
15129 | Lateral Hardening | Lateral Hardening-Fuse-10671326 | Laterals | 13724 | 0.094318 | 5 | 8 | 63619.17 | 0 | 12024.5305 | 13671.1303 | 15935.2919 | -51594.6395 | -49948.0397 | -47683.8781 | 0.18901 | 0.21489 | 0.25048 | 0.20292
12147 | Lateral Hardening | Lateral Hardening-Fuse-93325188 | Laterals | 13906 | 0.11004 | 7 | 3 | 65386.87 | 0 | 11943.6499 | 14188.9038 | 18444.0903 | -53443.2201 | -51197.9662 | -46942.7797 | 0.18266 | 0.217 | 0.28208 | 0.2029
18050 | Lateral Hardening | Lateral Hardening-Fuse-10605167 | Laterals | 13924 | 0.089205 | 7 | 1 | 55795.47 | 0 | 10148.9722 | 12121.3745 | 15949.9368 | -45646.4978 | -43674.0955 | -39845.5332 | 0.1819 | 0.21725 | 0.28586 | 0.2029
798 | Lateral Hardening | Lateral Hardening-Fuse-92867218 | Laterals | 13460 | 0.11534 | 5 | 2 | 106349.52 | 0 | 20042.5864 | 22717.344 | 27266.6986 | -86306.9336 | -83632.176 | -79082.8214 | 0.18846 | 0.21361 | 0.25639 | 0.2028
14463 | Lateral Hardening | Lateral Hardening-Fuse-10142271 | Laterals | 13034 | 0.11742 | 10 | 20 | 73352.05 | 0 | 13548.2138 | 15834.7322 | 19962.6012 | -59803.8362 | -57517.3178 | -53389.4488 | 0.1847 | 0.21587 | 0.27215 | 0.2028
285 | Lateral Hardening | Lateral Hardening-Fuse-92087068 | Laterals | 13030 | 0.096212 | 9 | 5 | 116549.78 | 0 | 21261.0164 | 25250.9804 | 32906.1033 | -95288.7636 | -91298.7996 | -83643.6767 | 0.18242 | 0.21665 | 0.28234 | 0.20268
987 | Lateral Hardening | Lateral Hardening-Fuse-92386499 | Laterals | 13434 | 0.069697 | 4 | 1 | 54174.25 | 0 | 9994.585 | 11652.9153 | 14854.9508 | -44179.665 | -42521.3347 | -39319.2992 | 0.18449 | 0.2151 | 0.27421 | 0.20264
16420 | Lateral Hardening | Lateral Hardening-Fuse-60065132 | Laterals | 13028 | 0.1358 | 13 | 24 | 169912.08 | 0 | 31579.9599 | 36502.0634 | 45330.4326 | -138332.1201 | -133410.0166 | -124581.6474 | 0.18586 | 0.21483 | 0.26679 | 0.20264
16154 | Lateral Hardening | Lateral Hardening-Fuse-91160380 | Laterals | 13268 | 0.13428 | 6 | 1 | 127157.5 | 0 | 24036.0783 | 27090.1018 | 32185.093 | -103121.4217 | -100067.3982 | -94972.407 | 0.18903 | 0.21304 | 0.25311 | 0.20264
10632 | Lateral Hardening | Lateral Hardening-Fuse-60210264 | Laterals | 13330 | 0.22216 | 8 | 2 | 66844.95 | 0 | 12166.4278 | 14495.4095 | 18963.8383 | -54678.5222 | -52349.5405 | -47881.1117 | 0.18201 | 0.21685 | 0.2837 | 0.20263
14568 | Lateral Hardening | Lateral Hardening-Fuse-10050734 | Laterals | 13199 | 0.11799 | 9 | 14 | 153729.88 | 0 | 28600.9479 | 32991.7464 | 40922.9111 | -125128.9321 | -120738.1336 | -112806.9689 | 0.18605 | 0.21461 | 0.2662 | 0.20263
292 | Lateral Hardening | Lateral Hardening-Fuse-93432285 | Laterals | 13532 | 0.13258 | 15 | 1 | 455552.78 | 0 | 86052.6302 | 97121.779 | 115354.7736 | -369500.1498 | -358431.001 | -340198.0064 | 0.1889 | 0.2132 | 0.25322 | 0.20262
13235 | Lateral Hardening | Lateral Hardening-Fuse-60060544 | Laterals | 13175 | 0.072538 | 8 | 13 | 81411.67 | 0 | 15023.7487 | 17511.3468 | 22259.7171 | -66387.9213 | -63900.3232 | -59151.9529 | 0.18454 | 0.2151 | 0.27342 | 0.2026
17516 | Lateral Hardening | Lateral Hardening-Fuse-93329431 | Laterals | 13723 | 0.14394 | 7 | 1 | 120356.02 | 0 | 22637.071 | 25652.9327 | 30890.3387 | -97718.949 | -94703.0873 | -89465.6813 | 0.18808 | 0.21314 | 0.25666 | 0.20246
6364 | Lateral Hardening | Lateral Hardening-Fuse-60015235 | Laterals | 13008 | 0.26155 | 19 | 19 | 260898.62 | 0 | 48992.2663 | 55793.4006 | 66874.3577 | -211906.3537 | -205105.2194 | -194024.2623 | 0.18778 | 0.21385 | 0.25632 | 0.20246
5568 | Lateral Hardening | Lateral Hardening-Fuse-93248784 | Laterals | 13175 | 0.12633 | 11 | 19 | 197348.33 | 0 | 37335.2633 | 42120.1963 | 49169.91 | -160013.0667 | -155228.1337 | -148178.42 | 0.18918 | 0.21343 | 0.24915 | 0.20246
17825 | Lateral Hardening | Lateral Hardening-Fuse-10716356 | Laterals | 13959 | 0.12822 | 10 | 2 | 102981.16 | 0 | 19177.9854 | 22069.9046 | 27057.9101 | -83803.1746 | -80911.2554 | -75923.2499 | 0.18623 | 0.21431 | 0.26275 | 0.2023
10555 | Lateral Hardening | Lateral Hardening-Fuse-10487580 | Laterals | 13458 | 0.083333 | 4 | 0 | 55307.53 | 0 | 10257.7545 | 11838.4071 | 14824.473 | -45049.7755 | -43469.1229 | -40483.057 | 0.18547 | 0.21405 | 0.26804 | 0.2023
17621 | Lateral Hardening | Lateral Hardening-Fuse-90874579 | Laterals | 13096 | 0.11705 | 11 | 6 | 117772.5 | 0 | 21930.4185 | 25196.9735 | 30840.1593 | -95842.0815 | -92575.5265 | -86932.3407 | 0.18621 | 0.21395 | 0.26186 | 0.2021
9529 | Lateral Hardening | Lateral Hardening-Fuse-90283831 | Laterals | 13389 | 0.10492 | 7 | 6 | 121203.82 | 0 | 22615.0414 | 25875.0525 | 31603.2635 | -98588.7786 | -95328.7675 | -89600.5565 | 0.18659 | 0.21348 | 0.26074 | 0.20207
17313 | Lateral Hardening | Lateral Hardening-Fuse-10087612 | Laterals | 13389 | 0.074432 | 5 | 8 | 74217.75 | 0 | 13694.7412 | 15917.6085 | 20044.8633 | -60523.0088 | -58300.1415 | -54172.8867 | 0.18452 | 0.21447 | 0.27008 | 0.20206
11133 | Lateral Hardening | Lateral Hardening-Fuse-10686098 | Laterals | 13808 | 0.16723 | 8 | 2 | 150675.53 | 0 | 28614.1294 | 31926.3543 | 36990.274 | -122061.4006 | -118749.1757 | -113685.256 | 0.18991 | 0.21189 | 0.2455 | 0.20206
8780 | Lateral Hardening | Lateral Hardening-Fuse-60298262 | Laterals | 13298 | 0.098674 | 5 | 1 | 101034.4 | 0 | 18951.6922 | 21513.6935 | 25896.4327 | -82082.7078 | -79520.7065 | -75137.9673 | 0.18758 | 0.21293 | 0.25631 | 0.20206
9351 | Lateral Hardening | Lateral Hardening-Fuse-92440588 | Laterals | 13189 | 0.033523 | 4 | 1 | 77702.28 | 0 | 14632.6714 | 16582.3433 | 19345.626 | -63069.6086 | -61119.9367 | -58356.654 | 0.18832 | 0.21341 | 0.24897 | 0.20191
4559 | Lateral Hardening | Lateral Hardening-Fuse-10674223 | Laterals | 13414 | 0.10947 | 8 | 18 | 159864.22 | 0 | 30123.8397 | 34059.1304 | 39816.8101 | -129740.3803 | -125805.0896 | -120047.4099 | 0.18843 | 0.21305 | 0.24907 | 0.20188
18666 | Lateral Hardening | Lateral Hardening-Fuse-60201167 | Laterals | 13256 | 0.17689 | 12 | 19 | 165467.66 | 0 | 30935.2665 | 35286.755 | 42517.2719 | -134532.3935 | -130180.905 | -122950.3881 | 0.18696 | 0.21325 | 0.25695 | 0.20185
15643 | Lateral Hardening | Lateral Hardening-Fuse-93216414 | Laterals | 13656 | 0.12083 | 4 | 1 | 58424.05 | 0 | 10807.5774 | 12495.0479 | 15593.5631 | -47616.4726 | -45929.0021 | -42830.4869 | 0.18499 | 0.21387 | 0.2669 | 0.20184
5121 | Lateral Hardening | Lateral Hardening-Fuse-10650554 | Laterals | 13391 | 0.17083 | 7 | 1 | 111658.9 | 0 | 20925.6467 | 23746.3622 | 28546.4631 | -90733.2533 | -87912.5378 | -83112.4369 | 0.18741 | 0.21267 | 0.25566 | 0.20181
18873 | Lateral Hardening | Lateral Hardening-Fuse-10686280 | Laterals | 13808 | 0.070265 | 4 | 2 | 50000 | 0 | 9265.9041 | 10661.7696 | 13275.3934 | -40734.0959 | -39338.2304 | -36724.6066 | 0.18532 | 0.21324 | 0.26551 | 0.20171
11762 | Lateral Hardening | Lateral Hardening-Fuse-10477660 | Laterals | 13435 | 0.08447 | 5 | 13 | 74543.29 | 0 | 13989.1322 | 15917.6981 | 18605.8677 | -60554.1578 | -58625.5919 | -55937.4223 | 0.18766 | 0.21354 | 0.2496 | 0.20162
1409 | Lateral Hardening | Lateral Hardening-Fuse-10095541 | Laterals | 13786 | 0.080303 | 4 | 2 | 55055.69 | 0 | 10054.0174 | 11817.2005 | 15209.6914 | -45001.6726 | -43238.4895 | -39845.9986 | 0.18262 | 0.21464 | 0.27626 | 0.20159
9863 | Lateral Hardening | Lateral Hardening-Fuse-10556620 | Laterals | 13298 | 0.21307 | 10 | 2 | 114471.36 | 0 | 20688.744 | 24706.9404 | 32430.4914 | -93782.616 | -89764.4196 | -82040.8686 | 0.18073 | 0.21584 | 0.28331 | 0.20152
11196 | Lateral Hardening | Lateral Hardening-Fuse-10097053 | Laterals | 13461 | 0.07197 | 7 | 3 | 62223.13 | 0 | 11286.2532 | 13402.3909 | 17456.6521 | -50936.8768 | -48820.7391 | -44766.4779 | 0.18138 | 0.21539 | 0.28055 | 0.2015
11372 | Lateral Hardening | Lateral Hardening-Fuse-60475606 | Laterals | 13805 | 0.12841 | 7 | 1 | 59053.65 | 0 | 10664.9217 | 12737.7362 | 16757.2405 | -48388.7283 | -46315.9138 | -42296.4095 | 0.1806 | 0.2157 | 0.28376 | 0.20144
10850 | Lateral Hardening | Lateral Hardening-Fuse-10482595 | Laterals | 13457 | 0.082197 | 6 | 0 | 50000 | 0 | 9055.5161 | 10757.5969 | 14073.0559 | -40944.4839 | -39242.4031 | -35926.9441 | 0.18111 | 0.21515 | 0.28146 | 0.20136
19524 | Lateral Hardening | Lateral Hardening-Fuse-10580691 | Laterals | 13105 | 0.10455 | 11 | 18 | 195538.23 | 0 | 36701.3878 | 41562.2721 | 48710.8792 | -158836.8422 | -153975.9579 | -146827.3508 | 0.18769 | 0.21255 | 0.24911 | 0.20129
18573 | Lateral Hardening | Lateral Hardening-Fuse-93233792 | Laterals | 13696 | 0.16799 | 15 | 9 | 191946.11 | 0 | 35727.7881 | 40740.7919 | 49691.1662 | -156218.3219 | -151205.3181 | -142254.9438 | 0.18613 | 0.21225 | 0.25888 | 0.20124
7064 | Lateral Hardening | Lateral Hardening-Fuse-10599390 | Laterals | 13473 | 0.085417 | 5 | 0 | 55480.67 | 0 | 10237.7866 | 11810.2099 | 14771.4739 | -45242.8834 | -43670.4601 | -40709.1961 | 0.18453 | 0.21287 | 0.26625 | 0.2012
2942 | Lateral Hardening | Lateral Hardening-Fuse-60029660 | Laterals | 13093 | 0.1089 | 10 | 20 | 188040.25 | 0 | 35284.2489 | 39924.6822 | 46847.4079 | -152756.0011 | -148115.5678 | -141192.8421 | 0.18764 | 0.21232 | 0.24914 | 0.20119
10897 | Lateral Hardening | Lateral Hardening-Fuse-92929978 | Laterals | 13006 | 0.54242 | 27 | 25 | 532180.54 | 0 | 100907.656 | 112071.0144 | 128931.4077 | -431272.884 | -420109.5256 | -403249.1323 | 0.18961 | 0.21059 | 0.24227 | 0.20117
18634 | Lateral Hardening | Lateral Hardening-Fuse-10645514 | Laterals | 13148 | 0.093371 | 6 | 2 | 104015 | 0 | 19527.9602 | 22022.9448 | 26002.4271 | -84487.0398 | -81992.0552 | -78012.5729 | 0.18774 | 0.21173 | 0.24999 | 0.20116
14577 | Lateral Hardening | Lateral Hardening-Fuse-10595496 | Laterals | 13698 | 0.10795 | 12 | 16 | 156825.66 | 0 | 28517.5909 | 33599.3182 | 43407.6727 | -128308.0691 | -123226.3418 | -113417.9873 | 0.18184 | 0.21425 | 0.27679 | 0.20106
10710 | Lateral Hardening | Lateral Hardening-Fuse-91637001 | Laterals | 13158 | 0.16155 | 13 | 12 | 323367.8 | 0 | 60915.0449 | 68202.5222 | 80048.5713 | -262452.7551 | -255165.2778 | -243319.2287 | 0.18838 | 0.21091 | 0.24755 | 0.20105
14310 | Lateral Hardening | Lateral Hardening-Fuse-10705932 | Laterals | 13268 | 0.11212 | 4 | 1 | 71055.25 | 0 | 13244.5175 | 15052.2088 | 18163.9806 | -57810.7325 | -56003.0412 | -52891.2694 | 0.1864 | 0.21184 | 0.25563 | 0.20095
19658 | Lateral Hardening | Lateral Hardening-Fuse-10562364 | Laterals | 13296 | 0.093182 | 6 |  | 52196.01 | 0 | 9377.6987 | 11243.0324 | 14872.9118 | -42818.3113 | -40952.9776 | -37323.0982 | 0.17966 | 0.2154 | 0.28494 | 0.20091
7836 | Lateral Hardening | Lateral Hardening-Fuse-10588799 | Laterals | 13471 | 0.15341 | 17 | 36 | 497995.47 | 0 | 93787.5323 | 105120.8574 | 122354.7372 | -404207.9377 | -392874.6126 | -375640.7328 | 0.18833 | 0.21109 | 0.24569 | 0.20089
3378 | Lateral Hardening | Lateral Hardening-Fuse-10153135 | Laterals | 13154 | 0.1661 | 13 | 26 | 236023.73 | 0 | 44190.6122 | 49999.2158 | 58834.3571 | -191833.1178 | -186024.5142 | -177189.3729 | 0.18723 | 0.21184 | 0.24927 | 0.20082
11081 | Lateral Hardening | Lateral Hardening-Fuse-10898188 | Laterals | 13582 | 0.060606 | 5 |  | 50000 | 0 | 8978.2274 | 10764.1017 | 14239.3554 | -41021.7726 | -39235.8983 | -35760.6446 | 0.17956 | 0.21528 | 0.28479 | 0.2008
11936 | Lateral Hardening | Lateral Hardening-Fuse-10088540 | Laterals | 13175 | 0.15436 | 12 | 14 | 132154.6 | 0 | 24451.2142 | 28096.2136 | 34315.3789 | -107703.3858 | -104058.3864 | -97839.2211 | 0.18502 | 0.2126 | 0.25966 | 0.20076
8897 | Lateral Hardening | Lateral Hardening-Fuse-90525946 | Laterals | 13162 | 0.067614 | 4 | 6 | 79377.45 | 0 | 14702.7901 | 16854.59 | 20569.8217 | -64674.6599 | -62522.86 | -58807.6283 | 0.18523 | 0.21233 | 0.25914 | 0.20075
16127 | Lateral Hardening | Lateral Hardening-Fuse-93020579 | Laterals | 13840 | 0.054167 | 4 | 2 | 56813.57 | 0 | 10369.515 | 12108.2456 | 15494.8572 | -46444.055 | -44705.3244 | -41318.7128 | 0.18252 | 0.21312 | 0.27273 | 0.20072
13098 | Lateral Hardening | Lateral Hardening-Fuse-10679409 | Laterals | 13807 | 0.076894 | 5 | 1 | 117072.1 | 0 | 21931.558 | 24747.171 | 29151.8087 | -95140.542 | -92324.929 | -87920.2913 | 0.18733 | 0.21138 | 0.24901 | 0.20072
7049 | Lateral Hardening | Lateral Hardening-Fuse-10657025 | Laterals | 13098 | 0.22879 | 14 | 28 | 309978.85 | 0 | 58222.5159 | 65588.7148 | 76062.7308 | -251756.3341 | -244390.1352 | -233916.1192 | 0.18783 | 0.21159 | 0.24538 | 0.20071
11773 | Lateral Hardening | Lateral Hardening-Fuse-60168640 | Laterals | 14266 | 0.19451 | 14 | 25 | 274467.98 | 0 | 51508.0711 | 58026.7822 | 67378.088 | -222959.9089 | -216441.1978 | -207089.892 | 0.18767 | 0.21142 | 0.24549 | 0.20057
12998 | Lateral Hardening | Lateral Hardening-Fuse-10645468 | Laterals | 13148 | 0.082576 | 4 | 1 | 55244.57 | 0 | 10093.6913 | 11763.0719 | 14940.1505 | -45150.8787 | -43481.4981 | -40304.4195 | 0.18271 | 0.21293 | 0.27044 | 0.20055
5280 | Lateral Hardening | Lateral Hardening-Fuse-10129816 | Laterals | 13422 | 0.55455 | 23 | 37 | 631642.47 | 0 | 119613.2723 | 132344.9428 | 151544.9698 | -512029.1977 | -499297.5272 | -480097.5002 | 0.18937 | 0.20953 | 0.23992 | 0.20047
5756 | Lateral Hardening | Lateral Hardening-Fuse-92821702 | Laterals | 13749 | 0.50663 | 41 | 104 | 519589.73 | 0 | 96747.6007 | 109717.0382 | 131972.4288 | -422842.1293 | -409872.6918 | -387617.3012 | 0.1862 | 0.21116 | 0.25399 | 0.20047
792 | Lateral Hardening | Lateral Hardening-Fuse-10667333 | Laterals | 13785 | 0.069508 | 6 |  | 50228.51 | 0 | 9001.4463 | 10791.939 | 14276.1802 | -41227.0637 | -39436.571 | -35952.3298 | 0.17921 | 0.21486 | 0.28422 | 0.20041
7463 | Lateral Hardening | Lateral Hardening-Fuse-93217510 | Laterals | 13656 | 0.15682 | 8 | 9 | 160582.47 | 0 | 30349.5643 | 33676.6314 | 38661.5726 | -130232.9057 | -126905.8386 | -121920.8974 | 0.189 | 0.20972 | 0.24076 | 0.20039
7184 | Lateral Hardening | Lateral Hardening-Fuse-92110062 | Laterals | 13612 | 0.049242 | 5 | 5 | 223845.11 | 0 | 41700.1629 | 47470.9683 | 55799.8769 | -182144.9471 | -176374.1417 | -168045.2331 | 0.18629 | 0.21207 | 0.24928 | 0.20032
8167 | Lateral Hardening | Lateral Hardening-Fuse-90050012 | Laterals | 13390 | 0.15587 | 10 | 4 | 113139.2 | 0 | 20781.1138 | 23964.7563 | 30055.1922 | -92358.0862 | -89174.4437 | -83084.0078 | 0.18368 | 0.21182 | 0.26565 | 0.20032
938 | Lateral Hardening | Lateral Hardening-Fuse-60077926 | Laterals | 13153 | 0.016288 | 1 | 3 | 50000 | 0 | 9363.6067 | 10564.2358 | 12269.9198 | -40636.3933 | -39435.7642 | -37730.0802 | 0.18727 | 0.21128 | 0.2454 | 0.20029
10723 | Lateral Hardening | Lateral Hardening-Fuse-10216489 | Laterals | 13492 | 0.51193 | 49 | 193 | 1028328.69 | 0 | 194431.1775 | 214687.6373 | 248763.7696 | -833897.5125 | -813641.0527 | -779564.9204 | 0.18907 | 0.20877 | 0.24191 | 0.20027
10948 | Lateral Hardening | Lateral Hardening-Fuse-91526636 | Laterals | 13961 | 0.051515 | 5 | 1 | 52663.21 | 0 | 9466.3572 | 11280.971 | 14814.7103 | -43196.8528 | -41382.239 | -37848.4997 | 0.17975 | 0.21421 | 0.28131 | 0.20025
4257 | Lateral Hardening | Lateral Hardening-Fuse-92107167 | Laterals | 13470 | 0.22765 | 15 | 27 | 308207.48 | 0 | 57719.84 | 65128.6884 | 75409.7076 | -250487.64 | -243078.7916 | -232797.7724 | 0.18728 | 0.21131 | 0.24467 | 0.20023
18269 | Lateral Hardening | Lateral Hardening-Fuse-92988570 | Laterals | 14025 | 0.060985 | 4 | 1 | 53450.21 | 0 | 9701.6525 | 11392.7764 | 14613.6972 | -43748.5575 | -42057.4336 | -38836.5128 | 0.18151 | 0.21315 | 0.27341 | 0.20019
17404 | Lateral Hardening | Lateral Hardening-Fuse-90133557 | Laterals | 13695 | 0.13731 | 12 | 20 | 178915.36 | 0 | 32481.2428 | 38094.7425 | 48955.3852 | -146434.1172 | -140820.6175 | -129959.9748 | 0.18155 | 0.21292 | 0.27362 | 0.20017
11556 | Lateral Hardening | Lateral Hardening-Fuse-10671209 | Laterals | 13724 | 0.072159 | 4 | 2 | 50000 | 0 | 9178.5404 | 10592.3445 | 13205.4283 | -40821.4596 | -39407.6555 | -36794.5717 | 0.18357 | 0.21185 | 0.26411 | 0.20011
8971 | Lateral Hardening | Lateral Hardening-Fuse-92859964 | Laterals | 13098 | 0.092424 | 5 | 3 | 108374.98 | 0 | 20242.3574 | 22815.3824 | 26921.8826 | -88132.6226 | -85559.5976 | -81453.0974 | 0.18678 | 0.21052 | 0.24841 | 0.20007
8013 | Lateral Hardening | Lateral Hardening-Fuse-92884653 | Laterals | 13796 | 0.24261 | 10 | 4 | 120348.12 | 0 | 22269.1656 | 25442.6041 | 30813.0645 | -98078.9544 | -94905.5159 | -89535.0555 | 0.18504 | 0.21141 | 0.25603 | 0.20005
13032 | Lateral Hardening | Lateral Hardening-Fuse-92749311 | Laterals | 13243 | 0.24072 | 23 | 0 | 182410.21 | 0 | 33448.2606 | 38592.2745 | 48440.5193 | -148961.9494 | -143817.9355 | -133969.6907 | 0.18337 | 0.21157 | 0.26556 | 0.20005
16792 | Lateral Hardening | Lateral Hardening-Fuse-10198086 | Laterals | 13334 | 0.23939 | 23 | 22 | 298561.61 | 0 | 55467.2414 | 63078.3375 | 75155.9696 | -243094.3686 | -235483.2725 | -223405.6404 | 0.18578 | 0.21127 | 0.25173 | 0.20002
12756 | Lateral Hardening | Lateral Hardening-Fuse-90896803 | Laterals | 13096 | 0.36345 | 29 | 0 | 346869.64 | 0 | 63929.611 | 73441.1047 | 89881.141 | -282940.029 | -273428.5353 | -256988.499 | 0.1843 | 0.21173 | 0.25912 | 0.20001
7951 | Lateral Hardening | Lateral Hardening-Fuse-60224466 | Laterals | 13227 | 0.15189 | 8 | 13 | 164361.22 | 0 | 30842.1798 | 34582.3866 | 39936.5741 | -133519.0402 | -129778.8334 | -124424.6459 | 0.18765 | 0.2104 | 0.24298 | 0.20001
7269 | Lateral Hardening | Lateral Hardening-Fuse-92678839 | Laterals | 13805 | 0.052273 | 4 | 4 | 52726.17 | 0 | 9520.1066 | 11246.3621 | 14546.292 | -43206.0634 | -41479.8079 | -38179.878 | 0.18056 | 0.2133 | 0.27588 | 0.19991
2521 | Lateral Hardening | Lateral Hardening-Fuse-10572997 | Laterals | 13371 | 0.070644 | 4 | 1 | 54252.95 | 0 | 9855.8346 | 11527.2182 | 14733.7709 | -44397.1154 | -42725.7318 | -39519.1791 | 0.18166 | 0.21247 | 0.27158 | 0.1999
12853 | Lateral Hardening | Lateral Hardening-Fuse-92369983 | Laterals | 13707 | 0.096212 | 10 | 7 | 201014.96 | 0 | 37593.0849 | 42211.8166 | 49576.4351 | -163421.8751 | -158803.1434 | -151438.5249 | 0.18702 | 0.20999 | 0.24663 | 0.19987
16506 | Lateral Hardening | Lateral Hardening-Fuse-90528008 | Laterals | 13621 | 0.073485 | 6 | 1 | 54489.05 | 0 | 9818.695 | 11637.089 | 15077.0149 | -44670.355 | -42851.961 | -39412.0351 | 0.1802 | 0.21357 | 0.2767 | 0.19986
2391 | Lateral Hardening | Lateral Hardening-Fuse-60567503 | Laterals | 13817 | 0.039394 | 3 | 3 | 66826.93 | 0 | 12468.1047 | 14078.9594 | 16511.0156 | -54358.8253 | -52747.9706 | -50315.9144 | 0.18657 | 0.21068 | 0.24707 | 0.19985
1178 | Lateral Hardening | Lateral Hardening-Fuse-93118452 | Laterals | 13039 | 0.21989 | 14 | 23 | 224773.89 | 0 | 41817.805 | 47407.8727 | 56086.7592 | -182956.085 | -177366.0173 | -168687.1308 | 0.18604 | 0.21091 | 0.24953 | 0.19985
14072 | Lateral Hardening | Lateral Hardening-Fuse-91764663 | Laterals | 13633 | 0.061932 | 4 | 4 | 50000 | 0 | 9258.1838 | 10545.5523 | 12728.8082 | -40741.8162 | -39454.4477 | -37271.1918 | 0.18516 | 0.21091 | 0.25458 | 0.19983
15927 | Lateral Hardening | Lateral Hardening-Fuse-92607261 | Laterals | 13390 | 0.21098 | 10 | 8 | 173452.79 | 0 | 32440.0059 | 36445.1358 | 42549.8846 | -141012.7841 | -137007.6542 | -130902.9054 | 0.18702 | 0.21012 | 0.24531 | 0.19978
9468 | Lateral Hardening | Lateral Hardening-Fuse-10471366 | Laterals | 13230 | 0.073106 | 6 | 1 | 50000 | 0 | 9152.2348 | 10572.9582 | 13217.6979 | -40847.7652 | -39427.0418 | -36782.3021 | 0.18304 | 0.21146 | 0.26435 | 0.1997
16603 | Lateral Hardening | Lateral Hardening-Fuse-60372736 | Laterals | 13485 | 0.19413 | 11 |  | 60585.43 | 0 | 10816.7343 | 12968.309 | 17155.2042 | -49768.6957 | -47617.121 | -43430.2258 | 0.17854 | 0.21405 | 0.28316 | 0.19965
17852 | Lateral Hardening | Lateral Hardening-Fuse-92860629 | Laterals | 13460 | 0.070455 | 4 | 1 | 54237.21 | 0 | 9830.1748 | 11513.589 | 14727.2789 | -44407.0352 | -42723.621 | -39509.9311 | 0.18124 | 0.21228 | 0.27153 | 0.19958
15128 | Lateral Hardening | Lateral Hardening-Fuse-90532438 | Laterals | 13839 | 0.14867 | 9 | 48 | 210177.01 | 0 | 38693.8594 | 44374.8035 | 53975.6405 | -171483.1506 | -165802.2065 | -156201.3695 | 0.1841 | 0.21113 | 0.25681 | 0.19948
18147 | Lateral Hardening | Lateral Hardening-Fuse-10367298 | Laterals | 13102 | 0.17462 | 16 | 40 | 331765.28 | 0 | 61714.8084 | 69782.9497 | 81860.4234 | -270050.4716 | -261982.3303 | -249904.8566 | 0.18602 | 0.21034 | 0.24674 | 0.19939
18591 | Lateral Hardening | Lateral Hardening-Fuse-91247238 | Laterals | 13679 | 0.091667 | 7 | 8 | 51561.41 | 0 | 9339.1678 | 10920.9124 | 13966.8785 | -42222.2422 | -40640.4976 | -37594.5315 | 0.18113 | 0.2118 | 0.27088 | 0.19931
10336 | Lateral Hardening | Lateral Hardening-Fuse-10795719 | Laterals | 13695 | 0.23939 | 17 | 13 | 227617.04 | 0 | 41925.9603 | 47905.1799 | 58360.3042 | -185691.0797 | -179711.8601 | -169256.7358 | 0.1842 | 0.21046 | 0.2564 | 0.1993
18800 | Lateral Hardening | Lateral Hardening-Fuse-10472614 | Laterals | 14114 | 0.12879 | 10 | 13 | 142837.06 | 0 | 25747.8999 | 30329.1476 | 39163.2536 | -117089.1601 | -112507.9124 | -103673.8064 | 0.18026 | 0.21233 | 0.27418 | 0.19927
578 | Lateral Hardening | Lateral Hardening-Fuse-90113172 | Laterals | 13896 | 0.060417 | 8 | 5 | 64684.31 | 0 | 11650.9925 | 13736.9477 | 17733.424 | -53033.3175 | -50947.3623 | -46950.886 | 0.18012 | 0.21237 | 0.27415 | 0.1992
11953 | Lateral Hardening | Lateral Hardening-Fuse-10173520 | Laterals | 13191 | 0.21269 | 18 | 27 | 275979.02 | 0 | 51117.033 | 57979.7124 | 68822.989 | -224861.987 | -217999.3076 | -207156.031 | 0.18522 | 0.21009 | 0.24938 | 0.1991
10983 | Lateral Hardening | Lateral Hardening-Fuse-92938076 | Laterals | 13001 | 0.081061 | 6 | 0 | 55118.65 | 0 | 9808.3146 | 11759.3029 | 15555.8632 | -45310.3354 | -43359.3471 | -39562.7868 | 0.17795 | 0.21335 | 0.28223 | 0.199
16226 | Lateral Hardening | Lateral Hardening-Fuse-90816670 | Laterals | 13509 | 0.089962 | 6 | 0 | 96380.36 | 0 | 17712.498 | 20261.9455 | 24705.0395 | -78667.862 | -76118.4145 | -71675.3205 | 0.18378 | 0.21023 | 0.25633 | 0.19897
15521 | Lateral Hardening | Lateral Hardening-Fuse-91836998 | Laterals | 13624 | 0.12197 | 5 |  | 50149.81 | 0 | 9213.0056 | 10542.1625 | 12835.7738 | -40936.8044 | -39607.6475 | -37314.0362 | 0.18371 | 0.21021 | 0.25595 | 0.19888
18434 | Lateral Hardening | Lateral Hardening-Fuse-10363971 | Laterals | 13096 | 0.14659 | 11 | 9 | 207605.76 | 0 | 38906.9336 | 43208.8222 | 49781.9065 | -168698.8264 | -164396.9378 | -157823.8535 | 0.18741 | 0.20813 | 0.23979 | 0.19886
1734 | Lateral Hardening | Lateral Hardening-Fuse-10091423 | Laterals | 13373 | 0.20208 | 16 | 27 | 275134.06 | 0 | 50970.5699 | 57736.544 | 67911.6374 | -224163.4901 | -217397.516 | -207222.4226 | 0.18526 | 0.20985 | 0.24683 | 0.19879
19341 | Lateral Hardening | Lateral Hardening-Fuse-60024010 | Laterals | 13679 | 0.064205 | 5 | 2 | 53209.11 | 0 | 9743.7943 | 11193.6747 | 13699.0876 | -43465.3157 | -42015.4353 | -39510.0224 | 0.18312 | 0.21037 | 0.25746 | 0.19873
67 | Lateral Hardening | Lateral Hardening-Fuse-10168787 | Laterals | 13208 | 0.18068 | 14 | 23 | 210701.77 | 0 | 38906.3042 | 44163.0079 | 52797.4496 | -171795.4658 | -166538.7621 | -157904.3204 | 0.18465 | 0.2096 | 0.25058 | 0.19873
6671 | Lateral Hardening | Lateral Hardening-Fuse-91908502 | Laterals | 13205 | 0.092803 | 8 | 18 | 207878.39 | 0 | 38420.6524 | 43560.1643 | 51750.9528 | -169457.7376 | -164318.2257 | -156127.4372 | 0.18482 | 0.20955 | 0.24895 | 0.19865
9442 | Lateral Hardening | Lateral Hardening-Fuse-10827137 | Laterals | 13769 | 0.28902 | 20 | 33 | 393788.74 | 0 | 73139.3528 | 82342.7759 | 96016.2231 | -320649.3872 | -311445.9641 | -297772.5169 | 0.18573 | 0.2091 | 0.24383 | 0.19855
10074 | Lateral Hardening | Lateral Hardening-Fuse-92007445 | Laterals | 13479 | 0.071023 | 5 | 1 | 54284.43 | 0 | 9689.2841 | 11526.6369 | 15018.4865 | -44595.1459 | -42757.7931 | -39265.9435 | 0.17849 | 0.21234 | 0.27666 | 0.19846
540 | Lateral Hardening | Lateral Hardening-Fuse-92483415 | Laterals | 13813 | 0.4697 | 17 | 3 | 224194.24 | 0 | 40906.6481 | 47177.5536 | 57922.3679 | -183287.5919 | -177016.6864 | -166271.8721 | 0.18246 | 0.21043 | 0.25836 | 0.19844
15570 | Lateral Hardening | Lateral Hardening-Fuse-60320298 | Laterals | 13373 | 0.09375 | 8 | 11 | 127117.8 | 0 | 23498.8942 | 26621.5258 | 31379.1712 | -103618.9058 | -100496.2742 | -95738.6288 | 0.18486 | 0.20942 | 0.24685 | 0.19843
7954 | Lateral Hardening | Lateral Hardening-Fuse-10643527 | Laterals | 13390 | 0.22197 | 12 | 14 | 234028.96 | 0 | 43512.0332 | 48858.9227 | 56642.1101 | -190516.9268 | -185170.0373 | -177386.8499 | 0.18593 | 0.20877 | 0.24203 | 0.19839
4141 | Lateral Hardening | Lateral Hardening-Fuse-10705925 | Laterals | 13268 | 0.12879 | 10 | 3 | 143550.31 | 0 | 26158.2479 | 30152.1679 | 37233.1398 | -117392.0621 | -113398.1421 | -106317.1702 | 0.18222 | 0.21005 | 0.25937 | 0.19829
16007 | Lateral Hardening | Lateral Hardening-Fuse-90887498 | Laterals | 13612 | 0.057765 | 5 | 15 | 152654.56 | 0 | 28141.7023 | 31911.3996 | 38104.2597 | -124512.8577 | -120743.1604 | -114550.3003 | 0.18435 | 0.20904 | 0.24961 | 0.19828
7895 | Lateral Hardening | Lateral Hardening-Fuse-60337673 | Laterals | 14001 | 0.48826 | 28 | 0 | 442847.22 | 0 | 82366.4565 | 92017.8523 | 107686.9659 | -360480.7635 | -350829.3677 | -335160.2541 | 0.18599 | 0.20779 | 0.24317 | 0.19825
4555 | Lateral Hardening | Lateral Hardening-Fuse-60574520 | Laterals | 13723 | 0.20341 | 10 | 4 | 60848.01 | 0 | 10867.1901 | 12899.4908 | 16722.6706 | -49980.8199 | -47948.5192 | -44125.3394 | 0.1786 | 0.212 | 0.27483 | 0.19824
16869 | Lateral Hardening | Lateral Hardening-Fuse-91785986 | Laterals | 13071 | 0.089015 | 9 | 3 | 135806.23 | 0 | 25016.1006 | 28354.9316 | 34031.7486 | -110790.1294 | -107451.2984 | -101774.4814 | 0.1842 | 0.20879 | 0.25059 | 0.19822
2077 | Lateral Hardening | Lateral Hardening-Fuse-92616631 | Laterals | 13461 | 0.15152 | 8 | 5 | 156720.43 | 0 | 29259.1328 | 32510.1714 | 37511.9453 | -127461.2972 | -124210.2586 | -119208.4847 | 0.1867 | 0.20744 | 0.23936 | 0.19819
12620 | Lateral Hardening | Lateral Hardening-Fuse-91918853 | Laterals | 13522 | 0.10492 | 11 | 15 | 147696.46 | 0 | 27067.8699 | 30915.2483 | 37554.624 | -120628.5901 | -116781.2117 | -110141.836 | 0.18327 | 0.20932 | 0.25427 | 0.19818
12374 | Lateral Hardening | Lateral Hardening-Fuse-92543862 | Laterals | 13686 | 0.22917 | 9 | 5 | 158735.15 | 0 | 29633.3791 | 32949.8977 | 37881.2804 | -129101.7709 | -125785.2523 | -120853.8696 | 0.18668 | 0.20758 | 0.23864 | 0.19815
3300 | Lateral Hardening | Lateral Hardening-Fuse-10080938 | Laterals | 14000 | 0.30208 | 8 | 3 | 73487.23 | 0 | 13098.5345 | 15565.5508 | 20317.2513 | -60388.6955 | -57921.6792 | -53169.9787 | 0.17824 | 0.21181 | 0.27647 | 0.19814
6569 | Lateral Hardening | Lateral Hardening-Fuse-90706574 | Laterals | 13373 | 0.13674 | 12 | 19 | 202144.03 | 0 | 37336.4694 | 42235.4072 | 49696.2955 | -164807.5606 | -159908.6228 | -152447.7345 | 0.1847 | 0.20894 | 0.24585 | 0.19809
376 | Lateral Hardening | Lateral Hardening-Fuse-90292803 | Laterals | 13622 | 0.070833 | 6 | 2 | 58198.69 | 0 | 10357.975 | 12336.8039 | 16122.573 | -47840.715 | -45861.8861 | -42076.117 | 0.17798 | 0.21198 | 0.27703 | 0.19808
10996 | Lateral Hardening | Lateral Hardening-Fuse-90864902 | Laterals | 14114 | 0.1142 | 8 | 12 | 113097.72 | 0 | 20779.9089 | 23622.1994 | 28426.9427 | -92317.8111 | -89475.5206 | -84670.7773 | 0.18373 | 0.20887 | 0.25135 | 0.19803
13225 | Lateral Hardening | Lateral Hardening-Fuse-10562350 | Laterals | 13296 | 0.15928 | 8 | 2 | 82823.77 | 0 | 14736.8028 | 17521.8558 | 23020.0148 | -68086.9672 | -65301.9142 | -59803.7552 | 0.17793 | 0.21156 | 0.27794 | 0.19802
671 | Lateral Hardening | Lateral Hardening-Fuse-90858554 | Laterals | 13911 | 0.097538 | 6 | 13 | 139222.6 | 0 | 25790.2551 | 29100.0436 | 33643.7299 | -113432.3449 | -110122.5564 | -105578.8701 | 0.18524 | 0.20902 | 0.24165 | 0.19802
11807 | Lateral Hardening | Lateral Hardening-Fuse-60203518 | Laterals | 13439 | 0.12765 | 11 | 15 | 158462.62 | 0 | 28361.4579 | 33427.5675 | 43206.223 | -130101.1621 | -125035.0525 | -115256.397 | 0.17898 | 0.21095 | 0.27266 | 0.19794
3939 | Lateral Hardening | Lateral Hardening-Fuse-10297942 | Laterals | 13737 | 0.96364 | 87 | 160 | 1650766.19 | 0 | 310804.1345 | 339024.7508 | 385491.8232 | -1339962.0555 | -1311741.4392 | -1265274.3668 | 0.18828 | 0.20537 | 0.23352 | 0.19793
12657 | Lateral Hardening | Lateral Hardening-Fuse-93278602 | Laterals | 13213 | 0.038826 | 5 | 5 | 59468.63 | 0 | 10968.0481 | 12422.0254 | 14596.7496 | -48500.5819 | -47046.6046 | -44871.8804 | 0.18443 | 0.20888 | 0.24545 | 0.19787
5367 | Lateral Hardening | Lateral Hardening-Fuse-10595464 | Laterals | 13698 | 0.17443 | 16 | 0 | 104090.05 | 0 | 18415.7935 | 22078.9098 | 29207.2162 | -85674.2565 | -82011.1402 | -74882.8338 | 0.17692 | 0.21211 | 0.2806 | 0.19785
5237 | Lateral Hardening | Lateral Hardening-Fuse-60026919 | Laterals | 13303 | 0.16591 | 9 | 1 | 62170.17 | 0 | 11020.5524 | 13172.0163 | 17352.1944 | -51149.6176 | -48998.1537 | -44817.9756 | 0.17726 | 0.21187 | 0.27911 | 0.19783
9433 | Lateral Hardening | Lateral Hardening-Fuse-91914594 | Laterals | 13460 | 0.18011 | 10 | 5 | 154658.49 | 0 | 28733.8002 | 32084.881 | 37139.2455 | -125924.6898 | -122573.609 | -117519.2445 | 0.18579 | 0.20746 | 0.24014 | 0.19772
18646 | Lateral Hardening | Lateral Hardening-Fuse-92872360 | Laterals | 13710 | 0.35227 | 20 | 16 | 354937.98 | 0 | 64900.187 | 74016.6431 | 90273.1861 | -290037.793 | -280921.3369 | -264664.7939 | 0.18285 | 0.20853 | 0.25434 | 0.1977
16872 | Lateral Hardening | Lateral Hardening-Fuse-92585734 | Laterals | 13305 | 0.092045 | 7 | 1 | 100483.5 | 0 | 18206.466 | 21052.4589 | 26233.8801 | -82277.034 | -79431.0411 | -74249.6199 | 0.18119 | 0.20951 | 0.26108 | 0.19767
9061 | Lateral Hardening | Lateral Hardening-Fuse-91008297 | Laterals | 13656 | 0.25265 | 18 | 32 | 287160.16 | 0 | 52767.6849 | 59898.4026 | 71004.3126 | -234392.4751 | -227261.7574 | -216155.8474 | 0.18376 | 0.20859 | 0.24726 | 0.19756
19127 | Lateral Hardening | Lateral Hardening-Fuse-92030537 | Laterals | 13023 | 0.075568 | 7 | 12 | 126624.12 | 0 | 22839.6706 | 26595.41 | 33318.3341 | -103784.4494 | -100028.71 | -93305.7859 | 0.18037 | 0.21003 | 0.26313 | 0.19755
10171 | Lateral Hardening | Lateral Hardening-Fuse-90701163 | Laterals | 13840 | 0.19792 | 15 | 13 | 263674.55 | 0 | 49043.8916 | 54596.9698 | 62773.9998 | -214630.6584 | -209077.5802 | -200900.5502 | 0.186 | 0.20706 | 0.23807 | 0.19753
279 | Lateral Hardening | Lateral Hardening-Fuse-10686222 | Laterals | 13808 | 0.21686 | 10 | 3 | 105908.8 | 0 | 19363.098 | 22100.9193 | 26675.1974 | -86545.702 | -83807.8807 | -79233.6026 | 0.18283 | 0.20868 | 0.25187 | 0.19749
12960 | Lateral Hardening | Lateral Hardening-Fuse-10005887 | Laterals | 13183 | 0.078409 | 9 | 9 | 92414.85 | 0 | 16574.3091 | 19406.0704 | 24827.6211 | -75840.5409 | -73008.7796 | -67587.2289 | 0.17935 | 0.20999 | 0.26865 | 0.19747
13626 | Lateral Hardening | Lateral Hardening-Fuse-10454008 | Laterals | 13130 | 0.052083 | 4 | 3 | 60570.43 | 0 | 10876.7589 | 12702.7054 | 16207.1841 | -49693.6711 | -47867.7246 | -44363.2459 | 0.17957 | 0.20972 | 0.26758 | 0.19742
4921 | Lateral Hardening | Lateral Hardening-Fuse-92030019 | Laterals | 13023 | 0.1464 | 12 | 17 | 207894.13 | 0 | 38030.994 | 43292.7058 | 52305.4414 | -169863.136 | -164601.4242 | -155588.6886 | 0.18293 | 0.20824 | 0.2516 | 0.19739
15769 | Lateral Hardening | Lateral Hardening-Fuse-10804822 | Laterals | 13951 | 0.17405 | 14 | 0 | 176520.78 | 0 | 32641.9661 | 36560.8391 | 42842.1069 | -143878.8139 | -139959.9409 | -133678.6731 | 0.18492 | 0.20712 | 0.2427 | 0.19736
13053 | Lateral Hardening | Lateral Hardening-Fuse-10471363 | Laterals | 13230 | 0.14602 | 11 | 17 | 159685.29 | 0 | 29215.7968 | 33257.4504 | 40074.2403 | -130469.4932 | -126427.8396 | -119611.0497 | 0.18296 | 0.20827 | 0.25096 | 0.19735
11019 | Lateral Hardening | Lateral Hardening-Fuse-10895245 | Laterals | 13003 | 0.2642 | 15 | 13 | 221310.3 | 0 | 40903.7302 | 45897.9174 | 53537.861 | -180406.5698 | -175412.3826 | -167772.439 | 0.18483 | 0.20739 | 0.24191 | 0.1973
8973 | Lateral Hardening | Lateral Hardening-Fuse-10142262 | Laterals | 13034 | 0.15057 | 8 | 6 | 162231.43 | 0 | 29838.4324 | 33699.1256 | 39738.4149 | -132392.9976 | -128532.3044 | -122493.0151 | 0.18393 | 0.20772 | 0.24495 | 0.19717
10594 | Lateral Hardening | Lateral Hardening-Fuse-90296844 | Laterals | 13007 | 0.17708 | 12 | 24 | 229076.65 | 0 | 42115.9366 | 47650.2381 | 55995.5862 | -186960.7134 | -181426.4119 | -173081.0638 | 0.18385 | 0.20801 | 0.24444 | 0.19716
9049 | Lateral Hardening | Lateral Hardening-Fuse-10167751 | Laterals | 13206 | 0.10152 | 10 | 9 | 163846.39 | 0 | 30261.1229 | 33954.036 | 39501.8104 | -133585.2671 | -129892.354 | -124344.5796 | 0.18469 | 0.20723 | 0.24109 | 0.19709
5063 | Lateral Hardening | Lateral Hardening-Fuse-60104332 | Laterals | 13079 | 0.16098 | 19 | 34 | 259178.75 | 0 | 47034.9445 | 54054.9618 | 66378.1766 | -212143.8055 | -205123.7882 | -192800.5734 | 0.18148 | 0.20856 | 0.25611 | 0.19707
13402 | Lateral Hardening | Lateral Hardening-Fuse-93220396 | Laterals | 13459 | 0.078977 | 4 | 2 | 58875.51 | 0 | 10568.7225 | 12315.9716 | 15655.237 | -48306.7875 | -46559.5384 | -43220.273 | 0.17951 | 0.20919 | 0.2659 | 0.19705
15387 | Lateral Hardening | Lateral Hardening-Fuse-10632132 | Laterals | 13311 | 0.375 | 27 | 24 | 638228.04 | 0 | 118736.6508 | 131343.4691 | 151149.6604 | -519491.3892 | -506884.5709 | -487078.3796 | 0.18604 | 0.20579 | 0.23683 | 0.19705
10420 | Lateral Hardening | Lateral Hardening-Fuse-93337204 | Laterals | 13117 | 0.16837 | 9 | 4 | 118616.72 | 0 | 21041.0819 | 25001.6158 | 32452.9587 | -97575.6381 | -93615.1042 | -86163.7613 | 0.17739 | 0.21078 | 0.2736 | 0.19702
7385 | Lateral Hardening | Lateral Hardening-Fuse-92498571 | Laterals | 13225 | 0.17424 | 13 | 17 | 244560.55 | 0 | 45088.2942 | 50753.1931 | 58892.2655 | -199472.2558 | -193807.3569 | -185668.2845 | 0.18436 | 0.20753 | 0.24081 | 0.19696
13037 | Lateral Hardening | Lateral Hardening-Fuse-91605469 | Laterals | 13838 | 0.18504 | 10 | 23 | 162214.48 | 0 | 29572.6856 | 33786.7755 | 40618.7774 | -132641.7944 | -128427.7045 | -121595.7026 | 0.18231 | 0.20828 | 0.2504 | 0.19691
18053 | Lateral Hardening | Lateral Hardening-Fuse-92309821 | Laterals | 13473 | 0.25739 | 12 | 26 | 148577.16 | 0 | 27235.5783 | 30893.0847 | 36458.793 | -121341.5817 | -117684.0753 | -112118.367 | 0.18331 | 0.20793 | 0.24539 | 0.1969
17398 | Lateral Hardening | Lateral Hardening-Fuse-60179219 | Laterals | 13001 | 0.19886 | 16 | 19 | 247320 | 0 | 45390.3282 | 51357.4458 | 60421.2433 | -201929.6718 | -195962.5542 | -186898.7567 | 0.18353 | 0.20766 | 0.2443 | 0.19684
5454 | Lateral Hardening | Lateral Hardening-Fuse-92970724 | Laterals | 13254 | 0.39053 | 20 | 0 | 406052.13 | 0 | 74534.0281 | 84207.9699 | 99429.7866 | -331518.1019 | -321844.1601 | -306622.3434 | 0.18356 | 0.20738 | 0.24487 | 0.19684
13106 | Lateral Hardening | Lateral Hardening-Fuse-10629007 | Laterals | 13787 | 0.75246 | 32 | 33 | 526360.31 | 0 | 96404.8216 | 109295.3461 | 129742.9682 | -429955.4884 | -417064.9639 | -396617.3418 | 0.18315 | 0.20764 | 0.24649 | 0.19683
17739 | Lateral Hardening | Lateral Hardening-Fuse-10580685 | Laterals | 13105 | 0.19735 | 16 | 24 | 243264.08 | 0 | 44487.3628 | 50557.4611 | 60214.8896 | -198776.7172 | -192706.6189 | -183049.1904 | 0.18288 | 0.20783 | 0.24753 | 0.19683
1216 | Lateral Hardening | Lateral Hardening-Fuse-10465340 | Laterals | 13434 | 0.23693 | 22 | 0 | 238526.42 | 0 | 42233.4942 | 50171.7302 | 65435.2628 | -196292.9258 | -188354.6898 | -173091.1572 | 0.17706 | 0.21034 | 0.27433 | 0.19677
305 | Lateral Hardening | Lateral Hardening-Fuse-10509555 | Laterals | 13128 | 0.10038 | 7 | 2 | 60654.13 | 0 | 10720.5482 | 12772.7014 | 16693.5576 | -49933.5818 | -47881.4286 | -43960.5724 | 0.17675 | 0.21058 | 0.27523 | 0.19675
10297 | Lateral Hardening | Lateral Hardening-Fuse-91436136 | Laterals | 13389 | 0.12064 | 6 | 8 | 125931.56 | 0 | 23072.3592 | 26169.6465 | 30672.2446 | -102859.2008 | -99761.9135 | -95259.3154 | 0.18321 | 0.20781 | 0.24356 | 0.19663
10241 | Lateral Hardening | Lateral Hardening-Fuse-92322837 | Laterals | 13187 | 0.15398 | 12 | 24 | 239765.03 | 0 | 43989.5703 | 49765.393 | 58136.046 | -195775.4597 | -189999.637 | -181628.984 | 0.18347 | 0.20756 | 0.24247 | 0.1966
1877 | Lateral Hardening | Lateral Hardening-Fuse-92529554 | Laterals | 13210 | 0.22443 | 19 | 15 | 306349.19 | 0 | 56374.7648 | 63323.781 | 74003.9892 | -249974.4252 | -243025.409 | -232345.2008 | 0.18402 | 0.2067 | 0.24157 | 0.19658
2665 | Lateral Hardening | Lateral Hardening-Fuse-93322497 | Laterals | 13723 | 0.050189 | 4 | 1 | 52553.03 | 0 | 9648.4165 | 10867.4823 | 12791.5342 | -42904.6135 | -41685.5477 | -39761.4958 | 0.18359 | 0.20679 | 0.2434 | 0.19653
2863 | Lateral Hardening | Lateral Hardening-Fuse-60069782 | Laterals | 13026 | 0.21231 | 16 | 28 | 235934.29 | 0 | 43028.8081 | 48909.548 | 58770.2509 | -192905.4819 | -187024.742 | -177164.0391 | 0.18238 | 0.2073 | 0.2491 | 0.19653
2052 | Lateral Hardening | Lateral Hardening-Fuse-60320582 | Laterals | 13268 | 0.16989 | 6 | 2 | 106443.96 | 0 | 19615.2353 | 21969.0885 | 25574.812 | -86828.7247 | -84474.8715 | -80869.148 | 0.18428 | 0.20639 | 0.24027 | 0.19651
19102 | Lateral Hardening | Lateral Hardening-Fuse-91990126 | Laterals | 13219 | 0.21534 | 15 | 27 | 283186.71 | 0 | 51989.7288 | 58671.5204 | 68471.6269 | -231196.9812 | -224515.1896 | -214715.0831 | 0.18359 | 0.20718 | 0.24179 | 0.19649
14041 | Lateral Hardening | Lateral Hardening-Fuse-90485558 | Laterals | 14040 | 0.085417 | 4 | 3 | 63340.67 | 0 | 11524.4816 | 13145.7664 | 15869.8125 | -51816.1884 | -50194.9036 | -47470.8575 | 0.18194 | 0.20754 | 0.25055 | 0.19648
4532 | Lateral Hardening | Lateral Hardening-Fuse-10714673 | Laterals | 13019 | 0.15928 | 12 | 20 | 124703.84 | 0 | 22305.953 | 26031.6625 | 33087.2836 | -102397.887 | -98672.1775 | -91616.5564 | 0.17887 | 0.20875 | 0.26533 | 0.19648
1883 | Lateral Hardening | Lateral Hardening-Fuse-92631714 | Laterals | 13303 | 0.1375 | 7 | 1 | 59809.17 | 0 | 10535.2885 | 12583.4909 | 16548.0489 | -49273.8815 | -47225.6791 | -43261.1211 | 0.17615 | 0.21039 | 0.27668 | 0.19648
16272 | Lateral Hardening | Lateral Hardening-Fuse-10627030 | Laterals | 13147 | 0.21818 | 10 | 8 | 170120.91 | 0 | 31229.1641 | 35184.7794 | 41267.014 | -138891.7459 | -134936.1306 | -128853.896 | 0.18357 | 0.20682 | 0.24257 | 0.19645
14591 | Lateral Hardening | Lateral Hardening-Fuse-60224255 | Laterals | 13041 | 0.07822 | 6 | 1 | 54882.55 | 0 | 9706.4778 | 11532.173 | 14978.1024 | -45176.0722 | -43350.377 | -39904.4476 | 0.17686 | 0.21012 | 0.27291 | 0.19644
11730 | Lateral Hardening | Lateral Hardening-Fuse-10895185 | Laterals | 13003 | 0.37348 | 16 | 0 | 130565.03 | 0 | 23599.9906 | 27138.8988 | 33302.9451 | -106965.0394 | -103426.1312 | -97262.0849 | 0.18075 | 0.20786 | 0.25507 | 0.19632
1661 | Lateral Hardening | Lateral Hardening-Fuse-92614565 | Laterals | 13303 | 0.24773 | 16 | 5 | 165797.59 | 0 | 29845.9973 | 34414.6809 | 43147.7245 | -135951.5927 | -131382.9091 | -122649.8655 | 0.18001 | 0.20757 | 0.26024 | 0.1963
17303 | Lateral Hardening | Lateral Hardening-Fuse-10167755 | Laterals | 13206 | 0.1517 | 16 | 16 | 235540.74 | 0 | 43108.765 | 48749.4743 | 57361.4691 | -192431.975 | -186791.2657 | -178179.2709 | 0.18302 | 0.20697 | 0.24353 | 0.19626
13735 | Lateral Hardening | Lateral Hardening-Fuse-92895208 | Laterals | 13854 | 0.38049 | 18 | 34 | 444965.17 | 0 | 81148.8421 | 92243.383 | 109560.7849 | -363816.3279 | -352721.787 | -335404.3851 | 0.18237 | 0.2073 | 0.24622 | 0.19624
6095 | Lateral Hardening | Lateral Hardening-Fuse-92022285 | Laterals | 13420 | 0.17614 | 15 | 21 | 217207.95 | 0 | 39571.8395 | 44962.2389 | 53860.9368 | -177636.1105 | -172245.7111 | -163347.0132 | 0.18218 | 0.207 | 0.24797 | 0.19621
17659 | Lateral Hardening | Lateral Hardening-Fuse-93266148 | Laterals | 13042 | 0.14034 | 13 | 15 | 182793.09 | 0 | 33292.3307 | 37836.3943 | 45316.5333 | -149500.7593 | -144956.6957 | -137476.5567 | 0.18213 | 0.20699 | 0.24791 | 0.19617
13102 | Lateral Hardening | Lateral Hardening-Fuse-91006714 | Laterals | 13093 | 0.077652 | 11 | 18 | 113276.65 | 0 | 20207.8437 | 23633.4632 | 30062.8289 | -93068.8063 | -89643.1868 | -83213.8211 | 0.17839 | 0.20863 | 0.26539 | 0.19617
9204 | Lateral Hardening | Lateral Hardening-Fuse-90833711 | Laterals | 14111 | 0.088826 | 7 | 4 | 100215.92 | 0 | 17848.0727 | 20895.5621 | 26741.772 | -82367.8473 | -79320.3579 | -73474.148 | 0.1781 | 0.20851 | 0.26684 | 0.19609
11816 | Lateral Hardening | Lateral Hardening-Fuse-10758558 | Laterals | 13422 | 0.094318 | 5 | 1 | 96233.7 | 0 | 17547.6275 | 19838.7424 | 23753.3688 | -78686.0725 | -76394.9576 | -72480.3312 | 0.18234 | 0.20615 | 0.24683 | 0.19593
17556 | Lateral Hardening | Lateral Hardening-Fuse-92387757 | Laterals | 13422 | 0.062121 | 4 | 1 | 53544.65 | 0 | 9687.1272 | 11092.8812 | 13501.1504 | -43857.5228 | -42451.7688 | -40043.4996 | 0.18092 | 0.20717 | 0.25215 | 0.19592
7817 | Lateral Hardening | Lateral Hardening-Fuse-10075341 | Laterals | 13656 | 0.070644 | 5 | 1 | 50000 | 0 | 8800.3638 | 10467.2651 | 13748.8953 | -41199.6362 | -39532.7349 | -36251.1047 | 0.17601 | 0.20935 | 0.27498 | 0.19591
2542 | Lateral Hardening | Lateral Hardening-Fuse-10747893 | Laterals | 14024 | 0.1733 | 12 | 20 | 277348.35 | 0 | 51229.0487 | 56964.8725 | 65066.1731 | -226119.3013 | -220383.4775 | -212282.1769 | 0.18471 | 0.20539 | 0.2346 | 0.1959
6875 | Lateral Hardening | Lateral Hardening-Fuse-10643529 | Laterals | 13390 | 0.11894 | 6 | 4 | 110069.9 | 0 | 20195.6332 | 22641.2888 | 26527.8938 | -89874.2668 | -87428.6112 | -83542.0062 | 0.18348 | 0.2057 | 0.24101 | 0.1959
11471 | Lateral Hardening | Lateral Hardening-Fuse-92426876 | Laterals | 13813 | 0.098864 | 5 | 7 | 71809.53 | 0 | 13005.8222 | 14837.2888 | 18036.6026 | -58803.7078 | -56972.2412 | -53772.9274 | 0.18112 | 0.20662 | 0.25117 | 0.19577
3846 | Lateral Hardening | Lateral Hardening-Fuse-90239072 | Laterals | 13510 | 0.013636 | 3 | 104 | 50000 | 0 | 9093.1694 | 10346.8029 | 12280.0387 | -40906.8306 | -39653.1971 | -37719.9613 | 0.18186 | 0.20694 | 0.2456 | 0.19576
3908 | Lateral Hardening | Lateral Hardening-Fuse-92035969 | Laterals | 13910 | 0.06572 | 5 | 1 | 53843.71 | 0 | 9542.7991 | 11216.1432 | 14428.8138 | -44300.9109 | -42627.5668 | -39414.8962 | 0.17723 | 0.20831 | 0.26798 | 0.19563
13502 | Lateral Hardening | Lateral Hardening-Fuse-90869100 | Laterals | 13099 | 0.23996 | 17 | 28 | 406145.33 | 0 | 74930.5694 | 83286.8507 | 94899.4798 | -331214.7606 | -322858.4793 | -311245.8502 | 0.18449 | 0.20507 | 0.23366 | 0.19558
13833 | Lateral Hardening | Lateral Hardening-Fuse-90874729 | Laterals | 13096 | 0.12178 | 6 | 2 | 62432.75 | 0 | 11120.6467 | 12958.853 | 16491.4867 | -51312.1033 | -49473.897 | -45941.2633 | 0.17812 | 0.20756 | 0.26415 | 0.19556
9895 | Lateral Hardening | Lateral Hardening-Fuse-92661382 | Laterals | 13685 | 0.062121 | 4 | 4 | 61404.65 | 0 | 10857.1861 | 12804.5482 | 16503.634 | -50547.4639 | -48600.1018 | -44901.016 | 0.17681 | 0.20853 | 0.26877 | 0.19552
2465 | Lateral Hardening | Lateral Hardening-Fuse-92504899 | Laterals | 14356 | 0.29735 | 12 |  | 123203.1 | 0 | 21884.1056 | 25608.7376 | 32729.0041 | -101318.9944 | -97594.3624 | -90474.0959 | 0.17763 | 0.20786 | 0.26565 | 0.1955
15627 | Lateral Hardening | Lateral Hardening-Fuse-93095002 | Laterals | 13698 | 0.10701 | 6 | 4 | 109586.96 | 0 | 19786.8483 | 22624.5192 | 27572.2405 | -89800.1117 | -86962.4408 | -82014.7195 | 0.18056 | 0.20645 | 0.2516 | 0.19543
14 | Lateral Hardening | Lateral Hardening-Fuse-91713322 | Laterals | 13961 | 0.0011364 | 2 | 89 | 77143.3 | 0 | 14005.5872 | 15938.3276 | 18898.0429 | -63137.7128 | -61204.9724 | -58245.2571 | 0.18155 | 0.20661 | 0.24497 | 0.19541
2409 | Lateral Hardening | Lateral Hardening-Fuse-90626759 | Laterals | 14041 | 0.07803 | 4 | 1 | 54866.81 | 0 | 9899.1143 | 11337.9792 | 13731.0705 | -44967.6957 | -43528.8308 | -41135.7395 | 0.18042 | 0.20665 | 0.25026 | 0.19527
11470 | Lateral Hardening | Lateral Hardening-Fuse-10159469 | Laterals | 13166 | 0.074242 | 8 | 4 | 125496.58 | 0 | 22801.0911 | 25961.1631 | 30337.9575 | -102695.4889 | -99535.4169 | -95158.6225 | 0.18169 | 0.20687 | 0.24174 | 0.19525
17664 | Lateral Hardening | Lateral Hardening-Fuse-92598223 | Laterals | 13230 | 0.14072 | 12 | 2 | 139594.57 | 0 | 25383.5734 | 28645.7399 | 34189.9149 | -114210.9966 | -110948.8301 | -105404.6551 | 0.18184 | 0.20521 | 0.24492 | 0.19516
4183 | Lateral Hardening | Lateral Hardening-Fuse-92465940 | Laterals | 13785 | 0.30909 | 18 | 0 | 198548.04 | 0 | 35663.2828 | 41038.0419 | 50358.1261 | -162884.7572 | -157509.9981 | -148189.9139 | 0.17962 | 0.20669 | 0.25363 | 0.19514
19629 | Lateral Hardening | Lateral Hardening-Fuse-91760867 | Laterals | 13583 | 0.19394 | 12 | 4 | 120741.62 | 0 | 21160.1945 | 25205.1849 | 32960.0057 | -99581.4255 | -95536.4351 | -87781.6143 | 0.17525 | 0.20875 | 0.27298 | 0.19508
3303 | Lateral Hardening | Lateral Hardening-Fuse-10509558 | Laterals | 13579 | 0.099432 | 10 | 11 | 171533.25 | 0 | 31290.9045 | 35214.274 | 41068.271 | -140242.3455 | -136318.976 | -130464.979 | 0.18242 | 0.20529 | 0.23942 | 0.19498
1046 | Lateral Hardening | Lateral Hardening-Fuse-10241048 | Laterals | 13077 | 0.1411 | 13 | 2 | 384388.4 | 0 | 69776.7992 | 79251.3174 | 92731.213 | -314611.6008 | -305137.0826 | -291657.187 | 0.18153 | 0.20618 | 0.24124 | 0.19489
1303 | Lateral Hardening | Lateral Hardening-Fuse-10686192 | Laterals | 13808 | 0.28939 | 16 | 6 | 212122.4 | 0 | 38239.4761 | 43641.0767 | 52914.1292 | -173882.9239 | -168481.3233 | -159208.2708 | 0.18027 | 0.20574 | 0.24945 | 0.19483
13961 | Lateral Hardening | Lateral Hardening-Fuse-10128495 | Laterals | 13079 | 0.060795 | 7 | 20 | 124174.47 | 0 | 22010.4469 | 25712.3182 | 32676.2551 | -102164.0231 | -98462.1518 | -91498.2149 | 0.17725 | 0.20707 | 0.26315 | 0.19479
9879 | Lateral Hardening | Lateral Hardening-Fuse-10433188 | Laterals | 13993 | 0.067614 | 6 | 2 | 57931.11 | 0 | 10135.7924 | 12076.2243 | 15785.6129 | -47795.3176 | -45854.8857 | -42145.4971 | 0.17496 | 0.20846 | 0.27249 | 0.19476
9227 | Lateral Hardening | Lateral Hardening-Fuse-10570233 | Laterals | 13373 | 0.057765 | 4 | 2 | 105494.56 | 0 | 19169.6272 | 21645.5473 | 25422.9133 | -86324.9328 | -83849.0127 | -80071.6467 | 0.18171 | 0.20518 | 0.24099 | 0.19468
954 | Lateral Hardening | Lateral Hardening-Fuse-10627001 | Laterals | 13657 | 0.12273 | 8 | 2 | 98086.02 | 0 | 17800.4442 | 20101.7561 | 23807.3412 | -80285.5758 | -77984.2639 | -74278.6788 | 0.18148 | 0.20494 | 0.24272 | 0.19464
8972 | Lateral Hardening | Lateral Hardening-Fuse-10632129 | Laterals | 13311 | 0.11572 | 11 | 16 | 241427.5 | 0 | 43809.4283 | 49573.6599 | 58251.6019 | -197618.0717 | -191853.8401 | -183175.8981 | 0.18146 | 0.20534 | 0.24128 | 0.1946
6746 | Lateral Hardening | Lateral Hardening-Fuse-10745657 | Laterals | 13431 | 0.47917 | 22 | 6 | 307920.38 | 0 | 55685.6475 | 63061.2442 | 75756.0557 | -252234.7325 | -244859.1358 | -232164.3243 | 0.18084 | 0.2048 | 0.24602 | 0.19455
18095 | Lateral Hardening | Lateral Hardening-Fuse-10650309 | Laterals | 13391 | 0.34792 | 16 | 7 | 261437.99 | 0 | 47354.9888 | 53533.3721 | 63873.936 | -214083.0012 | -207904.6179 | -197564.054 | 0.18113 | 0.20477 | 0.24432 | 0.19454
13699 | Lateral Hardening | Lateral Hardening-Fuse-10745645 | Laterals | 13431 | 0.075947 | 7 | 12 | 93484.99 | 0 | 16935.3605 | 19242.0064 | 22521.194 | -76549.6295 | -74242.9836 | -70963.796 | 0.18116 | 0.20583 | 0.24091 | 0.19453
18988 | Lateral Hardening | Lateral Hardening-Fuse-10406697 | Laterals | 13837 | 0.12633 | 11 | 12 | 257724.83 | 0 | 47359.3902 | 52419.9952 | 59922.7299 | -210365.4398 | -205304.8348 | -197802.1001 | 0.18376 | 0.2034 | 0.23251 | 0.19452
12206 | Lateral Hardening | Lateral Hardening-Fuse-92632292 | Laterals | 13391 | 0.082765 | 6 | 4 | 107572.24 | 0 | 19321.7838 | 22067.456 | 27026.7351 | -88250.4562 | -85504.784 | -80545.5049 | 0.17962 | 0.20514 | 0.25124 | 0.19444
12286 | Lateral Hardening | Lateral Hardening-Fuse-60188319 | Laterals | 13777 | 0.19905 | 18 | 27 | 268084 | 0 | 48426.8009 | 54971.6226 | 65742.1932 | -219657.1991 | -213112.3774 | -202341.8068 | 0.18064 | 0.20505 | 0.24523 | 0.19442
3470 | Lateral Hardening | Lateral Hardening-Fuse-90527893 | Laterals | 13622 | 0.051136 | 4 | 2 | 56561.73 | 0 | 9941.681 | 11728.7381 | 15128.3302 | -46620.049 | -44832.9919 | -41433.3998 | 0.17577 | 0.20736 | 0.26747 | 0.19442
10593 | Lateral Hardening | Lateral Hardening-Fuse-90773877 | Laterals | 13722 | 0.37235 | 19 | 3 | 162774.59 | 0 | 28368.364 | 33882.6544 | 44521.3575 | -134406.226 | -128891.9356 | -118253.2325 | 0.17428 | 0.20816 | 0.27352 | 0.19437
986 | Lateral Hardening | Lateral Hardening-Fuse-10645497 | Laterals | 13148 | 0.58314 | 24 | 4 | 245412.5 | 0 | 43583.6979 | 50506.2806 | 63866.562 | -201828.8021 | -194906.2194 | -181545.938 | 0.17759 | 0.2058 | 0.26024 | 0.19432
10199 | Lateral Hardening | Lateral Hardening-Fuse-10834655 | Laterals | 13041 | 0.094129 | 9 | 11 | 178952.53 | 0 | 32604.9717 | 36513.2932 | 42262.5885 | -146347.5583 | -142439.2368 | -136689.9415 | 0.1822 | 0.20404 | 0.23617 | 0.19415
6797 | Lateral Hardening | Lateral Hardening-Fuse-10087540 | Laterals | 13389 | 0.14924 | 8 | 15 | 151379.62 | 0 | 27407.1359 | 30999.6437 | 36399.8232 | -123972.4841 | -120379.9763 | -114979.7968 | 0.18105 | 0.20478 | 0.24045 | 0.19411
1266 | Lateral Hardening | Lateral Hardening-Fuse-10916829 | Laterals | 13805 | 0.088636 | 6 | 3 | 108060.18 | 0 | 19386.9838 | 22143.3754 | 26941.503 | -88673.1962 | -85916.8046 | -81118.677 | 0.17941 | 0.20492 | 0.24932 | 0.19405
2495 | Lateral Hardening | Lateral Hardening-Fuse-92009808 | Laterals | 13712 | 0.11383 | 6 | 3 | 110153.6 | 0 | 19772.5593 | 22558.5399 | 27352.8278 | -90381.0407 | -87595.0601 | -82800.7722 | 0.1795 | 0.20479 | 0.24832 | 0.19397
538 | Lateral Hardening | Lateral Hardening-Fuse-92211821 | Laterals | 13787 | 0.10568 | 7 | 2 | 105546.78 | 0 | 18770.1591 | 21681.753 | 27012.5385 | -86776.6209 | -83865.027 | -78534.2415 | 0.17784 | 0.20542 | 0.25593 | 0.19392
10295 | Lateral Hardening | Lateral Hardening-Fuse-93215922 | Laterals | 13656 | 0.14678 | 8 | 3 | 108962.36 | 0 | 19477.364 | 22338.4606 | 27346.2137 | -89484.996 | -86623.8994 | -81616.1463 | 0.17875 | 0.20501 | 0.25097 | 0.19385
2679 | Lateral Hardening | Lateral Hardening-Fuse-93300410 | Laterals | 13808 | 0.18523 | 9 | 3 | 111648.9 | 0 | 19838.4778 | 22917.6463 | 28626.2024 | -91810.4222 | -88731.2537 | -83022.6976 | 0.17769 | 0.20527 | 0.25639 | 0.19383
13709 | Lateral Hardening | Lateral Hardening-Fuse-90100454 | Laterals | 13808 | 0.18277 | 8 | 2 | 111952.96 | 0 | 19928.3438 | 22969.9019 | 28493.835 | -92024.6162 | -88983.0581 | -83459.125 | 0.17801 | 0.20517 | 0.25452 | 0.19381
7599 | Lateral Hardening | Lateral Hardening-Fuse-10077321 | Laterals | 14144 | 0.065909 | 7 | 12 | 141541.38 | 0 | 25067.7152 | 29130.9261 | 36511.713 | -116473.6648 | -112410.4539 | -105029.667 | 0.17711 | 0.20581 | 0.25796 | 0.1938
11124 | Lateral Hardening | Lateral Hardening-Fuse-90102144 | Laterals | 13808 | 0.079356 | 7 | 2 | 99428.92 | 0 | 17727.8469 | 20401.7744 | 25012.7337 | -81701.0731 | -79027.1456 | -74416.1863 | 0.1783 | 0.20519 | 0.25156 | 0.19369
18940 | Lateral Hardening | Lateral Hardening-Fuse-92886087 | Laterals | 13710 | 0.081439 | 7 | 12 | 187283.99 | 0 | 33722.1662 | 38227.8907 | 45447.8003 | -153561.8238 | -149056.0993 | -141836.1897 | 0.18006 | 0.20412 | 0.24267 | 0.19354
13345 | Lateral Hardening | Lateral Hardening-Fuse-10422954 | Laterals | 13827 | 0.18258 | 13 | 13 | 226903.99 | 0 | 40509.7495 | 46422.0303 | 56641.0895 | -186394.2405 | -180481.9597 | -170262.9005 | 0.17853 | 0.20459 | 0.24963 | 0.19346
18768 | Lateral Hardening | Lateral Hardening-Fuse-92386204 | Laterals | 13710 | 0.18826 | 8 | 2 | 156861.35 | 0 | 28229.5972 | 31927.3433 | 38279.0706 | -128631.7528 | -124934.0067 | -118582.2794 | 0.17997 | 0.20354 | 0.24403 | 0.19344
9996 | Lateral Hardening | Lateral Hardening-Fuse-92087743 | Laterals | 13230 | 0.1197 | 6 | 4 | 98342.86 | 0 | 17720.8176 | 20047.2189 | 23761.5668 | -80622.0424 | -78295.6411 | -74581.2932 | 0.18019 | 0.20385 | 0.24162 | 0.19343
13189 | Lateral Hardening | Lateral Hardening-Fuse-60202879 | Laterals | 13422 | 0.11136 | 6 |  | 98158.98 | 0 | 17531.7356 | 20064.4676 | 24486.2309 | -80627.2444 | -78094.5124 | -73672.7491 | 0.17861 | 0.20441 | 0.24945 | 0.19343
11647 | Lateral Hardening | Lateral Hardening-Fuse-90913088 | Laterals | 13034 | 0.035606 | 1 | 11 | 50000 | 0 | 9019.7055 | 10224.5103 | 11905.8178 | -40980.2945 | -39775.4897 | -38094.1822 | 0.18039 | 0.20449 | 0.23812 | 0.1934
5781 | Lateral Hardening | Lateral Hardening-Fuse-90109963 | Laterals | 14024 | 0.22102 | 10 | 12 | 261664.83 | 0 | 47796.1675 | 52815.9751 | 60631.1654 | -213868.6625 | -208848.8549 | -201033.6646 | 0.18266 | 0.20185 | 0.23171 | 0.19332
12876 | Lateral Hardening | Lateral Hardening-Fuse-60219088 | Laterals | 13133 | 0.19489 | 14 | 24 | 260814.18 | 0 | 46067.6168 | 53551.4633 | 67095.0957 | -214746.5632 | -207262.7167 | -193719.0843 | 0.17663 | 0.20532 | 0.25725 | 0.1933
939 | Lateral Hardening | Lateral Hardening-Fuse-10266405 | Laterals | 13679 | 0.054545 | 5 | 1 | 52915.05 | 0 | 9174.5251 | 10941.5951 | 14366.3843 | -43740.5249 | -41973.4549 | -38548.6657 | 0.17338 | 0.20678 | 0.2715 | 0.19321
5648 | Lateral Hardening | Lateral Hardening-Fuse-10871494 | Laterals | 14111 | 0.10038 | 7 | 6 | 120826.06 | 0 | 21459.9365 | 24682.3432 | 30482.0136 | -99366.1235 | -96143.7168 | -90344.0464 | 0.17761 | 0.20428 | 0.25228 | 0.19308
7794 | Lateral Hardening | Lateral Hardening-Fuse-90567743 | Laterals | 13096 | 0.096023 | 8 | 2 | 104744.04 | 0 | 18463.8002 | 21402.4701 | 27057.377 | -86280.2398 | -83341.5699 | -77686.663 | 0.17628 | 0.20433 | 0.25832 | 0.1929
9744 | Lateral Hardening | Lateral Hardening-Fuse-91994798 | Laterals | 13219 | 0.22898 | 21 | 33 | 332352.66 | 0 | 59567.6566 | 67553.6062 | 80641.5965 | -272785.0034 | -264799.0538 | -251711.0635 | 0.17923 | 0.20326 | 0.24264 | 0.19278
5024 | Lateral Hardening | Lateral Hardening-Fuse-60010030 | Laterals | 13090 | 0.18125 | 17 | 32 | 342683.79 | 0 | 61689.489 | 69620.4987 | 81395.0835 | -280994.301 | -273063.2913 | -261288.7065 | 0.18002 | 0.20316 | 0.23752 | 0.19271
12429 | Lateral Hardening | Lateral Hardening-Fuse-10580659 | Laterals | 13105 | 0.13277 | 9 | 21 | 173590.24 | 0 | 31177.8277 | 35316.7796 | 41507.4696 | -142412.4123 | -138273.4604 | -132082.7704 | 0.17961 | 0.20345 | 0.23911 | 0.19271
18796 | Lateral Hardening | Lateral Hardening-Fuse-10627046 | Laterals | 13147 | 0.19205 | 10 | 7 | 167948.79 | 0 | 30226.1474 | 34078.1178 | 40059.7999 | -137722.6426 | -133870.6722 | -127888.9901 | 0.17997 | 0.20291 | 0.23852 | 0.19271
12681 | Lateral Hardening | Lateral Hardening-Fuse-93049056 | Laterals | 13019 | 0.065909 | 5 | 1 | 152822.7 | 0 | 27481.4123 | 31045.7177 | 36459.0782 | -125341.2877 | -121776.9823 | -116363.6218 | 0.17983 | 0.20315 | 0.23857 | 0.1927
11881 | Lateral Hardening | Lateral Hardening-Fuse-10156234 | Laterals | 13069 | 0.26496 | 21 | 38 | 411439.76 | 0 | 73575.0935 | 83705.8854 | 100234.1838 | -337864.6665 | -327733.8746 | -311205.5762 | 0.17882 | 0.20345 | 0.24362 | 0.19269
9303 | Lateral Hardening | Lateral Hardening-Fuse-10640121 | Laterals | 13795 | 0.1108 | 6 | 4 | 101024.4 | 0 | 18295.4979 | 20417.5405 | 23630.8223 | -82728.9021 | -80606.8595 | -77393.5777 | 0.1811 | 0.20211 | 0.23391 | 0.19268
15729 | Lateral Hardening | Lateral Hardening-Fuse-91893977 | Laterals | 13100 | 0.15265 | 18 | 40 | 306359.44 | 0 | 54824.2209 | 62301.5637 | 74319.4086 | -251535.2191 | -244057.8763 | -232040.0314 | 0.17895 | 0.20336 | 0.24259 | 0.19264
17382 | Lateral Hardening | Lateral Hardening-Fuse-10240467 | Laterals | 13530 | 0.1178 | 10 | 18 | 169434.14 | 0 | 29810.8049 | 34684.2205 | 43472.0369 | -139623.3351 | -134749.9195 | -125962.1031 | 0.17594 | 0.20471 | 0.25657 | 0.19264
11581 | Lateral Hardening | Lateral Hardening-Fuse-10679435 | Laterals | 13807 | 0.07178 | 4 | 1 | 54347.39 | 0 | 9465.3571 | 11154.2639 | 14398.1528 | -44882.0329 | -43193.1261 | -39949.2372 | 0.17416 | 0.20524 | 0.26493 | 0.19256
14833 | Lateral Hardening | Lateral Hardening-Fuse-91411100 | Laterals | 13298 | 0.055303 | 5 | 1 | 65541.25 | 0 | 11770.4984 | 13253.8296 | 15750.5653 | -53770.7516 | -52287.4204 | -49790.6847 | 0.17959 | 0.20222 | 0.24032 | 0.19245
5764 | Lateral Hardening | Lateral Hardening-Fuse-93054591 | Laterals | 13593 | 0.15019 | 10 | 9 | 136755.68 | 0 | 23729.0716 | 28107.2728 | 36398.6263 | -113026.6084 | -108648.4072 | -100357.0537 | 0.17351 | 0.20553 | 0.26616 | 0.19238
10757 | Lateral Hardening | Lateral Hardening-Fuse-60020710 | Laterals | 13679 | 0.056061 | 4 | 1 | 61737.17 | 0 | 10891.5226 | 12577.6207 | 15665.4946 | -50845.6474 | -49159.5493 | -46071.6754 | 0.17642 | 0.20373 | 0.25374 | 0.19234
441 | Lateral Hardening | Lateral Hardening-Fuse-91419805 | Laterals | 13102 | 0.17386 | 14 | 40 | 312052.32 | 0 | 55953.473 | 63296.9835 | 74435.8437 | -256098.847 | -248755.3365 | -237616.4763 | 0.17931 | 0.20284 | 0.23854 | 0.19229
9107 | Lateral Hardening | Lateral Hardening-Fuse-10629026 | Laterals | 13146 | 0.12727 | 6 | 3 | 107341.14 | 0 | 19047.2355 | 21828.6259 | 26630.4427 | -88293.9045 | -85512.5141 | -80710.6973 | 0.17745 | 0.20336 | 0.24809 | 0.19228
10637 | Lateral Hardening | Lateral Hardening-Fuse-92350469 | Laterals | 13470 | 0.07197 | 7 | 2 | 54363.13 | 0 | 9389.9589 | 11170.1844 | 14665.3477 | -44973.1711 | -43192.9456 | -39697.7823 | 0.17273 | 0.20547 | 0.26977 | 0.19225
5616 | Lateral Hardening | Lateral Hardening-Fuse-92885183 | Laterals | 13710 | 0.099432 | 7 | 2 | 160440.51 | 0 | 28731.0831 | 32605.536 | 38141.6621 | -131709.4269 | -127834.974 | -122298.8479 | 0.17908 | 0.20323 | 0.23773 | 0.19219
14638 | Lateral Hardening | Lateral Hardening-Fuse-92636863 | Laterals | 13391 | 0.23807 | 12 | 8 | 220155.54 | 0 | 39606.5902 | 44444.3974 | 52121.7581 | -180548.9498 | -175711.1426 | -168033.7819 | 0.1799 | 0.20188 | 0.23675 | 0.19218
18330 | Lateral Hardening | Lateral Hardening-Fuse-10142905 | Laterals | 13035 | 0.27708 | 27 | 0 | 204733.15 | 0 | 35423.8206 | 42079.508 | 54635.1699 | -169309.3294 | -162653.642 | -150097.9801 | 0.17302 | 0.20553 | 0.26686 | 0.19216
16202 | Lateral Hardening | Lateral Hardening-Fuse-91385537 | Laterals | 13151 | 0.24413 | 11 | 12 | 216729.22 | 0 | 38893.7005 | 43850.3947 | 51323.7486 | -177835.5195 | -172878.8253 | -165405.4714 | 0.17946 | 0.20233 | 0.23681 | 0.19205
11418 | Lateral Hardening | Lateral Hardening-Fuse-92118877 | Laterals | 13817 | 0.425 | 26 | 26 | 525053.67 | 0 | 95136.4601 | 105465.9805 | 121110.7008 | -429917.2099 | -419587.6895 | -403942.9692 | 0.18119 | 0.20087 | 0.23066 | 0.19204
6173 | Lateral Hardening | Lateral Hardening-Fuse-60510256 | Laterals | 13166 | 0.010985 | 4 | 57 | 56646.17 | 0 | 10115.6898 | 11515.498 | 13524.0012 | -46530.4802 | -45130.672 | -43122.1688 | 0.17858 | 0.20329 | 0.23875 | 0.19201
7336 | Lateral Hardening | Lateral Hardening-Fuse-10762912 | Laterals | 13815 | 0.071402 | 3 | 1 | 54315.91 | 0 | 9669.7927 | 10989.7882 | 13247.5263 | -44646.1173 | -43326.1218 | -41068.3837 | 0.17803 | 0.20233 | 0.2439 | 0.19191
14302 | Lateral Hardening | Lateral Hardening-Fuse-90836545 | Laterals | 13838 | 0.11648 | 8 | 4 | 149878.53 | 0 | 27026.283 | 30136.8406 | 35005.0171 | -122852.247 | -119741.6894 | -114873.5129 | 0.18032 | 0.20108 | 0.23356 | 0.19187
17614 | Lateral Hardening | Lateral Hardening-Fuse-92990423 | Laterals | 13187 | 0.10928 | 9 | 7 | 169947.77 | 0 | 30137.6375 | 34418.6282 | 41842.5164 | -139810.1325 | -135529.1418 | -128105.2536 | 0.17733 | 0.20252 | 0.24621 | 0.19178
8618 | Lateral Hardening | Lateral Hardening-Fuse-10696496 | Laterals | 13961 | 0.19318 | 8 | 1 | 64436.73 | 0 | 11081.6574 | 13231.7745 | 17368.9615 | -53355.0726 | -51204.9555 | -47067.7685 | 0.17198 | 0.20535 | 0.26955 | 0.19175
19666 | Lateral Hardening | Lateral Hardening-Fuse-90419047 | Laterals | 13006 | 0.11591 | 7 | 3 | 154778.67 | 0 | 27603.243 | 31218.0715 | 37490.2392 | -127175.427 | -123560.5985 | -117288.4308 | 0.17834 | 0.20169 | 0.24222 | 0.19173
18775 | Lateral Hardening | Lateral Hardening-Fuse-60104319 | Laterals | 13334 | 0.055114 | 6 | 17 | 72103.59 | 0 | 12630.6968 | 14688.9212 | 18347.9092 | -59472.8932 | -57414.6688 | -53755.6808 | 0.17517 | 0.20372 | 0.25447 | 0.19167
13845 | Lateral Hardening | Lateral Hardening-Fuse-60276917 | Laterals | 13785 | 0.13655 | 6 | 4 | 160424.33 | 0 | 28819.272 | 32320.0185 | 37591.8885 | -131605.058 | -128104.3115 | -122832.4415 | 0.17964 | 0.20147 | 0.23433 | 0.19166
18965 | Lateral Hardening | Lateral Hardening-Fuse-10595520 | Laterals | 13698 | 0.16742 | 9 | 12 | 137679.34 | 0 | 24365.426 | 27896.689 | 33991.5147 | -113313.914 | -109782.651 | -103687.8253 | 0.17697 | 0.20262 | 0.24689 | 0.19166
17872 | Lateral Hardening | Lateral Hardening-Fuse-10535978 | Laterals | 13115 | 0.099053 | 12 | 14 | 159508.3 | 0 | 28320.1164 | 32266.8149 | 38988.3987 | -131188.1836 | -127241.4851 | -120519.9013 | 0.17755 | 0.20229 | 0.24443 | 0.19166
6304 | Lateral Hardening | Lateral Hardening-Fuse-10402253 | Laterals | 13592 | 0.049432 | 6 | 11 | 83421.39 | 0 | 14687.8224 | 16935.6386 | 20934.5813 | -68733.5676 | -66485.7514 | -62486.8087 | 0.17607 | 0.20301 | 0.25095 | 0.19164
14836 | Lateral Hardening | Lateral Hardening-Fuse-10594243 | Laterals | 13516 | 0.14905 | 11 | 25 | 195611.24 | 0 | 34066.1309 | 39870.6717 | 50816.3916 | -161545.1091 | -155740.5683 | -144794.8484 | 0.17415 | 0.20383 | 0.25978 | 0.19162
7980 | Lateral Hardening | Lateral Hardening-Fuse-10898212 | Laterals | 13582 | 0.055871 | 4 | 2 | 50000 | 0 | 8615.2646 | 10241.0631 | 13358.2989 | -41384.7354 | -39758.9369 | -36641.7011 | 0.17231 | 0.20482 | 0.26717 | 0.19155
16755 | Lateral Hardening | Lateral Hardening-Fuse-60015398 | Laterals | 13008 | 0.31345 | 15 | 16 | 391724.53 | 0 | 70370.8831 | 78762.1205 | 91794.386 | -321353.6469 | -312962.4095 | -299930.144 | 0.17964 | 0.20107 | 0.23433 | 0.19154
16031 | Lateral Hardening | Lateral Hardening-Fuse-91124595 | Laterals | 13147 | 0.23674 | 14 | 18 | 250468 | 0 | 44648.2161 | 50566.6793 | 60118.3865 | -205819.7839 | -199901.3207 | -190349.6135 | 0.17826 | 0.20189 | 0.24002 | 0.19152
1672 | Lateral Hardening | Lateral Hardening-Fuse-10761282 | Laterals | 13330 | 0.052273 | 3 | 3 | 60586.17 | 0 | 10747.1471 | 12257.5964 | 14780.8243 | -49839.0229 | -48328.5736 | -45805.3457 | 0.17739 | 0.20232 | 0.24396 | 0.19152
11185 | Lateral Hardening | Lateral Hardening-Fuse-90797626 | Laterals | 13494 | 0.30417 | 18 | 228 | 196752.93 | 0 | 34922.6173 | 39729.0028 | 48091.2929 | -161830.3127 | -157023.9272 | -148661.6371 | 0.17749 | 0.20192 | 0.24442 | 0.19152
6517 | Lateral Hardening | Lateral Hardening-Fuse-92873516 | Laterals | 13158 | 0.094697 | 2 | 36 | 50000 | 0 | 8910.471 | 10154.9017 | 11827.2903 | -41089.529 | -39845.0983 | -38172.7097 | 0.17821 | 0.2031 | 0.23655 | 0.19151
13521 | Lateral Hardening | Lateral Hardening-Fuse-90523017 | Laterals | 13612 | 0.13485 | 10 | 23 | 255824.6 | 0 | 45478.149 | 51695.8914 | 61872.6429 | -210346.451 | -204128.7086 | -193951.9571 | 0.17777 | 0.20208 | 0.24186 | 0.19147
16575 | Lateral Hardening | Lateral Hardening-Fuse-92472390 | Laterals | 13001 | 0.17273 | 14 | 14 | 225497.88 | 0 | 40299.2759 | 45502.9236 | 53442.7741 | -185198.6041 | -179994.9564 | -172055.1059 | 0.17871 | 0.20179 | 0.237 | 0.19146
505 | Lateral Hardening | Lateral Hardening-Fuse-60152489 | Laterals | 13691 | 0.058333 | 4 |  | 50000 | 0 | 8614.8584 | 10229.8886 | 13324.6342 | -41385.1416 | -39770.1114 | -36675.3658 | 0.1723 | 0.2046 | 0.26649 | 0.19141
6887 | Lateral Hardening | Lateral Hardening-Fuse-90816687 | Laterals | 13509 | 0.069318 | 4 | 2 | 58072.77 | 0 | 10270.1965 | 11738.7362 | 14315.542 | -47802.5735 | -46334.0338 | -43757.228 | 0.17685 | 0.20214 | 0.24651 | 0.1914
11406 | Lateral Hardening | Lateral Hardening-Fuse-93294923 | Laterals | 13808 | 0.19072 | 11 | 5 | 156557.29 | 0 | 27722.1712 | 31658.137 | 38314.6289 | -128835.1188 | -124899.153 | -118242.6611 | 0.17707 | 0.20221 | 0.24473 | 0.19138
1366 | Lateral Hardening | Lateral Hardening-Fuse-60048705 | Laterals | 13621 | 0.19564 | 10 | 10 | 169265.21 | 0 | 29800.6821 | 34286.7313 | 42160.9853 | -139464.5279 | -134978.4787 | -127104.2247 | 0.17606 | 0.20256 | 0.24908 | 0.19131
2449 | Lateral Hardening | Lateral Hardening-Fuse-91965811 | Laterals | 13043 | 0.10379 | 10 | 26 | 226915.27 | 0 | 40488.48 | 45779.0515 | 53685.6868 | -186426.79 | -181136.2185 | -173229.5832 | 0.17843 | 0.20175 | 0.23659 | 0.19124
10457 | Lateral Hardening | Lateral Hardening-Fuse-10501128 | Laterals | 13509 | 0.10265 | 6 | 5 | 108207.58 | 0 | 19459.8504 | 21700.0239 | 25059.5393 | -88747.7296 | -86507.5561 | -83148.0407 | 0.17984 | 0.20054 | 0.23159 | 0.19122
5891 | Lateral Hardening | Lateral Hardening-Fuse-90789857 | Laterals | 13098 | 0.17595 | 11 | 4 | 119246.32 | 0 | 20483.6105 | 24384.2952 | 31881.145 | -98762.7095 | -94862.0248 | -87365.175 | 0.17178 | 0.20449 | 0.26736 | 0.19115
10705 | Lateral Hardening | Lateral Hardening-Fuse-91714162 | Laterals | 13655 | 0.11269 | 6 | 1 | 53308.55 | 0 | 9352.5872 | 10781.2299 | 13407.0177 | -43955.9628 | -42527.3201 | -39901.5323 | 0.17544 | 0.20224 | 0.2515 | 0.19109
15796 | Lateral Hardening | Lateral Hardening-Fuse-90012606 | Laterals | 13330 | 0.14697 | 11 | 8 | 128119.42 | 0 | 22394.0437 | 25928.7069 | 32515.404 | -105725.3763 | -102190.7131 | -95604.016 | 0.17479 | 0.20238 | 0.25379 | 0.19097
17750 | Lateral Hardening | Lateral Hardening-Fuse-92304873 | Laterals | 13740 | 0.094886 | 10 | 16 | 150792.24 | 0 | 26712.1503 | 30347.1195 | 36449.3799 | -124080.0897 | -120445.1205 | -114342.8601 | 0.17715 | 0.20125 | 0.24172 | 0.19083
1763 | Lateral Hardening | Lateral Hardening-Fuse-91241452 | Laterals | 13298 | 0.098106 | 5 | 1 | 56026.57 | 0 | 9978.6372 | 11256.2665 | 13230.5455 | -46047.9328 | -44770.3035 | -42796.0245 | 0.17811 | 0.20091 | 0.23615 | 0.19075
3511 | Lateral Hardening | Lateral Hardening-Fuse-10627029 | Laterals | 13147 | 0.29792 | 12 | 8 | 185624.81 | 0 | 32564.1009 | 37443.1127 | 46179.0795 | -153060.7091 | -148181.6973 | -139445.7305 | 0.17543 | 0.20171 | 0.24878 | 0.19065
8079 | Lateral Hardening | Lateral Hardening-Fuse-60012675 | Laterals | 13027 | 0.1464 | 7 | 33 | 80136.17 | 0 | 14004.9689 | 16217.9019 | 20080.5379 | -66131.2011 | -63918.2681 | -60055.6321 | 0.17476 | 0.20238 | 0.25058 | 0.19063
4113 | Lateral Hardening | Lateral Hardening-Fuse-92028073 | Laterals | 13303 | 0.094318 | 8 | 7 | 68010.45 | 0 | 11691.9037 | 13851.5425 | 17936.0283 | -56318.5463 | -54158.9075 | -50074.4217 | 0.17191 | 0.20367 | 0.26372 | 0.19062
5206 | Lateral Hardening | Lateral Hardening-Fuse-92036121 | Laterals | 13442 | 0.014773 | 3 | 35 | 50000 | 0 | 8872.4427 | 10076.3943 | 11807.4752 | -41127.5573 | -39923.6057 | -38192.5248 | 0.17745 | 0.20153 | 0.23615 | 0.19054
11880 | Lateral Hardening | Lateral Hardening-Fuse-10095515 | Laterals | 13786 | 0.25871 | 9 | 2 | 50000 | 0 | 8558.8625 | 10177.4935 | 13371.8459 | -41441.1375 | -39822.5065 | -36628.1541 | 0.17118 | 0.20355 | 0.26744 | 0.19052
17390 | Lateral Hardening | Lateral Hardening-Fuse-92680492 | Laterals | 13695 | 0.049242 | 4 | 1 | 52474.33 | 0 | 8976.5295 | 10701.2441 | 14001.8019 | -43497.8005 | -41773.0859 | -38472.5281 | 0.17107 | 0.20393 | 0.26683 | 0.1905
14862 | Lateral Hardening | Lateral Hardening-Fuse-10645548 | Laterals | 13148 | 0.12633 | 6 | 4 | 62810.51 | 0 | 10778.7702 | 12789.9188 | 16544.1756 | -52031.7398 | -50020.5912 | -46266.3344 | 0.17161 | 0.20363 | 0.2634 | 0.19039
10860 | Lateral Hardening | Lateral Hardening-Fuse-90680573 | Laterals | 13546 | 0.18769 | 14 | 25 | 222098.09 | 0 | 39232.8849 | 44674.1055 | 53390.6833 | -182865.2051 | -177423.9845 | -168707.4067 | 0.17665 | 0.20115 | 0.24039 | 0.19037
11262 | Lateral Hardening | Lateral Hardening-Fuse-90253912 | Laterals | 13190 | 0.25398 | 16 | 8 | 200810.34 | 0 | 35315.9768 | 40356.2111 | 49290.5885 | -165494.3632 | -160454.1289 | -151519.7515 | 0.17587 | 0.20097 | 0.24546 | 0.19036
656 | Lateral Hardening | Lateral Hardening-Fuse-10650351 | Laterals | 13391 | 0.21799 | 10 | 3 | 154385.17 | 0 | 27343.9693 | 30913.5375 | 36954.2639 | -127041.2007 | -123471.6325 | -117430.9061 | 0.17712 | 0.20024 | 0.23936 | 0.19028
9825 | Lateral Hardening | Lateral Hardening-Fuse-10562373 | Laterals | 13296 | 0.055871 | 4 | 1 | 53025.23 | 0 | 9072.5951 | 10790.1429 | 14066.492 | -43952.6349 | -42235.0871 | -38958.738 | 0.1711 | 0.20349 | 0.26528 | 0.19023
7839 | Lateral Hardening | Lateral Hardening-Fuse-60073811 | Laterals | 13082 | 0.13182 | 12 | 14 | 186014.79 | 0 | 32944.9114 | 37313.7867 | 44205.7981 | -153069.8786 | -148701.0033 | -141808.9919 | 0.17711 | 0.2006 | 0.23765 | 0.19021
2873 | Lateral Hardening | Lateral Hardening-Fuse-10120792 | Laterals | 13053 | 0.28447 | 25 | 51 | 396627.73 | 0 | 69965.3124 | 79543.1056 | 95520.5657 | -326662.4176 | -317084.6244 | -301107.1643 | 0.1764 | 0.20055 | 0.24083 | 0.19009
897 | Lateral Hardening | Lateral Hardening-Fuse-90372104 | Laterals | 13419 | 0.098674 | 8 | 9 | 131457.04 | 0 | 23264.6108 | 26410.052 | 30941.1916 | -108192.4292 | -105046.988 | -100515.8484 | 0.17698 | 0.2009 | 0.23537 | 0.18999
9670 | Lateral Hardening | Lateral Hardening-Fuse-90672098 | Laterals | 13007 | 0.25909 | 15 |  | 194220.8 | 0 | 33149.2284 | 39430.76 | 51775.6773 | -161071.5716 | -154790.04 | -142445.1227 | 0.17068 | 0.20302 | 0.26658 | 0.18997
9990 | Lateral Hardening | Lateral Hardening-Fuse-60625088 | Laterals | 13652 | 0.56004 | 30 | 29 | 482145.22 | 0 | 85123.1806 | 96647.0313 | 115176.4798 | -397022.0394 | -385498.1887 | -366968.7402 | 0.17655 | 0.20045 | 0.23888 | 0.18995
12057 | Lateral Hardening | Lateral Hardening-Fuse-93300556 | Laterals | 13808 | 0.30701 | 14 | 1 | 153922.97 | 0 | 27031.9403 | 30880.9422 | 37403.6413 | -126891.0297 | -123042.0278 | -116519.3287 | 0.17562 | 0.20063 | 0.243 | 0.18986
9070 | Lateral Hardening | Lateral Hardening-Fuse-10834648 | Laterals | 13041 | 0.11723 | 7 | 2 | 142081.49 | 0 | 25396.7379 | 28218.4173 | 32715.5321 | -116684.7521 | -113863.0727 | -109365.9579 | 0.17875 | 0.19861 | 0.23026 | 0.18986
14245 | Lateral Hardening | Lateral Hardening-Fuse-60192189 | Laterals | 13391 | 0.19091 | 9 | 8 | 115542.42 | 0 | 20266.0287 | 23197.6292 | 28149.1662 | -95276.3913 | -92344.7908 | -87393.2538 | 0.1754 | 0.20077 | 0.24363 | 0.18983
13510 | Lateral Hardening | Lateral Hardening-Fuse-60274576 | Laterals | 13786 | 0.057765 | 3 | 4 | 57112.63 | 0 | 9987.3057 | 11480.0158 | 14041.1804 | -47125.3243 | -45632.6142 | -43071.4496 | 0.17487 | 0.20101 | 0.24585 | 0.18981
18695 | Lateral Hardening | Lateral Hardening-Fuse-10671276 | Laterals | 13724 | 0.18598 | 13 | 12 | 163515.11 | 0 | 28528.4176 | 32859.7225 | 40566.1578 | -134986.6924 | -130655.3875 | -122948.9522 | 0.17447 | 0.20096 | 0.24809 | 0.18978
1330 | Lateral Hardening | Lateral Hardening-Fuse-10633687 | Laterals | 13241 | 0.46951 | 32 | 496 | 425211.41 | 0 | 76017.5432 | 84371.0953 | 97253.4189 | -349193.8668 | -340840.3147 | -327957.9911 | 0.17878 | 0.19842 | 0.22872 | 0.18966
4105 | Lateral Hardening | Lateral Hardening-Fuse-10745610 | Laterals | 13330 | 0.34905 | 17 | 5 | 323230.4 | 0 | 56711.7671 | 64761.4328 | 78430.307 | -266518.6329 | -258468.9672 | -244800.093 | 0.17545 | 0.20036 | 0.24265 | 0.18964
7734 | Lateral Hardening | Lateral Hardening-Fuse-91406612 | Laterals | 13962 | 0.21818 | 10 | 8 | 174050.91 | 0 | 30768.3191 | 34768.3469 | 40891.3898 | -143282.5909 | -139282.5631 | -133159.5202 | 0.17678 | 0.19976 | 0.23494 | 0.18949
10450 | Lateral Hardening | Lateral Hardening-Fuse-60072656 | Laterals | 13111 | 0.13977 | 12 | 26 | 269919.12 | 0 | 47867.1805 | 53901.6272 | 62485.2772 | -222051.9395 | -216017.4928 | -207433.8428 | 0.17734 | 0.1997 | 0.2315 | 0.18946
7118 | Lateral Hardening | Lateral Hardening-Fuse-10236640 | Laterals | 13511 | 0.12064 | 10 | 18 | 169670.24 | 0 | 29181.323 | 34184.5963 | 43677.667 | -140488.917 | -135485.6437 | -125992.573 | 0.17199 | 0.20148 | 0.25743 | 0.18938
14874 | Lateral Hardening | Lateral Hardening-Fuse-60318044 | Laterals | 13097 | 0.17652 | 8 | 5 | 181708.45 | 0 | 32378.2808 | 35996.51 | 41781.9149 | -149330.1692 | -145711.94 | -139926.5351 | 0.17819 | 0.1981 | 0.22994 | 0.18934
763 | Lateral Hardening | Lateral Hardening-Fuse-92619403 | Laterals | 13303 | 0.23655 | 11 | 0 | 113749.65 | 0 | 19244.1846 | 23072.0776 | 30521.034 | -94505.4654 | -90677.5724 | -83228.616 | 0.16918 | 0.20283 | 0.26832 | 0.18919
13723 | Lateral Hardening | Lateral Hardening-Fuse-60312511 | Laterals | 13242 | 0.20947 | 10 | 4 | 114172.3 | 0 | 19423.4971 | 23092.7389 | 30181.8139 | -94748.8029 | -91079.5611 | -83990.4861 | 0.17012 | 0.20226 | 0.26435 | 0.18919
1125 | Lateral Hardening | Lateral Hardening-Fuse-93249166 | Laterals | 13175 | 0.1714 | 11 | 0 | 58187.95 | 0 | 9842.449 | 11800.227 | 15609.9999 | -48345.501 | -46387.723 | -42577.9501 | 0.16915 | 0.2028 | 0.26827 | 0.18915
14354 | Lateral Hardening | Lateral Hardening-Fuse-10761261 | Laterals | 13422 | 0.05 | 4 | 1 | 50000 | 0 | 8495.3274 | 10104.7863 | 13271.3855 | -41504.6726 | -39895.2137 | -36728.6145 | 0.16991 | 0.2021 | 0.26543 | 0.18912
18915 | Lateral Hardening | Lateral Hardening-Fuse-91361238 | Laterals | 13770 | 0.20795 | 6 | 9 | 161410.95 | 0 | 28748.8378 | 31995.2674 | 36677.8334 | -132662.1122 | -129415.6826 | -124733.1166 | 0.17811 | 0.19822 | 0.22723 | 0.18906
12545 | Lateral Hardening | Lateral Hardening-Fuse-10095426 | Laterals | 13786 | 0.1036 | 6 | 2 | 60921.71 | 0 | 10343.5815 | 12310.5446 | 16147.4905 | -50578.1285 | -48611.1654 | -44774.2195 | 0.16978 | 0.20207 | 0.26505 | 0.189
2944 | Lateral Hardening | Lateral Hardening-Fuse-10629016 | Laterals | 13146 | 0.037689 | 3 | 4 | 51514.19 | 0 | 8797.9169 | 10380.8637 | 13400.0328 | -42716.2731 | -41133.3263 | -38114.1572 | 0.17079 | 0.20151 | 0.26012 | 0.18894
1704 | Lateral Hardening | Lateral Hardening-Fuse-10594254 | Laterals | 13516 | 0.24072 | 20 | 37 | 415389.76 | 0 | 72869.1778 | 82814.9145 | 99162.0662 | -342520.5822 | -332574.8455 | -316227.6938 | 0.17542 | 0.19937 | 0.23872 | 0.18894
1756 | Lateral Hardening | Lateral Hardening-Fuse-10594240 | Laterals | 13516 | 0.18049 | 13 | 29 | 298409.26 | 0 | 52261.1352 | 59504.3125 | 71721.3047 | -246148.1248 | -238904.9475 | -226687.9553 | 0.17513 | 0.19941 | 0.24035 | 0.18894
18102 | Lateral Hardening | Lateral Hardening-Fuse-90025941 | Laterals | 13097 | 0.44299 | 23 | 26 | 573269.29 | 0 | 102262.6161 | 113223.6373 | 129834.5903 | -471006.6739 | -460045.6527 | -443434.6997 | 0.17838 | 0.19751 | 0.22648 | 0.18893
1305 | Lateral Hardening | Lateral Hardening-Fuse-93247516 | Laterals | 13230 | 0.10814 | 5 | 2 | 105242.72 | 0 | 18529.6167 | 20901.6509 | 24932.185 | -86713.1033 | -84341.0691 | -80310.535 | 0.17607 | 0.1986 | 0.2369 | 0.18891
7657 | Lateral Hardening | Lateral Hardening-Fuse-93275810 | Laterals | 13213 | 0.1411 | 7 | 1 | 100121.48 | 0 | 17581.7951 | 19904.6627 | 23920.1065 | -82539.6849 | -80216.8173 | -76201.3735 | 0.1756 | 0.19881 | 0.23891 | 0.1889
11684 | Lateral Hardening | Lateral Hardening-Fuse-92908772 | Laterals | 13391 | 0.15492 | 8 | 7 | 156495.07 | 0 | 27849.0476 | 30913.1449 | 35675.8331 | -128646.0224 | -125581.9251 | -120819.2369 | 0.17795 | 0.19753 | 0.22797 | 0.18883
2488 | Lateral Hardening | Lateral Hardening-Fuse-10080970 | Laterals | 14000 | 0.12595 | 7 | 4 | 66709.03 | 0 | 11338.6074 | 13466.4761 | 17434.9521 | -55370.4226 | -53242.5539 | -49274.0779 | 0.16997 | 0.20187 | 0.26136 | 0.18868
4050 | Lateral Hardening | Lateral Hardening-Fuse-92619594 | Laterals | 13303 | 0.25114 | 12 | 6 | 112656.83 | 0 | 19136.347 | 22705.6748 | 29424.178 | -93520.483 | -89951.1552 | -83232.652 | 0.16986 | 0.20155 | 0.26118 | 0.1885
9913 | Lateral Hardening | Lateral Hardening-Fuse-92221610 | Laterals | 13489 | 0.11932 | 9 | 12 | 125821.38 | 0 | 21698.9887 | 25171.1324 | 31409.7973 | -104122.3913 | -100650.2476 | -94411.5827 | 0.17246 | 0.20005 | 0.24964 | 0.18846
17397 | Lateral Hardening | Lateral Hardening-Fuse-92646211 | Laterals | 13118 | 0.1911 | 17 | 45 | 171086.84 | 0 | 29291.9789 | 34284.826 | 43681.011 | -141794.8611 | -136802.014 | -127405.829 | 0.17121 | 0.20039 | 0.25531 | 0.18838
9804 | Lateral Hardening | Lateral Hardening-Fuse-93049866 | Laterals | 13019 | 0.1803 | 11 | 3 | 175360.61 | 0 | 31068.7925 | 34579.2817 | 40106.6514 | -144291.8175 | -140781.3283 | -135253.9586 | 0.17717 | 0.19719 | 0.22871 | 0.18833
12669 | Lateral Hardening | Lateral Hardening-Fuse-90146568 | Laterals | 13207 | 0.14659 | 10 | 18 | 216278.55 | 0 | 37556.4935 | 43090.5376 | 52706.3554 | -178722.0565 | -173188.0124 | -163572.1946 | 0.17365 | 0.19924 | 0.2437 | 0.18833
14888 | Lateral Hardening | Lateral Hardening-Fuse-10548838 | Laterals | 13690 | 0.095265 | 8 | 5 | 92382.4 | 0 | 15912.4926 | 18438.8422 | 23159.4219 | -76469.9074 | -73943.5578 | -69222.9781 | 0.17225 | 0.19959 | 0.25069 | 0.18829
17710 | Lateral Hardening | Lateral Hardening-Fuse-90292855 | Laterals | 13071 | 0.042992 | 5 | 2 | 55884.91 | 0 | 9449.434 | 11257.224 | 14748.1757 | -46435.476 | -44627.686 | -41136.7343 | 0.16909 | 0.20144 | 0.2639 | 0.18827
4780 | Lateral Hardening | Lateral Hardening-Fuse-10071992 | Laterals | 13305 | 0.29489 | 16 | 10 | 268312.11 | 0 | 47304.803 | 53023.9196 | 62165.0763 | -221007.307 | -215288.1904 | -206147.0337 | 0.17631 | 0.19762 | 0.23169 | 0.18824
6964 | Lateral Hardening | Lateral Hardening-Fuse-90295106 | Laterals | 13060 | 0.21723 | 19 | 38 | 367460.03 | 0 | 64505.5181 | 72897.2292 | 85835.7902 | -302954.5119 | -294562.8008 | -281624.2398 | 0.17554 | 0.19838 | 0.23359 | 0.1882
4296 | Lateral Hardening | Lateral Hardening-Fuse-10363980 | Laterals | 13096 | 0.048674 | 4 | 1 | 52427.11 | 0 | 8864.1682 | 10544.0616 | 13850.3588 | -43562.9418 | -41883.0484 | -38576.7512 | 0.16908 | 0.20112 | 0.26418 | 0.1882
9735 | Lateral Hardening | Lateral Hardening-Fuse-92223403 | Laterals | 13489 | 0.095644 | 5 | 1 | 100782.56 | 0 | 17647.0082 | 19947.8362 | 23882.8824 | -83135.5518 | -80834.7238 | -76899.6776 | 0.1751 | 0.19793 | 0.23697 | 0.18814
16236 | Lateral Hardening | Lateral Hardening-Fuse-90157760 | Laterals | 14023 | 0.28996 | 17 | 14 | 323636.12 | 0 | 57266.8382 | 63844.66 | 73686.5397 | -266369.2818 | -259791.46 | -249949.5803 | 0.17695 | 0.19727 | 0.22768 | 0.18812
12266 | Lateral Hardening | Lateral Hardening-Fuse-10916806 | Laterals | 13805 | 0.1911 | 8 | 6 | 111628.16 | 0 | 19561.4726 | 22126.9086 | 26240.0695 | -92066.6874 | -89501.2514 | -85388.0905 | 0.17524 | 0.19822 | 0.23507 | 0.18812
11721 | Lateral Hardening | Lateral Hardening-Fuse-10087539 | Laterals | 13389 | 0.060038 | 6 | 2 | 52862.83 | 0 | 9057.1016 | 10562.7367 | 13406.9123 | -43805.7284 | -42300.0933 | -39455.9177 | 0.17133 | 0.19981 | 0.25362 | 0.18811
3551 | Lateral Hardening | Lateral Hardening-Fuse-10717534 | Laterals | 13899 | 0.071023 | 4 | 4 | 57705.75 | 0 | 9933.9408 | 11509.4789 | 14391.6581 | -47771.8092 | -46196.2711 | -43314.0919 | 0.17215 | 0.19945 | 0.2494 | 0.18806
2255 | Lateral Hardening | Lateral Hardening-Fuse-10512792 | Laterals | 14110 | 0.11364 | 7 | 18 | 153063.75 | 0 | 26840.1692 | 30392.771 | 35514.1313 | -126223.5808 | -122670.979 | -117549.6187 | 0.17535 | 0.19856 | 0.23202 | 0.18798
16034 | Lateral Hardening | Lateral Hardening-Fuse-10070767 | Laterals | 13657 | 0.08125 | 5 | 5 | 70854.39 | 0 | 12157.7928 | 14129.8365 | 17841.7622 | -58696.5972 | -56724.5535 | -53012.6278 | 0.17159 | 0.19942 | 0.25181 | 0.18796
251 | Lateral Hardening | Lateral Hardening-Fuse-60056898 | Laterals | 13622 | 0.056629 | 8 | 1 | 97540.12 | 0 | 16429.1737 | 19627.0847 | 25848.6012 | -81110.9463 | -77913.0353 | -71691.5188 | 0.16844 | 0.20122 | 0.265 | 0.18793
3593 | Lateral Hardening | Lateral Hardening-Fuse-91123449 | Laterals | 13331 | 0.18788 | 8 | 5 | 102041.01 | 0 | 17846.7189 | 20290.3352 | 23702.995 | -84194.2911 | -81750.6748 | -78338.015 | 0.1749 | 0.19884 | 0.23229 | 0.18782
17866 | Lateral Hardening | Lateral Hardening-Fuse-60190606 | Laterals | 13308 | 0.15966 | 10 | 16 | 293969.79 | 0 | 51828.2581 | 57968.5629 | 67223.4399 | -242141.5319 | -236001.2271 | -226746.3501 | 0.1763 | 0.19719 | 0.22867 | 0.18781
17152 | Lateral Hardening | Lateral Hardening-Fuse-10168335 | Laterals | 13207 | 0.26117 | 21 | 21 | 390013.7 | 0 | 68727.476 | 76959.4059 | 89177.4784 | -321286.224 | -313054.2941 | -300836.2216 | 0.17622 | 0.19732 | 0.22865 | 0.18779
9941 | Lateral Hardening | Lateral Hardening-Fuse-90897468 | Laterals | 13296 | 0.23371 | 21 | 32 | 377402.66 | 0 | 66055.5499 | 74814.1974 | 87892.8643 | -311347.1101 | -302588.4626 | -289509.7957 | 0.17503 | 0.19823 | 0.23289 | 0.18778
19594 | Lateral Hardening | Lateral Hardening-Fuse-60014826 | Laterals | 13029 | 0.088068 | 7 | 12 | 143382.96 | 0 | 24784.4637 | 28527.2493 | 34948.2759 | -118598.4963 | -114855.7107 | -108434.6841 | 0.17286 | 0.19896 | 0.24374 | 0.18777
18595 | Lateral Hardening | Lateral Hardening-Fuse-10070678 | Laterals | 13657 | 0.096591 | 6 | 1 | 56409.33 | 0 | 9495.984 | 11340.1989 | 14905.062 | -46913.346 | -45069.1311 | -41504.268 | 0.16834 | 0.20103 | 0.26423 | 0.18774
14767 | Lateral Hardening | Lateral Hardening-Fuse-10061211 | Laterals | 13406 | 0.17367 | 8 | 3 | 66745.51 | 0 | 11273.0924 | 13392.6618 | 17416.6922 | -55472.4176 | -53352.8482 | -49328.8178 | 0.1689 | 0.20065 | 0.26094 | 0.18763
4159 | Lateral Hardening | Lateral Hardening-Fuse-90580822 | Laterals | 13947 | 0.24186 | 18 | 32 | 305912.98 | 0 | 53402.6669 | 60497.8623 | 72046.0957 | -252510.3131 | -245415.1177 | -233866.8843 | 0.17457 | 0.19776 | 0.23551 | 0.18762
16819 | Lateral Hardening | Lateral Hardening-Fuse-10829486 | Laterals | 13687 | 0.11364 | 7 | 8 | 116980.5 | 0 | 20463.4539 | 23089.7331 | 27419.3668 | -96517.0461 | -93890.7669 | -89561.1332 | 0.17493 | 0.19738 | 0.23439 | 0.18761
15721 | Lateral Hardening | Lateral Hardening-Fuse-92687390 | Laterals | 13793 | 0.085227 | 6 | 3 | 107776.86 | 0 | 18805.0241 | 21281.0129 | 25521.5282 | -88971.8359 | -86495.8471 | -82255.3318 | 0.17448 | 0.19745 | 0.2368 | 0.1876
8675 | Lateral Hardening | Lateral Hardening-Fuse-91863472 | Laterals | 13630 | 0.096591 | 7 | 11 | 83646.93 | 0 | 14281.2846 | 16666.4701 | 21203.7755 | -69365.6454 | -66980.4599 | -62443.1545 | 0.17073 | 0.19925 | 0.25349 | 0.18756
649 | Lateral Hardening | Lateral Hardening-Fuse-10071937 | Laterals | 13305 | 0.061553 | 5 | 2 | 57427.43 | 0 | 9679.1151 | 11522.4058 | 15052.0626 | -47748.3149 | -45905.0242 | -42375.3674 | 0.16855 | 0.20064 | 0.26211 | 0.18753
17110 | Lateral Hardening | Lateral Hardening-Fuse-92607669 | Laterals | 13390 | 0.20246 | 10 | 2 | 113589.92 | 0 | 19102.4199 | 22801.2512 | 29929.5812 | -94487.5001 | -90788.6688 | -83660.3388 | 0.16817 | 0.20073 | 0.26349 | 0.18747
5757 | Lateral Hardening | Lateral Hardening-Fuse-60179379 | Laterals | 13787 | 0.43409 | 24 | 18 | 351842.94 | 0 | 61272.4956 | 69597.8483 | 83064.6842 | -290570.4444 | -282245.0917 | -268778.2558 | 0.17415 | 0.19781 | 0.23608 | 0.18744
6458 | Lateral Hardening | Lateral Hardening-Fuse-10363948 | Laterals | 13096 | 0.10246 | 8 | 6 | 116560.52 | 0 | 20223.6551 | 23094.5441 | 27845.9135 | -96336.8649 | -93465.9759 | -88714.6065 | 0.1735 | 0.19813 | 0.2389 | 0.18743
19593 | Lateral Hardening | Lateral Hardening-Fuse-90816573 | Laterals | 13509 | 0.097917 | 4 | 1 | 56519.51 | 0 | 9781.6524 | 11188.0713 | 13595.6768 | -46737.8576 | -45331.4387 | -42923.8332 | 0.17307 | 0.19795 | 0.24055 | 0.18728
18852 | Lateral Hardening | Lateral Hardening-Fuse-93301805 | Laterals | 13808 | 0.056061 | 7 | 2 | 101422.9 | 0 | 17301.3245 | 20158.7236 | 25657.2083 | -84121.5755 | -81264.1764 | -75765.6917 | 0.17059 | 0.19876 | 0.25297 | 0.18728
12588 | Lateral Hardening | Lateral Hardening-Fuse-90288840 | Laterals | 13679 | 0.061932 | 5 | 3 | 57458.91 | 0 | 9698.4429 | 11504.0865 | 14890.0048 | -47760.4671 | -45954.8235 | -42568.9052 | 0.16879 | 0.20021 | 0.25914 | 0.18725
135 | Lateral Hardening | Lateral Hardening-Fuse-10457707 | Laterals | 13229 | 0.091667 | 8 | 0 | 51561.41 | 0 | 8631.1459 | 10347.9816 | 13688.8885 | -42930.2641 | -41213.4284 | -37872.5215 | 0.1674 | 0.20069 | 0.26549 | 0.18719
14004 | Lateral Hardening | Lateral Hardening-Fuse-10253101 | Laterals | 13065 | 0.24867 | 24 | 35 | 307192.87 | 0 | 52754.2067 | 60986.2406 | 75237.2067 | -254438.6633 | -246206.6294 | -231955.6633 | 0.17173 | 0.19853 | 0.24492 | 0.18709
11633 | Lateral Hardening | Lateral Hardening-Fuse-10411560 | Laterals | 13633 | 0.08428 | 7 | 7 | 70597.55 | 0 | 11988.3511 | 14038.1584 | 18007.3935 | -58609.1989 | -56559.3916 | -52590.1565 | 0.16981 | 0.19885 | 0.25507 | 0.18705
2064 | Lateral Hardening | Lateral Hardening-Fuse-10758602 | Laterals | 13422 | 0.039205 | 4 | 1 | 51640.11 | 0 | 8678.112 | 10322.1998 | 13556.9312 | -42961.998 | -41317.9102 | -38083.1788 | 0.16805 | 0.19989 | 0.26253 | 0.18705
14388 | Lateral Hardening | Lateral Hardening-Fuse-10762923 | Laterals | 13815 | 0.11458 | 6 | 0 | 57904.63 | 0 | 9685.2815 | 11611.797 | 15360.7343 | -48219.3485 | -46292.833 | -42543.8957 | 0.16726 | 0.20053 | 0.26528 | 0.18705
3269 | Lateral Hardening | Lateral Hardening-Fuse-10030687 | Laterals | 13621 | 0.19167 | 12 | 38 | 299542.49 | 0 | 52050.8196 | 59235.9349 | 70247.7712 | -247491.6704 | -240306.5551 | -229294.7188 | 0.17377 | 0.19775 | 0.23452 | 0.18704
8916 | Lateral Hardening | Lateral Hardening-Fuse-10580647 | Laterals | 13105 | 0.14299 | 10 | 22 | 218383.45 | 0 | 38100.5065 | 43151.4146 | 50394.2627 | -180282.9435 | -175232.0354 | -167989.1873 | 0.17447 | 0.19759 | 0.23076 | 0.18703
2123 | Lateral Hardening | Lateral Hardening-Fuse-90288598 | Laterals | 13815 | 0.20833 | 11 | 2 | 65695.93 | 0 | 11016.3794 | 13156.1086 | 17294.3171 | -54679.5506 | -52539.8214 | -48401.6129 | 0.16769 | 0.20026 | 0.26325 | 0.18701
13140 | Lateral Hardening | Lateral Hardening-Fuse-92967274 | Laterals | 13158 | 0.0098485 | 3 | 12 | 50000 | 0 | 8699.5939 | 9907.9212 | 11577.0763 | -41300.4061 | -40092.0788 | -38422.9237 | 0.17399 | 0.19816 | 0.23154 | 0.187
5212 | Lateral Hardening | Lateral Hardening-Fuse-10396299 | Laterals | 13590 | 0.23239 | 18 | 39 | 364789.23 | 0 | 63623.1144 | 71828.8121 | 84634.3909 | -301166.1156 | -292960.4179 | -280154.8391 | 0.17441 | 0.1969 | 0.23201 | 0.18692
12478 | Lateral Hardening | Lateral Hardening-Fuse-60418231 | Laterals | 13808 | 0.085985 | 5 | 9 | 126981.14 | 0 | 22048.6316 | 25063.4237 | 29803.9987 | -104932.5084 | -101917.7163 | -97177.1413 | 0.17364 | 0.19738 | 0.23471 | 0.18687
18839 | Lateral Hardening | Lateral Hardening-Fuse-10612135 | Laterals | 13927 | 0.11402 | 7 | 10 | 57348.73 | 0 | 9750.3202 | 11386.8645 | 14494.1126 | -47598.4098 | -45961.8655 | -42854.6174 | 0.17002 | 0.19855 | 0.25274 | 0.18685
16354 | Lateral Hardening | Lateral Hardening-Fuse-10379985 | Laterals | 13187 | 0.044886 | 5 | 12 | 134846.88 | 0 | 23455.8193 | 26634.6833 | 31193.8696 | -111391.0607 | -108212.1967 | -103653.0104 | 0.17394 | 0.19752 | 0.23133 | 0.18675
2605 | Lateral Hardening | Lateral Hardening-Fuse-10556631 | Laterals | 13298 | 0.13655 | 8 | 1 | 111533.72 | 0 | 19093.2804 | 22078.2126 | 27471.2295 | -92440.4396 | -89455.5074 | -84062.4905 | 0.17119 | 0.19795 | 0.2463 | 0.18673
8815 | Lateral Hardening | Lateral Hardening-Fuse-60177255 | Laterals | 13030 | 0.21932 | 17 | 33 | 339700.94 | 0 | 58048.0745 | 67285.0681 | 84083.8461 | -281652.8655 | -272415.8719 | -255617.0939 | 0.17088 | 0.19807 | 0.24752 | 0.1867
7301 | Lateral Hardening | Lateral Hardening-Fuse-92616978 | Laterals | 13064 | 0.16989 | 11 | 46 | 197038.53 | 0 | 33648.4094 | 39084.2866 | 48626.2442 | -163390.1206 | -157954.2434 | -148412.2858 | 0.17077 | 0.19836 | 0.24679 | 0.18665
8345 | Lateral Hardening | Lateral Hardening-Fuse-93265546 | Laterals | 13042 | 0.13466 | 13 | 11 | 226264.14 | 0 | 39567.1068 | 44378.8236 | 51703.6751 | -186697.0332 | -181885.3164 | -174560.4649 | 0.17487 | 0.19614 | 0.22851 | 0.18661
6220 | Lateral Hardening | Lateral Hardening-Fuse-92879071 | Laterals | 13460 | 0.091288 | 7 | 2 | 104350.54 | 0 | 17930.1444 | 20630.5928 | 25235.6494 | -86420.3956 | -83719.9472 | -79114.8906 | 0.17183 | 0.1977 | 0.24184 | 0.18659
9161 | Lateral Hardening | Lateral Hardening-Fuse-90898678 | Laterals | 13807 | 0.065341 | 3 | 6 | 61672.23 | 0 | 10683.0347 | 12128.2475 | 14567.513 | -50989.1953 | -49543.9825 | -47104.717 | 0.17322 | 0.19666 | 0.23621 | 0.18655
19211 | Lateral Hardening | Lateral Hardening-Fuse-91146015 | Laterals | 13148 | 0.089773 | 4 | 2 | 59772.69 | 0 | 10103.6965 | 11873.1376 | 15263.2955 | -49668.9935 | -47899.5524 | -44509.3945 | 0.16904 | 0.19864 | 0.25536 | 0.18655
10760 | Lateral Hardening | Lateral Hardening-Fuse-93008739 | Laterals | 13906 | 0.042614 | 4 | 9 | 55853.43 | 0 | 9704.7467 | 11014.6071 | 12918.0482 | -46148.6833 | -44838.8229 | -42935.3818 | 0.17375 | 0.19721 | 0.23128 | 0.18654
13595 | Lateral Hardening | Lateral Hardening-Fuse-10612085 | Laterals | 13927 | 0.079167 | 6 | 12 | 103343.18 | 0 | 17524.1447 | 20488.4833 | 26130.5803 | -85819.0353 | -82854.6967 | -77212.5997 | 0.16957 | 0.19826 | 0.25285 | 0.18651
15612 | Lateral Hardening | Lateral Hardening-Fuse-10827126 | Laterals | 13769 | 0.10814 | 8 | 11 | 120962.72 | 0 | 20595.9236 | 23942.0008 | 30199.2933 | -100366.7964 | -97020.7192 | -90763.4267 | 0.17027 | 0.19793 | 0.24966 | 0.1865
2126 | Lateral Hardening | Lateral Hardening-Fuse-90275340 | Laterals | 13724 | 0.062879 | 3 | 2 | 57537.61 | 0 | 9763.1749 | 11390.9855 | 14554.8698 | -47774.4351 | -46146.6245 | -42982.7402 | 0.16968 | 0.19797 | 0.25296 | 0.1865
13773 | Lateral Hardening | Lateral Hardening-Fuse-92504901 | Laterals | 13173 | 0.29167 | 19 | 48 | 429379.1 | 0 | 74753.4317 | 84462.6126 | 98787.596 | -354625.6683 | -344916.4874 | -330591.504 | 0.1741 | 0.19671 | 0.23007 | 0.18648
12058 | Lateral Hardening | Lateral Hardening-Fuse-92377864 | Laterals | 13815 | 0.054167 | 4 | 1 | 52883.57 | 0 | 8858.8036 | 10537.3286 | 13835.4233 | -44024.7664 | -42346.2414 | -39048.1467 | 0.16752 | 0.19926 | 0.26162 | 0.18645
19709 | Lateral Hardening | Lateral Hardening-Fuse-60261909 | Laterals | 13359 | 0.076326 | 13 | 10 | 148964.62 | 0 | 25025.5063 | 29692.7749 | 38500.4078 | -123939.1137 | -119271.8451 | -110464.2122 | 0.168 | 0.19933 | 0.25845 | 0.18644
3628 | Lateral Hardening | Lateral Hardening-Fuse-90687737 | Laterals | 13096 | 0.050568 | 4 | 1 | 52584.51 | 0 | 8806.0437 | 10473.7515 | 13754.5768 | -43778.4663 | -42110.7585 | -38829.9332 | 0.16746 | 0.19918 | 0.26157 | 0.18639
15274 | Lateral Hardening | Lateral Hardening-Fuse-10072007 | Laterals | 13305 | 0.21307 | 8 | 13 | 184907.25 | 0 | 32381.6301 | 36280.9536 | 41503.6729 | -152525.6199 | -148626.2964 | -143403.5771 | 0.17512 | 0.19621 | 0.22446 | 0.18638
13941 | Lateral Hardening | Lateral Hardening-Fuse-92259425 | Laterals | 13039 | 0.077462 | 4 | 3 | 62679.59 | 0 | 10588.9 | 12435.4229 | 15983.7438 | -52090.69 | -50244.1671 | -46695.8462 | 0.16894 | 0.1984 | 0.25501 | 0.18638
5196 | Lateral Hardening | Lateral Hardening-Fuse-10925122 | Laterals | 13342 | 0.22235 | 8 | 0 | 111540.9 | 0 | 18914.2112 | 22064.4549 | 28128.7402 | -92626.6888 | -89476.4451 | -83412.1598 | 0.16957 | 0.19781 | 0.25218 | 0.18631
17353 | Lateral Hardening | Lateral Hardening-Fuse-10801201 | Laterals | 13954 | 0.13087 | 6 |  | 55328.27 | 0 | 9281.609 | 11015.0977 | 14279.8936 | -46046.661 | -44313.1723 | -41048.3764 | 0.16776 | 0.19909 | 0.25809 | 0.18619
14677 | Lateral Hardening | Lateral Hardening-Fuse-93330451 | Laterals | 13175 | 0.021023 | 2 | 10 | 84990.39 | 0 | 14754.9518 | 16736.292 | 19501.7635 | -70235.4382 | -68254.098 | -65488.6265 | 0.17361 | 0.19692 | 0.22946 | 0.18619
13835 | Lateral Hardening | Lateral Hardening-Fuse-92133124 | Laterals | 13612 | 0.13712 | 14 | 22 | 254718.79 | 0 | 43388.25 | 50308.5018 | 62921.026 | -211330.54 | -204410.2882 | -191797.764 | 0.17034 | 0.19751 | 0.24702 | 0.18616
18987 | Lateral Hardening | Lateral Hardening-Fuse-91582790 | Laterals | 13030 | 0.51932 | 29 | 0 | 659702.94 | 0 | 115798.3598 | 127884.4325 | 148487.036 | -543904.5802 | -531818.5075 | -511215.904 | 0.17553 | 0.19385 | 0.22508 | 0.18598
6303 | Lateral Hardening | Lateral Hardening-Fuse-10840129 | Laterals | 14112 | 0.069508 | 5 | 3 | 58088.51 | 0 | 9737.8241 | 11551.3475 | 14945.0057 | -48350.6859 | -46537.1625 | -43143.5043 | 0.16764 | 0.19886 | 0.25728 | 0.18597
11497 | Lateral Hardening | Lateral Hardening-Fuse-10645543 | Laterals | 13148 | 0.071591 | 5 | 3 | 106643.58 | 0 | 18459.1378 | 20843.6745 | 24889.0211 | -88184.4422 | -85799.9055 | -81754.5589 | 0.17309 | 0.19545 | 0.23339 | 0.18583
4784 | Lateral Hardening | Lateral Hardening-Fuse-92900195 | Laterals | 13691 | 0.070644 | 4 | 3 | 58182.95 | 0 | 9936.7033 | 11447.4553 | 14138.0249 | -48246.2467 | -46735.4947 | -44044.9251 | 0.17078 | 0.19675 | 0.24299 | 0.18579
14859 | Lateral Hardening | Lateral Hardening-Fuse-92894106 | Laterals | 13098 | 0.051705 | 3 | 2 | 56608.95 | 0 | 9718.6425 | 11079.3465 | 13475.0167 | -46890.3075 | -45529.6035 | -43133.9333 | 0.17168 | 0.19572 | 0.23804 | 0.18553
8980 | Lateral Hardening | Lateral Hardening-Fuse-92888119 | Laterals | 13147 | 0.44053 | 29 | 85 | 735219.17 | 0 | 127313.1792 | 143814.2846 | 168705.511 | -607905.9908 | -591404.8854 | -566513.659 | 0.17316 | 0.19561 | 0.22946 | 0.18553
15485 | Lateral Hardening | Lateral Hardening-Fuse-90288908 | Laterals | 13807 | 0.1858 | 9 | 3 | 151709.37 | 0 | 26317.2993 | 29551.2371 | 34887.5432 | -125392.0707 | -122158.1329 | -116821.8268 | 0.17347 | 0.19479 | 0.22996 | 0.18552
11038 | Lateral Hardening | Lateral Hardening-Fuse-92844497 | Laterals | 13087 | 0.27519 | 29 | 29 | 375841.09 | 0 | 64466.4671 | 73662.6126 | 89373.0199 | -311374.6229 | -302178.4774 | -286468.0701 | 0.17153 | 0.19599 | 0.23779 | 0.18549
5773 | Lateral Hardening | Lateral Hardening-Fuse-60190660 | Laterals | 13308 | 0.081818 | 6 | 2 | 59111.61 | 0 | 9848.4858 | 11722.6733 | 15373.242 | -49263.1242 | -47388.9367 | -43738.368 | 0.16661 | 0.19831 | 0.26007 | 0.18547
482 | Lateral Hardening | Lateral Hardening-Fuse-10762935 | Laterals | 13815 | 0.098485 | 6 | 3 | 68788.69 | 0 | 11475.47 | 13637.389 | 17802.3638 | -57313.22 | -55151.301 | -50986.3262 | 0.16682 | 0.19825 | 0.2588 | 0.18545
3421 | Lateral Hardening | Lateral Hardening-Fuse-10159454 | Laterals | 13523 | 0.085985 | 9 | 11 | 158349.56 | 0 | 27358.5913 | 31058.6667 | 36292.4706 | -130990.9687 | -127290.8933 | -122057.0894 | 0.17277 | 0.19614 | 0.22919 | 0.18543
2888 | Lateral Hardening | Lateral Hardening-Fuse-93065069 | Laterals | 13436 | 0.095265 | 7 | 5 | 107593.72 | 0 | 18591.9575 | 21036.5627 | 24804.646 | -89001.7625 | -86557.1573 | -82789.074 | 0.1728 | 0.19552 | 0.23054 | 0.18539
17913 | Lateral Hardening | Lateral Hardening-Fuse-90447983 | Laterals | 13613 | 0.18902 | 15 | 28 | 285801.52 | 0 | 49402.7809 | 55863.5135 | 65758.9539 | -236398.7391 | -229938.0065 | -220042.5661 | 0.17286 | 0.19546 | 0.23009 | 0.18536
6465 | Lateral Hardening | Lateral Hardening-Fuse-93329432 | Laterals | 13723 | 0.23144 | 12 | 0 | 224552 | 0 | 38792.2392 | 43799.3333 | 51868.5155 | -185759.7608 | -180752.6667 | -172683.4845 | 0.17275 | 0.19505 | 0.23099 | 0.18527
8970 | Lateral Hardening | Lateral Hardening-Fuse-10132833 | Laterals | 13082 | 0.10038 | 10 | 12 | 167681.95 | 0 | 28947.7651 | 32800.8687 | 38555.9367 | -138734.1849 | -134881.0813 | -129126.0133 | 0.17263 | 0.19561 | 0.22993 | 0.18526
17768 | Lateral Hardening | Lateral Hardening-Fuse-92152259 | Laterals | 13489 | 0.17898 | 9 | 1 | 107078.56 | 0 | 18153.0813 | 20972.6601 | 26469.631 | -88925.4787 | -86105.8999 | -80608.929 | 0.16953 | 0.19586 | 0.2472 | 0.1852
16248 | Lateral Hardening | Lateral Hardening-Fuse-90166679 | Laterals | 13454 | 0.13352 | 10 | 17 | 170436.45 | 0 | 29249.9257 | 33317.3707 | 40149.8093 | -141186.5243 | -137119.0793 | -130286.6407 | 0.17162 | 0.19548 | 0.23557 | 0.18517
11485 | Lateral Hardening | Lateral Hardening-Fuse-10605174 | Laterals | 13924 | 0.34735 | 16 | 4 | 222394.88 | 0 | 37169.4734 | 43957.8316 | 56916.0585 | -185225.4066 | -178437.0484 | -165478.8215 | 0.16713 | 0.19766 | 0.25592 | 0.18517
17055 | Lateral Hardening | Lateral Hardening-Fuse-60477751 | Laterals | 13920 | 0.1392 | 13 | 0 | 71626.89 | 0 | 11860.015 | 14219.1105 | 18809.8343 | -59766.875 | -57407.7795 | -52817.0557 | 0.16558 | 0.19852 | 0.26261 | 0.18516
5555 | Lateral Hardening | Lateral Hardening-Fuse-92636000 | Laterals | 13331 | 0.15152 | 7 | 0 | 100526.6 | 0 | 17086.2546 | 19744.0477 | 24342.989 | -83440.3454 | -80782.5523 | -76183.611 | 0.16997 | 0.19641 | 0.24215 | 0.18512
11317 | Lateral Hardening | Lateral Hardening-Fuse-60068040 | Laterals | 13139 | 0.45606 | 29 | 0 | 600926.8 | 0 | 104826.8541 | 116194.0182 | 134195.934 | -496099.9459 | -484732.7818 | -466730.866 | 0.17444 | 0.19336 | 0.22331 | 0.185
19302 | Lateral Hardening | Lateral Hardening-Fuse-92667782 | Laterals | 13118 | 0.15739 | 12 | 29 | 244656.27 | 0 | 42097.0856 | 47849.6079 | 56455.0222 | -202559.1844 | -196806.6621 | -188201.2478 | 0.17207 | 0.19558 | 0.23075 | 0.18499
18444 | Lateral Hardening | Lateral Hardening-Fuse-93054545 | Laterals | 13130 | 0.28636 | 23 | 16 | 366771.63 | 0 | 63551.5087 | 71274.0909 | 83242.125 | -303220.1213 | -295497.5391 | -283529.505 | 0.17327 | 0.19433 | 0.22696 | 0.18496
19087 | Lateral Hardening | Lateral Hardening-Fuse-92348055 | Laterals | 13183 | 0.18201 | 15 | 8 | 173280.71 | 0 | 29608.7076 | 33839.7859 | 41300.5185 | -143672.0024 | -139440.9241 | -131980.1915 | 0.17087 | 0.19529 | 0.23834 | 0.18494
13255 | Lateral Hardening | Lateral Hardening-Fuse-93444022 | Laterals | 13112 | 0.049053 | 5 | 16 | 79968.59 | 0 | 13470.4929 | 15699.296 | 19971.8538 | -66498.0971 | -64269.294 | -59996.7362 | 0.16845 | 0.19632 | 0.24975 | 0.18494
13219 | Lateral Hardening | Lateral Hardening-Fuse-10674243 | Laterals | 13414 | 0.10795 | 6 | 21 | 167598.3 | 0 | 28958.4413 | 32644.3261 | 38198.5879 | -138639.8587 | -134953.9739 | -129399.7121 | 0.17278 | 0.19478 | 0.22792 | 0.1849
17061 | Lateral Hardening | Lateral Hardening-Fuse-10928776 | Laterals | 13377 | 0.34962 | 43 | 156 | 900997.3 | 0 | 155263.0276 | 175327.6979 | 207639.7731 | -745734.2724 | -725669.6021 | -693357.5269 | 0.17232 | 0.19459 | 0.23046 | 0.18482
8445 | Lateral Hardening | Lateral Hardening-Fuse-92354410 | Laterals | 13495 | 0.12083 | 12 | 15 | 198417.91 | 0 | 33140.5229 | 39097.4647 | 50524.494 | -165277.3871 | -159320.4453 | -147893.416 | 0.16702 | 0.19705 | 0.25464 | 0.18479
15063 | Lateral Hardening | Lateral Hardening-Fuse-10913200 | Laterals | 13174 | 0.13504 | 6 |  | 50000 | 0 | 8259.9624 | 9902.9654 | 13100.1962 | -41740.0376 | -40097.0346 | -36899.8038 | 0.1652 | 0.19806 | 0.262 | 0.18474
9978 | Lateral Hardening | Lateral Hardening-Fuse-10441825 | Laterals | 13947 | 0.085985 | 10 | 18 | 146122.46 | 0 | 24861.8662 | 28597.6582 | 34973.1341 | -121260.5938 | -117524.8018 | -111149.3259 | 0.17014 | 0.19571 | 0.23934 | 0.18473
2381 | Lateral Hardening | Lateral Hardening-Fuse-90859584 | Laterals | 13148 | 0.087311 | 7 | 4 | 111880 | 0 | 18894.4286 | 21883.8723 | 27649.6747 | -92985.5714 | -89996.1277 | -84230.3253 | 0.16888 | 0.1956 | 0.24714 | 0.18472
1498 | Lateral Hardening | Lateral Hardening-Fuse-60145858 | Laterals | 13373 | 0.11818 | 13 | 13 | 188811.51 | 0 | 32361.93 | 36806.3654 | 44081.5511 | -156449.58 | -152005.1446 | -144729.9589 | 0.1714 | 0.19494 | 0.23347 | 0.18467
3872 | Lateral Hardening | Lateral Hardening-Fuse-10160210 | Laterals | 13167 | 0.9786 | 82 | 49 | 1468624.92 | 0 | 255868.2435 | 282573.4484 | 328050.0583 | -1212756.6765 | -1186051.4716 | -1140574.8617 | 0.17422 | 0.19241 | 0.22337 | 0.18459
17342 | Lateral Hardening | Lateral Hardening-Fuse-10627087 | Laterals | 13147 | 0.057197 | 6 | 4 | 52626.73 | 0 | 8788.596 | 10357.2954 | 13333.3333 | -43838.134 | -42269.4346 | -39293.3967 | 0.167 | 0.19681 | 0.25336 | 0.18458
100 | Lateral Hardening | Lateral Hardening-Fuse-60427515 | Laterals | 13298 | 0.59129 | 34 | 19 | 484438.21 | 0 | 83392.1776 | 94059.9076 | 111589.6571 | -401046.0324 | -390378.3024 | -372848.5529 | 0.17214 | 0.19416 | 0.23035 | 0.18457
2483 | Lateral Hardening | Lateral Hardening-Fuse-60149583 | Laterals | 13426 | 0.08447 | 8 | 249 | 50000 | 0 | 8448.7839 | 9821.1118 | 12122.3475 | -41551.2161 | -40178.8882 | -37877.6525 | 0.16898 | 0.19642 | 0.24245 | 0.18456
17839 | Lateral Hardening | Lateral Hardening-Fuse-10662315 | Laterals | 13473 | 0.16856 | 12 | 24 | 228368.35 | 0 | 39199.9814 | 44513.8932 | 52563.1386 | -189168.3686 | -183854.4568 | -175805.2114 | 0.17165 | 0.19492 | 0.23017 | 0.18448
19591 | Lateral Hardening | Lateral Hardening-Fuse-92471096 | Laterals | 13330 | 0.25019 | 17 | 17 | 167629.04 | 0 | 28010.8456 | 32896.1367 | 42367.7275 | -139618.1944 | -134732.9033 | -125261.3125 | 0.1671 | 0.19624 | 0.25275 | 0.18441
1277 | Lateral Hardening | Lateral Hardening-Fuse-92459924 | Laterals | 13210 | 0.17538 | 18 | 27 | 280738.24 | 0 | 48139.4983 | 54584.2442 | 65112.0495 | -232598.7417 | -226153.9958 | -215626.1905 | 0.17147 | 0.19443 | 0.23193 | 0.18441
7016 | Lateral Hardening | Lateral Hardening-Fuse-60381977 | Laterals | 13298 | 0.12235 | 6 | 1 | 58549.97 | 0 | 9681.1789 | 11561.5055 | 15192.1092 | -48868.7911 | -46988.4645 | -43357.8608 | 0.16535 | 0.19746 | 0.25947 | 0.1844
14613 | Lateral Hardening | Lateral Hardening-Fuse-60158788 | Laterals | 14110 | 0.1339 | 7 | 3 | 117710.78 | 0 | 19942.8398 | 22968.4494 | 28410.3699 | -97767.9402 | -94742.3306 | -89300.4101 | 0.16942 | 0.19513 | 0.24136 | 0.18433
1132 | Lateral Hardening | Lateral Hardening-Fuse-60129604 | Laterals | 13946 | 0.082386 | 7 | 3 | 85300.38 | 0 | 14641.829 | 16630.439 | 19410.3128 | -70658.551 | -68669.941 | -65890.0672 | 0.17165 | 0.19496 | 0.22755 | 0.18423
13467 | Lateral Hardening | Lateral Hardening-Fuse-10057082 | Laterals | 13005 | 0.15 | 11 | 0 | 138573.43 | 0 | 22937.787 | 27278.8319 | 35792.4825 | -115635.643 | -111294.5981 | -102780.9475 | 0.16553 | 0.19685 | 0.25829 | 0.1842
12984 | Lateral Hardening | Lateral Hardening-Fuse-91358234 | Laterals | 13722 | 0.15189 | 7 |  | 100585.5 | 0 | 16676.379 | 19793.0778 | 25763.7321 | -83909.121 | -80792.4222 | -74821.7679 | 0.16579 | 0.19678 | 0.25614 | 0.18412
3061 | Lateral Hardening | Lateral Hardening-Fuse-92408791 | Laterals | 13696 | 0.10568 | 13 | 17 | 195632.67 | 0 | 33435.3329 | 37975.0702 | 45631.1021 | -162197.3371 | -157657.5998 | -150001.5679 | 0.17091 | 0.19411 | 0.23325 | 0.1841
13177 | Lateral Hardening | Lateral Hardening-Fuse-10650466 | Laterals | 13807 | 0.092424 | 7 | 0 | 56063.05 | 0 | 9229.3797 | 11065.2111 | 14637.6799 | -46833.6703 | -44997.8389 | -41425.3701 | 0.16463 | 0.19737 | 0.26109 | 0.1841
41 | Lateral Hardening | Lateral Hardening-Fuse-90526516 | Laterals | 13210 | 0.083712 | 8 | 10 | 181895.17 | 0 | 31020.8088 | 35360.6346 | 42598.5164 | -150874.3612 | -146534.5354 | -139296.6536 | 0.17054 | 0.1944 | 0.23419 | 0.18406
13412 | Lateral Hardening | Lateral Hardening-Fuse-10070727 | Laterals | 13984 | 0.35928 | 16 | 14 | 233141.78 | 0 | 39761.022 | 45264.6104 | 54368.5369 | -193380.758 | -187877.1696 | -178773.2431 | 0.17054 | 0.19415 | 0.2332 | 0.18389
17984 | Lateral Hardening | Lateral Hardening-Fuse-92424784 | Laterals | 13190 | 0.15473 | 10 | 6 | 156479.33 | 0 | 26933.5313 | 30227.8473 | 35388.9993 | -129545.7987 | -126251.4827 | -121090.3307 | 0.17212 | 0.19317 | 0.22616 | 0.18384
12748 | Lateral Hardening | Lateral Hardening-Fuse-10914140 | Laterals | 13152 | 0.17936 | 12 | 25 | 229265.53 | 0 | 39200.2021 | 44461.2912 | 52602.6682 | -190065.3279 | -184804.2388 | -176662.8618 | 0.17098 | 0.19393 | 0.22944 | 0.18371
163 | Lateral Hardening | Lateral Hardening-Fuse-92318146 | Laterals | 13785 | 0.10833 | 4 | 1 | 57385.21 | 0 | 9544.0817 | 11223.3501 | 14469.2886 | -47841.1283 | -46161.8599 | -42915.9214 | 0.16632 | 0.19558 | 0.25214 | 0.18368
4742 | Lateral Hardening | Lateral Hardening-Fuse-91677718 | Laterals | 13808 | 0.078598 | 6 | 1 | 54914.03 | 0 | 9044.4915 | 10800.9212 | 14188.9445 | -45869.5385 | -44113.1088 | -40725.0855 | 0.1647 | 0.19669 | 0.25838 | 0.18367
10666 | Lateral Hardening | Lateral Hardening-Fuse-92439136 | Laterals | 13591 | 0.11477 | 8 | 9 | 125952.3 | 0 | 20908.9754 | 24658.8917 | 31893.3268 | -105043.3246 | -101293.4083 | -94058.9732 | 0.16601 | 0.19578 | 0.25322 | 0.18366
3505 | Lateral Hardening | Lateral Hardening-Fuse-10762892 | Laterals | 13815 | 0.17121 | 7 | 2 | 58172.21 | 0 | 9607.5862 | 11419.8449 | 14901.6803 | -48564.6238 | -46752.3651 | -43270.5297 | 0.16516 | 0.19631 | 0.25616 | 0.1836
11462 | Lateral Hardening | Lateral Hardening-Fuse-92826969 | Laterals | 13159 | 0.13655 | 13 | 20 | 209988.29 | 0 | 35810.1861 | 40670.2131 | 48650.1718 | -174178.1039 | -169318.0769 | -161338.1182 | 0.17053 | 0.19368 | 0.23168 | 0.18359
5164 | Lateral Hardening | Lateral Hardening-Fuse-92133837 | Laterals | 14123 | 0.16364 | 7 | 1 | 93625.86 | 0 | 16015.6124 | 18068.0733 | 21412.2075 | -77610.2476 | -75557.7867 | -72213.6525 | 0.17106 | 0.19298 | 0.2287 | 0.1834
6699 | Lateral Hardening | Lateral Hardening-Fuse-10859743 | Laterals | 13038 | 0.095644 | 6 | 9 | 124362.56 | 0 | 20996.6716 | 24159.9602 | 29608.741 | -103365.8884 | -100202.5998 | -94753.819 | 0.16883 | 0.19427 | 0.23808 | 0.18339
12053 | Lateral Hardening | Lateral Hardening-Fuse-10802853 | Laterals | 13133 | 0.065152 | 5 | 1 | 50000 | 0 | 8403.6901 | 9703.9587 | 12154.4893 | -41596.3099 | -40296.0413 | -37845.5107 | 0.16807 | 0.19408 | 0.24309 | 0.18338
2830 | Lateral Hardening | Lateral Hardening-Fuse-10916766 | Laterals | 13805 | 0.081818 | 4 | 1 | 55181.61 | 0 | 9311.2791 | 10725.0162 | 13119.7139 | -45870.3309 | -44456.5938 | -42061.8961 | 0.16874 | 0.19436 | 0.23776 | 0.18333
15369 | Lateral Hardening | Lateral Hardening-Fuse-92128412 | Laterals | 13113 | 0.10682 | 8 | 16 | 160661.22 | 0 | 26855.8073 | 31228.1859 | 39554.3026 | -133805.4127 | -129433.0341 | -121106.9174 | 0.16716 | 0.19437 | 0.2462 | 0.18323
11396 | Lateral Hardening | Lateral Hardening-Fuse-93216186 | Laterals | 13656 | 0.20341 | 8 | 2 | 104791.26 | 0 | 17911.1473 | 20205.02 | 23918.7771 | -86880.1127 | -84586.24 | -80872.4829 | 0.17092 | 0.19281 | 0.22825 | 0.18322
5795 | Lateral Hardening | Lateral Hardening-Fuse-10898109 | Laterals | 13582 | 0.054167 | 6 | 3 | 105195.5 | 0 | 17719.6091 | 20395.4416 | 25211.9801 | -87475.8909 | -84800.0584 | -79983.5199 | 0.16844 | 0.19388 | 0.23967 | 0.1832
18338 | Lateral Hardening | Lateral Hardening-Fuse-92194575 | Laterals | 14117 | 0.14564 | 21 | 1 | 287348.99 | 0 | 48941.4019 | 55491.8712 | 66255.4174 | -238407.5881 | -231857.1188 | -221093.5726 | 0.17032 | 0.19312 | 0.23057 | 0.18318
13375 | Lateral Hardening | Lateral Hardening-Fuse-60146810 | Laterals | 13436 | 0.057008 | 5 | 4 | 60470.99 | 0 | 10171.8904 | 11723.6032 | 14568.1528 | -50299.0996 | -48747.3868 | -45902.8372 | 0.16821 | 0.19387 | 0.24091 | 0.18318
323 | Lateral Hardening | Lateral Hardening-Fuse-60553672 | Laterals | 13749 | 0.13485 | 8 | 1 | 238437.29 | 0 | 40692.5705 | 46164.4227 | 54009.3481 | -197744.7195 | -192272.8673 | -184427.9419 | 0.17066 | 0.19361 | 0.22651 | 0.18313
1500 | Lateral Hardening | Lateral Hardening-Fuse-10807563 | Laterals | 13020 | 0.20322 | 13 | 14 | 215528.77 | 0 | 36780.389 | 41582.3171 | 49054.7246 | -178748.381 | -173946.4529 | -166474.0454 | 0.17065 | 0.19293 | 0.2276 | 0.18303
18008 | Lateral Hardening | Lateral Hardening-Fuse-92073731 | Laterals | 13679 | 0.21856 | 10 | 0 | 110951.9 | 0 | 18266.7749 | 21700.2103 | 28374.7024 | -92685.1251 | -89251.6897 | -82577.1976 | 0.16464 | 0.19558 | 0.25574 | 0.18303
3477 | Lateral Hardening | Lateral Hardening-Fuse-10196991 | Laterals | 13359 | 0.01875 | 2 | 31 | 101030.19 | 0 | 17203.2374 | 19604.6654 | 22861.5181 | -83826.9526 | -81425.5246 | -78168.6719 | 0.17028 | 0.19405 | 0.22628 | 0.18301
19243 | Lateral Hardening | Lateral Hardening-Fuse-10372412 | Laterals | 13993 | 0.18428 | 8 | 6 | 172250.81 | 0 | 29229.387 | 33271.2611 | 40034.711 | -143021.423 | -138979.5489 | -132216.099 | 0.16969 | 0.19316 | 0.23242 | 0.183
6747 | Lateral Hardening | Lateral Hardening-Fuse-91788413 | Laterals | 13330 | 0.11818 | 8 | 2 | 106585.62 | 0 | 17739.9764 | 20706.5853 | 26448.5011 | -88845.6436 | -85879.0347 | -80137.1189 | 0.16644 | 0.19427 | 0.24814 | 0.18296
2081 | Lateral Hardening | Lateral Hardening-Fuse-92529622 | Laterals | 13210 | 0.21989 | 18 | 13 | 297531.93 | 0 | 51069.969 | 57157.1577 | 66272.2284 | -246461.961 | -240374.7723 | -231259.7016 | 0.17165 | 0.1921 | 0.22274 | 0.18289
12982 | Lateral Hardening | Lateral Hardening-Fuse-10282733 | Laterals | 13672 | 0.10455 | 6 | 0 | 57070.41 | 0 | 9333.7999 | 11180.2544 | 14778.1486 | -47736.6101 | -45890.1556 | -42292.2614 | 0.16355 | 0.1959 | 0.25895 | 0.18279
16111 | Lateral Hardening | Lateral Hardening-Fuse-10696461 | Laterals | 13961 | 0.10663 | 6 | 3 | 101186.8 | 0 | 17235.9753 | 19453.5374 | 23126.1346 | -83950.8247 | -81733.2626 | -78060.6654 | 0.17034 | 0.19225 | 0.22855 | 0.18273
14484 | Lateral Hardening | Lateral Hardening-Fuse-92251341 | Laterals | 13039 | 0.2 | 14 | 24 | 373214.34 | 0 | 63595.0408 | 71935.5134 | 84518.6591 | -309619.2992 | -301278.8266 | -288695.6809 | 0.1704 | 0.19275 | 0.22646 | 0.18271
18913 | Lateral Hardening | Lateral Hardening-Fuse-90856606 | Laterals | 13796 | 0.042424 | 5 | 6 | 67119.01 | 0 | 11251.7171 | 13000.6623 | 16112.058 | -55867.2929 | -54118.3477 | -51006.952 | 0.16764 | 0.1937 | 0.24005 | 0.1827
12465 | Lateral Hardening | Lateral Hardening-Fuse-10274726 | Laterals | 13624 | 0.058523 | 5 | 1 | 50000 | 0 | 8365.7741 | 9663.2285 | 12123.1155 | -41634.2259 | -40336.7715 | -37876.8845 | 0.16732 | 0.19326 | 0.24246 | 0.18261
3258 | Lateral Hardening | Lateral Hardening-Fuse-92661741 | Laterals | 13127 | 0.074053 | 4 | 2 | 68657.77 | 0 | 11654.2484 | 13217.7307 | 15790.0624 | -57003.5216 | -55440.0393 | -52867.7076 | 0.16974 | 0.19252 | 0.22998 | 0.1826
11791 | Lateral Hardening | Lateral Hardening-Fuse-90100440 | Laterals | 13808 | 0.089962 | 5 | 2 | 59788.43 | 0 | 9812.8899 | 11674.068 | 15251.1235 | -49975.5401 | -48114.362 | -44537.3065 | 0.16413 | 0.19526 | 0.25508 | 0.18256
17774 | Lateral Hardening | Lateral Hardening-Fuse-90753978 | Laterals | 13065 | 0.24754 | 23 | 31 | 378551.68 | 0 | 64312.9461 | 72904.1434 | 86440.8218 | -314238.7339 | -305647.5366 | -292110.8582 | 0.16989 | 0.19259 | 0.22835 | 0.18255
1209 | Lateral Hardening | Lateral Hardening-Fuse-10092874 | Laterals | 13611 | 0.21117 | 17 | 16 | 160456.6 | 0 | 26564.6069 | 31130.1715 | 40034.7568 | -133891.9931 | -129326.4285 | -120421.8432 | 0.16556 | 0.19401 | 0.24951 | 0.18249
8537 | Lateral Hardening | Lateral Hardening-Fuse-90244220 | Laterals | 13136 | 0.1983 | 17 | 29 | 354314.91 | 0 | 59421.2264 | 68625.5101 | 84143.6221 | -294893.6836 | -285689.3999 | -270171.2879 | 0.16771 | 0.19369 | 0.23748 | 0.18248
17917 | Lateral Hardening | Lateral Hardening-Fuse-92396928 | Laterals | 13019 | 0.18504 | 12 | 23 | 309090.88 | 0 | 52484.7293 | 59466.3535 | 70582.7865 | -256606.1507 | -249624.5265 | -238508.0935 | 0.1698 | 0.19239 | 0.22836 | 0.18244
4467 | Lateral Hardening | Lateral Hardening-Fuse-10633666 | Laterals | 13241 | 0.079545 | 7 | 5 | 66274.05 | 0 | 10931.4709 | 12893.2785 | 16610.3032 | -55342.5791 | -53380.7715 | -49663.7468 | 0.16494 | 0.19454 | 0.25063 | 0.18239
4360 | Lateral Hardening | Lateral Hardening-Fuse-92614673 | Laterals | 13303 | 0.18068 | 8 | 0 | 105061.9 | 0 | 17248.7341 | 20475.1193 | 26664.202 | -87813.1659 | -84586.7807 | -78397.698 | 0.16418 | 0.19489 | 0.2538 | 0.18235
4669 | Lateral Hardening | Lateral Hardening-Fuse-92238876 | Laterals | 13206 | 0.076705 | 8 | 18 | 161071.2 | 0 | 27369.9946 | 31006.0521 | 36444.7012 | -133701.2054 | -130065.1479 | -124626.4988 | 0.16992 | 0.1925 | 0.22626 | 0.18233
413 | Lateral Hardening | Lateral Hardening-Fuse-90093960 | Laterals | 13199 | 0.058712 | 9 | 56 | 183869.15 | 0 | 31157.8628 | 35459.9773 | 41837.3852 | -152711.2872 | -148409.1727 | -142031.7648 | 0.16946 | 0.19285 | 0.22754 | 0.18228
13319 | Lateral Hardening | Lateral Hardening-Fuse-10834661 | Laterals | 13041 | 0.11799 | 9 | 5 | 149495.77 | 0 | 25524.8685 | 28612.6512 | 33517.5152 | -123970.9015 | -120883.1188 | -115978.2548 | 0.17074 | 0.19139 | 0.2242 | 0.18228
12656 | Lateral Hardening | Lateral Hardening-Fuse-60031780 | Laterals | 13110 | 0.19223 | 15 | 22 | 222475.85 | 0 | 37646.7656 | 42744.0227 | 51407.3181 | -184829.0844 | -179731.8273 | -171068.5319 | 0.16922 | 0.19213 | 0.23107 | 0.18228
10480 | Lateral Hardening | Lateral Hardening-Fuse-90440083 | Laterals | 14306 | 0.057955 | 4 | 1 | 53198.37 | 0 | 8710.3936 | 10359.987 | 13605.1765 | -44487.9764 | -42838.383 | -39593.1935 | 0.16373 | 0.19474 | 0.25574 | 0.18224
4841 | Lateral Hardening | Lateral Hardening-Fuse-10085317 | Laterals | 13028 | 0.11894 | 10 | 25 | 188161.22 | 0 | 31813.1321 | 36216.6653 | 43305.2603 | -156348.0879 | -151944.5547 | -144855.9597 | 0.16907 | 0.19248 | 0.23015 | 0.1822
11822 | Lateral Hardening | Lateral Hardening-Fuse-10274715 | Laterals | 13624 | 0.092045 | 5 | 5 | 104413.5 | 0 | 17697.5855 | 20061.8464 | 23843.8194 | -86715.9145 | -84351.6536 | -80569.6806 | 0.1695 | 0.19214 | 0.22836 | 0.18217
17247 | Lateral Hardening | Lateral Hardening-Fuse-92246939 | Laterals | 13081 | 0.096402 | 11 | 9 | 132285.52 | 0 | 21710.5172 | 25757.9573 | 33411.78 | -110575.0028 | -106527.5627 | -98873.74 | 0.16412 | 0.19471 | 0.25257 | 0.18214
5035 | Lateral Hardening | Lateral Hardening-Fuse-92554214 | Laterals | 13709 | 0.041667 | 5 | 1 | 51844.73 | 0 | 8475.1196 | 10099.2292 | 13263.4859 | -43369.6104 | -41745.5008 | -38581.2441 | 0.16347 | 0.1948 | 0.25583 | 0.18211
16821 | Lateral Hardening | Lateral Hardening-Fuse-10742039 | Laterals | 14020 | 0.20511 | 18 | 1 | 176873.61 | 0 | 29944.3327 | 34095.1397 | 40074.5289 | -146929.2773 | -142778.4703 | -136799.0811 | 0.1693 | 0.19277 | 0.22657 | 0.18207
10621 | Lateral Hardening | Lateral Hardening-Fuse-90517362 | Laterals | 13889 | 0.082576 | 8 | 1 | 55244.57 | 0 | 9019.9251 | 10770.055 | 14137.3656 | -46224.6449 | -44474.515 | -41107.2044 | 0.16327 | 0.19495 | 0.25591 | 0.18204
9385 | Lateral Hardening | Lateral Hardening-Fuse-93056759 | Laterals | 13064 | 0.19072 | 19 | 29 | 373829.68 | 0 | 63402.9562 | 71710.9282 | 83847.3106 | -310426.7238 | -302118.7518 | -289982.3694 | 0.1696 | 0.19183 | 0.22429 | 0.18174
1136 | Lateral Hardening | Lateral Hardening-Fuse-92244774 | Laterals | 13786 | 0.059848 | 4 | 1 | 53355.77 | 0 | 8908.709 | 10265.9357 | 12704.2907 | -44447.061 | -43089.8343 | -40651.4793 | 0.16697 | 0.19241 | 0.23811 | 0.18171
3232 | Lateral Hardening | Lateral Hardening-Fuse-10095516 | Laterals | 13786 | 0.1428 | 7 | 1 | 60249.89 | 0 | 9816.772 | 11723.2292 | 15407.7342 | -50433.118 | -48526.6608 | -44842.1558 | 0.16293 | 0.19458 | 0.25573 | 0.18171
1678 | Lateral Hardening | Lateral Hardening-Fuse-10829507 | Laterals | 13687 | 0.13958 | 9 | 6 | 119645.56 | 0 | 19575.4986 | 23245.7074 | 30197.7633 | -100070.0614 | -96399.8526 | -89447.7967 | 0.16361 | 0.19429 | 0.25239 | 0.18169
15040 | Lateral Hardening | Lateral Hardening-Fuse-92003185 | Laterals | 13479 | 0.1483 | 11 | 0 | 104649.6 | 0 | 16994.5574 | 20374.9733 | 26953.1537 | -87655.0426 | -84274.6267 | -77696.4463 | 0.16239 | 0.1947 | 0.25756 | 0.1816
17122 | Lateral Hardening | Lateral Hardening-Fuse-10433157 | Laterals | 13839 | 0.078977 | 6 | 5 | 76789.29 | 0 | 12978.6663 | 14727.7116 | 17277.1881 | -63810.6237 | -62061.5784 | -59512.1019 | 0.16902 | 0.19179 | 0.22499 | 0.18145
7687 | Lateral Hardening | Lateral Hardening-Fuse-10895205 | Laterals | 13003 | 0.12311 | 3 | 4 | 62542.93 | 0 | 10559.0553 | 11959.5705 | 14182.3475 | -51983.8747 | -50583.3595 | -48360.5825 | 0.16883 | 0.19122 | 0.22676 | 0.18134
6965 | Lateral Hardening | Lateral Hardening-Fuse-60302646 | Laterals | 13071 | 0.31742 | 18 | 10 | 218890.6 | 0 | 36550.8744 | 42032.0354 | 51423.0066 | -182339.7256 | -176858.5646 | -167467.5934 | 0.16698 | 0.19202 | 0.23493 | 0.18129
5214 | Lateral Hardening | Lateral Hardening-Fuse-90290462 | Laterals | 13724 | 0.16629 | 8 | 20 | 177598.15 | 0 | 29900.9673 | 34031.6186 | 40445.8541 | -147697.1827 | -143566.5314 | -137152.2959 | 0.16836 | 0.19162 | 0.22774 | 0.18128
3787 | Lateral Hardening | Lateral Hardening-Fuse-10129876 | Laterals | 13006 | 0.13352 | 11 | 3 | 151295.13 | 0 | 25572.2964 | 28905.2587 | 34066.1044 | -125722.8336 | -122389.8713 | -117229.0256 | 0.16902 | 0.19105 | 0.22516 | 0.18125
6139 | Lateral Hardening | Lateral Hardening-Fuse-60009866 | Laterals | 13027 | 0.09375 | 5 | 25 | 87067.38 | 0 | 14503.0625 | 16719.3545 | 20620.7188 | -72564.3175 | -70348.0255 | -66446.6612 | 0.16657 | 0.19203 | 0.23684 | 0.18124
1800 | Lateral Hardening | Lateral Hardening-Fuse-60189890 | Laterals | 13390 | 0.30322 | 14 | 0 | 155237.66 | 0 | 25156.5504 | 30160.4819 | 39897.9715 | -130081.1096 | -125077.1781 | -115339.6885 | 0.16205 | 0.19429 | 0.25701 | 0.18122
17756 | Lateral Hardening | Lateral Hardening-Fuse-10456320 | Laterals | 13225 | 0.16572 | 10 | 21 | 158799.26 | 0 | 26515.2185 | 30466.8127 | 37230.2919 | -132284.0415 | -128332.4473 | -121568.9681 | 0.16697 | 0.19186 | 0.23445 | 0.18119
4414 | Lateral Hardening | Lateral Hardening-Fuse-10628929 | Laterals | 13146 | 0.052273 | 5 | 0 | 52726.17 | 0 | 8539.2508 | 10237.8075 | 13543.144 | -44186.9192 | -42488.3625 | -39183.026 | 0.16195 | 0.19417 | 0.25686 | 0.18111
6009 | Lateral Hardening | Lateral Hardening-Fuse-60062706 | Laterals | 13204 | 0.12367 | 10 | 17 | 149254.72 | 0 | 24949.0742 | 28584.6431 | 34864.055 | -124305.6458 | -120670.0769 | -114390.665 | 0.16716 | 0.19152 | 0.23359 | 0.18111
9249 | Lateral Hardening | Lateral Hardening-Fuse-90097462 | Laterals | 13458 | 0.039773 | 5 | 2 | 51687.33 | 0 | 8414.0535 | 10009.9189 | 13077.062 | -43273.2765 | -41677.4111 | -38610.268 | 0.16279 | 0.19366 | 0.253 | 0.18107
8309 | Lateral Hardening | Lateral Hardening-Fuse-10632113 | Laterals | 13311 | 0.079924 | 10 | 18 | 189562.03 | 0 | 32000.009 | 36130.0597 | 42662.6491 | -157562.021 | -153431.9703 | -146899.3809 | 0.16881 | 0.1906 | 0.22506 | 0.18097
14540 | Lateral Hardening | Lateral Hardening-Fuse-90789941 | Laterals | 13064 | 0.15833 | 14 | 24 | 310761.64 | 0 | 52684.2872 | 59219.8286 | 68593.3153 | -258077.3528 | -251541.8114 | -242168.3247 | 0.16953 | 0.19056 | 0.22073 | 0.18096
2561 | Lateral Hardening | Lateral Hardening-Fuse-93172618 | Laterals | 13213 | 0.0375 | 1 | 1 | 50000 | 0 | 8469.1209 | 9521.1991 | 11035.6043 | -41530.8791 | -40478.8009 | -38964.3957 | 0.16938 | 0.19042 | 0.22071 | 0.18083
8802 | Lateral Hardening | Lateral Hardening-Fuse-90148142 | Laterals | 13207 | 0.20833 | 18 | 33 | 379223.5 | 0 | 64045.535 | 72212.009 | 84305.1599 | -315177.965 | -307011.491 | -294918.3401 | 0.16889 | 0.19042 | 0.22231 | 0.18069
8486 | Lateral Hardening | Lateral Hardening-Fuse-92890866 | Laterals | 13509 | 0.1572 | 13 | 10 | 212417.2 | 0 | 35821.2211 | 40407.5755 | 47631.6635 | -176595.9789 | -172009.6245 | -164785.5365 | 0.16864 | 0.19023 | 0.22424 | 0.18067
17740 | Lateral Hardening | Lateral Hardening-Fuse-91493342 | Laterals | 13053 | 0.10701 | 6 | 1 | 57275.03 | 0 | 9278.2307 | 11080.0523 | 14555.6331 | -47996.7993 | -46194.9777 | -42719.3969 | 0.16199 | 0.19345 | 0.25414 | 0.18065
18632 | Lateral Hardening | Lateral Hardening-Fuse-92247275 | Laterals | 13668 | 0.27197 | 12 | 10 | 218534.32 | 0 | 36829.2317 | 41563.3187 | 49054.6781 | -181705.0883 | -176971.0013 | -169479.6419 | 0.16853 | 0.19019 | 0.22447 | 0.18062
16167 | Lateral Hardening | Lateral Hardening-Fuse-91308625 | Laterals | 13961 | 0.056061 | 3 | 1 | 50000 | 0 | 8302.0123 | 9571.3181 | 11779.3808 | -41697.9877 | -40428.6819 | -38220.6192 | 0.16604 | 0.19143 | 0.23559 | 0.18061
16604 | Lateral Hardening | Lateral Hardening-Fuse-10000707 | Laterals | 13236 | 0.082008 | 2 | 1 | 50000 | 0 | 8432.3199 | 9520.2139 | 11141.3032 | -41567.6801 | -40479.7861 | -38858.6968 | 0.16865 | 0.1904 | 0.22283 | 0.18059
14340 | Lateral Hardening | Lateral Hardening-Fuse-10802871 | Laterals | 13133 | 0.094697 | 8 | 16 | 159653.86 | 0 | 26241.6264 | 30618.8331 | 38957.9086 | -133412.2336 | -129035.0269 | -120695.9514 | 0.16437 | 0.19178 | 0.24401 | 0.18056
5989 | Lateral Hardening | Lateral Hardening-Fuse-60014217 | Laterals | 13037 | 0.12405 | 12 | 31 | 232529.45 | 0 | 38958.682 | 44372.1228 | 52948.5935 | -193570.768 | -188157.3272 | -179580.8565 | 0.16754 | 0.19082 | 0.22771 | 0.18054
4606 | Lateral Hardening | Lateral Hardening-Fuse-92310504 | Laterals | 13186 | 0.15455 | 11 | 27 | 220360.95 | 0 | 36580.4058 | 42135.7033 | 51908.269 | -183780.5442 | -178225.2467 | -168452.681 | 0.166 | 0.19121 | 0.23556 | 0.18052
7750 | Lateral Hardening | Lateral Hardening-Fuse-92015576 | Laterals | 13772 | 0.042992 | 6 | 1 | 51954.91 | 0 | 8408.3994 | 10042.0489 | 13189.8537 | -43546.5106 | -41912.8611 | -38765.0563 | 0.16184 | 0.19328 | 0.25387 | 0.18048
9742 | Lateral Hardening | Lateral Hardening-Fuse-90631769 | Laterals | 13519 | 0.24564 | 16 | 0 | 176477.03 | 0 | 29244.3993 | 33785.3637 | 41659.8814 | -147232.6307 | -142691.6663 | -134817.1486 | 0.16571 | 0.19144 | 0.23606 | 0.18047
6342 | Lateral Hardening | Lateral Hardening-Fuse-10162600 | Laterals | 13031 | 0.23295 | 18 | 26 | 317676.45 | 0 | 53409.9163 | 60524.4752 | 71238.6159 | -264266.5337 | -257151.9748 | -246437.8341 | 0.16813 | 0.19052 | 0.22425 | 0.18046
17959 | Lateral Hardening | Lateral Hardening-Fuse-91673652 | Laterals | 13832 | 0.087311 | 8 | 15 | 194105.89 | 0 | 32638.8567 | 37036.9262 | 43324.2733 | -161467.0333 | -157068.9638 | -150781.6167 | 0.16815 | 0.19081 | 0.2232 | 0.18045
1682 | Lateral Hardening | Lateral Hardening-Fuse-90048152 | Laterals | 13461 | 0.086174 | 6 | 1 | 51104.95 | 0 | 8378.8545 | 9802.7982 | 12532.2459 | -42726.0955 | -41302.1518 | -38572.7041 | 0.16395 | 0.19182 | 0.24523 | 0.18044
4638 | Lateral Hardening | Lateral Hardening-Fuse-91336543 | Laterals | 13388 | 0.10019 | 7 | 4 | 64059.71 | 0 | 10429.5012 | 12344.0776 | 15966.4629 | -53630.2088 | -51715.6324 | -48093.2471 | 0.16281 | 0.1927 | 0.24924 | 0.18042
1403 | Lateral Hardening | Lateral Hardening-Fuse-10095500 | Laterals | 13786 | 0.064205 | 4 | 3 | 61577.79 | 0 | 10012.4434 | 11874.8348 | 15375.232 | -51565.3466 | -49702.9552 | -46202.558 | 0.1626 | 0.19284 | 0.24969 | 0.18038
12356 | Lateral Hardening | Lateral Hardening-Fuse-60069992 | Laterals | 13046 | 0.084848 | 9 | 21 | 161748.02 | 0 | 26965.2705 | 30860.1646 | 37347.6699 | -134782.7495 | -130887.8554 | -124400.3501 | 0.16671 | 0.19079 | 0.2309 | 0.18035
19465 | Lateral Hardening | Lateral Hardening-Fuse-10077317 | Laterals | 13304 | 0.080114 | 4 | 0 | 55039.95 | 0 | 8972.1038 | 10569.993 | 13646.9024 | -46067.8462 | -44469.957 | -41393.0476 | 0.16301 | 0.19204 | 0.24795 | 0.18021
3411 | Lateral Hardening | Lateral Hardening-Fuse-60188253 | Laterals | 13807 | 0.21136 | 12 | 2 | 105452.34 | 0 | 17334.4291 | 20168.0906 | 25522.935 | -88117.9109 | -85284.2494 | -79929.405 | 0.16438 | 0.19125 | 0.24203 | 0.18021
15061 | Lateral Hardening | Lateral Hardening-Fuse-10795767 | Laterals | 13695 | 0.050758 | 5 | 5 | 64390.25 | 0 | 10464.6388 | 12398.6665 | 16044.405 | -53925.6112 | -51991.5835 | -48345.845 | 0.16252 | 0.19256 | 0.24917 | 0.1802
17263 | Lateral Hardening | Lateral Hardening-Fuse-93107016 | Laterals | 13687 | 0.13466 | 11 | 9 | 122657.64 | 0 | 20307.5552 | 23435.5933 | 28865.3494 | -102350.0848 | -99222.0467 | -93792.2906 | 0.16556 | 0.19107 | 0.23533 | 0.18019
10264 | Lateral Hardening | Lateral Hardening-Fuse-60029840 | Laterals | 13093 | 0.16174 | 18 | 37 | 267814.96 | 0 | 44244.902 | 51195.1878 | 63482.2234 | -223570.058 | -216619.7722 | -204332.7366 | 0.16521 | 0.19116 | 0.23704 | 0.18018
13646 | Lateral Hardening | Lateral Hardening-Fuse-91833317 | Laterals | 13807 | 0.018182 | 3 | 1 | 50000 | 0 | 8410.7321 | 9489.3267 | 11103.1915 | -41589.2679 | -40510.6733 | -38896.8085 | 0.16821 | 0.18979 | 0.22206 | 0.18007
15903 | Lateral Hardening | Lateral Hardening-Fuse-60075666 | Laterals | 13122 | 0.0058712 | 4 | 4 | 150369.18 | 0 | 25169.007 | 28662.9216 | 33764.2168 | -125200.173 | -121706.2584 | -116604.9632 | 0.16738 | 0.19062 | 0.22454 | 0.18007
15184 | Lateral Hardening | Lateral Hardening-Fuse-60200364 | Laterals | 13254 | 0.044318 | 5 | 3 | 59925.09 | 0 | 9714.0972 | 11537.4642 | 15004.3764 | -50210.9928 | -48387.6258 | -44920.7136 | 0.1621 | 0.19253 | 0.25039 | 0.18006
16241 | Lateral Hardening | Lateral Hardening-Fuse-60017510 | Laterals | 13029 | 0.094318 | 6 | 9 | 50000 | 0 | 8201.7579 | 9552.1065 | 12129.3156 | -41798.2421 | -40447.8935 | -37870.6844 | 0.16404 | 0.19104 | 0.24259 | 0.17999
16974 | Lateral Hardening | Lateral Hardening-Fuse-60058760 | Laterals | 13010 | 0.018561 | 3 | 5 | 75375.73 | 0 | 12611.3139 | 14376.2565 | 16835.6134 | -62764.4161 | -60999.4735 | -58540.1166 | 0.16731 | 0.19073 | 0.22336 | 0.17994
14225 | Lateral Hardening | Lateral Hardening-Fuse-60451113 | Laterals | 13785 | 0.12386 | 4 | 2 | 62605.89 | 0 | 10215.0703 | 11999.8557 | 15358.7841 | -52390.8197 | -50606.0343 | -47247.1059 | 0.16316 | 0.19167 | 0.24532 | 0.17993
6312 | Lateral Hardening | Lateral Hardening-Fuse-10632114 | Laterals | 13311 | 0.059091 | 5 | 11 | 88154.13 | 0 | 14622.4211 | 16782.1236 | 20492.5926 | -73531.7089 | -71372.0064 | -67661.5374 | 0.16587 | 0.19037 | 0.23246 | 0.17988
19324 | Lateral Hardening | Lateral Hardening-Fuse-91867113 | Laterals | 13574 | 0.29034 | 15 | 18 | 323158.92 | 0 | 54765.5167 | 60939.2301 | 69801.8131 | -268393.4033 | -262219.6899 | -253357.1069 | 0.16947 | 0.18857 | 0.216 | 0.17985
10398 | Lateral Hardening | Lateral Hardening-Fuse-90393812 | Laterals | 13854 | 0.23655 | 13 | 11 | 223450.94 | 0 | 37273.2431 | 42475.9259 | 50764.1705 | -186177.6969 | -180975.0141 | -172686.7695 | 0.16681 | 0.19009 | 0.22718 | 0.17983
14017 | Lateral Hardening | Lateral Hardening-Fuse-10397049 | Laterals | 13591 | 0.17557 | 16 | 31 | 248600.73 | 0 | 41243.641 | 47314.1868 | 57647.8825 | -207357.089 | -201286.5432 | -190952.8475 | 0.1659 | 0.19032 | 0.23189 | 0.17983
14293 | Lateral Hardening | Lateral Hardening-Fuse-90527967 | Laterals | 13622 | 0.11439 | 8 | 10 | 133272.14 | 0 | 22199.2401 | 25262.2191 | 30500.6561 | -111072.8999 | -108009.9209 | -102771.4839 | 0.16657 | 0.18955 | 0.22886 | 0.17969
796 | Lateral Hardening | Lateral Hardening-Fuse-10745513 | Laterals | 13431 | 0.29242 | 17 | 4 | 217830.28 | 0 | 35100.0134 | 41917.0626 | 55000.4903 | -182730.2666 | -175913.2174 | -162829.7897 | 0.16113 | 0.19243 | 0.25249 | 0.17966
2336 | Lateral Hardening | Lateral Hardening-Fuse-10420563 | Laterals | 13825 | 0.11477 | 6 | 5 | 153158.19 | 0 | 25627.8319 | 29081.518 | 34115.7452 | -127530.3581 | -124076.672 | -119042.4448 | 0.16733 | 0.18988 | 0.22275 | 0.17964
5419 | Lateral Hardening | Lateral Hardening-Fuse-90915256 | Laterals | 13813 | 0.078788 | 4 | 2 | 69444.77 | 0 | 11440.3347 | 13203.4218 | 16479.9022 | -58004.4353 | -56241.3482 | -52964.8678 | 0.16474 | 0.19013 | 0.23731 | 0.17961
5817 | Lateral Hardening | Lateral Hardening-Fuse-60073786 | Laterals | 13082 | 0.49924 | 37 | 337 | 537926.65 | 0 | 91151.1083 | 100861.6604 | 116610.9275 | -446775.5417 | -437064.9896 | -421315.7225 | 0.16945 | 0.1875 | 0.21678 | 0.1796
12902 | Lateral Hardening | Lateral Hardening-Fuse-92734226 | Laterals | 13070 | 0.077462 | 5 | 0 | 54819.59 | 0 | 8802.6368 | 10553.584 | 13960.8709 | -46016.9532 | -44266.006 | -40858.7191 | 0.16057 | 0.19251 | 0.25467 | 0.17957
10368 | Lateral Hardening | Lateral Hardening-Fuse-60258534 | Laterals | 13296 | 0.1875 | 13 | 11 | 178852.35 | 0 | 29807.3567 | 33917.1709 | 40523.9202 | -149044.9933 | -144935.1791 | -138328.4298 | 0.16666 | 0.18964 | 0.22658 | 0.17954
13418 | Lateral Hardening | Lateral Hardening-Fuse-92860270 | Laterals | 13460 | 0.098485 | 4 | 2 | 60496.73 | 0 | 9795.2081 | 11601.3486 | 15008.8979 | -50701.5219 | -48895.3814 | -45487.8321 | 0.16191 | 0.19177 | 0.24809 | 0.17949
6580 | Lateral Hardening | Lateral Hardening-Fuse-10580657 | Laterals | 13105 | 0.051515 | 5 | 5 | 63944.53 | 0 | 10505.0868 | 12174.3903 | 15154.7403 | -53439.4432 | -51770.1397 | -48789.7897 | 0.16428 | 0.19039 | 0.237 | 0.17939
8848 | Lateral Hardening | Lateral Hardening-Fuse-91485596 | Laterals | 13622 | 0.069129 | 7 | 6 | 109860.28 | 0 | 18036.7989 | 20865.2759 | 26159.6476 | -91823.4811 | -88995.0041 | -83700.6324 | 0.16418 | 0.18993 | 0.23812 | 0.1793
15132 | Lateral Hardening | Lateral Hardening-Fuse-91681285 | Laterals | 13104 | 0.12822 | 14 | 0 | 92427.28 | 0 | 14816.4835 | 17763.655 | 23498.7559 | -77610.7965 | -74663.625 | -68928.5241 | 0.1603 | 0.19219 | 0.25424 | 0.17926
12679 | Lateral Hardening | Lateral Hardening-Fuse-92187661 | Laterals | 14111 | 0.18693 | 15 | 18 | 290780.31 | 0 | 48597.5198 | 54919.1599 | 64726.1968 | -242182.7902 | -235861.1501 | -226054.1132 | 0.16713 | 0.18887 | 0.22259 | 0.1792
2935 | Lateral Hardening | Lateral Hardening-Fuse-10168789 | Laterals | 13208 | 0.16761 | 15 | 19 | 290435.34 | 0 | 48448.8918 | 54947.0263 | 64675.6886 | -241986.4482 | -235488.3137 | -225759.6514 | 0.16681 | 0.18919 | 0.22269 | 0.17911
14679 | Lateral Hardening | Lateral Hardening-Fuse-91553312 | Laterals | 13808 | 0.078977 | 5 | 1 | 54945.51 | 0 | 8838.2572 | 10518.5426 | 13816.6372 | -46107.2528 | -44426.9674 | -41128.8728 | 0.16085 | 0.19144 | 0.25146 | 0.17909
2321 | Lateral Hardening | Lateral Hardening-Fuse-91251022 | Laterals | 13679 | 0.1072 | 4 | 2 | 74166.77 | 0 | 12233.2441 | 14048.0803 | 17249.2618 | -61933.5259 | -60118.6897 | -56917.5082 | 0.16494 | 0.18941 | 0.23257 | 0.17905
18047 | Lateral Hardening | Lateral Hardening-Fuse-10686090 | Laterals | 13808 | 0.23428 | 10 | 2 | 111795.56 | 0 | 18386.4267 | 21188.2392 | 26238.7498 | -93409.1333 | -90607.3208 | -85556.8102 | 0.16446 | 0.18953 | 0.2347 | 0.17901
7411 | Lateral Hardening | Lateral Hardening-Fuse-90483827 | Laterals | 13612 | 0.10549 | 10 | 16 | 197142.97 | 0 | 32227.2362 | 37465.3167 | 47131.8244 | -164915.7338 | -159677.6533 | -150011.1456 | 0.16347 | 0.19004 | 0.23907 | 0.179
4828 | Lateral Hardening | Lateral Hardening-Fuse-10242254 | Laterals | 13520 | 0.11174 | 11 | 17 | 96459.85 | 0 | 15710.2617 | 18351.9684 | 23344.7774 | -80749.5883 | -78107.8816 | -73115.0726 | 0.16287 | 0.19025 | 0.24202 | 0.179
511 | Lateral Hardening | Lateral Hardening-Fuse-10075339 | Laterals | 13656 | 0.27045 | 11 | 5 | 149471.82 | 0 | 24315.1853 | 28409.265 | 36377.3502 | -125156.6347 | -121062.555 | -113094.4698 | 0.16267 | 0.19006 | 0.24337 | 0.17896
9950 | Lateral Hardening | Lateral Hardening-Fuse-60211561 | Laterals | 13470 | 0.2536 | 14 | 0 | 199549.98 | 0 | 32414.6118 | 37991.6438 | 48641.1942 | -167135.3682 | -161558.3362 | -150908.7858 | 0.16244 | 0.19039 | 0.24375 | 0.17895
17761 | Lateral Hardening | Lateral Hardening-Fuse-10536001 | Laterals | 13118 | 0.21818 | 14 | 11 | 181402.23 | 0 | 30032.9234 | 34280.195 | 41483.1958 | -151369.3066 | -147122.035 | -139919.0342 | 0.16556 | 0.18897 | 0.22868 | 0.1789
9131 | Lateral Hardening | Lateral Hardening-Fuse-60077913 | Laterals | 13153 | 0.053788 | 4 | 3 | 60712.09 | 0 | 9789.486 | 11613.0245 | 15028.5526 | -50922.604 | -49099.0655 | -45683.5374 | 0.16124 | 0.19128 | 0.24754 | 0.17888
15915 | Lateral Hardening | Lateral Hardening-Fuse-92846773 | Laterals | 13011 | 0.17841 | 14 | 1 | 335608.3 | 0 | 55865.7926 | 63176.2589 | 75511.0997 | -279742.5074 | -272432.0411 | -260097.2003 | 0.16646 | 0.18824 | 0.225 | 0.17885
17566 | Lateral Hardening | Lateral Hardening-Fuse-10070692 | Laterals | 13657 | 0.22955 | 10 | 8 | 215008.56 | 0 | 36154.819 | 40287.3545 | 46544.3272 | -178853.741 | -174721.2055 | -168464.2328 | 0.16816 | 0.18738 | 0.21648 | 0.17875
8912 | Lateral Hardening | Lateral Hardening-Fuse-10605203 | Laterals | 13924 | 0.25758 | 12 | 0 | 73718.33 | 0 | 11782.567 | 14126.2571 | 18687.0026 | -61935.763 | -59592.0729 | -55031.3274 | 0.15983 | 0.19162 | 0.25349 | 0.17874
1973 | Lateral Hardening | Lateral Hardening-Fuse-90394774 | Laterals | 13147 | 0.1053 | 7 | 15 | 139867.94 | 0 | 23227.1566 | 26407.6981 | 31406.0849 | -116640.7834 | -113460.2419 | -108461.8551 | 0.16606 | 0.1888 | 0.22454 | 0.17873
12185 | Lateral Hardening | Lateral Hardening-Fuse-10169240 | Laterals | 13210 | 0.12727 | 12 | 17 | 281920.92 | 0 | 46663.2908 | 53243.2841 | 64151.2788 | -235257.6292 | -228677.6359 | -217769.6412 | 0.16552 | 0.18886 | 0.22755 | 0.17872
1942 | Lateral Hardening | Lateral Hardening-Fuse-10143566 | Laterals | 13036 | 0.19167 | 18 | 28 | 286530.56 | 0 | 47367.1495 | 54129.8874 | 65480.1341 | -239163.4105 | -232400.6726 | -221050.4259 | 0.16531 | 0.18891 | 0.22853 | 0.17871
13180 | Lateral Hardening | Lateral Hardening-Fuse-60318201 | Laterals | 13236 | 0.24962 | 15 | 11 | 252251.57 | 0 | 42233.5461 | 47349.1755 | 55235.1524 | -210018.0239 | -204902.3945 | -197016.4176 | 0.16743 | 0.18771 | 0.21897 | 0.17866
3133 | Lateral Hardening | Lateral Hardening-Fuse-92606153 | Laterals | 13390 | 0.065341 | 8 | 16 | 93316.8 | 0 | 15183.4385 | 17739.2229 | 22390.312 | -78133.3615 | -75577.5771 | -70926.488 | 0.16271 | 0.1901 | 0.23994 | 0.17865
10478 | Lateral Hardening | Lateral Hardening-Fuse-60027553 | Laterals | 13094 | 0.073674 | 6 | 9 | 81506.11 | 0 | 13556.5266 | 15388.3647 | 18056.704 | -67949.5834 | -66117.7453 | -63449.406 | 0.16633 | 0.1888 | 0.22154 | 0.17859
11729 | Lateral Hardening | Lateral Hardening-Fuse-90961183 | Laterals | 13649 | 0.067992 | 4 | 2 | 57962.59 | 0 | 9315.8276 | 11063.1337 | 14430.2616 | -48646.7624 | -46899.4563 | -43532.3284 | 0.16072 | 0.19087 | 0.24896 | 0.17859
3480 | Lateral Hardening | Lateral Hardening-Fuse-10759868 | Laterals | 13813 | 0.090909 | 4 |  | 52007.13 | 0 | 8319.0721 | 9959.6478 | 13082.7104 | -43688.0579 | -42047.4822 | -38924.4196 | 0.15996 | 0.19151 | 0.25156 | 0.17858
14078 | Lateral Hardening | Lateral Hardening-Fuse-93206113 | Laterals | 13656 | 0.24394 | 11 | 12 | 163892.87 | 0 | 27189.7367 | 30900.17 | 36770.1527 | -136703.1333 | -132992.7 | -127122.7173 | 0.1659 | 0.18854 | 0.22435 | 0.17854
15142 | Lateral Hardening | Lateral Hardening-Fuse-91096297 | Laterals | 13787 | 0.090909 | 4 | 1 | 55937.13 | 0 | 9191.2878 | 10565.4946 | 12986.8953 | -46745.8422 | -45371.6354 | -42950.2347 | 0.16431 | 0.18888 | 0.23217 | 0.17847
15112 | Lateral Hardening | Lateral Hardening-Fuse-92007339 | Laterals | 13146 | 0.11212 | 5 | 0 | 57700.01 | 0 | 9208.2367 | 11039.8625 | 14604.1473 | -48491.7733 | -46660.1475 | -43095.8627 | 0.15959 | 0.19133 | 0.2531 | 0.17846
1259 | Lateral Hardening | Lateral Hardening-Fuse-92134566 | Laterals | 13172 | 0.063258 | 4 | 2 | 53639.09 | 0 | 8932.4279 | 10086.1268 | 11846.2575 | -44706.6621 | -43552.9632 | -41792.8325 | 0.16653 | 0.18804 | 0.22085 | 0.17841
18657 | Lateral Hardening | Lateral Hardening-Fuse-93337161 | Laterals | 13117 | 0.16875 | 10 | 11 | 125490.84 | 0 | 20684.2937 | 23655.6102 | 28803.2507 | -104806.5463 | -101835.2298 | -96687.5893 | 0.16483 | 0.1885 | 0.22952 | 0.1784
195 | Lateral Hardening | Lateral Hardening-Fuse-10064506 | Laterals | 13405 | 0.087689 | 7 | 1 | 90601.95 | 0 | 14867.6872 | 17127.1836 | 20960.7121 | -75734.2628 | -73474.7664 | -69641.2379 | 0.1641 | 0.18904 | 0.23135 | 0.17831
6973 | Lateral Hardening | Lateral Hardening-Fuse-93327717 | Laterals | 13889 | 0.093561 | 7 | 2 | 96170.74 | 0 | 15398.84 | 18322.1748 | 24043.218 | -80771.9 | -77848.5652 | -72127.522 | 0.16012 | 0.19052 | 0.25001 | 0.17823
5038 | Lateral Hardening | Lateral Hardening-Fuse-10804179 | Laterals | 13173 | 0.14811 | 12 | 30 | 203088.43 | 0 | 33407.5806 | 38302.1 | 46537.4115 | -169680.8494 | -164786.33 | -156551.0185 | 0.1645 | 0.1886 | 0.22915 | 0.17819
9327 | Lateral Hardening | Lateral Hardening-Fuse-60057303 | Laterals | 13417 | 0.13958 | 14 | 29 | 241680.13 | 0 | 39908.5055 | 45509.8626 | 54667.5605 | -201771.6245 | -196170.2674 | -187012.5695 | 0.16513 | 0.18831 | 0.2262 | 0.17819
3000 | Lateral Hardening | Lateral Hardening-Fuse-60006787 | Laterals | 13092 | 0.17443 | 13 | 17 | 129893.04 | 0 | 21025.2483 | 24589.8159 | 31358.1823 | -108867.7917 | -105303.2241 | -98534.8577 | 0.16187 | 0.18931 | 0.24142 | 0.17805
14424 | Lateral Hardening | Lateral Hardening-Fuse-10676307 | Laterals | 13787 | 0.19356 | 13 | 2 | 152863.39 | 0 | 24414.8063 | 29068.8417 | 38098.1022 | -128448.5837 | -123794.5483 | -114765.2878 | 0.15972 | 0.19016 | 0.24923 | 0.1778
16383 | Lateral Hardening | Lateral Hardening-Fuse-10153139 | Laterals | 13154 | 0.20379 | 14 | 27 | 243594.67 | 0 | 40022.4379 | 45859.1463 | 55318.1019 | -203572.2321 | -197735.5237 | -188276.5681 | 0.1643 | 0.18826 | 0.22709 | 0.17777
2724 | Lateral Hardening | Lateral Hardening-Fuse-93211919 | Laterals | 13459 | 0.14583 | 7 | 3 | 103936.3 | 0 | 17311.2859 | 19381.2092 | 22718.0916 | -86625.0141 | -84555.0908 | -81218.2084 | 0.16656 | 0.18647 | 0.21858 | 0.17773
2168 | Lateral Hardening | Lateral Hardening-Fuse-91651993 | Laterals | 14041 | 0.0875 | 5 |  | 59075.13 | 0 | 9736.7913 | 11063.336 | 13384.8359 | -49338.3387 | -48011.794 | -45690.2941 | 0.16482 | 0.18728 | 0.22657 | 0.17773
2779 | Lateral Hardening | Lateral Hardening-Fuse-10627068 | Laterals | 13147 | 0.12045 | 9 | 8 | 109687.14 | 0 | 17878.5633 | 20661.8394 | 25654.7581 | -91808.5767 | -89025.3006 | -84032.3819 | 0.163 | 0.18837 | 0.23389 | 0.1777
420 | Lateral Hardening | Lateral Hardening-Fuse-60062681 | Laterals | 13204 | 0.076515 | 7 | 9 | 166207.39 | 0 | 27625.0581 | 31084.2526 | 36251.8405 | -138582.3319 | -135123.1374 | -129955.5495 | 0.16621 | 0.18702 | 0.21811 | 0.17764
11819 | Lateral Hardening | Lateral Hardening-Fuse-92874499 | Laterals | 13112 | 0.1161 | 11 | 19 | 164345.12 | 0 | 26821.8644 | 30940.3956 | 38171.9261 | -137523.2556 | -133404.7244 | -126173.1939 | 0.1632 | 0.18826 | 0.23227 | 0.17763
6137 | Lateral Hardening | Lateral Hardening-Fuse-60530692 | Laterals | 13431 | 0.15114 | 9 | 2 | 249923.93 | 0 | 41372.9868 | 46697.9118 | 55478.9461 | -208550.9432 | -203226.0182 | -194444.9839 | 0.16554 | 0.18685 | 0.22198 | 0.17758
2013 | Lateral Hardening | Lateral Hardening-Fuse-91015165 | Laterals | 13046 | 0.064394 | 9 | 16 | 144328.1 | 0 | 23636.0746 | 27140.1395 | 33049.2821 | -120692.0254 | -117187.9605 | -111278.8179 | 0.16377 | 0.18804 | 0.22899 | 0.17757
268 | Lateral Hardening | Lateral Hardening-Fuse-90498312 | Laterals | 13388 | 0.070265 | 5 | 1 | 54221.47 | 0 | 8638.3835 | 10297.7345 | 13522.8618 | -45583.0865 | -43923.7355 | -40698.6082 | 0.15932 | 0.18992 | 0.2494 | 0.17751
12350 | Lateral Hardening | Lateral Hardening-Fuse-93038748 | Laterals | 13813 | 0.064583 | 5 | 1 | 53749.27 | 0 | 8563.6154 | 10204.1735 | 13401.373 | -45185.6546 | -43545.0965 | -40347.897 | 0.15933 | 0.18985 | 0.24933 | 0.17748
6436 | Lateral Hardening | Lateral Hardening-Fuse-92610415 | Laterals | 13390 | 0.068182 | 5 | 1 | 54048.33 | 0 | 8612.5146 | 10244.5706 | 13450.4178 | -45435.8154 | -43803.7594 | -40597.9122 | 0.15935 | 0.18954 | 0.24886 | 0.17736
3417 | Lateral Hardening | Lateral Hardening-Fuse-10629075 | Laterals | 13787 | 0.19943 | 9 | 13 | 223787.22 | 0 | 37373.846 | 41628.493 | 47743.3038 | -186413.374 | -182158.727 | -176043.9162 | 0.16701 | 0.18602 | 0.21334 | 0.17734
9267 | Lateral Hardening | Lateral Hardening-Fuse-92421693 | Laterals | 13696 | 0.17576 | 14 | 22 | 217176.47 | 0 | 35668.9378 | 40672.3036 | 49092.3319 | -181507.5322 | -176504.1664 | -168084.1381 | 0.16424 | 0.18728 | 0.22605 | 0.17733
10686 | Lateral Hardening | Lateral Hardening-Fuse-10382349 | Laterals | 13224 | 0.13485 | 13 | 31 | 293089.88 | 0 | 48418.0988 | 54786.1752 | 64250.6164 | -244671.7812 | -238303.7048 | -228839.2636 | 0.1652 | 0.18693 | 0.21922 | 0.17712
8048 | Lateral Hardening | Lateral Hardening-Fuse-60031836 | Laterals | 13613 | 0.22614 | 16 | 36 | 351185.64 | 0 | 57989.5112 | 65585.0605 | 77153.697 | -293196.1288 | -285600.5795 | -274031.943 | 0.16512 | 0.18675 | 0.21969 | 0.17707
12054 | Lateral Hardening | Lateral Hardening-Fuse-10612094 | Laterals | 13927 | 0.16117 | 9 | 3 | 105719.92 | 0 | 17040.4882 | 19871.604 | 25244.1063 | -88679.4318 | -85848.316 | -80475.8137 | 0.16119 | 0.18796 | 0.23878 | 0.17698
12416 | Lateral Hardening | Lateral Hardening-Fuse-90426389 | Laterals | 13190 | 0.090909 | 7 | 10 | 135759.06 | 0 | 21716.3049 | 25634.1188 | 32993.7752 | -114042.7551 | -110124.9412 | -102765.2848 | 0.15996 | 0.18882 | 0.24303 | 0.17693
6798 | Lateral Hardening | Lateral Hardening-Fuse-93176384 | Laterals | 14021 | 0.034659 | 4 | 1 | 57632.97 | 0 | 9524.2985 | 10744.6759 | 12584.4224 | -48108.6715 | -46888.2941 | -45048.5476 | 0.16526 | 0.18643 | 0.21835 | 0.17692
1767 | Lateral Hardening | Lateral Hardening-Fuse-93219693 | Laterals | 13459 | 0.051515 | 4 | 1 | 50000 | 0 | 7947.2594 | 9453.3942 | 12411.3899 | -42052.7406 | -40546.6058 | -37588.6101 | 0.15895 | 0.18907 | 0.24823 | 0.17691
13484 | Lateral Hardening | Lateral Hardening-Fuse-93256706 | Laterals | 13175 | 0.12746 | 11 | 23 | 201372.77 | 0 | 33086.0273 | 37620.5957 | 44861.4113 | -168286.7427 | -163752.1743 | -156511.3587 | 0.1643 | 0.18682 | 0.22278 | 0.17691
18834 | Lateral Hardening | Lateral Hardening-Fuse-91411608 | Laterals | 13298 | 0.27027 | 10 | 0 | 70842.91 | 0 | 11201.7839 | 13429.9495 | 17765.8879 | -59641.1261 | -57412.9605 | -53077.0221 | 0.15812 | 0.18957 | 0.25078 | 0.17682
14126 | Lateral Hardening | Lateral Hardening-Fuse-90698508 | Laterals | 13373 | 0.12386 | 7 | 1 | 58675.89 | 0 | 9298.5496 | 11107.4974 | 14625.5301 | -49377.3404 | -47568.3926 | -44050.3599 | 0.15847 | 0.1893 | 0.24926 | 0.1768
8630 | Lateral Hardening | Lateral Hardening-Fuse-92582608 | Laterals | 13433 | 0.060417 | 6 | 1 | 81884.18 | 0 | 13496.3233 | 15297.0038 | 17900.6875 | -68387.8567 | -66587.1762 | -63983.4925 | 0.16482 | 0.18681 | 0.21861 | 0.1768
19052 | Lateral Hardening | Lateral Hardening-Fuse-92872786 | Laterals | 13460 | 0.048485 | 5 | 1 | 52411.37 | 0 | 8323.5685 | 9901.2125 | 12998.7295 | -44087.8015 | -42510.1575 | -39412.6405 | 0.15881 | 0.18891 | 0.24801 | 0.17676
3674 | Lateral Hardening | Lateral Hardening-Fuse-91150201 | Laterals | 13600 | 0.091288 | 11 | 20 | 166213.18 | 0 | 26937.0021 | 31100.3417 | 38582.227 | -139276.1779 | -135112.8383 | -127630.953 | 0.16206 | 0.18711 | 0.23212 | 0.17658
15391 | Lateral Hardening | Lateral Hardening-Fuse-10080930 | Laterals | 14000 | 0.12557 | 5 | 13 | 50448.87 | 0 | 8147.4741 | 9469.9994 | 11789.2194 | -42301.3959 | -40978.8706 | -38659.6506 | 0.1615 | 0.18771 | 0.23369 | 0.17658
4204 | Lateral Hardening | Lateral Hardening-Fuse-91577232 | Laterals | 13254 | 0.085795 | 8 | 6 | 62863.47 | 0 | 10053.1239 | 11821.2979 | 15222.0096 | -52810.3461 | -51042.1721 | -47641.4604 | 0.15992 | 0.18805 | 0.24214 | 0.17658
10792 | Lateral Hardening | Lateral Hardening-Fuse-60360492 | Laterals | 13968 | 0.17973 | 12 | 12 | 182137.01 | 0 | 29858.125 | 34004.0602 | 40452.9766 | -152278.885 | -148132.9498 | -141684.0334 | 0.16393 | 0.18669 | 0.2221 | 0.17658
2820 | Lateral Hardening | Lateral Hardening-Fuse-92438225 | Laterals | 13630 | 0.14773 | 12 | 24 | 262720.2 | 0 | 43270.4121 | 48978.0693 | 57299.9782 | -219449.7879 | -213742.1307 | -205420.2218 | 0.1647 | 0.18643 | 0.2181 | 0.17656
12905 | Lateral Hardening | Lateral Hardening-Fuse-10282728 | Laterals | 13669 | 0.23617 | 11 | 7 | 167686.21 | 0 | 27392.6071 | 31296.7459 | 37628.5931 | -140293.6029 | -136389.4641 | -130057.6169 | 0.16336 | 0.18664 | 0.2244 | 0.17645
2912 | Lateral Hardening | Lateral Hardening-Fuse-91937173 | Laterals | 13805 | 0.20284 | 11 | 1 | 154143.33 | 0 | 24558.5304 | 29020.9546 | 37543.1441 | -129584.7996 | -125122.3754 | -116600.1859 | 0.15932 | 0.18827 | 0.24356 | 0.17643
16488 | Lateral Hardening | Lateral Hardening-Fuse-10686232 | Laterals | 13808 | 0.11951 | 6 | 1 | 53875.19 | 0 | 8536.4136 | 10159.8936 | 13347.9098 | -45338.7764 | -43715.2964 | -40527.2802 | 0.15845 | 0.18858 | 0.24776 | 0.17642
158 | Lateral Hardening | Lateral Hardening-Fuse-90969777 | Laterals | 13648 | 0.32973 | 14 | 8 | 315660.2 | 0 | 52411.3774 | 58280.9213 | 67273.1832 | -263248.8226 | -257379.2787 | -248387.0168 | 0.16604 | 0.18463 | 0.21312 | 0.17632
782 | Lateral Hardening | Lateral Hardening-Fuse-93249079 | Laterals | 13175 | 0.061174 | 9 | 19 | 151920.52 | 0 | 24673.3464 | 28355.0582 | 34687.1384 | -127247.1736 | -123565.4618 | -117233.3816 | 0.16241 | 0.18664 | 0.22832 | 0.17627
3663 | Lateral Hardening | Lateral Hardening-Fuse-90719549 | Laterals | 13007 | 0.1125 | 7 | 14 | 140466.06 | 0 | 23059.3681 | 26201.2908 | 30611.1647 | -117406.6919 | -114264.7692 | -109854.8953 | 0.16416 | 0.18653 | 0.21793 | 0.17625
17696 | Lateral Hardening | Lateral Hardening-Fuse-91489796 | Laterals | 13772 | 0.12784 | 8 | 37 | 80916.17 | 0 | 13088.9078 | 15125.8782 | 18685.1445 | -67827.2622 | -65790.2918 | -62231.0255 | 0.16176 | 0.18693 | 0.23092 | 0.17623
16893 | Lateral Hardening | Lateral Hardening-Fuse-10710621 | Laterals | 14000 | 0.093561 | 6 | 2 | 55648.81 | 0 | 8920.2756 | 10414.1725 | 13300.5074 | -46728.5344 | -45234.6375 | -42348.3026 | 0.1603 | 0.18714 | 0.23901 | 0.17622
729 | Lateral Hardening | Lateral Hardening-Fuse-92977502 | Laterals | 13388 | 0.60436 | 34 | 319 | 339168.38 | 0 | 55716.0336 | 62903.2465 | 74456.3041 | -283452.3464 | -276265.1335 | -264712.0759 | 0.16427 | 0.18546 | 0.21953 | 0.17616
6268 | Lateral Hardening | Lateral Hardening-Fuse-10798761 | Laterals | 14025 | 0.21875 | 17 | 26 | 307323.75 | 0 | 50428.1457 | 57063.67 | 67597.1003 | -256895.6043 | -250260.08 | -239726.6497 | 0.16409 | 0.18568 | 0.21995 | 0.17615
7102 | Lateral Hardening | Lateral Hardening-Fuse-90025540 | Laterals | 13391 | 0.15549 | 8 | 1 | 96879.04 | 0 | 15715.4217 | 18076.835 | 22118.2803 | -81163.6183 | -78802.205 | -74760.7597 | 0.16222 | 0.18659 | 0.22831 | 0.17614
15008 | Lateral Hardening | Lateral Hardening-Fuse-91895805 | Laterals | 13006 | 0.11723 | 4 | 2 | 62054.99 | 0 | 9870.2269 | 11663.3997 | 15067.8001 | -52184.7631 | -50391.5903 | -46987.1899 | 0.15906 | 0.18795 | 0.24281 | 0.1761
2562 | Lateral Hardening | Lateral Hardening-Fuse-92612886 | Laterals | 13236 | 0.085985 | 4 | 2 | 55527.89 | 0 | 8798.4194 | 10452.0383 | 13626.2609 | -46729.4706 | -45075.8517 | -41901.6291 | 0.15845 | 0.18823 | 0.24539 | 0.17608
19210 | Lateral Hardening | Lateral Hardening-Fuse-90288550 | Laterals | 13389 | 0.073674 | 5 | 7 | 73646.11 | 0 | 11908.5832 | 13745.8883 | 16974.1421 | -61737.5268 | -59900.2217 | -56671.9679 | 0.1617 | 0.18665 | 0.23048 | 0.17606
661 | Lateral Hardening | Lateral Hardening-Fuse-91598274 | Laterals | 13672 | 0.063068 | 4 | 3 | 57044.67 | 0 | 9319.7803 | 10608.9139 | 12683.4956 | -47724.8897 | -46435.7561 | -44361.1744 | 0.16338 | 0.18598 | 0.22234 | 0.17605
4537 | Lateral Hardening | Lateral Hardening-Fuse-92605354 | Laterals | 13390 | 0.12159 | 6 | 3 | 106868.94 | 0 | 17399.9149 | 19876.8743 | 24071.566 | -89469.0251 | -86992.0657 | -82797.374 | 0.16282 | 0.18599 | 0.22524 | 0.17601
2178 | Lateral Hardening | Lateral Hardening-Fuse-92661440 | Laterals | 13391 | 0.16667 | 6 | 2 | 106176.38 | 0 | 17306.203 | 19738.923 | 23787.3499 | -88870.177 | -86437.457 | -82389.0301 | 0.16299 | 0.18591 | 0.22404 | 0.17597
7126 | Lateral Hardening | Lateral Hardening-Fuse-10274793 | Laterals | 13624 | 0.19489 | 9 | 1 | 64578.39 | 0 | 10569.7361 | 11974.6598 | 14277.7505 | -54008.6539 | -52603.7302 | -50300.6395 | 0.16367 | 0.18543 | 0.22109 | 0.17594
4503 | Lateral Hardening | Lateral Hardening-Fuse-91749389 | Laterals | 13454 | 0.069129 | 5 | 2 | 53618.35 | 0 | 8619.1413 | 9993.9522 | 12615.7111 | -44999.2087 | -43624.3978 | -41002.6389 | 0.16075 | 0.18639 | 0.23529 | 0.1759
7945 | Lateral Hardening | Lateral Hardening-Fuse-60080856 | Laterals | 13207 | 0.16345 | 20 | 18 | 437330.87 | 0 | 71118.0917 | 81392.5015 | 98327.9514 | -366212.7783 | -355938.3685 | -339002.9186 | 0.16262 | 0.18611 | 0.22484 | 0.17589
7176 | Lateral Hardening | Lateral Hardening-Fuse-91420817 | Laterals | 13825 | 0.20284 | 16 | 30 | 334823.79 | 0 | 54903.8455 | 62169.7207 | 72738.6943 | -279919.9445 | -272654.0693 | -262085.0957 | 0.16398 | 0.18568 | 0.21724 | 0.17582
18170 | Lateral Hardening | Lateral Hardening-Fuse-93223447 | Laterals | 13205 | 0.093371 | 6 | 9 | 123156.32 | 0 | 20218.3821 | 22828.2723 | 26693.5966 | -102937.9379 | -100328.0477 | -96462.7234 | 0.16417 | 0.18536 | 0.21675 | 0.17578
13186 | Lateral Hardening | Lateral Hardening-Fuse-10397076 | Laterals | 13591 | 0.11042 | 8 | 10 | 124572.92 | 0 | 20337.6904 | 23097.6865 | 27655.3372 | -104235.2296 | -101475.2335 | -96917.5828 | 0.16326 | 0.18541 | 0.222 | 0.17578
7835 | Lateral Hardening | Lateral Hardening-Fuse-92841403 | Laterals | 13171 | 0.058712 | 6 | 0 | 52752.65 | 0 | 8291.0938 | 9940.2892 | 13149.5702 | -44461.5562 | -42812.3608 | -39603.0798 | 0.15717 | 0.18843 | 0.24927 | 0.17576
9942 | Lateral Hardening | Lateral Hardening-Fuse-92154284 | Laterals | 13577 | 0.037689 | 6 | 2 | 236760.35 | 0 | 38756.544 | 43999.8607 | 51529.9241 | -198003.806 | -192760.4893 | -185230.4259 | 0.1637 | 0.18584 | 0.21765 | 0.17573
9935 | Lateral Hardening | Lateral Hardening-Fuse-10580692 | Laterals | 13105 | 0.070644 | 9 | 14 | 140917.52 | 0 | 22853.63 | 26174.449 | 31921.9718 | -118063.89 | -114743.071 | -108995.5482 | 0.16218 | 0.18574 | 0.22653 | 0.17568
14284 | Lateral Hardening | Lateral Hardening-Fuse-92314028 | Laterals | 13017 | 0.12254 | 6 | 9 | 125580.28 | 0 | 20615.6836 | 23254.2079 | 27142.9173 | -104964.5964 | -102326.0721 | -98437.3627 | 0.16416 | 0.18517 | 0.21614 | 0.17566
7180 | Lateral Hardening | Lateral Hardening-Fuse-10793163 | Laterals | 13659 | 0.28068 | 16 | 18 | 290202.93 | 0 | 47580.2489 | 53767.4786 | 62984.9159 | -242622.6811 | -236435.4514 | -227218.0141 | 0.16396 | 0.18528 | 0.21704 | 0.17566
19584 | Lateral Hardening | Lateral Hardening-Fuse-60124051 | Laterals | 13218 | 0.13182 | 6 | 2 | 98841.54 | 0 | 16303.9489 | 18218.8877 | 21123.5212 | -82537.5911 | -80622.6523 | -77718.0188 | 0.16495 | 0.18432 | 0.21371 | 0.17564
6122 | Lateral Hardening | Lateral Hardening-Fuse-10758571 | Laterals | 13422 | 0.095076 | 6 | 2 | 104665.34 | 0 | 16886.1788 | 19449.3966 | 24161.1764 | -87779.1612 | -85215.9434 | -80504.1636 | 0.16133 | 0.18582 | 0.23084 | 0.17563
5301 | Lateral Hardening | Lateral Hardening-Fuse-10537311 | Laterals | 13117 | 0.21231 | 9 | 4 | 153912.97 | 0 | 25188.9734 | 28381.7318 | 33773.885 | -128723.9966 | -125531.2382 | -120139.085 | 0.16366 | 0.1844 | 0.21943 | 0.17546
8055 | Lateral Hardening | Lateral Hardening-Fuse-91343976 | Laterals | 13299 | 0.018561 | 1 | 624 | 50000 | 0 | 8141.0093 | 9274.272 | 11054.2255 | -41858.9907 | -40725.728 | -38945.7745 | 0.16282 | 0.18549 | 0.22108 | 0.17545
13099 | Lateral Hardening | Lateral Hardening-Fuse-60230014 | Laterals | 13147 | 0.10928 | 6 | 2 | 61393.91 | 0 | 9673.1475 | 11513.9677 | 15099.5433 | -51720.7625 | -49879.9423 | -46294.3667 | 0.15756 | 0.18754 | 0.24595 | 0.17539
6916 | Lateral Hardening | Lateral Hardening-Fuse-60253749 | Laterals | 13008 | 0.13333 | 11 | 5 | 195222.64 | 0 | 31856.6042 | 36045.3666 | 42943.8998 | -163366.0358 | -159177.2734 | -152278.7402 | 0.16318 | 0.18464 | 0.21997 | 0.1753
18530 | Lateral Hardening | Lateral Hardening-Fuse-10898152 | Laterals | 13839 | 0.19716 | 9 | 6 | 160005.09 | 0 | 26268.7022 | 29469.04 | 34445.7044 | -133736.3878 | -130536.05 | -125559.3856 | 0.16417 | 0.18418 | 0.21528 | 0.17529
2855 | Lateral Hardening | Lateral Hardening-Fuse-10441798 | Laterals | 13947 | 0.098295 | 10 | 38 | 162865.56 | 0 | 26103.0701 | 30346.9374 | 37753.9447 | -136762.4899 | -132518.6226 | -125111.6153 | 0.16027 | 0.18633 | 0.23181 | 0.17524
9902 | Lateral Hardening | Lateral Hardening-Fuse-91618072 | Laterals | 13147 | 0.13371 | 6 | 7 | 122578.94 | 0 | 20124.0304 | 22610.4178 | 26194.3815 | -102454.9096 | -99968.5222 | -96384.5585 | 0.16417 | 0.18446 | 0.21369 | 0.17521
12580 | Lateral Hardening | Lateral Hardening-Fuse-10366514 | Laterals | 13089 | 0.067614 | 7 | 1 | 50000 | 0 | 7866.5206 | 9363.2464 | 12301.3538 | -42133.4794 | -40636.7536 | -37698.6462 | 0.15733 | 0.18726 | 0.24603 | 0.17518
14529 | Lateral Hardening | Lateral Hardening-Fuse-60190488 | Laterals | 13308 | 0.097727 | 10 | 16 | 135308.34 | 0 | 21660.7293 | 25172.1062 | 31533.9124 | -113647.6107 | -110136.2338 | -103774.4276 | 0.16008 | 0.18604 | 0.23305 | 0.17517
6424 | Lateral Hardening | Lateral Hardening-Fuse-10000777 | Laterals | 13236 | 0.079356 | 7 | 0 | 89306.15 | 0 | 13977.0837 | 16757.2888 | 22167.4784 | -75329.0663 | -72548.8612 | -67138.6716 | 0.15651 | 0.18764 | 0.24822 | 0.17502
19393 | Lateral Hardening | Lateral Hardening-Fuse-60021684 | Laterals | 13004 | 0.10606 | 8 | 8 | 125553.8 | 0 | 20418.5502 | 23172.6551 | 27550.8802 | -105135.2498 | -102381.1449 | -98002.9198 | 0.16263 | 0.18456 | 0.21943 | 0.17489
6282 | Lateral Hardening | Lateral Hardening-Fuse-90883826 | Laterals | 13312 | 0.045265 | 4 | 1 | 152017.81 | 0 | 24816.1238 | 28026.7419 | 32783.7479 | -127201.6862 | -123991.0681 | -119234.0621 | 0.16324 | 0.18436 | 0.21566 | 0.17482
17943 | Lateral Hardening | Lateral Hardening-Fuse-93179555 | Laterals | 13365 | 0.073295 | 8 | 0 | 50000 | 0 | 7816.5151 | 9371.3112 | 12396.8944 | -42183.4849 | -40628.6888 | -37603.1056 | 0.15633 | 0.18743 | 0.24794 | 0.17482
12543 | Lateral Hardening | Lateral Hardening-Fuse-10688330 | Laterals | 13068 | 0.05947 | 6 | 12 | 90058.67 | 0 | 14662.4775 | 16640.4564 | 19501.1402 | -75396.1925 | -73418.2136 | -70557.5298 | 0.16281 | 0.18477 | 0.21654 | 0.17477
591 | Lateral Hardening | Lateral Hardening-Fuse-92346081 | Laterals | 13227 | 0.17689 | 8 | 3 | 150969.59 | 0 | 24713.9796 | 27730.9972 | 32336.3194 | -126255.6104 | -123238.5928 | -118633.2706 | 0.1637 | 0.18369 | 0.21419 | 0.17475
15102 | Lateral Hardening | Lateral Hardening-Fuse-60010474 | Laterals | 13158 | 0.075379 | 9 | 16 | 109157.77 | 0 | 17384.4402 | 20237.9297 | 25716.5988 | -91773.3298 | -88919.8403 | -83441.1712 | 0.15926 | 0.1854 | 0.23559 | 0.17474
2113 | Lateral Hardening | Lateral Hardening-Fuse-91100175 | Laterals | 13418 | 0.10814 | 10 | 17 | 195837.29 | 0 | 31910.7745 | 36037.0783 | 42536.3432 | -163926.5155 | -159800.2117 | -153300.9468 | 0.16295 | 0.18402 | 0.2172 | 0.17469
4044 | Lateral Hardening | Lateral Hardening-Fuse-10075293 | Laterals | 13656 | 0.032008 | 5 | 6 | 51041.99 | 0 | 8086.3158 | 9486.857 | 12181.7233 | -42955.6742 | -41555.133 | -38860.2667 | 0.15842 | 0.18586 | 0.23866 | 0.17468
10543 | Lateral Hardening | Lateral Hardening-Fuse-60402783 | Laterals | 13213 | 0.30492 | 16 | 0 | 278314.3 | 0 | 44877.6075 | 51383.948 | 62580.4594 | -233436.6925 | -226930.352 | -215733.8406 | 0.16125 | 0.18463 | 0.22486 | 0.17462
2514 | Lateral Hardening | Lateral Hardening-Fuse-60193349 | Laterals | 13808 | 0.064583 | 4 | 1 | 53749.27 | 0 | 8607.2347 | 9938.7024 | 12395.9804 | -45142.0353 | -43810.5676 | -41353.2896 | 0.16014 | 0.18491 | 0.23063 | 0.17462
16564 | Lateral Hardening | Lateral Hardening-Fuse-10526053 | Laterals | 14023 | 0.14318 | 10 | 0 | 99230.8 | 0 | 15494.066 | 18576.0166 | 24573.3933 | -83736.734 | -80654.7834 | -74657.4067 | 0.15614 | 0.1872 | 0.24764 | 0.17461
8847 | Lateral Hardening | Lateral Hardening-Fuse-90997260 | Laterals | 13657 | 0.091288 | 6 | 2 | 59898.61 | 0 | 9760.7736 | 11007.8561 | 12996.9438 | -50137.8364 | -48890.7539 | -46901.6662 | 0.16295 | 0.18377 | 0.21698 | 0.1746
17374 | Lateral Hardening | Lateral Hardening-Fuse-60125239 | Laterals | 13097 | 0.042424 | 4 | 1 | 59470.61 | 0 | 9377.0413 | 11081.6693 | 14328.7914 | -50093.5687 | -48388.9407 | -45141.8186 | 0.15768 | 0.18634 | 0.24094 | 0.1746
859 | Lateral Hardening | Lateral Hardening-Fuse-91220443 | Laterals | 13592 | 0.094508 | 8 | 15 | 123250.76 | 0 | 19770.8218 | 22795.5074 | 28148.7174 | -103479.9382 | -100455.2526 | -95102.0426 | 0.16041 | 0.18495 | 0.22839 | 0.17457
13045 | Lateral Hardening | Lateral Hardening-Fuse-91903016 | Laterals | 13460 | 0.13523 | 6 | 1 | 59620.29 | 0 | 9336.6871 | 11134.3843 | 14619.6052 | -50283.6029 | -48485.9057 | -45000.6848 | 0.1566 | 0.18675 | 0.24521 | 0.17451
9044 | Lateral Hardening | Lateral Hardening-Fuse-91092045 | Laterals | 13115 | 0.055303 | 5 | 11 | 88348.01 | 0 | 14014.1904 | 16376.6161 | 20878.0775 | -74333.8196 | -71971.3939 | -67469.9325 | 0.15862 | 0.18536 | 0.23632 | 0.17442
15644 | Lateral Hardening | Lateral Hardening-Fuse-10093141 | Laterals | 13613 | 0.092424 | 10 | 15 | 244438.84 | 0 | 39502.3492 | 45025.5174 | 54227.2079 | -204936.4908 | -199413.3226 | -190211.6321 | 0.1616 | 0.1842 | 0.22184 | 0.17441
6096 | Lateral Hardening | Lateral Hardening-Fuse-60017425 | Laterals | 13029 | 0.05 | 8 | 9 | 168442.47 | 0 | 27201.7399 | 31031.8576 | 37420.9119 | -141240.7301 | -137410.6124 | -131021.5581 | 0.16149 | 0.18423 | 0.22216 | 0.17438
5385 | Lateral Hardening | Lateral Hardening-Fuse-90375794 | Laterals | 13268 | 0.19318 | 13 | 3 | 192336.48 | 0 | 30948.2425 | 35461.5192 | 43299.8941 | -161388.2375 | -156874.9608 | -149036.5859 | 0.16091 | 0.18437 | 0.22513 | 0.17437
11728 | Lateral Hardening | Lateral Hardening-Fuse-10051889 | Laterals | 13198 | 0.082955 | 8 | 12 | 142957.98 | 0 | 22574.3278 | 26535.2398 | 34145.9303 | -120383.6522 | -116422.7402 | -108812.0497 | 0.15791 | 0.18562 | 0.23885 | 0.17432
19268 | Lateral Hardening | Lateral Hardening-Fuse-60136950 | Laterals | 13326 | 0.12633 | 11 | 0 | 92132.78 | 0 | 14360.323 | 17216.7589 | 22775.2911 | -77772.457 | -74916.0211 | -69357.4889 | 0.15587 | 0.18687 | 0.2472 | 0.1743
15151 | Lateral Hardening | Lateral Hardening-Fuse-10645556 | Laterals | 13148 | 0.048106 | 5 | 2 | 56309.89 | 0 | 8820.2402 | 10497.0997 | 13710.9424 | -47489.6498 | -45812.7903 | -42598.9476 | 0.15664 | 0.18642 | 0.24349 | 0.17426
16296 | Lateral Hardening | Lateral Hardening-Fuse-60012146 | Laterals | 13092 | 0.13958 | 14 | 30 | 245610.13 | 0 | 39584.3815 | 45316.4183 | 54392.0713 | -206025.7485 | -200293.7117 | -191218.0587 | 0.16117 | 0.18451 | 0.22146 | 0.1742
17000 | Lateral Hardening | Lateral Hardening-Fuse-93119101 | Laterals | 13686 | 0.15398 | 8 | 5 | 156925.05 | 0 | 25595.251 | 28708.3714 | 33653.4084 | -131329.799 | -128216.6786 | -123271.6416 | 0.1631 | 0.18294 | 0.21446 | 0.17419
904 | Lateral Hardening | Lateral Hardening-Fuse-92646111 | Laterals | 13118 | 0.062311 | 6 | 0 | 86655.65 | 0 | 13666.0995 | 16072.3915 | 20643.8562 | -72989.5505 | -70583.2585 | -66011.7938 | 0.15771 | 0.18547 | 0.23823 | 0.17409
11031 | Lateral Hardening | Lateral Hardening-Fuse-10635945 | Laterals | 13388 | 0.24261 | 10 | 4 | 110215.08 | 0 | 17737.2895 | 20290.5096 | 24524.2889 | -92477.7905 | -89924.5704 | -85690.7911 | 0.16093 | 0.1841 | 0.22251 | 0.17404
507 | Lateral Hardening | Lateral Hardening-Fuse-90162677 | Laterals | 13656 | 0.27822 | 16 | 11 | 300903.51 | 0 | 49049.686 | 55022.9528 | 64232.2879 | -251853.824 | -245880.5572 | -236671.2221 | 0.16301 | 0.18286 | 0.21346 | 0.17401
6497 | Lateral Hardening | Lateral Hardening-Fuse-10080974 | Laterals | 13668 | 0.23011 | 10 | 2 | 115887.96 | 0 | 18090.6673 | 21583.4466 | 28332.7233 | -97797.2927 | -94304.5134 | -87555.2367 | 0.1561 | 0.18624 | 0.24448 | 0.17398
10782 | Lateral Hardening | Lateral Hardening-Fuse-60562480 | Laterals | 13460 | 0.085417 | 7 | 2 | 103862.6 | 0 | 16350.5942 | 19248.2326 | 24847.615 | -87512.0058 | -84614.3674 | -79014.985 | 0.15743 | 0.18532 | 0.23924 | 0.17398
6053 | Lateral Hardening | Lateral Hardening-Fuse-10005224 | Laterals | 13160 | 0.15644 | 12 | 17 | 197794.05 | 0 | 31984.7053 | 36264.2418 | 43372.9549 | -165809.3447 | -161529.8082 | -154421.0951 | 0.16171 | 0.18334 | 0.21928 | 0.17396
1316 | Lateral Hardening | Lateral Hardening-Fuse-60644977 | Laterals | 13769 | 0.3428 | 15 | 3 | 116884.58 | 0 | 18268.4538 | 21722.088 | 28543.7912 | -98616.1262 | -95162.492 | -88340.7888 | 0.15629 | 0.18584 | 0.2442 | 0.17395
15586 | Lateral Hardening | Lateral Hardening-Fuse-10793135 | Laterals | 13470 | 0.05303 | 5 | 1 | 52789.13 | 0 | 8234.4116 | 9832.7331 | 12915.4083 | -44554.7184 | -42956.3969 | -39873.7217 | 0.15599 | 0.18626 | 0.24466 | 0.17394
4894 | Lateral Hardening | Lateral Hardening-Fuse-10705819 | Laterals | 13983 | 0.11705 | 8 | 2 | 150943.11 | 0 | 24382.861 | 27666.0265 | 33212.1459 | -126560.249 | -123277.0835 | -117730.9641 | 0.16154 | 0.18329 | 0.22003 | 0.17391
16984 | Lateral Hardening | Lateral Hardening-Fuse-10080969 | Laterals | 14000 | 0.18409 | 9 | 4 | 115484.46 | 0 | 18467.5632 | 21209.8249 | 26388.5315 | -97016.8968 | -94274.6351 | -89095.9285 | 0.15991 | 0.18366 | 0.2285 | 0.1739
15120 | Lateral Hardening | Lateral Hardening-Fuse-10671250 | Laterals | 13724 | 0.16326 | 11 | 4 | 145397.63 | 0 | 23548.1764 | 26591.636 | 31623.5284 | -121849.4536 | -118805.994 | -113774.1016 | 0.16196 | 0.18289 | 0.2175 | 0.17379
15488 | Lateral Hardening | Lateral Hardening-Fuse-92612892 | Laterals | 13390 | 0.098295 | 6 | 3 | 56042.31 | 0 | 8789.1755 | 10399.9997 | 13452.0663 | -47253.1345 | -45642.3103 | -42590.2437 | 0.15683 | 0.18557 | 0.24003 | 0.17377
3786 | Lateral Hardening | Lateral Hardening-Fuse-90153247 | Laterals | 13208 | 0.04375 | 6 | 7 | 116119.8 | 0 | 18624.185 | 21335.618 | 26027.5148 | -97495.615 | -94784.182 | -90092.2852 | 0.16039 | 0.18374 | 0.22414 | 0.17377
12279 | Lateral Hardening | Lateral Hardening-Fuse-10868119 | Laterals | 13231 | 0.1642 | 13 | 25 | 252299.58 | 0 | 40765.0927 | 46202.1135 | 55029.8608 | -211534.4873 | -206097.4665 | -197269.7192 | 0.16157 | 0.18312 | 0.21811 | 0.17369
10082 | Lateral Hardening | Lateral Hardening-Fuse-10075314 | Laterals | 13656 | 0.11231 | 6 | 5 | 61137.07 | 0 | 9600.4758 | 11322.8023 | 14591.2522 | -51536.5942 | -49814.2677 | -46545.8178 | 0.15703 | 0.1852 | 0.23866 | 0.17365
15574 | Lateral Hardening | Lateral Hardening-Fuse-92636116 | Laterals | 13331 | 0.081818 | 4 | 1 | 55181.61 | 0 | 8608.0141 | 10239.0206 | 13443.7474 | -46573.5959 | -44942.5894 | -41737.8626 | 0.15599 | 0.18555 | 0.24363 | 0.17362
16729 | Lateral Hardening | Lateral Hardening-Fuse-92272400 | Laterals | 13900 | 0.041477 | 3 | 1 | 83416.15 | 0 | 13519.9361 | 15266.617 | 17887.6303 | -69896.2139 | -68149.533 | -65528.5197 | 0.16208 | 0.18302 | 0.21444 | 0.1736
12986 | Lateral Hardening | Lateral Hardening-Fuse-91618830 | Laterals | 13535 | 0.70208 | 56 | 491 | 1054806.83 | 0 | 172749.3543 | 191149.4271 | 221031.5685 | -882057.4757 | -863657.4029 | -833775.2615 | 0.16377 | 0.18122 | 0.20955 | 0.17358
243 | Lateral Hardening | Lateral Hardening-Fuse-90765789 | Laterals | 13373 | 0.13163 | 14 | 26 | 165635.8 | 0 | 26163.6866 | 30617.4235 | 38581.6368 | -139472.1134 | -135018.3765 | -127054.1632 | 0.15796 | 0.18485 | 0.23293 | 0.17352
18714 | Lateral Hardening | Lateral Hardening-Fuse-92610411 | Laterals | 13390 | 0.19508 | 10 | 3 | 148041.95 | 0 | 24018.26 | 26963.1728 | 31827.1158 | -124023.69 | -121078.7772 | -116214.8342 | 0.16224 | 0.18213 | 0.21499 | 0.17348
5104 | Lateral Hardening | Lateral Hardening-Fuse-91392090 | Laterals | 13909 | 0.12159 | 8 | 2 | 54048.33 | 0 | 8421.8431 | 10031.2634 | 13118.3671 | -45626.4869 | -44017.0666 | -40929.9629 | 0.15582 | 0.1856 | 0.24272 | 0.17344
7275 | Lateral Hardening | Lateral Hardening-Fuse-10635139 | Laterals | 13242 | 0.10739 | 8 | 10 | 80377.83 | 0 | 12669.4824 | 14806.7149 | 18892.6505 | -67708.3476 | -65571.1151 | -61485.1795 | 0.15762 | 0.18421 | 0.23505 | 0.17334
5118 | Lateral Hardening | Lateral Hardening-Fuse-92294922 | Laterals | 13358 | 0.033902 | 3 | 15 | 77761.18 | 0 | 12505.979 | 14289.027 | 16883.9276 | -65255.201 | -63472.153 | -60877.2524 | 0.16083 | 0.18376 | 0.21713 | 0.17333
8304 | Lateral Hardening | Lateral Hardening-Fuse-92178950 | Laterals | 13019 | 0.094697 | 6 | 1 | 51813.25 | 0 | 8127.0813 | 9559.1454 | 12316.5899 | -43686.1687 | -42254.1046 | -39496.6601 | 0.15685 | 0.18449 | 0.23771 | 0.17323
19376 | Lateral Hardening | Lateral Hardening-Fuse-91593744 | Laterals | 13622 | 0.12955 | 8 | 16 | 174035.91 | 0 | 28136.8019 | 31760.8853 | 37375.28 | -145899.1081 | -142275.0247 | -136660.63 | 0.16167 | 0.1825 | 0.21476 | 0.17323
16085 | Lateral Hardening | Lateral Hardening-Fuse-10145626 | Laterals | 13138 | 0.098674 | 9 | 23 | 178617.04 | 0 | 28621.1049 | 32732.4684 | 39370.6095 | -149995.9351 | -145884.5716 | -139246.4305 | 0.16024 | 0.18326 | 0.22042 | 0.17316
12554 | Lateral Hardening | Lateral Hardening-Fuse-93119970 | Laterals | 13836 | 0.11572 | 7 | 3 | 105872.32 | 0 | 16957.1718 | 19360.3078 | 23478.2504 | -88915.1482 | -86512.0122 | -82394.0696 | 0.16017 | 0.18286 | 0.22176 | 0.17314
1716 | Lateral Hardening | Lateral Hardening-Fuse-10093686 | Laterals | 13043 | 0.049621 | 6 | 16 | 103087.13 | 0 | 16331.3368 | 18943.5392 | 23638.9858 | -86755.7932 | -84143.5908 | -79448.1442 | 0.15842 | 0.18376 | 0.22931 | 0.17311
3368 | Lateral Hardening | Lateral Hardening-Fuse-93271925 | Laterals | 13080 | 0.14621 | 16 | 16 | 308063.57 | 0 | 49661.6748 | 56205.2559 | 66661.0822 | -258401.8952 | -251858.3141 | -241402.4878 | 0.16121 | 0.18245 | 0.21639 | 0.1731
2885 | Lateral Hardening | Lateral Hardening-Fuse-10904165 | Laterals | 13709 | 0.17746 | 16 | 31 | 292701.38 | 0 | 47019.5295 | 53528.8176 | 63933.9296 | -245681.8505 | -239172.5624 | -228767.4504 | 0.16064 | 0.18288 | 0.21843 | 0.17309
5151 | Lateral Hardening | Lateral Hardening-Fuse-10866800 | Laterals | 13227 | 0.21667 | 10 | 7 | 205569.56 | 0 | 33540.8973 | 37237.7608 | 42826.686 | -172028.6627 | -168331.7992 | -162742.874 | 0.16316 | 0.18114 | 0.20833 | 0.17307
6853 | Lateral Hardening | Lateral Hardening-Fuse-91122854 | Laterals | 13984 | 0.33333 | 22 | 11 | 347603.83 | 0 | 56096.1804 | 63280.9498 | 75112.5966 | -291507.6496 | -284322.8802 | -272491.2334 | 0.16138 | 0.18205 | 0.21609 | 0.17305
4221 | Lateral Hardening | Lateral Hardening-Fuse-92214774 | Laterals | 13063 | 0.23996 | 24 | 31 | 381852.08 | 0 | 61346.7426 | 69707.0044 | 83423.5347 | -320505.3374 | -312145.0756 | -298428.5453 | 0.16066 | 0.18255 | 0.21847 | 0.17301
11536 | Lateral Hardening | Lateral Hardening-Fuse-10627056 | Laterals | 13147 | 0.2303 | 11 | 57 | 50000 | 0 | 7929.1701 | 9183.6234 | 11366.1967 | -42070.8299 | -40816.3766 | -38633.8033 | 0.15858 | 0.18367 | 0.22732 | 0.17298
12586 | Lateral Hardening | Lateral Hardening-Fuse-10645530 | Laterals | 13148 | 0.089015 | 6 | 2 | 55779.73 | 0 | 8666.2228 | 10315.4232 | 13527.7588 | -47113.5072 | -45464.3068 | -42251.9712 | 0.15537 | 0.18493 | 0.24252 | 0.17295
11726 | Lateral Hardening | Lateral Hardening-Fuse-60188247 | Laterals | 13807 | 0.28674 | 16 | 4 | 208480.72 | 0 | 32701.8152 | 38370.0207 | 49185.4235 | -175778.9048 | -170110.6993 | -159295.2965 | 0.15686 | 0.18405 | 0.23592 | 0.17292
12255 | Lateral Hardening | Lateral Hardening-Fuse-10072013 | Laterals | 13305 | 0.12121 | 8 | 1 | 102907.46 | 0 | 16304.1044 | 18830.6216 | 23609.8123 | -86603.3556 | -84076.8384 | -79297.6477 | 0.15843 | 0.18299 | 0.22943 | 0.1729
6567 | Lateral Hardening | Lateral Hardening-Fuse-91916635 | Laterals | 13522 | 0.095265 | 10 | 20 | 162613.72 | 0 | 25889.8512 | 29743.9908 | 36406.3797 | -136723.8688 | -132869.7292 | -126207.3403 | 0.15921 | 0.18291 | 0.22388 | 0.17279
6914 | Lateral Hardening | Lateral Hardening-Fuse-92126903 | Laterals | 13709 | 0.22803 | 14 | 42 | 353859.14 | 0 | 56852.3528 | 64620.2862 | 76327.2425 | -297006.7872 | -289238.8538 | -277531.8975 | 0.16066 | 0.18262 | 0.2157 | 0.17275
7518 | Lateral Hardening | Lateral Hardening-Fuse-10640111 | Laterals | 13579 | 0.060606 | 5 | 3 | 56840.05 | 0 | 8941.012 | 10417.7977 | 13194.8509 | -47899.038 | -46422.2523 | -43645.1991 | 0.1573 | 0.18328 | 0.23214 | 0.17258
11854 | Lateral Hardening | Lateral Hardening-Fuse-10686106 | Laterals | 13808 | 0.22708 | 9 | 4 | 185500.91 | 0 | 29805.1663 | 33869.5775 | 39664.9672 | -155695.7437 | -151631.3325 | -145835.9428 | 0.16067 | 0.18258 | 0.21383 | 0.17256
6633 | Lateral Hardening | Lateral Hardening-Fuse-10846381 | Laterals | 13109 | 0.04375 | 5 | 9 | 83457.87 | 0 | 13078.7765 | 15302.7931 | 19609.7225 | -70379.0935 | -68155.0769 | -63848.1475 | 0.15671 | 0.18336 | 0.23497 | 0.17253
12659 | Lateral Hardening | Lateral Hardening-Fuse-91558389 | Laterals | 13011 | 0.041477 | 5 | 12 | 99702.24 | 0 | 15651.3437 | 18275.8951 | 23268.7868 | -84050.8963 | -81426.3449 | -76433.4532 | 0.15698 | 0.1833 | 0.23338 | 0.17252
5134 | Lateral Hardening | Lateral Hardening-Fuse-90770625 | Laterals | 13129 | 0.04678 | 7 | 7 | 115862.96 | 0 | 18033.2603 | 21361.3012 | 27598.456 | -97829.6997 | -94501.6588 | -88264.504 | 0.15564 | 0.18437 | 0.2382 | 0.17252
1907 | Lateral Hardening | Lateral Hardening-Fuse-10466886 | Laterals | 13433 | 0.090341 | 6 | 14 | 108201.84 | 0 | 16986.7894 | 19832.525 | 25235.7419 | -91215.0506 | -88369.315 | -82966.0981 | 0.15699 | 0.18329 | 0.23323 | 0.17251
18874 | Lateral Hardening | Lateral Hardening-Fuse-60023682 | Laterals | 13303 | 0.18655 | 9 | 3 | 103390.4 | 0 | 16431.1069 | 18866.4527 | 23163.5446 | -86959.2931 | -84523.9473 | -80226.8554 | 0.15892 | 0.18248 | 0.22404 | 0.1725
7162 | Lateral Hardening | Lateral Hardening-Fuse-10442375 | Laterals | 13948 | 0.099053 | 13 | 20 | 158998.52 | 0 | 24947.0008 | 29169.4686 | 37060.9227 | -134051.5192 | -129829.0514 | -121937.5973 | 0.1569 | 0.18346 | 0.23309 | 0.17249
13567 | Lateral Hardening | Lateral Hardening-Fuse-10829410 | Laterals | 13687 | 0.082008 | 7 | 4 | 126662.09 | 0 | 20346.8148 | 23012.186 | 27341.2202 | -106315.2752 | -103649.904 | -99320.8698 | 0.16064 | 0.18168 | 0.21586 | 0.17247
18089 | Lateral Hardening | Lateral Hardening-Fuse-60131176 | Laterals | 13030 | 0.055871 | 6 | 4 | 60376.55 | 0 | 9422.5354 | 11099.0534 | 14290.525 | -50954.0146 | -49277.4966 | -46086.025 | 0.15606 | 0.18383 | 0.23669 | 0.17246
12654 | Lateral Hardening | Lateral Hardening-Fuse-93227795 | Laterals | 13459 | 0.1428 | 12 | 12 | 171207.71 | 0 | 27362.5951 | 31140.8285 | 37642.3471 | -143845.1149 | -140066.8815 | -133565.3629 | 0.15982 | 0.18189 | 0.21986 | 0.17245
15772 | Lateral Hardening | Lateral Hardening-Fuse-60226170 | Laterals | 13201 | 0.16723 | 13 | 4 | 213251.42 | 0 | 34194.6803 | 38890.0682 | 45759.3432 | -179056.7397 | -174361.3518 | -167492.0768 | 0.16035 | 0.18237 | 0.21458 | 0.17238
4295 | Lateral Hardening | Lateral Hardening-Fuse-60169426 | Laterals | 13516 | 0.39735 | 29 | 0 | 569213.51 | 0 | 92484.9601 | 102587.8863 | 118402.9007 | -476728.5499 | -466625.6237 | -450810.6093 | 0.16248 | 0.18023 | 0.20801 | 0.17236
11899 | Lateral Hardening | Lateral Hardening-Fuse-10667369 | Laterals | 13785 | 0.057955 | 4 | 0 | 53198.37 | 0 | 8416.2419 | 9715.5596 | 12019.438 | -44782.1281 | -43482.8104 | -41178.932 | 0.1582 | 0.18263 | 0.22594 | 0.17231
9959 | Lateral Hardening | Lateral Hardening-Fuse-10160195 | Laterals | 13167 | 0.14621 | 16 | 7 | 240204.29 | 0 | 38528.8554 | 43738.9429 | 51354.7463 | -201675.4346 | -196465.3471 | -188849.5437 | 0.1604 | 0.18209 | 0.2138 | 0.17225
7826 | Lateral Hardening | Lateral Hardening-Fuse-10667332 | Laterals | 13787 | 0.063447 | 6 | 11 | 57076.15 | 0 | 8946.1162 | 10441.7418 | 13294.3188 | -48130.0338 | -46634.4082 | -43781.8312 | 0.15674 | 0.18294 | 0.23292 | 0.17222
5879 | Lateral Hardening | Lateral Hardening-Fuse-10712386 | Laterals | 13256 | 0.27955 | 16 | 0 | 75544.17 | 0 | 11633.9372 | 13948.0631 | 18451.2776 | -63910.2328 | -61596.1069 | -57092.8924 | 0.154 | 0.18463 | 0.24424 | 0.17222
9366 | Lateral Hardening | Lateral Hardening-Fuse-10895239 | Laterals | 13003 | 0.099432 | 5 | 6 | 60066.75 | 0 | 9404.984 | 10993.1964 | 14034.0492 | -50661.766 | -49073.5536 | -46032.7008 | 0.15658 | 0.18302 | 0.23364 | 0.17221
1538 | Lateral Hardening | Lateral Hardening-Fuse-10650425 | Laterals | 13391 | 0.098674 | 9 | 3 | 100017.04 | 0 | 15837.7598 | 18198.2135 | 22547.0107 | -84179.2802 | -81818.8265 | -77470.0293 | 0.15835 | 0.18195 | 0.22543 | 0.17214
12562 | Lateral Hardening | Lateral Hardening-Fuse-10712403 | Laterals | 13256 | 0.13958 | 13 | 20 | 180326.17 | 0 | 28090.6894 | 33062.0107 | 42659.9273 | -152235.4806 | -147264.1593 | -137666.2427 | 0.15578 | 0.18335 | 0.23657 | 0.17213
4161 | Lateral Hardening | Lateral Hardening-Fuse-10802892 | Laterals | 13133 | 0.08428 | 7 | 1 | 99838.16 | 0 | 15752.8801 | 18193.9629 | 22729.5455 | -84085.2799 | -81644.1971 | -77108.6145 | 0.15778 | 0.18223 | 0.22766 | 0.17211
5021 | Lateral Hardening | Lateral Hardening-Fuse-10671207 | Laterals | 13724 | 0.077841 | 6 | 8 | 62202.39 | 0 | 9746.4833 | 11360.3317 | 14456.368 | -52455.9067 | -50842.0583 | -47746.022 | 0.15669 | 0.18263 | 0.23241 | 0.17205
16242 | Lateral Hardening | Lateral Hardening-Fuse-10618060 | Laterals | 13972 | 0.21193 | 17 | 0 | 179991.62 | 0 | 27735.6895 | 33205.3498 | 43617.1036 | -152255.9305 | -146786.2702 | -136374.5164 | 0.15409 | 0.18448 | 0.24233 | 0.17203
11118 | Lateral Hardening | Lateral Hardening-Fuse-60278588 | Laterals | 13870 | 0.051705 | 5 |  | 50000 | 0 | 7691.3328 | 9221.2286 | 12198.3567 | -42308.6672 | -40778.7714 | -37801.6433 | 0.15383 | 0.18442 | 0.24397 | 0.17202
405 | Lateral Hardening | Lateral Hardening-Fuse-10075313 | Laterals | 13656 | 0.21269 | 13 | 4 | 162313.13 | 0 | 25210.7492 | 29801.0484 | 38512.8688 | -137102.3808 | -132512.0816 | -123800.2612 | 0.15532 | 0.1836 | 0.23728 | 0.172
2114 | Lateral Hardening | Lateral Hardening-Fuse-10629071 | Laterals | 13146 | 0.075189 | 4 | 1 | 50192.03 | 0 | 8024.2604 | 9086.8736 | 10918.8714 | -42167.7696 | -41105.1564 | -39273.1586 | 0.15987 | 0.18104 | 0.21754 | 0.17199
13593 | Lateral Hardening | Lateral Hardening-Fuse-60209266 | Laterals | 13817 | 0.05928 | 8 | 19 | 50000 | 0 | 8013.0775 | 9074.7856 | 10668.5621 | -41986.9225 | -40925.2144 | -39331.4379 | 0.16026 | 0.1815 | 0.21337 | 0.17194
99 | Lateral Hardening | Lateral Hardening-Fuse-92653814 | Laterals | 13118 | 0.095265 | 7 | 36 | 151018.7 | 0 | 23787.4366 | 27549.9148 | 34095.6911 | -127231.2634 | -123468.7852 | -116923.0089 | 0.15751 | 0.18243 | 0.22577 | 0.17181
13339 | Lateral Hardening | Lateral Hardening-Fuse-10802873 | Laterals | 13133 | 0.11951 | 7 | 24 | 229747.73 | 0 | 36694.5069 | 41648.9704 | 49622.7929 | -193053.2231 | -188098.7596 | -180124.9371 | 0.15972 | 0.18128 | 0.21599 | 0.17181
967 | Lateral Hardening | Lateral Hardening-Fuse-10562339 | Laterals | 13296 | 0.15947 | 11 | 4 | 105069.58 | 0 | 16249.5639 | 19291.1158 | 25134.3597 | -88820.0161 | -85778.4642 | -79935.2203 | 0.15466 | 0.1836 | 0.23922 | 0.1718
8557 | Lateral Hardening | Lateral Hardening-Fuse-92353313 | Laterals | 13431 | 0.21705 | 9 | 8 | 128731.8 | 0 | 20604.5836 | 23350.3796 | 27421.7683 | -108127.2164 | -105381.4204 | -101310.0317 | 0.16006 | 0.18139 | 0.21301 | 0.17175
18325 | Lateral Hardening | Lateral Hardening-Fuse-90704056 | Laterals | 13370 | 0.10114 | 10 | 11 | 131661.66 | 0 | 20776.7907 | 23972.5798 | 29446.79 | -110884.8693 | -107689.0802 | -102214.87 | 0.1578 | 0.18208 | 0.22366 | 0.17167
19357 | Lateral Hardening | Lateral Hardening-Fuse-10904163 | Laterals | 13709 | 0.15095 | 12 | 26 | 319434.28 | 0 | 51384.6197 | 57745.1694 | 66531.9714 | -268049.6603 | -261689.1106 | -252902.3086 | 0.16086 | 0.18077 | 0.20828 | 0.17158
12802 | Lateral Hardening | Lateral Hardening-Fuse-10169217 | Laterals | 13210 | 0.068182 | 7 | 13 | 96769.65 | 0 | 15126.2333 | 17614.5256 | 22344.5424 | -81643.4167 | -79155.1244 | -74425.1076 | 0.15631 | 0.18203 | 0.2309 | 0.17149
14151 | Lateral Hardening | Lateral Hardening-Fuse-10898169 | Laterals | 13582 | 0.074621 | 4 | 2 | 54074.81 | 0 | 8591.3102 | 9804.3472 | 11743.8572 | -45483.4998 | -44270.4628 | -42330.9528 | 0.15888 | 0.18131 | 0.21718 | 0.17144
1963 | Lateral Hardening | Lateral Hardening-Fuse-10236644 | Laterals | 13511 | 0.10322 | 10 | 18 | 168222.16 | 0 | 26142.7953 | 30685.1538 | 39321.5314 | -142079.3647 | -137537.0062 | -128900.6286 | 0.15541 | 0.18241 | 0.23375 | 0.17134
18930 | Lateral Hardening | Lateral Hardening-Fuse-10558892 | Laterals | 13299 | 0.13674 | 10 | 6 | 107110.78 | 0 | 16760.6174 | 19460.2554 | 24537.2151 | -90350.1626 | -87650.5246 | -82573.5649 | 0.15648 | 0.18168 | 0.22908 | 0.1713
662 | Lateral Hardening | Lateral Hardening-Fuse-10070713 | Laterals | 13657 | 0.19413 | 6 | 2 | 64006.75 | 0 | 9849.2682 | 11734.8469 | 15339.3765 | -54157.4818 | -52271.9031 | -48667.3735 | 0.15388 | 0.18334 | 0.23965 | 0.17129
14471 | Lateral Hardening | Lateral Hardening-Fuse-10645549 | Laterals | 13148 | 0.054735 | 4 | 3 | 60790.79 | 0 | 9386.2226 | 11132.1322 | 14413.5996 | -51404.5674 | -49658.6578 | -46377.1904 | 0.1544 | 0.18312 | 0.2371 | 0.17129
366 | Lateral Hardening | Lateral Hardening-Fuse-60131627 | Laterals | 13836 | 0.043561 | 4 | 2 | 55932.13 | 0 | 8614.1544 | 10239.7434 | 13356.5774 | -47317.9756 | -45692.3866 | -42575.5526 | 0.15401 | 0.18307 | 0.2388 | 0.17121
13769 | Lateral Hardening | Lateral Hardening-Fuse-92051943 | Laterals | 13024 | 0.15379 | 14 | 28 | 271247.57 | 0 | 42101.7784 | 49476.3626 | 63346.1013 | -229145.7916 | -221771.2074 | -207901.4687 | 0.15522 | 0.1824 | 0.23354 | 0.1712
11292 | Lateral Hardening | Lateral Hardening-Fuse-92221609 | Laterals | 13489 | 0.10227 | 6 | 1 | 101333.46 | 0 | 15889.1967 | 18368.2218 | 22941.3878 | -85444.2633 | -82965.2382 | -78392.0722 | 0.1568 | 0.18127 | 0.22639 | 0.1711
15144 | Lateral Hardening | Lateral Hardening-Fuse-10204413 | Laterals | 13337 | 0.066477 | 6 | 6 | 50000 | 0 | 7771.1852 | 9089.5198 | 11649.9951 | -42228.8148 | -40910.4802 | -38350.0049 | 0.15542 | 0.18179 | 0.233 | 0.17109
11492 | Lateral Hardening | Lateral Hardening-Fuse-93274089 | Laterals | 13213 | 0.067992 | 3 | 2 | 57962.59 | 0 | 9149.3974 | 10477.4867 | 12823.4722 | -48813.1926 | -47485.1033 | -45139.1178 | 0.15785 | 0.18076 | 0.22124 | 0.17106
473 | Lateral Hardening | Lateral Hardening-Fuse-10092395 | Laterals | 13610 | 0.85322 | 80 | 56 | 1142005.11 | 0 | 183519.1995 | 204777.5282 | 237649.8971 | -958485.9105 | -937227.5818 | -904355.2129 | 0.1607 | 0.17931 | 0.2081 | 0.17102
17519 | Lateral Hardening | Lateral Hardening-Fuse-10429504 | Laterals | 13835 | 0.18106 | 17 | 30 | 293000.44 | 0 | 46457.6318 | 52925.3325 | 63573.4974 | -246542.8082 | -240075.1075 | -229426.9426 | 0.15856 | 0.18063 | 0.21697 | 0.17102
16528 | Lateral Hardening | Lateral Hardening-Fuse-60130841 | Laterals | 13024 | 0.063636 | 7 | 7 | 64951.89 | 0 | 10082.0067 | 11805.8611 | 15143.9227 | -54869.8833 | -53146.0289 | -49807.9673 | 0.15522 | 0.18176 | 0.23316 | 0.17098
15393 | Lateral Hardening | Lateral Hardening-Fuse-10679355 | Laterals | 13807 | 0.21799 | 9 | 6 | 117793.24 | 0 | 18662.6814 | 21270.7068 | 25572.772 | -99130.5586 | -96522.5332 | -92220.468 | 0.15844 | 0.18058 | 0.2171 | 0.17094
4293 | Lateral Hardening | Lateral Hardening-Fuse-10095392 | Laterals | 13786 | 0.066288 | 4 | 1 | 53890.93 | 0 | 8434.0886 | 9750.9484 | 12230.8279 | -45456.8414 | -44139.9816 | -41660.1021 | 0.1565 | 0.18094 | 0.22696 | 0.17088
13322 | Lateral Hardening | Lateral Hardening-Fuse-90017806 | Laterals | 13959 | 0.082576 | 6 | 4 | 111486.5 | 0 | 17456.4355 | 20167.789 | 25224.1132 | -94030.0645 | -91318.711 | -86262.3868 | 0.15658 | 0.1809 | 0.22625 | 0.17084
6790 | Lateral Hardening | Lateral Hardening-Fuse-60081630 | Laterals | 13418 | 0.10398 | 8 | 22 | 147617.76 | 0 | 23190.4959 | 26706.0074 | 32904.0168 | -124427.2641 | -120911.7526 | -114713.7432 | 0.1571 | 0.18091 | 0.2229 | 0.17082
12559 | Lateral Hardening | Lateral Hardening-Fuse-90330657 | Laterals | 13939 | 0.059659 | 7 | 1 | 109723.83 | 0 | 17474.2815 | 19801.0638 | 23174.1165 | -92249.5485 | -89922.7662 | -86549.7135 | 0.15926 | 0.18046 | 0.2112 | 0.17081
3976 | Lateral Hardening | Lateral Hardening-Fuse-60259069 | Laterals | 13462 | 0.10322 | 7 | 6 | 169983.45 | 0 | 26994.3471 | 30747.1585 | 36062.0005 | -142989.1029 | -139236.2915 | -133921.4495 | 0.15881 | 0.18088 | 0.21215 | 0.17076
17980 | Lateral Hardening | Lateral Hardening-Fuse-60004440 | Laterals | 13023 | 0.10208 | 8 | 20 | 139600.36 | 0 | 21872.785 | 25288.22 | 31237.755 | -117727.575 | -114312.14 | -108362.605 | 0.15668 | 0.18115 | 0.22377 | 0.17073
8114 | Lateral Hardening | Lateral Hardening-Fuse-10072015 | Laterals | 13305 | 0.096023 | 7 | 5 | 99796.68 | 0 | 15762.5523 | 17992.6084 | 21754.4323 | -84034.1277 | -81804.0716 | -78042.2477 | 0.15795 | 0.18029 | 0.21799 | 0.17065
5554 | Lateral Hardening | Lateral Hardening-Fuse-10674256 | Laterals | 13414 | 0.071591 | 6 | 7 | 73472.97 | 0 | 11428.3321 | 13304.0856 | 16900.5855 | -62044.6379 | -60168.8844 | -56572.3845 | 0.15554 | 0.18107 | 0.23002 | 0.17065
9993 | Lateral Hardening | Lateral Hardening-Fuse-60371642 | Laterals | 13805 | 0.075 | 5 | 2 | 98558.22 | 0 | 15548.9977 | 17765.6085 | 21584.1604 | -83009.2223 | -80792.6115 | -76974.0596 | 0.15776 | 0.18025 | 0.219 | 0.17064
2028 | Lateral Hardening | Lateral Hardening-Fuse-10583650 | Laterals | 13840 | 0.082765 | 5 | 2 | 103642.24 | 0 | 16476.3714 | 18573.8685 | 22182.1068 | -87165.8686 | -85068.3715 | -81460.1332 | 0.15897 | 0.17921 | 0.21403 | 0.17055
1090 | Lateral Hardening | Lateral Hardening-Fuse-91540442 | Laterals | 13485 | 0.33769 | 30 | 1 | 491924.1 | 0 | 77912.5238 | 88534.0591 | 105828.3142 | -414011.5762 | -403390.0409 | -386095.7858 | 0.15838 | 0.17998 | 0.21513 | 0.17054
16384 | Lateral Hardening | Lateral Hardening-Fuse-92827488 | Laterals | 13961 | 0.049432 | 5 | 2 | 56420.07 | 0 | 8653.0428 | 10285.8755 | 13431.5358 | -47767.0272 | -46134.1945 | -42988.5342 | 0.15337 | 0.18231 | 0.23806 | 0.17052
12424 | Lateral Hardening | Lateral Hardening-Fuse-91744442 | Laterals | 13621 | 0.077083 | 4 | 4 | 62139.43 | 0 | 9837.1974 | 11182.4681 | 13371.1561 | -52302.2326 | -50956.9619 | -48768.2739 | 0.15831 | 0.17996 | 0.21518 | 0.17049
18321 | Lateral Hardening | Lateral Hardening-Fuse-90049990 | Laterals | 13390 | 0.12746 | 6 | 2 | 58466.27 | 0 | 9080.4232 | 10582.9263 | 13434.4121 | -49385.8468 | -47883.3437 | -45031.8579 | 0.15531 | 0.18101 | 0.22978 | 0.17047
16174 | Lateral Hardening | Lateral Hardening-Fuse-10497391 | Laterals | 13502 | 0.082197 | 5 | 6 | 111455.02 | 0 | 17549.2087 | 20073.1 | 24445.7526 | -93905.8113 | -91381.92 | -87009.2674 | 0.15746 | 0.1801 | 0.21933 | 0.17044
7333 | Lateral Hardening | Lateral Hardening-Fuse-60020380 | Laterals | 13070 | 0.15814 | 10 | 3 | 65454.83 | 0 | 10023.4392 | 11918.1006 | 15661.7335 | -55431.3908 | -53536.7294 | -49793.0965 | 0.15314 | 0.18208 | 0.23928 | 0.17043
2496 | Lateral Hardening | Lateral Hardening-Fuse-60644931 | Laterals | 13962 | 0.20625 | 15 | 0 | 104560.68 | 0 | 15933.4008 | 19102.7402 | 25270.1726 | -88627.2792 | -85457.9398 | -79290.5074 | 0.15238 | 0.1827 | 0.24168 | 0.17041
6258 | Lateral Hardening | Lateral Hardening-Fuse-91087999 | Laterals | 14024 | 0.12102 | 11 | 11 | 169397.61 | 0 | 26771.9077 | 30453.6052 | 36617.7863 | -142625.7023 | -138944.0048 | -132779.8237 | 0.15804 | 0.17978 | 0.21616 | 0.17037
18015 | Lateral Hardening | Lateral Hardening-Fuse-92194148 | Laterals | 13656 | 0.10379 | 6 | 1 | 105389.38 | 0 | 16746.015 | 18873.7632 | 22423.4604 | -88643.365 | -86515.6168 | -82965.9196 | 0.1589 | 0.17909 | 0.21277 | 0.17034
15845 | Lateral Hardening | Lateral Hardening-Fuse-92347859 | Laterals | 13431 | 0.24167 | 12 | 3 | 156861.35 | 0 | 24120.7736 | 28515.8192 | 36892.6122 | -132740.5764 | -128345.5308 | -119968.7378 | 0.15377 | 0.18179 | 0.23519 | 0.17032
15174 | Lateral Hardening | Lateral Hardening-Fuse-10560424 | Laterals | 13297 | 0.065341 | 6 | 3 | 53303.55 | 0 | 8186.5676 | 9703.457 | 12543.4291 | -45116.9824 | -43600.093 | -40760.1209 | 0.15358 | 0.18204 | 0.23532 | 0.17029
5755 | Lateral Hardening | Lateral Hardening-Fuse-10320675 | Laterals | 13870 | 0.22311 | 8 | 2 | 115305.58 | 0 | 17627.5774 | 20991.923 | 27570.9593 | -97678.0026 | -94313.657 | -87734.6207 | 0.15288 | 0.18205 | 0.23911 | 0.17025
6736 | Lateral Hardening | Lateral Hardening-Fuse-10396297 | Laterals | 13590 | 0.059091 | 8 | 0 | 86155 | 0 | 13110.9264 | 15718.8427 | 20793.7638 | -73044.0736 | -70436.1573 | -65361.2362 | 0.15218 | 0.18245 | 0.24135 | 0.17018
3718 | Lateral Hardening | Lateral Hardening-Fuse-90534616 | Laterals | 14069 | 0.18409 | 12 | 18 | 250530.96 | 0 | 39743.0009 | 44917.4473 | 53005.0728 | -210787.9591 | -205613.5127 | -197525.8872 | 0.15864 | 0.17929 | 0.21157 | 0.17012
10810 | Lateral Hardening | Lateral Hardening-Fuse-90257631 | Laterals | 13622 | 0.0875 | 4 | 1 | 55653.81 | 0 | 8506.6174 | 10117.6192 | 13286.8887 | -47147.1926 | -45536.1908 | -42366.9213 | 0.15285 | 0.1818 | 0.23874 | 0.17012
5640 | Lateral Hardening | Lateral Hardening-Fuse-10142263 | Laterals | 13034 | 0.1286 | 12 | 4 | 92486.18 | 0 | 14161.3645 | 16812.8545 | 21901.3646 | -78324.8155 | -75673.3255 | -70584.8154 | 0.15312 | 0.18179 | 0.23681 | 0.17009
17626 | Lateral Hardening | Lateral Hardening-Fuse-90375314 | Laterals | 13268 | 0.16875 | 12 | 4 | 114209.52 | 0 | 17451.2587 | 20787.2476 | 27182.8119 | -96758.2613 | -93422.2724 | -87026.7081 | 0.1528 | 0.18201 | 0.23801 | 0.17008
18778 | Lateral Hardening | Lateral Hardening-Fuse-10286121 | Laterals | 13194 | 0.16326 | 8 | 8 | 129981.74 | 0 | 20207.4973 | 23435.5447 | 29471.8129 | -109774.2427 | -106546.1953 | -100509.9271 | 0.15546 | 0.1803 | 0.22674 | 0.17004
711 | Lateral Hardening | Lateral Hardening-Fuse-60161437 | Laterals | 13297 | 0.045644 | 5 | 12 | 91475.27 | 0 | 14121.972 | 16530.6501 | 21134.6124 | -77353.298 | -74944.6199 | -70340.6576 | 0.15438 | 0.18071 | 0.23104 | 0.16995
17119 | Lateral Hardening | Lateral Hardening-Fuse-60131612 | Laterals | 13828 | 0.047727 | 6 | 24 | 88431.66 | 0 | 13705.3215 | 15976.2877 | 20074.4533 | -74726.3385 | -72455.3723 | -68357.2067 | 0.15498 | 0.18066 | 0.22701 | 0.16989
12595 | Lateral Hardening | Lateral Hardening-Fuse-92317406 | Laterals | 13022 | 0.19167 | 16 | 28 | 242078.63 | 0 | 37753.4852 | 43590.609 | 53826.1288 | -204325.1448 | -198488.021 | -188252.5012 | 0.15596 | 0.18007 | 0.22235 | 0.16983
10465 | Lateral Hardening | Lateral Hardening-Fuse-91502510 | Laterals | 13100 | 0.17557 | 12 | 28 | 346890.63 | 0 | 54692.0526 | 62144.641 | 74446.784 | -292198.5774 | -284745.989 | -272443.846 | 0.15766 | 0.17915 | 0.21461 | 0.1698
1053 | Lateral Hardening | Lateral Hardening-Fuse-90773297 | Laterals | 13373 | 0.13674 | 11 | 16 | 147124.03 | 0 | 22758.3398 | 26506.1702 | 33706.8206 | -124365.6902 | -120617.8598 | -113417.2094 | 0.15469 | 0.18016 | 0.2291 | 0.16977
15211 | Lateral Hardening | Lateral Hardening-Fuse-60008958 | Laterals | 13047 | 0.042803 | 4 | 6 | 50000 | 0 | 7908.5508 | 8982.5452 | 10473.8465 | -42091.4492 | -41017.4548 | -39526.1535 | 0.15817 | 0.17965 | 0.20948 | 0.16975
15336 | Lateral Hardening | Lateral Hardening-Fuse-91217302 | Laterals | 13298 | 0.10814 | 6 | 1 | 57369.47 | 0 | 8731.8274 | 10427.5381 | 13698.4389 | -48637.6426 | -46941.9319 | -43671.0311 | 0.1522 | 0.18176 | 0.23878 | 0.16973
3310 | Lateral Hardening | Lateral Hardening-Fuse-10129867 | Laterals | 13006 | 0.21004 | 9 | 10 | 136782.16 | 0 | 21321.0762 | 24585.7465 | 30459.9572 | -115461.0838 | -112196.4135 | -106322.2028 | 0.15588 | 0.17974 | 0.22269 | 0.16972
10881 | Lateral Hardening | Lateral Hardening-Fuse-92959081 | Laterals | 13535 | 0.10038 | 9 | 4 | 108527.38 | 0 | 16558.5577 | 19679.1684 | 25657.0927 | -91968.8223 | -88848.2116 | -82870.2873 | 0.15257 | 0.18133 | 0.23641 | 0.16958
18204 | Lateral Hardening | Lateral Hardening-Fuse-91350078 | Laterals | 13342 | 0.14148 | 6 | 1 | 50000 | 0 | 7608.2185 | 9074.5133 | 11914.3719 | -42391.7815 | -40925.4867 | -38085.6281 | 0.15216 | 0.18149 | 0.23829 | 0.16957
6047 | Lateral Hardening | Lateral Hardening-Fuse-10566576 | Laterals | 13289 | 0.10133 | 5 | 0 | 92722.35 | 0 | 14525.8152 | 16614.9365 | 20207.1417 | -78196.5348 | -76107.4135 | -72515.2083 | 0.15666 | 0.17919 | 0.21793 | 0.16955
14359 | Lateral Hardening | Lateral Hardening-Fuse-93063289 | Laterals | 13593 | 0.060985 | 4 | 7 | 77030.21 | 0 | 11987.0256 | 13847.0996 | 17101.0858 | -65043.1844 | -63183.1104 | -59929.1242 | 0.15561 | 0.17976 | 0.222 | 0.1695
4321 | Lateral Hardening | Lateral Hardening-Fuse-10744375 | Laterals | 13329 | 0.044697 | 5 | 8 | 75167.89 | 0 | 11625.7291 | 13549.1352 | 16985.7558 | -63542.1609 | -61618.7548 | -58182.1342 | 0.15466 | 0.18025 | 0.22597 | 0.16947
15691 | Lateral Hardening | Lateral Hardening-Fuse-93228649 | Laterals | 13459 | 0.098295 | 9 | 6 | 111775.56 | 0 | 17409.2136 | 20070.7839 | 24742.9927 | -94366.3464 | -91704.7761 | -87032.5673 | 0.15575 | 0.17956 | 0.22136 | 0.16946
6928 | Lateral Hardening | Lateral Hardening-Fuse-10671263 | Laterals | 13724 | 0.08428 | 7 | 10 | 111119.48 | 0 | 17170.1224 | 19997.9186 | 25257.3816 | -93949.3576 | -91121.5614 | -85862.0984 | 0.15452 | 0.17997 | 0.2273 | 0.16943
14557 | Lateral Hardening | Lateral Hardening-Fuse-92609206 | Laterals | 13390 | 0.078409 | 6 | 2 | 58828.29 | 0 | 8958.2832 | 10663.5129 | 13930.2663 | -49870.0068 | -48164.7771 | -44898.0237 | 0.15228 | 0.18127 | 0.2368 | 0.16943
12169 | Lateral Hardening | Lateral Hardening-Fuse-91241356 | Laterals | 13124 | 0.27178 | 15 | 30 | 301253.15 | 0 | 47457.8658 | 53954.163 | 63709.0047 | -253795.2842 | -247298.987 | -237544.1453 | 0.15753 | 0.1791 | 0.21148 | 0.1694
19619 | Lateral Hardening | Lateral Hardening-Fuse-10501127 | Laterals | 13509 | 0.11913 | 10 | 16 | 224973.46 | 0 | 35642.1383 | 40108.9951 | 46640.4708 | -189331.3217 | -184864.4649 | -178332.9892 | 0.15843 | 0.17828 | 0.20732 | 0.16927
19082 | Lateral Hardening | Lateral Hardening-Fuse-92872787 | Laterals | 13460 | 0.10379 | 8 | 5 | 112740.7 | 0 | 17387.1865 | 20267.8679 | 25709.8956 | -95353.5135 | -92472.8321 | -87030.8044 | 0.15422 | 0.17977 | 0.22804 | 0.16927
3974 | Lateral Hardening | Lateral Hardening-Fuse-10487593 | Laterals | 13460 | 0.073864 | 5 | 4 | 110762.46 | 0 | 17336.4497 | 19841.9604 | 23918.9888 | -93426.0103 | -90920.4996 | -86843.4712 | 0.15652 | 0.17914 | 0.21595 | 0.16925
141 | Lateral Hardening | Lateral Hardening-Fuse-60549561 | Laterals | 13081 | 0.0015152 | 2 | 3 | 60297.85 | 0 | 9529.8884 | 10762.0878 | 12573.7549 | -50767.9616 | -49535.7622 | -47724.0951 | 0.15805 | 0.17848 | 0.20853 | 0.16923
1643 | Lateral Hardening | Lateral Hardening-Fuse-10645534 | Laterals | 13148 | 0.32822 | 17 | 17 | 378618.85 | 0 | 60169.3036 | 67258.5569 | 77805.9706 | -318449.5464 | -311360.2931 | -300812.8794 | 0.15892 | 0.17764 | 0.2055 | 0.16919
8299 | Lateral Hardening | Lateral Hardening-Fuse-91756098 | Laterals | 13442 | 0.1428 | 11 | 15 | 235309.64 | 0 | 37110.1691 | 42009.9707 | 49372.421 | -198199.4709 | -193299.6693 | -185937.219 | 0.15771 | 0.17853 | 0.20982 | 0.16917
14808 | Lateral Hardening | Lateral Hardening-Fuse-93416345 | Laterals | 14050 | 0.11951 | 7 | 2 | 95549.55 | 0 | 15072.8257 | 17000.2417 | 20135.8662 | -80476.7243 | -78549.3083 | -75413.6838 | 0.15775 | 0.17792 | 0.21074 | 0.1691
5824 | Lateral Hardening | Lateral Hardening-Fuse-92619344 | Laterals | 13303 | 0.16553 | 9 |  | 102705.9 | 0 | 15530.2841 | 18619.4389 | 24630.8346 | -87175.6159 | -84086.4611 | -78075.0654 | 0.15121 | 0.18129 | 0.23982 | 0.1691
12441 | Lateral Hardening | Lateral Hardening-Fuse-60174240 | Laterals | 13098 | 0.16837 | 15 | 34 | 276939.11 | 0 | 43245.6797 | 49567.3154 | 59977.6984 | -233693.4303 | -227371.7946 | -216961.4116 | 0.15616 | 0.17898 | 0.21657 | 0.16905
5447 | Lateral Hardening | Lateral Hardening-Fuse-60129633 | Laterals | 13935 | 0.081818 | 7 | 6 | 70392.93 | 0 | 10782.1952 | 12671.2629 | 16284.7396 | -59610.7348 | -57721.6671 | -54108.1904 | 0.15317 | 0.18001 | 0.23134 | 0.16904
1182 | Lateral Hardening | Lateral Hardening-Fuse-60324318 | Laterals | 13436 | 0.048674 | 5 | 2 | 50000 | 0 | 7602.3814 | 9032.0762 | 11789.6958 | -42397.6186 | -40967.9238 | -38210.3042 | 0.15205 | 0.18064 | 0.23579 | 0.169
1000 | Lateral Hardening | Lateral Hardening-Fuse-10195198 | Laterals | 13323 | 0.41989 | 28 | 54 | 754901.55 | 0 | 119930.6536 | 134148.0512 | 153652.3949 | -634970.8964 | -620753.4988 | -601249.1551 | 0.15887 | 0.1777 | 0.20354 | 0.16899
17795 | Lateral Hardening | Lateral Hardening-Fuse-92678841 | Laterals | 13805 | 0.21307 | 5 | 4 | 109524 | 0 | 17477.5828 | 19359.4658 | 22124.6637 | -92046.4172 | -90164.5342 | -87399.3363 | 0.15958 | 0.17676 | 0.20201 | 0.16898
3605 | Lateral Hardening | Lateral Hardening-Fuse-10556723 | Laterals | 13298 | 0.059091 | 5 | 1 | 53292.81 | 0 | 8072.2919 | 9639.5868 | 12664.2346 | -45220.5181 | -43653.2232 | -40628.5754 | 0.15147 | 0.18088 | 0.23763 | 0.16891
9100 | Lateral Hardening | Lateral Hardening-Fuse-10605210 | Laterals | 13924 | 0.54242 | 20 |  | 161311.4 | 0 | 24361.5111 | 29207.3001 | 38637.0493 | -136949.8889 | -132104.0999 | -122674.3507 | 0.15102 | 0.18106 | 0.23952 | 0.16888
6422 | Lateral Hardening | Lateral Hardening-Fuse-60133705 | Laterals | 13836 | 0.17121 | 8 | 14 | 173568.71 | 0 | 27333.4211 | 30943.8233 | 36186.0517 | -146235.2889 | -142624.8867 | -137382.6583 | 0.15748 | 0.17828 | 0.20848 | 0.16882
6986 | Lateral Hardening | Lateral Hardening-Fuse-60571872 | Laterals | 14121 | 0.096402 | 9 |  | 50000 | 0 | 7547.2764 | 9048.5178 | 11969.8852 | -42452.7236 | -40951.4822 | -38030.1148 | 0.15095 | 0.18097 | 0.2394 | 0.1688
11184 | Lateral Hardening | Lateral Hardening-Fuse-92916044 | Laterals | 13159 | 0.086742 | 8 | 18 | 157975.42 | 0 | 24753.7597 | 28188.026 | 33569.418 | -133221.6603 | -129787.394 | -124406.002 | 0.15669 | 0.17843 | 0.2125 | 0.1688
10299 | Lateral Hardening | Lateral Hardening-Fuse-91306831 | Laterals | 13805 | 0.10606 | 15 | 3 | 152942.83 | 0 | 23407.2061 | 27482.7038 | 35262.2342 | -129535.6239 | -125460.1262 | -117680.5958 | 0.15305 | 0.17969 | 0.23056 | 0.16879
13403 | Lateral Hardening | Lateral Hardening-Fuse-10629092 | Laterals | 13146 | 0.20057 | 8 | 0 | 157884.45 | 0 | 24696.2257 | 28096.2877 | 34014.9918 | -133188.2243 | -129788.1623 | -123869.4582 | 0.15642 | 0.17795 | 0.21544 | 0.16878
1633 | Lateral Hardening | Lateral Hardening-Fuse-10556741 | Laterals | 13298 | 0.98049 | 39 | 2 | 269305.4 | 0 | 40689.7092 | 48716.4171 | 64238.0419 | -228615.6908 | -220588.9829 | -205067.3581 | 0.15109 | 0.1809 | 0.23853 | 0.16878
14102 | Lateral Hardening | Lateral Hardening-Fuse-90751081 | Laterals | 14000 | 0.065152 | 4 |  | 50000 | 0 | 7546.0312 | 9047.0249 | 11967.9103 | -42453.9688 | -40952.9751 | -38032.0897 | 0.15092 | 0.18094 | 0.23936 | 0.16877
16469 | Lateral Hardening | Lateral Hardening-Fuse-90518571 | Laterals | 13103 | 0.12462 | 11 | 30 | 176843.42 | 0 | 27213.6544 | 31745.0991 | 39878.7608 | -149629.7656 | -145098.3209 | -136964.6592 | 0.15389 | 0.17951 | 0.2255 | 0.16873
14740 | Lateral Hardening | Lateral Hardening-Fuse-10521028 | Laterals | 13691 | 0.038826 | 4 | 2 | 51608.63 | 0 | 7831.9262 | 9310.8988 | 12146.8095 | -43776.7038 | -42297.7312 | -39461.8205 | 0.15176 | 0.18041 | 0.23536 | 0.16871
276 | Lateral Hardening | Lateral Hardening-Fuse-10129898 | Laterals | 13422 | 0.23617 | 12 | 1 | 206277.83 | 0 | 32396.4522 | 36765.2641 | 43338.3561 | -173881.3778 | -169512.5659 | -162939.4739 | 0.15705 | 0.17823 | 0.2101 | 0.16871
14198 | Lateral Hardening | Lateral Hardening-Fuse-90142559 | Laterals | 13795 | 0.048864 | 3 | 1 | 52442.85 | 0 | 7948.3789 | 9455.2616 | 12412.035 | -44494.4711 | -42987.5884 | -40030.815 | 0.15156 | 0.1803 | 0.23668 | 0.16869
10045 | Lateral Hardening | Lateral Hardening-Fuse-91665985 | Laterals | 13621 | 0.088258 | 6 | 8 | 172130.63 | 0 | 27051.1886 | 30645.7582 | 36085.7134 | -145079.4414 | -141484.8718 | -136044.9166 | 0.15715 | 0.17804 | 0.20964 | 0.16867
3553 | Lateral Hardening | Lateral Hardening-Fuse-90366655 | Laterals | 13011 | 0.1822 | 13 | 15 | 234144.88 | 0 | 36824.78 | 41519.035 | 49376.966 | -197320.1 | -192625.845 | -184767.914 | 0.15727 | 0.17732 | 0.21088 | 0.16865
4814 | Lateral Hardening | Lateral Hardening-Fuse-91376381 | Laterals | 13414 | 0.097917 | 8 | 8 | 75660.83 | 0 | 11587.2313 | 13556.2106 | 17388.4252 | -64073.5987 | -62104.6194 | -58272.4048 | 0.15315 | 0.17917 | 0.22982 | 0.16862
379 | Lateral Hardening | Lateral Hardening-Fuse-92057819 | Laterals | 13066 | 0.092045 | 10 | 18 | 158416.14 | 0 | 24563.4134 | 28258.6151 | 34720.7122 | -133852.7266 | -130157.5249 | -123695.4278 | 0.15506 | 0.17838 | 0.21917 | 0.16847
6888 | Lateral Hardening | Lateral Hardening-Fuse-10451467 | Laterals | 13128 | 0.21742 | 16 | 33 | 427852.27 | 0 | 67674.5786 | 75796.3956 | 87254.4467 | -360177.6914 | -352055.8744 | -340597.8233 | 0.15817 | 0.17716 | 0.20394 | 0.16844
9864 | Lateral Hardening | Lateral Hardening-Fuse-92853541 | Laterals | 13910 | 0.12784 | 7 | 4 | 111318.36 | 0 | 17185.2397 | 19838.6149 | 24879.4734 | -94133.1203 | -91479.7451 | -86438.8866 | 0.15438 | 0.17822 | 0.2235 | 0.16844
13906 | Lateral Hardening | Lateral Hardening-Fuse-10509557 | Laterals | 13128 | 0.060606 | 4 | 1 | 53418.73 | 0 | 8224.0768 | 9520.6126 | 12037.823 | -45194.6532 | -43898.1174 | -41380.907 | 0.15395 | 0.17823 | 0.22535 | 0.16838
1169 | Lateral Hardening | Lateral Hardening-Fuse-91810397 | Laterals | 13218 | 0.1142 | 9 | 15 | 148467.72 | 0 | 23051.3774 | 26467.266 | 32272.2809 | -125416.3426 | -122000.454 | -116195.4391 | 0.15526 | 0.17827 | 0.21737 | 0.16837
17816 | Lateral Hardening | Lateral Hardening-Fuse-90128675 | Laterals | 13911 | 0.064583 | 5 | 6 | 109482.52 | 0 | 17111.6538 | 19484.8355 | 23199.2757 | -92370.8662 | -89997.6845 | -86283.2443 | 0.1563 | 0.17797 | 0.2119 | 0.16836
18158 | Lateral Hardening | Lateral Hardening-Fuse-92442778 | Laterals | 14050 | 0.72727 | 19 | 0 | 110263.74 | 0 | 16690.9765 | 19828.2237 | 25990.8565 | -93572.7635 | -90435.5163 | -84272.8835 | 0.15137 | 0.17983 | 0.23572 | 0.16834
12539 | Lateral Hardening | Lateral Hardening-Fuse-10075183 | Laterals | 13656 | 0.17992 | 7 | 1 | 181910.7 | 0 | 28568.4852 | 32169.5495 | 38314.2438 | -153342.2148 | -149741.1505 | -143596.4562 | 0.15705 | 0.17684 | 0.21062 | 0.16834
1086 | Lateral Hardening | Lateral Hardening-Fuse-10716388 | Laterals | 13959 | 0.057576 | 4 | 0 | 53166.89 | 0 | 8002.8751 | 9594.7404 | 12692.459 | -45164.0149 | -43572.1496 | -40474.431 | 0.15052 | 0.18046 | 0.23873 | 0.16833
15921 | Lateral Hardening | Lateral Hardening-Fuse-90288918 | Laterals | 13007 | 0.10568 | 6 |  | 93399.7 | 0 | 14329.7189 | 16668.7243 | 21213.0915 | -79069.9811 | -76730.9757 | -72186.6085 | 0.15342 | 0.17847 | 0.22712 | 0.16831
1950 | Lateral Hardening | Lateral Hardening-Fuse-92829011 | Laterals | 13390 | 0.13182 | 7 | 5 | 106701.54 | 0 | 16657.3463 | 18954.572 | 22771.266 | -90044.1937 | -87746.968 | -83930.274 | 0.15611 | 0.17764 | 0.21341 | 0.1683
8032 | Lateral Hardening | Lateral Hardening-Fuse-10716379 | Laterals | 13959 | 0.073106 | 4 | 1 | 54457.57 | 0 | 8233.6132 | 9793.4897 | 12862.5359 | -46223.9568 | -44664.0803 | -41595.0341 | 0.15119 | 0.17984 | 0.23619 | 0.16829
9077 | Lateral Hardening | Lateral Hardening-Fuse-60376101 | Laterals | 14071 | 0.17178 | 12 | 14 | 254151.11 | 0 | 39910.3023 | 45096.3734 | 52797.1278 | -214240.8077 | -209054.7366 | -201353.9822 | 0.15703 | 0.17744 | 0.20774 | 0.16823
11866 | Lateral Hardening | Lateral Hardening-Fuse-10628970 | Laterals | 13146 | 0.16932 | 10 | 3 | 136911.3 | 0 | 20689.5983 | 24600.2163 | 32327.0507 | -116221.7017 | -112311.0837 | -104584.2493 | 0.15112 | 0.17968 | 0.23612 | 0.16819
8715 | Lateral Hardening | Lateral Hardening-Fuse-91479624 | Laterals | 14040 | 0.044697 | 5 | 1 | 52096.57 | 0 | 7865.0272 | 9372.6808 | 12308.6524 | -44231.5428 | -42723.8892 | -39787.9176 | 0.15097 | 0.17991 | 0.23627 | 0.16818
18371 | Lateral Hardening | Lateral Hardening-Fuse-90144168 | Laterals | 13840 | 0.11212 | 7 | 5 | 158393.87 | 0 | 24570.1414 | 28146.2048 | 34440.8959 | -133823.7286 | -130247.6652 | -123952.9741 | 0.15512 | 0.1777 | 0.21744 | 0.16813
2097 | Lateral Hardening | Lateral Hardening-Fuse-90396888 | Laterals | 13389 | 0.14413 | 8 | 8 | 108233.32 | 0 | 16973.6213 | 19169.314 | 22595.3472 | -91259.6987 | -89064.006 | -85637.9728 | 0.15682 | 0.17711 | 0.20877 | 0.1681
9000 | Lateral Hardening | Lateral Hardening-Fuse-93048158 | Laterals | 13813 | 0.21742 | 12 | 5 | 211597.24 | 0 | 32565.9961 | 37628.0979 | 47389.8633 | -179031.2439 | -173969.1421 | -164207.3767 | 0.15391 | 0.17783 | 0.22396 | 0.16809
11746 | Lateral Hardening | Lateral Hardening-Fuse-10633662 | Laterals | 13241 | 0.090909 | 5 | 0 | 104319.06 | 0 | 16156.1903 | 18548.6717 | 22749.1624 | -88162.8697 | -85770.3883 | -81569.8976 | 0.15487 | 0.17781 | 0.21807 | 0.16807
7571 | Lateral Hardening | Lateral Hardening-Fuse-93207907 | Laterals | 13656 | 0.085417 | 5 | 1 | 55480.67 | 0 | 8369.9371 | 9973.3917 | 13098.2819 | -47110.7329 | -45507.2783 | -42382.3881 | 0.15086 | 0.17976 | 0.23609 | 0.16806
1319 | Lateral Hardening | Lateral Hardening-Fuse-92392111 | Laterals | 13813 | 0.062311 | 3 | 0 | 53560.39 | 0 | 8104.4056 | 9629.1158 | 12492.419 | -45455.9844 | -43931.2742 | -41067.971 | 0.15131 | 0.17978 | 0.23324 | 0.16805
12931 | Lateral Hardening | Lateral Hardening-Fuse-60035502 | Laterals | 13159 | 0.1358 | 12 | 35 | 282191.37 | 0 | 43227.4667 | 50439.8801 | 63417.4405 | -238963.9033 | -231751.4899 | -218773.9295 | 0.15318 | 0.17874 | 0.22473 | 0.16801
11106 | Lateral Hardening | Lateral Hardening-Fuse-92248100 | Laterals | 13342 | 0.11402 | 6 |  | 67440.05 | 0 | 10356.1589 | 11992.9389 | 15187.1707 | -57083.8911 | -55447.1111 | -52252.8793 | 0.15356 | 0.17783 | 0.2252 | 0.16801
13303 | Lateral Hardening | Lateral Hardening-Fuse-10627043 | Laterals | 13147 | 0.2233 | 12 | 12 | 226279.14 | 0 | 35418.7796 | 40110.7478 | 47235.2613 | -190860.3604 | -186168.3922 | -179043.8787 | 0.15653 | 0.17726 | 0.20875 | 0.16797
15006 | Lateral Hardening | Lateral Hardening-Fuse-93218005 | Laterals | 13656 | 0.12841 | 6 | 1 | 69285.57 | 0 | 10759.4448 | 12303.4855 | 14910.3669 | -58526.1252 | -56982.0845 | -54375.2031 | 0.15529 | 0.17758 | 0.2152 | 0.16797
2954 | Lateral Hardening | Lateral Hardening-Fuse-93007306 | Laterals | 13671 | 0.026894 | 3 | 119 | 50000 | 0 | 7713.9997 | 8921.7342 | 10927.8112 | -42286.0003 | -41078.2658 | -39072.1888 | 0.15428 | 0.17843 | 0.21856 | 0.16795
11772 | Lateral Hardening | Lateral Hardening-Fuse-91318366 | Laterals | 13299 | 0.021212 | 1 | 2 | 50000 | 0 | 7852.7127 | 8852.3889 | 10266.0806 | -42147.2873 | -41147.6111 | -39733.9194 | 0.15705 | 0.17705 | 0.20532 | 0.16788
14713 | Lateral Hardening | Lateral Hardening-Fuse-10025101 | Laterals | 13373 | 0.063636 | 4 | 9 | 73320.57 | 0 | 11194.37 | 13080.1105 | 16660.1674 | -62126.2 | -60240.4595 | -56660.4026 | 0.15268 | 0.1784 | 0.22722 | 0.16785
1463 | Lateral Hardening | Lateral Hardening-Fuse-92683004 | Laterals | 13805 | 0.22348 | 10 | 2 | 106459.7 | 0 | 16435.4043 | 18930.9456 | 23278.3394 | -90024.2957 | -87528.7544 | -83181.3606 | 0.15438 | 0.17782 | 0.21866 | 0.16784
1279 | Lateral Hardening | Lateral Hardening-Fuse-91517890 | Laterals | 13148 | 0.12727 | 8 | 2 | 147354.39 | 0 | 23019.5406 | 25999.8424 | 31048.3352 | -124334.8494 | -121354.5476 | -116306.0548 | 0.15622 | 0.17644 | 0.21071 | 0.16774
17106 | Lateral Hardening | Lateral Hardening-Fuse-93300554 | Laterals | 13808 | 0.15455 | 10 | 5 | 148603.59 | 0 | 23227.3703 | 26257.7836 | 31115.4702 | -125376.2197 | -122345.8064 | -117488.1198 | 0.1563 | 0.1767 | 0.20939 | 0.16773
12446 | Lateral Hardening | Lateral Hardening-Fuse-93277134 | Laterals | 13213 | 0.1303 | 10 | 1 | 130606.34 | 0 | 20410.9033 | 23127.9228 | 27161.4769 | -110195.4367 | -107478.4172 | -103444.8631 | 0.15628 | 0.17708 | 0.20796 | 0.16769
563 | Lateral Hardening | Lateral Hardening-Fuse-10633680 | Laterals | 13241 | 0.12235 | 8 | 20 | 204877.79 | 0 | 32047.4919 | 36255.4613 | 42465.8455 | -172830.2981 | -168622.3287 | -162411.9445 | 0.15642 | 0.17696 | 0.20727 | 0.16767
3198 | Lateral Hardening | Lateral Hardening-Fuse-92209118 | Laterals | 14025 | 0.22064 | 11 | 1 | 154605.53 | 0 | 24119.8426 | 27425.1875 | 32209.0942 | -130485.6874 | -127180.3425 | -122396.4358 | 0.15601 | 0.17739 | 0.20833 | 0.16765
18733 | Lateral Hardening | Lateral Hardening-Fuse-10379988 | Laterals | 13187 | 0.19318 | 16 | 29 | 290077.8 | 0 | 45118.4311 | 51355.3579 | 61379.7903 | -244959.3689 | -238722.4421 | -228698.0097 | 0.15554 | 0.17704 | 0.2116 | 0.1676
15353 | Lateral Hardening | Lateral Hardening-Fuse-90253943 | Laterals | 14012 | 0.092235 | 8 | 6 | 160162.49 | 0 | 24842.8457 | 28311.4594 | 34403.4808 | -135319.6443 | -131851.0306 | -125759.0092 | 0.15511 | 0.17677 | 0.2148 | 0.16758
7362 | Lateral Hardening | Lateral Hardening-Fuse-10565899 | Laterals | 13290 | 0.14848 | 12 | 30 | 242419.91 | 0 | 37685.4002 | 42918.5863 | 51342.3825 | -204734.5098 | -199501.3237 | -191077.5275 | 0.15546 | 0.17704 | 0.21179 | 0.16756
16708 | Lateral Hardening | Lateral Hardening-Fuse-10457728 | Laterals | 13229 | 0.21061 | 12 | 14 | 192562.63 | 0 | 29971.8466 | 34026.9735 | 40738.169 | -162590.7834 | -158535.6565 | -151824.461 | 0.15565 | 0.17671 | 0.21156 | 0.16756
6154 | Lateral Hardening | Lateral Hardening-Fuse-90995706 | Laterals | 13705 | 0.30227 | 16 | 17 | 364163.79 | 0 | 57570.3738 | 63840.4157 | 73052.7059 | -306593.4162 | -300323.3743 | -291111.0841 | 0.15809 | 0.17531 | 0.2006 | 0.16751
14841 | Lateral Hardening | Lateral Hardening-Fuse-92679387 | Laterals | 14041 | 0.25057 | 12 | 5 | 200527.02 | 0 | 31459.3517 | 35232.2722 | 41236.563 | -169067.6683 | -165294.7478 | -159290.457 | 0.15688 | 0.1757 | 0.20564 | 0.1674
7192 | Lateral Hardening | Lateral Hardening-Fuse-10797393 | Laterals | 14041 | 0.11231 | 10 | 2 | 307422.37 | 0 | 47931.6162 | 54413.8944 | 63736.5594 | -259490.7538 | -253008.4756 | -243685.8106 | 0.15591 | 0.177 | 0.20733 | 0.16738
10240 | Lateral Hardening | Lateral Hardening-Fuse-90833017 | Laterals | 13172 | 0.23693 | 12 | 0 | 112524.6 | 0 | 16838.202 | 20187.5169 | 26705.1759 | -95686.398 | -92337.0831 | -85819.4241 | 0.14964 | 0.17941 | 0.23733 | 0.16734
14369 | Lateral Hardening | Lateral Hardening-Fuse-93219695 | Laterals | 13459 | 0.064015 | 6 | 4 | 109943.98 | 0 | 17002.3939 | 19408.9652 | 23697.2574 | -92941.5861 | -90535.0148 | -86246.7226 | 0.15465 | 0.17654 | 0.21554 | 0.1673
10396 | Lateral Hardening | Lateral Hardening-Fuse-10627079 | Laterals | 13147 | 0.2036 | 11 | 6 | 165487.61 | 0 | 25469.8065 | 29320.9424 | 36060.1541 | -140017.8035 | -136166.6676 | -129427.4559 | 0.15391 | 0.17718 | 0.2179 | 0.16729
10332 | Lateral Hardening | Lateral Hardening-Fuse-10396296 | Laterals | 13590 | 0.18371 | 17 | 39 | 280717.55 | 0 | 42935.5085 | 49891.9375 | 62302.8387 | -237782.0415 | -230825.6125 | -218414.7113 | 0.15295 | 0.17773 | 0.22194 | 0.16728
17905 | Lateral Hardening | Lateral Hardening-Fuse-93276647 | Laterals | 13213 | 0.066667 | 5 | 1 | 53922.41 | 0 | 8102.4194 | 9638.147 | 12653.3661 | -45819.9906 | -44284.263 | -41269.0439 | 0.15026 | 0.17874 | 0.23466 | 0.16724
3042 | Lateral Hardening | Lateral Hardening-Fuse-10164196 | Laterals | 13190 | 0.19564 | 20 | 22 | 222759.17 | 0 | 33775.0411 | 39663.9742 | 50827.1267 | -188984.1289 | -183095.1958 | -171932.0433 | 0.15162 | 0.17806 | 0.22817 | 0.16721
3047 | Lateral Hardening | Lateral Hardening-Fuse-60373624 | Laterals | 13693 | 0.68807 | 33 | 36 | 583584.6 | 0 | 90982.7585 | 102843.0591 | 120948.1651 | -492601.8415 | -480741.5409 | -462636.4349 | 0.1559 | 0.17623 | 0.20725 | 0.16713
2160 | Lateral Hardening | Lateral Hardening-Fuse-92014087 | Laterals | 13172 | 0.1428 | 11 | 7 | 123843.14 | 0 | 18664.5013 | 22120.2307 | 28581.4762 | -105178.6387 | -101722.9093 | -95261.6638 | 0.15071 | 0.17861 | 0.23079 | 0.16709
6772 | Lateral Hardening | Lateral Hardening-Fuse-92938549 | Laterals | 13729 | 0.096402 | 8 | 2 | 104775.52 | 0 | 15727.0577 | 18706.6846 | 24578.5263 | -89048.4623 | -86068.8354 | -80196.9937 | 0.1501 | 0.17854 | 0.23458 | 0.16708
965 | Lateral Hardening | Lateral Hardening-Fuse-10786368 | Laterals | 14040 | 0.077273 | 7 | 7 | 114467.1 | 0 | 17612.7017 | 20257.3484 | 24779.6387 | -96854.3983 | -94209.7516 | -89687.4613 | 0.15387 | 0.17697 | 0.21648 | 0.16706
18753 | Lateral Hardening | Lateral Hardening-Fuse-10071954 | Laterals | 13305 | 0.425 | 23 | 23 | 493689.81 | 0 | 77500.9596 | 86477.8131 | 99909.7894 | -416188.8504 | -407211.9969 | -393780.0206 | 0.15698 | 0.17517 | 0.20237 | 0.16698
9745 | Lateral Hardening | Lateral Hardening-Fuse-93268801 | Laterals | 13068 | 0.083144 | 10 | 9 | 85418.18 | 0 | 13293.5627 | 15064.6639 | 17669.7785 | -72124.6173 | -70353.5161 | -67748.4015 | 0.15563 | 0.17636 | 0.20686 | 0.16697
4320 | Lateral Hardening | Lateral Hardening-Fuse-92909763 | Laterals | 13159 | 0.11307 | 8 | 17 | 148373.28 | 0 | 22945.0752 | 26171.09 | 31529.9652 | -125428.2048 | -122202.19 | -116843.3148 | 0.15464 | 0.17639 | 0.2125 | 0.16695
14626 | Lateral Hardening | Lateral Hardening-Fuse-10016620 | Laterals | 13535 | 0.045076 | 4 | 5 | 50000 | 0 | 7578.6719 | 8873.9907 | 11377.7576 | -42421.3281 | -41126.0093 | -38622.2424 | 0.15157 | 0.17748 | 0.22756 | 0.16694
16588 | Lateral Hardening | Lateral Hardening-Fuse-60189397 | Laterals | 13947 | 0.23826 | 13 | 0 | 192152.6 | 0 | 29805.6973 | 33802.141 | 40436.2667 | -162346.9027 | -158350.459 | -151716.3333 | 0.15511 | 0.17591 | 0.21044 | 0.16689
643 | Lateral Hardening | Lateral Hardening-Fuse-92007273 | Laterals | 13479 | 0.092992 | 5 | 3 | 56110.27 | 0 | 8431.0229 | 10010.4356 | 13006.4904 | -47679.2471 | -46099.8344 | -43103.7796 | 0.15026 | 0.17841 | 0.2318 | 0.16686
17371 | Lateral Hardening | Lateral Hardening-Fuse-10580688 | Laterals | 13105 | 0.10625 | 8 | 18 | 159596.64 | 0 | 24785.3221 | 28133.1299 | 32929.4557 | -134811.3179 | -131463.5101 | -126667.1843 | 0.1553 | 0.17628 | 0.20633 | 0.1667
12712 | Lateral Hardening | Lateral Hardening-Fuse-90420747 | Laterals | 13423 | 0.17822 | 9 | 2 | 102697.84 | 0 | 15380.5083 | 18293.1081 | 24021.6021 | -87317.3317 | -84404.7319 | -78676.2379 | 0.14976 | 0.17813 | 0.23391 | 0.16669
1542 | Lateral Hardening | Lateral Hardening-Fuse-10635134 | Laterals | 13242 | 0.075189 | 7 | 3 | 106942.64 | 0 | 16032.0662 | 19042.7672 | 24856.6568 | -90910.5738 | -87899.8728 | -82085.9832 | 0.14991 | 0.17807 | 0.23243 | 0.16661
19753 | Lateral Hardening | Lateral Hardening-Fuse-92957630 | Laterals | 13006 | 0.067992 | 5 | 1 | 54032.59 | 0 | 8073.2882 | 9641.7672 | 12656.8166 | -45959.3018 | -44390.8228 | -41375.7734 | 0.14942 | 0.17844 | 0.23424 | 0.16661
15384 | Lateral Hardening | Lateral Hardening-Fuse-92658612 | Laterals | 13226 | 0.0064394 | 2 | 33 | 50000 | 0 | 7748.2621 | 8837.4258 | 10299.0391 | -42251.7379 | -41162.5742 | -39700.9609 | 0.15497 | 0.17675 | 0.20598 | 0.1666
14025 | Lateral Hardening | Lateral Hardening-Fuse-10394127 | Laterals | 13552 | 0.72254 | 40 | 0 | 538277.73 | 0 | 82130.6114 | 94792.7061 | 119267.5391 | -456147.1186 | -443485.0239 | -419010.1909 | 0.15258 | 0.1761 | 0.22157 | 0.16654
3907 | Lateral Hardening | Lateral Hardening-Fuse-92498922 | Laterals | 13132 | 0.31155 | 26 | 0 | 477098.66 | 0 | 73679.01 | 83706.4101 | 101270.6214 | -403419.65 | -393392.2499 | -375828.0386 | 0.15443 | 0.17545 | 0.21226 | 0.16652
17274 | Lateral Hardening | Lateral Hardening-Fuse-10129795 | Laterals | 13006 | 0.38561 | 13 | 2 | 119933.14 | 0 | 18237.8877 | 21125.7894 | 26717.9715 | -101695.2523 | -98807.3506 | -93215.1685 | 0.15207 | 0.17615 | 0.22277 | 0.16636
1060 | Lateral Hardening | Lateral Hardening-Fuse-91386043 | Laterals | 13722 | 0.15095 | 9 | 27 | 152234.53 | 0 | 23128.6888 | 26951.3764 | 33608.458 | -129105.8412 | -125283.1536 | -118626.072 | 0.15193 | 0.17704 | 0.22077 | 0.16635
8857 | Lateral Hardening | Lateral Hardening-Fuse-10671196 | Laterals | 13724 | 0.07803 | 6 | 4 | 101706.22 | 0 | 15658.5468 | 17878.1682 | 21551.5027 | -86047.6732 | -83828.0518 | -80154.7173 | 0.15396 | 0.17578 | 0.2119 | 0.1663
14317 | Lateral Hardening | Lateral Hardening-Fuse-91097112 | Laterals | 13787 | 0.14318 | 8 | 4 | 156536.55 | 0 | 24224.4857 | 27411.9491 | 32668.8958 | -132312.0643 | -129124.6009 | -123867.6542 | 0.15475 | 0.17512 | 0.2087 | 0.16626
17362 | Lateral Hardening | Lateral Hardening-Fuse-10143563 | Laterals | 13036 | 0.2089 | 18 | 32 | 299244.22 | 0 | 45916.2298 | 52713.442 | 63791.1825 | -253327.9902 | -246530.778 | -235453.0375 | 0.15344 | 0.17616 | 0.21317 | 0.16623
2815 | Lateral Hardening | Lateral Hardening-Fuse-92151856 | Laterals | 13128 | 0.036364 | 5 | 8 | 70545.33 | 0 | 10686.9909 | 12444.8977 | 15805.7734 | -59858.3391 | -58100.4323 | -54739.5566 | 0.15149 | 0.17641 | 0.22405 | 0.16622
10534 | Lateral Hardening | Lateral Hardening-Fuse-90086119 | Laterals | 13295 | 0.26818 | 21 | 0 | 186680.46 | 0 | 28397.1123 | 32798.5799 | 41503.241 | -158283.3477 | -153881.8801 | -145177.219 | 0.15212 | 0.17569 | 0.22232 | 0.16621
11568 | Lateral Hardening | Lateral Hardening-Fuse-60072741 | Laterals | 13111 | 0.045076 | 7 | 12 | 95358.05 | 0 | 14380.4842 | 16859.3162 | 21631.5013 | -80977.5658 | -78498.7338 | -73726.5487 | 0.15081 | 0.1768 | 0.22685 | 0.16621
87 | Lateral Hardening | Lateral Hardening-Fuse-90813723 | Laterals | 13605 | 0.22481 | 19 | 32 | 344509.63 | 0 | 53158.0111 | 60416.623 | 72305.2015 | -291351.6189 | -284093.007 | -272204.4285 | 0.1543 | 0.17537 | 0.20988 | 0.16618
18840 | Lateral Hardening | Lateral Hardening-Fuse-60372713 | Laterals | 13210 | 0.055492 | 7 | 6 | 129781.82 | 0 | 19828.9899 | 22812.2155 | 28218.4889 | -109952.8301 | -106969.6045 | -101563.3311 | 0.15279 | 0.17577 | 0.21743 | 0.16615
10269 | Lateral Hardening | Lateral Hardening-Fuse-90501515 | Laterals | 13740 | 0.1661 | 14 | 25 | 204583.73 | 0 | 31009.2464 | 36139.0121 | 45362.7815 | -173574.4836 | -168444.7179 | -159220.9485 | 0.15157 | 0.17665 | 0.22173 | 0.16611
10370 | Lateral Hardening | Lateral Hardening-Fuse-10795773 | Laterals | 13695 | 0.0875 | 7 | 10 | 183348.99 | 0 | 28256.3598 | 32149.8037 | 38563.119 | -155092.6302 | -151199.1863 | -144785.871 | 0.15411 | 0.17535 | 0.21033 | 0.1661
8484 | Lateral Hardening | Lateral Hardening-Fuse-10760003 | Laterals | 13331 | 0.036742 | 5 | 2 | 51435.49 | 0 | 7681.3952 | 9129.5119 | 11907.6642 | -43754.0948 | -42305.9781 | -39527.8258 | 0.14934 | 0.17749 | 0.23151 | 0.166
8139 | Lateral Hardening | Lateral Hardening-Fuse-90375328 | Laterals | 13150 | 0.1553 | 9 | 14 | 132233.3 | 0 | 20187.6248 | 23252.0927 | 28617.7543 | -112045.6752 | -108981.2073 | -103615.5457 | 0.15267 | 0.17584 | 0.21642 | 0.16599
2427 | Lateral Hardening | Lateral Hardening-Fuse-91086839 | Laterals | 13297 | 0.064015 | 4 | 33 | 207176.62 | 0 | 32003.2551 | 36340.0582 | 42667.5736 | -175173.3649 | -170836.5618 | -164509.0464 | 0.15447 | 0.17541 | 0.20595 | 0.1659
13215 | Lateral Hardening | Lateral Hardening-Fuse-92853316 | Laterals | 13910 | 0.038258 | 5 | 1 | 51561.41 | 0 | 7677.5184 | 9148.3242 | 12014.702 | -43883.8916 | -42413.0858 | -39546.708 | 0.1489 | 0.17743 | 0.23302 | 0.16587
9558 | Lateral Hardening | Lateral Hardening-Fuse-10000755 | Laterals | 13648 | 0.072727 | 4 | 2 | 58356.09 | 0 | 8857.3871 | 10243.8861 | 12885.2432 | -49498.7029 | -48112.2039 | -45470.8468 | 0.15178 | 0.17554 | 0.2208 | 0.16581
4061 | Lateral Hardening | Lateral Hardening-Fuse-60305733 | Laterals | 13522 | 0.038258 | 5 | 2 | 94995.98 | 0 | 14700.9344 | 16603.6877 | 19456.4783 | -80295.0456 | -78392.2923 | -75539.5017 | 0.15475 | 0.17478 | 0.20481 | 0.16577
18671 | Lateral Hardening | Lateral Hardening-Fuse-91701504 | Laterals | 13698 | 0.083712 | 9 | 9 | 127300.94 | 0 | 19026.4912 | 22546.6338 | 29181.2228 | -108274.4488 | -104754.3062 | -98119.7172 | 0.14946 | 0.17711 | 0.22923 | 0.16573
2313 | Lateral Hardening | Lateral Hardening-Fuse-92444401 | Laterals | 14042 | 0.12443 | 7 | 2 | 58214.43 | 0 | 8680.929 | 10311.7418 | 13452.2654 | -49533.501 | -47902.6882 | -44762.1646 | 0.14912 | 0.17713 | 0.23108 | 0.16572
3162 | Lateral Hardening | Lateral Hardening-Fuse-60371561 | Laterals | 13807 | 0.089583 | 7 | 1 | 51388.27 | 0 | 7646.8522 | 9099.5381 | 11953.719 | -43741.4178 | -42288.7319 | -39434.551 | 0.14881 | 0.17707 | 0.23262 | 0.16567
7405 | Lateral Hardening | Lateral Hardening-Fuse-91097546 | Laterals | 13148 | 0.079356 | 4 | 3 | 58398.31 | 0 | 8969.8974 | 10214.0984 | 12271.4706 | -49428.4126 | -48184.2116 | -46126.8394 | 0.1536 | 0.1749 | 0.21013 | 0.16564
18116 | Lateral Hardening | Lateral Hardening-Fuse-92885197 | Laterals | 13710 | 0.15398 | 10 | 16 | 195716.37 | 0 | 30211.7004 | 34164.7576 | 40367.1371 | -165504.6696 | -161551.6124 | -155349.2329 | 0.15436 | 0.17456 | 0.20625 | 0.16561
10854 | Lateral Hardening | Lateral Hardening-Fuse-60104320 | Laterals | 13334 | 0.1839 | 14 | 17 | 202742.51 | 0 | 30956.4923 | 35512.9204 | 43442.4098 | -171786.0177 | -167229.5896 | -159300.1002 | 0.15269 | 0.17516 | 0.21427 | 0.16559
1677 | Lateral Hardening | Lateral Hardening-Fuse-10716312 | Laterals | 13959 | 0.042992 | 5 | 1 | 50000 | 0 | 7497.0107 | 8816.6598 | 11358.6311 | -42502.9893 | -41183.3402 | -38641.3689 | 0.14994 | 0.17633 | 0.22717 | 0.16558
10639 | Lateral Hardening | Lateral Hardening-Fuse-10895165 | Laterals | 13003 | 0.067424 | 5 | 7 | 105279.94 | 0 | 16258.4234 | 18375.9428 | 21639.317 | -89021.5166 | -86903.9972 | -83640.623 | 0.15443 | 0.17454 | 0.20554 | 0.16558
6005 | Lateral Hardening | Lateral Hardening-Fuse-10680825 | Laterals | 13308 | 0.069129 | 6 | 10 | 90872.33 | 0 | 13777.977 | 15962.7018 | 19878.275 | -77094.353 | -74909.6282 | -70994.055 | 0.15162 | 0.17566 | 0.21875 | 0.16554
9729 | Lateral Hardening | Lateral Hardening-Fuse-90668420 | Laterals | 13148 | 0.11042 | 7 | 0 | 94135.95 | 0 | 13928.7743 | 16699.3701 | 22090.8603 | -80207.1757 | -77436.5799 | -72045.0897 | 0.14796 | 0.1774 | 0.23467 | 0.16546
6657 | Lateral Hardening | Lateral Hardening-Fuse-92679384 | Laterals | 14041 | 0.10871 | 7 | 4 | 144794.51 | 0 | 22380.0125 | 25201.5954 | 29676.3219 | -122414.4975 | -119592.9146 | -115118.1881 | 0.15456 | 0.17405 | 0.20495 | 0.16545
6414 | Lateral Hardening | Lateral Hardening-Fuse-10895262 | Laterals | 13003 | 0.04375 | 5 | 7 | 55947.87 | 0 | 8636.5104 | 9754.8391 | 11472.49 | -47311.3596 | -46193.0309 | -44475.38 | 0.15437 | 0.17436 | 0.20506 | 0.16543
14374 | Lateral Hardening | Lateral Hardening-Fuse-10433198 | Laterals | 13993 | 0.085606 | 4 | 2 | 54987.73 | 0 | 8426.9336 | 9607.1009 | 11551.4236 | -46560.7964 | -45380.6291 | -43436.3064 | 0.15325 | 0.17471 | 0.21007 | 0.16537
2060 | Lateral Hardening | Lateral Hardening-Fuse-92679261 | Laterals | 13805 | 0.23011 | 10 | 16 | 146310.6 | 0 | 22118.4137 | 25714.1155 | 32080.2534 | -124192.1863 | -120596.4845 | -114230.3466 | 0.15117 | 0.17575 | 0.21926 | 0.16536
5746 | Lateral Hardening | Lateral Hardening-Fuse-93058681 | Laterals | 13593 | 0.26951 | 19 | 0 | 195172.76 | 0 | 29852.5286 | 34085.2967 | 41300.8136 | -165320.2314 | -161087.4633 | -153871.9464 | 0.15295 | 0.17464 | 0.21161 | 0.16533
8174 | Lateral Hardening | Lateral Hardening-Fuse-93175508 | Laterals | 13740 | 0.22746 | 23 | 21 | 341513.24 | 0 | 52279.2838 | 59635.6439 | 71926.9827 | -289233.9562 | -281877.5961 | -269586.2573 | 0.15308 | 0.17462 | 0.21061 | 0.1653
1517 | Lateral Hardening | Lateral Hardening-Fuse-10004633 | Laterals | 13159 | 0.13371 | 13 | 22 | 213682.19 | 0 | 32550.1919 | 37406.8405 | 45656.6599 | -181131.9981 | -176275.3495 | -168025.5301 | 0.15233 | 0.17506 | 0.21367 | 0.16528
6828 | Lateral Hardening | Lateral Hardening-Fuse-10169249 | Laterals | 13210 | 0.2178 | 12 | 15 | 347638.3 | 0 | 53518.5291 | 60548.4044 | 71770.0835 | -294119.7709 | -287089.8956 | -275868.2165 | 0.15395 | 0.17417 | 0.20645 | 0.16527
9199 | Lateral Hardening | Lateral Hardening-Fuse-93251023 | Laterals | 13175 | 0.069697 | 8 | 13 | 81175.57 | 0 | 12228.1024 | 14252.7138 | 18004.644 | -68947.4676 | -66922.8562 | -63170.926 | 0.15064 | 0.17558 | 0.2218 | 0.16524
945 | Lateral Hardening | Lateral Hardening-Fuse-93296491 | Laterals | 13808 | 0.045076 | 5 | 1 | 52128.05 | 0 | 7732.2157 | 9213.5001 | 12100.299 | -44395.8343 | -42914.5499 | -40027.751 | 0.14833 | 0.17675 | 0.23213 | 0.16524
1748 | Lateral Hardening | Lateral Hardening-Fuse-10158425 | Laterals | 13162 | 0.071023 | 6 | 10 | 138293.2 | 0 | 20996.3554 | 24214.2913 | 29877.6735 | -117296.8446 | -114078.9087 | -108415.5265 | 0.15182 | 0.17509 | 0.21605 | 0.16523
4003 | Lateral Hardening | Lateral Hardening-Fuse-92045581 | Laterals | 13787 | 0.20795 | 10 | 12 | 228934.2 | 0 | 35377.1685 | 39790.1721 | 46431.1597 | -193557.0315 | -189144.0279 | -182503.0403 | 0.15453 | 0.17381 | 0.20281 | 0.16514
4778 | Lateral Hardening | Lateral Hardening-Fuse-90101467 | Laterals | 13808 | 0.17955 | 7 | 2 | 102808.02 | 0 | 15802.2011 | 17875.4159 | 21332.6664 | -87005.8189 | -84932.6041 | -81475.3536 | 0.15371 | 0.17387 | 0.2075 | 0.16514
4478 | Lateral Hardening | Lateral Hardening-Fuse-10436874 | Laterals | 13932 | 0.1 | 6 | 3 | 60113.97 | 0 | 8977.8912 | 10578.0183 | 13650.1241 | -51136.0788 | -49535.9517 | -46463.8459 | 0.14935 | 0.17597 | 0.22707 | 0.16511
11588 | Lateral Hardening | Lateral Hardening-Fuse-10070656 | Laterals | 13984 | 0.057765 | 6 | 7 | 105494.56 | 0 | 15746.3504 | 18571.3894 | 23974.4587 | -89748.2096 | -86923.1706 | -81520.1013 | 0.14926 | 0.17604 | 0.22726 | 0.1651
9380 | Lateral Hardening | Lateral Hardening-Fuse-90420206 | Laterals | 13423 | 0.085227 | 7 | 1 | 55464.93 | 0 | 8207.9965 | 9803.9679 | 12896.7578 | -47256.9335 | -45660.9621 | -42568.1722 | 0.14799 | 0.17676 | 0.23252 | 0.16507
18238 | Lateral Hardening | Lateral Hardening-Fuse-10650565 | Laterals | 13391 | 0.21894 | 10 | 3 | 142165.19 | 0 | 21713.0365 | 24797.9496 | 29986.749 | -120452.1535 | -117367.2404 | -112178.441 | 0.15273 | 0.17443 | 0.21093 | 0.16506
15587 | Lateral Hardening | Lateral Hardening-Fuse-10605136 | Laterals | 13924 | 0.14905 | 14 | 25 | 226747.13 | 0 | 34449.6431 | 39631.2223 | 48503.4747 | -192297.4869 | -187115.9077 | -178243.6553 | 0.15193 | 0.17478 | 0.21391 | 0.16498
6953 | Lateral Hardening | Lateral Hardening-Fuse-10540496 | Laterals | 13964 | 0.88826 | 65 | 36 | 1147179.42 | 0 | 178722.7044 | 197410.0873 | 227978.3644 | -968456.7156 | -949769.3327 | -919201.0556 | 0.15579 | 0.17208 | 0.19873 | 0.16497
12101 | Lateral Hardening | Lateral Hardening-Fuse-10558896 | Laterals | 13299 | 0.14129 | 8 | 4 | 156379.15 | 0 | 23866.0627 | 27249.1707 | 33007.6623 | -132513.0873 | -129129.9793 | -123371.4877 | 0.15262 | 0.17425 | 0.21107 | 0.16495
12910 | Lateral Hardening | Lateral Hardening-Fuse-91958840 | Laterals | 13740 | 0.094129 | 8 | 7 | 51766.03 | 0 | 7747.8037 | 9082.2112 | 11655.1861 | -44018.2263 | -42683.8188 | -40110.8439 | 0.14967 | 0.17545 | 0.22515 | 0.16495
7592 | Lateral Hardening | Lateral Hardening-Fuse-91750884 | Laterals | 13371 | 0.10852 | 9 | 8 | 152434.2 | 0 | 22903.0317 | 26685.2856 | 33880.4052 | -129531.1683 | -125748.9144 | -118553.7948 | 0.15025 | 0.17506 | 0.22226 | 0.16489
13828 | Lateral Hardening | Lateral Hardening-Fuse-10645501 | Laterals | 13148 | 0.16761 | 8 | 5 | 118045.08 | 0 | 17973.8561 | 20570.8493 | 25079.4367 | -100071.2239 | -97474.2307 | -92965.6433 | 0.15226 | 0.17426 | 0.21246 | 0.16488
30 | Lateral Hardening | Lateral Hardening-Fuse-90816572 | Laterals | 13509 | 0.086742 | 6 | 4 | 99025.42 | 0 | 15217.0888 | 17200.1132 | 20320.8723 | -83808.3312 | -81825.3068 | -78704.5477 | 0.15367 | 0.17369 | 0.20521 | 0.16483
15153 | Lateral Hardening | Lateral Hardening-Fuse-93267156 | Laterals | 13042 | 0.076136 | 8 | 26 | 188533.98 | 0 | 28805.2236 | 32864.0464 | 39328.5059 | -159728.7564 | -155669.9336 | -149205.4741 | 0.15279 | 0.17431 | 0.2086 | 0.16483
12677 | Lateral Hardening | Lateral Hardening-Fuse-92205063 | Laterals | 13020 | 0.18958 | 15 | 0 | 101969.08 | 0 | 15028.1072 | 18017.3732 | 23834.3885 | -86940.9728 | -83951.7068 | -78134.6915 | 0.14738 | 0.17669 | 0.23374 | 0.16481
15522 | Lateral Hardening | Lateral Hardening-Fuse-92030509 | Laterals | 13023 | 0.078598 | 8 | 8 | 77985.35 | 0 | 11672.5867 | 13656.07 | 17516.514 | -66312.7633 | -64329.28 | -60468.836 | 0.14968 | 0.17511 | 0.22461 | 0.1648
5512 | Lateral Hardening | Lateral Hardening-Fuse-92481946 | Laterals | 14024 | 0.22595 | 13 | 15 | 277794.07 | 0 | 42828.5575 | 48154.6269 | 56049.3322 | -234965.5125 | -229639.4431 | -221744.7378 | 0.15417 | 0.17335 | 0.20177 | 0.16468
18502 | Lateral Hardening | Lateral Hardening-Fuse-10753398 | Laterals | 13330 | 0.15417 | 11 | 16 | 235745.36 | 0 | 36192.764 | 40932.9753 | 48039.5509 | -199552.596 | -194812.3847 | -187705.8091 | 0.15352 | 0.17363 | 0.20378 | 0.16458
8461 | Lateral Hardening | Lateral Hardening-Fuse-90783617 | Laterals | 13097 | 0.15587 | 11 | 2 | 100840.52 | 0 | 14932.529 | 17743.9026 | 23069.462 | -85907.991 | -83096.6174 | -77771.058 | 0.14808 | 0.17596 | 0.22877 | 0.16451
11534 | Lateral Hardening | Lateral Hardening-Fuse-10101287 | Laterals | 13046 | 0.053409 | 7 | 16 | 107331.93 | 0 | 16086.3257 | 18786.406 | 23656.6606 | -91245.6043 | -88545.524 | -83675.2694 | 0.14987 | 0.17503 | 0.22041 | 0.16447
8833 | Lateral Hardening | Lateral Hardening-Fuse-92015785 | Laterals | 13772 | 0.51383 | 29 | 12 | 409968.62 | 0 | 62728.1537 | 70972.5972 | 84895.286 | -347240.4663 | -338996.0228 | -325073.334 | 0.15301 | 0.17312 | 0.20708 | 0.16445
10491 | Lateral Hardening | Lateral Hardening-Fuse-10722402 | Laterals | 13817 | 0.26894 | 18 | 19 | 217569.23 | 0 | 32404.0951 | 38093.1643 | 49055.6387 | -185165.1349 | -179476.0657 | -168513.5913 | 0.14894 | 0.17509 | 0.22547 | 0.16443
8460 | Lateral Hardening | Lateral Hardening-Fuse-60516068 | Laterals | 13656 | 0.19053 | 11 | 1 | 111580.94 | 0 | 16800.023 | 19403.0784 | 24357.1975 | -94780.917 | -92177.8616 | -87223.7425 | 0.15056 | 0.17389 | 0.21829 | 0.16434
8939 | Lateral Hardening | Lateral Hardening-Fuse-90375096 | Laterals | 13693 | 0.073485 | 9 | 1 | 179403.65 | 0 | 27445.828 | 31171.8656 | 36615.9335 | -151957.822 | -148231.7844 | -142787.7165 | 0.15298 | 0.17375 | 0.2041 | 0.16433
3019 | Lateral Hardening | Lateral Hardening-Fuse-10793156 | Laterals | 13470 | 0.20019 | 19 | 27 | 230996.93 | 0 | 34494.9177 | 40356.9551 | 51506.3772 | -196502.0123 | -190639.9749 | -179490.5528 | 0.14933 | 0.17471 | 0.22297 | 0.16431
10776 | Lateral Hardening | Lateral Hardening-Fuse-91926172 | Laterals | 13650 | 0.30663 | 20 | 26 | 374894.44 | 0 | 57315.6281 | 64963.6085 | 77158.2572 | -317578.8119 | -309930.8315 | -297736.1828 | 0.15288 | 0.17329 | 0.20581 | 0.1643
18209 | Lateral Hardening | Lateral Hardening-Fuse-10367299 | Laterals | 13102 | 0.1017 | 9 | 29 | 203162.13 | 0 | 30824.9918 | 35320.3526 | 42857.6669 | -172337.1382 | -167841.7774 | -160304.4631 | 0.15173 | 0.17385 | 0.21095 | 0.16429
10255 | Lateral Hardening | Lateral Hardening-Fuse-91088372 | Laterals | 13238 | 0.058333 | 6 |  | 50000 | 0 | 7344.791 | 8805.7557 | 11648.7459 | -42655.209 | -41194.2443 | -38351.2541 | 0.1469 | 0.17612 | 0.23297 | 0.16427
7246 | Lateral Hardening | Lateral Hardening-Fuse-90729885 | Laterals | 13431 | 0.30549 | 7 | 1 | 50000 | 0 | 7657.475 | 8633.1165 | 10286.0623 | -42342.525 | -41366.8835 | -39713.9377 | 0.15315 | 0.17266 | 0.20572 | 0.16426
18474 | Lateral Hardening | Lateral Hardening-Fuse-10487438 | Laterals | 13458 | 0.14545 | 8 | 6 | 104413.5 | 0 | 15467.9903 | 18330.7919 | 23682.8661 | -88945.5097 | -86082.7081 | -80730.6339 | 0.14814 | 0.17556 | 0.22682 | 0.16423
16254 | Lateral Hardening | Lateral Hardening-Fuse-10165826 | Laterals | 13072 | 0.58106 | 57 | 42 | 1167190.88 | 0 | 180678.532 | 200436.8191 | 231467.0814 | -986512.348 | -966754.0609 | -935723.7986 | 0.1548 | 0.17173 | 0.19831 | 0.16423
11412 | Lateral Hardening | Lateral Hardening-Fuse-10556539 | Laterals | 13298 | 0.34451 | 16 | 2 | 117026.24 | 0 | 17226.3467 | 20573.7082 | 27003.3001 | -99799.8933 | -96452.5318 | -90022.9399 | 0.1472 | 0.1758 | 0.23075 | 0.16414
16925 | Lateral Hardening | Lateral Hardening-Fuse-92015633 | Laterals | 13772 | 0.27898 | 18 | 22 | 261838.02 | 0 | 39444.7716 | 45529.1967 | 56430.0238 | -222393.2484 | -216308.8233 | -205407.9962 | 0.15065 | 0.17388 | 0.21552 | 0.1641
15283 | Lateral Hardening | Lateral Hardening-Fuse-10588294 | Laterals | 13444 | 0.017424 | 3 | 5 | 100920.01 | 0 | 15433.6174 | 17509.171 | 20479.3926 | -85486.3926 | -83410.839 | -80440.6174 | 0.15293 | 0.1735 | 0.20293 | 0.1641
2967 | Lateral Hardening | Lateral Hardening-Fuse-10710641 | Laterals | 14000 | 0.11439 | 7 | 1 | 97902.14 | 0 | 14769.3954 | 17039.7737 | 20877.0623 | -83132.7446 | -80862.3663 | -77025.0777 | 0.15086 | 0.17405 | 0.21324 | 0.16405
13838 | Lateral Hardening | Lateral Hardening-Fuse-10762904 | Laterals | 13815 | 0.070076 | 3 | 2 | 54205.73 | 0 | 8138.9242 | 9410.3706 | 11856.4241 | -46066.8058 | -44795.3594 | -42349.3059 | 0.15015 | 0.1736 | 0.21873 | 0.16404
16860 | Lateral Hardening | Lateral Hardening-Fuse-90902695 | Laterals | 13220 | 0.038826 | 5 | 14 | 109962.49 | 0 | 16427.6021 | 19147.5899 | 24341.766 | -93534.8879 | -90814.9001 | -85620.724 | 0.14939 | 0.17413 | 0.22136 | 0.16401
6882 | Lateral Hardening | Lateral Hardening-Fuse-91560058 | Laterals | 13685 | 0.020644 | 4 | 24 | 50000 | 0 | 7628.468 | 8684.6049 | 10143.2419 | -42371.532 | -41315.3951 | -39856.7581 | 0.15257 | 0.17369 | 0.20286 | 0.16394
10971 | Lateral Hardening | Lateral Hardening-Fuse-10722427 | Laterals | 13817 | 0.17443 | 14 | 1 | 176579.68 | 0 | 26582.7196 | 30697.889 | 37868.6509 | -149996.9604 | -145881.791 | -138711.0291 | 0.15054 | 0.17385 | 0.21446 | 0.16393
10392 | Lateral Hardening | Lateral Hardening-Fuse-10762888 | Laterals | 13815 | 0.28201 | 13 | 6 | 164143.97 | 0 | 24206.6732 | 28747.2049 | 37561.1229 | -139937.2968 | -135396.7651 | -126582.8471 | 0.14747 | 0.17513 | 0.22883 | 0.16391
2446 | Lateral Hardening | Lateral Hardening-Fuse-93049865 | Laterals | 13019 | 0.16496 | 6 | 1 | 62091.47 | 0 | 9117.2667 | 10888.9995 | 14300.9041 | -52974.2033 | -51202.4705 | -47790.5659 | 0.14684 | 0.17537 | 0.23032 | 0.16374
2817 | Lateral Hardening | Lateral Hardening-Fuse-90214742 | Laterals | 13817 | 0.23902 | 16 | 25 | 234223.63 | 0 | 35141.5508 | 40618.4689 | 50716.3406 | -199082.0792 | -193605.1611 | -183507.2894 | 0.15003 | 0.17342 | 0.21653 | 0.1637
11276 | Lateral Hardening | Lateral Hardening-Fuse-92888603 | Laterals | 13690 | 0.17822 | 15 | 19 | 233814.34 | 0 | 35337.8574 | 40408.9821 | 49214.9875 | -198476.4826 | -193405.3579 | -184599.3525 | 0.15114 | 0.17283 | 0.21049 | 0.16358
3533 | Lateral Hardening | Lateral Hardening-Fuse-90009640 | Laterals | 13150 | 0.032386 | 2 | 1 | 50564.79 | 0 | 7733.9029 | 8712.9916 | 10161.6413 | -42830.8871 | -41851.7984 | -40403.1487 | 0.15295 | 0.17231 | 0.20096 | 0.16356
15169 | Lateral Hardening | Lateral Hardening-Fuse-60341897 | Laterals | 13268 | 0.24981 | 12 | 11 | 164380.81 | 0 | 24900.1114 | 28363.1843 | 34330.1934 | -139480.6986 | -136017.6257 | -130050.6166 | 0.15148 | 0.17255 | 0.20885 | 0.16354
17845 | Lateral Hardening | Lateral Hardening-Fuse-93217693 | Laterals | 13656 | 0.13977 | 9 | 2 | 99502.62 | 0 | 14931.5111 | 17221.8736 | 21466.643 | -84571.1089 | -82280.7464 | -78035.977 | 0.15006 | 0.17308 | 0.21574 | 0.16353
17193 | Lateral Hardening | Lateral Hardening-Fuse-10791862 | Laterals | 13243 | 0.091667 | 9 | 11 | 159233.06 | 0 | 24181.193 | 27471.8988 | 32804.9338 | -135051.867 | -131761.1612 | -126428.1262 | 0.15186 | 0.17253 | 0.20602 | 0.16348
6924 | Lateral Hardening | Lateral Hardening-Fuse-90104281 | Laterals | 13962 | 0.1858 | 10 | 17 | 202290.69 | 0 | 30794.1447 | 34889.6172 | 41175.9823 | -171496.5453 | -167401.0728 | -161114.7077 | 0.15223 | 0.17247 | 0.20355 | 0.16343
2190 | Lateral Hardening | Lateral Hardening-Fuse-92909524 | Laterals | 13159 | 0.050379 | 5 | 6 | 63850.09 | 0 | 9487.4218 | 11089.5555 | 14157.0624 | -54362.6682 | -52760.5345 | -49693.0276 | 0.14859 | 0.17368 | 0.22172 | 0.16343
2585 | Lateral Hardening | Lateral Hardening-Fuse-91927627 | Laterals | 13067 | 0.12235 | 10 | 12 | 137176.58 | 0 | 20556.6884 | 23746.5439 | 29543.0382 | -116619.8916 | -113430.0361 | -107633.5418 | 0.14986 | 0.17311 | 0.21537 | 0.16338
19447 | Lateral Hardening | Lateral Hardening-Fuse-93265036 | Laterals | 13175 | 0.2447 | 19 | 0 | 255518.29 | 0 | 38930.8434 | 43958.685 | 51887.1641 | -216587.4466 | -211559.605 | -203631.1259 | 0.15236 | 0.17204 | 0.20307 | 0.16333
10991 | Lateral Hardening | Lateral Hardening-Fuse-92884646 | Laterals | 13796 | 0.1161 | 6 | 3 | 110342.48 | 0 | 16485.3131 | 19075.1864 | 24042.4816 | -93857.1669 | -91267.2936 | -86299.9984 | 0.1494 | 0.17287 | 0.21789 | 0.16329
8148 | Lateral Hardening | Lateral Hardening-Fuse-10866793 | Laterals | 13227 | 0.11761 | 8 | 12 | 176974.29 | 0 | 26995.5715 | 30475.0563 | 35578.9842 | -149978.7185 | -146499.2337 | -141395.3058 | 0.15254 | 0.1722 | 0.20104 | 0.16329
4755 | Lateral Hardening | Lateral Hardening-Fuse-10556578 | Laterals | 13298 | 0.23864 | 11 |  | 108736.26 | 0 | 15875.6171 | 19033.4626 | 25178.5284 | -92860.6429 | -89702.7974 | -83557.7316 | 0.146 | 0.17504 | 0.23156 | 0.16327
10425 | Lateral Hardening | Lateral Hardening-Fuse-10705816 | Laterals | 13983 | 0.2125 | 15 | 11 | 217521.96 | 0 | 32713.0221 | 37604.5905 | 46037.4355 | -184808.9379 | -179917.3695 | -171484.5245 | 0.15039 | 0.17288 | 0.21165 | 0.16326
9613 | Lateral Hardening | Lateral Hardening-Fuse-92155151 | Laterals | 13002 | 0.030871 | 4 | 20 | 158733.55 | 0 | 24116.1005 | 27457.3302 | 32074.0252 | -134617.4495 | -131276.2198 | -126659.5248 | 0.15193 | 0.17298 | 0.20206 | 0.16326
2950 | Lateral Hardening | Lateral Hardening-Fuse-10389244 | Laterals | 13365 | 0.33504 | 26 | 77 | 811326.31 | 0 | 124092.8859 | 139713.9312 | 160824.6735 | -687233.4241 | -671612.3788 | -650501.6365 | 0.15295 | 0.1722 | 0.19822 | 0.16325
15891 | Lateral Hardening | Lateral Hardening-Fuse-91501738 | Laterals | 14040 | 0.051326 | 4 | 3 | 68263.21 | 0 | 10411.3681 | 11744.1089 | 13737.8417 | -57851.8419 | -56519.1011 | -54525.3683 | 0.15252 | 0.17204 | 0.20125 | 0.16325
1145 | Lateral Hardening | Lateral Hardening-Fuse-92230113 | Laterals | 13109 | 0.055303 | 8 | 0 | 56908.01 | 0 | 8306.3272 | 9958.5527 | 13173.7302 | -48601.6828 | -46949.4573 | -43734.2798 | 0.14596 | 0.17499 | 0.23149 | 0.16322
14011 | Lateral Hardening | Lateral Hardening-Fuse-92679259 | Laterals | 13805 | 0.063826 | 4 | 3 | 61546.31 | 0 | 9054.5859 | 10742.7138 | 13900.3367 | -52491.7241 | -50803.5962 | -47645.9733 | 0.14712 | 0.17455 | 0.22585 | 0.16322
125 | Lateral Hardening | Lateral Hardening-Fuse-10616447 | Laterals | 13124 | 0.063068 | 4 | 1 | 53623.35 | 0 | 7972.5411 | 9288.6068 | 11805.0104 | -45650.8089 | -44334.7432 | -41818.3396 | 0.14868 | 0.17322 | 0.22015 | 0.16319
4935 | Lateral Hardening | Lateral Hardening-Fuse-60567510 | Laterals | 13817 | 0.28409 | 16 | 7 | 167738.43 | 0 | 24680.1583 | 29250.5448 | 37860.9608 | -143058.2717 | -138487.8852 | -129877.4692 | 0.14713 | 0.17438 | 0.22571 | 0.16317
17156 | Lateral Hardening | Lateral Hardening-Fuse-10897207 | Laterals | 14050 | 0.10492 | 6 | 8 | 116256.46 | 0 | 17683.284 | 20000.2878 | 23576.5907 | -98573.176 | -96256.1722 | -92679.8693 | 0.15211 | 0.17204 | 0.2028 | 0.16315
15071 | Lateral Hardening | Lateral Hardening-Fuse-90211136 | Laterals | 13162 | 0.1017 | 8 | 8 | 141392.94 | 0 | 20800.9297 | 24660.7181 | 31853.5273 | -120592.0103 | -116732.2219 | -109539.4127 | 0.14711 | 0.17441 | 0.22528 | 0.16312
7551 | Lateral Hardening | Lateral Hardening-Fuse-90959113 | Laterals | 14124 | 0.12367 | 7 | 3 | 114902.08 | 0 | 17496.9897 | 19693.2946 | 23365.4125 | -97405.0903 | -95208.7854 | -91536.6675 | 0.15228 | 0.17139 | 0.20335 | 0.16312
2615 | Lateral Hardening | Lateral Hardening-Fuse-92638299 | Laterals | 13064 | 0.13883 | 18 | 19 | 321845.77 | 0 | 47344.9112 | 56044.3627 | 72566.2855 | -274500.8588 | -265801.4073 | -249279.4845 | 0.1471 | 0.17413 | 0.22547 | 0.16305
17637 | Lateral Hardening | Lateral Hardening-Fuse-93017882 | Laterals | 13041 | 0.088258 | 5 | 4 | 107520.02 | 0 | 16324.7607 | 18478.448 | 21922.5167 | -91195.2593 | -89041.572 | -85597.5033 | 0.15183 | 0.17186 | 0.20389 | 0.16305
18041 | Lateral Hardening | Lateral Hardening-Fuse-91750887 | Laterals | 13371 | 0.11572 | 8 | 12 | 141242.32 | 0 | 20886.7463 | 24500.9404 | 31447.5684 | -120355.5737 | -116741.3796 | -109794.7516 | 0.14788 | 0.17347 | 0.22265 | 0.16303
15726 | Lateral Hardening | Lateral Hardening-Fuse-92270309 | Laterals | 13041 | 0.056439 | 6 | 2 | 50000 | 0 | 7340.1363 | 8719.3548 | 11313.6918 | -42659.8637 | -41280.6452 | -38686.3082 | 0.1468 | 0.17439 | 0.22627 | 0.16303
11545 | Lateral Hardening | Lateral Hardening-Fuse-91920485 | Laterals | 13305 | 0.089773 | 8 | 4 | 148167.87 | 0 | 22396.8303 | 25496.9213 | 30664.5 | -125771.0397 | -122670.9487 | -117503.37 | 0.15116 | 0.17208 | 0.20696 | 0.16302
863 | Lateral Hardening | Lateral Hardening-Fuse-10904208 | Laterals | 13709 | 0.24091 | 15 | 19 | 335279.46 | 0 | 51157.3961 | 57514.5948 | 66993.6706 | -284122.0639 | -277764.8652 | -268285.7894 | 0.15258 | 0.17154 | 0.19981 | 0.16299
9590 | Lateral Hardening | Lateral Hardening-Fuse-10317661 | Laterals | 13021 | 0.19545 | 12 | 22 | 335624.97 | 0 | 51322.8455 | 57492.8801 | 66474.6219 | -284302.1245 | -278132.0899 | -269150.3481 | 0.15292 | 0.1713 | 0.19806 | 0.16295
7194 | Lateral Hardening | Lateral Hardening-Fuse-10705887 | Laterals | 13268 | 0.14716 | 7 | 2 | 108993.84 | 0 | 16013.5164 | 18963.9353 | 24564.9448 | -92980.3236 | -90029.9047 | -84428.8952 | 0.14692 | 0.17399 | 0.22538 | 0.16289
14920 | Lateral Hardening | Lateral Hardening-Fuse-90564150 | Laterals | 13633 | 0.083333 | 6 | 8 | 103180.78 | 0 | 15422.9045 | 17843.757 | 21995.0568 | -87757.8755 | -85337.023 | -81185.7232 | 0.14947 | 0.17294 | 0.21317 | 0.16288
7728 | Lateral Hardening | Lateral Hardening-Fuse-91563584 | Laterals | 13198 | 0.039205 | 5 | 9 | 74655.45 | 0 | 11053.7071 | 12919.4105 | 16474.0303 | -63601.7429 | -61736.0395 | -58181.4197 | 0.14806 | 0.17305 | 0.22067 | 0.16282
15827 | Lateral Hardening | Lateral Hardening-Fuse-10679305 | Laterals | 13807 | 0.15038 | 10 | 0 | 177316.5 | 0 | 26492.6369 | 30562.3916 | 38015.1242 | -150823.8631 | -146754.1084 | -139301.3758 | 0.14941 | 0.17236 | 0.21439 | 0.16279
14924 | Lateral Hardening | Lateral Hardening-Fuse-91151966 | Laterals | 13148 | 0.24564 | 10 | 3 | 144384.53 | 0 | 21907.7908 | 24702.5964 | 29484.3643 | -122476.7392 | -119681.9336 | -114900.1657 | 0.15173 | 0.17109 | 0.20421 | 0.16279
13542 | Lateral Hardening | Lateral Hardening-Fuse-92549646 | Laterals | 13460 | 0.13769 | 6 | 2 | 163255.43 | 0 | 24809.224 | 27989.1225 | 32913.7785 | -138446.206 | -135266.3075 | -130341.6515 | 0.15197 | 0.17144 | 0.20161 | 0.16277
3336 | Lateral Hardening | Lateral Hardening-Fuse-90844137 | Laterals | 13146 | 0.15 | 7 | 2 | 50000 | 0 | 7313.2011 | 8705.2238 | 11375.4701 | -42686.7989 | -41294.7762 | -38624.5299 | 0.14626 | 0.1741 | 0.22751 | 0.16274
11097 | Lateral Hardening | Lateral Hardening-Fuse-10680817 | Laterals | 13308 | 0.22519 | 22 | 38 | 400274.36 | 0 | 60473.1034 | 68758.5932 | 82285.1508 | -339801.2566 | -331515.7668 | -317989.2092 | 0.15108 | 0.17178 | 0.20557 | 0.16274
9627 | Lateral Hardening | Lateral Hardening-Fuse-10705892 | Laterals | 13268 | 0.11837 | 7 |  | 98232.68 | 0 | 14336.8521 | 17115.6732 | 22466.705 | -83895.8279 | -81117.0068 | -75765.975 | 0.14595 | 0.17424 | 0.22871 | 0.16271
12268 | Lateral Hardening | Lateral Hardening-Fuse-90836260 | Laterals | 13838 | 0.13655 | 10 | 17 | 194268.29 | 0 | 29397.9935 | 33330.3704 | 39627.7667 | -164870.2965 | -160937.9196 | -154640.5233 | 0.15133 | 0.17157 | 0.20398 | 0.16267
1747 | Lateral Hardening | Lateral Hardening-Fuse-10897233 | Laterals | 14050 | 0.17614 | 11 | 5 | 154327.95 | 0 | 23133.2744 | 26558.7675 | 32539.623 | -131194.6756 | -127769.1825 | -121788.327 | 0.1499 | 0.17209 | 0.21085 | 0.16265
16017 | Lateral Hardening | Lateral Hardening-Fuse-10070752 | Laterals | 13657 | 0.1036 | 7 | 2 | 100934.96 | 0 | 15119.076 | 17361.6543 | 21366.5114 | -85815.884 | -83573.3057 | -79568.4486 | 0.14979 | 0.17201 | 0.21169 | 0.16265
6115 | Lateral Hardening | Lateral Hardening-Fuse-60282361 | Laterals | 13927 | 0.078409 | 6 | 0 | 50000 | 0 | 7272.1156 | 8718.6243 | 11533.4837 | -42727.8844 | -41281.3757 | -38466.5163 | 0.14544 | 0.17437 | 0.23067 | 0.16264
822 | Lateral Hardening | Lateral Hardening-Fuse-92963784 | Laterals | 13006 | 0.20606 | 9 | 2 | 162270.91 | 0 | 24586.0766 | 27763.5073 | 33105.3189 | -137684.8334 | -134507.4027 | -129165.5911 | 0.15151 | 0.17109 | 0.20401 | 0.16264
11994 | Lateral Hardening | Lateral Hardening-Fuse-10645456 | Laterals | 13148 | 0.12557 | 5 | 3 | 62747.55 | 0 | 9256.8824 | 10856.2918 | 13929.9121 | -53490.6676 | -51891.2582 | -48817.6379 | 0.14753 | 0.17302 | 0.222 | 0.16262
19502 | Lateral Hardening | Lateral Hardening-Fuse-90070890 | Laterals | 13072 | 0.1072 | 8 | 16 | 92152.09 | 0 | 13662.9965 | 15945.576 | 20028.2109 | -78489.0935 | -76206.514 | -72123.8791 | 0.14827 | 0.17304 | 0.21734 | 0.1626
14537 | Lateral Hardening | Lateral Hardening-Fuse-91111545 | Laterals | 13098 | 0.085038 | 6 | 3 | 103831.12 | 0 | 15525.0315 | 17886.1949 | 22022.1431 | -88306.0885 | -85944.9251 | -81808.9769 | 0.14952 | 0.17226 | 0.2121 | 0.1626
19187 | Lateral Hardening | Lateral Hardening-Fuse-90294140 | Laterals | 13815 | 0.4483 | 19 | 1 | 117283.08 | 0 | 17072.2875 | 20434.3918 | 26936.9461 | -100210.7925 | -96848.6882 | -90346.1339 | 0.14556 | 0.17423 | 0.22967 | 0.16258
17537 | Lateral Hardening | Lateral Hardening-Fuse-10657018 | Laterals | 13098 | 0.084848 | 7 | 5 | 106728.02 | 0 | 16069.0981 | 18326.1077 | 22082.1012 | -90658.9219 | -88401.9123 | -84645.9188 | 0.15056 | 0.17171 | 0.2069 | 0.16254
19080 | Lateral Hardening | Lateral Hardening-Fuse-90253887 | Laterals | 13190 | 0.14261 | 8 | 8 | 159401.97 | 0 | 24207.3972 | 27286.7415 | 31861.3857 | -135194.5728 | -132115.2285 | -127540.5843 | 0.15186 | 0.17118 | 0.19988 | 0.16246
11888 | Lateral Hardening | Lateral Hardening-Fuse-60238454 | Laterals | 14050 | 0.23996 | 13 | 9 | 181963.37 | 0 | 27497.0592 | 31172.8158 | 37112.0435 | -154466.3108 | -150790.5542 | -144851.3265 | 0.15111 | 0.17131 | 0.20395 | 0.16246
12829 | Lateral Hardening | Lateral Hardening-Fuse-10895229 | Laterals | 13003 | 0.18333 | 13 | 7 | 216115.36 | 0 | 32170.5691 | 37167.6322 | 46394.0485 | -183944.7909 | -178947.7278 | -169721.3115 | 0.14886 | 0.17198 | 0.21467 | 0.16238
13582 | Lateral Hardening | Lateral Hardening-Fuse-10704119 | Laterals | 13962 | 0.079545 | 7 | 3 | 166459.23 | 0 | 25269.6998 | 28381.0333 | 33519.5073 | -141189.5302 | -138078.1967 | -132939.7227 | 0.15181 | 0.1705 | 0.20137 | 0.16237
8844 | Lateral Hardening | Lateral Hardening-Fuse-90902816 | Laterals | 13220 | 0.078977 | 6 | 8 | 130622.08 | 0 | 19423.9174 | 22507.9173 | 28010.582 | -111198.1626 | -108114.1627 | -102611.498 | 0.1487 | 0.17231 | 0.21444 | 0.16236
9371 | Lateral Hardening | Lateral Hardening-Fuse-91407218 | Laterals | 13587 | 0.31913 | 23 | 0 | 271569.11 | 0 | 40708.7976 | 46579.3085 | 56809.8775 | -230860.3124 | -224989.8015 | -214759.2325 | 0.1499 | 0.17152 | 0.20919 | 0.16232
4954 | Lateral Hardening | Lateral Hardening-Fuse-93043321 | Laterals | 13910 | 0.18674 | 8 | 3 | 107336.14 | 0 | 16136.5697 | 18402.4642 | 22165.1448 | -91199.5703 | -88933.6758 | -85170.9952 | 0.15034 | 0.17145 | 0.2065 | 0.16229
2493 | Lateral Hardening | Lateral Hardening-Fuse-10643487 | Laterals | 13390 | 0.17027 | 9 | 5 | 113826.76 | 0 | 16769.7487 | 19639.8231 | 25162.2598 | -97057.0113 | -94186.9369 | -88664.5002 | 0.14733 | 0.17254 | 0.22106 | 0.16226
18936 | Lateral Hardening | Lateral Hardening-Fuse-10650536 | Laterals | 13391 | 0.05625 | 6 | 3 | 52548.03 | 0 | 7686.8212 | 9111.1125 | 11777.7195 | -44861.2088 | -43436.9175 | -40770.3105 | 0.14628 | 0.17339 | 0.22413 | 0.1622
18992 | Lateral Hardening | Lateral Hardening-Fuse-60176171 | Laterals | 13292 | 0.13674 | 10 | 11 | 151054.03 | 0 | 22638.0327 | 25892.9429 | 31430.3322 | -128415.9973 | -125161.0871 | -119623.6978 | 0.14987 | 0.17142 | 0.20807 | 0.16215
653 | Lateral Hardening | Lateral Hardening-Fuse-92380349 | Laterals | 13422 | 0.05625 | 3 | 1 | 50000 | 0 | 7282.3916 | 8663.7379 | 11370.6725 | -42717.6084 | -41336.2621 | -38629.3275 | 0.14565 | 0.17327 | 0.22741 | 0.16211
4472 | Lateral Hardening | Lateral Hardening-Fuse-91030958 | Laterals | 13648 | 0.20814 | 15 |  | 61750.19 | 0 | 8951.5584 | 10732.1279 | 14197.0588 | -52798.6316 | -51018.0621 | -47553.1312 | 0.14496 | 0.1738 | 0.22991 | 0.16211
16681 | Lateral Hardening | Lateral Hardening-Fuse-10615026 | Laterals | 13125 | 0.17708 | 12 | 0 | 225509.58 | 0 | 33643.6664 | 38696.3224 | 47483.6613 | -191865.9136 | -186813.2576 | -178025.9187 | 0.14919 | 0.1716 | 0.21056 | 0.16205
10537 | Lateral Hardening | Lateral Hardening-Fuse-10750272 | Laterals | 14026 | 0.24167 | 9 | 7 | 212085.92 | 0 | 32364.9579 | 35931.0713 | 41425.679 | -179720.9621 | -176154.8487 | -170660.241 | 0.1526 | 0.16942 | 0.19532 | 0.16192
11520 | Lateral Hardening | Lateral Hardening-Fuse-60409705 | Laterals | 13808 | 0.093939 | 8 | 11 | 123203.54 | 0 | 18386.9678 | 21120.6659 | 25783.0883 | -104816.5722 | -102082.8741 | -97420.4517 | 0.14924 | 0.17143 | 0.20927 | 0.1619
11105 | Lateral Hardening | Lateral Hardening-Fuse-91595402 | Laterals | 13183 | 0.018561 | 3 | 9 | 72995.77 | 0 | 11007.9958 | 12494.2158 | 14580.2 | -61987.7742 | -60501.5542 | -58415.57 | 0.1508 | 0.17116 | 0.19974 | 0.16181
3346 | Lateral Hardening | Lateral Hardening-Fuse-60117757 | Laterals | 13749 | 0.080303 | 6 | 1 | 103437.62 | 0 | 15611.5649 | 17595.17 | 20904.3947 | -87826.0551 | -85842.45 | -82533.2253 | 0.15093 | 0.1701 | 0.2021 | 0.1618
3629 | Lateral Hardening | Lateral Hardening-Fuse-91333523 | Laterals | 13268 | 0.080492 | 8 | 4 | 155765.29 | 0 | 23160.1911 | 26620.6438 | 33133.1984 | -132605.0989 | -129144.6462 | -122632.0916 | 0.14869 | 0.1709 | 0.21271 | 0.16175
648 | Lateral Hardening | Lateral Hardening-Fuse-93297834 | Laterals | 13808 | 0.21534 | 15 | 8 | 173814.81 | 0 | 25322.1362 | 30037.6807 | 38951.4135 | -148492.6738 | -143777.1293 | -134863.3965 | 0.14568 | 0.17281 | 0.2241 | 0.16166
9481 | Lateral Hardening | Lateral Hardening-Fuse-60112131 | Laterals | 13030 | 0.064962 | 8 | 8 | 57202.07 | 0 | 8396.1289 | 9822.8549 | 12599.6845 | -48805.9411 | -47379.2151 | -44602.3855 | 0.14678 | 0.17172 | 0.22027 | 0.16161
4454 | Lateral Hardening | Lateral Hardening-Fuse-10075260 | Laterals | 13656 | 0.10682 | 7 | 2 | 56750.61 | 0 | 8248.0141 | 9803.2595 | 12794.0282 | -48502.5959 | -46947.3505 | -43956.5818 | 0.14534 | 0.17274 | 0.22544 | 0.16157
5916 | Lateral Hardening | Lateral Hardening-Fuse-92303811 | Laterals | 13109 | 0.019129 | 5 | 3 | 156907.65 | 0 | 23606.8881 | 26808.6402 | 31426.2107 | -133300.7619 | -130099.0098 | -125481.4393 | 0.15045 | 0.17086 | 0.20028 | 0.16156
11246 | Lateral Hardening | Lateral Hardening-Fuse-91979621 | Laterals | 13147 | 0.14924 | 9 | 3 | 159911.75 | 0 | 24190.9112 | 27135.9334 | 31775.1948 | -135720.8388 | -132775.8166 | -128136.5552 | 0.15128 | 0.16969 | 0.1987 | 0.16154
17743 | Lateral Hardening | Lateral Hardening-Fuse-10667351 | Laterals | 13785 | 0.11799 | 7 | 2 | 106569.88 | 0 | 15460.2145 | 18431.1792 | 24102.0581 | -91109.6655 | -88138.7008 | -82467.8219 | 0.14507 | 0.17295 | 0.22616 | 0.16154
10867 | Lateral Hardening | Lateral Hardening-Fuse-91056308 | Laterals | 13426 | 0.074242 | 7 | 2 | 54043.33 | 0 | 7852.6211 | 9326.1055 | 12171.3459 | -46190.7089 | -44717.2245 | -41871.9841 | 0.1453 | 0.17257 | 0.22521 | 0.16147
13911 | Lateral Hardening | Lateral Hardening-Fuse-90478173 | Laterals | 13808 | 0.37254 | 18 | 2 | 118847.08 | 0 | 17213.1141 | 20550.6099 | 26973.5541 | -101633.9659 | -98296.4701 | -91873.5259 | 0.14483 | 0.17292 | 0.22696 | 0.16147
11974 | Lateral Hardening | Lateral Hardening-Fuse-10132248 | Laterals | 13080 | 0.24034 | 22 | 33 | 389743.56 | 0 | 58440.7895 | 66389.9434 | 79415.209 | -331302.7705 | -323353.6166 | -310328.351 | 0.14995 | 0.17034 | 0.20376 | 0.16145
9034 | Lateral Hardening | Lateral Hardening-Fuse-91019851 | Laterals | 13037 | 0.20322 | 18 | 42 | 338072.02 | 0 | 50364.3912 | 57782.9947 | 70177.406 | -287707.6288 | -280289.0253 | -267894.614 | 0.14898 | 0.17092 | 0.20758 | 0.16142
8701 | Lateral Hardening | Lateral Hardening-Fuse-10556707 | Laterals | 13298 | 0.055114 | 5 | 1 | 50000 | 0 | 7236.2279 | 8641.1949 | 11352.5736 | -42763.7721 | -41358.8051 | -38647.4264 | 0.14472 | 0.17282 | 0.22705 | 0.16139
2382 | Lateral Hardening | Lateral Hardening-Fuse-91813200 | Laterals | 13107 | 0.063636 | 8 | 14 | 149212.5 | 0 | 21845.9869 | 25616.3554 | 32874.5322 | -127366.5131 | -123596.1446 | -116337.9678 | 0.14641 | 0.17168 | 0.22032 | 0.16138
14172 | Lateral Hardening | Lateral Hardening-Fuse-10616478 | Laterals | 13126 | 0.12102 | 5 | 2 | 76464.81 | 0 | 11087.0262 | 13194.8356 | 17234.6302 | -65377.7838 | -63269.9744 | -59230.1798 | 0.145 | 0.17256 | 0.22539 | 0.1613
12083 | Lateral Hardening | Lateral Hardening-Fuse-10759959 | Laterals | 13813 | 0.10398 | 7 | 0 | 73631.61 | 0 | 10615.0108 | 12726.4603 | 16835.2732 | -63016.5992 | -60905.1497 | -56796.3368 | 0.14416 | 0.17284 | 0.22864 | 0.16121
449 | Lateral Hardening | Lateral Hardening-Fuse-92655494 | Laterals | 13068 | 0.21496 | 18 | 31 | 306396.1 | 0 | 45734.4748 | 52252.8109 | 62756.8107 | -260661.6252 | -254143.2891 | -243639.2893 | 0.14927 | 0.17054 | 0.20482 | 0.1612
11763 | Lateral Hardening | Lateral Hardening-Fuse-60070111 | Laterals | 13112 | 0.2036 | 18 | 20 | 215560.25 | 0 | 31495.9724 | 36972.9931 | 47370.7099 | -184064.2776 | -178587.2569 | -168189.5401 | 0.14611 | 0.17152 | 0.21976 | 0.1611
12455 | Lateral Hardening | Lateral Hardening-Fuse-10674214 | Laterals | 13414 | 0.087311 | 6 | 10 | 86569.39 | 0 | 12708.4973 | 14810.2518 | 18745.5075 | -73860.8927 | -71759.1382 | -67823.8825 | 0.1468 | 0.17108 | 0.21654 | 0.16106
19406 | Lateral Hardening | Lateral Hardening-Fuse-10005228 | Laterals | 13160 | 0.11667 | 10 | 22 | 216195.59 | 0 | 32357.0906 | 36715.7424 | 43765.7748 | -183838.4994 | -179479.8476 | -172429.8152 | 0.14967 | 0.16983 | 0.20244 | 0.16099
3627 | Lateral Hardening | Lateral Hardening-Fuse-10075343 | Laterals | 13656 | 0.14583 | 8 | 3 | 112813.66 | 0 | 16308.3125 | 19429.9697 | 25457.3756 | -96505.3475 | -93383.6903 | -87356.2844 | 0.14456 | 0.17223 | 0.22566 | 0.16097
4202 | Lateral Hardening | Lateral Hardening-Fuse-92606894 | Laterals | 13096 | 0.18598 | 10 | 0 | 90645.49 | 0 | 13386.4874 | 15436.7352 | 19204.9965 | -77259.0026 | -75208.7548 | -71440.4935 | 0.14768 | 0.1703 | 0.21187 | 0.16088
13176 | Lateral Hardening | Lateral Hardening-Fuse-91619082 | Laterals | 14274 | 0.077652 | 4 |  | 50905.33 | 0 | 7466.684 | 8682.4256 | 11047.2993 | -43438.646 | -42222.9044 | -39858.0307 | 0.14668 | 0.17056 | 0.21702 | 0.16088
16309 | Lateral Hardening | Lateral Hardening-Fuse-10100702 | Laterals | 13048 | 0.053788 | 6 | 10 | 50000 | 0 | 7293.5929 | 8557.0187 | 10978.9211 | -42706.4071 | -41442.9813 | -39021.0789 | 0.14587 | 0.17114 | 0.21958 | 0.16082
17546 | Lateral Hardening | Lateral Hardening-Fuse-92007504 | Laterals | 13479 | 0.14015 | 12 | 15 | 150624.1 | 0 | 22003.8075 | 25731.5197 | 32864.056 | -128620.2925 | -124892.5803 | -117760.044 | 0.14608 | 0.17083 | 0.21819 | 0.16072
5101 | Lateral Hardening | Lateral Hardening-Fuse-10632100 | Laterals | 13311 | 0.063068 | 6 | 12 | 76694.67 | 0 | 11230.5555 | 13116.2363 | 16519.6764 | -65464.1145 | -63578.4337 | -60174.9936 | 0.14643 | 0.17102 | 0.2154 | 0.1607
3940 | Lateral Hardening | Lateral Hardening-Fuse-90850557 | Laterals | 13106 | 0.084091 | 8 | 20 | 149895.06 | 0 | 22131.773 | 25479.975 | 31498.2089 | -127763.287 | -124415.085 | -118396.8511 | 0.14765 | 0.16999 | 0.21014 | 0.1606
3264 | Lateral Hardening | Lateral Hardening-Fuse-93327241 | Laterals | 13723 | 0.063447 | 4 | 6 | 65444.83 | 0 | 9532.9937 | 11179.7091 | 14351.3172 | -55911.8363 | -54265.1209 | -51093.5128 | 0.14566 | 0.17083 | 0.21929 | 0.16058
5751 | Lateral Hardening | Lateral Hardening-Fuse-92231113 | Laterals | 13118 | 0.0064394 | 3 | 1 | 73490.93 | 0 | 11013.7466 | 12443.6913 | 14519.5723 | -62477.1834 | -61047.2387 | -58971.3577 | 0.14987 | 0.16932 | 0.19757 | 0.16047
19612 | Lateral Hardening | Lateral Hardening-Fuse-92095330 | Laterals | 13030 | 0.18163 | 11 | 6 | 199236.34 | 0 | 29775.3869 | 33666.5358 | 39977.6706 | -169460.9531 | -165569.8042 | -159258.6694 | 0.14945 | 0.16898 | 0.20065 | 0.16043
7797 | Lateral Hardening | Lateral Hardening-Fuse-10087546 | Laterals | 13389 | 0.045265 | 4 | 2 | 56073.79 | 0 | 8155.7147 | 9571.7046 | 12276.4267 | -47918.0753 | -46502.0854 | -43797.3633 | 0.14545 | 0.1707 | 0.21893 | 0.16037
7556 | Lateral Hardening | Lateral Hardening-Fuse-10565884 | Laterals | 13290 | 0.092045 | 8 | 12 | 130906.14 | 0 | 19385.4292 | 22186.0279 | 27061.2953 | -111520.7108 | -108720.1121 | -103844.8447 | 0.14809 | 0.16948 | 0.20672 | 0.16037
8045 | Lateral Hardening | Lateral Hardening-Fuse-92474641 | Laterals | 13052 | 0.30057 | 19 | 34 | 358665.63 | 0 | 53408.4713 | 60713.9959 | 72536.2427 | -305257.1587 | -297951.6341 | -286129.3873 | 0.14891 | 0.16928 | 0.20224 | 0.16035
10551 | Lateral Hardening | Lateral Hardening-Fuse-60320551 | Laterals | 13911 | 0.096402 | 7 | 0 | 56393.59 | 0 | 8084.8641 | 9693.038 | 12822.4925 | -48308.7259 | -46700.552 | -43571.0975 | 0.14336 | 0.17188 | 0.22737 | 0.16032
19331 | Lateral Hardening | Lateral Hardening-Fuse-93103518 | Laterals | 13657 | 0.1964 | 10 | 3 | 205920.1 | 0 | 30456.8785 | 34908.2263 | 42570.52 | -175463.2215 | -171011.8737 | -163349.58 | 0.14791 | 0.16952 | 0.20673 | 0.16027
12766 | Lateral Hardening | Lateral Hardening-Fuse-10636024 | Laterals | 13388 | 0.23011 | 8 | 4 | 159322.53 | 0 | 23769.684 | 26870.3789 | 32058.8241 | -135552.846 | -132452.1511 | -127263.7059 | 0.14919 | 0.16865 | 0.20122 | 0.16023
1002 | Lateral Hardening | Lateral Hardening-Fuse-10248871 | Laterals | 13572 | 0.175 | 7 | 40 | 106155.69 | 0 | 15557.8065 | 18073.2116 | 22518.9967 | -90597.8835 | -88082.4784 | -83636.6933 | 0.14656 | 0.17025 | 0.21213 | 0.16022
18635 | Lateral Hardening | Lateral Hardening-Fuse-91516663 | Laterals | 14274 | 0.047538 | 3 | 1 | 56262.67 | 0 | 8417.3227 | 9499.7567 | 11132.8734 | -47845.3473 | -46762.9133 | -45129.7966 | 0.14961 | 0.16885 | 0.19787 | 0.16021
9140 | Lateral Hardening | Lateral Hardening-Fuse-93304341 | Laterals | 13808 | 0.071402 | 4 | 1 | 54315.91 | 0 | 7817.1301 | 9298.6032 | 12208.1644 | -46498.7799 | -45017.3068 | -42107.7456 | 0.14392 | 0.17119 | 0.22476 | 0.16019
13937 | Lateral Hardening | Lateral Hardening-Fuse-10676203 | Laterals | 13787 | 0.11799 | 9 | 1 | 102639.88 | 0 | 14730.4974 | 17600.2916 | 23182.2781 | -87909.3826 | -85039.5884 | -79457.6019 | 0.14352 | 0.17148 | 0.22586 | 0.16014
4960 | Lateral Hardening | Lateral Hardening-Fuse-91001901 | Laterals | 13091 | 0.1661 | 14 | 5 | 247773.51 | 0 | 36953.7959 | 41939.6443 | 49189.0824 | -210819.7141 | -205833.8657 | -198584.4276 | 0.14914 | 0.16927 | 0.19852 | 0.16012
14806 | Lateral Hardening | Lateral Hardening-Fuse-92325460 | Laterals | 13038 | 0.11515 | 8 | 8 | 169927.03 | 0 | 25240.3076 | 28707.9346 | 34440.6042 | -144686.7224 | -141219.0954 | -135486.4258 | 0.14854 | 0.16894 | 0.20268 | 0.16007
19217 | Lateral Hardening | Lateral Hardening-Fuse-92372709 | Laterals | 13815 | 0.27064 | 9 | 5 | 66435.71 | 0 | 9916.9614 | 11185.3778 | 13269.4636 | -56518.7486 | -55250.3322 | -53166.2464 | 0.14927 | 0.16836 | 0.19973 | 0.16005
5788 | Lateral Hardening | Lateral Hardening-Fuse-90010869 | Laterals | 13962 | 0.074811 | 6 | 2 | 58529.23 | 0 | 8427.4612 | 10012.6955 | 13069.0069 | -50101.7688 | -48516.5345 | -45460.2231 | 0.14399 | 0.17107 | 0.22329 | 0.16004
16404 | Lateral Hardening | Lateral Hardening-Fuse-92529107 | Laterals | 13605 | 0.22292 | 21 | 42 | 371862.23 | 0 | 54866.0917 | 63008.3023 | 76908.9095 | -316996.1383 | -308853.9277 | -294953.3205 | 0.14754 | 0.16944 | 0.20682 | 0.16004
12219 | Lateral Hardening | Lateral Hardening-Fuse-10786348 | Laterals | 14040 | 0.083902 | 7 | 6 | 159469.93 | 0 | 23724.357 | 26925.399 | 32073.8634 | -135745.573 | -132544.531 | -127396.0666 | 0.14877 | 0.16884 | 0.20113 | 0.16003
16360 | Lateral Hardening | Lateral Hardening-Fuse-91355275 | Laterals | 13906 | 0.03447 | 4 | 2 | 55176.61 | 0 | 7945.3945 | 9435.6579 | 12307.4542 | -47231.2155 | -45740.9521 | -42869.1558 | 0.144 | 0.17101 | 0.22306 | 0.16001
644 | Lateral Hardening | Lateral Hardening-Fuse-92092534 | Laterals | 13961 | 0.1553 | 9 | 15 | 219406.55 | 0 | 32789.6347 | 36996.3205 | 43181.7787 | -186616.9153 | -182410.2295 | -176224.7713 | 0.14945 | 0.16862 | 0.19681 | 0.15994
17691 | Lateral Hardening | Lateral Hardening-Fuse-90856088 | Laterals | 13787 | 0.15455 | 11 | 2 | 145182.27 | 0 | 21222.753 | 24574.9714 | 31079.7141 | -123959.517 | -120607.2986 | -114102.5559 | 0.14618 | 0.16927 | 0.21407 | 0.1599
13132 | Lateral Hardening | Lateral Hardening-Fuse-90508218 | Laterals | 13079 | 0.11212 | 10 | 0 | 50000 | 0 | 7148.6314 | 8570.5776 | 11337.6392 | -42851.3686 | -41429.4224 | -38662.3608 | 0.14297 | 0.17141 | 0.22675 | 0.15988
9752 | Lateral Hardening | Lateral Hardening-Fuse-92035849 | Laterals | 13442 | 0.21174 | 17 | 28 | 363786.82 | 0 | 54144.9177 | 61329.5061 | 72744.6642 | -309641.9023 | -302457.3139 | -291042.1558 | 0.14884 | 0.16859 | 0.19997 | 0.15987
1362 | Lateral Hardening | Lateral Hardening-Fuse-10274718 | Laterals | 13624 | 0.10587 | 12 | 1 | 70016.41 | 0 | 10020.3105 | 11984.4369 | 15792.7478 | -59996.0995 | -58031.9731 | -54223.6622 | 0.14311 | 0.17117 | 0.22556 | 0.15977
17463 | Lateral Hardening | Lateral Hardening-Fuse-92846899 | Laterals | 13011 | 0.16136 | 8 | 15 | 152386.98 | 0 | 22597.6085 | 25668.8593 | 30824.5761 | -129789.3715 | -126718.1207 | -121562.4039 | 0.14829 | 0.16845 | 0.20228 | 0.15974
18514 | Lateral Hardening | Lateral Hardening-Fuse-93311982 | Laterals | 13808 | 0.074811 | 5 | 3 | 98033.8 | 0 | 14500.1223 | 16550.3732 | 19924.8208 | -83533.6777 | -81483.4268 | -78108.9792 | 0.14791 | 0.16882 | 0.20324 | 0.15972
3110 | Lateral Hardening | Lateral Hardening-Fuse-92234499 | Laterals | 13038 | 0.092992 | 6 | 12 | 134914.84 | 0 | 20052.5915 | 22752.644 | 26861.467 | -114862.2485 | -112162.196 | -108053.373 | 0.14863 | 0.16864 | 0.1991 | 0.15968
6031 | Lateral Hardening | Lateral Hardening-Fuse-90428763 | Laterals | 13655 | 0.1358 | 8 | 4 | 103102.08 | 0 | 15212.2976 | 17386.0539 | 21201.8536 | -87889.7824 | -85716.0261 | -81900.2264 | 0.14755 | 0.16863 | 0.20564 | 0.15968
13519 | Lateral Hardening | Lateral Hardening-Fuse-60035503 | Laterals | 13159 | 0.13598 | 11 | 26 | 231117.11 | 0 | 33642.1779 | 39268.9405 | 49369.2984 | -197474.9321 | -191848.1695 | -181747.8116 | 0.14556 | 0.16991 | 0.21361 | 0.15967
641 | Lateral Hardening | Lateral Hardening-Fuse-10791876 | Laterals | 13243 | 0.10777 | 9 | 40 | 187232.56 | 0 | 27345.865 | 31766.6553 | 39556.615 | -159886.695 | -155465.9047 | -147675.945 | 0.14605 | 0.16966 | 0.21127 | 0.15966
6857 | Lateral Hardening | Lateral Hardening-Fuse-10004631 | Laterals | 13159 | 0.13826 | 12 | 17 | 173884.66 | 0 | 25550.4631 | 29407.7019 | 36071.5723 | -148334.1969 | -144476.9581 | -137813.0877 | 0.14694 | 0.16912 | 0.20745 | 0.15964
15082 | Lateral Hardening | Lateral Hardening-Fuse-10127948 | Laterals | 13078 | 0.082955 | 12 | 20 | 205533.87 | 0 | 30297.3166 | 34757.0115 | 42012.5222 | -175236.5534 | -170776.8585 | -163521.3478 | 0.14741 | 0.16911 | 0.20441 | 0.15962
6094 | Lateral Hardening | Lateral Hardening-Fuse-10640150 | Laterals | 13795 | 0.11591 | 6 | 4 | 101449.38 | 0 | 15098.4422 | 17063.3345 | 20145.6432 | -86350.9378 | -84386.0455 | -81303.7368 | 0.14883 | 0.1682 | 0.19858 | 0.15961
12291 | Lateral Hardening | Lateral Hardening-Fuse-10095438 | Laterals | 13786 | 0.12822 | 5 | 1 | 117743.18 | 0 | 17474.437 | 19753.7114 | 23647.3031 | -100268.743 | -97989.4686 | -94095.8769 | 0.14841 | 0.16777 | 0.20084 | 0.15946
17565 | Lateral Hardening | Lateral Hardening-Fuse-93158134 | Laterals | 13390 | 0.054545 | 3 | 3 | 56845.05 | 0 | 8240.5318 | 9641.1729 | 12243.7121 | -48604.5182 | -47203.8771 | -44601.3379 | 0.14496 | 0.1696 | 0.21539 | 0.1594
14133 | Lateral Hardening | Lateral Hardening-Fuse-10640145 | Laterals | 13795 | 0.052462 | 7 | 13 | 64023.23 | 0 | 9300.4358 | 10830.374 | 13738.6471 | -54722.7942 | -53192.856 | -50284.5829 | 0.14527 | 0.16916 | 0.21459 | 0.15937
6874 | Lateral Hardening | Lateral Hardening-Fuse-92964712 | Laterals | 13935 | 0.20663 | 18 | 0 | 276772.58 | 0 | 40302.322 | 46700.065 | 59158.8311 | -236470.258 | -230072.515 | -217613.7489 | 0.14562 | 0.16873 | 0.21375 | 0.15936
11882 | Lateral Hardening | Lateral Hardening-Fuse-10829524 | Laterals | 13687 | 0.052462 | 5 | 1 | 100615.16 | 0 | 14811.0366 | 16948.3487 | 20615.1957 | -85804.1234 | -83666.8113 | -79999.9643 | 0.1472 | 0.16845 | 0.20489 | 0.15935
15165 | Lateral Hardening | Lateral Hardening-Fuse-93174576 | Laterals | 13303 | 0.11629 | 5 |  | 50000 | 0 | 7240.8155 | 8465.5297 | 10813.7608 | -42759.1845 | -41534.4703 | -39186.2392 | 0.14482 | 0.16931 | 0.21628 | 0.15931
4154 | Lateral Hardening | Lateral Hardening-Fuse-60172906 | Laterals | 13840 | 0.23106 | 13 | 22 | 265715.8 | 0 | 39462.5486 | 44623.673 | 52653.8229 | -226253.2514 | -221092.127 | -213061.9771 | 0.14851 | 0.16794 | 0.19816 | 0.15931
6437 | Lateral Hardening | Lateral Hardening-Fuse-10722405 | Laterals | 13817 | 0.093939 | 4 | 4 | 64048.97 | 0 | 9212.193 | 10890.9315 | 14072.1117 | -54836.777 | -53158.0385 | -49976.8583 | 0.14383 | 0.17004 | 0.21971 | 0.15928
11767 | Lateral Hardening | Lateral Hardening-Fuse-60211563 | Laterals | 13470 | 0.10625 | 11 | 13 | 139946.64 | 0 | 20242.9863 | 23698.1305 | 30352.6391 | -119703.6537 | -116248.5095 | -109594.0009 | 0.14465 | 0.16934 | 0.21689 | 0.15928
11159 | Lateral Hardening | Lateral Hardening-Fuse-92645793 | Laterals | 13331 | 0.095076 | 4 | 6 | 50000 | 0 | 7416.4068 | 8437.7965 | 9809.2729 | -42583.5932 | -41562.2035 | -40190.7271 | 0.14833 | 0.16876 | 0.19619 | 0.15924
4833 | Lateral Hardening | Lateral Hardening-Fuse-90205211 | Laterals | 13023 | 0.10398 | 11 | 18 | 168285.12 | 0 | 24292.2531 | 28495.3937 | 36590.5617 | -143992.8669 | -139789.7263 | -131694.5583 | 0.14435 | 0.16933 | 0.21743 | 0.15915
5780 | Lateral Hardening | Lateral Hardening-Fuse-10662329 | Laterals | 13470 | 0.32178 | 22 | 32 | 417588.26 | 0 | 61911.8126 | 70200.7211 | 82515.0984 | -355676.4474 | -347387.5389 | -335073.1616 | 0.14826 | 0.16811 | 0.1976 | 0.15915
691 | Lateral Hardening | Lateral Hardening-Fuse-92304920 | Laterals | 13208 | 0.066288 | 5 | 7 | 77470.93 | 0 | 11166.9401 | 13117.5522 | 16858.6425 | -66303.9899 | -64353.3778 | -60612.2875 | 0.14414 | 0.16932 | 0.21761 | 0.15904
17225 | Lateral Hardening | Lateral Hardening-Fuse-60250291 | Laterals | 13023 | 0.11913 | 11 | 20 | 221856.25 | 0 | 32007.6364 | 37530.5235 | 48203.6969 | -189848.6136 | -184325.7265 | -173652.5531 | 0.14427 | 0.16917 | 0.21727 | 0.15904
1668 | Lateral Hardening | Lateral Hardening-Fuse-92614475 | Laterals | 13303 | 0.2125 | 9 |  | 110009.5 | 0 | 15641.6364 | 18752.9405 | 24807.4381 | -94367.8636 | -91256.5595 | -85202.0619 | 0.14218 | 0.17047 | 0.2255 | 0.159
18764 | Lateral Hardening | Lateral Hardening-Fuse-10317657 | Laterals | 13748 | 0.096023 | 7 | 19 | 139354.62 | 0 | 20313.1258 | 23469.6227 | 29243.941 | -119041.4942 | -115884.9973 | -110110.679 | 0.14577 | 0.16842 | 0.20985 | 0.15897
5116 | Lateral Hardening | Lateral Hardening-Fuse-60018020 | Laterals | 13303 | 0.2464 | 10 | 9 | 204110.74 | 0 | 30405.4515 | 34105.2247 | 39664.7672 | -173705.2885 | -170005.5153 | -164445.9728 | 0.14897 | 0.16709 | 0.19433 | 0.15894
18128 | Lateral Hardening | Lateral Hardening-Fuse-91624544 | Laterals | 13330 | 0.069129 | 4 | 2 | 54127.03 | 0 | 7741.6665 | 9193.718 | 11991.8785 | -46385.3635 | -44933.312 | -42135.1515 | 0.14303 | 0.16985 | 0.22155 | 0.15893
12672 | Lateral Hardening | Lateral Hardening-Fuse-90381064 | Laterals | 13184 | 0.15 | 20 | 0 | 245270.26 | 0 | 35927.7947 | 41229.1496 | 50544.893 | -209342.4653 | -204041.1104 | -194725.367 | 0.14648 | 0.1681 | 0.20608 | 0.15893
4871 | Lateral Hardening | Lateral Hardening-Fuse-90461242 | Laterals | 13461 | 0.066288 | 5 | 1 | 50000 | 0 | 7151.4883 | 8492.6735 | 11065.4526 | -42848.5117 | -41507.3265 | -38934.5474 | 0.14303 | 0.16985 | 0.22131 | 0.1589
13579 | Lateral Hardening | Lateral Hardening-Fuse-10556662 | Laterals | 13298 | 0.42348 | 17 | 1 | 215309.59 | 0 | 30606.8545 | 36677.8553 | 48388.1898 | -184702.7355 | -178631.7347 | -166921.4002 | 0.14215 | 0.17035 | 0.22474 | 0.15887
2807 | Lateral Hardening | Lateral Hardening-Fuse-60035903 | Laterals | 13298 | 0.28996 | 13 |  | 68549.87 | 0 | 9731.3972 | 11667.0857 | 15433.8732 | -58818.4728 | -56882.7843 | -53115.9968 | 0.14196 | 0.1702 | 0.22515 | 0.15875
9373 | Lateral Hardening | Lateral Hardening-Fuse-60081636 | Laterals | 13418 | 0.12178 | 12 | 23 | 220550.57 | 0 | 32378.6522 | 37059.8468 | 44599.2603 | -188171.9178 | -183490.7232 | -175951.3097 | 0.14681 | 0.16803 | 0.20222 | 0.15872
5273 | Lateral Hardening | Lateral Hardening-Fuse-91903023 | Laterals | 13460 | 0.27992 | 16 | 9 | 263647.33 | 0 | 38645.0007 | 44218.154 | 53921.4896 | -225002.3293 | -219429.176 | -209725.8404 | 0.14658 | 0.16772 | 0.20452 | 0.15871
9487 | Lateral Hardening | Lateral Hardening-Fuse-60250309 | Laterals | 13031 | 0.30511 | 20 | 30 | 268448.82 | 0 | 39559.201 | 44894.0344 | 53976.0813 | -228889.619 | -223554.7856 | -214472.7387 | 0.14736 | 0.16723 | 0.20107 | 0.15869
19613 | Lateral Hardening | Lateral Hardening-Fuse-10745535 | Laterals | 13815 | 0.13788 | 7 | 0 | 59840.65 | 0 | 8491.3558 | 10180.3856 | 13467.1832 | -51349.2942 | -49660.2644 | -46373.4668 | 0.1419 | 0.17012 | 0.22505 | 0.15868
1788 | Lateral Hardening | Lateral Hardening-Fuse-91749567 | Laterals | 13586 | 0.085227 | 4 | 3 | 59394.93 | 0 | 8491.5779 | 10074.5751 | 13038.7397 | -50903.3521 | -49320.3549 | -46356.1903 | 0.14297 | 0.16962 | 0.21953 | 0.15862
15802 | Lateral Hardening | Lateral Hardening-Fuse-10442377 | Laterals | 13948 | 0.069318 | 6 |  | 50000 | 0 | 7125.2576 | 8473.922 | 11117.927 | -42874.7424 | -41526.078 | -38882.073 | 0.14251 | 0.16948 | 0.22236 | 0.15858
15704 | Lateral Hardening | Lateral Hardening-Fuse-92807127 | Laterals | 13624 | 0.047348 | 4 | 0 | 50000 | 0 | 7192.2918 | 8439.3395 | 10817.5251 | -42807.7082 | -41560.6605 | -39182.4749 | 0.14385 | 0.16879 | 0.21635 | 0.15858
18541 | Lateral Hardening | Lateral Hardening-Fuse-91585701 | Laterals | 13256 | 0.36761 | 24 | 0 | 341557.24 | 0 | 49018.1728 | 57654.0654 | 74284.0652 | -292539.0672 | -283903.1746 | -267273.1748 | 0.14351 | 0.1688 | 0.21749 | 0.1585
7733 | Lateral Hardening | Lateral Hardening-Fuse-91480290 | Laterals | 13053 | 0.16004 | 15 | 30 | 215870.05 | 0 | 31124.55 | 36464.064 | 45953.4775 | -184745.5 | -179405.986 | -169916.5725 | 0.14418 | 0.16892 | 0.21288 | 0.15847
13700 | Lateral Hardening | Lateral Hardening-Fuse-91912121 | Laterals | 13747 | 0.1197 | 7 | 8 | 125852.86 | 0 | 18377.7046 | 21125.2156 | 25773.9661 | -107475.1554 | -104727.6444 | -100078.8939 | 0.14603 | 0.16786 | 0.20479 | 0.15845
8613 | Lateral Hardening | Lateral Hardening-Fuse-93296008 | Laterals | 13808 | 0.099811 | 9 | 7 | 107971.48 | 0 | 15657.9673 | 18146.0982 | 22641.0495 | -92313.5127 | -89825.3818 | -85330.4305 | 0.14502 | 0.16806 | 0.20969 | 0.1584
9268 | Lateral Hardening | Lateral Hardening-Fuse-60376489 | Laterals | 13898 | 0.42197 | 17 | 0 | 174975.62 | 0 | 24777.6619 | 29706.2281 | 39297.0592 | -150197.9581 | -145269.3919 | -135678.5608 | 0.14161 | 0.16977 | 0.22459 | 0.15835
13435 | Lateral Hardening | Lateral Hardening-Fuse-92949024 | Laterals | 13194 | 0.21042 | 12 | 7 | 253432.07 | 0 | 37390.2049 | 42259.1392 | 50185.1087 | -216041.8651 | -211172.9308 | -203246.9613 | 0.14754 | 0.16675 | 0.19802 | 0.15835
19751 | Lateral Hardening | Lateral Hardening-Fuse-92823810 | Laterals | 13657 | 0.099053 | 5 | 3 | 64473.95 | 0 | 9202.5091 | 10916.0034 | 14125.6386 | -55271.4409 | -53557.9466 | -50348.3114 | 0.14273 | 0.16931 | 0.21909 | 0.15834
7081 | Lateral Hardening | Lateral Hardening-Fuse-10650353 | Laterals | 13391 | 0.24773 | 10 | 5 | 204729.6 | 0 | 30367.5138 | 34027.3726 | 39882.3153 | -174362.0862 | -170702.2274 | -164847.2847 | 0.14833 | 0.16621 | 0.1948 | 0.15834
7077 | Lateral Hardening | Lateral Hardening-Fuse-91750986 | Laterals | 13371 | 0.097348 | 7 | 11 | 140224.22 | 0 | 20110.8644 | 23638.5832 | 30433.4819 | -120113.3556 | -116585.6368 | -109790.7381 | 0.14342 | 0.16858 | 0.21703 | 0.15833
11748 | Lateral Hardening | Lateral Hardening-Fuse-10834651 | Laterals | 13041 | 0.076515 | 5 | 1 | 50810.89 | 0 | 7219.9235 | 8607.4646 | 11302.441 | -43590.9665 | -42203.4254 | -39508.449 | 0.14209 | 0.1694 | 0.22244 | 0.15832
13878 | Lateral Hardening | Lateral Hardening-Fuse-93046095 | Laterals | 13655 | 0.12292 | 6 | 3 | 72849.61 | 0 | 10373.6935 | 12330.8179 | 16089.8834 | -62475.9165 | -60518.7921 | -56759.7266 | 0.1424 | 0.16926 | 0.22086 | 0.1583
12971 | Lateral Hardening | Lateral Hardening-Fuse-10705855 | Laterals | 13268 | 0.086932 | 7 | 0 | 103479.84 | 0 | 14745.2313 | 17508.2854 | 22804.0273 | -88734.6087 | -85971.5546 | -80675.8127 | 0.14249 | 0.1692 | 0.22037 | 0.15829
15348 | Lateral Hardening | Lateral Hardening-Fuse-10441802 | Laterals | 13947 | 0.061932 | 6 | 17 | 84460.23 | 0 | 12206.0576 | 14223.8114 | 17780.4424 | -72254.1724 | -70236.4186 | -66679.7876 | 0.14452 | 0.16841 | 0.21052 | 0.15829
4081 | Lateral Hardening | Lateral Hardening-Fuse-60073804 | Laterals | 13082 | 0.11875 | 6 | 31 | 133125.48 | 0 | 19350.488 | 22352.0374 | 27557.4806 | -113774.992 | -110773.4426 | -105567.9994 | 0.14536 | 0.1679 | 0.207 | 0.15828
16935 | Lateral Hardening | Lateral Hardening-Fuse-10271846 | Laterals | 13621 | 0.10208 | 7 | 4 | 108669.04 | 0 | 15829.6003 | 18198.5795 | 22430.5366 | -92839.4397 | -90470.4605 | -86238.5034 | 0.14567 | 0.16747 | 0.20641 | 0.15828
1032 | Lateral Hardening | Lateral Hardening-Fuse-92012327 | Laterals | 13268 | 0.17235 | 6 | 13 | 76588.93 | 0 | 11288.7564 | 12808.9987 | 15018.4935 | -65300.1736 | -63779.9313 | -61570.4365 | 0.14739 | 0.16724 | 0.19609 | 0.15822
3332 | Lateral Hardening | Lateral Hardening-Fuse-10271830 | Laterals | 13621 | 0.11553 | 7 | 2 | 97487.9 | 0 | 14263.6185 | 16308.1909 | 19707.6266 | -83224.2815 | -81179.7091 | -77780.2734 | 0.14631 | 0.16728 | 0.20215 | 0.15819
15515 | Lateral Hardening | Lateral Hardening-Fuse-10637239 | Laterals | 13699 | 0.077083 | 9 | 17 | 150330.04 | 0 | 21563.0471 | 25300.8844 | 32511.624 | -128766.9929 | -125029.1556 | -117818.416 | 0.14344 | 0.1683 | 0.21627 | 0.15818
15918 | Lateral Hardening | Lateral Hardening-Fuse-92983629 | Laterals | 13631 | 0.052083 | 4 | 2 | 153078.01 | 0 | 22576.4195 | 25561.9578 | 29931.2358 | -130501.5905 | -127516.0522 | -123146.7742 | 0.14748 | 0.16699 | 0.19553 | 0.15814
10806 | Lateral Hardening | Lateral Hardening-Fuse-10558883 | Laterals | 13299 | 0.11629 | 7 | 6 | 117709.54 | 0 | 17229.9429 | 19665.9753 | 23761.1705 | -100479.5971 | -98043.5647 | -93948.3695 | 0.14638 | 0.16707 | 0.20186 | 0.15813
19259 | Lateral Hardening | Lateral Hardening-Fuse-10925160 | Laterals | 13017 | 0.047917 | 4 | 2 | 50000 | 0 | 7372.6645 | 8348.1502 | 9778.7548 | -42627.3355 | -41651.8498 | -40221.2452 | 0.14745 | 0.16696 | 0.19558 | 0.15812
15418 | Lateral Hardening | Lateral Hardening-Fuse-10503447 | Laterals | 13576 | 0.10473 | 11 | 14 | 224285.9 | 0 | 32914.751 | 37450.6055 | 44597.9193 | -191371.149 | -186835.2945 | -179687.9807 | 0.14675 | 0.16698 | 0.19884 | 0.15803
9789 | Lateral Hardening | Lateral Hardening-Fuse-92768700 | Laterals | 13062 | 0.20379 | 20 | 34 | 350622.49 | 0 | 51269.5001 | 58564.1721 | 70763.7423 | -299352.9899 | -292058.3179 | -279858.7477 | 0.14622 | 0.16703 | 0.20182 | 0.15803
15352 | Lateral Hardening | Lateral Hardening-Fuse-91738766 | Laterals | 13586 | 0.052273 | 4 | 1 | 50000 | 0 | 7098.4245 | 8443.0221 | 11086.3134 | -42901.5755 | -41556.9779 | -38913.6866 | 0.14197 | 0.16886 | 0.22173 | 0.15801
18617 | Lateral Hardening | Lateral Hardening-Fuse-92589346 | Laterals | 13268 | 0.090909 | 7 | 2 | 103810.38 | 0 | 15306.1704 | 17246.6503 | 20433.6707 | -88504.2096 | -86563.7297 | -83376.7093 | 0.14744 | 0.16614 | 0.19684 | 0.15799
10744 | Lateral Hardening | Lateral Hardening-Fuse-10791873 | Laterals | 13243 | 0.23617 | 19 | 15 | 399172.3 | 0 | 59190.5529 | 66236.6088 | 76750.8452 | -339981.7471 | -332935.6912 | -322421.4548 | 0.14828 | 0.16593 | 0.19227 | 0.15798
1189 | Lateral Hardening | Lateral Hardening-Fuse-10916722 | Laterals | 13805 | 0.095265 | 7 | 3 | 164269.58 | 0 | 24220.066 | 27326.3622 | 32182.8936 | -140049.514 | -136943.2178 | -132086.6864 | 0.14744 | 0.16635 | 0.19592 | 0.15796
15021 | Lateral Hardening | Lateral Hardening-Fuse-92751890 | Laterals | 13184 | 0.1464 | 17 | 4 | 457702.63 | 0 | 67219.1906 | 76491.0995 | 90150.4926 | -390483.4394 | -381211.5305 | -367552.1374 | 0.14686 | 0.16712 | 0.19696 | 0.15795
16105 | Lateral Hardening | Lateral Hardening-Fuse-92874810 | Laterals | 13365 | 0.14015 | 11 | 37 | 284123.31 | 0 | 41731.2004 | 47385.445 | 56071.6144 | -242392.1096 | -236737.865 | -228051.6956 | 0.14688 | 0.16678 | 0.19735 | 0.15789
4765 | Lateral Hardening | Lateral Hardening-Fuse-10667348 | Laterals | 13785 | 0.10814 | 6 | 4 | 113611.4 | 0 | 16530.9228 | 18966.5735 | 23191.7122 | -97080.4772 | -94644.8265 | -90419.6878 | 0.1455 | 0.16694 | 0.20413 | 0.1578
13734 | Lateral Hardening | Lateral Hardening-Fuse-10645451 | Laterals | 13148 | 0.12481 | 7 | 1 | 103206.52 | 0 | 14596.8725 | 17433.7023 | 22940.1746 | -88609.6475 | -85772.8177 | -80266.3454 | 0.14143 | 0.16892 | 0.22227 | 0.15776
10927 | Lateral Hardening | Lateral Hardening-Fuse-10916880 | Laterals | 13805 | 0.082386 | 2 | 2 | 59158.83 | 0 | 8700.1007 | 9826.4277 | 11613.3426 | -50458.7293 | -49332.4023 | -47545.4874 | 0.14706 | 0.1661 | 0.19631 | 0.1577
1161 | Lateral Hardening | Lateral Hardening-Fuse-93300748 | Laterals | 13236 | 0.14659 | 6 | 1 | 60564.69 | 0 | 8576.9708 | 10206.9795 | 13405.191 | -51987.7192 | -50357.7105 | -47159.499 | 0.14162 | 0.16853 | 0.22134 | 0.15766
2017 | Lateral Hardening | Lateral Hardening-Fuse-10876333 | Laterals | 14023 | 0.35568 | 16 | 23 | 336449.22 | 0 | 49537.2615 | 55907.0101 | 65425.7732 | -286911.9585 | -280542.2099 | -271023.4468 | 0.14724 | 0.16617 | 0.19446 | 0.15764
18475 | Lateral Hardening | Lateral Hardening-Fuse-91006641 | Laterals | 13236 | 0.31572 | 18 | 5 | 210380.26 | 0 | 29839.5535 | 35474.6227 | 46086.3912 | -180540.7065 | -174905.6373 | -164293.8688 | 0.14184 | 0.16862 | 0.21906 | 0.15759
10206 | Lateral Hardening | Lateral Hardening-Fuse-92702189 | Laterals | 13299 | 0.45985 | 27 | 30 | 488725.97 | 0 | 71653.2852 | 81197.7111 | 96513.8575 | -417072.6848 | -407528.2589 | -392212.1125 | 0.14661 | 0.16614 | 0.19748 | 0.15756
1417 | Lateral Hardening | Lateral Hardening-Fuse-10650341 | Laterals | 13391 | 0.37008 | 14 | 4 | 210967.64 | 0 | 30883.3564 | 35024.8162 | 42021.5069 | -180084.2836 | -175942.8238 | -168946.1331 | 0.14639 | 0.16602 | 0.19918 | 0.15756
7096 | Lateral Hardening | Lateral Hardening-Fuse-93396383 | Laterals | 13815 | 0.064962 | 5 | 2 | 93794 | 0 | 13545.2239 | 15642.4427 | 19550.9658 | -80248.7761 | -78151.5573 | -74243.0342 | 0.14441 | 0.16677 | 0.20845 | 0.15753
14879 | Lateral Hardening | Lateral Hardening-Fuse-10482599 | Laterals | 13455 | 0.18277 | 10 | 24 | 221688.85 | 0 | 32385.8428 | 36934.1717 | 44022.6011 | -189303.0072 | -184754.6783 | -177666.2489 | 0.14609 | 0.1666 | 0.19858 | 0.15749
10980 | Lateral Hardening | Lateral Hardening-Fuse-10916718 | Laterals | 13805 | 0.084091 | 6 | 5 | 107682.42 | 0 | 15296.3754 | 18116.2225 | 23454.9688 | -92386.0446 | -89566.1975 | -84227.4512 | 0.14205 | 0.16824 | 0.21782 | 0.15748
7000 | Lateral Hardening | Lateral Hardening-Fuse-60182862 | Laterals | 13808 | 0.26098 | 10 | 5 | 161888.15 | 0 | 23742.8861 | 26849.8639 | 31881.2518 | -138145.2639 | -135038.2861 | -130006.8982 | 0.14666 | 0.16585 | 0.19693 | 0.15745
11700 | Lateral Hardening | Lateral Hardening-Fuse-91892562 | Laterals | 13093 | 0.028788 | 7 | 54 | 149455.66 | 0 | 21870.3932 | 24908.8775 | 29335.524 | -127585.2668 | -124546.7825 | -120120.136 | 0.14633 | 0.16666 | 0.19628 | 0.15743
16028 | Lateral Hardening | Lateral Hardening-Fuse-91565158 | Laterals | 13044 | 0.12538 | 10 | 1 | 91985.53 | 0 | 13489.3357 | 15291.6251 | 17955.9583 | -78496.1943 | -76693.9049 | -74029.5717 | 0.14665 | 0.16624 | 0.1952 | 0.15738
18445 | Lateral Hardening | Lateral Hardening-Fuse-10714652 | Laterals | 13019 | 0.12008 | 11 | 20 | 185038.91 | 0 | 26718.199 | 30837.7507 | 38342.1863 | -158320.711 | -154201.1593 | -146696.7237 | 0.14439 | 0.16666 | 0.20721 | 0.15735
3766 | Lateral Hardening | Lateral Hardening-Fuse-90576764 | Laterals | 13693 | 0.4428 | 28 | 20 | 432593.48 | 0 | 62968.655 | 71824.9257 | 87398.2973 | -369624.825 | -360768.5543 | -345195.1827 | 0.14556 | 0.16603 | 0.20203 | 0.15735
16838 | Lateral Hardening | Lateral Hardening-Fuse-10583671 | Laterals | 13840 | 0.1339 | 9 | 15 | 230131.18 | 0 | 33773.3027 | 38151.3115 | 45009.7424 | -196357.8773 | -191979.8685 | -185121.4376 | 0.14676 | 0.16578 | 0.19558 | 0.15735
15875 | Lateral Hardening | Lateral Hardening-Fuse-92888695 | Laterals | 13010 | 0.10587 | 7 |  | 170395.75 | 0 | 24996.7091 | 28213.8497 | 33438.5265 | -145399.0409 | -142181.9003 | -136957.2235 | 0.1467 | 0.16558 | 0.19624 | 0.15732
1805 | Lateral Hardening | Lateral Hardening-Fuse-93133437 | Laterals | 13927 | 0.048674 | 4 | 1 | 52427.11 | 0 | 7410.0855 | 8814.417 | 11572.4749 | -45017.0245 | -43612.693 | -40854.6351 | 0.14134 | 0.16813 | 0.22073 | 0.15732
6712 | Lateral Hardening | Lateral Hardening-Fuse-10605175 | Laterals | 13924 | 0.76477 | 32 | 0 | 436173.66 | 0 | 63223.9105 | 72593.4649 | 88975.9294 | -372949.7495 | -363580.1951 | -347197.7306 | 0.14495 | 0.16643 | 0.20399 | 0.1573
9150 | Lateral Hardening | Lateral Hardening-Fuse-10363872 | Laterals | 14071 | 0.092803 | 3 | 1 | 56094.53 | 0 | 8108.0316 | 9337.0704 | 11576.8343 | -47986.4984 | -46757.4596 | -44517.6957 | 0.14454 | 0.16645 | 0.20638 | 0.1573
14739 | Lateral Hardening | Lateral Hardening-Fuse-10007594 | Laterals | 13333 | 0.087311 | 5 | 3 | 51708.07 | 0 | 7331.3646 | 8696.9549 | 11239.5027 | -44376.7054 | -43011.1151 | -40468.5673 | 0.14178 | 0.16819 | 0.21736 | 0.15726
13851 | Lateral Hardening | Lateral Hardening-Fuse-10686145 | Laterals | 13808 | 0.097727 | 9 | 13 | 163531.59 | 0 | 23910.9421 | 27107.2905 | 32321.5003 | -139620.6479 | -136424.2995 | -131210.0897 | 0.14622 | 0.16576 | 0.19765 | 0.15722
1072 | Lateral Hardening | Lateral Hardening-Fuse-10372428 | Laterals | 13097 | 0.11288 | 6 | 2 | 150596.83 | 0 | 22040.5941 | 24923.495 | 29747.7051 | -128556.2359 | -125673.335 | -120849.1249 | 0.14635 | 0.1655 | 0.19753 | 0.15722
17365 | Lateral Hardening | Lateral Hardening-Fuse-10055052 | Laterals | 13419 | 0.12462 | 13 | 31 | 208996.67 | 0 | 30551.0911 | 34697.9303 | 41136.0403 | -178445.5789 | -174298.7397 | -167860.6297 | 0.14618 | 0.16602 | 0.19683 | 0.1572
12420 | Lateral Hardening | Lateral Hardening-Fuse-10570257 | Laterals | 13373 | 0.17538 | 13 | 31 | 185704.99 | 0 | 26594.3636 | 31056.0484 | 39186.1177 | -159110.6264 | -154648.9416 | -146518.8723 | 0.14321 | 0.16723 | 0.21101 | 0.1572
1250 | Lateral Hardening | Lateral Hardening-Fuse-10411577 | Laterals | 13633 | 0.039583 | 1 | 1 | 50000 | 0 | 7354.398 | 8279.15 | 9609.1346 | -42645.602 | -41720.85 | -40390.8654 | 0.14709 | 0.16558 | 0.19218 | 0.15715
4651 | Lateral Hardening | Lateral Hardening-Fuse-10700755 | Laterals | 13192 | 0.1197 | 10 | 1 | 381060.55 | 0 | 55833.2109 | 63217.018 | 74167.1733 | -325227.3391 | -317843.532 | -306893.3767 | 0.14652 | 0.1659 | 0.19463 | 0.15714
10882 | Lateral Hardening | Lateral Hardening-Fuse-10317660 | Laterals | 13021 | 0.15379 | 14 | 17 | 244082.56 | 0 | 35503.2759 | 40479.9796 | 49050.1242 | -208579.2841 | -203602.5804 | -195032.4358 | 0.14546 | 0.16585 | 0.20096 | 0.15712
18288 | Lateral Hardening | Lateral Hardening-Fuse-10155418 | Laterals | 13067 | 0.17519 | 17 | 17 | 201409.25 | 0 | 28703.6803 | 33653.4507 | 43179.4304 | -172705.5697 | -167755.7993 | -158229.8196 | 0.14251 | 0.16709 | 0.21439 | 0.15707
11908 | Lateral Hardening | Lateral Hardening-Fuse-10438390 | Laterals | 13837 | 0.2233 | 11 | 29 | 288650.46 | 0 | 42255.0225 | 47861.5083 | 56266.904 | -246395.4375 | -240788.9517 | -232383.556 | 0.14639 | 0.16581 | 0.19493 | 0.15707
13125 | Lateral Hardening | Lateral Hardening-Fuse-10172618 | Laterals | 13219 | 0.12992 | 11 | 67 | 203103.43 | 0 | 29053.2741 | 33989.5089 | 42705.0723 | -174050.1559 | -169113.9211 | -160398.3577 | 0.14305 | 0.16735 | 0.21026 | 0.15706
8335 | Lateral Hardening | Lateral Hardening-Fuse-92205907 | Laterals | 13201 | 0.16364 | 14 | 27 | 157219.11 | 0 | 22473.1505 | 26284.1717 | 33196.2558 | -134745.9595 | -130934.9383 | -124022.8542 | 0.14294 | 0.16718 | 0.21115 | 0.15703
998 | Lateral Hardening | Lateral Hardening-Fuse-10271864 | Laterals | 13621 | 0.085227 | 7 | 3 | 103338.18 | 0 | 14584.2295 | 17359.5184 | 22686.6485 | -88753.9505 | -85978.6616 | -80651.5315 | 0.14113 | 0.16799 | 0.21954 | 0.15703
2891 | Lateral Hardening | Lateral Hardening-Fuse-90680918 | Laterals | 13207 | 0.082197 | 8 | 18 | 157597.66 | 0 | 22869.0931 | 26172.7301 | 31724.7004 | -134728.5669 | -131424.9299 | -125872.9596 | 0.14511 | 0.16607 | 0.2013 | 0.15702
17999 | Lateral Hardening | Lateral Hardening-Fuse-10916869 | Laterals | 13805 | 0.11477 | 6 | 3 | 105793.62 | 0 | 15391.6576 | 17540.2909 | 21115.863 | -90401.9624 | -88253.3291 | -84677.757 | 0.14549 | 0.1658 | 0.19959 | 0.15699
7645 | Lateral Hardening | Lateral Hardening-Fuse-10195194 | Laterals | 13323 | 0.31174 | 20 | 45 | 515004.04 | 0 | 75469.0464 | 85287.7607 | 99713.1959 | -439534.9936 | -429716.2793 | -415290.8441 | 0.14654 | 0.16561 | 0.19362 | 0.15697
15792 | Lateral Hardening | Lateral Hardening-Fuse-10477201 | Laterals | 13326 | 0.39848 | 26 | 0 | 439576.16 | 0 | 64581.0969 | 72469.4872 | 85092.469 | -374995.0631 | -367106.6728 | -354483.691 | 0.14692 | 0.16486 | 0.19358 | 0.15697
6588 | Lateral Hardening | Lateral Hardening-Fuse-91972302 | Laterals | 13419 | 0.22045 | 17 | 26 | 280554.36 | 0 | 40660.0917 | 46662.9747 | 56421.9797 | -239894.2683 | -233891.3853 | -224132.3803 | 0.14493 | 0.16632 | 0.20111 | 0.15696
9071 | Lateral Hardening | Lateral Hardening-Fuse-92670461 | Laterals | 14030 | 0.13731 | 11 | 8 | 202904.5 | 0 | 29686.9443 | 33530.374 | 39636.6536 | -173217.5557 | -169374.126 | -163267.8464 | 0.14631 | 0.16525 | 0.19535 | 0.1569
1502 | Lateral Hardening | Lateral Hardening-Fuse-10667371 | Laterals | 13785 | 0.05322 | 4 | 1 | 52804.87 | 0 | 7491.9569 | 8831.3858 | 11398.9446 | -45312.9131 | -43973.4842 | -41405.9254 | 0.14188 | 0.16725 | 0.21587 | 0.15689
10178 | Lateral Hardening | Lateral Hardening-Fuse-90957442 | Laterals | 14021 | 0.15284 | 11 | 5 | 148461.93 | 0 | 21518.6404 | 24593.9918 | 30025.8417 | -126943.2896 | -123867.9382 | -118436.0883 | 0.14494 | 0.16566 | 0.20225 | 0.15689
6931 | Lateral Hardening | Lateral Hardening-Fuse-10101285 | Laterals | 13046 | 0.095455 | 10 | 16 | 146909.46 | 0 | 21004.5165 | 24494.1984 | 30940.6094 | -125904.9435 | -122415.2616 | -115968.8506 | 0.14298 | 0.16673 | 0.21061 | 0.15687
6523 | Lateral Hardening | Lateral Hardening-Fuse-10737690 | Laterals | 13489 | 0.1411 | 5 | 3 | 160802.09 | 0 | 23543.6315 | 26528.2509 | 31238.8445 | -137258.4585 | -134273.8391 | -129563.2455 | 0.14641 | 0.16497 | 0.19427 | 0.15677
17280 | Lateral Hardening | Lateral Hardening-Fuse-92267305 | Laterals | 13041 | 0.16345 | 13 | 12 | 225235.3 | 0 | 32585.0989 | 37289.1534 | 45567.1536 | -192650.2011 | -187946.1466 | -179668.1464 | 0.14467 | 0.16556 | 0.20231 | 0.1567
8153 | Lateral Hardening | Lateral Hardening-Fuse-90766136 | Laterals | 13839 | 0.074432 | 5 | 2 | 117209.82 | 0 | 16907.2823 | 19438.3235 | 23896.7341 | -100302.5377 | -97771.4965 | -93313.0859 | 0.14425 | 0.16584 | 0.20388 | 0.15669
15565 | Lateral Hardening | Lateral Hardening-Fuse-92862868 | Laterals | 13460 | 0.20928 | 11 | 6 | 161521.13 | 0 | 23292.9698 | 26813.325 | 32874.2021 | -138228.1602 | -134707.805 | -128646.9279 | 0.14421 | 0.16601 | 0.20353 | 0.15668
4757 | Lateral Hardening | Lateral Hardening-Fuse-60006782 | Laterals | 13092 | 0.079545 | 10 | 15 | 149081.58 | 0 | 21354.8916 | 24792.6865 | 31020.7888 | -127726.6884 | -124288.8935 | -118060.7912 | 0.14324 | 0.1663 | 0.20808 | 0.15664
6593 | Lateral Hardening | Lateral Hardening-Fuse-60127652 | Laterals | 13547 | 0.037689 | 5 | 0 | 58683.61 | 0 | 8219.0574 | 9853.9238 | 13035.3213 | -50464.5526 | -48829.6862 | -45648.2887 | 0.14006 | 0.16792 | 0.22213 | 0.15662
6211 | Lateral Hardening | Lateral Hardening-Fuse-10310498 | Laterals | 13864 | 0.11913 | 16 | 0 | 249423.85 | 0 | 35767.3439 | 41287.584 | 51922.1893 | -213656.5061 | -208136.266 | -197501.6607 | 0.1434 | 0.16553 | 0.20817 | 0.15652
1281 | Lateral Hardening | Lateral Hardening-Fuse-90802820 | Laterals | 13838 | 0.072348 | 5 | 1 | 50000 | 0 | 7027.6015 | 8374.1825 | 10965.6424 | -42972.3985 | -41625.8175 | -39034.3576 | 0.14055 | 0.16748 | 0.21931 | 0.15651
1078 | Lateral Hardening | Lateral Hardening-Fuse-10580664 | Laterals | 13105 | 0.066098 | 5 | 10 | 50000 | 0 | 7133.7258 | 8315.1356 | 10502.618 | -42866.2742 | -41684.8644 | -39497.382 | 0.14267 | 0.1663 | 0.21005 | 0.1565
19375 | Lateral Hardening | Lateral Hardening-Fuse-60015642 | Laterals | 13120 | 0.11875 | 6 | 4 | 70040.91 | 0 | 9891.175 | 11707.8707 | 15142.1858 | -60149.735 | -58333.0393 | -54898.7242 | 0.14122 | 0.16716 | 0.21619 | 0.1565
4679 | Lateral Hardening | Lateral Hardening-Fuse-90100444 | Laterals | 13808 | 0.17992 | 8 | 2 | 111716.86 | 0 | 15694.8102 | 18681.9973 | 24541.3363 | -96022.0498 | -93034.8627 | -87175.5237 | 0.14049 | 0.16723 | 0.21967 | 0.15643
19253 | Lateral Hardening | Lateral Hardening-Fuse-91142458 | Laterals | 13772 | 0.15947 | 11 | 23 | 220974.76 | 0 | 31825.3252 | 36614.0438 | 44868.56 | -189149.4348 | -184360.7162 | -176106.2 | 0.14402 | 0.16569 | 0.20305 | 0.15643
10779 | Lateral Hardening | Lateral Hardening-Fuse-93039954 | Laterals | 13813 | 0.26951 | 15 | 5 | 163613.81 | 0 | 22981.2503 | 27368.1014 | 35869.1824 | -140632.5597 | -136245.7086 | -127744.6276 | 0.14046 | 0.16727 | 0.21923 | 0.15638
7082 | Lateral Hardening | Lateral Hardening-Fuse-90423946 | Laterals | 14030 | 0.2036 | 17 | 1 | 217166.04 | 0 | 31608.2792 | 35866.611 | 42340.0901 | -185557.7608 | -181299.429 | -174825.9499 | 0.14555 | 0.16516 | 0.19497 | 0.15637
2964 | Lateral Hardening | Lateral Hardening-Fuse-92604705 | Laterals | 13390 | 0.12481 | 6 | 3 | 106119.16 | 0 | 15518.3383 | 17449.2802 | 20472.9909 | -90600.8217 | -88669.8798 | -85646.1691 | 0.14624 | 0.16443 | 0.19292 | 0.15636
10553 | Lateral Hardening | Lateral Hardening-Fuse-10829440 | Laterals | 13687 | 0.10928 | 6 | 3 | 96968.48 | 0 | 14131.7759 | 15971.7408 | 18904.955 | -82836.7041 | -80996.7392 | -78063.525 | 0.14574 | 0.16471 | 0.19496 | 0.15635
5612 | Lateral Hardening | Lateral Hardening-Fuse-10143564 | Laterals | 13036 | 0.17803 | 16 | 34 | 300608.6 | 0 | 43394.8425 | 49703.048 | 60373.1137 | -257213.7575 | -250905.552 | -240235.4863 | 0.14436 | 0.16534 | 0.20084 | 0.1563
10848 | Lateral Hardening | Lateral Hardening-Fuse-90172465 | Laterals | 13236 | 0.084659 | 9 | 1 | 321030.55 | 0 | 46692.1419 | 53035.7355 | 62501.9379 | -274338.4081 | -267994.8145 | -258528.6121 | 0.14544 | 0.1652 | 0.19469 | 0.1563
12105 | Lateral Hardening | Lateral Hardening-Fuse-91817791 | Laterals | 13516 | 0.12311 | 11 | 25 | 197384.86 | 0 | 28036.5856 | 32813.75 | 41822.1289 | -169348.2744 | -164571.11 | -155562.7311 | 0.14204 | 0.16624 | 0.21188 | 0.15628
12610 | Lateral Hardening | Lateral Hardening-Fuse-10726481 | Laterals | 14023 | 0.1178 | 6 | 1 | 58172.21 | 0 | 8162.1365 | 9714.4354 | 12762.6737 | -50010.0735 | -48457.7746 | -45409.5363 | 0.14031 | 0.16699 | 0.21939 | 0.15622
7632 | Lateral Hardening | Lateral Hardening-Fuse-90279838 | Laterals | 13147 | 0.082955 | 7 | 2 | 59206.05 | 0 | 8305.5792 | 9876.8611 | 12971.1198 | -50900.4708 | -49329.1889 | -46234.9302 | 0.14028 | 0.16682 | 0.21908 | 0.15612
17485 | Lateral Hardening | Lateral Hardening-Fuse-92596567 | Laterals | 13303 | 0.18295 | 11 | 7 | 78798.09 | 0 | 11124.2853 | 13120.8321 | 16912.7105 | -67673.8047 | -65677.2579 | -61885.3795 | 0.14117 | 0.16651 | 0.21463 | 0.15612
63 | Lateral Hardening | Lateral Hardening-Fuse-10120771 | Laterals | 13053 | 0.60114 | 22 | 468 | 233003.36 | 0 | 34201.5891 | 38104.4945 | 44238.6465 | -198801.7709 | -194898.8655 | -188764.7135 | 0.14679 | 0.16354 | 0.18986 | 0.15612
889 | Lateral Hardening | Lateral Hardening-Fuse-90868481 | Laterals | 13099 | 0.18523 | 8 | 9 | 210816.72 | 0 | 31045.3786 | 34478.4075 | 39335.5671 | -179771.3414 | -176338.3125 | -171481.1529 | 0.14726 | 0.16355 | 0.18659 | 0.15608
15940 | Lateral Hardening | Lateral Hardening-Fuse-92662351 | Laterals | 13118 | 0.10057 | 9 | 15 | 163690.14 | 0 | 23596.9697 | 27032.4003 | 32786.3297 | -140093.1703 | -136657.7397 | -130903.8103 | 0.14416 | 0.16514 | 0.2003 | 0.15607
16505 | Lateral Hardening | Lateral Hardening-Fuse-60029135 | Laterals | 13088 | 0.089205 | 10 | 15 | 146390.04 | 0 | 20834.3602 | 24281.496 | 30601.1567 | -125555.6798 | -122108.544 | -115788.8833 | 0.14232 | 0.16587 | 0.20904 | 0.15606
17870 | Lateral Hardening | Lateral Hardening-Fuse-92363192 | Laterals | 13431 | 0.16894 | 11 | 3 | 114733.94 | 0 | 16082.2725 | 19122.43 | 25118.7796 | -98651.6675 | -95611.51 | -89615.1604 | 0.14017 | 0.16667 | 0.21893 | 0.156
17498 | Lateral Hardening | Lateral Hardening-Fuse-91411116 | Laterals | 13298 | 0.17595 | 10 | 3 | 110877.64 | 0 | 15525.5541 | 18496.515 | 24227.943 | -95352.0859 | -92381.125 | -86649.697 | 0.14002 | 0.16682 | 0.21851 | 0.15591
3119 | Lateral Hardening | Lateral Hardening-Fuse-10163244 | Laterals | 13091 | 0.042803 | 5 | 9 | 78940.49 | 0 | 11216.8114 | 13064.6491 | 16558.0664 | -67723.6786 | -65875.8409 | -62382.4236 | 0.14209 | 0.1655 | 0.20975 | 0.15588
2061 | Lateral Hardening | Lateral Hardening-Fuse-91963180 | Laterals | 13024 | 0.1339 | 14 | 18 | 193592.75 | 0 | 27522.8974 | 32029.2046 | 40474.7632 | -166069.8526 | -161563.5454 | -153117.9868 | 0.14217 | 0.16545 | 0.20907 | 0.15584
14830 | Lateral Hardening | Lateral Hardening-Fuse-91837262 | Laterals | 13458 | 0.25038 | 10 | 6 | 135047.62 | 0 | 18935.4988 | 22491.832 | 29315.5313 | -116112.1212 | -112555.788 | -105732.0887 | 0.14021 | 0.16655 | 0.21708 | 0.1558
18923 | Lateral Hardening | Lateral Hardening-Fuse-10142918 | Laterals | 13035 | 0.1839 | 18 | 23 | 190343.29 | 0 | 26927.0252 | 31516.7969 | 40328.2283 | -163416.2648 | -158826.4931 | -150015.0617 | 0.14147 | 0.16558 | 0.21187 | 0.15574
5932 | Lateral Hardening | Lateral Hardening-Fuse-60105331 | Laterals | 13473 | 0.16364 | 13 | 34 | 338752.26 | 0 | 48961.4021 | 55687.6929 | 66682.9439 | -289790.8579 | -283064.5671 | -272069.3161 | 0.14453 | 0.16439 | 0.19685 | 0.15572
17400 | Lateral Hardening | Lateral Hardening-Fuse-10091401 | Laterals | 13373 | 0.077462 | 8 | 16 | 144129.58 | 0 | 20681.7726 | 23731.3644 | 29147.8886 | -123447.8074 | -120398.2156 | -114981.6914 | 0.14349 | 0.16465 | 0.20223 | 0.15572
9677 | Lateral Hardening | Lateral Hardening-Fuse-10650585 | Laterals | 13391 | 0.061553 | 4 | 2 | 57427.43 | 0 | 8042.3939 | 9560.0852 | 12470.0409 | -49385.0361 | -47867.3448 | -44957.3891 | 0.14004 | 0.16647 | 0.21714 | 0.15568
2540 | Lateral Hardening | Lateral Hardening-Fuse-91362418 | Laterals | 13088 | 0.088826 | 8 | 18 | 126368.38 | 0 | 17915.4376 | 20949.1921 | 26360.754 | -108452.9424 | -105419.1879 | -100007.626 | 0.14177 | 0.16578 | 0.2086 | 0.15566
2133 | Lateral Hardening | Lateral Hardening-Fuse-10916853 | Laterals | 13805 | 0.13295 | 7 | 4 | 55501.41 | 0 | 7788.8344 | 9238.6498 | 11939.8851 | -47712.5756 | -46262.7602 | -43561.5249 | 0.14034 | 0.16646 | 0.21513 | 0.15565
11802 | Lateral Hardening | Lateral Hardening-Fuse-10085305 | Laterals | 13028 | 0.20568 | 17 | 33 | 344972.01 | 0 | 49901.4763 | 56636.4075 | 67554.4944 | -295070.5337 | -288335.6025 | -277417.5156 | 0.14465 | 0.16418 | 0.19583 | 0.15563
5978 | Lateral Hardening | Lateral Hardening-Fuse-10679326 | Laterals | 13807 | 0.21553 | 14 | 8 | 121518.62 | 0 | 17059.4713 | 20212.3189 | 26112.6838 | -104459.1487 | -101306.3011 | -95405.9362 | 0.14039 | 0.16633 | 0.21489 | 0.15562
4556 | Lateral Hardening | Lateral Hardening-Fuse-90132288 | Laterals | 13461 | 0.098106 | 6 | 4 | 60465.25 | 0 | 8472.2642 | 10065.7435 | 13063.9753 | -51992.9858 | -50399.5065 | -47401.2747 | 0.14012 | 0.16647 | 0.21606 | 0.15562
19470 | Lateral Hardening | Lateral Hardening-Fuse-60427491 | Laterals | 13786 | 0.20303 | 9 | 1 | 50000 | 0 | 6971.6791 | 8330.1081 | 10971.7084 | -43028.3209 | -41669.8919 | -39028.2916 | 0.13943 | 0.1666 | 0.21943 | 0.15558
10694 | Lateral Hardening | Lateral Hardening-Fuse-90470188 | Laterals | 13296 | 0.22841 | 17 | 29 | 413045.19 | 0 | 60039.1654 | 67739.8108 | 79083.9392 | -353006.0246 | -345305.3792 | -333961.2508 | 0.14536 | 0.164 | 0.19147 | 0.15556
12523 | Lateral Hardening | Lateral Hardening-Fuse-91151012 | Laterals | 13140 | 0.081629 | 12 | 14 | 114320.44 | 0 | 16563.8553 | 18801.3611 | 22039.3369 | -97756.5847 | -95519.0789 | -92281.1031 | 0.14489 | 0.16446 | 0.19279 | 0.15555
15808 | Lateral Hardening | Lateral Hardening-Fuse-92148012 | Laterals | 13080 | 0.25152 | 22 | 40 | 378168.97 | 0 | 54196.8383 | 62290.7623 | 76128.4919 | -323972.1317 | -315878.2077 | -302040.4781 | 0.14331 | 0.16472 | 0.20131 | 0.15553
14698 | Lateral Hardening | Lateral Hardening-Fuse-10676240 | Laterals | 13785 | 0.079167 | 4 | 3 | 58891.25 | 0 | 8268.1532 | 9776.1213 | 12648.6352 | -50623.0968 | -49115.1287 | -46242.6148 | 0.1404 | 0.166 | 0.21478 | 0.15552
18638 | Lateral Hardening | Lateral Hardening-Fuse-10127949 | Laterals | 13078 | 0.042235 | 6 | 12 | 78893.27 | 0 | 11176.9839 | 13053.6697 | 16440.8749 | -67716.2861 | -65839.6003 | -62452.3951 | 0.14167 | 0.16546 | 0.20839 | 0.15548
3841 | Lateral Hardening | Lateral Hardening-Fuse-10762869 | Laterals | 13815 | 0.058144 | 3 | 2 | 53214.11 | 0 | 7442.6209 | 8840.7545 | 11516.9748 | -45771.4891 | -44373.3555 | -41697.1352 | 0.13986 | 0.16614 | 0.21643 | 0.1554
6182 | Lateral Hardening | Lateral Hardening-Fuse-10426546 | Laterals | 13830 | 0.05625 | 7 | 10 | 229642.5 | 0 | 33218.2214 | 37583.5382 | 44575.6981 | -196424.2786 | -192058.9618 | -185066.8019 | 0.14465 | 0.16366 | 0.19411 | 0.1553
16390 | Lateral Hardening | Lateral Hardening-Fuse-93389307 | Laterals | 13038 | 0.10814 | 4 | 0 | 57369.47 | 0 | 8174.9805 | 9426.9973 | 11762.9182 | -49194.4895 | -47942.4727 | -45606.5518 | 0.1425 | 0.16432 | 0.20504 | 0.1553
18099 | Lateral Hardening | Lateral Hardening-Fuse-10680819 | Laterals | 13308 | 0.071023 | 6 | 12 | 93075.75 | 0 | 13168.8734 | 15380.01 | 19370.8608 | -79906.8766 | -77695.74 | -73704.8892 | 0.14149 | 0.16524 | 0.20812 | 0.15528
2176 | Lateral Hardening | Lateral Hardening-Fuse-10668901 | Laterals | 13722 | 0.077083 | 5 | 0 | 54788.11 | 0 | 7605.8478 | 9118.7398 | 12062.7787 | -47182.2622 | -45669.3702 | -42725.3313 | 0.13882 | 0.16644 | 0.22017 | 0.15524
838 | Lateral Hardening | Lateral Hardening-Fuse-10793164 | Laterals | 13470 | 0.13125 | 9 | 11 | 134164.32 | 0 | 19046.9022 | 22112.981 | 27572.1311 | -115117.4178 | -112051.339 | -106592.1889 | 0.14197 | 0.16482 | 0.20551 | 0.15518
4747 | Lateral Hardening | Lateral Hardening-Fuse-10652527 | Laterals | 13967 | 0.2053 | 14 | 28 | 351461.66 | 0 | 50879.6584 | 57593.2963 | 67329.9803 | -300582.0016 | -293868.3637 | -284131.6797 | 0.14477 | 0.16387 | 0.19157 | 0.15518
13590 | Lateral Hardening | Lateral Hardening-Fuse-90864662 | Laterals | 13098 | 0.11572 | 6 | 4 | 114241 | 0 | 16330.9592 | 18753.576 | 22990.9533 | -97910.0408 | -95487.424 | -91250.0467 | 0.14295 | 0.16416 | 0.20125 | 0.15514
10607 | Lateral Hardening | Lateral Hardening-Fuse-92208547 | Laterals | 13645 | 0.079924 | 5 | 1 | 55024.21 | 0 | 7662.4029 | 9130.7694 | 11991.5915 | -47361.8071 | -45893.4406 | -43032.6185 | 0.13926 | 0.16594 | 0.21793 | 0.15513
14339 | Lateral Hardening | Lateral Hardening-Fuse-10595530 | Laterals | 13698 | 0.22746 | 16 | 29 | 288996.74 | 0 | 41262.0305 | 47451.8793 | 58370.0344 | -247734.7095 | -241544.8607 | -230626.7056 | 0.14278 | 0.1642 | 0.20197 | 0.15512
739 | Lateral Hardening | Lateral Hardening-Fuse-91395557 | Laterals | 13038 | 0.10549 | 9 | 13 | 184335.61 | 0 | 26495.1261 | 30179.2786 | 36378.7496 | -157840.4839 | -154156.3314 | -147956.8604 | 0.14373 | 0.16372 | 0.19735 | 0.15509
12473 | Lateral Hardening | Lateral Hardening-Fuse-92831222 | Laterals | 13390 | 0.2 | 10 |  | 119746.24 | 0 | 16597.5491 | 19898.9954 | 26323.5035 | -103148.6909 | -99847.2446 | -93422.7365 | 0.13861 | 0.16618 | 0.21983 | 0.155
8242 | Lateral Hardening | Lateral Hardening-Fuse-90250126 | Laterals | 14031 | 0.19564 | 8 | 13 | 227911.1 | 0 | 33048.5186 | 37217.2442 | 43232.1338 | -194862.5814 | -190693.8558 | -184678.9662 | 0.14501 | 0.1633 | 0.18969 | 0.15496
4910 | Lateral Hardening | Lateral Hardening-Fuse-92406566 | Laterals | 13777 | 0.11875 | 8 | 8 | 130212.84 | 0 | 18196.8095 | 21573.3813 | 27865.7048 | -112016.0305 | -108639.4587 | -102347.1352 | 0.13975 | 0.16568 | 0.214 | 0.15495
2619 | Lateral Hardening | Lateral Hardening-Fuse-60031810 | Laterals | 13613 | 0.12841 | 10 | 18 | 157508.22 | 0 | 22247.2993 | 25965.8192 | 32640.1233 | -135260.9207 | -131542.4008 | -124868.0967 | 0.14125 | 0.16485 | 0.20723 | 0.15493
8438 | Lateral Hardening | Lateral Hardening-Fuse-10588792 | Laterals | 13471 | 0.075568 | 4 | 2 | 50000 | 0 | 6967.7063 | 8282.5917 | 10803.6964 | -43032.2937 | -41717.4083 | -39196.3036 | 0.13935 | 0.16565 | 0.21607 | 0.15492
12885 | Lateral Hardening | Lateral Hardening-Fuse-90492124 | Laterals | 13942 | 0.023674 | 4 | 10 | 76170.88 | 0 | 10980.0861 | 12499.3757 | 14599.1991 | -65190.7939 | -63671.5043 | -61571.6809 | 0.14415 | 0.1641 | 0.19166 | 0.15489
1783 | Lateral Hardening | Lateral Hardening-Fuse-60029634 | Laterals | 13093 | 0.057576 | 6 | 15 | 144778.82 | 0 | 20397.4 | 23825.0566 | 30310.1085 | -124381.42 | -120953.7634 | -114468.7115 | 0.14089 | 0.16456 | 0.20935 | 0.15484
16450 | Lateral Hardening | Lateral Hardening-Fuse-91123099 | Laterals | 13147 | 0.10133 | 7 | 10 | 87734.15 | 0 | 12340.2044 | 14441.4996 | 18468.8369 | -75393.9456 | -73292.6504 | -69265.3131 | 0.14065 | 0.16461 | 0.21051 | 0.15483
16740 | Lateral Hardening | Lateral Hardening-Fuse-90274945 | Laterals | 13190 | 0.083333 | 6 | 7 | 113071.27 | 0 | 16298.1044 | 18526.3073 | 21688.1446 | -96773.1656 | -94544.9627 | -91383.1254 | 0.14414 | 0.16385 | 0.19181 | 0.15482
15323 | Lateral Hardening | Lateral Hardening-Fuse-92115894 | Laterals | 13470 | 0.1286 | 12 | 18 | 161453.96 | 0 | 22719.0777 | 26555.5955 | 33811.4887 | -138734.8823 | -134898.3645 | -127642.4713 | 0.14072 | 0.16448 | 0.20942 | 0.15471
14618 | Lateral Hardening | Lateral Hardening-Fuse-10904198 | Laterals | 13712 | 0.036742 | 4 | 0 | 51435.49 | 0 | 7115.8922 | 8531.3262 | 11285.7153 | -44319.5978 | -42904.1638 | -40149.7747 | 0.13835 | 0.16586 | 0.21941 | 0.15471
16224 | Lateral Hardening | Lateral Hardening-Fuse-10253111 | Laterals | 13605 | 0.16799 | 13 | 27 | 276194.38 | 0 | 39667.9663 | 45135.1283 | 53882.3585 | -236526.4137 | -231059.2517 | -222312.0215 | 0.14362 | 0.16342 | 0.19509 | 0.15471
5642 | Lateral Hardening | Lateral Hardening-Fuse-10487519 | Laterals | 14341 | 0.072538 | 5 | 0 | 54410.35 | 0 | 7527.2941 | 9024.5608 | 11938.1935 | -46883.0559 | -45385.7892 | -42472.1565 | 0.13834 | 0.16586 | 0.21941 | 0.15471
14827 | Lateral Hardening | Lateral Hardening-Fuse-92896852 | Laterals | 13442 | 0.12311 | 5 |  | 99134.86 | 0 | 14023.3788 | 16231.0455 | 20521.6808 | -85111.4812 | -82903.8145 | -78613.1792 | 0.14146 | 0.16373 | 0.20701 | 0.15469
12 | Lateral Hardening | Lateral Hardening-Fuse-92015352 | Laterals | 13772 | 0.17936 | 12 | 23 | 189965.53 | 0 | 26744.5783 | 31305.2665 | 39466.236 | -163220.9517 | -158660.2635 | -150499.294 | 0.14079 | 0.16479 | 0.20775 | 0.15469
216 | Lateral Hardening | Lateral Hardening-Fuse-92266712 | Laterals | 13017 | 0.077841 | 6 | 3 | 54342.39 | 0 | 7572.5794 | 8989.9755 | 11640.7021 | -46769.8106 | -45352.4145 | -42701.6879 | 0.13935 | 0.16543 | 0.21421 | 0.15466
6034 | Lateral Hardening | Lateral Hardening-Fuse-92022343 | Laterals | 13808 | 0.10417 | 4 | 1 | 57038.93 | 0 | 7925.3669 | 9427.0286 | 12377.6088 | -49113.5631 | -47611.9014 | -44661.3212 | 0.13895 | 0.16527 | 0.217 | 0.15465
1839 | Lateral Hardening | Lateral Hardening-Fuse-10807552 | Laterals | 13020 | 0.14394 | 11 | 20 | 206672.15 | 0 | 29506.983 | 33836.9839 | 40905.3231 | -177165.167 | -172835.1661 | -165766.8269 | 0.14277 | 0.16372 | 0.19792 | 0.15457
250 | Lateral Hardening | Lateral Hardening-Fuse-90283799 | Laterals | 13389 | 0.098674 | 6 | 15 | 103233.79 | 0 | 14559.9102 | 16960.4771 | 21264.6127 | -88673.8798 | -86273.3129 | -81969.1773 | 0.14104 | 0.16429 | 0.20599 | 0.15451
4604 | Lateral Hardening | Lateral Hardening-Fuse-10556590 | Laterals | 13298 | 0.11439 | 7 | 1 | 57888.89 | 0 | 8016.864 | 9574.9017 | 12599.1551 | -49872.026 | -48313.9883 | -45289.7349 | 0.13849 | 0.1654 | 0.21764 | 0.15448
16065 | Lateral Hardening | Lateral Hardening-Fuse-10087551 | Laterals | 13389 | 0.13996 | 6 | 0 | 98730.15 | 0 | 14000.9875 | 16189.3234 | 19935.21 | -84729.1625 | -82540.8266 | -78794.94 | 0.14181 | 0.16398 | 0.20192 | 0.15447
13645 | Lateral Hardening | Lateral Hardening-Fuse-92906099 | Laterals | 13826 | 0.030303 | 3 | 8 | 70041.65 | 0 | 10081.6409 | 11439.7138 | 13354.1443 | -59960.0091 | -58601.9362 | -56687.5057 | 0.14394 | 0.16333 | 0.19066 | 0.15443
11910 | Lateral Hardening | Lateral Hardening-Fuse-60011039 | Laterals | 13047 | 0.090909 | 12 | 26 | 166181.7 | 0 | 23354.4273 | 27335.9802 | 34481.2119 | -142827.2727 | -138845.7198 | -131700.4881 | 0.14054 | 0.16449 | 0.20749 | 0.15442
16262 | Lateral Hardening | Lateral Hardening-Fuse-92272535 | Laterals | 13009 | 0.27178 | 12 | 0 | 119227.35 | 0 | 16564.9395 | 19681.4446 | 25538.4393 | -102662.4105 | -99545.9054 | -93688.9107 | 0.13894 | 0.16507 | 0.2142 | 0.1543
12042 | Lateral Hardening | Lateral Hardening-Fuse-60166668 | Laterals | 13579 | 0.14659 | 8 | 6 | 155802.51 | 0 | 22484.6893 | 25281.4622 | 29572.8027 | -133317.8207 | -130521.0478 | -126229.7073 | 0.14432 | 0.16227 | 0.18981 | 0.15425
10020 | Lateral Hardening | Lateral Hardening-Fuse-10565886 | Laterals | 13290 | 0.089773 | 9 | 9 | 127295.94 | 0 | 17783.46 | 20905.4086 | 26895.3174 | -109512.48 | -106390.5314 | -100400.6226 | 0.1397 | 0.16423 | 0.21128 | 0.15422
17721 | Lateral Hardening | Lateral Hardening-Fuse-91779499 | Laterals | 13577 | 0.045455 | 5 | 1 | 52159.53 | 0 | 7224.6891 | 8593.3662 | 11283.214 | -44934.8409 | -43566.1638 | -40876.316 | 0.13851 | 0.16475 | 0.21632 | 0.15416
9099 | Lateral Hardening | Lateral Hardening-Fuse-90070700 | Laterals | 13162 | 0.078598 | 6 | 6 | 70125.35 | 0 | 9819.4698 | 11479.7907 | 14711.6268 | -60305.8802 | -58645.5593 | -55413.7232 | 0.14003 | 0.1637 | 0.20979 | 0.15411
219 | Lateral Hardening | Lateral Hardening-Fuse-92661381 | Laterals | 13685 | 0.027652 | 4 | 1 | 50679.97 | 0 | 7014.4923 | 8343.8525 | 10954.6693 | -43665.4777 | -42336.1175 | -39725.3007 | 0.13841 | 0.16464 | 0.21615 | 0.15405
11464 | Lateral Hardening | Lateral Hardening-Fuse-92672765 | Laterals | 13687 | 0.18466 | 12 | 10 | 175194.93 | 0 | 24750.5666 | 28573.0189 | 35536.3115 | -150444.3634 | -146621.9111 | -139658.6185 | 0.14127 | 0.16309 | 0.20284 | 0.15398
18079 | Lateral Hardening | Lateral Hardening-Fuse-90484754 | Laterals | 13612 | 0.24299 | 18 | 25 | 318510.67 | 0 | 45529.8165 | 51698.6355 | 62071.0153 | -272980.8535 | -266812.0345 | -256439.6547 | 0.14295 | 0.16231 | 0.19488 | 0.15395
5366 | Lateral Hardening | Lateral Hardening-Fuse-10866794 | Laterals | 13227 | 0.11383 | 11 | 10 | 137663.6 | 0 | 19111.9645 | 22645.4241 | 29320.9937 | -118551.6355 | -115018.1759 | -108342.6063 | 0.13883 | 0.1645 | 0.21299 | 0.15395
604 | Lateral Hardening | Lateral Hardening-Fuse-93297023 | Laterals | 13808 | 0.080114 | 5 | 2 | 50601.27 | 0 | 7018.3877 | 8331.6266 | 10782.3553 | -43582.8823 | -42269.6434 | -39818.9147 | 0.1387 | 0.16465 | 0.21308 | 0.15392
2379 | Lateral Hardening | Lateral Hardening-Fuse-91741181 | Laterals | 14012 | 0.14867 | 10 | 2 | 167425.83 | 0 | 23567.6881 | 27257.8636 | 34481.497 | -143858.1419 | -140167.9664 | -132944.333 | 0.14076 | 0.16281 | 0.20595 | 0.1539
19310 | Lateral Hardening | Lateral Hardening-Fuse-93276850 | Laterals | 13213 | 0.04053 | 4 | 1 | 111922.22 | 0 | 16061.8718 | 18171.8216 | 21350.3085 | -95860.3482 | -93750.3984 | -90571.9115 | 0.14351 | 0.16236 | 0.19076 | 0.15389
1369 | Lateral Hardening | Lateral Hardening-Fuse-10101290 | Laterals | 13046 | 0.080682 | 11 | 15 | 145681.74 | 0 | 20374.3678 | 23837.9238 | 30389.3471 | -125307.3722 | -121843.8162 | -115292.3929 | 0.13986 | 0.16363 | 0.2086 | 0.15386
18620 | Lateral Hardening | Lateral Hardening-Fuse-10075249 | Laterals | 13656 | 0.10341 | 5 | 1 | 56975.97 | 0 | 7862.816 | 9377.2427 | 12312.3796 | -49113.154 | -47598.7273 | -44663.5904 | 0.138 | 0.16458 | 0.2161 | 0.15379
2216 | Lateral Hardening | Lateral Hardening-Fuse-92581102 | Laterals | 13029 | 0.12424 | 6 | 15 | 198192.55 | 0 | 28413.2805 | 32108.758 | 37882.5315 | -169779.2695 | -166083.792 | -160310.0185 | 0.14336 | 0.16201 | 0.19114 | 0.15373
1497 | Lateral Hardening | Lateral Hardening-Fuse-10671323 | Laterals | 13724 | 0.020455 | 5 | 26 | 50000 | 0 | 7063.2378 | 8144.7522 | 10028.6028 | -42936.7622 | -41855.2478 | -39971.3972 | 0.14126 | 0.1629 | 0.20057 | 0.15368
4972 | Lateral Hardening | Lateral Hardening-Fuse-10679352 | Laterals | 13807 | 0.14697 | 10 | 6 | 164711.35 | 0 | 23295.366 | 26811.3269 | 32896.3946 | -141415.984 | -137900.0231 | -131814.9554 | 0.14143 | 0.16278 | 0.19972 | 0.15366
19269 | Lateral Hardening | Lateral Hardening-Fuse-10025081 | Laterals | 13294 | 0.087689 | 10 | 24 | 177704.12 | 0 | 25425.0834 | 28822.2634 | 34017.58 | -152279.0366 | -148881.8566 | -143686.54 | 0.14308 | 0.16219 | 0.19143 | 0.15365
5627 | Lateral Hardening | Lateral Hardening-Fuse-90812828 | Laterals | 13605 | 0.1839 | 15 | 29 | 249293.29 | 0 | 34956.153 | 40708.2814 | 51079.612 | -214337.137 | -208585.0086 | -198213.678 | 0.14022 | 0.16329 | 0.2049 | 0.15361
18527 | Lateral Hardening | Lateral Hardening-Fuse-10210645 | Laterals | 13426 | 0.14943 | 10 | 14 | 187478.61 | 0 | 26754.082 | 30362.018 | 36263.8751 | -160724.528 | -157116.592 | -151214.7349 | 0.1427 | 0.16195 | 0.19343 | 0.15355
4 | Lateral Hardening | Lateral Hardening-Fuse-10422964 | Laterals | 13827 | 0.060038 | 5 | 8 | 60722.83 | 0 | 8486.9677 | 9890.9114 | 12570.4457 | -52235.8623 | -50831.9186 | -48152.3843 | 0.13977 | 0.16289 | 0.20701 | 0.15343
18299 | Lateral Hardening | Lateral Hardening-Fuse-93220244 | Laterals | 13459 | 0.1464 | 7 | 3 | 156804.13 | 0 | 22241.0685 | 25431.0789 | 30829.9879 | -134563.0615 | -131373.0511 | -125974.1421 | 0.14184 | 0.16218 | 0.19661 | 0.15342
1862 | Lateral Hardening | Lateral Hardening-Fuse-60084380 | Laterals | 13422 | 0.10795 | 3 | 1 | 50000 | 0 | 7073.8149 | 8111.0064 | 9930.9517 | -42926.1851 | -41888.9936 | -40069.0483 | 0.14148 | 0.16222 | 0.19862 | 0.15341
9466 | Lateral Hardening | Lateral Hardening-Fuse-10723986 | Laterals | 13780 | 0.21553 | 14 | 20 | 236526.85 | 0 | 33332.3375 | 38471.4869 | 47359.7077 | -203194.5125 | -198055.3631 | -189167.1423 | 0.14092 | 0.16265 | 0.20023 | 0.15337
15068 | Lateral Hardening | Lateral Hardening-Fuse-93159369 | Laterals | 13813 | 0.24242 | 10 | 2 | 68529.13 | 0 | 9442.4906 | 11231.8962 | 14751.2418 | -59086.6394 | -57297.2338 | -53777.8882 | 0.13779 | 0.1639 | 0.21526 | 0.15337
10530 | Lateral Hardening | Lateral Hardening-Fuse-10158433 | Laterals | 13162 | 0.64697 | 43 | 91 | 535538.98 | 0 | 76597.155 | 86481.7182 | 102087.983 | -458941.825 | -449057.2618 | -433450.997 | 0.14303 | 0.16149 | 0.19063 | 0.15333
1274 | Lateral Hardening | Lateral Hardening-Fuse-60007524 | Laterals | 13076 | 0.63807 | 44 | 0 | 842021.23 | 0 | 120945.5708 | 135471.2825 | 158731.1638 | -721075.6592 | -706549.9475 | -683290.0662 | 0.14364 | 0.16089 | 0.18851 | 0.1533
18456 | Lateral Hardening | Lateral Hardening-Fuse-10363977 | Laterals | 14071 | 0.15947 | 8 | 7 | 196886.08 | 0 | 28458.6915 | 31561.1402 | 36271.0675 | -168427.3885 | -165324.9398 | -160615.0125 | 0.14454 | 0.1603 | 0.18422 | 0.15324
145 | Lateral Hardening | Lateral Hardening-Fuse-10671332 | Laterals | 13724 | 0.066098 | 7 | 8 | 61226.51 | 0 | 8522.5248 | 9965.9572 | 12745.5754 | -52703.9852 | -51260.5528 | -48480.9346 | 0.1392 | 0.16277 | 0.20817 | 0.15317
6850 | Lateral Hardening | Lateral Hardening-Fuse-92015580 | Laterals | 13772 | 0.23314 | 13 | 19 | 234448.94 | 0 | 33207.744 | 37913.8113 | 46102.401 | -201241.196 | -196535.1287 | -188346.539 | 0.14164 | 0.16171 | 0.19664 | 0.15316
19333 | Lateral Hardening | Lateral Hardening-Fuse-60192932 | Laterals | 13278 | 0.093371 | 8 | 6 | 159498.11 | 0 | 22757.8517 | 25822.1147 | 30269.7812 | -136740.2583 | -133675.9953 | -129228.3288 | 0.14268 | 0.1619 | 0.18978 | 0.15316
15377 | Lateral Hardening | Lateral Hardening-Fuse-60015362 | Laterals | 13008 | 0.30985 | 12 | 0 | 125146.8 | 0 | 17354.3535 | 20406.3029 | 26205.657 | -107792.4465 | -104740.4971 | -98941.143 | 0.13867 | 0.16306 | 0.2094 | 0.15306
17594 | Lateral Hardening | Lateral Hardening-Fuse-91925430 | Laterals | 14197 | 0.44924 | 26 | 0 | 287324.29 | 0 | 40594.6935 | 46449.6443 | 56839.1753 | -246729.5965 | -240874.6457 | -230485.1147 | 0.14129 | 0.16166 | 0.19782 | 0.15305
10962 | Lateral Hardening | Lateral Hardening-Fuse-60006598 | Laterals | 13092 | 0.17879 | 19 | 31 | 296155.64 | 0 | 41548.5047 | 47986.6689 | 59963.3402 | -254607.1353 | -248168.9711 | -236192.2998 | 0.14029 | 0.16203 | 0.20247 | 0.15303
9279 | Lateral Hardening | Lateral Hardening-Fuse-10686235 | Laterals | 13808 | 0.13466 | 5 | 2 | 59064.39 | 0 | 8352.0575 | 9539.4368 | 11636.3925 | -50712.3325 | -49524.9532 | -47427.9975 | 0.14141 | 0.16151 | 0.19701 | 0.153
7527 | Lateral Hardening | Lateral Hardening-Fuse-91345390 | Laterals | 13462 | 0.18277 | 13 | 20 | 301663.33 | 0 | 43052.5784 | 48708.1578 | 57083.7248 | -258610.7516 | -252955.1722 | -244579.6052 | 0.14272 | 0.16147 | 0.18923 | 0.15299
3710 | Lateral Hardening | Lateral Hardening-Fuse-10570225 | Laterals | 13373 | 0.11117 | 10 | 20 | 192159.13 | 0 | 27172.6342 | 31085.8056 | 37658.7641 | -164986.4958 | -161073.3244 | -154500.3659 | 0.14141 | 0.16177 | 0.19598 | 0.15297
8339 | Lateral Hardening | Lateral Hardening-Fuse-92863125 | Laterals | 13460 | 0.2858 | 20 | 25 | 338501.16 | 0 | 47952.3531 | 54632.4051 | 65815.1353 | -290548.8069 | -283868.7549 | -272686.0247 | 0.14166 | 0.1614 | 0.19443 | 0.15286
7364 | Lateral Hardening | Lateral Hardening-Fuse-10679348 | Laterals | 13807 | 0.23598 | 8 | 4 | 143515.3 | 0 | 20100.6927 | 23205.5328 | 29094.6273 | -123414.6073 | -120309.7672 | -114420.6727 | 0.14006 | 0.16169 | 0.20273 | 0.15282
12734 | Lateral Hardening | Lateral Hardening-Fuse-92037726 | Laterals | 13815 | 0.094318 | 7 | 1 | 56220.45 | 0 | 7702.4894 | 9199.9574 | 12098.4984 | -48517.9606 | -47020.4926 | -44121.9516 | 0.13701 | 0.16364 | 0.2152 | 0.15282
16004 | Lateral Hardening | Lateral Hardening-Fuse-92859987 | Laterals | 13460 | 0.039773 | 7 | 0 | 62959.89 | 0 | 8599.9505 | 10310.581 | 13639.413 | -54359.9395 | -52649.309 | -49320.477 | 0.13659 | 0.16376 | 0.21664 | 0.15275
12418 | Lateral Hardening | Lateral Hardening-Fuse-92946479 | Laterals | 13330 | 0.046023 | 5 | 2 | 100588.68 | 0 | 14115.882 | 16266.519 | 20105.5975 | -86472.798 | -84322.161 | -80483.0825 | 0.14033 | 0.16171 | 0.19988 | 0.1527
18589 | Lateral Hardening | Lateral Hardening-Fuse-60058607 | Laterals | 13610 | 0.084659 | 9 | 15 | 198832.89 | 0 | 27802.9328 | 32229.5786 | 40098.3896 | -171029.9572 | -166603.3114 | -158734.5004 | 0.13983 | 0.16209 | 0.20167 | 0.15269
14592 | Lateral Hardening | Lateral Hardening-Fuse-92886089 | Laterals | 13710 | 0.08125 | 8 | 9 | 175478.25 | 0 | 24518.2787 | 28401.3764 | 35617.7015 | -150959.9713 | -147076.8736 | -139860.5485 | 0.13972 | 0.16185 | 0.20298 | 0.15269
2222 | Lateral Hardening | Lateral Hardening-Fuse-90667493 | Laterals | 14050 | 0.27197 | 16 | 4 | 207253 | 0 | 28427.0375 | 33804.9947 | 44418.4766 | -178825.9625 | -173448.0053 | -162834.5234 | 0.13716 | 0.16311 | 0.21432 | 0.15266
165 | Lateral Hardening | Lateral Hardening-Fuse-10722387 | Laterals | 13817 | 0.2053 | 5 |  | 50000 | 0 | 6823.6488 | 8180.9522 | 10822.2209 | -43176.3512 | -41819.0478 | -39177.7791 | 0.13647 | 0.16362 | 0.21644 | 0.15261
8728 | Lateral Hardening | Lateral Hardening-Fuse-10781391 | Laterals | 13712 | 0.090341 | 6 | 2 | 55381.23 | 0 | 7607.3734 | 9036.9565 | 11740.4848 | -47773.8566 | -46344.2735 | -43640.7452 | 0.13736 | 0.16318 | 0.21199 | 0.15257
13334 | Lateral Hardening | Lateral Hardening-Fuse-10668878 | Laterals | 13723 | 0.16004 | 12 | 6 | 161867.41 | 0 | 22223.3647 | 26388.9845 | 34350.7239 | -139644.0453 | -135478.4255 | -127516.6861 | 0.13729 | 0.16303 | 0.21222 | 0.15251
12204 | Lateral Hardening | Lateral Hardening-Fuse-90830919 | Laterals | 13576 | 0.086364 | 9 | 8 | 158657.19 | 0 | 22443.2559 | 25545.5063 | 30544.3405 | -136213.9341 | -133111.6837 | -128112.8495 | 0.14146 | 0.16101 | 0.19252 | 0.15243
2588 | Lateral Hardening | Lateral Hardening-Fuse-93207524 | Laterals | 13656 | 0.067045 | 4 | 1 | 53953.89 | 0 | 7383.0186 | 8782.2205 | 11530.204 | -46570.8714 | -45171.6695 | -42423.686 | 0.13684 | 0.16277 | 0.2137 | 0.15231
8230 | Lateral Hardening | Lateral Hardening-Fuse-60196058 | Laterals | 13389 | 0.12045 | 5 | 5 | 79753.41 | 0 | 11325.0106 | 12836.0086 | 15007.2114 | -68428.3994 | -66917.4014 | -64746.1986 | 0.142 | 0.16095 | 0.18817 | 0.1523
3179 | Lateral Hardening | Lateral Hardening-Fuse-92949031 | Laterals | 13194 | 0.3517 | 18 | 13 | 249454.11 | 0 | 34863.5666 | 40213.1895 | 50077.864 | -214590.5434 | -209240.9205 | -199376.246 | 0.13976 | 0.1612 | 0.20075 | 0.15229
13854 | Lateral Hardening | Lateral Hardening-Fuse-92126804 | Laterals | 13163 | 0.49375 | 43 | 137 | 807712.45 | 0 | 116036.2081 | 128420.7963 | 148532.7787 | -691676.2419 | -679291.6537 | -659179.6713 | 0.14366 | 0.15899 | 0.18389 | 0.15228
19539 | Lateral Hardening | Lateral Hardening-Fuse-92504900 | Laterals | 13173 | 0.20208 | 10 | 39 | 286887.58 | 0 | 40596.6224 | 46131.6786 | 54825.9755 | -246290.9576 | -240755.9014 | -232061.6045 | 0.14151 | 0.1608 | 0.19111 | 0.15226
18340 | Lateral Hardening | Lateral Hardening-Fuse-93423811 | Laterals | 13840 | 0.040152 | 4 | 21 | 50000 | 0 | 6990.6912 | 8068.4972 | 9964.7243 | -43009.3088 | -41931.5028 | -40035.2757 | 0.13981 | 0.16137 | 0.19929 | 0.15223
4603 | Lateral Hardening | Lateral Hardening-Fuse-60024810 | Laterals | 13303 | 0.076326 | 5 | 1 | 54725.15 | 0 | 7476.1419 | 8912.4471 | 11703.4824 | -47249.0081 | -45812.7029 | -43021.6676 | 0.13661 | 0.16286 | 0.21386 | 0.15221
8266 | Lateral Hardening | Lateral Hardening-Fuse-60346591 | Laterals | 13509 | 0.069508 | 7 | 5 | 101523.08 | 0 | 14234.5568 | 16365.8243 | 20023.6741 | -87288.5232 | -85157.2557 | -81499.4059 | 0.14021 | 0.1612 | 0.19723 | 0.15221
5429 | Lateral Hardening | Lateral Hardening-Fuse-90818527 | Laterals | 13330 | 0.14867 | 9 | 8 | 123822.4 | 0 | 17209.2989 | 19994.6534 | 25114.2156 | -106613.1011 | -103827.7466 | -98708.1844 | 0.13898 | 0.16148 | 0.20282 | 0.15212
14775 | Lateral Hardening | Lateral Hardening-Fuse-10420547 | Laterals | 13825 | 0.1161 | 8 | 11 | 181795.73 | 0 | 25486.1358 | 29267.5619 | 35707.1969 | -156309.5942 | -152528.1681 | -146088.5331 | 0.14019 | 0.16099 | 0.19641 | 0.15205
16539 | Lateral Hardening | Lateral Hardening-Fuse-60011246 | Laterals | 13181 | 0.14811 | 17 | 0 | 66378.49 | 0 | 9025.1111 | 10820.311 | 14313.7123 | -57353.3789 | -55558.179 | -52064.7777 | 0.13596 | 0.16301 | 0.21564 | 0.15205
2821 | Lateral Hardening | Lateral Hardening-Fuse-92529552 | Laterals | 13210 | 0.099621 | 8 | 14 | 168302.91 | 0 | 23268.973 | 27191.6901 | 34611.7424 | -145033.937 | -141111.2199 | -133691.1676 | 0.13826 | 0.16156 | 0.20565 | 0.15199
16562 | Lateral Hardening | Lateral Hardening-Fuse-10637226 | Laterals | 13696 | 0.077462 | 5 | 22 | 65294.41 | 0 | 9053.9618 | 10558.7296 | 13216.0635 | -56240.4482 | -54735.6804 | -52078.3465 | 0.13866 | 0.16171 | 0.20241 | 0.15195
4684 | Lateral Hardening | Lateral Hardening-Fuse-90100453 | Laterals | 13808 | 0.058523 | 4 | 2 | 57175.59 | 0 | 7816.1889 | 9285.0531 | 12114.0059 | -49359.4011 | -47890.5369 | -45061.5841 | 0.1367 | 0.1624 | 0.21187 | 0.15193
3165 | Lateral Hardening | Lateral Hardening-Fuse-10372413 | Laterals | 13993 | 0.1589 | 9 | 5 | 157334.29 | 0 | 21975.4375 | 25321.74 | 31112.4123 | -135358.8525 | -132012.55 | -126221.8777 | 0.13967 | 0.16094 | 0.19775 | 0.15186
4334 | Lateral Hardening | Lateral Hardening-Fuse-10556535 | Laterals | 13298 | 0.099432 | 7 | 2 | 105027.36 | 0 | 14425.5821 | 16970.3826 | 21881.032 | -90601.7779 | -88056.9774 | -83146.328 | 0.13735 | 0.16158 | 0.20834 | 0.15172
10718 | Lateral Hardening | Lateral Hardening-Fuse-10253109 | Laterals | 13605 | 0.16761 | 14 | 27 | 240079.65 | 0 | 33398.4903 | 38559.9969 | 48111.1951 | -206681.1597 | -201519.6531 | -191968.4549 | 0.13911 | 0.16061 | 0.2004 | 0.15169
1025 | Lateral Hardening | Lateral Hardening-Fuse-92065191 | Laterals | 13030 | 0.28125 | 14 | 6 | 247020.15 | 0 | 35041.5205 | 39356.4066 | 46335.0196 | -211978.6295 | -207663.7434 | -200685.1304 | 0.14186 | 0.15932 | 0.18758 | 0.15167
3455 | Lateral Hardening | Lateral Hardening-Fuse-60258399 | Laterals | 13254 | 0.1178 | 5 | 0 | 58172.21 | 0 | 7888.8761 | 9458.0657 | 12511.658 | -50283.3339 | -48714.1443 | -45660.552 | 0.13561 | 0.16259 | 0.21508 | 0.15165
12021 | Lateral Hardening | Lateral Hardening-Fuse-10588283 | Laterals | 13444 | 0.10928 | 10 | 17 | 195931.73 | 0 | 27574.4271 | 31377.5587 | 37516.6266 | -168357.3029 | -164554.1713 | -158415.1034 | 0.14073 | 0.16015 | 0.19148 | 0.15163
12025 | Lateral Hardening | Lateral Hardening-Fuse-10696469 | Laterals | 13961 | 0.065152 | 5 | 2 | 102178.42 | 0 | 14234.1903 | 16419.8835 | 20224.3283 | -87944.2297 | -85758.5365 | -81954.0917 | 0.13931 | 0.1607 | 0.19793 | 0.15159
844 | Lateral Hardening | Lateral Hardening-Fuse-91336907 | Laterals | 13028 | 0.11345 | 7 | 23 | 171984.76 | 0 | 24062.8778 | 27569.4457 | 33609.7033 | -147921.8822 | -144415.3143 | -138375.0567 | 0.13991 | 0.1603 | 0.19542 | 0.15158
4571 | Lateral Hardening | Lateral Hardening-Fuse-10097011 | Laterals | 13461 | 0.079735 | 4 | 3 | 62868.47 | 0 | 8586.3141 | 10183.4346 | 13185.2503 | -54282.1559 | -52685.0354 | -49683.2197 | 0.13658 | 0.16198 | 0.20973 | 0.15151
8540 | Lateral Hardening | Lateral Hardening-Fuse-10197003 | Laterals | 13359 | 0.049811 | 7 | 9 | 83961.55 | 0 | 11495.9187 | 13561.0714 | 17539.9537 | -72465.6313 | -70400.4786 | -66421.5963 | 0.13692 | 0.16152 | 0.2089 | 0.1515
7610 | Lateral Hardening | Lateral Hardening-Fuse-92321587 | Laterals | 13838 | 0.17973 | 15 | 13 | 226588.94 | 0 | 31523.1059 | 36303.9999 | 45078.0079 | -195065.8341 | -190284.9401 | -181510.9321 | 0.13912 | 0.16022 | 0.19894 | 0.15143
10916 | Lateral Hardening | Lateral Hardening-Fuse-10895188 | Laterals | 13003 | 0.17064 | 8 | 5 | 74347.93 | 0 | 10154.026 | 12035.2454 | 15555.1199 | -64193.904 | -62312.6846 | -58792.8101 | 0.13657 | 0.16188 | 0.20922 | 0.15143
7137 | Lateral Hardening | Lateral Hardening-Fuse-10097031 | Laterals | 13906 | 0.089205 | 4 | 2 | 55286.79 | 0 | 7737.5885 | 8839.5476 | 10776.1582 | -47549.2015 | -46447.2424 | -44510.6318 | 0.13995 | 0.15989 | 0.19491 | 0.15143
19541 | Lateral Hardening | Lateral Hardening-Fuse-10650485 | Laterals | 13391 | 0.098295 | 6 | 2 | 100494.24 | 0 | 14076.1271 | 16080.2593 | 19479.1686 | -86418.1129 | -84413.9807 | -81015.0714 | 0.14007 | 0.16001 | 0.19383 | 0.15143
15560 | Lateral Hardening | Lateral Hardening-Fuse-10169244 | Laterals | 13210 | 0.057386 | 8 | 9 | 141886.62 | 0 | 19393.4978 | 22915.1966 | 29630.3133 | -122493.1222 | -118971.4234 | -112256.3067 | 0.13668 | 0.1615 | 0.20883 | 0.15134
2692 | Lateral Hardening | Lateral Hardening-Fuse-90503634 | Laterals | 14274 | 0.21837 | 12 | 3 | 110473.4 | 0 | 15018.2936 | 17895.2553 | 23398.8081 | -95455.1064 | -92578.1447 | -87074.5919 | 0.13594 | 0.16199 | 0.2118 | 0.15134
1884 | Lateral Hardening | Lateral Hardening-Fuse-92680599 | Laterals | 13805 | 0.044508 | 4 | 1 | 52080.83 | 0 | 7081.1185 | 8423.1055 | 11058.7207 | -44999.7115 | -43657.7245 | -41022.1093 | 0.13596 | 0.16173 | 0.21234 | 0.15133
9325 | Lateral Hardening | Lateral Hardening-Fuse-92604711 | Laterals | 13390 | 0.05625 | 4 | 1 | 53056.71 | 0 | 7212.5418 | 8579.1407 | 11264.3391 | -45844.1682 | -44477.5693 | -41792.3709 | 0.13594 | 0.1617 | 0.21231 | 0.1513
18310 | Lateral Hardening | Lateral Hardening-Fuse-90800616 | Laterals | 13839 | 0.24451 | 13 | 14 | 271476.59 | 0 | 38375.0654 | 43261.0808 | 50583.2507 | -233101.5246 | -228215.5092 | -220893.3393 | 0.14136 | 0.15935 | 0.18633 | 0.15125
13625 | Lateral Hardening | Lateral Hardening-Fuse-91387804 | Laterals | 13153 | 0.23087 | 16 | 21 | 261770.06 | 0 | 36660.6056 | 41775.6613 | 50552.9351 | -225109.4544 | -219994.3987 | -211217.1249 | 0.14005 | 0.15959 | 0.19312 | 0.15122
4147 | Lateral Hardening | Lateral Hardening-Fuse-10758567 | Laterals | 13422 | 0.17102 | 12 | 8 | 171572.61 | 0 | 24040.3099 | 27396.1395 | 32969.2649 | -147532.3001 | -144176.4705 | -138603.3451 | 0.14012 | 0.15968 | 0.19216 | 0.15119
14261 | Lateral Hardening | Lateral Hardening-Fuse-60265519 | Laterals | 13377 | 0.072348 | 6 | 6 | 54394.61 | 0 | 7418.1637 | 8787.243 | 11355.974 | -46976.4463 | -45607.367 | -43038.636 | 0.13638 | 0.16155 | 0.20877 | 0.15117
11840 | Lateral Hardening | Lateral Hardening-Fuse-10916864 | Laterals | 13805 | 0.31553 | 14 | 15 | 289677.77 | 0 | 40642.9857 | 46205.8752 | 55272.8496 | -249034.7843 | -243471.8948 | -234404.9204 | 0.1403 | 0.15951 | 0.19081 | 0.15112
10851 | Lateral Hardening | Lateral Hardening-Fuse-10716343 | Laterals | 13959 | 0.19962 | 11 | 8 | 200222.96 | 0 | 28229.7335 | 31848.7345 | 37537.6942 | -171993.2265 | -168374.2255 | -162685.2658 | 0.14099 | 0.15907 | 0.18748 | 0.15106
19423 | Lateral Hardening | Lateral Hardening-Fuse-10165361 | Laterals | 13045 | 0.03447 | 3 | 11 | 50000 | 0 | 6934.7355 | 8002.7044 | 9898.233 | -43065.2645 | -41997.2956 | -40101.767 | 0.13869 | 0.16005 | 0.19796 | 0.15103
5584 | Lateral Hardening | Lateral Hardening-Fuse-60562109 | Laterals | 13921 | 0.14754 | 8 | 11 | 144395.32 | 0 | 19726.694 | 23237.3097 | 29901.9245 | -124668.626 | -121158.0103 | -114493.3955 | 0.13662 | 0.16093 | 0.20708 | 0.15096
18907 | Lateral Hardening | Lateral Hardening-Fuse-91371504 | Laterals | 13942 | 0.045833 | 5 | 1 | 79616.53 | 0 | 11192.0376 | 12719.8293 | 14868.2643 | -68424.4924 | -66896.7007 | -64748.2657 | 0.14057 | 0.15976 | 0.18675 | 0.15095
3574 | Lateral Hardening | Lateral Hardening-Fuse-60214878 | Laterals | 14355 | 0.2447 | 19 | 0 | 110443.06 | 0 | 14904.082 | 17868.6779 | 23637.686 | -95538.978 | -92574.3821 | -86805.374 | 0.13495 | 0.16179 | 0.21403 | 0.15091
8459 | Lateral Hardening | Lateral Hardening-Fuse-10080918 | Laterals | 13668 | 0.10814 | 6 | 2 | 50000 | 0 | 6789.9823 | 8065.9422 | 10482.6759 | -43210.0177 | -41934.0578 | -39517.3241 | 0.1358 | 0.16132 | 0.20965 | 0.15084
2281 | Lateral Hardening | Lateral Hardening-Fuse-60071434 | Laterals | 13417 | 0.13845 | 15 | 28 | 238996.84 | 0 | 32865.3811 | 38341.9435 | 48173.9618 | -206131.4589 | -200654.8965 | -190822.8782 | 0.13751 | 0.16043 | 0.20157 | 0.15079
2866 | Lateral Hardening | Lateral Hardening-Fuse-93323832 | Laterals | 13723 | 0.13712 | 9 | 5 | 147155.51 | 0 | 20572.9252 | 23449.666 | 28053.0252 | -126582.5848 | -123705.844 | -119102.4848 | 0.1398 | 0.15935 | 0.19064 | 0.15075
342 | Lateral Hardening | Lateral Hardening-Fuse-91646305 | Laterals | 13120 | 0.14545 | 9 | 0 | 95107.23 | 0 | 12832.775 | 15368.2606 | 20251.0125 | -82274.455 | -79738.9694 | -74856.2175 | 0.13493 | 0.16159 | 0.21293 | 0.15073
12856 | Lateral Hardening | Lateral Hardening-Fuse-60028695 | Laterals | 13007 | 0.044129 | 1 | 2 | 50000 | 0 | 7036.9698 | 7954.0153 | 9262.1572 | -42963.0302 | -42045.9847 | -40737.8428 | 0.14074 | 0.15908 | 0.18524 | 0.15069
1576 | Lateral Hardening | Lateral Hardening-Fuse-10165810 | Laterals | 13072 | 0.14735 | 12 | 11 | 167891.36 | 0 | 23248.2556 | 26775.6262 | 33162.0252 | -144643.1044 | -141115.7338 | -134729.3348 | 0.13847 | 0.15948 | 0.19752 | 0.15068
647 | Lateral Hardening | Lateral Hardening-Fuse-90393956 | Laterals | 13147 | 0.16117 | 9 | 16 | 195506.93 | 0 | 27366.9687 | 31077.842 | 36999.5676 | -168139.9613 | -164429.088 | -158507.3624 | 0.13998 | 0.15896 | 0.18925 | 0.1506
6376 | Lateral Hardening | Lateral Hardening-Fuse-60205821 | Laterals | 13815 | 0.090909 | 7 | 1 | 99880.38 | 0 | 13483.0173 | 16103.5517 | 21185.1685 | -86397.3627 | -83776.8283 | -78695.2115 | 0.13499 | 0.16123 | 0.21211 | 0.15057
18326 | Lateral Hardening | Lateral Hardening-Fuse-92441930 | Laterals | 13896 | 0.060606 | 8 | 6 | 68630.05 | 0 | 9356.241 | 11001.8452 | 14166.8195 | -59273.809 | -57628.2048 | -54463.2305 | 0.13633 | 0.16031 | 0.20642 | 0.15053
6546 | Lateral Hardening | Lateral Hardening-Fuse-92940587 | Laterals | 13006 | 0.18258 | 9 | 0 | 124134.35 | 0 | 16706.7662 | 20029.937 | 26496.7204 | -107427.5838 | -104104.413 | -97637.6296 | 0.13459 | 0.16136 | 0.21345 | 0.1505
2074 | Lateral Hardening | Lateral Hardening-Fuse-10487466 | Laterals | 13458 | 0.050189 | 4 |  | 50000 | 0 | 6725.8104 | 8063.6527 | 10667.0505 | -43274.1896 | -41936.3473 | -39332.9495 | 0.13452 | 0.16127 | 0.21334 | 0.15043
2240 | Lateral Hardening | Lateral Hardening-Fuse-60214778 | Laterals | 13770 | 0.15966 | 12 | 8 | 133612.68 | 0 | 18092.7317 | 21488.7913 | 27948.6248 | -115519.9483 | -112123.8887 | -105664.0552 | 0.13541 | 0.16083 | 0.20918 | 0.15041
6141 | Lateral Hardening | Lateral Hardening-Fuse-93012887 | Laterals | 14079 | 0.060985 | 7 |  | 86449.5 | 0 | 11623.6326 | 13935.7089 | 18434.9347 | -74825.8674 | -72513.7911 | -68014.5653 | 0.13446 | 0.1612 | 0.21325 | 0.15036
16375 | Lateral Hardening | Lateral Hardening-Fuse-60062649 | Laterals | 13204 | 0.13447 | 12 | 21 | 263144.44 | 0 | 36033.4825 | 42030.7267 | 53351.2207 | -227110.9575 | -221113.7133 | -209793.2193 | 0.13693 | 0.15972 | 0.20275 | 0.15035
958 | Lateral Hardening | Lateral Hardening-Fuse-60133611 | Laterals | 13826 | 0.10208 | 7 | 2 | 56865.79 | 0 | 7688.5484 | 9136.7837 | 11928.5901 | -49177.2416 | -47729.0063 | -44937.1999 | 0.13521 | 0.16067 | 0.20977 | 0.1503
9198 | Lateral Hardening | Lateral Hardening-Fuse-92631712 | Laterals | 13303 | 0.1642 | 9 | 1 | 62028.51 | 0 | 8351.621 | 9980.5674 | 13146.4409 | -53676.889 | -52047.9426 | -48882.0691 | 0.13464 | 0.1609 | 0.21194 | 0.15025
11041 | Lateral Hardening | Lateral Hardening-Fuse-91502662 | Laterals | 13146 | 0.17159 | 8 | 4 | 106076.94 | 0 | 14760.1634 | 16833.7019 | 20287.0291 | -91316.7766 | -89243.2381 | -85789.9109 | 0.13915 | 0.15869 | 0.19125 | 0.15022
8723 | Lateral Hardening | Lateral Hardening-Fuse-93256695 | Laterals | 13175 | 0.14034 | 14 | 38 | 241743.09 | 0 | 33077.114 | 38637.0925 | 48555.3298 | -208665.976 | -203105.9975 | -193187.7602 | 0.13683 | 0.15983 | 0.20086 | 0.15013
8604 | Lateral Hardening | Lateral Hardening-Fuse-91463216 | Laterals | 13102 | 0.19811 | 16 | 37 | 361940.29 | 0 | 50450.9218 | 57396.3546 | 68443.0855 | -311489.3682 | -304543.9354 | -293497.2045 | 0.13939 | 0.15858 | 0.1891 | 0.15012
2578 | Lateral Hardening | Lateral Hardening-Fuse-10650537 | Laterals | 13391 | 0.13674 | 6 | 6 | 99250.78 | 0 | 13882.5165 | 15706.1914 | 18572.8701 | -85368.2635 | -83544.5886 | -80677.9099 | 0.13987 | 0.15825 | 0.18713 | 0.15011
15121 | Lateral Hardening | Lateral Hardening-Fuse-10363905 | Laterals | 14071 | 0.058523 | 4 | 1 | 50000 | 0 | 6909.2274 | 7930.8539 | 9712.3992 | -43090.7726 | -42069.1461 | -40287.6008 | 0.13818 | 0.15862 | 0.19425 | 0.14992
11877 | Lateral Hardening | Lateral Hardening-Fuse-10595473 | Laterals | 13698 | 0.06572 | 6 | 9 | 76915.03 | 0 | 10730.9811 | 12202.4062 | 14245.7248 | -66184.0489 | -64712.6238 | -62669.3052 | 0.13952 | 0.15865 | 0.18521 | 0.14983
16659 | Lateral Hardening | Lateral Hardening-Fuse-10274724 | Laterals | 13624 | 0.14924 | 13 | 16 | 267489.37 | 0 | 37349.25 | 42311.1385 | 49733.6286 | -230140.12 | -225178.2315 | -217755.7414 | 0.13963 | 0.15818 | 0.18593 | 0.14982
4643 | Lateral Hardening | Lateral Hardening-Fuse-92612894 | Laterals | 13390 | 0.15057 | 4 | 2 | 104838.48 | 0 | 14711.0514 | 16495.2448 | 19215.9976 | -90127.4286 | -88343.2352 | -85622.4824 | 0.14032 | 0.15734 | 0.18329 | 0.14972
4642 | Lateral Hardening | Lateral Hardening-Fuse-10075360 | Laterals | 13656 | 0.11799 | 9 | 0 | 50000 | 0 | 6689.5825 | 8020.2185 | 10609.5934 | -43310.4175 | -41979.7815 | -39390.4066 | 0.13379 | 0.1604 | 0.21219 | 0.14962
12944 | Lateral Hardening | Lateral Hardening-Fuse-90872926 | Laterals | 13835 | 0.12727 | 11 | 23 | 221007.03 | 0 | 30518.5013 | 34977.5853 | 42511.2001 | -190488.5287 | -186029.4447 | -178495.8299 | 0.13809 | 0.15826 | 0.19235 | 0.14957
16591 | Lateral Hardening | Lateral Hardening-Fuse-10716319 | Laterals | 13959 | 0.059848 | 3 | 1 | 53355.77 | 0 | 7268.769 | 8465.1931 | 10787.2526 | -46087.001 | -44890.5769 | -42568.5174 | 0.13623 | 0.15866 | 0.20218 | 0.14955
10775 | Lateral Hardening | Lateral Hardening-Fuse-10674230 | Laterals | 13414 | 0.26383 | 11 | 0 | 169984.25 | 0 | 23553.6459 | 26804.2128 | 32465.978 | -146430.6041 | -143180.0372 | -137518.272 | 0.13856 | 0.15769 | 0.19099 | 0.14954
14345 | Lateral Hardening | Lateral Hardening-Fuse-93321091 | Laterals | 13723 | 0.20909 | 8 | 4 | 210904.68 | 0 | 29357.8602 | 33155.1348 | 39756.8272 | -181546.8198 | -177749.5452 | -171147.8528 | 0.1392 | 0.1572 | 0.18851 | 0.14953
8467 | Lateral Hardening | Lateral Hardening-Fuse-10595527 | Laterals | 13294 | 0.075 | 4 | 1 | 54614.97 | 0 | 7365.8685 | 8724.2177 | 11293.0408 | -47249.1015 | -45890.7523 | -43321.9292 | 0.13487 | 0.15974 | 0.20678 | 0.14952
6398 | Lateral Hardening | Lateral Hardening-Fuse-93299112 | Laterals | 13808 | 0.070833 | 3 | 1 | 50000 | 0 | 6878.6883 | 7898.9488 | 9702.9966 | -43121.3117 | -42101.0512 | -40297.0034 | 0.13757 | 0.15798 | 0.19406 | 0.14934
16523 | Lateral Hardening | Lateral Hardening-Fuse-10409230 | Laterals | 13631 | 0.13314 | 8 | 28 | 126461.72 | 0 | 17260.3796 | 20090.0054 | 25022.7125 | -109201.3404 | -106371.7146 | -101439.0075 | 0.13649 | 0.15886 | 0.19787 | 0.14934
6725 | Lateral Hardening | Lateral Hardening-Fuse-92027052 | Laterals | 13470 | 0.10758 | 6 | 3 | 50000 | 0 | 6708.9852 | 7975.2346 | 10408.2589 | -43291.0148 | -42024.7654 | -39591.7411 | 0.13418 | 0.1595 | 0.20817 | 0.14918
19278 | Lateral Hardening | Lateral Hardening-Fuse-92383584 | Laterals | 13820 | 0.045455 | 7 | 2 | 56089.53 | 0 | 7514.4788 | 8950.1488 | 11728.1445 | -48575.0512 | -47139.3812 | -44361.3855 | 0.13397 | 0.15957 | 0.2091 | 0.14916
4181 | Lateral Hardening | Lateral Hardening-Fuse-10758580 | Laterals | 13431 | 0.13087 | 6 | 3 | 97316.55 | 0 | 13056.7486 | 15516.5723 | 20255.4656 | -84259.8014 | -81799.9777 | -77061.0844 | 0.13417 | 0.15944 | 0.20814 | 0.14915
16693 | Lateral Hardening | Lateral Hardening-Fuse-91473920 | Laterals | 13638 | 0.094129 | 11 | 1 | 107467.87 | 0 | 14957.845 | 16868.1582 | 19917.2998 | -92510.025 | -90599.7118 | -87550.5702 | 0.13918 | 0.15696 | 0.18533 | 0.14913
3834 | Lateral Hardening | Lateral Hardening-Fuse-93327818 | Laterals | 13889 | 0.10682 | 10 | 13 | 180007.11 | 0 | 24891.7335 | 28311.1441 | 34096.211 | -155115.3765 | -151695.9659 | -145910.899 | 0.13828 | 0.15728 | 0.18942 | 0.14909
19190 | Lateral Hardening | Lateral Hardening-Fuse-92205511 | Laterals | 13043 | 0.077841 | 10 | 21 | 161165.64 | 0 | 21872.954 | 25593.4464 | 32254.6933 | -139292.686 | -135572.1936 | -128910.9467 | 0.13572 | 0.1588 | 0.20013 | 0.14908
17185 | Lateral Hardening | Lateral Hardening-Fuse-91174235 | Laterals | 14124 | 0.14678 | 7 | 6 | 67931.75 | 0 | 9157.6438 | 10799.6276 | 13924.8957 | -58774.1062 | -57132.1224 | -54006.8543 | 0.13481 | 0.15898 | 0.20498 | 0.14908
17461 | Lateral Hardening | Lateral Hardening-Fuse-91424652 | Laterals | 13236 | 0.029356 | 3 | 1 | 50821.63 | 0 | 6843.8988 | 8084.9997 | 10439.7517 | -43977.7312 | -42736.6303 | -40381.8783 | 0.13467 | 0.15909 | 0.20542 | 0.14907
5113 | Lateral Hardening | Lateral Hardening-Fuse-90444860 | Laterals | 13163 | 0.10019 | 8 | 16 | 252944.18 | 0 | 35079.3288 | 39751.8003 | 47308.253 | -217864.8512 | -213192.3797 | -205635.927 | 0.13868 | 0.15716 | 0.18703 | 0.14906
15577 | Lateral Hardening | Lateral Hardening-Fuse-90101690 | Laterals | 13959 | 0.19659 | 11 | 6 | 167287.89 | 0 | 23143.0495 | 26340.19 | 31468.9553 | -144144.8405 | -140947.7 | -135818.9347 | 0.13834 | 0.15745 | 0.18811 | 0.14905
17952 | Lateral Hardening | Lateral Hardening-Fuse-92007503 | Laterals | 13479 | 0.11477 | 6 | 3 | 127845.06 | 0 | 17517.859 | 20141.8285 | 25008.6084 | -110327.201 | -107703.2315 | -102836.4516 | 0.13702 | 0.15755 | 0.19562 | 0.14904
15401 | Lateral Hardening | Lateral Hardening-Fuse-91363794 | Laterals | 13983 | 0.17405 | 10 | 3 | 58408.31 | 0 | 7828.0652 | 9297.8445 | 12128.2032 | -50580.2448 | -49110.4655 | -46280.1068 | 0.13402 | 0.15919 | 0.20765 | 0.14893
14999 | Lateral Hardening | Lateral Hardening-Fuse-90481737 | Laterals | 13458 | 0.079735 | 5 | 3 | 150754.97 | 0 | 20940.1417 | 23676.3275 | 27807.5677 | -129814.8283 | -127078.6425 | -122947.4023 | 0.1389 | 0.15705 | 0.18446 | 0.1489
15020 | Lateral Hardening | Lateral Hardening-Fuse-10791863 | Laterals | 13243 | 0.097917 | 9 | 15 | 127464.08 | 0 | 17288.8253 | 20145.9738 | 25625.6998 | -110175.2547 | -107318.1062 | -101838.3802 | 0.13564 | 0.15805 | 0.20104 | 0.1489
12400 | Lateral Hardening | Lateral Hardening-Fuse-92552659 | Laterals | 13900 | 0.20833 | 11 | 5 | 105200.5 | 0 | 14125.158 | 16737.9083 | 21665.888 | -91075.342 | -88462.5917 | -83534.612 | 0.13427 | 0.1591 | 0.20595 | 0.14889
13648 | Lateral Hardening | Lateral Hardening-Fuse-91282226 | Laterals | 13224 | 0.097348 | 7 | 10 | 119556.86 | 0 | 16329.0646 | 18898.0928 | 23293.0952 | -103227.7954 | -100658.7672 | -96263.7648 | 0.13658 | 0.15807 | 0.19483 | 0.14885
7124 | Lateral Hardening | Lateral Hardening-Fuse-90903016 | Laterals | 13586 | 0.085038 | 7 | 1 | 55449.19 | 0 | 7399.6235 | 8837.6293 | 11623.7108 | -48049.5665 | -46611.5607 | -43825.4792 | 0.13345 | 0.15938 | 0.20963 | 0.14885
19305 | Lateral Hardening | Lateral Hardening-Fuse-92686535 | Laterals | 13793 | 0.047159 | 5 | 0 | 50000 | 0 | 6654.1074 | 7977.687 | 10553.3303 | -43345.8926 | -42022.313 | -39446.6697 | 0.13308 | 0.15955 | 0.21107 | 0.14882
2368 | Lateral Hardening | Lateral Hardening-Fuse-10562371 | Laterals | 13296 | 0.11818 | 12 | 33 | 260773.44 | 0 | 35561.4154 | 41144.4289 | 51246.8089 | -225212.0246 | -219629.0111 | -209526.6311 | 0.13637 | 0.15778 | 0.19652 | 0.14881
17190 | Lateral Hardening | Lateral Hardening-Fuse-91599837 | Laterals | 13207 | 0.083333 | 9 | 12 | 226128.47 | 0 | 30838.253 | 35654.7656 | 44467.9592 | -195290.217 | -190473.7044 | -181660.5108 | 0.13637 | 0.15767 | 0.19665 | 0.14879
16483 | Lateral Hardening | Lateral Hardening-Fuse-60350622 | Laterals | 13143 | 0.072159 | 8 | 11 | 138130.8 | 0 | 18599.0718 | 21909.0127 | 28192.6631 | -119531.7282 | -116221.7873 | -109938.1369 | 0.13465 | 0.15861 | 0.2041 | 0.14878
19528 | Lateral Hardening | Lateral Hardening-Fuse-60006819 | Laterals | 13092 | 0.098295 | 10 | 11 | 171438.81 | 0 | 23656.3614 | 26888.8179 | 32442.6693 | -147782.4486 | -144549.9921 | -138996.1407 | 0.13799 | 0.15684 | 0.18924 | 0.14877
16687 | Lateral Hardening | Lateral Hardening-Fuse-10744370 | Laterals | 13329 | 0.18125 | 11 | 21 | 297659.43 | 0 | 41434.3046 | 46689.4693 | 54128.1835 | -256225.1254 | -250969.9607 | -243531.2465 | 0.1392 | 0.15686 | 0.18185 | 0.14876
10222 | Lateral Hardening | Lateral Hardening-Fuse-92629848 | Laterals | 13279 | 0.17159 | 14 | 20 | 252913.44 | 0 | 34847.2432 | 39717.9936 | 47943.7893 | -218066.1968 | -213195.4464 | -204969.6507 | 0.13778 | 0.15704 | 0.18957 | 0.14874
8824 | Lateral Hardening | Lateral Hardening-Fuse-92615942 | Laterals | 13112 | 0.13277 | 15 | 28 | 281126.74 | 0 | 38539.1777 | 44261.0782 | 54077.6978 | -242587.5623 | -236865.6618 | -227049.0422 | 0.13709 | 0.15744 | 0.19236 | 0.14872
9786 | Lateral Hardening | Lateral Hardening-Fuse-93263744 | Laterals | 13657 | 0.043939 | 4 | 3 | 52033.61 | 0 | 6974.2859 | 8274.5648 | 10706.7207 | -45059.3241 | -43759.0452 | -41326.8893 | 0.13403 | 0.15902 | 0.20577 | 0.1487
7822 | Lateral Hardening | Lateral Hardening-Fuse-10095424 | Laterals | 13786 | 0.097348 | 8 | 2 | 104854.22 | 0 | 14008.3517 | 16654.8735 | 21883.3399 | -90845.8683 | -88199.3465 | -82970.8801 | 0.1336 | 0.15884 | 0.2087 | 0.14868
3697 | Lateral Hardening | Lateral Hardening-Fuse-93040935 | Laterals | 13813 | 0.031439 | 5 | 2 | 54924.77 | 0 | 7346.8695 | 8726.9484 | 11371.1695 | -47577.9005 | -46197.8216 | -43553.6005 | 0.13376 | 0.15889 | 0.20703 | 0.14863
15456 | Lateral Hardening | Lateral Hardening-Fuse-10633654 | Laterals | 13241 | 0.039205 | 7 | 0 | 70781.43 | 0 | 9521.1459 | 11198.0474 | 14430.1182 | -61260.2841 | -59583.3826 | -56351.3118 | 0.13451 | 0.15821 | 0.20387 | 0.14856
7921 | Lateral Hardening | Lateral Hardening-Fuse-10759874 | Laterals | 13813 | 0.18674 | 9 | 4 | 59462.89 | 0 | 7955.4378 | 9450.9129 | 12248.4254 | -51507.4522 | -50011.9771 | -47214.4646 | 0.13379 | 0.15894 | 0.20598 | 0.14855
5247 | Lateral Hardening | Lateral Hardening-Fuse-90279346 | Laterals | 13060 | 0.18542 | 16 | 33 | 345165.71 | 0 | 47578.721 | 54183.1369 | 64648.9616 | -297586.989 | -290982.5731 | -280516.7484 | 0.13784 | 0.15698 | 0.1873 | 0.14853
12890 | Lateral Hardening | Lateral Hardening-Fuse-92483712 | Laterals | 13672 | 0.1625 | 13 | 0 | 247213.96 | 0 | 34242.5167 | 38650.8262 | 45776.45 | -212971.4433 | -208563.1338 | -201437.51 | 0.13851 | 0.15635 | 0.18517 | 0.14853
10634 | Lateral Hardening | Lateral Hardening-Fuse-92156616 | Laterals | 13748 | 0.087689 | 6 | 9 | 146923.42 | 0 | 19990.3697 | 23143.8327 | 28759.9899 | -126933.0503 | -123779.5873 | -118163.4301 | 0.13606 | 0.15752 | 0.19575 | 0.14847
11800 | Lateral Hardening | Lateral Hardening-Fuse-60146703 | Laterals | 13326 | 0.14678 | 12 | 19 | 279074.75 | 0 | 38623.3853 | 43744.1048 | 51240.0292 | -240451.3647 | -235330.6452 | -227834.7208 | 0.1384 | 0.15675 | 0.18361 | 0.14842
494 | Lateral Hardening | Lateral Hardening-Fuse-10254049 | Laterals | 13583 | 0.092614 | 5 | 3 | 56078.79 | 0 | 7500.8078 | 8894.8177 | 11496.8562 | -48577.9822 | -47183.9723 | -44581.9338 | 0.13375 | 0.15861 | 0.20501 | 0.14834
14122 | Lateral Hardening | Lateral Hardening-Fuse-10599405 | Laterals | 13473 | 0.054924 | 5 | 5 | 50000 | 0 | 6733.5095 | 7885.5326 | 10109.0193 | -43266.4905 | -42114.4674 | -39890.9807 | 0.13467 | 0.15771 | 0.20218 | 0.14833
10291 | Lateral Hardening | Lateral Hardening-Fuse-92827973 | Laterals | 13961 | 0.1803 | 9 | 2 | 111748.34 | 0 | 14883.1961 | 17702.1842 | 23258.2546 | -96865.1439 | -94046.1558 | -88490.0854 | 0.13318 | 0.15841 | 0.20813 | 0.14825
15536 | Lateral Hardening | Lateral Hardening-Fuse-92169754 | Laterals | 13964 | 0.23409 | 24 | 0 | 253869.09 | 0 | 34495.4044 | 39808.9851 | 49866.5398 | -219373.6856 | -214060.1049 | -204002.5502 | 0.13588 | 0.15681 | 0.19643 | 0.14821
1195 | Lateral Hardening | Lateral Hardening-Fuse-10807550 | Laterals | 13020 | 0.11439 | 8 | 9 | 105253.46 | 0 | 14176.2415 | 16577.3229 | 21181.3023 | -91077.2185 | -88676.1371 | -84072.1577 | 0.13469 | 0.1575 | 0.20124 | 0.14819
15191 | Lateral Hardening | Lateral Hardening-Fuse-60371216 | Laterals | 13993 | 0.19659 | 9 | 8 | 156027.87 | 0 | 21502.851 | 24394.8207 | 28989.5267 | -134525.019 | -131633.0493 | -127038.3433 | 0.13781 | 0.15635 | 0.1858 | 0.14817
8412 | Lateral Hardening | Lateral Hardening-Fuse-93248048 | Laterals | 13175 | 0.14205 | 10 | 14 | 146851.5 | 0 | 19802.878 | 23110.7264 | 29426.2894 | -127048.622 | -123740.7736 | -117425.2106 | 0.13485 | 0.15737 | 0.20038 | 0.14816
787 | Lateral Hardening | Lateral Hardening-Fuse-10366515 | Laterals | 13089 | 0.061932 | 7 | 7 | 72670.23 | 0 | 9772.0935 | 11442.9578 | 14678.41 | -62898.1365 | -61227.2722 | -57991.82 | 0.13447 | 0.15746 | 0.20199 | 0.14812
17578 | Lateral Hardening | Lateral Hardening-Fuse-10601413 | Laterals | 13661 | 0.17784 | 8 | 40 | 50000 | 0 | 6748.0893 | 7882.6012 | 9922.7148 | -43251.9107 | -42117.3988 | -40077.2852 | 0.13496 | 0.15765 | 0.19845 | 0.14812
19325 | Lateral Hardening | Lateral Hardening-Fuse-10388844 | Laterals | 13221 | 0.27121 | 15 |  | 273072.2 | 0 | 37366.08 | 42741.6625 | 52044.8521 | -235706.12 | -230330.5375 | -221027.3479 | 0.13684 | 0.15652 | 0.19059 | 0.14812
13736 | Lateral Hardening | Lateral Hardening-Fuse-60037992 | Laterals | 13399 | 0.10341 | 10 | 9 | 217504.6 | 0 | 29977.6205 | 34096.554 | 39971.6564 | -187526.9795 | -183408.046 | -177532.9436 | 0.13783 | 0.15676 | 0.18377 | 0.1481
2046 | Lateral Hardening | Lateral Hardening-Fuse-93370788 | Laterals | 14024 | 0.15644 | 11 | 15 | 136257.74 | 0 | 18354.8472 | 21435.3685 | 27295.6696 | -117902.8928 | -114822.3715 | -108962.0704 | 0.13471 | 0.15731 | 0.20032 | 0.14805
3735 | Lateral Hardening | Lateral Hardening-Fuse-90260216 | Laterals | 13656 | 0.18731 | 12 | 0 | 63440.11 | 0 | 8398.7831 | 10069.3991 | 13320.3641 | -55041.3269 | -53370.7109 | -50119.7459 | 0.13239 | 0.15872 | 0.20997 | 0.14805
13920 | Lateral Hardening | Lateral Hardening-Fuse-10087570 | Laterals | 13389 | 0.12595 | 5 |  | 50000 | 0 | 6664.3917 | 7910.4111 | 10301.1276 | -43335.6083 | -42089.5889 | -39698.8724 | 0.13329 | 0.15821 | 0.20602 | 0.14804
16337 | Lateral Hardening | Lateral Hardening-Fuse-92226570 | Laterals | 13753 | 0.11932 | 9 | 20 | 266323.92 | 0 | 36445.6609 | 41620.0358 | 50655.0505 | -229878.2591 | -224703.8842 | -215668.8695 | 0.13685 | 0.15628 | 0.1902 | 0.14801
8453 | Lateral Hardening | Lateral Hardening-Fuse-92124135 | Laterals | 13470 | 0.079356 | 6 | 7 | 110201.56 | 0 | 15158.6468 | 17180.3791 | 20574.6524 | -95042.9132 | -93021.1809 | -89626.9076 | 0.13755 | 0.1559 | 0.1867 | 0.14797
5601 | Lateral Hardening | Lateral Hardening-Fuse-10456315 | Laterals | 13225 | 0.050189 | 5 | 7 | 72203.03 | 0 | 9677.3328 | 11372.2433 | 14621.71 | -62525.6972 | -60830.7867 | -57581.32 | 0.13403 | 0.1575 | 0.20251 | 0.14792
16466 | Lateral Hardening | Lateral Hardening-Fuse-10650489 | Laterals | 13391 | 0.074242 | 4 | 2 | 64759.25 | 0 | 8616.3748 | 10242.3828 | 13360.0203 | -56142.8752 | -54516.8672 | -51399.2297 | 0.13305 | 0.15816 | 0.2063 | 0.14791
11765 | Lateral Hardening | Lateral Hardening-Fuse-10493794 | Laterals | 13672 | 0.15644 | 12 | 19 | 148556.42 | 0 | 19974.857 | 23357.4757 | 29779.2431 | -128581.563 | -125198.9443 | -118777.1769 | 0.13446 | 0.15723 | 0.20046 | 0.14789
10128 | Lateral Hardening | Lateral Hardening-Fuse-60371578 | Laterals | 13807 | 0.062121 | 7 | 1 | 50000 | 0 | 6640.8596 | 7902.4352 | 10381.1302 | -43359.1404 | -42097.5648 | -39618.8698 | 0.13282 | 0.15805 | 0.20762 | 0.14787
8818 | Lateral Hardening | Lateral Hardening-Fuse-93044164 | Laterals | 13199 | 0.10152 | 11 | 18 | 164150.5 | 0 | 21995.9115 | 25835.5911 | 33227.9362 | -142154.5885 | -138314.9089 | -130922.5638 | 0.134 | 0.15739 | 0.20242 | 0.14786
9857 | Lateral Hardening | Lateral Hardening-Fuse-91508515 | Laterals | 13808 | 0.093939 | 5 | 1 | 56188.97 | 0 | 7453.8246 | 8882.6543 | 11665.1262 | -48735.1454 | -47306.3157 | -44523.8438 | 0.13266 | 0.15809 | 0.20761 | 0.14778
8747 | Lateral Hardening | Lateral Hardening-Fuse-90746960 | Laterals | 13813 | 0.056439 | 7 | 2 | 101454.38 | 0 | 13469.9933 | 16019.04 | 21044.832 | -87984.3867 | -85435.34 | -80409.548 | 0.13277 | 0.15789 | 0.20743 | 0.14777
1068 | Lateral Hardening | Lateral Hardening-Fuse-92164281 | Laterals | 13722 | 0.15814 | 13 | 6 | 157271.33 | 0 | 21085.6079 | 24717.2905 | 31663.8912 | -136185.7221 | -132554.0395 | -125607.4388 | 0.13407 | 0.15716 | 0.20133 | 0.14773
4575 | Lateral Hardening | Lateral Hardening-Fuse-10087548 | Laterals | 13389 | 0.061742 | 5 | 8 | 121036.42 | 0 | 16565.9001 | 18853.287 | 22807.7234 | -104470.5199 | -102183.133 | -98228.6966 | 0.13687 | 0.15577 | 0.18844 | 0.14769
13578 | Lateral Hardening | Lateral Hardening-Fuse-60033830 | Laterals | 13134 | 0.055871 | 4 | 7 | 50000 | 0 | 6701.5517 | 7848.5166 | 10062.9635 | -43298.4483 | -42151.4834 | -39937.0365 | 0.13403 | 0.15697 | 0.20126 | 0.14764
16093 | Lateral Hardening | Lateral Hardening-Fuse-10916755 | Laterals | 13805 | 0.10341 | 6 | 1 | 145879.83 | 0 | 19993.0656 | 22680.8318 | 27272.3842 | -125886.7644 | -123198.9982 | -118607.4458 | 0.13705 | 0.15548 | 0.18695 | 0.14757
3563 | Lateral Hardening | Lateral Hardening-Fuse-10813143 | Laterals | 13341 | 0.060985 | 7 | 5 | 109183.46 | 0 | 14532.5374 | 17212.2397 | 22285.363 | -94650.9226 | -91971.2203 | -86898.097 | 0.1331 | 0.15765 | 0.20411 | 0.14757
17291 | Lateral Hardening | Lateral Hardening-Fuse-10282740 | Laterals | 13669 | 0.19811 | 18 | 18 | 279716.6 | 0 | 38049.8761 | 43686.9116 | 53309.6466 | -241666.7239 | -236029.6884 | -226406.9534 | 0.13603 | 0.15618 | 0.19058 | 0.14753
19220 | Lateral Hardening | Lateral Hardening-Fuse-93280057 | Laterals | 13213 | 0.061174 | 7 | 5 | 104760.52 | 0 | 14234.5568 | 16365.8243 | 20023.6741 | -90525.9632 | -88394.6957 | -84736.8459 | 0.13588 | 0.15622 | 0.19114 | 0.14751
10577 | Lateral Hardening | Lateral Hardening-Fuse-10714663 | Laterals | 13019 | 0.041856 | 6 | 0 | 50000 | 0 | 6592.2861 | 7903.5688 | 10455.2827 | -43407.7139 | -42096.4312 | -39544.7173 | 0.13185 | 0.15807 | 0.20911 | 0.14744
2354 | Lateral Hardening | Lateral Hardening-Fuse-90423097 | Laterals | 13574 | 0.40322 | 16 | 25 | 352189.96 | 0 | 48389.4912 | 54808.4409 | 64336.6959 | -303800.4688 | -297381.5191 | -287853.2641 | 0.1374 | 0.15562 | 0.18268 | 0.14739
102 | Lateral Hardening | Lateral Hardening-Fuse-10655436 | Laterals | 13188 | 0.10038 | 8 | 11 | 72486.53 | 0 | 9720.5982 | 11353.283 | 14453.1236 | -62765.9318 | -61133.247 | -58033.4064 | 0.1341 | 0.15663 | 0.19939 | 0.14739
10578 | Lateral Hardening | Lateral Hardening-Fuse-60175349 | Laterals | 13464 | 0.13712 | 10 | 19 | 242188.76 | 0 | 33298.7959 | 37594.958 | 44352.3861 | -208889.9641 | -204593.802 | -197836.3739 | 0.13749 | 0.15523 | 0.18313 | 0.14738
15275 | Lateral Hardening | Lateral Hardening-Fuse-60370163 | Laterals | 13808 | 0.042424 | 5 | 2 | 55837.69 | 0 | 7393.8495 | 8796.2163 | 11491.4682 | -48443.8405 | -47041.4737 | -44346.2218 | 0.13242 | 0.15753 | 0.2058 | 0.14729
13792 | Lateral Hardening | Lateral Hardening-Fuse-92007521 | Laterals | 13479 | 0.17689 | 11 | 11 | 306123.85 | 0 | 42181.4904 | 47354.8324 | 55480.2794 | -263942.3596 | -258769.0176 | -250643.5706 | 0.13779 | 0.15469 | 0.18123 | 0.14721
18920 | Lateral Hardening | Lateral Hardening-Fuse-10465297 | Laterals | 13434 | 0.1233 | 7 | 3 | 94203.24 | 0 | 12822.6175 | 14656.9931 | 17764.6611 | -81380.6225 | -79546.2469 | -76438.5789 | 0.13612 | 0.15559 | 0.18858 | 0.1472
11158 | Lateral Hardening | Lateral Hardening-Fuse-92415687 | Laterals | 13331 | 0.21193 | 9 | 1 | 62064.99 | 0 | 8187.5265 | 9781.3184 | 12881.5653 | -53877.4635 | -52283.6716 | -49183.4247 | 0.13192 | 0.1576 | 0.20755 | 0.14719
5472 | Lateral Hardening | Lateral Hardening-Fuse-91359402 | Laterals | 13962 | 0.12576 | 10 | 14 | 145497.86 | 0 | 19482.9152 | 22755.1571 | 28977.472 | -126014.9448 | -122742.7029 | -116520.388 | 0.13391 | 0.1564 | 0.19916 | 0.14718
12924 | Lateral Hardening | Lateral Hardening-Fuse-10904184 | Laterals | 13709 | 0.05625 | 4 | 7 | 72198.03 | 0 | 9762.494 | 11259.4262 | 13902.1672 | -62435.536 | -60938.6038 | -58295.8628 | 0.13522 | 0.15595 | 0.19256 | 0.14717
15367 | Lateral Hardening | Lateral Hardening-Fuse-60467501 | Laterals | 13815 | 0.20379 | 9 | 1 | 50000 | 0 | 6591.2487 | 7881.854 | 10385.6696 | -43408.7513 | -42118.146 | -39614.3304 | 0.13182 | 0.15764 | 0.20771 | 0.14716
2553 | Lateral Hardening | Lateral Hardening-Fuse-90522502 | Laterals | 13191 | 0.068182 | 6 | 10 | 133361.58 | 0 | 18292.1011 | 20706.7692 | 24323.9643 | -115069.4789 | -112654.8108 | -109037.6157 | 0.13716 | 0.15527 | 0.18239 | 0.14712
16868 | Lateral Hardening | Lateral Hardening-Fuse-90517354 | Laterals | 13889 | 0.084848 | 6 | 3 | 103306.7 | 0 | 14033.9651 | 16049.6727 | 19582.6927 | -89272.7349 | -87257.0273 | -83724.0073 | 0.13585 | 0.15536 | 0.18956 | 0.14707
3277 | Lateral Hardening | Lateral Hardening-Fuse-10442384 | Laterals | 13948 | 0.12992 | 13 | 16 | 193717.39 | 0 | 25987.2194 | 30246.827 | 38167.1428 | -167730.1706 | -163470.563 | -155550.2472 | 0.13415 | 0.15614 | 0.19702 | 0.14703
15998 | Lateral Hardening | Lateral Hardening-Fuse-10163191 | Laterals | 13091 | 0.023106 | 1 | 3 | 50000 | 0 | 6854.44 | 7761.0079 | 9052.0908 | -43145.56 | -42238.9921 | -40947.9092 | 0.13709 | 0.15522 | 0.18104 | 0.14692
19628 | Lateral Hardening | Lateral Hardening-Fuse-10000903 | Laterals | 13236 | 0.16288 | 8 | 0 | 102293.6 | 0 | 13428.731 | 16099.8624 | 21297.798 | -88864.869 | -86193.7376 | -80995.802 | 0.13128 | 0.15739 | 0.2082 | 0.1468
9791 | Lateral Hardening | Lateral Hardening-Fuse-92914484 | Laterals | 13233 | 0.17064 | 10 | 1 | 151467.53 | 0 | 19917.714 | 23815.3169 | 31378.7375 | -131549.816 | -127652.2131 | -120088.7925 | 0.1315 | 0.15723 | 0.20716 | 0.14678
5619 | Lateral Hardening | Lateral Hardening-Fuse-10536026 | Laterals | 13115 | 0.14508 | 10 | 11 | 171396.59 | 0 | 23299.2211 | 26527.8167 | 32063.802 | -148097.3689 | -144868.7733 | -139332.788 | 0.13594 | 0.15477 | 0.18707 | 0.1467
1263 | Lateral Hardening | Lateral Hardening-Fuse-10562375 | Laterals | 13296 | 0.011174 | 2 | 6 | 68451.91 | 0 | 9363.4546 | 10620.4956 | 12371.4466 | -59088.4554 | -57831.4144 | -56080.4634 | 0.13679 | 0.15515 | 0.18073 | 0.14669
7122 | Lateral Hardening | Lateral Hardening-Fuse-60006197 | Laterals | 13899 | 0.18693 | 19 | 22 | 327068.13 | 0 | 44382.6087 | 50678.865 | 61430.9292 | -282685.5213 | -276389.265 | -265637.2008 | 0.1357 | 0.15495 | 0.18782 | 0.14669
6478 | Lateral Hardening | Lateral Hardening-Fuse-92302877 | Laterals | 13038 | 0.22121 | 12 | 9 | 205947.32 | 0 | 28055.1758 | 31872.2201 | 38064.1724 | -177892.1442 | -174075.0999 | -167883.1476 | 0.13623 | 0.15476 | 0.18482 | 0.14665
11183 | Lateral Hardening | Lateral Hardening-Fuse-92915812 | Laterals | 13648 | 0.36837 | 17 | 30 | 341229.23 | 0 | 45993.5852 | 53047.9993 | 65260.0689 | -295235.6448 | -288181.2307 | -275969.1611 | 0.13479 | 0.15546 | 0.19125 | 0.14664
17747 | Lateral Hardening | Lateral Hardening-Fuse-10694153 | Laterals | 13254 | 0.46894 | 29 | 32 | 444824.99 | 0 | 60092.9157 | 69055.2945 | 84541.4069 | -384732.0743 | -375769.6955 | -360283.5831 | 0.13509 | 0.15524 | 0.19006 | 0.14663
12597 | Lateral Hardening | Lateral Hardening-Fuse-60258971 | Laterals | 13456 | 0.084848 | 6 | 4 | 102798.02 | 0 | 14014.4745 | 15881.4339 | 18900.5077 | -88783.5455 | -86916.5861 | -83897.5123 | 0.13633 | 0.15449 | 0.18386 | 0.14653
11263 | Lateral Hardening | Lateral Hardening-Fuse-10650594 | Laterals | 13391 | 0.22102 | 9 | 6 | 210878.94 | 0 | 28839.9026 | 32516.1147 | 38352.0084 | -182039.0374 | -178362.8253 | -172526.9316 | 0.13676 | 0.15419 | 0.18187 | 0.1465
6343 | Lateral Hardening | Lateral Hardening-Fuse-10753435 | Laterals | 13330 | 0.082765 | 7 | 7 | 154428.13 | 0 | 21105.4116 | 23831.0721 | 28112.5974 | -133322.7184 | -130597.0579 | -126315.5326 | 0.13667 | 0.15432 | 0.18204 | 0.1465
14935 | Lateral Hardening | Lateral Hardening-Fuse-93237166 | Laterals | 13696 | 0.073674 | 7 | 5 | 61856.11 | 0 | 8189.2148 | 9652.7974 | 12436.4873 | -53666.8952 | -52203.3126 | -49419.6227 | 0.13239 | 0.15605 | 0.20106 | 0.14636
4137 | Lateral Hardening | Lateral Hardening-Fuse-10128493 | Laterals | 13079 | 0.082765 | 9 | 16 | 206535.49 | 0 | 27416.7573 | 32149.5933 | 41227.6989 | -179118.7327 | -174385.8967 | -165307.7911 | 0.13275 | 0.15566 | 0.19962 | 0.14631
7307 | Lateral Hardening | Lateral Hardening-Fuse-92017617 | Laterals | 13460 | 0.125 | 11 | 6 | 150078.15 | 0 | 20197.1831 | 23198.6947 | 28795.1933 | -129880.9669 | -126879.4553 | -121282.9567 | 0.13458 | 0.15458 | 0.19187 | 0.14631
5277 | Lateral Hardening | Lateral Hardening-Fuse-60058601 | Laterals | 13610 | 0.10455 | 10 | 14 | 197064.27 | 0 | 26084.513 | 30736.3474 | 39553.9612 | -170979.757 | -166327.9226 | -157510.3088 | 0.13237 | 0.15597 | 0.20072 | 0.14628
9845 | Lateral Hardening | Lateral Hardening-Fuse-10554585 | Laterals | 13911 | 0.082576 | 5 | 3 | 63104.57 | 0 | 8309.017 | 9869.2513 | 12836.0563 | -54795.553 | -53235.3187 | -50268.5137 | 0.13167 | 0.1564 | 0.20341 | 0.14626
4189 | Lateral Hardening | Lateral Hardening-Fuse-90290006 | Laterals | 13807 | 0.07822 | 6 | 5 | 66672.55 | 0 | 8818.3245 | 10396.4417 | 13395.4155 | -57854.2255 | -56276.1083 | -53277.1345 | 0.13226 | 0.15593 | 0.20091 | 0.14623
9295 | Lateral Hardening | Lateral Hardening-Fuse-92631667 | Laterals | 13303 | 0.13617 | 9 | 2 | 59190.31 | 0 | 7775.3941 | 9260.0914 | 12104.0865 | -51414.9159 | -49930.2186 | -47086.2235 | 0.13136 | 0.15645 | 0.20449 | 0.1462
12155 | Lateral Hardening | Lateral Hardening-Fuse-92683588 | Laterals | 13805 | 0.099621 | 6 | 3 | 108973.1 | 0 | 14341.976 | 17031.6993 | 22171.4548 | -94631.124 | -91941.4007 | -86801.6452 | 0.13161 | 0.15629 | 0.20346 | 0.1462
5406 | Lateral Hardening | Lateral Hardening-Fuse-92404890 | Laterals | 13696 | 0.16193 | 14 | 23 | 184587.45 | 0 | 24543.0587 | 28675.0732 | 36471.5014 | -160044.3913 | -155912.3768 | -148115.9486 | 0.13296 | 0.15535 | 0.19758 | 0.14614
15985 | Lateral Hardening | Lateral Hardening-Fuse-92678256 | Laterals | 13805 | 0.11837 | 8 | 3 | 106092.68 | 0 | 14101.2857 | 16461.8249 | 21032.4324 | -91991.3943 | -89630.8551 | -85060.2476 | 0.13291 | 0.15516 | 0.19825 | 0.14612
18619 | Lateral Hardening | Lateral Hardening-Fuse-92624819 | Laterals | 13303 | 0.12064 | 6 | 0 | 102860.24 | 0 | 13613.1832 | 16005.7149 | 20599.0346 | -89247.0568 | -86854.5251 | -82261.2054 | 0.13235 | 0.15561 | 0.20026 | 0.14612
1191 | Lateral Hardening | Lateral Hardening-Fuse-10372449 | Laterals | 13097 | 0.048106 | 4 | 6 | 116481.82 | 0 | 15751.0935 | 17989.7757 | 21714.5531 | -100730.7265 | -98492.0443 | -94767.2669 | 0.13522 | 0.15444 | 0.18642 | 0.14611
7188 | Lateral Hardening | Lateral Hardening-Fuse-10000877 | Laterals | 13236 | 0.12386 | 6 | 1 | 58675.89 | 0 | 7682.7546 | 9174.8221 | 12058.9854 | -50993.1354 | -49501.0679 | -46616.9046 | 0.13094 | 0.15636 | 0.20552 | 0.14602
2224 | Lateral Hardening | Lateral Hardening-Fuse-92568499 | Laterals | 13008 | 0.14072 | 7 | 5 | 63498.07 | 0 | 8402.1241 | 9867.1271 | 12686.2553 | -55095.9459 | -53630.9429 | -50811.8147 | 0.13232 | 0.15539 | 0.19979 | 0.14599
861 | Lateral Hardening | Lateral Hardening-Fuse-91092970 | Laterals | 13984 | 0.2017 | 9 | 16 | 227906.1 | 0 | 31022.4235 | 35087.6894 | 41242.1259 | -196883.6765 | -192818.4106 | -186663.9741 | 0.13612 | 0.15396 | 0.18096 | 0.14595
4937 | Lateral Hardening | Lateral Hardening-Fuse-10616482 | Laterals | 13124 | 0.17462 | 12 | 0 | 102398.78 | 0 | 13350.1795 | 16005.6861 | 21173.2163 | -89048.6005 | -86393.0939 | -81225.5637 | 0.13037 | 0.15631 | 0.20677 | 0.14579
9015 | Lateral Hardening | Lateral Hardening-Fuse-90288606 | Laterals | 13147 | 0.17652 | 9 | 9 | 223917.4 | 0 | 30157.1 | 34482.0698 | 42052.8932 | -193760.3 | -189435.3302 | -181864.5068 | 0.13468 | 0.15399 | 0.18781 | 0.14579
15840 | Lateral Hardening | Lateral Hardening-Fuse-92456418 | Laterals | 13311 | 0.074432 | 7 | 10 | 135765.9 | 0 | 18334.4648 | 20874.2488 | 25276.2155 | -117431.4352 | -114891.6512 | -110489.6845 | 0.13504 | 0.15375 | 0.18617 | 0.14577
8182 | Lateral Hardening | Lateral Hardening-Fuse-60648801 | Laterals | 13233 | 0.052083 | 5 | 1 | 52710.43 | 0 | 6903.0991 | 8210.576 | 10781.9991 | -45807.3309 | -44499.854 | -41928.4309 | 0.13096 | 0.15577 | 0.20455 | 0.14576
2792 | Lateral Hardening | Lateral Hardening-Fuse-10297927 | Laterals | 13737 | 0.10057 | 11 | 17 | 220039.23 | 0 | 29512.307 | 33964.4725 | 41606.7953 | -190526.923 | -186074.7575 | -178432.4347 | 0.13412 | 0.15436 | 0.18909 | 0.14569
19618 | Lateral Hardening | Lateral Hardening-Fuse-92318986 | Laterals | 13045 | 0.0375 | 4 | 1 | 82797.7 | 0 | 11233.7179 | 12776.9868 | 14882.32 | -71563.9821 | -70020.7132 | -67915.38 | 0.13568 | 0.15432 | 0.17974 | 0.14568
15946 | Lateral Hardening | Lateral Hardening-Fuse-90845605 | Laterals | 13576 | 0.05928 | 4 | 1 | 53308.55 | 0 | 6974.5954 | 8306.6926 | 10884.4622 | -46333.9546 | -45001.8574 | -42424.0878 | 0.13083 | 0.15582 | 0.20418 | 0.14567
5334 | Lateral Hardening | Lateral Hardening-Fuse-10379998 | Laterals | 13187 | 0.10568 | 6 | 14 | 139899.42 | 0 | 18910.7561 | 21547.5131 | 25671.6557 | -120988.6639 | -118351.9069 | -114227.7643 | 0.13517 | 0.15402 | 0.1835 | 0.14566
15594 | Lateral Hardening | Lateral Hardening-Fuse-91796988 | Laterals | 14021 | 0.13769 | 6 | 5 | 111119.48 | 0 | 15060.2044 | 17060.6955 | 20230.5344 | -96059.2756 | -94058.7845 | -90888.9456 | 0.13553 | 0.15353 | 0.18206 | 0.14559
6940 | Lateral Hardening | Lateral Hardening-Fuse-90447866 | Laterals | 13613 | 0.33144 | 26 | 355 | 413985.65 | 0 | 56483.42 | 63206.8813 | 74113.221 | -357502.23 | -350778.7687 | -339872.429 | 0.13644 | 0.15268 | 0.17902 | 0.14557
18086 | Lateral Hardening | Lateral Hardening-Fuse-10657045 | Laterals | 13098 | 0.076326 | 7 | 5 | 110967.08 | 0 | 14549.3665 | 17274.7633 | 22390.5723 | -96417.7135 | -93692.3167 | -88576.5077 | 0.13111 | 0.15567 | 0.20178 | 0.14555
12491 | Lateral Hardening | Lateral Hardening-Fuse-90527901 | Laterals | 13622 | 0.054735 | 4 | 3 | 105242.72 | 0 | 14167.9862 | 16201.0361 | 19553.6412 | -91074.7338 | -89041.6839 | -85689.0788 | 0.13462 | 0.15394 | 0.1858 | 0.14553
13606 | Lateral Hardening | Lateral Hardening-Fuse-60014474 | Laterals | 13655 | 0.10492 | 6 | 9 | 128555.14 | 0 | 17285.864 | 19763.3887 | 24067.4014 | -111269.276 | -108791.7513 | -104487.7386 | 0.13446 | 0.15373 | 0.18721 | 0.14552
14402 | Lateral Hardening | Lateral Hardening-Fuse-91167060 | Laterals | 13935 | 0.080682 | 6 | 2 | 54578.49 | 0 | 7136.7226 | 8496.2725 | 11102.8622 | -47441.7674 | -46082.2175 | -43475.6278 | 0.13076 | 0.15567 | 0.20343 | 0.1455
2874 | Lateral Hardening | Lateral Hardening-Fuse-92531144 | Laterals | 13959 | 0.042614 | 4 | 1 | 51923.43 | 0 | 6786.9279 | 8072.8835 | 10599.6277 | -45136.5021 | -43850.5465 | -41323.8023 | 0.13071 | 0.15548 | 0.20414 | 0.14548
17628 | Lateral Hardening | Lateral Hardening-Fuse-10615032 | Laterals | 13125 | 0.20492 | 14 | 30 | 294983.68 | 0 | 39722.5338 | 45424.2688 | 54502.9986 | -255261.1462 | -249559.4112 | -240480.6814 | 0.13466 | 0.15399 | 0.18477 | 0.14547
9974 | Lateral Hardening | Lateral Hardening-Fuse-10846409 | Laterals | 13109 | 0.11402 | 10 | 6 | 124242.56 | 0 | 16478.3872 | 19171.4411 | 24305.2276 | -107764.1728 | -105071.1189 | -99937.3324 | 0.13263 | 0.15431 | 0.19563 | 0.14543
15192 | Lateral Hardening | Lateral Hardening-Fuse-92267970 | Laterals | 13828 | 0.076894 | 6 | 8 | 117856.94 | 0 | 15930.9001 | 18058.466 | 21594.6941 | -101926.0399 | -99798.474 | -96262.2459 | 0.13517 | 0.15322 | 0.18323 | 0.14539
17227 | Lateral Hardening | Lateral Hardening-Fuse-10236645 | Laterals | 13511 | 0.12727 | 6 | 14 | 154501.14 | 0 | 20415.4992 | 23869.8116 | 30447.9367 | -134085.6408 | -130631.3284 | -124053.2033 | 0.13214 | 0.1545 | 0.19707 | 0.14534
8088 | Lateral Hardening | Lateral Hardening-Fuse-60141110 | Laterals | 13434 | 0.0075758 | 1 | 1 | 50000 | 0 | 6800.2156 | 7661.3786 | 8883.1823 | -43199.7844 | -42338.6214 | -41116.8177 | 0.136 | 0.15323 | 0.17766 | 0.14534
19277 | Lateral Hardening | Lateral Hardening-Fuse-10070740 | Laterals | 13984 | 0.073674 | 5 | 6 | 114676.72 | 0 | 15253.0368 | 17668.8961 | 22092.0922 | -99423.6832 | -97007.8239 | -92584.6278 | 0.13301 | 0.15408 | 0.19265 | 0.14529
11198 | Lateral Hardening | Lateral Hardening-Fuse-10537251 | Laterals | 13117 | 0.092992 | 6 | 1 | 67900.27 | 0 | 9194.7383 | 10393.6605 | 12206.4752 | -58705.5317 | -57506.6095 | -55693.7948 | 0.13542 | 0.15307 | 0.17977 | 0.14515
14975 | Lateral Hardening | Lateral Hardening-Fuse-60562104 | Laterals | 13921 | 0.31629 | 15 | 30 | 183221.59 | 0 | 24107.9422 | 28337.2162 | 36244.7881 | -159113.6478 | -154884.3738 | -146976.8019 | 0.13158 | 0.15466 | 0.19782 | 0.14513
6176 | Lateral Hardening | Lateral Hardening-Fuse-91776141 | Laterals | 13188 | 0.17727 | 10 | 11 | 222454.32 | 0 | 30062.9858 | 34002.8018 | 40414.0631 | -192391.3342 | -188451.5182 | -182040.2569 | 0.13514 | 0.15285 | 0.18167 | 0.14511
4413 | Lateral Hardening | Lateral Hardening-Fuse-91587286 | Laterals | 13808 | 0.29602 | 11 | 4 | 272453.18 | 0 | 37083.4324 | 41523.6635 | 48187.4978 | -235369.7476 | -230929.5165 | -224265.6822 | 0.13611 | 0.15241 | 0.17687 | 0.14507
19251 | Lateral Hardening | Lateral Hardening-Fuse-10686274 | Laterals | 13808 | 0.12083 | 6 | 4 | 146310.55 | 0 | 19876.4066 | 22283.6308 | 26112.9214 | -126434.1434 | -124026.9192 | -120197.6286 | 0.13585 | 0.1523 | 0.17848 | 0.14505
11618 | Lateral Hardening | Lateral Hardening-Fuse-92199635 | Laterals | 13722 | 0.10682 | 13 | 10 | 132642.54 | 0 | 17382.549 | 20505.8948 | 26506.6022 | -115259.991 | -112136.6452 | -106135.9378 | 0.13105 | 0.1546 | 0.19983 | 0.14499
1916 | Lateral Hardening | Lateral Hardening-Fuse-10361900 | Laterals | 13106 | 0.098485 | 9 | 23 | 163594.55 | 0 | 21615.6192 | 25240.3955 | 31781.5999 | -141978.9308 | -138354.1545 | -131812.9501 | 0.13213 | 0.15429 | 0.19427 | 0.14499
5939 | Lateral Hardening | Lateral Hardening-Fuse-10166379 | Laterals | 13073 | 0.065341 | 9 | 10 | 147138.78 | 0 | 19232.0004 | 22807.5754 | 29468.1141 | -127906.7796 | -124331.2046 | -117670.6659 | 0.13071 | 0.15501 | 0.20027 | 0.14495
869 | Lateral Hardening | Lateral Hardening-Fuse-10612140 | Laterals | 13927 | 0.12273 | 9 | 9 | 125596.02 | 0 | 16660.1023 | 19337.7203 | 24081.6581 | -108935.9177 | -106258.2997 | -101514.3619 | 0.13265 | 0.15397 | 0.19174 | 0.14495
6654 | Lateral Hardening | Lateral Hardening-Fuse-10786379 | Laterals | 14040 | 0.058902 | 4 | 2 | 57207.07 | 0 | 7458.4211 | 8865.91 | 11564.5685 | -49748.6489 | -48341.16 | -45642.5015 | 0.13038 | 0.15498 | 0.20215 | 0.14493
3247 | Lateral Hardening | Lateral Hardening-Fuse-93165371 | Laterals | 13414 | 0.12386 | 8 | 9 | 187994.31 | 0 | 25479.6901 | 28692.6165 | 33444.2587 | -162514.6199 | -159301.6935 | -154550.0513 | 0.13553 | 0.15262 | 0.1779 | 0.1449
17557 | Lateral Hardening | Lateral Hardening-Fuse-10671305 | Laterals | 13724 | 0.17159 | 10 | 14 | 201823.44 | 0 | 27190.1059 | 30833.0661 | 36775.2784 | -174633.3341 | -170990.3739 | -165048.1616 | 0.13472 | 0.15277 | 0.18222 | 0.14489
12495 | Lateral Hardening | Lateral Hardening-Fuse-10696424 | Laterals | 13961 | 0.29716 | 11 | 2 | 157034.49 | 0 | 21008.1938 | 24075.6877 | 29243.8296 | -136026.2962 | -132958.8023 | -127790.6604 | 0.13378 | 0.15331 | 0.18623 | 0.14489
4983 | Lateral Hardening | Lateral Hardening-Fuse-60037718 | Laterals | 13189 | 0.73655 | 80 | 0 | 1204650.17 | 0 | 162173.529 | 183763.2345 | 220728.7733 | -1042476.641 | -1020886.9355 | -983921.3967 | 0.13462 | 0.15254 | 0.18323 | 0.14486
943 | Lateral Hardening | Lateral Hardening-Fuse-60070195 | Laterals | 13061 | 0.17841 | 14 | 24 | 282516.12 | 0 | 37109.4224 | 43579.3353 | 55844.532 | -245406.6976 | -238936.7847 | -226671.588 | 0.13135 | 0.15425 | 0.19767 | 0.14486
5039 | Lateral Hardening | Lateral Hardening-Fuse-91954150 | Laterals | 13219 | 0.10814 | 8 | 22 | 175474.04 | 0 | 23706.0183 | 26795.6714 | 31555.3901 | -151768.0217 | -148678.3686 | -143918.6499 | 0.1351 | 0.1527 | 0.17983 | 0.14485
6421 | Lateral Hardening | Lateral Hardening-Fuse-91477049 | Laterals | 13028 | 0.13466 | 13 | 24 | 217690.89 | 0 | 28696.9118 | 33531.8648 | 42547.2425 | -188993.9782 | -184159.0252 | -175143.6475 | 0.13182 | 0.15403 | 0.19545 | 0.14485
7219 | Lateral Hardening | Lateral Hardening-Fuse-92222077 | Laterals | 13148 | 0.047348 | 4 | 3 | 55738.25 | 0 | 7538.766 | 8503.7901 | 9947.4317 | -48199.484 | -47234.4599 | -45790.8183 | 0.13525 | 0.15257 | 0.17847 | 0.14477
10356 | Lateral Hardening | Lateral Hardening-Fuse-10745563 | Laterals | 13330 | 0.088258 | 4 | 0 | 55716.77 | 0 | 7212.2204 | 8646.8153 | 11438.4907 | -48504.5496 | -47069.9547 | -44278.2793 | 0.12944 | 0.15519 | 0.2053 | 0.14475
18075 | Lateral Hardening | Lateral Hardening-Fuse-90207829 | Laterals | 13756 | 0.030303 | 1 | 1 | 50000 | 0 | 6773.9674 | 7625.7352 | 8850.7535 | -43226.0326 | -42374.2648 | -41149.2465 | 0.13548 | 0.15251 | 0.17702 | 0.14474
803 | Lateral Hardening | Lateral Hardening-Fuse-10166391 | Laterals | 13073 | 0.072917 | 9 | 7 | 122473.76 | 0 | 15961.0336 | 18955.4552 | 24598.9697 | -106512.7264 | -103518.3048 | -97874.7903 | 0.13032 | 0.15477 | 0.20085 | 0.14471
9947 | Lateral Hardening | Lateral Hardening-Fuse-93446698 | Laterals | 13532 | 0.081629 | 6 | 3 | 140892.14 | 0 | 18986.5604 | 21586.6737 | 25189.3496 | -121905.5796 | -119305.4663 | -115702.7904 | 0.13476 | 0.15321 | 0.17878 | 0.1447
12399 | Lateral Hardening | Lateral Hardening-Fuse-91155610 | Laterals | 13147 | 0.14943 | 9 | 3 | 177071.07 | 0 | 23924.9186 | 26922.9494 | 31861.182 | -153146.1514 | -150148.1206 | -145209.888 | 0.13511 | 0.15205 | 0.17993 | 0.14468
17657 | Lateral Hardening | Lateral Hardening-Fuse-60031588 | Laterals | 13093 | 0.064773 | 6 | 8 | 76836.33 | 0 | 10123.099 | 11799.3084 | 15014.9793 | -66713.231 | -65037.0216 | -61821.3507 | 0.13175 | 0.15356 | 0.19542 | 0.14466
12080 | Lateral Hardening | Lateral Hardening-Fuse-10000698 | Laterals | 13236 | 0.4125 | 16 | 0 | 295041.9 | 0 | 39007.534 | 45180.323 | 57219.4133 | -256034.366 | -249861.577 | -237822.4867 | 0.13221 | 0.15313 | 0.19394 | 0.14466
4333 | Lateral Hardening | Lateral Hardening-Fuse-60081246 | Laterals | 13082 | 0.064205 | 6 | 12 | 141399.72 | 0 | 18577.3925 | 21742.5885 | 27834.3947 | -122822.3275 | -119657.1315 | -113565.3253 | 0.13138 | 0.15377 | 0.19685 | 0.14464
8956 | Lateral Hardening | Lateral Hardening-Fuse-10716352 | Laterals | 13959 | 0.1572 | 8 | 4 | 165052.63 | 0 | 22110.0119 | 25213.0637 | 30364.3581 | -142942.6181 | -139839.5663 | -134688.2719 | 0.13396 | 0.15276 | 0.18397 | 0.1446
18369 | Lateral Hardening | Lateral Hardening-Fuse-10603600 | Laterals | 13772 | 0.25227 | 15 |  | 265650.23 | 0 | 35268.2844 | 40712.699 | 50373.1094 | -230381.9456 | -224937.531 | -215277.1206 | 0.13276 | 0.15326 | 0.18962 | 0.1446
19426 | Lateral Hardening | Lateral Hardening-Fuse-92256521 | Laterals | 13065 | 0.093939 | 12 | 15 | 186796.79 | 0 | 24737.8549 | 28651.4002 | 35676.6591 | -162058.9351 | -158145.3898 | -151120.1309 | 0.13243 | 0.15338 | 0.19099 | 0.14457
3295 | Lateral Hardening | Lateral Hardening-Fuse-91873115 | Laterals | 13624 | 0.069508 | 8 | 7 | 54158.51 | 0 | 7087.1714 | 8342.5687 | 10743.439 | -47071.3386 | -45815.9413 | -43415.071 | 0.13086 | 0.15404 | 0.19837 | 0.14456
13652 | Lateral Hardening | Lateral Hardening-Fuse-90836564 | Laterals | 13838 | 0.052841 | 3 | 5 | 52264.71 | 0 | 6889.671 | 8021.86 | 10151.9984 | -45375.039 | -44242.85 | -42112.7116 | 0.13182 | 0.15349 | 0.19424 | 0.14456
2164 | Lateral Hardening | Lateral Hardening-Fuse-90528804 | Laterals | 13621 | 0.15871 | 6 | 4 | 157827.23 | 0 | 21270.7521 | 24004.6395 | 28470.8098 | -136556.4779 | -133822.5905 | -129356.4202 | 0.13477 | 0.15209 | 0.18039 | 0.14453
13214 | Lateral Hardening | Lateral Hardening-Fuse-60146704 | Laterals | 13326 | 0.20795 | 12 | 13 | 268438.77 | 0 | 36227.9937 | 40880.4387 | 47872.8834 | -232210.7763 | -227558.3313 | -220565.8866 | 0.13496 | 0.15229 | 0.17834 | 0.1445
15606 | Lateral Hardening | Lateral Hardening-Fuse-92895029 | Laterals | 13854 | 0.084091 | 4 | 3 | 54861.81 | 0 | 7249.7543 | 8411.2585 | 10508.4119 | -47612.0557 | -46450.5515 | -44353.3981 | 0.13215 | 0.15332 | 0.19154 | 0.14444
8286 | Lateral Hardening | Lateral Hardening-Fuse-92677669 | Laterals | 13805 | 0.057008 | 4 |  | 50000 | 0 | 6455.9006 | 7740.0546 | 10238.9769 | -43544.0994 | -42259.9454 | -39761.0231 | 0.12912 | 0.1548 | 0.20478 | 0.14439
3066 | Lateral Hardening | Lateral Hardening-Fuse-91316573 | Laterals | 13124 | 0.23826 | 9 | 2 | 116564.78 | 0 | 15107.862 | 18002.4788 | 23640.464 | -101456.918 | -98562.3012 | -92924.316 | 0.12961 | 0.15444 | 0.20281 | 0.14438
2053 | Lateral Hardening | Lateral Hardening-Fuse-92062709 | Laterals | 13967 | 0.30455 | 12 | 15 | 284326.17 | 0 | 38340.9082 | 43274.9272 | 50505.6768 | -245985.2618 | -241051.2428 | -233820.4932 | 0.13485 | 0.1522 | 0.17763 | 0.14433
18318 | Lateral Hardening | Lateral Hardening-Fuse-91639787 | Laterals | 13027 | 0.15833 | 14 | 19 | 343432.73 | 0 | 45484.4123 | 52481.1979 | 65244.5162 | -297948.3177 | -290951.5321 | -278188.2138 | 0.13244 | 0.15281 | 0.18998 | 0.14431
13372 | Lateral Hardening | Lateral Hardening-Fuse-10668885 | Laterals | 13723 | 0.23977 | 11 | 10 | 219279.84 | 0 | 29504.4725 | 33347.1367 | 39338.1759 | -189775.3675 | -185932.7033 | -179941.6641 | 0.13455 | 0.15208 | 0.1794 | 0.14429
13811 | Lateral Hardening | Lateral Hardening-Fuse-92920839 | Laterals | 13239 | 0.088258 | 8 | 2 | 59646.77 | 0 | 7729.7903 | 9201.7195 | 12067.4448 | -51916.9797 | -50445.0505 | -47579.3252 | 0.12959 | 0.15427 | 0.20232 | 0.14427
1470 | Lateral Hardening | Lateral Hardening-Fuse-10075242 | Laterals | 13656 | 0.125 | 3 | 1 | 58770.33 | 0 | 7860.2363 | 8944.7893 | 10776.3813 | -50910.0937 | -49825.5407 | -47993.9487 | 0.13374 | 0.1522 | 0.18336 | 0.14424
14742 | Lateral Hardening | Lateral Hardening-Fuse-93249078 | Laterals | 13175 | 0.061174 | 7 | 13 | 96187.27 | 0 | 12637.5284 | 14716.4243 | 18668.2159 | -83549.7416 | -81470.8457 | -77519.0541 | 0.13138 | 0.153 | 0.19408 | 0.14414
11187 | Lateral Hardening | Lateral Hardening-Fuse-90720720 | Laterals | 13813 | 0.45492 | 23 | 18 | 338871.7 | 0 | 44031.6034 | 52174.2151 | 67607.0359 | -294840.0966 | -286697.4849 | -271264.6641 | 0.12994 | 0.15396 | 0.19951 | 0.1441
5332 | Lateral Hardening | Lateral Hardening-Fuse-92618294 | Laterals | 13959 | 0.057955 | 4 | 2 | 57128.37 | 0 | 7407.7878 | 8800.0444 | 11472.5662 | -49720.5822 | -48328.3256 | -45655.8038 | 0.12967 | 0.15404 | 0.20082 | 0.1441
9290 | Lateral Hardening | Lateral Hardening-Fuse-10123795 | Laterals | 13060 | 0.27557 | 20 | 78 | 376951.2 | 0 | 50410.7075 | 57530.0771 | 68108.3975 | -326540.4925 | -319421.1229 | -308842.8025 | 0.13373 | 0.15262 | 0.18068 | 0.14409
16549 | Lateral Hardening | Lateral Hardening-Fuse-92957364 | Laterals | 13006 | 0.048674 | 6 | 9 | 55848.43 | 0 | 7331.4674 | 8538.5302 | 10842.2712 | -48516.9626 | -47309.8998 | -45006.1588 | 0.13127 | 0.15289 | 0.19414 | 0.14404
19736 | Lateral Hardening | Lateral Hardening-Fuse-91751734 | Laterals | 13583 | 0.1286 | 6 | 3 | 106942.64 | 0 | 14241.6109 | 16254.1705 | 19809.0748 | -92701.0291 | -90688.4695 | -87133.5652 | 0.13317 | 0.15199 | 0.18523 | 0.14402
16077 | Lateral Hardening | Lateral Hardening-Fuse-10566557 | Laterals | 13289 | 0.12159 | 3 | 0 | 50000 | 0 | 6646.341 | 7611.686 | 9287.9916 | -43353.659 | -42388.314 | -40712.0084 | 0.13293 | 0.15223 | 0.18576 | 0.144
14610 | Lateral Hardening | Lateral Hardening-Fuse-92790956 | Laterals | 13772 | 0.038068 | 5 | 2 | 62676.57 | 0 | 8117.5038 | 9649.2801 | 12600.2548 | -54559.0662 | -53027.2899 | -50076.3152 | 0.12951 | 0.15395 | 0.20104 | 0.144
19221 | Lateral Hardening | Lateral Hardening-Fuse-10472622 | Laterals | 13454 | 0.086553 | 6 | 11 | 130449.68 | 0 | 17428.2628 | 19864.4473 | 23648.906 | -113021.4172 | -110585.2327 | -106800.774 | 0.1336 | 0.15228 | 0.18129 | 0.14397
1504 | Lateral Hardening | Lateral Hardening-Fuse-10679354 | Laterals | 13807 | 0.13295 | 8 | 4 | 107304.66 | 0 | 13907.9364 | 16511.5807 | 21461.2659 | -93396.7236 | -90793.0793 | -85843.3941 | 0.12961 | 0.15388 | 0.2 | 0.14393
646 | Lateral Hardening | Lateral Hardening-Fuse-60150803 | Laterals | 14011 | 0.46345 | 23 | 0 | 302963.95 | 0 | 40174.3979 | 46110.7539 | 56524.5368 | -262789.5521 | -256853.1961 | -246439.4132 | 0.1326 | 0.1522 | 0.18657 | 0.14388
14313 | Lateral Hardening | Lateral Hardening-Fuse-92831336 | Laterals | 13390 | 0.11345 | 6 | 2 | 101753.44 | 0 | 13517.6036 | 15467.751 | 18862.8394 | -88235.8364 | -86285.689 | -82890.6006 | 0.13285 | 0.15201 | 0.18538 | 0.14385
11429 | Lateral Hardening | Lateral Hardening-Fuse-92325982 | Laterals | 13038 | 0.052083 | 5 | 1 | 52710.43 | 0 | 6804.9494 | 8108.9998 | 10649.6846 | -45905.4806 | -44601.4302 | -42060.7454 | 0.1291 | 0.15384 | 0.20204 | 0.14382
4991 | Lateral Hardening | Lateral Hardening-Fuse-92910487 | Laterals | 13159 | 0.10549 | 5 | 1 | 101601.04 | 0 | 13614.2427 | 15427.9588 | 18100.6995 | -87986.7973 | -86173.0812 | -83500.3405 | 0.134 | 0.15185 | 0.17815 | 0.14377
18081 | Lateral Hardening | Lateral Hardening-Fuse-93320983 | Laterals | 13723 | 0.03125 | 4 | 1 | 50979.03 | 0 | 6581.3535 | 7840.4292 | 10268.9059 | -44397.6765 | -43138.6008 | -40710.1241 | 0.1291 | 0.1538 | 0.20143 | 0.14374
17033 | Lateral Hardening | Lateral Hardening-Fuse-92854746 | Laterals | 13011 | 0.13864 | 8 | 16 | 154428.18 | 0 | 20409.1761 | 23507.4164 | 28981.9404 | -134019.0039 | -130920.7636 | -125446.2396 | 0.13216 | 0.15222 | 0.18767 | 0.14373
14564 | Lateral Hardening | Lateral Hardening-Fuse-91852788 | Laterals | 13224 | 0.059091 | 7 | 9 | 124746.06 | 0 | 16226.6001 | 19103.612 | 24598.7842 | -108519.4599 | -105642.448 | -100147.2758 | 0.13008 | 0.15314 | 0.19719 | 0.14371
7001 | Lateral Hardening | Lateral Hardening-Fuse-10671188 | Laterals | 13724 | 0.10777 | 7 | 6 | 105211.24 | 0 | 13666.1154 | 16119.0382 | 20784.067 | -91545.1246 | -89092.2018 | -84427.173 | 0.12989 | 0.15321 | 0.19755 | 0.14365
4005 | Lateral Hardening | Lateral Hardening-Fuse-90840941 | Laterals | 13492 | 0.10606 | 12 | 4 | 242914.83 | 0 | 32450.8288 | 36947.6773 | 43383.0339 | -210464.0012 | -205967.1527 | -199531.7961 | 0.13359 | 0.1521 | 0.17859 | 0.14364
8260 | Lateral Hardening | Lateral Hardening-Fuse-10686048 | Laterals | 13808 | 0.15833 | 8 | 4 | 108905.14 | 0 | 14398.2643 | 16569.4302 | 20309.3743 | -94506.8757 | -92335.7098 | -88595.7657 | 0.13221 | 0.15215 | 0.18649 | 0.14362
7804 | Lateral Hardening | Lateral Hardening-Fuse-60077889 | Laterals | 13443 | 0.17102 | 12 | 26 | 276446.22 | 0 | 36851.4245 | 41959.4148 | 50006.257 | -239594.7955 | -234486.8052 | -226439.963 | 0.1333 | 0.15178 | 0.18089 | 0.14361
5384 | Lateral Hardening | Lateral Hardening-Fuse-10629021 | Laterals | 13787 | 0.12973 | 6 | 6 | 150471.65 | 0 | 20298.9828 | 22676.8126 | 26245.6584 | -130172.6672 | -127794.8374 | -124225.9916 | 0.1349 | 0.1507 | 0.17442 | 0.1436
15261 | Lateral Hardening | Lateral Hardening-Fuse-10095544 | Laterals | 13786 | 0.0875 | 6 | 4 | 103527.06 | 0 | 13677.9824 | 15742.857 | 19318.0859 | -89849.0776 | -87784.203 | -84208.9741 | 0.13212 | 0.15207 | 0.1866 | 0.14355
14290 | Lateral Hardening | Lateral Hardening-Fuse-93207949 | Laterals | 13656 | 0.078977 | 5 | 2 | 50506.83 | 0 | 6532.1099 | 7753.93 | 10039.9794 | -43974.7201 | -42752.9 | -40466.8506 | 0.12933 | 0.15352 | 0.19878 | 0.14353
3557 | Lateral Hardening | Lateral Hardening-Fuse-92450114 | Laterals | 13787 | 0.015152 | 3 | 1 | 50000 | 0 | 6701.2825 | 7563.0406 | 8863.2136 | -43298.7175 | -42436.9594 | -41136.7864 | 0.13403 | 0.15126 | 0.17726 | 0.14352
17038 | Lateral Hardening | Lateral Hardening-Fuse-60123652 | Laterals | 13102 | 0.10417 | 12 | 27 | 230876.75 | 0 | 30359.9699 | 35098.5454 | 43860.5666 | -200516.7801 | -195778.2046 | -187016.1834 | 0.1315 | 0.15202 | 0.18997 | 0.1435
16850 | Lateral Hardening | Lateral Hardening-Fuse-60062751 | Laterals | 13418 | 0.071212 | 6 | 13 | 93091.49 | 0 | 12177.3811 | 14215.8861 | 17854.0168 | -80914.1089 | -78875.6039 | -75237.4732 | 0.13081 | 0.15271 | 0.19179 | 0.14348
7012 | Lateral Hardening | Lateral Hardening-Fuse-92212139 | Laterals | 13647 | 0.048485 | 4 | 2 | 52411.37 | 0 | 6765.9578 | 8037.5857 | 10478.5532 | -45645.4122 | -44373.7843 | -41932.8168 | 0.12909 | 0.15336 | 0.19993 | 0.14346
2602 | Lateral Hardening | Lateral Hardening-Fuse-93300319 | Laterals | 13808 | 0.21951 | 12 | 4 | 158441.09 | 0 | 20775.0352 | 24067.2557 | 30417.4171 | -137666.0548 | -134373.8343 | -128023.6729 | 0.13112 | 0.1519 | 0.19198 | 0.14344
15494 | Lateral Hardening | Lateral Hardening-Fuse-10482609 | Laterals | 13457 | 0.079356 | 6 | 10 | 90346.99 | 0 | 11749.1289 | 13784.3607 | 17685.7634 | -78597.8611 | -76562.6293 | -72661.2266 | 0.13004 | 0.15257 | 0.19575 | 0.14337
10569 | Lateral Hardening | Lateral Hardening-Fuse-90290298 | Laterals | 13622 | 0.089773 | 7 | 2 | 95347.26 | 0 | 12564.8156 | 14489.7013 | 17832.8693 | -82782.4444 | -80857.5587 | -77514.3907 | 0.13178 | 0.15197 | 0.18703 | 0.14336
5763 | Lateral Hardening | Lateral Hardening-Fuse-93249161 | Laterals | 13175 | 0.050947 | 3 | 9 | 50000 | 0 | 6674.849 | 7597.3948 | 8828.9709 | -43325.151 | -42402.6052 | -41171.0291 | 0.1335 | 0.15195 | 0.17658 | 0.14334
12989 | Lateral Hardening | Lateral Hardening-Fuse-10167775 | Laterals | 13206 | 0.071591 | 8 | 14 | 184939.47 | 0 | 24699.8912 | 27977.6333 | 32862.5018 | -160239.5788 | -156961.8367 | -152076.9682 | 0.13356 | 0.15128 | 0.17769 | 0.14329
10153 | Lateral Hardening | Lateral Hardening-Fuse-10681837 | Laterals | 13214 | 0.13977 | 10 | 20 | 223509.87 | 0 | 29722.6739 | 33841.1289 | 40338.4603 | -193787.1961 | -189668.7411 | -183171.4097 | 0.13298 | 0.15141 | 0.18048 | 0.14326
11394 | Lateral Hardening | Lateral Hardening-Fuse-90112748 | Laterals | 13896 | 0.18561 | 13 | 26 | 166904.95 | 0 | 21758.447 | 25478.9404 | 32099.5229 | -145146.503 | -141426.0096 | -134805.4271 | 0.13036 | 0.15266 | 0.19232 | 0.14325
9282 | Lateral Hardening | Lateral Hardening-Fuse-10503448 | Laterals | 13576 | 0.082955 | 6 | 2 | 54767.37 | 0 | 7058.5127 | 8384.9342 | 10897.245 | -47708.8573 | -46382.4358 | -43870.125 | 0.12888 | 0.1531 | 0.19897 | 0.14316
1097 | Lateral Hardening | Lateral Hardening-Fuse-91643736 | Laterals | 13104 | 0.19489 | 16 | 17 | 163541.64 | 0 | 21238.6892 | 24889.6971 | 32010.4605 | -142302.9508 | -138651.9429 | -131531.1795 | 0.12987 | 0.15219 | 0.19573 | 0.14315
17131 | Lateral Hardening | Lateral Hardening-Fuse-92462763 | Laterals | 13001 | 0.13788 | 7 | 0 | 66750.49 | 0 | 8542.3781 | 10241.5568 | 13548.1038 | -58208.1119 | -56508.9332 | -53202.3862 | 0.12797 | 0.15343 | 0.20297 | 0.14311
1188 | Lateral Hardening | Lateral Hardening-Fuse-10686035 | Laterals | 13808 | 0.051894 | 4 |  | 50000 | 0 | 6396.7684 | 7669.1603 | 10145.194 | -43603.2316 | -42330.8397 | -39854.806 | 0.12794 | 0.15338 | 0.2029 | 0.14307
19046 | Lateral Hardening | Lateral Hardening-Fuse-60133703 | Laterals | 13836 | 0.13561 | 8 | 17 | 234202.84 | 0 | 31335.8251 | 35303.1495 | 41129.0332 | -202867.0149 | -198899.6905 | -193073.8068 | 0.1338 | 0.15074 | 0.17561 | 0.14306
13628 | Lateral Hardening | Lateral Hardening-Fuse-92233279 | Laterals | 13039 | 0.20152 | 12 | 25 | 377778.94 | 0 | 50004.6453 | 56997.1629 | 68781.1474 | -327774.2947 | -320781.7771 | -308997.7926 | 0.13236 | 0.15087 | 0.18207 | 0.14289
9028 | Lateral Hardening | Lateral Hardening-Fuse-90055652 | Laterals | 13201 | 0.099053 | 11 | 8 | 227882.56 | 0 | 30360.4419 | 34238.2525 | 40594.288 | -197522.1181 | -193644.3075 | -187288.272 | 0.13323 | 0.15025 | 0.17814 | 0.14282
16648 | Lateral Hardening | Lateral Hardening-Fuse-10088500 | Laterals | 13175 | 0.089205 | 10 | 0 | 86360.58 | 0 | 11028.7816 | 13222.535 | 17491.5085 | -75331.7984 | -73138.045 | -68869.0715 | 0.12771 | 0.15311 | 0.20254 | 0.14281
17465 | Lateral Hardening | Lateral Hardening-Fuse-91320659 | Laterals | 13722 | 0.063447 | 4 | 2 | 57584.83 | 0 | 7405.4786 | 8800.2424 | 11401.102 | -50179.3514 | -48784.5876 | -46183.728 | 0.1286 | 0.15282 | 0.19799 | 0.14281
16398 | Lateral Hardening | Lateral Hardening-Fuse-10274775 | Laterals | 14274 | 0.17443 | 12 | 4 | 102383.04 | 0 | 13158.6485 | 15622.3959 | 20350.6067 | -89224.3915 | -86760.6441 | -82032.4333 | 0.12852 | 0.15259 | 0.19877 | 0.14277
12743 | Lateral Hardening | Lateral Hardening-Fuse-10469901 | Laterals | 13213 | 0.24527 | 17 | 0 | 216314.98 | 0 | 28215.3411 | 32686.6461 | 41401.226 | -188099.6389 | -183628.3339 | -174913.754 | 0.13044 | 0.15111 | 0.19139 | 0.14273
520 | Lateral Hardening | Lateral Hardening-Fuse-92369208 | Laterals | 13159 | 0.067235 | 4 | 15 | 105059.63 | 0 | 13657.0477 | 15962.6721 | 20103.0796 | -91402.5823 | -89096.9579 | -84956.5504 | 0.12999 | 0.15194 | 0.19135 | 0.14271
18032 | Lateral Hardening | Lateral Hardening-Fuse-91728766 | Laterals | 13391 | 0.085985 | 5 | 3 | 107839.82 | 0 | 13855.4073 | 16462.5363 | 21332.7522 | -93984.4127 | -91377.2837 | -86507.0678 | 0.12848 | 0.15266 | 0.19782 | 0.14267
9538 | Lateral Hardening | Lateral Hardening-Fuse-92755702 | Laterals | 13423 | 0.29015 | 12 | 13 | 236274.04 | 0 | 31073.0959 | 35649.8164 | 43557.938 | -205200.9441 | -200624.2236 | -192716.102 | 0.13151 | 0.15088 | 0.18435 | 0.14261
2420 | Lateral Hardening | Lateral Hardening-Fuse-60172030 | Laterals | 13968 | 0.1411 | 11 | 12 | 134982.8 | 0 | 17466.174 | 20482.9966 | 26249.7882 | -117516.626 | -114499.8034 | -108733.0118 | 0.1294 | 0.15175 | 0.19447 | 0.14261
12976 | Lateral Hardening | Lateral Hardening-Fuse-60076447 | Laterals | 13036 | 0.096402 | 12 | 13 | 175211.41 | 0 | 22815.5862 | 26528.724 | 33377.9852 | -152395.8238 | -148682.686 | -141833.4248 | 0.13022 | 0.15141 | 0.1905 | 0.1426
6677 | Lateral Hardening | Lateral Hardening-Fuse-93130468 | Laterals | 13910 | 0.12973 | 9 | 6 | 179982.5 | 0 | 23934.1231 | 27015.8139 | 31913.164 | -156048.3769 | -152966.6861 | -148069.336 | 0.13298 | 0.1501 | 0.17731 | 0.14255
5606 | Lateral Hardening | Lateral Hardening-Fuse-10759968 | Laterals | 13331 | 0.3125 | 15 | 1 | 211009.47 | 0 | 27920.5724 | 31769.7429 | 37923.0233 | -183088.8976 | -179239.7271 | -173086.4467 | 0.13232 | 0.15056 | 0.17972 | 0.14253
13912 | Lateral Hardening | Lateral Hardening-Fuse-92684424 | Laterals | 13793 | 0.17159 | 11 | 9 | 226065.8 | 0 | 30114.1353 | 33949.2681 | 39664.7553 | -195951.6647 | -192116.5319 | -186401.0447 | 0.13321 | 0.15017 | 0.17546 | 0.14252
18368 | Lateral Hardening | Lateral Hardening-Fuse-90527798 | Laterals | 13622 | 0.055303 | 4 | 3 | 60838.01 | 0 | 7829.9446 | 9251.8236 | 11962.2022 | -53008.0654 | -51586.1864 | -48875.8078 | 0.1287 | 0.15207 | 0.19662 | 0.14251
2356 | Lateral Hardening | Lateral Hardening-Fuse-91002011 | Laterals | 13786 | 0.13561 | 9 | 1 | 175019.4 | 0 | 23198.0268 | 26297.7868 | 31306.0932 | -151821.3732 | -148721.6132 | -143713.3068 | 0.13255 | 0.15026 | 0.17887 | 0.14249
2997 | Lateral Hardening | Lateral Hardening-Fuse-92673088 | Laterals | 13600 | 0.09072 | 8 | 12 | 130795.96 | 0 | 17019.8022 | 19806.0177 | 24793.3583 | -113776.1578 | -110989.9423 | -106002.6017 | 0.13012 | 0.15143 | 0.18956 | 0.14246
15451 | Lateral Hardening | Lateral Hardening-Fuse-10476056 | Laterals | 13324 | 0.054735 | 8 | 5 | 52422.11 | 0 | 6969.2546 | 7871.6944 | 9249.1197 | -45452.8554 | -44550.4156 | -43172.9903 | 0.13294 | 0.15016 | 0.17644 | 0.14246
7614 | Lateral Hardening | Lateral Hardening-Fuse-92624919 | Laterals | 13303 | 0.059659 | 4 | 1 | 53340.03 | 0 | 6825.4309 | 8118.6818 | 10659.7606 | -46514.5991 | -45221.3482 | -42680.2694 | 0.12796 | 0.15221 | 0.19985 | 0.14242
12236 | Lateral Hardening | Lateral Hardening-Fuse-92408335 | Laterals | 13331 | 0.099811 | 6 | 3 | 153440.77 | 0 | 20216.2549 | 23095.6851 | 27943.8059 | -133224.5151 | -130345.0849 | -125496.9641 | 0.13175 | 0.15052 | 0.18211 | 0.14242
16751 | Lateral Hardening | Lateral Hardening-Fuse-90822676 | Laterals | 13006 | 0.18864 | 8 | 2 | 103563.54 | 0 | 13584.3294 | 15606.2468 | 19159.2485 | -89979.2106 | -87957.2932 | -84404.2915 | 0.13117 | 0.15069 | 0.185 | 0.14241
4942 | Lateral Hardening | Lateral Hardening-Fuse-10296948 | Laterals | 13753 | 0.13883 | 13 | 24 | 283665.14 | 0 | 36627.8359 | 43013.5976 | 55126.0794 | -247037.3041 | -240651.5424 | -228539.0606 | 0.12912 | 0.15164 | 0.19434 | 0.1424
13555 | Lateral Hardening | Lateral Hardening-Fuse-10143512 | Laterals | 13036 | 0.16856 | 11 | 32 | 196928.35 | 0 | 25593.588 | 29855.4181 | 37251.7605 | -171334.762 | -167072.9319 | -159676.5895 | 0.12996 | 0.15161 | 0.18916 | 0.14238
4025 | Lateral Hardening | Lateral Hardening-Fuse-92089923 | Laterals | 13447 | 0.38826 | 27 | 0 | 317703.83 | 0 | 41755.7826 | 47812.9858 | 58344.4124 | -275948.0474 | -269890.8442 | -259359.4176 | 0.13143 | 0.1505 | 0.18364 | 0.14237
13406 | Lateral Hardening | Lateral Hardening-Fuse-91852921 | Laterals | 13029 | 0.12064 | 7 | 9 | 134300.24 | 0 | 17329.431 | 20346.7032 | 26152.0324 | -116970.809 | -113953.5368 | -108148.2076 | 0.12903 | 0.1515 | 0.19473 | 0.14234
10981 | Lateral Hardening | Lateral Hardening-Fuse-10501137 | Laterals | 13509 | 0.079735 | 4 | 1 | 84888.08 | 0 | 11255.5621 | 12783.4589 | 14943.0497 | -73632.5179 | -72104.6211 | -69945.0303 | 0.13259 | 0.15059 | 0.17603 | 0.14234
18629 | Lateral Hardening | Lateral Hardening-Fuse-90316946 | Laterals | 13807 | 0.053788 | 3 |  | 50000 | 0 | 6361.6918 | 7627.1065 | 10089.5629 | -43638.3082 | -42372.8935 | -39910.4371 | 0.12723 | 0.15254 | 0.20179 | 0.14228
5390 | Lateral Hardening | Lateral Hardening-Fuse-91314861 | Laterals | 13130 | 0.062879 | 3 | 2 | 50000 | 0 | 6481.5873 | 7550.5287 | 9582.0199 | -43518.4127 | -42449.4713 | -40417.9801 | 0.12963 | 0.15101 | 0.19164 | 0.14225
6292 | Lateral Hardening | Lateral Hardening-Fuse-92981100 | Laterals | 13631 | 0.14205 | 10 | 17 | 198654.75 | 0 | 26167.2295 | 29835.6982 | 36023.4824 | -172487.5205 | -168819.0518 | -162631.2676 | 0.13172 | 0.15019 | 0.18134 | 0.14222
8805 | Lateral Hardening | Lateral Hardening-Fuse-60396580 | Laterals | 13458 | 0.15852 | 11 | 4 | 65486.31 | 0 | 8376.153 | 9955.3164 | 12990.6148 | -57110.157 | -55530.9936 | -52495.6952 | 0.12791 | 0.15202 | 0.19837 | 0.14219
1076 | Lateral Hardening | Lateral Hardening-Fuse-90978927 | Laterals | 13656 | 0.078598 | 5 | 2 | 58844.03 | 0 | 7523.5283 | 8946.2107 | 11686.7129 | -51320.5017 | -49897.8193 | -47157.3171 | 0.12786 | 0.15203 | 0.1986 | 0.14218
8360 | Lateral Hardening | Lateral Hardening-Fuse-10158934 | Laterals | 13164 | 0.1464 | 14 | 21 | 385886.72 | 0 | 50767.0915 | 57938.4981 | 70161.1295 | -335119.6285 | -327948.2219 | -315725.5905 | 0.13156 | 0.15014 | 0.18182 | 0.14216
4901 | Lateral Hardening | Lateral Hardening-Fuse-90902721 | Laterals | 13220 | 0.084659 | 8 | 15 | 144733.58 | 0 | 18674.0858 | 21880.6648 | 28060.9107 | -126059.4942 | -122852.9152 | -116672.6693 | 0.12902 | 0.15118 | 0.19388 | 0.14216
6433 | Lateral Hardening | Lateral Hardening-Fuse-92611785 | Laterals | 13326 | 0.064773 | 11 | 0 | 50000 | 0 | 6354.393 | 7618.3559 | 10077.9871 | -43645.607 | -42381.6441 | -39922.0129 | 0.12709 | 0.15237 | 0.20156 | 0.14212
9224 | Lateral Hardening | Lateral Hardening-Fuse-10055939 | Laterals | 13420 | 0.03125 | 4 | 1 | 50000 | 0 | 6638.5323 | 7481.4474 | 8782.0517 | -43361.4677 | -42518.5526 | -41217.9483 | 0.13277 | 0.14963 | 0.17564 | 0.14212
16135 | Lateral Hardening | Lateral Hardening-Fuse-91279238 | Laterals | 13158 | 0.099242 | 9 | 14 | 143294.26 | 0 | 18531.7834 | 21633.1011 | 27550.9503 | -124762.4766 | -121661.1589 | -115743.3097 | 0.12933 | 0.15097 | 0.19227 | 0.14211
12413 | Lateral Hardening | Lateral Hardening-Fuse-10371693 | Laterals | 13100 | 0.15606 | 10 | 17 | 159806.26 | 0 | 20667.7177 | 24111.8269 | 30639.6793 | -139138.5423 | -135694.4331 | -129166.5807 | 0.12933 | 0.15088 | 0.19173 | 0.14204
11255 | Lateral Hardening | Lateral Hardening-Fuse-90523015 | Laterals | 13612 | 0.084091 | 6 | 13 | 146982.42 | 0 | 18963.5374 | 22193.074 | 28373.0029 | -128018.8826 | -124789.346 | -118609.4171 | 0.12902 | 0.15099 | 0.19304 | 0.14201
5052 | Lateral Hardening | Lateral Hardening-Fuse-10813141 | Laterals | 13341 | 0.099621 | 6 | 5 | 107955.74 | 0 | 14221.0469 | 16194.3767 | 19344.9173 | -93734.6931 | -91761.3633 | -88610.8227 | 0.13173 | 0.15001 | 0.17919 | 0.14196
6579 | Lateral Hardening | Lateral Hardening-Fuse-90312416 | Laterals | 13612 | 0.088258 | 10 | 15 | 167656.9 | 0 | 21544.9423 | 25351.8342 | 32647.1088 | -146111.9577 | -142305.0658 | -135009.7912 | 0.12851 | 0.15121 | 0.19473 | 0.14194
11224 | Lateral Hardening | Lateral Hardening-Fuse-10705948 | Laterals | 13268 | 0.090909 | 5 | 5 | 78772.53 | 0 | 10217.0974 | 11871.1333 | 14891.8226 | -68555.4326 | -66901.3967 | -63880.7074 | 0.1297 | 0.1507 | 0.18905 | 0.14194
6262 | Lateral Hardening | Lateral Hardening-Fuse-93198412 | Laterals | 13656 | 0.038258 | 5 |  | 50000 | 0 | 6346.2507 | 7611.527 | 10042.6939 | -43653.7493 | -42388.473 | -39957.3061 | 0.12693 | 0.15223 | 0.20085 | 0.14191
5833 | Lateral Hardening | Lateral Hardening-Fuse-92859963 | Laterals | 13098 | 0.093182 | 6 | 2 | 96139.26 | 0 | 12311.4589 | 14569.1865 | 18842.0422 | -83827.8011 | -81570.0735 | -77297.2178 | 0.12806 | 0.15154 | 0.19599 | 0.1419
7315 | Lateral Hardening | Lateral Hardening-Fuse-10093684 | Laterals | 13043 | 0.070644 | 6 | 9 | 81254.27 | 0 | 10502.8001 | 12240.1101 | 15552.8073 | -70751.4699 | -69014.1599 | -65701.4627 | 0.12926 | 0.15064 | 0.19141 | 0.14189
170 | Lateral Hardening | Lateral Hardening-Fuse-90069783 | Laterals | 13072 | 0.089773 | 6 | 14 | 191397.87 | 0 | 25233.7678 | 28626.6887 | 34149.0628 | -166164.1022 | -162771.1813 | -157248.8072 | 0.13184 | 0.14957 | 0.17842 | 0.14182
10855 | Lateral Hardening | Lateral Hardening-Fuse-92678837 | Laterals | 13805 | 0.089205 | 4 | 4 | 63655.47 | 0 | 8177.7096 | 9610.2764 | 12365.2788 | -55477.7604 | -54045.1936 | -51290.1912 | 0.12847 | 0.15097 | 0.19425 | 0.1418
13173 | Lateral Hardening | Lateral Hardening-Fuse-91786348 | Laterals | 13229 | 0.075758 | 7 | 5 | 105972.5 | 0 | 13804.4434 | 15908.9603 | 19660.2392 | -92168.0566 | -90063.5397 | -86312.2608 | 0.13026 | 0.15012 | 0.18552 | 0.14175
12962 | Lateral Hardening | Lateral Hardening-Fuse-10121721 | Laterals | 13102 | 0.17727 | 15 | 34 | 304475.64 | 0 | 39625.4511 | 45751.5613 | 56539.9494 | -264850.1889 | -258724.0787 | -247935.6906 | 0.13014 | 0.15026 | 0.1857 | 0.14173
15801 | Lateral Hardening | Lateral Hardening-Fuse-10813142 | Laterals | 13341 | 0.18864 | 11 | 9 | 220486.08 | 0 | 28730.6507 | 33040.5021 | 40897.5674 | -191755.4293 | -187445.5779 | -179588.5126 | 0.13031 | 0.14985 | 0.18549 | 0.14169
8349 | Lateral Hardening | Lateral Hardening-Fuse-10362885 | Laterals | 13104 | 0.046402 | 6 | 12 | 67449.55 | 0 | 8706.1967 | 10168.0219 | 12806.4505 | -58743.3533 | -57281.5281 | -54643.0995 | 0.12908 | 0.15075 | 0.18987 | 0.14166
4292 | Lateral Hardening | Lateral Hardening-Fuse-60426708 | Laterals | 13222 | 0.22614 | 17 | 0 | 343029.7 | 0 | 44581.1928 | 51446.7948 | 63982.2942 | -298448.5072 | -291582.9052 | -279047.4058 | 0.12996 | 0.14998 | 0.18652 | 0.14162
9631 | Lateral Hardening | Lateral Hardening-Fuse-60005950 | Laterals | 13899 | 0.11231 | 5 | 4 | 101150.32 | 0 | 13335.9804 | 15104.3891 | 17904.2199 | -87814.3396 | -86045.9309 | -83246.1001 | 0.13184 | 0.14933 | 0.17701 | 0.1416
8475 | Lateral Hardening | Lateral Hardening-Fuse-10471367 | Laterals | 13230 | 0.056061 | 4 | 1 | 53040.97 | 0 | 6746.4903 | 8032.2429 | 10529.4427 | -46294.4797 | -45008.7271 | -42511.5273 | 0.12719 | 0.15143 | 0.19852 | 0.1416
4124 | Lateral Hardening | Lateral Hardening-Fuse-60352613 | Laterals | 13236 | 0.27367 | 16 | 5 | 162434.05 | 0 | 20686.0566 | 24583.6979 | 32073.6018 | -141747.9934 | -137850.3521 | -130360.4482 | 0.12735 | 0.15135 | 0.19746 | 0.14156
18993 | Lateral Hardening | Lateral Hardening-Fuse-90400771 | Laterals | 13785 | 0.07197 | 4 |  | 50433.13 | 0 | 6385.3588 | 7651.9474 | 10120.0308 | -44047.7712 | -42781.1826 | -40313.0992 | 0.12661 | 0.15172 | 0.20066 | 0.14155
18426 | Lateral Hardening | Lateral Hardening-Fuse-92233312 | Laterals | 13061 | 0.14886 | 13 | 9 | 208303.32 | 0 | 27096.5455 | 31221.493 | 38555.8656 | -181206.7745 | -177081.827 | -169747.4544 | 0.13008 | 0.14988 | 0.18509 | 0.14152
4139 | Lateral Hardening | Lateral Hardening-Fuse-10477221 | Laterals | 13326 | 0.13598 | 8 | 2 | 99187.82 | 0 | 12899.2681 | 14829.5343 | 18452.8974 | -86288.5519 | -84358.2857 | -80734.9226 | 0.13005 | 0.14951 | 0.18604 | 0.14149
6733 | Lateral Hardening | Lateral Hardening-Fuse-93264363 | Laterals | 13042 | 0.042045 | 4 | 4 | 59227.53 | 0 | 7654.4229 | 8896.6687 | 11148.0881 | -51573.1071 | -50330.8613 | -48079.4419 | 0.12924 | 0.15021 | 0.18822 | 0.14143
7379 | Lateral Hardening | Lateral Hardening-Fuse-10694158 | Laterals | 13254 | 0.34489 | 24 | 31 | 350558.79 | 0 | 45036.4557 | 52729.4125 | 67133.2225 | -305522.3343 | -297829.3775 | -283425.5675 | 0.12847 | 0.15042 | 0.1915 | 0.14136
17638 | Lateral Hardening | Lateral Hardening-Fuse-60470150 | Laterals | 13724 | 0.076894 | 4 | 2 | 50333.69 | 0 | 6406.8821 | 7613.0114 | 9869.1557 | -43926.8079 | -42720.6786 | -40464.5343 | 0.12729 | 0.15125 | 0.19607 | 0.14136
10685 | Lateral Hardening | Lateral Hardening-Fuse-91242057 | Laterals | 13433 | 0.22405 | 15 | 0 | 111805.95 | 0 | 14131.6632 | 16942.616 | 22412.6396 | -97674.2868 | -94863.334 | -89393.3104 | 0.12639 | 0.15154 | 0.20046 | 0.14134
2685 | Lateral Hardening | Lateral Hardening-Fuse-92731928 | Laterals | 13808 | 0.17008 | 8 | 1 | 50000 | 0 | 6334.2173 | 7566.6925 | 9962.4924 | -43665.7827 | -42433.3075 | -40037.5076 | 0.12668 | 0.15133 | 0.19925 | 0.14134
3536 | Lateral Hardening | Lateral Hardening-Fuse-10141670 | Laterals | 13122 | 0.055114 | 7 | 0 | 50000 | 0 | 6317.634 | 7574.2852 | 10019.6879 | -43682.366 | -42425.7148 | -39980.3121 | 0.12635 | 0.15149 | 0.20039 | 0.1413
8225 | Lateral Hardening | Lateral Hardening-Fuse-91038495 | Laterals | 13496 | 0.10644 | 8 | 10 | 209011.67 | 0 | 27210.6338 | 31273.6192 | 38215.7526 | -181801.0362 | -177738.0508 | -170795.9174 | 0.13019 | 0.14963 | 0.18284 | 0.14128
459 | Lateral Hardening | Lateral Hardening-Fuse-60276766 | Laterals | 13785 | 0.13011 | 8 | 2 | 103138.56 | 0 | 13207.3686 | 15504.8559 | 19951.1185 | -89931.1914 | -87633.7041 | -83187.4415 | 0.12805 | 0.15033 | 0.19344 | 0.14128
3063 | Lateral Hardening | Lateral Hardening-Fuse-60166670 | Laterals | 13579 | 0.070644 | 4 | 1 | 50000 | 0 | 6343.7241 | 7554.6867 | 9899.7695 | -43656.2759 | -42445.3133 | -40100.2305 | 0.12687 | 0.15109 | 0.198 | 0.14125
16407 | Lateral Hardening | Lateral Hardening-Fuse-92134200 | Laterals | 13172 | 0.015341 | 1 | 2 | 50000 | 0 | 6594.9523 | 7458.2144 | 8679.335 | -43405.0477 | -42541.7856 | -41320.665 | 0.1319 | 0.14916 | 0.17359 | 0.14125
7436 | Lateral Hardening | Lateral Hardening-Fuse-90291455 | Laterals | 13679 | 0.040909 | 3 | 1 | 51781.77 | 0 | 6567.2362 | 7812.2769 | 10255.2693 | -45214.5338 | -43969.4931 | -41526.5007 | 0.12683 | 0.15087 | 0.19805 | 0.14116
6627 | Lateral Hardening | Lateral Hardening-Fuse-92658911 | Laterals | 13807 | 0.22727 | 12 | 11 | 262184.25 | 0 | 34552.5255 | 39014.0682 | 45703.6818 | -227631.7245 | -223170.1818 | -216480.5682 | 0.13179 | 0.1488 | 0.17432 | 0.14115
11887 | Lateral Hardening | Lateral Hardening-Fuse-92734252 | Laterals | 13070 | 0.10852 | 6 | 3 | 60822.27 | 0 | 7730.6526 | 9177.636 | 11883.6951 | -53091.6174 | -51644.634 | -48938.5749 | 0.1271 | 0.15089 | 0.19538 | 0.14107
16400 | Lateral Hardening | Lateral Hardening-Fuse-10669975 | Laterals | 13462 | 0.1642 | 11 | 1 | 106480.44 | 0 | 13445.287 | 16081.6579 | 21192.0725 | -93035.153 | -90398.7821 | -85288.3675 | 0.12627 | 0.15103 | 0.19902 | 0.14097
12635 | Lateral Hardening | Lateral Hardening-Fuse-60457816 | Laterals | 13303 | 0.12197 | 6 | 2 | 58009.81 | 0 | 7360.5356 | 8743.9467 | 11359.7211 | -50649.2744 | -49265.8633 | -46650.0889 | 0.12688 | 0.15073 | 0.19582 | 0.14093
3253 | Lateral Hardening | Lateral Hardening-Fuse-60001461 | Laterals | 13023 | 0.11742 | 11 | 13 | 194204.59 | 0 | 24727.9922 | 29184.5916 | 37733.5977 | -169476.5978 | -165019.9984 | -156470.9923 | 0.12733 | 0.15028 | 0.1943 | 0.14091
7886 | Lateral Hardening | Lateral Hardening-Fuse-91767375 | Laterals | 13577 | 0.076894 | 6 | 23 | 211383.41 | 0 | 27339.0677 | 31570.1747 | 39016.492 | -184044.3423 | -179813.2353 | -172366.918 | 0.12933 | 0.14935 | 0.18458 | 0.14086
11571 | Lateral Hardening | Lateral Hardening-Fuse-93072149 | Laterals | 13708 | 0.032765 | 4 | 2 | 51104.95 | 0 | 6478.3335 | 7695.4015 | 10029.2058 | -44626.6165 | -43409.5485 | -41075.7442 | 0.12677 | 0.15058 | 0.19625 | 0.14086
8098 | Lateral Hardening | Lateral Hardening-Fuse-10556531 | Laterals | 13298 | 0.12898 | 6 | 2 | 63030.87 | 0 | 7973.9379 | 9490.2833 | 12448.2112 | -55056.9321 | -53540.5867 | -50582.6588 | 0.12651 | 0.15057 | 0.19749 | 0.14082
16021 | Lateral Hardening | Lateral Hardening-Fuse-91167056 | Laterals | 13983 | 0.12973 | 4 | 4 | 106528.4 | 0 | 14115.9699 | 15726.7973 | 18113.7734 | -92412.4301 | -90801.6027 | -88414.6266 | 0.13251 | 0.14763 | 0.17004 | 0.1408
12240 | Lateral Hardening | Lateral Hardening-Fuse-90639971 | Laterals | 13311 | 0.066856 | 4 | 5 | 69658.15 | 0 | 8874.7275 | 10444.3595 | 13451.3981 | -60783.4225 | -59213.7905 | -56206.7519 | 0.1274 | 0.14994 | 0.19311 | 0.14073
1334 | Lateral Hardening | Lateral Hardening-Fuse-91666803 | Laterals | 13621 | 0.23674 | 12 | 9 | 304001.86 | 0 | 40023.6553 | 44958.9064 | 52717.8272 | -263978.2047 | -259042.9536 | -251284.0328 | 0.13166 | 0.14789 | 0.17341 | 0.1407
14044 | Lateral Hardening | Lateral Hardening-Fuse-10556733 | Laterals | 13298 | 0.61761 | 28 | 9 | 371738.25 | 0 | 47561.4079 | 55492.5066 | 70736.166 | -324176.8421 | -316245.7434 | -301002.084 | 0.12794 | 0.14928 | 0.19028 | 0.14058
11931 | Lateral Hardening | Lateral Hardening-Fuse-90400270 | Laterals | 13698 | 0.23125 | 18 | 0 | 343824.85 | 0 | 44180.0978 | 51135.2643 | 64628.3596 | -299644.7522 | -292689.5857 | -279196.4904 | 0.1285 | 0.14872 | 0.18797 | 0.14051
17978 | Lateral Hardening | Lateral Hardening-Fuse-10516393 | Laterals | 13797 | 0.087311 | 6 | 38 | 51708.07 | 0 | 6630.6356 | 7735.5245 | 9655.0031 | -45077.4344 | -43972.5455 | -42053.0669 | 0.12823 | 0.1496 | 0.18672 | 0.14049
4940 | Lateral Hardening | Lateral Hardening-Fuse-92059610 | Laterals | 13236 | 0.16553 | 10 | 2 | 106081.94 | 0 | 13389.4731 | 15930.0541 | 20906.4686 | -92692.4669 | -90151.8859 | -85175.4714 | 0.12622 | 0.15017 | 0.19708 | 0.14049
8430 | Lateral Hardening | Lateral Hardening-Fuse-10477648 | Laterals | 13435 | 0.8 | 25 | 0 | 269376.06 | 0 | 35514.3568 | 39629.2278 | 46407.3966 | -233861.7032 | -229746.8322 | -222968.6634 | 0.13184 | 0.14711 | 0.17228 | 0.14047
6662 | Lateral Hardening | Lateral Hardening-Fuse-90871885 | Laterals | 13099 | 0.092614 | 8 | 3 | 99513.36 | 0 | 12919.7796 | 14749.9635 | 18011.8625 | -86593.5804 | -84763.3965 | -81501.4975 | 0.12983 | 0.14822 | 0.181 | 0.14046
6573 | Lateral Hardening | Lateral Hardening-Fuse-91452803 | Laterals | 13204 | 0.093939 | 11 | 18 | 158573.54 | 0 | 20246.5641 | 23685.4451 | 30196.7411 | -138326.9759 | -134888.0949 | -128376.7989 | 0.12768 | 0.14937 | 0.19043 | 0.14046
9980 | Lateral Hardening | Lateral Hardening-Fuse-91758296 | Laterals | 13932 | 0.097538 | 7 | 6 | 187548.59 | 0 | 24628.438 | 27720.0412 | 32466.788 | -162920.152 | -159828.5488 | -155081.802 | 0.13132 | 0.1478 | 0.17311 | 0.14044
6087 | Lateral Hardening | Lateral Hardening-Fuse-92908898 | Laterals | 13159 | 0.066098 | 7 | 9 | 80876.51 | 0 | 10326.0899 | 12067.0604 | 15377.2741 | -70550.4201 | -68809.4496 | -65499.2359 | 0.12768 | 0.1492 | 0.19013 | 0.14038
7872 | Lateral Hardening | Lateral Hardening-Fuse-91461832 | Laterals | 13610 | 0.16458 | 11 | 22 | 165157.81 | 0 | 21105.1985 | 24692.8089 | 31120.0169 | -144052.6115 | -140465.0011 | -134037.7931 | 0.12779 | 0.14951 | 0.18843 | 0.14037
3800 | Lateral Hardening | Lateral Hardening-Fuse-10676300 | Laterals | 13787 | 0.05322 | 4 | 1 | 52804.87 | 0 | 6655.0193 | 7915.8277 | 10396.4594 | -46149.8507 | -44889.0423 | -42408.4106 | 0.12603 | 0.14991 | 0.19688 | 0.14028
13262 | Lateral Hardening | Lateral Hardening-Fuse-10686097 | Laterals | 13808 | 0.10341 | 6 | 7 | 56467.29 | 0 | 7200.4544 | 8418.5118 | 10729.8848 | -49266.8356 | -48048.7782 | -45737.4052 | 0.12752 | 0.14909 | 0.19002 | 0.14024
4590 | Lateral Hardening | Lateral Hardening-Fuse-10095415 | Laterals | 13786 | 0.087689 | 4 | 0 | 66994.33 | 0 | 8436.2019 | 10033.8363 | 13174.5519 | -58558.1281 | -56960.4937 | -53819.7781 | 0.12592 | 0.14977 | 0.19665 | 0.14015
5099 | Lateral Hardening | Lateral Hardening-Fuse-10097021 | Laterals | 13461 | 0.079356 | 4 | 1 | 54976.99 | 0 | 6922.1473 | 8233.9985 | 10815.9301 | -48054.8427 | -46742.9915 | -44161.0599 | 0.12591 | 0.14977 | 0.19674 | 0.14015
8694 | Lateral Hardening | Lateral Hardening-Fuse-10686266 | Laterals | 13808 | 0.042424 | 4 | 2 | 55837.69 | 0 | 7034.3191 | 8361.7752 | 10906.9822 | -48803.3709 | -47475.9148 | -44930.7078 | 0.12598 | 0.14975 | 0.19533 | 0.14005
5859 | Lateral Hardening | Lateral Hardening-Fuse-10526061 | Laterals | 14023 | 0.057765 | 5 | 5 | 113354.56 | 0 | 14504.3031 | 16821.9576 | 21169.2564 | -98850.2569 | -96532.6024 | -92185.3036 | 0.12796 | 0.1484 | 0.18675 | 0.13997
2696 | Lateral Hardening | Lateral Hardening-Fuse-92910413 | Laterals | 13236 | 0.17955 | 11 | 1 | 107755.38 | 0 | 13507.1208 | 16150.044 | 21278.9066 | -94248.2592 | -91605.336 | -86476.4734 | 0.12535 | 0.14988 | 0.19747 | 0.13992
14462 | Lateral Hardening | Lateral Hardening-Fuse-91117402 | Laterals | 13649 | 0.049621 | 5 | 1 | 52505.81 | 0 | 6592.9078 | 7856.7078 | 10317.8042 | -45912.9022 | -44649.1022 | -42188.0058 | 0.12557 | 0.14964 | 0.19651 | 0.13988
11154 | Lateral Hardening | Lateral Hardening-Fuse-10655467 | Laterals | 13188 | 0.083333 | 3 | 4 | 50000 | 0 | 6470.0712 | 7387.0318 | 8945.2437 | -43529.9288 | -42612.9682 | -41054.7563 | 0.1294 | 0.14774 | 0.1789 | 0.13985
11066 | Lateral Hardening | Lateral Hardening-Fuse-10424237 | Laterals | 13828 | 0.034091 | 5 | 1 | 50000 | 0 | 6279.9117 | 7477.9706 | 9800.6938 | -43720.0883 | -42522.0294 | -40199.3062 | 0.1256 | 0.14956 | 0.19601 | 0.13983
18301 | Lateral Hardening | Lateral Hardening-Fuse-10635927 | Laterals | 13388 | 0.070833 | 3 | 2 | 58198.69 | 0 | 7357.3729 | 8679.5161 | 11188.0101 | -50841.3171 | -49519.1739 | -47010.6799 | 0.12642 | 0.14914 | 0.19224 | 0.13982
12412 | Lateral Hardening | Lateral Hardening-Fuse-10165375 | Laterals | 13045 | 0.10038 | 8 | 14 | 139458.7 | 0 | 17783.8154 | 20744.3537 | 26030.385 | -121674.8846 | -118714.3463 | -113428.315 | 0.12752 | 0.14875 | 0.18665 | 0.1398
4887 | Lateral Hardening | Lateral Hardening-Fuse-90524967 | Laterals | 13624 | 0.073106 | 6 | 3 | 106769.5 | 0 | 13577.8859 | 15855.9213 | 20204.5936 | -93191.6141 | -90913.5787 | -86564.9064 | 0.12717 | 0.14851 | 0.18924 | 0.13978
8952 | Lateral Hardening | Lateral Hardening-Fuse-92269519 | Laterals | 13786 | 0.044318 | 4 | 1 | 50000 | 0 | 6279.105 | 7468.8407 | 9806.5247 | -43720.895 | -42531.1593 | -40193.4753 | 0.12558 | 0.14938 | 0.19613 | 0.13978
14279 | Lateral Hardening | Lateral Hardening-Fuse-60130327 | Laterals | 13096 | 0.4447 | 49 |  | 1005513.94 | 0 | 128995.009 | 149262.4945 | 183608.4766 | -876518.931 | -856251.4455 | -821905.4634 | 0.12829 | 0.14844 | 0.1826 | 0.13977
5086 | Lateral Hardening | Lateral Hardening-Fuse-10095486 | Laterals | 13786 | 0.12235 | 7 | 0 | 62479.97 | 0 | 7807.8431 | 9360.9142 | 12383.1407 | -54672.1269 | -53119.0558 | -50096.8293 | 0.12497 | 0.14982 | 0.19819 | 0.13975
5271 | Lateral Hardening | Lateral Hardening-Fuse-92661383 | Laterals | 13685 | 0.057955 | 4 | 1 | 53198.37 | 0 | 6679.2791 | 7945.1109 | 10431.1603 | -46519.0909 | -45253.2591 | -42767.2097 | 0.12555 | 0.14935 | 0.19608 | 0.13975
4538 | Lateral Hardening | Lateral Hardening-Fuse-10745539 | Laterals | 13330 | 0.35303 | 13 | 6 | 177906.47 | 0 | 22365.428 | 26571.7515 | 34654.7885 | -155541.042 | -151334.7185 | -143251.6815 | 0.12571 | 0.14936 | 0.19479 | 0.13972
5596 | Lateral Hardening | Lateral Hardening-Fuse-10433160 | Laterals | 13839 | 0.047159 | 5 | 0 | 60257.61 | 0 | 7528.4493 | 9025.9458 | 11940.0257 | -52729.1607 | -51231.6642 | -48317.5843 | 0.12494 | 0.14979 | 0.19815 | 0.13971
7357 | Lateral Hardening | Lateral Hardening-Fuse-10895223 | Laterals | 13003 | 0.18958 | 11 | 4 | 151515.49 | 0 | 19474.5311 | 22374.4123 | 27662.284 | -132040.9589 | -129141.0777 | -123853.206 | 0.12853 | 0.14767 | 0.18257 | 0.13968
6556 | Lateral Hardening | Lateral Hardening-Fuse-92019412 | Laterals | 13418 | 0.10208 | 6 | 20 | 159250.36 | 0 | 20531.4996 | 23547.7037 | 28598.7711 | -138718.8604 | -135702.6563 | -130651.5889 | 0.12893 | 0.14787 | 0.17958 | 0.13967
2442 | Lateral Hardening | Lateral Hardening-Fuse-10093672 | Laterals | 13043 | 0.060795 | 4 | 14 | 140099.04 | 0 | 18213.8132 | 20682.4818 | 24238.2936 | -121885.2268 | -119416.5582 | -115860.7464 | 0.13001 | 0.14763 | 0.17301 | 0.13959
9103 | Lateral Hardening | Lateral Hardening-Fuse-10394119 | Laterals | 13552 | 0.19962 | 14 | 0 | 261940.1 | 0 | 33310.8316 | 38791.0556 | 49397.8588 | -228629.2684 | -223149.0444 | -212542.2412 | 0.12717 | 0.14809 | 0.18858 | 0.13959
18522 | Lateral Hardening | Lateral Hardening-Fuse-60238816 | Laterals | 13423 | 0.039394 | 5 | 0 | 50000 | 0 | 6240.6986 | 7482.0464 | 9897.6693 | -43759.3014 | -42517.9536 | -40102.3307 | 0.12481 | 0.14964 | 0.19795 | 0.13958
15578 | Lateral Hardening | Lateral Hardening-Fuse-93295548 | Laterals | 13808 | 0.07197 | 4 | 2 | 54363.13 | 0 | 6829.0483 | 8110.3629 | 10566.3927 | -47534.0817 | -46252.7671 | -43796.7373 | 0.12562 | 0.14919 | 0.19437 | 0.13956
17060 | Lateral Hardening | Lateral Hardening-Fuse-92540126 | Laterals | 13017 | 0.34773 | 24 | 18 | 376310.07 | 0 | 48370.8453 | 55638.6552 | 68007.7333 | -327939.2247 | -320671.4148 | -308302.3367 | 0.12854 | 0.14785 | 0.18072 | 0.13955
3865 | Lateral Hardening | Lateral Hardening-Fuse-92203615 | Laterals | 13786 | 0.12197 | 8 | 2 | 98023.06 | 0 | 12534.2645 | 14465.8551 | 18112.1316 | -85488.7955 | -83557.2049 | -79910.9284 | 0.12787 | 0.14758 | 0.18477 | 0.13947
17357 | Lateral Hardening | Lateral Hardening-Fuse-92398086 | Laterals | 13071 | 0.083902 | 6 |  | 51424.75 | 0 | 6413.4589 | 7689.1708 | 10171.665 | -45011.2911 | -43735.5792 | -41253.085 | 0.12472 | 0.14952 | 0.1978 | 0.13947
7762 | Lateral Hardening | Lateral Hardening-Fuse-92442966 | Laterals | 13080 | 0.1964 | 19 | 36 | 277842.13 | 0 | 35249.1841 | 41209.7727 | 52276.7237 | -242592.9459 | -236632.3573 | -225565.4063 | 0.12687 | 0.14832 | 0.18815 | 0.13943
8861 | Lateral Hardening | Lateral Hardening-Fuse-90532513 | Laterals | 13839 | 0.057576 | 4 | 8 | 76238.21 | 0 | 9719.3592 | 11287.9399 | 14078.6708 | -66518.8508 | -64950.2701 | -62159.5392 | 0.12749 | 0.14806 | 0.18467 | 0.13938
16250 | Lateral Hardening | Lateral Hardening-Fuse-10590610 | Laterals | 13127 | 0.11818 | 8 | 13 | 173091.51 | 0 | 22421.1166 | 25443.8147 | 30365.8934 | -150670.3934 | -147647.6953 | -142725.6166 | 0.12953 | 0.147 | 0.17543 | 0.13936
11868 | Lateral Hardening | Lateral Hardening-Fuse-93063351 | Laterals | 13099 | 0.03125 | 4 | 1 | 50979.03 | 0 | 6381.5431 | 7590.9492 | 9966.1803 | -44597.4869 | -43388.0808 | -41012.8497 | 0.12518 | 0.1489 | 0.1955 | 0.13933
2377 | Lateral Hardening | Lateral Hardening-Fuse-10457697 | Laterals | 13229 | 0.22121 | 21 | 0 | 373999.76 | 0 | 47462.8103 | 55287.4778 | 70416.7319 | -326536.9497 | -318712.2822 | -303583.0281 | 0.12691 | 0.14783 | 0.18828 | 0.13932
6781 | Lateral Hardening | Lateral Hardening-Fuse-92596907 | Laterals | 13008 | 0.12159 | 9 | 0 | 95873.5 | 0 | 11943.3874 | 14319.0666 | 18942.0617 | -83930.1126 | -81554.4334 | -76931.4383 | 0.12457 | 0.14935 | 0.19757 | 0.13931
9349 | Lateral Hardening | Lateral Hardening-Fuse-93288405 | Laterals | 13242 | 0.052652 | 4 | 3 | 108999.58 | 0 | 14157.6284 | 16008.4161 | 18805.2496 | -94841.9516 | -92991.1639 | -90194.3304 | 0.12989 | 0.14687 | 0.17253 | 0.13924
15812 | Lateral Hardening | Lateral Hardening-Fuse-91863763 | Laterals | 13630 | 0.035038 | 7 | 53 | 50000 | 0 | 6480.3641 | 7353.6254 | 8671.6259 | -43519.6359 | -42646.3746 | -41328.3741 | 0.12961 | 0.14707 | 0.17343 | 0.13923
10216 | Lateral Hardening | Lateral Hardening-Fuse-90378633 | Laterals | 13171 | 0.085606 | 7 |  | 51566.41 | 0 | 6414.002 | 7689.8219 | 10172.5263 | -45152.408 | -43876.5881 | -41393.8837 | 0.12438 | 0.14912 | 0.19727 | 0.13909
19031 | Lateral Hardening | Lateral Hardening-Fuse-90050020 | Laterals | 13390 | 0.14602 | 7 |  | 96600.72 | 0 | 12251.1544 | 14238.7849 | 18074.7076 | -84349.5656 | -82361.9351 | -78526.0124 | 0.12682 | 0.1474 | 0.18711 | 0.13902
18911 | Lateral Hardening | Lateral Hardening-Fuse-10070764 | Laterals | 13657 | 0.067614 | 5 | 5 | 57422.43 | 0 | 7247.3826 | 8487.3233 | 10880.4971 | -50175.0474 | -48935.1067 | -46541.9329 | 0.12621 | 0.14781 | 0.18948 | 0.13902
13367 | Lateral Hardening | Lateral Hardening-Fuse-10127957 | Laterals | 13078 | 0.26553 | 22 | 0 | 368569.92 | 0 | 46373.9151 | 54569.4418 | 70341.0355 | -322196.0049 | -314000.4782 | -298228.8845 | 0.12582 | 0.14806 | 0.19085 | 0.13899
10086 | Lateral Hardening | Lateral Hardening-Fuse-91863504 | Laterals | 13630 | 0.10303 | 5 | 12 | 83945.81 | 0 | 10665.8024 | 12401.8116 | 15464.5307 | -73280.0076 | -71543.9984 | -68481.2793 | 0.12706 | 0.14774 | 0.18422 | 0.13898
17421 | Lateral Hardening | Lateral Hardening-Fuse-60024887 | Laterals | 13303 | 0.090909 | 7 | 2 | 99880.38 | 0 | 12457.251 | 14829.1359 | 19444.914 | -87423.129 | -85051.2441 | -80435.466 | 0.12472 | 0.14847 | 0.19468 | 0.13884
1475 | Lateral Hardening | Lateral Hardening-Fuse-91493341 | Laterals | 13053 | 0.10606 | 9 | 15 | 139930.9 | 0 | 17695.7989 | 20620.2038 | 26228.9209 | -122235.1011 | -119310.6962 | -113701.9791 | 0.12646 | 0.14736 | 0.18744 | 0.13883
17887 | Lateral Hardening | Lateral Hardening-Fuse-10840136 | Laterals | 14112 | 0.10208 | 6 | 2 | 105247.72 | 0 | 13314.0619 | 15511.6352 | 19674.0694 | -91933.6581 | -89736.0848 | -85573.6506 | 0.1265 | 0.14738 | 0.18693 | 0.13881
4762 | Lateral Hardening | Lateral Hardening-Fuse-10686206 | Laterals | 13808 | 0.19223 | 8 | 13 | 219259.1 | 0 | 28466.2681 | 32096.6116 | 37253.7153 | -190792.8319 | -187162.4884 | -182005.3847 | 0.12983 | 0.14639 | 0.16991 | 0.1388
19173 | Lateral Hardening | Lateral Hardening-Fuse-10095431 | Laterals | 13786 | 0.099053 | 7 | 1 | 60543.95 | 0 | 7830.9811 | 8831.7222 | 10512.2708 | -52712.9689 | -51712.2278 | -50031.6792 | 0.12934 | 0.14587 | 0.17363 | 0.13873
3600 | Lateral Hardening | Lateral Hardening-Fuse-10564619 | Laterals | 13292 | 0.12689 | 12 | 0 | 173664.7 | 0 | 22091.2557 | 25469.64 | 31849.5855 | -151573.4443 | -148195.06 | -141815.1145 | 0.12721 | 0.14666 | 0.1834 | 0.13866
5783 | Lateral Hardening | Lateral Hardening-Fuse-92529632 | Laterals | 13210 | 0.21307 | 18 | 18 | 379811.01 | 0 | 49117.5166 | 55520.4672 | 65267.8819 | -330693.4934 | -324290.5428 | -314543.1281 | 0.12932 | 0.14618 | 0.17184 | 0.13863
6324 | Lateral Hardening | Lateral Hardening-Fuse-92605365 | Laterals | 13390 | 0.14924 | 10 | 3 | 121408.62 | 0 | 15107.3314 | 18001.9344 | 23574.923 | -106301.2886 | -103406.6856 | -97833.697 | 0.12443 | 0.14828 | 0.19418 | 0.13856
10505 | Lateral Hardening | Lateral Hardening-Fuse-10544630 | Laterals | 13911 | 0.045644 | 4 | 2 | 50000 | 0 | 6299.3243 | 7367.3666 | 9376.1628 | -43700.6757 | -42632.6334 | -40623.8372 | 0.12599 | 0.14735 | 0.18752 | 0.13855
15430 | Lateral Hardening | Lateral Hardening-Fuse-92035038 | Laterals | 13117 | 0.27273 | 16 | 8 | 202368.6 | 0 | 25697.3506 | 29715.7081 | 37034.6903 | -176671.2494 | -172652.8919 | -165333.9097 | 0.12698 | 0.14684 | 0.18301 | 0.13854
14391 | Lateral Hardening | Lateral Hardening-Fuse-92665838 | Laterals | 13226 | 0.13049 | 9 | 27 | 238011.97 | 0 | 30011.5678 | 35090.3409 | 44359.6812 | -208000.4022 | -202921.6291 | -193652.2888 | 0.12609 | 0.14743 | 0.18638 | 0.13852
16851 | Lateral Hardening | Lateral Hardening-Fuse-93428506 | Laterals | 13924 | 0.11155 | 7 | 0 | 57652.79 | 0 | 7139.0191 | 8559.0533 | 11322.3942 | -50513.7709 | -49093.7367 | -46330.3958 | 0.12383 | 0.14846 | 0.19639 | 0.13847
7130 | Lateral Hardening | Lateral Hardening-Fuse-10005226 | Laterals | 13160 | 0.21364 | 16 | 31 | 291777.72 | 0 | 36883.2688 | 42948.0764 | 53693.7615 | -254894.4512 | -248829.6436 | -238083.9585 | 0.12641 | 0.14719 | 0.18402 | 0.13841
7860 | Lateral Hardening | Lateral Hardening-Fuse-91170166 | Laterals | 13035 | 0.066098 | 7 | 10 | 129767.12 | 0 | 16265.5168 | 19120.9886 | 24592.101 | -113501.6032 | -110646.1314 | -105175.019 | 0.12534 | 0.14735 | 0.18951 | 0.13836
14077 | Lateral Hardening | Lateral Hardening-Fuse-60035870 | Laterals | 13390 | 0.1017 | 7 | 3 | 60255.63 | 0 | 7512.1964 | 8913.4249 | 11552.9887 | -52743.4336 | -51342.2051 | -48702.6413 | 0.12467 | 0.14793 | 0.19173 | 0.13835
9129 | Lateral Hardening | Lateral Hardening-Fuse-60342974 | Laterals | 13096 | 0.064205 | 5 | 5 | 57139.11 | 0 | 7176.4244 | 8399.7635 | 10770.2401 | -49962.6856 | -48739.3465 | -46368.8699 | 0.1256 | 0.14701 | 0.18849 | 0.13831
1857 | Lateral Hardening | Lateral Hardening-Fuse-10556738 | Laterals | 13298 | 0.22197 | 13 | 2 | 159663.07 | 0 | 19782.4129 | 23630.4056 | 31105.5884 | -139880.6571 | -136032.6644 | -128557.4816 | 0.1239 | 0.148 | 0.19482 | 0.13822
11664 | Lateral Hardening | Lateral Hardening-Fuse-60181083 | Laterals | 13388 | 0.125 | 6 | 3 | 107152.26 | 0 | 13470.7905 | 15720.8453 | 20115.2451 | -93681.4695 | -91431.4147 | -87037.0149 | 0.12572 | 0.14672 | 0.18773 | 0.13822
2510 | Lateral Hardening | Lateral Hardening-Fuse-90444881 | Laterals | 13163 | 0.073674 | 6 | 14 | 150046.72 | 0 | 18855.2008 | 22045.51 | 28120.8877 | -131191.5192 | -128001.21 | -121925.8323 | 0.12566 | 0.14692 | 0.18741 | 0.13822
17208 | Lateral Hardening | Lateral Hardening-Fuse-10612098 | Laterals | 13927 | 0.059091 | 6 | 1 | 53292.81 | 0 | 6603.3142 | 7885.7437 | 10364.677 | -46689.4958 | -45407.0663 | -42928.133 | 0.12391 | 0.14797 | 0.19449 | 0.13818
5255 | Lateral Hardening | Lateral Hardening-Fuse-10501109 | Laterals | 13509 | 0.057576 | 5 | 0 | 57512.05 | 0 | 7106.4872 | 8520.0505 | 11270.7991 | -50405.5628 | -48991.9995 | -46241.2509 | 0.12357 | 0.14814 | 0.19597 | 0.13818
1098 | Lateral Hardening | Lateral Hardening-Fuse-91979646 | Laterals | 13147 | 0.21951 | 12 | 6 | 219630.38 | 0 | 27297.8166 | 32416.733 | 42360.8721 | -192332.5634 | -187213.647 | -177269.5079 | 0.12429 | 0.1476 | 0.19287 | 0.13814
14215 | Lateral Hardening | Lateral Hardening-Fuse-60351102 | Laterals | 13870 | 0.058144 | 3 | 1 | 53214.11 | 0 | 6603.2266 | 7854.6138 | 10311.342 | -46610.8834 | -45359.4962 | -42902.768 | 0.12409 | 0.1476 | 0.19377 | 0.13811
9807 | Lateral Hardening | Lateral Hardening-Fuse-10743728 | Laterals | 13328 | 0.071023 | 7 | 0 | 55071.43 | 0 | 6796.7585 | 8148.7131 | 10779.5732 | -48274.6715 | -46922.7169 | -44291.8568 | 0.12342 | 0.14797 | 0.19574 | 0.13801
6836 | Lateral Hardening | Lateral Hardening-Fuse-60604564 | Laterals | 13724 | 0.075758 | 5 | 0 | 54677.93 | 0 | 6745.5212 | 8087.2841 | 10698.3115 | -47932.4088 | -46590.6459 | -43979.6185 | 0.12337 | 0.14791 | 0.19566 | 0.13796
18193 | Lateral Hardening | Lateral Hardening-Fuse-91568099 | Laterals | 13377 | 0.31856 | 34 | 151 | 799774.01 | 0 | 101938.9707 | 116600.6882 | 141808.6691 | -697835.0393 | -683173.3218 | -657965.3409 | 0.12746 | 0.14579 | 0.17731 | 0.13794
18285 | Lateral Hardening | Lateral Hardening-Fuse-91761081 | Laterals | 13705 | 0.064583 | 3 | 17 | 50000 | 0 | 6341.3596 | 7317.8529 | 8952.733 | -43658.6404 | -42682.1471 | -41047.267 | 0.12683 | 0.14636 | 0.17905 | 0.13791
19323 | Lateral Hardening | Lateral Hardening-Fuse-92196668 | Laterals | 13198 | 0.096402 | 11 | 6 | 128721.5 | 0 | 16502.9486 | 18698.9783 | 22351.6373 | -112218.5514 | -110022.5217 | -106369.8627 | 0.12821 | 0.14527 | 0.17364 | 0.13787
18154 | Lateral Hardening | Lateral Hardening-Fuse-60273868 | Laterals | 13723 | 0.031439 | 4 | 1 | 50994.77 | 0 | 6316.4638 | 7512.3453 | 9865.9783 | -44678.3062 | -43482.4247 | -41128.7917 | 0.12386 | 0.14732 | 0.19347 | 0.13786
4654 | Lateral Hardening | Lateral Hardening-Fuse-92001068 | Laterals | 13419 | 0.32197 | 33 | 101 | 483974.53 | 0 | 62202.1939 | 70148.5265 | 83254.1354 | -421772.3361 | -413826.0035 | -400720.3946 | 0.12852 | 0.14494 | 0.17202 | 0.1378
17919 | Lateral Hardening | Lateral Hardening-Fuse-92864141 | Laterals | 13460 | 0.044697 | 5 | 1 | 52096.57 | 0 | 6444.3419 | 7678.9043 | 10084.8794 | -45652.2281 | -44417.6657 | -42011.6906 | 0.1237 | 0.1474 | 0.19358 | 0.1378
17236 | Lateral Hardening | Lateral Hardening-Fuse-91209039 | Laterals | 13298 | 0.13239 | 5 | 1 | 59384.19 | 0 | 7337.608 | 8762.1738 | 11505.3166 | -52046.582 | -50622.0162 | -47878.8734 | 0.12356 | 0.14755 | 0.19374 | 0.13778
13589 | Lateral Hardening | Lateral Hardening-Fuse-92192929 | Laterals | 13645 | 0.079167 | 5 | 2 | 58891.25 | 0 | 7299.0139 | 8669.5918 | 11311.2832 | -51592.2361 | -50221.6582 | -47579.9668 | 0.12394 | 0.14721 | 0.19207 | 0.13774
3327 | Lateral Hardening | Lateral Hardening-Fuse-91870409 | Laterals | 13496 | 0.066477 | 6 | 13 | 209620.53 | 0 | 26796.929 | 30464.9417 | 36478.3991 | -182823.601 | -179155.5883 | -173142.1309 | 0.12784 | 0.14533 | 0.17402 | 0.1377
5760 | Lateral Hardening | Lateral Hardening-Fuse-10876238 | Laterals | 14023 | 0.24451 | 11 | 14 | 267546.59 | 0 | 34342.4574 | 38892.8015 | 45665.284 | -233204.1326 | -228653.7885 | -221881.306 | 0.12836 | 0.14537 | 0.17068 | 0.1377
4806 | Lateral Hardening | Lateral Hardening-Fuse-93272293 | Laterals | 13080 | 0.14924 | 14 | 27 | 203182.87 | 0 | 25465.4718 | 29783.9341 | 37616.3687 | -177717.3982 | -173398.9359 | -165566.5013 | 0.12533 | 0.14659 | 0.18514 | 0.13769
10545 | Lateral Hardening | Lateral Hardening-Fuse-92173403 | Laterals | 13391 | 0.22727 | 11 | 6 | 220275.72 | 0 | 27483.0077 | 32273.4732 | 41508.8389 | -192792.7123 | -188002.2468 | -178766.8811 | 0.12477 | 0.14651 | 0.18844 | 0.13766
12866 | Lateral Hardening | Lateral Hardening-Fuse-10544572 | Laterals | 13909 | 0.050379 | 4 | 3 | 60428.77 | 0 | 7496.9263 | 8891.4122 | 11512.3728 | -52931.8437 | -51537.3578 | -48916.3972 | 0.12406 | 0.14714 | 0.19051 | 0.13763
15290 | Lateral Hardening | Lateral Hardening-Fuse-90116389 | Laterals | 13896 | 0.099432 | 6 | 13 | 64505.43 | 0 | 8064.4987 | 9437.9025 | 12066.0001 | -56440.9313 | -55067.5275 | -52439.4299 | 0.12502 | 0.14631 | 0.18705 | 0.13761
11026 | Lateral Hardening | Lateral Hardening-Fuse-10629084 | Laterals | 13146 | 0.062121 | 4 | 1 | 53544.65 | 0 | 6618.0254 | 7872.2409 | 10340.7363 | -46926.6246 | -45672.4091 | -43203.9137 | 0.1236 | 0.14702 | 0.19312 | 0.13758
4132 | Lateral Hardening | Lateral Hardening-Fuse-91033585 | Laterals | 13035 | 0.068939 | 7 | 17 | 148635.86 | 0 | 18676.9759 | 21740.2906 | 27185.3014 | -129958.8841 | -126895.5694 | -121450.5586 | 0.12566 | 0.14627 | 0.1829 | 0.13756
9658 | Lateral Hardening | Lateral Hardening-Fuse-10075211 | Laterals | 13656 | 0.15398 | 7 | 2 | 100909.45 | 0 | 12471.2839 | 14828.5668 | 19479.8379 | -88438.1661 | -86080.8832 | -81429.6121 | 0.12359 | 0.14695 | 0.19304 | 0.13754
11712 | Lateral Hardening | Lateral Hardening-Fuse-10705939 | Laterals | 13268 | 0.04053 | 4 | 1 | 51750.29 | 0 | 6394.3436 | 7605.7664 | 9989.2323 | -45355.9464 | -44144.5236 | -41761.0577 | 0.12356 | 0.14697 | 0.19303 | 0.13753
16334 | Lateral Hardening | Lateral Hardening-Fuse-92629766 | Laterals | 13303 | 0.081439 | 5 | 2 | 50711.45 | 0 | 6280.9641 | 7460.2747 | 9660.4957 | -44430.4859 | -43251.1753 | -41050.9543 | 0.12386 | 0.14711 | 0.1905 | 0.1375
13938 | Lateral Hardening | Lateral Hardening-Fuse-92624814 | Laterals | 13303 | 0.081818 | 5 | 2 | 59111.61 | 0 | 7309.3996 | 8690.464 | 11348.5765 | -51802.2104 | -50421.146 | -47763.0335 | 0.12365 | 0.14702 | 0.19199 | 0.1375
14783 | Lateral Hardening | Lateral Hardening-Fuse-90734367 | Laterals | 13935 | 0.13693 | 12 | 16 | 230383.02 | 0 | 29349.1741 | 33439.3764 | 40349.7236 | -201033.8459 | -196943.6436 | -190033.2964 | 0.12739 | 0.14515 | 0.17514 | 0.13749
16558 | Lateral Hardening | Lateral Hardening-Fuse-91634839 | Laterals | 13622 | 0.2125 | 17 | 6 | 323001.42 | 0 | 41584.6931 | 46587.1189 | 54768.7375 | -281416.7269 | -276414.3011 | -268232.6825 | 0.12874 | 0.14423 | 0.16956 | 0.13747
7285 | Lateral Hardening | Lateral Hardening-Fuse-92609207 | Laterals | 13390 | 0.060227 | 3 | 2 | 50000 | 0 | 6314.312 | 7281.5205 | 9005.0732 | -43685.688 | -42718.4795 | -40994.9268 | 0.12629 | 0.14563 | 0.1801 | 0.13747
11982 | Lateral Hardening | Lateral Hardening-Fuse-91471940 | Laterals | 13358 | 0.10644 | 11 | 11 | 206389.03 | 0 | 25579.4352 | 30326.1021 | 39192.812 | -180809.5948 | -176062.9279 | -167196.218 | 0.12394 | 0.14694 | 0.1899 | 0.13743
14341 | Lateral Hardening | Lateral Hardening-Fuse-92145929 | Laterals | 13959 | 0.11117 | 6 | 0 | 70897.85 | 0 | 8713.0337 | 10446.1579 | 13818.7616 | -62184.8163 | -60451.6921 | -57079.0884 | 0.1229 | 0.14734 | 0.19491 | 0.13743
5417 | Lateral Hardening | Lateral Hardening-Fuse-92238877 | Laterals | 13206 | 0.1733 | 13 | 27 | 209111.85 | 0 | 26151.9035 | 30606.7254 | 38606.6654 | -182959.9465 | -178505.1246 | -170505.1846 | 0.12506 | 0.14637 | 0.18462 | 0.13741
882 | Lateral Hardening | Lateral Hardening-Fuse-90514671 | Laterals | 13678 | 0.085417 | 8 | 0 | 133454.3 | 0 | 16653.9285 | 19483.099 | 24896.3667 | -116800.3715 | -113971.201 | -108557.9333 | 0.12479 | 0.14599 | 0.18655 | 0.13733
15534 | Lateral Hardening | Lateral Hardening-Fuse-92665822 | Laterals | 13226 | 0.12879 | 9 | 25 | 197857.06 | 0 | 24721.5972 | 28891.0293 | 36668.8286 | -173135.4628 | -168966.0307 | -161188.2314 | 0.12495 | 0.14602 | 0.18533 | 0.13731
14746 | Lateral Hardening | Lateral Hardening-Fuse-10671231 | Laterals | 13724 | 0.064773 | 5 | 2 | 53256.33 | 0 | 6584.4279 | 7822.7691 | 10138.5388 | -46671.9021 | -45433.5609 | -43117.7912 | 0.12364 | 0.14689 | 0.19037 | 0.13729
13423 | Lateral Hardening | Lateral Hardening-Fuse-10537309 | Laterals | 13117 | 0.14205 | 12 | 12 | 179004.75 | 0 | 22441.6339 | 26106.7675 | 32777.5353 | -156563.1161 | -152897.9825 | -146227.2147 | 0.12537 | 0.14584 | 0.18311 | 0.13729
6507 | Lateral Hardening | Lateral Hardening-Fuse-92690312 | Laterals | 13793 | 0.088636 | 6 | 7 | 119850.18 | 0 | 14875.1066 | 17545.277 | 22632.7771 | -104975.0734 | -102304.903 | -97217.4029 | 0.12411 | 0.14639 | 0.18884 | 0.13727
10378 | Lateral Hardening | Lateral Hardening-Fuse-91910196 | Laterals | 13698 | 0.20511 | 12 | 17 | 203896.17 | 0 | 25632.3558 | 29670.3889 | 37053.1413 | -178263.8142 | -174225.7811 | -166843.0287 | 0.12571 | 0.14552 | 0.18173 | 0.13726
12792 | Lateral Hardening | Lateral Hardening-Fuse-92682375 | Laterals | 13805 | 0.041098 | 4 |  | 50000 | 0 | 6134.4885 | 7354.7099 | 9729.2214 | -43865.5115 | -42645.2901 | -40270.7786 | 0.12269 | 0.14709 | 0.19458 | 0.1372
13733 | Lateral Hardening | Lateral Hardening-Fuse-60128357 | Laterals | 13468 | 0.1233 | 9 | 16 | 129573.24 | 0 | 16199.664 | 18893.1117 | 23884.819 | -113373.576 | -110680.1283 | -105688.421 | 0.12502 | 0.14581 | 0.18433 | 0.13719
1640 | Lateral Hardening | Lateral Hardening-Fuse-91959877 | Laterals | 13043 | 0.079356 | 6 | 12 | 125921.56 | 0 | 15923.363 | 18275.3443 | 22327.6063 | -109998.197 | -107646.2157 | -103593.9537 | 0.12645 | 0.14513 | 0.17731 | 0.13714
7262 | Lateral Hardening | Lateral Hardening-Fuse-92624873 | Laterals | 13303 | 0.11932 | 8 | 3 | 133885.95 | 0 | 17082.69 | 19316.8728 | 23059.6062 | -116803.26 | -114569.0772 | -110826.3438 | 0.12759 | 0.14428 | 0.17223 | 0.13706
13891 | Lateral Hardening | Lateral Hardening-Fuse-10145624 | Laterals | 13138 | 0.25511 | 25 | 39 | 408013.44 | 0 | 50870.2731 | 59483.6691 | 75511.4929 | -357143.1669 | -348529.7709 | -332501.9471 | 0.12468 | 0.14579 | 0.18507 | 0.13705
2889 | Lateral Hardening | Lateral Hardening-Fuse-90526660 | Laterals | 13064 | 0.053409 | 5 | 11 | 68031.93 | 0 | 8500.9202 | 9912.2906 | 12466.9881 | -59531.0098 | -58119.6394 | -55564.9419 | 0.12495 | 0.1457 | 0.18325 | 0.13701
18528 | Lateral Hardening | Lateral Hardening-Fuse-60080443 | Laterals | 14000 | 0.16686 | 6 | 3 | 62248.87 | 0 | 7670.4457 | 9115.5179 | 11899.4747 | -54578.4243 | -53133.3521 | -50349.3953 | 0.12322 | 0.14644 | 0.19116 | 0.13698
450 | Lateral Hardening | Lateral Hardening-Fuse-10095511 | Laterals | 13786 | 0.057008 | 5 | 1 | 53119.67 | 0 | 6528.7904 | 7786.2756 | 10223.4297 | -46590.8796 | -45333.3944 | -42896.2403 | 0.12291 | 0.14658 | 0.19246 | 0.13696
18419 | Lateral Hardening | Lateral Hardening-Fuse-60025454 | Laterals | 13236 | 0.084659 | 6 | 2 | 55417.71 | 0 | 6818.1825 | 8115.6969 | 10643.0137 | -48599.5275 | -47302.0131 | -44774.6963 | 0.12303 | 0.14645 | 0.19205 | 0.13696
18685 | Lateral Hardening | Lateral Hardening-Fuse-92895137 | Laterals | 13854 | 0.060227 | 4 | 4 | 109629.18 | 0 | 13872.2609 | 15849.97 | 19338.9235 | -95756.9191 | -93779.21 | -90290.2565 | 0.12654 | 0.14458 | 0.1764 | 0.13694
6636 | Lateral Hardening | Lateral Hardening-Fuse-91970104 | Laterals | 13043 | 0.04072 | 4 | 14 | 97940.33 | 0 | 12283.4944 | 14220.4363 | 17745.5103 | -85656.8356 | -83719.8937 | -80194.8197 | 0.12542 | 0.14519 | 0.18119 | 0.13693
16846 | Lateral Hardening | Lateral Hardening-Fuse-92807101 | Laterals | 13624 | 0.14886 | 6 |  | 73232.37 | 0 | 8964.5437 | 10747.696 | 14217.6531 | -64267.8263 | -62484.674 | -59014.7169 | 0.12241 | 0.14676 | 0.19414 | 0.13689
18054 | Lateral Hardening | Lateral Hardening-Fuse-92631042 | Laterals | 13303 | 0.14356 | 10 | 1 | 122002.42 | 0 | 15525.3525 | 17655.6503 | 20840.3567 | -106477.0675 | -104346.7697 | -101162.0633 | 0.12725 | 0.14472 | 0.17082 | 0.13685
15159 | Lateral Hardening | Lateral Hardening-Fuse-92957685 | Laterals | 13687 | 0.044318 | 3 | 3 | 50000 | 0 | 6201.1243 | 7281.9425 | 9349.2977 | -43798.8757 | -42718.0575 | -40650.7023 | 0.12402 | 0.14564 | 0.18699 | 0.1368
8867 | Lateral Hardening | Lateral Hardening-Fuse-92871204 | Laterals | 13303 | 0.39489 | 18 | 0 | 125651.76 | 0 | 15370.8422 | 18428.2821 | 24377.9618 | -110280.9178 | -107223.4779 | -101273.7982 | 0.12233 | 0.14666 | 0.19401 | 0.1368
5160 | Lateral Hardening | Lateral Hardening-Fuse-60259814 | Laterals | 13391 | 0.10038 | 6 | 2 | 56215.45 | 0 | 6922.6906 | 8223.6076 | 10683.8115 | -49292.7594 | -47991.8424 | -45531.6385 | 0.12315 | 0.14629 | 0.19005 | 0.13678
9666 | Lateral Hardening | Lateral Hardening-Fuse-60012343 | Laterals | 14274 | 0.082197 | 6 | 1 | 61604.45 | 0 | 7863.9644 | 8878.5281 | 10439.3856 | -53740.4856 | -52725.9219 | -51165.0644 | 0.12765 | 0.14412 | 0.16946 | 0.13677
18701 | Lateral Hardening | Lateral Hardening-Fuse-90303471 | Laterals | 13162 | 0.08447 | 8 | 20 | 150943.9 | 0 | 18764.7193 | 21943.2377 | 27975.1041 | -132179.1807 | -129000.6623 | -122968.7959 | 0.12432 | 0.14537 | 0.18533 | 0.13673
3085 | Lateral Hardening | Lateral Hardening-Fuse-10605137 | Laterals | 13924 | 0.15303 | 14 | 18 | 199567.67 | 0 | 24793.1969 | 29007.5279 | 37051.205 | -174774.4731 | -170560.1421 | -162516.465 | 0.12423 | 0.14535 | 0.18566 | 0.13671
14625 | Lateral Hardening | Lateral Hardening-Fuse-92326526 | Laterals | 13740 | 0.37367 | 33 | 194 | 522998.34 | 0 | 66867.8637 | 75094.4604 | 88336.5283 | -456130.4763 | -447903.8796 | -434661.8117 | 0.12785 | 0.14358 | 0.1689 | 0.13668
5668 | Lateral Hardening | Lateral Hardening-Fuse-90281199 | Laterals | 13096 | 0.11004 | 6 | 2 | 97031.44 | 0 | 12322.2944 | 13972.9864 | 16742.0718 | -84709.1456 | -83058.4536 | -80289.3682 | 0.12699 | 0.144 | 0.17254 | 0.13665
15239 | Lateral Hardening | Lateral Hardening-Fuse-90483820 | Laterals | 13612 | 0.093939 | 12 | 11 | 184392.83 | 0 | 22713.3208 | 26895.0663 | 34847.3415 | -161679.5092 | -157497.7637 | -149545.4885 | 0.12318 | 0.14586 | 0.18898 | 0.13656
12722 | Lateral Hardening | Lateral Hardening-Fuse-60128387 | Laterals | 13468 | 0.4589 | 30 | 49 | 783033.52 | 0 | 99867.5379 | 112748.9756 | 131769.8606 | -683165.9821 | -670284.5444 | -651263.6594 | 0.12754 | 0.14399 | 0.16828 | 0.13655
16261 | Lateral Hardening | Lateral Hardening-Fuse-91985908 | Laterals | 13044 | 0.10814 | 11 | 25 | 223347.29 | 0 | 27835.4148 | 32443.4016 | 40553.6684 | -195511.8752 | -190903.8884 | -182793.6216 | 0.12463 | 0.14526 | 0.18157 | 0.13651
10244 | Lateral Hardening | Lateral Hardening-Fuse-92877142 | Laterals | 13112 | 0.027083 | 4 | 34 | 118664.68 | 0 | 15087.2414 | 17113.4804 | 20124.7279 | -103577.4386 | -101551.1996 | -98539.9521 | 0.12714 | 0.14422 | 0.16959 | 0.13651
1962 | Lateral Hardening | Lateral Hardening-Fuse-10700752 | Laterals | 13192 | 0.19867 | 10 | 0 | 50000 | 0 | 6100.1537 | 7313.5454 | 9674.7668 | -43899.8463 | -42686.4546 | -40325.2332 | 0.122 | 0.14627 | 0.1935 | 0.13643
12143 | Lateral Hardening | Lateral Hardening-Fuse-93267564 | Laterals | 13042 | 0.030114 | 4 | 1 | 77172.18 | 0 | 9830.6489 | 11090.2799 | 12989.2021 | -67341.5311 | -66081.9001 | -64182.9779 | 0.12739 | 0.14371 | 0.16831 | 0.13638
11174 | Lateral Hardening | Lateral Hardening-Fuse-10000871 | Laterals | 13236 | 0.095644 | 5 | 1 | 56330.63 | 0 | 6893.2918 | 8220.9822 | 10794.2023 | -49437.3382 | -48109.6478 | -45536.4277 | 0.12237 | 0.14594 | 0.19162 | 0.13637
6804 | Lateral Hardening | Lateral Hardening-Fuse-10686044 | Laterals | 13808 | 0.069886 | 4 | 2 | 53681.31 | 0 | 6701.1761 | 7753.0028 | 9727.2599 | -46980.1339 | -45928.3072 | -43954.0501 | 0.12483 | 0.14443 | 0.1812 | 0.13635
10025 | Lateral Hardening | Lateral Hardening-Fuse-10588807 | Laterals | 13471 | 0.16345 | 4 |  | 75656.33 | 0 | 9377.0883 | 10962.5691 | 14000.8727 | -66279.2417 | -64693.7609 | -61655.4573 | 0.12394 | 0.1449 | 0.18506 | 0.13634
12930 | Lateral Hardening | Lateral Hardening-Fuse-92320386 | Laterals | 13081 | 0.19205 | 17 | 23 | 368623.26 | 0 | 45476.8367 | 53533.1871 | 69125.4551 | -323146.4233 | -315090.0729 | -299497.8049 | 0.12337 | 0.14522 | 0.18752 | 0.13634
10060 | Lateral Hardening | Lateral Hardening-Fuse-10005847 | Laterals | 13183 | 0.071023 | 5 | 0 | 58214.43 | 0 | 7097.5591 | 8509.3465 | 11256.6392 | -51116.8709 | -49705.0835 | -46957.7908 | 0.12192 | 0.14617 | 0.19337 | 0.13634
17922 | Lateral Hardening | Lateral Hardening-Fuse-92644398 | Laterals | 13303 | 0.10455 | 7 | 0 | 69796.05 | 0 | 8508.0029 | 10200.344 | 13493.5853 | -61288.0471 | -59595.706 | -56302.4647 | 0.1219 | 0.14615 | 0.19333 | 0.13632
18298 | Lateral Hardening | Lateral Hardening-Fuse-92751951 | Laterals | 13422 | 0.061553 | 7 | 5 | 104792 | 0 | 13065.059 | 15149.0427 | 19002.8572 | -91726.941 | -89642.9573 | -85789.1428 | 0.12468 | 0.14456 | 0.18134 | 0.13631
6261 | Lateral Hardening | Lateral Hardening-Fuse-92791414 | Laterals | 14124 | 0.089583 | 6 | 4 | 107630.2 | 0 | 13489.9822 | 15532.6443 | 19164.7166 | -94140.2178 | -92097.5557 | -88465.4834 | 0.12534 | 0.14431 | 0.17806 | 0.1363
17040 | Lateral Hardening | Lateral Hardening-Fuse-92681788 | Laterals | 13805 | 0.14034 | 5 | 2 | 60045.27 | 0 | 7367.8013 | 8753.3763 | 11356.8498 | -52677.4687 | -51291.8937 | -48688.4202 | 0.1227 | 0.14578 | 0.18914 | 0.13627
15066 | Lateral Hardening | Lateral Hardening-Fuse-92243297 | Laterals | 13787 | 0.091856 | 4 | 2 | 56015.83 | 0 | 6864.0152 | 8154.0724 | 10630.4163 | -49151.8148 | -47861.7576 | -45385.4137 | 0.12254 | 0.14557 | 0.18978 | 0.13617
9353 | Lateral Hardening | Lateral Hardening-Fuse-10671286 | Laterals | 13724 | 0.033523 | 4 | 4 | 51167.91 | 0 | 6290.8263 | 7437.204 | 9609.5697 | -44877.0837 | -43730.706 | -41558.3403 | 0.12294 | 0.14535 | 0.1878 | 0.13615
11288 | Lateral Hardening | Lateral Hardening-Fuse-91221937 | Laterals | 13187 | 0.18504 | 14 | 27 | 281540.98 | 0 | 35298.1861 | 40581.9607 | 49778.3332 | -246242.7939 | -240959.0193 | -231762.6468 | 0.12537 | 0.14414 | 0.17681 | 0.13615
10880 | Lateral Hardening | Lateral Hardening-Fuse-10820630 | Laterals | 14032 | 0.25814 | 29 | 336 | 279729.36 | 0 | 34413.3647 | 40626.9079 | 52484.803 | -245315.9953 | -239102.4521 | -227244.557 | 0.12302 | 0.14524 | 0.18763 | 0.13615
61 | Lateral Hardening | Lateral Hardening-Fuse-92697450 | Laterals | 13787 | 0.080492 | 4 |  | 51141.43 | 0 | 6226.048 | 7464.4816 | 9874.4336 | -44915.382 | -43676.9484 | -41266.9964 | 0.12174 | 0.14596 | 0.19308 | 0.13614
18448 | Lateral Hardening | Lateral Hardening-Fuse-92567700 | Laterals | 13883 | 0.05303 | 4 |  | 50000 | 0 | 6086.8012 | 7297.5371 | 9653.59 | -43913.1988 | -42702.4629 | -40346.41 | 0.12174 | 0.14595 | 0.19307 | 0.13613
3372 | Lateral Hardening | Lateral Hardening-Fuse-60048723 | Laterals | 13236 | 0.11553 | 6 | 3 | 50000 | 0 | 6137.5765 | 7271.1152 | 9401.8861 | -43862.4235 | -42728.8848 | -40598.1139 | 0.12275 | 0.14542 | 0.18804 | 0.13608
16411 | Lateral Hardening | Lateral Hardening-Fuse-93161416 | Laterals | 13796 | 0.20606 | 11 | 0 | 174204.55 | 0 | 21725.0631 | 25069.4307 | 31432.8834 | -152479.4869 | -149135.1193 | -142771.6666 | 0.12471 | 0.14391 | 0.18044 | 0.13604
11458 | Lateral Hardening | Lateral Hardening-Fuse-90856206 | Laterals | 13787 | 0.15095 | 5 | 1 | 50000 | 0 | 6107.5588 | 7268.6975 | 9547.8014 | -43892.4412 | -42731.3025 | -40452.1986 | 0.12215 | 0.14537 | 0.19096 | 0.136
11707 | Lateral Hardening | Lateral Hardening-Fuse-10441192 | Laterals | 13946 | 0.15549 | 9 | 19 | 132249.04 | 0 | 16380.3371 | 19134.2787 | 24116.887 | -115868.7029 | -113114.7613 | -108132.153 | 0.12386 | 0.14468 | 0.18236 | 0.13596
3117 | Lateral Hardening | Lateral Hardening-Fuse-90292898 | Laterals | 13622 | 0.36894 | 30 | 1 | 596134.8 | 0 | 75185.1018 | 85465.6501 | 102566.7717 | -520949.6982 | -510669.1499 | -493568.0283 | 0.12612 | 0.14337 | 0.17205 | 0.13589
6842 | Lateral Hardening | Lateral Hardening-Fuse-10635989 | Laterals | 13388 | 0.072727 | 7 | 3 | 97860.66 | 0 | 12171.7448 | 14081.5704 | 17659.3017 | -85688.9152 | -83779.0896 | -80201.3583 | 0.12438 | 0.14389 | 0.18045 | 0.13584
18084 | Lateral Hardening | Lateral Hardening-Fuse-10143504 | Laterals | 13036 | 0.027083 | 3 | 4 | 50000 | 0 | 6317.2453 | 7201.1752 | 8410.6986 | -43682.7547 | -42798.8248 | -41589.3014 | 0.12634 | 0.14402 | 0.16821 | 0.13584
6943 | Lateral Hardening | Lateral Hardening-Fuse-10388513 | Laterals | 13466 | 0.1089 | 9 | 11 | 172320.25 | 0 | 21732.5662 | 24688.5793 | 29559.2917 | -150587.6838 | -147631.6707 | -142760.9583 | 0.12612 | 0.14327 | 0.17154 | 0.13581
1925 | Lateral Hardening | Lateral Hardening-Fuse-91070170 | Laterals | 13238 | 0.10038 | 6 | 0 | 69103.49 | 0 | 8392.0031 | 10061.2705 | 13309.6111 | -60711.4869 | -59042.2195 | -55793.8789 | 0.12144 | 0.1456 | 0.1926 | 0.1358
8976 | Lateral Hardening | Lateral Hardening-Fuse-10080925 | Laterals | 14000 | 0.070644 | 4 | 1 | 54252.95 | 0 | 6618.0254 | 7872.2409 | 10340.7363 | -47634.9246 | -46380.7091 | -43912.2137 | 0.12198 | 0.1451 | 0.1906 | 0.13578
5302 | Lateral Hardening | Lateral Hardening-Fuse-10099350 | Laterals | 13963 | 0.081061 | 6 | 12 | 93909.97 | 0 | 11613.6736 | 13563.6824 | 17083.2271 | -82296.2964 | -80346.2876 | -76826.7429 | 0.12367 | 0.14443 | 0.18191 | 0.13572
728 | Lateral Hardening | Lateral Hardening-Fuse-60006850 | Laterals | 13092 | 0.13106 | 10 | 26 | 225251.83 | 0 | 28106.332 | 32390.5694 | 39904.1532 | -197145.498 | -192861.2606 | -185347.6768 | 0.12478 | 0.1438 | 0.17715 | 0.13572
265 | Lateral Hardening | Lateral Hardening-Fuse-92954028 | Laterals | 13208 | 0.090152 | 10 | 12 | 232459.96 | 0 | 28864.134 | 33442.7795 | 41865.262 | -203595.826 | -199017.1805 | -190594.698 | 0.12417 | 0.14386 | 0.1801 | 0.13567
9347 | Lateral Hardening | Lateral Hardening-Fuse-91086790 | Laterals | 13924 | 0.085985 | 5 |  | 90336.9 | 0 | 11099.9842 | 13042.3959 | 16731.1231 | -79236.9158 | -77294.5041 | -73605.7769 | 0.12287 | 0.14438 | 0.18521 | 0.13556
7818 | Lateral Hardening | Lateral Hardening-Fuse-90729949 | Laterals | 13254 | 0.24527 | 9 | 0 | 89255.69 | 0 | 10815.9993 | 12967.4278 | 17154.0384 | -78439.6907 | -76288.2622 | -72101.6516 | 0.12118 | 0.14528 | 0.19219 | 0.13551
13455 | Lateral Hardening | Lateral Hardening-Fuse-91750902 | Laterals | 13371 | 0.1072 | 8 | 6 | 109094.02 | 0 | 13333.4617 | 15803.0881 | 20415.4852 | -95760.5583 | -93290.9319 | -88678.5348 | 0.12222 | 0.14486 | 0.18714 | 0.1355
928 | Lateral Hardening | Lateral Hardening-Fuse-10645500 | Laterals | 13148 | 0.062121 | 2 | 2 | 53544.65 | 0 | 6690.2684 | 7680.1588 | 9367.6873 | -46854.3816 | -45864.4912 | -44176.9627 | 0.12495 | 0.14343 | 0.17495 | 0.13549
9056 | Lateral Hardening | Lateral Hardening-Fuse-60033917 | Laterals | 13134 | 0.066098 | 6 |  | 87244.65 | 0 | 10570.5477 | 12673.153 | 16764.7553 | -76674.1023 | -74571.497 | -70479.8947 | 0.12116 | 0.14526 | 0.19216 | 0.13549
11057 | Lateral Hardening | Lateral Hardening-Fuse-93265551 | Laterals | 13042 | 0.054545 | 6 | 12 | 91706.37 | 0 | 11323.3592 | 13217.1841 | 16632.4401 | -80383.0108 | -78489.1859 | -75073.9299 | 0.12347 | 0.14413 | 0.18137 | 0.13546
11753 | Lateral Hardening | Lateral Hardening-Fuse-93163746 | Laterals | 13786 | 0.073864 | 4 |  | 50000 | 0 | 6056.2814 | 7260.9465 | 9605.1859 | -43943.7186 | -42739.0535 | -40394.8141 | 0.12113 | 0.14522 | 0.1921 | 0.13545
5832 | Lateral Hardening | Lateral Hardening-Fuse-10925116 | Laterals | 13342 | 0.20227 | 11 | 0 | 185385.8 | 0 | 22950.5047 | 26571.418 | 33643.8332 | -162435.2953 | -158814.382 | -151741.9668 | 0.1238 | 0.14333 | 0.18148 | 0.13543
9589 | Lateral Hardening | Lateral Hardening-Fuse-10070730 | Laterals | 13984 | 0.035985 | 4 | 3 | 55302.53 | 0 | 6745.8088 | 7998.84 | 10362.6815 | -48556.7212 | -47303.69 | -44939.8485 | 0.12198 | 0.14464 | 0.18738 | 0.13532
4017 | Lateral Hardening | Lateral Hardening-Fuse-92633798 | Laterals | 13331 | 0.11723 | 4 | 1 | 58124.99 | 0 | 7065.8143 | 8404.6119 | 11035.1844 | -51059.1757 | -49720.3781 | -47089.8056 | 0.12156 | 0.1446 | 0.18985 | 0.1353
11679 | Lateral Hardening | Lateral Hardening-Fuse-90106496 | Laterals | 14024 | 0.074432 | 6 | 12 | 133881 | 0 | 16552.7103 | 19255.4037 | 24033.4439 | -117328.2897 | -114625.5963 | -109847.5561 | 0.12364 | 0.14382 | 0.17951 | 0.13528
1466 | Lateral Hardening | Lateral Hardening-Fuse-93228985 | Laterals | 13459 | 0.23864 | 7 | 3 | 95466.93 | 0 | 12040.6201 | 13626.1567 | 16003.0391 | -83426.3099 | -81840.7733 | -79463.8909 | 0.12612 | 0.14273 | 0.16763 | 0.13526
2241 | Lateral Hardening | Lateral Hardening-Fuse-91780444 | Laterals | 13624 | 0.086742 | 4 | 1 | 55590.85 | 0 | 6750.4832 | 8040.6103 | 10533.4653 | -48840.3668 | -47550.2397 | -45057.3847 | 0.12143 | 0.14464 | 0.18948 | 0.1352
275 | Lateral Hardening | Lateral Hardening-Fuse-10320680 | Laterals | 13870 | 0.1072 | 7 | 0 | 106033.93 | 0 | 12905.1468 | 15330.0659 | 19932.4676 | -93128.7832 | -90703.8641 | -86101.4624 | 0.12171 | 0.14458 | 0.18798 | 0.1352
6126 | Lateral Hardening | Lateral Hardening-Fuse-90172778 | Laterals | 13236 | 0.10057 | 4 | 1 | 56739.87 | 0 | 6889.2996 | 8194.0102 | 10760.7235 | -49850.5704 | -48545.8598 | -45979.1465 | 0.12142 | 0.14441 | 0.18965 | 0.13514
17231 | Lateral Hardening | Lateral Hardening-Fuse-90290300 | Laterals | 13622 | 0.096402 | 6 | 2 | 60323.59 | 0 | 7321.3389 | 8715.4556 | 11428.8643 | -53002.2511 | -51608.1344 | -48894.7257 | 0.12137 | 0.14448 | 0.18946 | 0.13511
11440 | Lateral Hardening | Lateral Hardening-Fuse-10671210 | Laterals | 13724 | 0.035795 | 4 | 1 | 51356.79 | 0 | 6232.4296 | 7421.1996 | 9725.6544 | -45124.3604 | -43935.5904 | -41631.1356 | 0.12136 | 0.1445 | 0.18937 | 0.1351
9232 | Lateral Hardening | Lateral Hardening-Fuse-93284463 | Laterals | 13808 | 0.12576 | 7 | 2 | 102776.54 | 0 | 12584.3981 | 14775.5584 | 19013.5722 | -90192.1419 | -88000.9816 | -83762.9678 | 0.12244 | 0.14376 | 0.185 | 0.1351
3131 | Lateral Hardening | Lateral Hardening-Fuse-90100452 | Laterals | 13808 | 0.10019 | 7 | 3 | 96212.96 | 0 | 11876.7548 | 13769.6889 | 17388.9529 | -84336.2052 | -82443.2711 | -78824.0071 | 0.12344 | 0.14312 | 0.18073 | 0.13507
13742 | Lateral Hardening | Lateral Hardening-Fuse-90976241 | Laterals | 13473 | 0.11629 | 8 | 14 | 144710.86 | 0 | 17808.102 | 20771.1568 | 26049.3918 | -126902.758 | -123939.7032 | -118661.4682 | 0.12306 | 0.14354 | 0.18001 | 0.1349
16183 | Lateral Hardening | Lateral Hardening-Fuse-93283131 | Laterals | 13754 | 0.060795 | 7 | 8 | 235876.28 | 0 | 29636.584 | 33539.9463 | 39677.3323 | -206239.696 | -202336.3337 | -196198.9477 | 0.12564 | 0.14219 | 0.16821 | 0.13487
19201 | Lateral Hardening | Lateral Hardening-Fuse-10686205 | Laterals | 13808 | 0.073485 | 7 | 1 | 54489.05 | 0 | 6587.0211 | 7867.631 | 10360.6917 | -47902.0289 | -46621.419 | -44128.3583 | 0.12089 | 0.14439 | 0.19014 | 0.13486
5682 | Lateral Hardening | Lateral Hardening-Fuse-91621623 | Laterals | 13044 | 0.088258 | 10 | 18 | 150241.34 | 0 | 18453.3219 | 21520.1313 | 27281.8704 | -131788.0181 | -128721.2087 | -122959.4696 | 0.12282 | 0.14324 | 0.18159 | 0.13482
14487 | Lateral Hardening | Lateral Hardening-Fuse-92701847 | Laterals | 13299 | 0.47292 | 24 | 49 | 363807.05 | 0 | 44608.8622 | 52153.7363 | 66214.2596 | -319198.1878 | -311653.3137 | -297592.7904 | 0.12262 | 0.14336 | 0.182 | 0.13478
4150 | Lateral Hardening | Lateral Hardening-Fuse-60077878 | Laterals | 13153 | 0.012689 | 3 | 2 | 52857.83 | 0 | 6648.3688 | 7514.5724 | 8776.5033 | -46209.4612 | -45343.2576 | -44081.3267 | 0.12578 | 0.14217 | 0.16604 | 0.13472
1100 | Lateral Hardening | Lateral Hardening-Fuse-91963380 | Laterals | 13389 | 0.24205 | 9 | 0 | 114603.7 | 0 | 13805.7941 | 16551.9278 | 21895.8154 | -100797.9059 | -98051.7722 | -92707.8846 | 0.12047 | 0.14443 | 0.19106 | 0.13471
6162 | Lateral Hardening | Lateral Hardening-Fuse-92284350 | Laterals | 13227 | 0.28087 | 17 | 19 | 278428.67 | 0 | 34361.924 | 39777.6156 | 49513.1742 | -244066.746 | -238651.0544 | -228915.4958 | 0.12341 | 0.14286 | 0.17783 | 0.13469
11197 | Lateral Hardening | Lateral Hardening-Fuse-10274840 | Laterals | 14274 | 0.094318 | 7 | 1 | 51781.77 | 0 | 6261.8636 | 7453.2789 | 9792.0547 | -45519.9064 | -44328.4911 | -41989.7153 | 0.12093 | 0.14394 | 0.1891 | 0.13465
12724 | Lateral Hardening | Lateral Hardening-Fuse-10000920 | Laterals | 13236 | 0.081818 | 6 | 2 | 94686.18 | 0 | 11805.6514 | 13469.298 | 16249.8579 | -82880.5286 | -81216.882 | -78436.3221 | 0.12468 | 0.14225 | 0.17162 | 0.13465
745 | Lateral Hardening | Lateral Hardening-Fuse-92413092 | Laterals | 13813 | 0.18239 | 11 | 14 | 190217.37 | 0 | 23423.6278 | 27179.7072 | 33849.1581 | -166793.7422 | -163037.6628 | -156368.2119 | 0.12314 | 0.14289 | 0.17795 | 0.13455
9376 | Lateral Hardening | Lateral Hardening-Fuse-60105334 | Laterals | 13030 | 0.16591 | 16 | 27 | 279951.24 | 0 | 34300.0046 | 40091.7041 | 50445.5259 | -245651.2354 | -239859.5359 | -229505.7141 | 0.12252 | 0.14321 | 0.18019 | 0.1345
3405 | Lateral Hardening | Lateral Hardening-Fuse-92035524 | Laterals | 13442 | 0.054924 | 4 | 5 | 60806.53 | 0 | 7400.0268 | 8708.8353 | 11216.1987 | -53406.5032 | -52097.6947 | -49590.3313 | 0.1217 | 0.14322 | 0.18446 | 0.13443
2861 | Lateral Hardening | Lateral Hardening-Fuse-92629771 | Laterals | 13303 | 0.18163 | 9 | 3 | 111349.84 | 0 | 13467.5287 | 15998.3121 | 20861.2441 | -97882.3113 | -95351.5279 | -90488.5959 | 0.12095 | 0.14368 | 0.18735 | 0.13441
2340 | Lateral Hardening | Lateral Hardening-Fuse-60311397 | Laterals | 13737 | 0.17462 | 15 | 29 | 217082.03 | 0 | 26556.6107 | 31074.9591 | 39186.5611 | -190525.4193 | -186007.0709 | -177895.4689 | 0.12233 | 0.14315 | 0.18051 | 0.1344
8256 | Lateral Hardening | Lateral Hardening-Fuse-10605162 | Laterals | 13924 | 0.11364 | 7 | 0 | 57825.93 | 0 | 6949.3721 | 8331.6833 | 11021.6164 | -50876.5579 | -49494.2467 | -46804.3136 | 0.12018 | 0.14408 | 0.1906 | 0.13439
10038 | Lateral Hardening | Lateral Hardening-Fuse-10759978 | Laterals | 13813 | 0.26705 | 13 | 5 | 171269.19 | 0 | 20669.0028 | 24626.9402 | 32258.3796 | -150600.1872 | -146642.2498 | -139010.8104 | 0.12068 | 0.14379 | 0.18835 | 0.13438
12197 | Lateral Hardening | Lateral Hardening-Fuse-60210651 | Laterals | 13815 | 0.15682 | 8 | 3 | 72766.53 | 0 | 9129.1058 | 10255.3208 | 12242.6156 | -63637.4242 | -62511.2092 | -60523.9144 | 0.12546 | 0.14093 | 0.16825 | 0.13438
5608 | Lateral Hardening | Lateral Hardening-Fuse-10071956 | Laterals | 13305 | 0.15739 | 6 | 0 | 78578.97 | 0 | 9442.0765 | 11320.2157 | 14975.0142 | -69136.8935 | -67258.7543 | -63603.9558 | 0.12016 | 0.14406 | 0.19057 | 0.13437
4470 | Lateral Hardening | Lateral Hardening-Fuse-60005045 | Laterals | 13024 | 0.11989 | 7 | 18 | 85346.67 | 0 | 10466.8874 | 12195.7788 | 15259.7887 | -74879.7826 | -73150.8912 | -70086.8813 | 0.12264 | 0.1429 | 0.1788 | 0.13433
1757 | Lateral Hardening | Lateral Hardening-Fuse-92531862 | Laterals | 13479 | 0.1858 | 9 | 27 | 269810.4 | 0 | 33679.416 | 38336.064 | 45295.5478 | -236130.984 | -231474.336 | -224514.8522 | 0.12483 | 0.14209 | 0.16788 | 0.13431
11290 | Lateral Hardening | Lateral Hardening-Fuse-90991379 | Laterals | 13236 | 0.17765 | 8 | 2 | 67076.05 | 0 | 8092.1401 | 9624.446 | 12638.6579 | -58983.9099 | -57451.604 | -54437.3921 | 0.12064 | 0.14349 | 0.18842 | 0.13427
260 | Lateral Hardening | Lateral Hardening-Fuse-10601425 | Laterals | 13661 | 0.15417 | 10 | 30 | 349042.01 | 0 | 43188.3611 | 49637.4252 | 60607.8724 | -305853.6489 | -299404.5848 | -288434.1376 | 0.12373 | 0.14221 | 0.17364 | 0.13427
16473 | Lateral Hardening | Lateral Hardening-Fuse-90889511 | Laterals | 13423 | 0.11951 | 9 | 3 | 194582.3 | 0 | 24045.9927 | 27664.6686 | 33847.3883 | -170536.3073 | -166917.6314 | -160734.9117 | 0.12358 | 0.14217 | 0.17395 | 0.13419
6052 | Lateral Hardening | Lateral Hardening-Fuse-93162012 | Laterals | 13677 | 0.076326 | 8 | 2 | 58655.15 | 0 | 7070.0188 | 8409.4949 | 11049.1515 | -51585.1312 | -50245.6551 | -47605.9985 | 0.12054 | 0.14337 | 0.18837 | 0.13417
14496 | Lateral Hardening | Lateral Hardening-Fuse-60154854 | Laterals | 13089 | 0.083523 | 8 | 17 | 145917.84 | 0 | 17827.1615 | 20819.1528 | 26220.5814 | -128090.6785 | -125098.6872 | -119697.2586 | 0.12217 | 0.14268 | 0.17969 | 0.13408
7095 | Lateral Hardening | Lateral Hardening-Fuse-60005823 | Laterals | 13037 | 0.029924 | 1 | 10 | 50000 | 0 | 6251.6636 | 7077.0764 | 8249.6472 | -43748.3364 | -42922.9236 | -41750.3528 | 0.12503 | 0.14154 | 0.16499 | 0.13398
9274 | Lateral Hardening | Lateral Hardening-Fuse-10643524 | Laterals | 13390 | 0.26155 | 12 | 9 | 169286.69 | 0 | 20701.2227 | 24050.952 | 30450.5014 | -148585.4673 | -145235.738 | -138836.1886 | 0.12228 | 0.14207 | 0.17988 | 0.13398
2217 | Lateral Hardening | Lateral Hardening-Fuse-10668851 | Laterals | 13722 | 0.051326 | 5 | 0 | 60950.17 | 0 | 7300.8746 | 8753.1038 | 11579.095 | -53649.2954 | -52197.0662 | -49371.075 | 0.11978 | 0.14361 | 0.18998 | 0.13395
3254 | Lateral Hardening | Lateral Hardening-Fuse-90104383 | Laterals | 14024 | 0.095455 | 9 | 12 | 212028.75 | 0 | 25682.3607 | 30260.5488 | 39115.2118 | -186346.3893 | -181768.2012 | -172913.5382 | 0.12113 | 0.14272 | 0.18448 | 0.13394
3694 | Lateral Hardening | Lateral Hardening-Fuse-10071965 | Laterals | 13305 | 0.13769 | 8 | 10 | 163431.41 | 0 | 20178.5904 | 23174.0961 | 28282.0832 | -143252.8196 | -140257.3139 | -135149.3268 | 0.12347 | 0.1418 | 0.17305 | 0.13393
9261 | Lateral Hardening | Lateral Hardening-Fuse-10071973 | Laterals | 13305 | 0.10814 | 6 | 2 | 61742.96 | 0 | 7427.588 | 8849.5517 | 11567.8207 | -54315.372 | -52893.4083 | -50175.1393 | 0.1203 | 0.14333 | 0.18735 | 0.13391
9844 | Lateral Hardening | Lateral Hardening-Fuse-60084391 | Laterals | 13080 | 0.15511 | 12 | 17 | 191880.81 | 0 | 23366.1488 | 27313.4258 | 34772.0315 | -168514.6612 | -164567.3842 | -157108.7785 | 0.12177 | 0.14235 | 0.18122 | 0.13389
10276 | Lateral Hardening | Lateral Hardening-Fuse-10484794 | Laterals | 13461 | 0.044697 | 4 | 1 | 50000 | 0 | 6012.6732 | 7158.5741 | 9384.153 | -43987.3268 | -42841.4259 | -40615.847 | 0.12025 | 0.14317 | 0.18768 | 0.13387
8782 | Lateral Hardening | Lateral Hardening-Fuse-60017415 | Laterals | 13029 | 0.13182 | 8 | 15 | 89502.21 | 0 | 10915.7114 | 12730.6026 | 16093.243 | -78586.4986 | -76771.6074 | -73408.967 | 0.12196 | 0.14224 | 0.17981 | 0.13383
13201 | Lateral Hardening | Lateral Hardening-Fuse-90558179 | Laterals | 14217 | 0.1178 | 6 |  | 54242.21 | 0 | 6489.2817 | 7780.0755 | 10291.9189 | -47752.9283 | -46462.1345 | -43950.2911 | 0.11964 | 0.14343 | 0.18974 | 0.13378
211 | Lateral Hardening | Lateral Hardening-Fuse-10165365 | Laterals | 13045 | 0.067045 | 9 | 12 | 132758.46 | 0 | 16141.5468 | 18877.7897 | 24114.4791 | -116616.9132 | -113880.6703 | -108643.9809 | 0.12159 | 0.1422 | 0.18164 | 0.13377
2439 | Lateral Hardening | Lateral Hardening-Fuse-92245490 | Laterals | 13883 | 0.091667 | 10 | 4 | 99943.34 | 0 | 12025.8843 | 14291.7001 | 18651.1801 | -87917.4557 | -85651.6399 | -81292.1599 | 0.12033 | 0.143 | 0.18662 | 0.13376
14700 | Lateral Hardening | Lateral Hardening-Fuse-10142254 | Laterals | 13034 | 0.058902 | 8 | 14 | 88138.39 | 0 | 10743.5983 | 12513.1237 | 15862.8311 | -77394.7917 | -75625.2663 | -72275.5589 | 0.12189 | 0.14197 | 0.17998 | 0.13373
16649 | Lateral Hardening | Lateral Hardening-Fuse-10572993 | Laterals | 13117 | 0.15795 | 7 | 0 | 61509.09 | 0 | 7353.9639 | 8816.7532 | 11663.294 | -54155.1261 | -52692.3368 | -49845.796 | 0.11956 | 0.14334 | 0.18962 | 0.1337
17950 | Lateral Hardening | Lateral Hardening-Fuse-90025580 | Laterals | 13391 | 0.17273 | 7 | 4 | 70596.81 | 0 | 8493.7571 | 10092.1826 | 13115.1004 | -62103.0529 | -60504.6274 | -57481.7096 | 0.12031 | 0.14296 | 0.18577 | 0.13365
4464 | Lateral Hardening | Lateral Hardening-Fuse-60647777 | Laterals | 13341 | 0.069508 | 7 | 1 | 89733.08 | 0 | 10971.9592 | 12686.5629 | 16037.5998 | -78761.1208 | -77046.5171 | -73695.4802 | 0.12227 | 0.14138 | 0.17873 | 0.13365
5934 | Lateral Hardening | Lateral Hardening-Fuse-10679374 | Laterals | 13807 | 0.050758 | 5 | 3 | 100982.18 | 0 | 12186.2094 | 14408.9556 | 18608.097 | -88795.9706 | -86573.2244 | -82374.083 | 0.12068 | 0.14269 | 0.18427 | 0.13364
17287 | Lateral Hardening | Lateral Hardening-Fuse-60020431 | Laterals | 13070 | 0.1072 | 5 | 3 | 65150.77 | 0 | 7830.2013 | 9299.9552 | 12094.5144 | -57320.5687 | -55850.8148 | -53056.2556 | 0.12019 | 0.14275 | 0.18564 | 0.1335
14730 | Lateral Hardening | Lateral Hardening-Fuse-91507018 | Laterals | 14041 | 0.048485 | 4 | 2 | 52411.37 | 0 | 6300.5341 | 7487.1904 | 9699.9852 | -46110.8359 | -44924.1796 | -42711.3848 | 0.12021 | 0.14285 | 0.18507 | 0.13349
12557 | Lateral Hardening | Lateral Hardening-Fuse-10710646 | Laterals | 14000 | 0.19716 | 17 | 0 | 155687.98 | 0 | 18583.4937 | 22279.9675 | 29473.1865 | -137104.4863 | -133408.0125 | -126214.7935 | 0.11936 | 0.14311 | 0.18931 | 0.13348
12771 | Lateral Hardening | Lateral Hardening-Fuse-91086556 | Laterals | 13769 | 0.12386 | 9 | 8 | 121760.46 | 0 | 14734.3482 | 17297.4215 | 22224.239 | -107026.1118 | -104463.0385 | -99536.221 | 0.12101 | 0.14206 | 0.18252 | 0.13348
3807 | Lateral Hardening | Lateral Hardening-Fuse-10844927 | Laterals | 13761 | 0.081061 | 6 |  | 50000 | 0 | 5967.9896 | 7155.0924 | 9465.1562 | -44032.0104 | -42844.9076 | -40534.8438 | 0.11936 | 0.1431 | 0.1893 | 0.13348
4040 | Lateral Hardening | Lateral Hardening-Fuse-92920840 | Laterals | 13239 | 0.047159 | 4 | 0 | 52301.19 | 0 | 6241.3079 | 7482.7769 | 9898.6357 | -46059.8821 | -44818.4131 | -42402.5543 | 0.11933 | 0.14307 | 0.18926 | 0.13345
5600 | Lateral Hardening | Lateral Hardening-Fuse-10362876 | Laterals | 13104 | 0.30909 | 24 |  | 318580.7 | 0 | 38376.9025 | 45363.6848 | 58647.0998 | -280203.7975 | -273217.0152 | -259933.6002 | 0.12046 | 0.14239 | 0.18409 | 0.1334
12567 | Lateral Hardening | Lateral Hardening-Fuse-92354408 | Laterals | 13495 | 0.085795 | 6 | 9 | 86952.15 | 0 | 10527.0691 | 12333.2674 | 15815.0953 | -76425.0809 | -74618.8826 | -71137.0547 | 0.12107 | 0.14184 | 0.18188 | 0.13338
11392 | Lateral Hardening | Lateral Hardening-Fuse-91176389 | Laterals | 13591 | 0.11686 | 13 | 33 | 220141.33 | 0 | 26762.4535 | 31229.179 | 39332.6412 | -193378.8765 | -188912.151 | -180808.6888 | 0.12157 | 0.14186 | 0.17867 | 0.13337
15286 | Lateral Hardening | Lateral Hardening-Fuse-92211083 | Laterals | 14025 | 0.11629 | 5 | 3 | 110358.22 | 0 | 13453.0039 | 15588.0032 | 19696.5073 | -96905.2161 | -94770.2168 | -90661.7127 | 0.1219 | 0.14125 | 0.17848 | 0.13336
7541 | Lateral Hardening | Lateral Hardening-Fuse-90251447 | Laterals | 13219 | 0.17955 | 16 | 20 | 245387.49 | 0 | 29736.5723 | 34776.8715 | 44453.7335 | -215650.9177 | -210610.6185 | -200933.7565 | 0.12118 | 0.14172 | 0.18116 | 0.13334
5058 | Lateral Hardening | Lateral Hardening-Fuse-60130960 | Laterals | 13022 | 0.24451 | 21 | 0 | 187520.09 | 0 | 22356.4364 | 26803.3926 | 35457.0262 | -165163.6536 | -160716.6974 | -152063.0638 | 0.11922 | 0.14294 | 0.18908 | 0.13332
17618 | Lateral Hardening | Lateral Hardening-Fuse-10271870 | Laterals | 13621 | 0.097159 | 5 | 2 | 95961.12 | 0 | 11913.2204 | 13471.8348 | 16041.8792 | -84047.8996 | -82489.2852 | -79919.2408 | 0.12415 | 0.14039 | 0.16717 | 0.13332
15597 | Lateral Hardening | Lateral Hardening-Fuse-10556591 | Laterals | 13298 | 0.18617 | 9 | 2 | 112236.28 | 0 | 13421.172 | 16004.4767 | 21011.7033 | -98815.108 | -96231.8033 | -91224.5767 | 0.11958 | 0.1426 | 0.18721 | 0.13325
11225 | Lateral Hardening | Lateral Hardening-Fuse-10070762 | Laterals | 13657 | 0.060606 | 4 | 2 | 52910.05 | 0 | 6426.8359 | 7480.7936 | 9482.6511 | -46483.2141 | -45429.2564 | -43427.3989 | 0.12147 | 0.14139 | 0.17922 | 0.13322
10018 | Lateral Hardening | Lateral Hardening-Fuse-92547610 | Laterals | 13153 | 0.1375 | 12 | 11 | 158976.99 | 0 | 19209.1491 | 22533.9464 | 28922.0165 | -139767.8409 | -136443.0436 | -130054.9735 | 0.12083 | 0.14174 | 0.18193 | 0.13321
17860 | Lateral Hardening | Lateral Hardening-Fuse-93294952 | Laterals | 13808 | 0.13845 | 9 |  | 60585.43 | 0 | 7216.8159 | 8652.3248 | 11445.7789 | -53368.6141 | -51933.1052 | -49139.6511 | 0.11912 | 0.14281 | 0.18892 | 0.13321
15010 | Lateral Hardening | Lateral Hardening-Fuse-91431077 | Laterals | 13889 | 0.064205 | 5 | 2 | 50000 | 0 | 5992.5695 | 7119.6818 | 9222.5698 | -44007.4305 | -42880.3182 | -40777.4302 | 0.11985 | 0.14239 | 0.18445 | 0.13307
8850 | Lateral Hardening | Lateral Hardening-Fuse-92146952 | Laterals | 13330 | 0.048864 | 5 | 1 | 52442.85 | 0 | 6258.4538 | 7474.0888 | 9812.2838 | -46184.3962 | -44968.7612 | -42630.5662 | 0.11934 | 0.14252 | 0.1871 | 0.13307
892 | Lateral Hardening | Lateral Hardening-Fuse-91586832 | Laterals | 13169 | 0.072727 | 8 | 34 | 50496.09 | 0 | 6121.1905 | 7140.4757 | 8991.3971 | -44374.8995 | -43355.6143 | -41504.6929 | 0.12122 | 0.14141 | 0.17806 | 0.13296
2777 | Lateral Hardening | Lateral Hardening-Fuse-93211684 | Laterals | 13459 | 0.2697 | 12 | 0 | 97246.61 | 0 | 11559.3906 | 13858.6884 | 18333.0477 | -85687.2194 | -83387.9216 | -78913.5623 | 0.11887 | 0.14251 | 0.18852 | 0.13293
13278 | Lateral Hardening | Lateral Hardening-Fuse-10477231 | Laterals | 13326 | 0.12424 | 8 | 11 | 121791.94 | 0 | 14702.2161 | 17208.2233 | 22017.2078 | -107089.7239 | -104583.7167 | -99774.7322 | 0.12072 | 0.14129 | 0.18078 | 0.13289
8637 | Lateral Hardening | Lateral Hardening-Fuse-92222827 | Laterals | 13227 | 0.15777 | 8 | 6 | 161169.85 | 0 | 19697.2347 | 22638.9614 | 28042.9401 | -141472.6153 | -138530.8886 | -133126.9099 | 0.12221 | 0.14047 | 0.174 | 0.13287
5750 | Lateral Hardening | Lateral Hardening-Fuse-91289231 | Laterals | 13787 | 0.19716 | 8 | 0 | 50000 | 0 | 5940.4586 | 7122.0851 | 9421.4924 | -44059.5414 | -42877.9149 | -40578.5076 | 0.11881 | 0.14244 | 0.18843 | 0.13286
18856 | Lateral Hardening | Lateral Hardening-Fuse-92678548 | Laterals | 13805 | 0.060038 | 4 | 1 | 53371.51 | 0 | 6365.9276 | 7572.3743 | 9941.7932 | -47005.5824 | -45799.1357 | -43429.7168 | 0.11928 | 0.14188 | 0.18628 | 0.13276
7755 | Lateral Hardening | Lateral Hardening-Fuse-90285009 | Laterals | 13147 | 0.10303 | 4 | 2 | 56944.49 | 0 | 6801.085 | 8079.1849 | 10540.736 | -50143.405 | -48865.3051 | -46403.754 | 0.11943 | 0.14188 | 0.18511 | 0.13273
6558 | Lateral Hardening | Lateral Hardening-Fuse-10898126 | Laterals | 13582 | 0.052652 | 4 | 2 | 52248.97 | 0 | 6245.5675 | 7419.3136 | 9617.7723 | -46003.4025 | -44829.6564 | -42631.1977 | 0.11953 | 0.142 | 0.18408 | 0.13273
7078 | Lateral Hardening | Lateral Hardening-Fuse-10675174 | Laterals | 13464 | 0.1428 | 11 | 14 | 186927.71 | 0 | 22643.4797 | 26364.4303 | 33132.9676 | -164284.2303 | -160563.2797 | -153794.7424 | 0.12113 | 0.14104 | 0.17725 | 0.13272
1779 | Lateral Hardening | Lateral Hardening-Fuse-91150337 | Laterals | 13187 | 0.092235 | 8 | 3 | 87691.88 | 0 | 10477.3235 | 12446.375 | 16136.1266 | -77214.5565 | -75245.505 | -71555.7534 | 0.11948 | 0.14193 | 0.18401 | 0.13267
17805 | Lateral Hardening | Lateral Hardening-Fuse-60031542 | Laterals | 13093 | 0.093182 | 7 | 15 | 142790.58 | 0 | 17250.148 | 20153.7067 | 25438.8287 | -125540.432 | -122636.8733 | -117351.7513 | 0.12081 | 0.14114 | 0.17815 | 0.13264
13948 | Lateral Hardening | Lateral Hardening-Fuse-10671214 | Laterals | 13724 | 0.089394 | 5 | 3 | 59232.53 | 0 | 7093.614 | 8382.2524 | 10846.5755 | -52138.916 | -50850.2776 | -48385.9545 | 0.11976 | 0.14151 | 0.18312 | 0.13262
18654 | Lateral Hardening | Lateral Hardening-Fuse-10676229 | Laterals | 14124 | 0.22064 | 9 | 2 | 115100.96 | 0 | 13691.0745 | 16322.1917 | 21430.2335 | -101409.8855 | -98778.7683 | -93670.7265 | 0.11895 | 0.14181 | 0.18619 | 0.13253
5863 | Lateral Hardening | Lateral Hardening-Fuse-10148010 | Laterals | 13150 | 0.094886 | 8 | 11 | 147025.74 | 0 | 17918.0722 | 20625.063 | 25338.3169 | -129107.6678 | -126400.677 | -121687.4231 | 0.12187 | 0.14028 | 0.17234 | 0.13244
17620 | Lateral Hardening | Lateral Hardening-Fuse-92619960 | Laterals | 13454 | 0.11383 | 6 | 10 | 168799.49 | 0 | 20855.0345 | 23577.8465 | 27544.0675 | -147944.4555 | -145221.6435 | -141255.4225 | 0.12355 | 0.13968 | 0.16318 | 0.13235
4418 | Lateral Hardening | Lateral Hardening-Fuse-92613272 | Laterals | 13236 | 0.08125 | 4 | 1 | 55134.39 | 0 | 6553.2004 | 7806.7268 | 10225.3984 | -48581.1896 | -47327.6632 | -44908.9916 | 0.11886 | 0.14159 | 0.18546 | 0.13234
6071 | Lateral Hardening | Lateral Hardening-Fuse-60341857 | Laterals | 13983 | 0.088068 | 3 | 1 | 55701.03 | 0 | 6632.0149 | 7878.7451 | 10255.65 | -49069.0151 | -47822.2849 | -45445.38 | 0.11906 | 0.14145 | 0.18412 | 0.13228
4465 | Lateral Hardening | Lateral Hardening-Fuse-10120794 | Laterals | 13053 | 0.14943 | 13 | 21 | 255001.86 | 0 | 31013.392 | 35751.0854 | 43987.9345 | -223988.468 | -219250.7746 | -211013.9255 | 0.12162 | 0.1402 | 0.1725 | 0.13228
8246 | Lateral Hardening | Lateral Hardening-Fuse-90902949 | Laterals | 13586 | 0.080871 | 9 | 2 | 50664.23 | 0 | 6015.1191 | 7164.4801 | 9368.0356 | -44649.1109 | -43499.7499 | -41296.1944 | 0.11873 | 0.14141 | 0.1849 | 0.13215
5352 | Lateral Hardening | Lateral Hardening-Fuse-10483807 | Laterals | 13458 | 0.076894 | 6 | 16 | 69983.69 | 0 | 8448.4601 | 9828.422 | 12305.2483 | -61535.2299 | -60155.268 | -57678.4417 | 0.12072 | 0.14044 | 0.17583 | 0.13215
19663 | Lateral Hardening | Lateral Hardening-Fuse-10144170 | Laterals | 13123 | 0.083333 | 7 | 11 | 130182.1 | 0 | 15841.5626 | 18216.7134 | 22324.8476 | -114340.5374 | -111965.3866 | -107857.2524 | 0.12169 | 0.13993 | 0.17149 | 0.13214
11399 | Lateral Hardening | Lateral Hardening-Fuse-60519554 | Laterals | 14102 | 0.088636 | 4 | 4 | 107551.5 | 0 | 13219.2878 | 14990.0175 | 17823.2378 | -94332.2122 | -92561.4825 | -89728.2622 | 0.12291 | 0.13938 | 0.16572 | 0.13213
15954 | Lateral Hardening | Lateral Hardening-Fuse-93237585 | Laterals | 14040 | 0.10322 | 6 | 1 | 50000 | 0 | 5931.6963 | 7064.6674 | 9280.6767 | -44068.3037 | -42935.3326 | -40719.3233 | 0.11863 | 0.14129 | 0.18561 | 0.13213
9901 | Lateral Hardening | Lateral Hardening-Fuse-92410232 | Laterals | 13331 | 0.12481 | 6 | 2 | 125583.5 | 0 | 15281.8231 | 17554.2157 | 21576.2618 | -110301.6769 | -108029.2843 | -104007.2382 | 0.12169 | 0.13978 | 0.17181 | 0.13213
6947 | Lateral Hardening | Lateral Hardening-Fuse-10793119 | Laterals | 13659 | 0.04697 | 4 | 6 | 63566.77 | 0 | 7658.2326 | 8917.911 | 11281.4123 | -55908.5374 | -54648.859 | -52285.3577 | 0.12048 | 0.14029 | 0.17747 | 0.13212
19153 | Lateral Hardening | Lateral Hardening-Fuse-10590617 | Laterals | 13579 | 0.12708 | 5 | 0 | 73542.17 | 0 | 8685.4993 | 10413.1465 | 13775.0924 | -64856.6707 | -63129.0235 | -59767.0776 | 0.1181 | 0.14159 | 0.18731 | 0.13207
6348 | Lateral Hardening | Lateral Hardening-Fuse-60027615 | Laterals | 13094 | 0.026136 | 3 | 7 | 60146.37 | 0 | 7403.4038 | 8399.5373 | 9806.9961 | -52742.9662 | -51746.8327 | -50339.3739 | 0.12309 | 0.13965 | 0.16305 | 0.13205
1392 | Lateral Hardening | Lateral Hardening-Fuse-91227405 | Laterals | 13298 | 0.16174 | 9 | 2 | 149710.39 | 0 | 18015.2129 | 20985.7462 | 26647.3768 | -131695.1771 | -128724.6438 | -123063.0132 | 0.12033 | 0.14018 | 0.17799 | 0.13205
4929 | Lateral Hardening | Lateral Hardening-Fuse-60318166 | Laterals | 13290 | 0.046023 | 5 | 7 | 71348.07 | 0 | 8571.1334 | 9997.7793 | 12719.6991 | -62776.9366 | -61350.2907 | -58628.3709 | 0.12013 | 0.14013 | 0.17828 | 0.13194
5725 | Lateral Hardening | Lateral Hardening-Fuse-92033914 | Laterals | 13705 | 0.040341 | 4 | 4 | 51225.87 | 0 | 6144.0698 | 7183.2532 | 9174.5517 | -45081.8002 | -44042.6168 | -42051.3183 | 0.11994 | 0.14023 | 0.1791 | 0.13194
4136 | Lateral Hardening | Lateral Hardening-Fuse-60374774 | Laterals | 14099 | 0.16288 | 12 | 7 | 249481.33 | 0 | 30428.6253 | 34736.8081 | 42381.5203 | -219052.7047 | -214744.5219 | -207099.8097 | 0.12197 | 0.13924 | 0.16988 | 0.13194
17709 | Lateral Hardening | Lateral Hardening-Fuse-60015509 | Laterals | 13008 | 0.02803 | 3 | 1 | 50711.45 | 0 | 6008.2362 | 7146.8659 | 9382.2282 | -44703.2138 | -43564.5841 | -41329.2218 | 0.11848 | 0.14093 | 0.18501 | 0.13187
16269 | Lateral Hardening | Lateral Hardening-Fuse-91149792 | Laterals | 13052 | 0.085417 | 7 | 0 | 90248.55 | 0 | 10635.1056 | 12750.5523 | 16867.1434 | -79613.4444 | -77497.9977 | -73381.4066 | 0.11784 | 0.14128 | 0.1869 | 0.13178
16879 | Lateral Hardening | Lateral Hardening-Fuse-92115893 | Laterals | 13470 | 0.097917 | 9 | 11 | 139254.08 | 0 | 16669.7523 | 19509.9529 | 24935.4348 | -122584.3277 | -119744.1271 | -114318.6452 | 0.11971 | 0.1401 | 0.17906 | 0.13176
19544 | Lateral Hardening | Lateral Hardening-Fuse-60048848 | Laterals | 13622 | 0.14034 | 8 | 2 | 108427.2 | 0 | 12835.6277 | 15261.3848 | 20050.2337 | -95591.5723 | -93165.8152 | -88376.9663 | 0.11838 | 0.14075 | 0.18492 | 0.13175
13470 | Lateral Hardening | Lateral Hardening-Fuse-91567980 | Laterals | 13044 | 0.04072 | 5 | 7 | 70907.35 | 0 | 8502.7632 | 9918.0291 | 12618.2366 | -62404.5868 | -60989.3209 | -58289.1134 | 0.11991 | 0.13987 | 0.17795 | 0.13171
6370 | Lateral Hardening | Lateral Hardening-Fuse-10025071 | Laterals | 13294 | 0.077083 | 7 | 15 | 145382.68 | 0 | 17453.015 | 20369.7536 | 25625.6437 | -127929.665 | -125012.9264 | -119757.0363 | 0.12005 | 0.14011 | 0.17626 | 0.13169
5667 | Lateral Hardening | Lateral Hardening-Fuse-91090870 | Laterals | 13921 | 0.0054924 | 2 | 54 | 50000 | 0 | 6124.6271 | 6952.9905 | 8172.5961 | -43875.3729 | -43047.0095 | -41827.4039 | 0.12249 | 0.13906 | 0.16345 | 0.13156
13447 | Lateral Hardening | Lateral Hardening-Fuse-92984414 | Laterals | 13391 | 0.095076 | 5 | 2 | 50000 | 0 | 5917.7089 | 7028.9948 | 9170.4608 | -44082.2911 | -42971.0052 | -40829.5392 | 0.11835 | 0.14058 | 0.18341 | 0.13153
13720 | Lateral Hardening | Lateral Hardening-Fuse-10679421 | Laterals | 13807 | 0.045644 | 4 | 3 | 63935.77 | 0 | 7579.6347 | 8989.505 | 11639.3808 | -56356.1353 | -54946.265 | -52296.3892 | 0.11855 | 0.1406 | 0.18205 | 0.13152
426 | Lateral Hardening | Lateral Hardening-Fuse-60065835 | Laterals | 13405 | 0.057008 | 5 | 2 | 52610.99 | 0 | 6223.8375 | 7397.1717 | 9648.1648 | -46387.1525 | -45213.8183 | -42962.8252 | 0.1183 | 0.1406 | 0.18339 | 0.1315
6043 | Lateral Hardening | Lateral Hardening-Fuse-90669782 | Laterals | 13112 | 0.22803 | 18 | 34 | 162874.82 | 0 | 19401.3795 | 22822.7269 | 29197.0933 | -143473.4405 | -140052.0931 | -133677.7267 | 0.11912 | 0.14012 | 0.17926 | 0.13143
9379 | Lateral Hardening | Lateral Hardening-Fuse-10753388 | Laterals | 13330 | 0.097348 | 9 | 18 | 158856.86 | 0 | 19004.4248 | 22218.5027 | 28021.0453 | -139852.4352 | -136638.3573 | -130835.8147 | 0.11963 | 0.13986 | 0.17639 | 0.13138
14003 | Lateral Hardening | Lateral Hardening-Fuse-92999757 | Laterals | 13229 | 0.057765 | 6 | 10 | 129074.56 | 0 | 15383.6577 | 18042.8889 | 23144.2261 | -113690.9023 | -111031.6711 | -105930.3339 | 0.11918 | 0.13979 | 0.17931 | 0.13138
2445 | Lateral Hardening | Lateral Hardening-Fuse-92677575 | Laterals | 13805 | 0.066477 | 5 | 1 | 50000 | 0 | 5901.7159 | 7020.3235 | 9216.5768 | -44098.2841 | -42979.6765 | -40783.4232 | 0.11803 | 0.14041 | 0.18433 | 0.13138
3978 | Lateral Hardening | Lateral Hardening-Fuse-92472664 | Laterals | 13019 | 0.048864 | 5 | 4 | 50000 | 0 | 5964.0791 | 6980.7585 | 8951.5215 | -44035.9209 | -43019.2415 | -41048.4785 | 0.11928 | 0.13962 | 0.17903 | 0.13136
1298 | Lateral Hardening | Lateral Hardening-Fuse-60413710 | Laterals | 13236 | 0.12424 | 7 | 1 | 147102.55 | 0 | 17677.29 | 20412.8379 | 25686.2703 | -129425.26 | -126689.7121 | -121416.2797 | 0.12017 | 0.13877 | 0.17461 | 0.13119
8583 | Lateral Hardening | Lateral Hardening-Fuse-92981134 | Laterals | 13006 | 0.20549 | 13 | 106 | 570844.15 | 0 | 69331.7111 | 79200.0899 | 95196.8773 | -501512.4389 | -491644.0601 | -475647.2727 | 0.12145 | 0.13874 | 0.16677 | 0.13117
554 | Lateral Hardening | Lateral Hardening-Fuse-10793120 | Laterals | 13659 | 0.10208 | 4 | 2 | 60795.79 | 0 | 7178.2533 | 8527.2816 | 11054.0485 | -53617.5367 | -52268.5084 | -49741.7415 | 0.11807 | 0.14026 | 0.18182 | 0.1311
1071 | Lateral Hardening | Lateral Hardening-Fuse-90482463 | Laterals | 13206 | 0.10587 | 10 | 18 | 195648.41 | 0 | 23519.9081 | 27175.4761 | 33813.9606 | -172128.5019 | -168472.9339 | -161834.4494 | 0.12022 | 0.1389 | 0.17283 | 0.13108
19129 | Lateral Hardening | Lateral Hardening-Fuse-91939521 | Laterals | 13210 | 0.26799 | 23 | 28 | 405149.48 | 0 | 48039.4207 | 56540.8102 | 72965.5737 | -357110.0593 | -348608.6698 | -332183.9063 | 0.11857 | 0.13956 | 0.1801 | 0.13102
2719 | Lateral Hardening | Lateral Hardening-Fuse-90116196 | Laterals | 14024 | 0.12121 | 9 | 5 | 193706.6 | 0 | 23679.4345 | 26709.9764 | 31499.3163 | -170027.1655 | -166996.6236 | -162207.2837 | 0.12224 | 0.13789 | 0.16261 | 0.13097
4130 | Lateral Hardening | Lateral Hardening-Fuse-90394819 | Laterals | 13147 | 0.16023 | 8 | 17 | 200165.79 | 0 | 24314.9888 | 27699.8405 | 33027.7213 | -175850.8012 | -172465.9495 | -167138.0687 | 0.12147 | 0.13838 | 0.165 | 0.1309
9605 | Lateral Hardening | Lateral Hardening-Fuse-92645183 | Laterals | 13118 | 0.18239 | 10 | 0 | 111921.48 | 0 | 13090.1515 | 15693.9355 | 20760.8152 | -98831.3285 | -96227.5445 | -91160.6648 | 0.11696 | 0.14022 | 0.18549 | 0.13079
7859 | Lateral Hardening | Lateral Hardening-Fuse-92701864 | Laterals | 13299 | 0.059659 | 6 | 1 | 53340.03 | 0 | 6259.3708 | 7463.974 | 9800.3478 | -47080.6592 | -45876.056 | -43539.6822 | 0.11735 | 0.13993 | 0.18373 | 0.13076
14480 | Lateral Hardening | Lateral Hardening-Fuse-10095542 | Laterals | 13786 | 0.23314 | 14 | 0 | 67757.87 | 0 | 7914.6537 | 9488.9707 | 12552.541 | -59843.2163 | -58268.8993 | -55205.329 | 0.11681 | 0.14004 | 0.18526 | 0.13062
9832 | Lateral Hardening | Lateral Hardening-Fuse-10588812 | Laterals | 13471 | 0.054356 | 7 | 13 | 135633.88 | 0 | 16139.8273 | 18794.8577 | 23841.8282 | -119494.0527 | -116839.0223 | -111792.0518 | 0.119 | 0.13857 | 0.17578 | 0.13055
18590 | Lateral Hardening | Lateral Hardening-Fuse-92914569 | Laterals | 13460 | 0.0070076 | 2 | 3 | 50000 | 0 | 6095.6733 | 6887.2489 | 8010.3947 | -43904.3267 | -43112.7511 | -41989.6053 | 0.12191 | 0.13774 | 0.16021 | 0.13049
13508 | Lateral Hardening | Lateral Hardening-Fuse-10310482 | Laterals | 13531 | 0.12008 | 11 | 0 | 50000 | 0 | 5832.2175 | 6992.3137 | 9249.8234 | -44167.7825 | -43007.6863 | -40750.1766 | 0.11664 | 0.13985 | 0.185 | 0.13044
14851 | Lateral Hardening | Lateral Hardening-Fuse-93063324 | Laterals | 13593 | 0.095644 | 8 | 21 | 176674.49 | 0 | 20942.7575 | 24521.9223 | 31197.2497 | -155731.7325 | -152152.5677 | -145477.2403 | 0.11854 | 0.1388 | 0.17658 | 0.13042
17158 | Lateral Hardening | Lateral Hardening-Fuse-92624811 | Laterals | 13303 | 0.050947 | 5 | 1 | 52615.99 | 0 | 6158.7526 | 7338.9706 | 9638.3924 | -46457.2374 | -45277.0194 | -42977.5976 | 0.11705 | 0.13948 | 0.18318 | 0.13039
19022 | Lateral Hardening | Lateral Hardening-Fuse-10840135 | Laterals | 13686 | 0.08428 | 7 | 2 | 50000 | 0 | 5864.0086 | 6970.1242 | 9095.2691 | -44135.9914 | -43029.8758 | -40904.7309 | 0.11728 | 0.1394 | 0.18191 | 0.13038
10529 | Lateral Hardening | Lateral Hardening-Fuse-10070726 | Laterals | 13984 | 0.096212 | 4 | 1 | 56377.85 | 0 | 6603.4939 | 7854.9555 | 10318.0308 | -49774.3561 | -48522.8945 | -46059.8192 | 0.11713 | 0.13933 | 0.18302 | 0.13038
8410 | Lateral Hardening | Lateral Hardening-Fuse-92956036 | Laterals | 13210 | 0.039962 | 7 | 10 | 175976.93 | 0 | 20736.0285 | 24476.9919 | 31504.4325 | -155240.9015 | -151499.9381 | -144472.4975 | 0.11783 | 0.13909 | 0.17903 | 0.13033
932 | Lateral Hardening | Lateral Hardening-Fuse-10421442 | Laterals | 13826 | 0.175 | 10 | 21 | 249775.44 | 0 | 30055.1729 | 34486.5602 | 41726.4737 | -219720.2671 | -215288.8798 | -208048.9663 | 0.12033 | 0.13807 | 0.16706 | 0.13032
13482 | Lateral Hardening | Lateral Hardening-Fuse-10676318 | Laterals | 14124 | 0.077462 | 5 | 1 | 50000 | 0 | 5847.8899 | 6971.7506 | 9154.5888 | -44152.1101 | -43028.2494 | -40845.4112 | 0.11696 | 0.13944 | 0.18309 | 0.13031
10947 | Lateral Hardening | Lateral Hardening-Fuse-93322501 | Laterals | 13723 | 0.062121 | 4 | 3 | 56965.97 | 0 | 6706.8004 | 7916.7857 | 10230.2196 | -50259.1696 | -49049.1843 | -46735.7504 | 0.11773 | 0.13897 | 0.17958 | 0.13029
1012 | Lateral Hardening | Lateral Hardening-Fuse-90792627 | Laterals | 13059 | 0.1536 | 12 | 25 | 207474.89 | 0 | 24601.4446 | 28782.4014 | 36274.3141 | -182873.4454 | -178692.4886 | -171200.5759 | 0.11858 | 0.13873 | 0.17484 | 0.13025
8932 | Lateral Hardening | Lateral Hardening-Fuse-90869177 | Laterals | 13828 | 0.10871 | 8 | 10 | 132799.94 | 0 | 15705.3774 | 18387.3214 | 23572.68 | -117094.5626 | -114412.6186 | -109227.26 | 0.11826 | 0.13846 | 0.17751 | 0.13025
16817 | Lateral Hardening | Lateral Hardening-Fuse-91063607 | Laterals | 13236 | 0.2392 | 10 | 7 | 211881.3 | 0 | 25588.0906 | 29164.3012 | 34860.2865 | -186293.2094 | -182716.9988 | -177021.0135 | 0.12077 | 0.13764 | 0.16453 | 0.13021
15269 | Lateral Hardening | Lateral Hardening-Fuse-10629072 | Laterals | 13787 | 0.18314 | 12 | 8 | 163279.01 | 0 | 19168.0132 | 22721.7066 | 29395.5784 | -144110.9968 | -140557.3034 | -133883.4316 | 0.11739 | 0.13916 | 0.18003 | 0.13019
4023 | Lateral Hardening | Lateral Hardening-Fuse-91853687 | Laterals | 13624 | 0.047159 | 4 | 2 | 56231.19 | 0 | 6587.6717 | 7825.7916 | 10202.4385 | -49643.5183 | -48405.3984 | -46028.7515 | 0.11715 | 0.13917 | 0.18144 | 0.13019
6445 | Lateral Hardening | Lateral Hardening-Fuse-92244532 | Laterals | 13710 | 0.34678 | 18 | 24 | 426096.03 | 0 | 51650.1857 | 58517.6586 | 69107.5541 | -374445.8443 | -367578.3714 | -356988.4759 | 0.12122 | 0.13733 | 0.16219 | 0.13015
412 | Lateral Hardening | Lateral Hardening-Fuse-90557872 | Laterals | 13633 | 0.082765 | 6 | 0 | 94764.88 | 0 | 11318.4907 | 13065.8126 | 16222.6228 | -83446.3893 | -81699.0674 | -78542.2572 | 0.11944 | 0.13788 | 0.17119 | 0.13014
1494 | Lateral Hardening | Lateral Hardening-Fuse-60343039 | Laterals | 13099 | 0.048864 | 5 | 2 | 51934.17 | 0 | 6085.0561 | 7229.8883 | 9371.2302 | -45849.1139 | -44704.2817 | -42562.9398 | 0.11717 | 0.13921 | 0.18044 | 0.13011
17364 | Lateral Hardening | Lateral Hardening-Fuse-92605366 | Laterals | 13390 | 0.098674 | 6 | 3 | 100017.04 | 0 | 12034.4615 | 13751.5617 | 16653.5082 | -87982.5785 | -86265.4783 | -83363.5318 | 0.12032 | 0.13749 | 0.16651 | 0.13009
18353 | Lateral Hardening | Lateral Hardening-Fuse-90366842 | Laterals | 13011 | 0.21534 | 17 | 24 | 336575.88 | 0 | 40607.754 | 46092.5311 | 55282.9312 | -295968.126 | -290483.3489 | -281292.9488 | 0.12065 | 0.13695 | 0.16425 | 0.1299
19476 | Lateral Hardening | Lateral Hardening-Fuse-10144184 | Laterals | 13123 | 0.047727 | 5 | 6 | 75525.09 | 0 | 8915.26 | 10422.9475 | 13308.1774 | -66609.83 | -65102.1425 | -62216.9126 | 0.11804 | 0.13801 | 0.17621 | 0.12985
13230 | Lateral Hardening | Lateral Hardening-Fuse-91501467 | Laterals | 14216 | 0.083523 | 4 | 2 | 59253.27 | 0 | 6921.8558 | 8220.1411 | 10721.9879 | -52331.4142 | -51033.1289 | -48531.2821 | 0.11682 | 0.13873 | 0.18095 | 0.1298
17202 | Lateral Hardening | Lateral Hardening-Fuse-60008571 | Laterals | 13081 | 0.12879 | 11 | 5 | 98589.7 | 0 | 11541.6599 | 13671.5824 | 17702.0244 | -87048.0401 | -84918.1176 | -80887.6756 | 0.11707 | 0.13867 | 0.17955 | 0.1298
14754 | Lateral Hardening | Lateral Hardening-Fuse-60219906 | Laterals | 13590 | 0.069508 | 8 | 20 | 105961.76 | 0 | 12507.4438 | 14629.018 | 18597.2243 | -93454.3162 | -91332.742 | -87364.5357 | 0.11804 | 0.13806 | 0.17551 | 0.12979
19010 | Lateral Hardening | Lateral Hardening-Fuse-93216410 | Laterals | 13656 | 0.11326 | 6 | 1 | 53355.77 | 0 | 6214.0586 | 7409.9416 | 9729.4021 | -47141.7114 | -45945.8284 | -43626.3679 | 0.11646 | 0.13888 | 0.18235 | 0.12978
9258 | Lateral Hardening | Lateral Hardening-Fuse-10916856 | Laterals | 13805 | 0.11705 | 10 | 2 | 102052.5 | 0 | 11891.9 | 14142.9891 | 18570.2675 | -90160.6 | -87909.5109 | -83482.2325 | 0.11653 | 0.13859 | 0.18197 | 0.12969
10486 | Lateral Hardening | Lateral Hardening-Fuse-93337201 | Laterals | 13117 | 0.1786 | 8 | 2 | 67154.75 | 0 | 7826.4983 | 9318.1497 | 12176.5833 | -59328.2517 | -57836.6003 | -54978.1667 | 0.11654 | 0.13876 | 0.18132 | 0.12969
3467 | Lateral Hardening | Lateral Hardening-Fuse-92431435 | Laterals | 13630 | 0.16383 | 13 | 29 | 287638.1 | 0 | 34215.6821 | 39521.1411 | 48936.4437 | -253422.4179 | -248116.9589 | -238701.6563 | 0.11895 | 0.1374 | 0.17013 | 0.12961
16896 | Lateral Hardening | Lateral Hardening-Fuse-92382913 | Laterals | 13840 | 0.097727 | 6 | 3 | 99938.34 | 0 | 11984.7057 | 13673.1631 | 16596.2723 | -87953.6343 | -86265.1769 | -83342.0677 | 0.11992 | 0.13682 | 0.16607 | 0.1296
7312 | Lateral Hardening | Lateral Hardening-Fuse-92128693 | Laterals | 13019 | 0.082008 | 7 | 17 | 74338.67 | 0 | 8797.2808 | 10240.0535 | 12825.6192 | -65541.3892 | -64098.6165 | -61513.0508 | 0.11834 | 0.13775 | 0.17253 | 0.12958
17311 | Lateral Hardening | Lateral Hardening-Fuse-90860395 | Laterals | 13148 | 0.099053 | 7 | 5 | 108417.2 | 0 | 12678.0355 | 15002.9753 | 19391.3678 | -95739.1645 | -93414.2247 | -89025.8322 | 0.11694 | 0.13838 | 0.17886 | 0.12956
3388 | Lateral Hardening | Lateral Hardening-Fuse-93277400 | Laterals | 13213 | 0.16648 | 10 | 3 | 120164.24 | 0 | 13986.4764 | 16639.9197 | 21837.3076 | -106177.7636 | -103524.3203 | -98326.9324 | 0.11639 | 0.13848 | 0.18173 | 0.12955
11084 | Lateral Hardening | Lateral Hardening-Fuse-10795715 | Laterals | 13695 | 0.11667 | 11 | 15 | 148672.34 | 0 | 17494.1009 | 20468.0238 | 26093.2909 | -131178.2391 | -128204.3162 | -122579.0491 | 0.11767 | 0.13767 | 0.17551 | 0.12945
19744 | Lateral Hardening | Lateral Hardening-Fuse-10679336 | Laterals | 13807 | 0.10227 | 4 | 2 | 52442.85 | 0 | 6158.908 | 7221.4438 | 9260.0818 | -46283.942 | -45221.4062 | -43182.7682 | 0.11744 | 0.1377 | 0.17657 | 0.12943
18022 | Lateral Hardening | Lateral Hardening-Fuse-91147984 | Laterals | 13148 | 0.16837 | 10 | 4 | 114178.04 | 0 | 13301.7205 | 15800.5342 | 20559.3692 | -100876.3195 | -98377.5058 | -93618.6708 | 0.1165 | 0.13839 | 0.18006 | 0.12942
1057 | Lateral Hardening | Lateral Hardening-Fuse-91671062 | Laterals | 13724 | 0.11193 | 6 | 8 | 65035.59 | 0 | 7661.9913 | 8930.684 | 11364.5673 | -57373.5987 | -56104.906 | -53671.0227 | 0.11781 | 0.13732 | 0.17474 | 0.12936
4992 | Lateral Hardening | Lateral Hardening-Fuse-90174887 | Laterals | 13458 | 0.083712 | 6 | 4 | 54830.33 | 0 | 6415.155 | 7556.5805 | 9729.4336 | -48415.175 | -47273.7495 | -45100.8964 | 0.117 | 0.13782 | 0.17745 | 0.12929
11455 | Lateral Hardening | Lateral Hardening-Fuse-90208679 | Laterals | 13695 | 0.050758 | 4 | 8 | 80110.25 | 0 | 9411.5676 | 11003.585 | 14047.453 | -70698.6824 | -69106.665 | -66062.797 | 0.11748 | 0.13736 | 0.17535 | 0.12923
2591 | Lateral Hardening | Lateral Hardening-Fuse-10095522 | Laterals | 13786 | 0.079356 | 4 | 3 | 103358.92 | 0 | 12290.4621 | 14113.1396 | 17466.1999 | -91068.4579 | -89245.7804 | -85892.7201 | 0.11891 | 0.13654 | 0.16899 | 0.12921
10868 | Lateral Hardening | Lateral Hardening-Fuse-91346949 | Laterals | 13839 | 0.074242 | 3 | 2 | 98495.26 | 0 | 11873.1831 | 13380.5942 | 15872.8583 | -86622.0769 | -85114.6658 | -82622.4017 | 0.12055 | 0.13585 | 0.16115 | 0.1292
2919 | Lateral Hardening | Lateral Hardening-Fuse-10241074 | Laterals | 13531 | 0.13371 | 13 | 0 | 93281.33 | 0 | 10773.2353 | 12916.1576 | 17086.2153 | -82508.0947 | -80365.1724 | -76195.1147 | 0.11549 | 0.13846 | 0.18317 | 0.12915
201 | Lateral Hardening | Lateral Hardening-Fuse-93038529 | Laterals | 13813 | 0.073485 | 5 | 0 | 54489.05 | 0 | 6292.6146 | 7544.2891 | 9980.0073 | -48196.4354 | -46944.7609 | -44509.0427 | 0.11548 | 0.13846 | 0.18316 | 0.12914
9546 | Lateral Hardening | Lateral Hardening-Fuse-90292967 | Laterals | 13724 | 0.11117 | 7 | 0 | 70897.85 | 0 | 8186.4843 | 9814.8716 | 12983.6609 | -62711.3657 | -61082.9784 | -57914.1891 | 0.11547 | 0.13844 | 0.18313 | 0.12913
9580 | Lateral Hardening | Lateral Hardening-Fuse-92211811 | Laterals | 13787 | 0.085038 | 6 | 3 | 107761.12 | 0 | 12530.1807 | 14887.7632 | 19300.7244 | -95230.9393 | -92873.3568 | -88460.3956 | 0.11628 | 0.13816 | 0.17911 | 0.12912
13963 | Lateral Hardening | Lateral Hardening-Fuse-60114878 | Laterals | 13600 | 0.084848 | 9 | 15 | 134238.02 | 0 | 15789.1115 | 18398.4175 | 23402.8064 | -118448.9085 | -115839.6025 | -110835.2136 | 0.11762 | 0.13706 | 0.17434 | 0.12912
6770 | Lateral Hardening | Lateral Hardening-Fuse-10379366 | Laterals | 13186 | 0.10701 | 8 | 13 | 140009.6 | 0 | 16462.8925 | 19188.7807 | 24392.0034 | -123546.7075 | -120820.8193 | -115617.5966 | 0.11758 | 0.13705 | 0.17422 | 0.12909
13071 | Lateral Hardening | Lateral Hardening-Fuse-10655448 | Laterals | 13188 | 0.05 | 4 | 1 | 52537.29 | 0 | 6090.352 | 7251.0571 | 9505.3886 | -46446.938 | -45286.2329 | -43031.9014 | 0.11592 | 0.13802 | 0.18093 | 0.12905
11348 | Lateral Hardening | Lateral Hardening-Fuse-10802868 | Laterals | 13133 | 0.093561 | 6 | 15 | 147769.42 | 0 | 17346.1295 | 20261.039 | 25775.9845 | -130423.2905 | -127508.381 | -121993.4355 | 0.11739 | 0.13711 | 0.17443 | 0.12901
4277 | Lateral Hardening | Lateral Hardening-Fuse-93279079 | Laterals | 13213 | 0.048674 | 4 | 2 | 56357.11 | 0 | 6546.8689 | 7773.1851 | 10066.3544 | -49810.2411 | -48583.9249 | -46290.7556 | 0.11617 | 0.13793 | 0.17862 | 0.12894
14549 | Lateral Hardening | Lateral Hardening-Fuse-91987954 | Laterals | 13044 | 0.12955 | 13 | 29 | 225125.91 | 0 | 26426.7161 | 30894.1218 | 38971.5774 | -198699.1939 | -194231.7882 | -186154.3326 | 0.11739 | 0.13723 | 0.17311 | 0.12891
10338 | Lateral Hardening | Lateral Hardening-Fuse-10166415 | Laterals | 13073 | 0.099053 | 9 | 14 | 143278.52 | 0 | 16804.8872 | 19617.2066 | 24983.5971 | -126473.6328 | -123661.3134 | -118294.9229 | 0.11729 | 0.13692 | 0.17437 | 0.12889
9480 | Lateral Hardening | Lateral Hardening-Fuse-90849629 | Laterals | 14123 | 0.077273 | 6 |  | 88982.2 | 0 | 10249.0525 | 12287.7087 | 16254.8679 | -78733.1475 | -76694.4913 | -72727.3321 | 0.11518 | 0.13809 | 0.18268 | 0.1288
877 | Lateral Hardening | Lateral Hardening-Fuse-10686060 | Laterals | 13808 | 0.052083 | 4 | 1 | 52710.43 | 0 | 6099.3958 | 7254.9401 | 9528.4654 | -46611.0342 | -45455.4899 | -43181.9646 | 0.11572 | 0.13764 | 0.18077 | 0.1288
18618 | Lateral Hardening | Lateral Hardening-Fuse-10158442 | Laterals | 13162 | 0.052273 | 6 | 12 | 148896.66 | 0 | 17409.1214 | 20381.9375 | 26112.8828 | -131487.5386 | -128514.7225 | -122783.7772 | 0.11692 | 0.13689 | 0.17538 | 0.12876
18488 | Lateral Hardening | Lateral Hardening-Fuse-60020429 | Laterals | 13070 | 0.056061 | 5 | 2 | 52532.29 | 0 | 6090.8641 | 7236.3801 | 9378.5614 | -46441.4259 | -45295.9099 | -43153.7286 | 0.11595 | 0.13775 | 0.17853 | 0.12875
463 | Lateral Hardening | Lateral Hardening-Fuse-90101020 | Laterals | 13808 | 0.13409 | 9 | 2 | 103469.1 | 0 | 11968.8522 | 14231.9712 | 18694.2747 | -91500.2478 | -89237.1288 | -84774.8253 | 0.11568 | 0.13755 | 0.18067 | 0.12874
3789 | Lateral Hardening | Lateral Hardening-Fuse-92015788 | Laterals | 13772 | 0.054356 | 3 | 14 | 56976.89 | 0 | 6739.4329 | 7781.6668 | 9552.9093 | -50237.4571 | -49195.2232 | -47423.9807 | 0.11828 | 0.13658 | 0.16766 | 0.12871
2658 | Lateral Hardening | Lateral Hardening-Fuse-10548847 | Laterals | 13693 | 0.079356 | 8 | 3 | 134494.81 | 0 | 16020.4072 | 18273.4464 | 22012.5193 | -118474.4028 | -116221.3636 | -112482.2907 | 0.11912 | 0.13587 | 0.16367 | 0.1286
15341 | Lateral Hardening | Lateral Hardening-Fuse-92661377 | Laterals | 13685 | 0.089962 | 6 | 4 | 107661.68 | 0 | 12667.188 | 14671.8904 | 18426.9175 | -94994.492 | -92989.7896 | -89234.7625 | 0.11766 | 0.13628 | 0.17116 | 0.12859
7903 | Lateral Hardening | Lateral Hardening-Fuse-92394369 | Laterals | 13186 | 0.15436 | 13 | 24 | 203607.85 | 0 | 23823.5702 | 27837.4461 | 35321.8224 | -179784.2798 | -175770.4039 | -168286.0276 | 0.11701 | 0.13672 | 0.17348 | 0.12857
12084 | Lateral Hardening | Lateral Hardening-Fuse-10632120 | Laterals | 13311 | 0.058333 | 6 | 22 | 107741.17 | 0 | 12675.4368 | 14700.9789 | 18332.9082 | -95065.7332 | -93040.1911 | -89408.2618 | 0.11765 | 0.13645 | 0.17016 | 0.12854
13478 | Lateral Hardening | Lateral Hardening-Fuse-10637235 | Laterals | 13699 | 0.073674 | 9 | 16 | 122028.04 | 0 | 14240.857 | 16674.4302 | 21384.0651 | -107787.183 | -105353.6098 | -100643.9749 | 0.1167 | 0.13664 | 0.17524 | 0.12854
10896 | Lateral Hardening | Lateral Hardening-Fuse-92408191 | Laterals | 13899 | 0.13144 | 10 | 15 | 149900.06 | 0 | 17538.4528 | 20471.4343 | 26032.8752 | -132361.6072 | -129428.6257 | -123867.1848 | 0.117 | 0.13657 | 0.17367 | 0.12854
3207 | Lateral Hardening | Lateral Hardening-Fuse-60002342 | Laterals | 13024 | 0.10019 | 9 | 14 | 139442.96 | 0 | 16328.2805 | 19028.6851 | 24175.3254 | -123114.6795 | -120414.2749 | -115267.6346 | 0.1171 | 0.13646 | 0.17337 | 0.12853
19116 | Lateral Hardening | Lateral Hardening-Fuse-10806815 | Laterals | 13433 | 0.11439 | 8 | 0 | 171721 | 0 | 20228.2176 | 23337.2065 | 29308.6727 | -151492.7824 | -148383.7935 | -142412.3273 | 0.1178 | 0.1359 | 0.17068 | 0.12852
7329 | Lateral Hardening | Lateral Hardening-Fuse-90526776 | Laterals | 13199 | 0.071591 | 7 | 28 | 233625.51 | 0 | 27331.3795 | 31962.4955 | 40325.3695 | -206294.1305 | -201663.0145 | -193300.1405 | 0.11699 | 0.13681 | 0.17261 | 0.1285
17906 | Lateral Hardening | Lateral Hardening-Fuse-10650535 | Laterals | 13391 | 0.1642 | 6 | 3 | 105463.08 | 0 | 12551.218 | 14325.5014 | 17227.3036 | -92911.862 | -91137.5786 | -88235.7764 | 0.11901 | 0.13583 | 0.16335 | 0.12849
19773 | Lateral Hardening | Lateral Hardening-Fuse-10793152 | Laterals | 13470 | 0.12254 | 12 | 17 | 149160.28 | 0 | 17422.6198 | 20377.9912 | 25963.9868 | -131737.6602 | -128782.2888 | -123196.2932 | 0.1168 | 0.13662 | 0.17407 | 0.12848
10345 | Lateral Hardening | Lateral Hardening-Fuse-60035103 | Laterals | 13007 | 0.076515 | 5 | 0 | 50000 | 0 | 5736.2694 | 6877.2804 | 9097.651 | -44263.7306 | -43122.7196 | -40902.349 | 0.11473 | 0.13755 | 0.18195 | 0.12829
11384 | Lateral Hardening | Lateral Hardening-Fuse-10807581 | Laterals | 13020 | 0.24773 | 9 | 6 | 125211.78 | 0 | 14485.6195 | 17162.9706 | 22218.7303 | -110726.1605 | -108048.8094 | -102993.0497 | 0.11569 | 0.13707 | 0.17745 | 0.12828
18169 | Lateral Hardening | Lateral Hardening-Fuse-10705859 | Laterals | 13268 | 0.13996 | 4 | 3 | 50000 | 0 | 5972.0509 | 6766.4606 | 8003.9491 | -44027.9491 | -43233.5394 | -41996.0509 | 0.11944 | 0.13533 | 0.16008 | 0.12827
4460 | Lateral Hardening | Lateral Hardening-Fuse-60008392 | Laterals | 13090 | 0.037879 | 5 | 10 | 86899.93 | 0 | 10122.4141 | 11845.4514 | 15128.7304 | -76777.5159 | -75054.4786 | -71771.1996 | 0.11648 | 0.13631 | 0.17409 | 0.12819
4029 | Lateral Hardening | Lateral Hardening-Fuse-10679411 | Laterals | 13807 | 0.0375 | 5 | 1 | 51498.45 | 0 | 5931.4307 | 7054.5444 | 9264.8655 | -45567.0193 | -44443.9056 | -42233.5845 | 0.11518 | 0.13699 | 0.17991 | 0.12819
16972 | Lateral Hardening | Lateral Hardening-Fuse-10716347 | Laterals | 13959 | 0.097917 | 5 |  | 64764.25 | 0 | 7423.326 | 8899.9122 | 11773.3013 | -57340.924 | -55864.3378 | -52990.9487 | 0.11462 | 0.13742 | 0.18179 | 0.12818
3929 | Lateral Hardening | Lateral Hardening-Fuse-93120678 | Laterals | 13687 | 0.08428 | 4 | 2 | 54877.55 | 0 | 6410.0809 | 7466.1116 | 9478.3089 | -48467.4691 | -47411.4384 | -45399.2411 | 0.11681 | 0.13605 | 0.17272 | 0.12817
19019 | Lateral Hardening | Lateral Hardening-Fuse-10753418 | Laterals | 13330 | 0.10133 | 5 | 1 | 56802.83 | 0 | 6522.2919 | 7788.2863 | 10230.0039 | -50280.5381 | -49014.5437 | -46572.8261 | 0.11482 | 0.13711 | 0.1801 | 0.12804
12394 | Lateral Hardening | Lateral Hardening-Fuse-60341796 | Laterals | 13984 | 0.21534 | 10 | 0 | 163042.17 | 0 | 18667.176 | 22380.2952 | 29605.9056 | -144374.994 | -140661.8748 | -133436.2644 | 0.11449 | 0.13727 | 0.18158 | 0.12803
6368 | Lateral Hardening | Lateral Hardening-Fuse-10548856 | Laterals | 13693 | 0.031818 | 4 | 3 | 54956.25 | 0 | 6351.6745 | 7510.1101 | 9716.8028 | -48604.5755 | -47446.1399 | -45239.4472 | 0.11558 | 0.13666 | 0.17681 | 0.12802
1891 | Lateral Hardening | Lateral Hardening-Fuse-93207908 | Laterals | 13656 | 0.075379 | 5 | 5 | 70366.45 | 0 | 8156.5028 | 9594.6177 | 12358.4745 | -62209.9472 | -60771.8323 | -58007.9755 | 0.11591 | 0.13635 | 0.17563 | 0.12802
7748 | Lateral Hardening | Lateral Hardening-Fuse-60001491 | Laterals | 13023 | 0.092424 | 7 | 10 | 170950.87 | 0 | 20413.4041 | 23069.2571 | 27134.2013 | -150537.4659 | -147881.6129 | -143816.6687 | 0.11941 | 0.13495 | 0.15873 | 0.128
6995 | Lateral Hardening | Lateral Hardening-Fuse-60166657 | Laterals | 13579 | 0.1303 | 4 | 1 | 54772.37 | 0 | 6436.4942 | 7411.4164 | 9230.4715 | -48335.8758 | -47360.9536 | -45541.8985 | 0.11751 | 0.13531 | 0.16852 | 0.12795
15718 | Lateral Hardening | Lateral Hardening-Fuse-92848520 | Laterals | 13011 | 0.1553 | 10 | 9 | 208329.8 | 0 | 24782.8957 | 28132.6888 | 33450.5871 | -183546.9043 | -180197.1112 | -174879.2129 | 0.11896 | 0.13504 | 0.16057 | 0.12794
10615 | Lateral Hardening | Lateral Hardening-Fuse-60168950 | Laterals | 13473 | 0.082955 | 6 | 3 | 103657.98 | 0 | 11926.7898 | 14173.7351 | 18502.5146 | -91731.1902 | -89484.2449 | -85155.4654 | 0.11506 | 0.13674 | 0.1785 | 0.12791
15105 | Lateral Hardening | Lateral Hardening-Fuse-92633782 | Laterals | 13391 | 0.24072 | 12 | 7 | 207568.54 | 0 | 24547.0388 | 28052.0805 | 33924.2467 | -183021.5012 | -179516.4595 | -173644.2933 | 0.11826 | 0.13515 | 0.16344 | 0.12784
6488 | Lateral Hardening | Lateral Hardening-Fuse-10274819 | Laterals | 13624 | 0.1911 | 13 | 3 | 192163.34 | 0 | 22062.5512 | 26263.4736 | 34497.9876 | -170100.7888 | -165899.8664 | -157665.3524 | 0.11481 | 0.13667 | 0.17952 | 0.12784
7608 | Lateral Hardening | Lateral Hardening-Fuse-92528479 | Laterals | 13443 | 0.036174 | 4 | 46 | 50000 | 0 | 5881.4732 | 6776.9931 | 8281.0309 | -44118.5268 | -43223.0069 | -41718.9691 | 0.11763 | 0.13554 | 0.16562 | 0.1278
13108 | Lateral Hardening | Lateral Hardening-Fuse-10615019 | Laterals | 13125 | 0.12159 | 11 | 17 | 193024.83 | 0 | 22490.5138 | 26234.3553 | 32971.3856 | -170534.3162 | -166790.4747 | -160053.4444 | 0.11652 | 0.13591 | 0.17081 | 0.12776
12977 | Lateral Hardening | Lateral Hardening-Fuse-91386044 | Laterals | 13722 | 0.12424 | 7 | 4 | 106071.94 | 0 | 12507.622 | 14328.6705 | 17472.5448 | -93564.318 | -91743.2695 | -88599.3952 | 0.11792 | 0.13508 | 0.16472 | 0.12775
16374 | Lateral Hardening | Lateral Hardening-Fuse-10590645 | Laterals | 13127 | 0.12424 | 9 | 3 | 168954.23 | 0 | 19950.9207 | 22790.695 | 27733.809 | -149003.3093 | -146163.535 | -141220.421 | 0.11808 | 0.13489 | 0.16415 | 0.12773
6439 | Lateral Hardening | Lateral Hardening-Fuse-92877242 | Laterals | 13460 | 0.051705 | 5 | 3 | 56100.27 | 0 | 6473.6052 | 7644.0089 | 9877.9644 | -49626.6648 | -48456.2611 | -46222.3056 | 0.11539 | 0.13626 | 0.17608 | 0.12772
3597 | Lateral Hardening | Lateral Hardening-Fuse-10676173 | Laterals | 14123 | 0.056439 | 4 | 1 | 53072.45 | 0 | 6089.0103 | 7242.587 | 9512.2412 | -46983.4397 | -45829.863 | -43560.2088 | 0.11473 | 0.13647 | 0.17923 | 0.1277
300 | Lateral Hardening | Lateral Hardening-Fuse-90816669 | Laterals | 13509 | 0.076894 | 4 | 0 | 100334.81 | 0 | 11833.2604 | 13532.9416 | 16494.8397 | -88501.5496 | -86801.8684 | -83839.9703 | 0.11794 | 0.13488 | 0.1644 | 0.12767
6863 | Lateral Hardening | Lateral Hardening-Fuse-93044098 | Laterals | 13426 | 0.04678 | 3 | 1 | 56199.71 | 0 | 6698.5469 | 7553.4896 | 8892.5626 | -49501.1631 | -48646.2204 | -47307.1474 | 0.11919 | 0.1344 | 0.15823 | 0.12766
16927 | Lateral Hardening | Lateral Hardening-Fuse-10271858 | Laterals | 13621 | 0.20398 | 12 | 11 | 217322.34 | 0 | 25067.1875 | 29586.2386 | 38253.7573 | -192255.1525 | -187736.1014 | -179068.5827 | 0.11535 | 0.13614 | 0.17602 | 0.12765
18151 | Lateral Hardening | Lateral Hardening-Fuse-92035611 | Laterals | 13442 | 0.044129 | 3 | 1 | 50000 | 0 | 5732.4494 | 6819.798 | 8950.6043 | -44267.5506 | -43180.202 | -41049.3957 | 0.11465 | 0.1364 | 0.17901 | 0.12761
4082 | Lateral Hardening | Lateral Hardening-Fuse-93311983 | Laterals | 13808 | 0.1161 | 9 | 4 | 61451.87 | 0 | 7055.7072 | 8377.5638 | 10944.5402 | -54396.1628 | -53074.3062 | -50507.3298 | 0.11482 | 0.13633 | 0.1781 | 0.1276
16298 | Lateral Hardening | Lateral Hardening-Fuse-93091235 | Laterals | 13327 | 0.20227 | 11 | 0 | 108419.2 | 0 | 12370.6038 | 14831.2613 | 19619.6216 | -96048.5962 | -93587.9387 | -88799.5784 | 0.1141 | 0.1368 | 0.18096 | 0.12759
5188 | Lateral Hardening | Lateral Hardening-Fuse-60048858 | Laterals | 13622 | 0.050947 | 7 | 2 | 50000 | 0 | 5737.3637 | 6819.5905 | 8898.8387 | -44262.6363 | -43180.4095 | -41101.1613 | 0.11475 | 0.13639 | 0.17798 | 0.12756
6479 | Lateral Hardening | Lateral Hardening-Fuse-10705941 | Laterals | 13268 | 0.046402 | 5 | 3 | 55659.55 | 0 | 6412.5219 | 7575.4845 | 9799.1555 | -49247.0281 | -48084.0655 | -45860.3945 | 0.11521 | 0.1361 | 0.17606 | 0.12756
4990 | Lateral Hardening | Lateral Hardening-Fuse-10080881 | Laterals | 13668 | 0.067045 | 4 | 1 | 50000 | 0 | 5806.3917 | 6766.2096 | 8644.2465 | -44193.6083 | -43233.7904 | -41355.7535 | 0.11613 | 0.13532 | 0.17288 | 0.12756
18797 | Lateral Hardening | Lateral Hardening-Fuse-60124053 | Laterals | 13218 | 0.10284 | 6 | 4 | 100363.32 | 0 | 11605.0907 | 13631.6367 | 17500.3052 | -88758.2293 | -86731.6833 | -82863.0148 | 0.11563 | 0.13582 | 0.17437 | 0.12756
2471 | Lateral Hardening | Lateral Hardening-Fuse-92553542 | Laterals | 13030 | 0.175 | 8 | 0 | 50000 | 0 | 5701.4882 | 6835.5808 | 9042.4884 | -44298.5118 | -43164.4192 | -40957.5116 | 0.11403 | 0.13671 | 0.18085 | 0.12752
15785 | Lateral Hardening | Lateral Hardening-Fuse-10166409 | Laterals | 13073 | 0.057576 | 4 | 7 | 77162.05 | 0 | 8972.0787 | 10465.8305 | 13149.4988 | -68189.9713 | -66696.2195 | -64012.5512 | 0.11628 | 0.13563 | 0.17041 | 0.1275
17582 | Lateral Hardening | Lateral Hardening-Fuse-10375139 | Laterals | 13176 | 0.20587 | 20 | 32 | 298992.38 | 0 | 34646.4748 | 40525.5394 | 51586.1844 | -264345.9052 | -258466.8406 | -247406.1956 | 0.11588 | 0.13554 | 0.17253 | 0.12744
5229 | Lateral Hardening | Lateral Hardening-Fuse-92034681 | Laterals | 14050 | 0.23011 | 14 | 15 | 216489.27 | 0 | 25053.8207 | 29340.8482 | 37512.0987 | -191435.4493 | -187148.4218 | -178977.1713 | 0.11573 | 0.13553 | 0.17327 | 0.12742
5920 | Lateral Hardening | Lateral Hardening-Fuse-90100443 | Laterals | 13808 | 0.2286 | 15 | 7 | 198701.18 | 0 | 22925.9759 | 26963.9645 | 34688.8318 | -175775.2041 | -171737.2155 | -164012.3482 | 0.11538 | 0.1357 | 0.17458 | 0.1274
3099 | Lateral Hardening | Lateral Hardening-Fuse-10759998 | Laterals | 13813 | 0.12595 | 6 | 2 | 107230.96 | 0 | 12260.9757 | 14594.2651 | 19139.079 | -94969.9843 | -92636.6949 | -88091.881 | 0.11434 | 0.1361 | 0.17848 | 0.12728
17203 | Lateral Hardening | Lateral Hardening-Fuse-92472019 | Laterals | 13443 | 0.094697 | 6 |  | 52321.93 | 0 | 5954.2307 | 7138.5967 | 9443.3347 | -46367.6993 | -45183.3333 | -42878.5953 | 0.1138 | 0.13644 | 0.18049 | 0.12726
4857 | Lateral Hardening | Lateral Hardening-Fuse-90963284 | Laterals | 13004 | 0.10511 | 7 | 0 | 50000 | 0 | 5688.6149 | 6820.1468 | 9022.0714 | -44311.3851 | -43179.8532 | -40977.9286 | 0.11377 | 0.1364 | 0.18044 | 0.12723
16511 | Lateral Hardening | Lateral Hardening-Fuse-92631387 | Laterals | 13303 | 0.13428 | 6 | 2 | 107923.52 | 0 | 12402.9839 | 14640.3641 | 18910.9555 | -95520.5361 | -93283.1559 | -89012.5645 | 0.11492 | 0.13565 | 0.17523 | 0.12717
18847 | Lateral Hardening | Lateral Hardening-Fuse-10650429 | Laterals | 13391 | 0.089773 | 5 | 6 | 103207.26 | 0 | 12196.7862 | 13849.3613 | 16505.2443 | -91010.4738 | -89357.8987 | -86702.0157 | 0.11818 | 0.13419 | 0.15992 | 0.12716
11784 | Lateral Hardening | Lateral Hardening-Fuse-92061574 | Laterals | 13786 | 0.12405 | 4 | 2 | 50000 | 0 | 5726.4875 | 6802.3415 | 8809.78 | -44273.5125 | -43197.6585 | -41190.22 | 0.11453 | 0.13605 | 0.1762 | 0.12715
5135 | Lateral Hardening | Lateral Hardening-Fuse-90997578 | Laterals | 13268 | 0.21136 | 8 | 1 | 65947.77 | 0 | 7521.0097 | 8977.1279 | 11784.3592 | -58426.7603 | -56970.6421 | -54163.4108 | 0.11404 | 0.13612 | 0.17869 | 0.12713
8510 | Lateral Hardening | Lateral Hardening-Fuse-93130395 | Laterals | 13786 | 0.032386 | 4 | 2 | 55003.47 | 0 | 6293.1107 | 7475.3814 | 9742.4597 | -48710.3593 | -47528.0886 | -45261.0103 | 0.11441 | 0.13591 | 0.17712 | 0.12713
14856 | Lateral Hardening | Lateral Hardening-Fuse-92879606 | Laterals | 14025 | 0.18731 | 9 | 1 | 112330.72 | 0 | 13276.4182 | 15050.4358 | 17916.7301 | -99054.3018 | -97280.2842 | -94413.9899 | 0.11819 | 0.13398 | 0.1595 | 0.12706
5033 | Lateral Hardening | Lateral Hardening-Fuse-10428630 | Laterals | 13832 | 0.15303 | 11 | 22 | 219217.67 | 0 | 25335.3772 | 29626.2133 | 37438.8891 | -193882.2928 | -189591.4567 | -181778.7809 | 0.11557 | 0.13515 | 0.17078 | 0.12697
8819 | Lateral Hardening | Lateral Hardening-Fuse-10676281 | Laterals | 14124 | 0.13125 | 6 | 2 | 50000 | 0 | 5698.4949 | 6782.9305 | 8895.2092 | -44301.5051 | -43217.0695 | -41104.7908 | 0.11397 | 0.13566 | 0.1779 | 0.12687
18782 | Lateral Hardening | Lateral Hardening-Fuse-10087561 | Laterals | 13389 | 0.054924 | 5 | 2 | 50000 | 0 | 5700.1565 | 6785.6944 | 8864.3551 | -44299.8435 | -43214.3056 | -41135.6449 | 0.114 | 0.13571 | 0.17729 | 0.12684
2191 | Lateral Hardening | Lateral Hardening-Fuse-10503463 | Laterals | 13576 | 0.084848 | 8 | 19 | 157818.02 | 0 | 18242.2745 | 21302.2507 | 26821.2081 | -139575.7455 | -136515.7693 | -130996.8119 | 0.11559 | 0.13498 | 0.16995 | 0.12684
10908 | Lateral Hardening | Lateral Hardening-Fuse-90974204 | Laterals | 13236 | 0.095455 | 6 | 3 | 60244.89 | 0 | 6884.0794 | 8173.1723 | 10587.0965 | -53360.8106 | -52071.7177 | -49657.7935 | 0.11427 | 0.13567 | 0.17573 | 0.12683
8726 | Lateral Hardening | Lateral Hardening-Fuse-91344286 | Laterals | 13786 | 0.15341 | 8 | 4 | 148509.15 | 0 | 17495.6344 | 19881.1927 | 23698.6039 | -131013.5156 | -128627.9573 | -124810.5461 | 0.11781 | 0.13387 | 0.15958 | 0.1268
556 | Lateral Hardening | Lateral Hardening-Fuse-10377800 | Laterals | 13184 | 0.07822 | 10 | 10 | 125827.12 | 0 | 14474.5793 | 16954.7835 | 21749.2804 | -111352.5407 | -108872.3365 | -104077.8396 | 0.11504 | 0.13475 | 0.17285 | 0.12673
4297 | Lateral Hardening | Lateral Hardening-Fuse-90861238 | Laterals | 13796 | 0.045265 | 5 | 4 | 59495.11 | 0 | 6830.9747 | 8027.8997 | 10324.5444 | -52664.1353 | -51467.2103 | -49170.5656 | 0.11482 | 0.13493 | 0.17354 | 0.12672
4827 | Lateral Hardening | Lateral Hardening-Fuse-92614592 | Laterals | 13303 | 0.057955 | 5 | 2 | 58121.97 | 0 | 6619.9927 | 7870.798 | 10278.2031 | -51501.9773 | -50251.172 | -47843.7669 | 0.1139 | 0.13542 | 0.17684 | 0.12665
7410 | Lateral Hardening | Lateral Hardening-Fuse-92243660 | Laterals | 13061 | 0.11496 | 9 | 18 | 156390.68 | 0 | 18043.7669 | 21051.7532 | 26622.5582 | -138346.9131 | -135338.9268 | -129768.1218 | 0.11538 | 0.13461 | 0.17023 | 0.12663
15319 | Lateral Hardening | Lateral Hardening-Fuse-90244411 | Laterals | 13136 | 0.047538 | 4 | 5 | 71982.67 | 0 | 8487.8593 | 9645.862 | 11285.987 | -63494.8107 | -62336.808 | -60696.683 | 0.11792 | 0.134 | 0.15679 | 0.12663
15757 | Lateral Hardening | Lateral Hardening-Fuse-90706391 | Laterals | 13133 | 0.14583 | 10 | 24 | 239795.59 | 0 | 27581.6755 | 32284.9084 | 41222.7175 | -212213.9145 | -207510.6816 | -198572.8725 | 0.11502 | 0.13464 | 0.17191 | 0.12659
6124 | Lateral Hardening | Lateral Hardening-Fuse-92544329 | Laterals | 13610 | 0.078977 | 9 | 10 | 179219.37 | 0 | 21134.1525 | 23865.9103 | 28457.3561 | -158085.2175 | -155353.4597 | -150762.0139 | 0.11792 | 0.13317 | 0.15879 | 0.12658
2272 | Lateral Hardening | Lateral Hardening-Fuse-10477219 | Laterals | 13326 | 0.07803 | 4 |  | 50936.81 | 0 | 5763.4816 | 6909.9054 | 9140.8092 | -45173.3284 | -44026.9046 | -41796.0008 | 0.11315 | 0.13566 | 0.17945 | 0.12653
6493 | Lateral Hardening | Lateral Hardening-Fuse-92163176 | Laterals | 13199 | 0.11553 | 13 | 27 | 315777.65 | 0 | 36938.9316 | 42287.3301 | 50949.4124 | -278838.7184 | -273490.3199 | -264828.2376 | 0.11698 | 0.13391 | 0.16135 | 0.1265
14420 | Lateral Hardening | Lateral Hardening-Fuse-10512800 | Laterals | 14110 | 0.088636 | 5 | 1 | 155933.43 | 0 | 18388.5699 | 20750.7573 | 24624.694 | -137544.8601 | -135182.6727 | -131308.736 | 0.11793 | 0.13307 | 0.15792 | 0.12647
2151 | Lateral Hardening | Lateral Hardening-Fuse-93280753 | Laterals | 13213 | 0.13731 | 5 | 7 | 107158 | 0 | 12594.3869 | 14297.1463 | 17048.9643 | -94563.6131 | -92860.8537 | -90109.0357 | 0.11753 | 0.13342 | 0.1591 | 0.12646
13749 | Lateral Hardening | Lateral Hardening-Fuse-60058545 | Laterals | 13279 | 0.091667 | 8 | 11 | 126944.66 | 0 | 14609.5113 | 17047.638 | 21708.7922 | -112335.1487 | -109897.022 | -105235.8678 | 0.11509 | 0.13429 | 0.17101 | 0.12644
9037 | Lateral Hardening | Lateral Hardening-Fuse-10795730 | Laterals | 13695 | 0.03428 | 3 | 1 | 51230.87 | 0 | 5818.6185 | 6920.7211 | 9085.8972 | -45412.2515 | -44310.1489 | -42144.9728 | 0.11358 | 0.13509 | 0.17735 | 0.12641
9440 | Lateral Hardening | Lateral Hardening-Fuse-90185157 | Laterals | 13895 | 0.13011 | 13 | 0 | 251131.95 | 0 | 28685.2586 | 33840.1022 | 43723.6109 | -222446.6914 | -217291.8478 | -207408.3391 | 0.11422 | 0.13475 | 0.17411 | 0.12637
10659 | Lateral Hardening | Lateral Hardening-Fuse-10668910 | Laterals | 13722 | 0.070076 | 4 | 3 | 57627.05 | 0 | 6609.3828 | 7740.3022 | 9936.3622 | -51017.6672 | -49886.7478 | -47690.6878 | 0.11469 | 0.13432 | 0.17243 | 0.12635
3494 | Lateral Hardening | Lateral Hardening-Fuse-91239106 | Laterals | 13679 | 0.062121 | 4 | 2 | 101926.58 | 0 | 11838.8055 | 13632.0754 | 16848.7007 | -90087.7745 | -88294.5046 | -85077.8793 | 0.11615 | 0.13374 | 0.1653 | 0.12634
44 | Lateral Hardening | Lateral Hardening-Fuse-90533682 | Laterals | 13839 | 0.044697 | 3 | 1 | 52096.57 | 0 | 5911.6376 | 7043.214 | 9210.2142 | -46184.9324 | -45053.356 | -42886.3558 | 0.11347 | 0.1352 | 0.17679 | 0.12632
744 | Lateral Hardening | Lateral Hardening-Fuse-10556665 | Laterals | 13298 | 0.051136 | 5 | 3 | 100504.98 | 0 | 11848.2402 | 13362.9636 | 15762.2152 | -88656.7398 | -87142.0164 | -84742.7648 | 0.11789 | 0.13296 | 0.15683 | 0.1263
17903 | Lateral Hardening | Lateral Hardening-Fuse-93126957 | Laterals | 13795 | 0.083902 | 6 | 2 | 54846.07 | 0 | 6237.2405 | 7409.6618 | 9610.775 | -48608.8295 | -47436.4082 | -45235.295 | 0.11372 | 0.1351 | 0.17523 | 0.12629
16728 | Lateral Hardening | Lateral Hardening-Fuse-10503439 | Laterals | 13576 | 0.063826 | 5 | 0 | 63027.85 | 0 | 7114.0554 | 8529.124 | 11282.802 | -55913.7946 | -54498.726 | -51745.048 | 0.11287 | 0.13532 | 0.17901 | 0.12622
4404 | Lateral Hardening | Lateral Hardening-Fuse-90098845 | Laterals | 13959 | 0.16023 | 9 | 4 | 105641.22 | 0 | 12001.7298 | 14255.9988 | 18553.2896 | -93639.4902 | -91385.2212 | -87087.9304 | 0.11361 | 0.13495 | 0.17563 | 0.12621
8162 | Lateral Hardening | Lateral Hardening-Fuse-10627031 | Laterals | 13147 | 0.13106 | 4 | 1 | 103725.94 | 0 | 12076.1157 | 13840.4451 | 16877.4958 | -91649.8243 | -89885.4949 | -86848.4442 | 0.11642 | 0.13343 | 0.16271 | 0.12616
6121 | Lateral Hardening | Lateral Hardening-Fuse-10562378 | Laterals | 13296 | 0.1983 | 15 | 29 | 370529.28 | 0 | 43374.5462 | 49308.6384 | 59161.3698 | -327154.7338 | -321220.6416 | -311367.9102 | 0.11706 | 0.13308 | 0.15967 | 0.12613
15454 | Lateral Hardening | Lateral Hardening-Fuse-60006810 | Laterals | 13092 | 0.075189 | 9 | 17 | 156396.6 | 0 | 17973.2709 | 20980.1376 | 26472.7894 | -138423.3291 | -135416.4624 | -129923.8106 | 0.11492 | 0.13415 | 0.16927 | 0.12612
15314 | Lateral Hardening | Lateral Hardening-Fuse-10173482 | Laterals | 13483 | 0.030114 | 3 | 6 | 70534.59 | 0 | 8074.8972 | 9455.6201 | 12135.7965 | -62459.6928 | -61078.9699 | -58398.7935 | 0.11448 | 0.13406 | 0.17205 | 0.12611
6592 | Lateral Hardening | Lateral Hardening-Fuse-91066749 | Laterals | 13299 | 0.32481 | 14 | 7 | 295092.28 | 0 | 34661.9636 | 39178.388 | 46615.0379 | -260430.3164 | -255913.892 | -248477.2421 | 0.11746 | 0.13277 | 0.15797 | 0.1261
19059 | Lateral Hardening | Lateral Hardening-Fuse-92521100 | Laterals | 13685 | 0.040152 | 5 |  | 50000 | 0 | 5635.3089 | 6756.2376 | 8937.5288 | -44364.6911 | -43243.7624 | -41062.4712 | 0.11271 | 0.13512 | 0.17875 | 0.12604
14338 | Lateral Hardening | Lateral Hardening-Fuse-10128503 | Laterals | 13079 | 0.11951 | 9 | 10 | 180857.12 | 0 | 20605.9937 | 24295.2767 | 31353.0749 | -160251.1263 | -156561.8433 | -149504.0451 | 0.11394 | 0.13433 | 0.17336 | 0.126
11628 | Lateral Hardening | Lateral Hardening-Fuse-10629030 | Laterals | 13787 | 0.053977 | 4 | 1 | 52867.83 | 0 | 5982.9238 | 7123.1551 | 9337.7223 | -46884.9062 | -45744.6749 | -43530.1077 | 0.11317 | 0.13474 | 0.17662 | 0.12598
9068 | Lateral Hardening | Lateral Hardening-Fuse-10745516 | Laterals | 13815 | 0.19015 | 8 | 4 | 164878.75 | 0 | 18682.7938 | 22198.9077 | 28989.1842 | -146195.9562 | -142679.8423 | -135889.5658 | 0.11331 | 0.13464 | 0.17582 | 0.12596
3164 | Lateral Hardening | Lateral Hardening-Fuse-10070716 | Laterals | 13657 | 0.041098 | 4 | 1 | 51797.51 | 0 | 5860.3154 | 6970.9335 | 9156.8063 | -45937.1946 | -44826.5765 | -42640.7037 | 0.11314 | 0.13458 | 0.17678 | 0.12594
1383 | Lateral Hardening | Lateral Hardening-Fuse-10827144 | Laterals | 13769 | 0.36155 | 15 |  | 70060.91 | 0 | 7881.3952 | 9449.0967 | 12499.7933 | -62179.5148 | -60611.8133 | -57561.1167 | 0.11249 | 0.13487 | 0.17841 | 0.1258
2956 | Lateral Hardening | Lateral Hardening-Fuse-91410580 | Laterals | 13808 | 0.055303 | 3 | 1 | 52978.01 | 0 | 5986.9771 | 7122.2641 | 9348.2005 | -46991.0329 | -45855.7459 | -43629.8095 | 0.11301 | 0.13444 | 0.17645 | 0.12578
7934 | Lateral Hardening | Lateral Hardening-Fuse-91780684 | Laterals | 13624 | 0.085038 | 3 | 1 | 50000 | 0 | 5696.5528 | 6692.9441 | 8609.9059 | -44303.4472 | -43307.0559 | -41390.0941 | 0.11393 | 0.13386 | 0.1722 | 0.12574
2711 | Lateral Hardening | Lateral Hardening-Fuse-90525592 | Laterals | 13583 | 0.084091 | 8 | 1 | 95383.74 | 0 | 10749.5866 | 12835.3215 | 16848.3479 | -84634.1534 | -82548.4185 | -78535.3921 | 0.1127 | 0.13457 | 0.17664 | 0.12565
8664 | Lateral Hardening | Lateral Hardening-Fuse-90260222 | Laterals | 13206 | 0.050947 | 7 | 11 | 83547.31 | 0 | 9549.2028 | 11144.0607 | 14177.937 | -73998.1072 | -72403.2493 | -69369.373 | 0.1143 | 0.13339 | 0.1697 | 0.12556
1198 | Lateral Hardening | Lateral Hardening-Fuse-60136455 | Laterals | 13832 | 0.038068 | 3 | 2 | 55475.67 | 0 | 6275.9242 | 7447.8694 | 9639.4235 | -49199.7458 | -48027.8006 | -45836.2465 | 0.11313 | 0.13425 | 0.17376 | 0.12553
8271 | Lateral Hardening | Lateral Hardening-Fuse-92633835 | Laterals | 13331 | 0.038636 | 4 | 1 | 62771.01 | 0 | 7348.9772 | 8290.2266 | 9747.6975 | -55422.0328 | -54480.7834 | -53023.3125 | 0.11708 | 0.13207 | 0.15529 | 0.1254
16433 | Lateral Hardening | Lateral Hardening-Fuse-91961118 | Laterals | 13024 | 0.10644 | 9 | 18 | 195695.63 | 0 | 22452.7106 | 26031.8075 | 32508.9513 | -173242.9194 | -169663.8225 | -163186.6787 | 0.11473 | 0.13302 | 0.16612 | 0.12536
12937 | Lateral Hardening | Lateral Hardening-Fuse-10859742 | Laterals | 13038 | 0.08447 | 4 | 11 | 130276.54 | 0 | 15188.3568 | 17272.0968 | 20362.4428 | -115088.1832 | -113004.4432 | -109914.0972 | 0.11659 | 0.13258 | 0.1563 | 0.12536
10467 | Lateral Hardening | Lateral Hardening-Fuse-91984871 | Laterals | 13164 | 0.19375 | 23 | 32 | 448586.85 | 0 | 50866.34 | 59874.166 | 77397.1368 | -397720.51 | -388712.684 | -371189.7132 | 0.11339 | 0.13347 | 0.17254 | 0.12533
11754 | Lateral Hardening | Lateral Hardening-Fuse-92316365 | Laterals | 13159 | 0.054545 | 6 | 14 | 99566.37 | 0 | 11383.7676 | 13272.808 | 16630.5371 | -88182.6024 | -86293.562 | -82935.8329 | 0.11433 | 0.13331 | 0.16703 | 0.12529
14365 | Lateral Hardening | Lateral Hardening-Fuse-60077909 | Laterals | 13443 | 0.061553 | 5 | 10 | 125459.36 | 0 | 14267.1465 | 16712.9724 | 21439.0551 | -111192.2135 | -108746.3876 | -104020.3049 | 0.11372 | 0.13321 | 0.17088 | 0.12528
1239 | Lateral Hardening | Lateral Hardening-Fuse-90068881 | Laterals | 13431 | 0.061932 | 3 | 12 | 82119.78 | 0 | 9578.6603 | 10898.1233 | 12704.237 | -72541.1197 | -71221.6567 | -69415.543 | 0.11664 | 0.13271 | 0.1547 | 0.12527
7863 | Lateral Hardening | Lateral Hardening-Fuse-10218979 | Laterals | 13510 | 0.057008 | 7 | 18 | 164381.6 | 0 | 18718.0798 | 21901.0074 | 27878.4671 | -145663.5202 | -142480.5926 | -136503.1329 | 0.11387 | 0.13323 | 0.1696 | 0.12525
9657 | Lateral Hardening | Lateral Hardening-Fuse-60003898 | Laterals | 13009 | 0.17064 | 17 | 0 | 257434.25 | 0 | 28821.9735 | 34555.0005 | 45711.2864 | -228612.2765 | -222879.2495 | -211722.9636 | 0.11196 | 0.13423 | 0.17756 | 0.1252
8058 | Lateral Hardening | Lateral Hardening-Fuse-10643403 | Laterals | 13390 | 0.076326 | 3 | 2 | 54725.15 | 0 | 6213.2121 | 7287.5474 | 9354.9862 | -48511.9379 | -47437.6026 | -45370.1638 | 0.11353 | 0.13317 | 0.17094 | 0.12517
13501 | Lateral Hardening | Lateral Hardening-Fuse-92313847 | Laterals | 13233 | 0.051705 | 4 | 4 | 50000 | 0 | 5651.8578 | 6676.694 | 8635.7828 | -44348.1422 | -43323.306 | -41364.2172 | 0.11304 | 0.13353 | 0.17272 | 0.12515
3774 | Lateral Hardening | Lateral Hardening-Fuse-90287399 | Laterals | 13807 | 0.080682 | 4 | 1 | 55087.17 | 0 | 6194.0277 | 7367.0661 | 9674.7452 | -48893.1423 | -47720.1039 | -45412.4248 | 0.11244 | 0.13373 | 0.17563 | 0.12515
8504 | Lateral Hardening | Lateral Hardening-Fuse-60205832 | Laterals | 13815 | 0.13428 | 6 | 1 | 107923.52 | 0 | 12597.8105 | 14198.488 | 16868.8792 | -95325.7095 | -93725.032 | -91054.6408 | 0.11673 | 0.13156 | 0.1563 | 0.12514
16207 | Lateral Hardening | Lateral Hardening-Fuse-10650580 | Laterals | 13391 | 0.14716 | 7 | 2 | 100116.48 | 0 | 11453.6769 | 13259.4941 | 16745.4115 | -88662.8031 | -86856.9859 | -83371.0685 | 0.1144 | 0.13244 | 0.16726 | 0.1251
18637 | Lateral Hardening | Lateral Hardening-Fuse-60094815 | Laterals | 13491 | 0.76439 | 68 |  | 1557137.54 | 0 | 179167.9633 | 206318.361 | 253760.4409 | -1377969.5767 | -1350819.179 | -1303377.0991 | 0.11506 | 0.1325 | 0.16297 | 0.12508
982 | Lateral Hardening | Lateral Hardening-Fuse-10676285 | Laterals | 13785 | 0.066856 | 4 | 2 | 57868.15 | 0 | 6509.1877 | 7737.5455 | 10092.7457 | -51358.9623 | -50130.6045 | -47775.4043 | 0.11248 | 0.13371 | 0.17441 | 0.12504
10268 | Lateral Hardening | Lateral Hardening-Fuse-92631578 | Laterals | 13303 | 0.033333 | 5 | 2 | 55082.17 | 0 | 6197.0357 | 7361.6068 | 9595.2583 | -48885.1343 | -47720.5632 | -45486.9117 | 0.11251 | 0.13365 | 0.1742 | 0.12502
3381 | Lateral Hardening | Lateral Hardening-Fuse-10650583 | Laterals | 13391 | 0.075 | 5 | 3 | 98049.54 | 0 | 11347.9526 | 12951.397 | 15636.805 | -86701.5874 | -85098.143 | -82412.735 | 0.11574 | 0.13209 | 0.15948 | 0.12502
17262 | Lateral Hardening | Lateral Hardening-Fuse-10097004 | Laterals | 13461 | 0.059848 | 5 | 3 | 101229.02 | 0 | 11803.2976 | 13348.3547 | 15679.8136 | -89425.7224 | -87880.6653 | -85549.2064 | 0.1166 | 0.13186 | 0.15489 | 0.12501
4713 | Lateral Hardening | Lateral Hardening-Fuse-10583660 | Laterals | 13840 | 0.11856 | 6 | 7 | 173631.67 | 0 | 20219.4271 | 22901.1589 | 26959.6979 | -153412.2429 | -150730.5111 | -146671.9721 | 0.11645 | 0.1319 | 0.15527 | 0.12497
6393 | Lateral Hardening | Lateral Hardening-Fuse-10645507 | Laterals | 13148 | 0.1108 | 8 | 5 | 104954.4 | 0 | 11856.6566 | 13983.6543 | 18061.7776 | -93097.7434 | -90970.7457 | -86892.6224 | 0.11297 | 0.13324 | 0.17209 | 0.12496
8469 | Lateral Hardening | Lateral Hardening-Fuse-60105304 | Laterals | 13030 | 0.078409 | 4 | 3 | 58828.29 | 0 | 6625.7097 | 7859.9151 | 10171.6092 | -52202.5803 | -50968.3749 | -48656.6808 | 0.11263 | 0.13361 | 0.1729 | 0.12495
12840 | Lateral Hardening | Lateral Hardening-Fuse-10487551 | Laterals | 13458 | 0.044697 | 4 | 2 | 52096.57 | 0 | 5862.0598 | 6961.754 | 9028.0009 | -46234.5102 | -45134.816 | -43068.5691 | 0.11252 | 0.13363 | 0.17329 | 0.12493
2742 | Lateral Hardening | Lateral Hardening-Fuse-91622197 | Laterals | 13009 | 0.38977 | 18 | 0 | 436487.16 | 0 | 50528.0934 | 57530.4586 | 69437.3698 | -385959.0666 | -378956.7014 | -367049.7902 | 0.11576 | 0.1318 | 0.15908 | 0.12491
1965 | Lateral Hardening | Lateral Hardening-Fuse-92701709 | Laterals | 13299 | 0.12879 | 6 | 2 | 107467.06 | 0 | 12080.842 | 14362.6767 | 18644.4488 | -95386.218 | -93104.3833 | -88822.6112 | 0.11241 | 0.13365 | 0.17349 | 0.12489
9541 | Lateral Hardening | Lateral Hardening-Fuse-60381963 | Laterals | 13299 | 0.13333 | 7 | 1 | 50000 | 0 | 5820.3523 | 6571.4096 | 7796.1328 | -44179.6477 | -43428.5904 | -42203.8672 | 0.11641 | 0.13143 | 0.15592 | 0.12486
15435 | Lateral Hardening | Lateral Hardening-Fuse-90435738 | Laterals | 13190 | 0.074811 | 4 | 3 | 106911.16 | 0 | 12282.6881 | 14105.8711 | 17468.9902 | -94628.4719 | -92805.2889 | -89442.1698 | 0.11489 | 0.13194 | 0.1634 | 0.12485
8674 | Lateral Hardening | Lateral Hardening-Fuse-92677344 | Laterals | 13805 | 0.080492 | 7 | 3 | 114287.18 | 0 | 12826.3967 | 15253.7506 | 19922.2099 | -101460.7833 | -99033.4294 | -94364.9701 | 0.11223 | 0.13347 | 0.17432 | 0.12481
8169 | Lateral Hardening | Lateral Hardening-Fuse-10429525 | Laterals | 13835 | 0.086174 | 5 | 5 | 119136.88 | 0 | 13845.8643 | 15734.9276 | 18407.3322 | -105291.0157 | -103401.9524 | -100729.5478 | 0.11622 | 0.13207 | 0.15451 | 0.1248
19676 | Lateral Hardening | Lateral Hardening-Fuse-10625734 | Laterals | 13011 | 0.16307 | 9 | 2 | 105877.32 | 0 | 11870.7458 | 14122.2659 | 18533.2343 | -94006.5742 | -91755.0541 | -87344.0857 | 0.11212 | 0.13338 | 0.17504 | 0.12479
3609 | Lateral Hardening | Lateral Hardening-Fuse-91897082 | Laterals | 13400 | 0.15208 | 12 | 1 | 313606.87 | 0 | 36468.0016 | 41313.1971 | 48478.0832 | -277138.8684 | -272293.6729 | -265128.7868 | 0.11629 | 0.13174 | 0.15458 | 0.12475
6185 | Lateral Hardening | Lateral Hardening-Fuse-93039804 | Laterals | 13813 | 0.12216 | 6 | 3 | 98038.8 | 0 | 11401.4346 | 12900.8946 | 15140.3631 | -86637.3654 | -85137.9054 | -82898.4369 | 0.1163 | 0.13159 | 0.15443 | 0.1247
12524 | Lateral Hardening | Lateral Hardening-Fuse-10895279 | Laterals | 13003 | 0.12443 | 6 | 0 | 73101.45 | 0 | 8148.9189 | 9769.834 | 12924.0826 | -64952.5311 | -63331.616 | -60177.3674 | 0.11147 | 0.13365 | 0.1768 | 0.12466
14652 | Lateral Hardening | Lateral Hardening-Fuse-60006347 | Laterals | 13899 | 0.19773 | 12 | 2 | 144332.31 | 0 | 16296.3316 | 19157.8617 | 24640.3375 | -128035.9784 | -125174.4483 | -119691.9725 | 0.11291 | 0.13273 | 0.17072 | 0.12464
39 | Lateral Hardening | Lateral Hardening-Fuse-60303818 | Laterals | 13471 | 0.057765 | 5 | 16 | 160005.88 | 0 | 18163.7666 | 21182.2809 | 26801.5511 | -141842.1134 | -138823.5991 | -133204.3289 | 0.11352 | 0.13238 | 0.1675 | 0.12458
4237 | Lateral Hardening | Lateral Hardening-Fuse-10070738 | Laterals | 13984 | 0.062879 | 2 | 1 | 53607.61 | 0 | 6148.3334 | 7064.3199 | 8663.0084 | -47459.2766 | -46543.2901 | -44944.6016 | 0.11469 | 0.13178 | 0.1616 | 0.12451
19023 | Lateral Hardening | Lateral Hardening-Fuse-10371710 | Laterals | 13100 | 0.21383 | 10 | 0 | 187182.25 | 0 | 20888.1463 | 24981.4988 | 32777.7105 | -166294.1037 | -162200.7512 | -154404.5395 | 0.11159 | 0.13346 | 0.17511 | 0.1245
12630 | Lateral Hardening | Lateral Hardening-Fuse-10562370 | Laterals | 13296 | 0.12633 | 12 | 13 | 169838.33 | 0 | 19187.1681 | 22490.3896 | 28833.8516 | -150651.1619 | -147347.9404 | -141004.4784 | 0.11297 | 0.13242 | 0.16977 | 0.12449
12668 | Lateral Hardening | Lateral Hardening-Fuse-10241588 | Laterals | 13517 | 0.10833 | 16 | 0 | 166301.63 | 0 | 18509.3698 | 22191.0995 | 29355.627 | -147792.2602 | -144110.5305 | -136946.003 | 0.1113 | 0.13344 | 0.17652 | 0.12446
6459 | Lateral Hardening | Lateral Hardening-Fuse-93277166 | Laterals | 13213 | 0.041856 | 4 | 2 | 55790.47 | 0 | 6248.4787 | 7422.3645 | 9673.3642 | -49541.9913 | -48368.1055 | -46117.1058 | 0.112 | 0.13304 | 0.17339 | 0.12445
11089 | Lateral Hardening | Lateral Hardening-Fuse-60322379 | Laterals | 13485 | 1.2419 | 88 | 229 | 2057202.24 | 0 | 241461.1601 | 267434.9196 | 308725.6469 | -1815741.0799 | -1789767.3204 | -1748476.5931 | 0.11737 | 0.13 | 0.15007 | 0.12443
8656 | Lateral Hardening | Lateral Hardening-Fuse-10433175 | Laterals | 13993 | 0.021212 | 3 | 2 | 54074.81 | 0 | 6050.7984 | 7187.0647 | 9365.7496 | -48024.0116 | -46887.7453 | -44709.0604 | 0.1119 | 0.13291 | 0.1732 | 0.12433
3374 | Lateral Hardening | Lateral Hardening-Fuse-92650788 | Laterals | 13110 | 0.26042 | 22 | 0 | 184609.28 | 0 | 20525.0857 | 24607.7649 | 32552.5271 | -164084.1943 | -160001.5151 | -152056.7529 | 0.11118 | 0.1333 | 0.17633 | 0.12433
3027 | Lateral Hardening | Lateral Hardening-Fuse-93399970 | Laterals | 13787 | 0.3733 | 15 | 2 | 79405.47 | 0 | 8846.7224 | 10568.6063 | 13919.5093 | -70558.7476 | -68836.8637 | -65485.9607 | 0.11141 | 0.1331 | 0.1753 | 0.12431
12810 | Lateral Hardening | Lateral Hardening-Fuse-90101989 | Laterals | 13808 | 0.054735 | 4 | 0 | 52930.79 | 0 | 5882.6998 | 7052.8374 | 9329.8876 | -47048.0902 | -45877.9526 | -43600.9024 | 0.11114 | 0.13325 | 0.17627 | 0.12428
381 | Lateral Hardening | Lateral Hardening-Fuse-10876236 | Laterals | 14023 | 0.16193 | 9 | 12 | 220670.7 | 0 | 25480.8036 | 28974.0845 | 34398.1366 | -195189.8964 | -191696.6155 | -186272.5634 | 0.11547 | 0.1313 | 0.15588 | 0.12426
18020 | Lateral Hardening | Lateral Hardening-Fuse-60105311 | Laterals | 13030 | 0.067424 | 5 | 2 | 53476.69 | 0 | 5983.5676 | 7108.9043 | 9213.3489 | -47493.1224 | -46367.7857 | -44263.3411 | 0.11189 | 0.13293 | 0.17229 | 0.12424
1030 | Lateral Hardening | Lateral Hardening-Fuse-10595525 | Laterals | 13698 | 0.044129 | 5 | 2 | 55979.35 | 0 | 6251.3912 | 7439.8741 | 9717.7019 | -49727.9588 | -48539.4759 | -46261.6481 | 0.11167 | 0.1329 | 0.17359 | 0.12423
18135 | Lateral Hardening | Lateral Hardening-Fuse-10704161 | Laterals | 13962 | 0.1286 | 7 | 3 | 102503.96 | 0 | 11731.2578 | 13469.1018 | 16495.2254 | -90772.7022 | -89034.8582 | -86008.7346 | 0.11445 | 0.1314 | 0.16092 | 0.12418
17299 | Lateral Hardening | Lateral Hardening-Fuse-10705876 | Laterals | 13268 | 0.086364 | 5 | 1 | 62843.97 | 0 | 7004.0701 | 8350.1281 | 10964.533 | -55839.8999 | -54493.8419 | -51879.437 | 0.11145 | 0.13287 | 0.17447 | 0.12418
5883 | Lateral Hardening | Lateral Hardening-Fuse-60371572 | Laterals | 13807 | 0.087121 | 5 | 1 | 51183.65 | 0 | 5708.3423 | 6799.1469 | 8907.7124 | -45475.3077 | -44384.5031 | -42275.9376 | 0.11153 | 0.13284 | 0.17403 | 0.12417
14884 | Lateral Hardening | Lateral Hardening-Fuse-10762854 | Laterals | 13815 | 0.052652 | 5 | 1 | 52757.65 | 0 | 5877.6628 | 7007.2453 | 9201.1968 | -46879.9872 | -45750.4047 | -43556.4532 | 0.11141 | 0.13282 | 0.1744 | 0.12413
10164 | Lateral Hardening | Lateral Hardening-Fuse-10650549 | Laterals | 13391 | 0.05625 | 4 | 2 | 50000 | 0 | 5581.0483 | 6634.2557 | 8653.63 | -44418.9517 | -43365.7443 | -41346.37 | 0.11162 | 0.13269 | 0.17307 | 0.12409
9217 | Lateral Hardening | Lateral Hardening-Fuse-10682994 | Laterals | 13850 | 0.073485 | 4 | 0 | 58419.05 | 0 | 6490.0003 | 7769.871 | 10209.799 | -51929.0497 | -50649.179 | -48209.251 | 0.11109 | 0.133 | 0.17477 | 0.12403
4658 | Lateral Hardening | Lateral Hardening-Fuse-10317664 | Laterals | 13021 | 0.18409 | 15 | 27 | 277532.28 | 0 | 31328.5059 | 36596.7141 | 46471.5753 | -246203.7741 | -240935.5659 | -231060.7047 | 0.11288 | 0.13186 | 0.16745 | 0.12403
1826 | Lateral Hardening | Lateral Hardening-Fuse-60058690 | Laterals | 13021 | 0.12386 | 11 | 19 | 164990.46 | 0 | 18623.4696 | 21745.1896 | 27656.7862 | -146366.9904 | -143245.2704 | -137333.6738 | 0.11288 | 0.1318 | 0.16763 | 0.12403
16712 | Lateral Hardening | Lateral Hardening-Fuse-91987248 | Laterals | 13243 | 0.063447 | 5 | 8 | 76726.15 | 0 | 8671.3699 | 10097.7264 | 12824.7238 | -68054.7801 | -66628.4236 | -63901.4262 | 0.11302 | 0.13161 | 0.16715 | 0.12401
17564 | Lateral Hardening | Lateral Hardening-Fuse-60035974 | Laterals | 13023 | 0.11875 | 6 | 14 | 113475.48 | 0 | 12862.2041 | 14951.4993 | 18641.4203 | -100613.2759 | -98523.9807 | -94834.0597 | 0.11335 | 0.13176 | 0.16428 | 0.12396
8720 | Lateral Hardening | Lateral Hardening-Fuse-91280421 | Laterals | 13128 | 0.10417 | 7 | 12 | 175856.75 | 0 | 20245.6445 | 22983.2921 | 27566.334 | -155611.1055 | -152873.4579 | -148290.416 | 0.11513 | 0.13069 | 0.15675 | 0.12396
1055 | Lateral Hardening | Lateral Hardening-Fuse-10696491 | Laterals | 13961 | 0.12576 | 7 | 2 | 102776.54 | 0 | 11441.0742 | 13631.4338 | 17835.9445 | -91335.4658 | -89145.1062 | -84940.5955 | 0.11132 | 0.13263 | 0.17354 | 0.12394
19600 | Lateral Hardening | Lateral Hardening-Fuse-60001724 | Laterals | 13023 | 0.11004 | 9 | 16 | 152051.44 | 0 | 17175.0852 | 19994.2112 | 25406.9025 | -134876.3548 | -132057.2288 | -126644.5375 | 0.11296 | 0.1315 | 0.16709 | 0.12393
7736 | Lateral Hardening | Lateral Hardening-Fuse-91659362 | Laterals | 14110 | 0.091288 | 5 | 1 | 55968.61 | 0 | 6220.2013 | 7427.8274 | 9753.231 | -49748.4087 | -48540.7826 | -46215.379 | 0.11114 | 0.13271 | 0.17426 | 0.12392
16356 | Lateral Hardening | Lateral Hardening-Fuse-90288102 | Laterals | 13389 | 0.061932 | 5 | 4 | 105840.84 | 0 | 11822.5021 | 14013.7498 | 18134.6074 | -94018.3379 | -91827.0902 | -87706.2326 | 0.1117 | 0.1324 | 0.17134 | 0.12388
18181 | Lateral Hardening | Lateral Hardening-Fuse-10151669 | Laterals | 13153 | 0.056439 | 5 | 11 | 76143.77 | 0 | 8597.0545 | 10034.9643 | 12628.6078 | -67546.7155 | -66108.8057 | -63515.1622 | 0.11291 | 0.13179 | 0.16585 | 0.12387
9005 | Lateral Hardening | Lateral Hardening-Fuse-92650722 | Laterals | 13469 | 0.076326 | 6 | 0 | 84357.98 | 0 | 9433.1651 | 11146.4579 | 14408.0833 | -74924.8149 | -73211.5221 | -69949.8967 | 0.11182 | 0.13213 | 0.1708 | 0.12381
10355 | Lateral Hardening | Lateral Hardening-Fuse-60174261 | Laterals | 13098 | 0.063068 | 8 | 4 | 65413.35 | 0 | 7300.1436 | 8657.3266 | 11216.7229 | -58113.2064 | -56756.0234 | -54196.6271 | 0.1116 | 0.13235 | 0.17147 | 0.12381
18815 | Lateral Hardening | Lateral Hardening-Fuse-10686242 | Laterals | 13808 | 0.13504 | 7 | 3 | 111916.48 | 0 | 12462.6351 | 14808.1386 | 19336.6771 | -99453.8449 | -97108.3414 | -92579.8029 | 0.11136 | 0.13231 | 0.17278 | 0.12379
1834 | Lateral Hardening | Lateral Hardening-Fuse-91011688 | Laterals | 13100 | 0.11553 | 9 | 18 | 213697.19 | 0 | 24008.1927 | 28137.5636 | 36033.2997 | -189688.9973 | -185559.6264 | -177663.8903 | 0.11235 | 0.13167 | 0.16862 | 0.12377
15402 | Lateral Hardening | Lateral Hardening-Fuse-91746038 | Laterals | 13164 | 0.21667 | 21 | 30 | 480452.83 | 0 | 53776.7657 | 63318.7674 | 81673.2795 | -426676.0643 | -417134.0626 | -398779.5505 | 0.11193 | 0.13179 | 0.16999 | 0.12369
8975 | Lateral Hardening | Lateral Hardening-Fuse-90525954 | Laterals | 13162 | 0.1411 | 12 | 8 | 239409.14 | 0 | 27495.2347 | 31247.7463 | 37249.7702 | -211913.9053 | -208161.3937 | -202159.3698 | 0.11485 | 0.13052 | 0.15559 | 0.12362
6180 | Lateral Hardening | Lateral Hardening-Fuse-92631634 | Laterals | 13303 | 0.12614 | 7 | 1 | 54426.09 | 0 | 6042.6352 | 7190.0042 | 9443.1055 | -48383.4548 | -47236.0858 | -44982.9845 | 0.11102 | 0.13211 | 0.1735 | 0.1236
18875 | Lateral Hardening | Lateral Hardening-Fuse-10095391 | Laterals | 13786 | 0.088826 | 5 | 1 | 51833.99 | 0 | 5743.774 | 6858.9701 | 9011.1337 | -46090.216 | -44975.0199 | -42822.8563 | 0.11081 | 0.13233 | 0.17385 | 0.12357
7757 | Lateral Hardening | Lateral Hardening-Fuse-91993222 | Laterals | 14021 | 0.043371 | 4 | 1 | 51986.39 | 0 | 5769.2009 | 6862.3223 | 9010.1711 | -46217.1891 | -45124.0677 | -42976.2189 | 0.11098 | 0.132 | 0.17332 | 0.12352
14467 | Lateral Hardening | Lateral Hardening-Fuse-92943134 | Laterals | 13303 | 0.089773 | 8 | 14 | 138577.26 | 0 | 15599.6886 | 18169.0367 | 23032.8069 | -122977.5714 | -120408.2233 | -115544.4531 | 0.11257 | 0.13111 | 0.16621 | 0.1235
12786 | Lateral Hardening | Lateral Hardening-Fuse-90088327 | Laterals | 13672 | 0.077273 | 8 | 0 | 107325.4 | 0 | 11849.3291 | 14206.299 | 18792.8865 | -95476.0709 | -93119.101 | -88532.5135 | 0.11041 | 0.13237 | 0.1751 | 0.12346
14158 | Lateral Hardening | Lateral Hardening-Fuse-60008122 | Laterals | 13090 | 0.12746 | 14 | 17 | 197442.77 | 0 | 22139.8512 | 25902.9069 | 33171.513 | -175302.9188 | -171539.8631 | -164271.257 | 0.11213 | 0.13119 | 0.16801 | 0.12344
15374 | Lateral Hardening | Lateral Hardening-Fuse-92603880 | Laterals | 13808 | 0.044697 | 3 | 1 | 52096.57 | 0 | 5771.3927 | 6866.1281 | 9011.41 | -46325.1773 | -45230.4419 | -43085.16 | 0.11078 | 0.1318 | 0.17298 | 0.12331
9898 | Lateral Hardening | Lateral Hardening-Fuse-93106728 | Laterals | 13657 | 0.067424 | 6 | 2 | 93489.94 | 0 | 10629.4498 | 12193.1312 | 14916.3321 | -82860.4902 | -81296.8088 | -78573.6079 | 0.1137 | 0.13042 | 0.15955 | 0.1233
2753 | Lateral Hardening | Lateral Hardening-Fuse-10128507 | Laterals | 13079 | 0.16553 | 11 | 0 | 98228.93 | 0 | 10828.5834 | 12982.5151 | 17173.9967 | -87400.3466 | -85246.4149 | -81054.9333 | 0.11024 | 0.13217 | 0.17484 | 0.12328
6679 | Lateral Hardening | Lateral Hardening-Fuse-10072014 | Laterals | 13305 | 0.089773 | 5 | 1 | 111575.94 | 0 | 12577.3392 | 14535.2674 | 18347.7396 | -98998.6008 | -97040.6726 | -93228.2004 | 0.11272 | 0.13027 | 0.16444 | 0.12316
4518 | Lateral Hardening | Lateral Hardening-Fuse-10681825 | Laterals | 13214 | 0.066856 | 7 |  | 138912.01 | 0 | 15489.7284 | 18216.123 | 23467.789 | -123422.2816 | -120695.887 | -115444.221 | 0.11151 | 0.13113 | 0.16894 | 0.12314
5595 | Lateral Hardening | Lateral Hardening-Fuse-91600473 | Laterals | 14099 | 0.011174 | 3 | 12 | 50000 | 0 | 5655.4036 | 6529.9072 | 8046.3242 | -44344.5964 | -43470.0928 | -41953.6758 | 0.11311 | 0.1306 | 0.16093 | 0.12314
286 | Lateral Hardening | Lateral Hardening-Fuse-10590622 | Laterals | 13579 | 0.063447 | 4 | 1 | 93668.08 | 0 | 10712.1087 | 12150.0465 | 14608.6168 | -82955.9713 | -81518.0335 | -79059.4632 | 0.11436 | 0.12971 | 0.15596 | 0.12313
685 | Lateral Hardening | Lateral Hardening-Fuse-10616433 | Laterals | 13124 | 0.12614 | 6 | 2 | 102808.02 | 0 | 11578.7295 | 13396.4821 | 16901.1552 | -91229.2905 | -89411.5379 | -85906.8648 | 0.11262 | 0.13031 | 0.1644 | 0.12311
5185 | Lateral Hardening | Lateral Hardening-Fuse-91163951 | Laterals | 13225 | 0.050947 | 5 | 10 | 79617.31 | 0 | 8931.6896 | 10412.5996 | 13138.0735 | -70685.6204 | -69204.7104 | -66479.2365 | 0.11218 | 0.13078 | 0.16502 | 0.12305
4890 | Lateral Hardening | Lateral Hardening-Fuse-10718205 | Laterals | 13777 | 0.12083 | 8 | 17 | 100515.95 | 0 | 11262.518 | 13167.0637 | 16603.1904 | -89253.432 | -87348.8863 | -83912.7596 | 0.11205 | 0.13099 | 0.16518 | 0.12304
13639 | Lateral Hardening | Lateral Hardening-Fuse-10310489 | Laterals | 13338 | 0.17102 | 14 | 0 | 176049.58 | 0 | 19593.2586 | 23083.4803 | 29803.5825 | -156456.3214 | -152966.0997 | -146245.9975 | 0.11129 | 0.13112 | 0.16929 | 0.12304
14604 | Lateral Hardening | Lateral Hardening-Fuse-10807586 | Laterals | 13020 | 0.15663 | 10 | 18 | 159853.48 | 0 | 17914.657 | 20891.9442 | 26485.4942 | -141938.823 | -138961.5358 | -133367.9858 | 0.11207 | 0.13069 | 0.16569 | 0.12302
1251 | Lateral Hardening | Lateral Hardening-Fuse-91311337 | Laterals | 13962 | 0.10909 | 9 | 18 | 195915.99 | 0 | 22184.0666 | 25494.064 | 31409.2521 | -173731.9234 | -170421.926 | -164506.7379 | 0.11323 | 0.13013 | 0.16032 | 0.12301
1782 | Lateral Hardening | Lateral Hardening-Fuse-60010952 | Laterals | 13027 | 0.079167 | 5 | 7 | 128692.9 | 0 | 14706.0712 | 16707.8044 | 19900.8893 | -113986.8288 | -111985.0956 | -108792.0107 | 0.11427 | 0.12983 | 0.15464 | 0.12298
3422 | Lateral Hardening | Lateral Hardening-Fuse-10696490 | Laterals | 13961 | 0.2161 | 11 | 5 | 198679.7 | 0 | 22177.2597 | 25961.9797 | 33238.1734 | -176502.4403 | -172717.7203 | -165441.5266 | 0.11162 | 0.13067 | 0.1673 | 0.12291
1154 | Lateral Hardening | Lateral Hardening-Fuse-60043762 | Laterals | 13325 | 0.062879 | 5 | 0 | 50000 | 0 | 5490.2867 | 6582.3688 | 8707.5254 | -44509.7133 | -43417.6312 | -41292.4746 | 0.10981 | 0.13165 | 0.17415 | 0.12279
12667 | Lateral Hardening | Lateral Hardening-Fuse-92267959 | Laterals | 13828 | 0.073674 | 6 | 10 | 125449.36 | 0 | 14140.2238 | 16333.7131 | 20199.2492 | -111309.1362 | -109115.6469 | -105250.1108 | 0.11272 | 0.1302 | 0.16102 | 0.12279
16930 | Lateral Hardening | Lateral Hardening-Fuse-92818108 | Laterals | 13041 | 0.1375 | 10 | 6 | 155555.67 | 0 | 17272.4103 | 20359.5387 | 26288.9158 | -138283.2597 | -135196.1313 | -129266.7542 | 0.11104 | 0.13088 | 0.169 | 0.12279
4209 | Lateral Hardening | Lateral Hardening-Fuse-92386209 | Laterals | 13710 | 0.068182 | 4 |  | 50000 | 0 | 5488.9068 | 6580.7145 | 8705.337 | -44511.0932 | -43419.2855 | -41294.663 | 0.10978 | 0.13161 | 0.17411 | 0.12276
14784 | Lateral Hardening | Lateral Hardening-Fuse-10158925 | Laterals | 13164 | 0.1197 | 13 | 17 | 206183.47 | 0 | 22893.4788 | 26961.9589 | 34838.1009 | -183289.9912 | -179221.5111 | -171345.3691 | 0.11103 | 0.13077 | 0.16897 | 0.12275
4595 | Lateral Hardening | Lateral Hardening-Fuse-92172604 | Laterals | 14021 | 0.16061 | 10 | 169 | 169952.86 | 0 | 19395.633 | 21979.5631 | 26240.9359 | -150557.227 | -147973.2969 | -143711.9241 | 0.11412 | 0.12933 | 0.1544 | 0.12271
7057 | Lateral Hardening | Lateral Hardening-Fuse-10588798 | Laterals | 13471 | 0.15644 | 10 | 19 | 209237.03 | 0 | 23289.3552 | 27302.1077 | 35043.4067 | -185947.6748 | -181934.9223 | -174193.6233 | 0.11131 | 0.13048 | 0.16748 | 0.12268
5377 | Lateral Hardening | Lateral Hardening-Fuse-91229544 | Laterals | 13552 | 0.13807 | 11 | 0 | 98435.65 | 0 | 10795.6432 | 12943.0227 | 17121.7539 | -87640.0068 | -85492.6273 | -81313.8961 | 0.10967 | 0.13149 | 0.17394 | 0.12264
12292 | Lateral Hardening | Lateral Hardening-Fuse-10686075 | Laterals | 13808 | 0.10152 | 6 | 5 | 104691.82 | 0 | 11611.1623 | 13694.2062 | 17647.1877 | -93080.6577 | -90997.6138 | -87044.6323 | 0.11091 | 0.1308 | 0.16856 | 0.12264
1681 | Lateral Hardening | Lateral Hardening-Fuse-10097033 | Laterals | 13461 | 0.15644 | 10 | 7 | 160550.99 | 0 | 18362.8537 | 20734.9275 | 24468.0738 | -142188.1363 | -139816.0625 | -136082.9162 | 0.11437 | 0.12915 | 0.1524 | 0.12261
13122 | Lateral Hardening | Lateral Hardening-Fuse-10000824 | Laterals | 13236 | 0.089205 | 5 | 2 | 104177.4 | 0 | 11679.4147 | 13514.0094 | 17039.1653 | -92497.9853 | -90663.3906 | -87138.2347 | 0.11211 | 0.12972 | 0.16356 | 0.12254
8753 | Lateral Hardening | Lateral Hardening-Fuse-10645517 | Laterals | 13148 | 0.047159 | 4 | 0 | 50000 | 0 | 5478.3119 | 6568.012 | 8688.5335 | -44521.6881 | -43431.988 | -41311.4665 | 0.10957 | 0.13136 | 0.17377 | 0.12252
16448 | Lateral Hardening | Lateral Hardening-Fuse-10686101 | Laterals | 13808 | 0.058333 | 4 | 2 | 57159.85 | 0 | 6306.9047 | 7492.1781 | 9712.2276 | -50852.9453 | -49667.6719 | -47447.6224 | 0.11034 | 0.13107 | 0.16991 | 0.12252
19091 | Lateral Hardening | Lateral Hardening-Fuse-91333561 | Laterals | 13268 | 0.063068 | 4 | 3 | 57553.35 | 0 | 6354.4677 | 7539.0654 | 9757.2265 | -51198.8823 | -50014.2846 | -47796.1235 | 0.11041 | 0.13099 | 0.16953 | 0.1225
14144 | Lateral Hardening | Lateral Hardening-Fuse-91855492 | Laterals | 13184 | 0.12538 | 11 | 1 | 236964.79 | 0 | 27093.1509 | 30534.7973 | 36083.8081 | -209871.6391 | -206429.9927 | -200880.9819 | 0.11433 | 0.12886 | 0.15227 | 0.12249
15405 | Lateral Hardening | Lateral Hardening-Fuse-10705914 | Laterals | 13268 | 0.083712 | 6 | 3 | 94843.58 | 0 | 10676.7325 | 12287.8004 | 15133.2029 | -84166.8475 | -82555.7796 | -79710.3771 | 0.11257 | 0.12956 | 0.15956 | 0.12237
13780 | Lateral Hardening | Lateral Hardening-Fuse-92601683 | Laterals | 13436 | 0.017235 | 3 | 2 | 112898.84 | 0 | 12870.1359 | 14623.4916 | 17052.7586 | -100028.7041 | -98275.3484 | -95846.0814 | 0.114 | 0.12953 | 0.15104 | 0.12236
12241 | Lateral Hardening | Lateral Hardening-Fuse-91140817 | Laterals | 13722 | 0.13769 | 8 | 2 | 108206.84 | 0 | 11889.8563 | 14147.5061 | 18586.3248 | -96316.9837 | -94059.3339 | -89620.5152 | 0.10988 | 0.13075 | 0.17177 | 0.12233
15777 | Lateral Hardening | Lateral Hardening-Fuse-90292970 | Laterals | 13724 | 0.16856 | 7 | 2 | 106333.78 | 0 | 11683.0573 | 13908.8975 | 18237.3021 | -94650.7227 | -92424.8825 | -88096.4779 | 0.10987 | 0.1308 | 0.17151 | 0.12232
17804 | Lateral Hardening | Lateral Hardening-Fuse-92867229 | Laterals | 13460 | 0.092803 | 12 | 0 | 86920.13 | 0 | 9498.0295 | 11387.2985 | 15063.755 | -77422.1005 | -75532.8315 | -71856.375 | 0.10927 | 0.13101 | 0.17331 | 0.1222
13576 | Lateral Hardening | Lateral Hardening-Fuse-90394648 | Laterals | 13854 | 0.34299 | 21 | 29 | 303036.82 | 0 | 33656.2305 | 39341.7429 | 50327.8114 | -269380.5895 | -263695.0771 | -252709.0086 | 0.11106 | 0.12982 | 0.16608 | 0.12219
12517 | Lateral Hardening | Lateral Hardening-Fuse-91937677 | Laterals | 13024 | 0.092614 | 8 | 22 | 227512.65 | 0 | 25270.4331 | 29579.9347 | 37601.5345 | -202242.2169 | -197932.7153 | -189911.1155 | 0.11107 | 0.13001 | 0.16527 | 0.12218
17765 | Lateral Hardening | Lateral Hardening-Fuse-10716331 | Laterals | 13959 | 0.10966 | 5 | 2 | 101160.32 | 0 | 11331.5397 | 13081.159 | 16333.6134 | -89828.7803 | -88079.161 | -84826.7066 | 0.11202 | 0.12931 | 0.16146 | 0.12215
2058 | Lateral Hardening | Lateral Hardening-Fuse-90291712 | Laterals | 13612 | 0.087311 | 12 | 13 | 231715.18 | 0 | 25552.8776 | 30196.2063 | 39030.5746 | -206162.3024 | -201518.9737 | -192684.6054 | 0.11028 | 0.13032 | 0.16844 | 0.12211
13659 | Lateral Hardening | Lateral Hardening-Fuse-60102109 | Laterals | 13670 | 0.22254 | 8 | 0 | 89408.09 | 0 | 9762.5348 | 11704.417 | 15483.2571 | -79645.5552 | -77703.673 | -73924.8329 | 0.10919 | 0.13091 | 0.17318 | 0.1221
13413 | Lateral Hardening | Lateral Hardening-Fuse-10829430 | Laterals | 13687 | 0.20152 | 10 | 8 | 221556.4 | 0 | 24773.5772 | 28648.1977 | 35915.4413 | -196782.8228 | -192908.2023 | -185640.9587 | 0.11182 | 0.1293 | 0.16211 | 0.12209
11644 | Lateral Hardening | Lateral Hardening-Fuse-60188264 | Laterals | 13807 | 0.21932 | 11 | 6 | 201859.92 | 0 | 22806.7641 | 25986.09 | 31614.96 | -179053.1559 | -175873.83 | -170244.96 | 0.11298 | 0.12873 | 0.15662 | 0.12207
886 | Lateral Hardening | Lateral Hardening-Fuse-93299114 | Laterals | 13808 | 0.05947 | 4 | 4 | 61184.29 | 0 | 6745.6039 | 7968.7662 | 10306.9774 | -54438.6861 | -53215.5238 | -50877.3126 | 0.11025 | 0.13024 | 0.16846 | 0.12207
5137 | Lateral Hardening | Lateral Hardening-Fuse-60472993 | Laterals | 13085 | 0.081629 | 9 | 0 | 89659.55 | 0 | 9785.8083 | 11732.3198 | 15520.1685 | -79873.7417 | -77927.2302 | -74139.3815 | 0.10914 | 0.13085 | 0.1731 | 0.12205
17242 | Lateral Hardening | Lateral Hardening-Fuse-60622397 | Laterals | 13458 | 0.033144 | 4 | 4 | 55066.43 | 0 | 6089.0033 | 7155.6717 | 9207.0062 | -48977.4267 | -47910.7583 | -45859.4238 | 0.11058 | 0.12995 | 0.1672 | 0.12205
13868 | Lateral Hardening | Lateral Hardening-Fuse-10070763 | Laterals | 13657 | 0.061742 | 4 | 2 | 57443.17 | 0 | 6304.8004 | 7495.3922 | 9778.3365 | -51138.3696 | -49947.7778 | -47664.8335 | 0.10976 | 0.13048 | 0.17023 | 0.12202
2353 | Lateral Hardening | Lateral Hardening-Fuse-91396534 | Laterals | 13825 | 0.062311 | 9 | 1 | 227157.94 | 0 | 25824.0424 | 29319.0587 | 34243.6302 | -201333.8976 | -197838.8813 | -192914.3098 | 0.11368 | 0.12907 | 0.15075 | 0.12201
18615 | Lateral Hardening | Lateral Hardening-Fuse-10475339 | Laterals | 14116 | 0.064394 | 5 | 0 | 50000 | 0 | 5454.7398 | 6539.7512 | 8651.1485 | -44545.2602 | -43460.2488 | -41348.8515 | 0.10909 | 0.1308 | 0.17302 | 0.122
11042 | Lateral Hardening | Lateral Hardening-Fuse-10080940 | Laterals | 14000 | 0.06572 | 3 | 4 | 57773.71 | 0 | 6407.1332 | 7487.9683 | 9574.9601 | -51366.5768 | -50285.7417 | -48198.7499 | 0.1109 | 0.12961 | 0.16573 | 0.122
3215 | Lateral Hardening | Lateral Hardening-Fuse-91237240 | Laterals | 13124 | 0.049432 | 4 |  | 50000 | 0 | 5454.657 | 6539.6519 | 8651.0172 | -44545.343 | -43460.3481 | -41348.9828 | 0.10909 | 0.13079 | 0.17302 | 0.122
3881 | Lateral Hardening | Lateral Hardening-Fuse-10142251 | Laterals | 13034 | 0.03447 | 5 | 4 | 69391.49 | 0 | 7885.9461 | 8950.898 | 10483.8205 | -61505.5439 | -60440.592 | -58907.6695 | 0.11364 | 0.12899 | 0.15108 | 0.12199
7406 | Lateral Hardening | Lateral Hardening-Fuse-10747882 | Laterals | 13705 | 0.1089 | 6 | 3 | 140880.25 | 0 | 16099.7369 | 18042.2558 | 21133.082 | -124780.5131 | -122837.9942 | -119747.168 | 0.11428 | 0.12807 | 0.15001 | 0.12199
10527 | Lateral Hardening | Lateral Hardening-Fuse-60318168 | Laterals | 13290 | 0.084091 | 6 | 8 | 114525.06 | 0 | 12800.565 | 14811.3516 | 18466.3382 | -101724.495 | -99713.7084 | -96058.7218 | 0.11177 | 0.12933 | 0.16124 | 0.12199
11865 | Lateral Hardening | Lateral Hardening-Fuse-90965575 | Laterals | 13303 | 0.2178 | 11 | 4 | 154878.11 | 0 | 16975.0952 | 20207.6549 | 26420.4141 | -137903.0148 | -134670.4551 | -128457.6959 | 0.1096 | 0.13047 | 0.17059 | 0.12196
19246 | Lateral Hardening | Lateral Hardening-Fuse-10759946 | Laterals | 13813 | 0.17481 | 7 | 1 | 62909.95 | 0 | 6877.3972 | 8214.4603 | 10817.4228 | -56032.5528 | -54695.4897 | -52092.5272 | 0.10932 | 0.13057 | 0.17195 | 0.12196
12321 | Lateral Hardening | Lateral Hardening-Fuse-10548846 | Laterals | 13693 | 0.12064 | 6 | 2 | 50000 | 0 | 5488.569 | 6519.9699 | 8473.4964 | -44511.431 | -43480.0301 | -41526.5036 | 0.10977 | 0.1304 | 0.16947 | 0.12193
19735 | Lateral Hardening | Lateral Hardening-Fuse-92770353 | Laterals | 13303 | 0.1125 | 7 | 1 | 57731.49 | 0 | 6310.178 | 7536.3839 | 9897.266 | -51421.312 | -50195.1061 | -47834.224 | 0.1093 | 0.13054 | 0.17144 | 0.12189
14619 | Lateral Hardening | Lateral Hardening-Fuse-10650497 | Laterals | 13391 | 0.2572 | 14 | 8 | 256811.17 | 0 | 29154.3725 | 32925.9781 | 39129.2863 | -227656.7975 | -223885.1919 | -217681.8837 | 0.11352 | 0.12821 | 0.15237 | 0.12181
2677 | Lateral Hardening | Lateral Hardening-Fuse-91921517 | Laterals | 13805 | 0.091098 | 7 | 2 | 99896.12 | 0 | 11338.2854 | 12799.9206 | 15118.286 | -88557.8346 | -87096.1994 | -84777.834 | 0.1135 | 0.12813 | 0.15134 | 0.12167
9154 | Lateral Hardening | Lateral Hardening-Fuse-10715657 | Laterals | 13984 | 0.12216 | 6 |  | 98547.48 | 0 | 10762.5369 | 12822.7899 | 16839.7579 | -87784.9431 | -85724.6901 | -81707.7221 | 0.10921 | 0.13012 | 0.17088 | 0.12165
10833 | Lateral Hardening | Lateral Hardening-Fuse-10595483 | Laterals | 13698 | 0.23902 | 15 | 23 | 266376.88 | 0 | 29437.403 | 34466.0016 | 43909.775 | -236939.477 | -231910.8784 | -222467.105 | 0.11051 | 0.12939 | 0.16484 | 0.12161
15788 | Lateral Hardening | Lateral Hardening-Fuse-10089365 | Laterals | 13278 | 0.068561 | 6 | 12 | 92871.13 | 0 | 10285.7473 | 12012.7889 | 15129.9031 | -82585.3827 | -80858.3411 | -77741.2269 | 0.11075 | 0.12935 | 0.16291 | 0.12155
13092 | Lateral Hardening | Lateral Hardening-Fuse-10876246 | Laterals | 14023 | 0.12292 | 7 | 9 | 158273.69 | 0 | 17609.7839 | 20418.905 | 25400.7394 | -140663.9061 | -137854.785 | -132872.9506 | 0.11126 | 0.12901 | 0.16049 | 0.12151
14688 | Lateral Hardening | Lateral Hardening-Fuse-92835334 | Laterals | 13112 | 0.1464 | 14 | 19 | 345379.49 | 0 | 38969.7827 | 44246.594 | 53009.886 | -306409.7073 | -301132.896 | -292369.604 | 0.11283 | 0.12811 | 0.15348 | 0.12148
6539 | Lateral Hardening | Lateral Hardening-Fuse-10679428 | Laterals | 13807 | 0.16591 | 5 | 5 | 109534.74 | 0 | 12396.1297 | 14026.6677 | 16583.761 | -97138.6103 | -95508.0723 | -92950.979 | 0.11317 | 0.12806 | 0.1514 | 0.12146
408 | Lateral Hardening | Lateral Hardening-Fuse-90162296 | Laterals | 13805 | 0.050947 | 5 | 1 | 52107.31 | 0 | 5685.5121 | 6762.3728 | 8880.2414 | -46421.7979 | -45344.9372 | -43227.0686 | 0.10911 | 0.12978 | 0.17042 | 0.12144
18187 | Lateral Hardening | Lateral Hardening-Fuse-91030777 | Laterals | 13036 | 0.1964 | 20 | 30 | 218892.13 | 0 | 24159.3846 | 28274.9784 | 35995.1812 | -194732.7454 | -190617.1516 | -182896.9488 | 0.11037 | 0.12917 | 0.16444 | 0.12142
15717 | Lateral Hardening | Lateral Hardening-Fuse-90939931 | Laterals | 13298 | 0.099811 | 6 | 1 | 56676.91 | 0 | 6165.8571 | 7363.2593 | 9672.9599 | -50511.0529 | -49313.6507 | -47003.9501 | 0.10879 | 0.12992 | 0.17067 | 0.12132
16737 | Lateral Hardening | Lateral Hardening-Fuse-90866450 | Laterals | 13505 | 0.0054924 | 3 | 36 | 50000 | 0 | 5642.1966 | 6406.4312 | 7537.5506 | -44357.8034 | -43593.5688 | -42462.4494 | 0.11284 | 0.12813 | 0.15075 | 0.12122
16467 | Lateral Hardening | Lateral Hardening-Fuse-10625716 | Laterals | 13011 | 0.092803 | 7 | 6 | 67533.25 | 0 | 7429.4962 | 8702.1144 | 11156.2992 | -60103.7538 | -58831.1356 | -56376.9508 | 0.11001 | 0.12886 | 0.1652 | 0.12118
12282 | Lateral Hardening | Lateral Hardening-Fuse-10745616 | Laterals | 13815 | 0.060417 | 4 | 3 | 57332.99 | 0 | 6261.2956 | 7427.6197 | 9612.1707 | -51071.6944 | -49905.3703 | -47720.8193 | 0.10921 | 0.12955 | 0.16766 | 0.12116
5872 | Lateral Hardening | Lateral Hardening-Fuse-91873276 | Laterals | 13140 | 0.10814 | 15 | 40 | 283723.79 | 0 | 31979.4738 | 36333.0642 | 42850.8266 | -251744.3162 | -247390.7258 | -240872.9634 | 0.11271 | 0.12806 | 0.15103 | 0.12115
19380 | Lateral Hardening | Lateral Hardening-Fuse-92463145 | Laterals | 13826 | 0.12292 | 8 | 4 | 142045.01 | 0 | 15922.072 | 18162.59 | 22055.8478 | -126122.938 | -123882.42 | -119989.1622 | 0.11209 | 0.12787 | 0.15527 | 0.12114
3737 | Lateral Hardening | Lateral Hardening-Fuse-10085315 | Laterals | 13028 | 0.1517 | 12 | 29 | 246617.49 | 0 | 27220.889 | 31782.1022 | 40068.8879 | -219396.601 | -214835.3878 | -206548.6021 | 0.11038 | 0.12887 | 0.16247 | 0.12114
19216 | Lateral Hardening | Lateral Hardening-Fuse-10844924 | Laterals | 13761 | 0.21951 | 27 | 0 | 324091.07 | 0 | 36034.7308 | 41686.6714 | 51300.3976 | -288056.3392 | -282404.3986 | -272790.6724 | 0.11119 | 0.12863 | 0.15829 | 0.12113
6372 | Lateral Hardening | Lateral Hardening-Fuse-90101005 | Laterals | 13808 | 0.11402 | 7 | 3 | 101291.98 | 0 | 11125.8215 | 13056.3457 | 16751.5408 | -90166.1585 | -88235.6343 | -84540.4392 | 0.10984 | 0.1289 | 0.16538 | 0.12111
11169 | Lateral Hardening | Lateral Hardening-Fuse-92949309 | Laterals | 14042 | 0.012121 | 3 | 1 | 74374.43 | 0 | 8410.7321 | 9489.3267 | 11103.1915 | -65963.6979 | -64885.1033 | -63271.2385 | 0.11309 | 0.12759 | 0.14929 | 0.12106
1218 | Lateral Hardening | Lateral Hardening-Fuse-10745624 | Laterals | 13815 | 0.059848 | 5 | 9 | 76935.77 | 0 | 8459.0354 | 9897.4754 | 12683.0929 | -68476.7346 | -67038.2946 | -64252.6771 | 0.10995 | 0.12865 | 0.16485 | 0.12105
15723 | Lateral Hardening | Lateral Hardening-Fuse-92015551 | Laterals | 13772 | 0.1339 | 6 | 7 | 119173.36 | 0 | 13063.3246 | 15356.9015 | 19761.5525 | -106110.0354 | -103816.4585 | -99411.8075 | 0.10962 | 0.12886 | 0.16582 | 0.12101
5358 | Lateral Hardening | Lateral Hardening-Fuse-60077881 | Laterals | 13153 | 0.057386 | 7 | 13 | 189215.01 | 0 | 21298.8223 | 24199.4725 | 28439.7325 | -167916.1877 | -165015.5375 | -160775.2775 | 0.11256 | 0.12789 | 0.1503 | 0.12094
10522 | Lateral Hardening | Lateral Hardening-Fuse-10080923 | Laterals | 14000 | 0.18049 | 8 | 4 | 134291.66 | 0 | 14617.452 | 17353.9217 | 22556.1159 | -119674.208 | -116937.7383 | -111735.5441 | 0.10885 | 0.12923 | 0.16796 | 0.12087
3087 | Lateral Hardening | Lateral Hardening-Fuse-60012398 | Laterals | 14274 | 0.050947 | 5 | 2 | 56545.99 | 0 | 6142.2496 | 7300.2025 | 9521.6875 | -50403.7404 | -49245.7875 | -47024.3025 | 0.10862 | 0.1291 | 0.16839 | 0.12074
4723 | Lateral Hardening | Lateral Hardening-Fuse-60209695 | Laterals | 13097 | 0.060038 | 7 | 5 | 104666.08 | 0 | 11428.7317 | 13471.2832 | 17356.1545 | -93237.3483 | -91194.7968 | -87309.9255 | 0.10919 | 0.12871 | 0.16582 | 0.12071
14350 | Lateral Hardening | Lateral Hardening-Fuse-10920945 | Laterals | 13797 | 0.22121 | 12 | 15 | 249890.57 | 0 | 27904.3662 | 31820.013 | 38720.9108 | -221986.2038 | -218070.557 | -211169.6592 | 0.11167 | 0.12734 | 0.15495 | 0.1207
1349 | Lateral Hardening | Lateral Hardening-Fuse-10087578 | Laterals | 13389 | 0.13674 | 6 | 2 | 99250.78 | 0 | 11070.5046 | 12635.7262 | 15397.6062 | -88180.2754 | -86615.0538 | -83853.1738 | 0.11154 | 0.12731 | 0.15514 | 0.12063
3853 | Lateral Hardening | Lateral Hardening-Fuse-10366852 | Laterals | 13101 | 0.036364 | 5 | 9 | 78405.33 | 0 | 8616.8247 | 10036.3451 | 12720.0102 | -69788.5053 | -68368.9849 | -65685.3198 | 0.1099 | 0.12801 | 0.16223 | 0.12057
12818 | Lateral Hardening | Lateral Hardening-Fuse-10671274 | Laterals | 13724 | 0.20455 | 13 | 6 | 206330.26 | 0 | 22597.8368 | 26416.5785 | 33781.1298 | -183732.4232 | -179913.6815 | -172549.1302 | 0.10952 | 0.12803 | 0.16372 | 0.1205
15094 | Lateral Hardening | Lateral Hardening-Fuse-10745598 | Laterals | 13330 | 0.092803 | 4 | 2 | 91397.1 | 0 | 9949.7795 | 11733.9389 | 15130.1166 | -81447.3205 | -79663.1611 | -76266.9834 | 0.10886 | 0.12838 | 0.16554 | 0.12039
10968 | Lateral Hardening | Lateral Hardening-Fuse-90423649 | Laterals | 13672 | 0.029167 | 7 |  | 50000 | 0 | 5379.08 | 6449.0418 | 8531.153 | -44620.92 | -43550.9582 | -41468.847 | 0.10758 | 0.12898 | 0.17062 | 0.12031
8882 | Lateral Hardening | Lateral Hardening-Fuse-10745604 | Laterals | 13431 | 0.1928 | 7 | 4 | 112787.18 | 0 | 12217.6645 | 14505.078 | 18855.9786 | -100569.5155 | -98282.102 | -93931.2014 | 0.10832 | 0.12861 | 0.16718 | 0.12029
10502 | Lateral Hardening | Lateral Hardening-Fuse-92824577 | Laterals | 14356 | 0.15303 | 12 | 0 | 50000 | 0 | 5378.421 | 6448.2517 | 8530.1078 | -44621.579 | -43551.7483 | -41469.8922 | 0.10757 | 0.12897 | 0.1706 | 0.12029
17808 | Lateral Hardening | Lateral Hardening-Fuse-92212171 | Laterals | 13647 | 0.072727 | 6 | 1 | 50000 | 0 | 5403.2441 | 6429.8245 | 8433.5305 | -44596.7559 | -43570.1755 | -41566.4695 | 0.10806 | 0.1286 | 0.16867 | 0.12028
5485 | Lateral Hardening | Lateral Hardening-Fuse-91470834 | Laterals | 13825 | 0.084091 | 10 | 15 | 142035.06 | 0 | 15544.697 | 18144.2597 | 23073.4809 | -126490.363 | -123890.8003 | -118961.5791 | 0.10944 | 0.12774 | 0.16245 | 0.12023
10444 | Lateral Hardening | Lateral Hardening-Fuse-93063409 | Laterals | 13099 | 0.052841 | 3 | 3 | 60633.39 | 0 | 6589.2417 | 7774.9061 | 10021.3565 | -54044.1483 | -52858.4839 | -50612.0335 | 0.10867 | 0.12823 | 0.16528 | 0.1202
12466 | Lateral Hardening | Lateral Hardening-Fuse-10745543 | Laterals | 13330 | 0.075568 | 4 | 1 | 58592.19 | 0 | 6575.0151 | 7417.1363 | 8721.1127 | -52017.1749 | -51175.0537 | -49871.0773 | 0.11222 | 0.12659 | 0.14884 | 0.12019
13638 | Lateral Hardening | Lateral Hardening-Fuse-60242556 | Laterals | 13506 | 0.38485 | 33 | 0 | 499257.15 | 0 | 55113.4459 | 63612.3835 | 78273.1473 | -444143.7041 | -435644.7665 | -420984.0027 | 0.11039 | 0.12741 | 0.15678 | 0.12014
3522 | Lateral Hardening | Lateral Hardening-Fuse-92859972 | Laterals | 13098 | 0.069886 | 7 | 2 | 116454.3 | 0 | 12563.8433 | 14967.077 | 19609.5701 | -103890.4567 | -101487.223 | -96844.7299 | 0.10789 | 0.12852 | 0.16839 | 0.12013
2489 | Lateral Hardening | Lateral Hardening-Fuse-90480263 | Laterals | 13808 | 0.045644 | 4 | 1 | 52175.27 | 0 | 5626.7035 | 6701.3632 | 8780.9597 | -46548.5665 | -45473.9068 | -43394.3103 | 0.10784 | 0.12844 | 0.1683 | 0.12007
2574 | Lateral Hardening | Lateral Hardening-Fuse-91783277 | Laterals | 13129 | 0.044508 | 5 | 8 | 79590.83 | 0 | 8684.4299 | 10155.3034 | 12960.0882 | -70906.4001 | -69435.5266 | -66630.7418 | 0.10911 | 0.12759 | 0.16283 | 0.12003
14040 | Lateral Hardening | Lateral Hardening-Fuse-90915088 | Laterals | 13096 | 0.082955 | 5 | 1 | 50837.37 | 0 | 5478.7412 | 6526.9137 | 8548.6785 | -45358.6288 | -44310.4563 | -42288.6915 | 0.10777 | 0.12839 | 0.16816 | 0.11999
13612 | Lateral Hardening | Lateral Hardening-Fuse-10671222 | Laterals | 13724 | 0.077083 | 4 | 0 | 65231.45 | 0 | 6998.5815 | 8390.6811 | 11099.662 | -58232.8685 | -56840.7689 | -54131.788 | 0.10729 | 0.12863 | 0.17016 | 0.11998
19297 | Lateral Hardening | Lateral Hardening-Fuse-10556585 | Laterals | 13298 | 0.13693 | 6 | 1 | 59761.95 | 0 | 6427.5491 | 7675.8432 | 10088.793 | -53334.4009 | -52086.1068 | -49673.157 | 0.10755 | 0.12844 | 0.16882 | 0.11995
3233 | Lateral Hardening | Lateral Hardening-Fuse-10274796 | Laterals | 14274 | 0.074432 | 6 | 3 | 98511 | 0 | 10633.1225 | 12614.1697 | 16348.3818 | -87877.8775 | -85896.8303 | -82162.6182 | 0.10794 | 0.12805 | 0.16595 | 0.11977
14508 | Lateral Hardening | Lateral Hardening-Fuse-90288542 | Laterals | 13389 | 0.11098 | 7 | 12 | 136410.14 | 0 | 14884.1466 | 17344.9877 | 22039.75 | -121525.9934 | -119065.1523 | -114370.39 | 0.10911 | 0.12715 | 0.16157 | 0.11977
1473 | Lateral Hardening | Lateral Hardening-Fuse-10726511 | Laterals | 14023 | 0.13333 | 8 | 3 | 95037.46 | 0 | 10253.4234 | 12170.5501 | 15794.0009 | -84784.0366 | -82866.9099 | -79243.4591 | 0.10789 | 0.12806 | 0.16619 | 0.11977
832 | Lateral Hardening | Lateral Hardening-Fuse-10679433 | Laterals | 13807 | 0.093939 | 6 | 4 | 108500.9 | 0 | 11700.7181 | 13889.6713 | 18033.0189 | -96800.1819 | -94611.2287 | -90467.8811 | 0.10784 | 0.12801 | 0.1662 | 0.11973
13452 | Lateral Hardening | Lateral Hardening-Fuse-60129634 | Laterals | 13935 | 0.14432 | 8 | 12 | 183632.31 | 0 | 20166.6003 | 23329.2095 | 28859.6249 | -163465.7097 | -160303.1005 | -154772.6851 | 0.10982 | 0.12704 | 0.15716 | 0.11972
15738 | Lateral Hardening | Lateral Hardening-Fuse-10411583 | Laterals | 13633 | 0.06553 | 4 | 2 | 57757.97 | 0 | 6226.0734 | 7394.0547 | 9588.6083 | -51531.8966 | -50363.9153 | -48169.3617 | 0.1078 | 0.12802 | 0.16601 | 0.11968
4613 | Lateral Hardening | Lateral Hardening-Fuse-60023519 | Laterals | 13303 | 0.091856 | 5 | 2 | 104397.76 | 0 | 11224.9245 | 13358.9504 | 17448.9912 | -93172.8355 | -91038.8096 | -86948.7688 | 0.10752 | 0.12796 | 0.16714 | 0.11962
19728 | Lateral Hardening | Lateral Hardening-Fuse-93038745 | Laterals | 13813 | 0.08447 | 6 | 2 | 55401.97 | 0 | 5948.327 | 7085.5152 | 9284.3766 | -49453.643 | -48316.4548 | -46117.5934 | 0.10737 | 0.12789 | 0.16758 | 0.11955
4038 | Lateral Hardening | Lateral Hardening-Fuse-10705826 | Laterals | 13268 | 0.23655 | 15 | 2 | 223073.54 | 0 | 23907.9693 | 28556.0835 | 37553.6629 | -199165.5707 | -194517.4565 | -185519.8771 | 0.10718 | 0.12801 | 0.16835 | 0.11954
15885 | Lateral Hardening | Lateral Hardening-Fuse-10141676 | Laterals | 13122 | 0.12689 | 8 | 54 | 239912.3 | 0 | 26309.6822 | 30416.5507 | 37547.521 | -213602.6178 | -209495.7493 | -202364.779 | 0.10966 | 0.12678 | 0.15651 | 0.11948
12951 | Lateral Hardening | Lateral Hardening-Fuse-90127147 | Laterals | 13461 | 0.05 | 7 | 2 | 52028.61 | 0 | 5592.8259 | 6645.1085 | 8673.0111 | -46435.7841 | -45383.5015 | -43355.5989 | 0.1075 | 0.12772 | 0.1667 | 0.11948
4761 | Lateral Hardening | Lateral Hardening-Fuse-91521223 | Laterals | 13808 | 0.10284 | 10 | 31 | 246486.57 | 0 | 26861.8922 | 31351.0635 | 39260.2847 | -219624.6778 | -215135.5065 | -207226.2853 | 0.10898 | 0.12719 | 0.15928 | 0.11947
3298 | Lateral Hardening | Lateral Hardening-Fuse-90445715 | Laterals | 13358 | 0.13958 | 10 | 20 | 252966.58 | 0 | 27988.9424 | 31929.8206 | 38412.7701 | -224977.6376 | -221036.7594 | -214553.8099 | 0.11064 | 0.12622 | 0.15185 | 0.11944
8164 | Lateral Hardening | Lateral Hardening-Fuse-10758591 | Laterals | 13422 | 0.06553 | 5 | 3 | 117421.22 | 0 | 12741.6934 | 14903.9593 | 19080.3697 | -104679.5266 | -102517.2607 | -98340.8503 | 0.10851 | 0.12693 | 0.1625 | 0.11944
9544 | Lateral Hardening | Lateral Hardening-Fuse-90432013 | Laterals | 13656 | 0.075 | 4 | 4 | 110856.9 | 0 | 12117.0893 | 14029.4233 | 17584.0854 | -98739.8107 | -96827.4767 | -93272.8146 | 0.1093 | 0.12655 | 0.15862 | 0.11941
13865 | Lateral Hardening | Lateral Hardening-Fuse-10274792 | Laterals | 13624 | 0.12235 | 9 | 1 | 102493.22 | 0 | 10970.2832 | 13102.6706 | 17246.0349 | -91522.9368 | -89390.5494 | -85247.1851 | 0.10703 | 0.12784 | 0.16827 | 0.1194
5662 | Lateral Hardening | Lateral Hardening-Fuse-10605192 | Laterals | 13924 | 0.083712 | 4 | 1 | 55339.01 | 0 | 5925.0779 | 7054.2848 | 9247.4405 | -49413.9321 | -48284.7252 | -46091.5695 | 0.10707 | 0.12747 | 0.16711 | 0.11919
6985 | Lateral Hardening | Lateral Hardening-Fuse-10616441 | Laterals | 13126 | 0.36742 | 21 | 0 | 351568.49 | 0 | 38859.2592 | 44171.2463 | 53362.3477 | -312709.2308 | -307397.2437 | -298206.1423 | 0.11053 | 0.12564 | 0.15178 | 0.11919
7802 | Lateral Hardening | Lateral Hardening-Fuse-92376580 | Laterals | 13041 | 0.035606 | 4 | 4 | 59201.05 | 0 | 6371.8237 | 7527.2094 | 9735.8581 | -52829.2263 | -51673.8406 | -49465.1919 | 0.10763 | 0.12715 | 0.16445 | 0.11917
3501 | Lateral Hardening | Lateral Hardening-Fuse-10297933 | Laterals | 13737 | 0.05322 | 5 | 7 | 71946.19 | 0 | 7804.6416 | 9103.7067 | 11582.213 | -64141.5484 | -62842.4833 | -60363.977 | 0.10848 | 0.12653 | 0.16098 | 0.11915
10963 | Lateral Hardening | Lateral Hardening-Fuse-91064188 | Laterals | 13449 | 0.097159 | 6 | 16 | 150981.12 | 0 | 16467.848 | 19074.3346 | 23852.4907 | -134513.272 | -131906.7854 | -127128.6293 | 0.10907 | 0.12634 | 0.15798 | 0.11914
2568 | Lateral Hardening | Lateral Hardening-Fuse-60309992 | Laterals | 13648 | 0.12121 | 4 | 1 | 54016.85 | 0 | 5861.229 | 6830.693 | 8695.5468 | -48155.621 | -47186.157 | -45321.3032 | 0.10851 | 0.12645 | 0.16098 | 0.11914
19691 | Lateral Hardening | Lateral Hardening-Fuse-92624903 | Laterals | 13303 | 0.10606 | 7 | 1 | 52757.65 | 0 | 5640.2631 | 6725.5502 | 8830.9697 | -47117.3869 | -46032.0998 | -43926.6803 | 0.10691 | 0.12748 | 0.16739 | 0.11913
15370 | Lateral Hardening | Lateral Hardening-Fuse-92936146 | Laterals | 13461 | 0.098295 | 7 | 2 | 108862.92 | 0 | 11649.3397 | 13859.4507 | 18194.6262 | -97213.5803 | -95003.4693 | -90668.2938 | 0.10701 | 0.12731 | 0.16713 | 0.11911
3038 | Lateral Hardening | Lateral Hardening-Fuse-90295812 | Laterals | 13815 | 0.24053 | 11 | 4 | 120683.66 | 0 | 12908.0808 | 15355.0608 | 20161.7273 | -107775.5792 | -105328.5992 | -100521.9327 | 0.10696 | 0.12723 | 0.16706 | 0.11905
8626 | Lateral Hardening | Lateral Hardening-Fuse-91353437 | Laterals | 13254 | 0.20246 | 13 | 0 | 185415.25 | 0 | 19738.1575 | 23664.3075 | 31304.4689 | -165677.0925 | -161750.9425 | -154110.7811 | 0.10645 | 0.12763 | 0.16883 | 0.11904
12596 | Lateral Hardening | Lateral Hardening-Fuse-93318206 | Laterals | 13723 | 0.13011 | 8 | 3 | 107068.56 | 0 | 11468.256 | 13621.6869 | 17732.5064 | -95600.304 | -93446.8731 | -89336.0536 | 0.10711 | 0.12722 | 0.16562 | 0.119
13627 | Lateral Hardening | Lateral Hardening-Fuse-10087562 | Laterals | 13389 | 0.16553 | 12 | 13 | 184886.51 | 0 | 19963.9462 | 23400.8961 | 30001.1684 | -164922.5638 | -161485.6139 | -154885.3416 | 0.10798 | 0.12657 | 0.16227 | 0.11899
1126 | Lateral Hardening | Lateral Hardening-Fuse-10640151 | Laterals | 13795 | 0.094508 | 6 | 2 | 104618.12 | 0 | 11180.9934 | 13308.7599 | 17453.2533 | -93437.1266 | -91309.3601 | -87164.8667 | 0.10687 | 0.12721 | 0.16683 | 0.11897
4235 | Lateral Hardening | Lateral Hardening-Fuse-92142970 | Laterals | 13140 | 0.10606 | 11 |  | 88981.63 | 0 | 9465.7711 | 11348.6235 | 15012.5936 | -79515.8589 | -77633.0065 | -73969.0364 | 0.10638 | 0.12754 | 0.16872 | 0.11896
10852 | Lateral Hardening | Lateral Hardening-Fuse-10540516 | Laterals | 13964 | 0.12367 | 6 | 0 | 112510.7 | 0 | 12480.1128 | 14091.1326 | 16664.3405 | -100030.5872 | -98419.5674 | -95846.3595 | 0.11092 | 0.12524 | 0.14811 | 0.11894
14361 | Lateral Hardening | Lateral Hardening-Fuse-10876240 | Laterals | 14025 | 0.041667 | 6 | 3 | 104156.66 | 0 | 11143.6172 | 13243.0169 | 17287.547 | -93013.0428 | -90913.6431 | -86869.113 | 0.10699 | 0.12715 | 0.16598 | 0.11893
11063 | Lateral Hardening | Lateral Hardening-Fuse-91152045 | Laterals | 13786 | 0.1892 | 10 | 3 | 107540.76 | 0 | 11505.9576 | 13666.2893 | 17826.4472 | -96034.8024 | -93874.4707 | -89714.3128 | 0.10699 | 0.12708 | 0.16576 | 0.1189
3188 | Lateral Hardening | Lateral Hardening-Fuse-60043973 | Laterals | 13211 | 0.18883 | 8 | 0 | 178817.88 | 0 | 19492.5608 | 22553.1864 | 27749.1148 | -159325.3192 | -156264.6936 | -151068.7652 | 0.10901 | 0.12612 | 0.15518 | 0.11876
19159 | Lateral Hardening | Lateral Hardening-Fuse-60045457 | Laterals | 13217 | 0.071591 | 7 | 16 | 138083.58 | 0 | 14909.9794 | 17436.5132 | 22187.77 | -123173.6006 | -120647.0668 | -115895.81 | 0.10798 | 0.12628 | 0.16068 | 0.11874
4484 | Lateral Hardening | Lateral Hardening-Fuse-91005725 | Laterals | 13656 | 0.057008 | 2 | 2 | 57049.67 | 0 | 6205.6665 | 7180.5367 | 8962.248 | -50844.0035 | -49869.1333 | -48087.422 | 0.10878 | 0.12586 | 0.1571 | 0.11873
2447 | Lateral Hardening | Lateral Hardening-Fuse-10563762 | Laterals | 13293 | 0.02822 | 3 | 6 | 50000 | 0 | 5529.1717 | 6281.2793 | 7337.4768 | -44470.8283 | -43718.7207 | -42662.5232 | 0.11058 | 0.12563 | 0.14675 | 0.11871
3902 | Lateral Hardening | Lateral Hardening-Fuse-90842323 | Laterals | 13455 | 0.055303 | 3 |  | 50000 | 0 | 5307.3266 | 6363.0158 | 8417.353 | -44692.6734 | -43636.9842 | -41582.647 | 0.10615 | 0.12726 | 0.16835 | 0.1187
8152 | Lateral Hardening | Lateral Hardening-Fuse-10165363 | Laterals | 13045 | 0.059848 | 4 | 14 | 104445.77 | 0 | 11293.9228 | 13193.6115 | 16631.017 | -93151.8472 | -91252.1585 | -87814.753 | 0.10813 | 0.12632 | 0.15923 | 0.1187
16814 | Lateral Hardening | Lateral Hardening-Fuse-90527202 | Laterals | 13516 | 0.28731 | 28 | 291 | 407123.8 | 0 | 44535.1092 | 51116.1712 | 62660.1865 | -362588.6908 | -356007.6288 | -344463.6135 | 0.10939 | 0.12555 | 0.15391 | 0.11869
223 | Lateral Hardening | Lateral Hardening-Fuse-10570216 | Laterals | 13373 | 0.061364 | 3 | 4 | 65271.69 | 0 | 7024.1241 | 8243.8202 | 10588.5822 | -58247.5659 | -57027.8698 | -54683.1078 | 0.10761 | 0.1263 | 0.16222 | 0.11868
17383 | Lateral Hardening | Lateral Hardening-Fuse-60233900 | Laterals | 13109 | 0.040909 | 5 | 10 | 87151.77 | 0 | 9396.4594 | 10995.9247 | 14043.735 | -77755.3106 | -76155.8453 | -73108.035 | 0.10782 | 0.12617 | 0.16114 | 0.11866
4045 | Lateral Hardening | Lateral Hardening-Fuse-10455398 | Laterals | 13171 | 0.043939 | 5 | 6 | 59384.93 | 0 | 6405.275 | 7488.4911 | 9561.419 | -52979.655 | -51896.4389 | -49823.511 | 0.10786 | 0.1261 | 0.16101 | 0.11865
16019 | Lateral Hardening | Lateral Hardening-Fuse-92949247 | Laterals | 13898 | 0.067045 | 5 |  | 59633.01 | 0 | 6325.8844 | 7584.1766 | 10032.7728 | -53307.1256 | -52048.8334 | -49600.2372 | 0.10608 | 0.12718 | 0.16824 | 0.11863
9800 | Lateral Hardening | Lateral Hardening-Fuse-91142886 | Laterals | 13786 | 0.099811 | 6 | 1 | 50000 | 0 | 5326.2069 | 6337.8189 | 8313.4615 | -44673.7931 | -43662.1811 | -41686.5385 | 0.10652 | 0.12676 | 0.16627 | 0.11857
18408 | Lateral Hardening | Lateral Hardening-Fuse-10340780 | Laterals | 14031 | 0.18371 | 12 | 0 | 246035.39 | 0 | 27356.8517 | 30597.1545 | 35765.5667 | -218678.5383 | -215438.2355 | -210269.8233 | 0.11119 | 0.12436 | 0.14537 | 0.11856
3376 | Lateral Hardening | Lateral Hardening-Fuse-91676443 | Laterals | 13712 | 0.16477 | 8 | 15 | 192683.55 | 0 | 21079.0096 | 24199.4209 | 29330.7622 | -171604.5404 | -168484.1291 | -163352.7878 | 0.1094 | 0.12559 | 0.15222 | 0.11854
16160 | Lateral Hardening | Lateral Hardening-Fuse-10126968 | Laterals | 13065 | 0.087311 | 9 | 20 | 205895.89 | 0 | 22227.5185 | 25975.5374 | 32729.1687 | -183668.3715 | -179920.3526 | -173166.7213 | 0.10796 | 0.12616 | 0.15896 | 0.11852
17290 | Lateral Hardening | Lateral Hardening-Fuse-90902117 | Laterals | 13818 | 0.14489 | 9 |  | 99495.85 | 0 | 10544.7339 | 12642.2045 | 16723.8149 | -88951.1161 | -86853.6455 | -82772.0351 | 0.10598 | 0.12706 | 0.16809 | 0.11852
8837 | Lateral Hardening | Lateral Hardening-Fuse-90896822 | Laterals | 13096 | 0.094318 | 11 | 0 | 139846.84 | 0 | 14817.3786 | 17764.7282 | 23500.1755 | -125029.4614 | -122082.1118 | -116346.6645 | 0.10595 | 0.12703 | 0.16804 | 0.11849
1487 | Lateral Hardening | Lateral Hardening-Fuse-90101464 | Laterals | 13808 | 0.064015 | 3 | 2 | 50000 | 0 | 5345.3134 | 6324.9223 | 8174.5221 | -44654.6866 | -43675.0777 | -41825.4779 | 0.10691 | 0.1265 | 0.16349 | 0.11844
10017 | Lateral Hardening | Lateral Hardening-Fuse-10055042 | Laterals | 13419 | 0.17102 | 13 | 28 | 244292.97 | 0 | 26329.4004 | 30820.0416 | 38839.8911 | -217963.5696 | -213472.9284 | -205453.0789 | 0.10778 | 0.12616 | 0.15899 | 0.11841
9208 | Lateral Hardening | Lateral Hardening-Fuse-10762927 | Laterals | 13815 | 0.1536 | 8 | 1 | 61147.07 | 0 | 6488.6389 | 7751.442 | 10208.8492 | -54658.4311 | -53395.628 | -50938.2208 | 0.10612 | 0.12677 | 0.16696 | 0.11839
12781 | Lateral Hardening | Lateral Hardening-Fuse-10761250 | Laterals | 13422 | 0.063068 | 4 | 1 | 50000 | 0 | 5318.4073 | 6325.9915 | 8308.4065 | -44681.5927 | -43674.0085 | -41691.5935 | 0.10637 | 0.12652 | 0.16617 | 0.11839
12877 | Lateral Hardening | Lateral Hardening-Fuse-10681845 | Laterals | 13214 | 0.16212 | 14 | 0 | 102175.8 | 0 | 10814.7188 | 12965.8926 | 17152.0076 | -91361.0812 | -89209.9074 | -85023.7924 | 0.10584 | 0.1269 | 0.16787 | 0.11836
8466 | Lateral Hardening | Lateral Hardening-Fuse-10562345 | Laterals | 13296 | 0.22424 | 13 | 0 | 203585.58 | 0 | 22101.05 | 25481.4776 | 31818.016 | -181484.53 | -178104.1024 | -171767.564 | 0.10856 | 0.12516 | 0.15629 | 0.11831
10302 | Lateral Hardening | Lateral Hardening-Fuse-91758138 | Laterals | 13939 | 0.052841 | 5 | 1 | 50000 | 0 | 5311.3261 | 6327.4694 | 8287.4546 | -44688.6739 | -43672.5306 | -41712.5454 | 0.10623 | 0.12655 | 0.16575 | 0.11828
8365 | Lateral Hardening | Lateral Hardening-Fuse-90902959 | Laterals | 13586 | 0.030114 | 4 | 2 | 50884.59 | 0 | 5414.9361 | 6430.5787 | 8387.762 | -45469.6539 | -44454.0113 | -42496.828 | 0.10642 | 0.12638 | 0.16484 | 0.11825
6256 | Lateral Hardening | Lateral Hardening-Fuse-92817105 | Laterals | 13111 | 0.028409 | 5 | 1 | 149396.76 | 0 | 16481.4444 | 18625.286 | 21831.8777 | -132915.3156 | -130771.474 | -127564.8823 | 0.11032 | 0.12467 | 0.14613 | 0.11821
5672 | Lateral Hardening | Lateral Hardening-Fuse-91301627 | Laterals | 13279 | 0.062121 | 4 | 10 | 132349.22 | 0 | 14541.1872 | 16563.2309 | 19341.0195 | -117808.0328 | -115785.9891 | -113008.2005 | 0.10987 | 0.12515 | 0.14614 | 0.11808
11958 | Lateral Hardening | Lateral Hardening-Fuse-90755914 | Laterals | 13065 | 0.047727 | 7 | 11 | 83385.09 | 0 | 8953.9279 | 10449.366 | 13294.1176 | -74431.1621 | -72935.724 | -70090.9724 | 0.10738 | 0.12531 | 0.15943 | 0.11797
3093 | Lateral Hardening | Lateral Hardening-Fuse-60171996 | Laterals | 13964 | 0.10246 | 10 | 16 | 127841.84 | 0 | 13730.9595 | 16008.2822 | 20366.5084 | -114110.8805 | -111833.5578 | -107475.3316 | 0.10741 | 0.12522 | 0.15931 | 0.11794
15678 | Lateral Hardening | Lateral Hardening-Fuse-10286119 | Laterals | 13194 | 0.13106 | 8 | 12 | 138078.58 | 0 | 14818.9973 | 17302.7319 | 22027.3766 | -123259.5827 | -120775.8481 | -116051.2034 | 0.10732 | 0.12531 | 0.15953 | 0.11794
11144 | Lateral Hardening | Lateral Hardening-Fuse-91783945 | Laterals | 13129 | 0.044886 | 5 | 6 | 67832.31 | 0 | 7233.9925 | 8527.8188 | 10980.4348 | -60598.3175 | -59304.4912 | -56851.8752 | 0.10665 | 0.12572 | 0.16188 | 0.11789
14755 | Lateral Hardening | Lateral Hardening-Fuse-10802893 | Laterals | 13133 | 0.086742 | 9 | 0 | 167421.3 | 0 | 17647.6666 | 21157.9935 | 27988.9766 | -149773.6334 | -146263.3065 | -139432.3234 | 0.10541 | 0.12638 | 0.16718 | 0.11788
864 | Lateral Hardening | Lateral Hardening-Fuse-90167416 | Laterals | 13649 | 0.032008 | 3 | 2 | 50000 | 0 | 5305.5691 | 6299.0629 | 8206.2302 | -44694.4309 | -43700.9371 | -41793.7698 | 0.10611 | 0.12598 | 0.16412 | 0.11787
6339 | Lateral Hardening | Lateral Hardening-Fuse-91439265 | Laterals | 13224 | 0.085417 | 8 | 1 | 158261.21 | 0 | 17386.2348 | 19714.2793 | 23071.0966 | -140874.9752 | -138546.9307 | -135190.1134 | 0.10986 | 0.12457 | 0.14578 | 0.11786
15746 | Lateral Hardening | Lateral Hardening-Fuse-10680820 | Laterals | 13308 | 0.068182 | 6 | 3 | 57469.65 | 0 | 6109.3003 | 7237.6168 | 9358.5711 | -51360.3497 | -50232.0332 | -48111.0789 | 0.1063 | 0.12594 | 0.16284 | 0.11785
17817 | Lateral Hardening | Lateral Hardening-Fuse-91986104 | Laterals | 13479 | 0.21042 | 17 | 0 | 259141.78 | 0 | 27852.4832 | 32360.4431 | 41098.602 | -231289.2968 | -226781.3369 | -218043.178 | 0.10748 | 0.12488 | 0.1586 | 0.11781
14331 | Lateral Hardening | Lateral Hardening-Fuse-60442405 | Laterals | 13657 | 0.18807 | 10 | 1 | 59573.07 | 0 | 6291.1424 | 7512.5768 | 9865.3559 | -53281.9276 | -52060.4932 | -49707.7141 | 0.1056 | 0.12611 | 0.1656 | 0.11775
11180 | Lateral Hardening | Lateral Hardening-Fuse-91137895 | Laterals | 13146 | 0.20625 | 9 | 7 | 165707.97 | 0 | 17593.6985 | 20837.978 | 26988.3174 | -148114.2715 | -144869.992 | -138719.6526 | 0.10617 | 0.12575 | 0.16287 | 0.11772
10964 | Lateral Hardening | Lateral Hardening-Fuse-92651594 | Laterals | 13118 | 0.07197 | 6 | 9 | 91344.53 | 0 | 9798.205 | 11411.3948 | 14490.2499 | -81546.325 | -79933.1352 | -76854.2801 | 0.10727 | 0.12493 | 0.15863 | 0.1177
18738 | Lateral Hardening | Lateral Hardening-Fuse-92906224 | Laterals | 13231 | 0.12481 | 6 | 0 | 96374.15 | 0 | 10365.1434 | 12000.3234 | 15194.3063 | -86009.0066 | -84373.8266 | -81179.8437 | 0.10755 | 0.12452 | 0.15766 | 0.11765
2918 | Lateral Hardening | Lateral Hardening-Fuse-92291272 | Laterals | 13461 | 0.11174 | 6 | 6 | 152906.35 | 0 | 16767.7537 | 18983.607 | 22337.8086 | -136138.5963 | -133922.743 | -130568.5414 | 0.10966 | 0.12415 | 0.14609 | 0.11765
16215 | Lateral Hardening | Lateral Hardening-Fuse-10556541 | Laterals | 13298 | 0.12197 | 5 | 1 | 58518.49 | 0 | 6182.508 | 7353.554 | 9658.9933 | -52335.982 | -51164.936 | -48859.4967 | 0.10565 | 0.12566 | 0.16506 | 0.11759
11442 | Lateral Hardening | Lateral Hardening-Fuse-91426029 | Laterals | 13889 | 0.054545 | 3 | 2 | 56845.05 | 0 | 6024.443 | 7148.3873 | 9249.5538 | -50820.607 | -49696.6627 | -47595.4962 | 0.10598 | 0.12575 | 0.16272 | 0.11759
4800 | Lateral Hardening | Lateral Hardening-Fuse-10165825 | Laterals | 13072 | 0.082576 | 9 | 11 | 126189.14 | 0 | 13476.8758 | 15778.2866 | 20183.4348 | -112712.2642 | -110410.8534 | -106005.7052 | 0.1068 | 0.12504 | 0.15995 | 0.11759
12178 | Lateral Hardening | Lateral Hardening-Fuse-93301253 | Laterals | 13808 | 0.048864 | 4 | 2 | 56372.85 | 0 | 5971.1956 | 7090.0672 | 9175.8293 | -50401.6544 | -49282.7828 | -47197.0207 | 0.10592 | 0.12577 | 0.16277 | 0.11756
18616 | Lateral Hardening | Lateral Hardening-Fuse-93059201 | Laterals | 13593 | 0.12008 | 11 | 20 | 218004.95 | 0 | 23242.6792 | 27253.1813 | 35003.6176 | -194762.2708 | -190751.7687 | -183001.3324 | 0.10662 | 0.12501 | 0.16056 | 0.11753
11508 | Lateral Hardening | Lateral Hardening-Fuse-10482610 | Laterals | 13457 | 0.04375 | 4 | 3 | 59877.87 | 0 | 6342.5532 | 7522.3169 | 9739.7032 | -53535.3168 | -52355.5531 | -50138.1668 | 0.10592 | 0.12563 | 0.16266 | 0.11751
15395 | Lateral Hardening | Lateral Hardening-Fuse-92629629 | Laterals | 13303 | 0.11799 | 8 | 1 | 71023.77 | 0 | 7783.3457 | 8778.3852 | 10423.2844 | -63240.4243 | -62245.3848 | -60600.4856 | 0.10959 | 0.1236 | 0.14676 | 0.11751
2299 | Lateral Hardening | Lateral Hardening-Fuse-10408254 | Laterals | 13632 | 0.071402 | 6 | 13 | 147929.5 | 0 | 15789.7819 | 18478.8203 | 23624.4704 | -132139.7181 | -129450.6797 | -124305.0296 | 0.10674 | 0.12492 | 0.1597 | 0.11749
3429 | Lateral Hardening | Lateral Hardening-Fuse-10197004 | Laterals | 13359 | 0.10625 | 15 | 19 | 309408.45 | 0 | 32808.6017 | 38822.0231 | 50126.5567 | -276599.8483 | -270586.4269 | -259281.8933 | 0.10604 | 0.12547 | 0.16201 | 0.11746
3054 | Lateral Hardening | Lateral Hardening-Fuse-10700758 | Laterals | 13192 | 0.34962 | 37 | 0 | 779261 | 0 | 85924.2949 | 95958.7955 | 111828.5121 | -693336.7051 | -683302.2045 | -667432.4879 | 0.11026 | 0.12314 | 0.14351 | 0.11745
9263 | Lateral Hardening | Lateral Hardening-Fuse-10629011 | Laterals | 13146 | 0.16136 | 8 | 6 | 157030.23 | 0 | 17069.1322 | 19451.6555 | 23544.3432 | -139961.0978 | -137578.5745 | -133485.8868 | 0.1087 | 0.12387 | 0.14994 | 0.11737
6360 | Lateral Hardening | Lateral Hardening-Fuse-10781384 | Laterals | 13712 | 0.13845 | 8 | 3 | 147774.37 | 0 | 15955.1449 | 18335.5311 | 22705.6005 | -131819.2251 | -129438.8389 | -125068.7695 | 0.10797 | 0.12408 | 0.15365 | 0.11737
19745 | Lateral Hardening | Lateral Hardening-Fuse-10556730 | Laterals | 13298 | 0.063258 | 7 | 1 | 97582.34 | 0 | 10265.706 | 12260.795 | 16133.3934 | -87316.634 | -85321.545 | -81448.9466 | 0.1052 | 0.12565 | 0.16533 | 0.11735
9816 | Lateral Hardening | Lateral Hardening-Fuse-10629041 | Laterals | 13787 | 0.064773 | 5 | 0 | 98216.94 | 0 | 10303.8382 | 12353.3919 | 16341.7574 | -87913.1018 | -85863.5481 | -81875.1826 | 0.10491 | 0.12578 | 0.16638 | 0.11732
6072 | Lateral Hardening | Lateral Hardening-Fuse-10686103 | Laterals | 13808 | 0.074053 | 5 | 3 | 102409.52 | 0 | 10921.2139 | 12758.068 | 16199.0916 | -91488.3061 | -89651.452 | -86210.4284 | 0.10664 | 0.12458 | 0.15818 | 0.11718
2312 | Lateral Hardening | Lateral Hardening-Fuse-93225919 | Laterals | 13459 | 0.085985 | 6 | 7 | 119629.82 | 0 | 12671.0856 | 14945.6211 | 19279.3145 | -106958.7344 | -104684.1989 | -100350.5055 | 0.10592 | 0.12493 | 0.16116 | 0.11715
16109 | Lateral Hardening | Lateral Hardening-Fuse-10668787 | Laterals | 13723 | 0.10284 | 4 | 4 | 109240.68 | 0 | 11665.8514 | 13576.2112 | 17194.2228 | -97574.8286 | -95664.4688 | -92046.4572 | 0.10679 | 0.12428 | 0.1574 | 0.1171
3451 | Lateral Hardening | Lateral Hardening-Fuse-91272615 | Laterals | 13909 | 0.045265 | 3 | 1 | 50000 | 0 | 5259.0691 | 6264.162 | 8189.3864 | -44740.9309 | -43735.838 | -41810.6136 | 0.10518 | 0.12528 | 0.16379 | 0.11707
10870 | Lateral Hardening | Lateral Hardening-Fuse-60130957 | Laterals | 13022 | 0.27708 | 21 | 97 | 395158.14 | 0 | 43296.5961 | 48599.4725 | 57025.714 | -351861.5439 | -346558.6675 | -338132.426 | 0.10957 | 0.12299 | 0.14431 | 0.11707
17814 | Lateral Hardening | Lateral Hardening-Fuse-93209671 | Laterals | 13579 | 0.019886 | 4 | 68 | 50000 | 0 | 5447.9406 | 6190.1963 | 7253.3469 | -44552.0594 | -43809.8037 | -42746.6531 | 0.10896 | 0.1238 | 0.14507 | 0.11702
15599 | Lateral Hardening | Lateral Hardening-Fuse-10556672 | Laterals | 13298 | 0.093939 | 4 | 1 | 50000 | 0 | 5249.9957 | 6244.9489 | 8203.1751 | -44750.0043 | -43755.0511 | -41796.8249 | 0.105 | 0.1249 | 0.16406 | 0.11688
4164 | Lateral Hardening | Lateral Hardening-Fuse-93047992 | Laterals | 13813 | 0.5661 | 21 | 10 | 389141.69 | 0 | 40894.5204 | 48610.5614 | 63588.1931 | -348247.1696 | -340531.1286 | -325553.4969 | 0.10509 | 0.12492 | 0.16341 | 0.11687
9903 | Lateral Hardening | Lateral Hardening-Fuse-10000909 | Laterals | 13236 | 0.12841 | 6 | 2 | 121704.66 | 0 | 12923.3248 | 15114.7991 | 19340.1587 | -108781.3352 | -106589.8609 | -102364.5013 | 0.10619 | 0.12419 | 0.15891 | 0.11686
9936 | Lateral Hardening | Lateral Hardening-Fuse-10774311 | Laterals | 14042 | 0.23087 | 10 | 1 | 67568.99 | 0 | 7071.0563 | 8453.3551 | 11137.2455 | -60497.9337 | -59115.6349 | -56431.7445 | 0.10465 | 0.12511 | 0.16483 | 0.1168
17396 | Lateral Hardening | Lateral Hardening-Fuse-91995238 | Laterals | 13419 | 0.23314 | 20 | 48 | 492246.79 | 0 | 52761.8017 | 60914.9527 | 75338.5216 | -439484.9883 | -431331.8373 | -416908.2684 | 0.10719 | 0.12375 | 0.15305 | 0.11674
14772 | Lateral Hardening | Lateral Hardening-Fuse-92877298 | Laterals | 13112 | 0.039583 | 6 | 2 | 55601.59 | 0 | 5829.5515 | 6944.0324 | 9098.9873 | -49772.0385 | -48657.5576 | -46502.6027 | 0.10485 | 0.12489 | 0.16365 | 0.11674
6410 | Lateral Hardening | Lateral Hardening-Fuse-10759928 | Laterals | 13331 | 0.13731 | 6 | 2 | 59284.75 | 0 | 6228.4049 | 7398.8513 | 9612.3182 | -53056.3451 | -51885.8987 | -49672.4318 | 0.10506 | 0.1248 | 0.16214 | 0.11669
9721 | Lateral Hardening | Lateral Hardening-Fuse-60370135 | Laterals | 13808 | 0.06875 | 5 | 1 | 50000 | 0 | 5239.4779 | 6240.6874 | 8176.0623 | -44760.5221 | -43759.3126 | -41823.9377 | 0.10479 | 0.12481 | 0.16352 | 0.11667
13498 | Lateral Hardening | Lateral Hardening-Fuse-10722411 | Laterals | 13817 | 0.089394 | 7 | 0 | 55811.21 | 0 | 5821.6088 | 6979.5947 | 9232.9981 | -49989.6012 | -48831.6153 | -46578.2119 | 0.10431 | 0.12506 | 0.16543 | 0.11665
2783 | Lateral Hardening | Lateral Hardening-Fuse-90380898 | Laterals | 13153 | 0.048106 | 6 | 4 | 152459.56 | 0 | 16557.5932 | 18814.7135 | 22009.5635 | -135901.9668 | -133644.8465 | -130449.9965 | 0.1086 | 0.12341 | 0.14436 | 0.11662
12967 | Lateral Hardening | Lateral Hardening-Fuse-10829480 | Laterals | 13687 | 0.22178 | 14 | 15 | 269587.79 | 0 | 28929.7955 | 33300.4169 | 40869.9401 | -240657.9945 | -236287.3731 | -228717.8499 | 0.10731 | 0.12352 | 0.1516 | 0.1166
12158 | Lateral Hardening | Lateral Hardening-Fuse-10686234 | Laterals | 13808 | 0.3214 | 15 | 15 | 321810.28 | 0 | 34798.9979 | 39636.4334 | 47511.4395 | -287011.2821 | -282173.8466 | -274298.8405 | 0.10814 | 0.12317 | 0.14764 | 0.1166
19076 | Lateral Hardening | Lateral Hardening-Fuse-10876331 | Laterals | 13649 | 0.18277 | 9 | 4 | 147527.53 | 0 | 15475.1574 | 18391.5915 | 23978.3896 | -132052.3726 | -129135.9385 | -123549.1404 | 0.1049 | 0.12467 | 0.16254 | 0.11659
249 | Lateral Hardening | Lateral Hardening-Fuse-10650578 | Laterals | 13391 | 0.21174 | 9 | 7 | 165655.75 | 0 | 17664.9478 | 20472.5871 | 25650.8894 | -147990.8022 | -145183.1629 | -140004.8606 | 0.10664 | 0.12359 | 0.15484 | 0.11654
7630 | Lateral Hardening | Lateral Hardening-Fuse-10705875 | Laterals | 13268 | 0.1214 | 8 | 4 | 145849.09 | 0 | 15724.7026 | 17928.2259 | 21804.6295 | -130124.3874 | -127920.8641 | -124044.4605 | 0.10781 | 0.12292 | 0.1495 | 0.11652
19506 | Lateral Hardening | Lateral Hardening-Fuse-93235499 | Laterals | 13696 | 0.052652 | 6 | 7 | 107982.22 | 0 | 11470.3651 | 13345.2219 | 16939.5986 | -96511.8549 | -94636.9981 | -91042.6214 | 0.10622 | 0.12359 | 0.15687 | 0.1165
659 | Lateral Hardening | Lateral Hardening-Fuse-60011749 | Laterals | 13158 | 0.066856 | 7 | 18 | 152392.72 | 0 | 16179.8918 | 18881.3367 | 23750.2222 | -136212.8282 | -133511.3833 | -128642.4978 | 0.10617 | 0.1239 | 0.15585 | 0.11646
2212 | Lateral Hardening | Lateral Hardening-Fuse-92868908 | Laterals | 13460 | 0.057955 | 2 | 5 | 60549.69 | 0 | 6540.2234 | 7447.2869 | 8917.7847 | -54009.4666 | -53102.4031 | -51631.9053 | 0.10801 | 0.12299 | 0.14728 | 0.11643
18023 | Lateral Hardening | Lateral Hardening-Fuse-92137429 | Laterals | 13231 | 0.099053 | 9 | 0 | 109056.8 | 0 | 11354.5694 | 13613.1259 | 18008.2039 | -97702.2306 | -95443.6741 | -91048.5961 | 0.10412 | 0.12483 | 0.16513 | 0.11643
18808 | Lateral Hardening | Lateral Hardening-Fuse-10510831 | Laterals | 13693 | 0.19375 | 11 | 7 | 243678.27 | 0 | 26419.4762 | 29886.9039 | 35514.476 | -217258.7938 | -213791.3661 | -208163.794 | 0.10842 | 0.12265 | 0.14574 | 0.11642
7827 | Lateral Hardening | Lateral Hardening-Fuse-10503461 | Laterals | 13576 | 0.14943 | 11 | 13 | 223561.86 | 0 | 23914.5559 | 27586.94 | 33950.9038 | -199647.3041 | -195974.92 | -189610.9562 | 0.10697 | 0.1234 | 0.15186 | 0.11639
11615 | Lateral Hardening | Lateral Hardening-Fuse-90445619 | Laterals | 13064 | 0.018561 | 1 | 3 | 50000 | 0 | 5439.3767 | 6136.8295 | 7127.6719 | -44560.6233 | -43863.1705 | -42872.3281 | 0.10879 | 0.12274 | 0.14255 | 0.11635
16461 | Lateral Hardening | Lateral Hardening-Fuse-91871354 | Laterals | 13042 | 0.052462 | 4 | 6 | 67953.23 | 0 | 7203.9637 | 8388.9209 | 10612.2247 | -60749.2663 | -59564.3091 | -57341.0053 | 0.10601 | 0.12345 | 0.15617 | 0.11626
5749 | Lateral Hardening | Lateral Hardening-Fuse-10805971 | Laterals | 14115 | 0.11042 | 7 | 0 | 50000 | 0 | 5197.0524 | 6230.8068 | 8242.4596 | -44802.9476 | -43769.1932 | -41757.5404 | 0.10394 | 0.12462 | 0.16485 | 0.11623
2798 | Lateral Hardening | Lateral Hardening-Fuse-90377105 | Laterals | 13171 | 0.057008 | 5 |  | 50000 | 0 | 5196.6709 | 6230.3494 | 8241.8545 | -44803.3291 | -43769.6506 | -41758.1455 | 0.10393 | 0.12461 | 0.16484 | 0.11623
10301 | Lateral Hardening | Lateral Hardening-Fuse-60318167 | Laterals | 13290 | 0.12292 | 11 | 15 | 149191.76 | 0 | 15752.6276 | 18430.5074 | 23495.7998 | -133439.1324 | -130761.2526 | -125695.9602 | 0.10559 | 0.12354 | 0.15749 | 0.11616
11592 | Lateral Hardening | Lateral Hardening-Fuse-10686047 | Laterals | 13808 | 0.072159 | 3 | 1 | 54378.87 | 0 | 5673.8711 | 6759.3528 | 8840.1139 | -48704.9989 | -47619.5172 | -45538.7561 | 0.10434 | 0.1243 | 0.16257 | 0.11615
7960 | Lateral Hardening | Lateral Hardening-Fuse-90521469 | Laterals | 13206 | 0.098674 | 10 | 14 | 187190.29 | 0 | 20276.1063 | 22891.8945 | 27043.1835 | -166914.1837 | -164298.3955 | -160147.1065 | 0.10832 | 0.12229 | 0.14447 | 0.11613
7516 | Lateral Hardening | Lateral Hardening-Fuse-10762925 | Laterals | 13815 | 0.17481 | 8 | 1 | 62909.95 | 0 | 6546.4308 | 7820.4813 | 10299.7757 | -56363.5192 | -55089.4687 | -52610.1743 | 0.10406 | 0.12431 | 0.16372 | 0.1161
2975 | Lateral Hardening | Lateral Hardening-Fuse-10455412 | Laterals | 13171 | 0.18428 | 10 | 28 | 304928.56 | 0 | 32848.4291 | 37356.0565 | 44866.7491 | -272080.1309 | -267572.5035 | -260061.8109 | 0.10772 | 0.12251 | 0.14714 | 0.1161
10960 | Lateral Hardening | Lateral Hardening-Fuse-92886085 | Laterals | 13710 | 0.087121 | 9 | 12 | 227769.44 | 0 | 23921.7777 | 28197.2966 | 36292.7829 | -203847.6623 | -199572.1434 | -191476.6571 | 0.10503 | 0.1238 | 0.15934 | 0.11609
13056 | Lateral Hardening | Lateral Hardening-Fuse-91235891 | Laterals | 13190 | 0.12405 | 9 | 13 | 247386.43 | 0 | 26773.1516 | 30276.9132 | 35704.9264 | -220613.2784 | -217109.5168 | -211681.5036 | 0.10822 | 0.12239 | 0.14433 | 0.11608
4426 | Lateral Hardening | Lateral Hardening-Fuse-91985773 | Laterals | 13479 | 0.022727 | 4 | 1 | 80500.6 | 0 | 8728.1893 | 9841.7149 | 11551.0576 | -71772.4107 | -70658.8851 | -68949.5424 | 0.10842 | 0.12226 | 0.14349 | 0.11608
7216 | Lateral Hardening | Lateral Hardening-Fuse-10723983 | Laterals | 13780 | 0.13636 | 11 | 0 | 159568.11 | 0 | 16563.0818 | 19857.6722 | 26268.8388 | -143005.0282 | -139710.4378 | -133299.2712 | 0.1038 | 0.12445 | 0.16462 | 0.11608
14782 | Lateral Hardening | Lateral Hardening-Fuse-91410437 | Laterals | 13770 | 0.0092803 | 2 | 55 | 50000 | 0 | 5401.6178 | 6139.9528 | 7193.8569 | -44598.3822 | -43860.0472 | -42806.1431 | 0.10803 | 0.1228 | 0.14388 | 0.11605
576 | Lateral Hardening | Lateral Hardening-Fuse-60253999 | Laterals | 13787 | 0.031818 | 3 | 1 | 51026.25 | 0 | 5319.914 | 6328.0988 | 8307.371 | -45706.336 | -44698.1512 | -42718.879 | 0.10426 | 0.12402 | 0.16281 | 0.11604
8310 | Lateral Hardening | Lateral Hardening-Fuse-93301249 | Laterals | 13808 | 0.12557 | 6 | 6 | 154055.37 | 0 | 16656.3526 | 18841.3786 | 22150.1569 | -137399.0174 | -135213.9914 | -131905.2131 | 0.10812 | 0.1223 | 0.14378 | 0.11594
17346 | Lateral Hardening | Lateral Hardening-Fuse-10679440 | Laterals | 13807 | 0.050947 | 2 | 1 | 52615.99 | 0 | 5580.7336 | 6456.9354 | 8103.3626 | -47035.2564 | -46159.0546 | -44512.6274 | 0.10607 | 0.12272 | 0.15401 | 0.11586
17319 | Lateral Hardening | Lateral Hardening-Fuse-10829454 | Laterals | 13687 | 0.10871 | 6 | 6 | 108711.26 | 0 | 11513.0427 | 13379.8692 | 16710.3621 | -97198.2173 | -95331.3908 | -92000.8979 | 0.1059 | 0.12308 | 0.15371 | 0.11584
19749 | Lateral Hardening | Lateral Hardening-Fuse-60448294 | Laterals | 13325 | 0.14735 | 11 |  | 50000 | 0 | 5178.7935 | 6208.916 | 8213.5012 | -44821.2065 | -43791.084 | -41786.4988 | 0.10358 | 0.12418 | 0.16427 | 0.11583
12981 | Lateral Hardening | Lateral Hardening-Fuse-91379868 | Laterals | 13512 | 0.078977 | 7 | 18 | 210659.37 | 0 | 22151.5812 | 25919.7822 | 33086.7553 | -188507.7888 | -184739.5878 | -177572.6147 | 0.10515 | 0.12304 | 0.15706 | 0.11571
7059 | Lateral Hardening | Lateral Hardening-Fuse-10745588 | Laterals | 13431 | 0.06553 | 4 | 3 | 155168.96 | 0 | 16774.3189 | 18921.5698 | 22133.7805 | -138394.6411 | -136247.3902 | -133035.1795 | 0.1081 | 0.12194 | 0.14264 | 0.11571
1153 | Lateral Hardening | Lateral Hardening-Fuse-10679447 | Laterals | 13807 | 0.14735 | 8 | 7 | 159795.47 | 0 | 17073.0188 | 19533.4558 | 23749.8395 | -142722.4512 | -140262.0142 | -136045.6305 | 0.10684 | 0.12224 | 0.14863 | 0.11564
10247 | Lateral Hardening | Lateral Hardening-Fuse-10142260 | Laterals | 13034 | 0.059091 | 7 | 9 | 112447.38 | 0 | 11821.4573 | 13821.4688 | 17640.7344 | -100625.9227 | -98625.9112 | -94806.6456 | 0.10513 | 0.12291 | 0.15688 | 0.11564
17111 | Lateral Hardening | Lateral Hardening-Fuse-90773234 | Laterals | 13838 | 0.15057 | 8 | 11 | 176291.73 | 0 | 18604.686 | 21665.5324 | 27206.9664 | -157687.044 | -154626.1976 | -149084.7636 | 0.10553 | 0.1229 | 0.15433 | 0.11562
10581 | Lateral Hardening | Lateral Hardening-Fuse-60170304 | Laterals | 13221 | 0.24205 | 22 | 0 | 193898.28 | 0 | 20044.0262 | 24031.0171 | 31789.5728 | -173854.2538 | -169867.2629 | -162108.7072 | 0.10337 | 0.12394 | 0.16395 | 0.1156
19543 | Lateral Hardening | Lateral Hardening-Fuse-10391640 | Laterals | 13546 | 0.15739 | 13 | 0 | 101439.55 | 0 | 10484.6391 | 12570.1562 | 16628.5054 | -90954.9109 | -88869.3938 | -84811.0446 | 0.10336 | 0.12392 | 0.16393 | 0.11558
360 | Lateral Hardening | Lateral Hardening-Fuse-10064520 | Laterals | 13405 | 0.14659 | 10 | 1 | 100577.94 | 0 | 10416.8605 | 12442.0425 | 16381.3691 | -90161.0795 | -88135.8975 | -84196.5709 | 0.10357 | 0.12371 | 0.16287 | 0.11554
42 | Lateral Hardening | Lateral Hardening-Fuse-90145788 | Laterals | 13207 | 0.071402 | 5 | 9 | 62175.91 | 0 | 6532.3414 | 7634.9046 | 9735.5564 | -55643.5686 | -54541.0054 | -52440.3536 | 0.10506 | 0.1228 | 0.15658 | 0.11553
10175 | Lateral Hardening | Lateral Hardening-Fuse-10629056 | Laterals | 13787 | 0.082008 | 6 | 3 | 107509.28 | 0 | 11173.7693 | 13274.6238 | 17333.5557 | -96335.5107 | -94234.6562 | -90175.7243 | 0.10393 | 0.12347 | 0.16123 | 0.11552
4281 | Lateral Hardening | Lateral Hardening-Fuse-10436873 | Laterals | 13932 | 0.1553 | 9 | 3 | 189188.48 | 0 | 20212.6661 | 23078.7667 | 28021.3313 | -168975.8139 | -166109.7133 | -161167.1487 | 0.10684 | 0.12199 | 0.14811 | 0.11551
8801 | Lateral Hardening | Lateral Hardening-Fuse-10501145 | Laterals | 13509 | 0.1197 | 12 | 0 | 95579 | 0 | 9869.1865 | 11832.2829 | 15652.4053 | -85709.8135 | -83746.7171 | -79926.5947 | 0.10326 | 0.1238 | 0.16376 | 0.11547
17245 | Lateral Hardening | Lateral Hardening-Fuse-10000873 | Laterals | 13236 | 0.15133 | 8 | 5 | 156704.69 | 0 | 16607.8876 | 19125.2552 | 23803.3222 | -140096.8024 | -137579.4348 | -132901.3678 | 0.10598 | 0.12205 | 0.1519 | 0.11539
8953 | Lateral Hardening | Lateral Hardening-Fuse-92307298 | Laterals | 13159 | 0.074242 | 6 | 18 | 153006.58 | 0 | 16121.3495 | 18781.1625 | 23444.4058 | -136885.2305 | -134225.4175 | -129562.1742 | 0.10536 | 0.12275 | 0.15322 | 0.11536
9882 | Lateral Hardening | Lateral Hardening-Fuse-92670059 | Laterals | 13148 | 0.074242 | 6 | 2 | 94056.58 | 0 | 9967.1046 | 11461.4891 | 14262.8953 | -84089.4754 | -82595.0909 | -79793.6847 | 0.10597 | 0.12186 | 0.15164 | 0.1153
566 | Lateral Hardening | Lateral Hardening-Fuse-91825136 | Laterals | 13298 | 0.31572 | 15 | 7 | 214310.26 | 0 | 23033.8615 | 26053.9334 | 30705.5592 | -191276.3985 | -188256.3266 | -183604.7008 | 0.10748 | 0.12157 | 0.14328 | 0.11529
6878 | Lateral Hardening | Lateral Hardening-Fuse-93217020 | Laterals | 13656 | 0.05303 | 4 | 4 | 60140.45 | 0 | 6300.1896 | 7365.7785 | 9407.6755 | -53840.2604 | -52774.6715 | -50732.7745 | 0.10476 | 0.12248 | 0.15643 | 0.11524
8617 | Lateral Hardening | Lateral Hardening-Fuse-90455391 | Laterals | 13443 | 0.023674 | 4 | 6 | 69999.43 | 0 | 7313.7248 | 8583.3239 | 11019.9258 | -62685.7052 | -61416.1061 | -58979.5042 | 0.10448 | 0.12262 | 0.15743 | 0.11522
14507 | Lateral Hardening | Lateral Hardening-Fuse-92582606 | Laterals | 13433 | 0.10246 | 10 | 0 | 169865.65 | 0 | 17498.8806 | 20979.6123 | 27753.0039 | -152366.7694 | -148886.0377 | -142112.6461 | 0.10302 | 0.12351 | 0.16338 | 0.1152
13022 | Lateral Hardening | Lateral Hardening-Fuse-10562334 | Laterals | 13296 | 0.067803 | 8 | 3 | 101890.1 | 0 | 10561.2743 | 12542.4187 | 16356.9326 | -91328.8257 | -89347.6813 | -85533.1674 | 0.10365 | 0.1231 | 0.16054 | 0.11517
7155 | Lateral Hardening | Lateral Hardening-Fuse-60417529 | Laterals | 14112 | 0.057008 | 3 | 0 | 50000 | 0 | 5149.3493 | 6173.615 | 8166.803 | -44850.6507 | -43826.385 | -41833.197 | 0.10299 | 0.12347 | 0.16334 | 0.11517
6527 | Lateral Hardening | Lateral Hardening-Fuse-92420785 | Laterals | 13331 | 0.090909 | 9 | 12 | 221914.95 | 0 | 23702.1749 | 26972.3308 | 32381.023 | -198212.7751 | -194942.6192 | -189533.927 | 0.10681 | 0.12154 | 0.14592 | 0.11514
19712 | Lateral Hardening | Lateral Hardening-Fuse-60583303 | Laterals | 13236 | 0.56799 | 32 |  | 391709.98 | 0 | 40315.9163 | 48335.2227 | 63940.5347 | -351394.0637 | -343374.7573 | -327769.4453 | 0.10292 | 0.1234 | 0.16323 | 0.1151
19152 | Lateral Hardening | Lateral Hardening-Fuse-10075203 | Laterals | 13656 | 0.097159 | 5 | 0 | 50000 | 0 | 5143.882 | 6167.0602 | 8158.132 | -44856.118 | -43832.9398 | -41841.868 | 0.10288 | 0.12334 | 0.16316 | 0.11505
11999 | Lateral Hardening | Lateral Hardening-Fuse-92773323 | Laterals | 13687 | 0.09072 | 4 | 2 | 104303.32 | 0 | 10974.4979 | 12704.9568 | 16031.5203 | -93328.8221 | -91598.3632 | -88271.7997 | 0.10522 | 0.12181 | 0.1537 | 0.11504
6491 | Lateral Hardening | Lateral Hardening-Fuse-90800733 | Laterals | 13993 | 0.068371 | 5 | 3 | 97498.64 | 0 | 10348.4871 | 11864.1584 | 14470.2634 | -87150.1529 | -85634.4816 | -83028.3766 | 0.10614 | 0.12169 | 0.14842 | 0.11503
3194 | Lateral Hardening | Lateral Hardening-Fuse-90682765 | Laterals | 13206 | 0.16345 | 11 | 25 | 267956.62 | 0 | 28331.046 | 32638.1425 | 40250.6233 | -239625.574 | -235318.4775 | -227705.9967 | 0.10573 | 0.1218 | 0.15021 | 0.115
11119 | Lateral Hardening | Lateral Hardening-Fuse-92015607 | Laterals | 13772 | 0.2233 | 12 | 11 | 177897.21 | 0 | 18552.8762 | 21764.0832 | 27933.9074 | -159344.3338 | -156133.1268 | -149963.3026 | 0.10429 | 0.12234 | 0.15702 | 0.11498
5776 | Lateral Hardening | Lateral Hardening-Fuse-91517965 | Laterals | 13148 | 0.05625 | 4 | 1 | 53056.71 | 0 | 5479.8506 | 6517.8547 | 8558.426 | -47576.8594 | -46538.8553 | -44498.284 | 0.10328 | 0.12285 | 0.16131 | 0.11495
277 | Lateral Hardening | Lateral Hardening-Fuse-10612139 | Laterals | 13927 | 0.21364 | 16 | 17 | 300350.97 | 0 | 31664.0655 | 36544.9285 | 45404.2303 | -268686.9045 | -263806.0415 | -254946.7397 | 0.10542 | 0.12167 | 0.15117 | 0.11487
2153 | Lateral Hardening | Lateral Hardening-Fuse-10627088 | Laterals | 13147 | 0.032008 | 5 | 1 | 50000 | 0 | 5152.6117 | 6145.0364 | 8068.4721 | -44847.3883 | -43854.9636 | -41931.5279 | 0.10305 | 0.1229 | 0.16137 | 0.11484
19608 | Lateral Hardening | Lateral Hardening-Fuse-10635998 | Laterals | 13388 | 0.1108 | 7 | 5 | 113831.76 | 0 | 11754.6407 | 13956.5276 | 18089.6627 | -102077.1193 | -99875.2324 | -95742.0973 | 0.10326 | 0.12261 | 0.15892 | 0.11463
19433 | Lateral Hardening | Lateral Hardening-Fuse-93142045 | Laterals | 13951 | 0.2017 | 13 | 0 | 103853.88 | 0 | 10642.9343 | 12759.9382 | 16879.5595 | -93210.9457 | -91093.9418 | -86974.3205 | 0.10248 | 0.12286 | 0.16253 | 0.1146
19012 | Lateral Hardening | Lateral Hardening-Fuse-10548850 | Laterals | 13693 | 0.12348 | 7 | 5 | 149952.23 | 0 | 15910.8682 | 18146.5871 | 21901.313 | -134041.3618 | -131805.6429 | -128050.917 | 0.10611 | 0.12102 | 0.14606 | 0.11457
19036 | Lateral Hardening | Lateral Hardening-Fuse-10643522 | Laterals | 13390 | 0.22633 | 10 | 4 | 203459.66 | 0 | 21420.1427 | 24635.7431 | 30683.497 | -182039.5173 | -178823.9169 | -172776.163 | 0.10528 | 0.12108 | 0.15081 | 0.11457
6048 | Lateral Hardening | Lateral Hardening-Fuse-91914592 | Laterals | 13460 | 0.087879 | 4 | 1 | 55685.29 | 0 | 5727.5761 | 6812.8106 | 8945.1627 | -49957.7139 | -48872.4794 | -46740.1273 | 0.10286 | 0.12234 | 0.16064 | 0.11448
10063 | Lateral Hardening | Lateral Hardening-Fuse-92897388 | Laterals | 13147 | 0.09678 | 7 | 4 | 103789.64 | 0 | 10715.1873 | 12682.208 | 16403.8182 | -93074.4527 | -91107.432 | -87385.8218 | 0.10324 | 0.12219 | 0.15805 | 0.11441
3415 | Lateral Hardening | Lateral Hardening-Fuse-10085314 | Laterals | 13028 | 0.17955 | 12 | 0 | 113662.98 | 0 | 11627.1049 | 13939.8718 | 18440.4416 | -102035.8751 | -99723.1082 | -95222.5384 | 0.10229 | 0.12264 | 0.16224 | 0.11439
1599 | Lateral Hardening | Lateral Hardening-Fuse-10168341 | Laterals | 13207 | 0.072917 | 7 | 11 | 187386.19 | 0 | 19885.8972 | 22628.2723 | 27080.0335 | -167500.2928 | -164757.9177 | -160306.1565 | 0.10612 | 0.12076 | 0.14451 | 0.11435
11829 | Lateral Hardening | Lateral Hardening-Fuse-92746600 | Laterals | 13910 | 0.059848 | 5 | 0 | 53355.77 | 0 | 5454.8623 | 6539.8981 | 8651.3428 | -47900.9077 | -46815.8719 | -44704.4272 | 0.10224 | 0.12257 | 0.16214 | 0.11433
749 | Lateral Hardening | Lateral Hardening-Fuse-10625715 | Laterals | 13011 | 0.34621 | 23 | 32 | 314585.72 | 0 | 32685.8654 | 38207.6391 | 48775.5691 | -281899.8546 | -276378.0809 | -265810.1509 | 0.1039 | 0.12145 | 0.15505 | 0.11428
4690 | Lateral Hardening | Lateral Hardening-Fuse-10636025 | Laterals | 13388 | 0.055114 | 6 | 2 | 50000 | 0 | 5140.0048 | 6109.3038 | 7972.438 | -44859.9952 | -43890.6962 | -42027.562 | 0.1028 | 0.12219 | 0.15945 | 0.11428
8498 | Lateral Hardening | Lateral Hardening-Fuse-10710602 | Laterals | 14000 | 0.083902 | 6 | 11 | 66636.07 | 0 | 6932.331 | 8082.7486 | 10204.6413 | -59703.739 | -58553.3214 | -56431.4287 | 0.10403 | 0.1213 | 0.15314 | 0.11412
19529 | Lateral Hardening | Lateral Hardening-Fuse-60259829 | Laterals | 13391 | 0.0625 | 5 | 3 | 53576.13 | 0 | 5503.6868 | 6536.7464 | 8500.9844 | -48072.4432 | -47039.3836 | -45075.1456 | 0.10273 | 0.12201 | 0.15867 | 0.11411
786 | Lateral Hardening | Lateral Hardening-Fuse-90275246 | Laterals | 13724 | 0.10265 | 4 | 2 | 60843.01 | 0 | 6251.5856 | 7428.4795 | 9629.9372 | -54591.4244 | -53414.5305 | -51213.0728 | 0.10275 | 0.12209 | 0.15828 | 0.1141
9083 | Lateral Hardening | Lateral Hardening-Fuse-92394992 | Laterals | 13019 | 0.078409 | 5 | 10 | 125842.86 | 0 | 13148.1507 | 15229.3174 | 18936.7634 | -112694.7093 | -110613.5426 | -106906.0966 | 0.10448 | 0.12102 | 0.15048 | 0.11404
12837 | Lateral Hardening | Lateral Hardening-Fuse-92103181 | Laterals | 13296 | 0.22027 | 15 | 22 | 224805.37 | 0 | 23293.7766 | 27263.0996 | 34727.271 | -201511.5934 | -197542.2704 | -190078.099 | 0.10362 | 0.12127 | 0.15448 | 0.114
18140 | Lateral Hardening | Lateral Hardening-Fuse-10712419 | Laterals | 13256 | 0.25833 | 13 | 4 | 172949.11 | 0 | 17860.0984 | 20974.0268 | 26960.6326 | -155089.0116 | -151975.0832 | -145988.4774 | 0.10327 | 0.12127 | 0.15589 | 0.11393
16769 | Lateral Hardening | Lateral Hardening-Fuse-10080905 | Laterals | 14000 | 0.044886 | 3 | 2 | 56042.31 | 0 | 5737.826 | 6815.32 | 8881.3143 | -50304.484 | -49226.99 | -47160.9957 | 0.10238 | 0.12161 | 0.15848 | 0.11376
3973 | Lateral Hardening | Lateral Hardening-Fuse-10544611 | Laterals | 13213 | 0.047917 | 5 | 2 | 104167.4 | 0 | 10649.9127 | 12678.0822 | 16561.7571 | -93517.4873 | -91489.3178 | -87605.6429 | 0.10224 | 0.12171 | 0.15899 | 0.11375
11044 | Lateral Hardening | Lateral Hardening-Fuse-10671241 | Laterals | 13724 | 0.13636 | 4 | 0 | 75084.69 | 0 | 7634.7295 | 9153.3664 | 12108.5847 | -67449.9605 | -65931.3236 | -62976.1053 | 0.10168 | 0.12191 | 0.16127 | 0.11371
11630 | Lateral Hardening | Lateral Hardening-Fuse-90393957 | Laterals | 13147 | 0.073106 | 5 | 7 | 69668.89 | 0 | 7209.9454 | 8410.0247 | 10699.6744 | -62458.9446 | -61258.8653 | -58969.2156 | 0.10349 | 0.12071 | 0.15358 | 0.11367
3140 | Lateral Hardening | Lateral Hardening-Fuse-10556580 | Laterals | 13298 | 0.41383 | 16 | 1 | 82773.83 | 0 | 8417.0213 | 10086.5956 | 13307.0973 | -74356.8087 | -72687.2344 | -69466.7327 | 0.10169 | 0.12186 | 0.16076 | 0.11365
9094 | Lateral Hardening | Lateral Hardening-Fuse-60615130 | Laterals | 13298 | 0.17405 | 9 |  | 58916.99 | 0 | 5984.3266 | 7174.679 | 9491.0665 | -52932.6634 | -51742.311 | -49425.9235 | 0.10157 | 0.12178 | 0.16109 | 0.11359
13955 | Lateral Hardening | Lateral Hardening-Fuse-10679331 | Laterals | 13807 | 0.031061 | 4 | 2 | 54893.29 | 0 | 5614.1554 | 6669.2386 | 8645.4383 | -49279.1346 | -48224.0514 | -46247.8517 | 0.10227 | 0.12149 | 0.1575 | 0.11356
8375 | Lateral Hardening | Lateral Hardening-Fuse-60081751 | Laterals | 13035 | 0.083902 | 8 | 13 | 138089.32 | 0 | 14279.7154 | 16644.1182 | 21157.3311 | -123809.6046 | -121445.2018 | -116931.9889 | 0.10341 | 0.12053 | 0.15321 | 0.11353
3426 | Lateral Hardening | Lateral Hardening-Fuse-10686040 | Laterals | 13808 | 0.083712 | 3 | 0 | 50000 | 0 | 5138.1927 | 6046.4462 | 7794.1218 | -44861.8073 | -43953.5538 | -42205.8782 | 0.10276 | 0.12093 | 0.15588 | 0.11353
3953 | Lateral Hardening | Lateral Hardening-Fuse-10466897 | Laterals | 13433 | 0.39602 | 22 | 0 | 446412.95 | 0 | 45608.3701 | 54127.3699 | 70463.3224 | -400804.5799 | -392285.5801 | -375949.6276 | 0.10217 | 0.12125 | 0.15784 | 0.11346
9755 | Lateral Hardening | Lateral Hardening-Fuse-92577547 | Laterals | 13080 | 0.09375 | 8 | 23 | 214291.05 | 0 | 22205.2557 | 25857.83 | 32216.8417 | -192085.7943 | -188433.22 | -182074.2083 | 0.10362 | 0.12067 | 0.15034 | 0.11341
11404 | Lateral Hardening | Lateral Hardening-Fuse-93296789 | Laterals | 13214 | 0.055114 | 5 | 2 | 52962.27 | 0 | 5406.183 | 6419.4629 | 8362.8692 | -47556.087 | -46542.8071 | -44599.4008 | 0.10208 | 0.12121 | 0.1579 | 0.1134
6528 | Lateral Hardening | Lateral Hardening-Fuse-92849727 | Laterals | 13011 | 0.11989 | 9 | 11 | 173233.17 | 0 | 17902.9919 | 20836.1013 | 26514.399 | -155330.1781 | -152397.0687 | -146718.771 | 0.10335 | 0.12028 | 0.15306 | 0.1134
12658 | Lateral Hardening | Lateral Hardening-Fuse-60467685 | Laterals | 13422 | 0.23163 | 8 | 1 | 67631.95 | 0 | 6872.9576 | 8209.0288 | 10802.9772 | -60758.9924 | -59422.9212 | -56828.9728 | 0.10162 | 0.12138 | 0.15973 | 0.11336
14080 | Lateral Hardening | Lateral Hardening-Fuse-91920055 | Laterals | 13622 | 0.15758 | 8 | 0 | 101469 | 0 | 10283.2797 | 12328.744 | 16309.1518 | -91185.7203 | -89140.256 | -85159.8482 | 0.10134 | 0.1215 | 0.16073 | 0.11333
5195 | Lateral Hardening | Lateral Hardening-Fuse-10566561 | Laterals | 13289 | 0.083523 | 8 | 7 | 114477.84 | 0 | 12103.4494 | 13678.767 | 16069.9268 | -102374.3906 | -100799.073 | -98407.9132 | 0.10573 | 0.11949 | 0.14038 | 0.11332
1268 | Lateral Hardening | Lateral Hardening-Fuse-93227786 | Laterals | 13459 | 0.11193 | 9 | 5 | 148992.09 | 0 | 15396.6365 | 17921.2728 | 22668.076 | -133595.4535 | -131070.8172 | -126324.014 | 0.10334 | 0.12028 | 0.15214 | 0.1133
6971 | Lateral Hardening | Lateral Hardening-Fuse-92158799 | Laterals | 13479 | 0.16856 | 9 | 3 | 50000 | 0 | 5099.5733 | 6055.4972 | 7859.9653 | -44900.4267 | -43944.5028 | -42140.0347 | 0.10199 | 0.12111 | 0.1572 | 0.11325
1273 | Lateral Hardening | Lateral Hardening-Fuse-60123933 | Laterals | 13591 | 0.049242 | 6 | 6 | 67685.65 | 0 | 6964.3394 | 8141.9018 | 10434.0421 | -60721.3106 | -59543.7482 | -57251.6079 | 0.10289 | 0.12029 | 0.15415 | 0.11324
1778 | Lateral Hardening | Lateral Hardening-Fuse-60272574 | Laterals | 13690 | 0.083902 | 4 | 7 | 116497.56 | 0 | 12126.4509 | 13971.5674 | 17200.8102 | -104371.1091 | -102525.9926 | -99296.7498 | 0.10409 | 0.11993 | 0.14765 | 0.1132
18625 | Lateral Hardening | Lateral Hardening-Fuse-93217813 | Laterals | 13656 | 0.067614 | 4 | 2 | 57931.11 | 0 | 5899.2334 | 7007.5074 | 9132.6923 | -52031.8766 | -50923.6026 | -48798.4177 | 0.10183 | 0.12096 | 0.15765 | 0.11315
11477 | Lateral Hardening | Lateral Hardening-Fuse-92839005 | Laterals | 13586 | 0.10852 | 9 | 3 | 60822.27 | 0 | 6194.6069 | 7355.9792 | 9580.0978 | -54627.6631 | -53466.2908 | -51242.1722 | 0.10185 | 0.12094 | 0.15751 | 0.11314
9024 | Lateral Hardening | Lateral Hardening-Fuse-10762910 | Laterals | 13813 | 0.1483 | 9 | 4 | 161400.21 | 0 | 16418.8448 | 19506.4071 | 25489.4424 | -144981.3652 | -141893.8029 | -135910.7676 | 0.10173 | 0.12086 | 0.15793 | 0.11309
18661 | Lateral Hardening | Lateral Hardening-Fuse-91361701 | Laterals | 13030 | 0.043561 | 5 | 1 | 59659.49 | 0 | 6050.0791 | 7224.6767 | 9486.4807 | -53609.4109 | -52434.8133 | -50173.0093 | 0.10141 | 0.1211 | 0.15901 | 0.11308
1173 | Lateral Hardening | Lateral Hardening-Fuse-92528288 | Laterals | 13063 | 0.073674 | 13 | 13 | 186638.65 | 0 | 19024.1736 | 22551.5601 | 29156.8848 | -167614.4764 | -164087.0899 | -157481.7652 | 0.10193 | 0.12083 | 0.15622 | 0.11303
14673 | Lateral Hardening | Lateral Hardening-Fuse-10712390 | Laterals | 13256 | 0.18636 | 14 | 0 | 182912 | 0 | 18479.7651 | 22155.6061 | 29308.6743 | -164432.2349 | -160756.3939 | -153603.3257 | 0.10103 | 0.12113 | 0.16023 | 0.11298
15439 | Lateral Hardening | Lateral Hardening-Fuse-91793595 | Laterals | 13327 | 0.13239 | 8 |  | 64118.91 | 0 | 6477.8367 | 7766.3541 | 10273.7673 | -57641.0733 | -56352.5559 | -53845.1427 | 0.10103 | 0.12112 | 0.16023 | 0.11298
12302 | Lateral Hardening | Lateral Hardening-Fuse-60023012 | Laterals | 13612 | 0.062689 | 7 | 8 | 125553.8 | 0 | 12819.442 | 15119.5408 | 19516.7083 | -112734.358 | -110434.2592 | -106037.0917 | 0.1021 | 0.12042 | 0.15544 | 0.11293
5524 | Lateral Hardening | Lateral Hardening-Fuse-90393848 | Laterals | 13147 | 0.074053 | 4 | 12 | 93327.59 | 0 | 9650.1777 | 11181.5263 | 13951.3322 | -83677.4123 | -82146.0637 | -79376.2578 | 0.1034 | 0.11981 | 0.14949 | 0.11293
16748 | Lateral Hardening | Lateral Hardening-Fuse-91369174 | Laterals | 13787 | 0.12273 | 5 | 2 | 58581.45 | 0 | 5941.6816 | 7078.4862 | 9270.0781 | -52639.7684 | -51502.9638 | -49311.3719 | 0.10143 | 0.12083 | 0.15824 | 0.11293
6221 | Lateral Hardening | Lateral Hardening-Fuse-92913641 | Laterals | 13087 | 0.11231 | 15 | 0 | 94430.45 | 0 | 9535.5866 | 11432.3261 | 15123.32 | -84894.8634 | -82998.1239 | -79307.13 | 0.10098 | 0.12107 | 0.16015 | 0.11292
18108 | Lateral Hardening | Lateral Hardening-Fuse-10163185 | Laterals | 13091 | 0.20758 | 16 | 0 | 249746.09 | 0 | 26026.2798 | 29802.7103 | 36437.7319 | -223719.8102 | -219943.3797 | -213308.3581 | 0.10421 | 0.11933 | 0.1459 | 0.11292
14071 | Lateral Hardening | Lateral Hardening-Fuse-93225917 | Laterals | 13459 | 0.08428 | 4 | 5 | 111119.48 | 0 | 11571.2617 | 13255.624 | 16216.0152 | -99548.2183 | -97863.856 | -94903.4648 | 0.10413 | 0.11929 | 0.14593 | 0.11286
10873 | Lateral Hardening | Lateral Hardening-Fuse-10545835 | Laterals | 13910 | 0.066477 | 3 | 1 | 50000 | 0 | 5233.0211 | 5957.1589 | 7132.232 | -44766.9789 | -44042.8411 | -42867.768 | 0.10466 | 0.11914 | 0.14264 | 0.1128
16784 | Lateral Hardening | Lateral Hardening-Fuse-92614727 | Laterals | 13303 | 0.24072 | 13 | 0 | 114397.55 | 0 | 11539.5872 | 13834.9458 | 18301.6397 | -102857.9628 | -100562.6042 | -96095.9103 | 0.10087 | 0.12094 | 0.15998 | 0.1128
15693 | Lateral Hardening | Lateral Hardening-Fuse-10643465 | Laterals | 13390 | 0.054924 | 3 | 1 | 50000 | 0 | 5075.9652 | 6025.8105 | 7865.6945 | -44924.0348 | -43974.1895 | -42134.3055 | 0.10152 | 0.12052 | 0.15731 | 0.1128
3561 | Lateral Hardening | Lateral Hardening-Fuse-10000717 | Laterals | 13236 | 0.083523 | 4 | 1 | 50884.59 | 0 | 5164.5023 | 6131.2903 | 8002.5635 | -45720.0877 | -44753.2997 | -42882.0265 | 0.10149 | 0.12049 | 0.15727 | 0.11277
7952 | Lateral Hardening | Lateral Hardening-Fuse-90957969 | Laterals | 14274 | 0.11989 | 7 | 7 | 157513.17 | 0 | 16414.2506 | 18781.2808 | 22785.9295 | -141098.9194 | -138731.8892 | -134727.2405 | 0.10421 | 0.11924 | 0.14466 | 0.11276
6470 | Lateral Hardening | Lateral Hardening-Fuse-92105946 | Laterals | 13031 | 0.026136 | 3 | 60 | 50000 | 0 | 5247.319 | 5955.3965 | 7024.8867 | -44752.681 | -44044.6035 | -42975.1133 | 0.10495 | 0.11911 | 0.1405 | 0.11275
6110 | Lateral Hardening | Lateral Hardening-Fuse-10686164 | Laterals | 13808 | 0.13447 | 8 | 3 | 102991.9 | 0 | 10457.244 | 12412.4799 | 16107.9587 | -92534.656 | -90579.4201 | -86883.9413 | 0.10153 | 0.12052 | 0.1564 | 0.11272
16600 | Lateral Hardening | Lateral Hardening-Fuse-10007260 | Laterals | 13737 | 0.10246 | 7 | 0 | 88422.08 | 0 | 8955.3437 | 10638.5962 | 13941.2486 | -79466.7363 | -77783.4838 | -74480.8314 | 0.10128 | 0.12032 | 0.15767 | 0.11263
19633 | Lateral Hardening | Lateral Hardening-Fuse-93337165 | Laterals | 13117 | 0.11932 | 12 | 0 | 95520.1 | 0 | 9620.195 | 11533.7641 | 15257.5079 | -85899.905 | -83986.3359 | -80262.5921 | 0.10071 | 0.12075 | 0.15973 | 0.11263
16630 | Lateral Hardening | Lateral Hardening-Fuse-10629051 | Laterals | 13146 | 0.069886 | 4 | 2 | 54189.99 | 0 | 5487.7903 | 6523.3988 | 8509.0298 | -48702.1997 | -47666.5912 | -45680.9602 | 0.10127 | 0.12038 | 0.15702 | 0.11258
5192 | Lateral Hardening | Lateral Hardening-Fuse-92015318 | Laterals | 13772 | 0.14716 | 8 | 6 | 115836.48 | 0 | 11810.1389 | 13887.3421 | 17882.4065 | -104026.3411 | -101949.1379 | -97954.0735 | 0.10196 | 0.11989 | 0.15438 | 0.11258
15483 | Lateral Hardening | Lateral Hardening-Fuse-92697441 | Laterals | 13787 | 0.082197 | 4 | 3 | 59143.09 | 0 | 5999.9982 | 7118.6319 | 9211.0226 | -53143.0918 | -52024.4581 | -49932.0674 | 0.10145 | 0.12036 | 0.15574 | 0.11255
597 | Lateral Hardening | Lateral Hardening-Fuse-91208893 | Laterals | 13223 | 0.32292 | 24 | 0 | 435285.18 | 0 | 45450.6821 | 51615.1026 | 62354.6007 | -389834.4979 | -383670.0774 | -372930.5793 | 0.10442 | 0.11858 | 0.14325 | 0.11255
16736 | Lateral Hardening | Lateral Hardening-Fuse-10791848 | Laterals | 13243 | 0.042992 | 5 | 6 | 67166.23 | 0 | 6871.7858 | 8032.219 | 10254.0292 | -60294.4442 | -59134.011 | -56912.2008 | 0.10231 | 0.11959 | 0.15267 | 0.11253
9276 | Lateral Hardening | Lateral Hardening-Fuse-93266151 | Laterals | 13042 | 0.040909 | 4 | 11 | 86643.09 | 0 | 8920.7876 | 10359.242 | 12893.9639 | -77722.3024 | -76283.848 | -73749.1261 | 0.10296 | 0.11956 | 0.14882 | 0.11253
7369 | Lateral Hardening | Lateral Hardening-Fuse-60371582 | Laterals | 13805 | 0.1089 | 6 | 3 | 109744.36 | 0 | 11108.7726 | 13201.6078 | 17233.4912 | -98635.5874 | -96542.7522 | -92510.8688 | 0.10122 | 0.12029 | 0.15703 | 0.11253
17705 | Lateral Hardening | Lateral Hardening-Fuse-10503462 | Laterals | 13576 | 0.072727 | 6 | 10 | 125370.66 | 0 | 12850.2749 | 14971.2956 | 18979.8458 | -112520.3851 | -110399.3644 | -106390.8142 | 0.1025 | 0.11942 | 0.15139 | 0.11246
14020 | Lateral Hardening | Lateral Hardening-Fuse-10128497 | Laterals | 13079 | 0.071591 | 7 | 19 | 169523.58 | 0 | 17337.3907 | 20280.8587 | 25781.5948 | -152186.1893 | -149242.7213 | -143741.9852 | 0.10227 | 0.11963 | 0.15208 | 0.11246
11398 | Lateral Hardening | Lateral Hardening-Fuse-92442475 | Laterals | 13340 | 0.15928 | 8 | 75 | 50000 | 0 | 5154.9841 | 5970.8663 | 7388.1474 | -44845.0159 | -44029.1337 | -42611.8526 | 0.1031 | 0.11942 | 0.14776 | 0.11246
18212 | Lateral Hardening | Lateral Hardening-Fuse-91097094 | Laterals | 13147 | 0.2392 | 12 | 10 | 303697.8 | 0 | 31728.2346 | 36030.0635 | 42915.0407 | -271969.5654 | -267667.7365 | -260782.7593 | 0.10447 | 0.11864 | 0.14131 | 0.11241
6998 | Lateral Hardening | Lateral Hardening-Fuse-92015543 | Laterals | 13772 | 0.19242 | 10 | 3 | 116685.7 | 0 | 11781.9013 | 14034.2643 | 18340.8147 | -104903.7987 | -102651.4357 | -98344.8853 | 0.10097 | 0.12027 | 0.15718 | 0.11238
6574 | Lateral Hardening | Lateral Hardening-Fuse-10101275 | Laterals | 13046 | 0.080871 | 9 | 18 | 197500.73 | 0 | 20214.2533 | 23571.0305 | 29828.9157 | -177286.4767 | -173929.6995 | -167671.8143 | 0.10235 | 0.11935 | 0.15103 | 0.11232
895 | Lateral Hardening | Lateral Hardening-Fuse-10679345 | Laterals | 13807 | 0.13712 | 9 | 4 | 147155.51 | 0 | 15098.6421 | 17515.9985 | 22122.0399 | -132056.8679 | -129639.5115 | -125033.4701 | 0.1026 | 0.11903 | 0.15033 | 0.1123
2838 | Lateral Hardening | Lateral Hardening-Fuse-90847074 | Laterals | 13148 | 0.087689 | 6 | 3 | 99612.8 | 0 | 10076.8508 | 11963.8129 | 15497.2925 | -89535.9492 | -87648.9871 | -84115.5075 | 0.10116 | 0.1201 | 0.15558 | 0.11228
19252 | Lateral Hardening | Lateral Hardening-Fuse-60020646 | Laterals | 13679 | 0.061364 | 3 | 1 | 50000 | 0 | 5047.3378 | 5991.3805 | 7820.7693 | -44952.6622 | -44008.6195 | -42179.2307 | 0.10095 | 0.11983 | 0.15642 | 0.11216
7179 | Lateral Hardening | Lateral Hardening-Fuse-10483787 | Laterals | 13458 | 0.12159 | 8 | 12 | 154936.81 | 0 | 15808.3177 | 18457.8671 | 23497.9303 | -139128.4923 | -136478.9429 | -131438.8797 | 0.10203 | 0.11913 | 0.15166 | 0.11212
17009 | Lateral Hardening | Lateral Hardening-Fuse-91750953 | Laterals | 13371 | 0.12405 | 10 | 16 | 193229.45 | 0 | 19738.264 | 22990.218 | 29234.8601 | -173491.186 | -170239.232 | -163994.5899 | 0.10215 | 0.11898 | 0.1513 | 0.11211
400 | Lateral Hardening | Lateral Hardening-Fuse-92295962 | Laterals | 13254 | 0.052083 | 5 | 1 | 56599.13 | 0 | 5701.053 | 6781.3922 | 8903.5024 | -50898.077 | -49817.7378 | -47695.6276 | 0.10073 | 0.11981 | 0.15731 | 0.11211
13737 | Lateral Hardening | Lateral Hardening-Fuse-60059312 | Laterals | 13205 | 0.054167 | 6 | 6 | 60234.89 | 0 | 6132.1008 | 7168.9445 | 9187.1741 | -54102.7892 | -53065.9455 | -51047.7159 | 0.1018 | 0.11902 | 0.15252 | 0.11204
14606 | Lateral Hardening | Lateral Hardening-Fuse-91367303 | Laterals | 13011 | 0.077083 | 4 | 3 | 62648.11 | 0 | 6320.1128 | 7498.3061 | 9704.4749 | -56327.9972 | -55149.8039 | -52943.6351 | 0.10088 | 0.11969 | 0.1549 | 0.11193
4979 | Lateral Hardening | Lateral Hardening-Fuse-10679394 | Laterals | 13807 | 0.19129 | 11 | 5 | 164464.51 | 0 | 16561.2301 | 19673.3973 | 25648.2514 | -147903.2799 | -144791.1127 | -138816.2586 | 0.1007 | 0.11962 | 0.15595 | 0.1119
6729 | Lateral Hardening | Lateral Hardening-Fuse-60286295 | Laterals | 13146 | 0.24318 | 11 | 5 | 237263.54 | 0 | 24734.2772 | 27958.2352 | 33034.5899 | -212529.2628 | -209305.3048 | -204228.9501 | 0.10425 | 0.11784 | 0.13923 | 0.11182
19219 | Lateral Hardening | Lateral Hardening-Fuse-91969226 | Laterals | 13008 | 0.090909 | 7 | 3 | 99371.7 | 0 | 10011.8058 | 11884.6511 | 15393.1687 | -89359.8942 | -87487.0489 | -83978.5313 | 0.10075 | 0.1196 | 0.1549 | 0.11182
302 | Lateral Hardening | Lateral Hardening-Fuse-60118012 | Laterals | 13102 | 0.070833 | 5 | 14 | 140933.26 | 0 | 14393.6662 | 16743.995 | 20940.4713 | -126539.5938 | -124189.265 | -119992.7887 | 0.10213 | 0.11881 | 0.14858 | 0.11178
952 | Lateral Hardening | Lateral Hardening-Fuse-90951649 | Laterals | 14023 | 0.058523 | 6 | 3 | 96680.16 | 0 | 9874.1676 | 11455.6409 | 14432.2893 | -86805.9924 | -85224.5191 | -82247.8707 | 0.10213 | 0.11849 | 0.14928 | 0.11175
6463 | Lateral Hardening | Lateral Hardening-Fuse-10650490 | Laterals | 13391 | 0.11705 | 8 | 5 | 135301.41 | 0 | 13628.7251 | 16153.6962 | 20878.0689 | -121672.6849 | -119147.7138 | -114423.3411 | 0.10073 | 0.11939 | 0.15431 | 0.11169
18236 | Lateral Hardening | Lateral Hardening-Fuse-92631534 | Laterals | 13303 | 0.19508 | 11 | 1 | 109046.06 | 0 | 10906.6293 | 13046.8752 | 17194.1744 | -98139.4307 | -95999.1848 | -91851.8856 | 0.10002 | 0.11965 | 0.15768 | 0.11167
2541 | Lateral Hardening | Lateral Hardening-Fuse-10125814 | Laterals | 13064 | 0.099811 | 8 | 5 | 147984.73 | 0 | 15220.485 | 17487.6351 | 21309.9078 | -132764.245 | -130497.0949 | -126674.8222 | 0.10285 | 0.11817 | 0.144 | 0.11156
7497 | Lateral Hardening | Lateral Hardening-Fuse-10558842 | Laterals | 13299 | 0.88409 | 38 | 25 | 644532 | 0 | 65580.2388 | 76298.061 | 96333.9674 | -578951.7612 | -568233.939 | -548198.0326 | 0.10175 | 0.11838 | 0.14946 | 0.11151
10438 | Lateral Hardening | Lateral Hardening-Fuse-90958229 | Laterals | 13729 | 0.073674 | 6 | 1 | 54504.79 | 0 | 5670.6575 | 6392.9707 | 7563.8475 | -48834.1325 | -48111.8193 | -46940.9425 | 0.10404 | 0.11729 | 0.13877 | 0.11149
16698 | Lateral Hardening | Lateral Hardening-Fuse-92475471 | Laterals | 13444 | 0.2017 | 11 | 25 | 275066.1 | 0 | 28162.7844 | 32489.0435 | 40117.5677 | -246903.3156 | -242577.0565 | -234948.5323 | 0.10239 | 0.11811 | 0.14585 | 0.11145
10405 | Lateral Hardening | Lateral Hardening-Fuse-92158049 | Laterals | 13199 | 0.22841 | 19 | 97 | 180276.6 | 0 | 17961.0955 | 21533.7671 | 28486.0709 | -162315.5045 | -158742.8329 | -151790.5291 | 0.099631 | 0.11945 | 0.15801 | 0.11141
14286 | Lateral Hardening | Lateral Hardening-Fuse-10650310 | Laterals | 13391 | 0.095833 | 2 | 1 | 56346.37 | 0 | 5759.8868 | 6641.2688 | 8280.1337 | -50586.4832 | -49705.1012 | -48066.2363 | 0.10222 | 0.11787 | 0.14695 | 0.11139
13020 | Lateral Hardening | Lateral Hardening-Fuse-10064487 | Laterals | 13405 | 0.12481 | 5 | 1 | 73164.41 | 0 | 7311.8485 | 8720.1556 | 11449.62 | -65852.5615 | -64444.2544 | -61714.79 | 0.099937 | 0.11919 | 0.15649 | 0.11137
7600 | Lateral Hardening | Lateral Hardening-Fuse-93235977 | Laterals | 13696 | 0.049432 | 5 | 9 | 80000.07 | 0 | 8092.1895 | 9468.2482 | 12133.0608 | -71907.8805 | -70531.8218 | -67867.0092 | 0.10115 | 0.11835 | 0.15166 | 0.11136
13242 | Lateral Hardening | Lateral Hardening-Fuse-90290310 | Laterals | 13622 | 0.18542 | 8 | 1 | 63791.39 | 0 | 6367.4837 | 7605.8012 | 10008.4357 | -57423.9063 | -56185.5888 | -53782.9543 | 0.099817 | 0.11923 | 0.15689 | 0.11135
12235 | Lateral Hardening | Lateral Hardening-Fuse-92362409 | Laterals | 13186 | 0.073106 | 6 | 0 | 83857.33 | 0 | 8349.4784 | 10010.2871 | 13242.1674 | -75507.8516 | -73847.0429 | -70615.1626 | 0.099568 | 0.11937 | 0.15791 | 0.11134
14387 | Lateral Hardening | Lateral Hardening-Fuse-60490730 | Laterals | 13808 | 0.19261 | 12 | 2 | 50000 | 0 | 4991.4334 | 5961.051 | 7837.7103 | -45008.5666 | -44038.949 | -42162.2897 | 0.099829 | 0.11922 | 0.15675 | 0.11134
11744 | Lateral Hardening | Lateral Hardening-Fuse-92295961 | Laterals | 13254 | 0.015909 | 1 | 2 | 50000 | 0 | 5198.3742 | 5878.8278 | 6841.3581 | -44801.6258 | -44121.1722 | -43158.6419 | 0.10397 | 0.11758 | 0.13683 | 0.11134
14683 | Lateral Hardening | Lateral Hardening-Fuse-10774289 | Laterals | 13469 | 0.10947 | 4 | 1 | 105861.58 | 0 | 10802.2651 | 12488.692 | 15579.711 | -95059.3149 | -93372.888 | -90281.869 | 0.10204 | 0.11797 | 0.14717 | 0.11133
16735 | Lateral Hardening | Lateral Hardening-Fuse-90423115 | Laterals | 13574 | 0.17955 | 10 | 16 | 237854.52 | 0 | 24418.9187 | 28037.1615 | 34144.7783 | -213435.6013 | -209817.3585 | -203709.7417 | 0.10266 | 0.11788 | 0.14355 | 0.11132
15609 | Lateral Hardening | Lateral Hardening-Fuse-91150432 | Laterals | 13147 | 0.12197 | 5 | 0 | 62448.49 | 0 | 6212.6746 | 7448.4481 | 9853.2236 | -56235.8154 | -55000.0419 | -52595.2664 | 0.099485 | 0.11927 | 0.15778 | 0.11125
8175 | Lateral Hardening | Lateral Hardening-Fuse-92035432 | Laterals | 13442 | 0.17746 | 10 | 6 | 158368.13 | 0 | 16002.3244 | 18738.914 | 23904.3704 | -142365.8056 | -139629.216 | -134463.7596 | 0.10105 | 0.11833 | 0.15094 | 0.11122
2733 | Lateral Hardening | Lateral Hardening-Fuse-90490257 | Laterals | 13294 | 0.055871 | 4 | 1 | 50000 | 0 | 4990.843 | 5944.0578 | 7788.6441 | -45009.157 | -44055.9422 | -42211.3559 | 0.099817 | 0.11888 | 0.15577 | 0.11113
3826 | Lateral Hardening | Lateral Hardening-Fuse-10162611 | Laterals | 13031 | 0.12955 | 8 | 8 | 118302.66 | 0 | 11933.9574 | 13974.3676 | 17920.6 | -106368.7026 | -104328.2924 | -100382.06 | 0.10088 | 0.11812 | 0.15148 | 0.11111
8964 | Lateral Hardening | Lateral Hardening-Fuse-91531134 | Laterals | 13102 | 0.058333 | 6 | 16 | 103811.17 | 0 | 10532.9891 | 12253.4355 | 15341.3811 | -93278.1809 | -91557.7345 | -88469.7889 | 0.10146 | 0.11804 | 0.14778 | 0.11107
12834 | Lateral Hardening | Lateral Hardening-Fuse-10198087 | Laterals | 13334 | 0.12008 | 9 | 28 | 152885.66 | 0 | 15496.9336 | 18068.8479 | 22528.3825 | -137388.7264 | -134816.8121 | -130357.2775 | 0.10136 | 0.11819 | 0.14735 | 0.11101
11353 | Lateral Hardening | Lateral Hardening-Fuse-10310488 | Laterals | 13864 | 0.099811 | 7 | 4 | 64028.23 | 0 | 6410.2734 | 7593.8875 | 9811.1695 | -57617.9566 | -56434.3425 | -54217.0605 | 0.10012 | 0.1186 | 0.15323 | 0.11097
7919 | Lateral Hardening | Lateral Hardening-Fuse-10169248 | Laterals | 13210 | 0.050379 | 7 | 7 | 76148.77 | 0 | 7621.0089 | 9027.4672 | 11663.3418 | -68527.7611 | -67121.3028 | -64485.4282 | 0.10008 | 0.11855 | 0.15317 | 0.11093
11052 | Lateral Hardening | Lateral Hardening-Fuse-90526758 | Laterals | 13199 | 0.060417 | 6 | 11 | 137154.92 | 0 | 13802.1737 | 16177.8446 | 20737.4372 | -123352.7463 | -120977.0754 | -116417.4828 | 0.10063 | 0.11795 | 0.1512 | 0.11088
2955 | Lateral Hardening | Lateral Hardening-Fuse-91737814 | Laterals | 13586 | 0.11136 | 9 | 5 | 157822.23 | 0 | 15750.5784 | 18708.7837 | 24338.9436 | -142071.6516 | -139113.4463 | -133483.2864 | 0.099799 | 0.11854 | 0.15422 | 0.11086
19285 | Lateral Hardening | Lateral Hardening-Fuse-10433142 | Laterals | 13993 | 0.061742 | 5 | 1 | 50000 | 0 | 4975.9623 | 5925.2585 | 7765.6957 | -45024.0377 | -44074.7415 | -42234.3043 | 0.099519 | 0.11851 | 0.15531 | 0.11079
6194 | Lateral Hardening | Lateral Hardening-Fuse-91287424 | Laterals | 13117 | 0.09678 | 9 | 0 | 100877 | 0 | 9986.506 | 11972.9386 | 15838.4725 | -90890.494 | -88904.0614 | -85038.5275 | 0.098997 | 0.11869 | 0.15701 | 0.11071
12985 | Lateral Hardening | Lateral Hardening-Fuse-60124029 | Laterals | 13218 | 0.064394 | 4 | 9 | 80734.85 | 0 | 8161.6183 | 9500.1273 | 11882.3443 | -72573.2317 | -71234.7227 | -68852.5057 | 0.10109 | 0.11767 | 0.14718 | 0.11067
6308 | Lateral Hardening | Lateral Hardening-Fuse-93150977 | Laterals | 13458 | 0.061364 | 4 | 2 | 50000 | 0 | 4998.2126 | 5904.8243 | 7629.417 | -45001.7874 | -44095.1757 | -42370.583 | 0.099964 | 0.1181 | 0.15259 | 0.11067
10912 | Lateral Hardening | Lateral Hardening-Fuse-10595533 | Laterals | 13698 | 0.19205 | 11 | 13 | 179230.11 | 0 | 17994.5715 | 21101.0829 | 27074.0468 | -161235.5385 | -158129.0271 | -152156.0632 | 0.1004 | 0.11773 | 0.15106 | 0.11066
16897 | Lateral Hardening | Lateral Hardening-Fuse-90944590 | Laterals | 13010 | 0.54735 | 40 | 747 | 742030.68 | 0 | 76202.208 | 86487.1461 | 104034.1624 | -665828.472 | -655543.5339 | -637996.5176 | 0.10269 | 0.11655 | 0.1402 | 0.1106
3539 | Lateral Hardening | Lateral Hardening-Fuse-10090783 | Laterals | 13294 | 0.21155 | 12 | 0 | 266979.65 | 0 | 27416.0042 | 31096.6756 | 37403.1085 | -239563.6458 | -235882.9744 | -229576.5415 | 0.10269 | 0.11648 | 0.1401 | 0.11057
4502 | Lateral Hardening | Lateral Hardening-Fuse-10071934 | Laterals | 13305 | 0.039015 | 4 | 6 | 50000 | 0 | 5011.859 | 5881.2378 | 7553.0794 | -44988.141 | -44118.7622 | -42446.9206 | 0.10024 | 0.11762 | 0.15106 | 0.11054
15497 | Lateral Hardening | Lateral Hardening-Fuse-92680557 | Laterals | 13805 | 0.11061 | 6 | 1 | 53135.41 | 0 | 5276.1106 | 6278.7879 | 8234.7803 | -47859.2994 | -46856.6221 | -44900.6297 | 0.099296 | 0.11817 | 0.15498 | 0.11052
1340 | Lateral Hardening | Lateral Hardening-Fuse-10679448 | Laterals | 13807 | 0.058523 | 3 | 1 | 53245.59 | 0 | 5294.2204 | 6285.8046 | 8204.2307 | -47951.3696 | -46959.7854 | -45041.3593 | 0.09943 | 0.11805 | 0.15408 | 0.11048
6157 | Lateral Hardening | Lateral Hardening-Fuse-10754733 | Laterals | 14306 | 0.053977 | 4 | 8 | 68079.15 | 0 | 6859.7354 | 8002.1919 | 10035.0864 | -61219.4146 | -60076.9581 | -58044.0636 | 0.10076 | 0.11754 | 0.1474 | 0.11046
6327 | Lateral Hardening | Lateral Hardening-Fuse-92455450 | Laterals | 13377 | 0.19129 | 24 | 24 | 372998.98 | 0 | 37160.6439 | 43996.2712 | 57024.6405 | -335838.3361 | -329002.7088 | -315974.3395 | 0.099627 | 0.11795 | 0.15288 | 0.11045
15444 | Lateral Hardening | Lateral Hardening-Fuse-91700508 | Laterals | 14274 | 0.14527 | 5 | 1 | 60454.51 | 0 | 5997.0624 | 7135.9088 | 9360.9085 | -54457.4476 | -53318.6012 | -51093.6015 | 0.0992 | 0.11804 | 0.15484 | 0.11042
1455 | Lateral Hardening | Lateral Hardening-Fuse-10650355 | Laterals | 13391 | 0.062689 | 4 | 2 | 57521.87 | 0 | 5713.1639 | 6791.3029 | 8858.4802 | -51808.7061 | -50730.5671 | -48663.3898 | 0.099322 | 0.11806 | 0.154 | 0.11041
5216 | Lateral Hardening | Lateral Hardening-Fuse-10501129 | Laterals | 13509 | 0.15606 | 7 | 3 | 196602.76 | 0 | 20352.0111 | 22812.5595 | 26518.5588 | -176250.7489 | -173790.2005 | -170084.2012 | 0.10352 | 0.11603 | 0.13488 | 0.11041
15602 | Lateral Hardening | Lateral Hardening-Fuse-10129739 | Laterals | 13006 | 0.10227 | 7 | 4 | 157575.39 | 0 | 15639.9344 | 18586.7263 | 24266.286 | -141935.4556 | -138988.6637 | -133309.104 | 0.099254 | 0.11795 | 0.154 | 0.11034
17020 | Lateral Hardening | Lateral Hardening-Fuse-10667340 | Laterals | 13787 | 0.076326 | 4 | 0 | 88834.95 | 0 | 8845.3835 | 10467.6307 | 13541.171 | -79989.5665 | -78367.3193 | -75293.779 | 0.099571 | 0.11783 | 0.15243 | 0.11034
9814 | Lateral Hardening | Lateral Hardening-Fuse-91232065 | Laterals | 13924 | 0.17727 | 8 | 3 | 110987.82 | 0 | 11019.165 | 13086.7277 | 17050.8399 | -99968.655 | -97901.0923 | -93936.9801 | 0.099283 | 0.11791 | 0.15363 | 0.11031
8625 | Lateral Hardening | Lateral Hardening-Fuse-91845007 | Laterals | 13377 | 0.1572 | 19 | 21 | 351103.85 | 0 | 34934.862 | 41363.9755 | 53470.5668 | -316168.988 | -309739.8745 | -297633.2832 | 0.0995 | 0.11781 | 0.15229 | 0.11027
1843 | Lateral Hardening | Lateral Hardening-Fuse-91565287 | Laterals | 13044 | 0.067424 | 5 | 20 | 156369.94 | 0 | 15770.4078 | 18296.5934 | 22818.0363 | -140599.5322 | -138073.3466 | -133551.9037 | 0.10085 | 0.11701 | 0.14592 | 0.11021
8312 | Lateral Hardening | Lateral Hardening-Fuse-10099367 | Laterals | 13963 | 0.16667 | 10 | 7 | 161400.95 | 0 | 16139.8305 | 18920.1471 | 24274.7073 | -145261.1195 | -142480.8029 | -137126.2427 | 0.099998 | 0.11722 | 0.1504 | 0.11021
2600 | Lateral Hardening | Lateral Hardening-Fuse-10166392 | Laterals | 13073 | 0.04678 | 6 | 8 | 132263.74 | 0 | 13181.4483 | 15506.9519 | 19973.6623 | -119082.2917 | -116756.7881 | -112290.0777 | 0.09966 | 0.11724 | 0.15101 | 0.11007
8051 | Lateral Hardening | Lateral Hardening-Fuse-92309542 | Laterals | 13045 | 0.074811 | 7 | 10 | 121613.8 | 0 | 12184.9495 | 14215.9359 | 18096.0594 | -109428.8505 | -107397.8641 | -103517.7406 | 0.10019 | 0.11689 | 0.1488 | 0.11006
10032 | Lateral Hardening | Lateral Hardening-Fuse-90973649 | Laterals | 13236 | 0.17045 | 8 | 0 | 110929.86 | 0 | 10916.7953 | 13088.2733 | 17313.8997 | -100013.0647 | -97841.5867 | -93615.9603 | 0.098412 | 0.11799 | 0.15608 | 0.11005
14138 | Lateral Hardening | Lateral Hardening-Fuse-92862629 | Laterals | 13171 | 0.06875 | 6 | 1 | 164623.55 | 0 | 16910.8283 | 19055.9334 | 22507.4546 | -147712.7217 | -145567.6166 | -142116.0954 | 0.10272 | 0.11575 | 0.13672 | 0.11003
12077 | Lateral Hardening | Lateral Hardening-Fuse-90522487 | Laterals | 13191 | 0.030492 | 5 | 1 | 81708.05 | 0 | 8377.065 | 9509.7899 | 11094.1566 | -73330.985 | -72198.2601 | -70613.8934 | 0.10252 | 0.11639 | 0.13578 | 0.11001
3524 | Lateral Hardening | Lateral Hardening-Fuse-93420645 | Laterals | 13167 | 0.085795 | 13 | 5 | 227297.76 | 0 | 23315.149 | 26302.8972 | 31222.6317 | -203982.611 | -200994.8628 | -196075.1283 | 0.10258 | 0.11572 | 0.13736 | 0.11
16810 | Lateral Hardening | Lateral Hardening-Fuse-91401759 | Laterals | 13808 | 0.09375 | 8 | 5 | 51734.55 | 0 | 5144.0699 | 6065.0472 | 7829.5452 | -46590.4801 | -45669.5028 | -43905.0048 | 0.099432 | 0.11723 | 0.15134 | 0.10996
455 | Lateral Hardening | Lateral Hardening-Fuse-10710604 | Laterals | 14000 | 0.098674 | 6 | 2 | 60512.47 | 0 | 5977.1914 | 7120.433 | 9305.4049 | -54535.2786 | -53392.037 | -51207.0651 | 0.098776 | 0.11767 | 0.15378 | 0.10994
10339 | Lateral Hardening | Lateral Hardening-Fuse-10676164 | Laterals | 14123 | 0.13466 | 6 | 4 | 106937.64 | 0 | 10772.1753 | 12458.6552 | 15493.46 | -96165.4647 | -94478.9848 | -91444.18 | 0.10073 | 0.1165 | 0.14488 | 0.10988
14553 | Lateral Hardening | Lateral Hardening-Fuse-10367296 | Laterals | 13102 | 0.073295 | 7 | 14 | 141137.88 | 0 | 14137.0204 | 16480.2884 | 20814.9954 | -127000.8596 | -124657.5916 | -120322.8846 | 0.10016 | 0.11677 | 0.14748 | 0.10988
4028 | Lateral Hardening | Lateral Hardening-Fuse-91665698 | Laterals | 13330 | 0.038258 | 4 | 14 | 78438.53 | 0 | 7892.7921 | 9137.3794 | 11402.4251 | -70545.7379 | -69301.1506 | -67036.1049 | 0.10062 | 0.11649 | 0.14537 | 0.10986
6959 | Lateral Hardening | Lateral Hardening-Fuse-10716340 | Laterals | 13959 | 0.19167 | 8 | 4 | 174465.33 | 0 | 17253.4917 | 20482.3046 | 26601.9676 | -157211.8383 | -153983.0254 | -147863.3624 | 0.098894 | 0.1174 | 0.15248 | 0.1098
8288 | Lateral Hardening | Lateral Hardening-Fuse-92163603 | Laterals | 13231 | 0.10322 | 7 | 8 | 152198.05 | 0 | 15325.4023 | 17732.3023 | 21865.0783 | -136872.6477 | -134465.7477 | -130332.9717 | 0.10069 | 0.11651 | 0.14366 | 0.10973
3090 | Lateral Hardening | Lateral Hardening-Fuse-90956263 | Laterals | 14023 | 0.095455 | 6 | 2 | 60244.89 | 0 | 5937.6908 | 7070.1065 | 9268.3268 | -54307.1992 | -53174.7835 | -50976.5632 | 0.098559 | 0.11736 | 0.15384 | 0.10973
14544 | Lateral Hardening | Lateral Hardening-Fuse-92631058 | Laterals | 13303 | 0.13333 | 5 | 0 | 97699.4 | 0 | 9583.4427 | 11489.7013 | 15199.2193 | -88115.9573 | -86209.6987 | -82500.1807 | 0.098091 | 0.1176 | 0.15557 | 0.10969
5245 | Lateral Hardening | Lateral Hardening-Fuse-10599435 | Laterals | 13473 | 0.093182 | 8 | 2 | 163945.63 | 0 | 16760.4438 | 19002.0976 | 22224.7522 | -147185.1862 | -144943.5324 | -141720.8778 | 0.10223 | 0.1159 | 0.13556 | 0.10967
16742 | Lateral Hardening | Lateral Hardening-Fuse-10455400 | Laterals | 13495 | 0.094129 | 7 | 12 | 171092.53 | 0 | 17212.8467 | 19898.2034 | 24641.3679 | -153879.6833 | -151194.3266 | -146451.1621 | 0.10061 | 0.1163 | 0.14402 | 0.10966
19131 | Lateral Hardening | Lateral Hardening-Fuse-10895200 | Laterals | 13003 | 0.11648 | 9 | 3 | 57553.35 | 0 | 5679.1061 | 6742.2869 | 8790.6948 | -51874.2439 | -50811.0631 | -48762.6552 | 0.098676 | 0.11715 | 0.15274 | 0.10962
651 | Lateral Hardening | Lateral Hardening-Fuse-91578134 | Laterals | 13838 | 0.061174 | 5 | 2 | 109199.2 | 0 | 10761.4358 | 12796.3994 | 16716.334 | -98437.7642 | -96402.8006 | -92482.866 | 0.098549 | 0.11718 | 0.15308 | 0.10959
14554 | Lateral Hardening | Lateral Hardening-Fuse-91871977 | Laterals | 13772 | 0.14091 | 8 | 16 | 230713.56 | 0 | 23469.743 | 26682.2907 | 31910.8027 | -207243.817 | -204031.2693 | -198802.7573 | 0.10173 | 0.11565 | 0.13831 | 0.10956
3614 | Lateral Hardening | Lateral Hardening-Fuse-10168331 | Laterals | 13207 | 0.13295 | 11 | 21 | 405506.9 | 0 | 40949.3944 | 46981.2581 | 57551.3496 | -364557.5056 | -358525.6419 | -347955.5504 | 0.10098 | 0.11586 | 0.14192 | 0.10954
9985 | Lateral Hardening | Lateral Hardening-Fuse-93300734 | Laterals | 13236 | 0.069318 | 5 | 3 | 62002.77 | 0 | 6115.2237 | 7261.9917 | 9426.6248 | -55887.5463 | -54740.7783 | -52576.1452 | 0.098628 | 0.11712 | 0.15204 | 0.10952
2180 | Lateral Hardening | Lateral Hardening-Fuse-93347947 | Laterals | 13214 | 0.2161 | 16 | 0 | 250991.63 | 0 | 24716.6092 | 29362.3597 | 38454.2006 | -226275.0208 | -221629.2703 | -212537.4294 | 0.098476 | 0.11699 | 0.15321 | 0.1095
4592 | Lateral Hardening | Lateral Hardening-Fuse-10160207 | Laterals | 13167 | 0.077273 | 8 | 18 | 145398.42 | 0 | 14500.7331 | 16940.0853 | 21347.7278 | -130897.6869 | -128458.3347 | -124050.6922 | 0.099731 | 0.11651 | 0.14682 | 0.10947
15825 | Lateral Hardening | Lateral Hardening-Fuse-10236648 | Laterals | 13511 | 0.10398 | 8 | 20 | 204877.05 | 0 | 20391.7665 | 23860.1475 | 30310.6946 | -184485.2835 | -181016.9025 | -174566.3554 | 0.099532 | 0.11646 | 0.14795 | 0.10945
12927 | Lateral Hardening | Lateral Hardening-Fuse-60311177 | Laterals | 13279 | 0.089583 | 8 | 4 | 130424.3 | 0 | 13286.5833 | 15094.366 | 17658.3304 | -117137.7167 | -115329.934 | -112765.9696 | 0.10187 | 0.11573 | 0.13539 | 0.10938
6520 | Lateral Hardening | Lateral Hardening-Fuse-10594256 | Laterals | 13516 | 0.22708 | 14 | 0 | 198636.55 | 0 | 19418.1597 | 23280.6584 | 30796.9564 | -179218.3903 | -175355.8916 | -167839.5936 | 0.097757 | 0.1172 | 0.15504 | 0.10932
4018 | Lateral Hardening | Lateral Hardening-Fuse-93297833 | Laterals | 13808 | 0.036553 | 4 | 2 | 55349.75 | 0 | 5450.4994 | 6471.8039 | 8375.6847 | -49899.2506 | -48877.9461 | -46974.0653 | 0.098474 | 0.11693 | 0.15132 | 0.10929
8325 | Lateral Hardening | Lateral Hardening-Fuse-60371634 | Laterals | 13805 | 0.052841 | 5 | 1 | 52773.39 | 0 | 5176.4588 | 6170.9523 | 8103.457 | -47596.9312 | -46602.4377 | -44669.933 | 0.098088 | 0.11693 | 0.15355 | 0.10929
16392 | Lateral Hardening | Lateral Hardening-Fuse-10394122 | Laterals | 13552 | 0.061932 | 8 | 0 | 58740.42 | 0 | 5737.7305 | 6879.0321 | 9099.9682 | -53002.6895 | -51861.3879 | -49640.4518 | 0.097679 | 0.11711 | 0.15492 | 0.10923
10635 | Lateral Hardening | Lateral Hardening-Fuse-90253480 | Laterals | 13656 | 0.084091 | 7 | 3 | 103752.42 | 0 | 10190.1256 | 12119.6293 | 15831.281 | -93562.2944 | -91632.7907 | -87921.139 | 0.098216 | 0.11681 | 0.15259 | 0.10923
575 | Lateral Hardening | Lateral Hardening-Fuse-10247173 | Laterals | 13606 | 0.099621 | 8 | 5 | 107955.74 | 0 | 10657.184 | 12569.0052 | 16234.5672 | -97298.556 | -95386.7348 | -91721.1728 | 0.098718 | 0.11643 | 0.15038 | 0.1092
9396 | Lateral Hardening | Lateral Hardening-Fuse-90908734 | Laterals | 13785 | 0.14148 | 6 | 3 | 103574.28 | 0 | 10379.5133 | 11961.0031 | 14886.386 | -93194.7667 | -91613.2769 | -88687.894 | 0.10021 | 0.11548 | 0.14373 | 0.10915
5540 | Lateral Hardening | Lateral Hardening-Fuse-92572987 | Laterals | 13447 | 0.21629 | 16 | 0 | 215482.47 | 0 | 21028.7526 | 25211.617 | 33351.3364 | -194453.7174 | -190270.853 | -182131.1336 | 0.097589 | 0.117 | 0.15478 | 0.10913
7198 | Lateral Hardening | Lateral Hardening-Fuse-10381170 | Laterals | 13222 | 0.080682 | 4 | 1 | 162001.93 | 0 | 16462.7158 | 18703.7394 | 21849.6138 | -145539.2142 | -143298.1906 | -140152.3162 | 0.10162 | 0.11545 | 0.13487 | 0.1091
4999 | Lateral Hardening | Lateral Hardening-Fuse-92733192 | Laterals | 13008 | 0.066098 | 7 | 0 | 87244.65 | 0 | 8510.5126 | 10203.3529 | 13497.5656 | -78734.1374 | -77041.2971 | -73747.0844 | 0.097548 | 0.11695 | 0.15471 | 0.10908
18300 | Lateral Hardening | Lateral Hardening-Fuse-10236652 | Laterals | 13511 | 0.024432 | 4 | 12 | 81852.39 | 0 | 8139.8561 | 9502.4149 | 11936.9019 | -73712.5339 | -72349.9751 | -69915.4881 | 0.099446 | 0.11609 | 0.14583 | 0.10908
9674 | Lateral Hardening | Lateral Hardening-Fuse-10650435 | Laterals | 13391 | 0.14602 | 6 | 1 | 56078.79 | 0 | 5491.5335 | 6534.097 | 8574.1369 | -50587.2565 | -49544.693 | -47504.6531 | 0.097925 | 0.11652 | 0.15289 | 0.109
8448 | Lateral Hardening | Lateral Hardening-Fuse-60409684 | Laterals | 13786 | 0.12443 | 5 | 10 | 62144.43 | 0 | 6185.4471 | 7200.2961 | 9009.7666 | -55958.9829 | -54944.1339 | -53134.6634 | 0.099533 | 0.11586 | 0.14498 | 0.10898
2623 | Lateral Hardening | Lateral Hardening-Fuse-10000912 | Laterals | 13648 | 0.091477 | 7 | 1 | 51545.67 | 0 | 5042.5856 | 6002.0146 | 7885.3959 | -46503.0844 | -45543.6554 | -43660.2741 | 0.097828 | 0.11644 | 0.15298 | 0.10893
1921 | Lateral Hardening | Lateral Hardening-Fuse-10439593 | Laterals | 13939 | 0.14148 | 8 | 3 | 188039.46 | 0 | 18989.6217 | 21603.1112 | 25994.7481 | -169049.8383 | -166436.3488 | -162044.7119 | 0.10099 | 0.11489 | 0.13824 | 0.10888
1033 | Lateral Hardening | Lateral Hardening-Fuse-92231671 | Laterals | 13786 | 0.16439 | 9 | 3 | 65465.57 | 0 | 6413.3286 | 7615.707 | 9918.3558 | -59052.2414 | -57849.863 | -55547.2142 | 0.097965 | 0.11633 | 0.1515 | 0.10883
13761 | Lateral Hardening | Lateral Hardening-Fuse-10686017 | Laterals | 13808 | 0.14981 | 8 | 4 | 117074.2 | 0 | 11460.7801 | 13617.7063 | 17783.1361 | -105613.4199 | -103456.4937 | -99291.0639 | 0.097893 | 0.11632 | 0.1519 | 0.10882
14887 | Lateral Hardening | Lateral Hardening-Fuse-60210176 | Laterals | 13330 | 0.12348 | 6 | 13 | 181392.23 | 0 | 18324.3992 | 20854.6394 | 24869.2696 | -163067.8308 | -160537.5906 | -156522.9604 | 0.10102 | 0.11497 | 0.1371 | 0.10881
17832 | Lateral Hardening | Lateral Hardening-Fuse-90100446 | Laterals | 13808 | 0.11155 | 9 | 3 | 145539.29 | 0 | 14243.8948 | 16929.128 | 22099.2184 | -131295.3952 | -128610.162 | -123440.0716 | 0.09787 | 0.11632 | 0.15184 | 0.1088
6156 | Lateral Hardening | Lateral Hardening-Fuse-92669066 | Laterals | 14030 | 0.099242 | 7 | 10 | 119714.26 | 0 | 11865.7488 | 13819.1956 | 17549.878 | -107848.5112 | -105895.0644 | -102164.382 | 0.099117 | 0.11543 | 0.1466 | 0.10876
15287 | Lateral Hardening | Lateral Hardening-Fuse-10142232 | Laterals | 13034 | 0.14299 | 11 | 26 | 150860.2 | 0 | 14956.9431 | 17454.9131 | 21967.5886 | -135903.2569 | -133405.2869 | -128892.6114 | 0.099144 | 0.1157 | 0.14562 | 0.10876
3701 | Lateral Hardening | Lateral Hardening-Fuse-91459852 | Laterals | 13624 | 0.08428 | 7 | 4 | 147202.73 | 0 | 14626.4068 | 16961.9029 | 21374.1618 | -132576.3232 | -130240.8271 | -125828.5682 | 0.099362 | 0.11523 | 0.1452 | 0.10871
18306 | Lateral Hardening | Lateral Hardening-Fuse-92192825 | Laterals | 13645 | 0.32784 | 15 | 5 | 207457.62 | 0 | 20283.9557 | 24105.9926 | 31453.1983 | -187173.6643 | -183351.6274 | -176004.4217 | 0.097774 | 0.1162 | 0.15161 | 0.10868
4239 | Lateral Hardening | Lateral Hardening-Fuse-10516402 | Laterals | 13692 | 0.070455 | 6 | 0 | 87922 | 0 | 8543.6486 | 10243.0801 | 13550.1189 | -79378.3514 | -77678.9199 | -74371.8811 | 0.097173 | 0.1165 | 0.15412 | 0.10867
11739 | Lateral Hardening | Lateral Hardening-Fuse-93296041 | Laterals | 13808 | 0.11023 | 4 | 5 | 104907.18 | 0 | 10589.5201 | 12018.6517 | 14358.9376 | -94317.6599 | -92888.5283 | -90548.2424 | 0.10094 | 0.11456 | 0.13687 | 0.10862
10034 | Lateral Hardening | Lateral Hardening-Fuse-93001034 | Laterals | 13787 | 0.095833 | 7 | 4 | 108149.62 | 0 | 10587.2683 | 12546.5152 | 16241.1129 | -97562.3517 | -95603.1048 | -91908.5071 | 0.097895 | 0.11601 | 0.15017 | 0.10856
10887 | Lateral Hardening | Lateral Hardening-Fuse-60001552 | Laterals | 13023 | 0.12064 | 9 | 19 | 218052.17 | 0 | 21491.3223 | 25171.1747 | 32223.1355 | -196560.8477 | -192880.9953 | -185829.0345 | 0.09856 | 0.11544 | 0.14778 | 0.10854
6381 | Lateral Hardening | Lateral Hardening-Fuse-93300001 | Laterals | 13036 | 0.05303 | 4 | 17 | 103370.45 | 0 | 10290.8421 | 11900.257 | 14753.6138 | -93079.6079 | -91470.193 | -88616.8362 | 0.099553 | 0.11512 | 0.14273 | 0.10854
12280 | Lateral Hardening | Lateral Hardening-Fuse-10151665 | Laterals | 13153 | 0.13163 | 8 | 15 | 189929.05 | 0 | 18855.8136 | 21888.547 | 27338.7211 | -171073.2364 | -168040.503 | -162590.3289 | 0.099278 | 0.11525 | 0.14394 | 0.10853
1257 | Lateral Hardening | Lateral Hardening-Fuse-92624884 | Laterals | 13303 | 0.21098 | 11 | 3 | 114298.22 | 0 | 11139.134 | 13245.1796 | 17402.56 | -103159.086 | -101053.0404 | -96895.66 | 0.097457 | 0.11588 | 0.15226 | 0.10846
5345 | Lateral Hardening | Lateral Hardening-Fuse-10070720 | Laterals | 13657 | 0.21799 | 10 | 9 | 217978.42 | 0 | 21724.2195 | 25012.758 | 30949.3664 | -196254.2005 | -192965.662 | -187029.0536 | 0.099662 | 0.11475 | 0.14198 | 0.10842
8063 | Lateral Hardening | Lateral Hardening-Fuse-10759879 | Laterals | 13813 | 0.35985 | 15 | 13 | 281570.93 | 0 | 27681.875 | 32486.2989 | 41702.8248 | -253889.055 | -249084.6311 | -239868.1052 | 0.098312 | 0.11538 | 0.14811 | 0.10841
9691 | Lateral Hardening | Lateral Hardening-Fuse-10705924 | Laterals | 13268 | 0.097159 | 4 | 4 | 107751.12 | 0 | 10895.1635 | 12327.2265 | 14411.2543 | -96855.9565 | -95423.8935 | -93339.8657 | 0.10111 | 0.1144 | 0.13375 | 0.10836
11410 | Lateral Hardening | Lateral Hardening-Fuse-92683349 | Laterals | 14041 | 0.039583 | 4 | 8 | 51162.91 | 0 | 5056.5288 | 5898.6698 | 7397.1809 | -46106.3812 | -45264.2402 | -43765.7291 | 0.098832 | 0.11529 | 0.14458 | 0.10834
18305 | Lateral Hardening | Lateral Hardening-Fuse-10686062 | Laterals | 13808 | 0.11477 | 7 | 2 | 97424.94 | 0 | 9492.0953 | 11282.5692 | 14722.5501 | -87932.8447 | -86142.3708 | -82702.3899 | 0.09743 | 0.11581 | 0.15112 | 0.10831
16371 | Lateral Hardening | Lateral Hardening-Fuse-10681824 | Laterals | 13214 | 0.061364 | 5 |  | 50000 | 0 | 4842.6054 | 5805.8562 | 7680.3111 | -45157.3946 | -44194.1438 | -42319.6889 | 0.096852 | 0.11612 | 0.15361 | 0.10831
16050 | Lateral Hardening | Lateral Hardening-Fuse-10714692 | Laterals | 13019 | 0.050379 | 6 | 2 | 52568.77 | 0 | 5121.2884 | 6087.0578 | 7943.4078 | -47447.4816 | -46481.7122 | -44625.3622 | 0.097421 | 0.11579 | 0.15111 | 0.1083
5495 | Lateral Hardening | Lateral Hardening-Fuse-90103280 | Laterals | 13808 | 0.10568 | 6 | 1 | 69984.93 | 0 | 6795.8006 | 8116.353 | 10664.217 | -63189.1294 | -61868.577 | -59320.713 | 0.097104 | 0.11597 | 0.15238 | 0.10829
19636 | Lateral Hardening | Lateral Hardening-Fuse-91113454 | Laterals | 13117 | 0.099811 | 10 | 29 | 159570.16 | 0 | 16064.1211 | 18232.9764 | 21608.0086 | -143506.0389 | -141337.1836 | -137962.1514 | 0.10067 | 0.11426 | 0.13541 | 0.10822
1140 | Lateral Hardening | Lateral Hardening-Fuse-93041325 | Laterals | 14041 | 0.061174 | 4 | 1 | 53465.95 | 0 | 5197.8866 | 6182.9705 | 8117.6408 | -48268.0634 | -47282.9795 | -45348.3092 | 0.097219 | 0.11564 | 0.15183 | 0.10821
16479 | Lateral Hardening | Lateral Hardening-Fuse-91647060 | Laterals | 13622 | 0.043939 | 4 | 3 | 55963.61 | 0 | 5457.6869 | 6475.107 | 8380.2279 | -50505.9231 | -49488.503 | -47583.3821 | 0.097522 | 0.1157 | 0.14974 | 0.1082
12564 | Lateral Hardening | Lateral Hardening-Fuse-10605207 | Laterals | 13924 | 0.18598 | 9 |  | 148303.79 | 0 | 14342.947 | 17195.9266 | 22747.733 | -133960.843 | -131107.8634 | -125556.057 | 0.096713 | 0.11595 | 0.15339 | 0.10815
5969 | Lateral Hardening | Lateral Hardening-Fuse-60182617 | Laterals | 13661 | 0.15322 | 10 | 29 | 345033.31 | 0 | 33932.7363 | 39698.8106 | 50428.7212 | -311100.5737 | -305334.4994 | -294604.5888 | 0.098346 | 0.11506 | 0.14616 | 0.10814
15797 | Lateral Hardening | Lateral Hardening-Fuse-10781405 | Laterals | 13171 | 0.16723 | 12 | 19 | 200748.17 | 0 | 19741.7927 | 23088.4714 | 29352.6914 | -181006.3773 | -177659.6986 | -171395.4786 | 0.098341 | 0.11501 | 0.14622 | 0.10813
16438 | Lateral Hardening | Lateral Hardening-Fuse-10055023 | Laterals | 13419 | 0.1786 | 14 | 30 | 292795.82 | 0 | 28810.0037 | 33728.4168 | 42466.7841 | -263985.8163 | -259067.4032 | -250329.0359 | 0.098396 | 0.11519 | 0.14504 | 0.1081
3152 | Lateral Hardening | Lateral Hardening-Fuse-60060570 | Laterals | 13175 | 0.085795 | 8 | 16 | 150036.72 | 0 | 14771.7077 | 17254.669 | 21786.3348 | -135265.0123 | -132782.051 | -128250.3852 | 0.098454 | 0.115 | 0.14521 | 0.10809
11815 | Lateral Hardening | Lateral Hardening-Fuse-90841063 | Laterals | 13724 | 0.13712 | 9 | 0 | 143225.51 | 0 | 14204.1698 | 16391.9847 | 20364.5747 | -129021.3402 | -126833.5253 | -122860.9353 | 0.099173 | 0.11445 | 0.14219 | 0.10806
14291 | Lateral Hardening | Lateral Hardening-Fuse-91565291 | Laterals | 13044 | 0.11117 | 12 | 32 | 239319.13 | 0 | 23573.8082 | 27506.2614 | 34634.2243 | -215745.3218 | -211812.8686 | -204684.9057 | 0.098504 | 0.11494 | 0.14472 | 0.10805
15003 | Lateral Hardening | Lateral Hardening-Fuse-92314872 | Laterals | 13017 | 0.046402 | 3 | 1 | 52238.23 | 0 | 5068.7284 | 6037.5737 | 7892.0128 | -47169.5016 | -46200.6563 | -44346.2172 | 0.097031 | 0.11558 | 0.15108 | 0.108
6521 | Lateral Hardening | Lateral Hardening-Fuse-60172038 | Laterals | 13968 | 0.14716 | 8 | 13 | 223372.98 | 0 | 22419.2243 | 25442.3165 | 30364.3243 | -200953.7557 | -197930.6635 | -193008.6557 | 0.10037 | 0.1139 | 0.13594 | 0.10798
8624 | Lateral Hardening | Lateral Hardening-Fuse-10372443 | Laterals | 13993 | 0.040341 | 4 | 1 | 50000 | 0 | 4858.6728 | 5768.2099 | 7528.6708 | -45141.3272 | -44231.7901 | -42471.3292 | 0.097173 | 0.11536 | 0.15057 | 0.10797
14064 | Lateral Hardening | Lateral Hardening-Fuse-10479400 | Laterals | 14012 | 0.070833 | 5 | 5 | 120541.7 | 0 | 11738.186 | 13873.8863 | 17938.5846 | -108803.514 | -106667.8137 | -102603.1154 | 0.097379 | 0.1151 | 0.14882 | 0.10784
1590 | Lateral Hardening | Lateral Hardening-Fuse-91613923 | Laterals | 13854 | 0.12822 | 7 | 9 | 126561.16 | 0 | 12387.7041 | 14512.509 | 18609.403 | -114173.4559 | -112048.651 | -107951.757 | 0.097879 | 0.11467 | 0.14704 | 0.10783
11622 | Lateral Hardening | Lateral Hardening-Fuse-10840130 | Laterals | 14112 | 0.057576 | 3 | 3 | 97110.14 | 0 | 9663.5296 | 11068.7867 | 13501.9532 | -87446.6104 | -86041.3533 | -83608.1868 | 0.099511 | 0.11398 | 0.13904 | 0.1078
5318 | Lateral Hardening | Lateral Hardening-Fuse-60069931 | Laterals | 13610 | 0.21174 | 24 | 0 | 318771.26 | 0 | 31191.1741 | 36557.8608 | 46805.9888 | -287580.0859 | -282213.3992 | -271965.2712 | 0.097848 | 0.11468 | 0.14683 | 0.1078
10761 | Lateral Hardening | Lateral Hardening-Fuse-92428041 | Laterals | 13296 | 0.063636 | 4 | 2 | 53161.89 | 0 | 5155.1792 | 6123.6996 | 7930.8642 | -48006.7108 | -47038.1904 | -45231.0258 | 0.096971 | 0.11519 | 0.14918 | 0.10766
16083 | Lateral Hardening | Lateral Hardening-Fuse-10472618 | Laterals | 14114 | 0.085795 | 7 | 9 | 230809.74 | 0 | 23177.697 | 26218.8562 | 30721.2783 | -207632.043 | -204590.8838 | -200088.4617 | 0.10042 | 0.1136 | 0.1331 | 0.10764
5445 | Lateral Hardening | Lateral Hardening-Fuse-60068042 | Laterals | 13139 | 0.054924 | 6 | 13 | 91737.85 | 0 | 9001.4822 | 10508.3387 | 13197.6336 | -82736.3678 | -81229.5113 | -78540.2164 | 0.098122 | 0.11455 | 0.14386 | 0.10762
11669 | Lateral Hardening | Lateral Hardening-Fuse-10453989 | Laterals | 13130 | 0.034091 | 4 | 1 | 51215.13 | 0 | 4951.0635 | 5889.3646 | 7736.0904 | -46264.0665 | -45325.7654 | -43479.0396 | 0.096672 | 0.11499 | 0.15105 | 0.10761
15575 | Lateral Hardening | Lateral Hardening-Fuse-10556569 | Laterals | 13298 | 0.15246 | 6 | 3 | 64982.63 | 0 | 6290.7376 | 7473.5009 | 9758.6453 | -58691.8924 | -57509.1291 | -55223.9847 | 0.096806 | 0.11501 | 0.15017 | 0.1076
535 | Lateral Hardening | Lateral Hardening-Fuse-90908558 | Laterals | 13278 | 0.10833 | 10 | 20 | 163699.78 | 0 | 16041.5798 | 18728.4809 | 23632.6235 | -147658.2002 | -144971.2991 | -140067.1565 | 0.097994 | 0.11441 | 0.14437 | 0.10756
4253 | Lateral Hardening | Lateral Hardening-Fuse-10686123 | Laterals | 13808 | 0.16477 | 9 | 14 | 188753.55 | 0 | 18523.1205 | 21596.5912 | 27074.2626 | -170230.4295 | -167156.9588 | -161679.2874 | 0.098134 | 0.11442 | 0.14344 | 0.10755
13434 | Lateral Hardening | Lateral Hardening-Fuse-10433184 | Laterals | 13993 | 0.076515 | 6 | 0 | 88864.4 | 0 | 8545.1521 | 10244.8826 | 13552.5034 | -80319.2479 | -78619.5174 | -75311.8966 | 0.096159 | 0.11529 | 0.15251 | 0.10753
2365 | Lateral Hardening | Lateral Hardening-Fuse-10363992 | Laterals | 13096 | 0.050189 | 4 | 4 | 64343.03 | 0 | 6263.0566 | 7365.4773 | 9476.2214 | -58079.9734 | -56977.5527 | -54866.8086 | 0.097339 | 0.11447 | 0.14728 | 0.10747
5342 | Lateral Hardening | Lateral Hardening-Fuse-90751259 | Laterals | 13098 | 0.051515 | 6 | 2 | 52154.53 | 0 | 5035.4755 | 5994.7367 | 7833.8748 | -47119.0545 | -46159.7933 | -44320.6552 | 0.096549 | 0.11494 | 0.15021 | 0.10743
3469 | Lateral Hardening | Lateral Hardening-Fuse-10382368 | Laterals | 13224 | 0.275 | 15 | 0 | 273661.2 | 0 | 26286.2217 | 31514.8581 | 41689.616 | -247374.9783 | -242146.3419 | -231971.584 | 0.096054 | 0.11516 | 0.15234 | 0.10741
9905 | Lateral Hardening | Lateral Hardening-Fuse-10754737 | Laterals | 14306 | 0.032386 | 4 | 8 | 66284.79 | 0 | 6493.3203 | 7574.7521 | 9499.0588 | -59791.4697 | -58710.0379 | -56785.7312 | 0.097961 | 0.11428 | 0.14331 | 0.10739
9420 | Lateral Hardening | Lateral Hardening-Fuse-10562383 | Laterals | 13296 | 0.11818 | 8 | 0 | 90866.43 | 0 | 8723.8773 | 10459.1583 | 13835.9593 | -82142.5527 | -80407.2717 | -77030.4707 | 0.096008 | 0.1151 | 0.15227 | 0.10736
2270 | Lateral Hardening | Lateral Hardening-Fuse-90376074 | Laterals | 13458 | 0.077841 | 8 | 24 | 146463 | 0 | 14632.8294 | 16609.4862 | 19487.4337 | -131830.1706 | -129853.5138 | -126975.5663 | 0.099908 | 0.1134 | 0.13305 | 0.10727
12778 | Lateral Hardening | Lateral Hardening-Fuse-10075354 | Laterals | 13656 | 0.11667 | 8 | 2 | 145568.88 | 0 | 14566.2897 | 16400.1288 | 19555.2812 | -131002.5903 | -129168.7512 | -126013.5988 | 0.10006 | 0.11266 | 0.13434 | 0.10727
15186 | Lateral Hardening | Lateral Hardening-Fuse-90533672 | Laterals | 13839 | 0.044318 | 2 | 2 | 50000 | 0 | 4847.526 | 5721.1757 | 7370.0486 | -45152.474 | -44278.8243 | -42629.9514 | 0.096951 | 0.11442 | 0.1474 | 0.10724
3695 | Lateral Hardening | Lateral Hardening-Fuse-10388831 | Laterals | 13221 | 0.12538 | 6 | 2 | 98306.38 | 0 | 9662.8124 | 11159.5634 | 13961.9407 | -88643.5676 | -87146.8166 | -84344.4393 | 0.098293 | 0.11352 | 0.14202 | 0.10723
2624 | Lateral Hardening | Lateral Hardening-Fuse-90532545 | Laterals | 13839 | 0.055114 | 4 | 3 | 56383.59 | 0 | 5476.9457 | 6431.8162 | 8256.936 | -50906.6443 | -49951.7738 | -48126.654 | 0.097137 | 0.11407 | 0.14644 | 0.10715
10351 | Lateral Hardening | Lateral Hardening-Fuse-60206676 | Laterals | 13254 | 0.11515 | 9 | 0 | 138417.86 | 0 | 13259.4858 | 15896.9523 | 21029.3773 | -125158.3742 | -122520.9077 | -117388.4827 | 0.095793 | 0.11485 | 0.15193 | 0.10712
12401 | Lateral Hardening | Lateral Hardening-Fuse-10310502 | Laterals | 13531 | 0.32538 | 30 | 0 | 277017.93 | 0 | 26526.8861 | 31803.3935 | 42071.3068 | -250491.0439 | -245214.5365 | -234946.6232 | 0.095759 | 0.11481 | 0.15187 | 0.10708
5193 | Lateral Hardening | Lateral Hardening-Fuse-91666132 | Laterals | 13152 | 0.081629 | 7 | 13 | 106460.44 | 0 | 10387.918 | 12096.749 | 15345.0809 | -96072.522 | -94363.691 | -91115.3591 | 0.097575 | 0.11363 | 0.14414 | 0.10705
15182 | Lateral Hardening | Lateral Hardening-Fuse-10097058 | Laterals | 13461 | 0.15114 | 11 | 6 | 113254.38 | 0 | 10909.2573 | 12957.9818 | 16891.6316 | -102345.1227 | -100296.3982 | -96362.7484 | 0.096325 | 0.11441 | 0.14915 | 0.10703
2412 | Lateral Hardening | Lateral Hardening-Fuse-10165827 | Laterals | 13072 | 0.10189 | 9 | 24 | 207107.87 | 0 | 20231.8726 | 23579.3514 | 29538.2428 | -186875.9974 | -183528.5186 | -177569.6272 | 0.097688 | 0.11385 | 0.14262 | 0.10703
11219 | Lateral Hardening | Lateral Hardening-Fuse-91769412 | Laterals | 13185 | 0.14527 | 10 | 16 | 239444.26 | 0 | 23367.2733 | 27228.4505 | 34367.4559 | -216076.9867 | -212215.8095 | -205076.8041 | 0.09759 | 0.11372 | 0.14353 | 0.10702
15340 | Lateral Hardening | Lateral Hardening-Fuse-92035031 | Laterals | 13117 | 0.11553 | 6 | 3 | 110295.26 | 0 | 10612.7087 | 12615.7443 | 16464.4603 | -99682.5513 | -97679.5157 | -93830.7997 | 0.096221 | 0.11438 | 0.14928 | 0.10697
10652 | Lateral Hardening | Lateral Hardening-Fuse-10671312 | Laterals | 13724 | 0.069129 | 5 |  | 50000 | 0 | 4782.7916 | 5734.1447 | 7585.4471 | -45217.2084 | -44265.8553 | -42414.5529 | 0.095656 | 0.11468 | 0.15171 | 0.10697
368 | Lateral Hardening | Lateral Hardening-Fuse-10761281 | Laterals | 13422 | 0.19886 | 10 | 18 | 251758.68 | 0 | 24559.568 | 28618.0657 | 35912.2768 | -227199.112 | -223140.6143 | -215846.4032 | 0.097552 | 0.11367 | 0.14265 | 0.1069
7900 | Lateral Hardening | Lateral Hardening-Fuse-10482611 | Laterals | 13457 | 0.063258 | 6 | 6 | 141321.02 | 0 | 13626.1503 | 16145.1922 | 20860.5458 | -127694.8697 | -125175.8278 | -120460.4742 | 0.09642 | 0.11424 | 0.14761 | 0.10689
7353 | Lateral Hardening | Lateral Hardening-Fuse-93215269 | Laterals | 13328 | 0.040152 | 5 | 2 | 95662.06 | 0 | 9201.871 | 10930.4042 | 14242.2611 | -86460.189 | -84731.6558 | -81419.7989 | 0.096191 | 0.11426 | 0.14888 | 0.10688
6983 | Lateral Hardening | Lateral Hardening-Fuse-10928279 | Laterals | 13143 | 0.16761 | 20 | 26 | 517952.52 | 0 | 50020.2374 | 59032.6989 | 76293.8889 | -467932.2826 | -458919.8211 | -441658.6311 | 0.096573 | 0.11397 | 0.1473 | 0.10687
15235 | Lateral Hardening | Lateral Hardening-Fuse-90759504 | Laterals | 13576 | 0.085606 | 4 | 4 | 111738.34 | 0 | 10784.437 | 12724.1756 | 16446.5825 | -100953.903 | -99014.1644 | -95291.7575 | 0.096515 | 0.11387 | 0.14719 | 0.10679
19095 | Lateral Hardening | Lateral Hardening-Fuse-10722428 | Laterals | 13817 | 0.096402 | 6 | 3 | 67674.91 | 0 | 6731.3704 | 7650.4542 | 8929.6625 | -60943.5396 | -60024.4558 | -58745.2475 | 0.099466 | 0.11305 | 0.13195 | 0.10679
13256 | Lateral Hardening | Lateral Hardening-Fuse-90300748 | Laterals | 13813 | 0.20473 | 7 | 4 | 65396.87 | 0 | 6290.1795 | 7460.5417 | 9666.8899 | -59106.6905 | -57936.3283 | -55729.9801 | 0.096185 | 0.11408 | 0.14782 | 0.10672
12108 | Lateral Hardening | Lateral Hardening-Fuse-92126052 | Laterals | 13303 | 0.39678 | 17 | 2 | 165313.73 | 0 | 15817.2894 | 18888.5759 | 24822.2833 | -149496.4406 | -146425.1541 | -140491.4467 | 0.09568 | 0.11426 | 0.15015 | 0.1067
4268 | Lateral Hardening | Lateral Hardening-Fuse-10535989 | Laterals | 13115 | 0.062689 | 5 | 4 | 50000 | 0 | 4830.0701 | 5679.0736 | 7305.2945 | -45169.9299 | -44320.9264 | -42694.7055 | 0.096601 | 0.11358 | 0.14611 | 0.10665
4951 | Lateral Hardening | Lateral Hardening-Fuse-10916730 | Laterals | 13805 | 0.095265 | 4 | 2 | 55790.47 | 0 | 5369.2659 | 6353.8766 | 8215.7351 | -50421.2041 | -49436.5934 | -47574.7349 | 0.09624 | 0.11389 | 0.14726 | 0.10664
15166 | Lateral Hardening | Lateral Hardening-Fuse-60027837 | Laterals | 13094 | 0.1483 | 15 | 0 | 220387.4 | 0 | 21028.9349 | 25200.4305 | 33218.3668 | -199358.4651 | -195186.9695 | -187169.0332 | 0.095418 | 0.11435 | 0.15073 | 0.10663
16555 | Lateral Hardening | Lateral Hardening-Fuse-10667339 | Laterals | 13785 | 0.15189 | 9 | 4 | 104439.98 | 0 | 10032.6283 | 11912.535 | 15420.5039 | -94407.3517 | -92527.445 | -89019.4761 | 0.096061 | 0.11406 | 0.14765 | 0.10662
373 | Lateral Hardening | Lateral Hardening-Fuse-93001041 | Laterals | 13787 | 0.064015 | 5 | 2 | 53193.37 | 0 | 5108.9178 | 6064.5323 | 7852.5056 | -48084.4522 | -47128.8377 | -45340.8644 | 0.096044 | 0.11401 | 0.14762 | 0.10659
11805 | Lateral Hardening | Lateral Hardening-Fuse-93239533 | Laterals | 13114 | 0.1125 | 14 | 18 | 176549.31 | 0 | 17097.2313 | 20003.4073 | 25550.2759 | -159452.0787 | -156545.9027 | -150999.0341 | 0.096841 | 0.1133 | 0.14472 | 0.10657
13299 | Lateral Hardening | Lateral Hardening-Fuse-91419864 | Laterals | 13102 | 0.10265 | 9 | 27 | 203240.83 | 0 | 19768.2323 | 23038.6596 | 28853.8432 | -183472.5977 | -180202.1704 | -174386.9868 | 0.097265 | 0.11336 | 0.14197 | 0.10656
13171 | Lateral Hardening | Lateral Hardening-Fuse-60567509 | Laterals | 13817 | 0.10473 | 7 | 2 | 57086.15 | 0 | 5465.3293 | 6499.2817 | 8535.4001 | -51620.8207 | -50586.8683 | -48550.7499 | 0.095738 | 0.11385 | 0.14952 | 0.10655
17293 | Lateral Hardening | Lateral Hardening-Fuse-10266402 | Laterals | 13679 | 0.14223 | 8 | 7 | 115427.24 | 0 | 11155.513 | 13083.4549 | 16797.3661 | -104271.727 | -102343.7851 | -98629.8739 | 0.096645 | 0.11335 | 0.14552 | 0.10654
4494 | Lateral Hardening | Lateral Hardening-Fuse-60337816 | Laterals | 13655 | 0.067803 | 4 | 1 | 54016.85 | 0 | 5166.9989 | 6153.3347 | 8063.4178 | -48849.8511 | -47863.5153 | -45953.4322 | 0.095655 | 0.11392 | 0.14928 | 0.1065
6041 | Lateral Hardening | Lateral Hardening-Fuse-91097544 | Laterals | 13148 | 0.039962 | 4 | 2 | 50000 | 0 | 4806.7528 | 5684.8937 | 7345.0618 | -45193.2472 | -44315.1063 | -42654.9382 | 0.096135 | 0.1137 | 0.1469 | 0.10648
8490 | Lateral Hardening | Lateral Hardening-Fuse-91591093 | Laterals | 13838 | 0.024811 | 3 | 7 | 50000 | 0 | 4961.1417 | 5624.6735 | 6556.1426 | -45038.8583 | -44375.3265 | -43443.8574 | 0.099223 | 0.11249 | 0.13112 | 0.10639
9697 | Lateral Hardening | Lateral Hardening-Fuse-10253103 | Laterals | 13065 | 0.033902 | 3 | 1 | 58054.01 | 0 | 5546.2225 | 6605.9242 | 8642.1197 | -52507.7875 | -51448.0858 | -49411.8903 | 0.095536 | 0.11379 | 0.14886 | 0.10634
19335 | Lateral Hardening | Lateral Hardening-Fuse-10722413 | Laterals | 13817 | 0.1017 | 7 |  | 104707.56 | 0 | 9955.6528 | 11935.9483 | 15789.5397 | -94751.9072 | -92771.6117 | -88918.0203 | 0.095081 | 0.11399 | 0.1508 | 0.10633
5769 | Lateral Hardening | Lateral Hardening-Fuse-90898103 | Laterals | 13583 | 0.083144 | 6 | 2 | 54783.11 | 0 | 5244.1749 | 6229.3419 | 8087.5147 | -49538.9351 | -48553.7681 | -46695.5953 | 0.095726 | 0.11371 | 0.14763 | 0.10631
17047 | Lateral Hardening | Lateral Hardening-Fuse-91565157 | Laterals | 13044 | 0.030682 | 5 | 6 | 66651.81 | 0 | 6407.8884 | 7553.9629 | 9726.4963 | -60243.9216 | -59097.8471 | -56925.3137 | 0.09614 | 0.11333 | 0.14593 | 0.10628
13664 | Lateral Hardening | Lateral Hardening-Fuse-90292859 | Laterals | 13071 | 0.041288 | 3 | 2 | 55743.25 | 0 | 5337.7437 | 6335.5003 | 8196.7681 | -50405.5063 | -49407.7497 | -47546.4819 | 0.095756 | 0.11366 | 0.14705 | 0.10625
553 | Lateral Hardening | Lateral Hardening-Fuse-90162091 | Laterals | 13805 | 0.065341 | 6 | 1 | 50000 | 0 | 4771.1525 | 5677.1213 | 7447.9255 | -45228.8475 | -44322.8787 | -42552.0745 | 0.095423 | 0.11354 | 0.14896 | 0.10621
13546 | Lateral Hardening | Lateral Hardening-Fuse-10487461 | Laterals | 13458 | 0.059848 | 5 | 6 | 52847.09 | 0 | 5099.8011 | 5962.2444 | 7612.6841 | -47747.2889 | -46884.8456 | -45234.4059 | 0.096501 | 0.11282 | 0.14405 | 0.10615
13641 | Lateral Hardening | Lateral Hardening-Fuse-92266169 | Laterals | 14099 | 0.041667 | 4 | 2 | 51844.73 | 0 | 4951.8967 | 5882.5808 | 7669.0861 | -46892.8333 | -45962.1492 | -44175.6439 | 0.095514 | 0.11347 | 0.14792 | 0.10614
11848 | Lateral Hardening | Lateral Hardening-Fuse-10637258 | Laterals | 13699 | 0.060795 | 4 |  | 50000 | 0 | 4744.8819 | 5688.6943 | 7525.3228 | -45255.1181 | -44311.3057 | -42474.6772 | 0.094898 | 0.11377 | 0.15051 | 0.10612
10997 | Lateral Hardening | Lateral Hardening-Fuse-10827130 | Laterals | 13769 | 0.21629 | 14 | 16 | 280921.33 | 0 | 27226.9453 | 31651.9626 | 39645.2853 | -253694.3847 | -249269.3674 | -241276.0447 | 0.09692 | 0.11267 | 0.14113 | 0.10607
3521 | Lateral Hardening | Lateral Hardening-Fuse-92035388 | Laterals | 13442 | 0.11193 | 8 | 13 | 200795.34 | 0 | 19622.6582 | 22540.1203 | 27505.7664 | -181172.6818 | -178255.2197 | -173289.5736 | 0.097725 | 0.11225 | 0.13698 | 0.10601
596 | Lateral Hardening | Lateral Hardening-Fuse-92898559 | Laterals | 13159 | 0.19148 | 19 |  | 372296.34 | 0 | 35265.3315 | 42280.0176 | 55930.3709 | -337031.0085 | -330016.3224 | -316365.9691 | 0.094724 | 0.11357 | 0.15023 | 0.10593
17395 | Lateral Hardening | Lateral Hardening-Fuse-10556653 | Laterals | 13298 | 0.073674 | 5 | 0 | 64664.81 | 0 | 6124.8793 | 7343.1893 | 9713.9813 | -58539.9307 | -57321.6207 | -54950.8287 | 0.094717 | 0.11356 | 0.15022 | 0.10592
13023 | Lateral Hardening | Lateral Hardening-Fuse-92555138 | Laterals | 13787 | 0.069129 | 5 | 1 | 50000 | 0 | 4755.0316 | 5665.2862 | 7418.9312 | -45244.9684 | -44334.7138 | -42581.0688 | 0.095101 | 0.11331 | 0.14838 | 0.10589
10915 | Lateral Hardening | Lateral Hardening-Fuse-10142256 | Laterals | 13034 | 0.050568 | 5 | 7 | 71725.83 | 0 | 6911.6028 | 8062.0236 | 10256.9292 | -64814.2272 | -63663.8064 | -61468.9008 | 0.096361 | 0.1124 | 0.143 | 0.10584
13348 | Lateral Hardening | Lateral Hardening-Fuse-91796402 | Laterals | 13787 | 0.12879 | 6 | 2 | 58576.45 | 0 | 5581.2807 | 6630.0086 | 8602.6863 | -52995.1693 | -51946.4414 | -49973.7637 | 0.095282 | 0.11319 | 0.14686 | 0.10581
6837 | Lateral Hardening | Lateral Hardening-Fuse-92823788 | Laterals | 13657 | 0.046023 | 4 |  | 50000 | 0 | 4730.5757 | 5671.5424 | 7502.6334 | -45269.4243 | -44328.4576 | -42497.3666 | 0.094612 | 0.11343 | 0.15005 | 0.1058
12733 | Lateral Hardening | Lateral Hardening-Fuse-10198085 | Laterals | 13334 | 0.13333 | 13 | 29 | 277243.96 | 0 | 26710.0709 | 31225.3774 | 39389.4418 | -250533.8891 | -246018.5826 | -237854.5182 | 0.096341 | 0.11263 | 0.14208 | 0.1058
4198 | Lateral Hardening | Lateral Hardening-Fuse-10070758 | Laterals | 13657 | 0.074053 | 6 | 2 | 58466.27 | 0 | 5555.0921 | 6611.4633 | 8672.1217 | -52911.1779 | -51854.8067 | -49794.1483 | 0.095014 | 0.11308 | 0.14833 | 0.10577
10840 | Lateral Hardening | Lateral Hardening-Fuse-10667338 | Laterals | 13785 | 0.085985 | 5 | 1 | 107331.14 | 0 | 10181.2433 | 12142.2134 | 15942.8038 | -97149.8967 | -95188.9266 | -91388.3362 | 0.094858 | 0.11313 | 0.14854 | 0.10571
5071 | Lateral Hardening | Lateral Hardening-Fuse-90287711 | Laterals | 13807 | 0.081629 | 4 | 2 | 103547.8 | 0 | 9888.2561 | 11681.9802 | 15082.0395 | -93659.5439 | -91865.8198 | -88465.7605 | 0.095495 | 0.11282 | 0.14565 | 0.10571
12531 | Lateral Hardening | Lateral Hardening-Fuse-90190460 | Laterals | 13236 | 0.14981 | 8 |  | 56902.27 | 0 | 5378.8164 | 6448.7257 | 8530.7349 | -51523.4536 | -50453.5443 | -48371.5351 | 0.094527 | 0.11333 | 0.14992 | 0.10571
12887 | Lateral Hardening | Lateral Hardening-Fuse-10371684 | Laterals | 13100 | 0.040341 | 4 | 29 | 50000 | 0 | 4916.72 | 5588.3921 | 6559.8876 | -45083.28 | -44411.6079 | -43440.1124 | 0.098334 | 0.11177 | 0.1312 | 0.10565
10436 | Lateral Hardening | Lateral Hardening-Fuse-90877899 | Laterals | 13839 | 0.074242 | 7 | 2 | 142947.19 | 0 | 13562.9509 | 16159.6592 | 21167.2237 | -129384.2391 | -126787.5308 | -121779.9663 | 0.094881 | 0.11305 | 0.14808 | 0.10565
3794 | Lateral Hardening | Lateral Hardening-Fuse-10916848 | Laterals | 13805 | 0.23958 | 10 | 1 | 108306.28 | 0 | 10256.3306 | 12249.2005 | 16107.2332 | -98049.9494 | -96057.0795 | -92199.0468 | 0.094697 | 0.1131 | 0.14872 | 0.10562
17069 | Lateral Hardening | Lateral Hardening-Fuse-90621213 | Laterals | 13176 | 0.081061 | 10 |  | 91201.9 | 0 | 8613.7091 | 10327.0764 | 13661.234 | -82588.1909 | -80874.8236 | -77540.666 | 0.094447 | 0.11323 | 0.14979 | 0.10562
10901 | Lateral Hardening | Lateral Hardening-Fuse-90442368 | Laterals | 13072 | 0.079735 | 6 | 7 | 118601.72 | 0 | 11343.3659 | 13333.1933 | 17169.8045 | -107258.3541 | -105268.5267 | -101431.9155 | 0.095643 | 0.11242 | 0.14477 | 0.10559
10608 | Lateral Hardening | Lateral Hardening-Fuse-10627082 | Laterals | 13147 | 0.08428 | 6 | 1 | 50947.55 | 0 | 4832.6558 | 5750.1318 | 7545.4064 | -46114.8942 | -45197.4182 | -43402.1436 | 0.094856 | 0.11286 | 0.1481 | 0.10558
62 | Lateral Hardening | Lateral Hardening-Fuse-90526573 | Laterals | 13493 | 0.11004 | 8 | 24 | 232890.73 | 0 | 22374.5024 | 26128.02 | 33232.4195 | -210516.2276 | -206762.71 | -199658.3105 | 0.096073 | 0.11219 | 0.1427 | 0.10557
15635 | Lateral Hardening | Lateral Hardening-Fuse-10552442 | Laterals | 13577 | 0.070265 | 3 | 1 | 50000 | 0 | 4750.5828 | 5639.5406 | 7361.4833 | -45249.4172 | -44360.4594 | -42638.5167 | 0.095012 | 0.11279 | 0.14723 | 0.10557
3999 | Lateral Hardening | Lateral Hardening-Fuse-10671178 | Laterals | 13724 | 0.096591 | 7 | 14 | 160015.83 | 0 | 15372.9899 | 17945.5452 | 22831.5449 | -144642.8401 | -142070.2848 | -137184.2851 | 0.096072 | 0.11215 | 0.14268 | 0.10556
10366 | Lateral Hardening | Lateral Hardening-Fuse-10560409 | Laterals | 13297 | 0.10114 | 7 | 12 | 135591.66 | 0 | 13029.8972 | 15194.245 | 19320.1533 | -122561.7628 | -120397.415 | -116271.5067 | 0.096097 | 0.11206 | 0.14249 | 0.10552
2398 | Lateral Hardening | Lateral Hardening-Fuse-60010034 | Laterals | 13090 | 0.092614 | 9 | 8 | 119163.36 | 0 | 11398.493 | 13381.2867 | 17192.673 | -107764.867 | -105782.0733 | -101970.687 | 0.095654 | 0.11229 | 0.14428 | 0.10551
7157 | Lateral Hardening | Lateral Hardening-Fuse-60105301 | Laterals | 13030 | 0.036932 | 5 | 1 | 51451.23 | 0 | 4869.9172 | 5805.5183 | 7623.5832 | -46581.3128 | -45645.7117 | -43827.6468 | 0.094651 | 0.11284 | 0.14817 | 0.10546
16507 | Lateral Hardening | Lateral Hardening-Fuse-90300059 | Laterals | 13813 | 0.24678 | 11 | 3 | 156777.65 | 0 | 14841.5904 | 17677.3023 | 23101.1279 | -141936.0596 | -139100.3477 | -133676.5221 | 0.094666 | 0.11275 | 0.14735 | 0.10536
7098 | Lateral Hardening | Lateral Hardening-Fuse-92308007 | Laterals | 13546 | 0.0375 | 5 | 5 | 62779.77 | 0 | 6006.2587 | 7030.1238 | 9014.0778 | -56773.5113 | -55749.6462 | -53765.6922 | 0.095672 | 0.11198 | 0.14358 | 0.10536
12487 | Lateral Hardening | Lateral Hardening-Fuse-92706259 | Laterals | 13045 | 0.070833 | 8 | 12 | 135167.78 | 0 | 12958.8046 | 15126.8354 | 19246.478 | -122208.9754 | -120040.9446 | -115921.302 | 0.095872 | 0.11191 | 0.14239 | 0.10534
19597 | Lateral Hardening | Lateral Hardening-Fuse-10075352 | Laterals | 13656 | 0.10814 | 6 | 3 | 105242.72 | 0 | 9981.1031 | 11845.5505 | 15358.082 | -95261.6169 | -93397.1695 | -89884.638 | 0.094839 | 0.11255 | 0.14593 | 0.10526
16368 | Lateral Hardening | Lateral Hardening-Fuse-92634723 | Laterals | 13331 | 0.034848 | 5 | 0 | 70001.41 | 0 | 6587.2525 | 7897.5339 | 10447.2993 | -63414.1575 | -62103.8761 | -59554.1107 | 0.094102 | 0.11282 | 0.14924 | 0.10523
8883 | Lateral Hardening | Lateral Hardening-Fuse-60006699 | Laterals | 13092 | 0.11136 | 11 | 10 | 209496.63 | 0 | 20061.8216 | 23410.1713 | 29762.0038 | -189434.8084 | -186086.4587 | -179734.6262 | 0.095762 | 0.11174 | 0.14206 | 0.10519
9170 | Lateral Hardening | Lateral Hardening-Fuse-91141100 | Laterals | 13003 | 0.25606 | 11 | 3 | 157548.91 | 0 | 14881.8749 | 17732.9067 | 23188.7889 | -142667.0351 | -139816.0033 | -134360.1211 | 0.094459 | 0.11255 | 0.14718 | 0.10516
16260 | Lateral Hardening | Lateral Hardening-Fuse-60065898 | Laterals | 14275 | 0.03447 | 9 | 2 | 222527.17 | 0 | 21804.3753 | 24662.6598 | 28926.0186 | -200722.7947 | -197864.5102 | -193601.1514 | 0.097985 | 0.11083 | 0.12999 | 0.10504
7471 | Lateral Hardening | Lateral Hardening-Fuse-93301772 | Laterals | 13808 | 0.20019 | 10 | 6 | 204708.86 | 0 | 19696.1988 | 22771.7278 | 28443.8921 | -185012.6612 | -181937.1322 | -176264.9679 | 0.096216 | 0.11124 | 0.13895 | 0.105
1412 | Lateral Hardening | Lateral Hardening-Fuse-10632106 | Laterals | 13311 | 0.061174 | 4 | 15 | 104047.27 | 0 | 10007.1729 | 11575.3887 | 14420.6134 | -94040.0971 | -92471.8813 | -89626.6566 | 0.096179 | 0.11125 | 0.1386 | 0.10494
15288 | Lateral Hardening | Lateral Hardening-Fuse-10548823 | Laterals | 13690 | 0.066288 | 6 | 3 | 57820.93 | 0 | 5458.3838 | 6484.6508 | 8467.4381 | -52362.5462 | -51336.2792 | -49353.4919 | 0.094402 | 0.11215 | 0.14644 | 0.10493
13149 | Lateral Hardening | Lateral Hardening-Fuse-90847517 | Laterals | 13993 | 0.098674 | 6 | 1 | 56582.47 | 0 | 5327.3233 | 6354.0323 | 8342.5194 | -51255.1467 | -50228.4377 | -48239.9506 | 0.094151 | 0.1123 | 0.14744 | 0.10492
14736 | Lateral Hardening | Lateral Hardening-Fuse-10798778 | Laterals | 14025 | 0.043371 | 5 | 3 | 55407.71 | 0 | 5248.8037 | 6200.7166 | 8020.8449 | -50158.9063 | -49206.9934 | -47386.8651 | 0.094731 | 0.11191 | 0.14476 | 0.10489
6769 | Lateral Hardening | Lateral Hardening-Fuse-90209776 | Laterals | 13695 | 0.12159 | 5 | 3 | 106360.26 | 0 | 10218.4101 | 11816.7543 | 14766.9225 | -96141.8499 | -94543.5057 | -91593.3375 | 0.096074 | 0.1111 | 0.13884 | 0.10486
7388 | Lateral Hardening | Lateral Hardening-Fuse-92733931 | Laterals | 13807 | 0.091667 | 7 | 1 | 51561.41 | 0 | 4855.6754 | 5778.0208 | 7588.1665 | -46705.7346 | -45783.3892 | -43973.2435 | 0.094173 | 0.11206 | 0.14717 | 0.10484
9671 | Lateral Hardening | Lateral Hardening-Fuse-93275169 | Laterals | 13005 | 0.049621 | 3 | 7 | 52505.81 | 0 | 5017.7526 | 5852.265 | 7370.6193 | -47488.0574 | -46653.545 | -45135.1907 | 0.095566 | 0.11146 | 0.14038 | 0.10481
11459 | Lateral Hardening | Lateral Hardening-Fuse-90250169 | Laterals | 14031 | 0.064583 | 6 | 3 | 106061.2 | 0 | 10006.1012 | 11885.171 | 15466.0682 | -96055.0988 | -94176.029 | -90595.1318 | 0.094343 | 0.11206 | 0.14582 | 0.10481
1910 | Lateral Hardening | Lateral Hardening-Fuse-91870000 | Laterals | 13370 | 0.12292 | 8 | 0 | 96079.65 | 0 | 9004.3274 | 10795.3932 | 14280.7496 | -87075.3226 | -85284.2568 | -81798.9004 | 0.093717 | 0.11236 | 0.14863 | 0.1048
16414 | Lateral Hardening | Lateral Hardening-Fuse-60006902 | Laterals | 13092 | 0.15455 | 13 | 29 | 279720.09 | 0 | 26693.1542 | 31205.601 | 39364.4947 | -253026.9358 | -248514.489 | -240355.5953 | 0.095428 | 0.11156 | 0.14073 | 0.1048
15271 | Lateral Hardening | Lateral Hardening-Fuse-10310508 | Laterals | 13864 | 0.062689 | 5 | 10 | 80593.19 | 0 | 7697.1381 | 8971.8541 | 11332.101 | -72896.0519 | -71621.3359 | -69261.089 | 0.095506 | 0.11132 | 0.14061 | 0.10476
13899 | Lateral Hardening | Lateral Hardening-Fuse-90522472 | Laterals | 13483 | 0.16231 | 10 | 15 | 232492.18 | 0 | 22333.9933 | 25846.1514 | 31992.7683 | -210158.1867 | -206646.0286 | -200499.4117 | 0.096063 | 0.11117 | 0.13761 | 0.10475
14366 | Lateral Hardening | Lateral Hardening-Fuse-92219689 | Laterals | 13489 | 0.063826 | 6 | 1 | 53686.31 | 0 | 5243.0347 | 5909.2145 | 7020.5945 | -48443.2753 | -47777.0955 | -46665.7155 | 0.097661 | 0.11007 | 0.13077 | 0.10469
17447 | Lateral Hardening | Lateral Hardening-Fuse-90878773 | Laterals | 13839 | 0.057955 | 5 | 6 | 68409.69 | 0 | 6510.2368 | 7609.6155 | 9714.5284 | -61899.4532 | -60800.0745 | -58695.1616 | 0.095165 | 0.11124 | 0.14201 | 0.10467
7674 | Lateral Hardening | Lateral Hardening-Fuse-90561646 | Laterals | 13656 | 0.036742 | 4 | 1 | 51435.49 | 0 | 4836.5661 | 5752.5256 | 7554.4618 | -46598.9239 | -45682.9644 | -43881.0282 | 0.094032 | 0.11184 | 0.14687 | 0.10466
12884 | Lateral Hardening | Lateral Hardening-Fuse-10686102 | Laterals | 13808 | 0.064962 | 3 | 1 | 53780.75 | 0 | 5053.0775 | 6019.7937 | 7872.8931 | -48727.6725 | -47760.9563 | -45907.8569 | 0.093957 | 0.11193 | 0.14639 | 0.10459
16376 | Lateral Hardening | Lateral Hardening-Fuse-10633677 | Laterals | 13241 | 0.058144 | 4 | 1 | 53214.11 | 0 | 4998.8096 | 5946.1593 | 7810.6942 | -48215.3004 | -47267.9507 | -45403.4158 | 0.093938 | 0.11174 | 0.14678 | 0.10456
9583 | Lateral Hardening | Lateral Hardening-Fuse-92620825 | Laterals | 13309 | 0.056818 | 6 | 17 | 103685.25 | 0 | 9908.5639 | 11523.2054 | 14393.6184 | -93776.6861 | -92162.0446 | -89291.6316 | 0.095564 | 0.11114 | 0.13882 | 0.10456
9505 | Lateral Hardening | Lateral Hardening-Fuse-92022688 | Laterals | 13330 | 0.058333 | 3 | 1 | 53229.85 | 0 | 5000.0465 | 5955.7638 | 7785.075 | -48229.8035 | -47274.0862 | -45444.775 | 0.093933 | 0.11189 | 0.14625 | 0.10455
16139 | Lateral Hardening | Lateral Hardening-Fuse-10441191 | Laterals | 13946 | 0.14754 | 11 | 13 | 183391.21 | 0 | 17411.3911 | 20383.2287 | 26106.9026 | -165979.8189 | -163007.9813 | -157284.3074 | 0.094941 | 0.11115 | 0.14236 | 0.10454
17977 | Lateral Hardening | Lateral Hardening-Fuse-10420562 | Laterals | 13825 | 0.080682 | 6 | 15 | 145681.74 | 0 | 13901.704 | 16193.7491 | 20303.3088 | -131780.036 | -129487.9909 | -125378.4312 | 0.095425 | 0.11116 | 0.13937 | 0.10454
12720 | Lateral Hardening | Lateral Hardening-Fuse-10759933 | Laterals | 13331 | 0.093561 | 5 | 4 | 152412.67 | 0 | 14612.2485 | 16868.3634 | 21018.2089 | -137800.4215 | -135544.3066 | -131394.4611 | 0.095873 | 0.11068 | 0.1379 | 0.10452
15480 | Lateral Hardening | Lateral Hardening-Fuse-10125810 | Laterals | 13064 | 0.067235 | 7 | 18 | 88830.95 | 0 | 8472.3029 | 9875.5194 | 12373.4209 | -80358.6471 | -78955.4306 | -76457.5291 | 0.095376 | 0.11117 | 0.13929 | 0.10451
7185 | Lateral Hardening | Lateral Hardening-Fuse-91500584 | Laterals | 13223 | 0.18504 | 8 | 0 | 59321.23 | 0 | 5542.2304 | 6644.6448 | 8789.9076 | -53778.9996 | -52676.5852 | -50531.3224 | 0.093427 | 0.11201 | 0.14817 | 0.10448
15671 | Lateral Hardening | Lateral Hardening-Fuse-10679341 | Laterals | 13807 | 0.062689 | 4 | 3 | 57013.19 | 0 | 5397.4906 | 6339.8914 | 8143.6967 | -51615.6994 | -50673.2986 | -48869.4933 | 0.094671 | 0.1112 | 0.14284 | 0.10445
1810 | Lateral Hardening | Lateral Hardening-Fuse-91262486 | Laterals | 13582 | 0.091477 | 8 | 4 | 99418.92 | 0 | 9360.6615 | 11100.2513 | 14346.9642 | -90058.2585 | -88318.6687 | -85071.9558 | 0.094154 | 0.11165 | 0.14431 | 0.10442
8503 | Lateral Hardening | Lateral Hardening-Fuse-10633644 | Laterals | 13241 | 0.031818 | 4 | 4 | 58377.57 | 0 | 5540.2097 | 6475.6389 | 8274.3485 | -52837.3603 | -51901.9311 | -50103.2215 | 0.094903 | 0.11093 | 0.14174 | 0.10439
4217 | Lateral Hardening | Lateral Hardening-Fuse-10716304 | Laterals | 13959 | 0.056061 | 4 | 2 | 56970.97 | 0 | 5356.1785 | 6362.7794 | 8248.1704 | -51614.7915 | -50608.1906 | -48722.7996 | 0.094016 | 0.11168 | 0.14478 | 0.10439
4722 | Lateral Hardening | Lateral Hardening-Fuse-93188445 | Laterals | 13797 | 0.072348 | 4 |  | 88216.5 | 0 | 8237.1765 | 9874.4978 | 13018.4961 | -79979.3235 | -78342.0022 | -75198.0039 | 0.093375 | 0.11193 | 0.14757 | 0.10436
4519 | Lateral Hardening | Lateral Hardening-Fuse-60363057 | Laterals | 13017 | 0.10549 | 6 | 1 | 52710.43 | 0 | 4940.8703 | 5878.6757 | 7712.7534 | -47769.5597 | -46831.7543 | -44997.6766 | 0.093736 | 0.11153 | 0.14632 | 0.10433
5963 | Lateral Hardening | Lateral Hardening-Fuse-93276667 | Laterals | 13213 | 0.063447 | 4 | 2 | 53654.83 | 0 | 5036.7202 | 5982.956 | 7797.4225 | -48618.1098 | -47671.874 | -45857.4075 | 0.093873 | 0.11151 | 0.14533 | 0.10431
9447 | Lateral Hardening | Lateral Hardening-Fuse-92476174 | Laterals | 13813 | 0.16894 | 7 | 4 | 118663.94 | 0 | 11136.681 | 13224.9259 | 17273.7317 | -107527.259 | -105439.0141 | -101390.2083 | 0.093851 | 0.11145 | 0.14557 | 0.1043
324 | Lateral Hardening | Lateral Hardening-Fuse-10080948 | Laterals | 13668 | 0.19943 | 12 | 5 | 192347.22 | 0 | 18062.0125 | 21450.7303 | 27881.3329 | -174285.2075 | -170896.4897 | -164465.8871 | 0.093903 | 0.11152 | 0.14495 | 0.10429
7726 | Lateral Hardening | Lateral Hardening-Fuse-92640491 | Laterals | 13458 | 0.03447 | 3 | 2 | 51246.61 | 0 | 4818.0066 | 5713.2256 | 7394.4886 | -46428.6034 | -45533.3844 | -43852.1214 | 0.094016 | 0.11148 | 0.14429 | 0.10428
5965 | Lateral Hardening | Lateral Hardening-Fuse-10100719 | Laterals | 13048 | 0.039394 | 5 | 4 | 110810.42 | 0 | 10639.2261 | 12235.4795 | 14951.6084 | -100171.1939 | -98574.9405 | -95858.8116 | 0.096013 | 0.11042 | 0.13493 | 0.10423
15858 | Lateral Hardening | Lateral Hardening-Fuse-60174585 | Laterals | 13146 | 0.013258 | 2 | 32 | 50000 | 0 | 4834.9136 | 5524.0503 | 6523.92 | -45165.0864 | -44475.9497 | -43476.08 | 0.096698 | 0.11048 | 0.13048 | 0.10421
10422 | Lateral Hardening | Lateral Hardening-Fuse-10605194 | Laterals | 13924 | 0.040152 | 5 | 1 | 51718.81 | 0 | 4835.2227 | 5766.5163 | 7571.4728 | -46883.5873 | -45952.2937 | -44147.3372 | 0.093491 | 0.1115 | 0.1464 | 0.10418
14697 | Lateral Hardening | Lateral Hardening-Fuse-92243037 | Laterals | 13780 | 0.18693 | 14 | 24 | 309921.63 | 0 | 29379.9156 | 34326.3436 | 43571.5459 | -280541.7144 | -275595.2864 | -266350.0841 | 0.094798 | 0.11076 | 0.14059 | 0.10417
1471 | Lateral Hardening | Lateral Hardening-Fuse-90049936 | Laterals | 13390 | 0.076894 | 6 | 5 | 106066.94 | 0 | 10022.2884 | 11751.9377 | 15089.2784 | -96044.6516 | -94315.0023 | -90977.6616 | 0.09449 | 0.1108 | 0.14226 | 0.10416
17559 | Lateral Hardening | Lateral Hardening-Fuse-60004426 | Laterals | 13023 | 0.07803 | 7 | 9 | 117951.38 | 0 | 11167.3529 | 13050.1596 | 16630.0552 | -106784.0271 | -104901.2204 | -101321.3248 | 0.094678 | 0.11064 | 0.14099 | 0.1041
8477 | Lateral Hardening | Lateral Hardening-Fuse-92684413 | Laterals | 13793 | 0.080871 | 4 | 1 | 50664.23 | 0 | 4745.7911 | 5635.8396 | 7351.3159 | -45918.4389 | -45028.3904 | -43312.9141 | 0.093671 | 0.11124 | 0.1451 | 0.10408
7046 | Lateral Hardening | Lateral Hardening-Fuse-91184371 | Laterals | 13687 | 0.0625 | 4 | 1 | 98028.06 | 0 | 9184.2728 | 10913.8473 | 14168.9837 | -88843.7872 | -87114.2127 | -83859.0763 | 0.09369 | 0.11133 | 0.14454 | 0.10407
18938 | Lateral Hardening | Lateral Hardening-Fuse-91517928 | Laterals | 13148 | 0.089015 | 4 | 4 | 63131.05 | 0 | 5971.1629 | 6981.1015 | 8916.3608 | -57159.8871 | -56149.9485 | -54214.6892 | 0.094584 | 0.11058 | 0.14124 | 0.10405
10647 | Lateral Hardening | Lateral Hardening-Fuse-91031436 | Laterals | 13046 | 0.13371 | 14 | 28 | 237262.19 | 0 | 22470.723 | 26293.8041 | 33158.0515 | -214791.467 | -210968.3859 | -204104.1385 | 0.094708 | 0.11082 | 0.13975 | 0.10405
4200 | Lateral Hardening | Lateral Hardening-Fuse-10297939 | Laterals | 13737 | 0.10076 | 8 | 17 | 155210.18 | 0 | 14705.1726 | 17191.8877 | 21678.3478 | -140505.0074 | -138018.2923 | -133531.8322 | 0.094744 | 0.11077 | 0.13967 | 0.10404
5047 | Lateral Hardening | Lateral Hardening-Fuse-90375255 | Laterals | 13984 | 0.043182 | 4 | 2 | 50000 | 0 | 4695.8954 | 5555.0733 | 7178.5154 | -45304.1046 | -44444.9267 | -42821.4846 | 0.093918 | 0.1111 | 0.14357 | 0.10404
8405 | Lateral Hardening | Lateral Hardening-Fuse-60130959 | Laterals | 13022 | 0.15417 | 14 | 33 | 287351.11 | 0 | 27210.4054 | 31818.3229 | 40160.441 | -260140.7046 | -255532.7871 | -247190.669 | 0.094694 | 0.11073 | 0.13976 | 0.10401
14123 | Lateral Hardening | Lateral Hardening-Fuse-91566435 | Laterals | 13044 | 0.023674 | 2 | 8 | 50000 | 0 | 4847.8921 | 5500.0594 | 6407.9836 | -45152.1079 | -44499.9406 | -43592.0164 | 0.096958 | 0.11 | 0.12816 | 0.10399
8799 | Lateral Hardening | Lateral Hardening-Fuse-60424318 | Laterals | 13295 | 0.2322 | 18 | 92 | 665593.24 | 0 | 64069.0506 | 73075.4798 | 87851.3602 | -601524.1894 | -592517.7602 | -577741.8798 | 0.096259 | 0.10979 | 0.13199 | 0.10389
9964 | Lateral Hardening | Lateral Hardening-Fuse-60144204 | Laterals | 13176 | 0.096023 | 11 | 20 | 198759.93 | 0 | 18808.5012 | 21923.683 | 27857.4712 | -179951.4288 | -176836.247 | -170902.4588 | 0.094629 | 0.1103 | 0.14016 | 0.10388
4207 | Lateral Hardening | Lateral Hardening-Fuse-10169242 | Laterals | 13210 | 0.1161 | 13 | 20 | 340342.69 | 0 | 31989.8803 | 37651.2571 | 48581.4339 | -308352.8097 | -302691.4329 | -291761.2561 | 0.093993 | 0.11063 | 0.14274 | 0.10386
5841 | Lateral Hardening | Lateral Hardening-Fuse-60070002 | Laterals | 13046 | 0.073864 | 6 | 13 | 146132.46 | 0 | 13782.37 | 16129.5412 | 20621.0063 | -132350.09 | -130002.9188 | -125511.4537 | 0.094314 | 0.11038 | 0.14111 | 0.10381
19228 | Lateral Hardening | Lateral Hardening-Fuse-92004461 | Laterals | 13479 | 0.037879 | 7 | 0 | 82856.6 | 0 | 7690.3337 | 9220.0309 | 12196.7723 | -75166.2663 | -73636.5691 | -70659.8277 | 0.092815 | 0.11128 | 0.1472 | 0.10379
16453 | Lateral Hardening | Lateral Hardening-Fuse-10840139 | Laterals | 14112 | 0.070076 | 4 | 1 | 50000 | 0 | 4670.3257 | 5545.4064 | 7237.1149 | -45329.6743 | -44454.5936 | -42762.8851 | 0.093407 | 0.11091 | 0.14474 | 0.10379
17157 | Lateral Hardening | Lateral Hardening-Fuse-91750780 | Laterals | 13371 | 0.30985 | 25 | 0 | 266810.81 | 0 | 24763.1035 | 29688.7739 | 39273.9698 | -242047.7065 | -237122.0361 | -227536.8402 | 0.092811 | 0.11127 | 0.1472 | 0.10379
9609 | Lateral Hardening | Lateral Hardening-Fuse-90956555 | Laterals | 13591 | 0.13712 | 13 | 23 | 261838.76 | 0 | 24725.5433 | 28882.6471 | 36716.0468 | -237113.2167 | -232956.1129 | -225122.7132 | 0.09443 | 0.11031 | 0.14022 | 0.10377
5700 | Lateral Hardening | Lateral Hardening-Fuse-92345689 | Laterals | 13150 | 0.041856 | 5 | 14 | 51351.79 | 0 | 4864.6282 | 5658.969 | 7077.2523 | -46487.1618 | -45692.821 | -44274.5377 | 0.094731 | 0.1102 | 0.13782 | 0.10368
4896 | Lateral Hardening | Lateral Hardening-Fuse-10694135 | Laterals | 13254 | 0.12235 | 6 |  | 50000 | 0 | 4635.2012 | 5557.1968 | 7351.3706 | -45364.7988 | -44442.8032 | -42648.6294 | 0.092704 | 0.11114 | 0.14703 | 0.10367
17530 | Lateral Hardening | Lateral Hardening-Fuse-10441826 | Laterals | 13947 | 0.042045 | 4 | 4 | 55297.53 | 0 | 5209.788 | 6089.4276 | 7780.861 | -50087.742 | -49208.1024 | -47516.669 | 0.094214 | 0.11012 | 0.14071 | 0.10364
4630 | Lateral Hardening | Lateral Hardening-Fuse-90287234 | Laterals | 13807 | 0.057765 | 3 | 2 | 57112.63 | 0 | 5330.2092 | 6326.5575 | 8185.1981 | -51782.4208 | -50786.0725 | -48927.4319 | 0.093328 | 0.11077 | 0.14332 | 0.10356
14661 | Lateral Hardening | Lateral Hardening-Fuse-91739147 | Laterals | 13039 | 0.077083 | 6 | 11 | 138540.04 | 0 | 13019.1996 | 15260.1027 | 19561.0373 | -125520.8404 | -123279.9373 | -118979.0027 | 0.093974 | 0.11015 | 0.14119 | 0.10355
14008 | Lateral Hardening | Lateral Hardening-Fuse-90647971 | Laterals | 13147 | 0.039583 | 4 | 4 | 50000 | 0 | 4676.0155 | 5523.9049 | 7144.74 | -45323.9845 | -44476.0951 | -42855.26 | 0.09352 | 0.11048 | 0.14289 | 0.10355
5423 | Lateral Hardening | Lateral Hardening-Fuse-93248041 | Laterals | 13175 | 0.066288 | 5 | 0 | 87274.1 | 0 | 8079.4805 | 9686.5835 | 12813.9542 | -79194.6195 | -77587.5165 | -74460.1458 | 0.092576 | 0.11099 | 0.14682 | 0.10353
7576 | Lateral Hardening | Lateral Hardening-Fuse-92866519 | Laterals | 13460 | 0.062689 | 4 | 2 | 53083.19 | 0 | 4961.9127 | 5861.9401 | 7574.0078 | -48121.2773 | -47221.2499 | -45509.1822 | 0.093474 | 0.11043 | 0.14268 | 0.10348
159 | Lateral Hardening | Lateral Hardening-Fuse-10101256 | Laterals | 13046 | 0.050758 | 5 | 17 | 143194.82 | 0 | 13565.8269 | 15700.6438 | 19591.6131 | -129628.9931 | -127494.1762 | -123603.2069 | 0.094737 | 0.10965 | 0.13682 | 0.10342
16969 | Lateral Hardening | Lateral Hardening-Fuse-93020649 | Laterals | 13840 | 0.08428 | 4 | 10 | 103259.48 | 0 | 9734.4108 | 11350.069 | 14322.0188 | -93525.0692 | -91909.411 | -88937.4612 | 0.094271 | 0.10992 | 0.1387 | 0.10341
4062 | Lateral Hardening | Lateral Hardening-Fuse-93226626 | Laterals | 13459 | 0.068182 | 5 | 1 | 54048.33 | 0 | 5011.307 | 5984.904 | 7856.4263 | -49037.023 | -48063.426 | -46191.9037 | 0.092719 | 0.11073 | 0.14536 | 0.10339
7052 | Lateral Hardening | Lateral Hardening-Fuse-10567085 | Laterals | 13314 | 0.26932 | 25 | 0 | 315733.83 | 0 | 29189.8159 | 34996.011 | 46294.6797 | -286544.0141 | -280737.819 | -269439.1503 | 0.092451 | 0.11084 | 0.14663 | 0.10339
18052 | Lateral Hardening | Lateral Hardening-Fuse-90445634 | Laterals | 13064 | 0.042614 | 5 | 1 | 51923.43 | 0 | 4817.0348 | 5742.3412 | 7540.7737 | -47106.3952 | -46181.0888 | -44382.6563 | 0.092772 | 0.11059 | 0.14523 | 0.10336
19388 | Lateral Hardening | Lateral Hardening-Fuse-92380133 | Laterals | 13815 | 0.12746 | 7 | 2 | 155230.13 | 0 | 14966.5367 | 16895.8952 | 19956.1375 | -140263.5933 | -138334.2348 | -135273.9925 | 0.096415 | 0.10884 | 0.12856 | 0.10336
2700 | Lateral Hardening | Lateral Hardening-Fuse-10127947 | Laterals | 13078 | 0.096591 | 11 | 22 | 170583.9 | 0 | 16043.2121 | 18787.9947 | 23675.7374 | -154540.6879 | -151795.9053 | -146908.1626 | 0.094049 | 0.11014 | 0.13879 | 0.10335
14986 | Lateral Hardening | Lateral Hardening-Fuse-10567780 | Laterals | 13279 | 0.069508 | 6 | 14 | 140823.08 | 0 | 13275.7773 | 15478.7808 | 19394.5725 | -127547.3027 | -125344.2992 | -121428.5075 | 0.094273 | 0.10992 | 0.13772 | 0.10331
11660 | Lateral Hardening | Lateral Hardening-Fuse-10436876 | Laterals | 13836 | 0.045644 | 3 | 2 | 56105.27 | 0 | 5222.7041 | 6199.1491 | 8025.2762 | -50882.5659 | -49906.1209 | -48079.9938 | 0.093088 | 0.11049 | 0.14304 | 0.1033
5359 | Lateral Hardening | Lateral Hardening-Fuse-92935866 | Laterals | 13433 | 0.064583 | 4 | 1 | 87009.05 | 0 | 8369.9418 | 9496.2179 | 11093.8106 | -78639.1082 | -77512.8321 | -75915.2394 | 0.096196 | 0.10914 | 0.1275 | 0.10321
10950 | Lateral Hardening | Lateral Hardening-Fuse-10436881 | Laterals | 13932 | 0.10322 | 6 | 10 | 127904.8 | 0 | 12023.997 | 14008.1685 | 17759.6436 | -115880.803 | -113896.6315 | -110145.1564 | 0.094007 | 0.10952 | 0.13885 | 0.10315
17217 | Lateral Hardening | Lateral Hardening-Fuse-10679438 | Laterals | 13807 | 0.067614 | 4 |  | 50000 | 0 | 4610.4038 | 5527.467 | 7312.0423 | -45389.5962 | -44472.533 | -42687.9577 | 0.092208 | 0.11055 | 0.14624 | 0.10311
1262 | Lateral Hardening | Lateral Hardening-Fuse-60586034 | Laterals | 13391 | 0.035606 | 5 | 1 | 51341.05 | 0 | 4754.7804 | 5655.3564 | 7426.525 | -46586.2696 | -45685.6936 | -43914.525 | 0.092612 | 0.11015 | 0.14465 | 0.10308
2214 | Lateral Hardening | Lateral Hardening-Fuse-90586163 | Laterals | 13243 | 0.060227 | 3 | 8 | 50000 | 0 | 4724.9931 | 5464.0046 | 6794.1147 | -45275.0069 | -44535.9954 | -43205.8853 | 0.0945 | 0.10928 | 0.13588 | 0.10307
7251 | Lateral Hardening | Lateral Hardening-Fuse-91215178 | Laterals | 13927 | 0.057955 | 4 | 2 | 53198.37 | 0 | 4934.0043 | 5859.4418 | 7642.7963 | -48264.3657 | -47338.9282 | -45555.5737 | 0.092747 | 0.11014 | 0.14367 | 0.10306
17022 | Lateral Hardening | Lateral Hardening-Fuse-90758161 | Laterals | 13471 | 0.056629 | 7 | 17 | 124032.76 | 0 | 11649.5521 | 13599.2215 | 17084.9025 | -112383.2079 | -110433.5385 | -106947.8575 | 0.093923 | 0.10964 | 0.13775 | 0.10302
2332 | Lateral Hardening | Lateral Hardening-Fuse-60360534 | Laterals | 13698 | 0.15114 | 9 | 0 | 254400.9 | 0 | 23981.9739 | 27709.4633 | 35060.7374 | -230418.9261 | -226691.4367 | -219340.1626 | 0.094268 | 0.10892 | 0.13782 | 0.10302
4075 | Lateral Hardening | Lateral Hardening-Fuse-92124242 | Laterals | 13020 | 0.18409 | 15 | 25 | 265742.28 | 0 | 24900.3588 | 29109.0688 | 37016.3606 | -240841.9212 | -236633.2112 | -228725.9194 | 0.093701 | 0.10954 | 0.13929 | 0.10301
14723 | Lateral Hardening | Lateral Hardening-Fuse-91385607 | Laterals | 13151 | 0.098295 | 6 | 2 | 96055.56 | 0 | 9006.3243 | 10509.134 | 13378.0595 | -87049.2357 | -85546.426 | -82677.5005 | 0.093762 | 0.10941 | 0.13927 | 0.10301
9534 | Lateral Hardening | Lateral Hardening-Fuse-90428275 | Laterals | 13870 | 0.10625 | 6 | 0 | 52773.39 | 0 | 4860.9623 | 5827.8644 | 7709.4248 | -47912.4277 | -46945.5256 | -45063.9652 | 0.09211 | 0.11043 | 0.14609 | 0.103
7823 | Lateral Hardening | Lateral Hardening-Fuse-10616434 | Laterals | 13124 | 0.18333 | 9 | 1 | 59179.57 | 0 | 5466.3205 | 6527.2 | 8569.351 | -53713.2495 | -52652.37 | -50610.219 | 0.092368 | 0.11029 | 0.1448 | 0.10299
9625 | Lateral Hardening | Lateral Hardening-Fuse-90571156 | Laterals | 14050 | 0.097348 | 6 | 4 | 63823.61 | 0 | 5945.079 | 7002.8656 | 9016.501 | -57878.531 | -56820.7444 | -54807.109 | 0.093149 | 0.10972 | 0.14127 | 0.10293
18363 | Lateral Hardening | Lateral Hardening-Fuse-60451315 | Laterals | 13805 | 0.087121 | 7 | 2 | 95126.9 | 0 | 8806.8396 | 10463.8345 | 13657.1063 | -86320.0604 | -84663.0655 | -81469.7937 | 0.09258 | 0.11 | 0.14357 | 0.1029
15837 | Lateral Hardening | Lateral Hardening-Fuse-60475527 | Laterals | 13787 | 0.07197 | 4 | 1 | 54363.13 | 0 | 5024.6664 | 5983.8322 | 7841.2993 | -49338.4636 | -48379.2978 | -46521.8307 | 0.092428 | 0.11007 | 0.14424 | 0.1029
8156 | Lateral Hardening | Lateral Hardening-Fuse-10368969 | Laterals | 13097 | 0.054924 | 4 | 1 | 52946.53 | 0 | 4892.1145 | 5824.4583 | 7635.2646 | -48054.4155 | -47122.0717 | -45311.2654 | 0.092397 | 0.11001 | 0.14421 | 0.10286
18677 | Lateral Hardening | Lateral Hardening-Fuse-10054998 | Laterals | 13419 | 0.13106 | 8 | 12 | 98065.33 | 0 | 9178.1689 | 10716.4738 | 13642.6897 | -88887.1611 | -87348.8562 | -84422.6403 | 0.093592 | 0.10928 | 0.13912 | 0.10285
8977 | Lateral Hardening | Lateral Hardening-Fuse-60332330 | Laterals | 13906 | 0.061553 | 4 | 1 | 53497.43 | 0 | 4942.5966 | 5878.367 | 7720.0712 | -48554.8334 | -47619.063 | -45777.3588 | 0.092389 | 0.10988 | 0.14431 | 0.10283
5844 | Lateral Hardening | Lateral Hardening-Fuse-10080891 | Laterals | 14000 | 0.044318 | 4 | 1 | 52065.09 | 0 | 4804.5192 | 5720.169 | 7498.5521 | -47260.5708 | -46344.921 | -44566.5379 | 0.092279 | 0.10987 | 0.14402 | 0.10273
8319 | Lateral Hardening | Lateral Hardening-Fuse-10387731 | Laterals | 13714 | 0.094129 | 11 | 0 | 168569.85 | 0 | 15484.3166 | 18564.328 | 24557.9309 | -153085.5334 | -150005.522 | -144011.9191 | 0.091857 | 0.11013 | 0.14568 | 0.10272
4710 | Lateral Hardening | Lateral Hardening-Fuse-10455415 | Laterals | 13171 | 0.41155 | 35 |  | 434270.39 | 0 | 39890.0476 | 47824.6437 | 63265.1123 | -394380.3424 | -386445.7463 | -371005.2777 | 0.091855 | 0.11013 | 0.14568 | 0.10272
6519 | Lateral Hardening | Lateral Hardening-Fuse-60020417 | Laterals | 13070 | 0.049811 | 3 | 2 | 56451.55 | 0 | 5224.3642 | 6199.9445 | 8024.2936 | -51227.1858 | -50251.6055 | -48427.2564 | 0.092546 | 0.10983 | 0.14214 | 0.10269
2672 | Lateral Hardening | Lateral Hardening-Fuse-92013044 | Laterals | 13417 | 0.049621 | 4 | 13 | 95227.13 | 0 | 8950.0485 | 10368.4277 | 12963.7248 | -86277.0815 | -84858.7023 | -82263.4052 | 0.093986 | 0.10888 | 0.13613 | 0.10267
14131 | Lateral Hardening | Lateral Hardening-Fuse-10635964 | Laterals | 13722 | 0.074432 | 5 | 4 | 61919.07 | 0 | 5754.9948 | 6766.5765 | 8704.2074 | -56164.0752 | -55152.4935 | -53214.8626 | 0.092944 | 0.10928 | 0.14057 | 0.10261
6543 | Lateral Hardening | Lateral Hardening-Fuse-10802838 | Laterals | 13133 | 0.043561 | 5 | 3 | 59862.13 | 0 | 5523.8676 | 6564.8244 | 8566.8895 | -54338.2624 | -53297.3056 | -51295.2405 | 0.092276 | 0.10967 | 0.14311 | 0.10258
14244 | Lateral Hardening | Lateral Hardening-Fuse-10070769 | Laterals | 13657 | 0.27746 | 12 | 3 | 63072.35 | 0 | 5811.7125 | 6915.3364 | 9036.5635 | -57260.6375 | -56157.0136 | -54035.7865 | 0.092144 | 0.10964 | 0.14327 | 0.10251
16644 | Lateral Hardening | Lateral Hardening-Fuse-10747931 | Laterals | 14023 | 0.17746 | 11 |  | 54761.63 | 0 | 5018.5372 | 6016.7828 | 7959.3367 | -49743.0928 | -48744.8472 | -46802.2933 | 0.091643 | 0.10987 | 0.14535 | 0.10248
15754 | Lateral Hardening | Lateral Hardening-Fuse-10492866 | Laterals | 13461 | 0.0375 | 4 | 1 | 51498.45 | 0 | 4740.0623 | 5643.4279 | 7397.9524 | -46758.3877 | -45855.0221 | -44100.4976 | 0.092043 | 0.10958 | 0.14365 | 0.10247
12688 | Lateral Hardening | Lateral Hardening-Fuse-10916815 | Laterals | 13805 | 0.07197 | 4 | 5 | 106166.38 | 0 | 9915.5393 | 11537.2011 | 14663.7464 | -96250.8407 | -94629.1789 | -91502.6336 | 0.093396 | 0.10867 | 0.13812 | 0.10245
16362 | Lateral Hardening | Lateral Hardening-Fuse-60370315 | Laterals | 13786 | 0.50455 | 23 | 0 | 213774.36 | 0 | 19580.43 | 23475.2061 | 31054.3149 | -194193.93 | -190299.1539 | -182720.0451 | 0.091594 | 0.10981 | 0.14527 | 0.10243
10611 | Lateral Hardening | Lateral Hardening-Fuse-90297798 | Laterals | 13147 | 0.11837 | 4 | 4 | 101654 | 0 | 9665.8503 | 10980.7011 | 13164.7032 | -91988.1497 | -90673.2989 | -88489.2968 | 0.095086 | 0.10802 | 0.12951 | 0.10241
5761 | Lateral Hardening | Lateral Hardening-Fuse-10333108 | Laterals | 13890 | 0.033144 | 5 | 0 | 58996.43 | 0 | 5397.0327 | 6470.5655 | 8559.6258 | -53599.3973 | -52525.8645 | -50436.8042 | 0.091481 | 0.10968 | 0.14509 | 0.1023
16396 | Lateral Hardening | Lateral Hardening-Fuse-91901369 | Laterals | 13236 | 0.2233 | 11 | 0 | 66430.71 | 0 | 6074.0811 | 7282.2868 | 9633.4161 | -60356.6289 | -59148.4232 | -56797.2939 | 0.091435 | 0.10962 | 0.14501 | 0.10225
2351 | Lateral Hardening | Lateral Hardening-Fuse-90992463 | Laterals | 13303 | 0.071402 | 5 | 2 | 53807.23 | 0 | 4952.5665 | 5884.0698 | 7622.0041 | -48854.6635 | -47923.1602 | -46185.2259 | 0.092043 | 0.10935 | 0.14165 | 0.1022
12351 | Lateral Hardening | Lateral Hardening-Fuse-10487518 | Laterals | 13458 | 0.036932 | 5 | 0 | 51451.23 | 0 | 4701.6708 | 5636.888 | 7456.7906 | -46749.5592 | -45814.342 | -43994.4394 | 0.091381 | 0.10956 | 0.14493 | 0.10219
15381 | Lateral Hardening | Lateral Hardening-Fuse-91863410 | Laterals | 13630 | 0.13504 | 10 | 17 | 218435.62 | 0 | 20346.9166 | 23678.7173 | 30083.2228 | -198088.7034 | -194756.9027 | -188352.3972 | 0.093148 | 0.1084 | 0.13772 | 0.10218
18320 | Lateral Hardening | Lateral Hardening-Fuse-60398391 | Laterals | 13656 | 0.075758 | 5 | 1 | 50239.25 | 0 | 4610.7733 | 5491.844 | 7194.986 | -45628.4767 | -44747.406 | -43044.264 | 0.091776 | 0.10931 | 0.14321 | 0.10218
16965 | Lateral Hardening | Lateral Hardening-Fuse-60492880 | Laterals | 13150 | 0.070076 | 9 | 3 | 155473.99 | 0 | 14497.884 | 16826.0137 | 21291.8274 | -140976.106 | -138647.9763 | -134182.1626 | 0.09325 | 0.10822 | 0.13695 | 0.10211
19289 | Lateral Hardening | Lateral Hardening-Fuse-93265548 | Laterals | 13042 | 0.05928 | 5 | 11 | 128183.12 | 0 | 11930.1661 | 13910.8792 | 17496.134 | -116252.9539 | -114272.2408 | -110686.986 | 0.093071 | 0.10852 | 0.13649 | 0.10205
14097 | Lateral Hardening | Lateral Hardening-Fuse-91187239 | Laterals | 13298 | 0.66004 | 34 | 26 | 594267.01 | 0 | 54742.9148 | 64740.4551 | 83621.2129 | -539524.0952 | -529526.5549 | -510645.7971 | 0.092118 | 0.10894 | 0.14071 | 0.10202
18417 | Lateral Hardening | Lateral Hardening-Fuse-93323506 | Laterals | 13723 | 0.13087 | 4 | 4 | 106622.84 | 0 | 10098.0419 | 11490.1927 | 13674.4738 | -96524.7981 | -95132.6473 | -92948.3662 | 0.094708 | 0.10776 | 0.12825 | 0.10198
14441 | Lateral Hardening | Lateral Hardening-Fuse-91438599 | Laterals | 13889 | 0.071212 | 4 |  | 50000 | 0 | 4559.2769 | 5466.1703 | 7230.9556 | -45440.7231 | -44533.8297 | -42769.0444 | 0.091186 | 0.10932 | 0.14462 | 0.10197
3577 | Lateral Hardening | Lateral Hardening-Fuse-92702173 | Laterals | 13299 | 0.13333 | 9 | 2 | 99476.14 | 0 | 9110.558 | 10836.1655 | 14237.2429 | -90365.582 | -88639.9745 | -85238.8971 | 0.091585 | 0.10893 | 0.14312 | 0.10194
13155 | Lateral Hardening | Lateral Hardening-Fuse-10509559 | Laterals | 13579 | 0.051326 | 4 | 14 | 139312.04 | 0 | 13027.9215 | 15035.3183 | 18682.7553 | -126284.1185 | -124276.7217 | -120629.2847 | 0.093516 | 0.10793 | 0.13411 | 0.1019
119 | Lateral Hardening | Lateral Hardening-Fuse-10679297 | Laterals | 13807 | 0.099811 | 6 | 7 | 115831.48 | 0 | 10731.3206 | 12546.6733 | 15991.4677 | -105100.1594 | -103284.8067 | -99840.0123 | 0.092646 | 0.10832 | 0.13806 | 0.10189
3678 | Lateral Hardening | Lateral Hardening-Fuse-10798812 | Laterals | 13650 | 0.085985 | 6 | 2 | 51089.21 | 0 | 4686.5722 | 5567.2763 | 7232.8026 | -46402.6378 | -45521.9337 | -43856.4074 | 0.091733 | 0.10897 | 0.14157 | 0.10189
338 | Lateral Hardening | Lateral Hardening-Fuse-10829406 | Laterals | 13687 | 0.069886 | 4 | 1 | 54189.99 | 0 | 4958.8174 | 5904.6594 | 7738.1932 | -49231.1726 | -48285.3306 | -46451.7968 | 0.091508 | 0.10896 | 0.1428 | 0.10187
564 | Lateral Hardening | Lateral Hardening-Fuse-10716386 | Laterals | 13959 | 0.041288 | 3 | 1 | 51813.25 | 0 | 4741.9603 | 5640.1335 | 7404.6724 | -47071.2897 | -46173.1165 | -44408.5776 | 0.09152 | 0.10886 | 0.14291 | 0.10186
19339 | Lateral Hardening | Lateral Hardening-Fuse-10704138 | Laterals | 13962 | 0.17064 | 10 | 14 | 229254.74 | 0 | 21384.1816 | 24765.9968 | 30861.6209 | -207870.5584 | -204488.7432 | -198393.1191 | 0.093277 | 0.10803 | 0.13462 | 0.10184
9694 | Lateral Hardening | Lateral Hardening-Fuse-10168343 | Laterals | 13207 | 0.077273 | 11 | 11 | 191968.41 | 0 | 17731.0107 | 20800.4519 | 26692.8888 | -174237.3993 | -171167.9581 | -165275.5212 | 0.092364 | 0.10835 | 0.13905 | 0.10183
17482 | Lateral Hardening | Lateral Hardening-Fuse-10745638 | Laterals | 13431 | 0.17557 | 7 | 3 | 111354.84 | 0 | 10198.7423 | 12118.1747 | 15824.0841 | -101156.0977 | -99236.6653 | -95530.7559 | 0.091588 | 0.10882 | 0.14211 | 0.10181
234 | Lateral Hardening | Lateral Hardening-Fuse-10629052 | Laterals | 13787 | 0.068561 | 4 | 1 | 54079.81 | 0 | 4943.7978 | 5880.722 | 7724.7376 | -49136.0122 | -48199.088 | -46355.0724 | 0.091417 | 0.10874 | 0.14284 | 0.10176
8409 | Lateral Hardening | Lateral Hardening-Fuse-60188257 | Laterals | 13807 | 0.064394 | 3 | 2 | 53224.85 | 0 | 4892.227 | 5774.4418 | 7443.915 | -48332.623 | -47450.4082 | -45780.935 | 0.091916 | 0.10849 | 0.13986 | 0.10168
6468 | Lateral Hardening | Lateral Hardening-Fuse-10629013 | Laterals | 13146 | 0.091098 | 4 | 1 | 55952.87 | 0 | 5110.9092 | 6079.5034 | 7985.8509 | -50841.9608 | -49873.3666 | -47967.0191 | 0.091343 | 0.10865 | 0.14272 | 0.10167
19678 | Lateral Hardening | Lateral Hardening-Fuse-91091990 | Laterals | 13115 | 0.035795 | 4 | 11 | 82288.11 | 0 | 7651.9838 | 8885.8467 | 11060.0551 | -74636.1262 | -73402.2633 | -71228.0549 | 0.09299 | 0.10798 | 0.13441 | 0.10163
8077 | Lateral Hardening | Lateral Hardening-Fuse-10781375 | Laterals | 13706 | 0.1411 | 7 | 13 | 175504.73 | 0 | 16221.5545 | 18942.8467 | 24122.54 | -159283.1755 | -156561.8833 | -151382.19 | 0.092428 | 0.10793 | 0.13745 | 0.10158
7621 | Lateral Hardening | Lateral Hardening-Fuse-90372106 | Laterals | 13419 | 0.082386 | 6 | 25 | 126173.4 | 0 | 11732.7318 | 13607.5801 | 16912.3434 | -114440.6682 | -112565.8199 | -109261.0566 | 0.092989 | 0.10785 | 0.13404 | 0.10155
9242 | Lateral Hardening | Lateral Hardening-Fuse-10715664 | Laterals | 13984 | 0.03447 | 6 | 5 | 59106.61 | 0 | 5412.4972 | 6410.277 | 8299.3486 | -53694.1128 | -52696.333 | -50807.2614 | 0.091572 | 0.10845 | 0.14041 | 0.10152
17889 | Lateral Hardening | Lateral Hardening-Fuse-91353413 | Laterals | 13254 | 0.26705 | 17 | 1 | 389712.09 | 0 | 36801.0247 | 41841.2592 | 49301.0319 | -352911.0653 | -347870.8308 | -340411.0581 | 0.094431 | 0.10736 | 0.12651 | 0.10152
6014 | Lateral Hardening | Lateral Hardening-Fuse-60021793 | Laterals | 13303 | 0.046591 | 4 | 6 | 63535.29 | 0 | 5880.1501 | 6847.3574 | 8662.1027 | -57655.1399 | -56687.9326 | -54873.1873 | 0.092549 | 0.10777 | 0.13634 | 0.10149
12442 | Lateral Hardening | Lateral Hardening-Fuse-92310479 | Laterals | 13233 | 0.10587 | 6 | 2 | 61110.59 | 0 | 5569.0252 | 6632.436 | 8692.0469 | -55541.5648 | -54478.154 | -52418.5431 | 0.09113 | 0.10853 | 0.14223 | 0.10146
2694 | Lateral Hardening | Lateral Hardening-Fuse-91496941 | Laterals | 13028 | 0.11515 | 7 | 24 | 219999.67 | 0 | 20382.6736 | 23755.4734 | 29617.7809 | -199616.9964 | -196244.1966 | -190381.8891 | 0.092649 | 0.10798 | 0.13463 | 0.10145
7819 | Lateral Hardening | Lateral Hardening-Fuse-10671318 | Laterals | 13724 | 0.18504 | 8 | 14 | 202940.98 | 0 | 18884.3883 | 21815.7827 | 27093.6913 | -184056.5917 | -181125.1973 | -175847.2887 | 0.093054 | 0.1075 | 0.13351 | 0.10143
13745 | Lateral Hardening | Lateral Hardening-Fuse-92314703 | Laterals | 13060 | 0.096402 | 9 | 19 | 146988.16 | 0 | 13584.0622 | 15858.8539 | 20012.1919 | -133404.0978 | -131129.3061 | -126975.9681 | 0.092416 | 0.10789 | 0.13615 | 0.10143
7320 | Lateral Hardening | Lateral Hardening-Fuse-10070728 | Laterals | 13984 | 0.12424 | 6 | 4 | 110510.62 | 0 | 10107.0137 | 11977.6966 | 15473.6753 | -100403.6063 | -98532.9234 | -95036.9447 | 0.091457 | 0.10839 | 0.14002 | 0.10139
3698 | Lateral Hardening | Lateral Hardening-Fuse-90289995 | Laterals | 13147 | 0.19432 | 7 | 15 | 183857.67 | 0 | 16989.6914 | 19812.0726 | 25038.9747 | -166867.9786 | -164045.5974 | -158818.6953 | 0.092407 | 0.10776 | 0.13619 | 0.10139
9567 | Lateral Hardening | Lateral Hardening-Fuse-60209025 | Laterals | 13748 | 0.017045 | 3 | 6 | 105531.78 | 0 | 9966.8796 | 11314.5345 | 13241.4413 | -95564.9004 | -94217.2455 | -92290.3387 | 0.094444 | 0.10721 | 0.12547 | 0.10138
19 | Lateral Hardening | Lateral Hardening-Fuse-93217495 | Laterals | 13656 | 0.13598 | 10 | 15 | 190291.07 | 0 | 17559.1916 | 20495.6413 | 26063.6585 | -172731.8784 | -169795.4287 | -164227.4115 | 0.092275 | 0.10771 | 0.13697 | 0.10137
16216 | Lateral Hardening | Lateral Hardening-Fuse-92013047 | Laterals | 13417 | 0.085417 | 8 | 28 | 185375.24 | 0 | 17174.393 | 19989.9223 | 24898.056 | -168200.847 | -165385.3177 | -160477.184 | 0.092647 | 0.10783 | 0.13431 | 0.10137
3498 | Lateral Hardening | Lateral Hardening-Fuse-91903074 | Laterals | 13460 | 0.20852 | 8 | 2 | 109654.92 | 0 | 9982.3006 | 11888.6293 | 15542.0958 | -99672.6194 | -97766.2907 | -94112.8242 | 0.091034 | 0.10842 | 0.14174 | 0.10132
12868 | Lateral Hardening | Lateral Hardening-Fuse-60258961 | Laterals | 13456 | 0.072348 | 4 | 5 | 106197.86 | 0 | 9780.1889 | 11451.1509 | 14563.3863 | -96417.6711 | -94746.7091 | -91634.4737 | 0.092094 | 0.10783 | 0.13713 | 0.10132
19311 | Lateral Hardening | Lateral Hardening-Fuse-10080973 | Laterals | 13668 | 0.059091 | 4 | 2 | 57222.81 | 0 | 5212.412 | 6196.7183 | 8084.1128 | -52010.398 | -51026.0917 | -49138.6972 | 0.09109 | 0.10829 | 0.14127 | 0.10127
6651 | Lateral Hardening | Lateral Hardening-Fuse-90450499 | Laterals | 13208 | 0.09678 | 8 | 9 | 115579.64 | 0 | 10637.3249 | 12439.0072 | 15893.6622 | -104942.3151 | -103140.6328 | -99685.9778 | 0.092035 | 0.10762 | 0.13751 | 0.10126
5876 | Lateral Hardening | Lateral Hardening-Fuse-10669968 | Laterals | 13462 | 0.18902 | 11 | 16 | 308821.75 | 0 | 29066.5821 | 32979.1256 | 39350.5697 | -279755.1679 | -275842.6244 | -269471.1803 | 0.094121 | 0.10679 | 0.12742 | 0.10125
14880 | Lateral Hardening | Lateral Hardening-Fuse-10095458 | Laterals | 13786 | 0.049242 | 4 | 2 | 56404.33 | 0 | 5136.9983 | 6107.0636 | 7967.1512 | -51267.3317 | -50297.2664 | -48437.1788 | 0.091075 | 0.10827 | 0.14125 | 0.10125
3713 | Lateral Hardening | Lateral Hardening-Fuse-60272018 | Laterals | 13805 | 0.094318 | 7 | 1 | 100672.38 | 0 | 9132.4534 | 10906.1507 | 14330.2259 | -91539.9266 | -89766.2293 | -86342.1541 | 0.090715 | 0.10833 | 0.14235 | 0.10116
8356 | Lateral Hardening | Lateral Hardening-Fuse-10080965 | Laterals | 14000 | 0.079545 | 4 | 1 | 54992.73 | 0 | 4996.2372 | 5948.4248 | 7797.772 | -49996.4928 | -49044.3052 | -47194.958 | 0.090853 | 0.10817 | 0.1418 | 0.10114
19384 | Lateral Hardening | Lateral Hardening-Fuse-92970954 | Laterals | 13535 | 0.092614 | 9 | 17 | 186686.61 | 0 | 17201.4864 | 20058.6879 | 25399.7949 | -169485.1236 | -166627.9221 | -161286.8151 | 0.092141 | 0.10745 | 0.13606 | 0.10112
2405 | Lateral Hardening | Lateral Hardening-Fuse-91154799 | Laterals | 13964 | 0.072538 | 8 | 0 | 88245.95 | 0 | 7977.124 | 9563.8671 | 12651.6181 | -80268.826 | -78682.0829 | -75594.3319 | 0.090396 | 0.10838 | 0.14337 | 0.10109
3634 | Lateral Hardening | Lateral Hardening-Fuse-90530168 | Laterals | 13224 | 0.077652 | 6 | 0 | 121128.02 | 0 | 11019.4066 | 13090.3181 | 17053.9578 | -110108.6134 | -108037.7019 | -104074.0622 | 0.090973 | 0.10807 | 0.14079 | 0.10108
10636 | Lateral Hardening | Lateral Hardening-Fuse-90195695 | Laterals | 13003 | 0.17898 | 9 | 4 | 110620.8 | 0 | 10072.4628 | 11943.5274 | 15473.2034 | -100548.3372 | -98677.2726 | -95147.5966 | 0.091054 | 0.10797 | 0.13988 | 0.10101
8505 | Lateral Hardening | Lateral Hardening-Fuse-10655430 | Laterals | 13188 | 0.055492 | 6 | 5 | 52768.39 | 0 | 4834.4242 | 5671.1614 | 7281.5159 | -47933.9658 | -47097.2286 | -45486.8741 | 0.091616 | 0.10747 | 0.13799 | 0.10101
9410 | Lateral Hardening | Lateral Hardening-Fuse-10159470 | Laterals | 13166 | 0.054924 | 6 | 13 | 119961.1 | 0 | 11283.6978 | 12815.4931 | 14975.0256 | -108677.4022 | -107145.6069 | -104986.0744 | 0.094061 | 0.10683 | 0.12483 | 0.10097
11580 | Lateral Hardening | Lateral Hardening-Fuse-60081632 | Laterals | 13418 | 0.082576 | 8 | 27 | 221222.39 | 0 | 20416.2045 | 23751.0153 | 29586.0781 | -200806.1855 | -197471.3747 | -191636.3119 | 0.092288 | 0.10736 | 0.13374 | 0.10096
15911 | Lateral Hardening | Lateral Hardening-Fuse-10716345 | Laterals | 13959 | 0.14773 | 9 | 3 | 160902.45 | 0 | 14609.9292 | 17359.2838 | 22666.405 | -146292.5208 | -143543.1662 | -138236.045 | 0.0908 | 0.10789 | 0.14087 | 0.10093
6792 | Lateral Hardening | Lateral Hardening-Fuse-92176531 | Laterals | 13523 | 0.044886 | 5 | 2 | 106202.86 | 0 | 9985.8344 | 11319.6038 | 13272.7889 | -96217.0256 | -94883.2562 | -92930.0711 | 0.094026 | 0.10658 | 0.12498 | 0.10089
10931 | Lateral Hardening | Lateral Hardening-Fuse-10795722 | Laterals | 13695 | 0.14602 | 12 | 25 | 346535.04 | 0 | 32256.7625 | 37004.2237 | 44977.2727 | -314278.2775 | -309530.8163 | -301557.7673 | 0.093084 | 0.10678 | 0.12979 | 0.10086
3883 | Lateral Hardening | Lateral Hardening-Fuse-90113808 | Laterals | 13896 | 0.058144 | 4 | 2 | 50000 | 0 | 4539.7129 | 5394.3378 | 6992.97 | -45460.2871 | -44605.6622 | -43007.03 | 0.090794 | 0.10789 | 0.13986 | 0.10083
6571 | Lateral Hardening | Lateral Hardening-Fuse-93354206 | Laterals | 13656 | 0.03428 | 3 | 2 | 55160.87 | 0 | 5013.0807 | 5940.835 | 7691.6908 | -50147.7893 | -49220.035 | -47469.1792 | 0.090881 | 0.1077 | 0.13944 | 0.10078
1972 | Lateral Hardening | Lateral Hardening-Fuse-10645539 | Laterals | 13148 | 0.10133 | 4 | 3 | 109114.76 | 0 | 9912.0117 | 11755.7221 | 15221.0079 | -99202.7483 | -97359.0379 | -93893.7521 | 0.09084 | 0.10774 | 0.1395 | 0.10077
12383 | Lateral Hardening | Lateral Hardening-Fuse-92631725 | Laterals | 13303 | 0.078788 | 5 | 1 | 54929.77 | 0 | 4967.2651 | 5919.1553 | 7773.7252 | -49962.5049 | -49010.6147 | -47156.0448 | 0.090429 | 0.10776 | 0.14152 | 0.10074
8652 | Lateral Hardening | Lateral Hardening-Fuse-92113376 | Laterals | 13020 | 0.17633 | 13 | 0 | 179034.16 | 0 | 16125.9873 | 19333.6344 | 25575.6124 | -162908.1727 | -159700.5256 | -153458.5476 | 0.090072 | 0.10799 | 0.14285 | 0.10073
3302 | Lateral Hardening | Lateral Hardening-Fuse-10605170 | Laterals | 13924 | 0.21723 | 11 | 0 | 66435.71 | 0 | 5982.1674 | 7172.0904 | 9487.6421 | -60453.5426 | -59263.6196 | -56948.0679 | 0.090044 | 0.10796 | 0.14281 | 0.10069
4840 | Lateral Hardening | Lateral Hardening-Fuse-10530043 | Laterals | 13710 | 0.078977 | 4 |  | 51015.51 | 0 | 4590.2212 | 5503.2698 | 7280.0329 | -46425.2888 | -45512.2402 | -43735.4771 | 0.089977 | 0.10787 | 0.1427 | 0.10062
16694 | Lateral Hardening | Lateral Hardening-Fuse-60004311 | Laterals | 13037 | 0.05928 | 6 | 14 | 128183.12 | 0 | 11767.8068 | 13720.5753 | 17191.5797 | -116415.3132 | -114462.5447 | -110991.5403 | 0.091805 | 0.10704 | 0.13412 | 0.10061
13535 | Lateral Hardening | Lateral Hardening-Fuse-60046446 | Laterals | 13310 | 0.051326 | 5 | 0 | 50000 | 0 | 4494.6894 | 5388.7356 | 7128.5206 | -45505.3106 | -44611.2644 | -42871.4794 | 0.089894 | 0.10777 | 0.14257 | 0.10053
6701 | Lateral Hardening | Lateral Hardening-Fuse-92050575 | Laterals | 13198 | 0.014773 | 3 | 8 | 94061.58 | 0 | 8809.3104 | 9987.2859 | 11733.0875 | -85252.2696 | -84074.2941 | -82328.4925 | 0.093655 | 0.10618 | 0.12474 | 0.10052
15768 | Lateral Hardening | Lateral Hardening-Fuse-10717257 | Laterals | 13900 | 0.1572 | 12 | 0 | 101410.1 | 0 | 9113.7224 | 10926.5481 | 14454.2487 | -92296.3776 | -90483.5519 | -86955.8513 | 0.08987 | 0.10775 | 0.14253 | 0.1005
18331 | Lateral Hardening | Lateral Hardening-Fuse-10895246 | Laterals | 13003 | 0.10398 | 7 | 0 | 52584.51 | 0 | 4724.2726 | 5663.9856 | 7492.6367 | -47860.2374 | -46920.5244 | -45091.8733 | 0.089842 | 0.10771 | 0.14249 | 0.10047
5592 | Lateral Hardening | Lateral Hardening-Fuse-10472626 | Laterals | 14114 | 0.04375 | 4 | 1 | 52017.87 | 0 | 4693.7855 | 5588.3316 | 7325.7269 | -47324.0845 | -46429.5384 | -44692.1431 | 0.090234 | 0.10743 | 0.14083 | 0.10045
13073 | Lateral Hardening | Lateral Hardening-Fuse-60046541 | Laterals | 13310 | 0.13144 | 12 | 0 | 165417.56 | 0 | 15257.6596 | 17627.2799 | 21735.4676 | -150159.9004 | -147790.2801 | -143682.0924 | 0.092237 | 0.10656 | 0.1314 | 0.10045
15899 | Lateral Hardening | Lateral Hardening-Fuse-10686023 | Laterals | 13808 | 0.072917 | 5 | 2 | 93946.4 | 0 | 8622.1578 | 9994.9325 | 12619.0096 | -85324.2422 | -83951.4675 | -81327.3904 | 0.091777 | 0.10639 | 0.13432 | 0.10042
14358 | Lateral Hardening | Lateral Hardening-Fuse-90250144 | Laterals | 14031 | 0.032386 | 1 | 6 | 50000 | 0 | 4685.0802 | 5305.1894 | 6176.4997 | -45314.9198 | -44694.8106 | -43823.5003 | 0.093702 | 0.1061 | 0.12353 | 0.10041
2274 | Lateral Hardening | Lateral Hardening-Fuse-92638303 | Laterals | 13331 | 0.0625 | 4 | 3 | 61436.13 | 0 | 5558.5426 | 6594.8718 | 8533.3129 | -55877.5874 | -54841.2582 | -52902.8171 | 0.090477 | 0.10735 | 0.1389 | 0.10038
8709 | Lateral Hardening | Lateral Hardening-Fuse-92528285 | Laterals | 13063 | 0.11856 | 11 | 21 | 270190.96 | 0 | 24597.8382 | 28866.376 | 36950.7497 | -245593.1218 | -241324.584 | -233240.2103 | 0.091039 | 0.10684 | 0.13676 | 0.10035
11382 | Lateral Hardening | Lateral Hardening-Fuse-10705882 | Laterals | 13268 | 0.080682 | 4 | 5 | 106381.74 | 0 | 9904.7126 | 11254.403 | 13553.6324 | -96477.0274 | -95127.337 | -92828.1076 | 0.093105 | 0.10579 | 0.12741 | 0.10034
14486 | Lateral Hardening | Lateral Hardening-Fuse-10556685 | Laterals | 13298 | 0.1447 | 9 | 1 | 95981.86 | 0 | 8637.4594 | 10313.7795 | 13540.6295 | -87344.4006 | -85668.0805 | -82441.2305 | 0.089991 | 0.10746 | 0.14107 | 0.10034
14264 | Lateral Hardening | Lateral Hardening-Fuse-91230825 | Laterals | 13889 | 0.24583 | 19 | 0 | 255694.99 | 0 | 23375.9258 | 27213.7226 | 34649.1039 | -232319.0642 | -228481.2674 | -221045.8861 | 0.091421 | 0.10643 | 0.13551 | 0.10033
18741 | Lateral Hardening | Lateral Hardening-Fuse-60179383 | Laterals | 13787 | 0.042424 | 5 |  | 50000 | 0 | 4484.4929 | 5376.5109 | 7112.3492 | -45515.5071 | -44623.4891 | -42887.6508 | 0.08969 | 0.10753 | 0.14225 | 0.1003
15471 | Lateral Hardening | Lateral Hardening-Fuse-60014348 | Laterals | 13655 | 0.05303 | 4 | 6 | 112961.06 | 0 | 10266.8347 | 12049.0681 | 15469.5124 | -102694.2253 | -100911.9919 | -97491.5476 | 0.090888 | 0.10667 | 0.13695 | 0.10023
11981 | Lateral Hardening | Lateral Hardening-Fuse-10662342 | Laterals | 13470 | 0.14072 | 6 | 0 | 98847.95 | 0 | 8858.3845 | 10620.4206 | 14049.2861 | -89989.5655 | -88227.5294 | -84798.6639 | 0.089616 | 0.10744 | 0.14213 | 0.10022
6270 | Lateral Hardening | Lateral Hardening-Fuse-10916796 | Laterals | 13805 | 0.19508 | 10 | 6 | 169217.99 | 0 | 15258.2321 | 18123.9268 | 23622.4663 | -153959.7579 | -151094.0632 | -145595.5237 | 0.090169 | 0.1071 | 0.1396 | 0.10019
15359 | Lateral Hardening | Lateral Hardening-Fuse-10628966 | Laterals | 13787 | 0.049053 | 4 | 0 | 52165.45 | 0 | 4673.6121 | 5603.2481 | 7412.2898 | -47491.8379 | -46562.2019 | -44753.1602 | 0.089592 | 0.10741 | 0.14209 | 0.10019
4211 | Lateral Hardening | Lateral Hardening-Fuse-91916628 | Laterals | 13522 | 0.058902 | 7 | 6 | 68488.39 | 0 | 6216.9955 | 7306.2288 | 9389.7533 | -62271.3945 | -61182.1612 | -59098.6367 | 0.090774 | 0.10668 | 0.1371 | 0.10018
16157 | Lateral Hardening | Lateral Hardening-Fuse-90889866 | Laterals | 14197 | 0.094886 | 5 |  | 52337.67 | 0 | 4688.4652 | 5621.0557 | 7435.8467 | -47649.2048 | -46716.6143 | -44901.8233 | 0.089581 | 0.1074 | 0.14207 | 0.10018
9462 | Lateral Hardening | Lateral Hardening-Fuse-92269555 | Laterals | 13786 | 0.029356 | 5 | 1 | 50821.63 | 0 | 4568.1143 | 5443.5141 | 7149.0578 | -46253.5157 | -45378.1159 | -43672.5722 | 0.089885 | 0.10711 | 0.14067 | 0.10013
16533 | Lateral Hardening | Lateral Hardening-Fuse-90999164 | Laterals | 13299 | 0.21326 | 9 | 6 | 150061.67 | 0 | 13569.2525 | 16027.5511 | 20723.9153 | -136492.4175 | -134034.1189 | -129337.7547 | 0.090425 | 0.10681 | 0.1381 | 0.10011
4849 | Lateral Hardening | Lateral Hardening-Fuse-60210282 | Laterals | 13330 | 0.10814 | 8 | 5 | 109681.4 | 0 | 9887.4533 | 11745.0268 | 15226.6407 | -99793.9467 | -97936.3732 | -94454.7593 | 0.090147 | 0.10708 | 0.13883 | 0.1001
4905 | Lateral Hardening | Lateral Hardening-Fuse-93039345 | Laterals | 13813 | 0.017235 | 4 | 7 | 50000 | 0 | 4557.1872 | 5310.5992 | 6756.1094 | -45442.8128 | -44689.4008 | -43243.8906 | 0.091144 | 0.10621 | 0.13512 | 0.10006
15805 | Lateral Hardening | Lateral Hardening-Fuse-92870410 | Laterals | 13460 | 0.096023 | 7 | 0 | 59515.41 | 0 | 5322.9785 | 6381.7811 | 8442.1768 | -54192.4315 | -53133.6289 | -51073.2332 | 0.089439 | 0.10723 | 0.14185 | 0.10002
13172 | Lateral Hardening | Lateral Hardening-Fuse-60107288 | Laterals | 13737 | 0.10814 | 10 | 23 | 199767.29 | 0 | 18608.638 | 21089.0706 | 24823.1488 | -181158.652 | -178678.2194 | -174944.1412 | 0.093152 | 0.10557 | 0.12426 | 0.099987
17799 | Lateral Hardening | Lateral Hardening-Fuse-90813030 | Laterals | 13089 | 0.086932 | 6 | 9 | 118691.16 | 0 | 10814.3622 | 12594.8535 | 15993.0121 | -107876.7978 | -106096.3065 | -102698.1479 | 0.091113 | 0.10611 | 0.13474 | 0.099977
3208 | Lateral Hardening | Lateral Hardening-Fuse-91870427 | Laterals | 13496 | 0.063826 | 6 | 15 | 149228.24 | 0 | 13571.286 | 15851.8564 | 20166.6463 | -135656.954 | -133376.3836 | -129061.5937 | 0.090943 | 0.10623 | 0.13514 | 0.099948
14583 | Lateral Hardening | Lateral Hardening-Fuse-92015572 | Laterals | 13772 | 0.24545 | 13 | 19 | 255122.04 | 0 | 23163.9418 | 27091.1708 | 34659.2915 | -231958.0982 | -228030.8692 | -220462.7485 | 0.090796 | 0.10619 | 0.13585 | 0.099919
19261 | Lateral Hardening | Lateral Hardening-Fuse-10805974 | Laterals | 14115 | 0.050379 | 5 |  | 50000 | 0 | 4461.3889 | 5348.8112 | 7075.7065 | -45538.6111 | -44651.1888 | -42924.2935 | 0.089228 | 0.10698 | 0.14151 | 0.099781
3667 | Lateral Hardening | Lateral Hardening-Fuse-91622634 | Laterals | 13466 | 0.22595 | 18 | 19 | 377979.25 | 0 | 34153.4711 | 40149.6718 | 51703.9693 | -343825.7789 | -337829.5782 | -326275.2807 | 0.090358 | 0.10622 | 0.13679 | 0.09976
3450 | Lateral Hardening | Lateral Hardening-Fuse-10441805 | Laterals | 13947 | 0.087689 | 10 | 18 | 146264.12 | 0 | 13288.0118 | 15496.3838 | 19645.3418 | -132976.1082 | -130767.7362 | -126618.7782 | 0.090849 | 0.10595 | 0.13431 | 0.099725
7392 | Lateral Hardening | Lateral Hardening-Fuse-91517975 | Laterals | 13148 | 0.089962 | 6 | 2 | 59788.43 | 0 | 5364.3067 | 6370.654 | 8314.6932 | -54424.1233 | -53417.776 | -51473.7368 | 0.089721 | 0.10655 | 0.13907 | 0.099706
5070 | Lateral Hardening | Lateral Hardening-Fuse-92627784 | Laterals | 13805 | 0.11705 | 6 | 0 | 95166.7 | 0 | 8484.9933 | 10172.7575 | 13457.0923 | -86681.7067 | -84993.9425 | -81709.6077 | 0.089159 | 0.10689 | 0.14141 | 0.099704
4407 | Lateral Hardening | Lateral Hardening-Fuse-60169428 | Laterals | 13516 | 0.088068 | 9 | 0 | 86183.88 | 0 | 7678.5621 | 9205.9177 | 12178.1026 | -78505.3179 | -76977.9623 | -74005.7774 | 0.089095 | 0.10682 | 0.1413 | 0.099633
2110 | Lateral Hardening | Lateral Hardening-Fuse-92932416 | Laterals | 13224 | 0.086553 | 8 | 18 | 150099.68 | 0 | 13605.4019 | 15909.3059 | 20018.9724 | -136494.2781 | -134190.3741 | -130080.7076 | 0.090642 | 0.10599 | 0.13337 | 0.09952
16641 | Lateral Hardening | Lateral Hardening-Fuse-10013927 | Laterals | 13140 | 0.021212 | 3 | 24 | 140534.81 | 0 | 13036.5592 | 14766.9058 | 17328.1057 | -127498.2508 | -125767.9042 | -123206.7043 | 0.092764 | 0.10508 | 0.1233 | 0.099511
8252 | Lateral Hardening | Lateral Hardening-Fuse-10876329 | Laterals | 14023 | 0.16648 | 9 | 1 | 105651.96 | 0 | 9421.226 | 11252.0886 | 14807.8396 | -96230.734 | -94399.8714 | -90844.1204 | 0.089172 | 0.1065 | 0.14016 | 0.099469
18245 | Lateral Hardening | Lateral Hardening-Fuse-92681152 | Laterals | 13805 | 0.030492 | 3 | 3 | 50407.39 | 0 | 4551.6141 | 5323.621 | 6824.065 | -45855.7759 | -45083.769 | -43583.325 | 0.090297 | 0.10561 | 0.13538 | 0.099399
9692 | Lateral Hardening | Lateral Hardening-Fuse-60226850 | Laterals | 13649 | 0.040909 | 5 | 2 | 95725.02 | 0 | 8547.0702 | 10171.996 | 13286.3034 | -87177.9498 | -85553.024 | -82438.7166 | 0.089288 | 0.10626 | 0.1388 | 0.099331
7086 | Lateral Hardening | Lateral Hardening-Fuse-60558439 | Laterals | 14114 | 0.050189 | 3 | 1 | 50000 | 0 | 4467.1228 | 5304.8516 | 6906.9612 | -45532.8772 | -44695.1484 | -43093.0388 | 0.089342 | 0.1061 | 0.13814 | 0.099249
3136 | Lateral Hardening | Lateral Hardening-Fuse-92898219 | Laterals | 13826 | 0.055871 | 5 | 8 | 76096.55 | 0 | 6882.7686 | 8014.9175 | 10179.4304 | -69213.7814 | -68081.6325 | -65917.1196 | 0.090448 | 0.10533 | 0.13377 | 0.099243
17609 | Lateral Hardening | Lateral Hardening-Fuse-10627012 | Laterals | 13147 | 0.070833 | 4 | 2 | 58198.69 | 0 | 5201.0315 | 6178.4752 | 8009.254 | -52997.6585 | -52020.2148 | -50189.436 | 0.089367 | 0.10616 | 0.13762 | 0.099231
4308 | Lateral Hardening | Lateral Hardening-Fuse-10084364 | Laterals | 13204 | 0.17216 | 8 | 5 | 153997.41 | 0 | 13994.2717 | 16190.5671 | 20214.6149 | -140003.1383 | -137806.8429 | -133782.7951 | 0.090873 | 0.10514 | 0.13127 | 0.099191
15002 | Lateral Hardening | Lateral Hardening-Fuse-90281071 | Laterals | 13147 | 0.04072 | 3 | 1 | 51766.03 | 0 | 4612.2385 | 5486.6435 | 7202.3825 | -47153.7915 | -46279.3865 | -44563.6475 | 0.089098 | 0.10599 | 0.13913 | 0.099169
14647 | Lateral Hardening | Lateral Hardening-Fuse-93296481 | Laterals | 13808 | 0.05303 | 5 | 1 | 52789.13 | 0 | 4703.1881 | 5594.6275 | 7344.8631 | -48085.9419 | -47194.5025 | -45444.2669 | 0.089094 | 0.10598 | 0.13914 | 0.099164
10827 | Lateral Hardening | Lateral Hardening-Fuse-10914147 | Laterals | 13152 | 0.13277 | 11 | 20 | 218246.74 | 0 | 19710.9664 | 23016.7858 | 29092.5258 | -198535.7736 | -195229.9542 | -189154.2142 | 0.090315 | 0.10546 | 0.1333 | 0.099158
16426 | Lateral Hardening | Lateral Hardening-Fuse-60276989 | Laterals | 13807 | 0.21553 | 14 | 10 | 261717.05 | 0 | 23393.479 | 27741.841 | 35840.1714 | -238323.571 | -233975.209 | -225876.8786 | 0.089385 | 0.106 | 0.13694 | 0.099125
3137 | Lateral Hardening | Lateral Hardening-Fuse-90252589 | Laterals | 13164 | 0.072917 | 8 | 6 | 162995.69 | 0 | 14557.493 | 17276.1885 | 22390.9123 | -148438.197 | -145719.5015 | -140604.7777 | 0.089312 | 0.10599 | 0.13737 | 0.099122
12190 | Lateral Hardening | Lateral Hardening-Fuse-90985465 | Laterals | 13236 | 0.13977 | 8 | 2 | 103941.3 | 0 | 9251.2443 | 11003.035 | 14448.9974 | -94690.0557 | -92938.265 | -89492.3026 | 0.089005 | 0.10586 | 0.13901 | 0.099061
18767 | Lateral Hardening | Lateral Hardening-Fuse-10385763 | Laterals | 13352 | 0.078598 | 6 | 54 | 80656.33 | 0 | 7436.7017 | 8451.7783 | 9914.2405 | -73219.6283 | -72204.5517 | -70742.0895 | 0.092202 | 0.10479 | 0.12292 | 0.09905
3367 | Lateral Hardening | Lateral Hardening-Fuse-91623637 | Laterals | 13141 | 0.1608 | 20 | 42 | 415286.01 | 0 | 37414.1895 | 43810.7176 | 55277.723 | -377871.8205 | -371475.2924 | -360008.287 | 0.090093 | 0.1055 | 0.13311 | 0.099015
1540 | Lateral Hardening | Lateral Hardening-Fuse-10745625 | Laterals | 13815 | 0.10492 | 6 | 2 | 61031.89 | 0 | 5428.4993 | 6461.5542 | 8473.7528 | -55603.3907 | -54570.3358 | -52558.1372 | 0.088945 | 0.10587 | 0.13884 | 0.099013
1647 | Lateral Hardening | Lateral Hardening-Fuse-60374771 | Laterals | 14217 | 0.090152 | 4 | 2 | 59804.17 | 0 | 5327.9057 | 6329.1571 | 8257.513 | -54476.2643 | -53475.0129 | -51546.657 | 0.089089 | 0.10583 | 0.13808 | 0.099011
17895 | Lateral Hardening | Lateral Hardening-Fuse-91865081 | Laterals | 14025 | 0.033333 | 3 | 2 | 55082.17 | 0 | 4907.0055 | 5827.0105 | 7583.834 | -50175.1645 | -49255.1595 | -47498.336 | 0.089085 | 0.10579 | 0.13768 | 0.098956
18027 | Lateral Hardening | Lateral Hardening-Fuse-90605212 | Laterals | 14050 | 0.1358 | 10 | 11 | 114892.08 | 0 | 10319.0217 | 12079.2781 | 15466.0028 | -104573.0583 | -102812.8019 | -99426.0772 | 0.089815 | 0.10514 | 0.13461 | 0.098891
7950 | Lateral Hardening | Lateral Hardening-Fuse-91319236 | Laterals | 13388 | 0.3642 | 11 | 8 | 220082.43 | 0 | 20002.2621 | 23070.2119 | 28343.5162 | -200080.1679 | -197012.2181 | -191738.9138 | 0.090885 | 0.10483 | 0.12879 | 0.098857
5583 | Lateral Hardening | Lateral Hardening-Fuse-92680544 | Laterals | 13805 | 0.047159 | 4 | 2 | 56231.19 | 0 | 5008.137 | 5946.2281 | 7700.4263 | -51223.053 | -50284.9619 | -48530.7637 | 0.089063 | 0.10575 | 0.13694 | 0.098856
15389 | Lateral Hardening | Lateral Hardening-Fuse-93220245 | Laterals | 13459 | 0.060417 | 5 | 2 | 57332.99 | 0 | 5096.8532 | 6058.6315 | 7911.5022 | -52236.1368 | -51274.3585 | -49421.4878 | 0.088899 | 0.10567 | 0.13799 | 0.098841
12427 | Lateral Hardening | Lateral Hardening-Fuse-10163207 | Laterals | 13091 | 0.04697 | 4 | 25 | 178250.02 | 0 | 16413.493 | 18626.3046 | 21823.654 | -161836.527 | -159623.7154 | -156426.366 | 0.092081 | 0.1045 | 0.12243 | 0.098841
2129 | Lateral Hardening | Lateral Hardening-Fuse-90626840 | Laterals | 14041 | 0.14508 | 10 | 8 | 203549.84 | 0 | 18419.7802 | 21350.6965 | 26569.0722 | -185130.0598 | -182199.1435 | -176980.7678 | 0.090493 | 0.10489 | 0.13053 | 0.098816
17326 | Lateral Hardening | Lateral Hardening-Fuse-93297691 | Laterals | 13808 | 0.081629 | 10 | 3 | 94670.44 | 0 | 8417.3967 | 9999.0459 | 13036.4835 | -86253.0433 | -84671.3941 | -81633.9565 | 0.088913 | 0.10562 | 0.1377 | 0.098804
12936 | Lateral Hardening | Lateral Hardening-Fuse-92529670 | Laterals | 13210 | 0.2142 | 16 | 22 | 372835.62 | 0 | 33765.9735 | 39026.4603 | 48651.2749 | -339069.6465 | -333809.1597 | -324184.3451 | 0.090565 | 0.10467 | 0.13049 | 0.098791
8024 | Lateral Hardening | Lateral Hardening-Fuse-10643407 | Laterals | 13390 | 0.20492 | 10 | 4 | 206628.4 | 0 | 18326.0577 | 21847.6505 | 28582.3625 | -188302.3423 | -184780.7495 | -178046.0375 | 0.088691 | 0.10573 | 0.13833 | 0.098767
9098 | Lateral Hardening | Lateral Hardening-Fuse-10127394 | Laterals | 13077 | 0.12178 | 14 |  | 163915.61 | 0 | 14477.1497 | 17356.8237 | 22960.5767 | -149438.4603 | -146558.7863 | -140955.0333 | 0.088321 | 0.10589 | 0.14008 | 0.098767
9223 | Lateral Hardening | Lateral Hardening-Fuse-91219554 | Laterals | 13591 | 0.069508 | 4 | 9 | 130050.44 | 0 | 11690.6362 | 13644.3275 | 17365.7902 | -118359.8038 | -116406.1125 | -112684.6498 | 0.089893 | 0.10492 | 0.13353 | 0.098764
10328 | Lateral Hardening | Lateral Hardening-Fuse-90527992 | Laterals | 13621 | 0.044697 | 2 | 1 | 52096.57 | 0 | 4631.1045 | 5500.5546 | 7163.066 | -47465.4655 | -46596.0154 | -44933.504 | 0.088895 | 0.10558 | 0.1375 | 0.098762
16971 | Lateral Hardening | Lateral Hardening-Fuse-92479949 | Laterals | 13171 | 0.30057 | 25 | 0 | 413662.27 | 0 | 37267.3617 | 43299.1316 | 55005.6475 | -376394.9083 | -370363.1384 | -358656.6225 | 0.090091 | 0.10467 | 0.13297 | 0.098754
3545 | Lateral Hardening | Lateral Hardening-Fuse-60348634 | Laterals | 13391 | 0.075379 | 9 | 4 | 106958.38 | 0 | 9490.3746 | 11291.1816 | 14760.2792 | -97468.0054 | -95667.1984 | -92198.1008 | 0.08873 | 0.10557 | 0.138 | 0.098708
11238 | Lateral Hardening | Lateral Hardening-Fuse-10452700 | Laterals | 13129 | 0.083902 | 9 | 0 | 62284.51 | 0 | 5496.4118 | 6589.7123 | 8717.2398 | -56788.0982 | -55694.7977 | -53567.2702 | 0.088247 | 0.1058 | 0.13996 | 0.098684
6091 | Lateral Hardening | Lateral Hardening-Fuse-10745511 | Laterals | 13431 | 0.18523 | 11 | 7 | 187236.72 | 0 | 16760.9971 | 19648.6546 | 25210.1296 | -170475.7229 | -167588.0654 | -162026.5904 | 0.089518 | 0.10494 | 0.13464 | 0.098657
14801 | Lateral Hardening | Lateral Hardening-Fuse-60028885 | Laterals | 13007 | 0.14678 | 7 |  | 92225 | 0 | 8134.6288 | 9752.7015 | 12901.4187 | -84090.3712 | -82472.2985 | -79323.5813 | 0.088204 | 0.10575 | 0.13989 | 0.098636
16481 | Lateral Hardening | Lateral Hardening-Fuse-10199656 | Laterals | 13338 | 0.37803 | 32 | 0 | 772965.87 | 0 | 70990.906 | 80235.7632 | 95601.5571 | -701974.964 | -692730.1068 | -677364.3129 | 0.091842 | 0.1038 | 0.12368 | 0.098614
10709 | Lateral Hardening | Lateral Hardening-Fuse-10092873 | Laterals | 13611 | 0.20814 | 17 | 0 | 181821.78 | 0 | 16029.7793 | 19218.2896 | 25423.0278 | -165792.0007 | -162603.4904 | -156398.7522 | 0.088162 | 0.1057 | 0.13982 | 0.098589
5933 | Lateral Hardening | Lateral Hardening-Fuse-91863430 | Laterals | 13630 | 0.088258 | 7 | 12 | 130591.34 | 0 | 11732.5043 | 13679.0699 | 17281.7898 | -118858.8357 | -116912.2701 | -113309.5502 | 0.089841 | 0.10475 | 0.13233 | 0.098562
14578 | Lateral Hardening | Lateral Hardening-Fuse-10758566 | Laterals | 13431 | 0.13371 | 7 |  | 55564.37 | 0 | 4896.2227 | 5870.1385 | 7765.3474 | -50668.1473 | -49694.2315 | -47799.0226 | 0.088118 | 0.10565 | 0.13975 | 0.09854
14141 | Lateral Hardening | Lateral Hardening-Fuse-92066784 | Laterals | 13637 | 0.22557 | 20 |  | 325033.47 | 0 | 29386.8267 | 33887.3516 | 42286.4783 | -295646.6433 | -291146.1184 | -282746.9917 | 0.090412 | 0.10426 | 0.1301 | 0.098534
12006 | Lateral Hardening | Lateral Hardening-Fuse-90985201 | Laterals | 13236 | 0.061174 | 5 | 3 | 56887.27 | 0 | 5062.1759 | 5979.2839 | 7729.9219 | -51825.0941 | -50907.9861 | -49157.3481 | 0.088986 | 0.10511 | 0.13588 | 0.098512
19452 | Lateral Hardening | Lateral Hardening-Fuse-60048726 | Laterals | 13648 | 0.10909 | 6 | 2 | 105830.1 | 0 | 9362.4937 | 11144.1959 | 14614.6205 | -96467.6063 | -94685.9041 | -91215.4795 | 0.088467 | 0.1053 | 0.1381 | 0.098481
7053 | Lateral Hardening | Lateral Hardening-Fuse-91777082 | Laterals | 13129 | 0.046591 | 5 | 8 | 87673.17 | 0 | 7836.1015 | 9175.7465 | 11774.0658 | -79837.0685 | -78497.4235 | -75899.1042 | 0.089379 | 0.10466 | 0.13429 | 0.098454
903 | Lateral Hardening | Lateral Hardening-Fuse-92866521 | Laterals | 13460 | 0.064205 | 5 | 3 | 53209.11 | 0 | 4732.7631 | 5588.429 | 7221.6429 | -48476.3469 | -47620.681 | -45987.4671 | 0.088946 | 0.10503 | 0.13572 | 0.098448
11237 | Lateral Hardening | Lateral Hardening-Fuse-10762880 | Laterals | 13815 | 0.089205 | 5 |  | 51865.47 | 0 | 4565.357 | 5473.4598 | 7240.5986 | -47300.113 | -46392.0102 | -44624.8714 | 0.088023 | 0.10553 | 0.1396 | 0.098434
13649 | Lateral Hardening | Lateral Hardening-Fuse-10662321 | Laterals | 13470 | 0.11894 | 5 | 0 | 72188.53 | 0 | 6353.4569 | 7617.2336 | 10076.5025 | -65835.0731 | -64571.2964 | -62112.0275 | 0.088012 | 0.10552 | 0.13959 | 0.098421
5908 | Lateral Hardening | Lateral Hardening-Fuse-10758604 | Laterals | 13422 | 0.09697 | 12 | 12 | 127385.38 | 0 | 11366.6694 | 13313.3774 | 17085.4121 | -116018.7106 | -114072.0026 | -110299.9679 | 0.089231 | 0.10451 | 0.13412 | 0.098304
12689 | Lateral Hardening | Lateral Hardening-Fuse-10070761 | Laterals | 13984 | 0.10398 | 7 | 3 | 156699.69 | 0 | 14080.1293 | 16306.9916 | 20598.3873 | -142619.5607 | -140392.6984 | -136101.3027 | 0.089854 | 0.10407 | 0.13145 | 0.098277
2430 | Lateral Hardening | Lateral Hardening-Fuse-92131473 | Laterals | 13523 | 0.04375 | 4 | 5 | 113201.52 | 0 | 10365.63 | 11772.3627 | 13739.1045 | -102835.89 | -101429.1573 | -99462.4155 | 0.091568 | 0.10399 | 0.12137 | 0.098276
6742 | Lateral Hardening | Lateral Hardening-Fuse-10051873 | Laterals | 13198 | 0.074621 | 3 | 7 | 81497.35 | 0 | 7299.6591 | 8511.4049 | 10739.4461 | -74197.6909 | -72985.9451 | -70757.9039 | 0.089569 | 0.10444 | 0.13178 | 0.098251
18678 | Lateral Hardening | Lateral Hardening-Fuse-10317663 | Laterals | 13748 | 0.061553 | 5 | 2 | 109230.68 | 0 | 9678.3429 | 11469.1281 | 14835.6828 | -99552.3371 | -97761.5519 | -94394.9972 | 0.088605 | 0.105 | 0.13582 | 0.098244
2009 | Lateral Hardening | Lateral Hardening-Fuse-92372374 | Laterals | 13186 | 0.073485 | 6 | 8 | 117573.62 | 0 | 10517.6488 | 12259.1888 | 15600.1911 | -107055.9712 | -105314.4312 | -101973.4289 | 0.089456 | 0.10427 | 0.13268 | 0.098222
11428 | Lateral Hardening | Lateral Hardening-Fuse-91517889 | Laterals | 13148 | 0.042992 | 4 | 2 | 55884.91 | 0 | 4942.411 | 5873.2754 | 7609.0871 | -50942.499 | -50011.6346 | -48275.8229 | 0.088439 | 0.1051 | 0.13616 | 0.098208
14028 | Lateral Hardening | Lateral Hardening-Fuse-91395586 | Laterals | 14041 | 0.032008 | 4 | 9 | 66761.99 | 0 | 5960.4653 | 6956.5538 | 8853.9398 | -60801.5247 | -59805.4362 | -57908.0502 | 0.089279 | 0.1042 | 0.13262 | 0.098089
678 | Lateral Hardening | Lateral Hardening-Fuse-60573492 | Laterals | 13547 | 0.1536 | 9 | 0 | 100850.55 | 0 | 8845.1115 | 10604.5075 | 14028.2353 | -92005.4385 | -90246.0425 | -86822.3147 | 0.087705 | 0.10515 | 0.1391 | 0.098078
9700 | Lateral Hardening | Lateral Hardening-Fuse-10726457 | Laterals | 13648 | 0.18902 | 10 | 18 | 191785.63 | 0 | 17041.3261 | 20005.5341 | 25620.758 | -174744.3039 | -171780.0959 | -166164.872 | 0.088856 | 0.10431 | 0.13359 | 0.097966
777 | Lateral Hardening | Lateral Hardening-Fuse-10144740 | Laterals | 13136 | 0.21458 | 17 | 26 | 339093.49 | 0 | 30112.6401 | 35361.6217 | 45325.5782 | -308980.8499 | -303731.8683 | -293767.9118 | 0.088803 | 0.10428 | 0.13367 | 0.097934
2516 | Lateral Hardening | Lateral Hardening-Fuse-92011111 | Laterals | 13268 | 0.09678 | 6 | 0 | 68505.37 | 0 | 5997.1492 | 7190.0522 | 9511.403 | -62508.2208 | -61315.3178 | -58993.967 | 0.087543 | 0.10496 | 0.13884 | 0.097897
17680 | Lateral Hardening | Lateral Hardening-Fuse-91141904 | Laterals | 13786 | 0.14242 | 6 | 0 | 76092.05 | 0 | 6660.9558 | 7985.8976 | 10564.1918 | -69431.0942 | -68106.1524 | -65527.8582 | 0.087538 | 0.10495 | 0.13883 | 0.097891
5981 | Lateral Hardening | Lateral Hardening-Fuse-91043796 | Laterals | 13207 | 0.061932 | 6 | 11 | 141548.22 | 0 | 12630.7825 | 14726.8558 | 18592.9673 | -128917.4375 | -126821.3642 | -122955.2527 | 0.089233 | 0.10404 | 0.13135 | 0.097888
11082 | Lateral Hardening | Lateral Hardening-Fuse-92054674 | Laterals | 13785 | 0.14848 | 7 | 2 | 164837.27 | 0 | 14629.2539 | 17165.9055 | 22064.5718 | -150208.0161 | -147671.3645 | -142772.6982 | 0.08875 | 0.10414 | 0.13386 | 0.097877
8742 | Lateral Hardening | Lateral Hardening-Fuse-10075253 | Laterals | 13656 | 0.3411 | 15 | 4 | 209068.1 | 0 | 18379.4332 | 21889.5033 | 28683.5205 | -190688.6668 | -187178.5967 | -180384.5795 | 0.087911 | 0.1047 | 0.1372 | 0.097877
7138 | Lateral Hardening | Lateral Hardening-Fuse-92258848 | Laterals | 13024 | 0.19905 | 15 | 0 | 320910.47 | 0 | 29186.6542 | 33081.2334 | 39685.0966 | -291723.8158 | -287829.2366 | -281225.3734 | 0.09095 | 0.10309 | 0.12366 | 0.097862
791 | Lateral Hardening | Lateral Hardening-Fuse-90097470 | Laterals | 13458 | 0.039394 | 3 | 2 | 95599.1 | 0 | 8601.1608 | 9883.6688 | 12289.9373 | -86997.9392 | -85715.4312 | -83309.1627 | 0.089971 | 0.10339 | 0.12856 | 0.097854
16000 | Lateral Hardening | Lateral Hardening-Fuse-10679318 | Laterals | 13807 | 0.087121 | 6 | 5 | 106916.9 | 0 | 9481.0582 | 11122.03 | 14280.1859 | -97435.8418 | -95794.87 | -92636.7141 | 0.088677 | 0.10402 | 0.13356 | 0.09777
12727 | Lateral Hardening | Lateral Hardening-Fuse-10162079 | Laterals | 13142 | 0.023485 | 1 | 3 | 50000 | 0 | 4560.2804 | 5166.7341 | 6020.9017 | -45439.7196 | -44833.2659 | -43979.0983 | 0.091206 | 0.10333 | 0.12042 | 0.097766
18879 | Lateral Hardening | Lateral Hardening-Fuse-10025082 | Laterals | 13373 | 0.14678 | 10 | 9 | 127595 | 0 | 11307.9358 | 13274.0149 | 17032.3008 | -116287.0642 | -114320.9851 | -110562.6992 | 0.088624 | 0.10403 | 0.13349 | 0.097733
4656 | Lateral Hardening | Lateral Hardening-Fuse-10368945 | Laterals | 13097 | 0.0625 | 4 | 1 | 53576.13 | 0 | 4702.0492 | 5598.1703 | 7338.6243 | -48874.0808 | -47977.9597 | -46237.5057 | 0.087764 | 0.10449 | 0.13698 | 0.097703
15376 | Lateral Hardening | Lateral Hardening-Fuse-91181114 | Laterals | 14012 | 0.14527 | 15 | 19 | 194992.33 | 0 | 17302.1227 | 20246.8009 | 25922.4107 | -177690.2073 | -174745.5291 | -169069.9193 | 0.088732 | 0.10383 | 0.13294 | 0.097684
4447 | Lateral Hardening | Lateral Hardening-Fuse-92199461 | Laterals | 13838 | 0.064205 | 5 | 0 | 57647.79 | 0 | 5034.3091 | 6035.6919 | 7984.3507 | -52613.4809 | -51612.0981 | -49663.4393 | 0.087329 | 0.1047 | 0.1385 | 0.097657
11698 | Lateral Hardening | Lateral Hardening-Fuse-90470923 | Laterals | 13096 | 0.14186 | 10 | 13 | 262945.51 | 0 | 23744.8127 | 27103.1769 | 32905.2079 | -239200.6973 | -235842.3331 | -230040.3021 | 0.090303 | 0.10308 | 0.12514 | 0.097619
4602 | Lateral Hardening | Lateral Hardening-Fuse-10554582 | Laterals | 13911 | 0.061553 | 5 | 7 | 156595.25 | 0 | 14200.3236 | 16096.8475 | 19286.014 | -142394.9264 | -140498.4025 | -137309.236 | 0.090682 | 0.10279 | 0.12316 | 0.097563
12612 | Lateral Hardening | Lateral Hardening-Fuse-90813031 | Laterals | 13089 | 0.085606 | 6 | 6 | 110720.98 | 0 | 9812.2568 | 11471.358 | 14700.8201 | -100908.7232 | -99249.622 | -96020.1599 | 0.088621 | 0.10361 | 0.13277 | 0.097532
10165 | Lateral Hardening | Lateral Hardening-Fuse-60238451 | Laterals | 14050 | 0.2142 | 9 | 14 | 170788.14 | 0 | 15182.2802 | 17701.4016 | 22353.6724 | -155605.8598 | -153086.7384 | -148434.4676 | 0.088895 | 0.10365 | 0.13089 | 0.097519
15913 | Lateral Hardening | Lateral Hardening-Fuse-92166031 | Laterals | 13198 | 0.03125 | 4 | 9 | 78489.03 | 0 | 6975.6869 | 8128.6128 | 10278.9113 | -71513.3431 | -70360.4172 | -68210.1187 | 0.088875 | 0.10356 | 0.13096 | 0.09749
12606 | Lateral Hardening | Lateral Hardening-Fuse-10650534 | Laterals | 13391 | 0.082197 | 4 | 1 | 99665.02 | 0 | 8728.1956 | 10382.3202 | 13637.9002 | -90936.8244 | -89282.6998 | -86027.1198 | 0.087575 | 0.10417 | 0.13684 | 0.097481
6508 | Lateral Hardening | Lateral Hardening-Fuse-10643495 | Laterals | 13390 | 0.067992 | 4 | 1 | 50000 | 0 | 4378.1119 | 5212.4967 | 6833.046 | -45621.8881 | -44787.5033 | -43166.954 | 0.087562 | 0.10425 | 0.13666 | 0.097478
14973 | Lateral Hardening | Lateral Hardening-Fuse-60146814 | Laterals | 13436 | 0.082576 | 7 | 5 | 70964.57 | 0 | 6230.7592 | 7397.9091 | 9588.7518 | -64733.8108 | -63566.6609 | -61375.8182 | 0.087801 | 0.10425 | 0.13512 | 0.097467
18670 | Lateral Hardening | Lateral Hardening-Fuse-92631610 | Laterals | 13303 | 0.17955 | 9 | 3 | 67233.45 | 0 | 5893.0269 | 7003.5305 | 9140.877 | -61340.4231 | -60229.9195 | -58092.573 | 0.08765 | 0.10417 | 0.13596 | 0.097436
16151 | Lateral Hardening | Lateral Hardening-Fuse-10123803 | Laterals | 13060 | 0.10227 | 12 | 23 | 204735.39 | 0 | 18094.2547 | 21231.8086 | 27183.2146 | -186641.1353 | -183503.5814 | -177552.1754 | 0.088379 | 0.1037 | 0.13277 | 0.097416
4641 | Lateral Hardening | Lateral Hardening-Fuse-60262594 | Laterals | 13815 | 0.10587 | 7 | 1 | 57180.59 | 0 | 4992.3103 | 5962.6066 | 7844.1593 | -52188.2797 | -51217.9834 | -49336.4307 | 0.087308 | 0.10428 | 0.13718 | 0.097386
10770 | Lateral Hardening | Lateral Hardening-Fuse-60271833 | Laterals | 13724 | 0.082955 | 7 | 16 | 142653.87 | 0 | 12674.1563 | 14775.02 | 18525.9281 | -129979.7137 | -127878.85 | -124127.9419 | 0.088846 | 0.10357 | 0.12987 | 0.097366
8137 | Lateral Hardening | Lateral Hardening-Fuse-10823018 | Laterals | 13652 | 0.052273 | 4 | 4 | 52726.17 | 0 | 4635.878 | 5476.4894 | 7083.4118 | -48090.292 | -47249.6806 | -45642.7582 | 0.087924 | 0.10387 | 0.13434 | 0.097349
18584 | Lateral Hardening | Lateral Hardening-Fuse-91724740 | Laterals | 13304 | 0.24545 | 12 | 6 | 183146.46 | 0 | 16071.1794 | 19055.1496 | 24677.5162 | -167075.2806 | -164091.3104 | -158468.9438 | 0.08775 | 0.10404 | 0.13474 | 0.097337
15503 | Lateral Hardening | Lateral Hardening-Fuse-10089387 | Laterals | 13278 | 0.050189 | 6 | 11 | 87414.35 | 0 | 7756.1739 | 9041.8126 | 11423.7708 | -79658.1761 | -78372.5374 | -75990.5792 | 0.088729 | 0.10344 | 0.13069 | 0.097337
3873 | Lateral Hardening | Lateral Hardening-Fuse-93276689 | Laterals | 13213 | 0.15133 | 10 | 0 | 249953.38 | 0 | 22232.4318 | 25753.4549 | 32617.9898 | -227720.9482 | -224199.9251 | -217335.3902 | 0.088946 | 0.10303 | 0.1305 | 0.097327
8399 | Lateral Hardening | Lateral Hardening-Fuse-92651942 | Laterals | 13118 | 0.01875 | 1 | 27 | 50000 | 0 | 4528.6144 | 5149.5299 | 6027.5501 | -45471.3856 | -44850.4701 | -43972.4499 | 0.090572 | 0.10299 | 0.12055 | 0.097296
13557 | Lateral Hardening | Lateral Hardening-Fuse-90292804 | Laterals | 13622 | 0.044697 | 4 | 3 | 59956.57 | 0 | 5267.4173 | 6223.9541 | 8047.2997 | -54689.1527 | -53732.6159 | -51909.2703 | 0.087854 | 0.10381 | 0.13422 | 0.097277
8831 | Lateral Hardening | Lateral Hardening-Fuse-60234208 | Laterals | 13294 | 0.29602 | 14 | 0 | 112996.8 | 0 | 9824.81 | 11779.0794 | 15582.0247 | -103171.99 | -101217.7206 | -97414.7753 | 0.086948 | 0.10424 | 0.1379 | 0.097231
12358 | Lateral Hardening | Lateral Hardening-Fuse-10311270 | Laterals | 13865 | 0.025947 | 3 | 1 | 50029.63 | 0 | 4540.907 | 5127.9126 | 6000.2878 | -45488.723 | -44901.7174 | -44029.3422 | 0.090764 | 0.1025 | 0.11993 | 0.097201
762 | Lateral Hardening | Lateral Hardening-Fuse-92612859 | Laterals | 13390 | 0.051894 | 6 | 8 | 101076.62 | 0 | 8888.9734 | 10451.0385 | 13465.304 | -92187.6466 | -90625.5815 | -87611.316 | 0.087943 | 0.1034 | 0.13322 | 0.097107
17399 | Lateral Hardening | Lateral Hardening-Fuse-10080890 | Laterals | 13668 | 0.19924 | 9 | 4 | 108883.66 | 0 | 9519.8976 | 11309.4622 | 14657.1137 | -99363.7624 | -97574.1978 | -94226.5463 | 0.087432 | 0.10387 | 0.13461 | 0.097081
7582 | Lateral Hardening | Lateral Hardening-Fuse-90162226 | Laterals | 13805 | 0.093561 | 6 | 4 | 60087.49 | 0 | 5263.2181 | 6229.9047 | 8057.3467 | -54824.2719 | -53857.5853 | -52030.1433 | 0.087593 | 0.10368 | 0.13409 | 0.097069
14389 | Lateral Hardening | Lateral Hardening-Fuse-60413484 | Laterals | 14112 | 0.054356 | 4 | 3 | 105211.24 | 0 | 9200.2711 | 10914.0535 | 14124.0059 | -96010.9689 | -94297.1865 | -91087.2341 | 0.087446 | 0.10373 | 0.13424 | 0.097012
10689 | Lateral Hardening | Lateral Hardening-Fuse-10679412 | Laterals | 13807 | 0.023295 | 3 | 3 | 60221.13 | 0 | 5282.3065 | 6225.5572 | 8045.2026 | -54938.8235 | -53995.5728 | -52175.9274 | 0.087715 | 0.10338 | 0.13359 | 0.097002
16206 | Lateral Hardening | Lateral Hardening-Fuse-90025482 | Laterals | 13391 | 0.093371 | 5 | 2 | 50000 | 0 | 4358.2168 | 5184.8252 | 6773.5094 | -45641.7832 | -44815.1748 | -43226.4906 | 0.087164 | 0.1037 | 0.13547 | 0.096955
16960 | Lateral Hardening | Lateral Hardening-Fuse-60129752 | Laterals | 13837 | 0.10398 | 9 | 12 | 175841.01 | 0 | 15490.5992 | 18109.1964 | 23117.7506 | -160350.4108 | -157731.8136 | -152723.2594 | 0.088094 | 0.10299 | 0.13147 | 0.096899
10466 | Lateral Hardening | Lateral Hardening-Fuse-60017421 | Laterals | 13029 | 0.063258 | 5 | 12 | 92430.41 | 0 | 8165.9265 | 9525.3482 | 11951.3482 | -84264.4835 | -82905.0618 | -80479.0618 | 0.088347 | 0.10305 | 0.1293 | 0.096854
15793 | Lateral Hardening | Lateral Hardening-Fuse-91902589 | Laterals | 13948 | 0.13182 | 14 | 21 | 205664.79 | 0 | 18107.4244 | 21184.0725 | 26959.2312 | -187557.3656 | -184480.7175 | -178705.5588 | 0.088043 | 0.103 | 0.13108 | 0.096835
2275 | Lateral Hardening | Lateral Hardening-Fuse-10705938 | Laterals | 13268 | 0.091856 | 6 | 2 | 95520.4 | 0 | 8337.8728 | 9890.2938 | 12791.7523 | -87182.5272 | -85630.1062 | -82728.6477 | 0.087289 | 0.10354 | 0.13392 | 0.096827
17908 | Lateral Hardening | Lateral Hardening-Fuse-90265051 | Laterals | 13166 | 0.030682 | 4 | 11 | 54353.13 | 0 | 4896.514 | 5577.2772 | 6511.9998 | -49456.616 | -48775.8528 | -47841.1302 | 0.090087 | 0.10261 | 0.11981 | 0.096817
12341 | Lateral Hardening | Lateral Hardening-Fuse-93063325 | Laterals | 13593 | 0.12595 | 8 | 52 | 74060.35 | 0 | 6566.2668 | 7590.7048 | 9384.8151 | -67494.0832 | -66469.6452 | -64675.5349 | 0.088661 | 0.10249 | 0.12672 | 0.096617
2512 | Lateral Hardening | Lateral Hardening-Fuse-92743358 | Laterals | 14041 | 0.031818 | 1 | 1 | 50000 | 0 | 4519.6555 | 5092.0139 | 5904.0663 | -45480.3445 | -44907.9861 | -44095.9337 | 0.090393 | 0.10184 | 0.11808 | 0.096596
2004 | Lateral Hardening | Lateral Hardening-Fuse-92268498 | Laterals | 13461 | 0.062121 | 4 | 3 | 50000 | 0 | 4377.1567 | 5137.7559 | 6595.035 | -45622.8433 | -44862.2441 | -43404.965 | 0.087543 | 0.10276 | 0.1319 | 0.096542
10712 | Lateral Hardening | Lateral Hardening-Fuse-10704165 | Laterals | 13962 | 0.062879 | 5 | 2 | 97042.18 | 0 | 8556.3805 | 9928.9048 | 12559.7224 | -88485.7995 | -87113.2752 | -84482.4576 | 0.088172 | 0.10232 | 0.12943 | 0.09654
10495 | Lateral Hardening | Lateral Hardening-Fuse-60060623 | Laterals | 13175 | 0.21496 | 16 | 0 | 255371.61 | 0 | 22041.7337 | 26426.0918 | 34957.9116 | -233329.8763 | -228945.5182 | -220413.6984 | 0.086312 | 0.10348 | 0.13689 | 0.096521
14492 | Lateral Hardening | Lateral Hardening-Fuse-92614674 | Laterals | 13303 | 0.20189 | 8 | 0 | 185326.9 | 0 | 16200.6745 | 19053.248 | 24488.79 | -169126.2255 | -166273.652 | -160838.11 | 0.087417 | 0.10281 | 0.13214 | 0.096507
10498 | Lateral Hardening | Lateral Hardening-Fuse-60192810 | Laterals | 13006 | 0.40587 | 22 | 16 | 426611.54 | 0 | 37144.3686 | 43964.0144 | 56946.4245 | -389467.1714 | -382647.5256 | -369665.1155 | 0.087068 | 0.10305 | 0.13349 | 0.096506
13424 | Lateral Hardening | Lateral Hardening-Fuse-93266655 | Laterals | 13042 | 0.052841 | 4 | 6 | 67984.71 | 0 | 5977.2658 | 6964.3812 | 8799.0942 | -62007.4442 | -61020.3288 | -59185.6158 | 0.087921 | 0.10244 | 0.12943 | 0.096427
4554 | Lateral Hardening | Lateral Hardening-Fuse-91732749 | Laterals | 13027 | 0.048864 | 4 | 3 | 55864.17 | 0 | 4882.2268 | 5733.4119 | 7360.3495 | -50981.9432 | -50130.7581 | -48503.8205 | 0.087395 | 0.10263 | 0.13175 | 0.096402
270 | Lateral Hardening | Lateral Hardening-Fuse-91407278 | Laterals | 13723 | 0.046402 | 4 | 2 | 52238.23 | 0 | 4534.6123 | 5388.671 | 6981.2609 | -47703.6177 | -46849.559 | -45256.9691 | 0.086806 | 0.10316 | 0.13364 | 0.096395
5831 | Lateral Hardening | Lateral Hardening-Fuse-10715661 | Laterals | 13984 | 0.75152 | 34 | 0 | 488259.69 | 0 | 42085.9747 | 50457.3664 | 66747.825 | -446173.7153 | -437802.3236 | -421511.865 | 0.086196 | 0.10334 | 0.13671 | 0.09639
7468 | Lateral Hardening | Lateral Hardening-Fuse-93324112 | Laterals | 13723 | 0.051515 | 3 | 0 | 52663.21 | 0 | 4536.6652 | 5439.0609 | 7195.0938 | -48126.5448 | -47224.1491 | -45468.1162 | 0.086145 | 0.10328 | 0.13662 | 0.096333
6280 | Lateral Hardening | Lateral Hardening-Fuse-91781312 | Laterals | 13330 | 0.087121 | 7 | 3 | 111864.26 | 0 | 10059.3863 | 11322.088 | 13433.2656 | -101804.8737 | -100542.172 | -98430.9944 | 0.089925 | 0.10121 | 0.12009 | 0.096327
7205 | Lateral Hardening | Lateral Hardening-Fuse-91641553 | Laterals | 13808 | 0.2053 | 8 |  | 179591.59 | 0 | 15453.8752 | 18527.8314 | 24509.6511 | -164137.7148 | -161063.7586 | -155081.9389 | 0.08605 | 0.10317 | 0.13647 | 0.096227
515 | Lateral Hardening | Lateral Hardening-Fuse-10643525 | Laterals | 13390 | 0.064583 | 4 | 1 | 53749.27 | 0 | 4645.856 | 5531.2677 | 7250.9219 | -49103.414 | -48218.0023 | -46498.3481 | 0.086436 | 0.10291 | 0.1349 | 0.096224
4174 | Lateral Hardening | Lateral Hardening-Fuse-93055767 | Laterals | 13460 | 0.10606 | 8 | 8 | 116350.9 | 0 | 10442.3823 | 11804.3839 | 13866.9812 | -105908.5177 | -104546.5161 | -102483.9188 | 0.089749 | 0.10146 | 0.11918 | 0.096204
524 | Lateral Hardening | Lateral Hardening-Fuse-93220007 | Laterals | 13459 | 0.072917 | 4 |  | 50511.83 | 0 | 4341.4477 | 5205.0123 | 6885.4813 | -46170.3823 | -45306.8177 | -43626.3487 | 0.085949 | 0.10305 | 0.13631 | 0.096115
19029 | Lateral Hardening | Lateral Hardening-Fuse-92314702 | Laterals | 13060 | 0.051705 | 6 | 13 | 136430.88 | 0 | 11905.0681 | 13932.5302 | 17812.2111 | -124525.8119 | -122498.3498 | -118618.6689 | 0.087261 | 0.10212 | 0.13056 | 0.096049
12034 | Lateral Hardening | Lateral Hardening-Fuse-10061188 | Laterals | 13071 | 0.1017 | 6 | 5 | 108128.88 | 0 | 9412.9843 | 11042.1738 | 14177.6542 | -98715.8957 | -97086.7062 | -93951.2258 | 0.087053 | 0.10212 | 0.13112 | 0.09598
17671 | Lateral Hardening | Lateral Hardening-Fuse-10282727 | Laterals | 13672 | 0.22027 | 14 | 0 | 167381.41 | 0 | 14362.6985 | 17219.6069 | 22779.0586 | -153018.7115 | -150161.8031 | -144602.3514 | 0.085808 | 0.10288 | 0.13609 | 0.095957
5770 | Lateral Hardening | Lateral Hardening-Fuse-93314627 | Laterals | 13889 | 0.054924 | 4 | 4 | 60297.85 | 0 | 5259.3909 | 6148.9432 | 7853.5165 | -55038.4591 | -54148.9068 | -52444.3335 | 0.087224 | 0.10198 | 0.13025 | 0.095951
11369 | Lateral Hardening | Lateral Hardening-Fuse-10051865 | Laterals | 13198 | 0.098674 | 6 | 11 | 147655.34 | 0 | 12914.4547 | 15055.1135 | 19021.2044 | -134740.8853 | -132600.2265 | -128634.1356 | 0.087464 | 0.10196 | 0.12882 | 0.095949
19572 | Lateral Hardening | Lateral Hardening-Fuse-10375132 | Laterals | 13176 | 0.085795 | 6 | 0 | 50000 | 0 | 4288.0545 | 5140.9986 | 6800.8004 | -45711.9455 | -44859.0014 | -43199.1996 | 0.085761 | 0.10282 | 0.13602 | 0.095904
2502 | Lateral Hardening | Lateral Hardening-Fuse-91412970 | Laterals | 13303 | 0.028977 | 5 | 2 | 50281.47 | 0 | 4342.9095 | 5159.7455 | 6683.7415 | -45938.5605 | -45121.7245 | -43597.7285 | 0.086372 | 0.10262 | 0.13293 | 0.095901
4254 | Lateral Hardening | Lateral Hardening-Fuse-10679376 | Laterals | 13807 | 0.047159 | 4 | 1 | 52301.19 | 0 | 4506.2623 | 5359.9838 | 7039.675 | -47794.9277 | -46941.2062 | -45261.515 | 0.08616 | 0.10248 | 0.1346 | 0.095901
12528 | Lateral Hardening | Lateral Hardening-Fuse-92480249 | Laterals | 13099 | 0.042992 | 2 | 2 | 51954.91 | 0 | 4504.7433 | 5315.4932 | 6845.9142 | -47450.1667 | -46639.4168 | -45108.9958 | 0.086705 | 0.10231 | 0.13177 | 0.095892
7104 | Lateral Hardening | Lateral Hardening-Fuse-10236650 | Laterals | 13511 | 0.062311 | 7 | 14 | 149102.32 | 0 | 12997.3402 | 15195.7245 | 19379.1316 | -136104.9798 | -133906.5955 | -129723.1884 | 0.087171 | 0.10191 | 0.12997 | 0.095874
15550 | Lateral Hardening | Lateral Hardening-Fuse-10562354 | Laterals | 13296 | 0.16799 | 10 | 21 | 292627.63 | 0 | 25817.7976 | 29676.257 | 36578.5725 | -266809.8324 | -262951.373 | -256049.0575 | 0.088227 | 0.10141 | 0.125 | 0.09586
19200 | Lateral Hardening | Lateral Hardening-Fuse-10650582 | Laterals | 13391 | 0.088447 | 6 | 3 | 143619.01 | 0 | 12634.8778 | 14569.4153 | 18144.5495 | -130984.1322 | -129049.5947 | -125474.4605 | 0.087975 | 0.10144 | 0.12634 | 0.095852
8691 | Lateral Hardening | Lateral Hardening-Fuse-90567851 | Laterals | 13096 | 0.078788 | 7 | 2 | 142307.59 | 0 | 12527.4362 | 14447.7323 | 17801.5844 | -129780.1538 | -127859.8577 | -124506.0056 | 0.088031 | 0.10152 | 0.12509 | 0.095785
867 | Lateral Hardening | Lateral Hardening-Fuse-90836102 | Laterals | 13838 | 0.087689 | 5 | 6 | 110894.12 | 0 | 9657.0083 | 11287.7799 | 14410.1181 | -101237.1117 | -99606.3401 | -96484.0019 | 0.087083 | 0.10179 | 0.12994 | 0.095781
4436 | Lateral Hardening | Lateral Hardening-Fuse-60065886 | Laterals | 14275 | 0.078409 | 7 | 1 | 54898.29 | 0 | 4714.0053 | 5630.2107 | 7406.8731 | -50184.2847 | -49268.0793 | -47491.4169 | 0.085868 | 0.10256 | 0.13492 | 0.09578
13666 | Lateral Hardening | Lateral Hardening-Fuse-91604454 | Laterals | 13009 | 0.088068 | 7 | 0 | 74917.29 | 0 | 6415.3574 | 7691.4468 | 10174.6759 | -68501.9326 | -67225.8432 | -64742.6141 | 0.085633 | 0.10267 | 0.13581 | 0.09576
2316 | Lateral Hardening | Lateral Hardening-Fuse-10556607 | Laterals | 13298 | 0.064015 | 6 | 1 | 50000 | 0 | 4297.9375 | 5113.8977 | 6710.5307 | -45702.0625 | -44886.1023 | -43289.4693 | 0.085959 | 0.10228 | 0.13421 | 0.09568
13313 | Lateral Hardening | Lateral Hardening-Fuse-92539526 | Laterals | 13479 | 0.0875 | 6 | 2 | 63032.85 | 0 | 5419.789 | 6451.4582 | 8427.8542 | -57613.061 | -56581.3918 | -54604.9958 | 0.085984 | 0.10235 | 0.13371 | 0.095666
9927 | Lateral Hardening | Lateral Hardening-Fuse-60238502 | Laterals | 13839 | 0.022159 | 3 | 4 | 62013.51 | 0 | 5362.8186 | 6324.0094 | 8165.9906 | -56650.6914 | -55689.5006 | -53847.5194 | 0.086478 | 0.10198 | 0.13168 | 0.095648
15780 | Lateral Hardening | Lateral Hardening-Fuse-91517686 | Laterals | 13118 | 0.12273 | 4 | 1 | 58581.45 | 0 | 5032.7663 | 5986.0829 | 7860.1702 | -53548.6837 | -52595.3671 | -50721.2798 | 0.085911 | 0.10218 | 0.13418 | 0.095619
9705 | Lateral Hardening | Lateral Hardening-Fuse-60080883 | Laterals | 13449 | 0.016477 | 6 |  | 79528.75 | 0 | 6798.2951 | 8150.5553 | 10782.0102 | -72730.4549 | -71378.1947 | -68746.7398 | 0.085482 | 0.10249 | 0.13557 | 0.095592
7853 | Lateral Hardening | Lateral Hardening-Fuse-91772300 | Laterals | 13351 | 0.17784 | 13 | 285 | 172509.42 | 0 | 14966.2176 | 17544.9599 | 22447.315 | -157543.2024 | -154964.4601 | -150062.105 | 0.086756 | 0.1017 | 0.13012 | 0.095577
1327 | Lateral Hardening | Lateral Hardening-Fuse-91903040 | Laterals | 13460 | 0.068561 | 4 | 4 | 106391.74 | 0 | 9182.4501 | 10847.4793 | 14030.3682 | -97209.2899 | -95544.2607 | -92361.3718 | 0.086308 | 0.10196 | 0.13187 | 0.09556
7020 | Lateral Hardening | Lateral Hardening-Fuse-10556587 | Laterals | 13298 | 0.10436 | 7 | 2 | 60984.67 | 0 | 5235.3243 | 6224.8888 | 8177.4474 | -55749.3457 | -54759.7812 | -52807.2226 | 0.085847 | 0.10207 | 0.13409 | 0.095539
5807 | Lateral Hardening | Lateral Hardening-Fuse-10442374 | Laterals | 13948 | 0.084848 | 5 | 17 | 74574.77 | 0 | 6523.1644 | 7549.6968 | 9420.6799 | -68051.6056 | -67025.0732 | -65154.0901 | 0.087471 | 0.10124 | 0.12633 | 0.095486
620 | Lateral Hardening | Lateral Hardening-Fuse-60574732 | Laterals | 14102 | 0.049053 | 3 | 1 | 50000 | 0 | 4458.2143 | 5031.5228 | 5896.4991 | -45541.7857 | -44968.4772 | -44103.5009 | 0.089164 | 0.10063 | 0.11793 | 0.095481
17718 | Lateral Hardening | Lateral Hardening-Fuse-60003427 | Laterals | 13042 | 0.15663 | 14 | 27 | 251669.98 | 0 | 21858.8081 | 25573.1184 | 32311.6954 | -229811.1719 | -226096.8616 | -219358.2846 | 0.086855 | 0.10161 | 0.12839 | 0.095436
11419 | Lateral Hardening | Lateral Hardening-Fuse-90261165 | Laterals | 13656 | 0.13693 | 5 | 2 | 55323.27 | 0 | 4760.9689 | 5643.3849 | 7297.3986 | -50562.3011 | -49679.8851 | -48025.8714 | 0.086057 | 0.10201 | 0.1319 | 0.095427
10419 | Lateral Hardening | Lateral Hardening-Fuse-91816675 | Laterals | 13207 | 0.084091 | 7 | 11 | 170258.31 | 0 | 14780.8904 | 17249.5174 | 21945.5526 | -155477.4196 | -153008.7926 | -148312.7574 | 0.086815 | 0.10131 | 0.1289 | 0.095372
14814 | Lateral Hardening | Lateral Hardening-Fuse-10674259 | Laterals | 13414 | 0.0625 | 6 | 0 | 50000 | 0 | 4263.2406 | 5111.2489 | 6761.4458 | -45736.7594 | -44888.7511 | -43238.5542 | 0.085265 | 0.10222 | 0.13523 | 0.095349
1423 | Lateral Hardening | Lateral Hardening-Fuse-90687233 | Laterals | 13096 | 0.057765 | 4 | 3 | 56603.95 | 0 | 4892.2157 | 5745.1422 | 7375.4085 | -51711.7343 | -50858.8078 | -49228.5415 | 0.086429 | 0.1015 | 0.1303 | 0.095336
7739 | Lateral Hardening | Lateral Hardening-Fuse-10759958 | Laterals | 13813 | 0.074621 | 5 | 3 | 58004.81 | 0 | 4994.2343 | 5899.979 | 7631.8302 | -53010.5757 | -52104.831 | -50372.9798 | 0.0861 | 0.10172 | 0.13157 | 0.095332
968 | Lateral Hardening | Lateral Hardening-Fuse-10080935 | Laterals | 14000 | 0.060795 | 6 | 1 | 50000 | 0 | 4275.6908 | 5103.708 | 6699.7372 | -45724.3092 | -44896.292 | -43300.2628 | 0.085514 | 0.10207 | 0.13399 | 0.09533
11786 | Lateral Hardening | Lateral Hardening-Fuse-90371485 | Laterals | 13044 | 0.37652 | 35 | 109 | 462141.16 | 0 | 39663.5757 | 47125.9859 | 61149.5984 | -422477.5843 | -415015.1741 | -400991.5616 | 0.085826 | 0.10197 | 0.13232 | 0.095319
9565 | Lateral Hardening | Lateral Hardening-Fuse-90049920 | Laterals | 13305 | 0.075379 | 5 | 1 | 54646.45 | 0 | 4668.3123 | 5575.2314 | 7322.0368 | -49978.1377 | -49071.2186 | -47324.4132 | 0.085428 | 0.10202 | 0.13399 | 0.095263
5365 | Lateral Hardening | Lateral Hardening-Fuse-10503441 | Laterals | 13576 | 0.082008 | 4 | 3 | 94701.92 | 0 | 8331.8268 | 9532.3775 | 11597.5071 | -86370.0932 | -85169.5425 | -83104.4129 | 0.087979 | 0.10066 | 0.12246 | 0.095231
1058 | Lateral Hardening | Lateral Hardening-Fuse-91250642 | Laterals | 13585 | 0.12898 | 13 | 0 | 327921.85 | 0 | 28135.0101 | 33391.7615 | 43267.9739 | -299786.8399 | -294530.0885 | -284653.8761 | 0.085798 | 0.10183 | 0.13195 | 0.095222
15648 | Lateral Hardening | Lateral Hardening-Fuse-92683049 | Laterals | 13805 | 0.11799 | 6 | 5 | 69977.95 | 0 | 6026.9622 | 7105.5404 | 9155.2157 | -63950.9878 | -62872.4096 | -60822.7343 | 0.086127 | 0.10154 | 0.13083 | 0.095221
3513 | Lateral Hardening | Lateral Hardening-Fuse-93044122 | Laterals | 13813 | 0.085606 | 3 | 2 | 55496.41 | 0 | 4769.9886 | 5638.0023 | 7286.0525 | -50726.4214 | -49858.4077 | -48210.3575 | 0.085951 | 0.10159 | 0.13129 | 0.095177
5706 | Lateral Hardening | Lateral Hardening-Fuse-93211142 | Laterals | 13656 | 0.071402 | 4 | 1 | 50000 | 0 | 4275.1854 | 5076.9743 | 6622.3393 | -45724.8146 | -44923.0257 | -43377.6607 | 0.085504 | 0.10154 | 0.13245 | 0.095009
19175 | Lateral Hardening | Lateral Hardening-Fuse-10168318 | Laterals | 13207 | 0.086364 | 8 | 12 | 228215.16 | 0 | 19639.0087 | 23084.8869 | 29705.9663 | -208576.1513 | -205130.2731 | -198509.1937 | 0.086055 | 0.10115 | 0.13017 | 0.094996
13119 | Lateral Hardening | Lateral Hardening-Fuse-93044273 | Laterals | 13813 | 0.10341 | 6 | 3 | 109287.9 | 0 | 9336.158 | 11097.5386 | 14480.6372 | -99951.742 | -98190.3614 | -94807.2628 | 0.085427 | 0.10154 | 0.1325 | 0.09497
19705 | Lateral Hardening | Lateral Hardening-Fuse-90481856 | Laterals | 13583 | 0.059659 | 4 | 1 | 50000 | 0 | 4273.2158 | 5071.9777 | 6620.2945 | -45726.7842 | -44928.0223 | -43379.7055 | 0.085464 | 0.10144 | 0.13241 | 0.094951
17417 | Lateral Hardening | Lateral Hardening-Fuse-60028980 | Laterals | 13088 | 0.070455 | 6 | 10 | 95022.69 | 0 | 8223.1453 | 9583.1041 | 12129.446 | -86799.5447 | -85439.5859 | -82893.244 | 0.086539 | 0.10085 | 0.12765 | 0.094943
17602 | Lateral Hardening | Lateral Hardening-Fuse-10057098 | Laterals | 13005 | 0.11061 | 6 | 11 | 172461.91 | 0 | 15078.9507 | 17334.4013 | 21258.981 | -157382.9593 | -155127.5087 | -151202.929 | 0.087434 | 0.10051 | 0.12327 | 0.09494
4885 | Lateral Hardening | Lateral Hardening-Fuse-92444235 | Laterals | 13391 | 0.0875 | 4 | 1 | 51215.13 | 0 | 4375.0534 | 5195.421 | 6777.3679 | -46840.0766 | -46019.709 | -44437.7621 | 0.085425 | 0.10144 | 0.13233 | 0.094921
19659 | Lateral Hardening | Lateral Hardening-Fuse-93274093 | Laterals | 13213 | 0.054356 | 5 | 0 | 85418.75 | 0 | 7245.4249 | 8686.6245 | 11491.1525 | -78173.3251 | -76732.1255 | -73927.5975 | 0.084822 | 0.10169 | 0.13453 | 0.094855
15276 | Lateral Hardening | Lateral Hardening-Fuse-10846380 | Laterals | 13109 | 0.070833 | 6 | 12 | 141950.62 | 0 | 12224.0193 | 14306.7345 | 18315.1741 | -129726.6007 | -127643.8855 | -123635.4459 | 0.086115 | 0.10079 | 0.12902 | 0.094807
2347 | Lateral Hardening | Lateral Hardening-Fuse-10274703 | Laterals | 13624 | 0.094318 | 6 | 1 | 51781.77 | 0 | 4410.2301 | 5247.5089 | 6885.8574 | -47371.5399 | -46534.2611 | -44895.9126 | 0.08517 | 0.10134 | 0.13298 | 0.094801
18604 | Lateral Hardening | Lateral Hardening-Fuse-10762932 | Laterals | 13815 | 0.17973 | 8 | 6 | 164013.05 | 0 | 14004.985 | 16616.3221 | 21542.7302 | -150008.065 | -147396.7279 | -142470.3198 | 0.085389 | 0.10131 | 0.13135 | 0.094762
7105 | Lateral Hardening | Lateral Hardening-Fuse-93249425 | Laterals | 13175 | 0.032197 | 5 | 10 | 81989.05 | 0 | 7082.562 | 8256.8792 | 10418.0983 | -74906.488 | -73732.1708 | -71570.9517 | 0.086384 | 0.10071 | 0.12707 | 0.094749
12454 | Lateral Hardening | Lateral Hardening-Fuse-10712394 | Laterals | 13256 | 0.18788 | 9 | 0 | 132136.34 | 0 | 11192.8611 | 13419.2518 | 17751.7365 | -120943.4789 | -118717.0882 | -114384.6035 | 0.084707 | 0.10156 | 0.13434 | 0.094725
19596 | Lateral Hardening | Lateral Hardening-Fuse-10029689 | Laterals | 13279 | 0.019697 | 1 | 1 | 50000 | 0 | 4429.7002 | 4989.9845 | 5789.0324 | -45570.2998 | -45010.0155 | -44210.9676 | 0.088594 | 0.0998 | 0.11578 | 0.094674
10751 | Lateral Hardening | Lateral Hardening-Fuse-10696503 | Laterals | 13961 | 0.11402 | 6 | 2 | 97361.98 | 0 | 8298.5342 | 9855.8001 | 12755.9349 | -89063.4458 | -87506.1799 | -84606.0451 | 0.085234 | 0.10123 | 0.13102 | 0.09461
1557 | Lateral Hardening | Lateral Hardening-Fuse-10271852 | Laterals | 13621 | 0.13712 | 5 | 0 | 59777.69 | 0 | 5055.416 | 6060.9972 | 8017.826 | -54722.274 | -53716.6928 | -51759.864 | 0.08457 | 0.10139 | 0.13413 | 0.094573
3579 | Lateral Hardening | Lateral Hardening-Fuse-93013040 | Laterals | 13199 | 0.069697 | 6 | 14 | 149716.18 | 0 | 12872.4616 | 15050.4884 | 19198.1539 | -136843.7184 | -134665.6916 | -130518.0261 | 0.085979 | 0.10053 | 0.12823 | 0.094569
104 | Lateral Hardening | Lateral Hardening-Fuse-93207905 | Laterals | 13656 | 0.1178 | 7 | 3 | 106045.46 | 0 | 9026.7873 | 10724.2174 | 13945.5628 | -97018.6727 | -95321.2426 | -92099.8972 | 0.085122 | 0.10113 | 0.13151 | 0.094562
8218 | Lateral Hardening | Lateral Hardening-Fuse-90767559 | Laterals | 14050 | 0.14943 | 10 | 0 | 104744.04 | 0 | 8854.8433 | 10616.175 | 14043.6697 | -95889.1967 | -94127.865 | -90700.3703 | 0.084538 | 0.10135 | 0.13408 | 0.094536
17993 | Lateral Hardening | Lateral Hardening-Fuse-10101272 | Laterals | 13046 | 0.12008 | 10 | 18 | 161071.38 | 0 | 13869.0828 | 16178.1356 | 20518.8563 | -147202.2972 | -144893.2444 | -140552.5237 | 0.086105 | 0.10044 | 0.12739 | 0.094534
3731 | Lateral Hardening | Lateral Hardening-Fuse-10686275 | Laterals | 13808 | 0.15758 | 8 | 5 | 152785.43 | 0 | 13155.4326 | 15335.9399 | 19477.3787 | -139629.9974 | -137449.4901 | -133308.0513 | 0.086104 | 0.10038 | 0.12748 | 0.094523
12036 | Lateral Hardening | Lateral Hardening-Fuse-10925095 | Laterals | 13342 | 0.085038 | 4 | 8 | 62623.61 | 0 | 5375.8507 | 6285.2048 | 8023.8503 | -57247.7593 | -56338.4052 | -54599.7597 | 0.085844 | 0.10036 | 0.12813 | 0.094429
7075 | Lateral Hardening | Lateral Hardening-Fuse-10802878 | Laterals | 13133 | 0.11439 | 10 | 17 | 209672.75 | 0 | 17943.7143 | 21063.6087 | 27081.3149 | -191729.0357 | -188609.1413 | -182591.4351 | 0.08558 | 0.10046 | 0.12916 | 0.094402
177 | Lateral Hardening | Lateral Hardening-Fuse-92629670 | Laterals | 13303 | 0.061364 | 5 | 2 | 52973.01 | 0 | 4503.9766 | 5349.6409 | 6927.3833 | -48469.0334 | -47623.3691 | -46045.6267 | 0.085024 | 0.10099 | 0.13077 | 0.094388
4675 | Lateral Hardening | Lateral Hardening-Fuse-90631758 | Laterals | 13579 | 0.076705 | 5 | 1 | 50317.95 | 0 | 4265.4557 | 5080.9756 | 6656.3425 | -46052.4943 | -45236.9744 | -43661.6075 | 0.08477 | 0.10098 | 0.13229 | 0.094384
1474 | Lateral Hardening | Lateral Hardening-Fuse-10686007 | Laterals | 13808 | 0.15095 | 6 | 0 | 60926.71 | 0 | 5141.0104 | 6163.6173 | 8153.5776 | -55785.6996 | -54763.0927 | -52773.1324 | 0.08438 | 0.10116 | 0.13383 | 0.09436
9761 | Lateral Hardening | Lateral Hardening-Fuse-60320579 | Laterals | 13268 | 0.080871 | 4 | 2 | 54594.23 | 0 | 4650.102 | 5500.9015 | 7108.5121 | -49944.128 | -49093.3285 | -47485.7179 | 0.085176 | 0.10076 | 0.13021 | 0.094354
7191 | Lateral Hardening | Lateral Hardening-Fuse-60101193 | Laterals | 13635 | 0.049621 | 4 |  | 50000 | 0 | 4217.4608 | 5056.363 | 6688.8397 | -45782.5392 | -44943.637 | -43311.1603 | 0.084349 | 0.10113 | 0.13378 | 0.094325
735 | Lateral Hardening | Lateral Hardening-Fuse-91508547 | Laterals | 13787 | 0.14129 | 6 | 2 | 50000 | 0 | 4398.3253 | 4984.8463 | 5812.4549 | -45601.6747 | -45015.1537 | -44187.5451 | 0.087967 | 0.099697 | 0.11625 | 0.094314
1231 | Lateral Hardening | Lateral Hardening-Fuse-10676308 | Laterals | 13787 | 0.11572 | 8 | 5 | 65350.39 | 0 | 5571.0753 | 6570.4856 | 8486.6693 | -59779.3147 | -58779.9044 | -56863.7207 | 0.085249 | 0.10054 | 0.12986 | 0.094299
9423 | Lateral Hardening | Lateral Hardening-Fuse-92156281 | Laterals | 13840 | 0.05928 | 2 | 4 | 50000 | 0 | 4375.183 | 4980.759 | 5939.017 | -45624.817 | -45019.241 | -44060.983 | 0.087504 | 0.099615 | 0.11878 | 0.094265
3796 | Lateral Hardening | Lateral Hardening-Fuse-60179134 | Laterals | 13001 | 0.057576 | 4 | 11 | 84098.21 | 0 | 7247.3241 | 8415.9367 | 10475.1665 | -76850.8859 | -75682.2733 | -73623.0435 | 0.086177 | 0.10007 | 0.12456 | 0.094184
12794 | Lateral Hardening | Lateral Hardening-Fuse-92294998 | Laterals | 13461 | 0.037311 | 4 | 1 | 51482.71 | 0 | 4356.0381 | 5181.3999 | 6803.1343 | -47126.6719 | -46301.3101 | -44679.5757 | 0.084612 | 0.10064 | 0.13214 | 0.094174
12110 | Lateral Hardening | Lateral Hardening-Fuse-93272251 | Laterals | 13080 | 0.16402 | 14 | 25 | 191907.34 | 0 | 16447.129 | 19219.1456 | 24379.5846 | -175460.211 | -172688.1944 | -167527.7554 | 0.085703 | 0.10015 | 0.12704 | 0.09417
9560 | Lateral Hardening | Lateral Hardening-Fuse-91634943 | Laterals | 13622 | 0.050947 | 4 | 10 | 75687.31 | 0 | 6494.9171 | 7572.9038 | 9555.8248 | -69192.3929 | -68114.4062 | -66131.4852 | 0.085812 | 0.10006 | 0.12625 | 0.094129
18697 | Lateral Hardening | Lateral Hardening-Fuse-10645545 | Laterals | 13148 | 0.043939 | 4 | 1 | 52033.61 | 0 | 4396.2921 | 5234.1416 | 6861.4203 | -47637.3179 | -46799.4684 | -45172.1897 | 0.084489 | 0.10059 | 0.13187 | 0.094058
11759 | Lateral Hardening | Lateral Hardening-Fuse-92634258 | Laterals | 14032 | 0.072348 | 5 |  | 50464.61 | 0 | 4243.8367 | 5087.9854 | 6730.6715 | -46220.7733 | -45376.6246 | -43733.9385 | 0.084095 | 0.10082 | 0.13337 | 0.094041
19681 | Lateral Hardening | Lateral Hardening-Fuse-90280953 | Laterals | 13724 | 0.098295 | 6 | 0 | 56550.99 | 0 | 4755.3731 | 5701.2723 | 7541.9617 | -51795.6169 | -50849.7177 | -49009.0283 | 0.08409 | 0.10082 | 0.13337 | 0.094036
1314 | Lateral Hardening | Lateral Hardening-Fuse-10441195 | Laterals | 13946 | 0.069886 | 5 | 18 | 50000 | 0 | 4309.0621 | 4983.9707 | 6208.0876 | -45690.9379 | -45016.0293 | -43791.9124 | 0.086181 | 0.099679 | 0.12416 | 0.094029
2596 | Lateral Hardening | Lateral Hardening-Fuse-10162585 | Laterals | 13031 | 0.23068 | 16 | 27 | 299159.04 | 0 | 25491.0164 | 29937.374 | 38526.4414 | -273668.0236 | -269221.666 | -260632.5986 | 0.085209 | 0.10007 | 0.12878 | 0.094025
3419 | Lateral Hardening | Lateral Hardening-Fuse-10366530 | Laterals | 13089 | 0.049242 | 5 | 13 | 79475.65 | 0 | 6813.103 | 7941.3601 | 9947.4906 | -72662.547 | -71534.2899 | -69528.1594 | 0.085726 | 0.099922 | 0.12516 | 0.093928
18835 | Lateral Hardening | Lateral Hardening-Fuse-60268248 | Laterals | 13668 | 0.19091 | 11 | 8 | 211797.6 | 0 | 17970.6099 | 21219.3367 | 27434.6128 | -193826.9901 | -190578.2633 | -184362.9872 | 0.084848 | 0.10019 | 0.12953 | 0.093918
9257 | Lateral Hardening | Lateral Hardening-Fuse-92705442 | Laterals | 13807 | 0.036932 | 6 | 2 | 148215.09 | 0 | 12501.6766 | 14891.7198 | 19513.0956 | -135713.4134 | -133323.3702 | -128701.9944 | 0.084348 | 0.10047 | 0.13165 | 0.093916
278 | Lateral Hardening | Lateral Hardening-Fuse-10726471 | Laterals | 13648 | 0.23902 | 12 | 12 | 180220.99 | 0 | 15285.716 | 18061.4559 | 23346.1607 | -164935.274 | -162159.5341 | -156874.8293 | 0.084817 | 0.10022 | 0.12954 | 0.09391
9517 | Lateral Hardening | Lateral Hardening-Fuse-10627033 | Laterals | 13147 | 0.074621 | 2 | 4 | 50000 | 0 | 4357.8806 | 4955.9032 | 5920.7833 | -45642.1194 | -45044.0968 | -44079.2167 | 0.087158 | 0.099118 | 0.11842 | 0.093872
5119 | Lateral Hardening | Lateral Hardening-Fuse-60371512 | Laterals | 13807 | 0.20455 | 10 | 7 | 173934.99 | 0 | 14707.5186 | 17445.3087 | 22621.3591 | -159227.4714 | -156489.6813 | -151313.6309 | 0.084558 | 0.1003 | 0.13006 | 0.09383
3797 | Lateral Hardening | Lateral Hardening-Fuse-92913727 | Laterals | 13140 | 0.097538 | 10 | 3 | 276578.89 | 0 | 24131.5468 | 27478.7229 | 32208.5491 | -252447.3432 | -249100.1671 | -244370.3409 | 0.08725 | 0.099352 | 0.11645 | 0.093801
16885 | Lateral Hardening | Lateral Hardening-Fuse-10834654 | Laterals | 13041 | 0.019318 | 3 | 3 | 57847.41 | 0 | 4906.3847 | 5781.29 | 7468.0409 | -52941.0253 | -52066.12 | -50379.3691 | 0.084816 | 0.09994 | 0.1291 | 0.093782
17478 | Lateral Hardening | Lateral Hardening-Fuse-10087614 | Laterals | 13389 | 0.050758 | 3 | 2 | 56530.25 | 0 | 4783.4169 | 5659.8997 | 7320.2092 | -51746.8331 | -50870.3503 | -49210.0408 | 0.084617 | 0.10012 | 0.12949 | 0.093756
8371 | Lateral Hardening | Lateral Hardening-Fuse-92238111 | Laterals | 13228 | 0.04375 | 6 | 15 | 83662.44 | 0 | 7305.0745 | 8296.4677 | 9696.4131 | -76357.3655 | -75365.9723 | -73966.0269 | 0.087316 | 0.099166 | 0.1159 | 0.093729
14927 | Lateral Hardening | Lateral Hardening-Fuse-60161429 | Laterals | 13297 | 0.024621 | 2 | 15 | 54358.13 | 0 | 4667.6658 | 5402.8072 | 6690.5634 | -49690.4642 | -48955.3228 | -47667.5666 | 0.085869 | 0.099393 | 0.12308 | 0.093647
19342 | Lateral Hardening | Lateral Hardening-Fuse-90525642 | Laterals | 13583 | 0.085227 | 6 | 1 | 51026.25 | 0 | 4458.9734 | 5034.2447 | 5919.2718 | -46567.2766 | -45992.0053 | -45106.9782 | 0.087386 | 0.09866 | 0.116 | 0.09363
19141 | Lateral Hardening | Lateral Hardening-Fuse-92888195 | Laterals | 13147 | 0.097348 | 6 | 7 | 168956.15 | 0 | 14302.689 | 16870.107 | 21761.8321 | -154653.461 | -152086.043 | -147194.3179 | 0.084653 | 0.099849 | 0.1288 | 0.093627
5503 | Lateral Hardening | Lateral Hardening-Fuse-91785876 | Laterals | 13939 | 0.031818 | 4 | 3 | 58886.25 | 0 | 4974.8913 | 5878.3069 | 7600.393 | -53911.3587 | -53007.9431 | -51285.857 | 0.084483 | 0.099825 | 0.12907 | 0.093544
13740 | Lateral Hardening | Lateral Hardening-Fuse-60145854 | Laterals | 13294 | 0.02803 | 3 | 7 | 50711.45 | 0 | 4319.3431 | 5036.5381 | 6404.0742 | -46392.1069 | -45674.9119 | -44307.3758 | 0.085175 | 0.099318 | 0.12628 | 0.093529
14663 | Lateral Hardening | Lateral Hardening-Fuse-10696415 | Laterals | 13961 | 0.067424 | 5 | 3 | 97419.94 | 0 | 8228.1154 | 9720.3506 | 12573.6152 | -89191.8246 | -87699.5894 | -84846.3248 | 0.08446 | 0.099778 | 0.12907 | 0.093516
2000 | Lateral Hardening | Lateral Hardening-Fuse-92386703 | Laterals | 13459 | 0.046402 | 5 |  | 50000 | 0 | 4179.5197 | 5010.8749 | 6628.6655 | -45820.4803 | -44989.1251 | -43371.3345 | 0.08359 | 0.10022 | 0.13257 | 0.093477
15739 | Lateral Hardening | Lateral Hardening-Fuse-92022824 | Laterals | 13460 | 0.10227 | 4 | 3 | 109193.46 | 0 | 9192.8913 | 10906.627 | 14115.5999 | -100000.5687 | -98286.833 | -95077.8601 | 0.084189 | 0.099884 | 0.12927 | 0.093406
7026 | Lateral Hardening | Lateral Hardening-Fuse-10650444 | Laterals | 13391 | 0.063258 | 5 | 1 | 97073.66 | 0 | 8295.0408 | 9594.0512 | 12065.0051 | -88778.6192 | -87479.6088 | -85008.6549 | 0.085451 | 0.098833 | 0.12429 | 0.093349
13972 | Lateral Hardening | Lateral Hardening-Fuse-10218991 | Laterals | 13510 | 0.057955 | 6 | 2 | 239911.5 | 0 | 20853.4954 | 23673.2563 | 27693.5235 | -219058.0046 | -216238.2437 | -212217.9765 | 0.086922 | 0.098675 | 0.11543 | 0.093299
16444 | Lateral Hardening | Lateral Hardening-Fuse-60129753 | Laterals | 13837 | 0.064962 | 7 | 15 | 242156.54 | 0 | 20493.6415 | 24020.415 | 30788.8734 | -221662.8985 | -218136.125 | -211367.6666 | 0.08463 | 0.099194 | 0.12714 | 0.09325
5913 | Lateral Hardening | Lateral Hardening-Fuse-92220843 | Laterals | 13148 | 0.045644 | 4 | 3 | 50000 | 0 | 4200.9481 | 4984.1687 | 6449.1733 | -45799.0519 | -45015.8313 | -43550.8267 | 0.084019 | 0.099683 | 0.12898 | 0.093215
7776 | Lateral Hardening | Lateral Hardening-Fuse-92732130 | Laterals | 13961 | 0.031818 | 5 | 1 | 51026.25 | 0 | 4273.3713 | 5083.3435 | 6673.6278 | -46752.8787 | -45942.9065 | -44352.6222 | 0.083748 | 0.099622 | 0.13079 | 0.093215
6751 | Lateral Hardening | Lateral Hardening-Fuse-10124536 | Laterals | 13063 | 0.11193 | 7 | 0 | 71023.77 | 0 | 5919.2247 | 7096.6276 | 9387.8157 | -65104.5453 | -63927.1424 | -61635.9543 | 0.083341 | 0.099919 | 0.13218 | 0.093198
19743 | Lateral Hardening | Lateral Hardening-Fuse-10705918 | Laterals | 13268 | 0.27614 | 18 | 8 | 218880.6 | 0 | 18371.3174 | 21813.2794 | 28303.3164 | -200509.2826 | -197067.3206 | -190577.2836 | 0.083933 | 0.099658 | 0.12931 | 0.093188
18219 | Lateral Hardening | Lateral Hardening-Fuse-91309413 | Laterals | 13100 | 0.19527 | 19 |  | 322952.77 | 0 | 26894.6183 | 32244.2719 | 42654.5254 | -296058.1517 | -290708.4981 | -280298.2446 | 0.083277 | 0.099842 | 0.13208 | 0.093127
13018 | Lateral Hardening | Lateral Hardening-Fuse-10127951 | Laterals | 13078 | 0.05947 | 8 | 11 | 164282.11 | 0 | 13918.0625 | 16255.7592 | 20694.1459 | -150364.0475 | -148026.3508 | -143587.9641 | 0.084721 | 0.09895 | 0.12597 | 0.093114
5638 | Lateral Hardening | Lateral Hardening-Fuse-92692175 | Laterals | 13830 | 0.045265 | 5 | 8 | 124105.72 | 0 | 10465.1744 | 12302.3619 | 15829.4006 | -113640.5456 | -111803.3581 | -108276.3194 | 0.084325 | 0.099128 | 0.12755 | 0.093088
2953 | Lateral Hardening | Lateral Hardening-Fuse-91750557 | Laterals | 13583 | 0.11515 | 6 | 5 | 113685.1 | 0 | 9568.408 | 11280.7592 | 14534.8246 | -104116.692 | -102404.3408 | -99150.2754 | 0.084166 | 0.099228 | 0.12785 | 0.093053
8166 | Lateral Hardening | Lateral Hardening-Fuse-10217767 | Laterals | 13493 | 0.12178 | 9 | 1 | 95902.95 | 0 | 8315.4742 | 9420.0907 | 11054.5392 | -87587.4758 | -86482.8593 | -84848.4108 | 0.086707 | 0.098225 | 0.11527 | 0.093019
6037 | Lateral Hardening | Lateral Hardening-Fuse-10236653 | Laterals | 13511 | 0.03428 | 4 | 10 | 82670.87 | 0 | 7009.2918 | 8173.0763 | 10324.2834 | -75661.5782 | -74497.7937 | -72346.5866 | 0.084786 | 0.098863 | 0.12488 | 0.093019
10386 | Lateral Hardening | Lateral Hardening-Fuse-60311130 | Laterals | 13419 | 0.074432 | 6 | 18 | 105862.32 | 0 | 8992.9024 | 10476.6143 | 13077.891 | -96869.4176 | -95385.7057 | -92784.429 | 0.084949 | 0.098965 | 0.12354 | 0.093012
4721 | Lateral Hardening | Lateral Hardening-Fuse-92213350 | Laterals | 14111 | 0.064583 | 6 | 0 | 53749.27 | 0 | 4463.5271 | 5351.3747 | 7079.0976 | -49285.7429 | -48397.8953 | -46670.1724 | 0.083043 | 0.099562 | 0.13171 | 0.092865
5307 | Lateral Hardening | Lateral Hardening-Fuse-10627028 | Laterals | 13147 | 0.51496 | 18 | 8 | 376523.21 | 0 | 31452.7825 | 37354.7977 | 48809.3938 | -345070.4275 | -339168.4123 | -327713.8162 | 0.083535 | 0.09921 | 0.12963 | 0.092847
1450 | Lateral Hardening | Lateral Hardening-Fuse-10070737 | Laterals | 13984 | 0.085417 | 4 | 2 | 59410.67 | 0 | 4960.6636 | 5897.43 | 7693.6674 | -54450.0064 | -53513.24 | -51717.0026 | 0.083498 | 0.099266 | 0.1295 | 0.092828
5321 | Lateral Hardening | Lateral Hardening-Fuse-10714671 | Laterals | 13019 | 0.028977 | 2 | 13 | 85651.47 | 0 | 7410.5432 | 8407.1387 | 9808.9779 | -78240.9268 | -77244.3313 | -75842.4921 | 0.08652 | 0.098155 | 0.11452 | 0.092811
14593 | Lateral Hardening | Lateral Hardening-Fuse-10195195 | Laterals | 13323 | 0.33958 | 16 | 43 | 473374.57 | 0 | 40003.6051 | 46757.567 | 58947.2529 | -433370.9649 | -426617.003 | -414427.3171 | 0.084507 | 0.098775 | 0.12453 | 0.092789
8096 | Lateral Hardening | Lateral Hardening-Fuse-92661378 | Laterals | 13685 | 0.1267 | 6 | 10 | 137141.34 | 0 | 11559.6883 | 13528.7526 | 17306.6469 | -125581.6517 | -123612.5874 | -119834.6931 | 0.08429 | 0.098648 | 0.1262 | 0.092788
12045 | Lateral Hardening | Lateral Hardening-Fuse-60060940 | Laterals | 13208 | 0.01572 | 4 | 5 | 65408.35 | 0 | 5486.1743 | 6462.8974 | 8322.9276 | -59922.1757 | -58945.4526 | -57085.4224 | 0.083876 | 0.098808 | 0.12725 | 0.092693
10484 | Lateral Hardening | Lateral Hardening-Fuse-60024727 | Laterals | 13303 | 0.17311 | 9 | 3 | 99406.93 | 0 | 8293.9074 | 9846.6031 | 12838.1488 | -91113.0226 | -89560.3269 | -86568.7812 | 0.083434 | 0.099053 | 0.12915 | 0.092691
12275 | Lateral Hardening | Lateral Hardening-Fuse-90638888 | Laterals | 13303 | 0.21439 | 8 | 4 | 154086.11 | 0 | 12860.9679 | 15251.9739 | 19760.9693 | -141225.1421 | -138834.1361 | -134325.1407 | 0.083466 | 0.098983 | 0.12825 | 0.092599
11665 | Lateral Hardening | Lateral Hardening-Fuse-60044017 | Laterals | 13211 | 0.029735 | 1 | 1 | 50000 | 0 | 4310.1893 | 4902.7438 | 5714.2558 | -45689.8107 | -45097.2562 | -44285.7442 | 0.086204 | 0.098055 | 0.11429 | 0.092567
11200 | Lateral Hardening | Lateral Hardening-Fuse-91971403 | Laterals | 13419 | 0.1322 | 12 | 20 | 162466.27 | 0 | 13686.5038 | 15971.6007 | 20315.5072 | -148779.7662 | -146494.6693 | -142150.7628 | 0.084242 | 0.098307 | 0.12504 | 0.092542
19309 | Lateral Hardening | Lateral Hardening-Fuse-90871197 | Laterals | 13213 | 0.021212 | 2 | 73 | 50000 | 0 | 4263.1014 | 4910.8318 | 5956.8387 | -45736.8986 | -45089.1682 | -44043.1613 | 0.085262 | 0.098217 | 0.11914 | 0.092536
2175 | Lateral Hardening | Lateral Hardening-Fuse-10363969 | Laterals | 13096 | 0.095265 | 6 | 4 | 112541.08 | 0 | 9376.8279 | 11131.0311 | 14451.4647 | -103164.2521 | -101410.0489 | -98089.6153 | 0.083319 | 0.098906 | 0.12841 | 0.092504
321 | Lateral Hardening | Lateral Hardening-Fuse-93163409 | Laterals | 13579 | 0.18087 | 8 | 4 | 111286.88 | 0 | 9260.605 | 11005.9402 | 14350.8791 | -102026.275 | -100280.9398 | -96936.0009 | 0.083214 | 0.098897 | 0.12895 | 0.092493
17003 | Lateral Hardening | Lateral Hardening-Fuse-92614516 | Laterals | 13303 | 0.10966 | 7 | 0 | 126995.1 | 0 | 10501.9567 | 12590.9185 | 16655.9709 | -116493.1433 | -114404.1815 | -110339.1291 | 0.082696 | 0.099145 | 0.13115 | 0.092476
16593 | Lateral Hardening | Lateral Hardening-Fuse-10595467 | Laterals | 13698 | 0.18106 | 8 | 0 | 134933.06 | 0 | 11154.3414 | 13373.0701 | 17690.6447 | -123778.7186 | -121559.9899 | -117242.4153 | 0.082666 | 0.099109 | 0.13111 | 0.092443
635 | Lateral Hardening | Lateral Hardening-Fuse-91567480 | Laterals | 13709 | 0.16307 | 12 | 15 | 272568.39 | 0 | 22958.7991 | 26727.1692 | 34026.6791 | -249609.5909 | -245841.2208 | -238541.7109 | 0.084231 | 0.098057 | 0.12484 | 0.09244
8464 | Lateral Hardening | Lateral Hardening-Fuse-93276661 | Laterals | 13213 | 0.057765 | 4 | 2 | 57112.63 | 0 | 4751.0754 | 5643.6479 | 7355.2116 | -52361.5546 | -51468.9821 | -49757.4184 | 0.083188 | 0.098816 | 0.12878 | 0.092436
16118 | Lateral Hardening | Lateral Hardening-Fuse-60440050 | Laterals | 14020 | 0.12576 | 11 | 0 | 92044.43 | 0 | 7604.5099 | 9117.1357 | 12060.6568 | -84439.9201 | -82927.2943 | -79983.7732 | 0.082618 | 0.099051 | 0.13103 | 0.092389
6540 | Lateral Hardening | Lateral Hardening-Fuse-60276969 | Laterals | 13817 | 0.038636 | 4 | 1 | 78497.43 | 0 | 6753.3373 | 7670.0753 | 8965.8298 | -71744.0927 | -70827.3547 | -69531.6002 | 0.086033 | 0.097711 | 0.11422 | 0.092355
11341 | Lateral Hardening | Lateral Hardening-Fuse-93015372 | Laterals | 13840 | 0.11383 | 6 |  | 53911.67 | 0 | 4452.0821 | 5337.6532 | 7060.9461 | -49459.5879 | -48574.0168 | -46850.7239 | 0.082581 | 0.099007 | 0.13097 | 0.092348
15248 | Lateral Hardening | Lateral Hardening-Fuse-10274794 | Laterals | 13624 | 0.11913 | 6 | 2 | 57773.71 | 0 | 4802.8575 | 5705.4009 | 7414.8646 | -52970.8525 | -52068.3091 | -50358.8454 | 0.083132 | 0.098754 | 0.12834 | 0.09234
14769 | Lateral Hardening | Lateral Hardening-Fuse-90385626 | Laterals | 13669 | 0.069318 | 4 |  | 50212.77 | 0 | 4143.0687 | 4967.1735 | 6570.8547 | -46069.7013 | -45245.5965 | -43641.9153 | 0.08251 | 0.098923 | 0.13086 | 0.092269
16125 | Lateral Hardening | Lateral Hardening-Fuse-10388515 | Laterals | 13466 | 0.068371 | 6 | 13 | 136798.64 | 0 | 11507.346 | 13433.6864 | 16871.6365 | -125291.294 | -123364.9536 | -119927.0035 | 0.084119 | 0.0982 | 0.12333 | 0.092265
9910 | Lateral Hardening | Lateral Hardening-Fuse-92631677 | Laterals | 13303 | 0.1375 | 10 | 4 | 116051.1 | 0 | 9613.1942 | 11460.4963 | 14998.4526 | -106437.9058 | -104590.6037 | -101052.6474 | 0.082836 | 0.098754 | 0.12924 | 0.092252
6693 | Lateral Hardening | Lateral Hardening-Fuse-91158339 | Laterals | 13927 | 0.21856 | 18 |  | 328420.79 | 0 | 27084.078 | 32471.4173 | 42955.0061 | -301336.712 | -295949.3727 | -285465.7839 | 0.082468 | 0.098871 | 0.13079 | 0.092221
6864 | Lateral Hardening | Lateral Hardening-Fuse-10217770 | Laterals | 13493 | 0.078977 | 6 | 18 | 154417.44 | 0 | 12963.4066 | 15119.2532 | 19231.8709 | -141454.0334 | -139298.1868 | -135185.5691 | 0.08395 | 0.097912 | 0.12454 | 0.092198
1426 | Lateral Hardening | Lateral Hardening-Fuse-91088349 | Laterals | 13238 | 0.096402 | 6 |  | 96915.52 | 0 | 7985.4216 | 9573.8152 | 12664.7779 | -88930.0984 | -87341.7048 | -84250.7421 | 0.082396 | 0.098785 | 0.13068 | 0.092141
15862 | Lateral Hardening | Lateral Hardening-Fuse-60181068 | Laterals | 13388 | 0.070076 | 4 | 1 | 50000 | 0 | 4302.8279 | 4856.4069 | 5683.4455 | -45697.1721 | -45143.5931 | -44316.5545 | 0.086057 | 0.097128 | 0.11367 | 0.092139
2223 | Lateral Hardening | Lateral Hardening-Fuse-10000878 | Laterals | 13236 | 0.13655 | 8 | 4 | 115972.4 | 0 | 9610.0586 | 11418.6778 | 14911.4614 | -106362.3414 | -104553.7222 | -101060.9386 | 0.082865 | 0.09846 | 0.12858 | 0.092115
3642 | Lateral Hardening | Lateral Hardening-Fuse-91497369 | Laterals | 13927 | 0.3161 | 12 | 0 | 203085.25 | 0 | 16727.9261 | 20055.3058 | 26530.2797 | -186357.3239 | -183029.9442 | -176554.9703 | 0.082369 | 0.098753 | 0.13064 | 0.092111
804 | Lateral Hardening | Lateral Hardening-Fuse-92267482 | Laterals | 13943 | 0.11591 | 11 | 0 | 90513.03 | 0 | 7454.6605 | 8937.4795 | 11822.9975 | -83058.3695 | -81575.5505 | -78690.0325 | 0.08236 | 0.098742 | 0.13062 | 0.092101
4451 | Lateral Hardening | Lateral Hardening-Fuse-60009312 | Laterals | 13113 | 0.058712 | 4 | 15 | 108281.33 | 0 | 9083.7168 | 10617.2576 | 13371.1683 | -99197.6132 | -97664.0724 | -94910.1617 | 0.08389 | 0.098053 | 0.12349 | 0.092098
8121 | Lateral Hardening | Lateral Hardening-Fuse-10671296 | Laterals | 13724 | 0.061364 | 4 |  | 50000 | 0 | 4116.3639 | 4935.1567 | 6528.5011 | -45883.6361 | -45064.8433 | -43471.4989 | 0.082327 | 0.098703 | 0.13057 | 0.092064
18980 | Lateral Hardening | Lateral Hardening-Fuse-92188157 | Laterals | 13740 | 0.1072 | 8 | 10 | 124305.34 | 0 | 10403.6089 | 12156.6429 | 15491.2557 | -113901.7311 | -112148.6971 | -108814.0843 | 0.083694 | 0.097797 | 0.12462 | 0.092018
3671 | Lateral Hardening | Lateral Hardening-Fuse-60255251 | Laterals | 13423 | 0.086553 | 5 | 1 | 55575.11 | 0 | 4770.3318 | 5384.4844 | 6352.2129 | -50804.7782 | -50190.6256 | -49222.8971 | 0.085836 | 0.096887 | 0.1143 | 0.091997
3773 | Lateral Hardening | Lateral Hardening-Fuse-90628229 | Laterals | 14041 | 0.25777 | 12 | 7 | 208985.14 | 0 | 17353.5074 | 20522.7857 | 26527.9701 | -191631.6326 | -188462.3543 | -182457.1699 | 0.083037 | 0.098202 | 0.12694 | 0.091977
4766 | Lateral Hardening | Lateral Hardening-Fuse-60120357 | Laterals | 13185 | 0.081439 | 7 | 13 | 127112.06 | 0 | 10596.517 | 12424.412 | 15926.4532 | -116515.543 | -114687.648 | -111185.6068 | 0.083364 | 0.097744 | 0.12529 | 0.091871
11157 | Lateral Hardening | Lateral Hardening-Fuse-91221953 | Laterals | 13187 | 0.053977 | 4 | 9 | 79869.15 | 0 | 6696.5312 | 7794.7654 | 9749.3521 | -73172.6188 | -72074.3846 | -70119.7979 | 0.083844 | 0.097594 | 0.12207 | 0.091791
10547 | Lateral Hardening | Lateral Hardening-Fuse-92456388 | Laterals | 13377 | 0.14223 | 15 | 35 | 356885.23 | 0 | 29711.8317 | 34889.0048 | 44622.3058 | -327173.3983 | -321996.2252 | -312262.9242 | 0.083253 | 0.09776 | 0.12503 | 0.091783
4523 | Lateral Hardening | Lateral Hardening-Fuse-10556561 | Laterals | 13298 | 0.11288 | 6 |  | 67251.17 | 0 | 5519.3229 | 6617.1807 | 8753.5765 | -61731.8471 | -60633.9893 | -58497.5935 | 0.08207 | 0.098395 | 0.13016 | 0.091777
7948 | Lateral Hardening | Lateral Hardening-Fuse-10143520 | Laterals | 13036 | 0.020644 | 1 | 1 | 50000 | 0 | 4272.7552 | 4860.516 | 5661.3817 | -45727.2448 | -45139.484 | -44338.6183 | 0.085455 | 0.09721 | 0.11323 | 0.091759
18986 | Lateral Hardening | Lateral Hardening-Fuse-92870497 | Laterals | 13460 | 0.056439 | 5 | 2 | 92577.02 | 0 | 7653.9307 | 9085.5856 | 11764.2398 | -84923.0893 | -83491.4344 | -80812.7802 | 0.082676 | 0.098141 | 0.12708 | 0.091756
2293 | Lateral Hardening | Lateral Hardening-Fuse-10535985 | Laterals | 13115 | 0.12727 | 8 | 12 | 137763.78 | 0 | 11501.0855 | 13428.7223 | 17095.5386 | -126262.6945 | -124335.0577 | -120668.2414 | 0.083484 | 0.097476 | 0.12409 | 0.091743
14258 | Lateral Hardening | Lateral Hardening-Fuse-10650540 | Laterals | 13391 | 0.078598 | 3 | 2 | 58844.03 | 0 | 4864.9279 | 5773.3884 | 7472.2222 | -53979.1021 | -53070.6416 | -51371.8078 | 0.082675 | 0.098113 | 0.12698 | 0.091737
19625 | Lateral Hardening | Lateral Hardening-Fuse-10247846 | Laterals | 13533 | 0.078977 | 7 | 10 | 125890.08 | 0 | 10508.1666 | 12271.9118 | 15620.6716 | -115381.9134 | -113618.1682 | -110269.4084 | 0.083471 | 0.097481 | 0.12408 | 0.091735
18357 | Lateral Hardening | Lateral Hardening-Fuse-10762905 | Laterals | 13815 | 0.064394 | 3 | 1 | 53733.53 | 0 | 4427.7192 | 5274.7966 | 6898.5604 | -49305.8108 | -48458.7334 | -46834.9696 | 0.082401 | 0.098166 | 0.12838 | 0.091729
12873 | Lateral Hardening | Lateral Hardening-Fuse-60176172 | Laterals | 13292 | 0.066477 | 7 | 8 | 130513.74 | 0 | 10872.7475 | 12714.2295 | 16260.372 | -119640.9925 | -117799.5105 | -114253.368 | 0.083307 | 0.097417 | 0.12459 | 0.091668
13990 | Lateral Hardening | Lateral Hardening-Fuse-10000883 | Laterals | 13236 | 0.12803 | 5 | 2 | 50000 | 0 | 4130.9981 | 4899.5146 | 6336.089 | -45869.0019 | -45100.4854 | -43663.911 | 0.08262 | 0.09799 | 0.12672 | 0.091641
18947 | Lateral Hardening | Lateral Hardening-Fuse-10757396 | Laterals | 13423 | 0.09053 | 4 |  | 63536.53 | 0 | 5205.5408 | 6240.9836 | 8255.922 | -58330.9892 | -57295.5464 | -55280.608 | 0.08193 | 0.098227 | 0.12994 | 0.09162
7821 | Lateral Hardening | Lateral Hardening-Fuse-10710620 | Laterals | 14000 | 0.11572 | 6 | 4 | 109802.32 | 0 | 9067.8183 | 10746.159 | 13882.6838 | -100734.5017 | -99056.161 | -95919.6362 | 0.082583 | 0.097868 | 0.12643 | 0.091554
10324 | Lateral Hardening | Lateral Hardening-Fuse-10580684 | Laterals | 13105 | 0.065152 | 4 | 8 | 76867.81 | 0 | 6417.8287 | 7486.6207 | 9400.1128 | -70449.9813 | -69381.1893 | -67467.6972 | 0.083492 | 0.097396 | 0.12229 | 0.091543
18282 | Lateral Hardening | Lateral Hardening-Fuse-60398339 | Laterals | 13805 | 0.11004 | 4 | 2 | 61456.87 | 0 | 5056.164 | 6008.0135 | 7788.5107 | -56400.706 | -55448.8565 | -53668.3593 | 0.082272 | 0.09776 | 0.12673 | 0.091364
10922 | Lateral Hardening | Lateral Hardening-Fuse-93222055 | Laterals | 13314 | 0.17898 | 10 | 0 | 54887.55 | 0 | 4484.324 | 5376.3084 | 7112.0813 | -50403.226 | -49511.2416 | -47775.4687 | 0.0817 | 0.097951 | 0.12958 | 0.091363
17541 | Lateral Hardening | Lateral Hardening-Fuse-60274169 | Laterals | 13808 | 0.047917 | 5 | 2 | 50000 | 0 | 4111.3067 | 4884.801 | 6331.577 | -45888.6933 | -45115.199 | -43668.423 | 0.082226 | 0.097696 | 0.12663 | 0.091308
9722 | Lateral Hardening | Lateral Hardening-Fuse-92836010 | Laterals | 14041 | 0.033712 | 4 | 1 | 51183.65 | 0 | 4197.4522 | 4992.9376 | 6555.2429 | -46986.1978 | -46190.7124 | -44628.4071 | 0.082008 | 0.097549 | 0.12807 | 0.091277
13581 | Lateral Hardening | Lateral Hardening-Fuse-10145630 | Laterals | 13138 | 0.23845 | 16 | 37 | 365292.91 | 0 | 30345.7752 | 35515.2228 | 44792.7567 | -334947.1348 | -329777.6872 | -320500.1533 | 0.083072 | 0.097224 | 0.12262 | 0.091273
6755 | Lateral Hardening | Lateral Hardening-Fuse-93038746 | Laterals | 13813 | 0.1322 | 7 | 1 | 59368.45 | 0 | 4857.9624 | 5802.5846 | 7630.093 | -54510.4876 | -53565.8654 | -51738.357 | 0.081827 | 0.097739 | 0.12852 | 0.09127
16308 | Lateral Hardening | Lateral Hardening-Fuse-92408344 | Laterals | 13331 | 0.043371 | 5 | 1 | 51986.39 | 0 | 4262.3633 | 5070.0735 | 6656.6584 | -47724.0267 | -46916.3165 | -45329.7316 | 0.08199 | 0.097527 | 0.12805 | 0.091257
10679 | Lateral Hardening | Lateral Hardening-Fuse-10645472 | Laterals | 13148 | 0.047348 | 2 | 1 | 52316.93 | 0 | 4297.2055 | 5103.4777 | 6648.9441 | -48019.7245 | -47213.4523 | -45667.9859 | 0.082138 | 0.097549 | 0.12709 | 0.091257
4783 | Lateral Hardening | Lateral Hardening-Fuse-92151791 | Laterals | 13489 | 0.079167 | 6 | 4 | 111203.18 | 0 | 9135.2959 | 10853.4795 | 14086.3501 | -102067.8841 | -100349.7005 | -97116.8299 | 0.08215 | 0.0976 | 0.12667 | 0.091237
5285 | Lateral Hardening | Lateral Hardening-Fuse-10743714 | Laterals | 13328 | 0.089583 | 4 | 4 | 63178.27 | 0 | 5239.5678 | 6124.2355 | 7825.3374 | -57938.7022 | -57054.0345 | -55352.9326 | 0.082933 | 0.096936 | 0.12386 | 0.091227
1019 | Lateral Hardening | Lateral Hardening-Fuse-93095091 | Laterals | 13756 | 0.05947 | 6 | 14 | 193318.15 | 0 | 16033.741 | 18746.6578 | 23912.9265 | -177284.409 | -174571.4922 | -169405.2235 | 0.08294 | 0.096973 | 0.1237 | 0.091225
14307 | Lateral Hardening | Lateral Hardening-Fuse-10668905 | Laterals | 13722 | 0.20284 | 10 | 4 | 176520.21 | 0 | 14574.9509 | 17146.8473 | 22074.1831 | -161945.2591 | -159373.3627 | -154446.0269 | 0.082568 | 0.097138 | 0.12505 | 0.091188
8757 | Lateral Hardening | Lateral Hardening-Fuse-92076006 | Laterals | 13030 | 0.079167 | 6 | 9 | 106255.82 | 0 | 8827.1076 | 10280.4146 | 13054.1252 | -97428.7124 | -95975.4054 | -93201.6948 | 0.083074 | 0.096752 | 0.12286 | 0.091155
16634 | Lateral Hardening | Lateral Hardening-Fuse-92614457 | Laterals | 13303 | 0.12178 | 7 | 2 | 102446 | 0 | 8392.8286 | 9989.1015 | 13048.711 | -94053.1714 | -92456.8985 | -89397.289 | 0.081924 | 0.097506 | 0.12737 | 0.091144
9787 | Lateral Hardening | Lateral Hardening-Fuse-10667331 | Laterals | 13787 | 0.17936 | 8 | 3 | 106722.28 | 0 | 8758.9866 | 10397.3638 | 13494.1859 | -97963.2934 | -96324.9162 | -93228.0941 | 0.082073 | 0.097424 | 0.12644 | 0.091115
7603 | Lateral Hardening | Lateral Hardening-Fuse-90146016 | Laterals | 13207 | 0.04053 | 4 | 1 | 137990.98 | 0 | 11713.5107 | 13304.2688 | 15531.7763 | -126277.4693 | -124686.7112 | -122459.2037 | 0.084886 | 0.096414 | 0.11256 | 0.091111
4702 | Lateral Hardening | Lateral Hardening-Fuse-90508200 | Laterals | 13079 | 0.057765 | 5 | 8 | 72832.63 | 0 | 6023.5802 | 7053.36 | 9050.6777 | -66809.0498 | -65779.27 | -63781.9523 | 0.082704 | 0.096843 | 0.12427 | 0.091102
14748 | Lateral Hardening | Lateral Hardening-Fuse-91265301 | Laterals | 14079 | 0.089205 | 7 | 0 | 50000 | 0 | 4072.337 | 4882.3724 | 6458.6752 | -45927.663 | -45117.6276 | -43541.3248 | 0.081447 | 0.097647 | 0.12917 | 0.09108
5603 | Lateral Hardening | Lateral Hardening-Fuse-92222537 | Laterals | 13342 | 0.10758 | 6 | 10 | 76463.57 | 0 | 6343.6984 | 7392.8309 | 9357.1918 | -70119.8716 | -69070.7391 | -67106.3782 | 0.082964 | 0.096684 | 0.12237 | 0.091021
4301 | Lateral Hardening | Lateral Hardening-Fuse-10676234 | Laterals | 13785 | 0.25114 | 14 | 10 | 217311.6 | 0 | 17818.5533 | 21123.6465 | 27332.3911 | -199493.0467 | -196187.9535 | -189979.2089 | 0.081995 | 0.097204 | 0.12578 | 0.090936
4340 | Lateral Hardening | Lateral Hardening-Fuse-10804826 | Laterals | 13953 | 0.076136 | 7 | 0 | 88805.5 | 0 | 7220.9492 | 8657.2803 | 11452.3343 | -81584.5508 | -80148.2197 | -77353.1657 | 0.081312 | 0.097486 | 0.12896 | 0.090929
3707 | Lateral Hardening | Lateral Hardening-Fuse-91574381 | Laterals | 13586 | 0.052462 | 5 | 1 | 52741.91 | 0 | 4303.3414 | 5128.2524 | 6734.6662 | -48438.5686 | -47613.6576 | -46007.2438 | 0.081592 | 0.097233 | 0.12769 | 0.090894
15957 | Lateral Hardening | Lateral Hardening-Fuse-10051161 | Laterals | 13021 | 0.22708 | 18 | 1 | 406712.64 | 0 | 34381.1176 | 39003.0067 | 46353.5667 | -372331.5224 | -367709.6333 | -360359.0733 | 0.084534 | 0.095898 | 0.11397 | 0.090887
8010 | Lateral Hardening | Lateral Hardening-Fuse-10668899 | Laterals | 13722 | 0.067045 | 5 | 1 | 53953.89 | 0 | 4404.7625 | 5238.8023 | 6880.2173 | -49549.1275 | -48715.0877 | -47073.6727 | 0.081639 | 0.097098 | 0.12752 | 0.090865
4375 | Lateral Hardening | Lateral Hardening-Fuse-92425301 | Laterals | 13651 | 0.11686 | 8 | 10 | 117248.08 | 0 | 9671.8751 | 11323.5022 | 14516.8123 | -107576.2049 | -105924.5778 | -102731.2677 | 0.082491 | 0.096577 | 0.12381 | 0.090849
16259 | Lateral Hardening | Lateral Hardening-Fuse-92836054 | Laterals | 14041 | 0.12898 | 6 | 0 | 73856.97 | 0 | 5997.1492 | 7190.0522 | 9511.403 | -67859.8208 | -66666.9178 | -64345.567 | 0.0812 | 0.097351 | 0.12878 | 0.090803
5829 | Lateral Hardening | Lateral Hardening-Fuse-90688538 | Laterals | 13303 | 0.049811 | 4 | 2 | 56451.55 | 0 | 4615.087 | 5484.3025 | 7105.1556 | -51836.463 | -50967.2475 | -49346.3944 | 0.081753 | 0.097151 | 0.12586 | 0.090783
13559 | Lateral Hardening | Lateral Hardening-Fuse-60065134 | Laterals | 13028 | 0.11326 | 7 | 24 | 183759.02 | 0 | 15235.3323 | 17756.3816 | 22138.2504 | -168523.6877 | -166002.6384 | -161620.7696 | 0.082909 | 0.096629 | 0.12047 | 0.090782
3216 | Lateral Hardening | Lateral Hardening-Fuse-90279644 | Laterals | 13807 | 0.058902 | 5 | 2 | 52768.39 | 0 | 4310.9194 | 5121.9685 | 6638.9886 | -48457.4706 | -47646.4215 | -46129.4014 | 0.081695 | 0.097065 | 0.12581 | 0.090718
9689 | Lateral Hardening | Lateral Hardening-Fuse-92868442 | Laterals | 13460 | 0.037689 | 3 | 14 | 115107.44 | 0 | 9541.8675 | 11099.4927 | 13840.8979 | -105565.5725 | -104007.9473 | -101266.5421 | 0.082895 | 0.096427 | 0.12024 | 0.09069
5624 | Lateral Hardening | Lateral Hardening-Fuse-93326121 | Laterals | 13723 | 0.041477 | 3 | 1 | 51828.99 | 0 | 4220.514 | 5026.8802 | 6570.789 | -47608.476 | -46802.1098 | -45258.201 | 0.081432 | 0.09699 | 0.12678 | 0.090634
15557 | Lateral Hardening | Lateral Hardening-Fuse-90874398 | Laterals | 13959 | 0.057197 | 4 | 2 | 50000 | 0 | 4090.883 | 4838.2424 | 6251.1616 | -45909.117 | -45161.7576 | -43748.8384 | 0.081818 | 0.096765 | 0.12502 | 0.090622
10124 | Lateral Hardening | Lateral Hardening-Fuse-92033686 | Laterals | 13418 | 0.10739 | 10 | 18 | 176613.42 | 0 | 14577.8712 | 17000.6085 | 21552.3034 | -162035.5488 | -159612.8115 | -155061.1166 | 0.082541 | 0.096259 | 0.12203 | 0.090605
5993 | Lateral Hardening | Lateral Hardening-Fuse-10662366 | Laterals | 13470 | 0.13182 | 7 | 1 | 139363.47 | 0 | 11341.1702 | 13523.0201 | 17644.6694 | -128022.2998 | -125840.4499 | -121718.8006 | 0.081378 | 0.097034 | 0.12661 | 0.090598
11672 | Lateral Hardening | Lateral Hardening-Fuse-10070749 | Laterals | 13657 | 0.094318 | 6 | 5 | 72026.13 | 0 | 5899.4868 | 6957.8555 | 8966.3161 | -66126.6432 | -65068.2745 | -63059.8139 | 0.081908 | 0.096602 | 0.12449 | 0.090574
2188 | Lateral Hardening | Lateral Hardening-Fuse-10055033 | Laterals | 13419 | 0.1089 | 10 | 15 | 148027 | 0 | 12202.917 | 14243.629 | 18113.1722 | -135824.083 | -133783.371 | -129913.8278 | 0.082437 | 0.096223 | 0.12236 | 0.090566
13427 | Lateral Hardening | Lateral Hardening-Fuse-10662319 | Laterals | 13470 | 0.08428 | 4 | 4 | 55386.23 | 0 | 4552.108 | 5333.2193 | 6835.8983 | -50834.122 | -50053.0107 | -48550.3317 | 0.082188 | 0.096291 | 0.12342 | 0.090543
3056 | Lateral Hardening | Lateral Hardening-Fuse-93256771 | Laterals | 13175 | 0.053788 | 5 | 13 | 87713.41 | 0 | 7263.2752 | 8442.2744 | 10509.8027 | -80450.1348 | -79271.1356 | -77203.6073 | 0.082807 | 0.096248 | 0.11982 | 0.090541
9102 | Lateral Hardening | Lateral Hardening-Fuse-93249131 | Laterals | 13175 | 0.057008 | 4 | 18 | 87980.99 | 0 | 7304.4628 | 8443.6078 | 10466.0848 | -80676.5272 | -79537.3822 | -77514.9052 | 0.083023 | 0.095971 | 0.11896 | 0.090501
11099 | Lateral Hardening | Lateral Hardening-Fuse-10255334 | Laterals | 13586 | 0.12519 | 8 | 5 | 154532.57 | 0 | 12612.6638 | 14949.3909 | 19321.5478 | -141919.9062 | -139583.1791 | -135211.0222 | 0.081618 | 0.096739 | 0.12503 | 0.090496
8535 | Lateral Hardening | Lateral Hardening-Fuse-92035391 | Laterals | 13442 | 0.09697 | 7 | 4 | 143818.63 | 0 | 11827.5342 | 13834.2776 | 17647.3943 | -131991.0958 | -129984.3524 | -126171.2357 | 0.082239 | 0.096193 | 0.12271 | 0.090472
3111 | Lateral Hardening | Lateral Hardening-Fuse-10674263 | Laterals | 13414 | 0.087121 | 9 | 0 | 90513.6 | 0 | 7322.2632 | 8778.7468 | 11613.0171 | -83191.3368 | -81734.8532 | -78900.5829 | 0.080897 | 0.096988 | 0.1283 | 0.090465
10815 | Lateral Hardening | Lateral Hardening-Fuse-10388518 | Laterals | 13466 | 0.35549 | 27 | 39 | 702986.23 | 0 | 58305.4712 | 67344.1134 | 83987.1688 | -644680.7588 | -635642.1166 | -618999.0612 | 0.08294 | 0.095797 | 0.11947 | 0.09045
15330 | Lateral Hardening | Lateral Hardening-Fuse-91753067 | Laterals | 13190 | 0.056818 | 5 | 2 | 57033.93 | 0 | 4641.1371 | 5513.3176 | 7186.1631 | -52392.7929 | -51520.6124 | -49847.7669 | 0.081375 | 0.096667 | 0.126 | 0.090425
18842 | Lateral Hardening | Lateral Hardening-Fuse-92589721 | Laterals | 13582 | 0.039394 | 3 | 1 | 50000 | 0 | 4066.4736 | 4831.3879 | 6285.1168 | -45933.5264 | -45168.6121 | -43714.8832 | 0.081329 | 0.096628 | 0.1257 | 0.090356
18136 | Lateral Hardening | Lateral Hardening-Fuse-92661384 | Laterals | 13685 | 0.03125 | 4 | 1 | 50979.03 | 0 | 4133.2492 | 4923.9792 | 6449.1214 | -46845.7808 | -46055.0508 | -44529.9086 | 0.081077 | 0.096588 | 0.12651 | 0.090273
18887 | Lateral Hardening | Lateral Hardening-Fuse-10745608 | Laterals | 13815 | 0.2178 | 12 | 9 | 253537.25 | 0 | 20872.8425 | 24253.5546 | 30597.3294 | -232664.4075 | -229283.6954 | -222939.9206 | 0.082327 | 0.095661 | 0.12068 | 0.090162
4359 | Lateral Hardening | Lateral Hardening-Fuse-90944629 | Laterals | 13010 | 0.15303 | 13 | 0 | 67616.87 | 0 | 5451.5302 | 6535.9032 | 8646.0581 | -62165.3398 | -61080.9668 | -58970.8119 | 0.080624 | 0.096661 | 0.12787 | 0.090159
3488 | Lateral Hardening | Lateral Hardening-Fuse-93050619 | Laterals | 14020 | 0.073106 | 3 | 2 | 50018.89 | 0 | 4080.095 | 4807.1952 | 6193.2895 | -45938.795 | -45211.6948 | -43825.6005 | 0.081571 | 0.096108 | 0.12382 | 0.090157
9059 | Lateral Hardening | Lateral Hardening-Fuse-10726507 | Laterals | 13648 | 0.1697 | 8 | 1 | 168102.47 | 0 | 13999.89 | 16032.8142 | 19397.5462 | -154102.58 | -152069.6558 | -148704.9238 | 0.083282 | 0.095375 | 0.11539 | 0.090121
19428 | Lateral Hardening | Lateral Hardening-Fuse-91874628 | Laterals | 13279 | 0.051515 | 4 | 8 | 50000 | 0 | 4198.9134 | 4763.088 | 5559.0637 | -45801.0866 | -45236.912 | -44440.9363 | 0.083978 | 0.095262 | 0.11118 | 0.090084
4815 | Lateral Hardening | Lateral Hardening-Fuse-10633689 | Laterals | 13241 | 0.34489 | 12 | 335 | 198607.71 | 0 | 16688.305 | 18844.214 | 22248.2893 | -181919.405 | -179763.496 | -176359.4207 | 0.084026 | 0.094882 | 0.11202 | 0.090082
10212 | Lateral Hardening | Lateral Hardening-Fuse-90532518 | Laterals | 13839 | 0.067235 | 5 | 6 | 155434.01 | 0 | 12972.7719 | 14779.0594 | 17825.2995 | -142461.2381 | -140654.9506 | -137608.7105 | 0.083462 | 0.095083 | 0.11468 | 0.09007
18933 | Lateral Hardening | Lateral Hardening-Fuse-10129890 | Laterals | 13422 | 0.44186 | 16 | 9 | 312170.92 | 0 | 25592.4697 | 29887.1335 | 37954.4809 | -286578.4503 | -282283.7865 | -274216.4391 | 0.081982 | 0.09574 | 0.12158 | 0.090069
8865 | Lateral Hardening | Lateral Hardening-Fuse-93063404 | Laterals | 13099 | 0.050947 | 4 | 1 | 50000 | 0 | 4051.6788 | 4811.5501 | 6276.1234 | -45948.3212 | -45188.4499 | -43723.8766 | 0.081034 | 0.096231 | 0.12552 | 0.090042
7076 | Lateral Hardening | Lateral Hardening-Fuse-60004448 | Laterals | 13023 | 0.063636 | 6 | 15 | 140335.14 | 0 | 11533.3405 | 13434.9014 | 16844.3359 | -128801.7995 | -126900.2386 | -123490.8041 | 0.082184 | 0.095734 | 0.12003 | 0.090034
17320 | Lateral Hardening | Lateral Hardening-Fuse-10087611 | Laterals | 13389 | 0.18447 | 11 | 7 | 230133.52 | 0 | 18886.4286 | 21978.7792 | 27893.1181 | -211247.0914 | -208154.7408 | -202240.4019 | 0.082067 | 0.095504 | 0.1212 | 0.090012
1733 | Lateral Hardening | Lateral Hardening-Fuse-10560429 | Laterals | 13297 | 0.10208 | 5 | 0 | 92440.36 | 0 | 7699.3961 | 8786.8864 | 10641.4045 | -84740.9639 | -83653.4736 | -81798.9555 | 0.08329 | 0.095055 | 0.11512 | 0.090002
10441 | Lateral Hardening | Lateral Hardening-Fuse-92237215 | Laterals | 13461 | 0.076326 | 8 | 12 | 89586.47 | 0 | 7336.6771 | 8564.116 | 10896.4676 | -82249.7929 | -81022.354 | -78690.0024 | 0.081895 | 0.095596 | 0.12163 | 0.089979
9253 | Lateral Hardening | Lateral Hardening-Fuse-10055015 | Laterals | 13419 | 0.17159 | 13 | 28 | 252913.44 | 0 | 20715.0784 | 24230.5131 | 30580.8523 | -232198.3616 | -228682.9269 | -222332.5877 | 0.081906 | 0.095806 | 0.12091 | 0.089977
7765 | Lateral Hardening | Lateral Hardening-Fuse-10540504 | Laterals | 13964 | 0.047348 | 4 | 8 | 75388.25 | 0 | 6185.7792 | 7215.9267 | 9060.2327 | -69202.4708 | -68172.3233 | -66328.0173 | 0.082052 | 0.095717 | 0.12018 | 0.089965
5843 | Lateral Hardening | Lateral Hardening-Fuse-91926073 | Laterals | 13103 | 0.039773 | 4 | 14 | 94408.65 | 0 | 7779.0976 | 9005.7568 | 11238.1748 | -86629.5524 | -85402.8932 | -83170.4752 | 0.082398 | 0.095391 | 0.11904 | 0.08996
12229 | Lateral Hardening | Lateral Hardening-Fuse-91411775 | Laterals | 13005 | 0.10227 | 11 | 11 | 171769.35 | 0 | 14010.3927 | 16435.1141 | 21084.2804 | -157758.9573 | -155334.2359 | -150685.0696 | 0.081565 | 0.095681 | 0.12275 | 0.089918
424 | Lateral Hardening | Lateral Hardening-Fuse-92244530 | Laterals | 13710 | 0.15947 | 10 | 7 | 169776.16 | 0 | 13790.6268 | 16252.6055 | 20923.9865 | -155985.5332 | -153523.5545 | -148852.1735 | 0.081228 | 0.09573 | 0.12324 | 0.08978
4914 | Lateral Hardening | Lateral Hardening-Fuse-91246837 | Laterals | 13059 | 0.33277 | 19 | 397 | 288301.24 | 0 | 23408.2161 | 27550.0773 | 35516.1188 | -264893.0239 | -260751.1627 | -252785.1212 | 0.081194 | 0.09556 | 0.12319 | 0.089703
7131 | Lateral Hardening | Lateral Hardening-Fuse-91903062 | Laterals | 13460 | 0.325 | 14 | 6 | 295108.02 | 0 | 24162.6523 | 28068.5889 | 35519.6606 | -270945.3677 | -267039.4311 | -259588.3594 | 0.081877 | 0.095113 | 0.12036 | 0.089696
1824 | Lateral Hardening | Lateral Hardening-Fuse-92973229 | Laterals | 13471 | 0.10852 | 11 | 0 | 247774.65 | 0 | 19868.674 | 23820.7852 | 31511.4664 | -227905.976 | -223953.8648 | -216263.1836 | 0.080188 | 0.096139 | 0.12718 | 0.089673
17505 | Lateral Hardening | Lateral Hardening-Fuse-90426233 | Laterals | 13660 | 0.13258 | 8 | 1 | 59399.93 | 0 | 4771.1451 | 5699.9596 | 7506.5877 | -54628.7849 | -53699.9704 | -51893.3423 | 0.080322 | 0.095959 | 0.12637 | 0.089619
15766 | Lateral Hardening | Lateral Hardening-Fuse-10627067 | Laterals | 13147 | 0.15587 | 9 | 6 | 156573.77 | 0 | 12678.4213 | 14952.2164 | 19321.2176 | -143895.3487 | -141621.5536 | -137252.5524 | 0.080974 | 0.095496 | 0.1234 | 0.089573
16795 | Lateral Hardening | Lateral Hardening-Fuse-90928752 | Laterals | 13205 | 0.033144 | 5 | 3 | 94571 | 0 | 7900.9065 | 8938.1073 | 10480.0648 | -86670.0935 | -85632.8927 | -84090.9352 | 0.083545 | 0.094512 | 0.11082 | 0.089562
16955 | Lateral Hardening | Lateral Hardening-Fuse-10092391 | Laterals | 13610 | 0.092614 | 6 | 13 | 94870.11 | 0 | 7746.0123 | 9042.702 | 11356.911 | -87124.0977 | -85827.408 | -83513.199 | 0.081649 | 0.095317 | 0.11971 | 0.089555
9548 | Lateral Hardening | Lateral Hardening-Fuse-91418879 | Laterals | 13962 | 0.075568 | 7 | 13 | 137396.76 | 0 | 11215.8443 | 13060.8707 | 16568.0976 | -126180.9157 | -124335.8893 | -120828.6624 | 0.081631 | 0.09506 | 0.12059 | 0.089555
5639 | Lateral Hardening | Lateral Hardening-Fuse-10667389 | Laterals | 13785 | 0.064394 | 4 | 2 | 53733.53 | 0 | 4327.6162 | 5144.2866 | 6710.1352 | -49405.9138 | -48589.2434 | -47023.3948 | 0.080538 | 0.095737 | 0.12488 | 0.089532
1240 | Lateral Hardening | Lateral Hardening-Fuse-10000708 | Laterals | 13236 | 0.17083 | 8 |  | 103530.5 | 0 | 8287.7358 | 9936.2632 | 13144.2445 | -95242.7642 | -93594.2368 | -90386.2555 | 0.080051 | 0.095974 | 0.12696 | 0.089519
794 | Lateral Hardening | Lateral Hardening-Fuse-93430467 | Laterals | 13268 | 0.049811 | 5 | 2 | 52012.87 | 0 | 4195.3541 | 4980.3638 | 6445.3263 | -47817.5159 | -47032.5062 | -45567.5437 | 0.08066 | 0.095753 | 0.12392 | 0.089514
9543 | Lateral Hardening | Lateral Hardening-Fuse-60062709 | Laterals | 13204 | 0.13693 | 10 | 19 | 246103.02 | 0 | 20058.2769 | 23388.2864 | 29592.9098 | -226044.7431 | -222714.7336 | -216510.1102 | 0.081504 | 0.095035 | 0.12025 | 0.089437
18202 | Lateral Hardening | Lateral Hardening-Fuse-10095398 | Laterals | 13786 | 0.12538 | 6 | 2 | 62731.81 | 0 | 5037.675 | 5995.6527 | 7864.3755 | -57694.135 | -56736.1573 | -54867.4345 | 0.080305 | 0.095576 | 0.12537 | 0.089392
17002 | Lateral Hardening | Lateral Hardening-Fuse-10242261 | Laterals | 13520 | 0.15038 | 6 | 0 | 100349.9 | 0 | 8018.6119 | 9613.6075 | 12717.4174 | -92331.2881 | -90736.2925 | -87632.4826 | 0.079907 | 0.095801 | 0.12673 | 0.089357
1149 | Lateral Hardening | Lateral Hardening-Fuse-10253117 | Laterals | 13065 | 0.1286 | 15 | 27 | 293792.39 | 0 | 23862.7397 | 27937.8903 | 35495.0215 | -269929.6503 | -265854.4997 | -258297.3685 | 0.081223 | 0.095094 | 0.12082 | 0.089344
11626 | Lateral Hardening | Lateral Hardening-Fuse-10655459 | Laterals | 13188 | 0.17841 | 13 | 24 | 375858.66 | 0 | 30445.5891 | 35732.8409 | 45903.7358 | -345413.0709 | -340125.8191 | -329954.9242 | 0.081003 | 0.09507 | 0.12213 | 0.089336
6245 | Lateral Hardening | Lateral Hardening-Fuse-10237845 | Laterals | 13512 | 0.0098485 | 1 | 10 | 50000 | 0 | 4167.7757 | 4718.0509 | 5499.7648 | -45832.2243 | -45281.9491 | -44500.2352 | 0.083356 | 0.094361 | 0.11 | 0.089321
17748 | Lateral Hardening | Lateral Hardening-Fuse-92677146 | Laterals | 13805 | 0.15038 | 8 | 0 | 96311.41 | 0 | 7691.9224 | 9221.9356 | 12199.292 | -88619.4876 | -87089.4744 | -84112.118 | 0.079865 | 0.095751 | 0.12667 | 0.089311
3647 | Lateral Hardening | Lateral Hardening-Fuse-90960042 | Laterals | 13048 | 0.074242 | 8 | 17 | 149076.58 | 0 | 12131.3061 | 14167.3432 | 17842.9919 | -136945.2739 | -134909.2368 | -131233.5881 | 0.081376 | 0.095034 | 0.11969 | 0.089305
11924 | Lateral Hardening | Lateral Hardening-Fuse-92937268 | Laterals | 13390 | 0.059848 | 5 | 1 | 50000 | 0 | 4006.0818 | 4772.6557 | 6249.6035 | -45993.9182 | -45227.3443 | -43750.3965 | 0.080122 | 0.095453 | 0.12499 | 0.089208
7913 | Lateral Hardening | Lateral Hardening-Fuse-91894820 | Laterals | 13419 | 0.048295 | 9 | 4 | 79999.38 | 0 | 6415.8927 | 7623.9573 | 9950.6235 | -73583.4873 | -72375.4227 | -70048.7565 | 0.080199 | 0.0953 | 0.12438 | 0.089148
3560 | Lateral Hardening | Lateral Hardening-Fuse-10578020 | Laterals | 13442 | 0.098485 | 6 | 11 | 131441.3 | 0 | 10679.7414 | 12449.9813 | 15729.7811 | -120761.5586 | -118991.3187 | -115711.5189 | 0.081251 | 0.094719 | 0.11967 | 0.089133
7003 | Lateral Hardening | Lateral Hardening-Fuse-10158421 | Laterals | 13162 | 0.025568 | 4 | 7 | 157908.95 | 0 | 13096.8359 | 14909.2004 | 17412.8001 | -144812.1141 | -142999.7496 | -140496.1499 | 0.082939 | 0.094416 | 0.11027 | 0.089116
18016 | Lateral Hardening | Lateral Hardening-Fuse-10000711 | Laterals | 13236 | 0.1803 | 9 | 1 | 50000 | 0 | 3997.032 | 4765.6501 | 6257.7315 | -46002.968 | -45234.3499 | -43742.2685 | 0.079941 | 0.095313 | 0.12515 | 0.089074
6862 | Lateral Hardening | Lateral Hardening-Fuse-60173252 | Laterals | 14071 | 0.088447 | 4 |  | 51802.51 | 0 | 4125.6148 | 4946.2478 | 6543.1731 | -47676.8952 | -46856.2622 | -45259.3369 | 0.079641 | 0.095483 | 0.12631 | 0.089061
37 | Lateral Hardening | Lateral Hardening-Fuse-91790665 | Laterals | 13117 | 0.069318 | 5 | 0 | 63940.77 | 0 | 5092.129 | 6105.0129 | 8076.0523 | -58848.641 | -57835.7571 | -55864.7177 | 0.079638 | 0.095479 | 0.12631 | 0.089057
12708 | Lateral Hardening | Lateral Hardening-Fuse-91221958 | Laterals | 13187 | 0.10625 | 7 | 5 | 73462.41 | 0 | 5928.2068 | 6961.855 | 8950.9204 | -67534.2032 | -66500.555 | -64511.4896 | 0.080697 | 0.094768 | 0.12184 | 0.089033
8264 | Lateral Hardening | Lateral Hardening-Fuse-60201175 | Laterals | 14123 | 0.057765 | 4 | 1 | 53182.63 | 0 | 4251.7681 | 5063.3942 | 6635.1442 | -48930.8619 | -48119.2358 | -46547.4858 | 0.079947 | 0.095208 | 0.12476 | 0.089006
2800 | Lateral Hardening | Lateral Hardening-Fuse-10000758 | Laterals | 13648 | 0.068561 | 4 | 1 | 50000 | 0 | 4004.8216 | 4754.5189 | 6205.6007 | -45995.1784 | -45245.4811 | -43794.3993 | 0.080096 | 0.09509 | 0.12411 | 0.088996
7658 | Lateral Hardening | Lateral Hardening-Fuse-91097549 | Laterals | 13148 | 0.14451 | 10 | 6 | 165015.41 | 0 | 13216.0991 | 15695.1492 | 20406.5942 | -151799.3109 | -149320.2608 | -144608.8158 | 0.08009 | 0.095113 | 0.12366 | 0.088955
13274 | Lateral Hardening | Lateral Hardening-Fuse-92460592 | Laterals | 13826 | 0.041856 | 4 | 3 | 104172.4 | 0 | 8347.3076 | 9903.5713 | 12814.5437 | -95825.0924 | -94268.8287 | -91357.8563 | 0.08013 | 0.095069 | 0.12301 | 0.0889
6841 | Lateral Hardening | Lateral Hardening-Fuse-93063293 | Laterals | 13593 | 0.10208 | 7 | 0 | 50000 | 0 | 3974.6473 | 4765.251 | 6303.7404 | -46025.3527 | -45234.749 | -43696.2596 | 0.079493 | 0.095305 | 0.12607 | 0.088895
7195 | Lateral Hardening | Lateral Hardening-Fuse-92508868 | Laterals | 13008 | 0.084659 | 5 | 1 | 50979.03 | 0 | 4067.7649 | 4846.4562 | 6346.6388 | -46911.2651 | -46132.5738 | -44632.3912 | 0.079793 | 0.095068 | 0.1245 | 0.088846
2952 | Lateral Hardening | Lateral Hardening-Fuse-92865540 | Laterals | 13460 | 0.21458 | 10 | 4 | 193606.42 | 0 | 15715.7916 | 18225.8734 | 23038.0092 | -177890.6284 | -175380.5466 | -170568.4108 | 0.081174 | 0.094139 | 0.11899 | 0.088845
12627 | Lateral Hardening | Lateral Hardening-Fuse-10904200 | Laterals | 13709 | 0.2017 | 12 | 20 | 342380.04 | 0 | 27945.317 | 32234.9449 | 39809.104 | -314434.723 | -310145.0951 | -302570.936 | 0.081621 | 0.09415 | 0.11627 | 0.088845
7589 | Lateral Hardening | Lateral Hardening-Fuse-91792802 | Laterals | 13889 | 0.055871 | 4 | 3 | 93547.16 | 0 | 7489.3633 | 8885.5278 | 11499.8482 | -86057.7967 | -84661.6322 | -82047.3118 | 0.08006 | 0.094984 | 0.12293 | 0.088824
14404 | Lateral Hardening | Lateral Hardening-Fuse-10569628 | Laterals | 13279 | 0.061174 | 6 |  | 50000 | 0 | 3968.7552 | 4758.187 | 6294.3957 | -46031.2448 | -45241.813 | -43705.6043 | 0.079375 | 0.095164 | 0.12589 | 0.088763
13250 | Lateral Hardening | Lateral Hardening-Fuse-10070717 | Laterals | 13657 | 0.041098 | 4 | 4 | 55727.51 | 0 | 4488.2245 | 5258.3738 | 6739.9645 | -51239.2855 | -50469.1362 | -48987.5455 | 0.080539 | 0.094359 | 0.12095 | 0.088725
17249 | Lateral Hardening | Lateral Hardening-Fuse-10679425 | Laterals | 13807 | 0.11117 | 6 | 2 | 61551.31 | 0 | 4909.5586 | 5835.4001 | 7615.0028 | -56641.7514 | -55715.9099 | -53936.3072 | 0.079764 | 0.094805 | 0.12372 | 0.088672
6464 | Lateral Hardening | Lateral Hardening-Fuse-60401822 | Laterals | 13505 | 0.09072 | 4 | 6 | 107215.96 | 0 | 8689.8255 | 10093.8398 | 12611.9138 | -98526.1345 | -97122.1202 | -94604.0462 | 0.08105 | 0.094145 | 0.11763 | 0.088636
5007 | Lateral Hardening | Lateral Hardening-Fuse-92386556 | Laterals | 13173 | 0.098864 | 9 | 17 | 214716.03 | 0 | 17340.9319 | 20221.2955 | 25605.7006 | -197375.0981 | -194494.7345 | -189110.3294 | 0.080762 | 0.094177 | 0.11925 | 0.088636
15254 | Lateral Hardening | Lateral Hardening-Fuse-92868910 | Laterals | 13460 | 0.026326 | 4 | 2 | 54499.79 | 0 | 4347.1559 | 5163.845 | 6729.8977 | -50152.6341 | -49335.945 | -47769.8923 | 0.079765 | 0.09475 | 0.12348 | 0.088632
9568 | Lateral Hardening | Lateral Hardening-Fuse-10381761 | Laterals | 13223 | 0.28504 | 19 | 0 | 186449.83 | 0 | 14773.602 | 17712.2439 | 23430.7465 | -171676.228 | -168737.5861 | -163019.0835 | 0.079236 | 0.094997 | 0.12567 | 0.088608
13460 | Lateral Hardening | Lateral Hardening-Fuse-93143668 | Laterals | 13183 | 0.19508 | 19 | 0 | 316639.58 | 0 | 25080.317 | 30069.0848 | 39777.0664 | -291559.263 | -286570.4952 | -276862.5136 | 0.079208 | 0.094963 | 0.12562 | 0.088576
15500 | Lateral Hardening | Lateral Hardening-Fuse-91551143 | Laterals | 13298 | 0.45492 | 22 | 3 | 138501.34 | 0 | 10994.5961 | 13133.4119 | 17283.6921 | -127506.7439 | -125367.9281 | -121217.6479 | 0.079383 | 0.094825 | 0.12479 | 0.088556
9153 | Lateral Hardening | Lateral Hardening-Fuse-91435739 | Laterals | 13224 | 0.21648 | 18 | 0 | 183117.58 | 0 | 14500.265 | 17384.5369 | 22997.2373 | -168617.315 | -165733.0431 | -160120.3427 | 0.079186 | 0.094936 | 0.12559 | 0.088551
19546 | Lateral Hardening | Lateral Hardening-Fuse-10629037 | Laterals | 13787 | 0.15379 | 5 | 2 | 105106.06 | 0 | 8364.519 | 9954.7391 | 13002.5301 | -96741.541 | -95151.3209 | -92103.5299 | 0.079582 | 0.094711 | 0.12371 | 0.088533
15626 | Lateral Hardening | Lateral Hardening-Fuse-92183581 | Laterals | 13233 | 0.062879 | 3 | 0 | 53607.61 | 0 | 4243.627 | 5087.734 | 6730.3389 | -49363.983 | -48519.876 | -46877.2711 | 0.079161 | 0.094907 | 0.12555 | 0.088523
1917 | Lateral Hardening | Lateral Hardening-Fuse-92676541 | Laterals | 13299 | 0.083333 | 4 | 3 | 59237.53 | 0 | 4725.4733 | 5606.4858 | 7254.409 | -54512.0567 | -53631.0442 | -51983.121 | 0.079772 | 0.094644 | 0.12246 | 0.088503
1997 | Lateral Hardening | Lateral Hardening-Fuse-10916764 | Laterals | 13805 | 0.070076 | 2 | 1 | 54205.73 | 0 | 4317.1705 | 5127.7013 | 6679.4667 | -49888.5595 | -49078.0287 | -47526.2633 | 0.079644 | 0.094597 | 0.12322 | 0.088488
19303 | Lateral Hardening | Lateral Hardening-Fuse-60261573 | Laterals | 13423 | 0.15833 | 9 | 2 | 109922.5 | 0 | 8729.4433 | 10407.0464 | 13663.9392 | -101193.0567 | -99515.4536 | -96258.5608 | 0.079415 | 0.094676 | 0.12431 | 0.088482
1798 | Lateral Hardening | Lateral Hardening-Fuse-91367605 | Laterals | 13722 | 0.046212 | 3 | 2 | 56152.49 | 0 | 4478.0798 | 5313.5284 | 6875.3643 | -51674.4102 | -50838.9616 | -49277.1257 | 0.079749 | 0.094627 | 0.12244 | 0.088481
7268 | Lateral Hardening | Lateral Hardening-Fuse-10840131 | Laterals | 14112 | 0.25455 | 14 | 0 | 193514 | 0 | 15309.7813 | 18355.0755 | 24281.12 | -178204.2187 | -175158.9245 | -169232.88 | 0.079115 | 0.094851 | 0.12547 | 0.088472
18205 | Lateral Hardening | Lateral Hardening-Fuse-93217810 | Laterals | 13656 | 0.054167 | 4 | 3 | 100756.82 | 0 | 8050.6274 | 9509.598 | 12290.4461 | -92706.1926 | -91247.222 | -88466.3739 | 0.079902 | 0.094382 | 0.12198 | 0.088454
4763 | Lateral Hardening | Lateral Hardening-Fuse-90540498 | Laterals | 14026 | 0.091477 | 6 | 1 | 50000 | 0 | 3972.1855 | 4725.384 | 6202.639 | -46027.8145 | -45274.616 | -43797.361 | 0.079444 | 0.094508 | 0.12405 | 0.088424
8473 | Lateral Hardening | Lateral Hardening-Fuse-93237588 | Laterals | 14040 | 0.069508 | 4 | 0 | 54158.51 | 0 | 4280.408 | 5131.8311 | 6788.6731 | -49878.102 | -49026.6789 | -47369.8369 | 0.079035 | 0.094756 | 0.12535 | 0.088382
18545 | Lateral Hardening | Lateral Hardening-Fuse-92604598 | Laterals | 13390 | 0.065341 | 4 | 3 | 57233.55 | 0 | 4585.2258 | 5381.9802 | 6908.5314 | -52648.3242 | -51851.5698 | -50325.0186 | 0.080114 | 0.094035 | 0.12071 | 0.08835
1035 | Lateral Hardening | Lateral Hardening-Fuse-10565885 | Laterals | 13290 | 0.077462 | 6 | 11 | 125764.16 | 0 | 10124.97 | 11803.2527 | 14912.6795 | -115639.19 | -113960.9073 | -110851.4805 | 0.080508 | 0.093852 | 0.11858 | 0.088318
11165 | Lateral Hardening | Lateral Hardening-Fuse-92465941 | Laterals | 13785 | 0.04697 | 3 | 3 | 60145.45 | 0 | 4788.3822 | 5677.6781 | 7342.9862 | -55357.0678 | -54467.7719 | -52802.4638 | 0.079613 | 0.094399 | 0.12209 | 0.088296
2054 | Lateral Hardening | Lateral Hardening-Fuse-93207910 | Laterals | 13656 | 0.064205 | 5 | 2 | 53209.11 | 0 | 4229.0936 | 5020.1384 | 6500.1988 | -48980.0164 | -48188.9716 | -46708.9112 | 0.079481 | 0.094347 | 0.12216 | 0.088209
3702 | Lateral Hardening | Lateral Hardening-Fuse-10556673 | Laterals | 13298 | 0.09053 | 6 | 2 | 59835.65 | 0 | 4740.8047 | 5642.9898 | 7400.2786 | -55094.8453 | -54192.6602 | -52435.3714 | 0.07923 | 0.094308 | 0.12368 | 0.088198
973 | Lateral Hardening | Lateral Hardening-Fuse-10807559 | Laterals | 13020 | 0.13087 | 11 | 22 | 261319.34 | 0 | 20989.022 | 24511.1614 | 30975.2793 | -240330.318 | -236808.1786 | -230344.0607 | 0.080319 | 0.093798 | 0.11853 | 0.088184
8228 | Lateral Hardening | Lateral Hardening-Fuse-10540519 | Laterals | 13964 | 0.039205 | 5 | 0 | 62865.45 | 0 | 4957.1343 | 5943.1662 | 7861.9525 | -57908.3157 | -56922.2838 | -55003.4975 | 0.078853 | 0.094538 | 0.12506 | 0.088179
7079 | Lateral Hardening | Lateral Hardening-Fuse-91778931 | Laterals | 14274 | 0.071591 | 5 | 2 | 58261.65 | 0 | 4619.0049 | 5487.0262 | 7151.8943 | -53642.6451 | -52774.6238 | -51109.7557 | 0.07928 | 0.094179 | 0.12275 | 0.088097
4581 | Lateral Hardening | Lateral Hardening-Fuse-10487486 | Laterals | 13460 | 0.06875 | 4 | 2 | 53586.87 | 0 | 4257.3616 | 5038.215 | 6515.2709 | -49329.5084 | -48548.655 | -47071.5991 | 0.079448 | 0.09402 | 0.12158 | 0.088033
8376 | Lateral Hardening | Lateral Hardening-Fuse-60117404 | Laterals | 13101 | 0.33542 | 34 | 119 | 487093.73 | 0 | 38576.8212 | 45827.7465 | 59731.9031 | -448516.9088 | -441265.9835 | -427361.8269 | 0.079198 | 0.094084 | 0.12263 | 0.088007
150 | Lateral Hardening | Lateral Hardening-Fuse-90239533 | Laterals | 13805 | 0.10379 | 2 | 3 | 73600.13 | 0 | 5879.4523 | 6879.2412 | 8826.2682 | -67720.6777 | -66720.8888 | -64773.8618 | 0.079884 | 0.093468 | 0.11992 | 0.087963
18756 | Lateral Hardening | Lateral Hardening-Fuse-10671261 | Laterals | 13389 | 0.066288 | 5 | 1 | 89465.5 | 0 | 7069.9132 | 8417.9798 | 10992.9543 | -82395.5868 | -81047.5202 | -78472.5457 | 0.079024 | 0.094092 | 0.12287 | 0.087929
7325 | Lateral Hardening | Lateral Hardening-Fuse-92741464 | Laterals | 14041 | 0.11098 | 8 | 2 | 97110.14 | 0 | 7682.2747 | 9122.8784 | 11906.5265 | -89427.8653 | -87987.2616 | -85203.6135 | 0.079109 | 0.093944 | 0.12261 | 0.087909
11375 | Lateral Hardening | Lateral Hardening-Fuse-10605148 | Laterals | 13924 | 0.043939 | 5 |  | 50000 | 0 | 3930.1578 | 4711.9121 | 6233.1807 | -46069.8422 | -45288.0879 | -43766.8193 | 0.078603 | 0.094238 | 0.12466 | 0.0879
1878 | Lateral Hardening | Lateral Hardening-Fuse-60590586 | Laterals | 13256 | 0.74148 | 43 | 7 | 494720.64 | 0 | 38989.1617 | 46573.7114 | 61116.917 | -455731.4783 | -448146.9286 | -433603.723 | 0.07881 | 0.094141 | 0.12354 | 0.087883
6922 | Lateral Hardening | Lateral Hardening-Fuse-92631059 | Laterals | 13303 | 0.18561 | 10 | 5 | 200075.56 | 0 | 15831.7322 | 18807.4165 | 24406.6891 | -184243.8278 | -181268.1435 | -175668.8709 | 0.079129 | 0.094002 | 0.12199 | 0.087876
6582 | Lateral Hardening | Lateral Hardening-Fuse-93001089 | Laterals | 13787 | 0.082197 | 6 | 1 | 55213.09 | 0 | 4350.4079 | 5195.8105 | 6823.8397 | -50862.6821 | -50017.2795 | -48389.2503 | 0.078793 | 0.094105 | 0.12359 | 0.087866
2849 | Lateral Hardening | Lateral Hardening-Fuse-91502553 | Laterals | 13146 | 0.053977 | 1 | 1 | 50000 | 0 | 4110.8149 | 4627.7143 | 5371.1226 | -45889.1851 | -45372.2857 | -44628.8774 | 0.082216 | 0.092554 | 0.10742 | 0.087838
5953 | Lateral Hardening | Lateral Hardening-Fuse-10737660 | Laterals | 13489 | 0.096591 | 8 | 12 | 176244.51 | 0 | 14031.9813 | 16458.0351 | 21134.921 | -162212.5287 | -159786.4749 | -155109.589 | 0.079617 | 0.093382 | 0.11992 | 0.087776
12026 | Lateral Hardening | Lateral Hardening-Fuse-92529798 | Laterals | 13210 | 0.086364 | 7 | 8 | 187332.15 | 0 | 14862.9612 | 17529.7138 | 22627.8241 | -172469.1888 | -169802.4362 | -164704.3259 | 0.07934 | 0.093576 | 0.12079 | 0.087756
8067 | Lateral Hardening | Lateral Hardening-Fuse-10705930 | Laterals | 13268 | 0.095644 | 8 | 0 | 168805.45 | 0 | 13239.3183 | 15872.7733 | 20997.3919 | -155566.1317 | -152932.6767 | -147808.0581 | 0.078429 | 0.09403 | 0.12439 | 0.087705
18971 | Lateral Hardening | Lateral Hardening-Fuse-90178586 | Laterals | 13299 | 0.1161 | 6 | 2 | 58030.55 | 0 | 4749.9729 | 5351.3531 | 6341.8036 | -53280.5771 | -52679.1969 | -51688.7464 | 0.081853 | 0.092216 | 0.10928 | 0.087705
9501 | Lateral Hardening | Lateral Hardening-Fuse-10714645 | Laterals | 13019 | 0.03428 | 3 | 13 | 74302.19 | 0 | 5972.9302 | 6905.84 | 8610.2826 | -68329.2598 | -67396.35 | -65691.9074 | 0.080387 | 0.092943 | 0.11588 | 0.087703
10771 | Lateral Hardening | Lateral Hardening-Fuse-10798779 | Laterals | 14025 | 0.064583 | 4 | 2 | 53240.59 | 0 | 4213.714 | 4986.4208 | 6447.5775 | -49026.876 | -48254.1692 | -46793.0125 | 0.079145 | 0.093658 | 0.1211 | 0.087695
13869 | Lateral Hardening | Lateral Hardening-Fuse-10679333 | Laterals | 13807 | 0.066288 | 3 | 1 | 53890.93 | 0 | 4245.1328 | 5057.2792 | 6614.0836 | -49645.7972 | -48833.6508 | -47276.8464 | 0.078773 | 0.093843 | 0.12273 | 0.08769
18440 | Lateral Hardening | Lateral Hardening-Fuse-92541388 | Laterals | 13152 | 0.10152 | 6 | 12 | 135623.14 | 0 | 10834.0178 | 12646.0007 | 15913.6657 | -124789.1222 | -122977.1393 | -119709.4743 | 0.079883 | 0.093244 | 0.11734 | 0.087637
209 | Lateral Hardening | Lateral Hardening-Fuse-10394125 | Laterals | 13552 | 0.062311 | 9 | 0 | 163622.25 | 0 | 12814.6251 | 15363.6037 | 20323.8338 | -150807.6249 | -148258.6463 | -143298.4162 | 0.078318 | 0.093897 | 0.12421 | 0.087581
12893 | Lateral Hardening | Lateral Hardening-Fuse-60002207 | Laterals | 13002 | 0.058902 | 4 |  | 93799 | 0 | 7342.8835 | 8803.4688 | 11645.7206 | -86456.1165 | -84995.5312 | -82153.2794 | 0.078283 | 0.093855 | 0.12416 | 0.087542
5826 | Lateral Hardening | Lateral Hardening-Fuse-10126973 | Laterals | 13065 | 0.051326 | 6 | 14 | 99298.79 | 0 | 7925.6531 | 9240.8485 | 11578.5804 | -91373.1369 | -90057.9415 | -87720.2096 | 0.079816 | 0.093061 | 0.1166 | 0.087468
16532 | Lateral Hardening | Lateral Hardening-Fuse-60269473 | Laterals | 13661 | 0.0060606 | 3 | 17 | 50000 | 0 | 4015.2284 | 4637.8337 | 5724.9479 | -45984.7716 | -45362.1663 | -44275.0521 | 0.080305 | 0.092757 | 0.1145 | 0.08746
8263 | Lateral Hardening | Lateral Hardening-Fuse-90393804 | Laterals | 13854 | 0.14773 | 9 | 6 | 111953.7 | 0 | 8851.3616 | 10439.1489 | 13486.996 | -103102.3384 | -101514.5511 | -98466.704 | 0.079063 | 0.093245 | 0.12047 | 0.087458
6933 | Lateral Hardening | Lateral Hardening-Fuse-92302833 | Laterals | 13038 | 0.067614 | 4 | 0 | 87480.25 | 0 | 6841.2136 | 8202.0109 | 10850.0785 | -80639.0364 | -79278.2391 | -76630.1715 | 0.078203 | 0.093758 | 0.12403 | 0.087452
203 | Lateral Hardening | Lateral Hardening-Fuse-10120778 | Laterals | 13053 | 0.053977 | 5 | 8 | 75939.15 | 0 | 6049.0549 | 7049.7106 | 8959.5387 | -69890.0951 | -68889.4394 | -66979.6113 | 0.079657 | 0.092834 | 0.11798 | 0.087442
12368 | Lateral Hardening | Lateral Hardening-Fuse-10679375 | Laterals | 13807 | 0.055492 | 4 | 4 | 56415.07 | 0 | 4483.6968 | 5240.7405 | 6696.4379 | -51931.3732 | -51174.3295 | -49718.6321 | 0.079477 | 0.092896 | 0.1187 | 0.087425
14107 | Lateral Hardening | Lateral Hardening-Fuse-60002241 | Laterals | 13899 | 0.056061 | 6 | 1 | 53040.97 | 0 | 4159.2793 | 4962.8229 | 6515.5255 | -48881.6907 | -48078.1471 | -46525.4445 | 0.078416 | 0.093566 | 0.12284 | 0.087404
16323 | Lateral Hardening | Lateral Hardening-Fuse-92460263 | Laterals | 13210 | 0.079167 | 9 | 10 | 125905.82 | 0 | 9985.1366 | 11689.1933 | 14981.4817 | -115920.6834 | -114216.6267 | -110924.3383 | 0.079306 | 0.092841 | 0.11899 | 0.087335
4531 | Lateral Hardening | Lateral Hardening-Fuse-10392893 | Laterals | 13522 | 0.15568 | 17 | 28 | 275171.28 | 0 | 21837.5702 | 25519.4552 | 32425.9331 | -253333.7098 | -249651.8248 | -242745.3469 | 0.07936 | 0.09274 | 0.11784 | 0.087222
11930 | Lateral Hardening | Lateral Hardening-Fuse-90869354 | Laterals | 13699 | 0.074242 | 9 | 12 | 70272.01 | 0 | 5544.0853 | 6534.9749 | 8411.1761 | -64727.9247 | -63737.0351 | -61860.8339 | 0.078895 | 0.092995 | 0.11969 | 0.087205
3603 | Lateral Hardening | Lateral Hardening-Fuse-91238591 | Laterals | 13214 | 0.2125 | 17 | 0 | 327478.39 | 0 | 26175.1955 | 30196.1364 | 37769.8666 | -301303.1945 | -297282.2536 | -289708.5234 | 0.07993 | 0.092208 | 0.11534 | 0.087154
11890 | Lateral Hardening | Lateral Hardening-Fuse-92864179 | Laterals | 13460 | 0.096402 | 7 | 3 | 95898.16 | 0 | 7530.9517 | 8939.0979 | 11573.6073 | -88367.2083 | -86959.0621 | -84324.5527 | 0.078531 | 0.093214 | 0.12069 | 0.087151
16095 | Lateral Hardening | Lateral Hardening-Fuse-90533667 | Laterals | 13839 | 0.044886 | 3 | 1 | 50000 | 0 | 3919.3402 | 4654.8699 | 6059.2707 | -46080.6598 | -45345.1301 | -43940.7293 | 0.078387 | 0.093097 | 0.12119 | 0.08708
12259 | Lateral Hardening | Lateral Hardening-Fuse-10363976 | Laterals | 13096 | 0.10436 | 6 | 2 | 96559.24 | 0 | 7562.9662 | 8984.1836 | 11676.0427 | -88996.2738 | -87575.0564 | -84883.1973 | 0.078325 | 0.093043 | 0.12092 | 0.087
4711 | Lateral Hardening | Lateral Hardening-Fuse-10556721 | Laterals | 13298 | 0.11458 | 7 |  | 53974.63 | 0 | 4198.068 | 5033.1128 | 6658.0829 | -49776.562 | -48941.5172 | -47316.5471 | 0.077779 | 0.09325 | 0.12336 | 0.086978
8642 | Lateral Hardening | Lateral Hardening-Fuse-60020513 | Laterals | 13679 | 0.049621 | 3 | 1 | 50000 | 0 | 3911.6314 | 4645.1878 | 6048.0733 | -46088.3686 | -45354.8122 | -43951.9267 | 0.078233 | 0.092904 | 0.12096 | 0.086907
19020 | Lateral Hardening | Lateral Hardening-Fuse-10679408 | Laterals | 13807 | 0.042235 | 4 | 2 | 55821.95 | 0 | 4368.4696 | 5189.4477 | 6727.1622 | -51453.4804 | -50632.5023 | -49094.7878 | 0.078257 | 0.092964 | 0.12051 | 0.086895
16597 | Lateral Hardening | Lateral Hardening-Fuse-10379365 | Laterals | 13186 | 0.10455 | 8 | 13 | 116224.98 | 0 | 9197.7095 | 10720.6453 | 13627.6515 | -107027.2705 | -105504.3347 | -102597.3285 | 0.079137 | 0.09224 | 0.11725 | 0.08688
14252 | Lateral Hardening | Lateral Hardening-Fuse-91902236 | Laterals | 13461 | 0.12348 | 8 | 0 | 173134.6 | 0 | 13447.1911 | 16121.9943 | 21327.0754 | -159687.4089 | -157012.6057 | -151807.5246 | 0.077669 | 0.093118 | 0.12318 | 0.086855
18234 | Lateral Hardening | Lateral Hardening-Fuse-91919633 | Laterals | 13117 | 0.056439 | 3 | 8 | 50000 | 0 | 3976.3531 | 4598.2737 | 5717.6377 | -46023.6469 | -45401.7263 | -44282.3623 | 0.079527 | 0.091965 | 0.11435 | 0.086741
8429 | Lateral Hardening | Lateral Hardening-Fuse-60339040 | Laterals | 13016 | 0.017614 | 3 | 10 | 85215.75 | 0 | 6733.6847 | 7846.4433 | 9968.9315 | -78482.0653 | -77369.3067 | -75246.8185 | 0.079019 | 0.092077 | 0.11698 | 0.086733
18138 | Lateral Hardening | Lateral Hardening-Fuse-92661368 | Laterals | 13685 | 0.038258 | 5 | 2 | 55491.41 | 0 | 4330.553 | 5144.0293 | 6702.6441 | -51160.857 | -50347.3807 | -48788.7659 | 0.07804 | 0.0927 | 0.12079 | 0.086713
388 | Lateral Hardening | Lateral Hardening-Fuse-93256671 | Laterals | 13175 | 0.038447 | 3 | 15 | 50000 | 0 | 3984.5492 | 4599.2484 | 5637.3797 | -46015.4508 | -45400.7516 | -44362.6203 | 0.079691 | 0.091985 | 0.11275 | 0.086685
5469 | Lateral Hardening | Lateral Hardening-Fuse-60123810 | Laterals | 13186 | 0.025189 | 4 | 3 | 148896.11 | 0 | 12056.5417 | 13599.8783 | 15908.6548 | -136839.5683 | -135296.2317 | -132987.4552 | 0.080973 | 0.091338 | 0.10684 | 0.08667
10572 | Lateral Hardening | Lateral Hardening-Fuse-91181415 | Laterals | 13906 | 0.060417 | 5 | 0 | 50000 | 0 | 3875.1075 | 4645.9116 | 6145.8716 | -46124.8925 | -45354.0884 | -43854.1284 | 0.077502 | 0.092918 | 0.12292 | 0.086669
7421 | Lateral Hardening | Lateral Hardening-Fuse-10492896 | Laterals | 14041 | 0.052462 | 5 | 1 | 65069.05 | 0 | 5261.8806 | 5929.9541 | 7030.6203 | -59807.1694 | -59139.0959 | -58038.4297 | 0.080866 | 0.091133 | 0.10805 | 0.086664
18352 | Lateral Hardening | Lateral Hardening-Fuse-60029467 | Laterals | 13062 | 0.076705 | 6 | 0 | 54756.63 | 0 | 4243.212 | 5087.2363 | 6729.6806 | -50513.418 | -49669.3937 | -48026.9494 | 0.077492 | 0.092906 | 0.1229 | 0.086657
13821 | Lateral Hardening | Lateral Hardening-Fuse-10895236 | Laterals | 13003 | 0.094697 | 5 | 3 | 64111.93 | 0 | 5007.6208 | 5940.2149 | 7685.3844 | -59104.3092 | -58171.7151 | -56426.5456 | 0.078107 | 0.092654 | 0.11987 | 0.086648
10303 | Lateral Hardening | Lateral Hardening-Fuse-10627005 | Laterals | 13146 | 0.091856 | 6 | 1 | 56015.83 | 0 | 4351.7023 | 5196.8462 | 6830.5077 | -51664.1277 | -50818.9838 | -49185.3223 | 0.077687 | 0.092775 | 0.12194 | 0.086638
10058 | Lateral Hardening | Lateral Hardening-Fuse-90013698 | Laterals | 13815 | 0.13371 | 6 |  | 55564.37 | 0 | 4303.2979 | 5159.2741 | 6824.9762 | -51261.0721 | -50405.0959 | -48739.3938 | 0.077447 | 0.092852 | 0.12283 | 0.086607
16484 | Lateral Hardening | Lateral Hardening-Fuse-60069888 | Laterals | 13610 | 0.093371 | 10 | 16 | 248447.54 | 0 | 19509.1983 | 22857.7643 | 29388.1481 | -228938.3417 | -225589.7757 | -219059.3919 | 0.078524 | 0.092002 | 0.11829 | 0.086544
9715 | Lateral Hardening | Lateral Hardening-Fuse-92498207 | Laterals | 13772 | 0.13902 | 11 | 0 | 133968.37 | 0 | 10360.8951 | 12421.7981 | 16432.2489 | -123607.4749 | -121546.5719 | -117536.1211 | 0.077338 | 0.092722 | 0.12266 | 0.086485
10767 | Lateral Hardening | Lateral Hardening-Fuse-10562381 | Laterals | 13296 | 0.059091 | 4 | 0 | 62240.85 | 0 | 4808.7828 | 5765.3058 | 7626.6689 | -57432.0672 | -56475.5442 | -54614.1811 | 0.077261 | 0.092629 | 0.12253 | 0.086399
5793 | Lateral Hardening | Lateral Hardening-Fuse-90623993 | Laterals | 13679 | 0.047538 | 4 | 1 | 60320.57 | 0 | 4679.5363 | 5573.2938 | 7302.8229 | -55641.0337 | -54747.2762 | -53017.7471 | 0.077578 | 0.092395 | 0.12107 | 0.086372
2362 | Lateral Hardening | Lateral Hardening-Fuse-10545826 | Laterals | 13910 | 0.10511 | 7 | 0 | 57117.63 | 0 | 4409.8224 | 5286.9875 | 6993.9227 | -52707.8076 | -51830.6425 | -50123.7073 | 0.077206 | 0.092563 | 0.12245 | 0.086337
2026 | Lateral Hardening | Lateral Hardening-Fuse-92035374 | Laterals | 13910 | 0.08428 | 6 | 0 | 66427.69 | 0 | 5127.3337 | 6147.2202 | 8131.8865 | -61300.3563 | -60280.4698 | -58295.8035 | 0.077187 | 0.09254 | 0.12242 | 0.086316
8284 | Lateral Hardening | Lateral Hardening-Fuse-10704113 | Laterals | 13962 | 0.13201 | 9 | 4 | 151169.21 | 0 | 11746.601 | 13945.4395 | 18123.2473 | -139422.609 | -137223.7705 | -133045.9627 | 0.077705 | 0.092251 | 0.11989 | 0.086287
1372 | Lateral Hardening | Lateral Hardening-Fuse-60015262 | Laterals | 13008 | 0.038068 | 5 | 0 | 82886.05 | 0 | 6395.1965 | 7667.2757 | 10142.7009 | -76490.8535 | -75218.7743 | -72743.3491 | 0.077156 | 0.092504 | 0.12237 | 0.086282
6028 | Lateral Hardening | Lateral Hardening-Fuse-92439755 | Laterals | 13630 | 0.063447 | 4 | 5 | 109896.76 | 0 | 8581.9092 | 10099.7518 | 13007.5743 | -101314.8508 | -99797.0082 | -96889.1857 | 0.078091 | 0.091902 | 0.11836 | 0.086261
2372 | Lateral Hardening | Lateral Hardening-Fuse-10686005 | Laterals | 13808 | 0.16193 | 7 | 9 | 164937.45 | 0 | 12941.9206 | 15096.3829 | 19203.4895 | -151995.5294 | -149841.0671 | -145733.9605 | 0.078466 | 0.091528 | 0.11643 | 0.086181
12814 | Lateral Hardening | Lateral Hardening-Fuse-90444241 | Laterals | 13078 | 0.063636 | 6 | 16 | 157072.5 | 0 | 12309.7882 | 14383.5301 | 18286.7823 | -144762.7118 | -142688.9699 | -138785.7177 | 0.07837 | 0.091573 | 0.11642 | 0.086136
19588 | Lateral Hardening | Lateral Hardening-Fuse-60238440 | Laterals | 14050 | 0.081061 | 8 | 5 | 146426.47 | 0 | 11398.4309 | 13439.1682 | 17349.0119 | -135028.0391 | -132987.3018 | -129077.4581 | 0.077844 | 0.091781 | 0.11848 | 0.086089
15742 | Lateral Hardening | Lateral Hardening-Fuse-10650563 | Laterals | 13391 | 0.21515 | 11 | 6 | 241526.89 | 0 | 19007.9063 | 22031.2205 | 27724.7236 | -222518.9837 | -219495.6695 | -213802.1664 | 0.078699 | 0.091216 | 0.11479 | 0.086063
9308 | Lateral Hardening | Lateral Hardening-Fuse-90283658 | Laterals | 13807 | 0.10928 | 7 | 1 | 105337.16 | 0 | 8122.3526 | 9701.6713 | 12762.1905 | -97214.8074 | -95635.4887 | -92574.9695 | 0.077108 | 0.092101 | 0.12116 | 0.086011
13610 | Lateral Hardening | Lateral Hardening-Fuse-92053002 | Laterals | 14001 | 0.24678 | 15 | 4 | 196282.22 | 0 | 15168.2146 | 18040.2448 | 23580.6959 | -181114.0054 | -178241.9752 | -172701.5241 | 0.077278 | 0.09191 | 0.12014 | 0.085953
3659 | Lateral Hardening | Lateral Hardening-Fuse-10005222 | Laterals | 13160 | 0.10379 | 8 | 13 | 139742.02 | 0 | 10939.0139 | 12750.2709 | 16207.6296 | -128803.0061 | -126991.7491 | -123534.3904 | 0.07828 | 0.091241 | 0.11598 | 0.085939
1769 | Lateral Hardening | Lateral Hardening-Fuse-90918318 | Laterals | 13303 | 0.036742 | 7 | 3 | 59295.49 | 0 | 4585.505 | 5446.3549 | 7086.0752 | -54709.985 | -53849.1351 | -52209.4148 | 0.077333 | 0.091851 | 0.1195 | 0.085906
10076 | Lateral Hardening | Lateral Hardening-Fuse-10433147 | Laterals | 13993 | 0.054924 | 4 | 1 | 50000 | 0 | 3863.9547 | 4587.2819 | 5987.3229 | -46136.0453 | -45412.7181 | -44012.6771 | 0.077279 | 0.091746 | 0.11975 | 0.085866
2327 | Lateral Hardening | Lateral Hardening-Fuse-92399003 | Laterals | 13815 | 0.059659 | 3 | 1 | 53340.03 | 0 | 4114.8124 | 4901.3245 | 6406.765 | -49225.2176 | -48438.7055 | -46933.265 | 0.077143 | 0.091888 | 0.12011 | 0.085863
4600 | Lateral Hardening | Lateral Hardening-Fuse-91598262 | Laterals | 13672 | 0.050379 | 1 | 7 | 50000 | 0 | 3958.7667 | 4545.9213 | 5507.2356 | -46041.2333 | -45454.0787 | -44492.7644 | 0.079175 | 0.090918 | 0.11014 | 0.085795
6026 | Lateral Hardening | Lateral Hardening-Fuse-92539521 | Laterals | 13479 | 0.15966 | 10 | 20 | 204048.57 | 0 | 15939.7015 | 18609.5385 | 23482.5354 | -188108.8685 | -185439.0315 | -180566.0346 | 0.078117 | 0.091202 | 0.11508 | 0.085739
17176 | Lateral Hardening | Lateral Hardening-Fuse-10730233 | Laterals | 13488 | 0.2661 | 19 | 5 | 197887.7 | 0 | 15257.2002 | 18126.7968 | 23691.1181 | -182630.4998 | -179760.9032 | -174196.5819 | 0.0771 | 0.091601 | 0.11972 | 0.085713
10781 | Lateral Hardening | Lateral Hardening-Fuse-10556554 | Laterals | 13298 | 0.14886 | 6 | 1 | 60753.57 | 0 | 4668.3825 | 5575.029 | 7327.5746 | -56085.1875 | -55178.541 | -53425.9954 | 0.076841 | 0.091765 | 0.12061 | 0.085695
8721 | Lateral Hardening | Lateral Hardening-Fuse-92323811 | Laterals | 13737 | 0.084659 | 8 | 14 | 142082.28 | 0 | 11095.0889 | 12922.5066 | 16381.804 | -130987.1911 | -129159.7734 | -125700.476 | 0.078089 | 0.090951 | 0.1153 | 0.085669
16089 | Lateral Hardening | Lateral Hardening-Fuse-92261172 | Laterals | 13064 | 0.057386 | 6 | 14 | 183758.97 | 0 | 14662.7022 | 16653.3104 | 19459.8277 | -169096.2678 | -167105.6596 | -164299.1423 | 0.079793 | 0.090626 | 0.1059 | 0.085653
18711 | Lateral Hardening | Lateral Hardening-Fuse-91027785 | Laterals | 13046 | 0.068371 | 7 | 12 | 88925.39 | 0 | 6938.1132 | 8085.2125 | 10273.6344 | -81987.2768 | -80840.1775 | -78651.7556 | 0.078022 | 0.090921 | 0.11553 | 0.085643
13675 | Lateral Hardening | Lateral Hardening-Fuse-92343774 | Laterals | 14356 | 0.28201 | 20 | 0 | 188830.31 | 0 | 14460.8235 | 17337.2502 | 22934.6837 | -174369.4865 | -171493.0598 | -165895.6263 | 0.076581 | 0.091814 | 0.12146 | 0.085638
18716 | Lateral Hardening | Lateral Hardening-Fuse-93064347 | Laterals | 13093 | 0.048485 | 5 | 26 | 187253.3 | 0 | 14630.0708 | 17049.998 | 21297.781 | -172623.2292 | -170203.302 | -165955.519 | 0.07813 | 0.091053 | 0.11374 | 0.085568
2764 | Lateral Hardening | Lateral Hardening-Fuse-93344290 | Laterals | 13390 | 0.049432 | 4 | 2 | 51981.39 | 0 | 4007.4529 | 4758.362 | 6158.181 | -47973.9371 | -47223.028 | -45823.209 | 0.077094 | 0.09154 | 0.11847 | 0.085565
623 | Lateral Hardening | Lateral Hardening-Fuse-60326342 | Laterals | 13785 | 0.064962 | 7 | 9 | 236524.18 | 0 | 18314.1131 | 21561.2456 | 27763.3585 | -218210.0669 | -214962.9344 | -208760.8215 | 0.07743 | 0.091159 | 0.11738 | 0.085544
15782 | Lateral Hardening | Lateral Hardening-Fuse-90275189 | Laterals | 13724 | 0.053977 | 3 | 2 | 56797.83 | 0 | 4369.3537 | 5187.5366 | 6758.1671 | -52428.4763 | -51610.2934 | -50039.6629 | 0.076928 | 0.091333 | 0.11899 | 0.085456
16081 | Lateral Hardening | Lateral Hardening-Fuse-60182730 | Laterals | 13312 | 0.11174 | 8 | 14 | 220429.6 | 0 | 17164.5929 | 19991.6887 | 25343.3747 | -203265.0071 | -200437.9113 | -195086.2253 | 0.077869 | 0.090694 | 0.11497 | 0.085427
334 | Lateral Hardening | Lateral Hardening-Fuse-10536018 | Laterals | 13115 | 0.094318 | 8 | 12 | 176564.31 | 0 | 13661.6812 | 16058.7721 | 20664.6602 | -162902.6288 | -160505.5379 | -155899.6498 | 0.077375 | 0.090951 | 0.11704 | 0.085414
6207 | Lateral Hardening | Lateral Hardening-Fuse-10694163 | Laterals | 13254 | 0.075568 | 6 | 3 | 58083.51 | 0 | 4465.669 | 5303.138 | 6906.6843 | -53617.841 | -52780.372 | -51176.8257 | 0.076884 | 0.091302 | 0.11891 | 0.085412
11963 | Lateral Hardening | Lateral Hardening-Fuse-10159457 | Laterals | 13523 | 0.15852 | 12 | 1 | 169628.91 | 0 | 13507.728 | 15281.3407 | 17960.7194 | -156121.182 | -154347.5693 | -151668.1906 | 0.079631 | 0.090087 | 0.10588 | 0.085393
19231 | Lateral Hardening | Lateral Hardening-Fuse-10643512 | Laterals | 13390 | 0.19754 | 8 | 4 | 188259.82 | 0 | 14822.5147 | 16999.5368 | 20741.1076 | -173437.3053 | -171260.2832 | -167518.7124 | 0.078734 | 0.090298 | 0.11017 | 0.085347
3700 | Lateral Hardening | Lateral Hardening-Fuse-91793185 | Laterals | 13070 | 0.072917 | 5 | 2 | 102823.76 | 0 | 7891.5479 | 9382.6054 | 12252.4201 | -94932.2121 | -93441.1546 | -90571.3399 | 0.076748 | 0.091249 | 0.11916 | 0.08534
2338 | Lateral Hardening | Lateral Hardening-Fuse-92864186 | Laterals | 13460 | 0.058712 | 4 | 4 | 96695.9 | 0 | 7524.4971 | 8757.7501 | 11035.7683 | -89171.4029 | -87938.1499 | -85660.1317 | 0.077816 | 0.09057 | 0.11413 | 0.085274
11863 | Lateral Hardening | Lateral Hardening-Fuse-10895221 | Laterals | 13003 | 0.068561 | 7 | 18 | 97514.38 | 0 | 7746.981 | 8775.5484 | 10307.6773 | -89767.399 | -88738.8316 | -87206.7027 | 0.079444 | 0.089992 | 0.1057 | 0.085235
16251 | Lateral Hardening | Lateral Hardening-Fuse-10829500 | Laterals | 13687 | 0.20189 | 9 | 5 | 112525.34 | 0 | 8647.3041 | 10249.6951 | 13246.2293 | -103878.0359 | -102275.6449 | -99279.1107 | 0.076848 | 0.091088 | 0.11772 | 0.085207
7266 | Lateral Hardening | Lateral Hardening-Fuse-10645520 | Laterals | 13148 | 0.091856 | 5 | 1 | 107819.08 | 0 | 8242.195 | 9829.6924 | 12906.449 | -99576.885 | -97989.3876 | -94912.631 | 0.076445 | 0.091168 | 0.1197 | 0.085188
10416 | Lateral Hardening | Lateral Hardening-Fuse-10827113 | Laterals | 13769 | 0.12443 | 7 | 1 | 103175.04 | 0 | 7875.9118 | 9407.1002 | 12387.9812 | -95299.1282 | -93767.9398 | -90787.0588 | 0.076335 | 0.091176 | 0.12007 | 0.085161
9318 | Lateral Hardening | Lateral Hardening-Fuse-93432390 | Laterals | 13532 | 0.088258 | 8 | 13 | 178464.59 | 0 | 13837.9211 | 16129.1726 | 20502.7531 | -164626.6689 | -162335.4174 | -157961.8369 | 0.077539 | 0.090377 | 0.11488 | 0.085125
2195 | Lateral Hardening | Lateral Hardening-Fuse-10556677 | Laterals | 13298 | 0.12348 | 7 | 8 | 58135.73 | 0 | 4502.3538 | 5259.3964 | 6695.2724 | -53633.3762 | -52876.3336 | -51440.4576 | 0.077446 | 0.090468 | 0.11517 | 0.085124
4432 | Lateral Hardening | Lateral Hardening-Fuse-90375741 | Laterals | 13657 | 0.16761 | 6 | 3 | 110185.08 | 0 | 8448.5299 | 10030.5774 | 12993.0811 | -101736.5501 | -100154.5026 | -97191.9989 | 0.076676 | 0.091034 | 0.11792 | 0.085108
3458 | Lateral Hardening | Lateral Hardening-Fuse-10087547 | Laterals | 13389 | 0.065909 | 4 | 5 | 110101.38 | 0 | 8477.3101 | 9986.5557 | 12860.6992 | -101624.0699 | -100114.8243 | -97240.6808 | 0.076995 | 0.090703 | 0.11681 | 0.085089
10474 | Lateral Hardening | Lateral Hardening-Fuse-93211280 | Laterals | 13517 | 0.079924 | 7 | 18 | 166286.14 | 0 | 12868.4 | 15041.1493 | 19154.0252 | -153417.74 | -151244.9907 | -147132.1148 | 0.077387 | 0.090453 | 0.11519 | 0.085087
5884 | Lateral Hardening | Lateral Hardening-Fuse-90708438 | Laterals | 13206 | 0.12727 | 14 | 26 | 261020.28 | 0 | 20202.772 | 23615.8913 | 29894.3513 | -240817.508 | -237404.3887 | -231125.9287 | 0.077399 | 0.090475 | 0.11453 | 0.085035
14481 | Lateral Hardening | Lateral Hardening-Fuse-60192934 | Laterals | 13278 | 0.084091 | 10 | 0 | 90042.4 | 0 | 6841.664 | 8202.5508 | 10850.7928 | -83200.736 | -81839.8492 | -79191.6072 | 0.075983 | 0.091097 | 0.12051 | 0.084969
8821 | Lateral Hardening | Lateral Hardening-Fuse-90294145 | Laterals | 13815 | 0.11742 | 6 | 2 | 106522.66 | 0 | 8130.23 | 9678.3744 | 12691.5715 | -98392.43 | -96844.2856 | -93831.0885 | 0.076324 | 0.090857 | 0.11914 | 0.084966
19570 | Lateral Hardening | Lateral Hardening-Fuse-10123802 | Laterals | 13060 | 0.14811 | 15 | 26 | 349924.93 | 0 | 27053.5293 | 31588.4877 | 40185.5438 | -322871.4007 | -318336.4423 | -309739.3862 | 0.077312 | 0.090272 | 0.11484 | 0.084953
11403 | Lateral Hardening | Lateral Hardening-Fuse-10650473 | Laterals | 13391 | 0.074432 | 4 | 4 | 58497.75 | 0 | 4500.788 | 5293.0149 | 6809.848 | -53996.962 | -53204.7351 | -51687.902 | 0.07694 | 0.090482 | 0.11641 | 0.08495
1593 | Lateral Hardening | Lateral Hardening-Fuse-90861215 | Laterals | 14069 | 0.070455 | 4 | 12 | 117321.78 | 0 | 9121.1199 | 10568.5145 | 13186.4696 | -108200.6601 | -106753.2655 | -104135.3104 | 0.077744 | 0.090081 | 0.1124 | 0.084911
6305 | Lateral Hardening | Lateral Hardening-Fuse-10567092 | Laterals | 13314 | 0.13561 | 18 | 0 | 315521.69 | 0 | 23953.891 | 28718.5996 | 37990.569 | -291567.799 | -286803.0904 | -277531.121 | 0.075918 | 0.091019 | 0.12041 | 0.084897
7574 | Lateral Hardening | Lateral Hardening-Fuse-10793161 | Laterals | 13470 | 0.06572 | 6 | 2 | 53335.03 | 0 | 4076.4075 | 4842.4489 | 6291.1333 | -49258.6225 | -48492.5811 | -47043.8967 | 0.07643 | 0.090793 | 0.11795 | 0.084892
11091 | Lateral Hardening | Lateral Hardening-Fuse-10737664 | Laterals | 13489 | 0.1303 | 5 | 3 | 67071.05 | 0 | 5132.2236 | 6088.0231 | 7876.6169 | -61938.8264 | -60983.0269 | -59194.4331 | 0.076519 | 0.09077 | 0.11744 | 0.084886
12271 | Lateral Hardening | Lateral Hardening-Fuse-92151898 | Laterals | 13198 | 0.089015 | 6 | 12 | 193991.99 | 0 | 15112.3089 | 17439.4228 | 21614.9838 | -178879.6811 | -176552.5672 | -172377.0062 | 0.077902 | 0.089898 | 0.11142 | 0.084853
11366 | Lateral Hardening | Lateral Hardening-Fuse-10375151 | Laterals | 13176 | 0.094697 | 9 | 19 | 158636.5 | 0 | 12262.9693 | 14316.5303 | 18065.9431 | -146373.5307 | -144319.9697 | -140570.5569 | 0.077302 | 0.090247 | 0.11388 | 0.084844
5490 | Lateral Hardening | Lateral Hardening-Fuse-92494158 | Laterals | 14025 | 0.075 | 6 | 1 | 99066.9 | 0 | 7536.8896 | 9001.2154 | 11822.758 | -91530.0104 | -90065.6846 | -87244.142 | 0.076079 | 0.09086 | 0.11934 | 0.084839
14609 | Lateral Hardening | Lateral Hardening-Fuse-92250099 | Laterals | 13148 | 0.10814 | 6 | 1 | 52930.79 | 0 | 4033.9249 | 4800.3438 | 6296.2598 | -48896.8651 | -48130.4462 | -46634.5302 | 0.076211 | 0.090691 | 0.11895 | 0.084829
13000 | Lateral Hardening | Lateral Hardening-Fuse-10000701 | Laterals | 13236 | 0.18277 | 6 | 2 | 105385.85 | 0 | 8041.1557 | 9557.0092 | 12473.3412 | -97344.6943 | -95828.8408 | -92912.5088 | 0.076302 | 0.090686 | 0.11836 | 0.084823
4337 | Lateral Hardening | Lateral Hardening-Fuse-10705828 | Laterals | 13268 | 0.12178 | 6 | 4 | 106376 | 0 | 8138.3564 | 9644.6653 | 12459.6927 | -98237.6436 | -96731.3347 | -93916.3073 | 0.076506 | 0.090666 | 0.11713 | 0.084816
8348 | Lateral Hardening | Lateral Hardening-Fuse-92528222 | Laterals | 13063 | 0.10758 | 8 | 16 | 201246.11 | 0 | 15491.3052 | 18139.3077 | 23244.1715 | -185754.8048 | -183106.8023 | -178001.9385 | 0.076977 | 0.090135 | 0.1155 | 0.084777
12041 | Lateral Hardening | Lateral Hardening-Fuse-92555348 | Laterals | 13961 | 0.067803 | 7 | 5 | 109750.1 | 0 | 8380.5155 | 9953.5815 | 12892.5441 | -101369.5845 | -99796.5185 | -96857.5559 | 0.07636 | 0.090693 | 0.11747 | 0.084771
2806 | Lateral Hardening | Lateral Hardening-Fuse-10716372 | Laterals | 13959 | 0.041477 | 4 | 1 | 51828.99 | 0 | 3946.5438 | 4699.3053 | 6158.5487 | -47882.4462 | -47129.6847 | -45670.4413 | 0.076145 | 0.090669 | 0.11882 | 0.084771
9039 | Lateral Hardening | Lateral Hardening-Fuse-60047246 | Laterals | 13228 | 0.21231 | 15 | 0 | 250482.34 | 0 | 19070.0335 | 22679.692 | 29755.7914 | -231412.3065 | -227802.648 | -220726.5486 | 0.076133 | 0.090544 | 0.11879 | 0.084723
5949 | Lateral Hardening | Lateral Hardening-Fuse-92701784 | Laterals | 13299 | 0.069697 | 7 | 2 | 102556.18 | 0 | 7798.5558 | 9278.0966 | 12180.2446 | -94757.6242 | -93278.0834 | -90375.9354 | 0.076042 | 0.090468 | 0.11877 | 0.084642
4091 | Lateral Hardening | Lateral Hardening-Fuse-91168476 | Laterals | 13034 | 0.082386 | 9 | 10 | 122243.4 | 0 | 9393.9583 | 10997.1249 | 14094.4906 | -112849.4417 | -111246.2751 | -108148.9094 | 0.076846 | 0.089961 | 0.1153 | 0.084626
8474 | Lateral Hardening | Lateral Hardening-Fuse-60144163 | Laterals | 13939 | 0.064015 | 4 | 1 | 53702.05 | 0 | 4081.0716 | 4853.7315 | 6374.4154 | -49620.9784 | -48848.3185 | -47327.6346 | 0.075995 | 0.090383 | 0.1187 | 0.084582
8536 | Lateral Hardening | Lateral Hardening-Fuse-92406905 | Laterals | 13899 | 0.09375 | 6 | 17 | 154627.8 | 0 | 11944.3304 | 13890.7086 | 17350.863 | -142683.4696 | -140737.0914 | -137276.937 | 0.077246 | 0.089833 | 0.11221 | 0.084518
17369 | Lateral Hardening | Lateral Hardening-Fuse-10075287 | Laterals | 13656 | 0.05 | 4 | 2 | 56467.29 | 0 | 4297.8828 | 5104.1449 | 6619.0538 | -52169.4072 | -51363.1451 | -49848.2362 | 0.076113 | 0.090391 | 0.11722 | 0.084507
2760 | Lateral Hardening | Lateral Hardening-Fuse-10625694 | Laterals | 13011 | 0.083712 | 6 | 1 | 55339.01 | 0 | 4192.6045 | 5006.8501 | 6580.7851 | -51146.4055 | -50332.1599 | -48758.2249 | 0.075762 | 0.090476 | 0.11892 | 0.084492
1204 | Lateral Hardening | Lateral Hardening-Fuse-92579577 | Laterals | 13243 | 0.069318 | 7 | 2 | 153310.59 | 0 | 11868.8909 | 13699.872 | 17141.717 | -141441.6991 | -139610.718 | -136168.873 | 0.077417 | 0.08936 | 0.11181 | 0.084439
13359 | Lateral Hardening | Lateral Hardening-Fuse-10650442 | Laterals | 13391 | 0.040152 | 4 | 2 | 55648.81 | 0 | 4231.363 | 5026.5743 | 6516.0268 | -51417.447 | -50622.2357 | -49132.7832 | 0.076037 | 0.090327 | 0.11709 | 0.084429
14319 | Lateral Hardening | Lateral Hardening-Fuse-92322094 | Laterals | 13523 | 0.11098 | 10 | 14 | 140340.14 | 0 | 10778.0766 | 12588.3023 | 16030.5278 | -129562.0634 | -127751.8377 | -124309.6122 | 0.0768 | 0.089699 | 0.11423 | 0.084412
14672 | Lateral Hardening | Lateral Hardening-Fuse-91570523 | Laterals | 13044 | 0.073674 | 7 | 23 | 164749.36 | 0 | 12694.5739 | 14794.2718 | 18465.9924 | -152054.7861 | -149955.0882 | -146283.3676 | 0.077054 | 0.089799 | 0.11209 | 0.08438
1932 | Lateral Hardening | Lateral Hardening-Fuse-93222227 | Laterals | 13459 | 0.063068 | 5 | 1 | 50000 | 0 | 3938.3087 | 4439.7906 | 5213.0774 | -46061.6913 | -45560.2094 | -44786.9226 | 0.078766 | 0.088796 | 0.10426 | 0.084325
16924 | Lateral Hardening | Lateral Hardening-Fuse-10876298 | Laterals | 14023 | 0.1178 | 6 | 8 | 121256.78 | 0 | 9309.1676 | 10850.6041 | 13807.7242 | -111947.6124 | -110406.1759 | -107449.0558 | 0.076772 | 0.089485 | 0.11387 | 0.084296
12979 | Lateral Hardening | Lateral Hardening-Fuse-10371701 | Laterals | 13100 | 0.080492 | 5 | 5 | 165824.68 | 0 | 12620.5276 | 14916.7653 | 19287.0007 | -153204.1524 | -150907.9147 | -146537.6793 | 0.076108 | 0.089955 | 0.11631 | 0.084282
16987 | Lateral Hardening | Lateral Hardening-Fuse-90297008 | Laterals | 13389 | 0.063636 | 7 | 20 | 109912.5 | 0 | 8620.5355 | 9773.9293 | 11577.8437 | -101291.9645 | -100138.5707 | -98334.6563 | 0.078431 | 0.088925 | 0.10534 | 0.08427
9230 | Lateral Hardening | Lateral Hardening-Fuse-90401922 | Laterals | 13724 | 0.17633 | 10 | 28 | 162203.69 | 0 | 12490.9583 | 14537.5092 | 18105.9573 | -149712.7317 | -147666.1808 | -144097.7327 | 0.077008 | 0.089625 | 0.11162 | 0.084255
5308 | Lateral Hardening | Lateral Hardening-Fuse-10080979 | Laterals | 14000 | 0.060795 | 4 | 2 | 57364.47 | 0 | 4347.3734 | 5168.3267 | 6742.4941 | -53017.0966 | -52196.1433 | -50621.9759 | 0.075785 | 0.090096 | 0.11754 | 0.084254
3159 | Lateral Hardening | Lateral Hardening-Fuse-10798804 | Laterals | 14025 | 0.07178 | 3 |  | 50000 | 0 | 3765.889 | 4514.9683 | 5972.6525 | -46234.111 | -45485.0317 | -44027.3475 | 0.075318 | 0.090299 | 0.11945 | 0.084226
17744 | Lateral Hardening | Lateral Hardening-Fuse-90377189 | Laterals | 13171 | 0.074811 | 5 | 3 | 106911.16 | 0 | 8101.0887 | 9625.6599 | 12557.8162 | -98810.0713 | -97285.5001 | -94353.3438 | 0.075774 | 0.090034 | 0.11746 | 0.084221
14385 | Lateral Hardening | Lateral Hardening-Fuse-60096423 | Laterals | 13739 | 0.14564 | 14 | 0 | 207950.12 | 0 | 15650.1623 | 18763.1623 | 24820.96 | -192299.9577 | -189186.9577 | -183129.16 | 0.075259 | 0.090229 | 0.11936 | 0.08416
2947 | Lateral Hardening | Lateral Hardening-Fuse-10567778 | Laterals | 13279 | 0.042235 | 4 | 15 | 98543.27 | 0 | 7596.2551 | 8786.658 | 10946.4141 | -90947.0149 | -89756.612 | -87596.8559 | 0.077085 | 0.089165 | 0.11108 | 0.084109
12459 | Lateral Hardening | Lateral Hardening-Fuse-60068041 | Laterals | 13139 | 0.073864 | 6 | 0 | 50081.85 | 0 | 3765.5711 | 4514.5872 | 5972.1483 | -46316.2789 | -45567.2628 | -44109.7017 | 0.075188 | 0.090144 | 0.11925 | 0.084081
15087 | Lateral Hardening | Lateral Hardening-Fuse-93247226 | Laterals | 13175 | 0.028788 | 1 | 4 | 50000 | 0 | 3925.9142 | 4434.7538 | 5145.9689 | -46074.0858 | -45565.2462 | -44854.0311 | 0.078518 | 0.088695 | 0.10292 | 0.084011
14785 | Lateral Hardening | Lateral Hardening-Fuse-10627084 | Laterals | 13147 | 0.047159 | 5 | 1 | 52301.19 | 0 | 3942.5662 | 4701.9287 | 6173.6624 | -48358.6238 | -47599.2613 | -46127.5276 | 0.075382 | 0.089901 | 0.11804 | 0.084004
3282 | Lateral Hardening | Lateral Hardening-Fuse-60013882 | Laterals | 13094 | 0.045265 | 6 | 6 | 63425.11 | 0 | 4840.4646 | 5658.9125 | 7252.0319 | -58584.6454 | -57766.1975 | -56173.0781 | 0.076318 | 0.089222 | 0.11434 | 0.083991
19642 | Lateral Hardening | Lateral Hardening-Fuse-92940572 | Laterals | 13006 | 0.045644 | 4 | 1 | 96627.2 | 0 | 7291.4075 | 8673.2477 | 11387.1332 | -89335.7925 | -87953.9523 | -85240.0668 | 0.075459 | 0.08976 | 0.11785 | 0.083988
8268 | Lateral Hardening | Lateral Hardening-Fuse-10827099 | Laterals | 13769 | 0.10095 | 6 | 0 | 69197.93 | 0 | 5196.0033 | 6229.549 | 8240.7957 | -64001.9267 | -62968.381 | -60957.1343 | 0.075089 | 0.090025 | 0.11909 | 0.08397
13158 | Lateral Hardening | Lateral Hardening-Fuse-92485834 | Laterals | 13010 | 0.019129 | 2 | 1 | 75464.08 | 0 | 5925.5582 | 6675.7159 | 7785.6417 | -69538.5218 | -68788.3641 | -67678.4383 | 0.078522 | 0.088462 | 0.10317 | 0.083969
605 | Lateral Hardening | Lateral Hardening-Fuse-93227139 | Laterals | 13459 | 0.14508 | 10 | 4 | 211601.24 | 0 | 15998.8047 | 18983.4003 | 24594.7824 | -195602.4353 | -192617.8397 | -187006.4576 | 0.075608 | 0.089713 | 0.11623 | 0.083902
9218 | Lateral Hardening | Lateral Hardening-Fuse-93297169 | Laterals | 13808 | 0.077841 | 5 | 2 | 58781.07 | 0 | 4436.0261 | 5269.8448 | 6881.8399 | -54345.0439 | -53511.2252 | -51899.2301 | 0.075467 | 0.089652 | 0.11708 | 0.083883
10554 | Lateral Hardening | Lateral Hardening-Fuse-10428633 | Laterals | 13832 | 0.049621 | 3 | 2 | 51997.13 | 0 | 3942.8717 | 4652.1333 | 6001.2721 | -48054.2583 | -47344.9967 | -45995.8579 | 0.075829 | 0.089469 | 0.11542 | 0.083879
11886 | Lateral Hardening | Lateral Hardening-Fuse-60343339 | Laterals | 13749 | 0.046023 | 7 | 0 | 50000 | 0 | 3748.8055 | 4494.4867 | 5945.5582 | -46251.1945 | -45505.5133 | -44054.4418 | 0.074976 | 0.08989 | 0.11891 | 0.083844
638 | Lateral Hardening | Lateral Hardening-Fuse-60000885 | Laterals | 13004 | 0.20114 | 8 | 5 | 156405.63 | 0 | 11854.9307 | 13981.6189 | 18059.1485 | -144550.6993 | -142424.0111 | -138346.4815 | 0.075796 | 0.089393 | 0.11546 | 0.083842
6434 | Lateral Hardening | Lateral Hardening-Fuse-90290192 | Laterals | 13724 | 0.10833 | 9 | 2 | 50000 | 0 | 3764.7882 | 4479.2794 | 5877.6923 | -46235.2118 | -45520.7206 | -44122.3077 | 0.075296 | 0.089586 | 0.11755 | 0.083809
12362 | Lateral Hardening | Lateral Hardening-Fuse-10776322 | Laterals | 14071 | 0.043371 | 3 | 2 | 59081.05 | 0 | 4475.7605 | 5282.8739 | 6810.2279 | -54605.2895 | -53798.1761 | -52270.8221 | 0.075756 | 0.089417 | 0.11527 | 0.083806
14766 | Lateral Hardening | Lateral Hardening-Fuse-90898679 | Laterals | 13807 | 0.095644 | 6 | 0 | 56330.63 | 0 | 4219.7498 | 5059.1073 | 6692.47 | -52110.8802 | -51271.5227 | -49638.16 | 0.07491 | 0.089811 | 0.11881 | 0.08377
758 | Lateral Hardening | Lateral Hardening-Fuse-90100441 | Laterals | 13808 | 0.065341 | 5 | 2 | 50000 | 0 | 3771.8755 | 4481.5097 | 5808.8393 | -46228.1245 | -45518.4903 | -44191.1607 | 0.075438 | 0.08963 | 0.11618 | 0.083769
13465 | Lateral Hardening | Lateral Hardening-Fuse-10897243 | Laterals | 14050 | 0.10322 | 9 | 5 | 108254.8 | 0 | 8174.6556 | 9689.4624 | 12522.2105 | -100080.1444 | -98565.3376 | -95732.5895 | 0.075513 | 0.089506 | 0.11567 | 0.083727
2012 | Lateral Hardening | Lateral Hardening-Fuse-91673872 | Laterals | 13712 | 0.071212 | 5 | 1 | 54300.17 | 0 | 4078.9813 | 4860.8845 | 6383.5459 | -50221.1887 | -49439.2855 | -47916.6241 | 0.075119 | 0.089519 | 0.11756 | 0.083683
7845 | Lateral Hardening | Lateral Hardening-Fuse-91443636 | Laterals | 13190 | 0.23333 | 16 | 26 | 218031.43 | 0 | 16596.5588 | 19397.1543 | 24668.2451 | -201434.8712 | -198634.2757 | -193363.1849 | 0.07612 | 0.088965 | 0.11314 | 0.083676
16441 | Lateral Hardening | Lateral Hardening-Fuse-90061967 | Laterals | 13722 | 0.17614 | 12 | 26 | 197557.95 | 0 | 15043.1147 | 17607.7229 | 22210.1282 | -182514.8353 | -179950.2271 | -175347.8218 | 0.076145 | 0.089127 | 0.11242 | 0.083668
6100 | Lateral Hardening | Lateral Hardening-Fuse-92462740 | Laterals | 13112 | 0.15549 | 16 | 29 | 283015.54 | 0 | 21549.6159 | 25179.2906 | 31934.566 | -261465.9241 | -257836.2494 | -251080.974 | 0.076143 | 0.088968 | 0.11284 | 0.08366
10429 | Lateral Hardening | Lateral Hardening-Fuse-60059279 | Laterals | 13205 | 0.053788 | 2 | 4 | 64642.09 | 0 | 4916.6528 | 5748.6194 | 7314.1785 | -59725.4372 | -58893.4706 | -57327.9115 | 0.07606 | 0.08893 | 0.11315 | 0.08363
12758 | Lateral Hardening | Lateral Hardening-Fuse-60002460 | Laterals | 13024 | 0.12254 | 11 | 12 | 287588.21 | 0 | 21967.0208 | 25544.5314 | 31982.5556 | -265621.1892 | -262043.6786 | -255605.6544 | 0.076384 | 0.088823 | 0.11121 | 0.083598
10719 | Lateral Hardening | Lateral Hardening-Fuse-92624821 | Laterals | 13303 | 0.071402 | 5 | 2 | 112229.18 | 0 | 8436.8215 | 10022.3018 | 13063.2588 | -103792.3585 | -102206.8782 | -99165.9212 | 0.075175 | 0.089302 | 0.1164 | 0.083535
16738 | Lateral Hardening | Lateral Hardening-Fuse-10823009 | Laterals | 13652 | 0.44091 | 28 | 64 | 450864.15 | 0 | 34267.8451 | 40087.846 | 50747.0316 | -416596.3049 | -410776.304 | -400117.1184 | 0.076005 | 0.088913 | 0.11256 | 0.083532
2927 | Lateral Hardening | Lateral Hardening-Fuse-91473429 | Laterals | 13236 | 0.19811 | 9 |  | 60915.97 | 0 | 4548.9982 | 5453.847 | 7214.6538 | -56366.9718 | -55462.123 | -53701.3162 | 0.074677 | 0.089531 | 0.11844 | 0.083509
4063 | Lateral Hardening | Lateral Hardening-Fuse-10381202 | Laterals | 13222 | 0.096023 | 9 | 0 | 91897.75 | 0 | 6860.5269 | 8225.1658 | 10880.7092 | -85037.2231 | -83672.5842 | -81017.0408 | 0.074654 | 0.089503 | 0.1184 | 0.083483
6446 | Lateral Hardening | Lateral Hardening-Fuse-90970824 | Laterals | 13236 | 0.14356 | 8 | 3 | 143760.67 | 0 | 10807.8302 | 12838.9953 | 16645.1401 | -132952.8398 | -130921.6747 | -127115.5299 | 0.075179 | 0.089308 | 0.11578 | 0.083478
14230 | Lateral Hardening | Lateral Hardening-Fuse-90281832 | Laterals | 13147 | 0.066856 | 3 | 1 | 50000 | 0 | 3755.1822 | 4459.905 | 5805.4837 | -46244.8178 | -45540.095 | -44194.5163 | 0.075104 | 0.089198 | 0.11611 | 0.083433
15636 | Lateral Hardening | Lateral Hardening-Fuse-93217809 | Laterals | 13656 | 0.19621 | 11 | 5 | 155996.39 | 0 | 11724.7504 | 13909.1013 | 18001.6572 | -144271.6396 | -142087.2887 | -137994.7328 | 0.07516 | 0.089163 | 0.1154 | 0.083385
13141 | Lateral Hardening | Lateral Hardening-Fuse-92128810 | Laterals | 13946 | 0.29602 | 23 | 255 | 553457.76 | 0 | 42889.4938 | 48638.8701 | 58189.6663 | -510568.2662 | -504818.8899 | -495268.0937 | 0.077494 | 0.087882 | 0.10514 | 0.083375
1901 | Lateral Hardening | Lateral Hardening-Fuse-10086437 | Laterals | 13026 | 0.14962 | 11 | 24 | 266807.6 | 0 | 20228.8454 | 23688.3833 | 29846.1418 | -246578.7546 | -243119.2167 | -236961.4582 | 0.075818 | 0.088785 | 0.11186 | 0.083313
3956 | Lateral Hardening | Lateral Hardening-Fuse-10548836 | Laterals | 13690 | 0.069129 | 6 | 5 | 105930.28 | 0 | 7958.6483 | 9430.7223 | 12186.0424 | -97971.6317 | -96499.5577 | -93744.2376 | 0.075131 | 0.089028 | 0.11504 | 0.083291
3365 | Lateral Hardening | Lateral Hardening-Fuse-91000223 | Laterals | 13093 | 0.042424 | 4 | 11 | 82839.01 | 0 | 6312.6908 | 7330.5962 | 9124.2624 | -76526.3192 | -75508.4138 | -73714.7476 | 0.076204 | 0.088492 | 0.11014 | 0.083285
14758 | Lateral Hardening | Lateral Hardening-Fuse-60011571 | Laterals | 13158 | 0.047159 | 4 | 11 | 79302.51 | 0 | 6042.4826 | 7016.8175 | 8733.7078 | -73260.0274 | -72285.6925 | -70568.8022 | 0.076195 | 0.088482 | 0.11013 | 0.083275
12020 | Lateral Hardening | Lateral Hardening-Fuse-90286453 | Laterals | 13146 | 0.1447 | 7 | 5 | 156153.79 | 0 | 11734.701 | 13886.6491 | 17948.5145 | -144419.089 | -142267.1409 | -138205.2755 | 0.075148 | 0.088929 | 0.11494 | 0.083262
11378 | Lateral Hardening | Lateral Hardening-Fuse-10368980 | Laterals | 13097 | 0.17424 | 5 | 0 | 62862.73 | 0 | 4679.8418 | 5610.7169 | 7422.17 | -58182.8882 | -57252.0131 | -55440.56 | 0.074445 | 0.089253 | 0.11807 | 0.08325
17810 | Lateral Hardening | Lateral Hardening-Fuse-10807602 | Laterals | 13020 | 0.12027 | 8 | 19 | 173264.65 | 0 | 13144.4525 | 15349.3152 | 19325.9944 | -160120.1975 | -157915.3348 | -153938.6556 | 0.075863 | 0.088589 | 0.11154 | 0.083249
13221 | Lateral Hardening | Lateral Hardening-Fuse-92317475 | Laterals | 13458 | 0.064205 | 4 | 6 | 97152.36 | 0 | 7373.5834 | 8586.4408 | 10862.093 | -89778.7766 | -88565.9192 | -86290.267 | 0.075897 | 0.088381 | 0.1118 | 0.083233
3033 | Lateral Hardening | Lateral Hardening-Fuse-10095449 | Laterals | 13786 | 0.2197 | 15 | 5 | 250782.01 | 0 | 18764.9472 | 22312.1239 | 29167.4963 | -232017.0628 | -228469.8861 | -221614.5137 | 0.074826 | 0.08897 | 0.11631 | 0.083217
14762 | Lateral Hardening | Lateral Hardening-Fuse-91308381 | Laterals | 13825 | 0.10284 | 8 | 18 | 159313.32 | 0 | 12065.2957 | 14108.4021 | 17752.862 | -147248.0243 | -145204.9179 | -141560.458 | 0.075733 | 0.088558 | 0.11143 | 0.083151
1859 | Lateral Hardening | Lateral Hardening-Fuse-10064525 | Laterals | 13405 | 0.037879 | 5 | 0 | 51529.93 | 0 | 3830.1026 | 4591.9547 | 6074.4943 | -47699.8274 | -46937.9753 | -45455.4357 | 0.074328 | 0.089112 | 0.11788 | 0.083119
11620 | Lateral Hardening | Lateral Hardening-Fuse-10898221 | Laterals | 13582 | 0.064015 | 4 | 2 | 57632.05 | 0 | 4311.6425 | 5121.941 | 6639.6521 | -53320.4075 | -52510.109 | -50992.3979 | 0.074813 | 0.088873 | 0.11521 | 0.083071
13853 | Lateral Hardening | Lateral Hardening-Fuse-10675172 | Laterals | 13464 | 0.0875 | 6 | 14 | 134458.38 | 0 | 10187.6088 | 11878.1567 | 14883.0696 | -124270.7712 | -122580.2233 | -119575.3104 | 0.075768 | 0.088341 | 0.11069 | 0.083032
2673 | Lateral Hardening | Lateral Hardening-Fuse-10411575 | Laterals | 13633 | 0.041288 | 5 | 2 | 99686.5 | 0 | 7445.1204 | 8849.6487 | 11544.3633 | -92241.3796 | -90836.8513 | -88142.1367 | 0.074685 | 0.088775 | 0.11581 | 0.083024
18893 | Lateral Hardening | Lateral Hardening-Fuse-91017104 | Laterals | 13807 | 0.1 | 9 | 4 | 144070.47 | 0 | 10782.2567 | 12785.1728 | 16563.5806 | -133288.2133 | -131285.2972 | -127506.8894 | 0.07484 | 0.088742 | 0.11497 | 0.083024
7350 | Lateral Hardening | Lateral Hardening-Fuse-93102541 | Laterals | 13130 | 0.099621 | 12 | 0 | 87980.33 | 0 | 6528.9316 | 7827.6123 | 10354.8032 | -81451.3984 | -80152.7177 | -77625.5268 | 0.074209 | 0.08897 | 0.11769 | 0.082986
12692 | Lateral Hardening | Lateral Hardening-Fuse-90394860 | Laterals | 13854 | 0.070265 | 4 | 3 | 53712.79 | 0 | 4035.4824 | 4739.043 | 6083.8142 | -49677.3076 | -48973.747 | -47628.9758 | 0.075131 | 0.088229 | 0.11327 | 0.082874
14665 | Lateral Hardening | Lateral Hardening-Fuse-92617823 | Laterals | 13236 | 0.067424 | 4 | 2 | 53476.69 | 0 | 4000.9127 | 4729.1737 | 6110.821 | -49475.7773 | -48747.5163 | -47365.869 | 0.074816 | 0.088434 | 0.11427 | 0.082847
19317 | Lateral Hardening | Lateral Hardening-Fuse-60647792 | Laterals | 13207 | 0.073106 | 10 | 3 | 97892.14 | 0 | 7296.2761 | 8667.9513 | 11309.8212 | -90595.8639 | -89224.1887 | -86582.3188 | 0.074534 | 0.088546 | 0.11553 | 0.082837
9291 | Lateral Hardening | Lateral Hardening-Fuse-92570591 | Laterals | 13698 | 0.059659 | 4 | 3 | 50000 | 0 | 3752.9495 | 4405.083 | 5654.5459 | -46247.0505 | -45594.917 | -44345.4541 | 0.075059 | 0.088102 | 0.11309 | 0.082775
12467 | Lateral Hardening | Lateral Hardening-Fuse-90112431 | Laterals | 13896 | 0.14261 | 6 | 14 | 179320.83 | 0 | 13537.5581 | 15784.0019 | 19777.0079 | -165783.2719 | -163536.8281 | -159543.8221 | 0.075494 | 0.088021 | 0.11029 | 0.082731
5923 | Lateral Hardening | Lateral Hardening-Fuse-60568345 | Laterals | 13298 | 0.14773 | 7 | 1 | 60659.13 | 0 | 4496.3777 | 5370.2854 | 7064.926 | -56162.7523 | -55288.8446 | -53594.204 | 0.074125 | 0.088532 | 0.11647 | 0.082682
12378 | Lateral Hardening | Lateral Hardening-Fuse-91558079 | Laterals | 13939 | 0.0043561 | 3 | 4 | 50000 | 0 | 3858.0926 | 4356.8459 | 5097.2753 | -46141.9074 | -45643.1541 | -44902.7247 | 0.077162 | 0.087137 | 0.10195 | 0.082633
13784 | Lateral Hardening | Lateral Hardening-Fuse-60007516 | Laterals | 13076 | 0.38277 | 28 | 0 | 349476.97 | 0 | 25807.1282 | 30940.4672 | 40929.7797 | -323669.8418 | -318536.5028 | -308547.1903 | 0.073845 | 0.088534 | 0.11712 | 0.082579
16749 | Lateral Hardening | Lateral Hardening-Fuse-60473308 | Laterals | 13170 | 0.045076 | 3 | 0 | 50000 | 0 | 3692.0533 | 4426.4457 | 5855.5499 | -46307.9467 | -45573.5543 | -44144.4501 | 0.073841 | 0.088529 | 0.11711 | 0.082574
18787 | Lateral Hardening | Lateral Hardening-Fuse-60360857 | Laterals | 13722 | 0.1125 | 6 | 13 | 100452.81 | 0 | 7722.5237 | 8746.6118 | 10265.9124 | -92730.2863 | -91706.1982 | -90186.8976 | 0.076877 | 0.087072 | 0.1022 | 0.082467
15106 | Lateral Hardening | Lateral Hardening-Fuse-60124055 | Laterals | 13218 | 0.048485 | 2 | 3 | 51902.69 | 0 | 3902.9692 | 4549.8363 | 5729.7206 | -47999.7208 | -47352.8537 | -46172.9694 | 0.075198 | 0.087661 | 0.11039 | 0.082456
13382 | Lateral Hardening | Lateral Hardening-Fuse-91985933 | Laterals | 13044 | 0.066288 | 7 | 18 | 156275.5 | 0 | 11747.4357 | 13708.824 | 17243.8859 | -144528.0643 | -142566.676 | -139031.6141 | 0.075171 | 0.087722 | 0.11034 | 0.082454
3618 | Lateral Hardening | Lateral Hardening-Fuse-10061218 | Laterals | 13406 | 0.015152 | 1 | 1 | 50000 | 0 | 3855.4798 | 4343.1346 | 5038.6022 | -46144.5202 | -45656.8654 | -44961.3978 | 0.07711 | 0.086863 | 0.10077 | 0.082402
15898 | Lateral Hardening | Lateral Hardening-Fuse-91517977 | Laterals | 13148 | 0.11553 | 9 | 5 | 101417.9 | 0 | 7546.3879 | 8911.2081 | 11512.9969 | -93871.5121 | -92506.6919 | -89904.9031 | 0.074409 | 0.087866 | 0.11352 | 0.082357
3236 | Lateral Hardening | Lateral Hardening-Fuse-60409642 | Laterals | 13470 | 0.19716 | 13 | 10 | 255751.59 | 0 | 19047.2282 | 22471.4619 | 28914.0009 | -236704.3618 | -233280.1281 | -226837.5891 | 0.074476 | 0.087864 | 0.11306 | 0.08235
16613 | Lateral Hardening | Lateral Hardening-Fuse-60125364 | Laterals | 13099 | 0.058523 | 5 | 1 | 53245.59 | 0 | 3935.3994 | 4691.4624 | 6160.6479 | -49310.1906 | -48554.1276 | -47084.9421 | 0.07391 | 0.08811 | 0.1157 | 0.082349
5938 | Lateral Hardening | Lateral Hardening-Fuse-90431820 | Laterals | 13146 | 0.096023 | 7 | 3 | 139809.93 | 0 | 10368.7087 | 12308.3176 | 15941.9076 | -129441.2213 | -127501.6124 | -123868.0224 | 0.074163 | 0.088036 | 0.11403 | 0.082311
6443 | Lateral Hardening | Lateral Hardening-Fuse-10635138 | Laterals | 13242 | 0.074621 | 7 | 8 | 113738.06 | 0 | 8492.5057 | 9936.1254 | 12720.6229 | -105245.5543 | -103801.9346 | -101017.4371 | 0.074667 | 0.08736 | 0.11184 | 0.082192
14088 | Lateral Hardening | Lateral Hardening-Fuse-90447830 | Laterals | 13613 | 0.14034 | 10 | 27 | 313909.59 | 0 | 23536.7729 | 27437.3182 | 34442.0296 | -290372.8171 | -286472.2718 | -279467.5604 | 0.074979 | 0.087405 | 0.10972 | 0.082181
12421 | Lateral Hardening | Lateral Hardening-Fuse-92007317 | Laterals | 13479 | 0.14223 | 12 | 6 | 195453.74 | 0 | 14485.7119 | 17164.5677 | 22214.3803 | -180968.0281 | -178289.1723 | -173239.3597 | 0.074113 | 0.087819 | 0.11366 | 0.082179
14799 | Lateral Hardening | Lateral Hardening-Fuse-10710647 | Laterals | 14000 | 0.064583 | 4 | 2 | 53240.59 | 0 | 3947.1547 | 4670.9801 | 6039.7041 | -49293.4353 | -48569.6099 | -47200.8859 | 0.074138 | 0.087733 | 0.11344 | 0.082147
16689 | Lateral Hardening | Lateral Hardening-Fuse-92604701 | Laterals | 13390 | 0.067045 | 4 | 1 | 50000 | 0 | 3696.3369 | 4389.4382 | 5725.9725 | -46303.6631 | -45610.5618 | -44274.0275 | 0.073927 | 0.087789 | 0.11452 | 0.082145
6133 | Lateral Hardening | Lateral Hardening-Fuse-60443984 | Laterals | 14112 | 0.14337 | 8 | 0 | 253193.45 | 0 | 18921.7423 | 22070.6284 | 28134.7164 | -234271.7077 | -231122.8216 | -225058.7336 | 0.074732 | 0.087169 | 0.11112 | 0.082102
18747 | Lateral Hardening | Lateral Hardening-Fuse-91816435 | Laterals | 13712 | 0.036364 | 1 | 3 | 50000 | 0 | 3828.8294 | 4338.0105 | 5055.1729 | -46171.1706 | -45661.9895 | -44944.8271 | 0.076577 | 0.08676 | 0.1011 | 0.082084
5553 | Lateral Hardening | Lateral Hardening-Fuse-10165376 | Laterals | 13045 | 0.030303 | 4 | 11 | 81831.65 | 0 | 6139.6282 | 7139.8113 | 8893.1103 | -75692.0218 | -74691.8387 | -72938.5397 | 0.075028 | 0.08725 | 0.10868 | 0.082059
13602 | Lateral Hardening | Lateral Hardening-Fuse-91221952 | Laterals | 13187 | 0.058333 | 5 | 12 | 92021.17 | 0 | 6887.1146 | 8033.6461 | 10079.7263 | -85134.0554 | -83987.5239 | -81941.4437 | 0.074843 | 0.087302 | 0.10954 | 0.08205
8359 | Lateral Hardening | Lateral Hardening-Fuse-10099360 | Laterals | 13963 | 0.12405 | 9 | 14 | 217522.7 | 0 | 16238.1796 | 18955.6598 | 24141.0807 | -201284.5204 | -198567.0402 | -193381.6193 | 0.074651 | 0.087143 | 0.11098 | 0.082032
2616 | Lateral Hardening | Lateral Hardening-Fuse-90100838 | Laterals | 13808 | 0.069508 | 3 | 3 | 50000 | 0 | 3736.7022 | 4354.4276 | 5530.5468 | -46263.2978 | -45645.5724 | -44469.4532 | 0.074734 | 0.087089 | 0.11061 | 0.082028
19017 | Lateral Hardening | Lateral Hardening-Fuse-93106726 | Laterals | 13657 | 0.052652 | 5 | 2 | 52757.65 | 0 | 3893.9517 | 4625.4143 | 6026.8913 | -48863.6983 | -48132.2357 | -46730.7587 | 0.073808 | 0.087673 | 0.11424 | 0.082011
13280 | Lateral Hardening | Lateral Hardening-Fuse-10093659 | Laterals | 13043 | 0.1553 | 10 | 0 | 169128.26 | 0 | 12533.9968 | 14787.5326 | 19106.394 | -156594.2632 | -154340.7274 | -150021.866 | 0.074109 | 0.087434 | 0.11297 | 0.081993
10369 | Lateral Hardening | Lateral Hardening-Fuse-90521752 | Laterals | 13164 | 0.020265 | 4 | 11 | 50000 | 0 | 3736.5239 | 4356.6809 | 5480.7365 | -46263.4761 | -45643.3191 | -44519.2635 | 0.07473 | 0.087134 | 0.10961 | 0.08194
7962 | Lateral Hardening | Lateral Hardening-Fuse-91985692 | Laterals | 13162 | 0.014205 | 5 | 3 | 147188.01 | 0 | 11238.4953 | 12746.7777 | 14915.9104 | -135949.5147 | -134441.2323 | -132272.0996 | 0.076355 | 0.086602 | 0.10134 | 0.081927
7810 | Lateral Hardening | Lateral Hardening-Fuse-92826965 | Laterals | 13159 | 0.043182 | 5 | 12 | 90761.97 | 0 | 6780.6773 | 7909.4898 | 9923.9487 | -83981.2927 | -82852.4802 | -80838.0213 | 0.074708 | 0.087145 | 0.10934 | 0.081903
15755 | Lateral Hardening | Lateral Hardening-Fuse-91750246 | Laterals | 13678 | 0.10436 | 3 | 0 | 50000 | 0 | 3661.6129 | 4389.9504 | 5807.2719 | -46338.3871 | -45610.0496 | -44192.7281 | 0.073232 | 0.087799 | 0.11615 | 0.081894
18639 | Lateral Hardening | Lateral Hardening-Fuse-90338056 | Laterals | 13431 | 0.11023 | 8 | 0 | 57542.61 | 0 | 4213.6459 | 5051.7892 | 6682.7892 | -53328.9641 | -52490.8208 | -50859.8208 | 0.073227 | 0.087792 | 0.11614 | 0.081887
6682 | Lateral Hardening | Lateral Hardening-Fuse-93126910 | Laterals | 13299 | 0.27102 | 12 | 0 | 70905.87 | 0 | 5192.112 | 6224.8837 | 8234.6242 | -65713.758 | -64680.9863 | -62671.2458 | 0.073225 | 0.087791 | 0.11613 | 0.081886
10654 | Lateral Hardening | Lateral Hardening-Fuse-60079353 | Laterals | 13138 | 0.23883 | 13 | 37 | 365324.39 | 0 | 27249.7056 | 31826.0536 | 40066.3883 | -338074.6844 | -333498.3364 | -325258.0017 | 0.07459 | 0.087117 | 0.10967 | 0.081857
1404 | Lateral Hardening | Lateral Hardening-Fuse-90254565 | Laterals | 13656 | 0.15322 | 9 | 3 | 104550.16 | 0 | 7701.8495 | 9146.8412 | 11915.6281 | -96848.3105 | -95403.3188 | -92634.5319 | 0.073667 | 0.087488 | 0.11397 | 0.081843
15986 | Lateral Hardening | Lateral Hardening-Fuse-91868096 | Laterals | 14023 | 0.026894 | 5 | 1 | 50617.01 | 0 | 3718.117 | 4430.6296 | 5818.8196 | -46898.893 | -46186.3804 | -44798.1904 | 0.073456 | 0.087532 | 0.11496 | 0.081829
19070 | Lateral Hardening | Lateral Hardening-Fuse-10433150 | Laterals | 13993 | 0.2411 | 14 | 16 | 322996.52 | 0 | 23998.9321 | 28092.7112 | 36009.2916 | -298997.5879 | -294903.8088 | -286987.2284 | 0.074301 | 0.086975 | 0.11149 | 0.081822
14798 | Lateral Hardening | Lateral Hardening-Fuse-90997195 | Laterals | 13839 | 0.033523 | 4 |  | 50000 | 0 | 3657.6125 | 4385.1543 | 5800.9272 | -46342.3875 | -45614.8457 | -44199.0728 | 0.073152 | 0.087703 | 0.11602 | 0.081804
7814 | Lateral Hardening | Lateral Hardening-Fuse-10795758 | Laterals | 13695 | 0.085417 | 7 |  | 50000 | 0 | 3656.4644 | 4383.7779 | 5799.1065 | -46343.5356 | -45616.2221 | -44200.8935 | 0.073129 | 0.087676 | 0.11598 | 0.081778
19314 | Lateral Hardening | Lateral Hardening-Fuse-10409244 | Laterals | 13631 | 0.046591 | 6 | 12 | 131058.54 | 0 | 9759.7715 | 11398.4985 | 14356.2149 | -121298.7685 | -119660.0415 | -116702.3251 | 0.074469 | 0.086973 | 0.10954 | 0.081727
7520 | Lateral Hardening | Lateral Hardening-Fuse-10916803 | Laterals | 13805 | 0.063447 | 4 | 1 | 53654.83 | 0 | 3938.6966 | 4684.4009 | 6152.0332 | -49716.1334 | -48970.4291 | -47502.7968 | 0.073408 | 0.087306 | 0.11466 | 0.081703
2890 | Lateral Hardening | Lateral Hardening-Fuse-60015968 | Laterals | 13120 | 0.12879 | 5 | 1 | 59085.13 | 0 | 4331.7938 | 5164.0115 | 6781.1811 | -54753.3362 | -53921.1185 | -52303.9489 | 0.073314 | 0.0874 | 0.11477 | 0.081685
7566 | Lateral Hardening | Lateral Hardening-Fuse-92415025 | Laterals | 13899 | 0.3375 | 24 | 0 | 240732.03 | 0 | 17574.9193 | 21070.7759 | 27873.6003 | -223157.1107 | -219661.2541 | -212858.4297 | 0.073006 | 0.087528 | 0.11579 | 0.081641
2882 | Lateral Hardening | Lateral Hardening-Fuse-60063258 | Laterals | 13419 | 0.10739 | 8 | 13 | 140041.08 | 0 | 10413.7217 | 12138.002 | 15429.3382 | -129627.3583 | -127903.078 | -124611.7418 | 0.074362 | 0.086675 | 0.11018 | 0.081637
5483 | Lateral Hardening | Lateral Hardening-Fuse-60123673 | Laterals | 13102 | 0.12311 | 8 | 13 | 189462.95 | 0 | 14084.8869 | 16417.0304 | 20868.6663 | -175378.0631 | -173045.9196 | -168594.2837 | 0.074341 | 0.08665 | 0.11015 | 0.081614
8955 | Lateral Hardening | Lateral Hardening-Fuse-92676470 | Laterals | 13805 | 0.041477 | 4 | 1 | 51828.99 | 0 | 3795.7226 | 4521.8806 | 5922.4776 | -48033.2674 | -47307.1094 | -45906.5124 | 0.073236 | 0.087246 | 0.11427 | 0.081542
13995 | Lateral Hardening | Lateral Hardening-Fuse-92314244 | Laterals | 13017 | 0.05303 | 4 | 2 | 56719.13 | 0 | 4161.8663 | 4944.0683 | 6445.5528 | -52557.2637 | -51775.0617 | -50273.5772 | 0.073377 | 0.087168 | 0.11364 | 0.08154
18789 | Lateral Hardening | Lateral Hardening-Fuse-10080939 | Laterals | 14000 | 0.070833 | 4 | 4 | 101633.26 | 0 | 7568.9869 | 8793.7004 | 11064.2988 | -94064.2731 | -92839.5596 | -90568.9612 | 0.074474 | 0.086524 | 0.10886 | 0.081528
1898 | Lateral Hardening | Lateral Hardening-Fuse-91597763 | Laterals | 13535 | 0.099621 | 7 | 8 | 71872.49 | 0 | 5312.7072 | 6229.5275 | 7996.5762 | -66559.7828 | -65642.9625 | -63875.9138 | 0.073919 | 0.086675 | 0.11126 | 0.08148
16240 | Lateral Hardening | Lateral Hardening-Fuse-10650464 | Laterals | 13391 | 0.044697 | 6 | 3 | 50000 | 0 | 3673.3938 | 4354.037 | 5628.3606 | -46326.6062 | -45645.963 | -44371.6394 | 0.073468 | 0.087081 | 0.11257 | 0.081462
3456 | Lateral Hardening | Lateral Hardening-Fuse-91941574 | Laterals | 13533 | 0.060417 | 7 | 11 | 88264.31 | 0 | 6544.4815 | 7637.5066 | 9716.7531 | -81719.8285 | -80626.8034 | -78547.5569 | 0.074146 | 0.08653 | 0.11009 | 0.081456
14211 | Lateral Hardening | Lateral Hardening-Fuse-10087613 | Laterals | 13389 | 0.096402 | 6 | 6 | 164446.28 | 0 | 12110.5014 | 14284.332 | 18423.0433 | -152335.7786 | -150161.948 | -146023.2367 | 0.073644 | 0.086863 | 0.11203 | 0.081449
14115 | Lateral Hardening | Lateral Hardening-Fuse-10421444 | Laterals | 13826 | 0.10057 | 6 | 14 | 183417.69 | 0 | 13624.5835 | 15885.4685 | 19904.1433 | -169793.1065 | -167532.2215 | -163513.5467 | 0.074282 | 0.086608 | 0.10852 | 0.081403
8572 | Lateral Hardening | Lateral Hardening-Fuse-10925134 | Laterals | 13342 | 0.058523 | 7 | 5 | 53245.59 | 0 | 3902.2209 | 4633.1874 | 6005.2758 | -49343.3691 | -48612.4026 | -47240.3142 | 0.073287 | 0.087015 | 0.11278 | 0.081355
18650 | Lateral Hardening | Lateral Hardening-Fuse-10487547 | Laterals | 13458 | 0.079545 | 5 | 6 | 98427.3 | 0 | 7278.7216 | 8509.649 | 10865.2489 | -91148.5784 | -89917.651 | -87562.0511 | 0.07395 | 0.086456 | 0.11039 | 0.081346
10748 | Lateral Hardening | Lateral Hardening-Fuse-92122578 | Laterals | 13748 | 0.13939 | 8 | 9 | 240158.68 | 0 | 17671.716 | 20832.6254 | 26827.6359 | -222486.964 | -219326.0546 | -213331.0441 | 0.073583 | 0.086745 | 0.11171 | 0.081344
7211 | Lateral Hardening | Lateral Hardening-Fuse-10813092 | Laterals | 13341 | 0.26023 | 20 | 0 | 110184.51 | 0 | 8010.4698 | 9603.8457 | 12704.504 | -102174.0402 | -100580.6643 | -97480.006 | 0.072701 | 0.087161 | 0.1153 | 0.081299
8876 | Lateral Hardening | Lateral Hardening-Fuse-10688339 | Laterals | 13068 | 0.058523 | 6 | 17 | 147770.16 | 0 | 10966.5307 | 12779.3813 | 15974.8359 | -136803.6293 | -134990.7787 | -131795.3241 | 0.074213 | 0.086481 | 0.10811 | 0.081283
11507 | Lateral Hardening | Lateral Hardening-Fuse-10595490 | Laterals | 13698 | 0.043561 | 4 | 2 | 55932.13 | 0 | 4085.5894 | 4856.5866 | 6334.8634 | -51846.5406 | -51075.5434 | -49597.2666 | 0.073045 | 0.08683 | 0.11326 | 0.081202
3448 | Lateral Hardening | Lateral Hardening-Fuse-91529072 | Laterals | 13552 | 0.14015 | 9 | 0 | 98759.6 | 0 | 7168.5601 | 8594.4704 | 11369.2459 | -91591.0399 | -90165.1296 | -87390.3541 | 0.072586 | 0.087024 | 0.11512 | 0.081171
1351 | Lateral Hardening | Lateral Hardening-Fuse-10098199 | Laterals | 13084 | 0.078409 | 6 | 17 | 137632.86 | 0 | 10194.2398 | 11879.4249 | 14849.8475 | -127438.6202 | -125753.4351 | -122783.0125 | 0.074068 | 0.086312 | 0.10789 | 0.081124
4119 | Lateral Hardening | Lateral Hardening-Fuse-93379126 | Laterals | 13298 | 0.081061 | 4 | 3 | 107430.58 | 0 | 7856.0469 | 9317.3495 | 12057.1576 | -99574.5331 | -98113.2305 | -95373.4224 | 0.073127 | 0.086729 | 0.11223 | 0.081118
18200 | Lateral Hardening | Lateral Hardening-Fuse-91995928 | Laterals | 13419 | 0.11155 | 10 | 29 | 184330.61 | 0 | 13653.3342 | 15909.6628 | 19849.1963 | -170677.2758 | -168420.9472 | -164481.4137 | 0.07407 | 0.08631 | 0.10768 | 0.081103
616 | Lateral Hardening | Lateral Hardening-Fuse-90695437 | Laterals | 13473 | 0.095455 | 8 | 8 | 159412.71 | 0 | 11720.702 | 13712.3615 | 17588.7185 | -147692.008 | -145700.3485 | -141823.9915 | 0.073524 | 0.086018 | 0.11033 | 0.080953
12097 | Lateral Hardening | Lateral Hardening-Fuse-91044371 | Laterals | 13924 | 0.18277 | 10 | 2 | 63571.03 | 0 | 4618.8558 | 5505.6791 | 7229.0194 | -58952.1742 | -58065.3509 | -56342.0106 | 0.072657 | 0.086607 | 0.11372 | 0.080948
17964 | Lateral Hardening | Lateral Hardening-Fuse-60230015 | Laterals | 13147 | 0.15606 | 7 | 2 | 109733.62 | 0 | 7980.8088 | 9489.8263 | 12465.1054 | -101752.8112 | -100243.7937 | -97268.5146 | 0.072729 | 0.086481 | 0.11359 | 0.080941
16015 | Lateral Hardening | Lateral Hardening-Fuse-10129778 | Laterals | 13006 | 0.21951 | 8 | 2 | 111099.15 | 0 | 8378.969 | 9440.0922 | 11252.8789 | -102720.181 | -101659.0578 | -99846.2711 | 0.075419 | 0.08497 | 0.10129 | 0.080871
12704 | Lateral Hardening | Lateral Hardening-Fuse-90953790 | Laterals | 13943 | 0.15398 | 22 | 0 | 241411.74 | 0 | 17455.4561 | 20927.5501 | 27684.1331 | -223956.2839 | -220484.1899 | -213727.6069 | 0.072306 | 0.086688 | 0.11468 | 0.080858
8093 | Lateral Hardening | Lateral Hardening-Fuse-90436120 | Laterals | 13490 | 0.19527 | 16 | 25 | 274530.94 | 0 | 20169.834 | 23609.0213 | 30082.466 | -254361.106 | -250921.9187 | -244448.474 | 0.07347 | 0.085998 | 0.10958 | 0.080839
18126 | Lateral Hardening | Lateral Hardening-Fuse-92465938 | Laterals | 13785 | 0.095455 | 6 | 2 | 96328.14 | 0 | 6998.14 | 8330.252 | 10882.2139 | -89330 | -87997.888 | -85445.9261 | 0.072649 | 0.086478 | 0.11297 | 0.08083
2032 | Lateral Hardening | Lateral Hardening-Fuse-90537790 | Laterals | 13461 | 0.10303 | 6 | 3 | 100379.06 | 0 | 7321.7652 | 8665.566 | 11207.2285 | -93057.2948 | -91713.494 | -89171.8315 | 0.072941 | 0.086328 | 0.11165 | 0.080828
9309 | Lateral Hardening | Lateral Hardening-Fuse-92655429 | Laterals | 13198 | 0.053977 | 4 | 9 | 84307.83 | 0 | 6201.9545 | 7238.3997 | 9212.6586 | -78105.8755 | -77069.4303 | -75095.1714 | 0.073563 | 0.085857 | 0.10927 | 0.080822
16468 | Lateral Hardening | Lateral Hardening-Fuse-90903214 | Laterals | 13586 | 0.062879 | 4 | 2 | 66800.45 | 0 | 4858.3021 | 5769.5406 | 7525.5332 | -61942.1479 | -61030.9094 | -59274.9168 | 0.072729 | 0.08637 | 0.11266 | 0.080814
15639 | Lateral Hardening | Lateral Hardening-Fuse-10402243 | Laterals | 13592 | 0.04053 | 5 | 8 | 74821.61 | 0 | 5512.0938 | 6427.9459 | 8109.2773 | -69309.5162 | -68393.6641 | -66712.3327 | 0.07367 | 0.08591 | 0.10838 | 0.080813
15996 | Lateral Hardening | Lateral Hardening-Fuse-92823499 | Laterals | 13242 | 0.02822 | 3 | 1 | 50727.19 | 0 | 3680.7304 | 4379.0631 | 5746.8629 | -47046.4596 | -46348.1269 | -44980.3271 | 0.072559 | 0.086326 | 0.11329 | 0.080762
11864 | Lateral Hardening | Lateral Hardening-Fuse-91978715 | Laterals | 13043 | 0.04678 | 5 | 5 | 63551.03 | 0 | 4660.6791 | 5455.1682 | 6994.6578 | -58890.3509 | -58095.8618 | -56556.3722 | 0.073338 | 0.085839 | 0.11006 | 0.080761
16883 | Lateral Hardening | Lateral Hardening-Fuse-10705904 | Laterals | 13268 | 0.17481 | 14 | 6 | 202599.7 | 0 | 14732.9069 | 17497.792 | 22725.2935 | -187866.7931 | -185101.908 | -179874.4065 | 0.072719 | 0.086366 | 0.11217 | 0.080758
14259 | Lateral Hardening | Lateral Hardening-Fuse-10667355 | Laterals | 13785 | 0.19091 | 9 | 2 | 103752.42 | 0 | 7525.0861 | 8965.437 | 11727.5626 | -96227.3339 | -94786.983 | -92024.8574 | 0.072529 | 0.086412 | 0.11303 | 0.080745
10270 | Lateral Hardening | Lateral Hardening-Fuse-92683581 | Laterals | 13003 | 0.016477 | 1 | 1 | 50000 | 0 | 3773.2904 | 4251.1308 | 4929.0829 | -46226.7096 | -45748.8692 | -45070.9171 | 0.075466 | 0.085023 | 0.098582 | 0.080644
9655 | Lateral Hardening | Lateral Hardening-Fuse-91902730 | Laterals | 14020 | 0.09053 | 7 | 5 | 108217.58 | 0 | 7860.9116 | 9336.4452 | 12093.1879 | -100356.6684 | -98881.1348 | -96124.3921 | 0.07264 | 0.086275 | 0.11175 | 0.080641
12324 | Lateral Hardening | Lateral Hardening-Fuse-92247846 | Laterals | 13080 | 0.18201 | 11 | 27 | 245919.14 | 0 | 18080.1703 | 21096.7847 | 26508.9644 | -227838.9697 | -224822.3553 | -219410.1756 | 0.073521 | 0.085787 | 0.1078 | 0.080628
11179 | Lateral Hardening | Lateral Hardening-Fuse-60013749 | Laterals | 13047 | 0.061742 | 7 | 0 | 86567.3 | 0 | 6240.7979 | 7482.1655 | 9897.8268 | -80326.5021 | -79085.1345 | -76669.4732 | 0.072092 | 0.086432 | 0.11434 | 0.080618
15136 | Lateral Hardening | Lateral Hardening-Fuse-60659082 | Laterals | 14022 | 0.19773 | 13 |  | 107712.4 | 0 | 7762.255 | 9306.2581 | 12310.8385 | -99950.145 | -98406.1419 | -95401.5615 | 0.072065 | 0.086399 | 0.11429 | 0.080588
9733 | Lateral Hardening | Lateral Hardening-Fuse-10612086 | Laterals | 13927 | 0.055492 | 4 | 10 | 81118.48 | 0 | 5976.6652 | 6941.87 | 8672.9025 | -75141.8148 | -74176.61 | -72445.5775 | 0.073678 | 0.085577 | 0.10692 | 0.080572
12593 | Lateral Hardening | Lateral Hardening-Fuse-60325257 | Laterals | 14274 | 0.063068 | 3 | 0 | 50000 | 0 | 3602.0988 | 4318.5982 | 5712.8832 | -46397.9012 | -45681.4018 | -44287.1168 | 0.072042 | 0.086372 | 0.11426 | 0.080563
6405 | Lateral Hardening | Lateral Hardening-Fuse-10745586 | Laterals | 13431 | 0.18845 | 13 | 2 | 156877.09 | 0 | 11331.2197 | 13532.2372 | 17766.3229 | -145545.8703 | -143344.8528 | -139110.7671 | 0.07223 | 0.08626 | 0.11325 | 0.080541
7044 | Lateral Hardening | Lateral Hardening-Fuse-60025518 | Laterals | 13648 | 0.075 | 2 | 2 | 54106.29 | 0 | 3992.6009 | 4614.9093 | 5746.0709 | -50113.6891 | -49491.3807 | -48360.2191 | 0.073792 | 0.085293 | 0.1062 | 0.080483
19016 | Lateral Hardening | Lateral Hardening-Fuse-10797444 | Laterals | 14041 | 0.11231 | 8 | 2 | 141672.25 | 0 | 10242.0535 | 12183.7099 | 15990.851 | -131430.1965 | -129488.5401 | -125681.399 | 0.072294 | 0.085999 | 0.11287 | 0.080463
2320 | Lateral Hardening | Lateral Hardening-Fuse-10758608 | Laterals | 13431 | 0.026705 | 3 | 1 | 50000 | 0 | 3613.6883 | 4305.0316 | 5630.2683 | -46386.3117 | -45694.9684 | -44369.7317 | 0.072274 | 0.086101 | 0.11261 | 0.080455
19133 | Lateral Hardening | Lateral Hardening-Fuse-10452704 | Laterals | 13129 | 0.036553 | 5 | 0 | 50000 | 0 | 3596.7604 | 4312.1981 | 5704.4167 | -46403.2396 | -45687.8019 | -44295.5833 | 0.071935 | 0.086244 | 0.11409 | 0.080443
718 | Lateral Hardening | Lateral Hardening-Fuse-90366814 | Laterals | 13011 | 0.053977 | 3 | 10 | 50000 | 0 | 3693.1544 | 4259.5298 | 5273.5541 | -46306.8456 | -45740.4702 | -44726.4459 | 0.073863 | 0.085191 | 0.10547 | 0.080422
18956 | Lateral Hardening | Lateral Hardening-Fuse-60014431 | Laterals | 13655 | 0.057576 | 4 | 2 | 53166.89 | 0 | 3848.9076 | 4572.2431 | 5927.0702 | -49317.9824 | -48594.6469 | -47239.8198 | 0.072393 | 0.085998 | 0.11148 | 0.080383
2082 | Lateral Hardening | Lateral Hardening-Fuse-92460001 | Laterals | 13210 | 0.15019 | 14 | 32 | 378321.32 | 0 | 27674.4999 | 32389.0366 | 40840.1366 | -350646.8201 | -345932.2834 | -337481.1834 | 0.073151 | 0.085613 | 0.10795 | 0.080369
13188 | Lateral Hardening | Lateral Hardening-Fuse-10274846 | Laterals | 14274 | 0.049621 | 3 | 1 | 52505.81 | 0 | 3790.2228 | 4514.4104 | 5905.9223 | -48715.5872 | -47991.3996 | -46599.8877 | 0.072187 | 0.085979 | 0.11248 | 0.080354
18376 | Lateral Hardening | Lateral Hardening-Fuse-60105510 | Laterals | 13030 | 0.17348 | 11 | 0 | 50000 | 0 | 3592.4531 | 4307.034 | 5697.5853 | -46407.5469 | -45692.966 | -44302.4147 | 0.071849 | 0.086141 | 0.11395 | 0.080347
3143 | Lateral Hardening | Lateral Hardening-Fuse-93205980 | Laterals | 13219 | 0.083523 | 8 | 11 | 126267.84 | 0 | 9230.3541 | 10770.7733 | 13715.7112 | -117037.4859 | -115497.0667 | -112552.1288 | 0.073101 | 0.085301 | 0.10862 | 0.080314
3398 | Lateral Hardening | Lateral Hardening-Fuse-10241575 | Laterals | 13517 | 0.16515 | 19 | 0 | 256580.2 | 0 | 18421.123 | 22085.2994 | 29215.6687 | -238159.077 | -234494.9006 | -227364.5313 | 0.071795 | 0.086076 | 0.11387 | 0.080286
12904 | Lateral Hardening | Lateral Hardening-Fuse-91616607 | Laterals | 13009 | 0.20436 | 16 | 0 | 339642.95 | 0 | 24377.7248 | 29226.7388 | 38662.764 | -315265.2252 | -310416.2112 | -300980.186 | 0.071775 | 0.086051 | 0.11383 | 0.080264
17078 | Lateral Hardening | Lateral Hardening-Fuse-91796192 | Laterals | 13130 | 0.14697 | 9 | 0 | 95342.83 | 0 | 6840.1186 | 8200.698 | 10848.3418 | -88502.7114 | -87142.132 | -84494.4882 | 0.071742 | 0.086013 | 0.11378 | 0.080227
724 | Lateral Hardening | Lateral Hardening-Fuse-91565294 | Laterals | 13044 | 0.064773 | 6 | 18 | 140429.58 | 0 | 10288.8385 | 11986.363 | 14962.5008 | -130140.7415 | -128443.217 | -125467.0792 | 0.073267 | 0.085355 | 0.10655 | 0.080221
7 | Lateral Hardening | Lateral Hardening-Fuse-10696487 | Laterals | 13961 | 0.16193 | 11 | 3 | 110221.56 | 0 | 7939.1036 | 9445.8791 | 12409.8703 | -102282.4564 | -100775.6809 | -97811.6897 | 0.072029 | 0.085699 | 0.11259 | 0.080186
11016 | Lateral Hardening | Lateral Hardening-Fuse-10097065 | Laterals | 13461 | 0.22386 | 13 | 8 | 294054.18 | 0 | 21966.7444 | 24824.2613 | 29475.8119 | -272087.4356 | -269229.9187 | -264578.3681 | 0.074703 | 0.084421 | 0.10024 | 0.080172
11316 | Lateral Hardening | Lateral Hardening-Fuse-91438528 | Laterals | 14041 | 0.10852 | 5 | 2 | 105782.88 | 0 | 7626.1937 | 9068.2899 | 11846.1887 | -98156.6863 | -96714.5901 | -93936.6913 | 0.072093 | 0.085725 | 0.11199 | 0.080172
14241 | Lateral Hardening | Lateral Hardening-Fuse-60578546 | Laterals | 13331 | 0.095076 | 7 | 1 | 56283.41 | 0 | 4044.3554 | 4830.4089 | 6354.6868 | -52239.0546 | -51453.0011 | -49928.7232 | 0.071857 | 0.085823 | 0.11291 | 0.080152
5139 | Lateral Hardening | Lateral Hardening-Fuse-90465023 | Laterals | 13916 | 0.0087121 | 3 | 25 | 50000 | 0 | 3732.6848 | 4236.5612 | 4963.2277 | -46267.3152 | -45763.4388 | -45036.7723 | 0.074654 | 0.084731 | 0.099265 | 0.080138
1567 | Lateral Hardening | Lateral Hardening-Fuse-91247298 | Laterals | 13679 | 0.057197 | 5 | 1 | 53135.41 | 0 | 3821.9204 | 4545.9619 | 5968.9137 | -49313.4896 | -48589.4481 | -47166.4963 | 0.071928 | 0.085554 | 0.11233 | 0.080056
2183 | Lateral Hardening | Lateral Hardening-Fuse-60105327 | Laterals | 13473 | 0.19602 | 15 | 22 | 349303.8 | 0 | 25298.6978 | 29774.5054 | 38393.4412 | -324005.1022 | -319529.2946 | -310910.3588 | 0.072426 | 0.08524 | 0.10991 | 0.080019
1603 | Lateral Hardening | Lateral Hardening-Fuse-10155427 | Laterals | 13067 | 0.15303 | 15 | 28 | 282810.92 | 0 | 20586.2712 | 24084.9224 | 30428.2403 | -262224.6488 | -258725.9976 | -252382.6797 | 0.072792 | 0.085163 | 0.10759 | 0.079983
7209 | Lateral Hardening | Lateral Hardening-Fuse-10382395 | Laterals | 13224 | 0.047917 | 7 | 21 | 158678.72 | 0 | 11582.4331 | 13498.3748 | 16918.1363 | -147096.2869 | -145180.3452 | -141760.5837 | 0.072993 | 0.085067 | 0.10662 | 0.079978
239 | Lateral Hardening | Lateral Hardening-Fuse-10075244 | Laterals | 13656 | 0.048485 | 4 | 3 | 60271.37 | 0 | 4351.6596 | 5145.327 | 6657.1764 | -55919.7104 | -55126.043 | -53614.1936 | 0.072201 | 0.085369 | 0.11045 | 0.079977
17700 | Lateral Hardening | Lateral Hardening-Fuse-10793181 | Laterals | 13470 | 0.041288 | 5 | 5 | 63094.57 | 0 | 4579.894 | 5363.4592 | 6875.7958 | -58514.676 | -57731.1108 | -56218.7742 | 0.072588 | 0.085007 | 0.10898 | 0.079952
19573 | Lateral Hardening | Lateral Hardening-Fuse-90832918 | Laterals | 13006 | 0.069697 | 4 | 3 | 57595.57 | 0 | 4173.7891 | 4901.4626 | 6292.3227 | -53421.7809 | -52694.1074 | -51303.2473 | 0.072467 | 0.085101 | 0.10925 | 0.079936
8157 | Lateral Hardening | Lateral Hardening-Fuse-92909184 | Laterals | 13159 | 0.088636 | 8 | 15 | 182426.07 | 0 | 13289.0548 | 15498.548 | 19592.3089 | -169137.0152 | -166927.522 | -162833.7611 | 0.072846 | 0.084958 | 0.1074 | 0.079935
16790 | Lateral Hardening | Lateral Hardening-Fuse-91948250 | Laterals | 13579 | 0.06572 | 4 | 2 | 115761.74 | 0 | 8325.9613 | 9890.784 | 12894.557 | -107435.7787 | -105870.956 | -102867.183 | 0.071923 | 0.085441 | 0.11139 | 0.079925
8539 | Lateral Hardening | Lateral Hardening-Fuse-10070735 | Laterals | 13984 | 0.1678 | 1 | 2 | 50000 | 0 | 3770.7789 | 4196.6652 | 4736.6044 | -46229.2211 | -45803.3348 | -45263.3956 | 0.075416 | 0.083933 | 0.094732 | 0.079903
6975 | Lateral Hardening | Lateral Hardening-Fuse-10686248 | Laterals | 13808 | 0.085985 | 7 | 2 | 95032.46 | 0 | 6829.531 | 8117.771 | 10592.8258 | -88202.929 | -86914.689 | -84439.6342 | 0.071865 | 0.085421 | 0.11147 | 0.079892
11076 | Lateral Hardening | Lateral Hardening-Fuse-92165955 | Laterals | 13198 | 0.057955 | 4 | 2 | 52689.69 | 0 | 3800.3098 | 4492.0563 | 5804.4289 | -48889.3802 | -48197.6337 | -46885.2611 | 0.072126 | 0.085255 | 0.11016 | 0.079868
8958 | Lateral Hardening | Lateral Hardening-Fuse-10371704 | Laterals | 13100 | 0.029167 | 5 | 4 | 58157.21 | 0 | 4207.2972 | 4946.833 | 6363.3745 | -53949.9128 | -53210.377 | -51793.8355 | 0.072344 | 0.08506 | 0.10942 | 0.079866
8253 | Lateral Hardening | Lateral Hardening-Fuse-10625691 | Laterals | 13011 | 0.1178 | 9 | 3 | 154427.39 | 0 | 11074.8313 | 13174.15 | 17296.4048 | -143352.5587 | -141253.24 | -137130.9852 | 0.071715 | 0.08531 | 0.112 | 0.079823
14432 | Lateral Hardening | Lateral Hardening-Fuse-10162579 | Laterals | 13031 | 0.11875 | 5 |  | 95431.75 | 0 | 6811.6131 | 8166.5224 | 10803.1324 | -88620.1369 | -87265.2276 | -84628.6176 | 0.071377 | 0.085574 | 0.1132 | 0.079819
5182 | Lateral Hardening | Lateral Hardening-Fuse-90832225 | Laterals | 13959 | 0.036932 | 3 | 1 | 51451.23 | 0 | 3688.679 | 4394.7477 | 5746.8888 | -47762.551 | -47056.4823 | -45704.3412 | 0.071693 | 0.085416 | 0.1117 | 0.07981
3323 | Lateral Hardening | Lateral Hardening-Fuse-91438450 | Laterals | 13388 | 0.063258 | 4 | 1 | 50000 | 0 | 3587.0053 | 4259.4776 | 5556.9549 | -46412.9947 | -45740.5224 | -44443.0451 | 0.07174 | 0.08519 | 0.11114 | 0.079715
10497 | Lateral Hardening | Lateral Hardening-Fuse-91801933 | Laterals | 13329 | 0.010985 | 2 | 1 | 74197.73 | 0 | 5511.6842 | 6258.2569 | 7284.0168 | -68686.0458 | -67939.4731 | -66913.7132 | 0.074284 | 0.084346 | 0.09817 | 0.079691
493 | Lateral Hardening | Lateral Hardening-Fuse-10411581 | Laterals | 13633 | 0.055114 | 5 | 1 | 50000 | 0 | 3577.8798 | 4260.4548 | 5583.7895 | -46422.1202 | -45739.5452 | -44416.2105 | 0.071558 | 0.085209 | 0.11168 | 0.079665
2976 | Lateral Hardening | Lateral Hardening-Fuse-92261361 | Laterals | 13061 | 0.088636 | 6 | 16 | 150272.82 | 0 | 10933.5667 | 12716.2044 | 15925.2777 | -139339.2533 | -137556.6156 | -134347.5423 | 0.072758 | 0.084621 | 0.10598 | 0.079639
12980 | Lateral Hardening | Lateral Hardening-Fuse-10679388 | Laterals | 13807 | 0.15038 | 10 | 0 | 153204.67 | 0 | 10905.5844 | 13074.8325 | 17296.1194 | -142299.0856 | -140129.8375 | -135908.5506 | 0.071183 | 0.085342 | 0.1129 | 0.079602
3245 | Lateral Hardening | Lateral Hardening-Fuse-10144177 | Laterals | 13123 | 0.044508 | 3 | 5 | 63362.15 | 0 | 4596.6027 | 5353.7909 | 6782.6138 | -58765.5473 | -58008.3591 | -56579.5362 | 0.072545 | 0.084495 | 0.10705 | 0.07958
19519 | Lateral Hardening | Lateral Hardening-Fuse-10704124 | Laterals | 13962 | 0.062879 | 4 | 1 | 50000 | 0 | 3572.7303 | 4254.1909 | 5575.2159 | -46427.2697 | -45745.8091 | -44424.7841 | 0.071455 | 0.085084 | 0.1115 | 0.079548
5752 | Lateral Hardening | Lateral Hardening-Fuse-92120130 | Laterals | 13241 | 0.083333 | 6 | 6 | 143008.48 | 0 | 10328.3641 | 12074.7311 | 15474.0571 | -132680.1159 | -130933.7489 | -127534.4229 | 0.072222 | 0.084434 | 0.1082 | 0.079484
5887 | Lateral Hardening | Lateral Hardening-Fuse-10829522 | Laterals | 13687 | 0.033144 | 4 | 2 | 55066.43 | 0 | 3935.7104 | 4678.4238 | 6102.4703 | -51130.7196 | -50388.0062 | -48963.9597 | 0.071472 | 0.08496 | 0.11082 | 0.079453
18855 | Lateral Hardening | Lateral Hardening-Fuse-90351925 | Laterals | 13910 | 0.029167 | 4 | 1 | 66017.21 | 0 | 4709.3422 | 5608.7925 | 7349.3377 | -61307.8678 | -60408.4175 | -58667.8723 | 0.071335 | 0.08496 | 0.11132 | 0.079421
13933 | Lateral Hardening | Lateral Hardening-Fuse-10141680 | Laterals | 13122 | 0.1108 | 11 | 0 | 166684.48 | 0 | 11808.3578 | 14157.1781 | 18727.9066 | -154876.1222 | -152527.3019 | -147956.5734 | 0.070843 | 0.084934 | 0.11236 | 0.079221
13662 | Lateral Hardening | Lateral Hardening-Fuse-93150929 | Laterals | 13458 | 0.048295 | 3 | 2 | 52395.63 | 0 | 3742.8312 | 4436.179 | 5742.8221 | -48652.7988 | -47959.451 | -46652.8079 | 0.071434 | 0.084667 | 0.1096 | 0.079221
18854 | Lateral Hardening | Lateral Hardening-Fuse-91089254 | Laterals | 13927 | 0.14034 | 8 | 9 | 131498.52 | 0 | 9451.8348 | 11070.9122 | 14209.844 | -122046.6852 | -120427.6078 | -117288.676 | 0.071878 | 0.08419 | 0.10806 | 0.07919
15422 | Lateral Hardening | Lateral Hardening-Fuse-91537180 | Laterals | 13592 | 0.083144 | 6 | 20 | 165536.36 | 0 | 11973.2504 | 13925.8053 | 17357.796 | -153563.1096 | -151610.5547 | -148178.564 | 0.07233 | 0.084125 | 0.10486 | 0.079121
4486 | Lateral Hardening | Lateral Hardening-Fuse-10846404 | Laterals | 13109 | 0.026894 | 3 | 15 | 50617.01 | 0 | 3661.2735 | 4254.1113 | 5310.4432 | -46955.7365 | -46362.8987 | -45306.5668 | 0.072333 | 0.084045 | 0.10491 | 0.079105
13932 | Lateral Hardening | Lateral Hardening-Fuse-93299190 | Laterals | 13808 | 0.058333 | 4 | 3 | 61089.85 | 0 | 4355.3572 | 5165.4968 | 6684.4342 | -56734.4928 | -55924.3532 | -54405.4158 | 0.071294 | 0.084556 | 0.10942 | 0.079085
2584 | Lateral Hardening | Lateral Hardening-Fuse-90804573 | Laterals | 13112 | 0.14337 | 16 | 20 | 219940.97 | 0 | 15699.8378 | 18555.6278 | 23955.6414 | -204241.1322 | -201385.3422 | -195985.3286 | 0.071382 | 0.084366 | 0.10892 | 0.079031
14998 | Lateral Hardening | Lateral Hardening-Fuse-60002815 | Laterals | 13024 | 0.096212 | 10 | 0 | 91927.2 | 0 | 6496.0793 | 7788.2253 | 10302.6998 | -85431.1207 | -84138.9747 | -81624.5002 | 0.070665 | 0.084722 | 0.11207 | 0.079023
1695 | Lateral Hardening | Lateral Hardening-Fuse-60029080 | Laterals | 13088 | 0.042424 | 4 | 3 | 55329.01 | 0 | 3962.6937 | 4652.7624 | 5975.2879 | -51366.3163 | -50676.2476 | -49353.7221 | 0.071621 | 0.084093 | 0.108 | 0.079
17754 | Lateral Hardening | Lateral Hardening-Fuse-10570255 | Laterals | 13373 | 0.080303 | 9 | 13 | 137790.26 | 0 | 9900.9359 | 11561.0445 | 14734.2413 | -127889.3241 | -126229.2155 | -123056.0187 | 0.071855 | 0.083903 | 0.10693 | 0.078977
14325 | Lateral Hardening | Lateral Hardening-Fuse-10075353 | Laterals | 13656 | 0.077083 | 4 | 2 | 98731.36 | 0 | 7020.7763 | 8337.84 | 10812.5089 | -91710.5837 | -90393.52 | -87918.8511 | 0.07111 | 0.08445 | 0.10951 | 0.078952
16005 | Lateral Hardening | Lateral Hardening-Fuse-92168813 | Laterals | 13417 | 0.046591 | 4 | 11 | 87115.29 | 0 | 6291.8052 | 7306.3427 | 9094.0746 | -80823.4848 | -79808.9473 | -78021.2154 | 0.072224 | 0.08387 | 0.10439 | 0.078934
19622 | Lateral Hardening | Lateral Hardening-Fuse-10402262 | Laterals | 13592 | 0.15114 | 13 | 0 | 249923.93 | 0 | 17633.4603 | 21140.9615 | 27966.4457 | -232290.4697 | -228782.9685 | -221957.4843 | 0.070555 | 0.08459 | 0.1119 | 0.0789
11921 | Lateral Hardening | Lateral Hardening-Fuse-10215658 | Laterals | 13449 | 0.18504 | 14 | 12 | 204070.59 | 0 | 14582.072 | 17140.6452 | 22042.7812 | -189488.518 | -186929.9448 | -182027.8088 | 0.071456 | 0.083994 | 0.10802 | 0.078873
16497 | Lateral Hardening | Lateral Hardening-Fuse-60061742 | Laterals | 13005 | 0.074811 | 4 | 8 | 50000 | 0 | 3596.198 | 4195.1277 | 5260.8672 | -46403.802 | -45804.8723 | -44739.1328 | 0.071924 | 0.083903 | 0.10522 | 0.078847
5378 | Lateral Hardening | Lateral Hardening-Fuse-10650471 | Laterals | 13391 | 0.057008 | 4 | 3 | 105431.6 | 0 | 7492.2001 | 8885.8069 | 11505.1152 | -97939.3999 | -96545.7931 | -93926.4848 | 0.071062 | 0.08428 | 0.10912 | 0.078834
10520 | Lateral Hardening | Lateral Hardening-Fuse-91954728 | Laterals | 13103 | 0.058333 | 8 | 30 | 183124.42 | 0 | 13195.5883 | 15349.2069 | 19131.5136 | -169928.8317 | -167775.2131 | -163992.9064 | 0.072058 | 0.083818 | 0.10447 | 0.078828
9737 | Lateral Hardening | Lateral Hardening-Fuse-91910190 | Laterals | 13698 | 0.088447 | 7 | 7 | 78363.29 | 0 | 5596.7444 | 6561.853 | 8422.0115 | -72766.5456 | -71801.437 | -69941.2785 | 0.07142 | 0.083736 | 0.10747 | 0.078721
6609 | Lateral Hardening | Lateral Hardening-Fuse-92061688 | Laterals | 13786 | 0.056818 | 2 | 1 | 53103.93 | 0 | 3762.7228 | 4468.9613 | 5816.2332 | -49341.2072 | -48634.9687 | -47287.6968 | 0.070856 | 0.084155 | 0.10953 | 0.078713
2741 | Lateral Hardening | Lateral Hardening-Fuse-91641395 | Laterals | 13621 | 0.032197 | 5 | 2 | 95000.98 | 0 | 6728.2102 | 7992.6016 | 10417.709 | -88272.7698 | -87008.3784 | -84583.271 | 0.070823 | 0.084132 | 0.10966 | 0.078699
4041 | Lateral Hardening | Lateral Hardening-Fuse-10070711 | Laterals | 13657 | 0.085985 | 4 | 2 | 95032.46 | 0 | 6849.9004 | 7923.503 | 9876.457 | -88182.5596 | -87108.957 | -85156.003 | 0.07208 | 0.083377 | 0.10393 | 0.078654
9793 | Lateral Hardening | Lateral Hardening-Fuse-93206380 | Laterals | 13884 | 0.094697 | 9 | 0 | 50000 | 0 | 3516.244 | 4215.666 | 5576.7187 | -46483.756 | -45784.334 | -44423.2813 | 0.070325 | 0.084313 | 0.11153 | 0.078642
18781 | Lateral Hardening | Lateral Hardening-Fuse-92645459 | Laterals | 13104 | 0.03428 | 4 | 9 | 62512.19 | 0 | 4488.3012 | 5224.3846 | 6534.4321 | -58023.8888 | -57287.8054 | -55977.7579 | 0.071799 | 0.083574 | 0.10453 | 0.078604
8235 | Lateral Hardening | Lateral Hardening-Fuse-10808196 | Laterals | 13340 | 0.1678 | 8 | 0 | 106779.5 | 0 | 7497.1995 | 8988.48 | 11890.4638 | -99282.3005 | -97791.02 | -94889.0362 | 0.070212 | 0.084178 | 0.11136 | 0.078516
17989 | Lateral Hardening | Lateral Hardening-Fuse-10095493 | Laterals | 13786 | 0.052652 | 5 | 2 | 96700.9 | 0 | 6828.3649 | 8116.5417 | 10588.0256 | -89872.5351 | -88584.3583 | -86112.8744 | 0.070613 | 0.083935 | 0.10949 | 0.078498
629 | Lateral Hardening | Lateral Hardening-Fuse-93326896 | Laterals | 13723 | 0.03428 | 2 | 2 | 55160.87 | 0 | 3916.5216 | 4615.7391 | 5946.3824 | -51244.3484 | -50545.1309 | -49214.4876 | 0.071002 | 0.083678 | 0.1078 | 0.078484
7624 | Lateral Hardening | Lateral Hardening-Fuse-92863019 | Laterals | 13460 | 0.071212 | 4 | 2 | 93804.74 | 0 | 6742.6427 | 7794.8483 | 9776.8109 | -87062.0973 | -86009.8917 | -84027.9291 | 0.07188 | 0.083097 | 0.10423 | 0.078479
5077 | Lateral Hardening | Lateral Hardening-Fuse-91152309 | Laterals | 13433 | 0.6322 | 30 | 0 | 845585.25 | 0 | 60897.4184 | 70247.6598 | 87380.8036 | -784687.8316 | -775337.5902 | -758204.4464 | 0.072018 | 0.083076 | 0.10334 | 0.078467
1254 | Lateral Hardening | Lateral Hardening-Fuse-93048255 | Laterals | 13172 | 0.076326 | 6 | 1 | 54725.15 | 0 | 3850.1201 | 4598.3032 | 6039.1124 | -50875.0299 | -50126.8468 | -48686.0376 | 0.070354 | 0.084025 | 0.11035 | 0.078455
11356 | Lateral Hardening | Lateral Hardening-Fuse-60460415 | Laterals | 14124 | 0.11515 | 9 | 1 | 106333.78 | 0 | 7758.9078 | 8795.6664 | 10470.7652 | -98574.8722 | -97538.1136 | -95863.0148 | 0.072967 | 0.082718 | 0.098471 | 0.078443
13420 | Lateral Hardening | Lateral Hardening-Fuse-91903411 | Laterals | 13101 | 0.057765 | 7 | 22 | 111623.95 | 0 | 7988.6448 | 9315.695 | 11652.2167 | -103635.3052 | -102308.255 | -99971.7333 | 0.071567 | 0.083456 | 0.10439 | 0.078416
11771 | Lateral Hardening | Lateral Hardening-Fuse-90483818 | Laterals | 13612 | 0.063636 | 6 | 14 | 193664.43 | 0 | 13803.3758 | 16138.9138 | 20586.5313 | -179861.0542 | -177525.5162 | -173077.8987 | 0.071275 | 0.083334 | 0.1063 | 0.078395
6890 | Lateral Hardening | Lateral Hardening-Fuse-91506778 | Laterals | 13781 | 0.24943 | 19 | 0 | 303251.76 | 0 | 21251.443 | 25478.6031 | 33704.5206 | -282000.317 | -277773.1569 | -269547.2394 | 0.070079 | 0.084018 | 0.11114 | 0.078367
5008 | Lateral Hardening | Lateral Hardening-Fuse-91678930 | Laterals | 13808 | 0.061742 | 3 | 1 | 53513.17 | 0 | 3767.3726 | 4487.3782 | 5866.5268 | -49745.7974 | -49025.7918 | -47646.6432 | 0.070401 | 0.083856 | 0.10963 | 0.07836
19128 | Lateral Hardening | Lateral Hardening-Fuse-10503458 | Laterals | 13576 | 0.080303 | 9 | 18 | 157440.26 | 0 | 11240.3794 | 13114.2069 | 16584.5444 | -146199.8806 | -144326.0531 | -140855.7156 | 0.071395 | 0.083296 | 0.10534 | 0.07836
19722 | Lateral Hardening | Lateral Hardening-Fuse-10781402 | Laterals | 13706 | 0.067992 | 3 | 1 | 54032.59 | 0 | 3803.2854 | 4523.6644 | 5938.9114 | -50229.3046 | -49508.9256 | -48093.6786 | 0.070389 | 0.083721 | 0.10991 | 0.078341
18554 | Lateral Hardening | Lateral Hardening-Fuse-90626817 | Laterals | 14041 | 0.062689 | 4 | 1 | 50000 | 0 | 3525.496 | 4184.4919 | 5461.887 | -46474.504 | -45815.5081 | -44538.113 | 0.07051 | 0.08369 | 0.10924 | 0.078337
11611 | Lateral Hardening | Lateral Hardening-Fuse-92035481 | Laterals | 13442 | 0.063258 | 5 | 4 | 114258.58 | 0 | 8106.4506 | 9526.8648 | 12252.3377 | -106152.1294 | -104731.7152 | -102006.2423 | 0.070948 | 0.08338 | 0.10723 | 0.078306
6128 | Lateral Hardening | Lateral Hardening-Fuse-60205215 | Laterals | 13446 | 0.0070076 | 2 | 1 | 56966.89 | 0 | 4154.3608 | 4725.8309 | 5503.0857 | -52812.5292 | -52241.0591 | -51463.8043 | 0.072926 | 0.082958 | 0.096601 | 0.078303
15530 | Lateral Hardening | Lateral Hardening-Fuse-93214963 | Laterals | 13656 | 0.12841 | 6 | 2 | 107435.58 | 0 | 7555.0122 | 8999.3629 | 11792.1523 | -99880.5678 | -98436.2171 | -95643.4277 | 0.070321 | 0.083765 | 0.10976 | 0.078298
17873 | Lateral Hardening | Lateral Hardening-Fuse-90176244 | Laterals | 13748 | 0.059659 | 4 | 1 | 53340.03 | 0 | 3750.1062 | 4460.3095 | 5857.4685 | -49589.9238 | -48879.7205 | -47482.5615 | 0.070306 | 0.08362 | 0.10981 | 0.078251
930 | Lateral Hardening | Lateral Hardening-Fuse-60111392 | Laterals | 13748 | 0.011932 | 1 | 1 | 50000 | 0 | 3660.1275 | 4120.3569 | 4782.262 | -46339.8725 | -45879.6431 | -45217.738 | 0.073203 | 0.082407 | 0.095645 | 0.078208
2704 | Lateral Hardening | Lateral Hardening-Fuse-92606241 | Laterals | 13390 | 0.047727 | 2 | 1 | 52348.41 | 0 | 3684.0987 | 4375.58 | 5694.7 | -48664.3113 | -47972.83 | -46653.71 | 0.070377 | 0.083586 | 0.10878 | 0.07818
15292 | Lateral Hardening | Lateral Hardening-Fuse-60059448 | Laterals | 13026 | 0.10341 | 9 | 14 | 131850.54 | 0 | 9377.4483 | 10946.7763 | 13941.3248 | -122473.0917 | -120903.7637 | -117909.2152 | 0.071122 | 0.083024 | 0.10574 | 0.078154
18784 | Lateral Hardening | Lateral Hardening-Fuse-92320118 | Laterals | 13838 | 0.13068 | 6 | 15 | 181990.35 | 0 | 12981.1467 | 15121.4148 | 18958.8433 | -169009.2033 | -166868.9352 | -163031.5067 | 0.071329 | 0.083089 | 0.10417 | 0.078141
7676 | Lateral Hardening | Lateral Hardening-Fuse-10633673 | Laterals | 13241 | 0.11591 | 8 | 12 | 132889.38 | 0 | 9448.6714 | 11032.3138 | 14044.7723 | -123440.7086 | -121857.0662 | -118844.6077 | 0.071102 | 0.083019 | 0.10569 | 0.078135
10900 | Lateral Hardening | Lateral Hardening-Fuse-10005845 | Laterals | 13183 | 0.060795 | 6 | 14 | 88295.79 | 0 | 6294.3673 | 7338.8646 | 9195.4362 | -82001.4227 | -80956.9254 | -79100.3538 | 0.071287 | 0.083117 | 0.10414 | 0.078122
241 | Lateral Hardening | Lateral Hardening-Fuse-90276864 | Laterals | 13807 | 0.094129 | 5 | 0 | 116553.74 | 0 | 8140.7062 | 9759.9877 | 12911.0574 | -108413.0338 | -106793.7523 | -103642.6826 | 0.069845 | 0.083738 | 0.11077 | 0.078106
16099 | Lateral Hardening | Lateral Hardening-Fuse-60061791 | Laterals | 13668 | 0.024621 | 4 | 2 | 54358.13 | 0 | 3819.1379 | 4539.8527 | 5921.7201 | -50538.9921 | -49818.2773 | -48436.4099 | 0.070259 | 0.083517 | 0.10894 | 0.078104
4051 | Lateral Hardening | Lateral Hardening-Fuse-60298363 | Laterals | 13298 | 0.15682 | 8 | 2 | 50000 | 0 | 3507.0582 | 4174.5553 | 5483.8443 | -46492.9418 | -45825.4447 | -44516.1557 | 0.070141 | 0.083491 | 0.10968 | 0.0781
16470 | Lateral Hardening | Lateral Hardening-Fuse-92529621 | Laterals | 13210 | 0.07197 | 7 | 9 | 111776.66 | 0 | 7948.1515 | 9270.8687 | 11794.9474 | -103828.5085 | -102505.7913 | -99981.7126 | 0.071107 | 0.082941 | 0.10552 | 0.078099
8914 | Lateral Hardening | Lateral Hardening-Fuse-91616228 | Laterals | 13373 | 0.16629 | 13 | 16 | 196739.47 | 0 | 13968.5183 | 16316.0024 | 20856.9336 | -182770.9517 | -180423.4676 | -175882.5364 | 0.071 | 0.082932 | 0.10601 | 0.078081
17589 | Lateral Hardening | Lateral Hardening-Fuse-90596357 | Laterals | 13001 | 0.052652 | 3 | 4 | 60108.97 | 0 | 4254.8386 | 4997.0393 | 6411.0343 | -55854.1314 | -55111.9307 | -53697.9357 | 0.070785 | 0.083133 | 0.10666 | 0.078077
9593 | Lateral Hardening | Lateral Hardening-Fuse-90841214 | Laterals | 13423 | 0.074621 | 6 | 3 | 62443.49 | 0 | 4383.2214 | 5210.5077 | 6800.09 | -58060.2686 | -57232.9823 | -55643.4 | 0.070195 | 0.083444 | 0.1089 | 0.07804
8922 | Lateral Hardening | Lateral Hardening-Fuse-10595492 | Laterals | 13698 | 0.072538 | 7 | 3 | 102283.6 | 0 | 7183.3394 | 8530.1934 | 11110.6011 | -95100.2606 | -93753.4066 | -91172.9989 | 0.07023 | 0.083397 | 0.10863 | 0.07802
17007 | Lateral Hardening | Lateral Hardening-Fuse-93284456 | Laterals | 13808 | 0.070076 | 4 | 1 | 54205.73 | 0 | 3798.2106 | 4524.8444 | 5926.3595 | -50407.5194 | -49680.8856 | -48279.3705 | 0.07007 | 0.083475 | 0.10933 | 0.078018
19665 | Lateral Hardening | Lateral Hardening-Fuse-92444678 | Laterals | 13010 | 0.065909 | 1 | 14 | 50000 | 0 | 3600.4848 | 4136.8253 | 4990.692 | -46399.5152 | -45863.1747 | -45009.308 | 0.07201 | 0.082737 | 0.099814 | 0.078008
17803 | Lateral Hardening | Lateral Hardening-Fuse-10564605 | Laterals | 13292 | 0.091856 | 6 | 11 | 130890.4 | 0 | 9301.4078 | 10843.1795 | 13699.6864 | -121588.9922 | -120047.2205 | -117190.7136 | 0.071063 | 0.082842 | 0.10467 | 0.077957
8533 | Lateral Hardening | Lateral Hardening-Fuse-92648110 | Laterals | 13331 | 0.077841 | 8 | 0 | 108753.66 | 0 | 7580.9489 | 9088.8881 | 12023.2893 | -101172.7111 | -99664.7719 | -96730.3707 | 0.069708 | 0.083573 | 0.11056 | 0.077952
15554 | Lateral Hardening | Lateral Hardening-Fuse-93304169 | Laterals | 13808 | 0.1267 | 10 | 3 | 102346.56 | 0 | 7171.4097 | 8518.2174 | 11101.9809 | -95175.1503 | -93828.3426 | -91244.5791 | 0.07007 | 0.083229 | 0.10847 | 0.077858
3151 | Lateral Hardening | Lateral Hardening-Fuse-10144182 | Laterals | 13123 | 0.068939 | 7 | 10 | 121125.86 | 0 | 8578.7928 | 9999.044 | 12707.8082 | -112547.0672 | -111126.816 | -108418.0518 | 0.070825 | 0.082551 | 0.10491 | 0.077752
7389 | Lateral Hardening | Lateral Hardening-Fuse-92866510 | Laterals | 13460 | 0.081629 | 4 | 5 | 162149.18 | 0 | 11622.0811 | 13317.11 | 16269.1972 | -150527.0989 | -148832.07 | -145879.9828 | 0.071675 | 0.082129 | 0.10033 | 0.077677
1196 | Lateral Hardening | Lateral Hardening-Fuse-92314275 | Laterals | 13461 | 0.20473 | 15 | 19 | 247807.94 | 0 | 17483.2688 | 20458.7767 | 26193.8078 | -230324.6712 | -227349.1633 | -221614.1322 | 0.070552 | 0.082559 | 0.1057 | 0.077669
18780 | Lateral Hardening | Lateral Hardening-Fuse-10726459 | Laterals | 13648 | 0.19716 | 8 | 11 | 139641.84 | 0 | 9866.9429 | 11513.6 | 14661.6412 | -129774.8971 | -128128.24 | -124980.1988 | 0.070659 | 0.082451 | 0.10499 | 0.07763
19609 | Lateral Hardening | Lateral Hardening-Fuse-92448485 | Laterals | 13442 | 0.10133 | 7 | 11 | 192108.19 | 0 | 13565.5373 | 15831.1824 | 20141.0879 | -178542.6527 | -176277.0076 | -171967.1021 | 0.070614 | 0.082408 | 0.10484 | 0.077575
1822 | Lateral Hardening | Lateral Hardening-Fuse-10645535 | Laterals | 13148 | 0.043939 | 3 |  | 55792.45 | 0 | 3869.5558 | 4639.2556 | 6137.0667 | -51922.8942 | -51153.1944 | -49655.3833 | 0.069356 | 0.083152 | 0.11 | 0.077559
9503 | Lateral Hardening | Lateral Hardening-Fuse-92694363 | Laterals | 13391 | 0.071023 | 4 | 1 | 108236.22 | 0 | 7603.7257 | 8938.9328 | 11507.0823 | -100632.4943 | -99297.2872 | -96729.1377 | 0.070251 | 0.082587 | 0.10631 | 0.077558
3317 | Lateral Hardening | Lateral Hardening-Fuse-93285246 | Laterals | 13351 | 0.097917 | 12 | 1 | 305184.17 | 0 | 22030.7182 | 25025.9445 | 29329.1388 | -283153.4518 | -280158.2255 | -275855.0312 | 0.072188 | 0.082003 | 0.096103 | 0.077524
7235 | Lateral Hardening | Lateral Hardening-Fuse-10375145 | Laterals | 13176 | 0.16875 | 13 | 0 | 175696.18 | 0 | 12178.1394 | 14600.5135 | 19314.3754 | -163518.0406 | -161095.6665 | -156381.8046 | 0.069314 | 0.083101 | 0.10993 | 0.077512
15267 | Lateral Hardening | Lateral Hardening-Fuse-93235659 | Laterals | 13696 | 0.15095 | 12 | 0 | 177404.85 | 0 | 12294.1982 | 14739.6578 | 19498.4433 | -165110.6518 | -162665.1922 | -157906.4067 | 0.0693 | 0.083085 | 0.10991 | 0.077497
11878 | Lateral Hardening | Lateral Hardening-Fuse-92202958 | Laterals | 13020 | 0.017424 | 2 | 1 | 79676 | 0 | 5765.9169 | 6514.4729 | 7603.4341 | -73910.0831 | -73161.5271 | -72072.5659 | 0.072367 | 0.081762 | 0.095429 | 0.077492
18478 | Lateral Hardening | Lateral Hardening-Fuse-10726542 | Laterals | 13648 | 0.092992 | 7 | 2 | 159716.77 | 0 | 11118.4339 | 13244.7818 | 17306.4907 | -148598.3361 | -146471.9882 | -142410.2793 | 0.069613 | 0.082927 | 0.10836 | 0.077482
10256 | Lateral Hardening | Lateral Hardening-Fuse-10594239 | Laterals | 13516 | 0.13864 | 10 | 28 | 242618.79 | 0 | 17098.7917 | 19970.6581 | 25372.5132 | -225519.9983 | -222648.1319 | -217246.2768 | 0.070476 | 0.082313 | 0.10458 | 0.077437
13822 | Lateral Hardening | Lateral Hardening-Fuse-10762941 | Laterals | 13813 | 0.069886 | 4 | 2 | 58119.99 | 0 | 4047.8421 | 4811.716 | 6276.3348 | -54072.1479 | -53308.274 | -51843.6552 | 0.069646 | 0.082789 | 0.10799 | 0.077424
6347 | Lateral Hardening | Lateral Hardening-Fuse-10000744 | Laterals | 13236 | 0.051326 | 5 | 2 | 56577.47 | 0 | 3935.6662 | 4685.1745 | 6120.3833 | -52641.8038 | -51892.2955 | -50457.0867 | 0.069562 | 0.08281 | 0.10818 | 0.077398
11493 | Lateral Hardening | Lateral Hardening-Fuse-90104277 | Laterals | 13962 | 0.077652 | 4 | 0 | 58765.33 | 0 | 4066.7691 | 4875.697 | 6449.8445 | -54698.5609 | -53889.633 | -52315.4855 | 0.069204 | 0.082969 | 0.10976 | 0.077388
11524 | Lateral Hardening | Lateral Hardening-Fuse-91640990 | Laterals | 13964 | 0.14223 | 14 | 0 | 171573.18 | 0 | 11866.5142 | 14226.9024 | 18820.1418 | -159706.6658 | -157346.2776 | -152753.0382 | 0.069163 | 0.08292 | 0.10969 | 0.077343
18810 | Lateral Hardening | Lateral Hardening-Fuse-92152611 | Laterals | 13019 | 0.092803 | 4 | 1 | 60024.53 | 0 | 4331.8296 | 4895.5209 | 5745.2093 | -55692.7004 | -55129.0091 | -54279.3207 | 0.072168 | 0.081559 | 0.095714 | 0.07734
18332 | Lateral Hardening | Lateral Hardening-Fuse-10650564 | Laterals | 13391 | 0.056061 | 4 | 2 | 56970.97 | 0 | 3963.4658 | 4711.4169 | 6145.5061 | -53007.5042 | -52259.5531 | -50825.4639 | 0.06957 | 0.082699 | 0.10787 | 0.077339
12762 | Lateral Hardening | Lateral Hardening-Fuse-60105504 | Laterals | 13030 | 0.065341 | 5 | 2 | 53812.23 | 0 | 3742.1835 | 4447.7031 | 5804.4261 | -50070.0465 | -49364.5269 | -48007.8039 | 0.069542 | 0.082652 | 0.10786 | 0.077307
8354 | Lateral Hardening | Lateral Hardening-Fuse-90285297 | Laterals | 13807 | 0.20701 | 10 | 10 | 212626.82 | 0 | 14918.6345 | 17481.1778 | 22402.6392 | -197708.1855 | -195145.6422 | -190224.1808 | 0.070163 | 0.082215 | 0.10536 | 0.077299
17235 | Lateral Hardening | Lateral Hardening-Fuse-10087593 | Laterals | 13389 | 0.043939 | 4 | 0 | 59722.45 | 0 | 4127.8088 | 4948.8782 | 6546.6527 | -55594.6412 | -54773.5718 | -53175.7973 | 0.069117 | 0.082865 | 0.10962 | 0.077291
10383 | Lateral Hardening | Lateral Hardening-Fuse-92314436 | Laterals | 13030 | 0.21799 | 14 | 24 | 260699.74 | 0 | 18331.9897 | 21418.1327 | 27218.3602 | -242367.7503 | -239281.6073 | -233481.3798 | 0.070318 | 0.082156 | 0.10441 | 0.077278
481 | Lateral Hardening | Lateral Hardening-Fuse-10757384 | Laterals | 13423 | 0.17936 | 11 | 19 | 289642.03 | 0 | 20367.9422 | 23782.0758 | 30247.4156 | -269274.0878 | -265859.9542 | -259394.6144 | 0.070321 | 0.082109 | 0.10443 | 0.077268
6118 | Lateral Hardening | Lateral Hardening-Fuse-10452692 | Laterals | 13129 | 0.07197 | 4 | 7 | 74013.13 | 0 | 5205.1462 | 6072.9337 | 7725.407 | -68807.9838 | -67940.1963 | -66287.723 | 0.070327 | 0.082052 | 0.10438 | 0.07725
1356 | Lateral Hardening | Lateral Hardening-Fuse-60206700 | Laterals | 13254 | 0.18617 | 10 | 0 | 109596.96 | 0 | 7569.6232 | 9075.3096 | 12005.3269 | -102027.3368 | -100521.6504 | -97591.6331 | 0.069068 | 0.082806 | 0.10954 | 0.077237
11478 | Lateral Hardening | Lateral Hardening-Fuse-10650575 | Laterals | 13391 | 0.058712 | 4 | 3 | 101643.26 | 0 | 7076.2949 | 8392.5402 | 10866.4461 | -94566.9651 | -93250.7198 | -90776.8139 | 0.069619 | 0.082569 | 0.10691 | 0.077233
6371 | Lateral Hardening | Lateral Hardening-Fuse-10759951 | Laterals | 13813 | 0.084848 | 2 | 4 | 50000 | 0 | 3552.1335 | 4086.8137 | 5031.072 | -46447.8665 | -45913.1863 | -44968.928 | 0.071043 | 0.081736 | 0.10062 | 0.077209
12152 | Lateral Hardening | Lateral Hardening-Fuse-10478105 | Laterals | 13436 | 0.042803 | 4 | 1 | 51939.17 | 0 | 3601.7171 | 4284.2967 | 5627.7219 | -48337.4529 | -47654.8733 | -46311.4481 | 0.069345 | 0.082487 | 0.10835 | 0.077188
16556 | Lateral Hardening | Lateral Hardening-Fuse-10774307 | Laterals | 14042 | 0.048674 | 5 | 0 | 84535.25 | 0 | 5832.6133 | 6992.7881 | 9250.4511 | -78702.6367 | -77542.4619 | -75284.7989 | 0.068996 | 0.08272 | 0.10943 | 0.077157
944 | Lateral Hardening | Lateral Hardening-Fuse-92836011 | Laterals | 14041 | 0.13807 | 6 | 1 | 59856.39 | 0 | 4146.6355 | 4934.682 | 6480.8942 | -55709.7545 | -54921.708 | -53375.4958 | 0.069276 | 0.082442 | 0.10827 | 0.077126
10627 | Lateral Hardening | Lateral Hardening-Fuse-92874479 | Laterals | 13112 | 0.057386 | 6 | 10 | 125113.08 | 0 | 8751.7821 | 10264.6221 | 13166.7792 | -116361.2979 | -114848.4579 | -111946.3008 | 0.069951 | 0.082043 | 0.10524 | 0.077107
492 | Lateral Hardening | Lateral Hardening-Fuse-90294532 | Laterals | 13679 | 0.060038 | 4 | 2 | 52862.83 | 0 | 3679.4227 | 4352.6232 | 5624.6553 | -49183.4073 | -48510.2068 | -47238.1747 | 0.069603 | 0.082338 | 0.1064 | 0.077103
12860 | Lateral Hardening | Lateral Hardening-Fuse-60129642 | Laterals | 13837 | 0.061364 | 10 | 14 | 149023.62 | 0 | 10409.3719 | 12235.8002 | 15732.3369 | -138614.2481 | -136787.8198 | -133291.2831 | 0.06985 | 0.082106 | 0.10557 | 0.077099
17524 | Lateral Hardening | Lateral Hardening-Fuse-92533470 | Laterals | 13097 | 0.030303 | 4 | 1 | 50900.33 | 0 | 3523.5098 | 4197.503 | 5497.9688 | -47376.8202 | -46702.827 | -45402.3612 | 0.069224 | 0.082465 | 0.10801 | 0.077075
2045 | Lateral Hardening | Lateral Hardening-Fuse-10537282 | Laterals | 13117 | 0.044508 | 4 | 0 | 59816.89 | 0 | 4121.892 | 4941.7845 | 6537.2688 | -55694.998 | -54875.1055 | -53279.6212 | 0.068908 | 0.082615 | 0.10929 | 0.077058
5685 | Lateral Hardening | Lateral Hardening-Fuse-93178443 | Laterals | 13909 | 0.098295 | 8 | 0 | 104424.24 | 0 | 7195.4416 | 8626.6989 | 11411.8796 | -97228.7984 | -95797.5411 | -93012.3604 | 0.068906 | 0.082612 | 0.10928 | 0.077056
14516 | Lateral Hardening | Lateral Hardening-Fuse-10686216 | Laterals | 13808 | 0.072538 | 4 |  | 50480.35 | 0 | 3478.3084 | 4170.1845 | 5516.5532 | -47002.0416 | -46310.1655 | -44963.7968 | 0.068904 | 0.08261 | 0.10928 | 0.077054
15117 | Lateral Hardening | Lateral Hardening-Fuse-10896377 | Laterals | 13524 | 0.035606 | 4 | 5 | 73285.04 | 0 | 5264.7975 | 5966.0902 | 6967.0803 | -68020.2425 | -67318.9498 | -66317.9597 | 0.07184 | 0.081409 | 0.095068 | 0.077034
9063 | Lateral Hardening | Lateral Hardening-Fuse-60123665 | Laterals | 13102 | 0.082008 | 6 | 13 | 174015.17 | 0 | 12212.9133 | 14257.3664 | 17906.1127 | -161802.2567 | -159757.8036 | -156109.0573 | 0.070183 | 0.081932 | 0.1029 | 0.076979
18197 | Lateral Hardening | Lateral Hardening-Fuse-92614347 | Laterals | 13303 | 0.12898 | 6 | 8 | 110395.44 | 0 | 7722.3204 | 9030.6229 | 11553.4935 | -102673.1196 | -101364.8171 | -98841.9465 | 0.069951 | 0.081802 | 0.10466 | 0.076977
8919 | Lateral Hardening | Lateral Hardening-Fuse-91029838 | Laterals | 13433 | 0.074053 | 9 | 0 | 165448.15 | 0 | 11375.6589 | 13638.4103 | 18041.6515 | -154072.4911 | -151809.7397 | -147406.4985 | 0.068757 | 0.082433 | 0.10905 | 0.076889
1812 | Lateral Hardening | Lateral Hardening-Fuse-10705843 | Laterals | 13268 | 0.12386 | 6 | 4 | 150492.39 | 0 | 10426.0006 | 12355.7241 | 15962.0392 | -140066.3894 | -138136.6659 | -134530.3508 | 0.069279 | 0.082102 | 0.10607 | 0.076805
18242 | Lateral Hardening | Lateral Hardening-Fuse-10163223 | Laterals | 13091 | 0.01875 | 1 | 2 | 50000 | 0 | 3592.3434 | 4049.6606 | 4696.3754 | -46407.6566 | -45950.3394 | -45303.6246 | 0.071847 | 0.080993 | 0.093928 | 0.076799
8827 | Lateral Hardening | Lateral Hardening-Fuse-10465295 | Laterals | 13434 | 0.03447 | 4 | 1 | 51246.61 | 0 | 3535.2138 | 4208.9582 | 5517.5105 | -47711.3962 | -47037.6518 | -45729.0995 | 0.068984 | 0.082131 | 0.10767 | 0.076797
16626 | Lateral Hardening | Lateral Hardening-Fuse-10556606 | Laterals | 13298 | 0.26193 | 13 | 2 | 118532.28 | 0 | 8157.7635 | 9744.8324 | 12821.507 | -110374.5165 | -108787.4476 | -105710.773 | 0.068823 | 0.082212 | 0.10817 | 0.076775
10224 | Lateral Hardening | Lateral Hardening-Fuse-10195196 | Laterals | 13323 | 0.35606 | 22 | 42 | 620351.57 | 0 | 43326.1816 | 50639.3467 | 64194.7855 | -577025.3884 | -569712.2233 | -556156.7845 | 0.069841 | 0.08163 | 0.10348 | 0.076742
12397 | Lateral Hardening | Lateral Hardening-Fuse-90784588 | Laterals | 13657 | 0.046212 | 4 | 3 | 55643.81 | 0 | 3867.9776 | 4542.3349 | 5831.2873 | -51775.8324 | -51101.4751 | -49812.5227 | 0.069513 | 0.081632 | 0.1048 | 0.076677
80 | Lateral Hardening | Lateral Hardening-Fuse-10393881 | Laterals | 13547 | 0.2642 | 13 | 0 | 195015.95 | 0 | 13369.7445 | 16029.1428 | 21204.2462 | -181646.2055 | -178986.8072 | -173811.7038 | 0.068557 | 0.082194 | 0.10873 | 0.076666
12414 | Lateral Hardening | Lateral Hardening-Fuse-60408293 | Laterals | 13924 | 0.29697 | 13 | 2 | 249310.56 | 0 | 17758.9393 | 20134.3315 | 24047.9781 | -231551.6207 | -229176.2285 | -225262.5819 | 0.071232 | 0.08076 | 0.096458 | 0.076613
9686 | Lateral Hardening | Lateral Hardening-Fuse-10684577 | Laterals | 13313 | 0.098674 | 12 | 0 | 232812.34 | 0 | 16269.3462 | 18891.1453 | 23964.0694 | -216542.9938 | -213921.1947 | -208848.2706 | 0.069882 | 0.081143 | 0.10293 | 0.076565
6 | Lateral Hardening | Lateral Hardening-Fuse-92737252 | Laterals | 13813 | 0.024811 | 3 | 1 | 50443.87 | 0 | 3469.878 | 4132.8286 | 5402.1468 | -46973.992 | -46311.0414 | -45041.7232 | 0.068787 | 0.081929 | 0.10709 | 0.07656
15614 | Lateral Hardening | Lateral Hardening-Fuse-10679415 | Laterals | 13807 | 0.089394 | 8 | 2 | 55302.53 | 0 | 3808.001 | 4524.79 | 5907.0739 | -51494.529 | -50777.74 | -49395.4561 | 0.068858 | 0.081819 | 0.10681 | 0.076542
14468 | Lateral Hardening | Lateral Hardening-Fuse-91457886 | Laterals | 13825 | 0.062879 | 6 | 12 | 132412.18 | 0 | 9235.5027 | 10780.1349 | 13565.6693 | -123176.6773 | -121632.0451 | -118846.5107 | 0.069748 | 0.081413 | 0.10245 | 0.076518
14292 | Lateral Hardening | Lateral Hardening-Fuse-10545839 | Laterals | 13910 | 0.047538 | 6 | 7 | 108574.6 | 0 | 7510.0656 | 8857.4399 | 11434.3802 | -101064.5344 | -99717.1601 | -97140.2198 | 0.06917 | 0.081579 | 0.10531 | 0.076507
13381 | Lateral Hardening | Lateral Hardening-Fuse-60014828 | Laterals | 13029 | 0.060606 | 6 | 10 | 88788.73 | 0 | 6162.0215 | 7227.1933 | 9270.5662 | -82626.7085 | -81561.5367 | -79518.1638 | 0.069401 | 0.081398 | 0.10441 | 0.076501
12784 | Lateral Hardening | Lateral Hardening-Fuse-60112133 | Laterals | 13473 | 0.13977 | 11 | 35 | 396227.7 | 0 | 27569.5794 | 32199.6887 | 40953.7954 | -368658.1206 | -364028.0113 | -355273.9046 | 0.06958 | 0.081266 | 0.10336 | 0.076464
17354 | Lateral Hardening | Lateral Hardening-Fuse-60015679 | Laterals | 13120 | 0.073485 | 5 |  | 53109.85 | 0 | 3628.925 | 4350.7606 | 5755.4293 | -49480.925 | -48759.0894 | -47354.4207 | 0.068329 | 0.08192 | 0.10837 | 0.07641
14061 | Lateral Hardening | Lateral Hardening-Fuse-92661754 | Laterals | 13127 | 0.064583 | 4 | 8 | 125711.2 | 0 | 8722.356 | 10197.7895 | 13018.7542 | -116988.844 | -115513.4105 | -112692.4458 | 0.069384 | 0.081121 | 0.10356 | 0.076323
3339 | Lateral Hardening | Lateral Hardening-Fuse-60190666 | Laterals | 13308 | 0.081061 | 6 | 9 | 157583.86 | 0 | 10960.5178 | 12765.0724 | 16209.157 | -146623.3422 | -144818.7876 | -141374.703 | 0.069554 | 0.081005 | 0.10286 | 0.07632
10648 | Lateral Hardening | Lateral Hardening-Fuse-92494804 | Laterals | 13308 | 0.15928 | 12 | 16 | 353427.46 | 0 | 24659.6655 | 28636.0743 | 35820.4187 | -328767.7945 | -324791.3857 | -317607.0413 | 0.069773 | 0.081024 | 0.10135 | 0.076306
12741 | Lateral Hardening | Lateral Hardening-Fuse-10594255 | Laterals | 13516 | 0.34697 | 23 | 74 | 319291.93 | 0 | 22195.7678 | 25935.6339 | 32604.4392 | -297096.1622 | -293356.2961 | -286687.4908 | 0.069516 | 0.081229 | 0.10211 | 0.076289
5074 | Lateral Hardening | Lateral Hardening-Fuse-10671314 | Laterals | 13389 | 0.045644 | 4 | 1 | 52175.27 | 0 | 3575.7228 | 4253.1515 | 5585.9878 | -48599.5472 | -47922.1185 | -46589.2822 | 0.068533 | 0.081517 | 0.10706 | 0.076281
6078 | Lateral Hardening | Lateral Hardening-Fuse-10904211 | Laterals | 13709 | 0.061742 | 4 | 2 | 50000 | 0 | 3428.3424 | 4075.3096 | 5315.7767 | -46571.6576 | -45924.6904 | -44684.2233 | 0.068567 | 0.081506 | 0.10632 | 0.076224
392 | Lateral Hardening | Lateral Hardening-Fuse-92178250 | Laterals | 13128 | 0.032765 | 3 | 1 | 50000 | 0 | 3561.0996 | 4014.7736 | 4688.0297 | -46438.9004 | -45985.2264 | -45311.9703 | 0.071222 | 0.080295 | 0.093761 | 0.076198
17896 | Lateral Hardening | Lateral Hardening-Fuse-90359990 | Laterals | 13772 | 0.063636 | 4 | 4 | 61530.57 | 0 | 4234.5033 | 5002.3345 | 6470.1293 | -57296.0667 | -56528.2355 | -55060.4407 | 0.06882 | 0.081298 | 0.10515 | 0.076197
19587 | Lateral Hardening | Lateral Hardening-Fuse-60463710 | Laterals | 13805 | 0.078598 | 6 | 1 | 138870.53 | 0 | 9501.3445 | 11330.6559 | 14812.2866 | -129369.1855 | -127539.8741 | -124058.2434 | 0.068419 | 0.081592 | 0.10666 | 0.076195
697 | Lateral Hardening | Lateral Hardening-Fuse-10674802 | Laterals | 13412 | 0.055114 | 5 | 11 | 87823.59 | 0 | 6097.1594 | 7116.9465 | 8956.3971 | -81726.4306 | -80706.6435 | -78867.1929 | 0.069425 | 0.081037 | 0.10198 | 0.076164
6036 | Lateral Hardening | Lateral Hardening-Fuse-93296007 | Laterals | 13808 | 0.048674 | 5 | 2 | 95861.68 | 0 | 6576.8663 | 7807.4904 | 10104.0456 | -89284.8137 | -88054.1896 | -85757.6344 | 0.068608 | 0.081445 | 0.1054 | 0.076139
5802 | Lateral Hardening | Lateral Hardening-Fuse-10143530 | Laterals | 13036 | 0.078409 | 5 | 0 | 50000 | 0 | 3403.3944 | 4080.3692 | 5397.7405 | -46596.6056 | -45919.6308 | -44602.2595 | 0.068068 | 0.081607 | 0.10795 | 0.076118
16422 | Lateral Hardening | Lateral Hardening-Fuse-92702170 | Laterals | 13299 | 0.13163 | 11 | 10 | 59321.23 | 0 | 4088.9029 | 4806.7261 | 6179.5746 | -55232.3271 | -54514.5039 | -53141.6554 | 0.068928 | 0.081029 | 0.10417 | 0.076083
12294 | Lateral Hardening | Lateral Hardening-Fuse-92867223 | Laterals | 13460 | 0.036364 | 5 | 2 | 50000 | 0 | 3552.328 | 4011.1435 | 4693.7157 | -46447.672 | -45988.8565 | -45306.2843 | 0.071047 | 0.080223 | 0.093874 | 0.076082
14822 | Lateral Hardening | Lateral Hardening-Fuse-60470279 | Laterals | 13171 | 0.045644 | 5 | 1 | 50000 | 0 | 3416.4806 | 4069.3343 | 5331.3247 | -46583.5194 | -45930.6657 | -44668.6753 | 0.06833 | 0.081387 | 0.10663 | 0.076076
4629 | Lateral Hardening | Lateral Hardening-Fuse-91250712 | Laterals | 13769 | 0.13826 | 6 | 0 | 98465.1 | 0 | 6698.1518 | 8030.4924 | 10623.1843 | -91766.9482 | -90434.6076 | -87841.9157 | 0.068026 | 0.081557 | 0.10789 | 0.076071
10893 | Lateral Hardening | Lateral Hardening-Fuse-92211943 | Laterals | 13148 | 0.081818 | 6 | 4 | 62532.93 | 0 | 4302.5781 | 5068.1204 | 6525.4305 | -58230.3519 | -57464.8096 | -56007.4995 | 0.068805 | 0.081047 | 0.10435 | 0.076032
14759 | Lateral Hardening | Lateral Hardening-Fuse-10093663 | Laterals | 13043 | 0.031818 | 4 | 6 | 66237.57 | 0 | 4590.262 | 5346.6526 | 6768.9386 | -61647.308 | -60890.9174 | -59468.6314 | 0.0693 | 0.080719 | 0.10219 | 0.076015
19192 | Lateral Hardening | Lateral Hardening-Fuse-92385740 | Laterals | 13006 | 0.024621 | 3 | 1 | 50428.13 | 0 | 3443.2554 | 4101.4051 | 5361.1505 | -46984.8746 | -46326.7249 | -45066.9795 | 0.06828 | 0.081332 | 0.10631 | 0.075999
19395 | Lateral Hardening | Lateral Hardening-Fuse-92800606 | Laterals | 13624 | 0.17273 | 10 | 0 | 106680.06 | 0 | 7248.6052 | 8690.4373 | 11496.1964 | -99431.4548 | -97989.6227 | -95183.8636 | 0.067947 | 0.081463 | 0.10776 | 0.075983
5823 | Lateral Hardening | Lateral Hardening-Fuse-92582612 | Laterals | 13433 | 0.30777 | 20 | 0 | 351245.68 | 0 | 23859.3069 | 28605.2016 | 37840.5598 | -327386.3731 | -322640.4784 | -313405.1202 | 0.067928 | 0.081439 | 0.10773 | 0.075962
11364 | Lateral Hardening | Lateral Hardening-Fuse-90418178 | Laterals | 13007 | 0.31686 | 15 | 0 | 275692.68 | 0 | 18716.3255 | 22439.2211 | 29683.8561 | -256976.3545 | -253253.4589 | -246008.8239 | 0.067888 | 0.081392 | 0.10767 | 0.075918
9078 | Lateral Hardening | Lateral Hardening-Fuse-90508424 | Laterals | 13079 | 0.037121 | 5 | 10 | 82398.29 | 0 | 5702.9169 | 6648.4835 | 8388.7086 | -76695.3731 | -75749.8065 | -74009.5814 | 0.069212 | 0.080687 | 0.10181 | 0.075914
11267 | Lateral Hardening | Lateral Hardening-Fuse-60328602 | Laterals | 13226 | 0.13314 | 13 | 1 | 310661.87 | 0 | 21969.1167 | 24880.1723 | 29266.775 | -288692.7533 | -285781.6977 | -281395.095 | 0.070717 | 0.080088 | 0.094208 | 0.075877
5399 | Lateral Hardening | Lateral Hardening-Fuse-60386581 | Laterals | 13687 | 0.041477 | 4 |  | 50000 | 0 | 3392.4713 | 4067.2735 | 5380.4167 | -46607.5287 | -45932.7265 | -44619.5833 | 0.067849 | 0.081345 | 0.10761 | 0.075874
19301 | Lateral Hardening | Lateral Hardening-Fuse-10382358 | Laterals | 13224 | 0.10265 | 7 | 0 | 86230.51 | 0 | 5850.0671 | 7013.7138 | 9278.1327 | -80380.4429 | -79216.7962 | -76952.3773 | 0.067842 | 0.081337 | 0.1076 | 0.075866
11975 | Lateral Hardening | Lateral Hardening-Fuse-90118049 | Laterals | 14024 | 0.15246 | 11 | 2 | 100557.2 | 0 | 6853.5584 | 8151.9082 | 10701.3919 | -93703.6416 | -92405.2918 | -89855.8081 | 0.068156 | 0.081067 | 0.10642 | 0.075856
15363 | Lateral Hardening | Lateral Hardening-Fuse-93308361 | Laterals | 13808 | 0.058333 | 3 | 1 | 50000 | 0 | 3410.3389 | 4049.669 | 5282.914 | -46589.6611 | -45950.331 | -44717.086 | 0.068207 | 0.080993 | 0.10566 | 0.075788
15410 | Lateral Hardening | Lateral Hardening-Fuse-10204416 | Laterals | 13337 | 0.089773 | 5 | 9 | 82844.01 | 0 | 5728.0041 | 6676.2982 | 8386.0564 | -77116.0059 | -76167.7118 | -74457.9536 | 0.069142 | 0.080589 | 0.10123 | 0.075785
12014 | Lateral Hardening | Lateral Hardening-Fuse-92015832 | Laterals | 13772 | 0.056629 | 5 | 2 | 65761.61 | 0 | 4481.7848 | 5324.0192 | 6939.4279 | -61279.8252 | -60437.5908 | -58822.1821 | 0.068152 | 0.080959 | 0.10552 | 0.075731
2484 | Lateral Hardening | Lateral Hardening-Fuse-10163233 | Laterals | 13091 | 0.042235 | 4 | 15 | 82823.27 | 0 | 5745.1922 | 6645.5166 | 8278.9811 | -77078.0778 | -76177.7534 | -74544.2889 | 0.069367 | 0.080237 | 0.09996 | 0.075687
2590 | Lateral Hardening | Lateral Hardening-Fuse-60120359 | Laterals | 13185 | 0.056061 | 6 | 13 | 100200.97 | 0 | 6900.1546 | 8058.775 | 10261.6075 | -93300.8154 | -92142.195 | -89939.3625 | 0.068863 | 0.080426 | 0.10241 | 0.075687
9688 | Lateral Hardening | Lateral Hardening-Fuse-91943977 | Laterals | 13138 | 0.15379 | 12 | 20 | 207490.63 | 0 | 14291.3912 | 16677.48 | 21213.3694 | -193199.2388 | -190813.15 | -186277.2606 | 0.068877 | 0.080377 | 0.10224 | 0.075663
2822 | Lateral Hardening | Lateral Hardening-Fuse-92681024 | Laterals | 13805 | 0.029924 | 4 | 1 | 50000 | 0 | 3402.2678 | 4040.3455 | 5270.1741 | -46597.7322 | -45959.6545 | -44729.8259 | 0.068045 | 0.080807 | 0.1054 | 0.07561
8212 | Lateral Hardening | Lateral Hardening-Fuse-60059277 | Laterals | 13205 | 0.098674 | 7 | 18 | 212296.33 | 0 | 14585.8334 | 17067.0265 | 21786.1603 | -197710.4966 | -195229.3035 | -190510.1697 | 0.068705 | 0.080392 | 0.10262 | 0.075603
18278 | Lateral Hardening | Lateral Hardening-Fuse-10693256 | Laterals | 13854 | 0.044508 | 4 | 4 | 63870.83 | 0 | 4373.2692 | 5143.0503 | 6616.9076 | -59497.5608 | -58727.7797 | -57253.9224 | 0.068471 | 0.080523 | 0.1036 | 0.075599
7038 | Lateral Hardening | Lateral Hardening-Fuse-60366531 | Laterals | 13656 | 0.10814 | 7 | 2 | 105751.4 | 0 | 7183.1067 | 8542.0349 | 11218.1144 | -98568.2933 | -97209.3651 | -94533.2856 | 0.067924 | 0.080775 | 0.10608 | 0.075595
7200 | Lateral Hardening | Lateral Hardening-Fuse-60005047 | Laterals | 13024 | 0.070076 | 8 | 2 | 53697.05 | 0 | 3651.5988 | 4338.9478 | 5664.4585 | -50045.4512 | -49358.1022 | -48032.5915 | 0.068004 | 0.080804 | 0.10549 | 0.075592
13261 | Lateral Hardening | Lateral Hardening-Fuse-91906848 | Laterals | 13309 | 0.02822 | 5 | 0 | 81354.65 | 0 | 5498.76 | 6592.5275 | 8720.964 | -75855.89 | -74762.1225 | -72633.686 | 0.06759 | 0.081034 | 0.1072 | 0.075584
16947 | Lateral Hardening | Lateral Hardening-Fuse-10669976 | Laterals | 13462 | 0.24167 | 19 | 0 | 110067.83 | 0 | 7426.2965 | 8903.4736 | 11778.0125 | -102641.5335 | -101164.3564 | -98289.8175 | 0.06747 | 0.080891 | 0.10701 | 0.07545
3937 | Lateral Hardening | Lateral Hardening-Fuse-92648190 | Laterals | 13331 | 0.2178 | 8 | 3 | 181040.71 | 0 | 12260.2926 | 14611.0483 | 19121.5807 | -168780.4174 | -166429.6617 | -161919.1293 | 0.067721 | 0.080706 | 0.10562 | 0.075407
5687 | Lateral Hardening | Lateral Hardening-Fuse-92685247 | Laterals | 13793 | 0.11136 | 8 | 2 | 57128.37 | 0 | 3876.3205 | 4603.22 | 6007.7926 | -53252.0495 | -52525.15 | -51120.5774 | 0.067853 | 0.080577 | 0.10516 | 0.075401
7380 | Lateral Hardening | Lateral Hardening-Fuse-60488523 | Laterals | 13019 | 0.042803 | 3 | 2 | 50000 | 0 | 3407.3865 | 4023.3339 | 5183.1314 | -46592.6135 | -45976.6661 | -44816.8686 | 0.068148 | 0.080467 | 0.10366 | 0.075395
8111 | Lateral Hardening | Lateral Hardening-Fuse-92527632 | Laterals | 13219 | 0.10417 | 10 | 11 | 167996.75 | 0 | 11501.6578 | 13463.6526 | 17238.5209 | -156495.0922 | -154533.0974 | -150758.2291 | 0.068464 | 0.080142 | 0.10261 | 0.075382
19204 | Lateral Hardening | Lateral Hardening-Fuse-90288609 | Laterals | 13807 | 0.16004 | 10 | 4 | 105116.8 | 0 | 7133.5466 | 8467.6092 | 10977.258 | -97983.2534 | -96649.1908 | -94139.542 | 0.067863 | 0.080554 | 0.10443 | 0.075327
2163 | Lateral Hardening | Lateral Hardening-Fuse-90290161 | Laterals | 13724 | 0.12386 | 7 | 10 | 146562.39 | 0 | 10027.3766 | 11734.8425 | 15007.3675 | -136535.0134 | -134827.5475 | -131555.0225 | 0.068417 | 0.080067 | 0.1024 | 0.07531
13165 | Lateral Hardening | Lateral Hardening-Fuse-93316942 | Laterals | 13723 | 0.070833 | 4 | 3 | 53760.01 | 0 | 3671.6613 | 4305.7149 | 5528.7036 | -50088.3487 | -49454.2951 | -48231.3064 | 0.068297 | 0.080091 | 0.10284 | 0.07529
4201 | Lateral Hardening | Lateral Hardening-Fuse-10580686 | Laterals | 13105 | 0.035606 | 4 | 8 | 74412.37 | 0 | 5109.511 | 5960.4225 | 7483.8364 | -69302.859 | -68451.9475 | -66928.5336 | 0.068665 | 0.0801 | 0.10057 | 0.075286
1174 | Lateral Hardening | Lateral Hardening-Fuse-92017740 | Laterals | 13460 | 0.057955 | 4 | 4 | 109440.3 | 0 | 7437.9753 | 8786.6835 | 11364.8895 | -102002.3247 | -100653.6165 | -98075.4105 | 0.067964 | 0.080287 | 0.10385 | 0.075249
18509 | Lateral Hardening | Lateral Hardening-Fuse-93100656 | Laterals | 13724 | 0.069697 | 7 | 8 | 101538.82 | 0 | 6941.4659 | 8117.1194 | 10381.0759 | -94597.3541 | -93421.7006 | -91157.7441 | 0.068363 | 0.079941 | 0.10224 | 0.075224
13387 | Lateral Hardening | Lateral Hardening-Fuse-90089877 | Laterals | 14025 | 0.068561 | 6 | 7 | 101444.38 | 0 | 6937.9296 | 8111.5773 | 10338.6789 | -94506.4504 | -93332.8027 | -91105.7011 | 0.068391 | 0.079961 | 0.10191 | 0.075215
2418 | Lateral Hardening | Lateral Hardening-Fuse-92157325 | Laterals | 13785 | 0.052462 | 3 | 1 | 50000 | 0 | 3384.2983 | 4020.8937 | 5230.7508 | -46615.7017 | -45979.1063 | -44769.2492 | 0.067686 | 0.080418 | 0.10462 | 0.075198
3931 | Lateral Hardening | Lateral Hardening-Fuse-91036567 | Laterals | 13492 | 0.047917 | 4 | 6 | 72014.15 | 0 | 4910.2253 | 5762.5978 | 7398.4625 | -67103.9247 | -66251.5522 | -64615.6875 | 0.068184 | 0.08002 | 0.10274 | 0.07519
14315 | Lateral Hardening | Lateral Hardening-Fuse-91474545 | Laterals | 14306 | 0.12519 | 4 | 3 | 103238 | 0 | 6994.1792 | 8298.0317 | 10739.4976 | -96243.8208 | -94939.9683 | -92498.5024 | 0.067748 | 0.080378 | 0.10403 | 0.075165
5043 | Lateral Hardening | Lateral Hardening-Fuse-10643448 | Laterals | 13390 | 0.094129 | 4 | 1 | 51766.03 | 0 | 3500.6664 | 4155.9865 | 5424.3958 | -48265.3636 | -47610.0435 | -46341.6342 | 0.067625 | 0.080284 | 0.10479 | 0.075139
19486 | Lateral Hardening | Lateral Hardening-Fuse-92677018 | Laterals | 13805 | 0.069508 | 4 |  | 60042.25 | 0 | 4033.0065 | 4835.2186 | 6396.2975 | -56009.2435 | -55207.0314 | -53645.9525 | 0.067169 | 0.08053 | 0.10653 | 0.075114
13799 | Lateral Hardening | Lateral Hardening-Fuse-91733558 | Laterals | 13398 | 0.15379 | 17 | 0 | 241382.29 | 0 | 16213.3355 | 19438.3573 | 25714.1457 | -225168.9545 | -221943.9327 | -215668.1443 | 0.067169 | 0.080529 | 0.10653 | 0.075113
11702 | Lateral Hardening | Lateral Hardening-Fuse-92041473 | Laterals | 13023 | 0.22027 | 17 | 29 | 350605.27 | 0 | 23835.2575 | 27995.1781 | 35918.5765 | -326770.0125 | -322610.0919 | -314686.6935 | 0.067983 | 0.079848 | 0.10245 | 0.074989
3013 | Lateral Hardening | Lateral Hardening-Fuse-91018499 | Laterals | 13087 | 0.048295 | 6 | 0 | 50000 | 0 | 3351.9372 | 4018.6766 | 5316.13 | -46648.0628 | -45981.3234 | -44683.87 | 0.067039 | 0.080374 | 0.10632 | 0.074968
19007 | Lateral Hardening | Lateral Hardening-Fuse-10671177 | Laterals | 13724 | 0.054167 | 4 | 6 | 56304.89 | 0 | 3846.5774 | 4480.4225 | 5672.2789 | -52458.3126 | -51824.4675 | -50632.6111 | 0.068317 | 0.079574 | 0.10074 | 0.074937
9183 | Lateral Hardening | Lateral Hardening-Fuse-93207839 | Laterals | 13656 | 0.077083 | 4 | 1 | 50349.43 | 0 | 3394.8176 | 4031.498 | 5258.6336 | -46954.6124 | -46317.932 | -45090.7964 | 0.067425 | 0.08007 | 0.10444 | 0.07492
9854 | Lateral Hardening | Lateral Hardening-Fuse-90727942 | Laterals | 13539 | 0.051515 | 4 | 2 | 52663.21 | 0 | 3549.0988 | 4214.779 | 5497.571 | -49114.1112 | -48448.431 | -47165.639 | 0.067392 | 0.080033 | 0.10439 | 0.074884
7833 | Lateral Hardening | Lateral Hardening-Fuse-10170042 | Laterals | 13030 | 0.099242 | 6 | 1 | 56629.69 | 0 | 3800.1634 | 4538.193 | 5964.8027 | -52829.5266 | -52091.497 | -50664.8873 | 0.067105 | 0.080138 | 0.10533 | 0.074838
18486 | Lateral Hardening | Lateral Hardening-Fuse-10071935 | Laterals | 13305 | 0.034091 | 3 | 2 | 55145.13 | 0 | 3715.4808 | 4410.1329 | 5709.2569 | -51429.6492 | -50734.9971 | -49435.8731 | 0.067376 | 0.079973 | 0.10353 | 0.074771
4352 | Lateral Hardening | Lateral Hardening-Fuse-91124475 | Laterals | 14050 | 0.28182 | 12 |  | 120788.2 | 0 | 8076.1228 | 9682.5579 | 12808.6288 | -112712.0772 | -111105.6421 | -107979.5712 | 0.066862 | 0.080161 | 0.10604 | 0.07477
15945 | Lateral Hardening | Lateral Hardening-Fuse-60166998 | Laterals | 13293 | 0.074432 | 7 | 0 | 161030.08 | 0 | 10757.0525 | 12896.7559 | 17060.5497 | -150273.0275 | -148133.3241 | -143969.5303 | 0.066802 | 0.080089 | 0.10595 | 0.074702
8307 | Lateral Hardening | Lateral Hardening-Fuse-10097023 | Laterals | 13461 | 0.073485 | 4 |  | 50559.05 | 0 | 3376.2577 | 4047.8347 | 5354.7021 | -47182.7923 | -46511.2153 | -45204.3479 | 0.066779 | 0.080062 | 0.10591 | 0.074677
10766 | Lateral Hardening | Lateral Hardening-Fuse-60043774 | Laterals | 13325 | 0.13712 | 10 | 0 | 50000 | 0 | 3338.1079 | 4002.0965 | 5294.1969 | -46661.8921 | -45997.9035 | -44705.8031 | 0.066762 | 0.080042 | 0.10588 | 0.074658
19209 | Lateral Hardening | Lateral Hardening-Fuse-93277788 | Laterals | 13213 | 0.043182 | 5 | 5 | 107703.9 | 0 | 7262.1735 | 8579.1951 | 11086.3597 | -100441.7265 | -99124.7049 | -96617.5403 | 0.067427 | 0.079655 | 0.10293 | 0.074646
8298 | Lateral Hardening | Lateral Hardening-Fuse-10645461 | Laterals | 13148 | 0.10114 | 7 | 15 | 116450.34 | 0 | 8097.1259 | 9156.7558 | 10790.3634 | -108353.2141 | -107293.5842 | -105659.9766 | 0.069533 | 0.078632 | 0.092661 | 0.074575
19402 | Lateral Hardening | Lateral Hardening-Fuse-93279765 | Laterals | 13213 | 0.08447 | 5 | 2 | 99345.22 | 0 | 6662.0482 | 7913.4863 | 10311.2324 | -92683.1718 | -91431.7337 | -89033.9876 | 0.06706 | 0.079656 | 0.10379 | 0.074512
14725 | Lateral Hardening | Lateral Hardening-Fuse-60342437 | Laterals | 13003 | 0.14375 | 6 | 7 | 115553.16 | 0 | 7840.7851 | 9138.9752 | 11616.3309 | -107712.3749 | -106414.1848 | -103936.8291 | 0.067854 | 0.079089 | 0.10053 | 0.074492
7932 | Lateral Hardening | Lateral Hardening-Fuse-10169223 | Laterals | 13210 | 0.095833 | 8 | 14 | 232370.59 | 0 | 15776.4891 | 18374.9572 | 23293.8514 | -216594.1009 | -213995.6328 | -209076.7386 | 0.067894 | 0.079076 | 0.10024 | 0.074483
16268 | Lateral Hardening | Lateral Hardening-Fuse-92239748 | Laterals | 13227 | 0.05322 | 6 | 0 | 50000 | 0 | 3329.2912 | 3991.5261 | 5280.2139 | -46670.7088 | -46008.4739 | -44719.7861 | 0.066586 | 0.079831 | 0.1056 | 0.074461
8105 | Lateral Hardening | Lateral Hardening-Fuse-10629077 | Laterals | 13787 | 0.047538 | 4 | 13 | 71982.67 | 0 | 4891.0097 | 5702.3992 | 7144.7412 | -67091.6603 | -66280.2708 | -64837.9288 | 0.067947 | 0.079219 | 0.099256 | 0.07446
8560 | Lateral Hardening | Lateral Hardening-Fuse-10544574 | Laterals | 13909 | 0.074053 | 10 | 0 | 50609.63 | 0 | 3369.0163 | 4039.1529 | 5343.2173 | -47240.6137 | -46570.4771 | -45266.4127 | 0.066569 | 0.07981 | 0.10558 | 0.074442
6873 | Lateral Hardening | Lateral Hardening-Fuse-92604712 | Laterals | 13390 | 0.054924 | 4 | 1 | 81030.13 | 0 | 5633.3076 | 6358.059 | 7440.8267 | -75396.8224 | -74672.071 | -73589.3033 | 0.069521 | 0.078465 | 0.091828 | 0.074435
3271 | Lateral Hardening | Lateral Hardening-Fuse-10167792 | Laterals | 13206 | 0.054356 | 6 | 14 | 139563.88 | 0 | 9477.6648 | 11050.4035 | 13845.913 | -130086.2152 | -128513.4765 | -125717.967 | 0.067909 | 0.079178 | 0.099208 | 0.07442
10952 | Lateral Hardening | Lateral Hardening-Fuse-92314704 | Laterals | 13060 | 0.11477 | 12 | 17 | 232471.44 | 0 | 15730.5696 | 18387.9572 | 23409.2433 | -216740.8704 | -214083.4828 | -209062.1967 | 0.067667 | 0.079098 | 0.1007 | 0.074399
3043 | Lateral Hardening | Lateral Hardening-Fuse-91203887 | Laterals | 13932 | 0.028598 | 3 | 1 | 50000 | 0 | 3473.4549 | 3924.423 | 4579.103 | -46526.5451 | -46075.577 | -45420.897 | 0.069469 | 0.078488 | 0.091582 | 0.074386
13217 | Lateral Hardening | Lateral Hardening-Fuse-10363968 | Laterals | 13096 | 0.066856 | 5 | 3 | 97372.72 | 0 | 6540.3892 | 7728.5278 | 10000.6605 | -90832.3308 | -89644.1922 | -87372.0595 | 0.067169 | 0.079371 | 0.1027 | 0.074383
2062 | Lateral Hardening | Lateral Hardening-Fuse-60528150 | Laterals | 13326 | 0.14034 | 9 | 0 | 98789.05 | 0 | 6569.3963 | 7876.1259 | 10418.9796 | -92219.6537 | -90912.9241 | -88370.0704 | 0.066499 | 0.079727 | 0.10547 | 0.074364
16774 | Lateral Hardening | Lateral Hardening-Fuse-60305645 | Laterals | 13953 | 0.093939 | 7 | 0 | 56188.97 | 0 | 3736.5106 | 4479.7462 | 5926.0586 | -52452.4594 | -51709.2238 | -50262.9114 | 0.066499 | 0.079726 | 0.10547 | 0.074364
11222 | Lateral Hardening | Lateral Hardening-Fuse-90292858 | Laterals | 13622 | 0.047538 | 4 | 2 | 56262.67 | 0 | 3765.0364 | 4473.8243 | 5799.6589 | -52497.6336 | -51788.8457 | -50463.0111 | 0.066919 | 0.079517 | 0.10308 | 0.074315
2886 | Lateral Hardening | Lateral Hardening-Fuse-92649884 | Laterals | 13391 | 0.065152 | 4 | 2 | 93809.74 | 0 | 6278.3166 | 7454.3294 | 9653.433 | -87531.4234 | -86355.4106 | -84156.307 | 0.066926 | 0.079462 | 0.1029 | 0.074285
2533 | Lateral Hardening | Lateral Hardening-Fuse-92198320 | Laterals | 13489 | 0.12008 | 6 | 0 | 72377.41 | 0 | 4806.8753 | 5763.0189 | 7623.6436 | -67570.5347 | -66614.3911 | -64753.7664 | 0.066414 | 0.079625 | 0.10533 | 0.074269
12990 | Lateral Hardening | Lateral Hardening-Fuse-93070295 | Laterals | 13805 | 0.070076 | 5 | 1 | 54205.73 | 0 | 3609.5936 | 4310.8657 | 5658.9042 | -50596.1364 | -49894.8643 | -48546.8258 | 0.066591 | 0.079528 | 0.1044 | 0.074252
11045 | Lateral Hardening | Lateral Hardening-Fuse-10379997 | Laterals | 13187 | 0.19583 | 21 |  | 427623.85 | 0 | 28389.68 | 34036.7188 | 45025.6744 | -399234.17 | -393587.1312 | -382598.1756 | 0.066389 | 0.079595 | 0.10529 | 0.074241
97 | Lateral Hardening | Lateral Hardening-Fuse-93233804 | Laterals | 13696 | 0.076705 | 7 | 0 | 88893.85 | 0 | 5901.5804 | 7075.4736 | 9359.8321 | -82992.2696 | -81818.3764 | -79534.0179 | 0.066389 | 0.079595 | 0.10529 | 0.074241
15582 | Lateral Hardening | Lateral Hardening-Fuse-92834455 | Laterals | 13112 | 0.042235 | 4 | 0 | 59439.13 | 0 | 3945.4527 | 4730.2493 | 6257.4383 | -55493.6773 | -54708.8807 | -53181.6917 | 0.066378 | 0.079581 | 0.10527 | 0.074229
4093 | Lateral Hardening | Lateral Hardening-Fuse-92613283 | Laterals | 13236 | 0.075379 | 6 | 2 | 58576.45 | 0 | 3907.56 | 4651.373 | 6076.3151 | -54668.89 | -53925.077 | -52500.1349 | 0.066709 | 0.079407 | 0.10373 | 0.074221
15637 | Lateral Hardening | Lateral Hardening-Fuse-60044009 | Laterals | 13211 | 0.072538 | 6 | 1 | 50000 | 0 | 3334.112 | 3966.9455 | 5204.5859 | -46665.888 | -46033.0545 | -44795.4141 | 0.066682 | 0.079339 | 0.10409 | 0.07422
2225 | Lateral Hardening | Lateral Hardening-Fuse-90175048 | Laterals | 13458 | 0.088068 | 9 | 0 | 99644.28 | 0 | 6611.1756 | 7926.2156 | 10485.2411 | -93033.1044 | -91718.0644 | -89159.0389 | 0.066348 | 0.079545 | 0.10523 | 0.074195
7041 | Lateral Hardening | Lateral Hardening-Fuse-10452702 | Laterals | 13129 | 0.027652 | 3 | 2 | 54609.97 | 0 | 3648.7156 | 4330.8852 | 5606.6647 | -50961.2544 | -50279.0848 | -49003.3053 | 0.066814 | 0.079306 | 0.10267 | 0.074147
4475 | Lateral Hardening | Lateral Hardening-Fuse-10829508 | Laterals | 13687 | 0.051326 | 3 | 4 | 56068.79 | 0 | 3781.1165 | 4416.6227 | 5620.3461 | -52287.6735 | -51652.1673 | -50448.4439 | 0.067437 | 0.078772 | 0.10024 | 0.074118
10758 | Lateral Hardening | Lateral Hardening-Fuse-91788609 | Laterals | 13207 | 0.049053 | 6 | 10 | 128329.78 | 0 | 8639.8738 | 10111.5802 | 12935.2316 | -119689.9062 | -118218.1998 | -115394.5484 | 0.067326 | 0.078794 | 0.1008 | 0.074113
6866 | Lateral Hardening | Lateral Hardening-Fuse-10645495 | Laterals | 13148 | 0.085227 | 6 | 4 | 54956.25 | 0 | 3683.9747 | 4341.537 | 5589.0227 | -51272.2753 | -50614.713 | -49367.2273 | 0.067035 | 0.079 | 0.1017 | 0.074091
12576 | Lateral Hardening | Lateral Hardening-Fuse-93342119 | Laterals | 13049 | 0.1142 | 12 | 17 | 184550.97 | 0 | 12434.363 | 14534.9178 | 18504.0362 | -172116.607 | -170016.0522 | -166046.9338 | 0.067376 | 0.078758 | 0.10027 | 0.07408
2934 | Lateral Hardening | Lateral Hardening-Fuse-91512397 | Laterals | 13582 | 0.047538 | 3 | 0 | 84358.55 | 0 | 5587.7806 | 6699.2554 | 8862.1495 | -78770.7694 | -77659.2946 | -75496.4005 | 0.066238 | 0.079414 | 0.10505 | 0.074073
4714 | Lateral Hardening | Lateral Hardening-Fuse-10162607 | Laterals | 13031 | 0.091288 | 4 | 1 | 168128.1 | 0 | 11620.5582 | 13112.2645 | 15451.3665 | -156507.5418 | -155015.8355 | -152676.7335 | 0.069117 | 0.07799 | 0.091902 | 0.074058
11913 | Lateral Hardening | Lateral Hardening-Fuse-10758597 | Laterals | 13422 | 0.078977 | 4 | 0 | 54945.51 | 0 | 3636.6301 | 4359.9982 | 5767.6494 | -51308.8799 | -50585.5118 | -49177.8606 | 0.066186 | 0.079351 | 0.10497 | 0.074014
17434 | Lateral Hardening | Lateral Hardening-Fuse-10633684 | Laterals | 13241 | 0.089773 | 9 | 17 | 194310.51 | 0 | 13097.0522 | 15274.0418 | 19369.4676 | -181213.4578 | -179036.4682 | -174941.0424 | 0.067403 | 0.078606 | 0.099683 | 0.073992
8860 | Lateral Hardening | Lateral Hardening-Fuse-10705811 | Laterals | 13268 | 0.037689 | 3 | 0 | 51514.19 | 0 | 3406.5689 | 4084.1752 | 5402.7753 | -48107.6211 | -47430.0148 | -46111.4147 | 0.066129 | 0.079283 | 0.10488 | 0.07395
5731 | Lateral Hardening | Lateral Hardening-Fuse-10671235 | Laterals | 13724 | 0.11932 | 5 | 2 | 50000 | 0 | 3332.724 | 3952.2237 | 5110.8792 | -46667.276 | -46047.7763 | -44889.1208 | 0.066654 | 0.079044 | 0.10222 | 0.073928
10937 | Lateral Hardening | Lateral Hardening-Fuse-92679902 | Laterals | 13805 | 0.070644 | 4 | 4 | 61604.27 | 0 | 4139.525 | 4839.6678 | 6181.2915 | -57464.745 | -56764.6022 | -55422.9785 | 0.067195 | 0.078561 | 0.10034 | 0.073919
1155 | Lateral Hardening | Lateral Hardening-Fuse-10455404 | Laterals | 13171 | 0.099053 | 8 | 0 | 176206.31 | 0 | 11644.9407 | 13961.2553 | 18468.729 | -164561.3693 | -162245.0547 | -157737.581 | 0.066087 | 0.079232 | 0.10481 | 0.073903
7233 | Lateral Hardening | Lateral Hardening-Fuse-92664579 | Laterals | 13388 | 0.036553 | 3 | 2 | 55349.75 | 0 | 3688.1238 | 4371.3372 | 5658.8816 | -51661.6262 | -50978.4128 | -49690.8684 | 0.066633 | 0.078977 | 0.10224 | 0.073897
17882 | Lateral Hardening | Lateral Hardening-Fuse-10645529 | Laterals | 13148 | 0.11269 | 10 | 3 | 154511.09 | 0 | 10258.2642 | 12199.5249 | 16023.4135 | -144252.8258 | -142311.5651 | -138487.6765 | 0.066392 | 0.078956 | 0.1037 | 0.073892
4906 | Lateral Hardening | Lateral Hardening-Fuse-10090442 | Laterals | 13280 | 0.20758 | 16 | 0 | 189073.59 | 0 | 12489.6464 | 14973.9829 | 19808.4217 | -176583.9436 | -174099.6071 | -169265.1683 | 0.066057 | 0.079197 | 0.10477 | 0.07387
19244 | Lateral Hardening | Lateral Hardening-Fuse-92126698 | Laterals | 13489 | 0.13864 | 6 | 0 | 94047.03 | 0 | 6211.1678 | 7446.6416 | 9850.8338 | -87835.8622 | -86600.3884 | -84196.1962 | 0.066043 | 0.07918 | 0.10474 | 0.073854
15176 | Lateral Hardening | Lateral Hardening-Fuse-10679407 | Laterals | 13807 | 0.051515 | 5 | 3 | 96097.78 | 0 | 6405.4564 | 7569.0828 | 9794.3398 | -89692.3236 | -88528.6972 | -86303.4402 | 0.066656 | 0.078764 | 0.10192 | 0.073815
14399 | Lateral Hardening | Lateral Hardening-Fuse-91058915 | Laterals | 13916 | 0.1411 | 8 | 0 | 113974.16 | 0 | 7521.7996 | 9017.9733 | 11929.4793 | -106452.3604 | -104956.1867 | -102044.6807 | 0.065996 | 0.079123 | 0.10467 | 0.073801
12352 | Lateral Hardening | Lateral Hardening-Fuse-92370550 | Laterals | 13740 | 0.034091 | 4 | 0 | 57538.53 | 0 | 3797.2633 | 4552.5833 | 6022.4116 | -53741.2667 | -52985.9467 | -51516.1184 | 0.065995 | 0.079122 | 0.10467 | 0.073801
15030 | Lateral Hardening | Lateral Hardening-Fuse-10204417 | Laterals | 13337 | 0.026705 | 4 | 4 | 57952.59 | 0 | 3888.1013 | 4544.5824 | 5806.9111 | -54064.4887 | -53408.0076 | -52145.6789 | 0.067091 | 0.078419 | 0.1002 | 0.0738
10033 | Lateral Hardening | Lateral Hardening-Fuse-10650596 | Laterals | 13391 | 0.13958 | 10 | 4 | 156237.49 | 0 | 10368.6783 | 12322.6528 | 16087.4627 | -145868.8117 | -143914.8372 | -140150.0273 | 0.066365 | 0.078871 | 0.10297 | 0.073777
8364 | Lateral Hardening | Lateral Hardening-Fuse-60006352 | Laterals | 13899 | 0.066477 | 5 |  | 59538.57 | 0 | 3927.6857 | 4708.9482 | 6229.26 | -55610.8843 | -54829.6218 | -53309.31 | 0.065969 | 0.079091 | 0.10463 | 0.073771
13962 | Lateral Hardening | Lateral Hardening-Fuse-10479424 | Laterals | 14099 | 0.041098 | 3 | 0 | 51797.51 | 0 | 3416.9243 | 4096.5904 | 5419.1988 | -48380.5857 | -47700.9196 | -46378.3112 | 0.065967 | 0.079089 | 0.10462 | 0.073769
116 | Lateral Hardening | Lateral Hardening-Fuse-10679339 | Laterals | 13807 | 0.080682 | 5 | 2 | 59017.17 | 0 | 3916.2216 | 4654.5179 | 6070.909 | -55100.9484 | -54362.6521 | -52946.261 | 0.066357 | 0.078867 | 0.10287 | 0.073761
12605 | Lateral Hardening | Lateral Hardening-Fuse-90902720 | Laterals | 13220 | 0.0625 | 4 | 13 | 121608.06 | 0 | 8173.4045 | 9524.593 | 12045.523 | -113434.6555 | -112083.467 | -109562.537 | 0.067211 | 0.078322 | 0.099052 | 0.073728
2084 | Lateral Hardening | Lateral Hardening-Fuse-92197203 | Laterals | 13030 | 0.14451 | 10 | 12 | 135266.12 | 0 | 9038.6154 | 10600.7262 | 13584.5935 | -126227.5046 | -124665.3938 | -121681.5265 | 0.066821 | 0.078369 | 0.10043 | 0.073646
5338 | Lateral Hardening | Lateral Hardening-Fuse-90162502 | Laterals | 13805 | 0.052273 | 4 | 2 | 56656.17 | 0 | 3753.5496 | 4458.9387 | 5817.4799 | -52902.6204 | -52197.2313 | -50838.6901 | 0.066251 | 0.078702 | 0.10268 | 0.073629
9848 | Lateral Hardening | Lateral Hardening-Fuse-92869708 | Laterals | 13655 | 0.037311 | 3 | 5 | 50000 | 0 | 3354.78 | 3906.0755 | 4943.3014 | -46645.22 | -46093.9245 | -45056.6986 | 0.067096 | 0.078122 | 0.098866 | 0.07358
5123 | Lateral Hardening | Lateral Hardening-Fuse-10556586 | Laterals | 13298 | 0.068561 | 5 | 1 | 54079.81 | 0 | 3570.626 | 4258.3505 | 5591.2415 | -50509.184 | -49821.4595 | -48488.5685 | 0.066025 | 0.078742 | 0.10339 | 0.073577
13511 | Lateral Hardening | Lateral Hardening-Fuse-60128361 | Laterals | 13468 | 0.047917 | 5 | 13 | 95085.47 | 0 | 6378.3348 | 7434.5939 | 9312.7061 | -88707.1352 | -87650.8761 | -85772.7639 | 0.06708 | 0.078189 | 0.09794 | 0.073499
14376 | Lateral Hardening | Lateral Hardening-Fuse-92200747 | Laterals | 13431 | 0.060038 | 7 |  | 125029.33 | 0 | 8211.9771 | 9845.4352 | 13024.0921 | -116817.3529 | -115183.8948 | -112005.2379 | 0.06568 | 0.078745 | 0.10417 | 0.073449
11416 | Lateral Hardening | Lateral Hardening-Fuse-90727016 | Laterals | 13648 | 0.011174 | 1 | 2 | 50000 | 0 | 3435.5618 | 3872.9201 | 4491.4103 | -46564.4382 | -46127.0799 | -45508.5897 | 0.068711 | 0.077458 | 0.089828 | 0.073447
11892 | Lateral Hardening | Lateral Hardening-Fuse-10392921 | Laterals | 13522 | 0.021023 | 2 | 10 | 75758.58 | 0 | 5179.0483 | 5893.0618 | 6860.6553 | -70579.5317 | -69865.5182 | -68897.9247 | 0.068363 | 0.077787 | 0.090559 | 0.07341
12018 | Lateral Hardening | Lateral Hardening-Fuse-10493792 | Laterals | 13672 | 0.2392 | 18 | 36 | 398017.8 | 0 | 26568.002 | 31060.7118 | 39408.6202 | -371449.798 | -366957.0882 | -358609.1798 | 0.066751 | 0.078038 | 0.099012 | 0.073363
5644 | Lateral Hardening | Lateral Hardening-Fuse-90009614 | Laterals | 13150 | 0.085985 | 8 | 2 | 90336.9 | 0 | 5951.2869 | 7076.5146 | 9295.5092 | -84385.6131 | -83260.3854 | -81041.3908 | 0.065879 | 0.078335 | 0.1029 | 0.073318
14091 | Lateral Hardening | Lateral Hardening-Fuse-90903270 | Laterals | 13586 | 0.064583 | 6 | 3 | 57679.27 | 0 | 3806.1255 | 4518.8496 | 5853.4795 | -53873.1445 | -53160.4204 | -51825.7905 | 0.065988 | 0.078344 | 0.10148 | 0.073244
15011 | Lateral Hardening | Lateral Hardening-Fuse-10625710 | Laterals | 13011 | 0.089205 | 9 | 5 | 158850.21 | 0 | 10853.9876 | 12259.6435 | 14421.6334 | -147996.2224 | -146590.5665 | -144428.5766 | 0.068328 | 0.077177 | 0.090788 | 0.073229
19262 | Lateral Hardening | Lateral Hardening-Fuse-10916759 | Laterals | 13805 | 0.074053 | 4 | 1 | 54536.27 | 0 | 3585.0697 | 4264.2692 | 5600.5896 | -50951.2003 | -50272.0008 | -48935.6804 | 0.065737 | 0.078191 | 0.10269 | 0.073169
810 | Lateral Hardening | Lateral Hardening-Fuse-10629015 | Laterals | 13146 | 0.04053 | 3 | 4 | 104062.22 | 0 | 6880.7872 | 8118.7985 | 10480.0688 | -97181.4328 | -95943.4215 | -93582.1512 | 0.066122 | 0.078019 | 0.10071 | 0.07315
2438 | Lateral Hardening | Lateral Hardening-Fuse-93323191 | Laterals | 13723 | 0.049242 | 4 | 1 | 52474.33 | 0 | 3447.9072 | 4101.3416 | 5384.6638 | -49026.4228 | -48372.9884 | -47089.6662 | 0.065707 | 0.078159 | 0.10262 | 0.073133
5079 | Lateral Hardening | Lateral Hardening-Fuse-10080934 | Laterals | 14000 | 0.11004 | 4 | 1 | 57526.87 | 0 | 3779.208 | 4495.4249 | 5905.0535 | -53747.662 | -53031.4451 | -51621.8165 | 0.065695 | 0.078145 | 0.10265 | 0.073125
15662 | Lateral Hardening | Lateral Hardening-Fuse-91011449 | Laterals | 13048 | 0.045833 | 5 | 11 | 79192.33 | 0 | 5279.2339 | 6155.7219 | 7742.2378 | -73913.0961 | -73036.6081 | -71450.0922 | 0.066663 | 0.077731 | 0.097765 | 0.073094
7912 | Lateral Hardening | Lateral Hardening-Fuse-91362419 | Laterals | 13088 | 0.052273 | 5 | 6 | 67937.49 | 0 | 4512.8849 | 5274.9723 | 6734.0942 | -63424.6051 | -62662.5177 | -61203.3958 | 0.066427 | 0.077644 | 0.099122 | 0.073062
4879 | Lateral Hardening | Lateral Hardening-Fuse-10599440 | Laterals | 13473 | 0.1142 | 8 | 1 | 167214.58 | 0 | 11396.7119 | 12850.3391 | 15164.0492 | -155817.8681 | -154364.2409 | -152050.5308 | 0.068156 | 0.076849 | 0.090686 | 0.073017
8232 | Lateral Hardening | Lateral Hardening-Fuse-90276421 | Laterals | 13191 | 0.097538 | 8 | 0 | 92133.35 | 0 | 6014.5672 | 7210.9348 | 9539.0277 | -86118.7828 | -84922.4152 | -82594.3223 | 0.065281 | 0.078266 | 0.10354 | 0.073002
16302 | Lateral Hardening | Lateral Hardening-Fuse-93225922 | Laterals | 13459 | 0.066667 | 7 | 6 | 109146.98 | 0 | 7220.0883 | 8480.0115 | 10896.7489 | -101926.8917 | -100666.9685 | -98250.2311 | 0.06615 | 0.077694 | 0.099836 | 0.072982
10193 | Lateral Hardening | Lateral Hardening-Fuse-92609208 | Laterals | 13390 | 0.039962 | 4 | 0 | 51703.07 | 0 | 3373.3964 | 4044.4043 | 5350.1642 | -48329.6736 | -47658.6657 | -46352.9058 | 0.065246 | 0.078224 | 0.10348 | 0.072962
2406 | Lateral Hardening | Lateral Hardening-Fuse-92035690 | Laterals | 13442 | 0.077462 | 8 | 2 | 143723.45 | 0 | 9416.0638 | 11202.5556 | 14718.4302 | -134307.3862 | -132520.8944 | -129005.0198 | 0.065515 | 0.077945 | 0.10241 | 0.072933
5930 | Lateral Hardening | Lateral Hardening-Fuse-90297370 | Laterals | 13724 | 0.096212 | 7 | 8 | 99812.42 | 0 | 6613.8591 | 7734.0269 | 9891.1346 | -93198.5609 | -92078.3931 | -89921.2854 | 0.066263 | 0.077486 | 0.099097 | 0.072913
3938 | Lateral Hardening | Lateral Hardening-Fuse-93212866 | Laterals | 13656 | 0.027841 | 2 | 2 | 54625.71 | 0 | 3600.1397 | 4245.9292 | 5468.8294 | -51025.5703 | -50379.7808 | -49156.8806 | 0.065906 | 0.077728 | 0.10011 | 0.072873
8820 | Lateral Hardening | Lateral Hardening-Fuse-60315129 | Laterals | 13128 | 0.079735 | 3 |  | 51078.47 | 0 | 3328.561 | 3990.6507 | 5279.0558 | -47749.909 | -47087.8193 | -45799.4142 | 0.065166 | 0.078128 | 0.10335 | 0.072873
1306 | Lateral Hardening | Lateral Hardening-Fuse-10633664 | Laterals | 13241 | 0.048864 | 5 | 15 | 143037.42 | 0 | 9525.495 | 11071.7756 | 13858.9249 | -133511.925 | -131965.6444 | -129178.4951 | 0.066594 | 0.077405 | 0.09689 | 0.072867
11350 | Lateral Hardening | Lateral Hardening-Fuse-10487579 | Laterals | 13458 | 0.13333 | 9 | 0 | 118593.14 | 0 | 7725.948 | 9262.7292 | 12253.256 | -110867.192 | -109330.4108 | -106339.884 | 0.065147 | 0.078105 | 0.10332 | 0.072852
3733 | Lateral Hardening | Lateral Hardening-Fuse-90939830 | Laterals | 13924 | 0.055114 | 3 | 2 | 56892.27 | 0 | 3870.0232 | 4367.6095 | 5119.5545 | -53022.2468 | -52524.6605 | -51772.7155 | 0.068024 | 0.07677 | 0.089987 | 0.072844
16677 | Lateral Hardening | Lateral Hardening-Fuse-10679330 | Laterals | 13807 | 0.076894 | 8 | 5 | 106066.94 | 0 | 6984.5545 | 8237.5326 | 10639.8856 | -99082.3855 | -97829.4074 | -95427.0544 | 0.06585 | 0.077664 | 0.10031 | 0.072841
15981 | Lateral Hardening | Lateral Hardening-Fuse-91321460 | Laterals | 13124 | 0.030303 | 3 |  | 50000 | 0 | 3255.9798 | 3903.6322 | 5163.9429 | -46744.0202 | -46096.3678 | -44836.0571 | 0.06512 | 0.078073 | 0.10328 | 0.072821
1 | Lateral Hardening | Lateral Hardening-Fuse-10745521 | Laterals | 13815 | 0.15473 | 7 | 5 | 109623.44 | 0 | 7176.981 | 8523.7782 | 11083.4146 | -102446.459 | -101099.6618 | -98540.0254 | 0.065469 | 0.077755 | 0.1011 | 0.072719
17737 | Lateral Hardening | Lateral Hardening-Fuse-92690283 | Laterals | 13793 | 0.017992 | 4 | 2 | 50000 | 0 | 3283.7419 | 3879.3706 | 5012.3991 | -46716.2581 | -46120.6294 | -44987.6009 | 0.065675 | 0.077587 | 0.10025 | 0.072706
17201 | Lateral Hardening | Lateral Hardening-Fuse-93179357 | Laterals | 14025 | 0.10739 | 6 |  | 53376.51 | 0 | 3469.2478 | 4159.3217 | 5502.1833 | -49907.2622 | -49217.1883 | -47874.3267 | 0.064996 | 0.077924 | 0.10308 | 0.072683
5778 | Lateral Hardening | Lateral Hardening-Fuse-90626824 | Laterals | 14041 | 0.051515 | 4 | 2 | 56593.21 | 0 | 3703.6435 | 4401.1957 | 5701.9431 | -52889.5665 | -52192.0143 | -50891.2669 | 0.065443 | 0.077769 | 0.10075 | 0.072672
12636 | Lateral Hardening | Lateral Hardening-Fuse-90718329 | Laterals | 13813 | 0.19489 | 6 | 4 | 116890.32 | 0 | 7648.2352 | 9086.7297 | 11793.3475 | -109242.0848 | -107803.5903 | -105096.9725 | 0.065431 | 0.077737 | 0.10089 | 0.072669
9986 | Lateral Hardening | Lateral Hardening-Fuse-91411609 | Laterals | 13298 | 0.066667 | 5 | 2 | 57852.41 | 0 | 3780.1913 | 4495.017 | 5871.9803 | -54072.2187 | -53357.393 | -51980.4297 | 0.065342 | 0.077698 | 0.1015 | 0.072665
9728 | Lateral Hardening | Lateral Hardening-Fuse-92613271 | Laterals | 13236 | 0.060417 | 4 | 1 | 53402.99 | 0 | 3484.6515 | 4151.2117 | 5437.3356 | -49918.3385 | -49251.7783 | -47965.6544 | 0.065252 | 0.077734 | 0.10182 | 0.072653
3968 | Lateral Hardening | Lateral Hardening-Fuse-93300462 | Laterals | 13808 | 0.13958 | 6 | 4 | 156746.17 | 0 | 10251.8898 | 12180.0844 | 15808.1041 | -146494.2802 | -144566.0856 | -140938.0659 | 0.065404 | 0.077706 | 0.10085 | 0.07264
18785 | Lateral Hardening | Lateral Hardening-Fuse-60166344 | Laterals | 13291 | 0.13125 | 11 | 0 | 264943.75 | 0 | 17188.9883 | 20608.0787 | 27261.5186 | -247754.7617 | -244335.6713 | -237682.2314 | 0.064878 | 0.077783 | 0.1029 | 0.072551
18929 | Lateral Hardening | Lateral Hardening-Fuse-60201176 | Laterals | 14123 | 0.066098 | 4 | 2 | 53366.51 | 0 | 3492.9654 | 4133.502 | 5344.7303 | -49873.5446 | -49233.008 | -48021.7797 | 0.065452 | 0.077455 | 0.10015 | 0.072523
1142 | Lateral Hardening | Lateral Hardening-Fuse-92673007 | Laterals | 13064 | 0.1 | 13 | 16 | 187300.47 | 0 | 12331.0963 | 14428.239 | 18463.2922 | -174969.3737 | -172872.231 | -168837.1778 | 0.065836 | 0.077033 | 0.098576 | 0.072469
3680 | Lateral Hardening | Lateral Hardening-Fuse-93266147 | Laterals | 13042 | 0.039205 | 4 | 5 | 62921.43 | 0 | 4154.7147 | 4835.6391 | 6153.3076 | -58766.7153 | -58085.7909 | -56768.1224 | 0.06603 | 0.076852 | 0.097794 | 0.072453
8518 | Lateral Hardening | Lateral Hardening-Fuse-10313379 | Laterals | 13866 | 0.10473 | 6 | 0 | 153341.33 | 0 | 9932.7011 | 11908.4313 | 15753.1386 | -143408.6289 | -141432.8987 | -137588.1914 | 0.064775 | 0.07766 | 0.10273 | 0.072436
827 | Lateral Hardening | Lateral Hardening-Fuse-91934904 | Laterals | 13533 | 0.071023 | 5 | 15 | 140949 | 0 | 9329.0931 | 10843.4916 | 13573.1739 | -131619.9069 | -130105.5084 | -127375.8261 | 0.066188 | 0.076932 | 0.096298 | 0.072422
12909 | Lateral Hardening | Lateral Hardening-Fuse-92138288 | Laterals | 13167 | 0.10379 | 10 | 26 | 203335.27 | 0 | 13402.7732 | 15634.4571 | 19641.5458 | -189932.4968 | -187700.8129 | -183693.7242 | 0.065915 | 0.07689 | 0.096597 | 0.072275
4700 | Lateral Hardening | Lateral Hardening-Fuse-91538940 | Laterals | 13781 | 0.24621 | 13 | 0 | 115251.6 | 0 | 7445.7715 | 8926.8223 | 11808.8996 | -107805.8285 | -106324.7777 | -103442.7004 | 0.064604 | 0.077455 | 0.10246 | 0.072245
16725 | Lateral Hardening | Lateral Hardening-Fuse-92828207 | Laterals | 13961 | 0.038068 | 5 | 4 | 63335.67 | 0 | 4125.3482 | 4889.963 | 6327.8965 | -59210.3218 | -58445.707 | -57007.7735 | 0.065135 | 0.077207 | 0.09991 | 0.072234
16086 | Lateral Hardening | Lateral Hardening-Fuse-10643494 | Laterals | 13390 | 0.058902 | 3 | 1 | 50000 | 0 | 3250.0695 | 3858.242 | 5036.2941 | -46749.9305 | -46141.758 | -44963.7059 | 0.065001 | 0.077165 | 0.10073 | 0.072223
17118 | Lateral Hardening | Lateral Hardening-Fuse-10129804 | Laterals | 13423 | 0.22898 | 12 | 11 | 231190.02 | 0 | 15101.7449 | 17798.7805 | 22955.4104 | -216088.2751 | -213391.2395 | -208234.6096 | 0.065322 | 0.076988 | 0.099292 | 0.072219
4706 | Lateral Hardening | Lateral Hardening-Fuse-60088182 | Laterals | 13139 | 0.083144 | 6 | 15 | 78363.11 | 0 | 5165.5397 | 6017.2086 | 7544.2224 | -73197.5703 | -72345.9014 | -70818.8876 | 0.065918 | 0.076786 | 0.096273 | 0.072214
8672 | Lateral Hardening | Lateral Hardening-Fuse-90069876 | Laterals | 13072 | 0.086553 | 6 | 7 | 70786.43 | 0 | 4654.3024 | 5424.9101 | 6895.4723 | -66132.1276 | -65361.5199 | -63890.9577 | 0.065751 | 0.076638 | 0.097412 | 0.072183
16428 | Lateral Hardening | Lateral Hardening-Fuse-10143508 | Laterals | 13036 | 0.13182 | 9 | 13 | 178154.79 | 0 | 11702.6598 | 13663.9995 | 17387.573 | -166452.1302 | -164490.7905 | -160767.217 | 0.065688 | 0.076697 | 0.097598 | 0.072182
16589 | Lateral Hardening | Lateral Hardening-Fuse-91137899 | Laterals | 13146 | 0.15208 | 9 | 7 | 116245.72 | 0 | 7595.4701 | 8938.0077 | 11511.7691 | -108650.2499 | -107307.7123 | -104733.9509 | 0.06534 | 0.076889 | 0.09903 | 0.072174
15569 | Lateral Hardening | Lateral Hardening-Fuse-92960533 | Laterals | 13972 | 0.067424 | 5 | 0 | 63625.97 | 0 | 4105.1247 | 4921.6819 | 6510.6759 | -59520.8453 | -58704.2881 | -57115.2941 | 0.06452 | 0.077353 | 0.10233 | 0.072151
3145 | Lateral Hardening | Lateral Hardening-Fuse-10635930 | Laterals | 13388 | 0.17443 | 8 |  | 104090.05 | 0 | 6714.3655 | 8049.9312 | 10648.899 | -97375.6845 | -96040.1188 | -93441.151 | 0.064505 | 0.077336 | 0.1023 | 0.072135
7759 | Lateral Hardening | Lateral Hardening-Fuse-90702556 | Laterals | 13163 | 0.069886 | 8 | 11 | 137679.34 | 0 | 8983.4802 | 10582.2046 | 13617.2512 | -128695.8598 | -127097.1354 | -124062.0888 | 0.065249 | 0.076861 | 0.098906 | 0.072099
15457 | Lateral Hardening | Lateral Hardening-Fuse-92619337 | Laterals | 13146 | 0.072727 | 3 | 1 | 50000 | 0 | 3251.0501 | 3852.6625 | 4981.5412 | -46748.9499 | -46147.3375 | -45018.4588 | 0.065021 | 0.077053 | 0.099631 | 0.072092
4409 | Lateral Hardening | Lateral Hardening-Fuse-91038583 | Laterals | 13303 | 0.080682 | 7 | 0 | 55087.17 | 0 | 3550.1119 | 4256.2706 | 5630.4327 | -51537.0581 | -50830.8994 | -49456.7373 | 0.064445 | 0.077264 | 0.10221 | 0.072067
17355 | Lateral Hardening | Lateral Hardening-Fuse-10671215 | Laterals | 13724 | 0.045265 | 5 | 0 | 59942.81 | 0 | 3860.684 | 4628.6191 | 6122.9961 | -56082.126 | -55314.1909 | -53819.8139 | 0.064406 | 0.077217 | 0.10215 | 0.072024
14595 | Lateral Hardening | Lateral Hardening-Fuse-92678840 | Laterals | 13805 | 0.049242 | 4 |  | 50000 | 0 | 3216.9822 | 3856.8775 | 5102.0932 | -46783.0178 | -46143.1225 | -44897.9068 | 0.06434 | 0.077138 | 0.10204 | 0.071949
3749 | Lateral Hardening | Lateral Hardening-Fuse-92170794 | Laterals | 13691 | 0.075379 | 5 | 5 | 94151.02 | 0 | 6150.5865 | 7199.0547 | 9230.6822 | -88000.4335 | -86951.9653 | -84920.3378 | 0.065327 | 0.076463 | 0.098041 | 0.071939
14170 | Lateral Hardening | Lateral Hardening-Fuse-93337076 | Laterals | 13066 | 0.070644 | 7 | 22 | 212370.77 | 0 | 13939.38 | 16254.9488 | 20331.9437 | -198431.39 | -196115.8212 | -192038.8263 | 0.065637 | 0.07654 | 0.095738 | 0.071918
3062 | Lateral Hardening | Lateral Hardening-Fuse-10686223 | Laterals | 13808 | 0.0049242 | 1 | 1 | 50000 | 0 | 3363.2909 | 3788.6919 | 4395.3764 | -46636.7091 | -46211.3081 | -45604.6236 | 0.067266 | 0.075774 | 0.087908 | 0.071882
2148 | Lateral Hardening | Lateral Hardening-Fuse-10122241 | Laterals | 13059 | 0.072727 | 7 | 10 | 125370.66 | 0 | 8197.0933 | 9572.936 | 12185.1992 | -117173.5667 | -115797.724 | -113185.4608 | 0.065383 | 0.076357 | 0.097193 | 0.071856
6643 | Lateral Hardening | Lateral Hardening-Fuse-93358513 | Laterals | 13006 | 0.21212 | 13 | 0 | 66010.73 | 0 | 4240.4484 | 5083.9231 | 6725.2977 | -61770.2816 | -60926.8069 | -59285.4323 | 0.064239 | 0.077017 | 0.10188 | 0.071836
17416 | Lateral Hardening | Lateral Hardening-Fuse-10055936 | Laterals | 13420 | 0.067614 | 5 | 13 | 96722.43 | 0 | 6340.9109 | 7390.9725 | 9258.0653 | -90381.5191 | -89331.4575 | -87464.3647 | 0.065558 | 0.076414 | 0.095718 | 0.071831
11352 | Lateral Hardening | Lateral Hardening-Fuse-10371715 | Laterals | 13100 | 0.14242 | 9 | 0 | 99579.9 | 0 | 6394.3145 | 7666.2183 | 10141.3021 | -93185.5855 | -91913.6817 | -89438.5979 | 0.064213 | 0.076986 | 0.10184 | 0.071808
19492 | Lateral Hardening | Lateral Hardening-Fuse-90399956 | Laterals | 13389 | 0.1161 | 8 | 6 | 193790.3 | 0 | 12577.6195 | 14835.5706 | 19170.3405 | -181212.6805 | -178954.7294 | -174619.9595 | 0.064903 | 0.076555 | 0.098923 | 0.071801
19360 | Lateral Hardening | Lateral Hardening-Fuse-90196714 | Laterals | 13458 | 0.0024621 | 2 | 4 | 56446.55 | 0 | 3774.5281 | 4284.2293 | 5002.9059 | -52672.0219 | -52162.3207 | -51443.6441 | 0.066869 | 0.075899 | 0.088631 | 0.071754
5314 | Lateral Hardening | Lateral Hardening-Fuse-92644370 | Laterals | 13303 | 0.062311 | 4 | 2 | 57490.39 | 0 | 3710.5796 | 4407.9645 | 5746.6374 | -53779.8104 | -53082.4255 | -51743.7526 | 0.064543 | 0.076673 | 0.099958 | 0.071723
10586 | Lateral Hardening | Lateral Hardening-Fuse-92130874 | Laterals | 13019 | 0.060417 | 4 | 10 | 80404.31 | 0 | 5272.9217 | 6122.6242 | 7637.6172 | -75131.3883 | -74281.6858 | -72766.6928 | 0.06558 | 0.076148 | 0.09499 | 0.071691
274 | Lateral Hardening | Lateral Hardening-Fuse-10813139 | Laterals | 13341 | 0.058902 | 4 | 2 | 92781.64 | 0 | 6014.7643 | 7095.8377 | 9140.319 | -86766.8757 | -85685.8023 | -83641.321 | 0.064827 | 0.076479 | 0.098514 | 0.071691
11703 | Lateral Hardening | Lateral Hardening-Fuse-10453978 | Laterals | 13130 | 0.10701 | 8 | 0 | 89128.88 | 0 | 5713.3372 | 6849.7866 | 9061.2807 | -83415.5428 | -82279.0934 | -80067.5993 | 0.064102 | 0.076853 | 0.10166 | 0.071683
6868 | Lateral Hardening | Lateral Hardening-Fuse-90275234 | Laterals | 13724 | 0.049242 | 5 | 4 | 95908.9 | 0 | 6225.4877 | 7316.3192 | 9409.3928 | -89683.4123 | -88592.5808 | -86499.5072 | 0.06491 | 0.076284 | 0.098108 | 0.071642
5945 | Lateral Hardening | Lateral Hardening-Fuse-90524990 | Laterals | 13638 | 0.020644 | 4 | 0 | 59780.41 | 0 | 3828.3328 | 4589.8329 | 6071.6876 | -55952.0772 | -55190.5771 | -53708.7224 | 0.06404 | 0.076778 | 0.10157 | 0.071614
14454 | Lateral Hardening | Lateral Hardening-Fuse-90540557 | Laterals | 14026 | 0.22159 | 18 | 0 | 342322.9 | 0 | 21916.1815 | 26275.5659 | 34758.7874 | -320406.7185 | -316047.3341 | -307564.1126 | 0.064022 | 0.076757 | 0.10154 | 0.071594
5355 | Lateral Hardening | Lateral Hardening-Fuse-10080898 | Laterals | 14000 | 0.035038 | 3 | 2 | 50785.15 | 0 | 3286.7699 | 3878.0088 | 5002.6482 | -47498.3801 | -46907.1412 | -45782.5018 | 0.064719 | 0.076361 | 0.098506 | 0.07159
3661 | Lateral Hardening | Lateral Hardening-Fuse-90744576 | Laterals | 13579 | 0.041856 | 3 | 1 | 51860.47 | 0 | 3333.6761 | 3971.7918 | 5193.8012 | -48526.7939 | -47888.6782 | -46666.6688 | 0.064282 | 0.076586 | 0.10015 | 0.07156
1920 | Lateral Hardening | Lateral Hardening-Fuse-10686239 | Laterals | 13808 | 0.1142 | 7 | 4 | 105237.72 | 0 | 6793.7963 | 8048.2253 | 10398.1659 | -98443.9237 | -97189.4947 | -94839.5541 | 0.064557 | 0.076477 | 0.098806 | 0.071558
10533 | Lateral Hardening | Lateral Hardening-Fuse-90292852 | Laterals | 13622 | 0.04697 | 4 | 1 | 52285.45 | 0 | 3359.7944 | 4001.4908 | 5243.2511 | -48925.6556 | -48283.9592 | -47042.1989 | 0.064259 | 0.076532 | 0.10028 | 0.071543
17562 | Lateral Hardening | Lateral Hardening-Fuse-60136456 | Laterals | 13832 | 0.047538 | 5 | 2 | 51823.99 | 0 | 3337.815 | 3965.5618 | 5139.4847 | -48486.175 | -47858.4282 | -46684.5053 | 0.064407 | 0.07652 | 0.099172 | 0.071517
15964 | Lateral Hardening | Lateral Hardening-Fuse-10759885 | Laterals | 13813 | 0.17386 | 10 | 4 | 115143.18 | 0 | 7400.1498 | 8810.0477 | 11514.5016 | -107743.0302 | -106333.1323 | -103628.6784 | 0.064269 | 0.076514 | 0.1 | 0.071516
8862 | Lateral Hardening | Lateral Hardening-Fuse-92858866 | Laterals | 13093 | 0.016477 | 3 | 52 | 50000 | 0 | 3328.2602 | 3779.5817 | 4444.5828 | -46671.7398 | -46220.4183 | -45555.4172 | 0.066565 | 0.075592 | 0.088892 | 0.071506
12803 | Lateral Hardening | Lateral Hardening-Fuse-10455405 | Laterals | 13171 | 0.089394 | 8 | 0 | 141905.06 | 0 | 9072.5113 | 10877.1397 | 14388.8885 | -132832.5487 | -131027.9203 | -127516.1715 | 0.063934 | 0.076651 | 0.1014 | 0.071495
2265 | Lateral Hardening | Lateral Hardening-Fuse-90867280 | Laterals | 13839 | 0.055492 | 3 | 2 | 56923.75 | 0 | 3668.0002 | 4352.3171 | 5631.6186 | -53255.7498 | -52571.4329 | -51292.1314 | 0.064437 | 0.076459 | 0.098933 | 0.071493
3358 | Lateral Hardening | Lateral Hardening-Fuse-60409985 | Laterals | 13435 | 0.099811 | 7 | 3 | 108988.84 | 0 | 7000.1136 | 8332.8945 | 10887.3548 | -101988.7264 | -100655.9455 | -98101.4852 | 0.064228 | 0.076456 | 0.099894 | 0.071463
5236 | Lateral Hardening | Lateral Hardening-Fuse-10925169 | Laterals | 13342 | 0.067424 | 4 | 0 | 50000 | 0 | 3195.0461 | 3830.5781 | 5067.3028 | -46804.9539 | -46169.4219 | -44932.6972 | 0.063901 | 0.076612 | 0.10135 | 0.071459
16500 | Lateral Hardening | Lateral Hardening-Fuse-10645526 | Laterals | 13148 | 0.13239 | 7 | 4 | 160078.05 | 0 | 10292.5297 | 12220.0814 | 15925.3086 | -149785.5203 | -147857.9686 | -144152.7414 | 0.064297 | 0.076338 | 0.099485 | 0.071428
10408 | Lateral Hardening | Lateral Hardening-Fuse-10895255 | Laterals | 13003 | 0.031818 | 5 | 4 | 107268.18 | 0 | 6900.7961 | 8194.5299 | 10625.8229 | -100367.3839 | -99073.6501 | -96642.3571 | 0.064332 | 0.076393 | 0.099058 | 0.071423
7696 | Lateral Hardening | Lateral Hardening-Fuse-10070695 | Laterals | 13268 | 0.060417 | 4 | 1 | 53402.99 | 0 | 3422.1502 | 4070.6992 | 5347.1467 | -49980.8398 | -49332.2908 | -48055.8433 | 0.064082 | 0.076226 | 0.10013 | 0.07133
1990 | Lateral Hardening | Lateral Hardening-Fuse-91985788 | Laterals | 13479 | 0.14167 | 9 | 0 | 167007.86 | 0 | 10784.5826 | 12684.7979 | 16342.9033 | -156223.2774 | -154323.0621 | -150664.9567 | 0.064575 | 0.075953 | 0.097857 | 0.071317
716 | Lateral Hardening | Lateral Hardening-Fuse-91075817 | Laterals | 13183 | 0.036932 | 4 | 4 | 54872.55 | 0 | 3557.1814 | 4158.8288 | 5311.7145 | -51315.3686 | -50713.7212 | -49560.8355 | 0.064826 | 0.075791 | 0.096801 | 0.071313
12705 | Lateral Hardening | Lateral Hardening-Fuse-10671317 | Laterals | 13389 | 0.045833 | 4 | 1 | 52191.01 | 0 | 3342.8185 | 3980.4258 | 5216.4404 | -48848.1915 | -48210.5842 | -46974.5696 | 0.06405 | 0.076267 | 0.099949 | 0.071305
11827 | Lateral Hardening | Lateral Hardening-Fuse-10676291 | Laterals | 13785 | 0.057576 | 7 | 3 | 105478.82 | 0 | 6763.127 | 8035.2221 | 10495.2723 | -98715.693 | -97443.5979 | -94983.5477 | 0.064118 | 0.076179 | 0.099501 | 0.071275
12367 | Lateral Hardening | Lateral Hardening-Fuse-10714691 | Laterals | 13019 | 0.033712 | 4 | 1 | 50000 | 0 | 3200.5709 | 3811.046 | 4994.4642 | -46799.4291 | -46188.954 | -45005.5358 | 0.064011 | 0.076221 | 0.099889 | 0.071262
8906 | Lateral Hardening | Lateral Hardening-Fuse-60029613 | Laterals | 13093 | 0.12159 | 6 |  | 50118.33 | 0 | 3192.9929 | 3828.1164 | 5064.0464 | -46925.3371 | -46290.2136 | -45054.2836 | 0.063709 | 0.076382 | 0.10104 | 0.071244
14380 | Lateral Hardening | Lateral Hardening-Fuse-90527469 | Laterals | 13516 | 0.19432 | 17 | 33 | 305892.24 | 0 | 19832.8208 | 23178.5634 | 29389.4229 | -286059.4192 | -282713.6766 | -276502.8171 | 0.064836 | 0.075774 | 0.096078 | 0.071241
17806 | Lateral Hardening | Lateral Hardening-Fuse-10562336 | Laterals | 13296 | 0.058523 | 4 | 1 | 53245.59 | 0 | 3407.8264 | 4053.6608 | 5324.7656 | -49837.7636 | -49191.9292 | -47920.8244 | 0.064002 | 0.076131 | 0.1 | 0.071241
12592 | Lateral Hardening | Lateral Hardening-Fuse-10797431 | Laterals | 14042 | 0.15739 | 13 | 0 | 155515.32 | 0 | 9902.0764 | 11871.715 | 15704.5682 | -145613.2436 | -143643.605 | -139810.7518 | 0.063673 | 0.076338 | 0.10098 | 0.071203
11835 | Lateral Hardening | Lateral Hardening-Fuse-60224463 | Laterals | 13227 | 0.09053 | 4 | 3 | 99848.9 | 0 | 6415.9044 | 7582.4638 | 9809.1189 | -93432.9956 | -92266.4362 | -90039.7811 | 0.064256 | 0.075939 | 0.09824 | 0.071159
5199 | Lateral Hardening | Lateral Hardening-Fuse-60177257 | Laterals | 13030 | 0.11383 | 8 | 1 | 110873.74 | 0 | 7083.4188 | 8437.608 | 11083.5331 | -103790.3212 | -102436.132 | -99790.2069 | 0.063887 | 0.076101 | 0.099965 | 0.071159
14741 | Lateral Hardening | Lateral Hardening-Fuse-60586613 | Laterals | 13146 | 0.067235 | 3 | 1 | 53969.63 | 0 | 3449.9388 | 4103.9908 | 5387.3578 | -50519.6912 | -49865.6392 | -48582.2722 | 0.063924 | 0.076043 | 0.099822 | 0.071149
16610 | Lateral Hardening | Lateral Hardening-Fuse-92406251 | Laterals | 13899 | 0.3839 | 22 | 0 | 499109.9 | 0 | 32168.9367 | 37819.2384 | 48562.273 | -466940.9633 | -461290.6616 | -450547.627 | 0.064453 | 0.075773 | 0.097298 | 0.071133
2548 | Lateral Hardening | Lateral Hardening-Fuse-10754790 | Laterals | 14306 | 0.46742 | 28 | 20 | 416311.15 | 0 | 26653.1387 | 31643.4726 | 41227.573 | -389658.0113 | -384667.6774 | -375083.577 | 0.064022 | 0.076009 | 0.099031 | 0.071119
9190 | Lateral Hardening | Lateral Hardening-Fuse-90926069 | Laterals | 13959 | 0.10341 | 10 | 0 | 93046.3 | 0 | 5915.8689 | 7092.6043 | 9382.4935 | -87130.4311 | -85953.6957 | -83663.8065 | 0.06358 | 0.076227 | 0.10084 | 0.0711
14597 | Lateral Hardening | Lateral Hardening-Fuse-10381232 | Laterals | 13087 | 0.17045 | 8 | 0 | 110421.18 | 0 | 7014.3643 | 8409.6032 | 11124.6932 | -103406.8157 | -102011.5768 | -99296.4868 | 0.063524 | 0.076159 | 0.10075 | 0.071037
17819 | Lateral Hardening | Lateral Hardening-Fuse-60182642 | Laterals | 13661 | 0.039773 | 4 | 3 | 55617.33 | 0 | 3567.0949 | 4215.675 | 5453.6439 | -52050.2351 | -51401.655 | -50163.6861 | 0.064136 | 0.075798 | 0.098057 | 0.071027
966 | Lateral Hardening | Lateral Hardening-Fuse-10097050 | Laterals | 13909 | 0.1 | 7 | 0 | 241972.43 | 0 | 15566.2769 | 18307.1473 | 23531.7057 | -226406.1531 | -223665.2827 | -218440.7243 | 0.064331 | 0.075658 | 0.09725 | 0.071021
10041 | Lateral Hardening | Lateral Hardening-Fuse-60032977 | Laterals | 13007 | 0.1572 | 5 |  | 50000 | 0 | 3173.9657 | 3805.3045 | 5033.8695 | -46826.0343 | -46194.6955 | -44966.1305 | 0.063479 | 0.076106 | 0.10068 | 0.070987
14154 | Lateral Hardening | Lateral Hardening-Fuse-90852459 | Laterals | 13839 | 0.0054924 | 2 | 26 | 50000 | 0 | 3270.1778 | 3763.6511 | 4564.4449 | -46729.8222 | -46236.3489 | -45435.5551 | 0.065404 | 0.075273 | 0.091289 | 0.070953
9473 | Lateral Hardening | Lateral Hardening-Fuse-91491128 | Laterals | 13082 | 0.042045 | 4 | 8 | 59736.21 | 0 | 3851.9272 | 4503.5014 | 5749.283 | -55884.2828 | -55232.7086 | -53986.927 | 0.064482 | 0.07539 | 0.096245 | 0.070931
9273 | Lateral Hardening | Lateral Hardening-Fuse-60579730 | Laterals | 13072 | 0.11402 | 9 | 6 | 238900.6 | 0 | 15390.7902 | 18030.5038 | 22966.0513 | -223509.8098 | -220870.0962 | -215934.5487 | 0.064423 | 0.075473 | 0.096132 | 0.070909
14840 | Lateral Hardening | Lateral Hardening-Fuse-92610472 | Laterals | 13390 | 0.032197 | 4 | 0 | 57770.69 | 0 | 3662.3812 | 4390.8716 | 5808.4904 | -54108.3088 | -53379.8184 | -51962.1996 | 0.063395 | 0.076005 | 0.10054 | 0.070893
17472 | Lateral Hardening | Lateral Hardening-Fuse-10916863 | Laterals | 13805 | 0.14697 | 6 | 1 | 56157.49 | 0 | 3576.3672 | 4255.1821 | 5582.7489 | -52581.1228 | -51902.3079 | -50574.7411 | 0.063685 | 0.075772 | 0.099412 | 0.070884
7998 | Lateral Hardening | Lateral Hardening-Fuse-10556552 | Laterals | 13298 | 0.083902 | 7 | 2 | 59284.75 | 0 | 3775.5948 | 4489.2459 | 5897.3859 | -55509.1552 | -54795.5041 | -53387.3641 | 0.063686 | 0.075723 | 0.099476 | 0.070876
18921 | Lateral Hardening | Lateral Hardening-Fuse-91978686 | Laterals | 13069 | 0.34015 | 30 | 53 | 517160.47 | 0 | 33294.6908 | 38981.8843 | 49739.1307 | -483865.7792 | -478178.5857 | -467421.3393 | 0.06438 | 0.075377 | 0.096177 | 0.070859
10923 | Lateral Hardening | Lateral Hardening-Fuse-91677779 | Laterals | 13808 | 0.12633 | 8 | 3 | 106753.76 | 0 | 6788.4496 | 8080.6062 | 10557.9929 | -99965.3104 | -98673.1538 | -96195.7671 | 0.06359 | 0.075694 | 0.0989 | 0.070752
10928 | Lateral Hardening | Lateral Hardening-Fuse-60147040 | Laterals | 13436 | 0.050568 | 4 | 2 | 56514.51 | 0 | 3600.8529 | 4277.5708 | 5545.0819 | -52913.6571 | -52236.9392 | -50969.4281 | 0.063716 | 0.07569 | 0.098118 | 0.070748
19037 | Lateral Hardening | Lateral Hardening-Fuse-10795724 | Laterals | 13695 | 0.075379 | 6 | 16 | 141311.02 | 0 | 9131.1677 | 10622.6423 | 13299.6174 | -132179.8523 | -130688.3777 | -128011.4026 | 0.064618 | 0.075172 | 0.094116 | 0.070734
9839 | Lateral Hardening | Lateral Hardening-Fuse-10842835 | Laterals | 13796 | 0.037689 | 5 | 2 | 51005.51 | 0 | 3247.5071 | 3858.2696 | 5000.4309 | -47758.0029 | -47147.2404 | -46005.0791 | 0.06367 | 0.075644 | 0.098037 | 0.070699
10892 | Lateral Hardening | Lateral Hardening-Fuse-92346345 | Laterals | 13431 | 0.081818 | 6 | 2 | 103563.54 | 0 | 6578.9986 | 7831.326 | 10230.4427 | -96984.5414 | -95732.214 | -93333.0973 | 0.063526 | 0.075619 | 0.098784 | 0.07068
14156 | Lateral Hardening | Lateral Hardening-Fuse-91743707 | Laterals | 13305 | 0.25682 | 9 | 0 | 116900.8 | 0 | 7388.0381 | 8857.6051 | 11717.3352 | -109512.7619 | -108043.1949 | -105183.4648 | 0.063199 | 0.07577 | 0.10023 | 0.070674
5498 | Lateral Hardening | Lateral Hardening-Fuse-92514141 | Laterals | 13011 | 0.17803 | 10 | 21 | 177352.1 | 0 | 11409.1277 | 13349.7697 | 16824.3354 | -165942.9723 | -164002.3303 | -160527.7646 | 0.06433 | 0.075273 | 0.094864 | 0.070666
12347 | Lateral Hardening | Lateral Hardening-Fuse-92295522 | Laterals | 13045 | 0.095455 | 10 | 20 | 206572.71 | 0 | 13294.5813 | 15521.371 | 19585.7165 | -193278.1287 | -191051.339 | -186986.9935 | 0.064358 | 0.075138 | 0.094813 | 0.070637
472 | Lateral Hardening | Lateral Hardening-Fuse-10679301 | Laterals | 13807 | 0.073485 | 4 | 1 | 50050.37 | 0 | 3178.8885 | 3774.518 | 4925.9907 | -46871.4815 | -46275.852 | -45124.3793 | 0.063514 | 0.075414 | 0.098421 | 0.070575
6369 | Lateral Hardening | Lateral Hardening-Fuse-10712387 | Laterals | 13256 | 0.097727 | 6 | 0 | 92162.8 | 0 | 5814.0257 | 6970.5033 | 9220.9714 | -86348.7743 | -85192.2967 | -82941.8286 | 0.063084 | 0.075633 | 0.10005 | 0.070545
8041 | Lateral Hardening | Lateral Hardening-Fuse-10612072 | Laterals | 13927 | 0.053598 | 4 | 0 | 61327.93 | 0 | 3868.3901 | 4637.8581 | 6135.2179 | -57459.5399 | -56690.0719 | -55192.7121 | 0.063077 | 0.075624 | 0.10004 | 0.070537
8311 | Lateral Hardening | Lateral Hardening-Fuse-91531016 | Laterals | 13102 | 0.033523 | 3 | 2 | 77702.28 | 0 | 5105.3995 | 5797.0039 | 6756.28 | -72596.8805 | -71905.2761 | -70946 | 0.065705 | 0.074605 | 0.086951 | 0.070499
2801 | Lateral Hardening | Lateral Hardening-Fuse-60171331 | Laterals | 13863 | 0.077273 | 6 | 0 | 54803.85 | 0 | 3454.2153 | 4141.299 | 5478.3419 | -51349.6347 | -50662.551 | -49325.5081 | 0.063029 | 0.075566 | 0.099963 | 0.070483
6167 | Lateral Hardening | Lateral Hardening-Fuse-93301941 | Laterals | 13808 | 0.038258 | 4 | 3 | 59421.41 | 0 | 3775.2769 | 4477.5158 | 5794.1493 | -55646.1331 | -54943.8942 | -53627.2607 | 0.063534 | 0.075352 | 0.097509 | 0.070477
19689 | Lateral Hardening | Lateral Hardening-Fuse-60452324 | Laterals | 13324 | 0.099053 | 6 | 0 | 50000 | 0 | 3150.449 | 3777.11 | 4996.5723 | -46849.551 | -46222.89 | -45003.4277 | 0.063009 | 0.075542 | 0.099931 | 0.070461
15241 | Lateral Hardening | Lateral Hardening-Fuse-92356594 | Laterals | 13655 | 0.17045 | 8 | 3 | 105982.5 | 0 | 6725.1923 | 7990.2997 | 10354.0719 | -99257.3077 | -97992.2003 | -95628.4281 | 0.063456 | 0.075393 | 0.097696 | 0.070461
8248 | Lateral Hardening | Lateral Hardening-Fuse-10700767 | Laterals | 13192 | 0.30663 | 31 | 0 | 772575.85 | 0 | 49876.8151 | 57563.3977 | 72075.393 | -722699.0349 | -715012.4523 | -700500.457 | 0.064559 | 0.074508 | 0.093292 | 0.070417
6112 | Lateral Hardening | Lateral Hardening-Fuse-10704167 | Laterals | 13962 | 0.16989 | 10 | 10 | 213471.78 | 0 | 13643.8349 | 15987.4084 | 20488.3302 | -199827.9451 | -197484.3716 | -192983.4498 | 0.063914 | 0.074892 | 0.095977 | 0.070414
13979 | Lateral Hardening | Lateral Hardening-Fuse-60451260 | Laterals | 13414 | 0.058712 | 4 | 5 | 113433.26 | 0 | 7227.6248 | 8505.9413 | 10954.8894 | -106205.6352 | -104927.3187 | -102478.3706 | 0.063717 | 0.074986 | 0.096576 | 0.070384
5720 | Lateral Hardening | Lateral Hardening-Fuse-90290014 | Laterals | 13807 | 0.11269 | 6 |  | 171455.95 | 0 | 10778.2734 | 12922.1978 | 17094.2056 | -160677.6766 | -158533.7522 | -154361.7444 | 0.062863 | 0.075367 | 0.0997 | 0.070298
14129 | Lateral Hardening | Lateral Hardening-Fuse-90902710 | Laterals | 13220 | 0.12405 | 9 | 8 | 136153.66 | 0 | 8674.779 | 10183.7765 | 13084.4173 | -127478.881 | -125969.8835 | -123069.2427 | 0.063713 | 0.074796 | 0.0961 | 0.070277
17583 | Lateral Hardening | Lateral Hardening-Fuse-91677717 | Laterals | 13547 | 0.062689 | 6 | 17 | 144186.44 | 0 | 9255.252 | 10763.4336 | 13444.5886 | -134931.188 | -133423.0064 | -130741.8514 | 0.064189 | 0.074649 | 0.093244 | 0.070233
16723 | Lateral Hardening | Lateral Hardening-Fuse-10635997 | Laterals | 13388 | 0.11458 | 10 | 7 | 162528.49 | 0 | 10276.995 | 12204.8532 | 15851.2478 | -152251.495 | -150323.6368 | -146677.2422 | 0.063232 | 0.075094 | 0.097529 | 0.07022
2896 | Lateral Hardening | Lateral Hardening-Fuse-93219694 | Laterals | 13459 | 0.037311 | 4 | 1 | 51482.71 | 0 | 3245.8944 | 3866.8649 | 5064.5788 | -48236.8156 | -47615.8451 | -46418.1312 | 0.063048 | 0.07511 | 0.098374 | 0.070199
12928 | Lateral Hardening | Lateral Hardening-Fuse-92386484 | Laterals | 13133 | 0.11269 | 10 | 19 | 213461.09 | 0 | 13595.6603 | 15938.1906 | 20457.3399 | -199865.4297 | -197522.8994 | -193003.7501 | 0.063692 | 0.074666 | 0.095836 | 0.070198
19571 | Lateral Hardening | Lateral Hardening-Fuse-10595494 | Laterals | 13698 | 0.15341 | 9 | 3 | 152947.83 | 0 | 9654.8526 | 11468.2194 | 14978.2929 | -143292.9774 | -141479.6106 | -137969.5371 | 0.063125 | 0.074981 | 0.097931 | 0.070163
13750 | Lateral Hardening | Lateral Hardening-Fuse-10680831 | Laterals | 13308 | 0.17424 | 20 | 0 | 180588.48 | 0 | 11330.2798 | 13584.0048 | 17969.6809 | -169258.2002 | -167004.4752 | -162618.7991 | 0.062741 | 0.075221 | 0.099506 | 0.070161
1242 | Lateral Hardening | Lateral Hardening-Fuse-10754794 | Laterals | 13331 | 0.10947 | 8 | 1 | 57479.65 | 0 | 3610.6007 | 4313.2871 | 5680.7104 | -53869.0493 | -53166.3629 | -51798.9396 | 0.062815 | 0.07504 | 0.09883 | 0.070084
10853 | Lateral Hardening | Lateral Hardening-Fuse-10710640 | Laterals | 14000 | 0.062311 | 5 | 1 | 53560.39 | 0 | 3368.0571 | 4015.3379 | 5272.5305 | -50192.3329 | -49545.0521 | -48287.8595 | 0.062883 | 0.074968 | 0.098441 | 0.070065
19040 | Lateral Hardening | Lateral Hardening-Fuse-60057784 | Laterals | 13071 | 0.21856 | 13 | 13 | 229306.96 | 0 | 14965.2632 | 16918.4441 | 20099.4374 | -214341.6968 | -212388.5159 | -209207.5226 | 0.065263 | 0.073781 | 0.087653 | 0.070057
9663 | Lateral Hardening | Lateral Hardening-Fuse-91032448 | Laterals | 13433 | 0.11023 | 7 | 0 | 89629.53 | 0 | 5614.8017 | 6731.6513 | 8905.0047 | -84014.7283 | -82897.8787 | -80724.5253 | 0.062645 | 0.075105 | 0.099353 | 0.070054
9125 | Lateral Hardening | Lateral Hardening-Fuse-10612137 | Laterals | 13927 | 0.046023 | 3 | 8 | 50000 | 0 | 3210.5352 | 3709.9009 | 4621.174 | -46789.4648 | -46290.0991 | -45378.826 | 0.064211 | 0.074198 | 0.092423 | 0.070028
13489 | Lateral Hardening | Lateral Hardening-Fuse-10895240 | Laterals | 13003 | 0.039015 | 4 | 1 | 50000 | 0 | 3144.3335 | 3744.0819 | 4906.7062 | -46855.6665 | -46255.9181 | -45093.2938 | 0.062887 | 0.074882 | 0.098134 | 0.07001
14355 | Lateral Hardening | Lateral Hardening-Fuse-91374727 | Laterals | 13591 | 0.095076 | 8 | 17 | 154737.98 | 0 | 9870.1062 | 11526.6387 | 14517.1695 | -144867.8738 | -143211.3413 | -140220.8105 | 0.063786 | 0.074491 | 0.093818 | 0.070001
14343 | Lateral Hardening | Lateral Hardening-Fuse-90437083 | Laterals | 13120 | 0.041856 | 4 | 0 | 83475.05 | 0 | 5224.6157 | 6263.8527 | 8286.1745 | -78250.4343 | -77211.1973 | -75188.8755 | 0.062589 | 0.075039 | 0.099265 | 0.069991
13980 | Lateral Hardening | Lateral Hardening-Fuse-10195200 | Laterals | 13323 | 0.23409 | 17 | 29 | 457969.32 | 0 | 29110.6085 | 34112.7803 | 43389.7635 | -428858.7115 | -423856.5397 | -414579.5565 | 0.063565 | 0.074487 | 0.094744 | 0.069959
16094 | Lateral Hardening | Lateral Hardening-Fuse-91238629 | Laterals | 13214 | 0.15587 | 10 | 0 | 158099.81 | 0 | 9887.9523 | 11854.7815 | 15682.1677 | -148211.8577 | -146245.0285 | -142417.6423 | 0.062542 | 0.074983 | 0.099192 | 0.06994
10346 | Lateral Hardening | Lateral Hardening-Fuse-91379626 | Laterals | 13298 | 0.039205 | 3 | 1 | 51640.11 | 0 | 3244.5679 | 3859.8226 | 5066.1412 | -48395.5421 | -47780.2874 | -46573.9688 | 0.06283 | 0.074745 | 0.098105 | 0.069932
11914 | Lateral Hardening | Lateral Hardening-Fuse-90481342 | Laterals | 13458 | 0.1375 | 7 | 4 | 99313.74 | 0 | 6266.8322 | 7417.2544 | 9593.8571 | -93046.9078 | -91896.4856 | -89719.8829 | 0.063101 | 0.074685 | 0.096602 | 0.069926
16039 | Lateral Hardening | Lateral Hardening-Fuse-92613739 | Laterals | 13091 | 0.057576 | 6 | 38 | 246654.71 | 0 | 15835.8951 | 18291.1408 | 22584.5386 | -230818.8149 | -228363.5692 | -224070.1714 | 0.064203 | 0.074157 | 0.091563 | 0.069925
2539 | Lateral Hardening | Lateral Hardening-Fuse-10099368 | Laterals | 13963 | 0.20152 | 16 | 0 | 262234.6 | 0 | 16392.5288 | 19653.1942 | 25998.344 | -245842.0712 | -242581.4058 | -236236.256 | 0.062511 | 0.074945 | 0.099142 | 0.069904
4248 | Lateral Hardening | Lateral Hardening-Fuse-10628993 | Laterals | 13146 | 0.064583 | 5 | 3 | 53240.59 | 0 | 3359.8286 | 3970.181 | 5137.3862 | -49880.7614 | -49270.409 | -48103.2038 | 0.063107 | 0.074571 | 0.096494 | 0.069884
10205 | Lateral Hardening | Lateral Hardening-Fuse-93299419 | Laterals | 13808 | 0.01553 | 3 | 1 | 50000 | 0 | 3138.468 | 3738.0998 | 4886.1847 | -46861.532 | -46261.9002 | -45113.8153 | 0.062769 | 0.074762 | 0.097724 | 0.069863
1148 | Lateral Hardening | Lateral Hardening-Fuse-10061190 | Laterals | 13071 | 0.078788 | 4 | 2 | 94434.34 | 0 | 5957.5382 | 7037.6812 | 9090.7575 | -88476.8018 | -87396.6588 | -85343.5825 | 0.063087 | 0.074525 | 0.096265 | 0.069836
9821 | Lateral Hardening | Lateral Hardening-Fuse-92456565 | Laterals | 13143 | 0.067045 | 9 | 16 | 202273.89 | 0 | 12801.7682 | 15026.9523 | 19322.1508 | -189472.1218 | -187246.9377 | -182951.7392 | 0.063289 | 0.07429 | 0.095525 | 0.069813
5413 | Lateral Hardening | Lateral Hardening-Fuse-10338462 | Laterals | 13585 | 0.13352 | 11 | 0 | 93251.88 | 0 | 5819.5754 | 6977.1569 | 9229.7732 | -87432.3046 | -86274.7231 | -84022.1068 | 0.062407 | 0.074821 | 0.098977 | 0.069788
3851 | Lateral Hardening | Lateral Hardening-Fuse-91959604 | Laterals | 13419 | 0.08428 | 8 | 16 | 149910.8 | 0 | 9528.3823 | 11132.2674 | 14051.0632 | -140382.4177 | -138778.5326 | -135859.7368 | 0.06356 | 0.074259 | 0.093729 | 0.069787
12639 | Lateral Hardening | Lateral Hardening-Fuse-60175274 | Laterals | 13011 | 0.098295 | 5 | 3 | 59972.31 | 0 | 3779.9112 | 4465.4287 | 5776.1889 | -56192.3988 | -55506.8813 | -54196.1211 | 0.063028 | 0.074458 | 0.096314 | 0.069785
1555 | Lateral Hardening | Lateral Hardening-Fuse-10745633 | Laterals | 13431 | 0.12178 | 6 | 4 | 105867.32 | 0 | 6679.6859 | 7871.9605 | 10133.8688 | -99187.6341 | -97995.3595 | -95733.4512 | 0.063095 | 0.074357 | 0.095722 | 0.069736
1544 | Lateral Hardening | Lateral Hardening-Fuse-10705824 | Laterals | 13268 | 0.097348 | 6 | 6 | 111696.86 | 0 | 7073.5264 | 8273.5074 | 10604.1158 | -104623.3336 | -103423.3526 | -101092.7442 | 0.063328 | 0.074071 | 0.094937 | 0.069712
17837 | Lateral Hardening | Lateral Hardening-Fuse-91028563 | Laterals | 13147 | 0.069129 | 5 | 6 | 113790.28 | 0 | 7193.6209 | 8440.0591 | 10834.2565 | -106596.6591 | -105350.2209 | -102956.0235 | 0.063218 | 0.074172 | 0.095212 | 0.069704
15111 | Lateral Hardening | Lateral Hardening-Fuse-92661380 | Laterals | 13685 | 0.049432 | 3 | 2 | 51981.39 | 0 | 3275.2127 | 3858.8775 | 4971.5364 | -48706.1773 | -48122.5125 | -47009.8536 | 0.063007 | 0.074236 | 0.095641 | 0.069639
5683 | Lateral Hardening | Lateral Hardening-Fuse-93324861 | Laterals | 13723 | 0.037121 | 3 | 2 | 50958.29 | 0 | 3205.6794 | 3774.4115 | 4863.4678 | -47752.6106 | -47183.8785 | -46094.8222 | 0.062908 | 0.074069 | 0.09544 | 0.069509
2841 | Lateral Hardening | Lateral Hardening-Fuse-92888694 | Laterals | 13010 | 0.039773 | 5 | 0 | 51687.33 | 0 | 3211.7311 | 3850.5819 | 5093.765 | -48475.5989 | -47836.7481 | -46593.565 | 0.062138 | 0.074498 | 0.09855 | 0.069487
5975 | Lateral Hardening | Lateral Hardening-Fuse-92804598 | Laterals | 13210 | 0.05 | 6 | 10 | 64659.81 | 0 | 4089.2234 | 4771.6117 | 6073.3609 | -60570.5866 | -59888.1983 | -58586.4491 | 0.063242 | 0.073796 | 0.093928 | 0.069477
1346 | Lateral Hardening | Lateral Hardening-Fuse-60408982 | Laterals | 13162 | 0.047538 | 3 | 11 | 64122.67 | 0 | 4075.5528 | 4731.9714 | 5892.7648 | -60047.1172 | -59390.6986 | -58229.9052 | 0.063559 | 0.073796 | 0.091898 | 0.069464
16541 | Lateral Hardening | Lateral Hardening-Fuse-60014808 | Laterals | 13029 | 0.089583 | 9 | 16 | 146421.52 | 0 | 9254.1141 | 10792.8518 | 13730.3611 | -137167.4059 | -135628.6682 | -132691.1589 | 0.063202 | 0.073711 | 0.093773 | 0.069412
13224 | Lateral Hardening | Lateral Hardening-Fuse-10366499 | Laterals | 13089 | 0.060417 | 5 | 0 | 86361.15 | 0 | 5360.1358 | 6426.3294 | 8501.1077 | -81001.0142 | -79934.8206 | -77860.0423 | 0.062067 | 0.074412 | 0.098437 | 0.069407
7770 | Lateral Hardening | Lateral Hardening-Fuse-10700761 | Laterals | 13192 | 0.11155 | 9 | 0 | 162325.31 | 0 | 10073.4911 | 12077.226 | 15976.4298 | -152251.8189 | -150248.084 | -146348.8802 | 0.062057 | 0.074401 | 0.098422 | 0.069397
2744 | Lateral Hardening | Lateral Hardening-Fuse-91803979 | Laterals | 13029 | 0.089394 | 6 |  | 51881.21 | 0 | 3219.5255 | 3859.9268 | 5106.1269 | -48661.6845 | -48021.2832 | -46775.0831 | 0.062056 | 0.074399 | 0.09842 | 0.069395
2307 | Lateral Hardening | Lateral Hardening-Fuse-10716338 | Laterals | 13959 | 0.12386 | 8 | 3 | 110987.82 | 0 | 6926.106 | 8229.2737 | 10745.5262 | -104061.714 | -102758.5463 | -100242.2938 | 0.062404 | 0.074146 | 0.096817 | 0.069368
7231 | Lateral Hardening | Lateral Hardening-Fuse-92286381 | Laterals | 13780 | 0.3 | 17 | 37 | 366478.41 | 0 | 23117.861 | 27077.1001 | 34120.0775 | -343360.549 | -339401.3099 | -332358.3325 | 0.063081 | 0.073885 | 0.093103 | 0.069324
5222 | Lateral Hardening | Lateral Hardening-Fuse-93217400 | Laterals | 13656 | 0.18239 | 9 | 3 | 177816.58 | 0 | 11506.1599 | 12946.2579 | 15381.5479 | -166310.4201 | -164870.3221 | -162435.0321 | 0.064708 | 0.072807 | 0.086502 | 0.069317
8500 | Lateral Hardening | Lateral Hardening-Fuse-92356395 | Laterals | 13655 | 0.022538 | 4 | 2 | 54184.99 | 0 | 3378.5218 | 4013.498 | 5232.3738 | -50806.4682 | -50171.492 | -48952.6162 | 0.062352 | 0.07407 | 0.096565 | 0.069289
14967 | Lateral Hardening | Lateral Hardening-Fuse-10095490 | Laterals | 13786 | 0.26231 | 10 | 3 | 118055.08 | 0 | 7346.2122 | 8754.4422 | 11449.4279 | -110708.8678 | -109300.6378 | -106605.6521 | 0.062227 | 0.074156 | 0.096984 | 0.069281
1817 | Lateral Hardening | Lateral Hardening-Fuse-10627059 | Laterals | 13657 | 0.033712 | 4 | 3 | 103495.58 | 0 | 6458.345 | 7659.6468 | 9917.5145 | -97037.235 | -95835.9332 | -93578.0655 | 0.062402 | 0.074009 | 0.095825 | 0.069227
8066 | Lateral Hardening | Lateral Hardening-Fuse-90288082 | Laterals | 13389 | 0.024242 | 3 | 2 | 54326.65 | 0 | 3388.831 | 4022.2875 | 5203.9707 | -50937.819 | -50304.3625 | -49122.6793 | 0.062379 | 0.074039 | 0.09579 | 0.069218
390 | Lateral Hardening | Lateral Hardening-Fuse-10797459 | Laterals | 14041 | 0.04053 | 4 |  | 50000 | 0 | 3093.9491 | 3709.3717 | 4906.9643 | -46906.0509 | -46290.6283 | -45093.0357 | 0.061879 | 0.074187 | 0.098139 | 0.069198
12686 | Lateral Hardening | Lateral Hardening-Fuse-93298791 | Laterals | 13808 | 0.13731 | 12 | 4 | 156048.61 | 0 | 9695.209 | 11542.365 | 15139.8293 | -146353.401 | -144506.245 | -140908.7807 | 0.062129 | 0.073966 | 0.09702 | 0.06917
264 | Lateral Hardening | Lateral Hardening-Fuse-10723979 | Laterals | 13780 | 0.14489 | 13 | 19 | 206750.85 | 0 | 12981.5503 | 15181.1389 | 19353.1482 | -193769.2997 | -191569.7111 | -187397.7018 | 0.062788 | 0.073427 | 0.093606 | 0.069062
17408 | Lateral Hardening | Lateral Hardening-Fuse-92612861 | Laterals | 13390 | 0.14583 | 10 | 0 | 60501.73 | 0 | 3734.8658 | 4477.7742 | 5923.4501 | -56766.8642 | -56023.9558 | -54578.2799 | 0.061732 | 0.074011 | 0.097905 | 0.069033
16902 | Lateral Hardening | Lateral Hardening-Fuse-91245576 | Laterals | 13679 | 0.066667 | 5 | 3 | 101795.66 | 0 | 6326.3508 | 7504.1826 | 9712.8369 | -95469.3092 | -94291.4774 | -92082.8231 | 0.062148 | 0.073718 | 0.095415 | 0.068945
5673 | Lateral Hardening | Lateral Hardening-Fuse-93207593 | Laterals | 13070 | 0.032386 | 5 | 5 | 106806.72 | 0 | 6649.1131 | 7854.954 | 10150.4679 | -100157.6069 | -98951.766 | -96656.2521 | 0.062254 | 0.073544 | 0.095036 | 0.068919
6247 | Lateral Hardening | Lateral Hardening-Fuse-92591369 | Laterals | 13038 | 0.045455 | 5 | 1 | 50000 | 0 | 3094.7529 | 3687.1807 | 4828.5187 | -46905.2471 | -46312.8193 | -45171.4813 | 0.061895 | 0.073744 | 0.09657 | 0.068917
4620 | Lateral Hardening | Lateral Hardening-Fuse-90010800 | Laterals | 13391 | 0.039962 | 5 | 1 | 100085 | 0 | 6190.138 | 7379.2044 | 9690.283 | -93894.862 | -92705.7956 | -90394.717 | 0.061849 | 0.073729 | 0.096821 | 0.06891
8095 | Lateral Hardening | Lateral Hardening-Fuse-93020117 | Laterals | 13007 | 0.16307 | 8 |  | 50000 | 0 | 3079.0297 | 3691.4847 | 4883.3023 | -46920.9703 | -46308.5153 | -45116.6977 | 0.061581 | 0.07383 | 0.097666 | 0.068864
19408 | Lateral Hardening | Lateral Hardening-Fuse-90533683 | Laterals | 13839 | 0.042803 | 3 | 2 | 51430.49 | 0 | 3202.4093 | 3777.7804 | 4865.2646 | -48228.0807 | -47652.7096 | -46565.2254 | 0.062267 | 0.073454 | 0.094599 | 0.068856
9866 | Lateral Hardening | Lateral Hardening-Fuse-60165035 | Laterals | 13105 | 0.027462 | 3 | 5 | 61945.55 | 0 | 3888.3802 | 4527.3629 | 5729.5666 | -58057.1698 | -57418.1871 | -56215.9834 | 0.062771 | 0.073086 | 0.092494 | 0.068838
14773 | Lateral Hardening | Lateral Hardening-Fuse-10366513 | Laterals | 13089 | 0.15814 | 16 | 21 | 207852.65 | 0 | 13001.3479 | 15211.1145 | 19431.5783 | -194851.3021 | -192641.5355 | -188421.0717 | 0.062551 | 0.073182 | 0.093487 | 0.068834
10584 | Lateral Hardening | Lateral Hardening-Fuse-60130117 | Laterals | 13219 | 0.041477 | 5 |  | 50000 | 0 | 3077.0201 | 3689.0754 | 4880.1151 | -46922.9799 | -46310.9246 | -45119.8849 | 0.06154 | 0.073782 | 0.097602 | 0.068819
4024 | Lateral Hardening | Lateral Hardening-Fuse-10296951 | Laterals | 13753 | 0.060417 | 5 | 8 | 125364.92 | 0 | 7822.2748 | 9165.9687 | 11769.2079 | -117542.6452 | -116198.9513 | -113595.7121 | 0.062396 | 0.073114 | 0.09388 | 0.06876
18901 | Lateral Hardening | Lateral Hardening-Fuse-60403113 | Laterals | 14123 | 0.1125 | 6 | 3 | 61661.49 | 0 | 3809.6702 | 4527.3923 | 5910.0965 | -57851.8198 | -57134.0977 | -55751.3935 | 0.061784 | 0.073423 | 0.095847 | 0.068682
15349 | Lateral Hardening | Lateral Hardening-Fuse-60121134 | Laterals | 13546 | 0.35038 | 36 | 0 | 584294.76 | 0 | 35880.4647 | 43017.508 | 56905.9644 | -548414.2953 | -541277.252 | -527388.7956 | 0.061408 | 0.073623 | 0.097393 | 0.068671
10433 | Lateral Hardening | Lateral Hardening-Fuse-60070539 | Laterals | 13657 | 0.064394 | 4 | 2 | 50000 | 0 | 3098.3191 | 3666.4859 | 4740.8658 | -46901.6809 | -46333.5141 | -45259.1342 | 0.061966 | 0.07333 | 0.094817 | 0.06866
2071 | Lateral Hardening | Lateral Hardening-Fuse-90371225 | Laterals | 13003 | 0.072538 | 4 | 1 | 50000 | 0 | 3089.9972 | 3667.5884 | 4787.1889 | -46910.0028 | -46332.4116 | -45212.8111 | 0.0618 | 0.073352 | 0.095744 | 0.06866
10753 | Lateral Hardening | Lateral Hardening-Fuse-91147880 | Laterals | 13147 | 0.079545 | 4 | 1 | 54992.73 | 0 | 3390.1543 | 4038.0679 | 5290.0025 | -51602.5757 | -50954.6621 | -49702.7275 | 0.061647 | 0.073429 | 0.096195 | 0.068637
8369 | Lateral Hardening | Lateral Hardening-Fuse-10627057 | Laterals | 13147 | 0.32727 | 18 | 21 | 338018.22 | 0 | 21054.712 | 24684.994 | 31603.1124 | -316963.508 | -313333.226 | -306415.1076 | 0.062289 | 0.073029 | 0.093495 | 0.068631
3951 | Lateral Hardening | Lateral Hardening-Fuse-60192936 | Laterals | 13278 | 0.13807 | 12 | 14 | 186534.21 | 0 | 11627.4382 | 13611.7513 | 17408.894 | -174906.7718 | -172922.4587 | -169125.316 | 0.062334 | 0.072972 | 0.093328 | 0.068625
17898 | Lateral Hardening | Lateral Hardening-Fuse-10129879 | Laterals | 13422 | 0.091477 | 4 | 2 | 55984.35 | 0 | 3455.7182 | 4108.2924 | 5359.5948 | -52528.6318 | -51876.0576 | -50624.7552 | 0.061727 | 0.073383 | 0.095734 | 0.068624
3225 | Lateral Hardening | Lateral Hardening-Fuse-10686003 | Laterals | 13808 | 0.16837 | 12 | 6 | 158121.29 | 0 | 9774.5777 | 11590.008 | 15010.9496 | -148346.7123 | -146531.282 | -143110.3404 | 0.061817 | 0.073298 | 0.094933 | 0.068573
74 | Lateral Hardening | Lateral Hardening-Fuse-10632107 | Laterals | 13311 | 0.089962 | 6 | 11 | 130733 | 0 | 8166.5485 | 9520.2096 | 12028.1958 | -122566.4515 | -121212.7904 | -118704.8042 | 0.062467 | 0.072822 | 0.092006 | 0.068528
9341 | Lateral Hardening | Lateral Hardening-Fuse-10671219 | Laterals | 13724 | 0.050189 | 5 | 1 | 50000 | 0 | 3076.9141 | 3664.4085 | 4801.2245 | -46923.0859 | -46335.5915 | -45198.7755 | 0.061538 | 0.073288 | 0.096024 | 0.068512
7461 | Lateral Hardening | Lateral Hardening-Fuse-10595511 | Laterals | 13698 | 0.068939 | 4 | 2 | 94124.54 | 0 | 5801.775 | 6892.118 | 8934.3604 | -88322.765 | -87232.422 | -85190.1796 | 0.061639 | 0.073223 | 0.094921 | 0.068443
6427 | Lateral Hardening | Lateral Hardening-Fuse-91491208 | Laterals | 13224 | 0.098674 | 7 | 18 | 135387.04 | 0 | 8456.4527 | 9853.2661 | 12328.7541 | -126930.5873 | -125533.7739 | -123058.2859 | 0.062461 | 0.072779 | 0.091063 | 0.068417
6325 | Lateral Hardening | Lateral Hardening-Fuse-90294620 | Laterals | 13813 | 0.055303 | 3 | 1 | 52978.01 | 0 | 3256.3843 | 3873.7415 | 5085.1069 | -49721.6257 | -49104.2685 | -47892.9031 | 0.061467 | 0.07312 | 0.095985 | 0.068414
8020 | Lateral Hardening | Lateral Hardening-Fuse-10375129 | Laterals | 13176 | 0.071212 | 7 | 11 | 77371.49 | 0 | 4931.0909 | 5594.6988 | 6560.708 | -72440.3991 | -71776.7912 | -70810.782 | 0.063733 | 0.07231 | 0.084795 | 0.068412
6498 | Lateral Hardening | Lateral Hardening-Fuse-10694140 | Laterals | 13254 | 0.3642 | 18 | 0 | 287532.15 | 0 | 17579.4297 | 21076.1835 | 27880.7537 | -269952.7203 | -266455.9665 | -259651.3963 | 0.061139 | 0.0733 | 0.096966 | 0.06837
18026 | Lateral Hardening | Lateral Hardening-Fuse-92944646 | Laterals | 13268 | 0.094886 | 5 | 1 | 56267.67 | 0 | 3456.306 | 4111.4121 | 5397.6353 | -52811.364 | -52156.2579 | -50870.0347 | 0.061426 | 0.073069 | 0.095928 | 0.068369
17435 | Lateral Hardening | Lateral Hardening-Fuse-60172040 | Laterals | 13968 | 0.11269 | 6 | 11 | 172635.05 | 0 | 10753.2761 | 12537.778 | 15829.2103 | -161881.7739 | -160097.272 | -156805.8397 | 0.062289 | 0.072626 | 0.091692 | 0.06833
11148 | Lateral Hardening | Lateral Hardening-Fuse-90287384 | Laterals | 13807 | 0.099811 | 7 | 5 | 60098.23 | 0 | 3714.6131 | 4378.4915 | 5641.1682 | -56383.6169 | -55719.7385 | -54457.0618 | 0.061809 | 0.072856 | 0.093866 | 0.068329
17197 | Lateral Hardening | Lateral Hardening-Fuse-91630559 | Laterals | 13805 | 0.0625 | 3 | 1 | 53576.13 | 0 | 3288.4435 | 3916.918 | 5120.7416 | -50287.6865 | -49659.212 | -48455.3884 | 0.061379 | 0.073109 | 0.095579 | 0.068318
1522 | Lateral Hardening | Lateral Hardening-Fuse-60068097 | Laterals | 13072 | 0.025947 | 3 | 4 | 76524.28 | 0 | 4881.8408 | 5512.9388 | 6449.8418 | -71642.4392 | -71011.3412 | -70074.4382 | 0.063795 | 0.072042 | 0.084285 | 0.068318
4781 | Lateral Hardening | Lateral Hardening-Fuse-91278866 | Laterals | 13927 | 0.094508 | 4 | 10 | 103600.76 | 0 | 6472.5549 | 7515.5717 | 9375.238 | -97128.2051 | -96085.1883 | -94225.522 | 0.062476 | 0.072544 | 0.090494 | 0.068298
2440 | Lateral Hardening | Lateral Hardening-Fuse-90283805 | Laterals | 13807 | 0.10322 | 6 | 2 | 96464.8 | 0 | 5929.9613 | 7044.4962 | 9151.8756 | -90534.8387 | -89420.3038 | -87312.9244 | 0.061473 | 0.073027 | 0.094873 | 0.068279
14812 | Lateral Hardening | Lateral Hardening-Fuse-90232194 | Laterals | 13308 | 0.17841 | 10 | 19 | 390190.05 | 0 | 24461.3462 | 28211.1761 | 34914.1249 | -365728.7038 | -361978.8739 | -355275.9251 | 0.062691 | 0.072301 | 0.08948 | 0.068253
18694 | Lateral Hardening | Lateral Hardening-Fuse-10679444 | Laterals | 13807 | 0.048674 | 4 | 3 | 55848.43 | 0 | 3455.0886 | 4056.7622 | 5209.8776 | -52393.3414 | -51791.6678 | -50638.5524 | 0.061865 | 0.072639 | 0.093286 | 0.06824
17147 | Lateral Hardening | Lateral Hardening-Fuse-10612118 | Laterals | 13927 | 0.046402 | 4 | 1 | 50000 | 0 | 3070.6516 | 3645.4735 | 4758.074 | -46929.3484 | -46354.5265 | -45241.926 | 0.061413 | 0.072909 | 0.095161 | 0.068237
8454 | Lateral Hardening | Lateral Hardening-Fuse-10753363 | Laterals | 13330 | 0.12822 | 7 | 1 | 59037.91 | 0 | 3610.4351 | 4312.3547 | 5678.8348 | -55427.4749 | -54725.5553 | -53359.0752 | 0.061155 | 0.073044 | 0.09619 | 0.068225
6626 | Lateral Hardening | Lateral Hardening-Fuse-10650302 | Laterals | 13391 | 0.10152 | 4 | 3 | 60748.57 | 0 | 3738.7361 | 4420.6169 | 5719.525 | -57009.8339 | -56327.9531 | -55029.045 | 0.061544 | 0.072769 | 0.094151 | 0.068172
5267 | Lateral Hardening | Lateral Hardening-Fuse-10162067 | Laterals | 13142 | 0.12311 | 16 | 0 | 282716.05 | 0 | 17234.8804 | 20663.0994 | 27334.303 | -265481.1696 | -262052.9506 | -255381.747 | 0.060962 | 0.073088 | 0.096685 | 0.068172
6759 | Lateral Hardening | Lateral Hardening-Fuse-92353619 | Laterals | 13431 | 0.40795 | 18 | 10 | 261988.89 | 0 | 16100.8835 | 19090.2271 | 24697.6358 | -245888.0065 | -242898.6629 | -237291.2542 | 0.061456 | 0.072867 | 0.09427 | 0.068161
5559 | Lateral Hardening | Lateral Hardening-Fuse-60181030 | Laterals | 13388 | 0.062121 | 5 | 2 | 50000 | 0 | 3072.2719 | 3643.3577 | 4711.4644 | -46927.7281 | -46356.6423 | -45288.5356 | 0.061445 | 0.072867 | 0.094229 | 0.06815
8173 | Lateral Hardening | Lateral Hardening-Fuse-10274813 | Laterals | 14274 | 0.19905 | 10 | 3 | 113306.6 | 0 | 6937.1652 | 8248.3847 | 10839.1709 | -106369.4348 | -105058.2153 | -102467.4291 | 0.061225 | 0.072797 | 0.095662 | 0.06814
18846 | Lateral Hardening | Lateral Hardening-Fuse-10705862 | Laterals | 13268 | 0.1142 | 4 | 0 | 71401.53 | 0 | 4350.2222 | 5215.5321 | 6899.3975 | -67051.3078 | -66185.9979 | -64502.1325 | 0.060926 | 0.073045 | 0.096628 | 0.068132
5415 | Lateral Hardening | Lateral Hardening-Fuse-10629088 | Laterals | 13146 | 0.091856 | 6 | 0 | 107703.16 | 0 | 6557.9513 | 7862.4044 | 10400.8281 | -101145.2087 | -99840.7556 | -97302.3319 | 0.060889 | 0.073001 | 0.096569 | 0.068091
7283 | Lateral Hardening | Lateral Hardening-Fuse-92418466 | Laterals | 13696 | 0.067424 | 9 | 22 | 168159.94 | 0 | 10428.958 | 12160.9576 | 15441.0512 | -157730.982 | -155998.9824 | -152718.8888 | 0.062018 | 0.072318 | 0.091824 | 0.068089
5050 | Lateral Hardening | Lateral Hardening-Fuse-10411572 | Laterals | 13633 | 0.079167 | 4 | 5 | 106255.82 | 0 | 6591.7247 | 7676.8412 | 9765.2585 | -99664.0953 | -98578.9788 | -96490.5615 | 0.062036 | 0.072249 | 0.091903 | 0.068087
6664 | Lateral Hardening | Lateral Hardening-Fuse-10793140 | Laterals | 13470 | 0.092045 | 7 | 9 | 151269.39 | 0 | 9364.7409 | 10943.6286 | 13945.6646 | -141904.6491 | -140325.7614 | -137323.7254 | 0.061908 | 0.072345 | 0.092191 | 0.068067
15477 | Lateral Hardening | Lateral Hardening-Fuse-10381700 | Laterals | 13223 | 0.12348 | 9 | 17 | 171429.22 | 0 | 10628.3723 | 12395.0183 | 15718.4922 | -160800.8477 | -159034.2017 | -155710.7278 | 0.061999 | 0.072304 | 0.091691 | 0.068059
4480 | Lateral Hardening | Lateral Hardening-Fuse-10566582 | Laterals | 13289 | 0.041856 | 7 | 0 | 78998.08 | 0 | 4804.6344 | 5760.3323 | 7620.0896 | -74193.4456 | -73237.7477 | -71377.9904 | 0.06082 | 0.072917 | 0.096459 | 0.068013
4457 | Lateral Hardening | Lateral Hardening-Fuse-60027593 | Laterals | 13094 | 0.033523 | 5 | 9 | 74239.23 | 0 | 4602.4226 | 5364.9966 | 6780.3557 | -69636.8074 | -68874.2334 | -67458.8743 | 0.061994 | 0.072266 | 0.091331 | 0.06801
12087 | Lateral Hardening | Lateral Hardening-Fuse-10274806 | Laterals | 14274 | 0.075947 | 5 | 1 | 54693.67 | 0 | 3336.7996 | 3979.4877 | 5225.0928 | -51356.8704 | -50714.1823 | -49468.5772 | 0.061009 | 0.07276 | 0.095534 | 0.067987
7092 | Lateral Hardening | Lateral Hardening-Fuse-90022146 | Laterals | 13172 | 0.18352 | 9 | 11 | 201840.51 | 0 | 12466.5729 | 14590.6337 | 18648.1125 | -189373.9371 | -187249.8763 | -183192.3975 | 0.061764 | 0.072288 | 0.09239 | 0.067984
3076 | Lateral Hardening | Lateral Hardening-Fuse-10144180 | Laterals | 13123 | 0.061174 | 4 | 5 | 138836.24 | 0 | 8788.9048 | 9988.4468 | 11661.982 | -130047.3352 | -128847.7932 | -127174.258 | 0.063304 | 0.071944 | 0.083998 | 0.067966
759 | Lateral Hardening | Lateral Hardening-Fuse-90850535 | Laterals | 13724 | 0.078977 | 5 | 0 | 65546.25 | 0 | 3983.1354 | 4775.4275 | 6317.2025 | -61563.1146 | -60770.8225 | -59229.0475 | 0.060768 | 0.072856 | 0.096378 | 0.067956
15728 | Lateral Hardening | Lateral Hardening-Fuse-60249132 | Laterals | 13724 | 0.067803 | 4 | 4 | 53508.17 | 0 | 3305.3752 | 3864.4332 | 4935.7083 | -50202.7948 | -49643.7368 | -48572.4617 | 0.061773 | 0.072221 | 0.092242 | 0.067955
16957 | Lateral Hardening | Lateral Hardening-Fuse-60417317 | Laterals | 13686 | 0.050568 | 10 | 4 | 104387.76 | 0 | 6384.4711 | 7583.8351 | 9867.949 | -98003.2889 | -96803.9249 | -94519.811 | 0.061161 | 0.072651 | 0.094532 | 0.067945
3925 | Lateral Hardening | Lateral Hardening-Fuse-92661392 | Laterals | 13685 | 0.17879 | 22 | 0 | 363360.86 | 0 | 22075.0675 | 26466.0561 | 35010.7786 | -341285.7925 | -336894.8039 | -328350.0814 | 0.060752 | 0.072837 | 0.096353 | 0.067938
3195 | Lateral Hardening | Lateral Hardening-Fuse-10129859 | Laterals | 13423 | 0.22102 | 12 | 12 | 181638.33 | 0 | 11181.6329 | 13111.3671 | 16822.6512 | -170456.6971 | -168526.9629 | -164815.6788 | 0.06156 | 0.072184 | 0.092616 | 0.067853
17057 | Lateral Hardening | Lateral Hardening-Fuse-92835119 | Laterals | 13112 | 0.076326 | 6 | 0 | 50000 | 0 | 3032.9094 | 3636.1905 | 4810.1561 | -46967.0906 | -46363.8095 | -45189.8439 | 0.060658 | 0.072724 | 0.096203 | 0.067832
781 | Lateral Hardening | Lateral Hardening-Fuse-10650461 | Laterals | 13391 | 0.077652 | 5 | 3 | 98269.9 | 0 | 6216.0069 | 7031.692 | 8258.5753 | -92053.8931 | -91238.208 | -90011.3247 | 0.063254 | 0.071555 | 0.08404 | 0.067823
1813 | Lateral Hardening | Lateral Hardening-Fuse-90817098 | Laterals | 13661 | 0.24375 | 11 | 0 | 60270.63 | 0 | 3654.9687 | 4381.9846 | 5796.7342 | -56615.6613 | -55888.6454 | -54473.8958 | 0.060643 | 0.072705 | 0.096178 | 0.067815
1510 | Lateral Hardening | Lateral Hardening-Fuse-90711161 | Laterals | 13104 | 0.016667 | 3 | 13 | 57627.05 | 0 | 3638.542 | 4129.1169 | 4840.8414 | -53988.508 | -53497.9331 | -52786.2086 | 0.063139 | 0.071652 | 0.084003 | 0.06778
18675 | Lateral Hardening | Lateral Hardening-Fuse-10599389 | Laterals | 13473 | 0.057765 | 4 | 5 | 73810.49 | 0 | 4525.73 | 5331.4618 | 6865.8633 | -69284.76 | -68479.0282 | -66944.6267 | 0.061316 | 0.072232 | 0.09302 | 0.067761
8687 | Lateral Hardening | Lateral Hardening-Fuse-60249877 | Laterals | 13805 | 0.073674 | 4 | 1 | 50066.11 | 0 | 3053.2543 | 3624.5461 | 4730.771 | -47012.8557 | -46441.5639 | -45335.339 | 0.060984 | 0.072395 | 0.09449 | 0.067758
14780 | Lateral Hardening | Lateral Hardening-Fuse-93300555 | Laterals | 13808 | 0.030303 | 5 | 2 | 54830.33 | 0 | 3341.4154 | 3969.4853 | 5183.7129 | -51488.9146 | -50860.8447 | -49646.6171 | 0.060941 | 0.072396 | 0.094541 | 0.067737
13386 | Lateral Hardening | Lateral Hardening-Fuse-91500810 | Laterals | 13296 | 0.22045 | 15 | 19 | 289127.61 | 0 | 17796.8799 | 20805.3335 | 26578.3446 | -271330.7301 | -268322.2765 | -262549.2654 | 0.061554 | 0.071959 | 0.091926 | 0.067713
14708 | Lateral Hardening | Lateral Hardening-Fuse-92385726 | Laterals | 13391 | 0.027841 | 2 | 14 | 50187.03 | 0 | 3125.9026 | 3599.4044 | 4402.514 | -47061.1274 | -46587.6256 | -45784.516 | 0.062285 | 0.07172 | 0.087722 | 0.067659
13336 | Lateral Hardening | Lateral Hardening-Fuse-90816578 | Laterals | 13509 | 0.057576 | 4 | 3 | 96601.46 | 0 | 5917.9904 | 6949.7543 | 8921.8464 | -90683.4696 | -89651.7057 | -87679.6136 | 0.061262 | 0.071943 | 0.092357 | 0.067576
15504 | Lateral Hardening | Lateral Hardening-Fuse-93050593 | Laterals | 13019 | 0.03428 | 4 | 1 | 77820.08 | 0 | 4892.4753 | 5571.9447 | 6498.7749 | -72927.6047 | -72248.1353 | -71321.3051 | 0.062869 | 0.0716 | 0.08351 | 0.067553
4035 | Lateral Hardening | Lateral Hardening-Fuse-92441325 | Laterals | 13442 | 0.25227 | 18 | 24 | 435391.68 | 0 | 26714.7314 | 31261.1334 | 39934.3255 | -408676.9486 | -404130.5466 | -395457.3545 | 0.061358 | 0.0718 | 0.09172 | 0.067527
2127 | Lateral Hardening | Lateral Hardening-Fuse-10757375 | Laterals | 13423 | 0.1517 | 8 | 16 | 131934.24 | 0 | 8304.2135 | 9395.4595 | 11047.3701 | -123630.0265 | -122538.7805 | -120886.8699 | 0.062942 | 0.071213 | 0.083734 | 0.067503
8825 | Lateral Hardening | Lateral Hardening-Fuse-10199662 | Laterals | 13338 | 0.30057 | 28 | 0 | 626654.19 | 0 | 38735.8865 | 44708.5485 | 56019.2759 | -587918.3035 | -581945.6415 | -570634.9141 | 0.061814 | 0.071345 | 0.089394 | 0.067431
5613 | Lateral Hardening | Lateral Hardening-Fuse-60608602 | Laterals | 13293 | 0.070455 | 7 | 0 | 137480.46 | 0 | 8285.0616 | 9933.0571 | 13140.0032 | -129195.3984 | -127547.4029 | -124340.4568 | 0.060264 | 0.072251 | 0.095577 | 0.067391
7434 | Lateral Hardening | Lateral Hardening-Fuse-90252541 | Laterals | 13164 | 0.070455 | 5 | 11 | 111524.82 | 0 | 6994.5988 | 7960.4932 | 9290.2669 | -104530.2212 | -103564.3268 | -102234.5531 | 0.062718 | 0.071379 | 0.083302 | 0.067375
7418 | Lateral Hardening | Lateral Hardening-Fuse-60211071 | Laterals | 14071 | 0.055114 | 3 | 1 | 52962.27 | 0 | 3203.7313 | 3816.806 | 4991.3065 | -49758.5387 | -49145.464 | -47970.9635 | 0.060491 | 0.072067 | 0.094243 | 0.067339
7068 | Lateral Hardening | Lateral Hardening-Fuse-92615417 | Laterals | 13236 | 0.098295 | 6 | 0 | 52112.31 | 0 | 3132.7629 | 3755.906 | 4968.5224 | -48979.5471 | -48356.404 | -47143.7876 | 0.060116 | 0.072073 | 0.095343 | 0.067226
1408 | Lateral Hardening | Lateral Hardening-Fuse-60081658 | Laterals | 13418 | 0.036742 | 2 | 7 | 70576.81 | 0 | 4350.827 | 5025.1799 | 6229.5021 | -66225.983 | -65551.6301 | -64347.3079 | 0.061647 | 0.071202 | 0.088266 | 0.067175
9438 | Lateral Hardening | Lateral Hardening-Fuse-93045476 | Laterals | 13813 | 0.14072 | 6 | 6 | 50000 | 0 | 3048.4428 | 3570.2607 | 4577.1562 | -46951.5572 | -46429.7393 | -45422.8438 | 0.060969 | 0.071405 | 0.091543 | 0.067157
11688 | Lateral Hardening | Lateral Hardening-Fuse-10628988 | Laterals | 13787 | 0.13466 | 7 | 1 | 59573.07 | 0 | 3588.5175 | 4283.0387 | 5622.5654 | -55984.5525 | -55290.0313 | -53950.5046 | 0.060237 | 0.071896 | 0.094381 | 0.067149
14440 | Lateral Hardening | Lateral Hardening-Fuse-92159501 | Laterals | 13199 | 0.11193 | 9 | 24 | 156138.84 | 0 | 9559.3944 | 11141.0507 | 13956.5782 | -146579.4456 | -144997.7893 | -142182.2618 | 0.061224 | 0.071353 | 0.089386 | 0.067079
2989 | Lateral Hardening | Lateral Hardening-Fuse-10457718 | Laterals | 13229 | 0.058333 | 8 | 4 | 60581.17 | 0 | 3663.5374 | 4342.2311 | 5613.1334 | -56917.6326 | -56238.9389 | -54968.0366 | 0.060473 | 0.071676 | 0.092655 | 0.067052
198 | Lateral Hardening | Lateral Hardening-Fuse-10668904 | Laterals | 13722 | 0.13883 | 6 | 0 | 175520.05 | 0 | 10520.7622 | 12613.4646 | 16685.7961 | -164999.2878 | -162906.5854 | -158834.2539 | 0.059941 | 0.071863 | 0.095065 | 0.06703
1761 | Lateral Hardening | Lateral Hardening-Fuse-10564609 | Laterals | 13292 | 0.064962 | 6 | 9 | 116865.32 | 0 | 7135.6371 | 8315.9713 | 10566.6288 | -109729.6829 | -108549.3487 | -106298.6912 | 0.061059 | 0.071159 | 0.090417 | 0.067024
3933 | Lateral Hardening | Lateral Hardening-Fuse-10556674 | Laterals | 13298 | 0.31742 | 13 | 3 | 158209.99 | 0 | 9519.4784 | 11345.143 | 14847.1579 | -148690.5116 | -146864.847 | -143362.8321 | 0.06017 | 0.071709 | 0.093845 | 0.066999
17923 | Lateral Hardening | Lateral Hardening-Fuse-93206396 | Laterals | 13656 | 0.041288 | 4 | 1 | 50000 | 0 | 3013.6146 | 3578.8024 | 4668.1433 | -46986.3854 | -46421.1976 | -45331.8567 | 0.060272 | 0.071576 | 0.093363 | 0.066972
14897 | Lateral Hardening | Lateral Hardening-Fuse-60618805 | Laterals | 13957 | 0.022348 | 5 |  | 50239.25 | 0 | 3008.3372 | 3606.7306 | 4771.1849 | -47230.9128 | -46632.5194 | -45468.0651 | 0.05988 | 0.071791 | 0.094969 | 0.066962
19054 | Lateral Hardening | Lateral Hardening-Fuse-90873223 | Laterals | 13706 | 0.10284 | 4 | 2 | 60858.75 | 0 | 3669.2835 | 4360.3643 | 5649.0442 | -57189.4665 | -56498.3857 | -55209.7058 | 0.060292 | 0.071647 | 0.092822 | 0.066951
13202 | Lateral Hardening | Lateral Hardening-Fuse-10802857 | Laterals | 13133 | 0.053409 | 5 | 11 | 88190.61 | 0 | 5367.2269 | 6272.0009 | 7995.9938 | -82823.3831 | -81918.6091 | -80194.6162 | 0.060859 | 0.071119 | 0.090667 | 0.066918
3341 | Lateral Hardening | Lateral Hardening-Fuse-10612105 | Laterals | 13927 | 0.13845 | 8 | 6 | 160073.05 | 0 | 9661.6098 | 11449.7717 | 14792.7821 | -150411.4402 | -148623.2783 | -145280.2679 | 0.060358 | 0.071528 | 0.092413 | 0.066914
4957 | Lateral Hardening | Lateral Hardening-Fuse-5010506 | Laterals | 13198 | 0.0085227 | 4 | 4 | 65625.69 | 0 | 3963.5753 | 4682.2799 | 6056.1637 | -61662.1147 | -60943.4101 | -59569.5263 | 0.060397 | 0.071348 | 0.092283 | 0.066871
9421 | Lateral Hardening | Lateral Hardening-Fuse-92637077 | Laterals | 13807 | 0.15739 | 9 | 3 | 144909.69 | 0 | 8717.2771 | 10351.6026 | 13481.4635 | -136192.4129 | -134558.0874 | -131428.2265 | 0.060157 | 0.071435 | 0.093034 | 0.066828
18734 | Lateral Hardening | Lateral Hardening-Fuse-10441200 | Laterals | 13946 | 0.061553 | 7 | 27 | 151952 | 0 | 9284.4469 | 10796.4192 | 13442.562 | -142667.5531 | -141155.5808 | -138509.438 | 0.061101 | 0.071052 | 0.088466 | 0.066823
14848 | Lateral Hardening | Lateral Hardening-Fuse-10897216 | Laterals | 14050 | 0.041098 | 5 | 2 | 51288.83 | 0 | 3085.6682 | 3665.9935 | 4751.2354 | -48203.1618 | -47622.8365 | -46537.5946 | 0.060163 | 0.071477 | 0.092637 | 0.066804
3460 | Lateral Hardening | Lateral Hardening-Fuse-91062616 | Laterals | 13299 | 0.094886 | 7 | 5 | 116439.6 | 0 | 7005.4465 | 8320.4049 | 10777.1446 | -109434.1535 | -108119.1951 | -105662.4554 | 0.060164 | 0.071457 | 0.092556 | 0.066791
8265 | Lateral Hardening | Lateral Hardening-Fuse-92130879 | Laterals | 13223 | 0.1608 | 7 | 0 | 77767.24 | 0 | 4644.5717 | 5568.4313 | 7366.2322 | -73122.6683 | -72198.8087 | -70401.0078 | 0.059724 | 0.071604 | 0.094722 | 0.066788
8343 | Lateral Hardening | Lateral Hardening-Fuse-10759877 | Laterals | 13813 | 0.30966 | 12 | 16 | 284751.15 | 0 | 17297.8465 | 20203.0237 | 25781.6483 | -267453.3035 | -264548.1263 | -258969.5017 | 0.060747 | 0.07095 | 0.090541 | 0.066787
14710 | Lateral Hardening | Lateral Hardening-Fuse-10823020 | Laterals | 13652 | 0.066098 | 2 | 1 | 50000 | 0 | 3017.112 | 3563.9108 | 4588.3203 | -46982.888 | -46436.0892 | -45411.6797 | 0.060342 | 0.071278 | 0.091766 | 0.066765
10148 | Lateral Hardening | Lateral Hardening-Fuse-90946068 | Laterals | 13454 | 0.039205 | 4 | 1 | 151075.41 | 0 | 9408.6834 | 10660.1398 | 12432.2951 | -141666.7266 | -140415.2702 | -138643.1149 | 0.062278 | 0.070562 | 0.082292 | 0.066765
14757 | Lateral Hardening | Lateral Hardening-Fuse-92624834 | Laterals | 13303 | 0.21326 | 8 | 4 | 109539.74 | 0 | 6594.2945 | 7819.7814 | 10106.9896 | -102945.4455 | -101719.9586 | -99432.7504 | 0.0602 | 0.071388 | 0.092268 | 0.066763
1581 | Lateral Hardening | Lateral Hardening-Fuse-93113255 | Laterals | 13817 | 0.054356 | 8 | 2 | 56829.31 | 0 | 3408.4627 | 4054.2254 | 5326.8063 | -53420.8473 | -52775.0846 | -51502.5037 | 0.059977 | 0.07134 | 0.093733 | 0.066762
7019 | Lateral Hardening | Lateral Hardening-Fuse-10457710 | Laterals | 13229 | 0.13314 | 10 | 0 | 247126.18 | 0 | 14750.1912 | 17684.1764 | 23393.6172 | -232375.9888 | -229442.0036 | -223732.5628 | 0.059687 | 0.071559 | 0.094663 | 0.066746
15979 | Lateral Hardening | Lateral Hardening-Fuse-92939642 | Laterals | 13006 | 0.04375 | 3 | 1 | 52017.87 | 0 | 3118.614 | 3714.4525 | 4855.2745 | -48899.256 | -48303.4175 | -47162.5955 | 0.059953 | 0.071407 | 0.093339 | 0.066728
7837 | Lateral Hardening | Lateral Hardening-Fuse-93301954 | Laterals | 13808 | 0.057008 | 4 |  | 50000 | 0 | 2983.3147 | 3576.7308 | 4731.4994 | -47016.6853 | -46423.2692 | -45268.5006 | 0.059666 | 0.071535 | 0.09463 | 0.066723
13554 | Lateral Hardening | Lateral Hardening-Fuse-10556566 | Laterals | 13298 | 0.2375 | 11 | 8 | 190863.5 | 0 | 11475.606 | 13612.1336 | 17652.8115 | -179387.894 | -177251.3664 | -173210.6885 | 0.060125 | 0.071319 | 0.092489 | 0.066719
14497 | Lateral Hardening | Lateral Hardening-Fuse-93329587 | Laterals | 13175 | 0.18087 | 14 | 14 | 186161.45 | 0 | 11267.202 | 13208.4035 | 16933.0787 | -174894.248 | -172953.0465 | -169228.3713 | 0.060524 | 0.070951 | 0.090959 | 0.066696
12798 | Lateral Hardening | Lateral Hardening-Fuse-90508344 | Laterals | 13079 | 0.066667 | 4 | 14 | 124866.98 | 0 | 7625.0117 | 8827.3735 | 11015.5725 | -117241.9683 | -116039.6065 | -113851.4075 | 0.061065 | 0.070694 | 0.088218 | 0.066669
16743 | Lateral Hardening | Lateral Hardening-Fuse-92208426 | Laterals | 13489 | 0.050379 | 4 | 1 | 50000 | 0 | 2999.0085 | 3561.3535 | 4645.7454 | -47000.9915 | -46438.6465 | -45354.2546 | 0.05998 | 0.071227 | 0.092915 | 0.066648
11231 | Lateral Hardening | Lateral Hardening-Fuse-10296952 | Laterals | 13753 | 0.053409 | 7 | 9 | 159848.43 | 0 | 9672.3997 | 11308.8232 | 14433.7733 | -150176.0303 | -148539.6068 | -145414.6567 | 0.06051 | 0.070747 | 0.090297 | 0.06656
2969 | Lateral Hardening | Lateral Hardening-Fuse-93337930 | Laterals | 13961 | 0.060985 | 4 |  | 50000 | 0 | 2974.5588 | 3566.2332 | 4717.6127 | -47025.4412 | -46433.7668 | -45282.3873 | 0.059491 | 0.071325 | 0.094352 | 0.066527
12205 | Lateral Hardening | Lateral Hardening-Fuse-93153215 | Laterals | 13786 | 0.064015 | 4 | 1 | 50000 | 0 | 2992.5056 | 3553.7345 | 4635.4451 | -47007.4944 | -46446.2655 | -45364.5549 | 0.05985 | 0.071075 | 0.092709 | 0.066503
17250 | Lateral Hardening | Lateral Hardening-Fuse-60077922 | Laterals | 13153 | 0.066856 | 4 | 3 | 57868.15 | 0 | 3474.0487 | 4105.7109 | 5311.3879 | -54394.1013 | -53762.4391 | -52556.7621 | 0.060034 | 0.070949 | 0.091784 | 0.066484
2693 | Lateral Hardening | Lateral Hardening-Fuse-10904188 | Laterals | 13709 | 0.032765 | 5 | 5 | 62386.27 | 0 | 3765.4494 | 4409.6729 | 5653.07 | -58620.8206 | -57976.5971 | -56733.2 | 0.060357 | 0.070683 | 0.090614 | 0.066481
5131 | Lateral Hardening | Lateral Hardening-Fuse-10093667 | Laterals | 13043 | 0.05928 | 4 | 7 | 50000 | 0 | 3028.6167 | 3531.221 | 4452.5098 | -46971.3833 | -46468.779 | -45547.4902 | 0.060572 | 0.070624 | 0.08905 | 0.066436
11823 | Lateral Hardening | Lateral Hardening-Fuse-10277740 | Laterals | 13669 | 0.066856 | 6 | 5 | 105232.72 | 0 | 6339.7975 | 7437.0831 | 9548.8799 | -98892.9225 | -97795.6369 | -95683.8401 | 0.060245 | 0.070673 | 0.090741 | 0.066423
5496 | Lateral Hardening | Lateral Hardening-Fuse-10080956 | Laterals | 14000 | 0.0375 | 4 | 1 | 50000 | 0 | 2987.8614 | 3547.1851 | 4629.7879 | -47012.1386 | -46452.8149 | -45370.2121 | 0.059757 | 0.070944 | 0.092596 | 0.066397
5219 | Lateral Hardening | Lateral Hardening-Fuse-10438386 | Laterals | 13935 | 0.038636 | 3 | 1 | 51592.89 | 0 | 3077.1805 | 3665.129 | 4794.8603 | -48515.7095 | -47927.761 | -46798.0297 | 0.059643 | 0.071039 | 0.092936 | 0.066392
12460 | Lateral Hardening | Lateral Hardening-Fuse-92015548 | Laterals | 13772 | 0.20246 | 11 | 0 | 176461.31 | 0 | 10471.9424 | 12554.934 | 16608.3685 | -165989.3676 | -163906.376 | -159852.9415 | 0.059344 | 0.071148 | 0.094119 | 0.066363
9467 | Lateral Hardening | Lateral Hardening-Fuse-92047429 | Laterals | 13004 | 0.072538 | 4 | 4 | 62270.35 | 0 | 3730.2763 | 4406.6773 | 5699.6933 | -58540.0737 | -57863.6727 | -56570.6567 | 0.059905 | 0.070767 | 0.091531 | 0.066326
3502 | Lateral Hardening | Lateral Hardening-Fuse-10625707 | Laterals | 13011 | 0.099621 | 6 | 4 | 108464.42 | 0 | 6483.7101 | 7683.7644 | 9926.4557 | -101980.7099 | -100780.6556 | -98537.9643 | 0.059777 | 0.070841 | 0.091518 | 0.066271
10788 | Lateral Hardening | Lateral Hardening-Fuse-92603564 | Laterals | 13390 | 0.068371 | 4 | 0 | 63783.37 | 0 | 3778.7381 | 4530.3732 | 5993.0309 | -60004.6319 | -59252.9968 | -57790.3391 | 0.059243 | 0.071027 | 0.093959 | 0.06625
6978 | Lateral Hardening | Lateral Hardening-Fuse-90757102 | Laterals | 14050 | 0.10436 | 6 | 0 | 93193.55 | 0 | 5516.4617 | 6613.7503 | 8749.0386 | -87677.0883 | -86579.7997 | -84444.5114 | 0.059194 | 0.070968 | 0.09388 | 0.066195
16281 | Lateral Hardening | Lateral Hardening-Fuse-91587284 | Laterals | 13808 | 0.041288 | 5 | 1 | 51813.25 | 0 | 3075.844 | 3673.0062 | 4822.9013 | -48737.406 | -48140.2438 | -46990.3487 | 0.059364 | 0.070889 | 0.093082 | 0.066193
2005 | Lateral Hardening | Lateral Hardening-Fuse-10895248 | Laterals | 13003 | 0.35303 | 14 |  | 170046.47 | 0 | 10061.6189 | 12062.9923 | 15957.6006 | -159984.8511 | -157983.4777 | -154088.8694 | 0.05917 | 0.070939 | 0.093843 | 0.066168
7661 | Lateral Hardening | Lateral Hardening-Fuse-60366676 | Laterals | 13656 | 0.09375 | 6 | 3 | 64033.23 | 0 | 3817.6657 | 4529.9035 | 5872.6878 | -60215.5643 | -59503.3265 | -58160.5422 | 0.05962 | 0.070743 | 0.091713 | 0.066166
1537 | Lateral Hardening | Lateral Hardening-Fuse-10754777 | Laterals | 13331 | 0.1036 | 9 | 17 | 253227.5 | 0 | 15206.9139 | 17817.1954 | 22812.0932 | -238020.5861 | -235410.3046 | -230415.4068 | 0.060052 | 0.07036 | 0.090085 | 0.066148
3053 | Lateral Hardening | Lateral Hardening-Fuse-10635941 | Laterals | 13388 | 0.031439 | 2 | 2 | 54924.77 | 0 | 3283.5696 | 3875.0152 | 4999.2835 | -51641.2004 | -51049.7548 | -49925.4865 | 0.059783 | 0.070551 | 0.091021 | 0.066137
1790 | Lateral Hardening | Lateral Hardening-Fuse-93277125 | Laterals | 13213 | 0.035795 | 4 | 1 | 51356.79 | 0 | 3051.2729 | 3629.5387 | 4765.2324 | -48305.5171 | -47727.2513 | -46591.5576 | 0.059413 | 0.070673 | 0.092787 | 0.066129
15851 | Lateral Hardening | Lateral Hardening-Fuse-92074668 | Laterals | 13146 | 0.047159 | 3 | 2 | 50000 | 0 | 2980.1756 | 3533.9129 | 4573.8573 | -47019.8244 | -46466.0871 | -45426.1427 | 0.059604 | 0.070678 | 0.091477 | 0.066113
144 | Lateral Hardening | Lateral Hardening-Fuse-10381698 | Laterals | 13223 | 0.041856 | 4 | 7 | 111015.04 | 0 | 6686.8533 | 7796.5484 | 9830.6529 | -104328.1867 | -103218.4916 | -101184.3871 | 0.060234 | 0.07023 | 0.088552 | 0.066064
9756 | Lateral Hardening | Lateral Hardening-Fuse-90184824 | Laterals | 13241 | 0.087689 | 9 | 5 | 143047.37 | 0 | 8523.8767 | 10100.6984 | 13053.648 | -134523.4933 | -132946.6716 | -129993.722 | 0.059588 | 0.070611 | 0.091254 | 0.066061
11929 | Lateral Hardening | Lateral Hardening-Fuse-10704111 | Laterals | 13962 | 0.070644 | 6 | 2 | 93757.52 | 0 | 5576.3718 | 6624.2876 | 8606.0332 | -88181.1482 | -87133.2324 | -85151.4868 | 0.059477 | 0.070653 | 0.09179 | 0.066061
1869 | Lateral Hardening | Lateral Hardening-Fuse-60269660 | Laterals | 14024 | 0.11553 | 7 | 0 | 57983.33 | 0 | 3420.8276 | 4101.2701 | 5425.3894 | -54562.5024 | -53882.0599 | -52557.9406 | 0.058997 | 0.070732 | 0.093568 | 0.065974
17133 | Lateral Hardening | Lateral Hardening-Fuse-10482592 | Laterals | 13457 | 0.07178 | 4 | 2 | 93851.96 | 0 | 5585.7823 | 6610.2847 | 8548.2251 | -88266.1777 | -87241.6753 | -85303.7349 | 0.059517 | 0.070433 | 0.091082 | 0.065948
2089 | Lateral Hardening | Lateral Hardening-Fuse-92681045 | Laterals | 13805 | 0.025189 | 3 |  | 52675.93 | 0 | 3105.4073 | 3723.1091 | 4925.1368 | -49570.5227 | -48952.8209 | -47750.7932 | 0.058953 | 0.07068 | 0.093499 | 0.065926
4346 | Lateral Hardening | Lateral Hardening-Fuse-10548854 | Laterals | 13693 | 0.010227 | 2 | 42 | 50000 | 0 | 3035.0406 | 3490.8978 | 4250.0257 | -46964.9594 | -46509.1022 | -45749.9743 | 0.060701 | 0.069818 | 0.085001 | 0.065866
18256 | Lateral Hardening | Lateral Hardening-Fuse-60117950 | Laterals | 13750 | 0.1714 | 14 | 0 | 244121.14 | 0 | 14372.2156 | 17231.0171 | 22794.1527 | -229748.9244 | -226890.1229 | -221326.9873 | 0.058873 | 0.070584 | 0.093372 | 0.065836
7239 | Lateral Hardening | Lateral Hardening-Fuse-92612866 | Laterals | 13390 | 0.049053 | 4 | 3 | 60318.59 | 0 | 3586.9616 | 4237.0067 | 5476.0152 | -56731.6284 | -56081.5833 | -54842.5748 | 0.059467 | 0.070244 | 0.090785 | 0.065832
19105 | Lateral Hardening | Lateral Hardening-Fuse-60170634 | Laterals | 13178 | 0.058712 | 8 | 0 | 163062.7 | 0 | 9598.4907 | 11507.7425 | 15223.0852 | -153464.2093 | -151554.9575 | -147839.6148 | 0.058864 | 0.070573 | 0.093357 | 0.065826
8217 | Lateral Hardening | Lateral Hardening-Fuse-10311263 | Laterals | 14031 | 0.12424 | 6 | 5 | 158892.55 | 0 | 9754.4565 | 11017.9386 | 12973.4033 | -149138.0935 | -147874.6114 | -145919.1467 | 0.06139 | 0.069342 | 0.081649 | 0.065802
10698 | Lateral Hardening | Lateral Hardening-Fuse-90290311 | Laterals | 13612 | 0.098295 | 8 | 14 | 246184.35 | 0 | 14691.4262 | 17226.999 | 22108.1229 | -231492.9238 | -228957.351 | -224076.2271 | 0.059677 | 0.069976 | 0.089803 | 0.065779
4798 | Lateral Hardening | Lateral Hardening-Fuse-92605369 | Laterals | 13390 | 0.040909 | 3 | 3 | 107160.9 | 0 | 6369.4483 | 7515.5632 | 9687.0801 | -100791.4517 | -99645.3368 | -97473.8199 | 0.059438 | 0.070133 | 0.090398 | 0.065743
14770 | Lateral Hardening | Lateral Hardening-Fuse-60269893 | Laterals | 13712 | 0.077273 | 6 | 1 | 54803.85 | 0 | 3230.0926 | 3857.4572 | 5068.7958 | -51573.7574 | -50946.3928 | -49735.0542 | 0.058939 | 0.070387 | 0.09249 | 0.065728
585 | Lateral Hardening | Lateral Hardening-Fuse-10645494 | Laterals | 13148 | 0.11364 | 7 | 1 | 57825.93 | 0 | 3408.0529 | 4067.6471 | 5339.8097 | -54417.8771 | -53758.2829 | -52486.1203 | 0.058936 | 0.070343 | 0.092343 | 0.065699
607 | Lateral Hardening | Lateral Hardening-Fuse-10421458 | Laterals | 13826 | 0.061364 | 4 | 1 | 53481.69 | 0 | 3155.3948 | 3753.3896 | 4930.3385 | -50326.2952 | -49728.3004 | -48551.3515 | 0.059 | 0.070181 | 0.092187 | 0.065673
11857 | Lateral Hardening | Lateral Hardening-Fuse-10097059 | Laterals | 13461 | 0.059091 | 5 | 1 | 53292.81 | 0 | 3139.1753 | 3743.7998 | 4915.6331 | -50153.6347 | -49549.0102 | -48377.1769 | 0.058904 | 0.07025 | 0.092238 | 0.065641
19096 | Lateral Hardening | Lateral Hardening-Fuse-92022153 | Laterals | 13460 | 0.049621 | 5 | 2 | 104309.06 | 0 | 6156.1716 | 7319.3409 | 9558.0743 | -98152.8884 | -96989.7191 | -94750.9857 | 0.059019 | 0.07017 | 0.091632 | 0.065625
5970 | Lateral Hardening | Lateral Hardening-Fuse-60009306 | Laterals | 13113 | 0.060417 | 4 | 10 | 88772.99 | 0 | 5301.1249 | 6184.2 | 7868.5383 | -83471.8651 | -82588.79 | -80904.4517 | 0.059716 | 0.069663 | 0.088637 | 0.065592
10014 | Lateral Hardening | Lateral Hardening-Fuse-92998704 | Laterals | 13229 | 0.11061 | 4 | 7 | 116728.66 | 0 | 6977.0643 | 8139.1101 | 10243.6792 | -109751.5957 | -108589.5499 | -106484.9808 | 0.059772 | 0.069727 | 0.087756 | 0.065557
1526 | Lateral Hardening | Lateral Hardening-Fuse-91352283 | Laterals | 13299 | 0.046023 | 4 | 1 | 50000 | 0 | 2949.7012 | 3502.6952 | 4569.6494 | -47050.2988 | -46497.3048 | -45430.3506 | 0.058994 | 0.070054 | 0.091393 | 0.065552
18021 | Lateral Hardening | Lateral Hardening-Fuse-90290002 | Laterals | 13146 | 0.16136 | 13 | 4 | 202499.52 | 0 | 11919.0725 | 14190.5703 | 18612.3053 | -190580.4475 | -188308.9497 | -183887.2147 | 0.05886 | 0.070077 | 0.091913 | 0.06553
7088 | Lateral Hardening | Lateral Hardening-Fuse-10051886 | Laterals | 13198 | 0.081818 | 12 | 8 | 171595.47 | 0 | 10130.7039 | 12016.7163 | 15582.374 | -161464.7661 | -159578.7537 | -156013.096 | 0.059038 | 0.070029 | 0.090809 | 0.065513
7807 | Lateral Hardening | Lateral Hardening-Fuse-90496393 | Laterals | 13808 | 0.050189 | 4 | 2 | 52553.03 | 0 | 3094.8854 | 3675.3719 | 4793.9923 | -49458.1446 | -48877.6581 | -47759.0377 | 0.058891 | 0.069936 | 0.091222 | 0.065438
17956 | Lateral Hardening | Lateral Hardening-Fuse-93326122 | Laterals | 13906 | 0.089205 | 4 | 8 | 167804.15 | 0 | 9979.7843 | 11667.9186 | 14895.558 | -157824.3657 | -156136.2314 | -152908.592 | 0.059473 | 0.069533 | 0.088768 | 0.06542
9215 | Lateral Hardening | Lateral Hardening-Fuse-10397084 | Laterals | 13591 | 0.07178 | 5 | 9 | 69558.71 | 0 | 4151.4439 | 4838.7321 | 6077.9011 | -65407.2661 | -64719.9779 | -63480.8089 | 0.059683 | 0.069563 | 0.087378 | 0.065416
2996 | Lateral Hardening | Lateral Hardening-Fuse-92566860 | Laterals | 13948 | 0.052652 | 4 | 5 | 64038.97 | 0 | 3816.741 | 4442.2742 | 5652.7542 | -60222.229 | -59596.6958 | -58386.2158 | 0.0596 | 0.069368 | 0.088271 | 0.065398
10671 | Lateral Hardening | Lateral Hardening-Fuse-10436885 | Laterals | 13932 | 0.026894 | 3 | 1 | 81148.5 | 0 | 4764.7646 | 5675.1553 | 7424.4526 | -76383.7354 | -75473.3447 | -73724.0474 | 0.058717 | 0.069935 | 0.091492 | 0.06536
6536 | Lateral Hardening | Lateral Hardening-Fuse-92015658 | Laterals | 13772 | 0.05625 | 5 | 10 | 124001.28 | 0 | 7387.8697 | 8612.8081 | 10867.1907 | -116613.4103 | -115388.4719 | -113134.0893 | 0.059579 | 0.069457 | 0.087638 | 0.065348
2385 | Lateral Hardening | Lateral Hardening-Fuse-60021314 | Laterals | 13004 | 0.11477 | 4 | 1 | 57920.37 | 0 | 3398.7106 | 4042.1807 | 5308.6041 | -54521.6594 | -53878.1893 | -52611.7659 | 0.058679 | 0.069789 | 0.091653 | 0.065309
14749 | Lateral Hardening | Lateral Hardening-Fuse-10070708 | Laterals | 13657 | 0.041477 | 2 | 1 | 51828.99 | 0 | 3043.5745 | 3614.6316 | 4709.2366 | -48785.4155 | -48214.3584 | -47119.7534 | 0.058723 | 0.069742 | 0.090861 | 0.065243
11826 | Lateral Hardening | Lateral Hardening-Fuse-92060770 | Laterals | 13786 | 0.1197 | 6 | 1 | 106202.86 | 0 | 6223.8345 | 7406.1903 | 9727.436 | -99979.0255 | -98796.6697 | -96475.424 | 0.058603 | 0.069736 | 0.091593 | 0.065242
6102 | Lateral Hardening | Lateral Hardening-Fuse-60318189 | Laterals | 13236 | 0.14602 | 11 | 3 | 108390.72 | 0 | 6350.2406 | 7567.5345 | 9894.5481 | -102040.4794 | -100823.1855 | -98496.1719 | 0.058587 | 0.069817 | 0.091286 | 0.065226
1906 | Lateral Hardening | Lateral Hardening-Fuse-60174562 | Laterals | 13146 | 0.092992 | 5 | 0 | 168393.15 | 0 | 9815.3882 | 11767.7835 | 15567.0819 | -158577.7618 | -156625.3665 | -152826.0681 | 0.058289 | 0.069883 | 0.092445 | 0.065182
6814 | Lateral Hardening | Lateral Hardening-Fuse-60245770 | Laterals | 13105 | 0.038636 | 5 | 1 | 50000 | 0 | 2927.1238 | 3486.4666 | 4567.6969 | -47072.8762 | -46513.5334 | -45432.3031 | 0.058542 | 0.069729 | 0.091354 | 0.06518
385 | Lateral Hardening | Lateral Hardening-Fuse-10913192 | Laterals | 13706 | 0.088447 | 4 | 0 | 103009.62 | 0 | 6001.1651 | 7194.8669 | 9517.7721 | -97008.4549 | -95814.7531 | -93491.8479 | 0.058258 | 0.069847 | 0.092397 | 0.065149
9653 | Lateral Hardening | Lateral Hardening-Fuse-90836846 | Laterals | 13435 | 0.023674 | 4 | 1 | 50349.43 | 0 | 2944.3584 | 3501.9674 | 4598.9329 | -47405.0716 | -46847.4626 | -45750.4971 | 0.058478 | 0.069553 | 0.09134 | 0.065087
1638 | Lateral Hardening | Lateral Hardening-Fuse-92661390 | Laterals | 13685 | 0.017235 | 3 | 1 | 50000 | 0 | 2927.1525 | 3477.5554 | 4523.8799 | -47072.8475 | -46522.4446 | -45476.1201 | 0.058543 | 0.069551 | 0.090478 | 0.065039
14357 | Lateral Hardening | Lateral Hardening-Fuse-91348923 | Laterals | 13243 | 0.02822 | 3 | 4 | 58078.51 | 0 | 3436.6766 | 4014.2915 | 5108.3619 | -54641.8334 | -54064.2185 | -52970.1481 | 0.059173 | 0.069118 | 0.087956 | 0.065035
11085 | Lateral Hardening | Lateral Hardening-Fuse-91460968 | Laterals | 13204 | 0.030114 | 3 | 4 | 58235.91 | 0 | 3445.944 | 4025.1165 | 5122.1373 | -54789.966 | -54210.7935 | -53113.7727 | 0.059172 | 0.069117 | 0.087955 | 0.065034
16412 | Lateral Hardening | Lateral Hardening-Fuse-60258467 | Laterals | 13289 | 0.18845 | 13 | 0 | 183235.95 | 0 | 10655.9821 | 12775.5813 | 16900.2531 | -172579.9679 | -170460.3687 | -166335.6969 | 0.058154 | 0.069722 | 0.092232 | 0.065032
17205 | Lateral Hardening | Lateral Hardening-Fuse-10671303 | Laterals | 13724 | 0.092803 | 6 | 6 | 111319.1 | 0 | 6576.1904 | 7691.8014 | 9858.5459 | -104742.9096 | -103627.2986 | -101460.5541 | 0.059075 | 0.069097 | 0.088561 | 0.06503
6428 | Lateral Hardening | Lateral Hardening-Fuse-10396301 | Laterals | 13590 | 0.089773 | 7 | 26 | 103207.26 | 0 | 6131.0996 | 7131.248 | 8878.4442 | -97076.1604 | -96076.012 | -94328.8158 | 0.059406 | 0.069096 | 0.086025 | 0.064975
15695 | Lateral Hardening | Lateral Hardening-Fuse-91101864 | Laterals | 13470 | 0.070833 | 3 | 1 | 54268.69 | 0 | 3172.4939 | 3767.0151 | 4915.012 | -51096.1961 | -50501.6749 | -49353.678 | 0.058459 | 0.069414 | 0.090568 | 0.064956
13442 | Lateral Hardening | Lateral Hardening-Fuse-10667388 | Laterals | 14121 | 0.08428 | 4 | 2 | 59316.23 | 0 | 3464.9795 | 4118.8606 | 5372.5839 | -55851.2505 | -55197.3694 | -53943.6461 | 0.058415 | 0.069439 | 0.090575 | 0.064938
16164 | Lateral Hardening | Lateral Hardening-Fuse-10652520 | Laterals | 13967 | 0.17538 | 7 |  | 50000 | 0 | 2902.6914 | 3480.0706 | 4603.632 | -47097.3086 | -46519.9294 | -45396.368 | 0.058054 | 0.069601 | 0.092073 | 0.06492
19347 | Lateral Hardening | Lateral Hardening-Fuse-60258969 | Laterals | 13456 | 0.011553 | 3 | 2 | 53272.07 | 0 | 3116.2287 | 3698.1429 | 4786.3307 | -50155.8413 | -49573.9271 | -48485.7393 | 0.058496 | 0.06942 | 0.089847 | 0.064909
7433 | Lateral Hardening | Lateral Hardening-Fuse-90162541 | Laterals | 13805 | 0.20549 | 8 | 2 | 262853.05 | 0 | 15910.964 | 17925.9485 | 21368.2792 | -246942.086 | -244927.1015 | -241484.7708 | 0.060532 | 0.068198 | 0.081294 | 0.064908
13561 | Lateral Hardening | Lateral Hardening-Fuse-10545819 | Laterals | 13910 | 0.054924 | 4 | 7 | 112101.1 | 0 | 6632.8265 | 7733.5558 | 9751.2256 | -105468.2735 | -104367.5442 | -102349.8744 | 0.059168 | 0.068987 | 0.086986 | 0.064896
11303 | Lateral Hardening | Lateral Hardening-Fuse-93297158 | Laterals | 13808 | 0.089773 | 7 | 1 | 55842.69 | 0 | 3247.8162 | 3879.3484 | 5101.1386 | -52594.8738 | -51963.3416 | -50741.5514 | 0.05816 | 0.069469 | 0.091348 | 0.064872
5448 | Lateral Hardening | Lateral Hardening-Fuse-10129810 | Laterals | 13423 | 0.3589 | 18 | 8 | 279088.27 | 0 | 16260.149 | 19360.1845 | 25321.167 | -262828.121 | -259728.0855 | -253767.103 | 0.058262 | 0.069369 | 0.090728 | 0.064841
10090 | Lateral Hardening | Lateral Hardening-Fuse-10466916 | Laterals | 13433 | 0.68523 | 6 |  | 190303.11 | 0 | 11032.9233 | 13227.5006 | 17498.0772 | -179270.1867 | -177075.6094 | -172805.0328 | 0.057976 | 0.069508 | 0.091948 | 0.064832
9667 | Lateral Hardening | Lateral Hardening-Fuse-10745659 | Laterals | 13431 | 0.083523 | 5 | 2 | 99266.52 | 0 | 5789.4368 | 6880.8766 | 8974.7588 | -93477.0832 | -92385.6434 | -90291.7612 | 0.058322 | 0.069317 | 0.090411 | 0.06483
18078 | Lateral Hardening | Lateral Hardening-Fuse-91265724 | Laterals | 13590 | 0.34053 | 26 | 0 | 705357.77 | 0 | 42169.3149 | 48265.0242 | 59079.5143 | -663188.4551 | -657092.7458 | -646278.2557 | 0.059784 | 0.068426 | 0.083758 | 0.064774
16037 | Lateral Hardening | Lateral Hardening-Fuse-92702167 | Laterals | 13299 | 0.066098 | 4 | 2 | 53366.51 | 0 | 3122.4867 | 3688.8658 | 4766.2545 | -50244.0233 | -49677.6442 | -48600.2555 | 0.05851 | 0.069123 | 0.089312 | 0.064774
10665 | Lateral Hardening | Lateral Hardening-Fuse-92035851 | Laterals | 13442 | 0.16667 | 15 | 19 | 312880.7 | 0 | 18397.6574 | 21528.7866 | 27563.7643 | -294483.0426 | -291351.9134 | -285316.9357 | 0.058801 | 0.068808 | 0.088097 | 0.064733
13271 | Lateral Hardening | Lateral Hardening-Fuse-10566581 | Laterals | 13289 | 0.14924 | 10 | 0 | 125167.46 | 0 | 7242.8992 | 8683.5965 | 11487.1468 | -117924.5608 | -116483.8635 | -113680.3132 | 0.057866 | 0.069376 | 0.091774 | 0.06471
2019 | Lateral Hardening | Lateral Hardening-Fuse-92527514 | Laterals | 13219 | 0.075758 | 8 | 17 | 167426.26 | 0 | 9870.9899 | 11527.6707 | 14518.4691 | -157555.2701 | -155898.5893 | -152907.7909 | 0.058957 | 0.068852 | 0.086716 | 0.064702
425 | Lateral Hardening | Lateral Hardening-Fuse-92052949 | Laterals | 13787 | 0.18466 | 9 | 6 | 203418.18 | 0 | 11870.9326 | 14070.1892 | 18176.2798 | -191547.2474 | -189347.9908 | -185241.9002 | 0.058357 | 0.069169 | 0.089354 | 0.0647
9557 | Lateral Hardening | Lateral Hardening-Fuse-10162613 | Laterals | 13031 | 0.099811 | 8 | 6 | 151914.73 | 0 | 8897.3414 | 10458.6549 | 13469.2593 | -143017.3886 | -141456.0751 | -138445.4707 | 0.058568 | 0.068846 | 0.088663 | 0.064661
13847 | Lateral Hardening | Lateral Hardening-Fuse-10240716 | Laterals | 13518 | 0.046591 | 4 | 0 | 64093.17 | 0 | 3705.2997 | 4442.3271 | 5876.5586 | -60387.8703 | -59650.8429 | -58216.6114 | 0.057811 | 0.06931 | 0.091688 | 0.064649
11996 | Lateral Hardening | Lateral Hardening-Fuse-10556719 | Laterals | 13298 | 0.19072 | 9 | 2 | 103736.68 | 0 | 6028.5958 | 7172.3263 | 9367.2525 | -97708.0842 | -96564.3537 | -94369.4275 | 0.058114 | 0.06914 | 0.090298 | 0.06464
3483 | Lateral Hardening | Lateral Hardening-Fuse-90797364 | Laterals | 13331 | 0.070265 | 3 | 3 | 106533.4 | 0 | 6205.0229 | 7358.4653 | 9518.7369 | -100328.3771 | -99174.9347 | -97014.6631 | 0.058245 | 0.069072 | 0.08935 | 0.064603
7314 | Lateral Hardening | Lateral Hardening-Fuse-60526224 | Laterals | 13293 | 0.052273 | 5 | 8 | 75797.49 | 0 | 4461.6612 | 5195.5614 | 6598.6775 | -71335.8288 | -70601.9286 | -69198.8125 | 0.058863 | 0.068545 | 0.087057 | 0.064587
1904 | Lateral Hardening | Lateral Hardening-Fuse-10236651 | Laterals | 13511 | 0.0375 | 4 | 10 | 86868.45 | 0 | 5111.0681 | 5959.6819 | 7528.3092 | -81757.3819 | -80908.7681 | -79340.1408 | 0.058837 | 0.068606 | 0.086663 | 0.06455
11889 | Lateral Hardening | Lateral Hardening-Fuse-10375124 | Laterals | 13176 | 0.030871 | 4 | 10 | 77948.87 | 0 | 4601.0443 | 5344.0924 | 6676.7014 | -73347.8257 | -72604.7776 | -71272.1686 | 0.059026 | 0.068559 | 0.085655 | 0.064549
6382 | Lateral Hardening | Lateral Hardening-Fuse-60470026 | Laterals | 13146 | 0.096591 | 6 | 2 | 100352.58 | 0 | 5827.5496 | 6923.7317 | 9037.1565 | -94525.0304 | -93428.8483 | -91315.4235 | 0.058071 | 0.068994 | 0.090054 | 0.064546
8496 | Lateral Hardening | Lateral Hardening-Fuse-10616469 | Laterals | 13124 | 0.091098 | 6 | 1 | 51514.19 | 0 | 2984.0786 | 3550.6036 | 4659.1536 | -48530.1114 | -47963.5864 | -46855.0364 | 0.057927 | 0.068925 | 0.090444 | 0.064478
862 | Lateral Hardening | Lateral Hardening-Fuse-91943338 | Laterals | 13090 | 0.0018939 | 2 | 2 | 52469.33 | 0 | 3147.8224 | 3576.1298 | 4181.8642 | -49321.5076 | -48893.2002 | -48287.4658 | 0.059994 | 0.068157 | 0.079701 | 0.064413
9596 | Lateral Hardening | Lateral Hardening-Fuse-90015543 | Laterals | 13172 | 0.068371 | 6 | 11 | 77135.39 | 0 | 4528.9346 | 5280.5094 | 6666.755 | -72606.4554 | -71854.8806 | -70468.635 | 0.058714 | 0.068458 | 0.086429 | 0.064409
7375 | Lateral Hardening | Lateral Hardening-Fuse-60342383 | Laterals | 13899 | 0.073864 | 4 | 3 | 50000 | 0 | 2918.346 | 3426.5506 | 4400.5313 | -47081.654 | -46573.4494 | -45599.4687 | 0.058367 | 0.068531 | 0.088011 | 0.064381
1111 | Lateral Hardening | Lateral Hardening-Fuse-92872780 | Laterals | 13460 | 0.072727 | 2 | 2 | 58356.09 | 0 | 3396.5032 | 4005.7646 | 5159.4932 | -54959.5868 | -54350.3254 | -53196.5968 | 0.058203 | 0.068643 | 0.088414 | 0.064356
4431 | Lateral Hardening | Lateral Hardening-Fuse-92529667 | Laterals | 13210 | 0.092614 | 9 | 3 | 255952.74 | 0 | 15087.85 | 17418.6131 | 21854.5773 | -240864.89 | -238534.1269 | -234098.1627 | 0.058948 | 0.068054 | 0.085385 | 0.064323
5363 | Lateral Hardening | Lateral Hardening-Fuse-10676172 | Laterals | 14123 | 0.074811 | 6 | 1 | 54599.23 | 0 | 3148.3305 | 3759.6029 | 4940.5148 | -51450.8995 | -50839.6271 | -49658.7152 | 0.057663 | 0.068858 | 0.090487 | 0.064304
15455 | Lateral Hardening | Lateral Hardening-Fuse-60590491 | Laterals | 13983 | 0.17746 | 9 | 5 | 158876.81 | 0 | 9530.3457 | 10745.1501 | 12712.4695 | -149346.4643 | -148131.6599 | -146164.3405 | 0.059986 | 0.067632 | 0.080015 | 0.064283
4617 | Lateral Hardening | Lateral Hardening-Fuse-10080894 | Laterals | 14000 | 0.12045 | 6 | 2 | 106774.5 | 0 | 6165.7797 | 7346.1783 | 9602.6642 | -100608.7203 | -99428.3217 | -97171.8358 | 0.057746 | 0.068801 | 0.089934 | 0.064281
4364 | Lateral Hardening | Lateral Hardening-Fuse-10806803 | Laterals | 14198 | 0.065152 | 7 | 0 | 87097.4 | 0 | 5006.5509 | 6002.4123 | 7940.3266 | -82090.8491 | -81094.9877 | -79157.0734 | 0.057482 | 0.068916 | 0.091166 | 0.064281
11948 | Lateral Hardening | Lateral Hardening-Fuse-10167779 | Laterals | 13206 | 0.1036 | 10 | 11 | 167949.53 | 0 | 9798.774 | 11470.7956 | 14698.3592 | -158150.756 | -156478.7344 | -153251.1708 | 0.058344 | 0.068299 | 0.087517 | 0.064248
10311 | Lateral Hardening | Lateral Hardening-Fuse-10868114 | Laterals | 13231 | 0.062121 | 4 | 7 | 50000 | 0 | 2927.8009 | 3409.78 | 4318.0968 | -47072.1991 | -46590.22 | -45681.9032 | 0.058556 | 0.068196 | 0.086362 | 0.064228
15258 | Lateral Hardening | Lateral Hardening-Fuse-60277066 | Laterals | 13807 | 0.094508 | 4 | 1 | 51797.51 | 0 | 2992.5978 | 3552.5401 | 4636.7886 | -48804.9122 | -48244.9699 | -47160.7214 | 0.057775 | 0.068585 | 0.089518 | 0.064192
6950 | Lateral Hardening | Lateral Hardening-Fuse-10484779 | Laterals | 13458 | 0.093939 | 6 | 2 | 56188.97 | 0 | 3239.9271 | 3860.1902 | 5045.904 | -52949.0429 | -52328.7798 | -51143.066 | 0.057661 | 0.0687 | 0.089802 | 0.064187
7496 | Lateral Hardening | Lateral Hardening-Fuse-60059309 | Laterals | 13205 | 0.069508 | 3 | 4 | 50000 | 0 | 2921.0694 | 3406.6419 | 4285.6433 | -47078.9306 | -46593.3581 | -45714.3567 | 0.058421 | 0.068133 | 0.085713 | 0.064064
7284 | Lateral Hardening | Lateral Hardening-Fuse-60094921 | Laterals | 13531 | 0.14432 | 9 | 0 | 120418.98 | 0 | 6897.564 | 8269.5701 | 10939.4496 | -113521.416 | -112149.4099 | -109479.5304 | 0.05728 | 0.068673 | 0.090845 | 0.064054
17746 | Lateral Hardening | Lateral Hardening-Fuse-92130775 | Laterals | 14202 | 0.21288 | 7 |  | 50000 | 0 | 2863.6726 | 3433.2906 | 4541.7487 | -47136.3274 | -46566.7094 | -45458.2513 | 0.057273 | 0.068666 | 0.090835 | 0.064047
6248 | Lateral Hardening | Lateral Hardening-Fuse-90962377 | Laterals | 13236 | 0.2464 | 15 | 0 | 68859.67 | 0 | 3943.1708 | 4727.5135 | 6253.8192 | -64916.4992 | -64132.1565 | -62605.8508 | 0.057264 | 0.068654 | 0.09082 | 0.064037
7151 | Lateral Hardening | Lateral Hardening-Fuse-91296388 | Laterals | 13150 | 0.18617 | 13 | 19 | 326291.92 | 0 | 18992.8653 | 22211.0088 | 28314.9339 | -307299.0547 | -304080.9112 | -297976.9861 | 0.058208 | 0.068071 | 0.086778 | 0.064024
8135 | Lateral Hardening | Lateral Hardening-Fuse-60181022 | Laterals | 13388 | 0.042045 | 3 | 3 | 99749.46 | 0 | 5765.9106 | 6794.0863 | 8776.331 | -93983.5494 | -92955.3737 | -90973.129 | 0.057804 | 0.068112 | 0.087984 | 0.063914
14536 | Lateral Hardening | Lateral Hardening-Fuse-60387069 | Laterals | 13724 | 0.11648 | 8 | 2 | 53623.35 | 0 | 3081.7579 | 3660.4501 | 4779.6489 | -50541.5921 | -49962.8999 | -48843.7011 | 0.05747 | 0.068262 | 0.089134 | 0.063874
9245 | Lateral Hardening | Lateral Hardening-Fuse-92295470 | Laterals | 13045 | 0.19621 | 13 | 103 | 247979.09 | 0 | 14154.9019 | 16970.4772 | 22449.4959 | -233824.1881 | -231008.6128 | -225529.5941 | 0.057081 | 0.068435 | 0.09053 | 0.063832
15070 | Lateral Hardening | Lateral Hardening-Fuse-93044544 | Laterals | 13813 | 0.11174 | 5 | 3 | 102120.46 | 0 | 5865.2887 | 6967.8066 | 9088.7284 | -96255.1713 | -95152.6534 | -93031.7316 | 0.057435 | 0.068231 | 0.089 | 0.06383
1872 | Lateral Hardening | Lateral Hardening-Fuse-90291313 | Laterals | 13071 | 0.04697 | 2 | 1 | 52285.45 | 0 | 3003.7173 | 3567.6395 | 4645.9383 | -49281.7327 | -48717.8105 | -47639.5117 | 0.057448 | 0.068234 | 0.088857 | 0.063825
15740 | Lateral Hardening | Lateral Hardening-Fuse-60020594 | Laterals | 13679 | 0.074621 | 5 | 3 | 54074.81 | 0 | 3115.4812 | 3680.499 | 4760.8548 | -50959.3288 | -50394.311 | -49313.9552 | 0.057614 | 0.068063 | 0.088042 | 0.063792
1238 | Lateral Hardening | Lateral Hardening-Fuse-92608954 | Laterals | 13390 | 0.066288 | 4 | 0 | 63437.09 | 0 | 3618.5089 | 4338.2726 | 5738.9095 | -59818.5811 | -59098.8174 | -57698.1805 | 0.057041 | 0.068387 | 0.090466 | 0.063787
10327 | Lateral Hardening | Lateral Hardening-Fuse-10920967 | Laterals | 13797 | 0.14962 | 10 | 0 | 177198.7 | 0 | 10100.1606 | 12109.2005 | 16018.7273 | -167098.5394 | -165089.4995 | -161179.9727 | 0.056999 | 0.068337 | 0.0904 | 0.06374
9708 | Lateral Hardening | Lateral Hardening-Fuse-10080878 | Laterals | 13668 | 0.049053 | 4 | 1 | 52458.59 | 0 | 3003.8528 | 3573.1281 | 4693.5525 | -49454.7372 | -48885.4619 | -47765.0375 | 0.057261 | 0.068113 | 0.089472 | 0.063738
3051 | Lateral Hardening | Lateral Hardening-Fuse-60275103 | Laterals | 13797 | 0.07197 | 3 |  | 50433.13 | 0 | 2870.6889 | 3441.7024 | 4552.8763 | -47562.4411 | -46991.4276 | -45880.2537 | 0.056921 | 0.068243 | 0.090276 | 0.063653
14397 | Lateral Hardening | Lateral Hardening-Fuse-93244337 | Laterals | 13696 | 0.046402 | 4 | 8 | 63519.55 | 0 | 3686.3583 | 4300.3038 | 5392.7625 | -59833.1917 | -59219.2462 | -58126.7875 | 0.058035 | 0.0677 | 0.084899 | 0.063621
10919 | Lateral Hardening | Lateral Hardening-Fuse-10496847 | Laterals | 13084 | 0.25114 | 20 | 0 | 337963.16 | 0 | 19225.1927 | 23049.308 | 30490.9131 | -318737.9673 | -314913.852 | -307472.2469 | 0.056885 | 0.068201 | 0.09022 | 0.063613
4683 | Lateral Hardening | Lateral Hardening-Fuse-10425057 | Laterals | 13829 | 0.073674 | 5 | 4 | 101869.36 | 0 | 5866.6416 | 6897.8479 | 8873.0688 | -96002.7184 | -94971.5121 | -92996.2912 | 0.05759 | 0.067713 | 0.087102 | 0.063578
15038 | Lateral Hardening | Lateral Hardening-Fuse-60025463 | Laterals | 13236 | 0.048485 | 4 |  | 50000 | 0 | 2841.2067 | 3406.3558 | 4506.1179 | -47158.7933 | -46593.6442 | -45493.8821 | 0.056824 | 0.068127 | 0.090122 | 0.063545
12939 | Lateral Hardening | Lateral Hardening-Fuse-60181094 | Laterals | 13388 | 0.095455 | 4 | 6 | 87935.01 | 0 | 5066.4598 | 5945.9532 | 7633.8681 | -82868.5502 | -81989.0568 | -80301.1419 | 0.057616 | 0.067618 | 0.086813 | 0.063536
17925 | Lateral Hardening | Lateral Hardening-Fuse-91079404 | Laterals | 13769 | 0.057765 | 4 | 1 | 53182.63 | 0 | 3034.7349 | 3614.7221 | 4735.4054 | -50147.8951 | -49567.9079 | -48447.2246 | 0.057063 | 0.067968 | 0.08904 | 0.063532
12726 | Lateral Hardening | Lateral Hardening-Fuse-10391672 | Laterals | 13546 | 0.1572 | 12 | 0 | 327832.93 | 0 | 18620.0545 | 22323.8007 | 29531.1715 | -309212.8755 | -305509.1293 | -298301.7585 | 0.056797 | 0.068095 | 0.09008 | 0.063515
6576 | Lateral Hardening | Lateral Hardening-Fuse-90290282 | Laterals | 13612 | 0.069886 | 8 | 8 | 314256.48 | 0 | 18041.281 | 21275.2449 | 27510.5088 | -296215.199 | -292981.2351 | -286745.9712 | 0.057409 | 0.0677 | 0.087542 | 0.06351
5784 | Lateral Hardening | Lateral Hardening-Fuse-92059500 | Laterals | 13906 | 0.090341 | 7 | 2 | 61977.15 | 0 | 3534.8322 | 4204.9947 | 5520.7422 | -58442.3178 | -57772.1553 | -56456.4078 | 0.057034 | 0.067847 | 0.089077 | 0.063483
13090 | Lateral Hardening | Lateral Hardening-Fuse-92606203 | Laterals | 13390 | 0.082765 | 4 | 3 | 162325.88 | 0 | 9434.6591 | 10916.0459 | 13686.6784 | -152891.2209 | -151409.8341 | -148639.2016 | 0.058122 | 0.067248 | 0.084316 | 0.063479
4366 | Lateral Hardening | Lateral Hardening-Fuse-91895154 | Laterals | 13298 | 0.079735 | 4 | 1 | 50569.79 | 0 | 2887.9571 | 3429.4788 | 4473.7163 | -47681.8329 | -47140.3112 | -46096.0737 | 0.057108 | 0.067817 | 0.088466 | 0.063457
18623 | Lateral Hardening | Lateral Hardening-Fuse-10753421 | Laterals | 13330 | 0.1053 | 9 | 20 | 163447.94 | 0 | 9441.2596 | 11048.3051 | 13923.6818 | -154006.6804 | -152399.6349 | -149524.2582 | 0.057763 | 0.067595 | 0.085187 | 0.063455
9387 | Lateral Hardening | Lateral Hardening-Fuse-10487460 | Laterals | 13458 | 0.041667 | 4 | 4 | 51336.05 | 0 | 2961.2475 | 3461.2353 | 4422.6474 | -48374.8025 | -47874.8147 | -46913.4026 | 0.057684 | 0.067423 | 0.086151 | 0.063452
5707 | Lateral Hardening | Lateral Hardening-Fuse-10758607 | Laterals | 13422 | 0.43049 | 16 | 0 | 293362.68 | 0 | 16637.1461 | 19946.4687 | 26386.3038 | -276725.5339 | -273416.2113 | -266976.3762 | 0.056712 | 0.067993 | 0.089944 | 0.063419
15722 | Lateral Hardening | Lateral Hardening-Fuse-91201428 | Laterals | 13461 | 0.082576 | 7 | 2 | 99696.5 | 0 | 5680.0538 | 6756.2286 | 8870.2195 | -94016.4462 | -92940.2714 | -90826.2805 | 0.056973 | 0.067768 | 0.088972 | 0.063412
10513 | Lateral Hardening | Lateral Hardening-Fuse-10421448 | Laterals | 13826 | 0.030871 | 3 | 1 | 50000 | 0 | 2854.0992 | 3388.4716 | 4413.9783 | -47145.9008 | -46611.5284 | -45586.0217 | 0.057082 | 0.067769 | 0.08828 | 0.063408
16292 | Lateral Hardening | Lateral Hardening-Fuse-90300653 | Laterals | 13962 | 0.056061 | 4 | 1 | 97492.9 | 0 | 5553.9416 | 6605.7592 | 8674.9645 | -91938.9584 | -90887.1408 | -88817.9355 | 0.056968 | 0.067756 | 0.08898 | 0.063406
13078 | Lateral Hardening | Lateral Hardening-Fuse-10590626 | Laterals | 13127 | 0.075568 | 7 | 14 | 181340.01 | 0 | 10481.0298 | 12218.3027 | 15432.0063 | -170858.9802 | -169121.7073 | -165908.0037 | 0.057798 | 0.067378 | 0.0851 | 0.063402
6661 | Lateral Hardening | Lateral Hardening-Fuse-90195024 | Laterals | 13420 | 0.077841 | 5 | 8 | 117935.64 | 0 | 6809.2824 | 7929.3436 | 10070.7463 | -111126.3576 | -110006.2964 | -107864.8937 | 0.057737 | 0.067234 | 0.085392 | 0.063352
17591 | Lateral Hardening | Lateral Hardening-Fuse-92015250 | Laterals | 13772 | 0.05322 | 4 | 4 | 64594.87 | 0 | 3702.0302 | 4350.5499 | 5597.733 | -60892.8398 | -60244.3201 | -58997.137 | 0.057312 | 0.067351 | 0.086659 | 0.063258
4764 | Lateral Hardening | Lateral Hardening-Fuse-10745490 | Laterals | 13431 | 0.22784 | 13 | 5 | 168011.01 | 0 | 9539.4714 | 11369.9311 | 14878.5507 | -158471.5386 | -156641.0789 | -153132.4593 | 0.056779 | 0.067674 | 0.088557 | 0.063225
10213 | Lateral Hardening | Lateral Hardening-Fuse-92639426 | Laterals | 13324 | 0.024621 | 3 | 3 | 65639.45 | 0 | 3865.8088 | 4392.8455 | 5123.8282 | -61773.6412 | -61246.6045 | -60515.6218 | 0.058895 | 0.066924 | 0.07806 | 0.06322
11959 | Lateral Hardening | Lateral Hardening-Fuse-60201069 | Laterals | 13256 | 0.69924 | 34 | 1 | 475654.52 | 0 | 26896.0194 | 32241.4289 | 42587.3283 | -448758.5006 | -443413.0911 | -433067.1917 | 0.056545 | 0.067783 | 0.089534 | 0.063216
9311 | Lateral Hardening | Lateral Hardening-Fuse-10626993 | Laterals | 13146 | 0.052083 | 5 | 1 | 50000 | 0 | 2838.7296 | 3380.2922 | 4430.2406 | -47161.2704 | -46619.7078 | -45569.7594 | 0.056775 | 0.067606 | 0.088605 | 0.063207
16195 | Lateral Hardening | Lateral Hardening-Fuse-10158444 | Laterals | 13162 | 0.099621 | 8 | 0 | 160469.96 | 0 | 9061.9693 | 10864.5008 | 14372.169 | -151407.9907 | -149605.4592 | -146097.791 | 0.056471 | 0.067704 | 0.089563 | 0.06315
13342 | Lateral Hardening | Lateral Hardening-Fuse-10254045 | Laterals | 13583 | 0.093939 | 5 | 3 | 108500.9 | 0 | 6161.0195 | 7317.9113 | 9517.7556 | -102339.8805 | -101182.9887 | -98983.1444 | 0.056783 | 0.067446 | 0.087721 | 0.063076
7177 | Lateral Hardening | Lateral Hardening-Fuse-91197006 | Laterals | 13228 | 0.074053 | 7 | 0 | 88481.55 | 0 | 4987.6188 | 5979.7144 | 7910.3006 | -83493.9312 | -82501.8356 | -80571.2494 | 0.056369 | 0.067581 | 0.089401 | 0.063036
11050 | Lateral Hardening | Lateral Hardening-Fuse-91207658 | Laterals | 13298 | 0.1375 | 8 | 1 | 59809.17 | 0 | 3378.1551 | 4035.1954 | 5313.8114 | -56431.0149 | -55773.9746 | -54495.3586 | 0.056482 | 0.067468 | 0.088846 | 0.063014
3950 | Lateral Hardening | Lateral Hardening-Fuse-10122224 | Laterals | 13059 | 0.13068 | 12 | 32 | 248800.35 | 0 | 14293.3649 | 16677.8293 | 20933.9019 | -234506.9851 | -232122.5207 | -227866.4481 | 0.057449 | 0.067033 | 0.084139 | 0.062993
14435 | Lateral Hardening | Lateral Hardening-Fuse-60314756 | Laterals | 13863 | 0.0028409 | 2 | 1 | 52548.03 | 0 | 3091.5257 | 3487.4899 | 4081.2755 | -49456.5043 | -49060.5401 | -48466.7545 | 0.058832 | 0.066368 | 0.077668 | 0.062976
15093 | Lateral Hardening | Lateral Hardening-Fuse-93217509 | Laterals | 13656 | 0.081439 | 7 | 1 | 50000 | 0 | 2828.0187 | 3365.2066 | 4419.4628 | -47171.9813 | -46634.7934 | -45580.5372 | 0.05656 | 0.067304 | 0.088389 | 0.062966
4898 | Lateral Hardening | Lateral Hardening-Fuse-90222085 | Laterals | 13305 | 0.10208 | 4 | 2 | 56357.11 | 0 | 3202.7561 | 3788.7439 | 4895.9851 | -53154.3539 | -52568.3661 | -51461.1249 | 0.05683 | 0.067227 | 0.086874 | 0.062953
8586 | Lateral Hardening | Lateral Hardening-Fuse-60007518 | Laterals | 13076 | 0.38826 | 36 | 0 | 785268.8 | 0 | 44582.4672 | 52797.8999 | 68328.1339 | -740686.3328 | -732470.9001 | -716940.6661 | 0.056774 | 0.067235 | 0.087012 | 0.062936
17381 | Lateral Hardening | Lateral Hardening-Fuse-10126969 | Laterals | 13065 | 0.038068 | 4 | 6 | 66756.99 | 0 | 3830.0727 | 4461.1981 | 5647.9405 | -62926.9173 | -62295.7919 | -61109.0495 | 0.057373 | 0.066827 | 0.084604 | 0.062933
1461 | Lateral Hardening | Lateral Hardening-Fuse-10626994 | Laterals | 13146 | 0.24053 | 11 | 1 | 112823.66 | 0 | 6356.6206 | 7607.0733 | 10026.9214 | -106467.0394 | -105216.5867 | -102796.7386 | 0.056341 | 0.067424 | 0.088873 | 0.062919
8905 | Lateral Hardening | Lateral Hardening-Fuse-90890787 | Laterals | 13371 | 0.10682 | 8 | 11 | 176585.79 | 0 | 10091.7438 | 11813.5141 | 15100.4273 | -166494.0462 | -164772.2759 | -161485.3627 | 0.057149 | 0.0669 | 0.085513 | 0.062911
9561 | Lateral Hardening | Lateral Hardening-Fuse-10676165 | Laterals | 14123 | 0.073864 | 4 | 1 | 54520.53 | 0 | 3080.7505 | 3664.4056 | 4812.743 | -51439.7795 | -50856.1244 | -49707.787 | 0.056506 | 0.067211 | 0.088274 | 0.062895
197 | Lateral Hardening | Lateral Hardening-Fuse-91479622 | Laterals | 14040 | 0.064773 | 4 | 8 | 76836.33 | 0 | 4405.8644 | 5139.6403 | 6445.3258 | -72430.4656 | -71696.6897 | -70391.0042 | 0.057341 | 0.066891 | 0.083884 | 0.06286
15624 | Lateral Hardening | Lateral Hardening-Fuse-91630851 | Laterals | 13305 | 0.097538 | 6 | 2 | 55979.35 | 0 | 3167.6896 | 3762.7696 | 4885.1796 | -52811.6604 | -52216.5804 | -51094.1704 | 0.056587 | 0.067217 | 0.087268 | 0.062844
4284 | Lateral Hardening | Lateral Hardening-Fuse-60370216 | Laterals | 13808 | 0.02822 | 3 | 2 | 50000 | 0 | 2840.117 | 3353.52 | 4320.2317 | -47159.883 | -46646.48 | -45679.7683 | 0.056802 | 0.06707 | 0.086405 | 0.062843
9955 | Lateral Hardening | Lateral Hardening-Fuse-60587528 | Laterals | 13461 | 0.090152 | 8 | 4 | 95378.74 | 0 | 5403.8104 | 6408.0572 | 8282.35 | -89974.9296 | -88970.6828 | -87096.39 | 0.056656 | 0.067185 | 0.086836 | 0.062833
8949 | Lateral Hardening | Lateral Hardening-Fuse-90722415 | Laterals | 13808 | 0.083712 | 6 | 10 | 145168.42 | 0 | 8494.0608 | 9644.3217 | 11316.3596 | -136674.3592 | -135524.0983 | -133852.0604 | 0.058512 | 0.066435 | 0.077953 | 0.062833
4355 | Lateral Hardening | Lateral Hardening-Fuse-92900621 | Laterals | 13854 | 0.048674 | 3 | 27 | 63892.49 | 0 | 3694.4645 | 4256.3638 | 5172.2478 | -60198.0255 | -59636.1262 | -58720.2422 | 0.057823 | 0.066618 | 0.080952 | 0.062774
1620 | Lateral Hardening | Lateral Hardening-Fuse-10567777 | Laterals | 13279 | 0.04678 | 4 | 16 | 103564.28 | 0 | 5958.005 | 6889.0777 | 8564.0643 | -97606.275 | -96675.2023 | -95000.2157 | 0.05753 | 0.06652 | 0.082693 | 0.062743
7013 | Lateral Hardening | Lateral Hardening-Fuse-91860652 | Laterals | 13180 | 0.076326 | 7 | 1 | 94229.72 | 0 | 5517.9898 | 6222.9265 | 7330.1522 | -88711.7302 | -88006.7935 | -86899.5678 | 0.058559 | 0.06604 | 0.07779 | 0.062726
7848 | Lateral Hardening | Lateral Hardening-Fuse-10394126 | Laterals | 13552 | 0.092992 | 10 | 0 | 50000 | 0 | 2804.0106 | 3361.761 | 4447.1254 | -47195.9894 | -46638.239 | -45552.8746 | 0.05608 | 0.067235 | 0.088943 | 0.062713
14643 | Lateral Hardening | Lateral Hardening-Fuse-92018482 | Laterals | 13239 | 0.64489 | 35 | 0 | 485110.25 | 0 | 27204.8107 | 32616.1651 | 43146.4866 | -457905.4393 | -452494.0849 | -441963.7634 | 0.05608 | 0.067235 | 0.088942 | 0.062712
12719 | Lateral Hardening | Lateral Hardening-Fuse-10457714 | Laterals | 13229 | 0.074242 | 7 | 0 | 242444.2 | 0 | 13585.3859 | 16287.6777 | 21546.2506 | -228858.8141 | -226156.5223 | -220897.9494 | 0.056035 | 0.067181 | 0.088871 | 0.062663
5719 | Lateral Hardening | Lateral Hardening-Fuse-10715646 | Laterals | 13984 | 0.062879 | 6 | 1 | 53607.61 | 0 | 3014.4005 | 3587.688 | 4713.4485 | -50593.2095 | -50019.922 | -48894.1615 | 0.056231 | 0.066925 | 0.087925 | 0.062608
7838 | Lateral Hardening | Lateral Hardening-Fuse-10895261 | Laterals | 13003 | 0.067614 | 5 | 1 | 89575.68 | 0 | 5033.163 | 5994.1762 | 7853.7602 | -84542.517 | -83581.5038 | -81721.9198 | 0.056189 | 0.066917 | 0.087677 | 0.062556
1380 | Lateral Hardening | Lateral Hardening-Fuse-60401695 | Laterals | 13505 | 0.026326 | 4 |  | 50000 | 0 | 2794.6718 | 3350.5647 | 4432.3143 | -47205.3282 | -46649.4353 | -45567.6857 | 0.055893 | 0.067011 | 0.088646 | 0.062504
17759 | Lateral Hardening | Lateral Hardening-Fuse-92035401 | Laterals | 13442 | 0.01572 | 1 | 60 | 50000 | 0 | 2878.786 | 3319.7214 | 4017.6512 | -47121.214 | -46680.2786 | -45982.3488 | 0.057576 | 0.066394 | 0.080353 | 0.062499
18381 | Lateral Hardening | Lateral Hardening-Fuse-10868110 | Laterals | 13231 | 0.082197 | 9 | 0 | 89747.9 | 0 | 5015.3746 | 6012.9911 | 7954.3208 | -84732.5254 | -83734.9089 | -81793.5792 | 0.055883 | 0.066999 | 0.08863 | 0.062492
16170 | Lateral Hardening | Lateral Hardening-Fuse-92001797 | Laterals | 13298 | 0.12898 | 8 | 1 | 99114.12 | 0 | 5552.2808 | 6631.2423 | 8713.2438 | -93561.8392 | -92482.8777 | -90400.8762 | 0.056019 | 0.066905 | 0.087911 | 0.062474
12863 | Lateral Hardening | Lateral Hardening-Fuse-90010860 | Laterals | 13962 | 0.068182 | 4 | 2 | 93552.9 | 0 | 5274.8338 | 6239.9364 | 8063.5262 | -88278.0662 | -87312.9636 | -85489.3738 | 0.056383 | 0.0667 | 0.086192 | 0.062459
7025 | Lateral Hardening | Lateral Hardening-Fuse-10897208 | Laterals | 14050 | 0.11364 | 6 | 10 | 128770.5 | 0 | 7322.7591 | 8533.8104 | 10801.3428 | -121447.7409 | -120236.6896 | -117969.1572 | 0.056867 | 0.066271 | 0.083881 | 0.06239
4289 | Lateral Hardening | Lateral Hardening-Fuse-91692218 | Laterals | 14274 | 0.053409 | 4 | 2 | 56750.61 | 0 | 3188.9294 | 3788.0439 | 4905.9334 | -53561.6806 | -52962.5661 | -51844.6766 | 0.056192 | 0.066749 | 0.086447 | 0.062385
4247 | Lateral Hardening | Lateral Hardening-Fuse-92024292 | Laterals | 13201 | 0.14886 | 11 | 52 | 230661.39 | 0 | 13166.1661 | 15271.4539 | 19005.4617 | -217495.2239 | -215389.9361 | -211655.9283 | 0.05708 | 0.066207 | 0.082396 | 0.06235
10528 | Lateral Hardening | Lateral Hardening-Fuse-93314697 | Laterals | 13303 | 0.038636 | 4 | 0 | 82974.4 | 0 | 4624.71 | 5544.6188 | 7334.7317 | -78349.69 | -77429.7812 | -75639.6683 | 0.055737 | 0.066823 | 0.088398 | 0.062329
10210 | Lateral Hardening | Lateral Hardening-Fuse-93118453 | Laterals | 13039 | 0.05625 | 5 | 0 | 85713.25 | 0 | 4773.2933 | 5722.7571 | 7570.383 | -80939.9567 | -79990.4929 | -78142.867 | 0.055689 | 0.066766 | 0.088322 | 0.062276
18216 | Lateral Hardening | Lateral Hardening-Fuse-92860269 | Laterals | 13460 | 0.079735 | 3 | 2 | 50569.79 | 0 | 2862.3141 | 3342.4091 | 4286.639 | -47707.4759 | -47227.3809 | -46283.151 | 0.056601 | 0.066095 | 0.084767 | 0.062266
5481 | Lateral Hardening | Lateral Hardening-Fuse-91580526 | Laterals | 13023 | 0.035606 | 3 | 5 | 62622.37 | 0 | 3555.0904 | 4139.3033 | 5238.4609 | -59067.2796 | -58483.0667 | -57383.9091 | 0.05677 | 0.066099 | 0.083652 | 0.062257
16062 | Lateral Hardening | Lateral Hardening-Fuse-10075350 | Laterals | 13656 | 0.07178 | 6 | 0 | 68280.01 | 0 | 3799.8811 | 4555.7218 | 6026.5635 | -64480.1289 | -63724.2882 | -62253.4465 | 0.055651 | 0.066721 | 0.088262 | 0.062233
13969 | Lateral Hardening | Lateral Hardening-Fuse-91484342 | Laterals | 13036 | 0.40133 | 19 | 0 | 356840.04 | 0 | 19856.973 | 23806.7567 | 31492.9087 | -336983.067 | -333033.2833 | -325347.1313 | 0.055647 | 0.066715 | 0.088255 | 0.062228
8639 | Lateral Hardening | Lateral Hardening-Fuse-92052950 | Laterals | 13787 | 0.18712 | 10 | 7 | 203114.12 | 0 | 11429.5127 | 13469.9723 | 17341.5592 | -191684.6073 | -189644.1477 | -185772.5608 | 0.056271 | 0.066317 | 0.085378 | 0.062196
17167 | Lateral Hardening | Lateral Hardening-Fuse-93309902 | Laterals | 13308 | 0.0083333 | 1 | 15 | 50000 | 0 | 2898.9168 | 3285.9351 | 3833.4857 | -47101.0832 | -46714.0649 | -46166.5143 | 0.057978 | 0.065719 | 0.07667 | 0.06217
11029 | Lateral Hardening | Lateral Hardening-Fuse-10142929 | Laterals | 13035 | 0.11686 | 10 | 6 | 163149.91 | 0 | 9162.354 | 10820.3937 | 13991.0171 | -153987.556 | -152329.5163 | -149158.8929 | 0.056159 | 0.066322 | 0.085756 | 0.062168
2932 | Lateral Hardening | Lateral Hardening-Fuse-92459993 | Laterals | 13210 | 0.09375 | 9 | 22 | 254304.3 | 0 | 14388.4841 | 16822.331 | 21197.0802 | -239915.8159 | -237481.969 | -233107.2198 | 0.05658 | 0.06615 | 0.083353 | 0.062128
7754 | Lateral Hardening | Lateral Hardening-Fuse-92800622 | Laterals | 13624 | 0.059091 | 4 | 2 | 57222.81 | 0 | 3199.4011 | 3798.6918 | 4919.3448 | -54023.4089 | -53424.1182 | -52303.4652 | 0.055911 | 0.066384 | 0.085968 | 0.062059
13458 | Lateral Hardening | Lateral Hardening-Fuse-10510817 | Laterals | 13693 | 0.26534 | 14 | 18 | 325011.24 | 0 | 18311.3496 | 21450.2518 | 27464.0859 | -306699.8904 | -303560.9882 | -297547.1541 | 0.056341 | 0.065998 | 0.084502 | 0.062054
19254 | Lateral Hardening | Lateral Hardening-Fuse-10876322 | Laterals | 14023 | 0.225 | 13 | 14 | 273785.37 | 0 | 15407.2938 | 18063.1483 | 23161.9221 | -258378.0762 | -255722.2217 | -250623.4479 | 0.056275 | 0.065976 | 0.084599 | 0.062018
8099 | Lateral Hardening | Lateral Hardening-Fuse-93006053 | Laterals | 13059 | 0.062879 | 6 | 20 | 163852.18 | 0 | 9288.9694 | 10803.7813 | 13466.3545 | -154563.2106 | -153048.3987 | -150385.8255 | 0.056691 | 0.065936 | 0.082186 | 0.062014
15605 | Lateral Hardening | Lateral Hardening-Fuse-90768462 | Laterals | 13373 | 0.083902 | 4 | 11 | 122369.32 | 0 | 6935.3446 | 8053.6512 | 10024.2362 | -115433.9754 | -114315.6688 | -112345.0838 | 0.056676 | 0.065814 | 0.081918 | 0.061941
18431 | Lateral Hardening | Lateral Hardening-Fuse-60639016 | Laterals | 14023 | 0.12424 | 7 | 1 | 54268.69 | 0 | 3019.3204 | 3592.6571 | 4719.3338 | -51249.3696 | -50676.0329 | -49549.3562 | 0.055637 | 0.066201 | 0.086962 | 0.061939
15126 | Lateral Hardening | Lateral Hardening-Fuse-60351348 | Laterals | 13747 | 0.034848 | 5 | 0 | 50000 | 0 | 2765.6014 | 3315.7118 | 4386.2089 | -47234.3986 | -46684.2882 | -45613.7911 | 0.055312 | 0.066314 | 0.087724 | 0.061854
14332 | Lateral Hardening | Lateral Hardening-Fuse-60077910 | Laterals | 13443 | 0.058902 | 4 | 9 | 129169 | 0 | 7269.0489 | 8483.8226 | 10797.7681 | -121899.9511 | -120685.1774 | -118371.2319 | 0.056275 | 0.06568 | 0.083594 | 0.061829
18162 | Lateral Hardening | Lateral Hardening-Fuse-93301955 | Laterals | 13808 | 0.053409 | 4 | 1 | 52820.61 | 0 | 2932.3867 | 3488.1217 | 4579.5655 | -49888.2233 | -49332.4883 | -48241.0445 | 0.055516 | 0.066037 | 0.0867 | 0.061791
8714 | Lateral Hardening | Lateral Hardening-Fuse-92128947 | Laterals | 13231 | 0.1197 | 8 | 20 | 221903.47 | 0 | 12465.4854 | 14576.9891 | 18583.9845 | -209437.9846 | -207326.4809 | -203319.4855 | 0.056175 | 0.065691 | 0.083748 | 0.061787
4698 | Lateral Hardening | Lateral Hardening-Fuse-92634063 | Laterals | 13331 | 0.086932 | 7 | 11 | 78677.91 | 0 | 4423.8144 | 5162.6567 | 6568.1463 | -74254.0956 | -73515.2533 | -72109.7637 | 0.056227 | 0.065618 | 0.083481 | 0.06177
19392 | Lateral Hardening | Lateral Hardening-Fuse-10715659 | Laterals | 13984 | 0.042235 | 2 | 3 | 59751.95 | 0 | 3351.9343 | 3919.7423 | 5034.9443 | -56400.0157 | -55832.2077 | -54717.0057 | 0.056097 | 0.0656 | 0.084264 | 0.061765
9623 | Lateral Hardening | Lateral Hardening-Fuse-10612119 | Laterals | 13927 | 0.10417 | 4 | 1 | 52600.25 | 0 | 2923.6063 | 3470.9015 | 4530.2225 | -49676.6437 | -49129.3485 | -48070.0275 | 0.055582 | 0.065986 | 0.086125 | 0.061757
19592 | Lateral Hardening | Lateral Hardening-Fuse-91820244 | Laterals | 13880 | 0.012689 | 1 | 24 | 50000 | 0 | 2873.5021 | 3275.5852 | 3810.8218 | -47126.4979 | -46724.4148 | -46189.1782 | 0.05747 | 0.065512 | 0.076216 | 0.061757
2834 | Lateral Hardening | Lateral Hardening-Fuse-60479145 | Laterals | 13373 | 0.056629 | 5 | 0 | 113260.12 | 0 | 6253.1067 | 7496.9226 | 9917.3483 | -107007.0133 | -105763.1974 | -103342.7717 | 0.05521 | 0.066192 | 0.087563 | 0.06174
6409 | Lateral Hardening | Lateral Hardening-Fuse-93119475 | Laterals | 13657 | 0.025189 | 4 | 1 | 80883.45 | 0 | 4484.7778 | 5334.716 | 7003.9649 | -76398.6722 | -75548.734 | -73879.4851 | 0.055447 | 0.065956 | 0.086593 | 0.061714
18627 | Lateral Hardening | Lateral Hardening-Fuse-90862870 | Laterals | 13227 | 0.017614 | 3 | 32 | 50000 | 0 | 2830.4505 | 3269.0059 | 4028.8524 | -47169.5495 | -46730.9941 | -45971.1476 | 0.056609 | 0.06538 | 0.080577 | 0.061637
7713 | Lateral Hardening | Lateral Hardening-Fuse-90988631 | Laterals | 13963 | 0.21591 | 19 |  | 373559.04 | 0 | 20583.7532 | 24678.1021 | 32645.573 | -352975.2868 | -348880.9379 | -340913.467 | 0.055102 | 0.066062 | 0.087391 | 0.061619
17088 | Lateral Hardening | Lateral Hardening-Fuse-92345679 | Laterals | 13150 | 0.2089 | 16 | 25 | 271734.22 | 0 | 15219.8179 | 17817.1836 | 22649.8248 | -256514.4021 | -253917.0364 | -249084.3952 | 0.05601 | 0.065568 | 0.083353 | 0.061612
16715 | Lateral Hardening | Lateral Hardening-Fuse-60001425 | Laterals | 13023 | 0.063068 | 6 | 14 | 140287.92 | 0 | 7884.4306 | 9192.7855 | 11518.3584 | -132403.4894 | -131095.1345 | -128769.5616 | 0.056202 | 0.065528 | 0.082105 | 0.06159
16853 | Lateral Hardening | Lateral Hardening-Fuse-10433165 | Laterals | 13839 | 0.14394 | 13 | 0 | 167361.26 | 0 | 9209.6701 | 11041.581 | 14606.4206 | -158151.5899 | -156319.679 | -152754.8394 | 0.055029 | 0.065975 | 0.087275 | 0.061537
8565 | Lateral Hardening | Lateral Hardening-Fuse-90275286 | Laterals | 13724 | 0.082386 | 4 | 4 | 102593.4 | 0 | 5734.4651 | 6704.3696 | 8562.9149 | -96858.9349 | -95889.0304 | -94030.4851 | 0.055895 | 0.065349 | 0.083465 | 0.061488
10158 | Lateral Hardening | Lateral Hardening-Fuse-60082906 | Laterals | 13091 | 0.031629 | 3 | 7 | 70151.83 | 0 | 3933.6622 | 4589.0009 | 5754.9485 | -66218.1678 | -65562.8291 | -64396.8815 | 0.056074 | 0.065415 | 0.082036 | 0.061472
6531 | Lateral Hardening | Lateral Hardening-Fuse-90469010 | Laterals | 13096 | 0.14242 | 7 |  | 50000 | 0 | 2748.3755 | 3295.0594 | 4358.8888 | -47251.6245 | -46704.9406 | -45641.1112 | 0.054968 | 0.065901 | 0.087178 | 0.061469
5114 | Lateral Hardening | Lateral Hardening-Fuse-10165387 | Laterals | 13045 | 0.066288 | 5 | 25 | 152345.5 | 0 | 8578.5554 | 9935.9658 | 12320.7711 | -143766.9446 | -142409.5342 | -140024.7289 | 0.05631 | 0.06522 | 0.080874 | 0.061439
8816 | Lateral Hardening | Lateral Hardening-Fuse-10637254 | Laterals | 13696 | 0.050189 | 6 | 6 | 67764.35 | 0 | 3781.8363 | 4423.402 | 5669.4537 | -63982.5137 | -63340.948 | -62094.8963 | 0.055809 | 0.065276 | 0.083664 | 0.061434
19041 | Lateral Hardening | Lateral Hardening-Fuse-90573741 | Laterals | 14050 | 0.05322 | 5 | 4 | 60156.19 | 0 | 3345.7835 | 3932.0325 | 5056.9197 | -56810.4065 | -56224.1575 | -55099.2703 | 0.055618 | 0.065364 | 0.084063 | 0.061386
18336 | Lateral Hardening | Lateral Hardening-Fuse-91997018 | Laterals | 13450 | 0.10663 | 10 | 0 | 161559.61 | 0 | 8865.8555 | 10629.3777 | 14061.135 | -152693.7545 | -150930.2323 | -147498.475 | 0.054877 | 0.065792 | 0.087034 | 0.061367
16966 | Lateral Hardening | Lateral Hardening-Fuse-92633325 | Laterals | 13460 | 0.0375 | 2 | 3 | 59358.45 | 0 | 3306.3396 | 3867.7847 | 4961.2735 | -56052.1104 | -55490.6653 | -54397.1765 | 0.055701 | 0.06516 | 0.083582 | 0.061327
14304 | Lateral Hardening | Lateral Hardening-Fuse-10663254 | Laterals | 13001 | 0.026326 | 3 | 3 | 53991.11 | 0 | 3004.2108 | 3512.1018 | 4511.3686 | -50986.8992 | -50479.0082 | -49479.7414 | 0.055643 | 0.06505 | 0.083558 | 0.061256
3157 | Lateral Hardening | Lateral Hardening-Fuse-92950871 | Laterals | 13795 | 0.046212 | 4 | 2 | 56152.49 | 0 | 3097.4238 | 3677.6128 | 4762.5463 | -53055.0662 | -52474.8772 | -51389.9437 | 0.055161 | 0.065493 | 0.084815 | 0.061226
1663 | Lateral Hardening | Lateral Hardening-Fuse-10668865 | Laterals | 13723 | 0.069886 | 4 | 4 | 57611.31 | 0 | 3206.3451 | 3747.7161 | 4788.7027 | -54404.9649 | -53863.5939 | -52822.6073 | 0.055655 | 0.065052 | 0.083121 | 0.06122
6027 | Lateral Hardening | Lateral Hardening-Fuse-90839377 | Laterals | 13097 | 0.0079545 | 3 | 1 | 50000 | 0 | 2748.6068 | 3274.7314 | 4282.2749 | -47251.3932 | -46725.2686 | -45717.7251 | 0.054972 | 0.065495 | 0.085645 | 0.061196
2403 | Lateral Hardening | Lateral Hardening-Fuse-91714795 | Laterals | 14012 | 0.079545 | 6 | 0 | 103374.66 | 0 | 5656.6622 | 6781.8383 | 8971.3949 | -97717.9978 | -96592.8217 | -94403.2651 | 0.05472 | 0.065604 | 0.086785 | 0.061192
7844 | Lateral Hardening | Lateral Hardening-Fuse-90446689 | Laterals | 13661 | 0.013258 | 1 | 9 | 50000 | 0 | 2855.215 | 3230.7879 | 3765.7891 | -47144.785 | -46769.2121 | -46234.2109 | 0.057104 | 0.064616 | 0.075316 | 0.061179
9709 | Lateral Hardening | Lateral Hardening-Fuse-90254959 | Laterals | 13454 | 0.060227 | 3 | 3 | 108611.82 | 0 | 6030.4675 | 7050.1852 | 9035.8821 | -102581.3525 | -101561.6348 | -99575.9379 | 0.055523 | 0.064912 | 0.083194 | 0.061107
6663 | Lateral Hardening | Lateral Hardening-Fuse-92558246 | Laterals | 13489 | 0.069508 | 7 |  | 50228.51 | 0 | 2741.8847 | 3287.2776 | 4348.5945 | -47486.6253 | -46941.2324 | -45879.9155 | 0.054588 | 0.065446 | 0.086576 | 0.061044
4611 | Lateral Hardening | Lateral Hardening-Fuse-60311395 | Laterals | 13737 | 0.057955 | 6 | 22 | 167372.94 | 0 | 9350.0409 | 10844.1828 | 13523.2769 | -158022.8991 | -156528.7572 | -153849.6631 | 0.055864 | 0.064791 | 0.080797 | 0.061035
2761 | Lateral Hardening | Lateral Hardening-Fuse-93064824 | Laterals | 13436 | 0.034848 | 5 | 5 | 50000 | 0 | 2769.9844 | 3242.1736 | 4157.1394 | -47230.0156 | -46757.8264 | -45842.8606 | 0.0554 | 0.064843 | 0.083143 | 0.061007
11990 | Lateral Hardening | Lateral Hardening-Fuse-92621375 | Laterals | 13829 | 0.054545 | 4 | 1 | 50000 | 0 | 2744.6449 | 3259.2942 | 4251.7124 | -47255.3551 | -46740.7058 | -45748.2876 | 0.054893 | 0.065186 | 0.085034 | 0.060995
5899 | Lateral Hardening | Lateral Hardening-Fuse-10072011 | Laterals | 13305 | 0.037121 | 3 | 2 | 50958.29 | 0 | 2809.7187 | 3315.1436 | 4276.5495 | -48148.5713 | -47643.1464 | -46681.7405 | 0.055138 | 0.065056 | 0.083923 | 0.060992
5976 | Lateral Hardening | Lateral Hardening-Fuse-91979644 | Laterals | 13147 | 0.067045 | 4 | 1 | 53953.89 | 0 | 2955.3627 | 3515.3311 | 4615.5999 | -50998.5273 | -50438.5589 | -49338.2901 | 0.054776 | 0.065154 | 0.085547 | 0.060966
14184 | Lateral Hardening | Lateral Hardening-Fuse-60084307 | Laterals | 13786 | 0.085038 | 5 | 2 | 59379.19 | 0 | 3258.944 | 3871.6534 | 5031.2682 | -56120.246 | -55507.5366 | -54347.9218 | 0.054884 | 0.065202 | 0.084731 | 0.060964
18006 | Lateral Hardening | Lateral Hardening-Fuse-92702067 | Laterals | 13299 | 0.17765 | 8 | 2 | 50000 | 0 | 2738.3876 | 3257.1987 | 4279.6009 | -47261.6124 | -46742.8013 | -45720.3991 | 0.054768 | 0.065144 | 0.085592 | 0.060963
10661 | Lateral Hardening | Lateral Hardening-Fuse-91867495 | Laterals | 13808 | 0.13655 | 7 | 4 | 134589.35 | 0 | 7394.322 | 8770.1229 | 11363.761 | -127195.028 | -125819.2271 | -123225.589 | 0.05494 | 0.065162 | 0.084433 | 0.060956
14400 | Lateral Hardening | Lateral Hardening-Fuse-92434824 | Laterals | 13436 | 0.082197 | 4 | 1 | 55213.09 | 0 | 3023.2111 | 3596.0351 | 4721.5637 | -52189.8789 | -51617.0549 | -50491.5263 | 0.054755 | 0.06513 | 0.085515 | 0.060944
7255 | Lateral Hardening | Lateral Hardening-Fuse-91004060 | Laterals | 13079 | 0.051136 | 4 | 12 | 91423.05 | 0 | 5099.1873 | 5908.3572 | 7371.9322 | -86323.8627 | -85514.6928 | -84051.1178 | 0.055776 | 0.064627 | 0.080635 | 0.060917
15654 | Lateral Hardening | Lateral Hardening-Fuse-10290390 | Laterals | 13155 | 0.058712 | 8 | 0 | 70037.89 | 0 | 3814.9804 | 4573.8245 | 6050.5108 | -66222.9096 | -65464.0655 | -63987.3792 | 0.05447 | 0.065305 | 0.086389 | 0.060913
11645 | Lateral Hardening | Lateral Hardening-Fuse-10556630 | Laterals | 13298 | 0.18352 | 12 | 8 | 203323.74 | 0 | 11177.933 | 13227.8788 | 17095.4667 | -192145.807 | -190095.8612 | -186228.2733 | 0.054976 | 0.065058 | 0.08408 | 0.060911
12133 | Lateral Hardening | Lateral Hardening-Fuse-93173488 | Laterals | 13805 | 0.051136 | 4 | 1 | 52631.73 | 0 | 2879.5022 | 3425.2146 | 4496.9746 | -49752.2278 | -49206.5154 | -48134.7554 | 0.05471 | 0.065079 | 0.085442 | 0.060894
14815 | Lateral Hardening | Lateral Hardening-Fuse-60567506 | Laterals | 13817 | 0.080492 | 4 | 1 | 55071.43 | 0 | 3012.1518 | 3587.1458 | 4700.6471 | -52059.2782 | -51484.2842 | -50370.7829 | 0.054695 | 0.065136 | 0.085355 | 0.060894
7813 | Lateral Hardening | Lateral Hardening-Fuse-90225421 | Laterals | 13434 | 0.031061 | 4 | 1 | 50963.29 | 0 | 2783.5458 | 3315.1829 | 4343.9651 | -48179.7442 | -47648.1071 | -46619.3249 | 0.054619 | 0.06505 | 0.085237 | 0.06081
5948 | Lateral Hardening | Lateral Hardening-Fuse-93015020 | Laterals | 13573 | 0.41155 | 30 | 0 | 498158.67 | 0 | 27083.1022 | 32470.2474 | 42953.4585 | -471075.5678 | -465688.4226 | -455205.2115 | 0.054366 | 0.065181 | 0.086224 | 0.060796
7820 | Lateral Hardening | Lateral Hardening-Fuse-90883772 | Laterals | 13006 | 0.056439 | 2 | 0 | 53072.45 | 0 | 2884.1252 | 3457.8114 | 4574.1862 | -50188.3248 | -49614.6386 | -48498.2638 | 0.054343 | 0.065153 | 0.086188 | 0.06077
12841 | Lateral Hardening | Lateral Hardening-Fuse-90528941 | Laterals | 13201 | 0.099432 | 11 | 21 | 211546.5 | 0 | 11699.6364 | 13653.4365 | 17300.0196 | -199846.8636 | -197893.0635 | -194246.4804 | 0.055305 | 0.064541 | 0.081779 | 0.060723
11302 | Lateral Hardening | Lateral Hardening-Fuse-60070087 | Laterals | 13046 | 0.043561 | 3 | 5 | 59353.45 | 0 | 3285.0834 | 3826.2279 | 4847.374 | -56068.3666 | -55527.2221 | -54506.076 | 0.055348 | 0.064465 | 0.08167 | 0.060715
13289 | Lateral Hardening | Lateral Hardening-Fuse-10612070 | Laterals | 13927 | 0.085038 | 5 |  | 51519.19 | 0 | 2795.962 | 3352.1115 | 4434.3605 | -48723.228 | -48167.0785 | -47084.8295 | 0.05427 | 0.065065 | 0.086072 | 0.060689
870 | Lateral Hardening | Lateral Hardening-Fuse-10556639 | Laterals | 13298 | 0.11534 | 7 | 1 | 53528.91 | 0 | 2917.5582 | 3472.6682 | 4562.3621 | -50611.3518 | -50056.2418 | -48966.5479 | 0.054504 | 0.064875 | 0.085232 | 0.060688
17517 | Lateral Hardening | Lateral Hardening-Fuse-90175857 | Laterals | 13458 | 0.077652 | 4 | 4 | 54326.65 | 0 | 2995.6537 | 3502.3266 | 4473.2206 | -51330.9963 | -50824.3234 | -49853.4294 | 0.055142 | 0.064468 | 0.082339 | 0.060659
1774 | Lateral Hardening | Lateral Hardening-Fuse-91935988 | Laterals | 13419 | 0.13807 | 11 | 22 | 217974.21 | 0 | 12030.1051 | 14075.0671 | 17738.6189 | -205944.1049 | -203899.1429 | -200235.5911 | 0.05519 | 0.064572 | 0.081379 | 0.060624
88 | Lateral Hardening | Lateral Hardening-Fuse-91578883 | Laterals | 13141 | 0.1197 | 13 | 0 | 236081.29 | 0 | 12793.5423 | 15338.3272 | 20290.3967 | -223287.7477 | -220742.9628 | -215790.8933 | 0.054191 | 0.064971 | 0.085947 | 0.060601
17031 | Lateral Hardening | Lateral Hardening-Fuse-90068573 | Laterals | 13073 | 0.051705 | 6 | 16 | 152150.88 | 0 | 8394.2718 | 9777.9156 | 12397.9323 | -143756.6082 | -142372.9644 | -139752.9477 | 0.055171 | 0.064265 | 0.081484 | 0.06053
6267 | Lateral Hardening | Lateral Hardening-Fuse-10391657 | Laterals | 13546 | 0.05928 | 6 | 12 | 128183.12 | 0 | 7068.2045 | 8255.0004 | 10397.0325 | -121114.9155 | -119928.1196 | -117786.0875 | 0.055141 | 0.0644 | 0.081111 | 0.060516
15123 | Lateral Hardening | Lateral Hardening-Fuse-92260012 | Laterals | 13019 | 0.11818 | 10 | 0 | 95343.4 | 0 | 5155.8705 | 6181.4333 | 8177.1455 | -90187.5295 | -89161.9667 | -87166.2545 | 0.054077 | 0.064833 | 0.085765 | 0.060473
7072 | Lateral Hardening | Lateral Hardening-Fuse-10424228 | Laterals | 13828 | 0.080682 | 6 | 0 | 89512.3 | 0 | 4838.8328 | 5801.3332 | 7674.3278 | -84673.4672 | -83710.9668 | -81837.9722 | 0.054058 | 0.06481 | 0.085735 | 0.060451
16662 | Lateral Hardening | Lateral Hardening-Fuse-92828182 | Laterals | 13961 | 0.036742 | 4 | 3 | 54856.81 | 0 | 3006.9834 | 3529.4936 | 4530.6033 | -51849.8266 | -51327.3164 | -50326.2067 | 0.054815 | 0.06434 | 0.08259 | 0.06045
11535 | Lateral Hardening | Lateral Hardening-Fuse-10745583 | Laterals | 13431 | 0.053788 | 3 | 0 | 100725.34 | 0 | 5442.9129 | 6525.5718 | 8632.3912 | -95282.4271 | -94199.7682 | -92092.9488 | 0.054037 | 0.064786 | 0.085702 | 0.060428
2705 | Lateral Hardening | Lateral Hardening-Fuse-10055007 | Laterals | 13419 | 0.15038 | 12 | 14 | 187557.31 | 0 | 10288.023 | 12043.7545 | 15403.4878 | -177269.287 | -175513.5555 | -172153.8222 | 0.054853 | 0.064214 | 0.082127 | 0.060388
834 | Lateral Hardening | Lateral Hardening-Fuse-10925087 | Laterals | 13342 | 0.21004 | 10 | 0 | 50000 | 0 | 2699.3106 | 3236.235 | 4281.0725 | -47300.6894 | -46763.765 | -45718.9275 | 0.053986 | 0.064725 | 0.085621 | 0.060371
4594 | Lateral Hardening | Lateral Hardening-Fuse-93015182 | Laterals | 13840 | 0.044508 | 4 |  | 50000 | 0 | 2699.0986 | 3235.9809 | 4280.7364 | -47300.9014 | -46764.0191 | -45719.2636 | 0.053982 | 0.06472 | 0.085615 | 0.060367
9597 | Lateral Hardening | Lateral Hardening-Fuse-92073261 | Laterals | 13659 | 0.08428 | 5 |  | 62497.69 | 0 | 3373.1889 | 4044.1555 | 5349.835 | -59124.5011 | -58453.5345 | -57147.855 | 0.053973 | 0.064709 | 0.085601 | 0.060357
16217 | Lateral Hardening | Lateral Hardening-Fuse-10092392 | Laterals | 13610 | 0.064962 | 2 | 6 | 50000 | 0 | 2778.113 | 3194.8084 | 3898.5872 | -47221.887 | -46805.1916 | -46101.4128 | 0.055562 | 0.063896 | 0.077972 | 0.060303
15821 | Lateral Hardening | Lateral Hardening-Fuse-10625709 | Laterals | 13011 | 0.41951 | 25 | 33 | 440716.85 | 0 | 24134.769 | 28263.6351 | 36165.475 | -416582.081 | -412453.2149 | -404551.375 | 0.054763 | 0.064131 | 0.082061 | 0.060303
5641 | Lateral Hardening | Lateral Hardening-Fuse-10696507 | Laterals | 13961 | 0.060985 | 5 | 2 | 52941.53 | 0 | 2873.9365 | 3414.4411 | 4425.2161 | -50067.5935 | -49527.0889 | -48516.3139 | 0.054285 | 0.064495 | 0.083587 | 0.060278
9888 | Lateral Hardening | Lateral Hardening-Fuse-60025512 | Laterals | 13648 | 0.30208 | 15 | 3 | 156935.05 | 0 | 8498.029 | 10112.7269 | 13270.9576 | -148437.021 | -146822.3231 | -143664.0924 | 0.05415 | 0.064439 | 0.084563 | 0.060278
9881 | Lateral Hardening | Lateral Hardening-Fuse-92313614 | Laterals | 13461 | 0.062879 | 4 | 2 | 50000 | 0 | 2721.3729 | 3216.7273 | 4156.5073 | -47278.6271 | -46783.2727 | -45843.4927 | 0.054427 | 0.064335 | 0.08313 | 0.06027
6976 | Lateral Hardening | Lateral Hardening-Fuse-60518296 | Laterals | 13305 | 0.069129 | 5 | 4 | 145434.85 | 0 | 7931.6709 | 9321.4601 | 11988.1703 | -137503.1791 | -136113.3899 | -133446.6797 | 0.054538 | 0.064094 | 0.08243 | 0.060194
13556 | Lateral Hardening | Lateral Hardening-Fuse-92528347 | Laterals | 13781 | 0.15379 | 17 | 0 | 168941.38 | 0 | 9089.7869 | 10897.8516 | 14416.2874 | -159851.5931 | -158043.5284 | -154525.0926 | 0.053804 | 0.064507 | 0.085333 | 0.060168
6025 | Lateral Hardening | Lateral Hardening-Fuse-60265549 | Laterals | 13400 | 0.037689 | 5 | 0 | 78350.18 | 0 | 4214.6923 | 5053.0438 | 6684.4489 | -74135.4877 | -73297.1362 | -71665.7311 | 0.053793 | 0.064493 | 0.085315 | 0.060155
13283 | Lateral Hardening | Lateral Hardening-Fuse-10627016 | Laterals | 13147 | 0.42424 | 17 | 0 | 287913.86 | 0 | 15484.6953 | 18564.7819 | 24558.5314 | -272429.1647 | -269349.0781 | -263355.3286 | 0.053782 | 0.06448 | 0.085298 | 0.060143
8485 | Lateral Hardening | Lateral Hardening-Fuse-60114880 | Laterals | 13600 | 0.17027 | 14 |  | 243944.44 | 0 | 13115.9303 | 15724.842 | 20801.7 | -230828.5097 | -228219.598 | -223142.74 | 0.053766 | 0.064461 | 0.085272 | 0.060125
18291 | Lateral Hardening | Lateral Hardening-Fuse-93247456 | Laterals | 13031 | 0.054356 | 5 | 6 | 68110.63 | 0 | 3722.3327 | 4348.1506 | 5549.9346 | -64388.2973 | -63762.4794 | -62560.6954 | 0.054651 | 0.06384 | 0.081484 | 0.060091
16686 | Lateral Hardening | Lateral Hardening-Fuse-10098738 | Laterals | 13087 | 0.055303 | 1 | 10 | 50000 | 0 | 2769.9061 | 3186.3255 | 3849.346 | -47230.0939 | -46813.6745 | -46150.654 | 0.055398 | 0.063727 | 0.076987 | 0.060056
5693 | Lateral Hardening | Lateral Hardening-Fuse-10627074 | Laterals | 13147 | 0.071023 | 4 | 2 | 54284.43 | 0 | 2930.9663 | 3484.073 | 4544.5759 | -51353.4637 | -50800.357 | -49739.8541 | 0.053993 | 0.064182 | 0.083718 | 0.060022
18684 | Lateral Hardening | Lateral Hardening-Fuse-91339998 | Laterals | 13299 | 0.036932 | 4 | 2 | 50000 | 0 | 2801.8961 | 3164.6315 | 3701.3237 | -47198.1039 | -46835.3685 | -46298.6763 | 0.056038 | 0.063293 | 0.074026 | 0.060013
15828 | Lateral Hardening | Lateral Hardening-Fuse-92829402 | Laterals | 13961 | 0.040909 | 4 | 2 | 55711.77 | 0 | 3008.7318 | 3573.9746 | 4657.8631 | -52703.0382 | -52137.7954 | -51053.9069 | 0.054005 | 0.064151 | 0.083606 | 0.060009
12377 | Lateral Hardening | Lateral Hardening-Fuse-91464945 | Laterals | 13213 | 0.052273 | 7 | 0 | 132243.99 | 0 | 7091.9338 | 8502.6022 | 11247.7175 | -125152.0562 | -123741.3878 | -120996.2725 | 0.053628 | 0.064295 | 0.085053 | 0.05997
16816 | Lateral Hardening | Lateral Hardening-Fuse-10565875 | Laterals | 13290 | 0.028598 | 3 | 10 | 76936.58 | 0 | 4223.5364 | 4897.4388 | 6105.3256 | -72713.0436 | -72039.1412 | -70831.2544 | 0.054896 | 0.063656 | 0.079355 | 0.05997
13977 | Lateral Hardening | Lateral Hardening-Fuse-93039700 | Laterals | 13813 | 0.089583 | 5 |  | 50000 | 0 | 2680.0679 | 3213.1647 | 4250.5539 | -47319.9321 | -46786.8353 | -45749.4461 | 0.053601 | 0.064263 | 0.085011 | 0.059941
16498 | Lateral Hardening | Lateral Hardening-Fuse-10377784 | Laterals | 13184 | 0.11023 | 11 |  | 166596.13 | 0 | 8927.3279 | 10703.0776 | 14158.6294 | -157668.8021 | -155893.0524 | -152437.5006 | 0.053587 | 0.064246 | 0.084988 | 0.059924
13012 | Lateral Hardening | Lateral Hardening-Fuse-10583651 | Laterals | 13840 | 0.066288 | 4 | 5 | 105185.5 | 0 | 5740.1275 | 6685.0557 | 8503.6665 | -99445.3725 | -98500.4443 | -96681.8335 | 0.054571 | 0.063555 | 0.080844 | 0.059894
11993 | Lateral Hardening | Lateral Hardening-Fuse-92849453 | Laterals | 13089 | 0.031629 | 7 |  | 50000 | 0 | 2674.0407 | 3205.9387 | 4240.9949 | -47325.9593 | -46794.0613 | -45759.0051 | 0.053481 | 0.064119 | 0.08482 | 0.059806
15025 | Lateral Hardening | Lateral Hardening-Fuse-91899106 | Laterals | 13434 | 0.076515 | 6 | 14 | 155762.18 | 0 | 8499.9503 | 9910.4455 | 12417.5706 | -147262.2297 | -145851.7345 | -143344.6094 | 0.05457 | 0.063625 | 0.079721 | 0.059802
13531 | Lateral Hardening | Lateral Hardening-Fuse-10798782 | Laterals | 14025 | 0.058333 | 5 | 2 | 52721.17 | 0 | 2838.8863 | 3372.799 | 4371.2467 | -49882.2837 | -49348.371 | -48349.9233 | 0.053847 | 0.063974 | 0.082913 | 0.059792
2435 | Lateral Hardening | Lateral Hardening-Fuse-10754778 | Laterals | 13331 | 0.10833 | 11 | 17 | 249182.32 | 0 | 13512.9128 | 15852.6457 | 20303.8331 | -235669.4072 | -233329.6743 | -228878.4869 | 0.054229 | 0.063619 | 0.081482 | 0.059771
2790 | Lateral Hardening | Lateral Hardening-Fuse-10928792 | Laterals | 13377 | 0.045265 | 8 | 0 | 84005.15 | 0 | 4486.0461 | 5378.373 | 7114.8124 | -79519.1039 | -78626.777 | -76890.3376 | 0.053402 | 0.064024 | 0.084695 | 0.059718
7555 | Lateral Hardening | Lateral Hardening-Fuse-90290858 | Laterals | 13622 | 0.18939 | 11 | 3 | 64121.93 | 0 | 3438.3735 | 4087.8921 | 5370.8081 | -60683.5565 | -60034.0379 | -58751.1219 | 0.053622 | 0.063752 | 0.083759 | 0.059675
10114 | Lateral Hardening | Lateral Hardening-Fuse-10650379 | Laterals | 13391 | 0.098674 | 5 | 2 | 100525.72 | 0 | 5399.955 | 6415.1929 | 8336.6336 | -95125.765 | -94110.5271 | -92189.0864 | 0.053717 | 0.063816 | 0.08293 | 0.059668
2325 | Lateral Hardening | Lateral Hardening-Fuse-10679418 | Laterals | 13807 | 0.038826 | 3 | 2 | 55538.63 | 0 | 2985.8286 | 3543.3923 | 4586.0443 | -52552.8014 | -51995.2377 | -50952.5857 | 0.053761 | 0.0638 | 0.082574 | 0.059654
12410 | Lateral Hardening | Lateral Hardening-Fuse-93091046 | Laterals | 13133 | 0.090909 | 8 | 7 | 75078.45 | 0 | 4063.6538 | 4763.5386 | 6113.0409 | -71014.7962 | -70314.9114 | -68965.4091 | 0.054125 | 0.063447 | 0.081422 | 0.059652
10334 | Lateral Hardening | Lateral Hardening-Fuse-92219687 | Laterals | 13489 | 0.069508 | 5 | 5 | 114330.44 | 0 | 6159.5797 | 7276.642 | 9403.1513 | -108170.8603 | -107053.798 | -104927.2887 | 0.053875 | 0.063646 | 0.082245 | 0.059643
5340 | Lateral Hardening | Lateral Hardening-Fuse-60117377 | Laterals | 13101 | 0.075758 | 8 | 28 | 164922.5 | 0 | 8989.6138 | 10463.3498 | 13032.4203 | -155932.8862 | -154459.1502 | -151890.0797 | 0.054508 | 0.063444 | 0.079021 | 0.05964
18252 | Lateral Hardening | Lateral Hardening-Fuse-10454003 | Laterals | 13130 | 0.096591 | 7 | 0 | 159998.76 | 0 | 8530.411 | 10227.2093 | 13529.1242 | -151468.349 | -149771.5507 | -146469.6358 | 0.053315 | 0.063921 | 0.084558 | 0.059621
3898 | Lateral Hardening | Lateral Hardening-Fuse-90906115 | Laterals | 13055 | 0.12197 | 16 | 0 | 249865.6 | 0 | 13317.3336 | 15966.3067 | 21121.1231 | -236548.2664 | -233899.2933 | -228744.4769 | 0.053298 | 0.0639 | 0.08453 | 0.059602
6483 | Lateral Hardening | Lateral Hardening-Fuse-10716333 | Laterals | 13959 | 0.072348 | 5 | 0 | 88216.5 | 0 | 4701.6708 | 5636.888 | 7456.7906 | -83514.8292 | -82579.612 | -80759.7094 | 0.053297 | 0.063898 | 0.084528 | 0.059601
8766 | Lateral Hardening | Lateral Hardening-Fuse-91202288 | Laterals | 13909 | 0.029735 | 1 | 4 | 50000 | 0 | 2783.5375 | 3144.3131 | 3648.5763 | -47216.4625 | -46855.6869 | -46351.4237 | 0.055671 | 0.062886 | 0.072972 | 0.059565
18268 | Lateral Hardening | Lateral Hardening-Fuse-10684596 | Laterals | 13313 | 0.078598 | 10 | 0 | 157201.01 | 0 | 8365.2773 | 10029.2286 | 13267.2243 | -148835.7327 | -147171.7814 | -143933.7857 | 0.053214 | 0.063799 | 0.084397 | 0.059508
19403 | Lateral Hardening | Lateral Hardening-Fuse-91671055 | Laterals | 13724 | 0.0073864 | 1 | 2 | 50000 | 0 | 2771.6291 | 3151.5196 | 3653.6845 | -47228.3709 | -46848.4804 | -46346.3155 | 0.055433 | 0.06303 | 0.073074 | 0.059476
11482 | Lateral Hardening | Lateral Hardening-Fuse-10120798 | Laterals | 13053 | 0.05947 | 5 | 6 | 68535.61 | 0 | 3703.9301 | 4330.3133 | 5529.0097 | -64831.6799 | -64205.2967 | -63006.6003 | 0.054044 | 0.063183 | 0.080674 | 0.059449
9526 | Lateral Hardening | Lateral Hardening-Fuse-10538858 | Laterals | 13118 | 0.053788 | 4 | 3 | 60712.09 | 0 | 3256.9452 | 3850.9557 | 4982.4805 | -57455.1448 | -56861.1343 | -55729.6095 | 0.053646 | 0.06343 | 0.082067 | 0.059423
10649 | Lateral Hardening | Lateral Hardening-Fuse-92212187 | Laterals | 13647 | 0.077462 | 4 | 3 | 103201.52 | 0 | 5524.1281 | 6554.041 | 8480.4806 | -97677.3919 | -96647.479 | -94721.0394 | 0.053528 | 0.063507 | 0.082174 | 0.059386
9940 | Lateral Hardening | Lateral Hardening-Fuse-90928596 | Laterals | 13223 | 0.24072 | 15 | 0 | 327389.47 | 0 | 17485.1743 | 20771.6994 | 27073.8413 | -309904.2957 | -306617.7706 | -300315.6287 | 0.053408 | 0.063446 | 0.082696 | 0.059348
7633 | Lateral Hardening | Lateral Hardening-Fuse-10443870 | Laterals | 13172 | 0.10568 | 8 | 0 | 170366.3 | 0 | 9039.9776 | 10838.1346 | 14337.2904 | -161326.3224 | -159528.1654 | -156029.0096 | 0.053062 | 0.063617 | 0.084156 | 0.059338
4435 | Lateral Hardening | Lateral Hardening-Fuse-10080927 | Laterals | 14000 | 0.061364 | 4 | 1 | 111107.7 | 0 | 5920.517 | 7042.5442 | 9250.872 | -105187.183 | -104065.1558 | -101856.828 | 0.053286 | 0.063385 | 0.08326 | 0.059313
10733 | Lateral Hardening | Lateral Hardening-Fuse-10162603 | Laterals | 13031 | 0.023674 | 1 | 2 | 50000 | 0 | 2774.3525 | 3127.5367 | 3626.992 | -47225.6475 | -46872.4633 | -46373.008 | 0.055487 | 0.062551 | 0.07254 | 0.059311
1692 | Lateral Hardening | Lateral Hardening-Fuse-92706199 | Laterals | 13087 | 0.14205 | 14 | 23 | 198094.26 | 0 | 10687.7811 | 12487.152 | 15882.2675 | -187406.4789 | -185607.108 | -182211.9925 | 0.053953 | 0.063036 | 0.080175 | 0.0593
10702 | Lateral Hardening | Lateral Hardening-Fuse-90140548 | Laterals | 13712 | 0.058144 | 4 | 8 | 116298.68 | 0 | 6289.0161 | 7336.422 | 9200.1828 | -110009.6639 | -108962.258 | -107098.4972 | 0.054076 | 0.063083 | 0.079108 | 0.059281
18702 | Lateral Hardening | Lateral Hardening-Fuse-10142938 | Laterals | 13035 | 0.062879 | 7 | 8 | 156705.43 | 0 | 8433.3619 | 9866.9278 | 12632.0334 | -148272.0681 | -146838.5022 | -144073.3966 | 0.053817 | 0.062965 | 0.08061 | 0.05924
19434 | Lateral Hardening | Lateral Hardening-Fuse-91804772 | Laterals | 13329 | 0.1197 | 12 | 0 | 257044.9 | 0 | 13611.2463 | 16318.682 | 21587.2649 | -243433.6537 | -240726.218 | -235457.6351 | 0.052953 | 0.063486 | 0.083982 | 0.059216
10540 | Lateral Hardening | Lateral Hardening-Fuse-92527544 | Laterals | 13219 | 0.10303 | 7 | 4 | 108747.74 | 0 | 5806.7036 | 6881.2741 | 8907.6168 | -102941.0364 | -101866.4659 | -99840.1232 | 0.053396 | 0.063277 | 0.081911 | 0.059212
19229 | Lateral Hardening | Lateral Hardening-Fuse-92528303 | Laterals | 13063 | 0.097727 | 8 | 8 | 165057.63 | 0 | 8808.8267 | 10443.3789 | 13489.4067 | -156248.8033 | -154614.2511 | -151568.2233 | 0.053368 | 0.063271 | 0.081725 | 0.059175
16513 | Lateral Hardening | Lateral Hardening-Fuse-90266740 | Laterals | 13647 | 0.043371 | 6 | 3 | 59846.39 | 0 | 3184.4767 | 3785.5128 | 4940.3684 | -56661.9133 | -56060.8772 | -54906.0216 | 0.053211 | 0.063254 | 0.082551 | 0.059158
9894 | Lateral Hardening | Lateral Hardening-Fuse-93296499 | Laterals | 13786 | 0.065909 | 4 | 1 | 53859.45 | 0 | 2859.4389 | 3406.4768 | 4461.5912 | -51000.0111 | -50452.9732 | -49397.8588 | 0.053091 | 0.063248 | 0.082838 | 0.059112
12030 | Lateral Hardening | Lateral Hardening-Fuse-10057099 | Laterals | 13005 | 0.033333 | 5 | 4 | 58503.49 | 0 | 3132.2512 | 3682.8213 | 4737.409 | -55371.2388 | -54820.6687 | -53766.081 | 0.05354 | 0.06295 | 0.080977 | 0.059107
5962 | Lateral Hardening | Lateral Hardening-Fuse-10556743 | Laterals | 13298 | 0.047917 | 5 | 1 | 52364.15 | 0 | 2777.1535 | 3312.0504 | 4348.7434 | -49586.9965 | -49052.0996 | -48015.4066 | 0.053035 | 0.06325 | 0.083048 | 0.059101
16162 | Lateral Hardening | Lateral Hardening-Fuse-90843905 | Laterals | 13147 | 0.12064 | 6 | 2 | 54478.31 | 0 | 2891.8176 | 3443.335 | 4513.9283 | -51586.4924 | -51034.975 | -49964.3817 | 0.053082 | 0.063206 | 0.082857 | 0.059097
552 | Lateral Hardening | Lateral Hardening-Fuse-91433772 | Laterals | 13027 | 0.056439 | 4 | 3 | 57002.45 | 0 | 3040.3197 | 3592.4267 | 4644.8501 | -53962.1303 | -53410.0233 | -52357.5999 | 0.053337 | 0.063022 | 0.081485 | 0.059057
2757 | Lateral Hardening | Lateral Hardening-Fuse-60117374 | Laterals | 13089 | 0.041856 | 3 | 6 | 50000 | 0 | 2691.7654 | 3140.716 | 3952.6619 | -47308.2346 | -46859.284 | -46047.3381 | 0.053835 | 0.062814 | 0.079053 | 0.059051
7170 | Lateral Hardening | Lateral Hardening-Fuse-10716376 | Laterals | 13959 | 0.087121 | 8 | 0 | 86036.63 | 0 | 4541.9921 | 5445.4474 | 7203.5422 | -81494.6379 | -80591.1826 | -78833.0878 | 0.052791 | 0.063292 | 0.083726 | 0.059035
10280 | Lateral Hardening | Lateral Hardening-Fuse-10595510 | Laterals | 13698 | 0.048295 | 4 | 2 | 50000 | 0 | 2658.2449 | 3157.8159 | 4093.5261 | -47341.7551 | -46842.1841 | -45906.4739 | 0.053165 | 0.063156 | 0.081871 | 0.059033
17418 | Lateral Hardening | Lateral Hardening-Fuse-90446633 | Laterals | 13008 | 0.13996 | 12 | 0 | 166742.81 | 0 | 8801.6102 | 10552.3532 | 13959.2427 | -157941.1998 | -156190.4568 | -152783.5673 | 0.052786 | 0.063285 | 0.083717 | 0.059029
1598 | Lateral Hardening | Lateral Hardening-Fuse-90253483 | Laterals | 13656 | 0.090341 | 4 | 2 | 104271.84 | 0 | 5536.9304 | 6577.463 | 8581.4722 | -98734.9096 | -97694.377 | -95690.3678 | 0.053101 | 0.06308 | 0.082299 | 0.059014
12638 | Lateral Hardening | Lateral Hardening-Fuse-10556688 | Laterals | 13298 | 0.10928 | 6 | 0 | 70583.05 | 0 | 3719.6059 | 4459.4789 | 5899.248 | -66863.4441 | -66123.5711 | -64683.802 | 0.052698 | 0.063181 | 0.083579 | 0.058931
19748 | Lateral Hardening | Lateral Hardening-Fuse-10629042 | Laterals | 13787 | 0.022727 | 4 | 1 | 50270.73 | 0 | 2661.3264 | 3165.6878 | 4158.3513 | -47609.4036 | -47105.0422 | -46112.3787 | 0.05294 | 0.062973 | 0.082719 | 0.058928
6209 | Lateral Hardening | Lateral Hardening-Fuse-90284565 | Laterals | 13060 | 0.21591 | 19 | 24 | 348413.1 | 0 | 18632.8884 | 21826.899 | 27953.3613 | -329780.2116 | -326586.201 | -320459.7387 | 0.053479 | 0.062647 | 0.080231 | 0.058905
18973 | Lateral Hardening | Lateral Hardening-Fuse-91741665 | Laterals | 13808 | 0.069508 | 4 | 2 | 160264.38 | 0 | 8605.2328 | 10005.1782 | 12657.5451 | -151659.1472 | -150259.2018 | -147606.8349 | 0.053694 | 0.062429 | 0.078979 | 0.058843
3633 | Lateral Hardening | Lateral Hardening-Fuse-92702206 | Laterals | 13299 | 0.055114 | 4 | 2 | 56892.27 | 0 | 3015.7694 | 3580.6634 | 4636.9959 | -53876.5006 | -53311.6066 | -52255.2741 | 0.053008 | 0.062938 | 0.081505 | 0.058837
19114 | Lateral Hardening | Lateral Hardening-Fuse-91573705 | Laterals | 13921 | 0.088068 | 6 | 13 | 134505.6 | 0 | 7213.0298 | 8420.4978 | 10575.4722 | -127292.5702 | -126085.1022 | -123930.1278 | 0.053626 | 0.062603 | 0.078625 | 0.058819
12493 | Lateral Hardening | Lateral Hardening-Fuse-60557720 | Laterals | 13268 | 0.055492 | 5 |  | 50000 | 0 | 2629.239 | 3152.2253 | 4169.9399 | -47370.761 | -46847.7747 | -45830.0601 | 0.052585 | 0.063045 | 0.083399 | 0.058804
17165 | Lateral Hardening | Lateral Hardening-Fuse-93162161 | Laterals | 14198 | 0.25303 | 12 | 0 | 193278.4 | 0 | 10154.0282 | 12173.783 | 16104.1607 | -183124.3718 | -181104.617 | -177174.2393 | 0.052536 | 0.062986 | 0.083321 | 0.058749
8875 | Lateral Hardening | Lateral Hardening-Fuse-90902098 | Laterals | 13818 | 0.075568 | 8 | 0 | 88717.15 | 0 | 4658.9786 | 5585.7038 | 7389.0813 | -84058.1714 | -83131.4462 | -81328.0687 | 0.052515 | 0.062961 | 0.083288 | 0.058726
5473 | Lateral Hardening | Lateral Hardening-Fuse-60562118 | Laterals | 13921 | 0.19205 | 10 | 13 | 187090.11 | 0 | 9983.3153 | 11673.3185 | 14894.6778 | -177106.7947 | -175416.7915 | -172195.4322 | 0.053361 | 0.062394 | 0.079612 | 0.058696
7346 | Lateral Hardening | Lateral Hardening-Fuse-90978068 | Laterals | 13838 | 0.056818 | 4 | 1 | 53103.93 | 0 | 2800.2577 | 3330.6881 | 4373.4402 | -50303.6723 | -49773.2419 | -48730.4898 | 0.052732 | 0.06272 | 0.082356 | 0.058691
13856 | Lateral Hardening | Lateral Hardening-Fuse-10674228 | Laterals | 13414 | 0.044886 | 4 | 0 | 52112.31 | 0 | 2734.3872 | 3278.2887 | 4336.7036 | -49377.9228 | -48834.0213 | -47775.6064 | 0.052471 | 0.062908 | 0.083218 | 0.058677
13251 | Lateral Hardening | Lateral Hardening-Fuse-60370239 | Laterals | 13808 | 0.064773 | 5 | 1 | 53765.01 | 0 | 2828.9453 | 3372.438 | 4428.5558 | -50936.0647 | -50392.572 | -49336.4542 | 0.052617 | 0.062726 | 0.082369 | 0.058625
10372 | Lateral Hardening | Lateral Hardening-Fuse-91445171 | Laterals | 13679 | 0.083144 | 4 | 1 | 55291.79 | 0 | 2910.4624 | 3466.6991 | 4541.4904 | -52381.3276 | -51825.0909 | -50750.2996 | 0.052638 | 0.062698 | 0.082137 | 0.058606
11905 | Lateral Hardening | Lateral Hardening-Fuse-90989579 | Laterals | 13175 | 0.041667 | 5 | 14 | 70986.05 | 0 | 3800.7559 | 4421.3779 | 5529.4891 | -67185.2941 | -66564.6721 | -65456.5609 | 0.053542 | 0.062285 | 0.077895 | 0.0586
11296 | Lateral Hardening | Lateral Hardening-Fuse-60281262 | Laterals | 13268 | 0.11761 | 7 | 0 | 109959.72 | 0 | 5759.2635 | 6904.8483 | 9134.1193 | -104200.4565 | -103054.8717 | -100825.6007 | 0.052376 | 0.062794 | 0.083068 | 0.058571
1940 | Lateral Hardening | Lateral Hardening-Fuse-93426238 | Laterals | 13389 | 0.15473 | 9 | 18 | 203639.33 | 0 | 10864.7141 | 12675.9163 | 16030.2715 | -192774.6159 | -190963.4137 | -187609.0585 | 0.053353 | 0.062247 | 0.078719 | 0.058558
6331 | Lateral Hardening | Lateral Hardening-Fuse-10087549 | Laterals | 13389 | 0.05625 | 4 | 0 | 61768.65 | 0 | 3234.1496 | 3877.4598 | 5129.3205 | -58534.5004 | -57891.1902 | -56639.3295 | 0.052359 | 0.062774 | 0.083041 | 0.058552
9128 | Lateral Hardening | Lateral Hardening-Fuse-10556709 | Laterals | 13298 | 0.044697 | 4 | 1 | 50000 | 0 | 2633.2227 | 3126.1585 | 4080.2638 | -47366.7773 | -46873.8415 | -45919.7362 | 0.052664 | 0.062523 | 0.081605 | 0.058516
16197 | Lateral Hardening | Lateral Hardening-Fuse-93051522 | Laterals | 14198 | 0.097538 | 19 | 0 | 382091.87 | 0 | 19991.557 | 23968.1111 | 31706.3573 | -362100.313 | -358123.7589 | -350385.5127 | 0.052321 | 0.062729 | 0.082981 | 0.058509
11885 | Lateral Hardening | Lateral Hardening-Fuse-10681833 | Laterals | 13214 | 0.088636 | 6 | 0 | 86272.23 | 0 | 4512.6118 | 5410.223 | 7156.9454 | -81759.6182 | -80862.007 | -79115.2846 | 0.052307 | 0.062711 | 0.082958 | 0.058493
15426 | Lateral Hardening | Lateral Hardening-Fuse-10662326 | Laterals | 13470 | 0.051515 | 3 |  | 57051.65 | 0 | 2982.043 | 3575.2062 | 4729.4826 | -54069.607 | -53476.4438 | -52322.1674 | 0.052269 | 0.062666 | 0.082898 | 0.058451
4953 | Lateral Hardening | Lateral Hardening-Fuse-60135226 | Laterals | 13837 | 0.069886 | 7 | 0 | 83356.68 | 0 | 4355.6126 | 5221.9948 | 6907.9466 | -79001.0674 | -78134.6852 | -76448.7334 | 0.052253 | 0.062646 | 0.082872 | 0.058433
3284 | Lateral Hardening | Lateral Hardening-Fuse-93264708 | Laterals | 13927 | 0.064394 | 8 | 8 | 116818.1 | 0 | 6195.6755 | 7248.4858 | 9297.5652 | -110622.4245 | -109569.6142 | -107520.5348 | 0.053037 | 0.062049 | 0.07959 | 0.058396
4768 | Lateral Hardening | Lateral Hardening-Fuse-92627337 | Laterals | 13303 | 0.3428 | 27 | 13 | 304956.26 | 0 | 16025.7816 | 19032.577 | 24814.4812 | -288930.4784 | -285923.683 | -280141.7788 | 0.052551 | 0.062411 | 0.081371 | 0.058391
18459 | Lateral Hardening | Lateral Hardening-Fuse-10686209 | Laterals | 13808 | 0.063258 | 6 | 1 | 53639.09 | 0 | 2805.1188 | 3349.7541 | 4401.9302 | -50833.9712 | -50289.3359 | -49237.1598 | 0.052296 | 0.06245 | 0.082066 | 0.058319
12247 | Lateral Hardening | Lateral Hardening-Fuse-92436406 | Laterals | 13489 | 0.065341 | 7 | 10 | 85252.23 | 0 | 4501.5613 | 5291.8271 | 6805.9842 | -80750.6687 | -79960.4029 | -78446.2458 | 0.052803 | 0.062073 | 0.079834 | 0.058287
17787 | Lateral Hardening | Lateral Hardening-Fuse-93044624 | Laterals | 13813 | 0.15492 | 9 | 2 | 150161.11 | 0 | 7860.4425 | 9355.3676 | 12290.8641 | -142300.6675 | -140805.7424 | -137870.2459 | 0.052347 | 0.062302 | 0.081851 | 0.058284
9840 | Lateral Hardening | Lateral Hardening-Fuse-92166023 | Laterals | 13198 | 0.0375 | 4 | 9 | 129578.24 | 0 | 6870.4478 | 8018.6089 | 10205.6682 | -122707.7922 | -121559.6311 | -119372.5718 | 0.053022 | 0.061882 | 0.078761 | 0.058254
6744 | Lateral Hardening | Lateral Hardening-Fuse-91461644 | Laterals | 13825 | 0.06572 | 7 | 13 | 105138.28 | 0 | 5581.3982 | 6499.5482 | 8244.8675 | -99556.8818 | -98638.7318 | -96893.4125 | 0.053086 | 0.061819 | 0.078419 | 0.058239
7927 | Lateral Hardening | Lateral Hardening-Fuse-92655999 | Laterals | 13226 | 0.047917 | 4 | 0 | 84417.45 | 0 | 4394.8574 | 5269.0459 | 6970.1884 | -80022.5926 | -79148.4041 | -77447.2616 | 0.052061 | 0.062417 | 0.082568 | 0.058218
245 | Lateral Hardening | Lateral Hardening-Fuse-10916849 | Laterals | 13805 | 0.27538 | 13 | 18 | 294200.89 | 0 | 15548.343 | 18194.0305 | 23300.9984 | -278652.547 | -276006.8595 | -270899.8916 | 0.052849 | 0.061842 | 0.079201 | 0.058182
19028 | Lateral Hardening | Lateral Hardening-Fuse-10469946 | Laterals | 13213 | 0.02178 | 1 | 12 | 50000 | 0 | 2684.9271 | 3084.2681 | 3727.749 | -47315.0729 | -46915.7319 | -46272.251 | 0.053699 | 0.061685 | 0.074555 | 0.05818
11104 | Lateral Hardening | Lateral Hardening-Fuse-92957032 | Laterals | 13006 | 0.10587 | 5 | 5 | 152927.09 | 0 | 8284.8204 | 9415.1616 | 11014.2233 | -144642.2696 | -143511.9284 | -141912.8667 | 0.054175 | 0.061566 | 0.072023 | 0.058177
4837 | Lateral Hardening | Lateral Hardening-Fuse-93208283 | Laterals | 13656 | 0.047538 | 5 | 2 | 51823.99 | 0 | 2715.0403 | 3222.884 | 4173.0695 | -49108.9497 | -48601.106 | -47650.9205 | 0.05239 | 0.062189 | 0.080524 | 0.058143
1802 | Lateral Hardening | Lateral Hardening-Fuse-93279099 | Laterals | 13213 | 0.040909 | 3 |  | 50000 | 0 | 2599.3572 | 3116.3997 | 4122.5477 | -47400.6428 | -46883.6003 | -45877.4523 | 0.051987 | 0.062328 | 0.082451 | 0.058136
13926 | Lateral Hardening | Lateral Hardening-Fuse-10650592 | Laterals | 13391 | 0.051705 | 5 | 1 | 92183.52 | 0 | 4809.7968 | 5727.3925 | 7506.3708 | -87373.7232 | -86456.1275 | -84677.1492 | 0.052176 | 0.06213 | 0.081429 | 0.058088
14433 | Lateral Hardening | Lateral Hardening-Fuse-92957486 | Laterals | 13006 | 0.048674 | 5 | 1 | 84535.25 | 0 | 4584.5156 | 5171.5007 | 6078.5497 | -79950.7344 | -79363.7493 | -78456.7003 | 0.054232 | 0.061176 | 0.071906 | 0.058082
11579 | Lateral Hardening | Lateral Hardening-Fuse-93044867 | Laterals | 13813 | 0.20019 | 9 | 8 | 160256.93 | 0 | 8436.6623 | 9904.2389 | 12725.2592 | -151820.2677 | -150352.6911 | -147531.6708 | 0.052645 | 0.061802 | 0.079405 | 0.058068
18477 | Lateral Hardening | Lateral Hardening-Fuse-10085313 | Laterals | 13028 | 0.17689 | 19 | 0 | 258406.1 | 0 | 13413.598 | 16081.7193 | 21273.7973 | -244992.502 | -242324.3807 | -237132.3027 | 0.051909 | 0.062234 | 0.082327 | 0.058048
11564 | Lateral Hardening | Lateral Hardening-Fuse-60002770 | Laterals | 13024 | 0.049053 | 7 | 0 | 94348.7 | 0 | 4897.0506 | 5871.1311 | 7766.6604 | -89451.6494 | -88477.5689 | -86582.0396 | 0.051904 | 0.062228 | 0.082319 | 0.058043
17491 | Lateral Hardening | Lateral Hardening-Fuse-91173333 | Laterals | 13638 | 0.20189 | 16 |  | 176372.96 | 0 | 9148.5349 | 10968.2853 | 14509.461 | -167224.4251 | -165404.6747 | -161863.499 | 0.05187 | 0.062188 | 0.082266 | 0.058005
3107 | Lateral Hardening | Lateral Hardening-Fuse-93432241 | Laterals | 13532 | 0.11515 | 10 | 0 | 162884.86 | 0 | 8446.1193 | 10126.1511 | 13395.4387 | -154438.7407 | -152758.7089 | -149489.4213 | 0.051853 | 0.062168 | 0.082239 | 0.057986
4269 | Lateral Hardening | Lateral Hardening-Fuse-10616453 | Laterals | 13126 | 0.13788 | 6 | 4 | 147218.47 | 0 | 7712.0812 | 9088.6307 | 11700.1338 | -139506.3888 | -138129.8393 | -135518.3362 | 0.052385 | 0.061736 | 0.079475 | 0.057899
214 | Lateral Hardening | Lateral Hardening-Fuse-10129872 | Laterals | 13006 | 0.018182 | 5 | 2 | 50000 | 0 | 2602.4881 | 3093.4497 | 4035.4039 | -47397.5119 | -46906.5503 | -45964.5961 | 0.05205 | 0.061869 | 0.080708 | 0.057861
14538 | Lateral Hardening | Lateral Hardening-Fuse-90289876 | Laterals | 13147 | 0.13485 | 8 | 4 | 106953.38 | 0 | 5579.3657 | 6616.2377 | 8551.4213 | -101374.0143 | -100337.1423 | -98401.9587 | 0.052166 | 0.061861 | 0.079955 | 0.057854
10371 | Lateral Hardening | Lateral Hardening-Fuse-10629034 | Laterals | 13146 | 0.050189 | 5 | 1 | 52553.03 | 0 | 2727.5615 | 3252.9066 | 4271.0872 | -49825.4685 | -49300.1234 | -48281.9428 | 0.051901 | 0.061898 | 0.081272 | 0.057837
18483 | Lateral Hardening | Lateral Hardening-Fuse-10204428 | Laterals | 13337 | 0.097917 | 6 | 0 | 104392.76 | 0 | 5398.3308 | 6472.1219 | 8561.6846 | -98994.4292 | -97920.6381 | -95831.0754 | 0.051712 | 0.061998 | 0.082014 | 0.057828
3989 | Lateral Hardening | Lateral Hardening-Fuse-10379973 | Laterals | 13187 | 0.062121 | 5 | 9 | 60895.97 | 0 | 3212.4268 | 3744.257 | 4703.1378 | -57683.5432 | -57151.713 | -56192.8322 | 0.052753 | 0.061486 | 0.077232 | 0.057821
8951 | Lateral Hardening | Lateral Hardening-Fuse-93211136 | Laterals | 13656 | 0.1161 | 6 | 0 | 58030.55 | 0 | 3000.091 | 3596.8442 | 4758.1066 | -55030.459 | -54433.7058 | -53272.4434 | 0.051698 | 0.061982 | 0.081993 | 0.057813
5594 | Lateral Hardening | Lateral Hardening-Fuse-10629049 | Laterals | 13146 | 0.089394 | 4 | 0 | 67277.65 | 0 | 3477.8464 | 4169.6307 | 5515.8205 | -63799.8036 | -63108.0193 | -61761.8295 | 0.051694 | 0.061976 | 0.081986 | 0.057808
2198 | Lateral Hardening | Lateral Hardening-Fuse-60274846 | Laterals | 13770 | 0.12765 | 6 | 0 | 96815.9 | 0 | 5003.4422 | 5998.6852 | 7935.3962 | -91812.4578 | -90817.2148 | -88880.5038 | 0.05168 | 0.06196 | 0.081964 | 0.057792
5264 | Lateral Hardening | Lateral Hardening-Fuse-10643482 | Laterals | 13390 | 0.030492 | 4 | 0 | 57487.37 | 0 | 2970.916 | 3561.8659 | 4711.8353 | -54516.454 | -53925.5041 | -52775.5347 | 0.051679 | 0.061959 | 0.081963 | 0.057792
16895 | Lateral Hardening | Lateral Hardening-Fuse-10933192 | Laterals | 13896 | 0.09678 | 6 | 4 | 95929.64 | 0 | 5012.6694 | 5904.5557 | 7602.3781 | -90916.9706 | -90025.0843 | -88327.2619 | 0.052254 | 0.061551 | 0.07925 | 0.057742
6243 | Lateral Hardening | Lateral Hardening-Fuse-10588290 | Laterals | 13444 | 0.060795 | 6 | 4 | 60785.79 | 0 | 3174.395 | 3741.001 | 4815.9304 | -57611.395 | -57044.789 | -55969.8596 | 0.052223 | 0.061544 | 0.079228 | 0.05772
4504 | Lateral Hardening | Lateral Hardening-Fuse-90292824 | Laterals | 13815 | 0.060606 | 4 | 1 | 53418.73 | 0 | 2769.6931 | 3294.2236 | 4326.1148 | -50649.0369 | -50124.5064 | -49092.6152 | 0.051849 | 0.061668 | 0.080985 | 0.057708
6295 | Lateral Hardening | Lateral Hardening-Fuse-10098191 | Laterals | 13084 | 0.091288 | 4 | 0 | 91161.5 | 0 | 4703.8708 | 5639.5257 | 7460.2798 | -86457.6292 | -85521.9743 | -83701.2202 | 0.051599 | 0.061863 | 0.081836 | 0.057702
12906 | Lateral Hardening | Lateral Hardening-Fuse-10625718 | Laterals | 13011 | 0.37386 | 24 | 41 | 436718.94 | 0 | 22900.5466 | 26804.2348 | 34131.5008 | -413818.3934 | -409914.7052 | -402587.4392 | 0.052438 | 0.061376 | 0.078154 | 0.057691
4989 | Lateral Hardening | Lateral Hardening-Fuse-10493793 | Laterals | 13672 | 0.2303 | 18 | 30 | 337106.09 | 0 | 17691.7131 | 20659.7341 | 26293.3166 | -319414.3769 | -316446.3559 | -310812.7734 | 0.052481 | 0.061286 | 0.077997 | 0.057674
8547 | Lateral Hardening | Lateral Hardening-Fuse-90010871 | Laterals | 13962 | 0.046591 | 2 | 6 | 71903.97 | 0 | 3780.0579 | 4409.9899 | 5555.5225 | -68123.9121 | -67493.9801 | -66348.4475 | 0.052571 | 0.061332 | 0.077263 | 0.057668
4176 | Lateral Hardening | Lateral Hardening-Fuse-93015896 | Laterals | 13513 | 0.19451 | 17 | 0 | 102734.78 | 0 | 5297.7008 | 6351.4753 | 8402.0866 | -97437.0792 | -96383.3047 | -94332.6934 | 0.051567 | 0.061824 | 0.081784 | 0.057666
10235 | Lateral Hardening | Lateral Hardening-Fuse-60259503 | Laterals | 14358 | 0.0098485 | 5 | 0 | 50000 | 0 | 2574.5952 | 3086.7122 | 4083.2754 | -47425.4048 | -46913.2878 | -45916.7246 | 0.051492 | 0.061734 | 0.081666 | 0.057582
15873 | Lateral Hardening | Lateral Hardening-Fuse-10055003 | Laterals | 13419 | 0.054924 | 5 | 7 | 50000 | 0 | 2624.6784 | 3057.5786 | 3868.5858 | -47375.3216 | -46942.4214 | -46131.4142 | 0.052494 | 0.061152 | 0.077372 | 0.057579
16355 | Lateral Hardening | Lateral Hardening-Fuse-10590631 | Laterals | 13579 | 0.081818 | 4 | 1 | 61541.49 | 0 | 3188.0407 | 3784.8377 | 4939.9722 | -58353.4493 | -57756.6523 | -56601.5178 | 0.051803 | 0.061501 | 0.080271 | 0.057559
6848 | Lateral Hardening | Lateral Hardening-Fuse-60519553 | Laterals | 14102 | 0.068371 | 4 | 3 | 106376 | 0 | 5518.2696 | 6546.1864 | 8471.4974 | -100857.7304 | -99829.8136 | -97904.5026 | 0.051875 | 0.061538 | 0.079637 | 0.05755
12340 | Lateral Hardening | Lateral Hardening-Fuse-93220246 | Laterals | 13459 | 0.044886 | 3 | 1 | 50000 | 0 | 2582.5545 | 3075.9741 | 4020.6999 | -47417.4455 | -46924.0259 | -45979.3001 | 0.051651 | 0.061519 | 0.080414 | 0.057488
1221 | Lateral Hardening | Lateral Hardening-Fuse-10625735 | Laterals | 13011 | 0.13011 | 6 | 3 | 99208.56 | 0 | 5137.8137 | 6097.5457 | 7905.6356 | -94070.7463 | -93111.0143 | -91302.9244 | 0.051788 | 0.061462 | 0.079687 | 0.05748
6484 | Lateral Hardening | Lateral Hardening-Fuse-10895233 | Laterals | 13820 | 0.047727 | 4 |  | 56422.05 | 0 | 2899.3851 | 3476.1067 | 4598.3882 | -53522.6649 | -52945.9433 | -51823.6618 | 0.051387 | 0.061609 | 0.0815 | 0.057465
6974 | Lateral Hardening | Lateral Hardening-Fuse-10487430 | Laterals | 13458 | 0.079545 | 3 | 2 | 50000 | 0 | 2609.1054 | 3052.3195 | 3919.9456 | -47390.8946 | -46947.6805 | -46080.0544 | 0.052182 | 0.061046 | 0.078399 | 0.057463
4662 | Lateral Hardening | Lateral Hardening-Fuse-91565362 | Laterals | 13953 | 0.0077652 | 3 | 0 | 78174.05 | 0 | 4016.8829 | 4815.8879 | 6370.7257 | -74157.1671 | -73358.1621 | -71803.3243 | 0.051384 | 0.061605 | 0.081494 | 0.057461
12166 | Lateral Hardening | Lateral Hardening-Fuse-10829408 | Laterals | 13687 | 0.062311 | 4 | 3 | 53051.71 | 0 | 2760.3903 | 3241.0883 | 4162.3523 | -50291.3197 | -49810.6217 | -48889.3577 | 0.052032 | 0.061093 | 0.078458 | 0.057393
4444 | Lateral Hardening | Lateral Hardening-Fuse-10612136 | Laterals | 13927 | 0.081439 | 3 | 4 | 50711.45 | 0 | 2653.7537 | 3094.2575 | 3895.6604 | -48057.6963 | -47617.1925 | -46815.7896 | 0.05233 | 0.061017 | 0.07682 | 0.057385
4908 | Lateral Hardening | Lateral Hardening-Fuse-10441806 | Laterals | 13947 | 0.062689 | 6 | 13 | 88453.19 | 0 | 4625.9497 | 5400.338 | 6782.3929 | -83827.2403 | -83052.852 | -81670.7971 | 0.052298 | 0.061053 | 0.076678 | 0.057363
5078 | Lateral Hardening | Lateral Hardening-Fuse-90053406 | Laterals | 13808 | 0.090909 | 5 | 0 | 91102.6 | 0 | 4671.6554 | 5600.9023 | 7409.1866 | -86430.9446 | -85501.6977 | -83693.4134 | 0.051279 | 0.061479 | 0.081328 | 0.057344
7612 | Lateral Hardening | Lateral Hardening-Fuse-10898170 | Laterals | 13582 | 0.065909 | 3 | 1 | 50000 | 0 | 2582.1834 | 3061.3941 | 3961.5056 | -47417.8166 | -46938.6059 | -46038.4944 | 0.051644 | 0.061228 | 0.07923 | 0.057278
12650 | Lateral Hardening | Lateral Hardening-Fuse-92219346 | Laterals | 13687 | 0.11307 | 6 | 4 | 145156.53 | 0 | 7523.4283 | 8862.045 | 11410.2771 | -137633.1017 | -136294.485 | -133746.2529 | 0.05183 | 0.061052 | 0.078607 | 0.057274
4804 | Lateral Hardening | Lateral Hardening-Fuse-92574994 | Laterals | 13698 | 0.092424 | 6 | 9 | 120164.98 | 0 | 6238.1197 | 7325.2086 | 9416.2046 | -113926.8603 | -112839.7714 | -110748.7754 | 0.051913 | 0.06096 | 0.078361 | 0.057272
19271 | Lateral Hardening | Lateral Hardening-Fuse-91218077 | Laterals | 13298 | 0.16534 | 6 | 1 | 62122.95 | 0 | 3188.8701 | 3808.1449 | 5002.6804 | -58934.0799 | -58314.8051 | -57120.2696 | 0.051332 | 0.0613 | 0.080529 | 0.057242
8548 | Lateral Hardening | Lateral Hardening-Fuse-92015829 | Laterals | 13772 | 0.019697 | 4 | 1 | 50018.89 | 0 | 2572.4143 | 3059.8234 | 4017.5222 | -47446.4757 | -46959.0666 | -46001.3678 | 0.051429 | 0.061173 | 0.08032 | 0.057241
6125 | Lateral Hardening | Lateral Hardening-Fuse-91361239 | Laterals | 13770 | 0.24375 | 16 | 30 | 302649.06 | 0 | 15757.6326 | 18399.0329 | 23413.4147 | -286891.4274 | -284250.0271 | -279235.6453 | 0.052066 | 0.060793 | 0.077362 | 0.057214
6926 | Lateral Hardening | Lateral Hardening-Fuse-91758782 | Laterals | 14274 | 0.077273 | 5 | 5 | 156994.86 | 0 | 8153.4129 | 9543.2957 | 12236.4856 | -148841.4471 | -147451.5643 | -144758.3744 | 0.051934 | 0.060787 | 0.077942 | 0.057191
2852 | Lateral Hardening | Lateral Hardening-Fuse-90282812 | Laterals | 13389 | 0.065341 | 5 | 6 | 132616.8 | 0 | 6894.1618 | 8058.3736 | 10287.4185 | -125722.6382 | -124558.4264 | -122329.3815 | 0.051986 | 0.060764 | 0.077573 | 0.057178
12857 | Lateral Hardening | Lateral Hardening-Fuse-91854745 | Laterals | 13712 | 0.041477 | 5 | 1 | 160382.75 | 0 | 8543.5718 | 9701.1331 | 11337.0998 | -151839.1782 | -150681.6169 | -149045.6502 | 0.05327 | 0.060487 | 0.070688 | 0.057177
9074 | Lateral Hardening | Lateral Hardening-Fuse-10101245 | Laterals | 13046 | 0.083902 | 5 | 23 | 217402.57 | 0 | 11379.4721 | 13196.7976 | 16400.8265 | -206023.0979 | -204205.7724 | -201001.7435 | 0.052343 | 0.060702 | 0.07544 | 0.05716
19675 | Lateral Hardening | Lateral Hardening-Fuse-60241208 | Laterals | 13137 | 0.091477 | 9 | 16 | 150508.92 | 0 | 7832.0341 | 9117.5876 | 11585.8364 | -142676.8859 | -141391.3324 | -138923.0836 | 0.052037 | 0.060578 | 0.076978 | 0.057093
10133 | Lateral Hardening | Lateral Hardening-Fuse-60234189 | Laterals | 13109 | 0.045265 | 4 | 10 | 87513.79 | 0 | 4547.6133 | 5305.1665 | 6750.0899 | -82966.1767 | -82208.6235 | -80763.7001 | 0.051965 | 0.060621 | 0.077132 | 0.057078
1715 | Lateral Hardening | Lateral Hardening-Fuse-60342398 | Laterals | 13899 | 0.23295 | 14 | 41 | 344473.2 | 0 | 18254.3073 | 20797.9157 | 24660.4857 | -326218.8927 | -323675.2843 | -319812.7143 | 0.052992 | 0.060376 | 0.071589 | 0.057067
17419 | Lateral Hardening | Lateral Hardening-Fuse-90888304 | Laterals | 13924 | 0.074242 | 4 | 1 | 54552.01 | 0 | 2796.0969 | 3325.7391 | 4366.9417 | -51755.9131 | -51226.2709 | -50185.0683 | 0.051256 | 0.060965 | 0.080051 | 0.057048
1548 | Lateral Hardening | Lateral Hardening-Fuse-60210635 | Laterals | 13650 | 0.066856 | 4 | 0 | 50000 | 0 | 2548.1839 | 3055.0475 | 4041.3876 | -47451.8161 | -46944.9525 | -45958.6124 | 0.050964 | 0.061101 | 0.080828 | 0.056991
3268 | Lateral Hardening | Lateral Hardening-Fuse-10671239 | Laterals | 13724 | 0.054167 | 4 | 0 | 61422.37 | 0 | 3128.2839 | 3750.5361 | 4961.4189 | -58294.0861 | -57671.8339 | -56460.9511 | 0.050931 | 0.061061 | 0.080775 | 0.056954
7295 | Lateral Hardening | Lateral Hardening-Fuse-92225195 | Laterals | 13039 | 0.10341 | 9 | 7 | 125007.9 | 0 | 6418.0731 | 7609.9884 | 9854.9273 | -118589.8269 | -117397.9116 | -115152.9727 | 0.051341 | 0.060876 | 0.078834 | 0.056951
1690 | Lateral Hardening | Lateral Hardening-Fuse-10173497 | Laterals | 13191 | 0.064015 | 6 | 12 | 132506.62 | 0 | 6868.5285 | 8021.7976 | 10103.3176 | -125638.0915 | -124484.8224 | -122403.3024 | 0.051835 | 0.060539 | 0.076248 | 0.056888
19120 | Lateral Hardening | Lateral Hardening-Fuse-90294410 | Laterals | 13813 | 0.14716 | 6 | 2 | 108993.84 | 0 | 5568.4765 | 6628.8162 | 8692.5853 | -103425.3635 | -102365.0238 | -100301.2547 | 0.05109 | 0.060818 | 0.079753 | 0.056875
16750 | Lateral Hardening | Lateral Hardening-Fuse-10676200 | Laterals | 13787 | 0.042424 | 4 | 0 | 83563.4 | 0 | 4248.9344 | 5094.0971 | 6738.7564 | -79314.4656 | -78469.3029 | -76824.6436 | 0.050847 | 0.060961 | 0.080642 | 0.056861
4821 | Lateral Hardening | Lateral Hardening-Fuse-92531820 | Laterals | 13479 | 0.10758 | 8 | 12 | 176648.75 | 0 | 9121.8137 | 10664.4214 | 13617.1215 | -167526.9363 | -165984.3286 | -163031.6285 | 0.051638 | 0.060371 | 0.077086 | 0.056803
19775 | Lateral Hardening | Lateral Hardening-Fuse-93216020 | Laterals | 13656 | 0.054735 | 2 | 6 | 50000 | 0 | 2615.3445 | 3009.9699 | 3669.8182 | -47384.6555 | -46990.0301 | -46330.1818 | 0.052307 | 0.060199 | 0.073396 | 0.056784
7183 | Lateral Hardening | Lateral Hardening-Fuse-10667373 | Laterals | 14121 | 0.077652 | 2 | 0 | 89041.1 | 0 | 4582.1244 | 5383.9608 | 6906.6844 | -84458.9756 | -83657.1392 | -82134.4156 | 0.051461 | 0.060466 | 0.077567 | 0.056773
12331 | Lateral Hardening | Lateral Hardening-Fuse-60182733 | Laterals | 13312 | 0.080303 | 6 | 16 | 185663.51 | 0 | 9619.4594 | 11190.691 | 14010.8181 | -176044.0506 | -174472.819 | -171652.6919 | 0.051811 | 0.060274 | 0.075463 | 0.056715
12961 | Lateral Hardening | Lateral Hardening-Fuse-10381759 | Laterals | 13222 | 0.075379 | 7 | 0 | 50000 | 0 | 2534.0064 | 3038.0498 | 4018.9021 | -47465.9936 | -46961.9502 | -45981.0979 | 0.05068 | 0.060761 | 0.080378 | 0.056674
13096 | Lateral Hardening | Lateral Hardening-Fuse-91902639 | Laterals | 13461 | 0.22822 | 10 | 0 | 173658.65 | 0 | 8800.6829 | 10551.2415 | 13957.7721 | -164857.9671 | -163107.4085 | -159700.8779 | 0.050678 | 0.060759 | 0.080375 | 0.056672
2595 | Lateral Hardening | Lateral Hardening-Fuse-90714900 | Laterals | 13236 | 0.07803 | 4 | 1 | 50428.13 | 0 | 2572.1067 | 3052.8923 | 3984.8453 | -47856.0233 | -47375.2377 | -46443.2847 | 0.051005 | 0.060539 | 0.07902 | 0.056667
8442 | Lateral Hardening | Lateral Hardening-Fuse-90418765 | Laterals | 13006 | 0.068561 | 5 | 0 | 58009.81 | 0 | 2936.1573 | 3520.1932 | 4656.7084 | -55073.6527 | -54489.6168 | -53353.1016 | 0.050615 | 0.060683 | 0.080274 | 0.056601
3183 | Lateral Hardening | Lateral Hardening-Fuse-10070743 | Laterals | 13657 | 0.075 | 4 | 3 | 102488.22 | 0 | 5234.8237 | 6193.7437 | 8012.4313 | -97253.3963 | -96294.4763 | -94475.7887 | 0.051077 | 0.060434 | 0.078179 | 0.056594
541 | Lateral Hardening | Lateral Hardening-Fuse-10650560 | Laterals | 13391 | 0.037311 | 4 | 12 | 90274.03 | 0 | 4760.3906 | 5398.6755 | 6311.8614 | -85513.6394 | -84875.3545 | -83962.1686 | 0.052733 | 0.059803 | 0.069919 | 0.056572
8100 | Lateral Hardening | Lateral Hardening-Fuse-10129880 | Laterals | 13422 | 0.28371 | 13 | 4 | 120342.38 | 0 | 6116.4938 | 7270.9524 | 9551.1718 | -114225.8862 | -113071.4276 | -110791.2082 | 0.050826 | 0.060419 | 0.079367 | 0.056558
19215 | Lateral Hardening | Lateral Hardening-Fuse-91262074 | Laterals | 13156 | 0.09375 | 10 | 0 | 87067.38 | 0 | 4403.482 | 5279.3859 | 6983.8669 | -82663.898 | -81787.9941 | -80083.5131 | 0.050576 | 0.060636 | 0.080212 | 0.056557
6131 | Lateral Hardening | Lateral Hardening-Fuse-60069998 | Laterals | 13046 | 0.046402 | 7 | 16 | 146762.8 | 0 | 7560.5108 | 8829.5381 | 11118.5389 | -139202.2892 | -137933.2619 | -135644.2611 | 0.051515 | 0.060162 | 0.075759 | 0.056534
17572 | Lateral Hardening | Lateral Hardening-Fuse-10671198 | Laterals | 13724 | 0.028409 | 4 | 2 | 50742.93 | 0 | 2580.1385 | 3067.04 | 4000.6039 | -48162.7915 | -47675.89 | -46742.3261 | 0.050847 | 0.060443 | 0.078841 | 0.056525
16209 | Lateral Hardening | Lateral Hardening-Fuse-92773514 | Laterals | 13294 | 0.030303 | 4 | 3 | 64768.93 | 0 | 3419.3804 | 3857.0892 | 4511.886 | -61349.5496 | -60911.8408 | -60257.044 | 0.052794 | 0.059552 | 0.069661 | 0.056508
4348 | Lateral Hardening | Lateral Hardening-Fuse-91756165 | Laterals | 13442 | 0.093371 | 4 | 8 | 123665 | 0 | 6367.1605 | 7416.5339 | 9421.6823 | -117297.8395 | -116248.4661 | -114243.3177 | 0.051487 | 0.059973 | 0.076187 | 0.056503
2921 | Lateral Hardening | Lateral Hardening-Fuse-93250798 | Laterals | 13175 | 0.061553 | 5 | 0 | 50000 | 0 | 2525.1312 | 3027.4093 | 4004.8263 | -47474.8688 | -46972.5907 | -45995.1737 | 0.050503 | 0.060548 | 0.080097 | 0.056476
3705 | Lateral Hardening | Lateral Hardening-Fuse-10743727 | Laterals | 13328 | 0.064205 | 6 | 0 | 118892.94 | 0 | 6003.6565 | 7197.8539 | 9521.7235 | -112889.2835 | -111695.0861 | -109371.2165 | 0.050496 | 0.060541 | 0.080087 | 0.056469
4501 | Lateral Hardening | Lateral Hardening-Fuse-10734145 | Laterals | 13781 | 0.063826 | 4 |  | 50000 | 0 | 2524.8078 | 3027.0215 | 4004.3133 | -47475.1922 | -46972.9785 | -45995.6867 | 0.050496 | 0.06054 | 0.080086 | 0.056468
2414 | Lateral Hardening | Lateral Hardening-Fuse-60238815 | Laterals | 13423 | 0.092803 | 6 | 10 | 123109.1 | 0 | 6328.6267 | 7375.2665 | 9334.9604 | -116780.4733 | -115733.8335 | -113774.1396 | 0.051407 | 0.059908 | 0.075827 | 0.056399
13613 | Lateral Hardening | Lateral Hardening-Fuse-91749274 | Laterals | 14274 | 0.11591 | 6 | 1 | 58014.81 | 0 | 2932.3641 | 3501.8258 | 4600.2753 | -55082.4459 | -54512.9842 | -53414.5347 | 0.050545 | 0.060361 | 0.079295 | 0.056365
14612 | Lateral Hardening | Lateral Hardening-Fuse-60014749 | Laterals | 13029 | 0.10246 | 8 | 17 | 131771.84 | 0 | 6763.22 | 7906.9129 | 9970.3308 | -125008.62 | -123864.9271 | -121801.5092 | 0.051325 | 0.060005 | 0.075664 | 0.056363
16075 | Lateral Hardening | Lateral Hardening-Fuse-60438050 | Laterals | 13546 | 0.23636 | 22 | 0 | 190686.8 | 0 | 9605.5378 | 11516.1914 | 15234.2618 | -181081.2622 | -179170.6086 | -175452.5382 | 0.050373 | 0.060393 | 0.079892 | 0.056331
6015 | Lateral Hardening | Lateral Hardening-Fuse-92466402 | Laterals | 13787 | 0.12008 | 7 | 1 | 58361.09 | 0 | 2944.5839 | 3517.0508 | 4625.1338 | -55416.5061 | -54844.0392 | -53735.9562 | 0.050455 | 0.060264 | 0.07925 | 0.056277
17317 | Lateral Hardening | Lateral Hardening-Fuse-60456185 | Laterals | 13089 | 0.087689 | 10 | 0 | 86124.98 | 0 | 4333.3585 | 5195.3141 | 6872.652 | -81791.6215 | -80929.6659 | -79252.328 | 0.050315 | 0.060323 | 0.079799 | 0.056266
14160 | Lateral Hardening | Lateral Hardening-Fuse-92678526 | Laterals | 13805 | 0.066477 | 4 | 1 | 50000 | 0 | 2626.9897 | 2964.9642 | 3469.893 | -47373.0103 | -47035.0358 | -46530.107 | 0.05254 | 0.059299 | 0.069398 | 0.056253
18725 | Lateral Hardening | Lateral Hardening-Fuse-10061210 | Laterals | 13406 | 0.14678 | 8 | 1 | 105032.36 | 0 | 5294.9731 | 6326.1136 | 8332.2959 | -99737.3869 | -98706.2464 | -96700.0641 | 0.050413 | 0.06023 | 0.079331 | 0.05625
9646 | Lateral Hardening | Lateral Hardening-Fuse-92653824 | Laterals | 13118 | 0.10341 | 6 | 7 | 122968.47 | 0 | 6275.4764 | 7351.1003 | 9423.3025 | -116692.9936 | -115617.3697 | -113545.1675 | 0.051033 | 0.05978 | 0.076632 | 0.056217
18415 | Lateral Hardening | Lateral Hardening-Fuse-10933156 | Laterals | 13896 | 0.13561 | 11 | 0 | 319998.66 | 0 | 16084.2276 | 19283.5682 | 25509.3821 | -303914.4324 | -300715.0918 | -294489.2779 | 0.050263 | 0.060261 | 0.079717 | 0.056208
456 | Lateral Hardening | Lateral Hardening-Fuse-92613706 | Laterals | 13236 | 0.047538 | 4 |  | 50000 | 0 | 2512.4183 | 3012.1676 | 3984.6637 | -47487.5817 | -46987.8324 | -46015.3363 | 0.050248 | 0.060243 | 0.079693 | 0.056191
7616 | Lateral Hardening | Lateral Hardening-Fuse-60238496 | Laterals | 13839 | 0.046402 | 4 | 1 | 50000 | 0 | 2528.3892 | 3001.4739 | 3917.5349 | -47471.6108 | -46998.5261 | -46082.4651 | 0.050568 | 0.060029 | 0.078351 | 0.056185
189 | Lateral Hardening | Lateral Hardening-Fuse-92236173 | Laterals | 13786 | 0.2197 | 10 | 2 | 106653.58 | 0 | 5382.4588 | 6403.7516 | 8404.2296 | -101271.1212 | -100249.8284 | -98249.3504 | 0.050467 | 0.060043 | 0.078799 | 0.056173
3696 | Lateral Hardening | Lateral Hardening-Fuse-92681786 | Laterals | 13805 | 0.24261 | 10 | 5 | 199865.94 | 0 | 10116.0609 | 11990.8003 | 15508.3206 | -189749.8791 | -187875.1397 | -184357.6194 | 0.050614 | 0.059994 | 0.077594 | 0.056126
7244 | Lateral Hardening | Lateral Hardening-Fuse-10199125 | Laterals | 13867 | 0.29735 | 23 | 0 | 562617.85 | 0 | 28228.9872 | 33844.0623 | 44770.8176 | -534388.8628 | -528773.7877 | -517847.0324 | 0.050174 | 0.060155 | 0.079576 | 0.056109
2294 | Lateral Hardening | Lateral Hardening-Fuse-93267100 | Laterals | 13042 | 0.14318 | 12 | 19 | 194819.19 | 0 | 9930.9761 | 11614.5003 | 14765.6741 | -184888.2139 | -183204.6897 | -180053.5159 | 0.050975 | 0.059617 | 0.075792 | 0.056049
3418 | Lateral Hardening | Lateral Hardening-Fuse-60398289 | Laterals | 13391 | 0.048864 | 4 | 2 | 56372.85 | 0 | 2844.0922 | 3379.5076 | 4381.0373 | -53528.7578 | -52993.3424 | -51991.8127 | 0.050451 | 0.059949 | 0.077715 | 0.056027
14817 | Lateral Hardening | Lateral Hardening-Fuse-60647729 | Laterals | 13206 | 0.067045 | 4 | 11 | 53445.21 | 0 | 2747.9701 | 3167.9243 | 3946.4655 | -50697.2399 | -50277.2857 | -49498.7445 | 0.051417 | 0.059274 | 0.073841 | 0.056016
17427 | Lateral Hardening | Lateral Hardening-Fuse-92683095 | Laterals | 14021 | 0.069697 | 1 | 2 | 50000 | 0 | 2611.2364 | 2952.6495 | 3474.9852 | -47388.7636 | -47047.3505 | -46525.0148 | 0.052225 | 0.059053 | 0.0695 | 0.056001
16878 | Lateral Hardening | Lateral Hardening-Fuse-60038633 | Laterals | 13039 | 0.10795 | 7 | 7 | 169837.59 | 0 | 8580.5652 | 10164.1097 | 13131.8655 | -161257.0248 | -159673.4803 | -156705.7245 | 0.050522 | 0.059846 | 0.07732 | 0.055999
16959 | Lateral Hardening | Lateral Hardening-Fuse-10916728 | Laterals | 13805 | 0.071402 | 6 | 1 | 94329.16 | 0 | 4738.7955 | 5640.0335 | 7409.788 | -89590.3645 | -88689.1265 | -86919.372 | 0.050237 | 0.059791 | 0.078552 | 0.055935
18165 | Lateral Hardening | Lateral Hardening-Fuse-10686284 | Laterals | 13808 | 0.17292 | 10 | 2 | 106695.8 | 0 | 5360.3661 | 6375.0619 | 8370.692 | -101335.4339 | -100320.7381 | -98325.108 | 0.05024 | 0.05975 | 0.078454 | 0.055914
18387 | Lateral Hardening | Lateral Hardening-Fuse-10679419 | Laterals | 13807 | 0.040341 | 5 | 1 | 50000 | 0 | 2511.1166 | 2986.5955 | 3922.3518 | -47488.8834 | -47013.4045 | -46077.6482 | 0.050222 | 0.059732 | 0.078447 | 0.055898
2825 | Lateral Hardening | Lateral Hardening-Fuse-10718202 | Laterals | 13777 | 0.060227 | 4 | 15 | 156984.9 | 0 | 8040.535 | 9300.5607 | 11586.6338 | -148944.365 | -147684.3393 | -145398.2662 | 0.051219 | 0.059245 | 0.073807 | 0.055885
16940 | Lateral Hardening | Lateral Hardening-Fuse-10643501 | Laterals | 13390 | 0.0875 | 6 | 1 | 50000 | 0 | 2508.8719 | 2985.1793 | 3917.1956 | -47491.1281 | -47014.8207 | -46082.8044 | 0.050177 | 0.059704 | 0.078344 | 0.055852
7558 | Lateral Hardening | Lateral Hardening-Fuse-93345914 | Laterals | 13305 | 0.087311 | 6 | 1 | 55638.07 | 0 | 2786.0593 | 3327.4664 | 4370.0781 | -52852.0107 | -52310.6036 | -51267.9919 | 0.050075 | 0.059806 | 0.078545 | 0.055841
222 | Lateral Hardening | Lateral Hardening-Fuse-92855049 | Laterals | 13011 | 0.057197 | 4 | 2 | 53135.41 | 0 | 2668.9931 | 3170.41 | 4131.9084 | -50466.4169 | -49965 | -49003.5016 | 0.05023 | 0.059667 | 0.077762 | 0.055814
1099 | Lateral Hardening | Lateral Hardening-Fuse-60180248 | Laterals | 13148 | 0.1197 | 9 | 0 | 172545.6 | 0 | 8609.1849 | 10321.6523 | 13654.0587 | -163936.4151 | -162223.9477 | -158891.5413 | 0.049895 | 0.05982 | 0.079133 | 0.055796
15013 | Lateral Hardening | Lateral Hardening-Fuse-10657022 | Laterals | 13098 | 0.057955 | 3 | 3 | 52689.69 | 0 | 2678.4613 | 3118.9096 | 3968.1803 | -50011.2287 | -49570.7804 | -48721.5097 | 0.050835 | 0.059194 | 0.075312 | 0.05579
17180 | Lateral Hardening | Lateral Hardening-Fuse-90294650 | Laterals | 13813 | 0.039205 | 5 | 1 | 51640.11 | 0 | 2581.9336 | 3083.5292 | 4049.6461 | -49058.1764 | -48556.5808 | -47590.4639 | 0.049999 | 0.059712 | 0.078421 | 0.055755
19672 | Lateral Hardening | Lateral Hardening-Fuse-92984618 | Laterals | 13391 | 0.070455 | 3 | 3 | 50000 | 0 | 2537.8838 | 2954.2758 | 3753.3954 | -47462.1162 | -47045.7242 | -46246.6046 | 0.050758 | 0.059086 | 0.075068 | 0.055687
7996 | Lateral Hardening | Lateral Hardening-Fuse-90879414 | Laterals | 13787 | 0.24564 | 8 | 0 | 64358.03 | 0 | 3204.5924 | 3842.0232 | 5082.4431 | -61153.4376 | -60516.0068 | -59275.5869 | 0.049793 | 0.059698 | 0.078971 | 0.055682
8392 | Lateral Hardening | Lateral Hardening-Fuse-10487571 | Laterals | 13458 | 0.10208 | 9 | 0 | 68147.11 | 0 | 3392.7351 | 4067.5898 | 5380.8351 | -64754.3749 | -64079.5202 | -62766.2749 | 0.049785 | 0.059688 | 0.078959 | 0.055674
893 | Lateral Hardening | Lateral Hardening-Fuse-90100436 | Laterals | 13808 | 0.24015 | 8 | 2 | 68340.25 | 0 | 3417.4043 | 4070.8613 | 5325.7854 | -64922.8457 | -64269.3887 | -63014.4646 | 0.050006 | 0.059568 | 0.07793 | 0.055667
406 | Lateral Hardening | Lateral Hardening-Fuse-60311364 | Laterals | 13724 | 0.086932 | 5 | 8 | 102971.16 | 0 | 5226.2867 | 6093.9578 | 7676.7796 | -97744.8733 | -96877.2022 | -95294.3804 | 0.050755 | 0.059181 | 0.074553 | 0.055663
9412 | Lateral Hardening | Lateral Hardening-Fuse-10705919 | Laterals | 13268 | 0.074811 | 7 | 3 | 135404.63 | 0 | 6778.2091 | 8053.8875 | 10516.8803 | -128626.4209 | -127350.7425 | -124887.7497 | 0.050059 | 0.05948 | 0.07767 | 0.055646
13801 | Lateral Hardening | Lateral Hardening-Fuse-10080937 | Laterals | 13668 | 0.05303 | 4 | 8 | 75860.45 | 0 | 3848.7083 | 4489.6522 | 5637.1544 | -72011.7417 | -71370.7978 | -70223.2956 | 0.050734 | 0.059183 | 0.07431 | 0.055626
6545 | Lateral Hardening | Lateral Hardening-Fuse-10716305 | Laterals | 13959 | 0.1017 | 6 | 2 | 56325.63 | 0 | 2820.1634 | 3350.1305 | 4352.3676 | -53505.4666 | -52975.4995 | -51973.2624 | 0.050069 | 0.059478 | 0.077272 | 0.055612
11954 | Lateral Hardening | Lateral Hardening-Fuse-90433645 | Laterals | 13575 | 0.24091 | 17 | 0 | 199724.28 | 0 | 9927.6222 | 11902.3421 | 15745.0835 | -189796.6578 | -187821.9379 | -183979.1965 | 0.049707 | 0.059594 | 0.078834 | 0.055586
404 | Lateral Hardening | Lateral Hardening-Fuse-10556737 | Laterals | 13298 | 0.042424 | 5 | 1 | 51907.69 | 0 | 2592.0997 | 3083.0765 | 4049.6629 | -49315.5903 | -48824.6135 | -47858.0271 | 0.049937 | 0.059395 | 0.078017 | 0.055582
12139 | Lateral Hardening | Lateral Hardening-Fuse-90713427 | Laterals | 13461 | 0.10019 | 6 | 1 | 56708.39 | 0 | 2827.6255 | 3364.8253 | 4420.2285 | -53880.7645 | -53343.5647 | -52288.1615 | 0.049863 | 0.059336 | 0.077947 | 0.055513
13618 | Lateral Hardening | Lateral Hardening-Fuse-90483935 | Laterals | 13612 | 0.036364 | 4 | 6 | 66615.33 | 0 | 3370.9481 | 3925.4247 | 4965.7744 | -63244.3819 | -62689.9053 | -61649.5556 | 0.050603 | 0.058927 | 0.074544 | 0.055494
14905 | Lateral Hardening | Lateral Hardening-Fuse-10420575 | Laterals | 13825 | 0.034659 | 5 | 10 | 122206.92 | 0 | 6169.9414 | 7191.7397 | 9083.6877 | -116036.9786 | -115015.1803 | -113123.2323 | 0.050488 | 0.058849 | 0.07433 | 0.05538
7367 | Lateral Hardening | Lateral Hardening-Fuse-92612880 | Laterals | 13390 | 0.073106 | 4 | 0 | 54457.57 | 0 | 2696.0569 | 3232.3341 | 4275.9123 | -51761.5131 | -51225.2359 | -50181.6577 | 0.049507 | 0.059355 | 0.078518 | 0.055363
437 | Lateral Hardening | Lateral Hardening-Fuse-92289626 | Laterals | 13579 | 0.12614 | 3 | 3 | 50000 | 0 | 2531.0067 | 2939.5414 | 3662.3231 | -47468.9933 | -47060.4586 | -46337.6769 | 0.05062 | 0.058791 | 0.073246 | 0.055334
7337 | Lateral Hardening | Lateral Hardening-Fuse-92687392 | Laterals | 13793 | 0.057576 | 4 | 4 | 96601.46 | 0 | 4854.8224 | 5675.9476 | 7249.3999 | -91746.6376 | -90925.5124 | -89352.0601 | 0.050256 | 0.058756 | 0.075044 | 0.055285
18037 | Lateral Hardening | Lateral Hardening-Fuse-10167793 | Laterals | 13206 | 0.037689 | 5 | 11 | 93506.65 | 0 | 4708.9935 | 5496.6014 | 6917.2567 | -88797.6565 | -88010.0486 | -86589.3933 | 0.05036 | 0.058783 | 0.073976 | 0.055249
11037 | Lateral Hardening | Lateral Hardening-Fuse-10482607 | Laterals | 13457 | 0.057955 | 5 | 8 | 76269.69 | 0 | 3836.9037 | 4471.6177 | 5683.018 | -72432.7863 | -71798.0723 | -70586.672 | 0.050307 | 0.058629 | 0.074512 | 0.055224
14414 | Lateral Hardening | Lateral Hardening-Fuse-10453992 | Laterals | 13130 | 0.044129 | 4 | 2 | 100431.28 | 0 | 4988.3891 | 5930.3912 | 7736.668 | -95442.8909 | -94500.8888 | -92694.612 | 0.04967 | 0.059049 | 0.077034 | 0.05522
17470 | Lateral Hardening | Lateral Hardening-Fuse-10310464 | Laterals | 13864 | 0.082955 | 8 | 0 | 157878.36 | 0 | 7795.1 | 9345.6364 | 12362.9303 | -150083.26 | -148532.7236 | -145515.4297 | 0.049374 | 0.059195 | 0.078307 | 0.055214
12213 | Lateral Hardening | Lateral Hardening-Fuse-92287404 | Laterals | 13268 | 0.16439 | 9 | 2 | 145492.07 | 0 | 7491.0515 | 8452.6529 | 9981.341 | -138001.0185 | -137039.4171 | -135510.729 | 0.051488 | 0.058097 | 0.068604 | 0.055182
15733 | Lateral Hardening | Lateral Hardening-Fuse-92205781 | Laterals | 13432 | 0.054356 | 6 | 7 | 50000 | 0 | 2507.3906 | 2932.2437 | 3732.7076 | -47492.6094 | -47067.7563 | -46267.2924 | 0.050148 | 0.058645 | 0.074654 | 0.055148
14934 | Lateral Hardening | Lateral Hardening-Fuse-10704166 | Laterals | 13962 | 0.15833 | 9 | 8 | 169077.07 | 0 | 8435.5735 | 9918.2169 | 12756.2198 | -160641.4965 | -159158.8531 | -156320.8502 | 0.049892 | 0.058661 | 0.075446 | 0.055078
6296 | Lateral Hardening | Lateral Hardening-Fuse-90961817 | Laterals | 14023 | 0.026515 | 3 | 1 | 50000 | 0 | 2478.8554 | 2944.5572 | 3831.181 | -47521.1446 | -47055.4428 | -46168.819 | 0.049577 | 0.058891 | 0.076624 | 0.055076
1186 | Lateral Hardening | Lateral Hardening-Fuse-92437307 | Laterals | 13630 | 0.046023 | 4 | 7 | 50000 | 0 | 2507.9041 | 2925.6012 | 3682.088 | -47492.0959 | -47074.3988 | -46317.912 | 0.050158 | 0.058512 | 0.073642 | 0.055013
19365 | Lateral Hardening | Lateral Hardening-Fuse-92644049 | Laterals | 13171 | 0.051326 | 5 | 0 | 60950.17 | 0 | 2997.7483 | 3594.0355 | 4754.3911 | -57952.4217 | -57356.1345 | -56195.7789 | 0.049184 | 0.058967 | 0.078005 | 0.055001
18555 | Lateral Hardening | Lateral Hardening-Fuse-91734095 | Laterals | 14274 | 0.034659 | 3 | 0 | 58179.93 | 0 | 2861.1922 | 3430.3168 | 4537.8148 | -55318.7378 | -54749.6132 | -53642.1152 | 0.049178 | 0.05896 | 0.077996 | 0.054995
8161 | Lateral Hardening | Lateral Hardening-Fuse-91683028 | Laterals | 13835 | 0.030682 | 3 | 1 | 50000 | 0 | 2474.4289 | 2939.2991 | 3824.3396 | -47525.5711 | -47060.7009 | -46175.6604 | 0.049489 | 0.058786 | 0.076487 | 0.054978
4199 | Lateral Hardening | Lateral Hardening-Fuse-92480869 | Laterals | 13808 | 0.058144 | 4 | 2 | 57144.11 | 0 | 2824.7205 | 3355.6126 | 4374.6924 | -54319.3895 | -53788.4974 | -52769.4176 | 0.049432 | 0.058722 | 0.076555 | 0.054931
9507 | Lateral Hardening | Lateral Hardening-Fuse-10392886 | Laterals | 13522 | 0.066288 | 6 | 16 | 104472.25 | 0 | 5237.5949 | 6093.0977 | 7628.598 | -99234.6551 | -98379.1523 | -96843.652 | 0.050134 | 0.058323 | 0.07302 | 0.054879
1586 | Lateral Hardening | Lateral Hardening-Fuse-93313405 | Laterals | 13130 | 0.059091 | 4 | 3 | 56714.13 | 0 | 2823.3447 | 3310.9038 | 4251.3279 | -53890.7853 | -53403.2262 | -52462.8021 | 0.049782 | 0.058379 | 0.074961 | 0.054879
11053 | Lateral Hardening | Lateral Hardening-Fuse-93246873 | Laterals | 13175 | 0.023485 | 3 | 15 | 89125.01 | 0 | 4486.0325 | 5181.9042 | 6425.2843 | -84638.9775 | -83943.1058 | -82699.7257 | 0.050334 | 0.058142 | 0.072093 | 0.054852
129 | Lateral Hardening | Lateral Hardening-Fuse-92318982 | Laterals | 13045 | 0.054924 | 3 | 0 | 56876.53 | 0 | 2787.9327 | 3342.4851 | 4421.6261 | -54088.5973 | -53534.0449 | -52454.9039 | 0.049017 | 0.058767 | 0.077741 | 0.054815
3692 | Lateral Hardening | Lateral Hardening-Fuse-91746088 | Laterals | 13097 | 0.063068 | 5 | 3 | 105935.28 | 0 | 5227.9827 | 6207.3587 | 8065.1786 | -100707.2973 | -99727.9213 | -97870.1014 | 0.049351 | 0.058596 | 0.076133 | 0.054802
7969 | Lateral Hardening | Lateral Hardening-Fuse-10795792 | Laterals | 13696 | 0.046212 | 4 | 11 | 83153.81 | 0 | 4169.2999 | 4841.5889 | 6026.2395 | -78984.5101 | -78312.2211 | -77127.5705 | 0.05014 | 0.058224 | 0.072471 | 0.054798
19282 | Lateral Hardening | Lateral Hardening-Fuse-90769799 | Laterals | 13577 | 0.075568 | 7 |  | 102026.76 | 0 | 4998.5074 | 5992.7689 | 7927.5697 | -97028.2526 | -96033.9911 | -94099.1903 | 0.048992 | 0.058737 | 0.077701 | 0.054787
4145 | Lateral Hardening | Lateral Hardening-Fuse-90701827 | Laterals | 13017 | 0.058144 | 4 | 30 | 206688.68 | 0 | 10539.3368 | 12000.2545 | 13993.8373 | -196149.3432 | -194688.4255 | -192694.8427 | 0.050991 | 0.05806 | 0.067705 | 0.054783
6406 | Lateral Hardening | Lateral Hardening-Fuse-10020753 | Laterals | 13221 | 0.22917 | 15 | 0 | 325593.02 | 0 | 15935.607 | 19105.3852 | 25273.6716 | -309657.413 | -306487.6348 | -300319.3484 | 0.048943 | 0.058679 | 0.077624 | 0.054732
17041 | Lateral Hardening | Lateral Hardening-Fuse-91804870 | Laterals | 13329 | 0.049811 | 4 | 0 | 50000 | 0 | 2446.6763 | 2933.3488 | 3880.3978 | -47553.3237 | -47066.6512 | -46119.6022 | 0.048934 | 0.058667 | 0.077608 | 0.054721
3255 | Lateral Hardening | Lateral Hardening-Fuse-92146252 | Laterals | 14111 | 0.030871 | 4 | 5 | 107189.48 | 0 | 5307.3311 | 6246.0142 | 8044.3059 | -101882.1489 | -100943.4658 | -99145.1741 | 0.049514 | 0.058271 | 0.075048 | 0.054694
1773 | Lateral Hardening | Lateral Hardening-Fuse-10167777 | Laterals | 13206 | 0.057197 | 6 | 12 | 188703.35 | 0 | 9404.2509 | 10983.2838 | 13833.259 | -179299.0991 | -177720.0662 | -174870.091 | 0.049836 | 0.058204 | 0.073307 | 0.054694
11048 | Lateral Hardening | Lateral Hardening-Fuse-60492313 | Laterals | 13657 | 0.050758 | 4 | 2 | 52600.25 | 0 | 2588.3482 | 3074.7658 | 4011.5798 | -50011.9018 | -49525.4842 | -48588.6702 | 0.049208 | 0.058455 | 0.076265 | 0.054688
2116 | Lateral Hardening | Lateral Hardening-Fuse-60331515 | Laterals | 14000 | 0.11951 | 5 | 2 | 57805.19 | 0 | 2845.6007 | 3380.9672 | 4382.339 | -54959.5893 | -54424.2228 | -53422.851 | 0.049227 | 0.058489 | 0.075812 | 0.054664
10888 | Lateral Hardening | Lateral Hardening-Fuse-60119818 | Laterals | 13104 | 0.0011364 | 2 | 2 | 77143.3 | 0 | 3931.7657 | 4454.2548 | 5208.4261 | -73211.5343 | -72689.0452 | -71934.8739 | 0.050967 | 0.05774 | 0.067516 | 0.054654
15122 | Lateral Hardening | Lateral Hardening-Fuse-10628995 | Laterals | 13146 | 0.086364 | 4 | 1 | 51120.69 | 0 | 2514.252 | 2984.9166 | 3895.9148 | -48606.438 | -48135.7734 | -47224.7752 | 0.049183 | 0.05839 | 0.07621 | 0.054647
19527 | Lateral Hardening | Lateral Hardening-Fuse-60457756 | Laterals | 13146 | 0.11174 | 6 | 2 | 61089.85 | 0 | 2998.0706 | 3570.834 | 4666.6083 | -58091.7794 | -57519.016 | -56423.2417 | 0.049076 | 0.058452 | 0.076389 | 0.05462
5900 | Lateral Hardening | Lateral Hardening-Fuse-91661563 | Laterals | 13153 | 0.052462 | 4 | 2 | 96176.48 | 0 | 4903.3181 | 5538.1051 | 6477.3165 | -91273.1619 | -90638.3749 | -89699.1635 | 0.050983 | 0.057583 | 0.067348 | 0.054599
4096 | Lateral Hardening | Lateral Hardening-Fuse-10095532 | Laterals | 13786 | 0.08125 | 4 | 1 | 50695.71 | 0 | 2489.2666 | 2955.2541 | 3857.1992 | -48206.4434 | -47740.4559 | -46838.5108 | 0.049102 | 0.058294 | 0.076085 | 0.054558
2173 | Lateral Hardening | Lateral Hardening-Fuse-93224729 | Laterals | 13459 | 0.077273 | 6 | 2 | 58733.85 | 0 | 2882.7081 | 3424.1746 | 4467.1343 | -55851.1419 | -55309.6754 | -54266.7157 | 0.049081 | 0.0583 | 0.076057 | 0.054544
6210 | Lateral Hardening | Lateral Hardening-Fuse-10629018 | Laterals | 13787 | 0.057197 | 4 | 2 | 50000 | 0 | 2460.6539 | 2911.8862 | 3765.148 | -47539.3461 | -47088.1138 | -46234.852 | 0.049213 | 0.058238 | 0.075303 | 0.054529
6085 | Lateral Hardening | Lateral Hardening-Fuse-92661376 | Laterals | 13685 | 0.083333 | 8 | 5 | 151562.71 | 0 | 7452.0626 | 8834.2037 | 11431.0993 | -144110.6474 | -142728.5063 | -140131.6107 | 0.049168 | 0.058287 | 0.075422 | 0.054529
15311 | Lateral Hardening | Lateral Hardening-Fuse-92672528 | Laterals | 13299 | 0.053977 | 4 | 0 | 52867.83 | 0 | 2576.8285 | 3089.3898 | 4086.8175 | -50291.0015 | -49778.4402 | -48781.0125 | 0.048741 | 0.058436 | 0.077303 | 0.054506
84 | Lateral Hardening | Lateral Hardening-Fuse-60213258 | Laterals | 13439 | 0.050379 | 4 | 0 | 50000 | 0 | 2436.205 | 2920.7946 | 3863.7904 | -47563.795 | -47079.2054 | -46136.2096 | 0.048724 | 0.058416 | 0.077276 | 0.054487
18819 | Lateral Hardening | Lateral Hardening-Fuse-10645560 | Laterals | 13148 | 0.014394 | 3 | 1 | 50000 | 0 | 2444.7165 | 2911.8219 | 3809.3554 | -47555.2835 | -47088.1781 | -46190.6446 | 0.048894 | 0.058236 | 0.076187 | 0.054426
888 | Lateral Hardening | Lateral Hardening-Fuse-10807561 | Laterals | 13020 | 0.072917 | 5 | 0 | 50003.15 | 0 | 2431.7006 | 2915.3943 | 3856.6465 | -47571.4494 | -47087.7557 | -46146.5035 | 0.048631 | 0.058304 | 0.077128 | 0.054383
17658 | Lateral Hardening | Lateral Hardening-Fuse-10829514 | Laterals | 13687 | 0.11648 | 5 | 2 | 57553.35 | 0 | 2819.7169 | 3343.8568 | 4324.1601 | -54733.6331 | -54209.4932 | -53229.1899 | 0.048993 | 0.0581 | 0.075133 | 0.054339
16771 | Lateral Hardening | Lateral Hardening-Fuse-10101267 | Laterals | 13046 | 0.044129 | 5 | 13 | 82980.67 | 0 | 4122.2784 | 4791.4204 | 5964.8479 | -78858.3916 | -78189.2496 | -77015.8221 | 0.049678 | 0.057741 | 0.071882 | 0.054317
9087 | Lateral Hardening | Lateral Hardening-Fuse-10667380 | Laterals | 13785 | 0.053977 | 6 | 5 | 104162.4 | 0 | 5131.3675 | 6019.4993 | 7728.7661 | -99031.0325 | -98142.9007 | -96433.6339 | 0.049263 | 0.05779 | 0.074199 | 0.054315
11657 | Lateral Hardening | Lateral Hardening-Fuse-60371557 | Laterals | 13807 | 0.05303 | 4 | 1 | 50000 | 0 | 2441.118 | 2897.8735 | 3782.3152 | -47558.882 | -47102.1265 | -46217.6848 | 0.048822 | 0.057957 | 0.075646 | 0.054245
5506 | Lateral Hardening | Lateral Hardening-Fuse-10671297 | Laterals | 13724 | 0.051705 | 5 | 4 | 96622.2 | 0 | 4731.2844 | 5592.0006 | 7224.6135 | -91890.9156 | -91030.1994 | -89397.5865 | 0.048967 | 0.057875 | 0.074772 | 0.05422
210 | Lateral Hardening | Lateral Hardening-Fuse-93256487 | Laterals | 13175 | 0.058902 | 6 | 4 | 154138.21 | 0 | 7777.5953 | 8854.3807 | 10323.9238 | -146360.6147 | -145283.8293 | -143814.2862 | 0.050459 | 0.057444 | 0.066978 | 0.054206
1271 | Lateral Hardening | Lateral Hardening-Fuse-10166416 | Laterals | 13073 | 0.031439 | 4 | 4 | 62784.77 | 0 | 3071.0648 | 3630.7051 | 4691.2137 | -59713.7052 | -59154.0649 | -58093.5563 | 0.048914 | 0.057828 | 0.074719 | 0.054169
16581 | Lateral Hardening | Lateral Hardening-Fuse-90279830 | Laterals | 13060 | 0.083333 | 10 | 16 | 192540.64 | 0 | 9498.0268 | 11073.3043 | 14087.9916 | -183042.6132 | -181467.3357 | -178452.6484 | 0.04933 | 0.057512 | 0.073169 | 0.054168
16487 | Lateral Hardening | Lateral Hardening-Fuse-10829504 | Laterals | 13687 | 0.25114 | 10 | 15 | 164490.99 | 0 | 8115.8525 | 9440.4425 | 11993.7283 | -156375.1375 | -155050.5475 | -152497.2617 | 0.049339 | 0.057392 | 0.072914 | 0.054112
3353 | Lateral Hardening | Lateral Hardening-Fuse-93311317 | Laterals | 13808 | 0.19205 | 14 | 10 | 224190.72 | 0 | 10934.858 | 12957.6607 | 16786.3479 | -213255.862 | -211233.0593 | -207404.3721 | 0.048775 | 0.057797 | 0.074875 | 0.054092
2775 | Lateral Hardening | Lateral Hardening-Fuse-90354866 | Laterals | 13984 | 0.125 | 8 | 0 | 50401.65 | 0 | 2437.0395 | 2921.7951 | 3865.1139 | -47964.6105 | -47479.8549 | -46536.5361 | 0.048352 | 0.05797 | 0.076686 | 0.054071
7417 | Lateral Hardening | Lateral Hardening-Fuse-60206689 | Laterals | 13254 | 0.038068 | 3 | 1 | 51545.67 | 0 | 2502.5344 | 2981.4262 | 3898.8651 | -49043.1356 | -48564.2438 | -47646.8049 | 0.04855 | 0.05784 | 0.075639 | 0.054046
19069 | Lateral Hardening | Lateral Hardening-Fuse-93207836 | Laterals | 13656 | 0.13258 | 6 | 1 | 59399.93 | 0 | 2878.0977 | 3437.3903 | 4514.445 | -56521.8323 | -55962.5397 | -54885.485 | 0.048453 | 0.057869 | 0.076001 | 0.054032
3891 | Lateral Hardening | Lateral Hardening-Fuse-10745566 | Laterals | 13431 | 0.11591 | 5 | 2 | 57506.13 | 0 | 2796.8618 | 3322.871 | 4306.5385 | -54709.2682 | -54183.259 | -53199.5915 | 0.048636 | 0.057783 | 0.074888 | 0.054005
16148 | Lateral Hardening | Lateral Hardening-Fuse-90903238 | Laterals | 13586 | 0.075947 | 7 | 2 | 54184.99 | 0 | 2632.0594 | 3125.9452 | 4079.6194 | -51552.9306 | -51059.0448 | -50105.3706 | 0.048575 | 0.05769 | 0.075291 | 0.053981
1003 | Lateral Hardening | Lateral Hardening-Fuse-10676280 | Laterals | 13787 | 0.059091 | 5 |  | 50000 | 0 | 2413.2163 | 2893.2332 | 3827.3306 | -47586.7837 | -47106.7668 | -46172.6694 | 0.048264 | 0.057865 | 0.076547 | 0.053973
19099 | Lateral Hardening | Lateral Hardening-Fuse-10916878 | Laterals | 13805 | 0.039583 | 5 | 1 | 50000 | 0 | 2423.8323 | 2887.0014 | 3782.3242 | -47576.1677 | -47112.9986 | -46217.6758 | 0.048477 | 0.05774 | 0.075646 | 0.053973
3011 | Lateral Hardening | Lateral Hardening-Fuse-91435976 | Laterals | 13461 | 0.058712 | 5 | 5 | 113433.26 | 0 | 5523.6439 | 6525.3769 | 8432.3382 | -107909.6161 | -106907.8831 | -105000.9218 | 0.048695 | 0.057526 | 0.074337 | 0.053909
14499 | Lateral Hardening | Lateral Hardening-Fuse-92837210 | Laterals | 14041 | 0.065341 | 5 | 3 | 89386.8 | 0 | 4353.5601 | 5140.6675 | 6643.0236 | -85033.2399 | -84246.1325 | -82743.7764 | 0.048705 | 0.05751 | 0.074318 | 0.053908
161 | Lateral Hardening | Lateral Hardening-Fuse-91384745 | Laterals | 13916 | 0.038258 | 3 | 0 | 51561.41 | 0 | 2485.3979 | 2979.7726 | 3941.8097 | -49076.0121 | -48581.6374 | -47619.6003 | 0.048203 | 0.057791 | 0.076449 | 0.053904
18462 | Lateral Hardening | Lateral Hardening-Fuse-10090774 | Laterals | 13294 | 0.12178 | 8 | 0 | 102954.68 | 0 | 4959.4745 | 5945.9719 | 7865.664 | -97995.2055 | -97008.7081 | -95089.016 | 0.048171 | 0.057753 | 0.076399 | 0.053869
13523 | Lateral Hardening | Lateral Hardening-Fuse-91210942 | Laterals | 13298 | 0.21402 | 11 | 0 | 102251.38 | 0 | 4924.4509 | 5903.9817 | 7810.117 | -97326.9291 | -96347.3983 | -94441.263 | 0.04816 | 0.05774 | 0.076382 | 0.053856
2844 | Lateral Hardening | Lateral Hardening-Fuse-93293572 | Laterals | 13808 | 0.077841 | 4 | 1 | 58781.07 | 0 | 2955.4818 | 3328.9033 | 3918.2747 | -55825.5882 | -55452.1667 | -54862.7953 | 0.050279 | 0.056632 | 0.066659 | 0.053823
4542 | Lateral Hardening | Lateral Hardening-Fuse-60648797 | Laterals | 13233 | 0.093939 | 4 | 2 | 60118.97 | 0 | 2910.7799 | 3457.7908 | 4511.304 | -57208.1901 | -56661.1792 | -55607.666 | 0.048417 | 0.057516 | 0.07504 | 0.053809
8576 | Lateral Hardening | Lateral Hardening-Fuse-60442577 | Laterals | 13298 | 0.17178 | 10 | 2 | 111040.04 | 0 | 5364.2664 | 6388.9667 | 8391.6558 | -105675.7736 | -104651.0733 | -102648.3842 | 0.048309 | 0.057538 | 0.075573 | 0.053804
11194 | Lateral Hardening | Lateral Hardening-Fuse-10806537 | Laterals | 14199 | 0.062121 | 6 |  | 50000 | 0 | 2405.4405 | 2883.9107 | 3814.9983 | -47594.5595 | -47116.0893 | -46185.0017 | 0.048109 | 0.057678 | 0.0763 | 0.053799
19731 | Lateral Hardening | Lateral Hardening-Fuse-92626013 | Laterals | 13170 | 0.029545 | 5 | 0 | 50837.37 | 0 | 2444.9786 | 2931.3133 | 3877.7051 | -48392.3914 | -47906.0567 | -46959.6649 | 0.048094 | 0.057661 | 0.076277 | 0.053782
3492 | Lateral Hardening | Lateral Hardening-Fuse-10199665 | Laterals | 13338 | 0.09697 | 6 |  | 87568.03 | 0 | 4210.6389 | 5048.1841 | 6678.0202 | -83357.3911 | -82519.8459 | -80890.0098 | 0.048084 | 0.057649 | 0.076261 | 0.053771
18067 | Lateral Hardening | Lateral Hardening-Fuse-91484843 | Laterals | 13657 | 0.011742 | 2 | 20 | 50000 | 0 | 2474.8073 | 2852.4996 | 3471.1171 | -47525.1927 | -47147.5004 | -46528.8829 | 0.049496 | 0.05705 | 0.069422 | 0.053755
3504 | Lateral Hardening | Lateral Hardening-Fuse-10745524 | Laterals | 13815 | 0.063826 | 1 | 4 | 50000 | 0 | 2482.0689 | 2844.3225 | 3451.0449 | -47517.9311 | -47155.6775 | -46548.9551 | 0.049641 | 0.056886 | 0.069021 | 0.053753
19181 | Lateral Hardening | Lateral Hardening-Fuse-93327249 | Laterals | 13723 | 0.057765 | 4 | 0 | 62020.49 | 0 | 2975.6847 | 3567.5831 | 4719.3984 | -59044.8053 | -58452.9069 | -57301.0916 | 0.047979 | 0.057523 | 0.076094 | 0.053654
18997 | Lateral Hardening | Lateral Hardening-Fuse-10236646 | Laterals | 13511 | 0.046402 | 6 | 13 | 99398.23 | 0 | 4849.5572 | 5663.8572 | 7212.0489 | -94548.6728 | -93734.3728 | -92186.1811 | 0.048789 | 0.056981 | 0.072557 | 0.053624
4551 | Lateral Hardening | Lateral Hardening-Fuse-10804823 | Laterals | 13953 | 0.10076 | 6 | 0 | 50000 | 0 | 2396.9121 | 2873.6859 | 3801.4724 | -47603.0879 | -47126.3141 | -46198.5276 | 0.047938 | 0.057474 | 0.076029 | 0.053608
1324 | Lateral Hardening | Lateral Hardening-Fuse-92015562 | Laterals | 13772 | 0.22102 | 8 |  | 50000 | 0 | 2395.8925 | 2872.4635 | 3799.8552 | -47604.1075 | -47127.5365 | -46200.1448 | 0.047918 | 0.057449 | 0.075997 | 0.053585
4019 | Lateral Hardening | Lateral Hardening-Fuse-10080911 | Laterals | 13668 | 0.18636 | 10 | 6 | 207998.52 | 0 | 10048.2567 | 11906.3122 | 15414.1721 | -197950.2633 | -196092.2078 | -192584.3479 | 0.048309 | 0.057242 | 0.074107 | 0.053569
7898 | Lateral Hardening | Lateral Hardening-Fuse-92779225 | Laterals | 13889 | 0.046212 | 3 | 1 | 50000 | 0 | 2405.7006 | 2865.3308 | 3745.3616 | -47594.2994 | -47134.6692 | -46254.6384 | 0.048114 | 0.057307 | 0.074907 | 0.053551
1091 | Lateral Hardening | Lateral Hardening-Fuse-60010320 | Laterals | 13158 | 0.081629 | 9 | 16 | 141830.44 | 0 | 6919.8674 | 8070.4037 | 10202.6672 | -134910.5726 | -133760.0363 | -131627.7728 | 0.04879 | 0.056902 | 0.071936 | 0.053538
1941 | Lateral Hardening | Lateral Hardening-Fuse-60226172 | Laterals | 13200 | 0.065909 | 4 | 18 | 152314.02 | 0 | 7480.286 | 8646.8509 | 10718.0102 | -144833.734 | -143667.1691 | -141596.0098 | 0.049111 | 0.05677 | 0.070368 | 0.053534
8890 | Lateral Hardening | Lateral Hardening-Fuse-90162514 | Laterals | 13805 | 0.12481 | 6 | 3 | 102697.84 | 0 | 4953.0578 | 5880.5532 | 7617.3586 | -97744.7822 | -96817.2868 | -95080.4814 | 0.048229 | 0.057261 | 0.074173 | 0.053533
6884 | Lateral Hardening | Lateral Hardening-Fuse-91159009 | Laterals | 13621 | 0.019886 | 4 | 2 | 80058.85 | 0 | 3989.553 | 4534.2108 | 5306.9656 | -76069.297 | -75524.6392 | -74751.8844 | 0.049833 | 0.056636 | 0.066288 | 0.053519
9502 | Lateral Hardening | Lateral Hardening-Fuse-92465924 | Laterals | 13785 | 0.11098 | 6 | 3 | 122738.5 | 0 | 5917.1667 | 7024.7113 | 9095.9727 | -116821.3333 | -115713.7887 | -113642.5273 | 0.04821 | 0.057233 | 0.074109 | 0.053507
6902 | Lateral Hardening | Lateral Hardening-Fuse-60257053 | Laterals | 13294 | 0.070076 | 5 | 2 | 102587.66 | 0 | 4932.8205 | 5870.6234 | 7668.0018 | -97654.8395 | -96717.0366 | -94919.6582 | 0.048084 | 0.057225 | 0.074746 | 0.053493
12500 | Lateral Hardening | Lateral Hardening-Fuse-60043986 | Laterals | 13211 | 0.11061 | 6 |  | 50000 | 0 | 2389.9263 | 2865.3105 | 3790.3929 | -47610.0737 | -47134.6895 | -46209.6071 | 0.047799 | 0.057306 | 0.075808 | 0.053452
12060 | Lateral Hardening | Lateral Hardening-Fuse-91797031 | Laterals | 13786 | 0.11856 | 6 | 3 | 102178.42 | 0 | 4914.5139 | 5837.4223 | 7596.1861 | -97263.9061 | -96340.9977 | -94582.2339 | 0.048097 | 0.05713 | 0.074342 | 0.053432
710 | Lateral Hardening | Lateral Hardening-Fuse-90448787 | Laterals | 13143 | 0.094318 | 13 | 8 | 278198.51 | 0 | 13371.9199 | 15887.8782 | 20734.8362 | -264826.5901 | -262310.6318 | -257463.6738 | 0.048066 | 0.05711 | 0.074533 | 0.053426
15230 | Lateral Hardening | Lateral Hardening-Fuse-10679397 | Laterals | 13807 | 0.063068 | 2 | 2 | 50000 | 0 | 2428.7247 | 2837.699 | 3612.7803 | -47571.2753 | -47162.301 | -46387.2197 | 0.048574 | 0.056754 | 0.072256 | 0.053396
12813 | Lateral Hardening | Lateral Hardening-Fuse-91528929 | Laterals | 13256 | 0.25549 | 14 | 1 | 145203.01 | 0 | 7217.4456 | 8161.9544 | 9713.3986 | -137985.5644 | -137041.0556 | -135489.6114 | 0.049706 | 0.056211 | 0.066895 | 0.053376
16332 | Lateral Hardening | Lateral Hardening-Fuse-10025105 | Laterals | 13294 | 0.11837 | 15 | 30 | 276000.5 | 0 | 13402.1898 | 15675.2812 | 19840.8087 | -262598.3102 | -260325.2188 | -256159.6913 | 0.048559 | 0.056794 | 0.071887 | 0.053362
4485 | Lateral Hardening | Lateral Hardening-Fuse-10650319 | Laterals | 13391 | 0.060606 | 2 | 2 | 50000 | 0 | 2442.057 | 2833.565 | 3527.588 | -47557.943 | -47166.435 | -46472.412 | 0.048841 | 0.056671 | 0.070552 | 0.053361
2869 | Lateral Hardening | Lateral Hardening-Fuse-91565156 | Laterals | 13044 | 0.032765 | 3 | 5 | 66824.95 | 0 | 3238.4744 | 3785.0709 | 4845.3459 | -63586.4756 | -63039.8791 | -61979.6041 | 0.048462 | 0.056642 | 0.072508 | 0.053321
414 | Lateral Hardening | Lateral Hardening-Fuse-93053793 | Laterals | 13593 | 0.066667 | 5 | 18 | 144516.98 | 0 | 7044.6604 | 8190.7992 | 10206.7561 | -137472.3196 | -136326.1808 | -134310.2239 | 0.048746 | 0.056677 | 0.070627 | 0.053314
13744 | Lateral Hardening | Lateral Hardening-Fuse-10362866 | Laterals | 13104 | 0.1197 | 11 | 1 | 240558.26 | 0 | 11928.1016 | 13514.0407 | 15859.0131 | -228630.1584 | -227044.2193 | -224699.2469 | 0.049585 | 0.056178 | 0.065926 | 0.053197
831 | Lateral Hardening | Lateral Hardening-Fuse-92240491 | Laterals | 13148 | 0.13542 | 7 | 2 | 95210.6 | 0 | 4555.7683 | 5411.6221 | 7059.7749 | -90654.8317 | -89798.9779 | -88150.8251 | 0.047849 | 0.056838 | 0.074149 | 0.053176
4998 | Lateral Hardening | Lateral Hardening-Fuse-92638036 | Laterals | 13331 | 0.055682 | 2 |  | 50000 | 0 | 2376.7328 | 2849.4927 | 3769.4682 | -47623.2672 | -47150.5073 | -46230.5318 | 0.047535 | 0.05699 | 0.075389 | 0.053157
7609 | Lateral Hardening | Lateral Hardening-Fuse-10686193 | Laterals | 13808 | 0.054924 | 3 | 1 | 101328.46 | 0 | 4839.1316 | 5755.71 | 7556.4075 | -96489.3284 | -95572.75 | -93772.0525 | 0.047757 | 0.056803 | 0.074573 | 0.053152
18073 | Lateral Hardening | Lateral Hardening-Fuse-93019033 | Laterals | 13813 | 0.053788 | 2 | 1 | 56782.09 | 0 | 2815.5287 | 3176.143 | 3716.9182 | -53966.5613 | -53605.947 | -53065.1718 | 0.049585 | 0.055936 | 0.065459 | 0.053078
7528 | Lateral Hardening | Lateral Hardening-Fuse-90393156 | Laterals | 13622 | 0.068371 | 4 | 3 | 57485.39 | 0 | 2764.5975 | 3246.5874 | 4167.8529 | -54720.7925 | -54238.8026 | -53317.5371 | 0.048092 | 0.056477 | 0.072503 | 0.053049
6212 | Lateral Hardening | Lateral Hardening-Fuse-60131178 | Laterals | 13030 | 0.097727 | 7 | 3 | 99938.34 | 0 | 4776.2274 | 5667.1234 | 7345.3485 | -95162.1126 | -94271.2166 | -92592.9915 | 0.047792 | 0.056706 | 0.073499 | 0.053037
3744 | Lateral Hardening | Lateral Hardening-Fuse-90958675 | Laterals | 13648 | 0.1286 | 8 | 4 | 186460.46 | 0 | 8910.8011 | 10566.7887 | 13657.4691 | -177549.6589 | -175893.6713 | -172802.9909 | 0.047789 | 0.05667 | 0.073246 | 0.052999
15579 | Lateral Hardening | Lateral Hardening-Fuse-92795172 | Laterals | 14124 | 0.075947 | 5 | 0 | 54693.67 | 0 | 2591.1174 | 3106.5208 | 4109.4794 | -52102.5526 | -51587.1492 | -50584.1906 | 0.047375 | 0.056799 | 0.075136 | 0.052978
5647 | Lateral Hardening | Lateral Hardening-Fuse-93210566 | Laterals | 13371 | 0.10663 | 7 | 0 | 96748.12 | 0 | 4580.5297 | 5491.6506 | 7264.6624 | -92167.5903 | -91256.4694 | -89483.4576 | 0.047345 | 0.056762 | 0.075088 | 0.052944
8089 | Lateral Hardening | Lateral Hardening-Fuse-92442969 | Laterals | 13080 | 0.070833 | 8 | 15 | 184876.51 | 0 | 8913.5939 | 10395.6048 | 13141.4828 | -175962.9161 | -174480.9052 | -171735.0272 | 0.048214 | 0.05623 | 0.071082 | 0.052906
14818 | Lateral Hardening | Lateral Hardening-Fuse-92410595 | Laterals | 13331 | 0.14337 | 8 | 7 | 120469.04 | 0 | 5744.577 | 6805.6712 | 8812.4994 | -114724.463 | -113663.3688 | -111656.5406 | 0.047685 | 0.056493 | 0.073152 | 0.052874
7877 | Lateral Hardening | Lateral Hardening-Fuse-90283953 | Laterals | 13389 | 0.08125 | 4 |  | 50000 | 0 | 2362.622 | 2832.5751 | 3747.0887 | -47637.378 | -47167.4249 | -46252.9113 | 0.047252 | 0.056652 | 0.074942 | 0.052841
13029 | Lateral Hardening | Lateral Hardening-Fuse-93224282 | Laterals | 13459 | 0.11553 | 7 | 0 | 71621.89 | 0 | 3381.6578 | 4054.309 | 5363.2666 | -68240.2322 | -67567.581 | -66258.6234 | 0.047215 | 0.056607 | 0.074883 | 0.0528
8035 | Lateral Hardening | Lateral Hardening-Fuse-60377640 | Laterals | 14217 | 0.05928 | 7 | 1 | 101690.48 | 0 | 5004.4151 | 5650.184 | 6703.217 | -96686.0649 | -96040.296 | -94987.263 | 0.049212 | 0.055563 | 0.065918 | 0.052788
10105 | Lateral Hardening | Lateral Hardening-Fuse-10925109 | Laterals | 13342 | 0.09375 | 7 | 0 | 159557.01 | 0 | 7524.9826 | 9021.7895 | 11934.5275 | -152032.0274 | -150535.2205 | -147622.4825 | 0.047162 | 0.056543 | 0.074798 | 0.05274
4260 | Lateral Hardening | Lateral Hardening-Fuse-10757374 | Laterals | 13423 | 0.1161 | 6 | 29 | 180065.12 | 0 | 8837.8328 | 10038.5088 | 11791.2663 | -171227.2872 | -170026.6112 | -168273.8537 | 0.049081 | 0.055749 | 0.065483 | 0.052722
8207 | Lateral Hardening | Lateral Hardening-Fuse-10612108 | Laterals | 13927 | 0.083712 | 6 | 6 | 115002.26 | 0 | 5490.5922 | 6453.5503 | 8297.5735 | -109511.6678 | -108548.7097 | -106704.6865 | 0.047743 | 0.056117 | 0.072151 | 0.052696
16962 | Lateral Hardening | Lateral Hardening-Fuse-60501800 | Laterals | 13889 | 0.068371 | 8 | 0 | 50000 | 0 | 2355.6621 | 2824.2308 | 3736.0504 | -47644.3379 | -47175.7692 | -46263.9496 | 0.047113 | 0.056485 | 0.074721 | 0.052685
5564 | Lateral Hardening | Lateral Hardening-Fuse-92859765 | Laterals | 13460 | 0.10663 | 3 | 5 | 69033.55 | 0 | 3313.2468 | 3859.2416 | 4910.0617 | -65720.3032 | -65174.3084 | -64123.4883 | 0.047995 | 0.055904 | 0.071126 | 0.052681
9648 | Lateral Hardening | Lateral Hardening-Fuse-10667382 | Laterals | 13785 | 0.08447 | 4 | 1 | 50963.29 | 0 | 2415.238 | 2867.782 | 3742.6415 | -48548.052 | -48095.508 | -47220.6485 | 0.047392 | 0.056272 | 0.073438 | 0.05266
18934 | Lateral Hardening | Lateral Hardening-Fuse-10299740 | Laterals | 13747 | 0.098295 | 10 | 0 | 232753.44 | 0 | 10956.5056 | 13135.8825 | 17376.8797 | -221796.9344 | -219617.5575 | -215376.5603 | 0.047073 | 0.056437 | 0.074658 | 0.052641
2881 | Lateral Hardening | Lateral Hardening-Fuse-60227259 | Laterals | 13295 | 0.026894 | 2 | 31 | 50000 | 0 | 2425.9802 | 2788.6134 | 3386.6863 | -47574.0198 | -47211.3866 | -46613.3137 | 0.04852 | 0.055772 | 0.067734 | 0.052617
4094 | Lateral Hardening | Lateral Hardening-Fuse-60076446 | Laterals | 13036 | 0.038258 | 5 | 6 | 58912.73 | 0 | 2817.9621 | 3293.8292 | 4204.9428 | -56094.7679 | -55618.9008 | -54707.7872 | 0.047833 | 0.05591 | 0.071376 | 0.05261
299 | Lateral Hardening | Lateral Hardening-Fuse-91448056 | Laterals | 13158 | 0.10663 | 8 | 11 | 132118.12 | 0 | 6324.2837 | 7379.7197 | 9397.4779 | -125793.8363 | -124738.4003 | -122720.6421 | 0.047868 | 0.055857 | 0.071129 | 0.052591
14852 | Lateral Hardening | Lateral Hardening-Fuse-92216447 | Laterals | 13039 | 0.085795 | 4 | 4 | 107315.4 | 0 | 5113.086 | 6008.7936 | 7731.3497 | -102202.314 | -101306.6064 | -99584.0503 | 0.047645 | 0.055992 | 0.072043 | 0.052589
7929 | Lateral Hardening | Lateral Hardening-Fuse-91497978 | Laterals | 13657 | 0.098106 | 6 | 5 | 147843.07 | 0 | 7050.8916 | 8267.7365 | 10615.6261 | -140792.1784 | -139575.3335 | -137227.4439 | 0.047692 | 0.055922 | 0.071803 | 0.052572
9393 | Lateral Hardening | Lateral Hardening-Fuse-10895282 | Laterals | 13003 | 0.085606 | 5 | 2 | 55496.41 | 0 | 2621.3817 | 3119.7455 | 4074.9019 | -52875.0283 | -52376.6645 | -51421.5081 | 0.047235 | 0.056215 | 0.073426 | 0.052548
19742 | Lateral Hardening | Lateral Hardening-Fuse-60027475 | Laterals | 13094 | 0.097538 | 9 | 16 | 135292.6 | 0 | 6471.9138 | 7547.9707 | 9542.2034 | -128820.6862 | -127744.6293 | -125750.3966 | 0.047836 | 0.05579 | 0.07053 | 0.052492
8367 | Lateral Hardening | Lateral Hardening-Fuse-91402765 | Laterals | 13805 | 0.14773 | 9 | 4 | 104093.7 | 0 | 4921.3424 | 5835.5328 | 7560.1104 | -99172.3576 | -98258.1672 | -96533.5896 | 0.047278 | 0.05606 | 0.072628 | 0.052448
15077 | Lateral Hardening | Lateral Hardening-Fuse-10716311 | Laterals | 13959 | 0.066288 | 2 | 0 | 53890.93 | 0 | 2527.4245 | 3030.1588 | 4008.4634 | -51363.5055 | -50860.7712 | -49882.4666 | 0.046899 | 0.056228 | 0.074381 | 0.052446
14229 | Lateral Hardening | Lateral Hardening-Fuse-10090001 | Laterals | 13279 | 0.025 | 3 | 8 | 73530.93 | 0 | 3523.1166 | 4099.0649 | 5125.0078 | -70007.8134 | -69431.8651 | -68405.9222 | 0.047913 | 0.055746 | 0.069699 | 0.052442
19177 | Lateral Hardening | Lateral Hardening-Fuse-92836107 | Laterals | 14041 | 0.063258 | 5 | 2 | 93652.34 | 0 | 4416.9867 | 5246.6993 | 6836.4226 | -89235.3533 | -88405.6407 | -86815.9174 | 0.047164 | 0.056023 | 0.072998 | 0.052405
12875 | Lateral Hardening | Lateral Hardening-Fuse-10599433 | Laterals | 13473 | 0.051136 | 4 | 1 | 52631.73 | 0 | 2477.6077 | 2947.1516 | 3871.2888 | -50154.1223 | -49684.5784 | -48760.4412 | 0.047074 | 0.055996 | 0.073554 | 0.052399
19696 | Lateral Hardening | Lateral Hardening-Fuse-10565898 | Laterals | 13290 | 0.023485 | 5 | 8 | 129138.26 | 0 | 6161.4131 | 7180.6555 | 9125.9578 | -122976.8469 | -121957.6045 | -120012.3022 | 0.047712 | 0.055604 | 0.070668 | 0.052375
17373 | Lateral Hardening | Lateral Hardening-Fuse-90029774 | Laterals | 13769 | 0.075379 | 5 | 0 | 64948.13 | 0 | 3041.415 | 3646.3879 | 4823.6458 | -61906.715 | -61301.7421 | -60124.4842 | 0.046828 | 0.056143 | 0.074269 | 0.052367
5032 | Lateral Hardening | Lateral Hardening-Fuse-10540510 | Laterals | 13964 | 0.068371 | 6 | 0 | 87598.05 | 0 | 4101.0867 | 4916.8407 | 6504.2718 | -83496.9633 | -82681.2093 | -81093.7782 | 0.046817 | 0.05613 | 0.074251 | 0.052354
677 | Lateral Hardening | Lateral Hardening-Fuse-92701851 | Laterals | 13299 | 0.044318 | 4 | 6 | 67276.41 | 0 | 3211.0767 | 3739.2565 | 4730.2663 | -64065.3333 | -63537.1535 | -62546.1437 | 0.04773 | 0.05558 | 0.070311 | 0.052343
6789 | Lateral Hardening | Lateral Hardening-Fuse-10392863 | Laterals | 13522 | 0.26269 | 22 | 209 | 620764.19 | 0 | 29763.6294 | 34339.9905 | 43134.9321 | -591000.5606 | -586424.1995 | -577629.2579 | 0.047947 | 0.055319 | 0.069487 | 0.052312
12148 | Lateral Hardening | Lateral Hardening-Fuse-10064515 | Laterals | 14274 | 0.13655 | 8 | 0 | 103673.72 | 0 | 4846.8737 | 5810.9734 | 7687.0805 | -98826.8463 | -97862.7466 | -95986.6395 | 0.046751 | 0.056051 | 0.074147 | 0.052281
12757 | Lateral Hardening | Lateral Hardening-Fuse-92610458 | Laterals | 13390 | 0.038636 | 1 | 2 | 50000 | 0 | 2443.0662 | 2754.0766 | 3193.8918 | -47556.9338 | -47245.9234 | -46806.1082 | 0.048861 | 0.055082 | 0.063878 | 0.052229
17504 | Lateral Hardening | Lateral Hardening-Fuse-92442478 | Laterals | 13340 | 0.018939 | 3 | 1 | 79911.6 | 0 | 3888.2706 | 4407.0191 | 5148.4277 | -76023.3294 | -75504.5809 | -74763.1723 | 0.048657 | 0.055149 | 0.064427 | 0.052182
3878 | Lateral Hardening | Lateral Hardening-Fuse-92035736 | Laterals | 13442 | 0.078788 | 6 | 15 | 145524.34 | 0 | 6929.8261 | 8072.382 | 10120.9462 | -138594.5139 | -137451.958 | -135403.3938 | 0.04762 | 0.055471 | 0.069548 | 0.052168
7294 | Lateral Hardening | Lateral Hardening-Fuse-92860631 | Laterals | 13460 | 0.065341 | 2 | 1 | 53812.23 | 0 | 2520.8469 | 2993.8225 | 3896.3392 | -51291.3831 | -50818.4075 | -49915.8908 | 0.046845 | 0.055635 | 0.072406 | 0.052038
2295 | Lateral Hardening | Lateral Hardening-Fuse-60488522 | Laterals | 13011 | 0.041477 | 5 | 2 | 55758.99 | 0 | 2608.3566 | 3103.0749 | 4053.8892 | -53150.6334 | -52655.9151 | -51705.1008 | 0.046779 | 0.055652 | 0.072704 | 0.052033
3546 | Lateral Hardening | Lateral Hardening-Fuse-60201412 | Laterals | 13330 | 0.090341 | 8 | 5 | 147197.73 | 0 | 6924.6873 | 8164.4604 | 10539.7387 | -140273.0427 | -139033.2696 | -136657.9913 | 0.047043 | 0.055466 | 0.071603 | 0.052026
13520 | Lateral Hardening | Lateral Hardening-Fuse-10636023 | Laterals | 13388 | 0.059848 | 2 | 1 | 53355.77 | 0 | 2498.3233 | 2967.0765 | 3865.5848 | -50857.4467 | -50388.6935 | -49490.1852 | 0.046824 | 0.055609 | 0.072449 | 0.052022
11437 | Lateral Hardening | Lateral Hardening-Fuse-10537252 | Laterals | 13117 | 0.028409 | 3 | 3 | 54164.25 | 0 | 2558.8577 | 2991.4574 | 3842.5899 | -51605.3923 | -51172.7926 | -50321.6601 | 0.047243 | 0.055229 | 0.070943 | 0.052009
15638 | Lateral Hardening | Lateral Hardening-Fuse-10469944 | Laterals | 13213 | 0.037879 | 5 |  | 50000 | 0 | 2324.0196 | 2786.2942 | 3685.8658 | -47675.9804 | -47213.7058 | -46314.1342 | 0.04648 | 0.055726 | 0.073717 | 0.051978
6510 | Lateral Hardening | Lateral Hardening-Fuse-10556633 | Laterals | 13298 | 0.22008 | 14 | 2 | 111123.74 | 0 | 5178.2835 | 6185.0418 | 8134.0381 | -105945.4565 | -104938.6982 | -102989.7019 | 0.046599 | 0.055659 | 0.073198 | 0.051977
569 | Lateral Hardening | Lateral Hardening-Fuse-10266391 | Laterals | 13679 | 0.13239 | 9 | 5 | 106748.76 | 0 | 5001.7665 | 5927.36 | 7671.9592 | -101746.9935 | -100821.4 | -99076.8008 | 0.046855 | 0.055526 | 0.071869 | 0.051958
3777 | Lateral Hardening | Lateral Hardening-Fuse-60107459 | Laterals | 13491 | 0.091288 | 6 |  | 50000 | 0 | 2322.1474 | 2784.0497 | 3682.8965 | -47677.8526 | -47215.9503 | -46317.1035 | 0.046443 | 0.055681 | 0.073658 | 0.051936
7486 | Lateral Hardening | Lateral Hardening-Fuse-91123274 | Laterals | 13657 | 0.10436 | 6 | 1 | 92629.24 | 0 | 4320.619 | 5141.2387 | 6743.88 | -88308.621 | -87488.0013 | -85885.36 | 0.046644 | 0.055503 | 0.072805 | 0.051918
1430 | Lateral Hardening | Lateral Hardening-Fuse-60133559 | Laterals | 13836 | 0.021402 | 3 | 4 | 93595.12 | 0 | 4419.0255 | 5161.7474 | 6568.5499 | -89176.0945 | -88433.3726 | -87026.5701 | 0.047214 | 0.05515 | 0.07018 | 0.051892
10999 | Lateral Hardening | Lateral Hardening-Fuse-93020028 | Laterals | 13097 | 0.085227 | 4 | 3 | 54956.25 | 0 | 2585.4508 | 3034.7132 | 3895.4828 | -52370.7992 | -51921.5368 | -51060.7672 | 0.047046 | 0.055221 | 0.070883 | 0.051882
19627 | Lateral Hardening | Lateral Hardening-Fuse-10612120 | Laterals | 13927 | 0.080682 | 6 | 2 | 94591.74 | 0 | 4417.3085 | 5247.4123 | 6817.2469 | -90174.4315 | -89344.3277 | -87774.4931 | 0.046699 | 0.055474 | 0.07207 | 0.051869
3343 | Lateral Hardening | Lateral Hardening-Fuse-92249874 | Laterals | 13148 | 0.055303 | 5 | 1 | 52978.01 | 0 | 2465.4893 | 2937.9576 | 3858.4686 | -50512.5207 | -50040.0524 | -49119.5414 | 0.046538 | 0.055456 | 0.072832 | 0.051843
4605 | Lateral Hardening | Lateral Hardening-Fuse-91749144 | Laterals | 13191 | 0.096023 | 13 | 0 | 236877.01 | 0 | 10976.9581 | 13160.4033 | 17409.3171 | -225900.0519 | -223716.6067 | -219467.6929 | 0.04634 | 0.055558 | 0.073495 | 0.051821
19144 | Lateral Hardening | Lateral Hardening-Fuse-10925103 | Laterals | 13342 | 0.062121 | 4 | 2 | 50000 | 0 | 2336.0288 | 2764.4075 | 3574.4539 | -47663.9712 | -47235.5925 | -46425.5461 | 0.046721 | 0.055288 | 0.071489 | 0.051768
5674 | Lateral Hardening | Lateral Hardening-Fuse-90642289 | Laterals | 13007 | 0.1161 | 9 | 13 | 163032.11 | 0 | 7863.7706 | 8908.7103 | 10455.6883 | -155168.3394 | -154123.3997 | -152576.4217 | 0.048234 | 0.054644 | 0.064133 | 0.051747
14979 | Lateral Hardening | Lateral Hardening-Fuse-60303514 | Laterals | 13198 | 0.073864 | 6 | 1 | 107559.4 | 0 | 4996.4061 | 5946.0457 | 7811.4036 | -102562.9939 | -101613.3543 | -99747.9964 | 0.046453 | 0.055282 | 0.072624 | 0.051718
3359 | Lateral Hardening | Lateral Hardening-Fuse-91568537 | Laterals | 13622 | 0.053409 | 2 | 1 | 52820.61 | 0 | 2459.1899 | 2920.0501 | 3801.1759 | -50361.4201 | -49900.5599 | -49019.4341 | 0.046557 | 0.055282 | 0.071964 | 0.051716
6068 | Lateral Hardening | Lateral Hardening-Fuse-92829535 | Laterals | 13961 | 0.051705 | 3 | 1 | 50000 | 0 | 2327.003 | 2763.242 | 3604.7317 | -47672.997 | -47236.758 | -46395.2683 | 0.04654 | 0.055265 | 0.072095 | 0.051713
8478 | Lateral Hardening | Lateral Hardening-Fuse-92460653 | Laterals | 13826 | 0.0024621 | 1 | 29 | 50000 | 0 | 2404.5444 | 2739.1484 | 3194.5948 | -47595.4556 | -47260.8516 | -46805.4052 | 0.048091 | 0.054783 | 0.063892 | 0.051679
8982 | Lateral Hardening | Lateral Hardening-Fuse-91508737 | Laterals | 13787 | 0.06572 | 4 | 1 | 50000 | 0 | 2324.796 | 2760.6362 | 3601.5522 | -47675.204 | -47239.3638 | -46398.4478 | 0.046496 | 0.055213 | 0.072031 | 0.051664
4627 | Lateral Hardening | Lateral Hardening-Fuse-91910027 | Laterals | 13547 | 0.026515 | 3 | 10 | 77586.85 | 0 | 3671.2111 | 4249.2811 | 5304.8022 | -73915.6389 | -73337.5689 | -72282.0478 | 0.047317 | 0.054768 | 0.068372 | 0.051658
9111 | Lateral Hardening | Lateral Hardening-Fuse-92425377 | Laterals | 13838 | 0.075 | 7 | 5 | 98558.22 | 0 | 4602.4573 | 5427.3863 | 7007.0555 | -93955.7627 | -93130.8337 | -91551.1645 | 0.046698 | 0.055068 | 0.071096 | 0.051649
6656 | Lateral Hardening | Lateral Hardening-Fuse-10715663 | Laterals | 13984 | 0.2053 | 12 | 10 | 256937.09 | 0 | 11998.5497 | 14157.5813 | 18217.818 | -244938.5403 | -242779.5087 | -238719.272 | 0.046698 | 0.055101 | 0.070904 | 0.05164
6735 | Lateral Hardening | Lateral Hardening-Fuse-10168793 | Laterals | 13208 | 0.032008 | 5 | 5 | 50000 | 0 | 2335.9024 | 2750.5789 | 3542.8363 | -47664.0976 | -47249.4211 | -46457.1637 | 0.046718 | 0.055012 | 0.070857 | 0.05162
2137 | Lateral Hardening | Lateral Hardening-Fuse-93096312 | Laterals | 13592 | 0.015152 | 5 | 1 | 74845.63 | 0 | 3608.2208 | 4067.8634 | 4775.2891 | -71237.4092 | -70777.7666 | -70070.3409 | 0.048209 | 0.05435 | 0.063802 | 0.051611
6915 | Lateral Hardening | Lateral Hardening-Fuse-10876325 | Laterals | 13649 | 0.15227 | 8 | 153 | 181689.69 | 0 | 8668.885 | 9924.143 | 11963.9087 | -173020.805 | -171765.547 | -169725.7813 | 0.047713 | 0.054621 | 0.065848 | 0.051599
4335 | Lateral Hardening | Lateral Hardening-Fuse-92626292 | Laterals | 13303 | 0.22727 | 11 | 0 | 67269.93 | 0 | 3102.9832 | 3720.2028 | 4921.2922 | -64166.9468 | -63549.7272 | -62348.6378 | 0.046127 | 0.055303 | 0.073157 | 0.051583
16874 | Lateral Hardening | Lateral Hardening-Fuse-93269486 | Laterals | 13080 | 0.076894 | 7 | 0 | 64653.01 | 0 | 2980.2194 | 3573.0199 | 4726.5904 | -61672.7906 | -61079.9901 | -59926.4196 | 0.046096 | 0.055265 | 0.073107 | 0.051547
14778 | Lateral Hardening | Lateral Hardening-Fuse-92676569 | Laterals | 13299 | 0.34053 | 17 |  | 206884.3 | 0 | 9533.3623 | 11429.6593 | 15119.7923 | -197350.9377 | -195454.6407 | -191764.5077 | 0.046081 | 0.055247 | 0.073083 | 0.051531
4064 | Lateral Hardening | Lateral Hardening-Fuse-92985565 | Laterals | 13241 | 0.088447 | 9 | 0 | 117170.53 | 0 | 5396.6077 | 6470.056 | 8558.9517 | -111773.9223 | -110700.474 | -108611.5783 | 0.046058 | 0.055219 | 0.073047 | 0.051505
291 | Lateral Hardening | Lateral Hardening-Fuse-90423648 | Laterals | 13672 | 0.10038 | 5 | 2 | 105106.06 | 0 | 4870.4298 | 5783.9247 | 7549.3308 | -100235.6302 | -99322.1353 | -97556.7292 | 0.046338 | 0.055029 | 0.071826 | 0.051494
18896 | Lateral Hardening | Lateral Hardening-Fuse-92863123 | Laterals | 13460 | 0.1214 | 6 | 15 | 189079.09 | 0 | 8885.092 | 10350.0226 | 12976.5938 | -180193.998 | -178729.0674 | -176102.4962 | 0.046991 | 0.054739 | 0.068631 | 0.05148
17284 | Lateral Hardening | Lateral Hardening-Fuse-60660038 | Laterals | 14306 | 0.12235 | 11 | 1 | 249924.5 | 0 | 11969.2784 | 13545.0725 | 16203.2288 | -237955.2216 | -236379.4275 | -233721.2712 | 0.047892 | 0.054197 | 0.064832 | 0.051477
15190 | Lateral Hardening | Lateral Hardening-Fuse-60389229 | Laterals | 13330 | 0.17008 | 7 | 1 | 62516.45 | 0 | 2882.965 | 3443.6066 | 4534.5811 | -59633.485 | -59072.8434 | -57981.8689 | 0.046115 | 0.055083 | 0.072534 | 0.051448
15660 | Lateral Hardening | Lateral Hardening-Fuse-90289868 | Laterals | 13147 | 0.10076 | 6 |  | 97277.54 | 0 | 4473.5414 | 5363.381 | 7094.9802 | -92803.9986 | -91914.159 | -90182.5598 | 0.045987 | 0.055135 | 0.072935 | 0.051426
9614 | Lateral Hardening | Lateral Hardening-Fuse-60573498 | Laterals | 13342 | 0.15019 | 16 |  | 92508.32 | 0 | 4253.2793 | 5099.3062 | 6745.6473 | -88255.0407 | -87409.0138 | -85762.6727 | 0.045977 | 0.055123 | 0.072919 | 0.051415
5040 | Lateral Hardening | Lateral Hardening-Fuse-60020642 | Laterals | 13679 | 0.036932 | 2 | 1 | 51451.23 | 0 | 2377.6957 | 2824.0604 | 3678.0856 | -49073.5343 | -48627.1696 | -47773.1444 | 0.046213 | 0.054888 | 0.071487 | 0.051343
1260 | Lateral Hardening | Lateral Hardening-Fuse-60320388 | Laterals | 13006 | 0.038636 | 4 | 12 | 83032.89 | 0 | 3971.7058 | 4505.0215 | 5285.2923 | -79061.1842 | -78527.8685 | -77747.5977 | 0.047833 | 0.054256 | 0.063653 | 0.051342
15210 | Lateral Hardening | Lateral Hardening-Fuse-90239048 | Laterals | 13510 | 0.011174 | 1 | 213 | 50000 | 0 | 2380.3622 | 2714.2399 | 3236.5599 | -47619.6378 | -47285.7601 | -46763.4401 | 0.047607 | 0.054285 | 0.064731 | 0.051323
50 | Lateral Hardening | Lateral Hardening-Fuse-91093490 | Laterals | 13037 | 0.07803 | 5 | 14 | 97588.13 | 0 | 4583.3586 | 5315.1629 | 6635.3279 | -93004.7714 | -92272.9671 | -90952.8021 | 0.046966 | 0.054465 | 0.067993 | 0.051319
11328 | Lateral Hardening | Lateral Hardening-Fuse-10158448 | Laterals | 13162 | 0.18258 | 20 |  | 357472.76 | 0 | 16403.5501 | 19666.4077 | 26015.8235 | -341069.2099 | -337806.3523 | -331456.9365 | 0.045888 | 0.055015 | 0.072777 | 0.051315
17630 | Lateral Hardening | Lateral Hardening-Fuse-91811356 | Laterals | 13405 | 0.02178 | 3 | 1 | 50192.03 | 0 | 2313.8188 | 2756.086 | 3602.6171 | -47878.2112 | -47435.944 | -46589.4129 | 0.046099 | 0.054911 | 0.071777 | 0.051311
4388 | Lateral Hardening | Lateral Hardening-Fuse-60033787 | Laterals | 13110 | 0.066667 | 8 | 0 | 82856.03 | 0 | 3799.8971 | 4555.741 | 6026.5889 | -79056.1329 | -78300.289 | -76829.4411 | 0.045861 | 0.054984 | 0.072736 | 0.051286
8046 | Lateral Hardening | Lateral Hardening-Fuse-90148291 | Laterals | 13391 | 0.23106 | 16 | 6 | 247287.73 | 0 | 11414.0796 | 13553.2336 | 17663.0775 | -235873.6504 | -233734.4964 | -229624.6525 | 0.046157 | 0.054808 | 0.071427 | 0.051279
332 | Lateral Hardening | Lateral Hardening-Fuse-90633915 | Laterals | 13109 | 0.043371 | 6 | 3 | 160677.25 | 0 | 7677.0929 | 8708.5372 | 10199.8205 | -153000.1571 | -151968.7128 | -150477.4295 | 0.04778 | 0.054199 | 0.06348 | 0.051275
7772 | Lateral Hardening | Lateral Hardening-Fuse-92573575 | Laterals | 13019 | 0.082386 | 5 | 2 | 103610.76 | 0 | 4769.4625 | 5681.4035 | 7438.0658 | -98841.2975 | -97929.3565 | -96172.6942 | 0.046033 | 0.054834 | 0.071789 | 0.051249
2350 | Lateral Hardening | Lateral Hardening-Fuse-10453984 | Laterals | 13130 | 0.016098 | 3 | 1 | 50000 | 0 | 2392.2827 | 2701.5345 | 3161.1272 | -47607.7173 | -47298.4655 | -46838.8728 | 0.047846 | 0.054031 | 0.063223 | 0.051239
15864 | Lateral Hardening | Lateral Hardening-Fuse-10155419 | Laterals | 13067 | 0.059091 | 7 | 12 | 128167.38 | 0 | 5977.6031 | 6970.5206 | 8863.3247 | -122189.7769 | -121196.8594 | -119304.0553 | 0.046639 | 0.054386 | 0.069154 | 0.051215
3311 | Lateral Hardening | Lateral Hardening-Fuse-90021816 | Laterals | 13330 | 0.17197 | 12 | 20 | 172918.42 | 0 | 8059.7139 | 9405.3626 | 11963.4041 | -164858.7061 | -163513.0574 | -160955.0159 | 0.04661 | 0.054392 | 0.069185 | 0.051202
10231 | Lateral Hardening | Lateral Hardening-Fuse-91514890 | Laterals | 13007 | 0.14867 | 6 | 0 | 100084.85 | 0 | 4582.5545 | 5494.078 | 7267.8736 | -95502.2955 | -94590.772 | -92816.9764 | 0.045787 | 0.054894 | 0.072617 | 0.051202
9091 | Lateral Hardening | Lateral Hardening-Fuse-10632688 | Laterals | 13312 | 0.0018939 | 2 | 1 | 50000 | 0 | 2390.6627 | 2695.5555 | 3136.36 | -47609.3373 | -47304.4445 | -46863.64 | 0.047813 | 0.053911 | 0.062727 | 0.051134
17983 | Lateral Hardening | Lateral Hardening-Fuse-91299938 | Laterals | 13829 | 0.044129 | 4 | 2 | 99922.6 | 0 | 4600.6196 | 5467.1103 | 7082.8824 | -95321.9804 | -94455.4897 | -92839.7176 | 0.046042 | 0.054713 | 0.070884 | 0.051128
18857 | Lateral Hardening | Lateral Hardening-Fuse-93207523 | Laterals | 13656 | 0.081061 | 4 | 2 | 51188.65 | 0 | 2355.276 | 2796.4507 | 3621.4324 | -48833.374 | -48392.1993 | -47567.2176 | 0.046012 | 0.05463 | 0.070747 | 0.051071
10664 | Lateral Hardening | Lateral Hardening-Fuse-91238983 | Laterals | 13124 | 0.07803 | 7 | 0 | 166066.6 | 0 | 7582.5268 | 9090.7799 | 12025.7919 | -158484.0732 | -156975.8201 | -154040.8081 | 0.04566 | 0.054742 | 0.072415 | 0.05106
8092 | Lateral Hardening | Lateral Hardening-Fuse-91397425 | Laterals | 14041 | 0.090341 | 6 | 9 | 158987.73 | 0 | 7395.8799 | 8613.5477 | 10937.5287 | -151591.8501 | -150374.1823 | -148050.2013 | 0.046519 | 0.054177 | 0.068795 | 0.051044
17268 | Lateral Hardening | Lateral Hardening-Fuse-93316447 | Laterals | 13723 | 0.041477 | 3 | 3 | 59313.21 | 0 | 2736.1865 | 3229.6443 | 4158.8271 | -56577.0235 | -56083.5657 | -55154.3829 | 0.046131 | 0.054451 | 0.070116 | 0.051026
10031 | Lateral Hardening | Lateral Hardening-Fuse-10159472 | Laterals | 13166 | 0.09072 | 8 | 1 | 122753.18 | 0 | 5836.4571 | 6600.6976 | 7755.5337 | -116916.7229 | -116152.4824 | -114997.6463 | 0.047546 | 0.053772 | 0.06318 | 0.050977
13701 | Lateral Hardening | Lateral Hardening-Fuse-10452693 | Laterals | 13129 | 0.042045 | 4 | 9 | 83316.21 | 0 | 3857.341 | 4507.1269 | 5740.7381 | -79458.869 | -78809.0831 | -77575.4719 | 0.046298 | 0.054097 | 0.068903 | 0.050898
7028 | Lateral Hardening | Lateral Hardening-Fuse-91804834 | Laterals | 13329 | 0.038826 | 6 | 7 | 50000 | 0 | 2312.9922 | 2704.2671 | 3446.7464 | -47687.0078 | -47295.7329 | -46553.2536 | 0.04626 | 0.054085 | 0.068935 | 0.050875
3115 | Lateral Hardening | Lateral Hardening-Fuse-60023826 | Laterals | 13679 | 0.08447 | 3 | 2 | 50000 | 0 | 2309.7904 | 2702.1277 | 3468.7376 | -47690.2096 | -47297.8723 | -46531.2624 | 0.046196 | 0.054043 | 0.069375 | 0.050868
18759 | Lateral Hardening | Lateral Hardening-Fuse-10679353 | Laterals | 13807 | 0.066098 | 4 | 2 | 53366.51 | 0 | 2448.8838 | 2897.9577 | 3747.138 | -50917.6262 | -50468.5523 | -49619.372 | 0.045888 | 0.054303 | 0.070215 | 0.050845
9803 | Lateral Hardening | Lateral Hardening-Fuse-10254040 | Laterals | 13583 | 0.17727 | 7 | 2 | 102619.14 | 0 | 4693.4161 | 5578.4065 | 7280.2612 | -97925.7239 | -97040.7335 | -95338.8788 | 0.045736 | 0.05436 | 0.070944 | 0.050844
7414 | Lateral Hardening | Lateral Hardening-Fuse-60567511 | Laterals | 13817 | 0.11761 | 10 | 6 | 175165.47 | 0 | 8043.5301 | 9499.3066 | 12281.8869 | -167121.9399 | -165666.1634 | -162883.5831 | 0.04592 | 0.05423 | 0.070116 | 0.050832
5560 | Lateral Hardening | Lateral Hardening-Fuse-92634753 | Laterals | 13331 | 0.097727 | 8 | 0 | 84013.77 | 0 | 3814.9804 | 4573.8245 | 6050.5108 | -80198.7896 | -79439.9455 | -77963.2592 | 0.045409 | 0.054441 | 0.072018 | 0.05078
6093 | Lateral Hardening | Lateral Hardening-Fuse-60006842 | Laterals | 13092 | 0.033144 | 3 | 11 | 82067.75 | 0 | 3813.9428 | 4413.0241 | 5520.8482 | -78253.8072 | -77654.7259 | -76546.9018 | 0.046473 | 0.053773 | 0.067272 | 0.050743
17070 | Lateral Hardening | Lateral Hardening-Fuse-90162111 | Laterals | 13805 | 0.0375 | 3 | 1 | 51498.45 | 0 | 2345.9973 | 2790.76 | 3663.4641 | -49152.4527 | -48707.69 | -47834.9859 | 0.045555 | 0.054191 | 0.071137 | 0.050704
3296 | Lateral Hardening | Lateral Hardening-Fuse-10710619 | Laterals | 14000 | 0.065909 | 4 | 3 | 57280.77 | 0 | 2632.3389 | 3090.7378 | 3969.2654 | -54648.4311 | -54190.0322 | -53311.5046 | 0.045955 | 0.053958 | 0.069295 | 0.05069
16530 | Lateral Hardening | Lateral Hardening-Fuse-91404297 | Laterals | 13825 | 0.071402 | 4 | 0 | 88069.25 | 0 | 3989.5158 | 4783.077 | 6327.3217 | -84079.7342 | -83286.173 | -81741.9283 | 0.0453 | 0.05431 | 0.071845 | 0.050657
14718 | Lateral Hardening | Lateral Hardening-Fuse-60201411 | Laterals | 13330 | 0.061553 | 6 | 10 | 133319.36 | 0 | 6134.6961 | 7179.6733 | 9184.5919 | -127184.6639 | -126139.6867 | -124134.7681 | 0.046015 | 0.053853 | 0.068892 | 0.050654
7358 | Lateral Hardening | Lateral Hardening-Fuse-91137016 | Laterals | 13388 | 0.05947 | 3 | 1 | 50000 | 0 | 2279.6617 | 2707.941 | 3523.3182 | -47720.3383 | -47292.059 | -46476.6818 | 0.045593 | 0.054159 | 0.070466 | 0.05065
16813 | Lateral Hardening | Lateral Hardening-Fuse-10795754 | Laterals | 13695 | 0.043561 | 5 | 15 | 142596.7 | 0 | 6593.4943 | 7663.8211 | 9593.0702 | -136003.2057 | -134932.8789 | -133003.6298 | 0.046239 | 0.053745 | 0.067274 | 0.050594
9665 | Lateral Hardening | Lateral Hardening-Fuse-10556536 | Laterals | 13298 | 0.072348 | 3 | 1 | 54394.61 | 0 | 2469.042 | 2940.7952 | 3847.2594 | -51925.568 | -51453.8148 | -50547.3506 | 0.045391 | 0.054064 | 0.070729 | 0.050527
1038 | Lateral Hardening | Lateral Hardening-Fuse-90618909 | Laterals | 13086 | 0.036553 | 5 | 4 | 58771.07 | 0 | 2689.4024 | 3160.6401 | 4064.8451 | -56081.6676 | -55610.4299 | -54706.2249 | 0.045761 | 0.053779 | 0.069164 | 0.050506
16366 | Lateral Hardening | Lateral Hardening-Fuse-93144027 | Laterals | 13094 | 0.12008 | 12 | 0 | 163650.56 | 0 | 7389.8466 | 8859.7734 | 11720.2036 | -156260.7134 | -154790.7866 | -151930.3564 | 0.045156 | 0.054138 | 0.071617 | 0.050497
16284 | Lateral Hardening | Lateral Hardening-Fuse-10628990 | Laterals | 13146 | 0.10265 | 8 | 8 | 104277.58 | 0 | 4778.7065 | 5595.7466 | 7175.9338 | -99498.8735 | -98681.8334 | -97101.6462 | 0.045827 | 0.053662 | 0.068816 | 0.050476
8915 | Lateral Hardening | Lateral Hardening-Fuse-60047317 | Laterals | 13228 | 0.061742 | 3 | 0 | 53513.17 | 0 | 2415.2959 | 2895.7264 | 3830.6288 | -51097.8741 | -50617.4436 | -49682.5412 | 0.045135 | 0.054112 | 0.071583 | 0.050473
16824 | Lateral Hardening | Lateral Hardening-Fuse-93101391 | Laterals | 13586 | 0.081439 | 7 | 1 | 99093.38 | 0 | 4486.2588 | 5349.0743 | 7023.6222 | -94607.1212 | -93744.3057 | -92069.7578 | 0.045273 | 0.05398 | 0.070879 | 0.050446
15299 | Lateral Hardening | Lateral Hardening-Fuse-10462557 | Laterals | 13798 | 0.075379 | 5 | 0 | 54646.45 | 0 | 2464.8129 | 2955.093 | 3909.1622 | -52181.6371 | -51691.357 | -50737.2878 | 0.045105 | 0.054077 | 0.071536 | 0.050439
10956 | Lateral Hardening | Lateral Hardening-Fuse-90838270 | Laterals | 13006 | 0.17822 | 6 | 4 | 163887.13 | 0 | 7442.228 | 8841.9762 | 11475.6906 | -156444.902 | -155045.1538 | -152411.4394 | 0.045411 | 0.053952 | 0.070022 | 0.050434
1533 | Lateral Hardening | Lateral Hardening-Fuse-91583652 | Laterals | 13622 | 0.038826 | 4 | 3 | 55029.95 | 0 | 2514.1086 | 2952.4274 | 3790.2209 | -52515.8414 | -52077.5226 | -51239.7291 | 0.045686 | 0.053651 | 0.068876 | 0.050395
199 | Lateral Hardening | Lateral Hardening-Fuse-90785176 | Laterals | 13256 | 0.11477 | 8 | 6 | 97424.94 | 0 | 4445.4233 | 5227.2979 | 6731.0696 | -92979.5167 | -92197.6421 | -90693.8704 | 0.045629 | 0.053655 | 0.06909 | 0.050383
14142 | Lateral Hardening | Lateral Hardening-Fuse-10000904 | Laterals | 13236 | 0.12822 | 6 | 0 | 73731.05 | 0 | 3319.0329 | 3979.2273 | 5263.9444 | -70412.0171 | -69751.8227 | -68467.1056 | 0.045015 | 0.053969 | 0.071394 | 0.050339
6673 | Lateral Hardening | Lateral Hardening-Fuse-10236639 | Laterals | 13511 | 0.066288 | 6 | 0 | 97325.5 | 0 | 4379.9254 | 5251.1436 | 6946.5064 | -92945.5746 | -92074.3564 | -90378.9936 | 0.045003 | 0.053954 | 0.071374 | 0.050325
15213 | Lateral Hardening | Lateral Hardening-Fuse-90292996 | Laterals | 13146 | 0.088447 | 6 | 1 | 95745.76 | 0 | 4326.8776 | 5148.9093 | 6763.9041 | -91418.8824 | -90596.8507 | -88981.8559 | 0.045191 | 0.053777 | 0.070644 | 0.050312
6328 | Lateral Hardening | Lateral Hardening-Fuse-10657046 | Laterals | 13098 | 0.13201 | 12 | 0 | 212292.8 | 0 | 9546.856 | 11445.8371 | 15141.1932 | -202745.944 | -200846.9629 | -197151.6068 | 0.04497 | 0.053915 | 0.071322 | 0.050289
17719 | Lateral Hardening | Lateral Hardening-Fuse-91202753 | Laterals | 13298 | 0.18845 | 8 | 2 | 107986.48 | 0 | 4876.9064 | 5803.4077 | 7613.6127 | -103109.5736 | -102183.0723 | -100372.8673 | 0.045162 | 0.053742 | 0.070505 | 0.05027
13665 | Lateral Hardening | Lateral Hardening-Fuse-91405363 | Laterals | 13164 | 0.049432 | 8 | 31 | 156096.57 | 0 | 7297.7604 | 8291.6068 | 9808.62 | -148798.8096 | -147804.9632 | -146287.95 | 0.046752 | 0.053118 | 0.062837 | 0.05027
14027 | Lateral Hardening | Lateral Hardening-Fuse-92345551 | Laterals | 13435 | 0.34015 | 18 | 0 | 206825.4 | 0 | 9296.3252 | 11145.4728 | 14743.8544 | -197529.0748 | -195679.9272 | -192081.5456 | 0.044948 | 0.053888 | 0.071286 | 0.050264
12542 | Lateral Hardening | Lateral Hardening-Fuse-92026199 | Laterals | 14124 | 0.087311 | 5 | 3 | 103511.32 | 0 | 4689.1501 | 5562.17 | 7199.245 | -98822.1699 | -97949.15 | -96312.075 | 0.045301 | 0.053735 | 0.06955 | 0.050256
7432 | Lateral Hardening | Lateral Hardening-Fuse-10391649 | Laterals | 13546 | 0.10492 | 8 | 7 | 132974.18 | 0 | 6059.8628 | 7107.1533 | 9124.6125 | -126914.3172 | -125867.0267 | -123849.5675 | 0.045572 | 0.053448 | 0.068619 | 0.050239
6967 | Lateral Hardening | Lateral Hardening-Fuse-91482201 | Laterals | 13028 | 0.22727 | 18 | 26 | 306155.36 | 0 | 13971.7105 | 16364.3234 | 20843.9479 | -292183.6495 | -289791.0366 | -285311.4121 | 0.045636 | 0.053451 | 0.068083 | 0.050225
5894 | Lateral Hardening | Lateral Hardening-Fuse-92911089 | Laterals | 13076 | 0.036553 | 5 | 1 | 159617.05 | 0 | 7470.1198 | 8476.4621 | 9908.8653 | -152146.9302 | -151140.5879 | -149708.1847 | 0.0468 | 0.053105 | 0.062079 | 0.05022
1373 | Lateral Hardening | Lateral Hardening-Fuse-92358648 | Laterals | 13431 | 0.1911 | 8 | 2 | 112645.52 | 0 | 5081.1916 | 6045.2364 | 7942.5082 | -107564.3284 | -106600.2836 | -104703.0118 | 0.045108 | 0.053666 | 0.070509 | 0.050215
9875 | Lateral Hardening | Lateral Hardening-Fuse-10696416 | Laterals | 13961 | 0.0125 | 3 | 3 | 52842.09 | 0 | 2410.0702 | 2817.9335 | 3616.9962 | -50432.0198 | -50024.1565 | -49225.0938 | 0.045609 | 0.053327 | 0.068449 | 0.050208
3596 | Lateral Hardening | Lateral Hardening-Fuse-10250639 | Laterals | 13574 | 0.099053 | 7 | 0 | 120715.88 | 0 | 5418.4864 | 6496.2866 | 8593.6511 | -115297.3936 | -114219.5934 | -112122.2289 | 0.044886 | 0.053815 | 0.071189 | 0.050195
14466 | Lateral Hardening | Lateral Hardening-Fuse-10876339 | Laterals | 14023 | 0.037879 | 3 | 2 | 55459.93 | 0 | 2507.6948 | 2975.9734 | 3851.6609 | -52952.2352 | -52483.9566 | -51608.2691 | 0.045216 | 0.05366 | 0.069449 | 0.050173
3564 | Lateral Hardening | Lateral Hardening-Fuse-92131866 | Laterals | 13019 | 0.094508 | 6 | 5 | 67517.51 | 0 | 3071.3844 | 3601.4448 | 4624.1908 | -64446.1256 | -63916.0652 | -62893.3192 | 0.04549 | 0.053341 | 0.068489 | 0.050145
10807 | Lateral Hardening | Lateral Hardening-Fuse-10162608 | Laterals | 13031 | 0.29072 | 22 | 35 | 361777.15 | 0 | 16490.5369 | 19286.6626 | 24602.9288 | -345286.6131 | -342490.4874 | -337174.2212 | 0.045582 | 0.053311 | 0.068006 | 0.050143
3199 | Lateral Hardening | Lateral Hardening-Fuse-10871511 | Laterals | 14111 | 0.078409 | 6 | 3 | 90472.86 | 0 | 4088.6905 | 4843.8239 | 6263.2869 | -86384.1695 | -85629.0361 | -84209.5731 | 0.045192 | 0.053539 | 0.069228 | 0.0501
17820 | Lateral Hardening | Lateral Hardening-Fuse-60071032 | Laterals | 13077 | 0.038068 | 4 | 16 | 142140.24 | 0 | 6524.0219 | 7543.5475 | 9377.6596 | -135616.2181 | -134596.6925 | -132762.5804 | 0.045898 | 0.053071 | 0.065975 | 0.050058
7099 | Lateral Hardening | Lateral Hardening-Fuse-10643555 | Laterals | 13390 | 0.060985 | 5 | 3 | 105762.14 | 0 | 4765.4981 | 5660.3445 | 7361.906 | -100996.6419 | -100101.7955 | -98400.234 | 0.045059 | 0.05352 | 0.069608 | 0.050052
560 | Lateral Hardening | Lateral Hardening-Fuse-60070000 | Laterals | 13046 | 0.025379 | 1 | 7 | 50000 | 0 | 2308.7108 | 2651.1331 | 3211.7615 | -47691.2892 | -47348.8669 | -46788.2385 | 0.046174 | 0.053023 | 0.064235 | 0.050035
14306 | Lateral Hardening | Lateral Hardening-Fuse-10000811 | Laterals | 13236 | 0.12254 | 5 | 0 | 96020.75 | 0 | 4288.1086 | 5141.0635 | 6800.8862 | -91732.6414 | -90879.6865 | -89219.8638 | 0.044658 | 0.053541 | 0.070827 | 0.04994
16496 | Lateral Hardening | Lateral Hardening-Fuse-93276010 | Laterals | 13213 | 0.087311 | 12 | 0 | 231045.34 | 0 | 10317.7999 | 12370.1308 | 16363.9006 | -220727.5401 | -218675.2092 | -214681.4394 | 0.044657 | 0.05354 | 0.070825 | 0.049939
11987 | Lateral Hardening | Lateral Hardening-Fuse-93234317 | Laterals | 13696 | 0.051515 | 4 | 0 | 50000 | 0 | 2230.706 | 2674.4195 | 3537.8716 | -47769.294 | -47325.5805 | -46462.1284 | 0.044614 | 0.053488 | 0.070757 | 0.049891
18235 | Lateral Hardening | Lateral Hardening-Fuse-60343119 | Laterals | 13223 | 0.19962 | 16 | 0 | 257463.13 | 0 | 11484.1154 | 13768.44 | 18213.6622 | -245979.0146 | -243694.69 | -239249.4678 | 0.044605 | 0.053477 | 0.070743 | 0.04988
8895 | Lateral Hardening | Lateral Hardening-Fuse-60370290 | Laterals | 13786 | 0.050379 | 3 | 1 | 52568.77 | 0 | 2354.0725 | 2804.5542 | 3667.5665 | -50214.6975 | -49764.2158 | -48901.2035 | 0.044781 | 0.05335 | 0.069767 | 0.04985
15325 | Lateral Hardening | Lateral Hardening-Fuse-10635150 | Laterals | 13242 | 0.038447 | 4 | 1 | 51577.15 | 0 | 2308.8797 | 2748.9082 | 3603.5354 | -49268.2703 | -48828.2418 | -47973.6146 | 0.044766 | 0.053297 | 0.069867 | 0.049835
13916 | Lateral Hardening | Lateral Hardening-Fuse-92602823 | Laterals | 13010 | 0.013258 | 3 | 0 | 50000 | 0 | 2227.6571 | 2670.7641 | 3533.0361 | -47772.3429 | -47329.2359 | -46466.9639 | 0.044553 | 0.053415 | 0.070661 | 0.049823
10762 | Lateral Hardening | Lateral Hardening-Fuse-93042007 | Laterals | 13813 | 0.092424 | 6 | 16 | 150587.62 | 0 | 6851.8779 | 7969.0263 | 9980.0972 | -143735.7421 | -142618.5937 | -140607.5228 | 0.045501 | 0.05292 | 0.066274 | 0.049804
17339 | Lateral Hardening | Lateral Hardening-Fuse-10164206 | Laterals | 13190 | 0.20701 | 16 | 25 | 275863.05 | 0 | 12489.9422 | 14586.0262 | 18554.6896 | -263373.1078 | -261277.0238 | -257308.3604 | 0.045276 | 0.052874 | 0.067261 | 0.049754
7742 | Lateral Hardening | Lateral Hardening-Fuse-90101476 | Laterals | 13808 | 0.073106 | 4 | 1 | 54457.57 | 0 | 2433.8782 | 2894.8114 | 3801.5897 | -52023.6918 | -51562.7586 | -50655.9803 | 0.044693 | 0.053157 | 0.069808 | 0.049744
12626 | Lateral Hardening | Lateral Hardening-Fuse-93259911 | Laterals | 13042 | 0.033523 | 3 | 4 | 54589.23 | 0 | 2470.5457 | 2885.7794 | 3672.2809 | -52118.6843 | -51703.4506 | -50916.9491 | 0.045257 | 0.052864 | 0.067271 | 0.04974
8300 | Lateral Hardening | Lateral Hardening-Fuse-10090454 | Laterals | 13280 | 0.027083 | 4 | 0 | 81177.95 | 0 | 3608.9715 | 4326.838 | 5723.7832 | -77568.9785 | -76851.112 | -75454.1668 | 0.044458 | 0.053301 | 0.070509 | 0.049716
1073 | Lateral Hardening | Lateral Hardening-Fuse-10916756 | Laterals | 13805 | 0.075379 | 4 | 5 | 105941.02 | 0 | 4797.9349 | 5587.7612 | 7107.8627 | -101143.0851 | -100353.2588 | -98833.1573 | 0.045289 | 0.052744 | 0.067093 | 0.049706
10248 | Lateral Hardening | Lateral Hardening-Fuse-93207835 | Laterals | 13656 | 0.11345 | 4 | 3 | 65670.19 | 0 | 2941.8504 | 3490.326 | 4516.2431 | -62728.3396 | -62179.864 | -61153.9469 | 0.044797 | 0.053149 | 0.068772 | 0.0497
7618 | Lateral Hardening | Lateral Hardening-Fuse-90880309 | Laterals | 13840 | 0.035985 | 3 | 3 | 55302.53 | 0 | 2484.8058 | 2931.605 | 3780.0281 | -52817.7242 | -52370.925 | -51522.5019 | 0.044931 | 0.05301 | 0.068352 | 0.049697
19151 | Lateral Hardening | Lateral Hardening-Fuse-10667370 | Laterals | 13785 | 0.097917 | 6 | 3 | 56010.83 | 0 | 2509.2422 | 2974.1798 | 3844.6518 | -53501.5878 | -53036.6502 | -52166.1782 | 0.044799 | 0.0531 | 0.068641 | 0.049674
17232 | Lateral Hardening | Lateral Hardening-Fuse-91903077 | Laterals | 13460 | 0.19451 | 8 | 1 | 60108.23 | 0 | 2679.6676 | 3190.6384 | 4191.7119 | -57428.5624 | -56917.5916 | -55916.5181 | 0.044581 | 0.053082 | 0.069736 | 0.049647
7182 | Lateral Hardening | Lateral Hardening-Fuse-10795774 | Laterals | 13695 | 0.06553 | 5 | 2 | 50000 | 0 | 2234.8071 | 2655.1099 | 3441.1005 | -47765.1929 | -47344.8901 | -46558.8995 | 0.044696 | 0.053102 | 0.068822 | 0.049631
1762 | Lateral Hardening | Lateral Hardening-Fuse-10080926 | Laterals | 14000 | 0.053409 | 4 | 4 | 64610.61 | 0 | 2893.8302 | 3421.173 | 4420.4786 | -61716.7798 | -61189.437 | -60190.1314 | 0.044789 | 0.052951 | 0.068417 | 0.0496
17120 | Lateral Hardening | Lateral Hardening-Fuse-60023993 | Laterals | 13679 | 0.052273 | 4 | 2 | 52217.49 | 0 | 2337.4135 | 2766.0461 | 3576.5727 | -49880.0765 | -49451.4439 | -48640.9173 | 0.044763 | 0.052972 | 0.068494 | 0.049599
9108 | Lateral Hardening | Lateral Hardening-Fuse-91335801 | Laterals | 13388 | 0.02822 | 3 | 2 | 54657.19 | 0 | 2441.9791 | 2897.5645 | 3749.2623 | -52215.2109 | -51759.6255 | -50907.9277 | 0.044678 | 0.053013 | 0.068596 | 0.04957
19294 | Lateral Hardening | Lateral Hardening-Fuse-93250326 | Laterals | 13175 | 0.036553 | 4 | 9 | 69737.77 | 0 | 3156.2968 | 3673.9309 | 4595.1923 | -66581.4732 | -66063.8391 | -65142.5777 | 0.04526 | 0.052682 | 0.065892 | 0.04955
18118 | Lateral Hardening | Lateral Hardening-Fuse-60257057 | Laterals | 13280 | 0.28902 | 23 | 0 | 416387.27 | 0 | 18448.9737 | 22118.6899 | 29259.8395 | -397938.2963 | -394268.5801 | -387127.4305 | 0.044307 | 0.05312 | 0.070271 | 0.049548
3590 | Lateral Hardening | Lateral Hardening-Fuse-91505580 | Laterals | 13146 | 0.071212 | 6 |  | 88039.8 | 0 | 3891.4886 | 4665.5512 | 6171.8519 | -84148.3114 | -83374.2488 | -81867.9481 | 0.044201 | 0.052994 | 0.070103 | 0.049429
12476 | Lateral Hardening | Lateral Hardening-Fuse-60129647 | Laterals | 13837 | 0.039394 | 5 | 9 | 78657.17 | 0 | 3524.5981 | 4123.9481 | 5284.622 | -75132.5719 | -74533.2219 | -73372.548 | 0.04481 | 0.052429 | 0.067186 | 0.049333
6035 | Lateral Hardening | Lateral Hardening-Fuse-93175499 | Laterals | 13213 | 0.037879 | 4 | 0 | 82856.6 | 0 | 3654.7512 | 4381.7239 | 5796.3893 | -79201.8488 | -78474.8761 | -77060.2107 | 0.044109 | 0.052883 | 0.069957 | 0.049326
5587 | Lateral Hardening | Lateral Hardening-Fuse-92068683 | Laterals | 13961 | 0.07197 | 5 | 0 | 64381.49 | 0 | 2837.9215 | 3402.4173 | 4500.9078 | -61543.5685 | -60979.0727 | -59880.5822 | 0.04408 | 0.052848 | 0.06991 | 0.049293
10977 | Lateral Hardening | Lateral Hardening-Fuse-91363176 | Laterals | 13373 | 0.088636 | 12 | 0 | 177154.5 | 0 | 7806.0488 | 9358.763 | 12380.2949 | -169348.4512 | -167795.737 | -164774.2051 | 0.044064 | 0.052828 | 0.069884 | 0.049275
17888 | Lateral Hardening | Lateral Hardening-Fuse-93269400 | Laterals | 13080 | 0.10928 | 8 | 18 | 199861.73 | 0 | 8969.2527 | 10488.083 | 13197.3479 | -190892.4773 | -189373.647 | -186664.3821 | 0.044877 | 0.052477 | 0.066032 | 0.049273
11506 | Lateral Hardening | Lateral Hardening-Fuse-10556622 | Laterals | 13298 | 0.0875 | 6 | 2 | 55145.13 | 0 | 2446.0365 | 2905.6975 | 3774.9764 | -52699.0935 | -52239.4325 | -51370.1536 | 0.044356 | 0.052692 | 0.068455 | 0.049267
17600 | Lateral Hardening | Lateral Hardening-Fuse-10560426 | Laterals | 13297 | 0.029735 | 3 | 7 | 69994.43 | 0 | 3144.2075 | 3668.025 | 4599.9761 | -66850.2225 | -66326.405 | -65394.4539 | 0.044921 | 0.052405 | 0.065719 | 0.049246
3542 | Lateral Hardening | Lateral Hardening-Fuse-92644368 | Laterals | 13303 | 0.13636 | 8 | 0 | 98170.6 | 0 | 4322.3728 | 5182.1432 | 6855.2287 | -93848.2272 | -92988.4568 | -91315.3713 | 0.044029 | 0.052787 | 0.06983 | 0.049237
14246 | Lateral Hardening | Lateral Hardening-Fuse-90294916 | Laterals | 13813 | 0.10057 | 4 | 3 | 60669.87 | 0 | 2691.5269 | 3193.2805 | 4132.8148 | -57978.3431 | -57476.5895 | -56537.0552 | 0.044363 | 0.052634 | 0.06812 | 0.04922
12629 | Lateral Hardening | Lateral Hardening-Fuse-91297742 | Laterals | 13679 | 0.066288 | 3 | 2 | 53382.25 | 0 | 2375.9811 | 2802.8693 | 3609.7124 | -51006.2689 | -50579.3807 | -49772.5376 | 0.044509 | 0.052506 | 0.06762 | 0.049219
18761 | Lateral Hardening | Lateral Hardening-Fuse-10694154 | Laterals | 13254 | 0.15663 | 8 |  | 118535.18 | 0 | 5216.5183 | 6254.1447 | 8273.3323 | -113318.6617 | -112281.0353 | -110261.8477 | 0.044008 | 0.052762 | 0.069796 | 0.049213
7660 | Lateral Hardening | Lateral Hardening-Fuse-10080980 | Laterals | 13668 | 0.033902 | 4 | 1 | 51199.39 | 0 | 2260.9502 | 2691.8443 | 3528.7304 | -48938.4398 | -48507.5457 | -47670.6596 | 0.04416 | 0.052576 | 0.068921 | 0.049161
9340 | Lateral Hardening | Lateral Hardening-Fuse-90809591 | Laterals | 13112 | 0.21136 | 25 |  | 328729.35 | 0 | 14431.2098 | 17301.7459 | 22887.7168 | -314298.1402 | -311427.6041 | -305841.6332 | 0.0439 | 0.052632 | 0.069625 | 0.049092
5491 | Lateral Hardening | Lateral Hardening-Fuse-93006925 | Laterals | 13229 | 0.010417 | 3 | 5 | 50000 | 0 | 2229.0798 | 2605.3086 | 3335.1082 | -47770.9202 | -47394.6914 | -46664.8918 | 0.044582 | 0.052106 | 0.066702 | 0.049051
2288 | Lateral Hardening | Lateral Hardening-Fuse-10556652 | Laterals | 13298 | 0.18523 | 9 | 1 | 107210.22 | 0 | 4716.2753 | 5631.5893 | 7393.5325 | -102493.9447 | -101578.6307 | -99816.6875 | 0.043991 | 0.052528 | 0.068963 | 0.049049
8336 | Lateral Hardening | Lateral Hardening-Fuse-10650439 | Laterals | 13391 | 0.049621 | 2 | 1 | 52505.81 | 0 | 2317.3178 | 2752.1094 | 3585.52 | -50188.4922 | -49753.7006 | -48920.29 | 0.044135 | 0.052415 | 0.068288 | 0.049034
8891 | Lateral Hardening | Lateral Hardening-Fuse-10313356 | Laterals | 13866 | 0.12102 | 10 | 0 | 101874.36 | 0 | 4466.353 | 5354.7627 | 7083.5795 | -97408.007 | -96519.5973 | -94790.7805 | 0.043842 | 0.052562 | 0.069533 | 0.049027
13952 | Lateral Hardening | Lateral Hardening-Fuse-10755927 | Laterals | 13332 | 0.093561 | 6 | 14 | 142822.06 | 0 | 6387.7347 | 7447.7255 | 9331.8365 | -136434.3253 | -135374.3345 | -133490.2235 | 0.044725 | 0.052147 | 0.065339 | 0.049013
333 | Lateral Hardening | Lateral Hardening-Fuse-91310475 | Laterals | 13443 | 0.11913 | 6 | 0 | 72008.89 | 0 | 3155.3703 | 3783.0103 | 5004.3775 | -68853.5197 | -68225.8797 | -67004.5125 | 0.043819 | 0.052535 | 0.069497 | 0.049002
391 | Lateral Hardening | Lateral Hardening-Fuse-10674227 | Laterals | 13414 | 0.074053 | 4 | 5 | 65817.59 | 0 | 2938.0103 | 3421.6597 | 4352.4922 | -62879.5797 | -62395.9303 | -61465.0978 | 0.044639 | 0.051987 | 0.06613 | 0.048992
17001 | Lateral Hardening | Lateral Hardening-Fuse-93361976 | Laterals | 13236 | 0.032765 | 5 | 0 | 95048.2 | 0 | 4163.3468 | 4991.4851 | 6603.0156 | -90884.8532 | -90056.7149 | -88445.1844 | 0.043802 | 0.052515 | 0.06947 | 0.048983
18283 | Lateral Hardening | Lateral Hardening-Fuse-91971077 | Laterals | 13020 | 0.12519 | 9 | 0 | 91956.08 | 0 | 4026.0738 | 4826.9069 | 6385.3022 | -87930.0062 | -87129.1731 | -85570.7778 | 0.043783 | 0.052491 | 0.069439 | 0.048961
11146 | Lateral Hardening | Lateral Hardening-Fuse-93207025 | Laterals | 13656 | 0.19451 | 13 | 14 | 144064.73 | 0 | 6404.5969 | 7498.4133 | 9607.6643 | -137660.1331 | -136566.3167 | -134457.0657 | 0.044456 | 0.052049 | 0.06669 | 0.048957
13883 | Lateral Hardening | Lateral Hardening-Fuse-10628997 | Laterals | 13146 | 0.033712 | 3 | 2 | 50000 | 0 | 2205.0996 | 2616.8726 | 3386.8939 | -47794.9004 | -47383.1274 | -46613.1061 | 0.044102 | 0.052337 | 0.067738 | 0.048936
4982 | Lateral Hardening | Lateral Hardening-Fuse-90971019 | Laterals | 13236 | 0.067235 | 5 | 2 | 116013.58 | 0 | 5104.3112 | 6069.525 | 7928.8091 | -110909.2688 | -109944.055 | -108084.7709 | 0.043998 | 0.052317 | 0.068344 | 0.048928
2107 | Lateral Hardening | Lateral Hardening-Fuse-10143544 | Laterals | 13036 | 0.039583 | 2 | 11 | 78672.91 | 0 | 3537.7238 | 4083.0615 | 5009.4368 | -75135.1862 | -74589.8485 | -73663.4732 | 0.044967 | 0.051899 | 0.063674 | 0.048918
7495 | Lateral Hardening | Lateral Hardening-Fuse-10122223 | Laterals | 13059 | 0.12254 | 10 | 27 | 208823.53 | 0 | 9310.3849 | 10859.2344 | 13642.5962 | -199513.1451 | -197964.2956 | -195180.9338 | 0.044585 | 0.052002 | 0.065331 | 0.048885
8888 | Lateral Hardening | Lateral Hardening-Fuse-93237587 | Laterals | 14040 | 0.030303 | 4 | 0 | 50900.33 | 0 | 2224.005 | 2666.3855 | 3527.2438 | -48676.325 | -48233.9445 | -47373.0862 | 0.043693 | 0.052384 | 0.069297 | 0.048861
2112 | Lateral Hardening | Lateral Hardening-Fuse-10686255 | Laterals | 13808 | 0.20114 | 11 | 3 | 188558.88 | 0 | 8284.8206 | 9850.1257 | 12864.8679 | -180274.0594 | -178708.7543 | -175694.0121 | 0.043938 | 0.052239 | 0.068227 | 0.048857
18355 | Lateral Hardening | Lateral Hardening-Fuse-92661409 | Laterals | 13685 | 0.020265 | 3 | 1 | 75640.78 | 0 | 3446.467 | 3906.3723 | 4550.39 | -72194.313 | -71734.4077 | -71090.39 | 0.045564 | 0.051644 | 0.060158 | 0.048847
8789 | Lateral Hardening | Lateral Hardening-Fuse-91715358 | Laterals | 13835 | 0.056439 | 4 | 1 | 50000 | 0 | 2195.8474 | 2607.5129 | 3401.7861 | -47804.1526 | -47392.4871 | -46598.2139 | 0.043917 | 0.05215 | 0.068036 | 0.048799
10195 | Lateral Hardening | Lateral Hardening-Fuse-93206109 | Laterals | 13656 | 0.094508 | 11 | 4 | 155912.69 | 0 | 6843.3436 | 8133.5251 | 10613.3736 | -149069.3464 | -147779.1649 | -145299.3164 | 0.043892 | 0.052167 | 0.068073 | 0.048793
17018 | Lateral Hardening | Lateral Hardening-Fuse-10556518 | Laterals | 13298 | 0.10417 | 5 | 1 | 96543.5 | 0 | 4229.161 | 5030.2181 | 6607.2601 | -92314.339 | -91513.2819 | -89936.2399 | 0.043806 | 0.052103 | 0.068438 | 0.048758
18317 | Lateral Hardening | Lateral Hardening-Fuse-91692219 | Laterals | 14274 | 0.13485 | 8 | 1 | 55150.13 | 0 | 2414.4636 | 2871.9451 | 3770.669 | -52735.6664 | -52278.1849 | -51379.461 | 0.04378 | 0.052075 | 0.068371 | 0.048728
12870 | Lateral Hardening | Lateral Hardening-Fuse-92035682 | Laterals | 13442 | 0.096402 | 6 | 11 | 147277.58 | 0 | 6539.8757 | 7625.1654 | 9626.9329 | -140737.7043 | -139652.4146 | -137650.6471 | 0.044405 | 0.051774 | 0.065366 | 0.048712
5545 | Lateral Hardening | Lateral Hardening-Fuse-10754779 | Laterals | 13331 | 0.058523 | 5 | 8 | 60596.91 | 0 | 2690.2602 | 3136.8988 | 3951.6651 | -57906.6498 | -57460.0112 | -56645.2449 | 0.044396 | 0.051767 | 0.065212 | 0.048689
18405 | Lateral Hardening | Lateral Hardening-Fuse-60421959 | Laterals | 13696 | 0.083144 | 7 | 13 | 134096.36 | 0 | 5950.839 | 6929.7626 | 8790.6072 | -128145.521 | -127166.5974 | -125305.7528 | 0.044377 | 0.051677 | 0.065554 | 0.048685
5129 | Lateral Hardening | Lateral Hardening-Fuse-60192959 | Laterals | 13419 | 0.059848 | 4 | 3 | 56777.09 | 0 | 2505.821 | 2942.188 | 3778.4909 | -54271.269 | -53834.902 | -52998.5991 | 0.044134 | 0.05182 | 0.06655 | 0.048682
599 | Lateral Hardening | Lateral Hardening-Fuse-92535745 | Laterals | 13147 | 0.36155 | 18 | 21 | 348727.16 | 0 | 15400.2343 | 18055.5636 | 23115.7441 | -333326.9257 | -330671.5964 | -325611.4159 | 0.044161 | 0.051776 | 0.066286 | 0.048658
13185 | Lateral Hardening | Lateral Hardening-Fuse-60022601 | Laterals | 13086 | 0.041477 | 7 |  | 50000 | 0 | 2173.5807 | 2605.9312 | 3447.2715 | -47826.4193 | -47394.0688 | -46552.7285 | 0.043472 | 0.052119 | 0.068945 | 0.048613
7238 | Lateral Hardening | Lateral Hardening-Fuse-10567749 | Laterals | 13117 | 0.016856 | 3 | 7 | 89287.36 | 0 | 3958.9403 | 4618.4903 | 5791.9304 | -85328.4197 | -84668.8697 | -83495.4296 | 0.044339 | 0.051726 | 0.064868 | 0.048608
10571 | Lateral Hardening | Lateral Hardening-Fuse-10165805 | Laterals | 13072 | 0.033144 | 3 | 7 | 50000 | 0 | 2226.2631 | 2576.3626 | 3216.7583 | -47773.7369 | -47423.6374 | -46783.2417 | 0.044525 | 0.051527 | 0.064335 | 0.048607
1759 | Lateral Hardening | Lateral Hardening-Fuse-90331749 | Laterals | 13495 | 0.067045 | 4 | 4 | 57375.21 | 0 | 2533.1698 | 2961.62 | 3782.6225 | -54842.0402 | -54413.59 | -53592.5875 | 0.044151 | 0.051618 | 0.065928 | 0.048569
1551 | Lateral Hardening | Lateral Hardening-Fuse-10363963 | Laterals | 13096 | 0.096591 | 6 | 3 | 99843.9 | 0 | 4370.3597 | 5180.1438 | 6696.2493 | -95473.5403 | -94663.7562 | -93147.6507 | 0.043772 | 0.051882 | 0.067067 | 0.048535
8706 | Lateral Hardening | Lateral Hardening-Fuse-60046557 | Laterals | 13310 | 0.029545 | 3 | 0 | 50000 | 0 | 2167.452 | 2598.5835 | 3437.5515 | -47832.548 | -47401.4165 | -46562.4485 | 0.043349 | 0.051972 | 0.068751 | 0.048476
1137 | Lateral Hardening | Lateral Hardening-Fuse-10710622 | Laterals | 14000 | 0.072917 | 2 | 3 | 62301.83 | 0 | 2741.3325 | 3205.7064 | 4117.7587 | -59560.4975 | -59096.1236 | -58184.0713 | 0.044001 | 0.051454 | 0.066094 | 0.048446
440 | Lateral Hardening | Lateral Hardening-Fuse-91649581 | Laterals | 13460 | 0.11402 | 6 | 0 | 57857.41 | 0 | 2506.4421 | 3005.0027 | 3975.1856 | -55350.9679 | -54852.4073 | -53882.2244 | 0.043321 | 0.051938 | 0.068707 | 0.048445
6639 | Lateral Hardening | Lateral Hardening-Fuse-93206517 | Laterals | 13656 | 0.099242 | 7 | 2 | 105011.62 | 0 | 4568.3592 | 5442.2028 | 7130.2672 | -100443.2608 | -99569.4172 | -97881.3528 | 0.043503 | 0.051825 | 0.0679 | 0.048439
12153 | Lateral Hardening | Lateral Hardening-Fuse-92613280 | Laterals | 13909 | 0.021591 | 5 | 0 | 50000 | 0 | 2164.8192 | 2595.4271 | 3433.376 | -47835.1808 | -47404.5729 | -46566.624 | 0.043296 | 0.051909 | 0.068668 | 0.048417
12943 | Lateral Hardening | Lateral Hardening-Fuse-10375153 | Laterals | 13176 | 0.048674 | 4 | 19 | 63708.43 | 0 | 2831.5642 | 3271.4595 | 4018.1757 | -60876.8658 | -60436.9705 | -59690.2543 | 0.044446 | 0.05135 | 0.063071 | 0.04838
18882 | Lateral Hardening | Lateral Hardening-Fuse-90239781 | Laterals | 13133 | 0.1661 | 10 | 1 | 53817.23 | 0 | 2333.7348 | 2787.0662 | 3659.5969 | -51483.4952 | -51030.1638 | -50157.6331 | 0.043364 | 0.051788 | 0.068 | 0.048355
675 | Lateral Hardening | Lateral Hardening-Fuse-91676371 | Laterals | 13655 | 0.091477 | 6 | 0 | 55984.35 | 0 | 2420.6051 | 2902.0917 | 3839.0491 | -53563.7449 | -53082.2583 | -52145.3009 | 0.043237 | 0.051838 | 0.068574 | 0.048351
837 | Lateral Hardening | Lateral Hardening-Fuse-92877430 | Laterals | 13112 | 0.03125 | 4 | 7 | 70629.03 | 0 | 3101.773 | 3627.7081 | 4653.3758 | -67527.257 | -67001.3219 | -65975.6542 | 0.043916 | 0.051363 | 0.065885 | 0.048347
3927 | Lateral Hardening | Lateral Hardening-Fuse-60251326 | Laterals | 13030 | 0.15246 | 12 | 2 | 56613.95 | 0 | 2458.0804 | 2922.9887 | 3839.0446 | -54155.8696 | -53690.9613 | -52774.9054 | 0.043418 | 0.05163 | 0.067811 | 0.048321
10126 | Lateral Hardening | Lateral Hardening-Fuse-93177466 | Laterals | 13909 | 0.031818 | 4 | 0 | 54956.25 | 0 | 2374.4064 | 2846.7035 | 3765.7786 | -52581.8436 | -52109.5465 | -51190.4714 | 0.043205 | 0.051799 | 0.068523 | 0.048315
17035 | Lateral Hardening | Lateral Hardening-Fuse-93058672 | Laterals | 13840 | 0.017235 | 3 | 0 | 50000 | 0 | 2159.7999 | 2589.4094 | 3425.4155 | -47840.2001 | -47410.5906 | -46574.5845 | 0.043196 | 0.051788 | 0.068508 | 0.048305
16475 | Lateral Hardening | Lateral Hardening-Fuse-10242256 | Laterals | 13520 | 0.044318 | 4 | 17 | 110506.41 | 0 | 4890.6743 | 5655.2038 | 7029.6477 | -105615.7357 | -104851.2062 | -103476.7623 | 0.044257 | 0.051175 | 0.063613 | 0.048268
11293 | Lateral Hardening | Lateral Hardening-Fuse-93216187 | Laterals | 13656 | 0.07197 | 5 | 1 | 50000 | 0 | 2167.3593 | 2582.0889 | 3381.1432 | -47832.6407 | -47417.9111 | -46618.8568 | 0.043347 | 0.051642 | 0.067623 | 0.048263
9095 | Lateral Hardening | Lateral Hardening-Fuse-10029857 | Laterals | 13406 | 0.1108 | 4 | 1 | 57589.83 | 0 | 2495.253 | 2968.141 | 3898.8598 | -55094.577 | -54621.689 | -53690.9702 | 0.043328 | 0.051539 | 0.0677 | 0.048229
18088 | Lateral Hardening | Lateral Hardening-Fuse-10484759 | Laterals | 13461 | 0.059659 | 5 | 13 | 109581.96 | 0 | 4808.0065 | 5614.128 | 7146.4751 | -104773.9535 | -103967.832 | -102435.4849 | 0.043876 | 0.051232 | 0.065216 | 0.048217
237 | Lateral Hardening | Lateral Hardening-Fuse-90802769 | Laterals | 13612 | 0.10777 | 11 | 22 | 336817.03 | 0 | 14714.7048 | 17275.0753 | 22111.7579 | -322102.3252 | -319541.9547 | -314705.2721 | 0.043688 | 0.051289 | 0.065649 | 0.048164
1984 | Lateral Hardening | Lateral Hardening-Fuse-10376190 | Laterals | 13107 | 0.044697 | 6 | 11 | 156211.75 | 0 | 6836.328 | 7996.8094 | 10219.5063 | -149375.422 | -148214.9406 | -145992.2437 | 0.043763 | 0.051192 | 0.065421 | 0.048158
16046 | Lateral Hardening | Lateral Hardening-Fuse-60510259 | Laterals | 13166 | 0.01572 | 6 | 0 | 50000 | 0 | 2153.1237 | 2581.4052 | 3414.8271 | -47846.8763 | -47418.5948 | -46585.1729 | 0.043062 | 0.051628 | 0.068297 | 0.048156
18290 | Lateral Hardening | Lateral Hardening-Fuse-91474542 | Laterals | 14306 | 0.033902 | 3 | 4 | 107441.32 | 0 | 4677.596 | 5515.9727 | 7122.5987 | -102763.724 | -101925.3473 | -100318.7213 | 0.043536 | 0.051339 | 0.066293 | 0.048153
18188 | Lateral Hardening | Lateral Hardening-Fuse-91937838 | Laterals | 13660 | 0.085227 | 9 | 0 | 50000 | 0 | 2151.2251 | 2579.1288 | 3411.8158 | -47848.7749 | -47420.8712 | -46588.1842 | 0.043025 | 0.051583 | 0.068236 | 0.048113
5223 | Lateral Hardening | Lateral Hardening-Fuse-10070659 | Laterals | 13984 | 0.085606 | 4 | 6 | 115159.66 | 0 | 5033.5191 | 5885.3966 | 7518.105 | -110126.1409 | -109274.2634 | -107641.555 | 0.043709 | 0.051106 | 0.065284 | 0.048086
17221 | Lateral Hardening | Lateral Hardening-Fuse-91127457 | Laterals | 13223 | 0.067045 | 6 | 0 | 82914.93 | 0 | 3563.2066 | 4271.97 | 5651.2007 | -79351.7234 | -78642.96 | -77263.7293 | 0.042974 | 0.051522 | 0.068157 | 0.048057
12684 | Lateral Hardening | Lateral Hardening-Fuse-92864127 | Laterals | 13460 | 0.055871 | 4 | 1 | 53025.23 | 0 | 2288.5463 | 2726.367 | 3570.8257 | -50736.6837 | -50298.863 | -49454.4043 | 0.04316 | 0.051416 | 0.067342 | 0.048055
13064 | Lateral Hardening | Lateral Hardening-Fuse-92371894 | Laterals | 13011 | 0.26989 | 13 | 4 | 114754.68 | 0 | 4954.7475 | 5893.8351 | 7704.2636 | -109799.9325 | -108860.8449 | -107050.4164 | 0.043177 | 0.05136 | 0.067137 | 0.048028
3354 | Lateral Hardening | Lateral Hardening-Fuse-92885158 | Laterals | 13710 | 0.038068 | 3 | 2 | 55475.67 | 0 | 2400.3946 | 2845.0602 | 3683.0512 | -53075.2754 | -52630.6098 | -51792.6188 | 0.043269 | 0.051285 | 0.06639 | 0.047986
7117 | Lateral Hardening | Lateral Hardening-Fuse-60123822 | Laterals | 13224 | 0.027841 | 2 | 90 | 50000 | 0 | 2229.1742 | 2541.1532 | 2989.7275 | -47770.8258 | -47458.8468 | -47010.2725 | 0.044583 | 0.050823 | 0.059795 | 0.047976
9555 | Lateral Hardening | Lateral Hardening-Fuse-60048694 | Laterals | 13621 | 0.040341 | 1 | 4 | 50000 | 0 | 2214.5529 | 2536.0055 | 3082.0784 | -47785.4471 | -47463.9945 | -46917.9216 | 0.044291 | 0.05072 | 0.061642 | 0.047955
3345 | Lateral Hardening | Lateral Hardening-Fuse-10465303 | Laterals | 13434 | 0.053409 | 4 | 2 | 104761.62 | 0 | 4531.535 | 5362.6753 | 6934.8534 | -100230.085 | -99398.9447 | -97826.7666 | 0.043256 | 0.051189 | 0.066197 | 0.04793
218 | Lateral Hardening | Lateral Hardening-Fuse-10671316 | Laterals | 13389 | 0.12121 | 7 | 0 | 172781.2 | 0 | 7403.0887 | 8875.6495 | 11741.2053 | -165378.1113 | -163905.5505 | -161039.9947 | 0.042847 | 0.051369 | 0.067954 | 0.047914
4626 | Lateral Hardening | Lateral Hardening-Fuse-60005765 | Laterals | 13037 | 0.037121 | 3 | 0 | 58589.17 | 0 | 2509.8178 | 3009.0498 | 3980.5393 | -56079.3522 | -55580.1202 | -54608.6307 | 0.042838 | 0.051358 | 0.06794 | 0.047904
16656 | Lateral Hardening | Lateral Hardening-Fuse-91627020 | Laterals | 13470 | 0.062879 | 5 | 9 | 128990.86 | 0 | 5761.4084 | 6507.6745 | 7653.8771 | -123229.4516 | -122483.1855 | -121336.9829 | 0.044665 | 0.050451 | 0.059337 | 0.047868
8917 | Lateral Hardening | Lateral Hardening-Fuse-93214964 | Laterals | 13656 | 0.00075758 | 2 | 2 | 52374.89 | 0 | 2336.1979 | 2639.9848 | 3084.4135 | -50038.6921 | -49734.9052 | -49290.4765 | 0.044605 | 0.050406 | 0.058891 | 0.047774
14445 | Lateral Hardening | Lateral Hardening-Fuse-90106373 | Laterals | 14024 | 0.030492 | 2 | 2 | 50407.39 | 0 | 2187.7476 | 2556.011 | 3252.7164 | -48219.6424 | -47851.379 | -47154.6736 | 0.043401 | 0.050707 | 0.064529 | 0.047706
4306 | Lateral Hardening | Lateral Hardening-Fuse-90710187 | Laterals | 13115 | 0.043939 | 6 |  | 50000 | 0 | 2132.9449 | 2557.2126 | 3382.8238 | -47867.0551 | -47442.7874 | -46617.1762 | 0.042659 | 0.051144 | 0.067656 | 0.047704
16538 | Lateral Hardening | Lateral Hardening-Fuse-92641106 | Laterals | 13303 | 0.20758 | 14 | 2 | 114014.9 | 0 | 4873.0964 | 5820.2717 | 7661.0807 | -109141.8036 | -108194.6283 | -106353.8193 | 0.042741 | 0.051048 | 0.067194 | 0.047678
7091 | Lateral Hardening | Lateral Hardening-Fuse-10747922 | Laterals | 14025 | 0.024811 | 4 | 1 | 50443.87 | 0 | 2160.1811 | 2569.4322 | 3374.631 | -48283.6889 | -47874.4378 | -47069.239 | 0.042823 | 0.050936 | 0.066899 | 0.047665
6951 | Lateral Hardening | Lateral Hardening-Fuse-10095467 | Laterals | 13786 | 0.12936 | 4 | 3 | 66992.35 | 0 | 2878.2525 | 3413.6296 | 4419.8802 | -64114.0975 | -63578.7204 | -62572.4698 | 0.042964 | 0.050956 | 0.065976 | 0.047663
4977 | Lateral Hardening | Lateral Hardening-Fuse-10556567 | Laterals | 13298 | 0.090909 | 7 | 2 | 59867.13 | 0 | 2562.4144 | 3049.3736 | 4005.6912 | -57304.7156 | -56817.7564 | -55861.4388 | 0.042802 | 0.050936 | 0.06691 | 0.047653
10650 | Lateral Hardening | Lateral Hardening-Fuse-90369694 | Laterals | 13423 | 0.13788 | 7 | 4 | 108222.58 | 0 | 4634.9818 | 5507.1892 | 7174.7755 | -103587.5982 | -102715.3908 | -101047.8045 | 0.042828 | 0.050888 | 0.066296 | 0.047593
4177 | Lateral Hardening | Lateral Hardening-Fuse-92413086 | Laterals | 13813 | 0.35417 | 13 | 17 | 292380.05 | 0 | 12645.1044 | 14768.9201 | 18892.8687 | -279734.9456 | -277611.1299 | -273487.1813 | 0.043249 | 0.050513 | 0.064618 | 0.047565
7761 | Lateral Hardening | Lateral Hardening-Fuse-92015606 | Laterals | 13772 | 0.052083 | 6 | 2 | 52201.75 | 0 | 2234.4409 | 2654.2944 | 3444.0471 | -49967.3091 | -49547.4556 | -48757.7029 | 0.042804 | 0.050847 | 0.065976 | 0.047534
14636 | Lateral Hardening | Lateral Hardening-Fuse-10465299 | Laterals | 13434 | 0.058712 | 1 | 6 | 50000 | 0 | 2192.3467 | 2514.238 | 3052.613 | -47807.6533 | -47485.762 | -46947.387 | 0.043847 | 0.050285 | 0.061052 | 0.047499
977 | Lateral Hardening | Lateral Hardening-Fuse-10255359 | Laterals | 13586 | 0.11705 | 9 | 3 | 102052.5 | 0 | 4360.4325 | 5179.4055 | 6764.6642 | -97692.0675 | -96873.0945 | -95287.8358 | 0.042727 | 0.050752 | 0.066286 | 0.047491
9121 | Lateral Hardening | Lateral Hardening-Fuse-90902615 | Laterals | 13807 | 0.19792 | 10 | 5 | 196151.3 | 0 | 8397.5946 | 9953.8626 | 12873.844 | -187753.7054 | -186197.4374 | -183277.456 | 0.042812 | 0.050746 | 0.065632 | 0.047474
19158 | Lateral Hardening | Lateral Hardening-Fuse-60241675 | Laterals | 13524 | 0.17822 | 13 | 0 | 172691.71 | 0 | 7327.9691 | 8785.5877 | 11622.0666 | -165363.7409 | -163906.1223 | -161069.6434 | 0.042434 | 0.050874 | 0.0673 | 0.047453
17220 | Lateral Hardening | Lateral Hardening-Fuse-10095482 | Laterals | 13786 | 0.15663 | 7 | 1 | 78453.05 | 0 | 3337.8062 | 3986.2023 | 5241.4183 | -75115.2438 | -74466.8477 | -73211.6317 | 0.042545 | 0.05081 | 0.06681 | 0.047451
14265 | Lateral Hardening | Lateral Hardening-Fuse-92701850 | Laterals | 13299 | 0.057765 | 3 | 5 | 64463.95 | 0 | 2794.8987 | 3250.2596 | 4065.1463 | -61669.0513 | -61213.6904 | -60398.8037 | 0.043356 | 0.05042 | 0.063061 | 0.047446
12285 | Lateral Hardening | Lateral Hardening-Fuse-91923578 | Laterals | 13947 | 0.045265 | 5 | 12 | 79145.11 | 0 | 3424.7742 | 3994.9131 | 5012.373 | -75720.3358 | -75150.1969 | -74132.737 | 0.043272 | 0.050476 | 0.063331 | 0.047439
9231 | Lateral Hardening | Lateral Hardening-Fuse-90801955 | Laterals | 13328 | 0.065909 | 4 | 0 | 50000 | 0 | 2120.6313 | 2542.4496 | 3363.2944 | -47879.3687 | -47457.5504 | -46636.7056 | 0.042413 | 0.050849 | 0.067266 | 0.047429
4863 | Lateral Hardening | Lateral Hardening-Fuse-92360326 | Laterals | 13330 | 0.040909 | 3 | 3 | 55203.09 | 0 | 2377.9401 | 2781.2665 | 3565.1568 | -52825.1499 | -52421.8235 | -51637.9332 | 0.043076 | 0.050382 | 0.064583 | 0.047419
16238 | Lateral Hardening | Lateral Hardening-Fuse-90102546 | Laterals | 13405 | 0.028409 | 3 | 2 | 54672.93 | 0 | 2335.6814 | 2772.2782 | 3586.7288 | -52337.2486 | -51900.6518 | -51086.2012 | 0.042721 | 0.050707 | 0.065603 | 0.047405
16386 | Lateral Hardening | Lateral Hardening-Fuse-60176033 | Laterals | 13972 | 0.068182 | 7 | 0 | 116170.98 | 0 | 4923.5236 | 5902.87 | 7808.6464 | -111247.4564 | -110268.11 | -108362.3336 | 0.042382 | 0.050812 | 0.067217 | 0.047394
9932 | Lateral Hardening | Lateral Hardening-Fuse-10128491 | Laterals | 13079 | 0.059848 | 5 | 11 | 175899.02 | 0 | 7577.9273 | 8858.1295 | 11303.9228 | -168321.0927 | -167040.8905 | -164595.0972 | 0.043081 | 0.050359 | 0.064264 | 0.047383
18614 | Lateral Hardening | Lateral Hardening-Fuse-90702579 | Laterals | 13163 | 0.042614 | 6 | 2 | 63204.75 | 0 | 2696.2339 | 3202.7465 | 4158.1052 | -60508.5161 | -60002.0035 | -59046.6448 | 0.042659 | 0.050673 | 0.065788 | 0.047376
8115 | Lateral Hardening | Lateral Hardening-Fuse-92644899 | Laterals | 13807 | 0.046591 | 4 | 3 | 55675.29 | 0 | 2390.4824 | 2805.866 | 3601.7251 | -53284.8076 | -52869.424 | -52073.5649 | 0.042936 | 0.050397 | 0.064692 | 0.04735
11339 | Lateral Hardening | Lateral Hardening-Fuse-10645538 | Laterals | 13148 | 0.055682 | 4 | 3 | 52500.81 | 0 | 2252.7792 | 2646.114 | 3398.9777 | -50248.0308 | -49854.696 | -49101.8323 | 0.042909 | 0.050401 | 0.064741 | 0.04734
11735 | Lateral Hardening | Lateral Hardening-Fuse-93267412 | Laterals | 13687 | 0.0060606 | 3 | 7 | 68026.93 | 0 | 2936.9428 | 3423.7148 | 4291.1609 | -65089.9872 | -64603.2152 | -63735.7691 | 0.043173 | 0.050329 | 0.06308 | 0.047311
15098 | Lateral Hardening | Lateral Hardening-Fuse-60169602 | Laterals | 13516 | 0.10057 | 13 | 0 | 310073.44 | 0 | 13117.0948 | 15726.2381 | 20803.5469 | -296956.3452 | -294347.2019 | -289269.8931 | 0.042303 | 0.050718 | 0.067092 | 0.047306
1605 | Lateral Hardening | Lateral Hardening-Fuse-60257246 | Laterals | 13298 | 0.25436 | 12 | 2 | 117902.68 | 0 | 5000.3587 | 5971.6632 | 7840.3806 | -112902.3213 | -111931.0168 | -110062.2994 | 0.042411 | 0.050649 | 0.066499 | 0.047291
1981 | Lateral Hardening | Lateral Hardening-Fuse-92539520 | Laterals | 13479 | 0.010985 | 3 | 2 | 50000 | 0 | 2136.5675 | 2519.5985 | 3244.558 | -47863.4325 | -47480.4015 | -46755.442 | 0.042731 | 0.050392 | 0.064891 | 0.047246
7203 | Lateral Hardening | Lateral Hardening-Fuse-10055030 | Laterals | 13419 | 0.080114 | 7 | 20 | 165284.52 | 0 | 7119.9493 | 8298.8127 | 10424.9529 | -158164.5707 | -156985.7073 | -154859.5671 | 0.043077 | 0.050209 | 0.063073 | 0.047216
13008 | Lateral Hardening | Lateral Hardening-Fuse-90508362 | Laterals | 13079 | 0.015909 | 3 | 14 | 88495.41 | 0 | 3832.1903 | 4427.3948 | 5506.4285 | -84663.2197 | -84068.0152 | -82988.9815 | 0.043304 | 0.05003 | 0.062223 | 0.047213
13048 | Lateral Hardening | Lateral Hardening-Fuse-90425091 | Laterals | 13190 | 0.037121 | 4 | 2 | 55396.97 | 0 | 2353.4488 | 2794.8691 | 3645.5035 | -53043.5212 | -52602.1009 | -51751.4665 | 0.042483 | 0.050452 | 0.065807 | 0.047206
3829 | Lateral Hardening | Lateral Hardening-Fuse-91046435 | Laterals | 13511 | 0.069129 | 7 | 0 | 87715.85 | 0 | 3700.6537 | 4436.757 | 5869.1901 | -84015.1963 | -83279.093 | -81846.6599 | 0.042189 | 0.050581 | 0.066911 | 0.047179
12037 | Lateral Hardening | Lateral Hardening-Fuse-91414214 | Laterals | 13924 | 0.16799 | 9 |  | 58413.31 | 0 | 2463.2498 | 2953.219 | 3906.6832 | -55950.0602 | -55460.091 | -54506.6268 | 0.042169 | 0.050557 | 0.06688 | 0.047157
19155 | Lateral Hardening | Lateral Hardening-Fuse-10662344 | Laterals | 13470 | 0.094129 | 7 | 10 | 123219.28 | 0 | 5289.3914 | 6171.0267 | 7855.358 | -117929.8886 | -117048.2533 | -115363.922 | 0.042927 | 0.050082 | 0.063751 | 0.047156
8227 | Lateral Hardening | Lateral Hardening-Fuse-90312418 | Laterals | 13612 | 0.091288 | 8 | 14 | 322061.3 | 0 | 13774.4696 | 16151.7862 | 20728.2576 | -308286.8304 | -305909.5138 | -301333.0424 | 0.04277 | 0.050151 | 0.064361 | 0.047143
5323 | Lateral Hardening | Lateral Hardening-Fuse-90528811 | Laterals | 13621 | 0.10909 | 6 | 4 | 96952.74 | 0 | 4135.2531 | 4871.0239 | 6271.66 | -92817.4869 | -92081.7161 | -90681.08 | 0.042652 | 0.050241 | 0.064688 | 0.047133
12300 | Lateral Hardening | Lateral Hardening-Fuse-90172479 | Laterals | 13236 | 0.080303 | 4 | 1 | 99507.62 | 0 | 4213.8011 | 5011.8199 | 6581.7355 | -95293.8189 | -94495.8001 | -92925.8845 | 0.042347 | 0.050366 | 0.066143 | 0.047132
812 | Lateral Hardening | Lateral Hardening-Fuse-60300667 | Laterals | 13241 | 0.042424 | 3 |  | 83563.4 | 0 | 3521.8848 | 4222.4288 | 5585.6649 | -80041.5152 | -79340.9712 | -77977.7351 | 0.042146 | 0.05053 | 0.066843 | 0.047131
14214 | Lateral Hardening | Lateral Hardening-Fuse-90404886 | Laterals | 13657 | 0.12197 | 5 | 1 | 54079.81 | 0 | 2284.367 | 2723.1721 | 3576.037 | -51795.443 | -51356.6379 | -50503.773 | 0.042241 | 0.050355 | 0.066125 | 0.047063
1600 | Lateral Hardening | Lateral Hardening-Fuse-93296501 | Laterals | 13808 | 0.12254 | 5 | 1 | 106438.96 | 0 | 4493.8842 | 5354.7915 | 7032.5693 | -101945.0758 | -101084.1685 | -99406.3907 | 0.04222 | 0.050309 | 0.066071 | 0.047032
9027 | Lateral Hardening | Lateral Hardening-Fuse-92745478 | Laterals | 13630 | 0.060985 | 4 | 6 | 108674.78 | 0 | 4660.6428 | 5427.2572 | 6865.6355 | -104014.1372 | -103247.5228 | -101809.1445 | 0.042886 | 0.04994 | 0.063176 | 0.047031
9785 | Lateral Hardening | Lateral Hardening-Fuse-60024604 | Laterals | 13303 | 0.052841 | 5 | 0 | 61202.01 | 0 | 2569.1685 | 3080.2061 | 4074.6689 | -58632.8415 | -58121.8039 | -57127.3411 | 0.041978 | 0.050329 | 0.066577 | 0.046943
13404 | Lateral Hardening | Lateral Hardening-Fuse-10753404 | Laterals | 13330 | 0.054545 | 6 | 14 | 95636.37 | 0 | 4090.546 | 4769.3377 | 5975.8754 | -91545.824 | -90867.0323 | -89660.4946 | 0.042772 | 0.049869 | 0.062485 | 0.046873
16980 | Lateral Hardening | Lateral Hardening-Fuse-93295549 | Laterals | 13808 | 0.051326 | 4 | 2 | 52138.79 | 0 | 2204.1886 | 2605.0478 | 3363.1459 | -49934.6014 | -49533.7422 | -48775.6441 | 0.042275 | 0.049964 | 0.064504 | 0.046805
10839 | Lateral Hardening | Lateral Hardening-Fuse-60194902 | Laterals | 13785 | 0.022917 | 4 | 1 | 50286.47 | 0 | 2111.8163 | 2514.944 | 3295.6185 | -48174.6537 | -47771.526 | -46990.8515 | 0.041996 | 0.050012 | 0.065537 | 0.046755
4074 | Lateral Hardening | Lateral Hardening-Fuse-91511416 | Laterals | 13854 | 0.041477 | 2 | 2 | 55758.99 | 0 | 2356.1884 | 2780.8345 | 3582.2856 | -53402.8016 | -52978.1555 | -52176.7044 | 0.042257 | 0.049872 | 0.064246 | 0.04674
767 | Lateral Hardening | Lateral Hardening-Fuse-10633665 | Laterals | 13241 | 0.057576 | 6 | 11 | 80168.21 | 0 | 3409.8911 | 3975.1038 | 5022.2977 | -76758.3189 | -76193.1062 | -75145.9123 | 0.042534 | 0.049585 | 0.062647 | 0.046661
6647 | Lateral Hardening | Lateral Hardening-Fuse-91594801 | Laterals | 13130 | 0.041667 | 4 | 1 | 59344.69 | 0 | 2483.7934 | 2958.4867 | 3875.7154 | -56860.8966 | -56386.2033 | -55468.9746 | 0.041854 | 0.049853 | 0.065309 | 0.046599
1814 | Lateral Hardening | Lateral Hardening-Fuse-93251443 | Laterals | 13175 | 0.11439 | 4 | 0 | 90277.43 | 0 | 3761.5641 | 4509.7831 | 5965.7931 | -86515.8659 | -85767.6469 | -84311.6369 | 0.041667 | 0.049955 | 0.066083 | 0.046595
1634 | Lateral Hardening | Lateral Hardening-Fuse-90691149 | Laterals | 13206 | 0.092235 | 10 | 12 | 134851.88 | 0 | 5706.7408 | 6675.5098 | 8531.6657 | -129145.1392 | -128176.3702 | -126320.2143 | 0.042319 | 0.049503 | 0.063267 | 0.046569
8718 | Lateral Hardening | Lateral Hardening-Fuse-92173477 | Laterals | 13198 | 0.048674 | 4 | 10 | 87797.11 | 0 | 3717.7883 | 4337.1072 | 5518.3684 | -84079.3217 | -83460.0028 | -82278.7416 | 0.042345 | 0.049399 | 0.062854 | 0.046512
15520 | Lateral Hardening | Lateral Hardening-Fuse-92732934 | Laterals | 13331 | 0.095644 | 7 | 0 | 91838.85 | 0 | 3819.8371 | 4579.6473 | 6058.2134 | -88019.0129 | -87259.2027 | -85780.6366 | 0.041593 | 0.049866 | 0.065966 | 0.046512
4686 | Lateral Hardening | Lateral Hardening-Fuse-10472630 | Laterals | 14114 | 0.026136 | 2 | 1 | 50554.05 | 0 | 2116.2005 | 2513.2571 | 3274.337 | -48437.8495 | -48040.7929 | -47279.713 | 0.04186 | 0.049714 | 0.064769 | 0.046507
686 | Lateral Hardening | Lateral Hardening-Fuse-10662323 | Laterals | 13470 | 0.077273 | 6 | 18 | 182499.03 | 0 | 7913.6968 | 8943.5098 | 10546.2898 | -174585.3332 | -173555.5202 | -171952.7402 | 0.043363 | 0.049006 | 0.057788 | 0.046498
14627 | Lateral Hardening | Lateral Hardening-Fuse-92846609 | Laterals | 13011 | 0.016856 | 3 | 4 | 53204.11 | 0 | 2250.2741 | 2628.4859 | 3344.8636 | -50953.8359 | -50575.6241 | -49859.2464 | 0.042295 | 0.049404 | 0.062869 | 0.046485
13727 | Lateral Hardening | Lateral Hardening-Fuse-60133487 | Laterals | 13172 | 0.064394 | 4 | 0 | 86979.6 | 0 | 3614.6939 | 4333.6988 | 5732.859 | -83364.9061 | -82645.9012 | -81246.741 | 0.041558 | 0.049824 | 0.06591 | 0.046473
7856 | Lateral Hardening | Lateral Hardening-Fuse-91016147 | Laterals | 13624 | 0.043939 | 4 | 4 | 59384.93 | 0 | 2506.3104 | 2930.2178 | 3742.5152 | -56878.6196 | -56454.7122 | -55642.4148 | 0.042204 | 0.049343 | 0.063021 | 0.046428
7578 | Lateral Hardening | Lateral Hardening-Fuse-60105335 | Laterals | 13030 | 0.10076 | 6 | 0 | 92634 | 0 | 3843.1199 | 4607.5613 | 6095.1396 | -88790.8801 | -88026.4387 | -86538.8604 | 0.041487 | 0.049739 | 0.065798 | 0.046394
19589 | Lateral Hardening | Lateral Hardening-Fuse-60108272 | Laterals | 13895 | 0.072348 | 10 | 0 | 301208.42 | 0 | 12641.4879 | 14883.7807 | 19191.3026 | -288566.9321 | -286324.6393 | -282017.1174 | 0.041969 | 0.049414 | 0.063714 | 0.046377
18458 | Lateral Hardening | Lateral Hardening-Fuse-60077915 | Laterals | 13153 | 0.072917 | 6 | 12 | 118543.76 | 0 | 4991.9813 | 5842.5097 | 7479.4554 | -113551.7787 | -112701.2503 | -111064.3046 | 0.042111 | 0.049286 | 0.063094 | 0.046362
5996 | Lateral Hardening | Lateral Hardening-Fuse-10247169 | Laterals | 13063 | 0.068939 | 5 |  | 87686.4 | 0 | 3632.7091 | 4355.2974 | 5761.4308 | -84053.6909 | -83331.1026 | -81924.9692 | 0.041428 | 0.049669 | 0.065705 | 0.046328
16576 | Lateral Hardening | Lateral Hardening-Fuse-10004635 | Laterals | 13159 | 0.051894 | 7 | 0 | 85035.9 | 0 | 3519.1919 | 4219.2003 | 5581.394 | -81516.7081 | -80816.6997 | -79454.506 | 0.041385 | 0.049617 | 0.065636 | 0.046279
2211 | Lateral Hardening | Lateral Hardening-Fuse-92155126 | Laterals | 13489 | 0.042614 | 3 | 1 | 51923.43 | 0 | 2157.3766 | 2569.7412 | 3359.0365 | -49766.0534 | -49353.6888 | -48564.3935 | 0.041549 | 0.049491 | 0.064692 | 0.046246
16402 | Lateral Hardening | Lateral Hardening-Fuse-10829501 | Laterals | 13687 | 0.072538 | 6 | 4 | 57831.67 | 0 | 2420.2389 | 2850.8633 | 3670.6134 | -55411.4311 | -54980.8067 | -54161.0566 | 0.04185 | 0.049296 | 0.063471 | 0.046246
7741 | Lateral Hardening | Lateral Hardening-Fuse-91447204 | Laterals | 13464 | 0.028977 | 3 | 10 | 81721.47 | 0 | 3460.5871 | 4005.4922 | 5000.4562 | -78260.8829 | -77715.9778 | -76721.0138 | 0.042346 | 0.049014 | 0.061189 | 0.046231
4801 | Lateral Hardening | Lateral Hardening-Fuse-92281225 | Laterals | 13924 | 0.087879 | 8 | 0 | 156379.15 | 0 | 6459.5248 | 7744.3997 | 10244.7249 | -149919.6252 | -148634.7503 | -146134.4251 | 0.041307 | 0.049523 | 0.065512 | 0.046192
6907 | Lateral Hardening | Lateral Hardening-Fuse-10757401 | Laterals | 13423 | 0.036932 | 3 | 10 | 78452.55 | 0 | 3318.21 | 3840.6964 | 4794.7251 | -75134.34 | -74611.8536 | -73657.8249 | 0.042296 | 0.048956 | 0.061116 | 0.046176
17386 | Lateral Hardening | Lateral Hardening-Fuse-90847580 | Laterals | 13993 | 0.075 | 4 | 1 | 54614.97 | 0 | 2263.4168 | 2695.9926 | 3531.8394 | -52351.5532 | -51918.9774 | -51083.1306 | 0.041443 | 0.049364 | 0.064668 | 0.046142
769 | Lateral Hardening | Lateral Hardening-Fuse-10162072 | Laterals | 13142 | 0.022538 | 1 | 4 | 50000 | 0 | 2154.5646 | 2435.9211 | 2831.8595 | -47845.4354 | -47564.0789 | -47168.1405 | 0.043091 | 0.048718 | 0.056637 | 0.046134
12304 | Lateral Hardening | Lateral Hardening-Fuse-91713215 | Laterals | 13808 | 0.098864 | 5 | 0 | 68851.65 | 0 | 2837.9215 | 3402.4173 | 4500.9078 | -66013.7285 | -65449.2327 | -64350.7422 | 0.041218 | 0.049417 | 0.065371 | 0.046093
3516 | Lateral Hardening | Lateral Hardening-Fuse-90888306 | Laterals | 13924 | 0.11364 | 6 | 2 | 101769.18 | 0 | 4221.0938 | 5012.9736 | 6542.7094 | -97548.0862 | -96756.2064 | -95226.4706 | 0.041477 | 0.049258 | 0.06429 | 0.046093
9405 | Lateral Hardening | Lateral Hardening-Fuse-90106466 | Laterals | 13391 | 0.1108 | 6 | 5 | 113831.76 | 0 | 4729.0733 | 5604.0608 | 7253.19 | -109102.6867 | -108227.6992 | -106578.57 | 0.041544 | 0.049231 | 0.063719 | 0.046068
12234 | Lateral Hardening | Lateral Hardening-Fuse-92610408 | Laterals | 13390 | 0.051894 | 3 | 2 | 50000 | 0 | 2093.0782 | 2445.2746 | 3137.594 | -47906.9218 | -47554.7254 | -46862.406 | 0.041862 | 0.048905 | 0.062752 | 0.046064
17752 | Lateral Hardening | Lateral Hardening-Fuse-90015613 | Laterals | 13172 | 0.1036 | 4 | 0 | 56991.71 | 0 | 2345.2592 | 2811.7586 | 3719.5515 | -54646.4508 | -54179.9514 | -53272.1585 | 0.041151 | 0.049336 | 0.065265 | 0.046018
18377 | Lateral Hardening | Lateral Hardening-Fuse-92565561 | Laterals | 13470 | 0.18504 | 11 | 1 | 107703.16 | 0 | 4442.1892 | 5306.7005 | 6988.5293 | -103260.9708 | -102396.4595 | -100714.6307 | 0.041245 | 0.049272 | 0.064887 | 0.046017
6447 | Lateral Hardening | Lateral Hardening-Fuse-90106548 | Laterals | 13808 | 0.085227 | 8 | 1 | 99916.86 | 0 | 4120.8497 | 4923.0692 | 6483.4583 | -95796.0103 | -94993.7908 | -93433.4017 | 0.041243 | 0.049272 | 0.064889 | 0.046016
8290 | Lateral Hardening | Lateral Hardening-Fuse-10382354 | Laterals | 13224 | 0.098485 | 9 | 28 | 234334.55 | 0 | 9830.9405 | 11462.5108 | 14291.5492 | -224503.6095 | -222872.0392 | -220043.0008 | 0.041953 | 0.048915 | 0.060988 | 0.045945
4796 | Lateral Hardening | Lateral Hardening-Fuse-60326233 | Laterals | 13785 | 0.15568 | 8 | 2 | 109702.14 | 0 | 4526.4653 | 5387.9856 | 7077.8496 | -105175.6747 | -104314.1544 | -102624.2904 | 0.041261 | 0.049115 | 0.064519 | 0.045943
11503 | Lateral Hardening | Lateral Hardening-Fuse-93050153 | Laterals | 13786 | 0.051136 | 3 | 2 | 56561.73 | 0 | 2341.4789 | 2775.2305 | 3592.6537 | -54220.2511 | -53786.4995 | -52969.0763 | 0.041397 | 0.049066 | 0.063517 | 0.04591
9937 | Lateral Hardening | Lateral Hardening-Fuse-60163302 | Laterals | 13786 | 0.1464 | 9 | 3 | 160734.13 | 0 | 6622.5783 | 7879.0056 | 10342.9469 | -154111.5517 | -152855.1244 | -150391.1831 | 0.041202 | 0.049019 | 0.064348 | 0.045862
13493 | Lateral Hardening | Lateral Hardening-Fuse-90290158 | Laterals | 13815 | 0.061174 | 3 | 0 | 62587.13 | 0 | 2565.4408 | 3075.7369 | 4068.7567 | -60021.6892 | -59511.3931 | -58518.3733 | 0.04099 | 0.049143 | 0.065009 | 0.045838
10556 | Lateral Hardening | Lateral Hardening-Fuse-90064942 | Laterals | 13305 | 0.10871 | 7 | 2 | 57416.69 | 0 | 2363.738 | 2814.9522 | 3678.6269 | -55052.952 | -54601.7378 | -53738.0631 | 0.041168 | 0.049027 | 0.064069 | 0.045816
304 | Lateral Hardening | Lateral Hardening-Fuse-91750521 | Laterals | 13583 | 0.049053 | 5 | 3 | 60318.59 | 0 | 2490.5225 | 2954.2047 | 3823.6954 | -57828.0675 | -57364.3853 | -56494.8946 | 0.041289 | 0.048977 | 0.063392 | 0.045806
753 | Lateral Hardening | Lateral Hardening-Fuse-93296485 | Laterals | 13808 | 0.066477 | 5 | 3 | 101779.92 | 0 | 4201.2018 | 4983.4597 | 6448.7477 | -97578.7182 | -96796.4603 | -95331.1723 | 0.041277 | 0.048963 | 0.06336 | 0.045791
19717 | Lateral Hardening | Lateral Hardening-Fuse-91975033 | Laterals | 13419 | 0.030871 | 1 | 8 | 50000 | 0 | 2113.1224 | 2427.6246 | 2932.2012 | -47886.8776 | -47572.3754 | -47067.7988 | 0.042262 | 0.048552 | 0.058644 | 0.045788
5504 | Lateral Hardening | Lateral Hardening-Fuse-10070747 | Laterals | 13657 | 0.077652 | 5 | 5 | 98269.9 | 0 | 4089.6388 | 4779.5553 | 6094.6717 | -94180.2612 | -93490.3447 | -92175.2283 | 0.041616 | 0.048637 | 0.06202 | 0.045763
1936 | Lateral Hardening | Lateral Hardening-Fuse-92100339 | Laterals | 13450 | 0.038258 | 3 | 0 | 55491.41 | 0 | 2270.7214 | 2722.3944 | 3601.3355 | -53220.6886 | -52769.0156 | -51890.0745 | 0.04092 | 0.04906 | 0.064899 | 0.04576
3485 | Lateral Hardening | Lateral Hardening-Fuse-90082535 | Laterals | 13183 | 0.098106 | 9 | 0 | 92221.7 | 0 | 3772.484 | 4522.8751 | 5983.112 | -88449.216 | -87698.8249 | -86238.588 | 0.040907 | 0.049044 | 0.064877 | 0.045745
3447 | Lateral Hardening | Lateral Hardening-Fuse-10650544 | Laterals | 13391 | 0.054167 | 4 | 0 | 61422.37 | 0 | 2512.1646 | 3011.8635 | 3984.2614 | -58910.2054 | -58410.5065 | -57438.1086 | 0.0409 | 0.049035 | 0.064867 | 0.045737
4735 | Lateral Hardening | Lateral Hardening-Fuse-92936147 | Laterals | 13461 | 0.043939 | 4 | 4 | 59384.93 | 0 | 2468.5395 | 2886.0584 | 3686.1143 | -56916.3905 | -56498.8716 | -55698.8157 | 0.041568 | 0.048599 | 0.062072 | 0.045728
8521 | Lateral Hardening | Lateral Hardening-Fuse-60648806 | Laterals | 13233 | 0.048485 | 4 | 1 | 50000 | 0 | 2057.9332 | 2442.608 | 3188.2601 | -47942.0668 | -47557.392 | -46811.7399 | 0.041159 | 0.048852 | 0.063765 | 0.045727
13151 | Lateral Hardening | Lateral Hardening-Fuse-10827124 | Laterals | 13769 | 0.029924 | 3 | 1 | 50000 | 0 | 2057.2603 | 2442.8406 | 3181.4585 | -47942.7397 | -47557.1594 | -46818.5415 | 0.041145 | 0.048857 | 0.063629 | 0.045707
6059 | Lateral Hardening | Lateral Hardening-Fuse-91870029 | Laterals | 13946 | 0.033333 | 5 | 11 | 78153.49 | 0 | 3256.2796 | 3796.9054 | 4775.4829 | -74897.2104 | -74356.5846 | -73378.0071 | 0.041665 | 0.048583 | 0.061104 | 0.045684
16836 | Lateral Hardening | Lateral Hardening-Fuse-90527947 | Laterals | 13622 | 0.055303 | 1 | 3 | 50000 | 0 | 2106.4334 | 2416.2861 | 2939.6369 | -47893.5666 | -47583.7139 | -47060.3631 | 0.042129 | 0.048326 | 0.058793 | 0.045654
14760 | Lateral Hardening | Lateral Hardening-Fuse-91910030 | Laterals | 13546 | 0.036364 | 5 | 11 | 50000 | 0 | 2081.6124 | 2427.2134 | 3052.7798 | -47918.3876 | -47572.7866 | -46947.2202 | 0.041632 | 0.048544 | 0.061056 | 0.045648
19469 | Lateral Hardening | Lateral Hardening-Fuse-60607806 | Laterals | 13461 | 0.13617 | 6 | 2 | 63628.99 | 0 | 2607.8396 | 3104.4199 | 4070.9282 | -61021.1504 | -60524.5701 | -59558.0618 | 0.040985 | 0.048789 | 0.063979 | 0.045626
13702 | Lateral Hardening | Lateral Hardening-Fuse-60530974 | Laterals | 13344 | 0.45814 | 30 | 338 | 284842.22 | 0 | 11618.514 | 13929.572 | 18426.8166 | -273223.706 | -270912.648 | -266415.4034 | 0.040789 | 0.048903 | 0.064691 | 0.045614
3334 | Lateral Hardening | Lateral Hardening-Fuse-10055016 | Laterals | 13419 | 0.11553 | 9 | 24 | 223961.15 | 0 | 9323.2205 | 10865.8005 | 13611.7677 | -214637.9295 | -213095.3495 | -210349.3823 | 0.041629 | 0.048516 | 0.060777 | 0.04561
6033 | Lateral Hardening | Lateral Hardening-Fuse-92046567 | Laterals | 13786 | 0.13333 | 6 | 1 | 99476.14 | 0 | 4066.6692 | 4849.6707 | 6367.6867 | -95409.4708 | -94626.4693 | -93108.4533 | 0.040881 | 0.048752 | 0.064012 | 0.045555
18529 | Lateral Hardening | Lateral Hardening-Fuse-92602870 | Laterals | 13010 | 0.099053 | 6 | 0 | 104995.88 | 0 | 4274.286 | 5124.4914 | 6778.9638 | -100721.594 | -99871.3886 | -98216.9162 | 0.040709 | 0.048807 | 0.064564 | 0.045524
19358 | Lateral Hardening | Lateral Hardening-Fuse-60320387 | Laterals | 13006 | 0.11326 | 4 | 3 | 106176.38 | 0 | 4356.4041 | 5167.8942 | 6687.8331 | -101819.9759 | -101008.4858 | -99488.5469 | 0.04103 | 0.048673 | 0.062988 | 0.045519
16663 | Lateral Hardening | Lateral Hardening-Fuse-90508275 | Laterals | 13079 | 0.035227 | 1 | 20 | 50000 | 0 | 2100.778 | 2410.9337 | 2917.7293 | -47899.222 | -47589.0663 | -47082.2707 | 0.042016 | 0.048219 | 0.058355 | 0.04551
5475 | Lateral Hardening | Lateral Hardening-Fuse-92303555 | Laterals | 14111 | 0.020265 | 4 | 1 | 50000 | 0 | 2044.8349 | 2428.2626 | 3167.641 | -47955.1651 | -47571.7374 | -46832.359 | 0.040897 | 0.048565 | 0.063353 | 0.045443
19145 | Lateral Hardening | Lateral Hardening-Fuse-10070660 | Laterals | 13984 | 0.062311 | 4 | 4 | 163622.25 | 0 | 6713.8863 | 7937.3582 | 10255.8162 | -156908.3637 | -155684.8918 | -153366.4338 | 0.041033 | 0.04851 | 0.06268 | 0.045441
12140 | Lateral Hardening | Lateral Hardening-Fuse-90700851 | Laterals | 13176 | 0.063826 | 5 |  | 50000 | 0 | 2031.4522 | 2435.5318 | 3221.8576 | -47968.5478 | -47564.4682 | -46778.1424 | 0.040629 | 0.048711 | 0.064437 | 0.045434
3316 | Lateral Hardening | Lateral Hardening-Fuse-90393999 | Laterals | 13854 | 0.12443 | 9 | 6 | 118386.36 | 0 | 4848.5665 | 5746.8314 | 7423.924 | -113537.7935 | -112639.5286 | -110962.436 | 0.040955 | 0.048543 | 0.062709 | 0.045407
1377 | Lateral Hardening | Lateral Hardening-Fuse-10162582 | Laterals | 13031 | 0.14867 | 9 | 5 | 245064.11 | 0 | 10022.6242 | 11888.2935 | 15399.2226 | -235041.4858 | -233175.8165 | -229664.8874 | 0.040898 | 0.048511 | 0.062838 | 0.045376
9026 | Lateral Hardening | Lateral Hardening-Fuse-92643735 | Laterals | 13118 | 0.042235 | 5 | 2 | 99765.2 | 0 | 4068.9764 | 4837.7835 | 6317.4943 | -95696.2236 | -94927.4165 | -93447.7057 | 0.040786 | 0.048492 | 0.063324 | 0.045351
19664 | Lateral Hardening | Lateral Hardening-Fuse-93295555 | Laterals | 13808 | 0.17027 | 8 | 1 | 147395.75 | 0 | 5988.9685 | 7154.2672 | 9419.4832 | -141406.7815 | -140241.4828 | -137976.2668 | 0.040632 | 0.048538 | 0.063906 | 0.045331
8727 | Lateral Hardening | Lateral Hardening-Fuse-92348427 | Laterals | 13431 | 0.05928 | 2 | 2 | 50000 | 0 | 2071.9246 | 2401.121 | 2984.0435 | -47928.0754 | -47598.879 | -47015.9565 | 0.041438 | 0.048022 | 0.059681 | 0.045238
10717 | Lateral Hardening | Lateral Hardening-Fuse-10834652 | Laterals | 13041 | 0.051705 | 6 | 3 | 52678.95 | 0 | 2142.2456 | 2543.9915 | 3313.2357 | -50536.7044 | -50134.9585 | -49365.7143 | 0.040666 | 0.048292 | 0.062895 | 0.045177
12264 | Lateral Hardening | Lateral Hardening-Fuse-90591463 | Laterals | 13279 | 0.011364 | 7 | 0 | 155700.2 | 0 | 6289.737 | 7540.8391 | 9975.4435 | -149410.463 | -148159.3609 | -145724.7565 | 0.040396 | 0.048432 | 0.064068 | 0.045174
2360 | Lateral Hardening | Lateral Hardening-Fuse-10487520 | Laterals | 13460 | 0.049242 | 1 | 2 | 50000 | 0 | 2089.0304 | 2388.2033 | 2873.1619 | -47910.9696 | -47611.7967 | -47126.8381 | 0.041781 | 0.047764 | 0.057463 | 0.045144
12498 | Lateral Hardening | Lateral Hardening-Fuse-60648804 | Laterals | 13233 | 0.032197 | 2 |  | 50000 | 0 | 2018.1246 | 2419.5532 | 3200.7202 | -47981.8754 | -47580.4468 | -46799.2798 | 0.040362 | 0.048391 | 0.064014 | 0.045136
1879 | Lateral Hardening | Lateral Hardening-Fuse-92237002 | Laterals | 13482 | 0.13371 | 8 | 0 | 93281.33 | 0 | 3764.7763 | 4513.6343 | 5970.8878 | -89516.5537 | -88767.6957 | -87310.4422 | 0.040359 | 0.048387 | 0.064009 | 0.045133
14348 | Lateral Hardening | Lateral Hardening-Fuse-92015822 | Laterals | 13772 | 0.23049 | 9 |  | 50000 | 0 | 2017.6985 | 2419.0423 | 3200.0444 | -47982.3015 | -47580.9577 | -46799.9556 | 0.040354 | 0.048381 | 0.064001 | 0.045127
17699 | Lateral Hardening | Lateral Hardening-Fuse-10668902 | Laterals | 13722 | 0.073106 | 3 | 1 | 105752.14 | 0 | 4289.9117 | 5093.9448 | 6634.1514 | -101462.2283 | -100658.1952 | -99117.9886 | 0.040566 | 0.048169 | 0.062733 | 0.045063
7393 | Lateral Hardening | Lateral Hardening-Fuse-60071031 | Laterals | 13077 | 0.084659 | 8 | 17 | 193885.53 | 0 | 7957.9388 | 9293.546 | 11704.7116 | -185927.5912 | -184591.984 | -182180.8184 | 0.041045 | 0.047933 | 0.060369 | 0.045044
14566 | Lateral Hardening | Lateral Hardening-Fuse-93283449 | Laterals | 13354 | 0.043561 | 7 | 0 | 95264.66 | 0 | 3835.3137 | 4598.2024 | 6082.7592 | -91429.3463 | -90666.4576 | -89181.9008 | 0.04026 | 0.048268 | 0.063851 | 0.045021
14269 | Lateral Hardening | Lateral Hardening-Fuse-92631492 | Laterals | 13303 | 0.23902 | 10 | 2 | 116627.74 | 0 | 4706.7261 | 5618.0968 | 7374.4761 | -111921.0139 | -111009.6432 | -109253.2639 | 0.040357 | 0.048171 | 0.063231 | 0.044989
2400 | Lateral Hardening | Lateral Hardening-Fuse-92281093 | Laterals | 13924 | 0.097538 | 7 | 2 | 60418.03 | 0 | 2441.2816 | 2904.1198 | 3812.8222 | -57976.7484 | -57513.9102 | -56605.2078 | 0.040407 | 0.048067 | 0.063107 | 0.044975
19174 | Lateral Hardening | Lateral Hardening-Fuse-60015274 | Laterals | 13008 | 0.21875 | 11 | 4 | 162308.13 | 0 | 6564.9201 | 7798.0923 | 10189.4422 | -155743.2099 | -154510.0377 | -152118.6878 | 0.040447 | 0.048045 | 0.062778 | 0.04496
10439 | Lateral Hardening | Lateral Hardening-Fuse-91356655 | Laterals | 13123 | 0.029735 | 3 | 3 | 60744.49 | 0 | 2479.488 | 2899.8095 | 3719.4794 | -58265.002 | -57844.6805 | -57025.0106 | 0.040818 | 0.047738 | 0.061232 | 0.044935
4179 | Lateral Hardening | Lateral Hardening-Fuse-92849646 | Laterals | 13011 | 0.038068 | 3 | 0 | 51545.67 | 0 | 2070.9388 | 2482.8727 | 3284.4828 | -49474.7312 | -49062.7973 | -48261.1872 | 0.040177 | 0.048168 | 0.06372 | 0.044929
772 | Lateral Hardening | Lateral Hardening-Fuse-92624933 | Laterals | 13303 | 0.11023 | 6 | 2 | 97047.18 | 0 | 3922.7108 | 4659.7918 | 6046.2557 | -93124.4692 | -92387.3882 | -91000.9243 | 0.040421 | 0.048016 | 0.062302 | 0.044887
9013 | Lateral Hardening | Lateral Hardening-Fuse-93300469 | Laterals | 13808 | 0.038258 | 5 | 2 | 51052.73 | 0 | 2064.3377 | 2450.6043 | 3171.4438 | -48988.3923 | -48602.1257 | -47881.2862 | 0.040435 | 0.048001 | 0.062121 | 0.044874
14594 | Lateral Hardening | Lateral Hardening-Fuse-90014891 | Laterals | 14306 | 0.10682 | 11 | 1 | 324476.2 | 0 | 13532.1982 | 15356.893 | 18328.6393 | -310944.0018 | -309119.307 | -306147.5607 | 0.041705 | 0.047328 | 0.056487 | 0.04487
4077 | Lateral Hardening | Lateral Hardening-Fuse-10442383 | Laterals | 13948 | 0.078977 | 5 | 17 | 74086.83 | 0 | 3043.1506 | 3522.0428 | 4394.8835 | -71043.6794 | -70564.7872 | -69691.9465 | 0.041075 | 0.047539 | 0.059321 | 0.044839
6833 | Lateral Hardening | Lateral Hardening-Fuse-60069967 | Laterals | 13046 | 0.027652 | 3 | 12 | 85541.29 | 0 | 3512.5248 | 4064.0104 | 5070.8544 | -82028.7652 | -81477.2796 | -80470.4356 | 0.041062 | 0.047509 | 0.05928 | 0.044818
14980 | Lateral Hardening | Lateral Hardening-Fuse-10914149 | Laterals | 13152 | 0.067614 | 4 | 8 | 117085.68 | 0 | 4783.383 | 5580.0328 | 6997.5967 | -112302.297 | -111505.6472 | -110088.0833 | 0.040854 | 0.047658 | 0.059765 | 0.044786
14623 | Lateral Hardening | Lateral Hardening-Fuse-10802879 | Laterals | 13133 | 0.11364 | 11 | 18 | 182099.79 | 0 | 7388.8369 | 8678.6568 | 11161.8834 | -174710.9531 | -173421.1332 | -170937.9066 | 0.040576 | 0.047659 | 0.061295 | 0.044773
14311 | Lateral Hardening | Lateral Hardening-Fuse-92619179 | Laterals | 13303 | 0.10701 | 6 | 0 | 93605.85 | 0 | 3742.4958 | 4486.9219 | 5935.5511 | -89863.3542 | -89118.9281 | -87670.2989 | 0.039981 | 0.047934 | 0.06341 | 0.04471
701 | Lateral Hardening | Lateral Hardening-Fuse-93039348 | Laterals | 13813 | 0.053977 | 3 | 1 | 52867.83 | 0 | 2123.311 | 2526.1597 | 3315.2054 | -50744.519 | -50341.6703 | -49552.6246 | 0.040163 | 0.047783 | 0.062707 | 0.044703
3839 | Lateral Hardening | Lateral Hardening-Fuse-60451138 | Laterals | 13968 | 0.074053 | 9 | 0 | 91690.81 | 0 | 3663.9708 | 4392.7773 | 5811.0114 | -88026.8392 | -87298.0327 | -85879.7986 | 0.03996 | 0.047909 | 0.063376 | 0.044686
9185 | Lateral Hardening | Lateral Hardening-Fuse-60133620 | Laterals | 13826 | 0.027841 | 5 |  | 50000 | 0 | 1997.99 | 2395.4136 | 3168.787 | -48002.01 | -47604.5864 | -46831.213 | 0.03996 | 0.047908 | 0.063376 | 0.044686
9315 | Lateral Hardening | Lateral Hardening-Fuse-93278987 | Laterals | 13213 | 0.051136 | 4 | 0 | 50000 | 0 | 1996.6159 | 2393.7661 | 3166.6077 | -48003.3841 | -47606.2339 | -46833.3923 | 0.039932 | 0.047875 | 0.063332 | 0.044655
712 | Lateral Hardening | Lateral Hardening-Fuse-10397087 | Laterals | 13591 | 0.05625 | 6 | 0 | 56986.71 | 0 | 2275.5315 | 2728.1613 | 3608.9642 | -54711.1785 | -54258.5487 | -53377.7458 | 0.039931 | 0.047874 | 0.06333 | 0.044654
5593 | Lateral Hardening | Lateral Hardening-Fuse-10686169 | Laterals | 13808 | 0.23617 | 8 | 3 | 151457.53 | 0 | 6090.2839 | 7229.0105 | 9381.2521 | -145367.2461 | -144228.5195 | -142076.2779 | 0.040211 | 0.04773 | 0.06194 | 0.04464
3113 | Lateral Hardening | Lateral Hardening-Fuse-93020094 | Laterals | 13967 | 0.035227 | 7 | 0 | 50000 | 0 | 1993.8041 | 2390.3951 | 3162.1482 | -48006.1959 | -47609.6049 | -46837.8518 | 0.039876 | 0.047808 | 0.063243 | 0.044592
103 | Lateral Hardening | Lateral Hardening-Fuse-91959304 | Laterals | 13805 | 0.37424 | 22 | 11 | 398876.92 | 0 | 16020.6978 | 19005.7853 | 24643.1079 | -382856.2222 | -379871.1347 | -374233.8121 | 0.040165 | 0.047648 | 0.061781 | 0.044571
2712 | Lateral Hardening | Lateral Hardening-Fuse-90481902 | Laterals | 13583 | 0.071402 | 4 | 2 | 54315.91 | 0 | 2180.0499 | 2590.6452 | 3356.2951 | -52135.8601 | -51725.2648 | -50959.6149 | 0.040136 | 0.047696 | 0.061792 | 0.04457
2291 | Lateral Hardening | Lateral Hardening-Fuse-90436493 | Laterals | 13120 | 0.10341 | 8 | 0 | 52537.29 | 0 | 2092.9967 | 2509.3182 | 3319.4664 | -50444.2933 | -50027.9718 | -49217.8236 | 0.039838 | 0.047763 | 0.063183 | 0.04455
10499 | Lateral Hardening | Lateral Hardening-Fuse-60331444 | Laterals | 14274 | 0.11117 | 6 | 2 | 53691.31 | 0 | 2148.5674 | 2557.6939 | 3353.9884 | -51542.7426 | -51133.6161 | -50337.3216 | 0.040017 | 0.047637 | 0.062468 | 0.044548
7332 | Lateral Hardening | Lateral Hardening-Fuse-92003928 | Laterals | 13219 | 0.024811 | 2 | 8 | 73515.19 | 0 | 3008.4858 | 3472.3299 | 4280.3901 | -70506.7042 | -70042.8601 | -69234.7999 | 0.040923 | 0.047233 | 0.058225 | 0.044546
13021 | Lateral Hardening | Lateral Hardening-Fuse-93276506 | Laterals | 13213 | 0.056439 | 4 | 0 | 57002.45 | 0 | 2268.2319 | 2719.4097 | 3597.3872 | -54734.2181 | -54283.0403 | -53405.0628 | 0.039792 | 0.047707 | 0.063109 | 0.044498
5777 | Lateral Hardening | Lateral Hardening-Fuse-10428632 | Laterals | 13832 | 0.03125 | 3 | 2 | 50470.35 | 0 | 2029.6586 | 2394.7628 | 3089.2544 | -48440.6914 | -48075.5872 | -47381.0956 | 0.040215 | 0.047449 | 0.061209 | 0.044485
14390 | Lateral Hardening | Lateral Hardening-Fuse-10080908 | Laterals | 14000 | 0.077273 | 6 | 3 | 98238.42 | 0 | 3939.4444 | 4669.3841 | 6036.0023 | -94298.9756 | -93569.0359 | -92202.4177 | 0.040101 | 0.047531 | 0.061442 | 0.044464
11430 | Lateral Hardening | Lateral Hardening-Fuse-92861354 | Laterals | 13460 | 0.011742 | 3 | 2 | 50000 | 0 | 2009.6746 | 2367.812 | 3050.5409 | -47990.3254 | -47632.188 | -46949.4591 | 0.040193 | 0.047356 | 0.061011 | 0.044424
7697 | Lateral Hardening | Lateral Hardening-Fuse-60538038 | Laterals | 13983 | 0.054924 | 4 | 1 | 52437.85 | 0 | 2174.0604 | 2453.7635 | 2871.6356 | -50263.7896 | -49984.0865 | -49566.2144 | 0.04146 | 0.046794 | 0.054763 | 0.04439
4943 | Lateral Hardening | Lateral Hardening-Fuse-92680600 | Laterals | 13805 | 0.056439 | 4 | 0 | 61800.13 | 0 | 2451.1249 | 2938.6823 | 3887.4532 | -59349.0051 | -58861.4477 | -57912.6768 | 0.039662 | 0.047551 | 0.062904 | 0.044353
19507 | Lateral Hardening | Lateral Hardening-Fuse-10663255 | Laterals | 13001 | 0.097348 | 4 | 2 | 104854.22 | 0 | 4183.2883 | 4972.7224 | 6486.3492 | -100670.9317 | -99881.4976 | -98367.8708 | 0.039896 | 0.047425 | 0.061861 | 0.044351
431 | Lateral Hardening | Lateral Hardening-Fuse-92365267 | Laterals | 13431 | 0.11269 | 4 | 1 | 57747.23 | 0 | 2300.8123 | 2736.7595 | 3593.3421 | -55446.4177 | -55010.4705 | -54153.8879 | 0.039843 | 0.047392 | 0.062225 | 0.044346
6559 | Lateral Hardening | Lateral Hardening-Fuse-93277442 | Laterals | 13213 | 0.058144 | 4 | 4 | 61074.11 | 0 | 2453.4177 | 2883.2061 | 3709.7421 | -58620.6923 | -58190.9039 | -57364.3679 | 0.040171 | 0.047208 | 0.060742 | 0.044339
2431 | Lateral Hardening | Lateral Hardening-Fuse-10375143 | Laterals | 13176 | 0.058144 | 5 | 0 | 65466.49 | 0 | 2593.6568 | 3109.5654 | 4113.507 | -62872.8332 | -62356.9246 | -61352.983 | 0.039618 | 0.047499 | 0.062834 | 0.044304
15220 | Lateral Hardening | Lateral Hardening-Fuse-10465329 | Laterals | 13434 | 0.077841 | 8 | 0 | 118603.7 | 0 | 4694.3049 | 5628.057 | 7445.1084 | -113909.3951 | -112975.643 | -111158.5916 | 0.03958 | 0.047453 | 0.062773 | 0.044261
9504 | Lateral Hardening | Lateral Hardening-Fuse-60109620 | Laterals | 13511 | 0.089962 | 15 | 0 | 158968.01 | 0 | 6285.7763 | 7536.0906 | 9969.1619 | -152682.2337 | -151431.9194 | -148998.8481 | 0.039541 | 0.047406 | 0.062712 | 0.044218
9731 | Lateral Hardening | Lateral Hardening-Fuse-90445638 | Laterals | 13064 | 0.0049242 | 1 | 6 | 50000 | 0 | 2063.1546 | 2336.2302 | 2719.9265 | -47936.8454 | -47663.7698 | -47280.0735 | 0.041263 | 0.046725 | 0.054399 | 0.044215
9307 | Lateral Hardening | Lateral Hardening-Fuse-93172680 | Laterals | 13807 | 0.066667 | 4 | 0 | 87333 | 0 | 3452.5573 | 4139.3112 | 5475.7123 | -83880.4427 | -83193.6888 | -81857.2877 | 0.039533 | 0.047397 | 0.062699 | 0.044209
2025 | Lateral Hardening | Lateral Hardening-Fuse-10627080 | Laterals | 13147 | 0.091667 | 5 | 1 | 100452.02 | 0 | 3984.7194 | 4752.2009 | 6239.6702 | -96467.3006 | -95699.8191 | -94212.3498 | 0.039668 | 0.047308 | 0.062116 | 0.044205
17605 | Lateral Hardening | Lateral Hardening-Fuse-90936887 | Laterals | 13221 | 0.23788 | 19 | 0 | 408391.29 | 0 | 16139.226 | 19349.5065 | 25596.6089 | -392252.064 | -389041.7835 | -382794.6811 | 0.039519 | 0.04738 | 0.062677 | 0.044193
4401 | Lateral Hardening | Lateral Hardening-Fuse-91756821 | Laterals | 13502 | 0.073106 | 5 | 0 | 88334.3 | 0 | 3490.6673 | 4185.0018 | 5536.1543 | -84843.6327 | -84149.2982 | -82798.1457 | 0.039517 | 0.047377 | 0.062673 | 0.04419
14601 | Lateral Hardening | Lateral Hardening-Fuse-90998386 | Laterals | 13391 | 0.066667 | 4 | 2 | 97865.66 | 0 | 3891.7191 | 4624.694 | 5991.4949 | -93973.9409 | -93240.966 | -91874.1651 | 0.039766 | 0.047256 | 0.061222 | 0.044158
495 | Lateral Hardening | Lateral Hardening-Fuse-91110762 | Laterals | 13963 | 0.071023 | 6 | 1 | 164976.95 | 0 | 6790.625 | 7694.6642 | 9005.426 | -158186.325 | -157282.2858 | -155971.524 | 0.041161 | 0.046641 | 0.054586 | 0.044147
2636 | Lateral Hardening | Lateral Hardening-Fuse-10813138 | Laterals | 13341 | 0.063068 | 4 | 2 | 97566.6 | 0 | 3875.7878 | 4604.1749 | 5968.4639 | -93690.8122 | -92962.4251 | -91598.1361 | 0.039725 | 0.04719 | 0.061173 | 0.044109
14256 | Lateral Hardening | Lateral Hardening-Fuse-90525064 | Laterals | 14030 | 0.036742 | 2 | 1 | 51435.49 | 0 | 2042.0795 | 2425.4624 | 3158.5446 | -49393.4105 | -49010.0276 | -48276.9454 | 0.039702 | 0.047155 | 0.061408 | 0.044108
4385 | Lateral Hardening | Lateral Hardening-Fuse-10897240 | Laterals | 14050 | 0.081818 | 7 | 3 | 94686.18 | 0 | 3762.2659 | 4464.0306 | 5785.9795 | -90923.9141 | -90222.1494 | -88900.2005 | 0.039734 | 0.047146 | 0.061107 | 0.044095
13748 | Lateral Hardening | Lateral Hardening-Fuse-90292909 | Laterals | 13622 | 0.1322 | 11 | 0 | 214217.48 | 0 | 8444.3929 | 10124.0812 | 13392.7006 | -205773.0871 | -204093.3988 | -200824.7794 | 0.03942 | 0.047261 | 0.062519 | 0.044082
17619 | Lateral Hardening | Lateral Hardening-Fuse-90718102 | Laterals | 13813 | 0.2339 | 9 | 8 | 176374.69 | 0 | 7010.978 | 8310.0038 | 10737.4446 | -169363.712 | -168064.6862 | -165637.2454 | 0.03975 | 0.047116 | 0.060879 | 0.044073
9763 | Lateral Hardening | Lateral Hardening-Fuse-10455376 | Laterals | 13495 | 0.079924 | 7 | 5 | 173842.03 | 0 | 6925.5537 | 8168.4426 | 10523.3366 | -166916.4763 | -165673.5874 | -163318.6934 | 0.039838 | 0.046988 | 0.060534 | 0.044053
1472 | Lateral Hardening | Lateral Hardening-Fuse-10377786 | Laterals | 13184 | 0.046591 | 4 | 0 | 50000 | 0 | 1969.1194 | 2360.8002 | 3122.9985 | -48030.8806 | -47639.1998 | -46877.0015 | 0.039382 | 0.047216 | 0.06246 | 0.04404
13351 | Lateral Hardening | Lateral Hardening-Fuse-10645428 | Laterals | 13148 | 0.065341 | 5 | 1 | 53812.23 | 0 | 2126.5061 | 2536.0843 | 3329.8949 | -51685.7239 | -51276.1457 | -50482.3351 | 0.039517 | 0.047128 | 0.06188 | 0.044037
3815 | Lateral Hardening | Lateral Hardening-Fuse-10716387 | Laterals | 13959 | 0.17973 | 10 | 9 | 110683.76 | 0 | 4420.9758 | 5184.8404 | 6656.3619 | -106262.7842 | -105498.9196 | -104027.3981 | 0.039942 | 0.046844 | 0.060139 | 0.044032
11138 | Lateral Hardening | Lateral Hardening-Fuse-92915524 | Laterals | 13159 | 0.037311 | 3 | 14 | 50000 | 0 | 2023.1259 | 2335.9965 | 2867.7099 | -47976.8741 | -47664.0035 | -47132.2901 | 0.040463 | 0.04672 | 0.057354 | 0.044029
12993 | Lateral Hardening | Lateral Hardening-Fuse-92523455 | Laterals | 13340 | 0.1608 | 10 | 0 | 174459.28 | 0 | 6859.0875 | 8223.4401 | 10878.4262 | -167600.1925 | -166235.8399 | -163580.8538 | 0.039316 | 0.047137 | 0.062355 | 0.043966
7430 | Lateral Hardening | Lateral Hardening-Fuse-60018219 | Laterals | 13049 | 0.032386 | 4 | 5 | 62354.79 | 0 | 2495.1798 | 2905.9313 | 3696.4644 | -59859.6102 | -59448.8587 | -58658.3256 | 0.040016 | 0.046603 | 0.059281 | 0.043919
1394 | Lateral Hardening | Lateral Hardening-Fuse-91555684 | Laterals | 13254 | 0.1428 | 5 | 0 | 75389.7 | 0 | 2957.3163 | 3545.561 | 4690.2663 | -72432.3837 | -71844.139 | -70699.4337 | 0.039227 | 0.04703 | 0.062214 | 0.043867
14590 | Lateral Hardening | Lateral Hardening-Fuse-92219675 | Laterals | 13489 | 0.051136 | 2 | 2 | 50000 | 0 | 1980.8091 | 2337.3091 | 3010.2601 | -48019.1909 | -47662.6909 | -46989.7399 | 0.039616 | 0.046746 | 0.060205 | 0.043814
19404 | Lateral Hardening | Lateral Hardening-Fuse-10288729 | Laterals | 13678 | 0.048864 | 2 | 1 | 50000 | 0 | 1978.3152 | 2338.0965 | 3018.5088 | -48021.6848 | -47661.9035 | -46981.4912 | 0.039566 | 0.046762 | 0.06037 | 0.043805
469 | Lateral Hardening | Lateral Hardening-Fuse-10061191 | Laterals | 13071 | 0.19223 | 13 | 0 | 229153.82 | 0 | 8975.7735 | 10761.1597 | 14235.4636 | -220178.0465 | -218392.6603 | -214918.3564 | 0.039169 | 0.04696 | 0.062122 | 0.043802
15994 | Lateral Hardening | Lateral Hardening-Fuse-92652747 | Laterals | 13391 | 0.094129 | 5 | 1 | 56204.71 | 0 | 2207.1577 | 2635.8735 | 3460.4806 | -53997.5523 | -53568.8365 | -52744.2294 | 0.03927 | 0.046898 | 0.061569 | 0.043788
2256 | Lateral Hardening | Lateral Hardening-Fuse-90461511 | Laterals | 13511 | 0.054545 | 8 | 0 | 80971.23 | 0 | 3169.4363 | 3799.8741 | 5026.6859 | -77801.7937 | -77171.3559 | -75944.5441 | 0.039143 | 0.046929 | 0.06208 | 0.043772
1729 | Lateral Hardening | Lateral Hardening-Fuse-91968452 | Laterals | 13298 | 0.17273 | 9 |  | 50000 | 0 | 1957.1026 | 2346.3932 | 3103.94 | -48042.8974 | -47653.6068 | -46896.06 | 0.039142 | 0.046928 | 0.062079 | 0.043771
8259 | Lateral Hardening | Lateral Hardening-Fuse-10562357 | Laterals | 13296 | 0.066098 | 4 | 2 | 57805.19 | 0 | 2278.4956 | 2706.6993 | 3508.7367 | -55526.6944 | -55098.4907 | -54296.4533 | 0.039417 | 0.046825 | 0.060699 | 0.043767
4106 | Lateral Hardening | Lateral Hardening-Fuse-10612066 | Laterals | 13927 | 0.053977 | 4 | 4 | 52359.15 | 0 | 2082.9114 | 2434.5977 | 3110.8452 | -50276.2386 | -49924.5523 | -49248.3048 | 0.039781 | 0.046498 | 0.059414 | 0.04376
15277 | Lateral Hardening | Lateral Hardening-Fuse-10813140 | Laterals | 13341 | 0.04678 | 4 | 4 | 59621.03 | 0 | 2371.1745 | 2772.2254 | 3540.7252 | -57249.8555 | -56848.8046 | -56080.3048 | 0.039771 | 0.046497 | 0.059387 | 0.04375
14791 | Lateral Hardening | Lateral Hardening-Fuse-10477218 | Laterals | 13326 | 0.12992 | 8 | 0 | 107561.5 | 0 | 4207.9234 | 5044.9285 | 6673.7134 | -103353.5766 | -102516.5715 | -100887.7866 | 0.039121 | 0.046903 | 0.062046 | 0.043748
3594 | Lateral Hardening | Lateral Hardening-Fuse-10298289 | Laterals | 13738 | 0.11761 | 13 | 20 | 177278.4 | 0 | 7016.2247 | 8252.2109 | 10634.5333 | -170262.1753 | -169026.1891 | -166643.8667 | 0.039577 | 0.046549 | 0.059988 | 0.04371
16616 | Lateral Hardening | Lateral Hardening-Fuse-92602836 | Laterals | 13010 | 0.11402 | 9 | 0 | 108391.81 | 0 | 4236.592 | 5079.2996 | 6719.1815 | -104155.218 | -103312.5104 | -101672.6285 | 0.039086 | 0.046861 | 0.06199 | 0.043709
12717 | Lateral Hardening | Lateral Hardening-Fuse-10556643 | Laterals | 13298 | 0.20663 | 11 | 1 | 65554.27 | 0 | 2567.1571 | 3066.2377 | 4036.9165 | -62987.1129 | -62488.0323 | -61517.3535 | 0.039161 | 0.046774 | 0.061581 | 0.043687
3512 | Lateral Hardening | Lateral Hardening-Fuse-91134133 | Laterals | 14023 | 0.067424 | 4 | 1 | 50000 | 0 | 1965.2276 | 2333.6578 | 3044.5121 | -48034.7724 | -47666.3422 | -46955.4879 | 0.039305 | 0.046673 | 0.06089 | 0.043674
1001 | Lateral Hardening | Lateral Hardening-Fuse-10055018 | Laterals | 13419 | 0.12917 | 11 | 26 | 189724.43 | 0 | 7552.7845 | 8814.1805 | 11092.9393 | -182171.6455 | -180910.2495 | -178631.4907 | 0.039809 | 0.046458 | 0.058469 | 0.04367
4229 | Lateral Hardening | Lateral Hardening-Fuse-90832202 | Laterals | 13959 | 0.046402 | 3 | 1 | 52238.23 | 0 | 2049.3434 | 2437.8654 | 3200.2151 | -50188.8866 | -49800.3646 | -49038.0149 | 0.039231 | 0.046668 | 0.061262 | 0.043665
6411 | Lateral Hardening | Lateral Hardening-Fuse-90288442 | Laterals | 13807 | 0.13125 | 7 | 7 | 162896.25 | 0 | 6438.0265 | 7567.536 | 9742.8806 | -156458.2235 | -155328.714 | -153153.3694 | 0.039522 | 0.046456 | 0.05981 | 0.043631
5950 | Lateral Hardening | Lateral Hardening-Fuse-92432137 | Laterals | 13709 | 0.038447 | 2 | 2 | 51068.47 | 0 | 2028.3925 | 2362.2332 | 3009.8487 | -49040.0775 | -48706.2368 | -48058.6213 | 0.039719 | 0.046256 | 0.058938 | 0.043602
6263 | Lateral Hardening | Lateral Hardening-Fuse-92846845 | Laterals | 13786 | 0.073674 | 4 | 1 | 54504.79 | 0 | 2135.1623 | 2539.8102 | 3334.5246 | -52369.6277 | -51964.9798 | -51170.2654 | 0.039174 | 0.046598 | 0.061179 | 0.043602
11527 | Lateral Hardening | Lateral Hardening-Fuse-90475111 | Laterals | 13698 | 0.068371 | 5 | 4 | 65854.07 | 0 | 2593.2416 | 3062.605 | 3960.8403 | -63260.8284 | -62791.465 | -61893.2297 | 0.039379 | 0.046506 | 0.060146 | 0.043594
18439 | Lateral Hardening | Lateral Hardening-Fuse-10162587 | Laterals | 13031 | 0.086174 | 7 | 1 | 55543.63 | 0 | 2170.785 | 2592.3603 | 3407.1157 | -53372.845 | -52951.2697 | -52136.5143 | 0.039083 | 0.046673 | 0.061341 | 0.043585
2497 | Lateral Hardening | Lateral Hardening-Fuse-10070681 | Laterals | 13657 | 0.10398 | 6 | 2 | 105405.12 | 0 | 4126.6398 | 4911.3727 | 6442.1475 | -101278.4802 | -100493.7473 | -98962.9725 | 0.03915 | 0.046595 | 0.061118 | 0.043581
3130 | Lateral Hardening | Lateral Hardening-Fuse-92531823 | Laterals | 13479 | 0.14337 | 8 | 12 | 203026.75 | 0 | 8052.4967 | 9399.6936 | 11959.6064 | -194974.2533 | -193627.0564 | -191067.1436 | 0.039662 | 0.046298 | 0.058907 | 0.043577
3181 | Lateral Hardening | Lateral Hardening-Fuse-10714664 | Laterals | 13019 | 0.063826 | 5 | 4 | 61037.63 | 0 | 2409.3282 | 2832.8268 | 3644.0159 | -58628.3018 | -58204.8032 | -57393.6141 | 0.039473 | 0.046411 | 0.059701 | 0.043577
2099 | Lateral Hardening | Lateral Hardening-Fuse-10556670 | Laterals | 13298 | 0.28996 | 12 | 2 | 120861.8 | 0 | 4717.138 | 5634.1548 | 7408.2582 | -116144.662 | -115227.6452 | -113453.5418 | 0.039029 | 0.046617 | 0.061295 | 0.043532
8177 | Lateral Hardening | Lateral Hardening-Fuse-60409665 | Laterals | 13289 | 0.05 | 4 | 0 | 50000 | 0 | 1945.64 | 2332.6505 | 3085.7605 | -48054.36 | -47667.3495 | -46914.2395 | 0.038913 | 0.046653 | 0.061715 | 0.043515
17474 | Lateral Hardening | Lateral Hardening-Fuse-10674241 | Laterals | 13414 | 0.092045 | 6 | 0 | 51592.89 | 0 | 2005.7392 | 2404.7041 | 3181.0771 | -49587.1508 | -49188.1859 | -48411.8129 | 0.038876 | 0.046609 | 0.061657 | 0.043474
7890 | Lateral Hardening | Lateral Hardening-Fuse-90043934 | Laterals | 13031 | 0.057197 | 3 | 2 | 50000 | 0 | 2027.0627 | 2296.5056 | 2683.2118 | -47972.9373 | -47703.4944 | -47316.7882 | 0.040541 | 0.04593 | 0.053664 | 0.04347
18223 | Lateral Hardening | Lateral Hardening-Fuse-93273139 | Laterals | 13815 | 0.018561 | 3 |  | 50000 | 0 | 1942.7346 | 2329.1672 | 3081.1526 | -48057.2654 | -47670.8328 | -46918.8474 | 0.038855 | 0.046583 | 0.061623 | 0.04345
2691 | Lateral Hardening | Lateral Hardening-Fuse-10710637 | Laterals | 14000 | 0.057765 | 4 | 1 | 50000 | 0 | 1953.956 | 2320.0694 | 3027.841 | -48046.044 | -47679.9306 | -46972.159 | 0.039079 | 0.046401 | 0.060557 | 0.043424
16146 | Lateral Hardening | Lateral Hardening-Fuse-91283089 | Laterals | 13910 | 0.032576 | 4 | 7 | 62370.53 | 0 | 2469.1902 | 2878.9567 | 3630.0709 | -59901.3398 | -59491.5733 | -58740.4591 | 0.039589 | 0.046159 | 0.058202 | 0.043421
18100 | Lateral Hardening | Lateral Hardening-Fuse-10626984 | Laterals | 13147 | 0.12102 | 7 | 4 | 159133.65 | 0 | 6217.4218 | 7381.4588 | 9595.5796 | -152916.2282 | -151752.1912 | -149538.0704 | 0.03907 | 0.046385 | 0.060299 | 0.043388
12002 | Lateral Hardening | Lateral Hardening-Fuse-10070732 | Laterals | 13984 | 0.073864 | 4 | 2 | 98463.78 | 0 | 3847.371 | 4569.1192 | 5925.2327 | -94616.409 | -93894.6608 | -92538.5473 | 0.039074 | 0.046404 | 0.060177 | 0.043383
8458 | Lateral Hardening | Lateral Hardening-Fuse-10657026 | Laterals | 13098 | 0.042424 | 4 | 1 | 95342.26 | 0 | 3718.1451 | 4414.1769 | 5761.3862 | -91624.1149 | -90928.0831 | -89580.8738 | 0.038998 | 0.046298 | 0.060428 | 0.043331
6269 | Lateral Hardening | Lateral Hardening-Fuse-92835892 | Laterals | 13325 | 0.053598 | 7 | 0 | 50000 | 0 | 1933.9301 | 2318.6114 | 3067.1888 | -48066.0699 | -47681.3886 | -46932.8112 | 0.038679 | 0.046372 | 0.061344 | 0.043253
416 | Lateral Hardening | Lateral Hardening-Fuse-10254059 | Laterals | 13678 | 0.098485 | 8 | 0 | 92280.6 | 0 | 3567.9383 | 4277.6429 | 5658.7052 | -88712.6617 | -88002.9571 | -86621.8948 | 0.038664 | 0.046355 | 0.061321 | 0.043237
3393 | Lateral Hardening | Lateral Hardening-Fuse-10715653 | Laterals | 13984 | 0.1286 | 9 | 6 | 154307.21 | 0 | 6030.0557 | 7111.5083 | 9189.4737 | -148277.1543 | -147195.7017 | -145117.7363 | 0.039078 | 0.046087 | 0.059553 | 0.043228
10487 | Lateral Hardening | Lateral Hardening-Fuse-60642642 | Laterals | 13808 | 0.085985 | 8 | 47 | 311895.71 | 0 | 12553.253 | 14235.9856 | 16792.6558 | -299342.457 | -297659.7244 | -295103.0542 | 0.040248 | 0.045643 | 0.053841 | 0.043226
8636 | Lateral Hardening | Lateral Hardening-Fuse-90941517 | Laterals | 13927 | 0.1125 | 6 | 6 | 109534.74 | 0 | 4288.5715 | 5040.9854 | 6479.4804 | -105246.1685 | -104493.7546 | -103055.2596 | 0.039153 | 0.046022 | 0.059155 | 0.043214
3791 | Lateral Hardening | Lateral Hardening-Fuse-92197157 | Laterals | 13330 | 0.044697 | 2 | 3 | 50000 | 0 | 1969.697 | 2297.9507 | 2889.8237 | -48030.303 | -47702.0493 | -47110.1763 | 0.039394 | 0.045959 | 0.057796 | 0.043204
14118 | Lateral Hardening | Lateral Hardening-Fuse-92846904 | Laterals | 13011 | 0.066856 | 4 | 4 | 61798.15 | 0 | 2410.5311 | 2847.6263 | 3683.1825 | -59387.6189 | -58950.5237 | -58114.9675 | 0.039007 | 0.046079 | 0.0596 | 0.043188
13082 | Lateral Hardening | Lateral Hardening-Fuse-91474560 | Laterals | 14306 | 0.078788 | 6 | 1 | 166184.4 | 0 | 6697.2845 | 7563.9085 | 8878.9086 | -159487.1155 | -158620.4915 | -157305.4914 | 0.0403 | 0.045515 | 0.053428 | 0.043178
5588 | Lateral Hardening | Lateral Hardening-Fuse-92122410 | Laterals | 13020 | 0.04678 | 4 | 0 | 71984.65 | 0 | 2779.2132 | 3332.0312 | 4407.7971 | -69205.4368 | -68652.6188 | -67576.8529 | 0.038608 | 0.046288 | 0.061232 | 0.043175
8012 | Lateral Hardening | Lateral Hardening-Fuse-10793105 | Laterals | 13470 | 0.25473 | 16 | 12 | 277054.47 | 0 | 10817.8506 | 12752.1262 | 16422.7452 | -266236.6194 | -264302.3438 | -260631.7248 | 0.039046 | 0.046028 | 0.059276 | 0.043163
4831 | Lateral Hardening | Lateral Hardening-Fuse-93320239 | Laterals | 13723 | 0.015152 | 3 | 2 | 50000 | 0 | 1952.8268 | 2299.2855 | 2962.7138 | -48047.1732 | -47700.7145 | -47037.2862 | 0.039057 | 0.045986 | 0.059254 | 0.043155
396 | Lateral Hardening | Lateral Hardening-Fuse-90688070 | Laterals | 13177 | 0.052273 | 8 | 13 | 91517.49 | 0 | 3596.6835 | 4192.2141 | 5328.9734 | -87920.8065 | -87325.2759 | -86188.5166 | 0.039301 | 0.045808 | 0.058229 | 0.043146
290 | Lateral Hardening | Lateral Hardening-Fuse-90296980 | Laterals | 13724 | 0.14527 | 4 | 4 | 64384.51 | 0 | 2508.592 | 2963.4683 | 3833.015 | -61875.918 | -61421.0417 | -60551.495 | 0.038963 | 0.046028 | 0.059533 | 0.043139
11697 | Lateral Hardening | Lateral Hardening-Fuse-90434264 | Laterals | 13655 | 0.055492 | 5 | 1 | 52993.75 | 0 | 2050.9643 | 2444.935 | 3210.6593 | -50942.7857 | -50548.815 | -49783.0907 | 0.038702 | 0.046136 | 0.060586 | 0.043121
18370 | Lateral Hardening | Lateral Hardening-Fuse-60272745 | Laterals | 13687 | 0.10379 | 7 | 1 | 57007.45 | 0 | 2204.0616 | 2629.607 | 3452.41 | -54803.3884 | -54377.843 | -53555.04 | 0.038663 | 0.046127 | 0.060561 | 0.043092
19193 | Lateral Hardening | Lateral Hardening-Fuse-60021600 | Laterals | 13004 | 0.063258 | 1 | 4 | 50000 | 0 | 1988.5178 | 2277.1604 | 2767.4967 | -48011.4822 | -47722.8396 | -47232.5033 | 0.03977 | 0.045543 | 0.05535 | 0.04306
865 | Lateral Hardening | Lateral Hardening-Fuse-10671291 | Laterals | 13389 | 0.078409 | 8 | 0 | 59724.21 | 0 | 2296.1104 | 2752.8336 | 3641.6022 | -57428.0996 | -56971.3764 | -56082.6078 | 0.038445 | 0.046092 | 0.060974 | 0.042992
16304 | Lateral Hardening | Lateral Hardening-Fuse-92951194 | Laterals | 13089 | 0.066667 | 9 | 18 | 188460.23 | 0 | 7375.2665 | 8604.7603 | 10881.7888 | -181084.9635 | -179855.4697 | -177578.4412 | 0.039134 | 0.045658 | 0.057741 | 0.042952
17571 | Lateral Hardening | Lateral Hardening-Fuse-90104283 | Laterals | 13962 | 0.042614 | 2 | 2 | 51414.75 | 0 | 2008.789 | 2346.9283 | 2986.643 | -49405.961 | -49067.8217 | -48428.107 | 0.03907 | 0.045647 | 0.058089 | 0.042945
17314 | Lateral Hardening | Lateral Hardening-Fuse-10580681 | Laterals | 13105 | 0.024242 | 3 | 2 | 80736.2 | 0 | 3122.9159 | 3706.0788 | 4796.6018 | -77613.2841 | -77030.1212 | -75939.5982 | 0.03868 | 0.045904 | 0.059411 | 0.04292
19457 | Lateral Hardening | Lateral Hardening-Fuse-60622767 | Laterals | 13668 | 0.031629 | 3 | 1 | 51010.51 | 0 | 1966.6694 | 2339.5177 | 3071.1129 | -49043.8406 | -48670.9923 | -47939.3971 | 0.038554 | 0.045863 | 0.060205 | 0.042912
17542 | Lateral Hardening | Lateral Hardening-Fuse-92174636 | Laterals | 13199 | 0.036742 | 1 | 3 | 50000 | 0 | 2006.0542 | 2263.2764 | 2628.7013 | -47993.9458 | -47736.7236 | -47371.2987 | 0.040121 | 0.045266 | 0.052574 | 0.04291
18374 | Lateral Hardening | Lateral Hardening-Fuse-10679322 | Laterals | 13807 | 0.062121 | 4 | 1 | 89119.22 | 0 | 3439.2098 | 4083.6158 | 5329.3835 | -85680.0102 | -85035.6042 | -83789.8365 | 0.038591 | 0.045822 | 0.059801 | 0.042881
660 | Lateral Hardening | Lateral Hardening-Fuse-92643890 | Laterals | 13390 | 0.056439 | 3 | 2 | 50000 | 0 | 1947.3733 | 2275.0523 | 2919.1775 | -48052.6267 | -47724.9477 | -47080.8225 | 0.038947 | 0.045501 | 0.058384 | 0.042857
9871 | Lateral Hardening | Lateral Hardening-Fuse-10605200 | Laterals | 13924 | 0.096402 | 7 | 1 | 140858.77 | 0 | 5410.954 | 6462.5461 | 8503.7552 | -135447.816 | -134396.2239 | -132355.0148 | 0.038414 | 0.04588 | 0.060371 | 0.042849
13586 | Lateral Hardening | Lateral Hardening-Fuse-10087615 | Laterals | 13389 | 0.07197 | 4 | 1 | 53854.45 | 0 | 2154.8575 | 2428.4664 | 2850.6406 | -51699.5925 | -51425.9836 | -51003.8094 | 0.040013 | 0.045093 | 0.052932 | 0.042829
13722 | Lateral Hardening | Lateral Hardening-Fuse-91578998 | Laterals | 13312 | 0.1108 | 14 | 0 | 162207.51 | 0 | 6212.0598 | 7447.711 | 9852.2484 | -155995.4502 | -154759.799 | -152355.2616 | 0.038297 | 0.045915 | 0.060739 | 0.042826
1994 | Lateral Hardening | Lateral Hardening-Fuse-90821472 | Laterals | 13787 | 0.038447 | 3 | 1 | 99450.4 | 0 | 3825.0428 | 4557.2136 | 5959.3409 | -95625.3572 | -94893.1864 | -93491.0591 | 0.038462 | 0.045824 | 0.059923 | 0.042817
1871 | Lateral Hardening | Lateral Hardening-Fuse-91269313 | Laterals | 13296 | 0.011742 | 3 | 2 | 50000 | 0 | 1927.3731 | 2288.1599 | 2979.3612 | -48072.6269 | -47711.8401 | -47020.6388 | 0.038547 | 0.045763 | 0.059587 | 0.042816
13065 | Lateral Hardening | Lateral Hardening-Fuse-60117210 | Laterals | 13089 | 0.045644 | 4 | 17 | 114478.81 | 0 | 4495.5262 | 5198.5946 | 6445.0757 | -109983.2838 | -109280.2154 | -108033.7343 | 0.03927 | 0.045411 | 0.056299 | 0.042815
7022 | Lateral Hardening | Lateral Hardening-Fuse-92659372 | Laterals | 13785 | 0.019697 | 3 | 1 | 50000 | 0 | 1924.0957 | 2285.8903 | 2973.6674 | -48075.9043 | -47714.1097 | -47026.3326 | 0.038482 | 0.045718 | 0.059473 | 0.042752
6462 | Lateral Hardening | Lateral Hardening-Fuse-91230995 | Laterals | 13924 | 0.075379 | 3 | 0 | 54646.45 | 0 | 2088.711 | 2504.1801 | 3312.6694 | -52557.739 | -52142.2699 | -51333.7806 | 0.038222 | 0.045825 | 0.06062 | 0.042743
10582 | Lateral Hardening | Lateral Hardening-Fuse-60025455 | Laterals | 13236 | 0.085985 | 6 | 1 | 91102.46 | 0 | 3495.4972 | 4158.9626 | 5456.51 | -87606.9628 | -86943.4974 | -85645.95 | 0.038369 | 0.045651 | 0.059894 | 0.042706
13731 | Lateral Hardening | Lateral Hardening-Fuse-10084365 | Laterals | 13204 | 0.098106 | 8 | 17 | 154989.82 | 0 | 6025.4142 | 7044.3406 | 8882.6583 | -148964.4058 | -147945.4794 | -146107.1617 | 0.038876 | 0.04545 | 0.057311 | 0.042692
8519 | Lateral Hardening | Lateral Hardening-Fuse-90308381 | Laterals | 13924 | 0.081439 | 4 | 1 | 50711.45 | 0 | 1948.2841 | 2312.463 | 3018.386 | -48763.1659 | -48398.987 | -47693.064 | 0.038419 | 0.0456 | 0.059521 | 0.042684
825 | Lateral Hardening | Lateral Hardening-Fuse-90928013 | Laterals | 13648 | 0.1108 | 7 | 0 | 57589.83 | 0 | 2196.7719 | 2633.7355 | 3484.0525 | -55393.0581 | -54956.0945 | -54105.7775 | 0.038145 | 0.045733 | 0.060498 | 0.042657
852 | Lateral Hardening | Lateral Hardening-Fuse-10516417 | Laterals | 13797 | 0.042235 | 6 | 0 | 51891.95 | 0 | 1979.1165 | 2372.7858 | 3138.8537 | -49912.8335 | -49519.1642 | -48753.0963 | 0.038139 | 0.045726 | 0.060488 | 0.04265
11642 | Lateral Hardening | Lateral Hardening-Fuse-60069964 | Laterals | 13046 | 0.055303 | 5 | 12 | 131782.58 | 0 | 5138.1444 | 5974.4495 | 7449.884 | -126644.4356 | -125808.1305 | -124332.696 | 0.03899 | 0.045336 | 0.056532 | 0.042648
3608 | Lateral Hardening | Lateral Hardening-Fuse-10627090 | Laterals | 13657 | 0.13712 | 7 | 3 | 99790.94 | 0 | 3822.6894 | 4550.1236 | 5946.4239 | -95968.2506 | -95240.8164 | -93844.5161 | 0.038307 | 0.045597 | 0.059589 | 0.042622
14176 | Lateral Hardening | Lateral Hardening-Fuse-90135503 | Laterals | 14124 | 0.12064 | 7 |  | 98930.24 | 0 | 3770.0915 | 4520.0067 | 5979.3175 | -95160.1485 | -94410.2333 | -92950.9225 | 0.038109 | 0.045689 | 0.06044 | 0.042616
18373 | Lateral Hardening | Lateral Hardening-Fuse-92015610 | Laterals | 13772 | 0.013636 | 1 | 3 | 50000 | 0 | 1986.6568 | 2250.8545 | 2622.9671 | -48013.3432 | -47749.1455 | -47377.0329 | 0.039733 | 0.045017 | 0.052459 | 0.042591
11107 | Lateral Hardening | Lateral Hardening-Fuse-10391687 | Laterals | 13546 | 0.0098485 | 5 | 0 | 78498 | 0 | 2985.0411 | 3578.8007 | 4734.2376 | -75512.9589 | -74919.1993 | -73763.7624 | 0.038027 | 0.045591 | 0.06031 | 0.042525
15794 | Lateral Hardening | Lateral Hardening-Fuse-92645461 | Laterals | 13325 | 0.12519 | 15 | 0 | 173399.65 | 0 | 6590.8025 | 7901.7901 | 10452.9297 | -166808.8475 | -165497.8599 | -162946.7203 | 0.038009 | 0.04557 | 0.060282 | 0.042505
14251 | Lateral Hardening | Lateral Hardening-Fuse-60530431 | Laterals | 14000 | 0.062121 | 9 | 1 | 53544.65 | 0 | 2036.7786 | 2434.4044 | 3206.9697 | -51507.8714 | -51110.2456 | -50337.6803 | 0.038039 | 0.045465 | 0.059893 | 0.042452
14707 | Lateral Hardening | Lateral Hardening-Fuse-90744093 | Laterals | 13126 | 0.07178 | 5 | 0 | 242061.35 | 0 | 9187.771 | 11015.3259 | 14571.6888 | -232873.579 | -231046.0241 | -227489.6612 | 0.037956 | 0.045506 | 0.060198 | 0.042446
5986 | Lateral Hardening | Lateral Hardening-Fuse-92619318 | Laterals | 13805 | 0.11496 | 4 | 4 | 109739.36 | 0 | 4219.1239 | 4958.2277 | 6379.6154 | -105520.2361 | -104781.1323 | -103359.7446 | 0.038447 | 0.045182 | 0.058134 | 0.042436
7701 | Lateral Hardening | Lateral Hardening-Fuse-10626991 | Laterals | 13657 | 0.13049 | 7 | 3 | 169747.28 | 0 | 6470.3109 | 7701.5711 | 10064.9588 | -163276.9691 | -162045.7089 | -159682.3212 | 0.038117 | 0.045371 | 0.059294 | 0.042411
10777 | Lateral Hardening | Lateral Hardening-Fuse-92629774 | Laterals | 13303 | 0.059848 | 4 | 2 | 52847.09 | 0 | 2022.7456 | 2390.9332 | 3089.4541 | -50824.3444 | -50456.1568 | -49757.6359 | 0.038275 | 0.045242 | 0.05846 | 0.042384
6948 | Lateral Hardening | Lateral Hardening-Fuse-92734222 | Laterals | 13070 | 0.069129 | 5 | 3 | 97561.6 | 0 | 3733.8397 | 4408.904 | 5697.4027 | -93827.7603 | -93152.696 | -91864.1973 | 0.038272 | 0.045191 | 0.058398 | 0.04236
10955 | Lateral Hardening | Lateral Hardening-Fuse-90261018 | Laterals | 13656 | 0.086364 | 5 | 2 | 55050.69 | 0 | 2099.0669 | 2493.9818 | 3232.6471 | -52951.6231 | -52556.7082 | -51818.0429 | 0.03813 | 0.045303 | 0.058721 | 0.042341
14813 | Lateral Hardening | Lateral Hardening-Fuse-92227062 | Laterals | 13787 | 0.020833 | 3 | 6 | 57973.33 | 0 | 2226.0762 | 2602.0862 | 3310.9521 | -55747.2538 | -55371.2438 | -54662.3779 | 0.038398 | 0.044884 | 0.057112 | 0.042215
14510 | Lateral Hardening | Lateral Hardening-Fuse-10745486 | Laterals | 13431 | 0.05625 | 5 | 3 | 100929.96 | 0 | 3840.3514 | 4555.5592 | 5893.9321 | -97089.6086 | -96374.4008 | -95036.0279 | 0.03805 | 0.045136 | 0.058396 | 0.04221
7652 | Lateral Hardening | Lateral Hardening-Fuse-91818921 | Laterals | 13398 | 0.038068 | 4 | 0 | 78409.08 | 0 | 2959.2041 | 3547.8244 | 4693.2604 | -75449.8759 | -74861.2556 | -73715.8196 | 0.037741 | 0.045248 | 0.059856 | 0.042204
13958 | Lateral Hardening | Lateral Hardening-Fuse-91756176 | Laterals | 13442 | 0.019508 | 5 | 3 | 53424.47 | 0 | 2041.8186 | 2400.3025 | 3091.7965 | -51382.6514 | -51024.1675 | -50332.6735 | 0.038219 | 0.044929 | 0.057872 | 0.042197
2901 | Lateral Hardening | Lateral Hardening-Fuse-10075306 | Laterals | 13656 | 0.082197 | 3 | 3 | 50774.41 | 0 | 1949.9694 | 2270.6239 | 2888.9087 | -48824.4406 | -48503.7861 | -47885.5013 | 0.038405 | 0.04472 | 0.056897 | 0.042148
7994 | Lateral Hardening | Lateral Hardening-Fuse-90816680 | Laterals | 13509 | 0.025189 | 4 |  | 80883.45 | 0 | 3047.4899 | 3653.6712 | 4833.2806 | -77835.9601 | -77229.7788 | -76050.1694 | 0.037678 | 0.045172 | 0.059756 | 0.042134
2911 | Lateral Hardening | Lateral Hardening-Fuse-10573751 | Laterals | 13443 | 0.043371 | 3 | 0 | 55916.39 | 0 | 2106.2119 | 2525.1621 | 3340.4256 | -53810.1781 | -53391.2279 | -52575.9644 | 0.037667 | 0.04516 | 0.05974 | 0.042122
2979 | Lateral Hardening | Lateral Hardening-Fuse-92425933 | Laterals | 13651 | 0.066477 | 4 | 7 | 50000 | 0 | 1919.5273 | 2239.2288 | 2818.2371 | -48080.4727 | -47760.7712 | -47181.7629 | 0.038391 | 0.044785 | 0.056365 | 0.042106
6341 | Lateral Hardening | Lateral Hardening-Fuse-10148006 | Laterals | 13150 | 0.064205 | 4 | 9 | 134065.98 | 0 | 5148.9857 | 5995.8042 | 7498.357 | -128916.9943 | -128070.1758 | -126567.623 | 0.038406 | 0.044723 | 0.05593 | 0.042054
15351 | Lateral Hardening | Lateral Hardening-Fuse-90099848 | Laterals | 13805 | 0.074053 | 5 | 1 | 50097.59 | 0 | 1892.8318 | 2251.3424 | 2956.4274 | -48204.7582 | -47846.2476 | -47141.1626 | 0.037783 | 0.044939 | 0.059013 | 0.042053
14522 | Lateral Hardening | Lateral Hardening-Fuse-90291850 | Laterals | 13007 | 0.091856 | 9 | 0 | 168216.45 | 0 | 6323.8599 | 7581.7494 | 10029.562 | -161892.5901 | -160634.7006 | -158186.888 | 0.037594 | 0.045071 | 0.059623 | 0.04204
2463 | Lateral Hardening | Lateral Hardening-Fuse-90397948 | Laterals | 13583 | 0.033144 | 3 | 1 | 50000 | 0 | 1891.4091 | 2246.3637 | 2924.1044 | -48108.5909 | -47753.6363 | -47075.8956 | 0.037828 | 0.044927 | 0.058482 | 0.042023
18039 | Lateral Hardening | Lateral Hardening-Fuse-60050458 | Laterals | 13504 | 0.077841 | 7 | 0 | 133289.41 | 0 | 5007.9809 | 6004.1268 | 7942.5946 | -128281.4291 | -127285.2832 | -125346.8154 | 0.037572 | 0.045046 | 0.059589 | 0.042016
17150 | Lateral Hardening | Lateral Hardening-Fuse-93241914 | Laterals | 13114 | 0.06572 | 9 |  | 50000 | 0 | 1876.9704 | 2250.3217 | 2976.8513 | -48123.0296 | -47749.6783 | -47023.1487 | 0.037539 | 0.045006 | 0.059537 | 0.041979
7234 | Lateral Hardening | Lateral Hardening-Fuse-10897206 | Laterals | 14050 | 0.055682 | 5 | 6 | 68220.81 | 0 | 2602.6815 | 3042.1943 | 3883.7026 | -65618.1285 | -65178.6157 | -64337.1074 | 0.038151 | 0.044593 | 0.056928 | 0.041961
19756 | Lateral Hardening | Lateral Hardening-Fuse-10650524 | Laterals | 13391 | 0.063447 | 5 | 1 | 50000 | 0 | 1882.6638 | 2241.8316 | 2938.1642 | -48117.3362 | -47758.1684 | -47061.8358 | 0.037653 | 0.044837 | 0.058763 | 0.041919
14691 | Lateral Hardening | Lateral Hardening-Fuse-90445774 | Laterals | 13584 | 0.11458 | 5 | 0 | 90306.88 | 0 | 3382.8653 | 4055.7567 | 5365.1817 | -86924.0147 | -86251.1233 | -84941.6983 | 0.03746 | 0.044911 | 0.059411 | 0.04189
2095 | Lateral Hardening | Lateral Hardening-Fuse-10758595 | Laterals | 13422 | 0.049242 | 4 | 4 | 64264.33 | 0 | 2430.7172 | 2873.667 | 3713.049 | -61833.6128 | -61390.663 | -60551.281 | 0.037824 | 0.044716 | 0.057778 | 0.041887
18413 | Lateral Hardening | Lateral Hardening-Fuse-10722423 | Laterals | 13817 | 0.056061 | 3 | 0 | 50000 | 0 | 1872.8286 | 2245.3561 | 2970.2826 | -48127.1714 | -47754.6439 | -47029.7174 | 0.037457 | 0.044907 | 0.059406 | 0.041887
16230 | Lateral Hardening | Lateral Hardening-Fuse-60277090 | Laterals | 13785 | 0.078409 | 4 | 1 | 54898.29 | 0 | 2065.9971 | 2457.1475 | 3226.9768 | -52832.2929 | -52441.1425 | -51671.3132 | 0.037633 | 0.044758 | 0.058781 | 0.041885
13603 | Lateral Hardening | Lateral Hardening-Fuse-92686721 | Laterals | 13793 | 0.026894 | 3 | 0 | 81148.5 | 0 | 3038.8438 | 3643.3053 | 4819.568 | -78109.6562 | -77505.1947 | -76328.932 | 0.037448 | 0.044897 | 0.059392 | 0.041877
4188 | Lateral Hardening | Lateral Hardening-Fuse-60136544 | Laterals | 13832 | 0.037879 | 2 | 2 | 51021.25 | 0 | 1943.6629 | 2270.9574 | 2891.2405 | -49077.5871 | -48750.2926 | -48130.0095 | 0.038095 | 0.04451 | 0.056667 | 0.041877
6894 | Lateral Hardening | Lateral Hardening-Fuse-10320685 | Laterals | 13870 | 0.088636 | 6 | 0 | 104130.18 | 0 | 3896.5209 | 4671.5845 | 6179.8331 | -100233.6591 | -99458.5955 | -97950.3469 | 0.03742 | 0.044863 | 0.059347 | 0.041845
18794 | Lateral Hardening | Lateral Hardening-Fuse-92626570 | Laterals | 13815 | 0.069697 | 4 | 1 | 64003.73 | 0 | 2405.915 | 2861.7765 | 3757.4884 | -61597.815 | -61141.9535 | -60246.2416 | 0.03759 | 0.044713 | 0.058707 | 0.041839
12695 | Lateral Hardening | Lateral Hardening-Fuse-10402244 | Laterals | 13592 | 0.022917 | 2 | 12 | 50000 | 0 | 1921.7023 | 2218.0204 | 2718.9303 | -48078.2977 | -47781.9796 | -47281.0697 | 0.038434 | 0.04436 | 0.054379 | 0.041806
13890 | Lateral Hardening | Lateral Hardening-Fuse-10148042 | Laterals | 13150 | 0.085038 | 8 | 0 | 85712.68 | 0 | 3203.7004 | 3840.9539 | 5081.0285 | -82508.9796 | -81871.7261 | -80631.6515 | 0.037377 | 0.044812 | 0.05928 | 0.041798
14526 | Lateral Hardening | Lateral Hardening-Fuse-91493439 | Laterals | 13222 | 0.036742 | 4 | 0 | 82679.9 | 0 | 3090.1341 | 3704.7979 | 4900.9137 | -79589.7659 | -78975.1021 | -77778.9863 | 0.037375 | 0.044809 | 0.059276 | 0.041795
11257 | Lateral Hardening | Lateral Hardening-Fuse-10650552 | Laterals | 13391 | 0.043371 | 2 | 1 | 50000 | 0 | 1887.4064 | 2230.6548 | 2879.8004 | -48112.5936 | -47769.3452 | -47120.1996 | 0.037748 | 0.044613 | 0.057596 | 0.041792
16767 | Lateral Hardening | Lateral Hardening-Fuse-92056734 | Laterals | 13299 | 0.024621 | 5 | 3 | 50000 | 0 | 1883.1928 | 2233.8032 | 2891.2631 | -48116.8072 | -47766.1968 | -47108.7369 | 0.037664 | 0.044676 | 0.057825 | 0.041784
7270 | Lateral Hardening | Lateral Hardening-Fuse-10635987 | Laterals | 13722 | 0.084659 | 3 | 2 | 54909.03 | 0 | 2083.4467 | 2437.3377 | 3128.825 | -52825.5833 | -52471.6923 | -51780.205 | 0.037944 | 0.044389 | 0.056982 | 0.041781
13813 | Lateral Hardening | Lateral Hardening-Fuse-90693945 | Laterals | 13797 | 0.026515 | 3 | 1 | 54515.53 | 0 | 2126.2795 | 2397.1316 | 2817.1025 | -52389.2505 | -52118.3984 | -51698.4275 | 0.039003 | 0.043972 | 0.051675 | 0.041761
6869 | Lateral Hardening | Lateral Hardening-Fuse-10487590 | Laterals | 13460 | 0.0051136 | 3 |  | 50000 | 0 | 1866.7618 | 2238.0825 | 2960.6606 | -48133.2382 | -47761.9175 | -47039.3394 | 0.037335 | 0.044762 | 0.059213 | 0.041751
7174 | Lateral Hardening | Lateral Hardening-Fuse-10122231 | Laterals | 13059 | 0.076136 | 6 | 7 | 113863.98 | 0 | 4321.3196 | 5052.3311 | 6439.491 | -109542.6604 | -108811.6489 | -107424.489 | 0.037952 | 0.044372 | 0.056554 | 0.041738
2699 | Lateral Hardening | Lateral Hardening-Fuse-92629689 | Laterals | 13813 | 0.12235 | 9 | 2 | 62479.97 | 0 | 2340.8667 | 2789.4846 | 3663.3417 | -60139.1033 | -59690.4854 | -58816.6283 | 0.037466 | 0.044646 | 0.058632 | 0.041737
17315 | Lateral Hardening | Lateral Hardening-Fuse-90835311 | Laterals | 13130 | 0.017992 | 1 | 1 | 50000 | 0 | 1945.7474 | 2198.9194 | 2555.8011 | -48054.2526 | -47801.0806 | -47444.1989 | 0.038915 | 0.043978 | 0.051116 | 0.041654
7321 | Lateral Hardening | Lateral Hardening-Fuse-93327203 | Laterals | 13722 | 0.11894 | 7 | 2 | 160127.25 | 0 | 5986.173 | 7122.347 | 9347.1786 | -154141.077 | -153004.903 | -150780.0714 | 0.037384 | 0.044479 | 0.058373 | 0.041611
19227 | Lateral Hardening | Lateral Hardening-Fuse-90963046 | Laterals | 13303 | 0.089394 | 6 | 1 | 104193.14 | 0 | 4043.8721 | 4557.6864 | 5414.8766 | -100149.2679 | -99635.4536 | -98778.2634 | 0.038811 | 0.043743 | 0.05197 | 0.041607
3457 | Lateral Hardening | Lateral Hardening-Fuse-91566394 | Laterals | 13044 | 0.024621 | 1 | 14 | 50000 | 0 | 1930.2757 | 2205.3997 | 2603.7414 | -48069.7243 | -47794.6003 | -47396.2586 | 0.038606 | 0.044108 | 0.052075 | 0.041603
16078 | Lateral Hardening | Lateral Hardening-Fuse-10767784 | Laterals | 14197 | 0.14451 | 10 | 0 | 239939.24 | 0 | 8919.3933 | 10693.5647 | 14146.0452 | -231019.8467 | -229245.6753 | -225793.1948 | 0.037174 | 0.044568 | 0.058957 | 0.04157
16045 | Lateral Hardening | Lateral Hardening-Fuse-91697831 | Laterals | 13835 | 0.050947 | 4 | 0 | 50000 | 0 | 1858.2962 | 2227.933 | 2947.2343 | -48141.7038 | -47772.067 | -47052.7657 | 0.037166 | 0.044559 | 0.058945 | 0.041562
7220 | Lateral Hardening | Lateral Hardening-Fuse-91760794 | Laterals | 13420 | 0.048485 | 4 | 33 | 87272.69 | 0 | 3374.6062 | 3831.9035 | 4499.1129 | -83898.0838 | -83440.7865 | -82773.5771 | 0.038667 | 0.043907 | 0.051552 | 0.041528
18001 | Lateral Hardening | Lateral Hardening-Fuse-91265107 | Laterals | 13679 | 0.051136 | 4 | 0 | 50000 | 0 | 1856.69 | 2226.0073 | 2944.687 | -48143.31 | -47773.9927 | -47055.313 | 0.037134 | 0.04452 | 0.058894 | 0.041526
7287 | Lateral Hardening | Lateral Hardening-Fuse-10277739 | Laterals | 13669 | 0.066667 | 5 | 1 | 133440.23 | 0 | 4973.5067 | 5922.3344 | 7761.8633 | -128466.7233 | -127517.8956 | -125678.3667 | 0.037271 | 0.044382 | 0.058167 | 0.041494
19104 | Lateral Hardening | Lateral Hardening-Fuse-92417553 | Laterals | 13422 | 0.11648 | 4 | 1 | 58062.03 | 0 | 2164.491 | 2574.6087 | 3380.4394 | -55897.539 | -55487.4213 | -54681.5906 | 0.037279 | 0.044342 | 0.058221 | 0.041492
17625 | Lateral Hardening | Lateral Hardening-Fuse-93237160 | Laterals | 13696 | 0.023106 | 3 | 4 | 57653.53 | 0 | 2176.3044 | 2542.0839 | 3234.9132 | -55477.2256 | -55111.4461 | -54418.6168 | 0.037748 | 0.044092 | 0.05611 | 0.041487
15699 | Lateral Hardening | Lateral Hardening-Fuse-91750941 | Laterals | 13371 | 0.067614 | 4 | 11 | 128875.68 | 0 | 4889.3331 | 5677.7256 | 7066.9639 | -123986.3469 | -123197.9544 | -121808.7161 | 0.037938 | 0.044056 | 0.054836 | 0.041463
11408 | Lateral Hardening | Lateral Hardening-Fuse-10650589 | Laterals | 13391 | 0.068939 | 7 | 1 | 101984.54 | 0 | 3788.6978 | 4525.0125 | 5954.2474 | -98195.8422 | -97459.5275 | -96030.2926 | 0.03715 | 0.04437 | 0.058384 | 0.041439
9133 | Lateral Hardening | Lateral Hardening-Fuse-93082906 | Laterals | 13293 | 0.046402 | 5 | 0 | 79704.88 | 0 | 2952.4362 | 3539.7102 | 4682.5265 | -76752.4438 | -76165.1698 | -75022.3535 | 0.037042 | 0.04441 | 0.058748 | 0.041423
878 | Lateral Hardening | Lateral Hardening-Fuse-60324372 | Laterals | 13298 | 0.041667 | 4 | 1 | 51844.73 | 0 | 1928.8182 | 2293.9969 | 3012.7107 | -49915.9118 | -49550.7331 | -48832.0193 | 0.037204 | 0.044247 | 0.05811 | 0.041408
14002 | Lateral Hardening | Lateral Hardening-Fuse-93220431 | Laterals | 13459 | 0.26004 | 11 | 2 | 144130.22 | 0 | 5351.7947 | 6390.7279 | 8391.883 | -138778.4253 | -137739.4921 | -135738.337 | 0.037132 | 0.04434 | 0.058224 | 0.041403
9551 | Lateral Hardening | Lateral Hardening-Fuse-10762860 | Laterals | 13815 | 0.067803 | 2 | 2 | 57946.85 | 0 | 2167.4607 | 2557.8696 | 3299.991 | -55779.3893 | -55388.9804 | -54646.859 | 0.037404 | 0.044142 | 0.056949 | 0.04138
4034 | Lateral Hardening | Lateral Hardening-Fuse-90104823 | Laterals | 13224 | 0.031439 | 5 | 0 | 99376.7 | 0 | 3675.6541 | 4406.7847 | 5829.5411 | -95701.0459 | -94969.9153 | -93547.1589 | 0.036987 | 0.044344 | 0.058661 | 0.041362
631 | Lateral Hardening | Lateral Hardening-Fuse-60646569 | Laterals | 13787 | 0.052462 | 4 | 3 | 100615.16 | 0 | 3756.8858 | 4439.9742 | 5743.8105 | -96858.2742 | -96175.1858 | -94871.3495 | 0.037339 | 0.044128 | 0.057087 | 0.041351
13208 | Lateral Hardening | Lateral Hardening-Fuse-92321581 | Laterals | 13359 | 0.037311 | 4 | 7 | 82768.25 | 0 | 3106.1623 | 3632.8416 | 4659.9608 | -79662.0877 | -79135.4084 | -78108.2892 | 0.037528 | 0.043892 | 0.056301 | 0.041315
13025 | Lateral Hardening | Lateral Hardening-Fuse-10635995 | Laterals | 13388 | 0.062879 | 4 | 2 | 93112.18 | 0 | 3470.1174 | 4106.4642 | 5309.7697 | -89642.0626 | -89005.7158 | -87802.4103 | 0.037268 | 0.044102 | 0.057026 | 0.041294
18737 | Lateral Hardening | Lateral Hardening-Fuse-10087591 | Laterals | 13389 | 0.064583 | 3 | 0 | 50000 | 0 | 1843.9127 | 2210.6885 | 2924.4223 | -48156.0873 | -47789.3115 | -47075.5777 | 0.036878 | 0.044214 | 0.058488 | 0.04124
182 | Lateral Hardening | Lateral Hardening-Fuse-92631713 | Laterals | 13303 | 0.055114 | 5 | 5 | 100326.84 | 0 | 3854.3319 | 4375.0847 | 5122.9975 | -96472.5081 | -95951.7553 | -95203.8425 | 0.038418 | 0.043608 | 0.051063 | 0.041239
4169 | Lateral Hardening | Lateral Hardening-Fuse-60467660 | Laterals | 13146 | 0.2661 | 14 | 4 | 202326.38 | 0 | 7492.929 | 8929.8862 | 11678.9883 | -194833.451 | -193396.4938 | -190647.3917 | 0.037034 | 0.044136 | 0.057724 | 0.041233
14282 | Lateral Hardening | Lateral Hardening-Fuse-92574995 | Laterals | 13698 | 0.090341 | 6 | 6 | 119991.84 | 0 | 4462.8389 | 5286.4902 | 6831.8637 | -115529.0011 | -114705.3498 | -113159.9763 | 0.037193 | 0.044057 | 0.056936 | 0.041226
2949 | Lateral Hardening | Lateral Hardening-Fuse-92358240 | Laterals | 13148 | 0.10587 | 7 | 3 | 105053.84 | 0 | 3896.9583 | 4629.7566 | 6020.4451 | -101156.8817 | -100424.0834 | -99033.3949 | 0.037095 | 0.04407 | 0.057308 | 0.041209
12501 | Lateral Hardening | Lateral Hardening-Fuse-60090179 | Laterals | 13162 | 0.1214 | 20 | 0 | 425644.82 | 0 | 15676.2622 | 18794.4538 | 24862.3542 | -409968.5578 | -406850.3662 | -400782.4658 | 0.036829 | 0.044155 | 0.058411 | 0.041185
7753 | Lateral Hardening | Lateral Hardening-Fuse-60255244 | Laterals | 13422 | 0.17538 | 14 | 21 | 217144.99 | 0 | 8126.0586 | 9506.7642 | 12098.4789 | -209018.9314 | -207638.2258 | -205046.5111 | 0.037422 | 0.043781 | 0.055716 | 0.041159
1458 | Lateral Hardening | Lateral Hardening-Fuse-92080446 | Laterals | 14202 | 0.42348 | 17 |  | 296750 | 0 | 10921.3307 | 13093.7109 | 17321.0928 | -285828.6693 | -283656.2891 | -279428.9072 | 0.036803 | 0.044124 | 0.058369 | 0.041156
12584 | Lateral Hardening | Lateral Hardening-Fuse-10722373 | Laterals | 13817 | 0.053788 | 4 | 1 | 52852.09 | 0 | 1952.4713 | 2322.3714 | 3050.1473 | -50899.6187 | -50529.7186 | -49801.9427 | 0.036942 | 0.043941 | 0.057711 | 0.041119
19249 | Lateral Hardening | Lateral Hardening-Fuse-92141025 | Laterals | 13113 | 0.07178 | 6 | 18 | 165609.32 | 0 | 6198.7164 | 7233.5145 | 9193.7407 | -159410.6036 | -158375.8055 | -156415.5793 | 0.03743 | 0.043678 | 0.055515 | 0.041113
17295 | Lateral Hardening | Lateral Hardening-Fuse-92653844 | Laterals | 13118 | 0.045076 | 4 |  | 50000 | 0 | 1836.8811 | 2202.2581 | 2913.2702 | -48163.1189 | -47797.7419 | -47086.7298 | 0.036738 | 0.044045 | 0.058265 | 0.041083
7103 | Lateral Hardening | Lateral Hardening-Fuse-90525063 | Laterals | 14030 | 0.052462 | 2 | 1 | 52741.91 | 0 | 1947.9331 | 2313.6408 | 3012.9256 | -50793.9769 | -50428.2692 | -49728.9844 | 0.036933 | 0.043867 | 0.057126 | 0.041033
2655 | Lateral Hardening | Lateral Hardening-Fuse-90296123 | Laterals | 13815 | 0.085795 | 5 | 2 | 59442.15 | 0 | 2190.3569 | 2609.3984 | 3418.5929 | -57251.7931 | -56832.7516 | -56023.5571 | 0.036849 | 0.043898 | 0.057511 | 0.04103
11229 | Lateral Hardening | Lateral Hardening-Fuse-91901066 | Laterals | 13143 | 0.040909 | 7 | 4 | 123743.7 | 0 | 4563.8975 | 5419.6764 | 7078.9081 | -119179.8025 | -118324.0236 | -116664.7919 | 0.036882 | 0.043798 | 0.057206 | 0.040989
13931 | Lateral Hardening | Lateral Hardening-Fuse-10215655 | Laterals | 13449 | 0.098674 | 7 | 7 | 159638.07 | 0 | 5945.2956 | 6952.526 | 8888.3562 | -153692.7744 | -152685.544 | -150749.7138 | 0.037242 | 0.043552 | 0.055678 | 0.040979
10078 | Lateral Hardening | Lateral Hardening-Fuse-10705849 | Laterals | 13268 | 0.07178 | 4 | 3 | 54515.53 | 0 | 2024.2863 | 2376.7981 | 3052.3917 | -52491.2437 | -52138.7319 | -51463.1383 | 0.037132 | 0.043599 | 0.055991 | 0.040958
6475 | Lateral Hardening | Lateral Hardening-Fuse-60193324 | Laterals | 13808 | 0.11136 | 6 | 1 | 53198.37 | 0 | 1954.3572 | 2325.3053 | 3050.7732 | -51244.0128 | -50873.0647 | -50147.5968 | 0.036737 | 0.04371 | 0.057347 | 0.04089
1718 | Lateral Hardening | Lateral Hardening-Fuse-92445415 | Laterals | 13489 | 0.096212 | 7 |  | 128035.67 | 0 | 4681.0781 | 5612.1992 | 7424.1308 | -123354.5919 | -122423.4708 | -120611.5392 | 0.036561 | 0.043833 | 0.057985 | 0.040885
855 | Lateral Hardening | Lateral Hardening-Fuse-10645558 | Laterals | 13148 | 0.062311 | 5 | 5 | 109293.64 | 0 | 4028.3458 | 4761.2819 | 6156.2172 | -105265.2942 | -104532.3581 | -103137.4228 | 0.036858 | 0.043564 | 0.056327 | 0.040817
6637 | Lateral Hardening | Lateral Hardening-Fuse-10363954 | Laterals | 13096 | 0.13182 | 7 | 2 | 50000 | 0 | 1836.2502 | 2180.9374 | 2840.5629 | -48163.7498 | -47819.0626 | -47159.4371 | 0.036725 | 0.043619 | 0.056811 | 0.040802
18383 | Lateral Hardening | Lateral Hardening-Fuse-10895265 | Laterals | 13003 | 0.081818 | 5 | 0 | 66018.45 | 0 | 2408.5955 | 2887.6933 | 3820.0021 | -63609.8545 | -63130.7567 | -62198.4479 | 0.036484 | 0.043741 | 0.057863 | 0.040799
10804 | Lateral Hardening | Lateral Hardening-Fuse-92055366 | Laterals | 13340 | 0.066098 | 4 |  | 50000 | 0 | 1823.9654 | 2186.7735 | 2892.7862 | -48176.0346 | -47813.2265 | -47107.2138 | 0.036479 | 0.043735 | 0.057856 | 0.040794
6004 | Lateral Hardening | Lateral Hardening-Fuse-60334640 | Laterals | 13326 | 0.09375 | 7 |  | 91544.35 | 0 | 3339.3053 | 4003.5321 | 5296.0961 | -88205.0447 | -87540.8179 | -86248.2539 | 0.036477 | 0.043733 | 0.057853 | 0.040792
18816 | Lateral Hardening | Lateral Hardening-Fuse-60616539 | Laterals | 13815 | 0.048864 | 4 | 1 | 52442.85 | 0 | 1921.3186 | 2285.1821 | 3000.9986 | -50521.5314 | -50157.6679 | -49441.8514 | 0.036636 | 0.043575 | 0.057224 | 0.040777
12198 | Lateral Hardening | Lateral Hardening-Fuse-10556752 | Laterals | 13298 | 0.29337 | 10 | 1 | 121145.12 | 0 | 4423.2958 | 5291.2523 | 6973.1875 | -116721.8242 | -115853.8677 | -114171.9325 | 0.036512 | 0.043677 | 0.057561 | 0.040767
4245 | Lateral Hardening | Lateral Hardening-Fuse-92058361 | Laterals | 13786 | 0.11591 | 6 | 2 | 106396.74 | 0 | 3895.1354 | 4638.9152 | 6079.466 | -102501.6046 | -101757.8248 | -100317.274 | 0.03661 | 0.0436 | 0.05714 | 0.04076
16440 | Lateral Hardening | Lateral Hardening-Fuse-10737682 | Laterals | 13489 | 0.16932 | 4 | 0 | 50000 | 0 | 1822.342 | 2184.827 | 2890.2114 | -48177.658 | -47815.173 | -47109.7886 | 0.036447 | 0.043697 | 0.057804 | 0.040757
19002 | Lateral Hardening | Lateral Hardening-Fuse-92609199 | Laterals | 13390 | 0.10303 | 6 | 3 | 153206.51 | 0 | 5635.4442 | 6668.2726 | 8625.1969 | -147571.0658 | -146538.2374 | -144581.3131 | 0.036783 | 0.043525 | 0.056298 | 0.040757
5478 | Lateral Hardening | Lateral Hardening-Fuse-10629047 | Laterals | 13146 | 0.075947 | 6 | 0 | 50254.99 | 0 | 1830.9919 | 2195.1976 | 2903.93 | -48423.9981 | -48059.7924 | -47351.06 | 0.036434 | 0.043681 | 0.057784 | 0.040743
4612 | Lateral Hardening | Lateral Hardening-Fuse-60657346 | Laterals | 13754 | 0.020644 | 5 | 19 | 61887.59 | 0 | 2297.5093 | 2677.8804 | 3358.9159 | -59590.0807 | -59209.7096 | -58528.6741 | 0.037124 | 0.04327 | 0.054274 | 0.040683
8717 | Lateral Hardening | Lateral Hardening-Fuse-10136412 | Laterals | 13119 | 0.05 | 5 | 0 | 80264.43 | 0 | 2918.9839 | 3499.6039 | 4629.4717 | -77345.4461 | -76764.8261 | -75634.9583 | 0.036367 | 0.043601 | 0.057678 | 0.040668
15833 | Lateral Hardening | Lateral Hardening-Fuse-91866694 | Laterals | 13948 | 0.057386 | 5 | 16 | 107662.47 | 0 | 4000.7477 | 4648.3796 | 5807.7981 | -103661.7223 | -103014.0904 | -101854.6719 | 0.03716 | 0.043175 | 0.053945 | 0.040643
11610 | Lateral Hardening | Lateral Hardening-Fuse-90329814 | Laterals | 13236 | 0.077652 | 6 | 1 | 54835.33 | 0 | 1997.7834 | 2385.9904 | 3134.9941 | -52837.5466 | -52449.3396 | -51700.3359 | 0.036432 | 0.043512 | 0.057171 | 0.04063
12408 | Lateral Hardening | Lateral Hardening-Fuse-91837000 | Laterals | 13624 | 0.039205 | 2 | 2 | 50000 | 0 | 1849.9492 | 2154.4209 | 2745.0639 | -48150.0508 | -47845.5791 | -47254.9361 | 0.036999 | 0.043088 | 0.054901 | 0.040616
2877 | Lateral Hardening | Lateral Hardening-Fuse-60277046 | Laterals | 13807 | 0.011932 | 2 | 4 | 50000 | 0 | 1846.8645 | 2159.3799 | 2747.4579 | -48153.1355 | -47840.6201 | -47252.5421 | 0.036937 | 0.043188 | 0.054949 | 0.040614
10768 | Lateral Hardening | Lateral Hardening-Fuse-60121140 | Laterals | 13546 | 0.21174 | 14 | 0 | 241077.89 | 0 | 8754.3057 | 10495.6393 | 13884.2185 | -232323.5843 | -230582.2507 | -227193.6715 | 0.036313 | 0.043536 | 0.057592 | 0.040608
2072 | Lateral Hardening | Lateral Hardening-Fuse-90261391 | Laterals | 13656 | 0.047538 | 4 | 4 | 60192.67 | 0 | 2207.561 | 2607.8521 | 3373.0532 | -57985.109 | -57584.8179 | -56819.6168 | 0.036675 | 0.043325 | 0.056038 | 0.040606
9241 | Lateral Hardening | Lateral Hardening-Fuse-10127950 | Laterals | 13078 | 0.020455 | 4 |  | 50000 | 0 | 1815.4659 | 2176.5833 | 2879.3061 | -48184.5341 | -47823.4167 | -47120.6939 | 0.036309 | 0.043532 | 0.057586 | 0.040604
8026 | Lateral Hardening | Lateral Hardening-Fuse-92951089 | Laterals | 13195 | 0.2 | 23 | 0 | 523047.85 | 0 | 18962.6162 | 22734.5019 | 30074.4701 | -504085.2338 | -500313.3481 | -492973.3799 | 0.036254 | 0.043465 | 0.057499 | 0.040542
7054 | Lateral Hardening | Lateral Hardening-Fuse-10627070 | Laterals | 13147 | 0.044129 | 3 | 2 | 50000 | 0 | 1831.4491 | 2161.7141 | 2786.6964 | -48168.5509 | -47838.2859 | -47213.3036 | 0.036629 | 0.043234 | 0.055734 | 0.040521
13237 | Lateral Hardening | Lateral Hardening-Fuse-10705832 | Laterals | 13983 | 0.10625 | 4 | 7 | 129264.54 | 0 | 4774.9286 | 5567.3364 | 7019.8438 | -124489.6114 | -123697.2036 | -122244.6962 | 0.036939 | 0.043069 | 0.054306 | 0.040515
13879 | Lateral Hardening | Lateral Hardening-Fuse-90501289 | Laterals | 13111 | 0.043561 | 4 | 8 | 79512.13 | 0 | 2928.3836 | 3423.7355 | 4370.8267 | -76583.7464 | -76088.3945 | -75141.3033 | 0.036829 | 0.043059 | 0.054971 | 0.040512
4238 | Lateral Hardening | Lateral Hardening-Fuse-91601929 | Laterals | 13832 | 0.041288 | 2 | 2 | 50000 | 0 | 1854.9129 | 2149.8046 | 2673.472 | -48145.0871 | -47850.1954 | -47326.528 | 0.037098 | 0.042996 | 0.053469 | 0.040505
15226 | Lateral Hardening | Lateral Hardening-Fuse-60472284 | Laterals | 13063 | 0.13542 | 9 | 0 | 143083.85 | 0 | 5178.7173 | 6208.8247 | 8213.3804 | -137905.1327 | -136875.0253 | -134870.4696 | 0.036194 | 0.043393 | 0.057403 | 0.040474
4985 | Lateral Hardening | Lateral Hardening-Fuse-60071030 | Laterals | 13077 | 0.087121 | 10 | 17 | 202663.4 | 0 | 7474.4282 | 8698.3632 | 11051.0547 | -195188.9718 | -193965.0368 | -191612.3453 | 0.036881 | 0.04292 | 0.054529 | 0.040458
16115 | Lateral Hardening | Lateral Hardening-Fuse-10657023 | Laterals | 13098 | 0.039773 | 4 | 3 | 99560.58 | 0 | 3635.7727 | 4298.8748 | 5562.0115 | -95924.8073 | -95261.7052 | -93998.5685 | 0.036518 | 0.043178 | 0.055866 | 0.040451
16 | Lateral Hardening | Lateral Hardening-Fuse-91086847 | Laterals | 14041 | 0.14773 | 7 | 0 | 99937.6 | 0 | 3611.9917 | 4330.459 | 5728.5732 | -96325.6083 | -95607.141 | -94209.0268 | 0.036142 | 0.043332 | 0.057322 | 0.040417
8589 | Lateral Hardening | Lateral Hardening-Fuse-93251341 | Laterals | 13175 | 0.050568 | 5 | 0 | 84829.75 | 0 | 3065.0983 | 3674.7822 | 4861.2073 | -81764.6517 | -81154.9678 | -79968.5427 | 0.036132 | 0.043319 | 0.057305 | 0.040406
7223 | Lateral Hardening | Lateral Hardening-Fuse-60032993 | Laterals | 13007 | 0.079735 | 6 | 0 | 166331.65 | 0 | 6002.8717 | 7196.9129 | 9520.4787 | -160328.7783 | -159134.7371 | -156811.1713 | 0.03609 | 0.043268 | 0.057238 | 0.040358
8374 | Lateral Hardening | Lateral Hardening-Fuse-92734178 | Laterals | 13070 | 0.03428 | 3 | 0 | 50000 | 0 | 1803.3951 | 2162.1114 | 2860.1619 | -48196.6049 | -47837.8886 | -47139.8381 | 0.036068 | 0.043242 | 0.057203 | 0.040334
910 | Lateral Hardening | Lateral Hardening-Fuse-60011606 | Laterals | 13158 | 0.042803 | 1 | 12 | 50000 | 0 | 1858.3322 | 2135.2553 | 2578.5197 | -48141.6678 | -47864.7447 | -47421.4803 | 0.037167 | 0.042705 | 0.05157 | 0.040269
4649 | Lateral Hardening | Lateral Hardening-Fuse-10087609 | Laterals | 13389 | 0.022159 | 3 | 2 | 50000 | 0 | 1819.3054 | 2146.5702 | 2769.0849 | -48180.6946 | -47853.4298 | -47230.9151 | 0.036386 | 0.042931 | 0.055382 | 0.040249
3318 | Lateral Hardening | Lateral Hardening-Fuse-10099334 | Laterals | 13087 | 0.06572 | 6 | 0 | 119691.74 | 0 | 4306.7314 | 5163.3905 | 6830.4216 | -115385.0086 | -114528.3495 | -112861.3184 | 0.035982 | 0.043139 | 0.057067 | 0.040238
15735 | Lateral Hardening | Lateral Hardening-Fuse-92672981 | Laterals | 13064 | 0.058144 | 5 | 11 | 128088.68 | 0 | 4699.8718 | 5480.1709 | 6892.5768 | -123388.8082 | -122608.5091 | -121196.1032 | 0.036692 | 0.042784 | 0.053811 | 0.040232
1785 | Lateral Hardening | Lateral Hardening-Fuse-60014236 | Laterals | 13009 | 0.021591 | 3 | 0 | 80323.9 | 0 | 2889.7417 | 3464.545 | 4583.0939 | -77434.1583 | -76859.355 | -75740.8061 | 0.035976 | 0.043132 | 0.057058 | 0.040231
5590 | Lateral Hardening | Lateral Hardening-Fuse-60048832 | Laterals | 13622 | 0.11932 | 1 | 2 | 50000 | 0 | 1853.2878 | 2128.8789 | 2604.1934 | -48146.7122 | -47871.1211 | -47395.8066 | 0.037066 | 0.042578 | 0.052084 | 0.040221
16619 | Lateral Hardening | Lateral Hardening-Fuse-90980361 | Laterals | 13236 | 0.12102 | 4 | 3 | 106313.04 | 0 | 3861.3426 | 4562.5432 | 5899.1682 | -102451.6974 | -101750.4968 | -100413.8718 | 0.03632 | 0.042916 | 0.055489 | 0.040216
7141 | Lateral Hardening | Lateral Hardening-Fuse-90694475 | Laterals | 13769 | 0.0018939 | 1 | 16 | 50000 | 0 | 1873.7394 | 2124.258 | 2478.1195 | -48126.2606 | -47875.742 | -47521.8805 | 0.037475 | 0.042485 | 0.049562 | 0.040187
13783 | Lateral Hardening | Lateral Hardening-Fuse-92692145 | Laterals | 13830 | 0.039205 | 3 | 8 | 67360.11 | 0 | 2468.456 | 2880.8242 | 3613.5774 | -64891.654 | -64479.2858 | -63746.5326 | 0.036646 | 0.042768 | 0.053646 | 0.040182
1954 | Lateral Hardening | Lateral Hardening-Fuse-10664556 | Laterals | 14090 | 0.10341 | 11 | 0 | 88569.33 | 0 | 3178.5021 | 3810.7433 | 5041.0643 | -85390.8279 | -84758.5867 | -83528.2657 | 0.035887 | 0.043026 | 0.056917 | 0.040132
12483 | Lateral Hardening | Lateral Hardening-Fuse-10918240 | Laterals | 14069 | 0.044318 | 2 | 2 | 55995.09 | 0 | 2027.7883 | 2393.0391 | 3087.3378 | -53967.3017 | -53602.0509 | -52907.7522 | 0.036214 | 0.042737 | 0.055136 | 0.040063
14845 | Lateral Hardening | Lateral Hardening-Fuse-60562111 | Laterals | 13921 | 0.083333 | 4 | 11 | 135129.46 | 0 | 4930.2401 | 5746.0785 | 7302.2852 | -130199.2199 | -129383.3815 | -127827.1748 | 0.036485 | 0.042523 | 0.054039 | 0.040052
1292 | Lateral Hardening | Lateral Hardening-Fuse-10745656 | Laterals | 13431 | 0.041477 | 3 | 1 | 51828.99 | 0 | 1864.6632 | 2221.3963 | 2905.2185 | -49964.3268 | -49607.5937 | -48923.7715 | 0.035977 | 0.04286 | 0.056054 | 0.04005
8745 | Lateral Hardening | Lateral Hardening-Fuse-92441726 | Laterals | 14306 | 0.054545 | 3 | 1 | 56845.05 | 0 | 2126.2795 | 2397.1316 | 2817.1025 | -54718.7705 | -54447.9184 | -54027.9475 | 0.037405 | 0.04217 | 0.049558 | 0.04005
9164 | Lateral Hardening | Lateral Hardening-Fuse-10679454 | Laterals | 13807 | 0.11458 | 7 | 7 | 157072.45 | 0 | 5709.9624 | 6686.2704 | 8576.7875 | -151362.4876 | -150386.1796 | -148495.6625 | 0.036352 | 0.042568 | 0.054604 | 0.040042
2686 | Lateral Hardening | Lateral Hardening-Fuse-93294117 | Laterals | 13808 | 0.064015 | 4 | 3 | 106013.98 | 0 | 3825.9482 | 4539.2542 | 5873.4843 | -102188.0318 | -101474.7258 | -100140.4957 | 0.036089 | 0.042818 | 0.055403 | 0.040039
18025 | Lateral Hardening | Lateral Hardening-Fuse-90841117 | Laterals | 13423 | 0.13447 | 10 | 0 | 171470.04 | 0 | 6136.7448 | 7357.415 | 9732.7998 | -165333.2952 | -164112.625 | -161737.2402 | 0.035789 | 0.042908 | 0.056761 | 0.040022
18736 | Lateral Hardening | Lateral Hardening-Fuse-10612129 | Laterals | 13927 | 0.22538 | 12 | 3 | 114985.78 | 0 | 4131.6481 | 4917.8813 | 6451.4455 | -110854.1319 | -110067.8987 | -108534.3345 | 0.035932 | 0.042769 | 0.056106 | 0.040001
10262 | Lateral Hardening | Lateral Hardening-Fuse-92140430 | Laterals | 14025 | 0.045833 | 4 | 1 | 52191.01 | 0 | 1875.1984 | 2230.5023 | 2928.6307 | -50315.8116 | -49960.5077 | -49262.3793 | 0.03593 | 0.042737 | 0.056114 | 0.03999
14682 | Lateral Hardening | Lateral Hardening-Fuse-91745058 | Laterals | 14124 | 0.090152 | 6 | 1 | 55874.17 | 0 | 2003.4786 | 2392.5518 | 3143.0453 | -53870.6914 | -53481.6182 | -52731.1247 | 0.035857 | 0.04282 | 0.056252 | 0.039986
17755 | Lateral Hardening | Lateral Hardening-Fuse-92206826 | Laterals | 14145 | 0.049053 | 5 | 1 | 52458.59 | 0 | 1881.0211 | 2246.3885 | 2949.1491 | -50577.5689 | -50212.2015 | -49509.4409 | 0.035857 | 0.042822 | 0.056219 | 0.039983
15714 | Lateral Hardening | Lateral Hardening-Fuse-92352450 | Laterals | 13230 | 0.081061 | 6 | 5 | 106413.22 | 0 | 3859.5221 | 4525.5995 | 5810.789 | -102553.6979 | -101887.6205 | -100602.431 | 0.036269 | 0.042529 | 0.054606 | 0.039981
6401 | Lateral Hardening | Lateral Hardening-Fuse-91504771 | Laterals | 13808 | 0.060227 | 4 | 2 | 52878.57 | 0 | 1905.7426 | 2253.9009 | 2912.1109 | -50972.8274 | -50624.6691 | -49966.4591 | 0.03604 | 0.042624 | 0.055072 | 0.039918
11297 | Lateral Hardening | Lateral Hardening-Fuse-92692605 | Laterals | 13830 | 0.038826 | 3 | 8 | 63398.63 | 0 | 2307.4698 | 2692.9443 | 3377.9093 | -61091.1602 | -60705.6857 | -60020.7207 | 0.036396 | 0.042476 | 0.05328 | 0.039909
6756 | Lateral Hardening | Lateral Hardening-Fuse-93039603 | Laterals | 13099 | 0.098864 | 7 | 0 | 50000 | 0 | 1782.8278 | 2137.453 | 2827.5424 | -48217.1722 | -47862.547 | -47172.4576 | 0.035657 | 0.042749 | 0.056551 | 0.039874
17492 | Lateral Hardening | Lateral Hardening-Fuse-60311131 | Laterals | 13419 | 0.046402 | 4 | 13 | 55659.55 | 0 | 2031.3786 | 2353.3059 | 2942.3564 | -53628.1714 | -53306.2441 | -52717.1936 | 0.036496 | 0.04228 | 0.052863 | 0.039868
8439 | Lateral Hardening | Lateral Hardening-Fuse-90473819 | Laterals | 13153 | 0.061742 | 4 | 0 | 53513.17 | 0 | 1907.4902 | 2286.9123 | 3025.2554 | -51605.6798 | -51226.2577 | -50487.9146 | 0.035645 | 0.042736 | 0.056533 | 0.039861
714 | Lateral Hardening | Lateral Hardening-Fuse-93277099 | Laterals | 13213 | 0.054545 | 4 | 2 | 52406.37 | 0 | 1886.8951 | 2229.1536 | 2880.2115 | -50519.4749 | -50177.2164 | -49526.1585 | 0.036005 | 0.042536 | 0.054959 | 0.03986
3394 | Lateral Hardening | Lateral Hardening-Fuse-90297365 | Laterals | 13724 | 0.056439 | 6 | 4 | 57002.45 | 0 | 2044.1458 | 2428.6126 | 3152.011 | -54958.3042 | -54573.8374 | -53850.439 | 0.035861 | 0.042605 | 0.055296 | 0.039828
10107 | Lateral Hardening | Lateral Hardening-Fuse-60005360 | Laterals | 13825 | 0.034848 | 5 | 4 | 58629.41 | 0 | 2114.0025 | 2484.4185 | 3195.1682 | -56515.4075 | -56144.9915 | -55434.2418 | 0.036057 | 0.042375 | 0.054498 | 0.039796
9591 | Lateral Hardening | Lateral Hardening-Fuse-92780819 | Laterals | 13878 | 0.074811 | 6 | 0 | 88599.35 | 0 | 3152.1474 | 3779.1463 | 4999.2661 | -85447.2026 | -84820.2037 | -83600.0839 | 0.035578 | 0.042654 | 0.056426 | 0.039785
1443 | Lateral Hardening | Lateral Hardening-Fuse-10745559 | Laterals | 13431 | 0.075947 | 4 | 0 | 112984.7 | 0 | 4014.6752 | 4813.241 | 6367.2242 | -108970.0248 | -108171.459 | -106617.4758 | 0.035533 | 0.042601 | 0.056355 | 0.039735
9975 | Lateral Hardening | Lateral Hardening-Fuse-90241729 | Laterals | 13442 | 0.015341 | 2 | 14 | 50000 | 0 | 1828.3581 | 2105.312 | 2575.0554 | -48171.6419 | -47894.688 | -47424.9446 | 0.036567 | 0.042106 | 0.051501 | 0.039722
16580 | Lateral Hardening | Lateral Hardening-Fuse-60356996 | Laterals | 13838 | 0.09053 | 5 |  | 86566.73 | 0 | 3073.336 | 3684.6584 | 4874.2721 | -83493.394 | -82882.0716 | -81692.4579 | 0.035503 | 0.042564 | 0.056307 | 0.039701
18221 | Lateral Hardening | Lateral Hardening-Fuse-10663245 | Laterals | 13001 | 0.046402 | 5 | 0 | 91742.8 | 0 | 3256.8077 | 3904.6248 | 5165.2559 | -88485.9923 | -87838.1752 | -86577.5441 | 0.035499 | 0.042561 | 0.056301 | 0.039698
2301 | Lateral Hardening | Lateral Hardening-Fuse-10097020 | Laterals | 13461 | 0.044129 | 4 | 1 | 50000 | 0 | 1784.9321 | 2119.069 | 2765.81 | -48215.0679 | -47880.931 | -47234.19 | 0.035699 | 0.042381 | 0.055316 | 0.039665
12632 | Lateral Hardening | Lateral Hardening-Fuse-60181051 | Laterals | 13722 | 0.042045 | 5 | 1 | 51876.21 | 0 | 1848.3121 | 2198.2646 | 2886.858 | -50027.8979 | -49677.9454 | -48989.352 | 0.035629 | 0.042375 | 0.055649 | 0.039655
6737 | Lateral Hardening | Lateral Hardening-Fuse-10090452 | Laterals | 13280 | 0.021402 | 5 |  | 80294.45 | 0 | 2846.4169 | 3412.6025 | 4514.3813 | -77448.0331 | -76881.8475 | -75780.0687 | 0.03545 | 0.042501 | 0.056223 | 0.039642
15923 | Lateral Hardening | Lateral Hardening-Fuse-92849399 | Laterals | 13011 | 0.15114 | 9 | 5 | 72223.77 | 0 | 2586.6957 | 3054.5188 | 3946.341 | -69637.0743 | -69169.2512 | -68277.429 | 0.035815 | 0.042292 | 0.05464 | 0.039641
6299 | Lateral Hardening | Lateral Hardening-Fuse-92158157 | Laterals | 13523 | 0.17443 | 20 | 33 | 388704.72 | 0 | 13996.3724 | 16392.9247 | 20872.3351 | -374708.3476 | -372311.7953 | -367832.3849 | 0.036008 | 0.042173 | 0.053697 | 0.039626
14970 | Lateral Hardening | Lateral Hardening-Fuse-60541911 | Laterals | 13268 | 0.21553 | 10 | 2 | 105798.62 | 0 | 3762.2358 | 4482.2137 | 5869.7506 | -102036.3842 | -101316.4063 | -99928.8694 | 0.03556 | 0.042366 | 0.05548 | 0.039594
13539 | Lateral Hardening | Lateral Hardening-Fuse-60060541 | Laterals | 13175 | 0.060417 | 4 | 11 | 128277.56 | 0 | 4647.0594 | 5396.3859 | 6716.7854 | -123630.5006 | -122881.1741 | -121560.7746 | 0.036227 | 0.042068 | 0.052361 | 0.039593
2262 | Lateral Hardening | Lateral Hardening-Fuse-92057986 | Laterals | 13962 | 0.039015 | 4 | 4 | 58975.69 | 0 | 2121.8864 | 2480.7738 | 3168.4791 | -56853.8036 | -56494.9162 | -55807.2109 | 0.035979 | 0.042064 | 0.053725 | 0.039579
883 | Lateral Hardening | Lateral Hardening-Fuse-92290675 | Laterals | 13807 | 0.092992 | 7 | 4 | 103474.84 | 0 | 3691.2216 | 4368.8308 | 5650.8697 | -99783.6184 | -99106.0092 | -97823.9703 | 0.035673 | 0.042221 | 0.054611 | 0.039531
5598 | Lateral Hardening | Lateral Hardening-Fuse-10650584 | Laterals | 13391 | 0.075379 | 4 | 2 | 58576.45 | 0 | 2085.2835 | 2477.1764 | 3211.2025 | -56491.1665 | -56099.2736 | -55365.2475 | 0.035599 | 0.04229 | 0.054821 | 0.039529
12281 | Lateral Hardening | Lateral Hardening-Fuse-90959251 | Laterals | 13592 | 0.046402 | 2 | 11 | 50000 | 0 | 1821.3818 | 2094.2308 | 2548.6035 | -48178.6182 | -47905.7692 | -47451.3965 | 0.036428 | 0.041885 | 0.050972 | 0.039519
92 | Lateral Hardening | Lateral Hardening-Fuse-92538004 | Laterals | 13220 | 0.022348 | 3 | 2 | 75964.73 | 0 | 2796.7451 | 3176.4507 | 3700.4974 | -73167.9849 | -72788.2793 | -72264.2326 | 0.036816 | 0.041815 | 0.048713 | 0.039506
950 | Lateral Hardening | Lateral Hardening-Fuse-60311176 | Laterals | 13279 | 0.10777 | 12 | 15 | 140072.56 | 0 | 5027.3548 | 5879.0497 | 7508.6673 | -135045.2052 | -134193.5103 | -132563.8927 | 0.035891 | 0.041971 | 0.053606 | 0.039487
8330 | Lateral Hardening | Lateral Hardening-Fuse-90833382 | Laterals | 13422 | 0.044886 | 4 | 1 | 52112.31 | 0 | 1847.9697 | 2200.9186 | 2883.9173 | -50264.3403 | -49911.3914 | -49228.3927 | 0.035461 | 0.042234 | 0.05534 | 0.039481
906 | Lateral Hardening | Lateral Hardening-Fuse-10075347 | Laterals | 13656 | 0.061553 | 4 | 1 | 50000 | 0 | 1772.5651 | 2110.3823 | 2766.4937 | -48227.4349 | -47889.6177 | -47233.5063 | 0.035451 | 0.042208 | 0.05533 | 0.039466
11397 | Lateral Hardening | Lateral Hardening-Fuse-60496431 | Laterals | 14197 | 0.17519 | 10 | 0 | 99730.88 | 0 | 3508.8658 | 4206.8201 | 5565.0168 | -96222.0142 | -95524.0599 | -94165.8632 | 0.035183 | 0.042182 | 0.0558 | 0.039345
17704 | Lateral Hardening | Lateral Hardening-Fuse-93323069 | Laterals | 13723 | 0.086932 | 4 | 3 | 103988.52 | 0 | 3687.3139 | 4373.1908 | 5659.147 | -100301.2061 | -99615.3292 | -98329.373 | 0.035459 | 0.042055 | 0.054421 | 0.039334
15535 | Lateral Hardening | Lateral Hardening-Fuse-10898190 | Laterals | 13582 | 0.038258 | 4 | 6 | 106785.98 | 0 | 3829.1163 | 4458.9555 | 5640.7062 | -102956.8637 | -102327.0245 | -101145.2738 | 0.035858 | 0.041756 | 0.052823 | 0.039324
8057 | Lateral Hardening | Lateral Hardening-Fuse-60179390 | Laterals | 13787 | 0.038826 | 3 | 1 | 51608.63 | 0 | 1822.8872 | 2168.3452 | 2846.5498 | -49785.7428 | -49440.2848 | -48762.0802 | 0.035321 | 0.042015 | 0.055156 | 0.039313
4386 | Lateral Hardening | Lateral Hardening-Fuse-60029624 | Laterals | 13093 | 0.031439 | 1 | 12 | 50000 | 0 | 1813.5315 | 2083.7786 | 2516.3567 | -48186.4685 | -47916.2214 | -47483.6433 | 0.036271 | 0.041676 | 0.050327 | 0.039298
15496 | Lateral Hardening | Lateral Hardening-Fuse-60167580 | Laterals | 13840 | 0.056439 | 2 | 1 | 50000 | 0 | 1789.3175 | 2085.077 | 2647.8969 | -48210.6825 | -47914.923 | -47352.1031 | 0.035786 | 0.041702 | 0.052958 | 0.039278
8231 | Lateral Hardening | Lateral Hardening-Fuse-93105199 | Laterals | 13003 | 0.027462 | 4 | 1 | 50664.23 | 0 | 1786.4573 | 2125.02 | 2789.9452 | -48877.7727 | -48539.21 | -47874.2848 | 0.035261 | 0.041943 | 0.055067 | 0.039246
13992 | Lateral Hardening | Lateral Hardening-Fuse-90487680 | Laterals | 13740 | 0.035985 | 4 | 12 | 126247.1 | 0 | 4534.3121 | 5253.8442 | 6555.2881 | -121712.7879 | -120993.2558 | -119691.8119 | 0.035916 | 0.041616 | 0.051924 | 0.039227
7147 | Lateral Hardening | Lateral Hardening-Fuse-91443637 | Laterals | 13190 | 0.050568 | 4 | 3 | 56005.83 | 0 | 1991.6166 | 2338.8423 | 3002.5222 | -54014.2134 | -53666.9877 | -53003.3078 | 0.035561 | 0.041761 | 0.053611 | 0.039226
11734 | Lateral Hardening | Lateral Hardening-Fuse-92527533 | Laterals | 13219 | 0.16364 | 14 | 30 | 176155.86 | 0 | 6288.2099 | 7358.5756 | 9277.7233 | -169867.6501 | -168797.2844 | -166878.1367 | 0.035697 | 0.041773 | 0.052668 | 0.039217
2103 | Lateral Hardening | Lateral Hardening-Fuse-91491159 | Laterals | 13082 | 0.020455 | 3 | 8 | 133325.1 | 0 | 4766.7775 | 5553.6307 | 7021.1745 | -128558.3225 | -127771.4693 | -126303.9255 | 0.035753 | 0.041655 | 0.052662 | 0.039214
17996 | Lateral Hardening | Lateral Hardening-Fuse-60020600 | Laterals | 13679 | 0.036553 | 2 | 1 | 51419.75 | 0 | 1813.9237 | 2154.4515 | 2805.9801 | -49605.8263 | -49265.2985 | -48613.7699 | 0.035277 | 0.041899 | 0.05457 | 0.039193
14923 | Lateral Hardening | Lateral Hardening-Fuse-91517908 | Laterals | 13148 | 0.092992 | 6 | 1 | 91684.84 | 0 | 3227.6814 | 3840.7182 | 5037.9577 | -88457.1586 | -87844.1218 | -86646.8823 | 0.035204 | 0.04189 | 0.054949 | 0.039184
13730 | Lateral Hardening | Lateral Hardening-Fuse-90294221 | Laterals | 13679 | 0.045265 | 4 | 3 | 95578.36 | 0 | 3394.6614 | 3986.4989 | 5117.7249 | -92183.6986 | -91591.8611 | -90460.6351 | 0.035517 | 0.041709 | 0.053545 | 0.039177
3481 | Lateral Hardening | Lateral Hardening-Fuse-60071028 | Laterals | 13077 | 0.039015 | 2 | 11 | 86485.69 | 0 | 3115.4032 | 3593.0156 | 4405.181 | -83370.2868 | -82892.6744 | -82080.509 | 0.036022 | 0.041545 | 0.050935 | 0.03917
5404 | Lateral Hardening | Lateral Hardening-Fuse-92508990 | Laterals | 13817 | 0.070455 | 3 | 1 | 57658.53 | 0 | 2103.5658 | 2382.9005 | 2770.9767 | -55554.9642 | -55275.6295 | -54887.5533 | 0.036483 | 0.041328 | 0.048058 | 0.039094
11259 | Lateral Hardening | Lateral Hardening-Fuse-10578021 | Laterals | 13442 | 0.037689 | 5 | 1 | 51514.19 | 0 | 1806.3896 | 2154.3114 | 2828.6246 | -49707.8004 | -49359.8786 | -48685.5654 | 0.035066 | 0.04182 | 0.05491 | 0.039076
9693 | Lateral Hardening | Lateral Hardening-Fuse-10090451 | Laterals | 13280 | 0.097917 | 9 | 0 | 107814.08 | 0 | 3765.7477 | 4514.7989 | 5972.4284 | -104048.3323 | -103299.2811 | -101841.6516 | 0.034928 | 0.041876 | 0.055396 | 0.039059
11383 | Lateral Hardening | Lateral Hardening-Fuse-93247941 | Laterals | 13148 | 0.032576 | 5 | 2 | 95032.46 | 0 | 3337.6729 | 3964.6408 | 5165.9069 | -91694.7871 | -91067.8192 | -89866.5531 | 0.035121 | 0.041719 | 0.054359 | 0.039024
19058 | Lateral Hardening | Lateral Hardening-Fuse-90290042 | Laterals | 13815 | 0.18731 | 11 | 3 | 160712.65 | 0 | 5634.9083 | 6700.2656 | 8803.2543 | -155077.7417 | -154012.3844 | -151909.3957 | 0.035062 | 0.041691 | 0.054776 | 0.039022
7840 | Lateral Hardening | Lateral Hardening-Fuse-10070707 | Laterals | 13657 | 0.10265 | 6 | 2 | 149746.87 | 0 | 5248.7685 | 6246.8883 | 8193.9161 | -144498.1015 | -143499.9817 | -141552.9539 | 0.035051 | 0.041716 | 0.054718 | 0.039017
840 | Lateral Hardening | Lateral Hardening-Fuse-10162064 | Laterals | 13142 | 0.061364 | 11 | 0 | 154521.06 | 0 | 5387.1895 | 6458.7643 | 8544.0145 | -149133.8705 | -148062.2957 | -145977.0455 | 0.034864 | 0.041799 | 0.055294 | 0.038987
3842 | Lateral Hardening | Lateral Hardening-Fuse-60236913 | Laterals | 14050 | 0.05947 | 3 | 0 | 50000 | 0 | 1739.5913 | 2085.6163 | 2758.9699 | -48260.4087 | -47914.3837 | -47241.0301 | 0.034792 | 0.041712 | 0.055179 | 0.038907
12675 | Lateral Hardening | Lateral Hardening-Fuse-90423451 | Laterals | 13748 | 0.062311 | 4 | 2 | 93573.64 | 0 | 3277.7607 | 3895.1012 | 5046.2753 | -90295.8793 | -89678.5388 | -88527.3647 | 0.035029 | 0.041626 | 0.053928 | 0.038898
14431 | Lateral Hardening | Lateral Hardening-Fuse-90445238 | Laterals | 13064 | 0.034848 | 5 | 0 | 82385.4 | 0 | 2864.5425 | 3434.3334 | 4543.1283 | -79520.8575 | -78951.0666 | -77842.2717 | 0.03477 | 0.041686 | 0.055145 | 0.038882
5133 | Lateral Hardening | Lateral Hardening-Fuse-93267093 | Laterals | 13042 | 0.017992 | 2 | 12 | 84738.55 | 0 | 3024.4234 | 3484.569 | 4271.2185 | -81714.1266 | -81253.981 | -80467.3315 | 0.035691 | 0.041121 | 0.050405 | 0.038792
6956 | Lateral Hardening | Lateral Hardening-Fuse-10098512 | Laterals | 13085 | 0.14886 | 10 | 0 | 240616.59 | 0 | 8346.2714 | 10006.4422 | 13237.0811 | -232270.3186 | -230610.1478 | -227379.5089 | 0.034687 | 0.041587 | 0.055013 | 0.03879
10565 | Lateral Hardening | Lateral Hardening-Fuse-90288582 | Laterals | 13060 | 0.17292 | 12 | 0 | 50000 | 0 | 1733.339 | 2078.1204 | 2749.0538 | -48266.661 | -47921.8796 | -47250.9462 | 0.034667 | 0.041562 | 0.054981 | 0.038767
19168 | Lateral Hardening | Lateral Hardening-Fuse-60032985 | Laterals | 13007 | 0.53617 | 7 |  | 83372.95 | 0 | 2888.4806 | 3463.0331 | 4581.0938 | -80484.4694 | -79909.9169 | -78791.8562 | 0.034645 | 0.041537 | 0.054947 | 0.038743
7166 | Lateral Hardening | Lateral Hardening-Fuse-60409674 | Laterals | 13431 | 0.14299 | 7 |  | 56335.63 | 0 | 1951.5691 | 2339.7589 | 3095.1639 | -54384.0609 | -53995.8711 | -53240.4661 | 0.034642 | 0.041532 | 0.054941 | 0.038739
12217 | Lateral Hardening | Lateral Hardening-Fuse-60387021 | Laterals | 13808 | 0.19413 | 7 | 2 | 152910.61 | 0 | 5319.6812 | 6333.1796 | 8304.045 | -147590.9288 | -146577.4304 | -144606.565 | 0.034789 | 0.041418 | 0.054307 | 0.03873
17090 | Lateral Hardening | Lateral Hardening-Fuse-93048832 | Laterals | 13019 | 0.12765 | 11 | 0 | 246272.13 | 0 | 8522.4212 | 10217.6302 | 13516.4525 | -237749.7088 | -236054.4998 | -232755.6775 | 0.034606 | 0.041489 | 0.054884 | 0.038699
6152 | Lateral Hardening | Lateral Hardening-Fuse-10080879 | Laterals | 13668 | 0.044508 | 2 | 1 | 52080.83 | 0 | 1813.966 | 2154.3152 | 2806.6981 | -50266.864 | -49926.5148 | -49274.1319 | 0.03483 | 0.041365 | 0.053891 | 0.038696
12145 | Lateral Hardening | Lateral Hardening-Fuse-92631481 | Laterals | 13303 | 0.045265 | 4 | 2 | 96087.04 | 0 | 3348.3305 | 3977.3923 | 5151.1604 | -92738.7095 | -92109.6477 | -90935.8796 | 0.034847 | 0.041394 | 0.053609 | 0.038687
15442 | Lateral Hardening | Lateral Hardening-Fuse-60259766 | Laterals | 13391 | 0.10758 | 6 | 2 | 105704.18 | 0 | 3673.5196 | 4376.1439 | 5719.0049 | -102030.6604 | -101328.0361 | -99985.1751 | 0.034753 | 0.0414 | 0.054104 | 0.038682
18883 | Lateral Hardening | Lateral Hardening-Fuse-92434615 | Laterals | 13489 | 0.070644 | 5 | 3 | 97687.52 | 0 | 3413.7963 | 4030.9979 | 5209.0539 | -94273.7237 | -93656.5221 | -92478.4661 | 0.034946 | 0.041264 | 0.053324 | 0.038679
18005 | Lateral Hardening | Lateral Hardening-Fuse-10457740 | Laterals | 13229 | 0.031439 | 2 | 4 | 50486.09 | 0 | 1783.66 | 2075.346 | 2593.6795 | -48702.43 | -48410.744 | -47892.4105 | 0.03533 | 0.041107 | 0.051374 | 0.038667
3128 | Lateral Hardening | Lateral Hardening-Fuse-91579962 | Laterals | 13838 | 0.092992 | 6 | 0 | 56110.27 | 0 | 1939.9175 | 2325.7898 | 3076.6847 | -54170.3525 | -53784.4802 | -53033.5853 | 0.034573 | 0.04145 | 0.054833 | 0.038662
6831 | Lateral Hardening | Lateral Hardening-Fuse-92226567 | Laterals | 13786 | 0.039583 | 2 |  | 50000 | 0 | 1728.1861 | 2071.9425 | 2740.8814 | -48271.8139 | -47928.0575 | -47259.1186 | 0.034564 | 0.041439 | 0.054818 | 0.038652
2718 | Lateral Hardening | Lateral Hardening-Fuse-91505593 | Laterals | 13146 | 0.032955 | 2 | 2 | 51120.69 | 0 | 1786.2662 | 2108.1976 | 2715.7912 | -49334.4238 | -49012.4924 | -48404.8988 | 0.034942 | 0.04124 | 0.053125 | 0.03865
19154 | Lateral Hardening | Lateral Hardening-Fuse-10627055 | Laterals | 13147 | 0.076894 | 5 | 1 | 50000 | 0 | 1737.7413 | 2066.2296 | 2699.0003 | -48262.2587 | -47933.7704 | -47300.9997 | 0.034755 | 0.041325 | 0.05398 | 0.038648
10156 | Lateral Hardening | Lateral Hardening-Fuse-90041929 | Laterals | 13146 | 0.049811 | 5 | 2 | 50000 | 0 | 1740.122 | 2067.5056 | 2679.8575 | -48259.878 | -47932.4944 | -47320.1425 | 0.034802 | 0.04135 | 0.053597 | 0.038646
346 | Lateral Hardening | Lateral Hardening-Fuse-93114789 | Laterals | 14023 | 0.027462 | 2 | 2 | 50155.55 | 0 | 1763.8686 | 2054.1928 | 2615.9329 | -48391.6814 | -48101.3572 | -47539.6171 | 0.035168 | 0.040956 | 0.052156 | 0.038603
16599 | Lateral Hardening | Lateral Hardening-Fuse-92609197 | Laterals | 13390 | 0.052083 | 3 | 2 | 50000 | 0 | 1753.9289 | 2049.0576 | 2629.1979 | -48246.0711 | -47950.9424 | -47370.8021 | 0.035079 | 0.040981 | 0.052584 | 0.0386
14085 | Lateral Hardening | Lateral Hardening-Fuse-60174564 | Laterals | 13146 | 0.069508 | 4 | 0 | 54158.51 | 0 | 1869.3404 | 2241.174 | 2964.7503 | -52289.1696 | -51917.336 | -51193.7597 | 0.034516 | 0.041382 | 0.054742 | 0.038598
4317 | Lateral Hardening | Lateral Hardening-Fuse-10758569 | Laterals | 13422 | 0.077462 | 3 | 1 | 50000 | 0 | 1736.5594 | 2061.8094 | 2691.0731 | -48263.4406 | -47938.1906 | -47308.9269 | 0.034731 | 0.041236 | 0.053821 | 0.038592
5671 | Lateral Hardening | Lateral Hardening-Fuse-91771642 | Laterals | 13909 | 0.052273 | 9 | 0 | 152641.32 | 0 | 5266.2228 | 6313.736 | 8352.1629 | -147375.0972 | -146327.584 | -144289.1571 | 0.034501 | 0.041363 | 0.054718 | 0.038581
1514 | Lateral Hardening | Lateral Hardening-Fuse-90681371 | Laterals | 13346 | 0.099811 | 11 | 0 | 50000 | 0 | 1724.6891 | 2067.7498 | 2735.3351 | -48275.3109 | -47932.2502 | -47264.6649 | 0.034494 | 0.041355 | 0.054707 | 0.038573
13277 | Lateral Hardening | Lateral Hardening-Fuse-91902461 | Laterals | 13669 | 0.01875 | 4 | 0 | 50000 | 0 | 1724.3711 | 2067.3687 | 2734.8309 | -48275.6289 | -47932.6313 | -47265.1691 | 0.034487 | 0.041347 | 0.054697 | 0.038566
11431 | Lateral Hardening | Lateral Hardening-Fuse-92035735 | Laterals | 13442 | 0.1214 | 8 | 14 | 225162.34 | 0 | 7906.5091 | 9208.7514 | 11673.8931 | -217255.8309 | -215953.5886 | -213488.4469 | 0.035115 | 0.040898 | 0.051847 | 0.038523
17210 | Lateral Hardening | Lateral Hardening-Fuse-92273931 | Laterals | 13231 | 0.074621 | 4 | 0 | 58513.49 | 0 | 2014.3097 | 2414.9794 | 3194.6697 | -56499.1803 | -56098.5106 | -55318.8203 | 0.034425 | 0.041272 | 0.054597 | 0.038496
6143 | Lateral Hardening | Lateral Hardening-Fuse-60255228 | Laterals | 13147 | 0.23845 | 11 | 2 | 116580.52 | 0 | 4022.3008 | 4804.154 | 6315.5954 | -112558.2192 | -111776.366 | -110264.9246 | 0.034502 | 0.041209 | 0.054174 | 0.038481
8796 | Lateral Hardening | Lateral Hardening-Fuse-60527799 | Laterals | 13431 | 0.072727 | 4 | 1 | 54426.09 | 0 | 1880.1123 | 2239.0097 | 2934.0303 | -52545.9777 | -52187.0803 | -51492.0597 | 0.034544 | 0.041139 | 0.053909 | 0.038459
1880 | Lateral Hardening | Lateral Hardening-Fuse-10381760 | Laterals | 13223 | 0.05303 | 5 | 0 | 52280.45 | 0 | 1797.8757 | 2155.4942 | 2851.4083 | -50482.5743 | -50124.9558 | -49429.0417 | 0.034389 | 0.041229 | 0.054541 | 0.038456
10145 | Lateral Hardening | Lateral Hardening-Fuse-93294946 | Laterals | 13808 | 0.065341 | 5 | 3 | 57742.23 | 0 | 1998.6591 | 2373.5773 | 3082.2804 | -55743.5709 | -55368.6527 | -54659.9496 | 0.034613 | 0.041106 | 0.05338 | 0.038438
8993 | Lateral Hardening | Lateral Hardening-Fuse-93318211 | Laterals | 13723 | 0.066667 | 7 | 4 | 53413.73 | 0 | 1852.3942 | 2192.444 | 2835.8196 | -51561.3358 | -51221.286 | -50577.9104 | 0.03468 | 0.041046 | 0.053092 | 0.038431
17829 | Lateral Hardening | Lateral Hardening-Fuse-90961574 | Laterals | 13236 | 0.077462 | 6 | 1 | 54819.59 | 0 | 1889.0374 | 2255.8863 | 2963.5107 | -52930.5526 | -52563.7037 | -51856.0793 | 0.034459 | 0.041151 | 0.054059 | 0.038427
12920 | Lateral Hardening | Lateral Hardening-Fuse-60302816 | Laterals | 13129 | 0.072348 | 5 | 0 | 165183.1 | 0 | 5672.5023 | 6800.8292 | 8996.5171 | -159510.5977 | -158382.2708 | -156186.5829 | 0.034341 | 0.041171 | 0.054464 | 0.038402
13332 | Lateral Hardening | Lateral Hardening-Fuse-10124538 | Laterals | 13063 | 0.038826 | 3 | 0 | 58872.49 | 0 | 2021.4208 | 2423.505 | 3205.9479 | -56851.0692 | -56448.985 | -55666.5421 | 0.034336 | 0.041165 | 0.054456 | 0.038397
702 | Lateral Hardening | Lateral Hardening-Fuse-92687797 | Laterals | 13391 | 0.043561 | 5 | 1 | 52002.13 | 0 | 1792.084 | 2135.399 | 2804.468 | -50210.046 | -49866.731 | -49197.662 | 0.034462 | 0.041064 | 0.05393 | 0.038389
4779 | Lateral Hardening | Lateral Hardening-Fuse-93215014 | Laterals | 13656 | 0.079167 | 4 | 1 | 54961.25 | 0 | 1894.2669 | 2253.2612 | 2958.3135 | -53066.9831 | -52707.9888 | -52002.9365 | 0.034465 | 0.040997 | 0.053825 | 0.038361
17309 | Lateral Hardening | Lateral Hardening-Fuse-60016220 | Laterals | 13049 | 0.093939 | 9 | 11 | 83190.29 | 0 | 2900.4283 | 3389.1533 | 4317.6371 | -80289.8617 | -79801.1367 | -78872.6529 | 0.034865 | 0.04074 | 0.051901 | 0.038331
15874 | Lateral Hardening | Lateral Hardening-Fuse-60647797 | Laterals | 13946 | 0.11837 | 9 | 1 | 235875.14 | 0 | 8435.339 | 9509.8051 | 11266.2413 | -227439.801 | -226365.3349 | -224608.8987 | 0.035762 | 0.040317 | 0.047764 | 0.038329
9238 | Lateral Hardening | Lateral Hardening-Fuse-92828024 | Laterals | 13961 | 0.058523 | 5 | 2 | 52736.91 | 0 | 1819.9226 | 2160.3361 | 2797.2564 | -50916.9874 | -50576.5739 | -49939.6536 | 0.034509 | 0.040964 | 0.053042 | 0.038299
5846 | Lateral Hardening | Lateral Hardening-Fuse-90283820 | Laterals | 13389 | 0.11155 | 6 | 19 | 200050.61 | 0 | 6993.5764 | 8158.3458 | 10165.8589 | -193057.0336 | -191892.2642 | -189884.7511 | 0.034959 | 0.040781 | 0.050816 | 0.038291
16002 | Lateral Hardening | Lateral Hardening-Fuse-10156230 | Laterals | 13069 | 0.10795 | 10 | 12 | 146720.76 | 0 | 5102.8995 | 5974.2631 | 7637.9701 | -141617.8605 | -140746.4969 | -139082.7899 | 0.03478 | 0.040719 | 0.052058 | 0.038289
19063 | Lateral Hardening | Lateral Hardening-Fuse-92035757 | Laterals | 13117 | 0.030492 | 3 |  | 50000 | 0 | 1711.1247 | 2051.4874 | 2713.8222 | -48288.8753 | -47948.5126 | -47286.1778 | 0.034222 | 0.04103 | 0.054276 | 0.03827
14914 | Lateral Hardening | Lateral Hardening-Fuse-10075240 | Laterals | 13656 | 0.072727 | 4 | 1 | 116926.5 | 0 | 4176.1381 | 4712.2201 | 5552.8349 | -112750.3619 | -112214.2799 | -111373.6651 | 0.035716 | 0.040301 | 0.04749 | 0.038269
5744 | Lateral Hardening | Lateral Hardening-Fuse-10025058 | Laterals | 13294 | 0.022159 | 3 | 0 | 80412.25 | 0 | 2751.3029 | 3298.5692 | 4363.5317 | -77660.9471 | -77113.6808 | -76048.7183 | 0.034215 | 0.041021 | 0.054265 | 0.038262
16286 | Lateral Hardening | Lateral Hardening-Fuse-10895273 | Laterals | 13003 | 0.023295 | 3 | 3 | 53739.27 | 0 | 1867.5381 | 2183.5871 | 2802.7724 | -51871.7319 | -51555.6829 | -50936.4976 | 0.034752 | 0.040633 | 0.052155 | 0.038256
14860 | Lateral Hardening | Lateral Hardening-Fuse-90605775 | Laterals | 13972 | 0.0028409 | 3 | 68 | 50000 | 0 | 1760.1263 | 2029.0953 | 2479.8682 | -48239.8737 | -47970.9047 | -47520.1318 | 0.035203 | 0.040582 | 0.049597 | 0.038256
4343 | Lateral Hardening | Lateral Hardening-Fuse-92678559 | Laterals | 13805 | 0.15833 | 10 | 5 | 197494.2 | 0 | 6804.3297 | 8072.8287 | 10448.8731 | -190689.8703 | -189421.3713 | -187045.3269 | 0.034453 | 0.040876 | 0.052907 | 0.038226
1797 | Lateral Hardening | Lateral Hardening-Fuse-92643770 | Laterals | 13118 | 0.060985 | 4 | 0 | 62555.65 | 0 | 2136.389 | 2561.3417 | 3388.286 | -60419.261 | -59994.3083 | -59167.364 | 0.034152 | 0.040945 | 0.054164 | 0.038191
4377 | Lateral Hardening | Lateral Hardening-Fuse-10487509 | Laterals | 13458 | 0.048864 | 7 | 0 | 161531.3 | 0 | 5516.4109 | 6613.6894 | 8748.9581 | -156014.8891 | -154917.6106 | -152782.3419 | 0.034151 | 0.040944 | 0.054163 | 0.03819
17407 | Lateral Hardening | Lateral Hardening-Fuse-10876300 | Laterals | 14023 | 0.056629 | 4 | 6 | 108312.76 | 0 | 3771.6016 | 4391.9804 | 5555.9807 | -104541.1584 | -103920.7796 | -102756.7793 | 0.034821 | 0.040549 | 0.051296 | 0.038187
18942 | Lateral Hardening | Lateral Hardening-Fuse-60080932 | Laterals | 13122 | 0.037311 | 6 | 0 | 82768.25 | 0 | 2823.9553 | 3385.673 | 4478.7576 | -79944.2947 | -79382.577 | -78289.4924 | 0.034119 | 0.040905 | 0.054112 | 0.038154
14768 | Lateral Hardening | Lateral Hardening-Fuse-92672999 | Laterals | 13064 | 0.089773 | 7 | 15 | 146437.26 | 0 | 5087.4618 | 5943.7874 | 7502.4903 | -141349.7982 | -140493.4726 | -138934.7697 | 0.034742 | 0.040589 | 0.051233 | 0.038145
16038 | Lateral Hardening | Lateral Hardening-Fuse-60167578 | Laterals | 13840 | 0.066098 | 2 | 2 | 50000 | 0 | 1745.3251 | 2025.1337 | 2521.1483 | -48254.6749 | -47974.8663 | -47478.8517 | 0.034907 | 0.040503 | 0.050423 | 0.038137
6227 | Lateral Hardening | Lateral Hardening-Fuse-91269214 | Laterals | 13143 | 0.042803 | 7 | 10 | 176213.03 | 0 | 6070.0751 | 7165.1705 | 9222.3192 | -170142.9549 | -169047.8595 | -166990.7108 | 0.034447 | 0.040662 | 0.052336 | 0.038101
7004 | Lateral Hardening | Lateral Hardening-Fuse-90101188 | Laterals | 13808 | 0.12083 | 9 | 1 | 97928.62 | 0 | 3346.5639 | 3995.5281 | 5244.87 | -94582.0561 | -93933.0919 | -92683.75 | 0.034174 | 0.0408 | 0.053558 | 0.0381
18497 | Lateral Hardening | Lateral Hardening-Fuse-93070778 | Laterals | 13167 | 0.017803 | 5 | 1 | 147747.56 | 0 | 5244.3704 | 5959.0652 | 6947.4877 | -142503.1896 | -141788.4948 | -140800.0723 | 0.035495 | 0.040333 | 0.047023 | 0.038099
15279 | Lateral Hardening | Lateral Hardening-Fuse-60072274 | Laterals | 13079 | 0.079167 | 6 | 2 | 102834.5 | 0 | 3655.4802 | 4122.5217 | 4867.4494 | -99179.0198 | -98711.9783 | -97967.0506 | 0.035547 | 0.040089 | 0.047333 | 0.038088
8935 | Lateral Hardening | Lateral Hardening-Fuse-60277026 | Laterals | 13807 | 0.20492 | 8 | 10 | 164580.43 | 0 | 5706.5399 | 6658.5663 | 8468.8039 | -158873.8901 | -157921.8637 | -156111.6261 | 0.034673 | 0.040458 | 0.051457 | 0.038087
3171 | Lateral Hardening | Lateral Hardening-Fuse-92634759 | Laterals | 13331 | 0.13352 | 2 | 1 | 74612.49 | 0 | 2654.6797 | 2994.6924 | 3504.5736 | -71957.8103 | -71617.7976 | -71107.9164 | 0.03558 | 0.040137 | 0.04697 | 0.038086
3067 | Lateral Hardening | Lateral Hardening-Fuse-92066087 | Laterals | 13546 | 0.092803 | 6 | 0 | 50000 | 0 | 1702.5012 | 2041.1486 | 2700.1455 | -48297.4988 | -47958.8514 | -47299.8545 | 0.03405 | 0.040823 | 0.054003 | 0.038077
17121 | Lateral Hardening | Lateral Hardening-Fuse-10696418 | Laterals | 13961 | 0.051326 | 3 | 4 | 104450.72 | 0 | 3603.1445 | 4228.8085 | 5431.5943 | -100847.5755 | -100221.9115 | -99019.1257 | 0.034496 | 0.040486 | 0.052002 | 0.038044
4652 | Lateral Hardening | Lateral Hardening-Fuse-10686196 | Laterals | 13808 | 0.052462 | 4 | 3 | 50000 | 0 | 1724.4772 | 2024.7799 | 2600.3139 | -48275.5228 | -47975.2201 | -47399.6861 | 0.03449 | 0.040496 | 0.052006 | 0.038043
11008 | Lateral Hardening | Lateral Hardening-Fuse-10595498 | Laterals | 13698 | 0.072159 | 6 | 2 | 58308.87 | 0 | 1994.2377 | 2370.3098 | 3093.1753 | -56314.6323 | -55938.5602 | -55215.6947 | 0.034201 | 0.040651 | 0.053048 | 0.038021
2676 | Lateral Hardening | Lateral Hardening-Fuse-91272699 | Laterals | 13461 | 0.042045 | 6 |  | 50000 | 0 | 1699.0147 | 2036.9685 | 2694.6158 | -48300.9853 | -47963.0315 | -47305.3842 | 0.03398 | 0.040739 | 0.053892 | 0.037999
7938 | Lateral Hardening | Lateral Hardening-Fuse-10030702 | Laterals | 13621 | 0.11913 | 8 | 4 | 110473.4 | 0 | 3776.2625 | 4486.9575 | 5859.4431 | -106697.1375 | -105986.4425 | -104613.9569 | 0.034183 | 0.040616 | 0.053039 | 0.037998
10573 | Lateral Hardening | Lateral Hardening-Fuse-92795431 | Laterals | 14124 | 0.1267 | 6 | 3 | 142359.81 | 0 | 4876.3169 | 5770.0173 | 7463.3324 | -137483.4931 | -136589.7927 | -134896.4776 | 0.034253 | 0.040531 | 0.052426 | 0.037954
2278 | Lateral Hardening | Lateral Hardening-Fuse-10650384 | Laterals | 13391 | 0.17159 | 8 | 0 | 80939.97 | 0 | 2746.7859 | 3293.1537 | 4356.3678 | -78193.1841 | -77646.8163 | -76583.6022 | 0.033936 | 0.040686 | 0.053822 | 0.03795
4673 | Lateral Hardening | Lateral Hardening-Fuse-92651591 | Laterals | 13118 | 0.1483 | 4 | 1 | 77067.93 | 0 | 2621.1144 | 3122.4933 | 4089.9007 | -74446.8156 | -73945.4367 | -72978.0293 | 0.03401 | 0.040516 | 0.053069 | 0.037868
5112 | Lateral Hardening | Lateral Hardening-Fuse-10694157 | Laterals | 13254 | 0.076894 | 5 |  | 61269.97 | 0 | 2073.8657 | 2486.3818 | 3289.1249 | -59196.1043 | -58783.5882 | -57980.8451 | 0.033848 | 0.040581 | 0.053682 | 0.037851
19162 | Lateral Hardening | Lateral Hardening-Fuse-90972723 | Laterals | 13624 | 0.044508 | 2 | 1 | 50000 | 0 | 1709.0459 | 2019.5354 | 2602.0227 | -48290.9541 | -47980.4646 | -47397.9773 | 0.034181 | 0.040391 | 0.05204 | 0.03783
18175 | Lateral Hardening | Lateral Hardening-Fuse-10000768 | Laterals | 13648 | 0.11061 | 6 |  | 53644.09 | 0 | 1812.5926 | 2173.1384 | 2874.7489 | -51831.4974 | -51470.9516 | -50769.3411 | 0.033789 | 0.04051 | 0.053589 | 0.037786
3824 | Lateral Hardening | Lateral Hardening-Fuse-10556570 | Laterals | 13298 | 0.097348 | 5 | 3 | 60402.29 | 0 | 2052.2238 | 2438.6501 | 3183.27 | -58350.0662 | -57963.6399 | -57219.02 | 0.033976 | 0.040373 | 0.052701 | 0.037768
12091 | Lateral Hardening | Lateral Hardening-Fuse-91544410 | Laterals | 13094 | 0.037689 | 4 | 3 | 105567.29 | 0 | 3715.9169 | 4211.4752 | 4918.251 | -101851.3731 | -101355.8148 | -100649.039 | 0.0352 | 0.039894 | 0.046589 | 0.037747
8792 | Lateral Hardening | Lateral Hardening-Fuse-10762944 | Laterals | 13813 | 0.078598 | 4 | 1 | 54914.03 | 0 | 1861.0791 | 2213.6647 | 2907.3744 | -53052.9509 | -52700.3653 | -52006.6556 | 0.033891 | 0.040311 | 0.052944 | 0.037722
5881 | Lateral Hardening | Lateral Hardening-Fuse-60253952 | Laterals | 13119 | 0.035606 | 4 | 0 | 82503.2 | 0 | 2783.0282 | 3336.605 | 4413.8476 | -79720.1718 | -79166.595 | -78089.3524 | 0.033732 | 0.040442 | 0.053499 | 0.037722
16968 | Lateral Hardening | Lateral Hardening-Fuse-10599428 | Laterals | 13473 | 0.033902 | 5 |  | 99072.64 | 0 | 3337.3776 | 4001.221 | 5293.0388 | -95735.2624 | -95071.419 | -93779.6012 | 0.033686 | 0.040387 | 0.053426 | 0.03767
858 | Lateral Hardening | Lateral Hardening-Fuse-92600878 | Laterals | 13436 | 0.044129 | 5 | 2 | 122993.92 | 0 | 4173.5413 | 4957.1632 | 6419.1543 | -118820.3787 | -118036.7568 | -116574.7657 | 0.033933 | 0.040304 | 0.052191 | 0.03767
2146 | Lateral Hardening | Lateral Hardening-Fuse-91774953 | Laterals | 13308 | 0.058712 | 4 | 0 | 111546.05 | 0 | 3755.8482 | 4502.9303 | 5956.7279 | -107790.2018 | -107043.1197 | -105589.3221 | 0.033671 | 0.040368 | 0.053402 | 0.037653
11228 | Lateral Hardening | Lateral Hardening-Fuse-10129899 | Laterals | 13006 | 0.26913 | 14 | 7 | 210438.22 | 0 | 7132.8698 | 8471.7985 | 11018.1549 | -203305.3502 | -201966.4215 | -199420.0651 | 0.033895 | 0.040258 | 0.052358 | 0.03765
19103 | Lateral Hardening | Lateral Hardening-Fuse-10650475 | Laterals | 13391 | 0.054924 | 4 |  | 92451.1 | 0 | 3111.6155 | 3730.5521 | 4934.9829 | -89339.4845 | -88720.5479 | -87516.1171 | 0.033657 | 0.040352 | 0.053379 | 0.037638
12289 | Lateral Hardening | Lateral Hardening-Fuse-92026872 | Laterals | 14124 | 0.035795 | 5 | 3 | 59216.79 | 0 | 2004.888 | 2382.1946 | 3107.8557 | -57211.902 | -56834.5954 | -56108.9343 | 0.033857 | 0.040228 | 0.052483 | 0.037631
16622 | Lateral Hardening | Lateral Hardening-Fuse-10007255 | Laterals | 13737 | 0.069697 | 7 | 0 | 107468.9 | 0 | 3616.2835 | 4335.6045 | 5735.38 | -103852.6165 | -103133.2955 | -101733.52 | 0.03365 | 0.040343 | 0.053368 | 0.037629
5149 | Lateral Hardening | Lateral Hardening-Fuse-92015810 | Laterals | 13772 | 0.044697 | 4 | 2 | 56026.57 | 0 | 1897.1425 | 2253.7009 | 2938.1366 | -54129.4275 | -53772.8691 | -53088.4334 | 0.033861 | 0.040226 | 0.052442 | 0.037629
18401 | Lateral Hardening | Lateral Hardening-Fuse-10095528 | Laterals | 13786 | 0.034091 | 4 | 3 | 50706.45 | 0 | 1729.0941 | 2030.9935 | 2608.8452 | -48977.3559 | -48675.4565 | -48097.6048 | 0.0341 | 0.040054 | 0.05145 | 0.037621
11441 | Lateral Hardening | Lateral Hardening-Fuse-93207952 | Laterals | 13656 | 0.070833 | 5 | 2 | 93773.26 | 0 | 3174.564 | 3768.3609 | 4879.3664 | -90598.696 | -90004.8991 | -88893.8936 | 0.033854 | 0.040186 | 0.052034 | 0.037571
14132 | Lateral Hardening | Lateral Hardening-Fuse-10629012 | Laterals | 13146 | 0.13371 | 6 | 3 | 107367.62 | 0 | 3632.9629 | 4311.5921 | 5590.0977 | -103734.6571 | -103056.0279 | -101777.5223 | 0.033837 | 0.040157 | 0.052065 | 0.037556
13597 | Lateral Hardening | Lateral Hardening-Fuse-10050728 | Laterals | 13199 | 0.047727 | 5 | 36 | 79392.13 | 0 | 2775.5445 | 3151.6194 | 3708.0751 | -76616.5855 | -76240.5106 | -75684.0549 | 0.03496 | 0.039697 | 0.046706 | 0.037556
12503 | Lateral Hardening | Lateral Hardening-Fuse-60370044 | Laterals | 13808 | 0.088447 | 1 | 1 | 50000 | 0 | 1747.9663 | 1982.4182 | 2335.3816 | -48252.0337 | -48017.5818 | -47664.6184 | 0.034959 | 0.039648 | 0.046708 | 0.037541
2367 | Lateral Hardening | Lateral Hardening-Fuse-10650522 | Laterals | 13391 | 0.058523 | 4 | 2 | 50000 | 0 | 1692.8246 | 2003.2532 | 2590.2608 | -48307.1754 | -47996.7468 | -47409.7392 | 0.033856 | 0.040065 | 0.051805 | 0.037514
7037 | Lateral Hardening | Lateral Hardening-Fuse-10676270 | Laterals | 13787 | 0.20663 | 8 | 4 | 166248.13 | 0 | 5609.2497 | 6664.9141 | 8703.6004 | -160638.8803 | -159583.2159 | -157544.5296 | 0.03374 | 0.04009 | 0.052353 | 0.037506
6505 | Lateral Hardening | Lateral Hardening-Fuse-10662341 | Laterals | 13470 | 0.18485 | 8 | 0 | 63744.17 | 0 | 2136.2364 | 2561.1588 | 3388.044 | -61607.9336 | -61183.0112 | -60356.126 | 0.033513 | 0.040179 | 0.053151 | 0.037476
19499 | Lateral Hardening | Lateral Hardening-Fuse-92345682 | Laterals | 13150 | 0.057197 | 4 | 5 | 73169.09 | 0 | 2497.5532 | 2906.8821 | 3698.9815 | -70671.5368 | -70262.2079 | -69470.1085 | 0.034134 | 0.039728 | 0.050554 | 0.037454
3765 | Lateral Hardening | Lateral Hardening-Fuse-91086187 | Laterals | 13151 | 0.005303 | 1 | 62 | 50000 | 0 | 1724.9967 | 1989.3514 | 2407.2722 | -48275.0033 | -48010.6486 | -47592.7278 | 0.0345 | 0.039787 | 0.048145 | 0.037451
8991 | Lateral Hardening | Lateral Hardening-Fuse-90535062 | Laterals | 13656 | 0.039773 | 4 | 0 | 83151.1 | 0 | 2783.9819 | 3337.7485 | 4415.3603 | -80367.1181 | -79813.3515 | -78735.7397 | 0.033481 | 0.040141 | 0.0531 | 0.037441
17499 | Lateral Hardening | Lateral Hardening-Fuse-10629045 | Laterals | 13146 | 0.14602 | 10 | 5 | 60517.47 | 0 | 2038.565 | 2420.8437 | 3143.6875 | -58478.905 | -58096.6263 | -57373.7825 | 0.033686 | 0.040002 | 0.051947 | 0.037407
9933 | Lateral Hardening | Lateral Hardening-Fuse-10562372 | Laterals | 13296 | 0.041856 | 3 | 0 | 59376.17 | 0 | 1980.721 | 2374.7096 | 3141.3986 | -57395.449 | -57001.4604 | -56234.7714 | 0.033359 | 0.039994 | 0.052907 | 0.037304
2237 | Lateral Hardening | Lateral Hardening-Fuse-60300051 | Laterals | 14111 | 0.026326 | 7 | 0 | 76583.18 | 0 | 2554.5025 | 3062.6229 | 4051.4087 | -74028.6775 | -73520.5571 | -72531.7713 | 0.033356 | 0.039991 | 0.052902 | 0.037301
13432 | Lateral Hardening | Lateral Hardening-Fuse-91146364 | Laterals | 13097 | 0.05928 | 4 | 8 | 76379.87 | 0 | 2598.6605 | 3031.4552 | 3801.5727 | -73781.2095 | -73348.4148 | -72578.2973 | 0.034023 | 0.039689 | 0.049772 | 0.037298
17182 | Lateral Hardening | Lateral Hardening-Fuse-92132400 | Laterals | 13198 | 0.064205 | 4 | 5 | 118345.98 | 0 | 4022.0691 | 4681.2539 | 5956.8538 | -114323.9109 | -113664.7261 | -112389.1262 | 0.033986 | 0.039556 | 0.050334 | 0.037292
17276 | Lateral Hardening | Lateral Hardening-Fuse-10391655 | Laterals | 13546 | 0.057576 | 2 |  | 50000 | 0 | 1667.1464 | 1998.7613 | 2644.0732 | -48332.8536 | -48001.2387 | -47355.9268 | 0.033343 | 0.039975 | 0.052881 | 0.037286
13775 | Lateral Hardening | Lateral Hardening-Fuse-90701538 | Laterals | 13805 | 0.068939 | 4 | 2 | 50000 | 0 | 1673.6924 | 1988.9193 | 2576.7326 | -48326.3076 | -48011.0807 | -47423.2674 | 0.033474 | 0.039778 | 0.051535 | 0.037171
18248 | Lateral Hardening | Lateral Hardening-Fuse-91302241 | Laterals | 13552 | 0.32235 | 25 | 0 | 588890.1 | 0 | 19572.7622 | 23466.0132 | 31042.154 | -569317.3378 | -565424.0868 | -557847.946 | 0.033237 | 0.039848 | 0.052713 | 0.037168
9858 | Lateral Hardening | Lateral Hardening-Fuse-10696482 | Laterals | 13961 | 0.039962 | 1 | 4 | 50000 | 0 | 1713.1113 | 1963.137 | 2381.8937 | -48286.8887 | -48036.863 | -47618.1063 | 0.034262 | 0.039263 | 0.047638 | 0.0371
1876 | Lateral Hardening | Lateral Hardening-Fuse-92965078 | Laterals | 13808 | 0.035606 | 5 | 1 | 82503.2 | 0 | 2744.8123 | 3270.6444 | 4295.4116 | -79758.3877 | -79232.5556 | -78207.7884 | 0.033269 | 0.039643 | 0.052064 | 0.037061
2713 | Lateral Hardening | Lateral Hardening-Fuse-91424090 | Laterals | 13298 | 0.091288 | 6 | 1 | 52038.61 | 0 | 1731.5974 | 2060.6412 | 2706.648 | -50307.0126 | -49977.9688 | -49331.962 | 0.033275 | 0.039598 | 0.052012 | 0.037046
11281 | Lateral Hardening | Lateral Hardening-Fuse-60633543 | Laterals | 13298 | 0.02178 | 3 | 1 | 50192.03 | 0 | 1669.8853 | 1989.5264 | 2601.6481 | -48522.1447 | -48202.5036 | -47590.3819 | 0.03327 | 0.039638 | 0.051834 | 0.037037
16424 | Lateral Hardening | Lateral Hardening-Fuse-93306466 | Laterals | 13808 | 0.051894 | 3 | 2 | 96129.26 | 0 | 3220.8962 | 3792.328 | 4886.5539 | -92908.3638 | -92336.932 | -91242.7061 | 0.033506 | 0.03945 | 0.050833 | 0.037022
2751 | Lateral Hardening | Lateral Hardening-Fuse-60076917 | Laterals | 13121 | 0.098295 | 7 |  | 169217.75 | 0 | 5597.424 | 6710.817 | 8877.4439 | -163620.326 | -162506.933 | -160340.3061 | 0.033078 | 0.039658 | 0.052462 | 0.03699
4570 | Lateral Hardening | Lateral Hardening-Fuse-60567512 | Laterals | 13817 | 0.036364 | 4 | 1 | 50000 | 0 | 1660.8211 | 1977.8576 | 2591.8129 | -48339.1789 | -48022.1424 | -47408.1871 | 0.033216 | 0.039557 | 0.051836 | 0.036981
7164 | Lateral Hardening | Lateral Hardening-Fuse-92042372 | Laterals | 14050 | 0.13712 | 4 | 11 | 130722.26 | 0 | 4422.5386 | 5135.6617 | 6392.2666 | -126299.7214 | -125586.5983 | -124329.9934 | 0.033832 | 0.039287 | 0.0489 | 0.036975
13110 | Lateral Hardening | Lateral Hardening-Fuse-10745617 | Laterals | 13815 | 0.11761 | 4 | 3 | 106538.4 | 0 | 3549.4873 | 4210.6688 | 5449.0764 | -102988.9127 | -102327.7312 | -101089.3236 | 0.033317 | 0.039523 | 0.051147 | 0.036961
9569 | Lateral Hardening | Lateral Hardening-Fuse-91229221 | Laterals | 13924 | 0.056439 | 5 | 4 | 60932.45 | 0 | 2033.4505 | 2401.4946 | 3105.832 | -58898.9995 | -58530.9554 | -57826.618 | 0.033372 | 0.039412 | 0.050972 | 0.036944
13812 | Lateral Hardening | Lateral Hardening-Fuse-90022504 | Laterals | 13172 | 0.16155 | 8 | 0 | 174577.08 | 0 | 5767.075 | 6914.2135 | 9146.5081 | -168810.005 | -167662.8665 | -165430.5719 | 0.033035 | 0.039606 | 0.052392 | 0.036942
4015 | Lateral Hardening | Lateral Hardening-Fuse-10271866 | Laterals | 13621 | 0.051136 | 1 | 2 | 50000 | 0 | 1700.4628 | 1955.0989 | 2393.9311 | -48299.5372 | -48044.9011 | -47606.0689 | 0.034009 | 0.039102 | 0.047879 | 0.036924
3444 | Lateral Hardening | Lateral Hardening-Fuse-93251416 | Laterals | 13175 | 0.078788 | 5 |  | 57107.81 | 0 | 1885.559 | 2260.6187 | 2990.4728 | -55222.251 | -54847.1913 | -54117.3372 | 0.033018 | 0.039585 | 0.052365 | 0.036923
14455 | Lateral Hardening | Lateral Hardening-Fuse-91720645 | Laterals | 13622 | 0.043939 | 5 | 2 | 55963.61 | 0 | 1859.1107 | 2208.482 | 2878.5775 | -54104.4993 | -53755.128 | -53085.0325 | 0.03322 | 0.039463 | 0.051437 | 0.036915
10879 | Lateral Hardening | Lateral Hardening-Fuse-90780494 | Laterals | 13103 | 0.079924 | 6 | 0 | 89394.5 | 0 | 2949.6974 | 3536.4266 | 4678.1828 | -86444.8026 | -85858.0734 | -84716.3172 | 0.032996 | 0.03956 | 0.052332 | 0.036899
4273 | Lateral Hardening | Lateral Hardening-Fuse-60371545 | Laterals | 13807 | 0.049621 | 5 | 2 | 56435.81 | 0 | 1872.1269 | 2227.207 | 2909.6463 | -54563.6831 | -54208.603 | -53526.1637 | 0.033173 | 0.039464 | 0.051557 | 0.036899
3040 | Lateral Hardening | Lateral Hardening-Fuse-92864175 | Laterals | 13460 | 0.088258 | 6 | 2 | 55208.09 | 0 | 1834.3803 | 2179.1908 | 2826.541 | -53373.7097 | -53028.8992 | -52381.549 | 0.033227 | 0.039472 | 0.051198 | 0.036897
15618 | Lateral Hardening | Lateral Hardening-Fuse-92619855 | Laterals | 13303 | 0.039773 | 5 | 2 | 51178.65 | 0 | 1700.6642 | 2019.98 | 2615.7225 | -49477.9858 | -49158.67 | -48562.9275 | 0.03323 | 0.039469 | 0.05111 | 0.03689
13832 | Lateral Hardening | Lateral Hardening-Fuse-90175921 | Laterals | 13458 | 0.18977 | 9 | 0 | 112535.34 | 0 | 3711.7463 | 4450.056 | 5886.7829 | -108823.5937 | -108085.284 | -106648.5571 | 0.032983 | 0.039544 | 0.052311 | 0.036884
7348 | Lateral Hardening | Lateral Hardening-Fuse-90835208 | Laterals | 13207 | 0.049432 | 4 | 30 | 104100.54 | 0 | 3530.2039 | 4066.8266 | 4998.8605 | -100570.3361 | -100033.7134 | -99101.6795 | 0.033911 | 0.039066 | 0.04802 | 0.036869
1628 | Lateral Hardening | Lateral Hardening-Fuse-91975049 | Laterals | 13419 | 0.029545 | 2 | 8 | 73908.69 | 0 | 2502.8437 | 2888.7286 | 3560.9766 | -71405.8463 | -71019.9614 | -70347.7134 | 0.033864 | 0.039085 | 0.048181 | 0.036862
12000 | Lateral Hardening | Lateral Hardening-Fuse-92734194 | Laterals | 13070 | 0.042992 | 3 | 2 | 55884.91 | 0 | 1857.5283 | 2201.6296 | 2850.1031 | -54027.3817 | -53683.2804 | -53034.8069 | 0.033238 | 0.039396 | 0.051 | 0.036862
4095 | Lateral Hardening | Lateral Hardening-Fuse-92380554 | Laterals | 13815 | 0.03428 | 3 | 1 | 51230.87 | 0 | 1696.4443 | 2020.7056 | 2641.3647 | -49534.4257 | -49210.1644 | -48589.5053 | 0.033114 | 0.039443 | 0.051558 | 0.036857
11872 | Lateral Hardening | Lateral Hardening-Fuse-92003001 | Laterals | 13479 | 0.019318 | 4 | 2 | 50000 | 0 | 1664.0286 | 1966.9213 | 2541.5654 | -48335.9714 | -48033.0787 | -47458.4346 | 0.033281 | 0.039338 | 0.050831 | 0.036853
10749 | Lateral Hardening | Lateral Hardening-Fuse-90153172 | Laterals | 13208 | 0.05322 | 4 | 10 | 123749.44 | 0 | 4171.3952 | 4843.5927 | 6042.0999 | -119578.0448 | -118905.8473 | -117707.3401 | 0.033708 | 0.03914 | 0.048825 | 0.03685
10731 | Lateral Hardening | Lateral Hardening-Fuse-91002749 | Laterals | 13214 | 0.032197 | 4 | 7 | 74637.73 | 0 | 2502.4742 | 2919.6797 | 3714.138 | -72135.2558 | -71718.0503 | -70923.592 | 0.033528 | 0.039118 | 0.049762 | 0.036829
4812 | Lateral Hardening | Lateral Hardening-Fuse-92874485 | Laterals | 13112 | 0.058902 | 4 | 10 | 133099 | 0 | 4460.6824 | 5203.7545 | 6621.0571 | -128638.3176 | -127895.2455 | -126477.9429 | 0.033514 | 0.039097 | 0.049745 | 0.036812
18461 | Lateral Hardening | Lateral Hardening-Fuse-91313007 | Laterals | 13687 | 0.0098485 | 1 | 30 | 50000 | 0 | 1697.2033 | 1953.4339 | 2359.6986 | -48302.7967 | -48046.5661 | -47640.3014 | 0.033944 | 0.039069 | 0.047194 | 0.036806
573 | Lateral Hardening | Lateral Hardening-Fuse-93131954 | Laterals | 13787 | 0.020644 | 1 | 2 | 50000 | 0 | 1721.4532 | 1939.0938 | 2250.522 | -48278.5468 | -48060.9062 | -47749.478 | 0.034429 | 0.038782 | 0.04501 | 0.036793
3993 | Lateral Hardening | Lateral Hardening-Fuse-60174795 | Laterals | 13372 | 0.04053 | 4 | 10 | 70891.61 | 0 | 2384.364 | 2768.5913 | 3453.6564 | -68507.246 | -68123.0187 | -67437.9536 | 0.033634 | 0.039054 | 0.048717 | 0.036768
1246 | Lateral Hardening | Lateral Hardening-Fuse-10556659 | Laterals | 13298 | 0.054924 | 5 | 1 | 50000 | 0 | 1650.1958 | 1965.0142 | 2575.3648 | -48349.8042 | -48034.9858 | -47424.6352 | 0.033004 | 0.0393 | 0.051507 | 0.036743
11676 | Lateral Hardening | Lateral Hardening-Fuse-93297706 | Laterals | 13808 | 0.20511 | 10 | 3 | 117740.28 | 0 | 3883.8782 | 4618.0482 | 6066.2615 | -113856.4018 | -113122.2318 | -111674.0185 | 0.032987 | 0.039222 | 0.051522 | 0.036711
11390 | Lateral Hardening | Lateral Hardening-Fuse-90043858 | Laterals | 13071 | 0.013826 | 1 | 2 | 50000 | 0 | 1713.5166 | 1936.8191 | 2255.3543 | -48286.4834 | -48063.1809 | -47744.6457 | 0.03427 | 0.038736 | 0.045107 | 0.036694
14981 | Lateral Hardening | Lateral Hardening-Fuse-10271816 | Laterals | 13677 | 0.058712 | 5 | 0 | 61121.33 | 0 | 2005.5582 | 2404.4871 | 3180.7899 | -59115.7718 | -58716.8429 | -57940.5401 | 0.032813 | 0.03934 | 0.052041 | 0.036694
13433 | Lateral Hardening | Lateral Hardening-Fuse-90902146 | Laterals | 13818 | 0.054924 | 4 |  | 50000 | 0 | 1640.4416 | 1966.7446 | 2601.7196 | -48359.5584 | -48033.2554 | -47398.2804 | 0.032809 | 0.039335 | 0.052034 | 0.036689
2317 | Lateral Hardening | Lateral Hardening-Fuse-92119087 | Laterals | 13470 | 0.084659 | 6 | 1 | 55417.71 | 0 | 1821.9717 | 2175.9586 | 2858.0398 | -53595.7383 | -53241.7514 | -52559.6702 | 0.032877 | 0.039265 | 0.051573 | 0.036663
8150 | Lateral Hardening | Lateral Hardening-Fuse-10629063 | Laterals | 13787 | 0.067614 | 4 | 3 | 61861.11 | 0 | 2042.8976 | 2422.8923 | 3137.0989 | -59818.2124 | -59438.2177 | -58724.0111 | 0.033024 | 0.039167 | 0.050712 | 0.036636
12914 | Lateral Hardening | Lateral Hardening-Fuse-92983321 | Laterals | 13039 | 0.015152 | 1 | 25 | 50000 | 0 | 1704.7935 | 1942.4094 | 2260.312 | -48295.2065 | -48057.5906 | -47739.688 | 0.034096 | 0.038848 | 0.045206 | 0.036633
17654 | Lateral Hardening | Lateral Hardening-Fuse-93269874 | Laterals | 13080 | 0.067424 | 7 | 14 | 73126.69 | 0 | 2438.636 | 2842.8498 | 3590.5867 | -70688.054 | -70283.8402 | -69536.1033 | 0.033348 | 0.038876 | 0.049101 | 0.036582
13927 | Lateral Hardening | Lateral Hardening-Fuse-60124057 | Laterals | 13218 | 0.02822 | 2 | 2 | 50218.51 | 0 | 1670.3887 | 1951.6664 | 2484.7392 | -48548.1213 | -48266.8436 | -47733.7708 | 0.033262 | 0.038863 | 0.049479 | 0.036564
8327 | Lateral Hardening | Lateral Hardening-Fuse-92649885 | Laterals | 13391 | 0.074621 | 5 | 4 | 54074.81 | 0 | 1790.8681 | 2104.6644 | 2706.7729 | -52283.9419 | -51970.1456 | -51368.0371 | 0.033118 | 0.038921 | 0.050056 | 0.036553
3312 | Lateral Hardening | Lateral Hardening-Fuse-93267230 | Laterals | 13122 | 0.029167 | 3 | 2 | 50297.21 | 0 | 1662.9171 | 1959.2601 | 2524.1881 | -48634.2929 | -48337.9499 | -47773.0219 | 0.033062 | 0.038954 | 0.050185 | 0.036542
8398 | Lateral Hardening | Lateral Hardening-Fuse-92607671 | Laterals | 13390 | 0.061174 | 4 | 1 | 50000 | 0 | 1640.9552 | 1948.6512 | 2541.9935 | -48359.0448 | -48051.3488 | -47458.0065 | 0.032819 | 0.038973 | 0.05084 | 0.036467
4037 | Lateral Hardening | Lateral Hardening-Fuse-60001697 | Laterals | 13023 | 0.13807 | 11 | 22 | 257987.46 | 0 | 8566.9477 | 10004.5557 | 12642.9712 | -249420.5123 | -247982.9043 | -245344.4888 | 0.033207 | 0.038779 | 0.049006 | 0.036458
5580 | Lateral Hardening | Lateral Hardening-Fuse-92642400 | Laterals | 13331 | 0.024242 | 3 | 0 | 80736.2 | 0 | 2631.917 | 3155.436 | 4174.1872 | -78104.283 | -77580.764 | -76562.0128 | 0.032599 | 0.039083 | 0.051702 | 0.036455
6029 | Lateral Hardening | Lateral Hardening-Fuse-93340696 | Laterals | 13049 | 0.081629 | 9 | 18 | 153620.44 | 0 | 5097.6106 | 5947.4079 | 7521.2364 | -148522.8294 | -147673.0321 | -146099.2036 | 0.033183 | 0.038715 | 0.04896 | 0.03642
7727 | Lateral Hardening | Lateral Hardening-Fuse-92889342 | Laterals | 13388 | 0.033902 | 4 | 2 | 50000 | 0 | 1644.6633 | 1942.9841 | 2510.4618 | -48355.3367 | -48057.0159 | -47489.5382 | 0.032893 | 0.03886 | 0.050209 | 0.036415
7466 | Lateral Hardening | Lateral Hardening-Fuse-60020682 | Laterals | 13679 | 0.04678 | 1 | 2 | 50000 | 0 | 1677.4711 | 1926.9176 | 2357.1403 | -48322.5289 | -48073.0824 | -47642.8597 | 0.033549 | 0.038538 | 0.047143 | 0.036405
15686 | Lateral Hardening | Lateral Hardening-Fuse-10492951 | Laterals | 14041 | 0.092614 | 6 | 2 | 60008.79 | 0 | 1962.3692 | 2332.2992 | 3044.0029 | -58046.4208 | -57676.4908 | -56964.7871 | 0.032701 | 0.038866 | 0.050726 | 0.036353
17430 | Lateral Hardening | Lateral Hardening-Fuse-10095508 | Laterals | 13786 | 0.23769 | 13 | 6 | 216702.74 | 0 | 7084.7541 | 8414.7337 | 10992.8032 | -209617.9859 | -208288.0063 | -205709.9368 | 0.032693 | 0.038831 | 0.050728 | 0.036338
448 | Lateral Hardening | Lateral Hardening-Fuse-60114858 | Laterals | 13600 | 0.05303 | 4 | 11 | 87650.45 | 0 | 2968.4503 | 3367.0925 | 3935.267 | -84681.9997 | -84283.3575 | -83715.183 | 0.033867 | 0.038415 | 0.044897 | 0.036334
1397 | Lateral Hardening | Lateral Hardening-Fuse-60046854 | Laterals | 13228 | 0.25076 | 14 | 0 | 410393.89 | 0 | 13333.5431 | 15985.7405 | 21146.8311 | -397060.3469 | -394408.1495 | -389247.0589 | 0.03249 | 0.038952 | 0.051528 | 0.036332
5927 | Lateral Hardening | Lateral Hardening-Fuse-60567508 | Laterals | 13817 | 0.060795 | 5 | 4 | 60785.79 | 0 | 1997.4827 | 2347.4821 | 3019.0565 | -58788.3073 | -58438.3079 | -57766.7335 | 0.032861 | 0.038619 | 0.049667 | 0.036269
13343 | Lateral Hardening | Lateral Hardening-Fuse-90148080 | Laterals | 13708 | 0.18447 | 16 | 0 | 109487.5 | 0 | 3549.3403 | 4255.3455 | 5629.209 | -105938.1597 | -105232.1545 | -103858.291 | 0.032418 | 0.038866 | 0.051414 | 0.036252
17786 | Lateral Hardening | Lateral Hardening-Fuse-91458446 | Laterals | 13924 | 0.043561 | 4 | 2 | 55932.13 | 0 | 1824.6464 | 2166.8829 | 2826.3861 | -54107.4836 | -53765.2471 | -53105.7439 | 0.032623 | 0.038741 | 0.050532 | 0.036249
18379 | Lateral Hardening | Lateral Hardening-Fuse-60463810 | Laterals | 13011 | 0.22803 | 12 | 24 | 393086.86 | 0 | 12928.4289 | 15151.8038 | 19405.6185 | -380158.4311 | -377935.0562 | -373681.2415 | 0.032889 | 0.038546 | 0.049367 | 0.036234
13419 | Lateral Hardening | Lateral Hardening-Fuse-10804804 | Laterals | 13454 | 0.09053 | 10 | 0 | 159056.36 | 0 | 5153.0108 | 6178.0048 | 8172.6102 | -153903.3492 | -152878.3552 | -150883.7498 | 0.032397 | 0.038842 | 0.051382 | 0.036229
13013 | Lateral Hardening | Lateral Hardening-Fuse-60131023 | Laterals | 13067 | 0.027652 | 5 | 11 | 81611.29 | 0 | 2695.267 | 3142.7503 | 3952.7322 | -78916.023 | -78468.5397 | -77658.5578 | 0.033026 | 0.038509 | 0.048434 | 0.036211
8800 | Lateral Hardening | Lateral Hardening-Fuse-92180181 | Laterals | 13233 | 0.099621 | 7 | 2 | 144547.67 | 0 | 4704.7162 | 5599.5291 | 7314.6355 | -139842.9538 | -138948.1409 | -137233.0345 | 0.032548 | 0.038738 | 0.050604 | 0.036211
2437 | Lateral Hardening | Lateral Hardening-Fuse-60174257 | Laterals | 13098 | 0.022159 | 4 |  | 50000 | 0 | 1618.4469 | 1940.3749 | 2566.8364 | -48381.5531 | -48059.6251 | -47433.1636 | 0.032369 | 0.038807 | 0.051337 | 0.036197
15506 | Lateral Hardening | Lateral Hardening-Fuse-91322853 | Laterals | 13008 | 0.071402 | 6 | 0 | 88069.25 | 0 | 2849.7904 | 3416.6469 | 4519.7316 | -85219.4596 | -84652.6031 | -83549.5184 | 0.032359 | 0.038795 | 0.05132 | 0.036186
17468 | Lateral Hardening | Lateral Hardening-Fuse-60041755 | Laterals | 13221 | 0.094886 | 9 | 0 | 236700.31 | 0 | 7644.002 | 9164.4833 | 12123.2908 | -229056.308 | -227535.8267 | -224577.0192 | 0.032294 | 0.038718 | 0.051218 | 0.036113
9956 | Lateral Hardening | Lateral Hardening-Fuse-92663266 | Laterals | 13546 | 0.18523 | 21 | 0 | 255224.93 | 0 | 8240.8279 | 9880.0248 | 13069.8491 | -246984.1021 | -245344.9052 | -242155.0809 | 0.032288 | 0.038711 | 0.051209 | 0.036107
4314 | Lateral Hardening | Lateral Hardening-Fuse-60018172 | Laterals | 13303 | 0.064583 | 3 | 4 | 50000 | 0 | 1644.4539 | 1917.8132 | 2412.6584 | -48355.5461 | -48082.1868 | -47587.3416 | 0.032889 | 0.038356 | 0.048253 | 0.036066
1625 | Lateral Hardening | Lateral Hardening-Fuse-91416515 | Laterals | 13164 | 0.016288 | 3 | 5 | 65455.57 | 0 | 2138.3037 | 2512.0574 | 3230.8861 | -63317.2663 | -62943.5126 | -62224.6839 | 0.032668 | 0.038378 | 0.04936 | 0.03605
13803 | Lateral Hardening | Lateral Hardening-Fuse-10588274 | Laterals | 13444 | 0.10814 | 7 | 14 | 140104.04 | 0 | 4602.3855 | 5365.2495 | 6776.4374 | -135501.6545 | -134738.7905 | -133327.6026 | 0.03285 | 0.038295 | 0.048367 | 0.036035
17553 | Lateral Hardening | Lateral Hardening-Fuse-60126782 | Laterals | 13187 | 0.0375 | 3 |  | 50000 | 0 | 1608.2306 | 1928.1264 | 2550.6334 | -48391.7694 | -48071.8736 | -47449.3666 | 0.032165 | 0.038563 | 0.051013 | 0.035969
16104 | Lateral Hardening | Lateral Hardening-Fuse-91267179 | Laterals | 13927 | 0.069886 | 5 | 2 | 50000 | 0 | 1619.7152 | 1924.3592 | 2492.7431 | -48380.2848 | -48075.6408 | -47507.2569 | 0.032394 | 0.038487 | 0.049855 | 0.035968
13998 | Lateral Hardening | Lateral Hardening-Fuse-91379550 | Laterals | 13298 | 0.041288 | 5 | 2 | 55743.25 | 0 | 1803.7978 | 2142.081 | 2793.4554 | -53939.4522 | -53601.169 | -52949.7946 | 0.032359 | 0.038428 | 0.050113 | 0.035955
4069 | Lateral Hardening | Lateral Hardening-Fuse-10632722 | Laterals | 13312 | 0.028598 | 3 | 0 | 50000 | 0 | 1607.5904 | 1927.3588 | 2549.618 | -48392.4096 | -48072.6412 | -47450.382 | 0.032152 | 0.038547 | 0.050992 | 0.035954
8038 | Lateral Hardening | Lateral Hardening-Fuse-60133706 | Laterals | 13836 | 0.032197 | 2 | 1 | 51057.73 | 0 | 1651.5663 | 1961.6148 | 2554.8275 | -49406.1637 | -49096.1152 | -48502.9025 | 0.032347 | 0.03842 | 0.050038 | 0.035938
16950 | Lateral Hardening | Lateral Hardening-Fuse-10441197 | Laterals | 13946 | 0.083902 | 5 | 15 | 110579.32 | 0 | 3637.0986 | 4214.2436 | 5267.0507 | -106942.2214 | -106365.0764 | -105312.2693 | 0.032891 | 0.038111 | 0.047631 | 0.035931
6117 | Lateral Hardening | Lateral Hardening-Fuse-91145235 | Laterals | 13007 | 0.017803 | 5 | 0 | 50000 | 0 | 1605.7303 | 1925.1288 | 2546.668 | -48394.2697 | -48074.8712 | -47453.332 | 0.032115 | 0.038503 | 0.050933 | 0.035913
6800 | Lateral Hardening | Lateral Hardening-Fuse-60283393 | Laterals | 13927 | 0.23939 | 15 | 0 | 182204.06 | 0 | 5851.2041 | 7015.0769 | 9279.9359 | -176352.8559 | -175188.9831 | -172924.1241 | 0.032113 | 0.038501 | 0.050932 | 0.035912
1062 | Lateral Hardening | Lateral Hardening-Fuse-60006591 | Laterals | 13092 | 0.018939 | 3 | 13 | 92677.25 | 0 | 3048.3854 | 3524.5117 | 4394.4026 | -89628.8646 | -89152.7383 | -88282.8474 | 0.032892 | 0.03803 | 0.047416 | 0.035886
7136 | Lateral Hardening | Lateral Hardening-Fuse-10075317 | Laterals | 13656 | 0.084659 | 6 | 5 | 106712.28 | 0 | 3468.2504 | 4068.5316 | 5223.8115 | -103244.0296 | -102643.7484 | -101488.4685 | 0.032501 | 0.038126 | 0.048952 | 0.035834
8770 | Lateral Hardening | Lateral Hardening-Fuse-10827131 | Laterals | 13769 | 0.04053 | 3 |  | 50000 | 0 | 1601.0731 | 1919.5452 | 2539.2817 | -48398.9269 | -48080.4548 | -47460.7183 | 0.032021 | 0.038391 | 0.050786 | 0.035809
6791 | Lateral Hardening | Lateral Hardening-Fuse-60386980 | Laterals | 14001 | 0.070265 | 3 | 1 | 54221.47 | 0 | 1741.1914 | 2074.3905 | 2712.7182 | -52480.2786 | -52147.0795 | -51508.7518 | 0.032113 | 0.038258 | 0.05003 | 0.035748
19668 | Lateral Hardening | Lateral Hardening-Fuse-92097941 | Laterals | 13031 | 0.034091 | 4 | 0 | 82267.6 | 0 | 2629.7909 | 3152.8871 | 4170.8153 | -79637.8091 | -79114.7129 | -78096.7847 | 0.031966 | 0.038325 | 0.050698 | 0.035747
16193 | Lateral Hardening | Lateral Hardening-Fuse-91343916 | Laterals | 13123 | 0.030114 | 2 | 18 | 66604.59 | 0 | 2184.9876 | 2524.3473 | 3119.4099 | -64419.6024 | -64080.2427 | -63485.1801 | 0.032805 | 0.037901 | 0.046835 | 0.035737
8689 | Lateral Hardening | Lateral Hardening-Fuse-10556555 | Laterals | 13298 | 0.070455 | 4 | 2 | 54237.21 | 0 | 1740.7777 | 2067.3392 | 2680.9249 | -52496.4323 | -52169.8708 | -51556.2851 | 0.032096 | 0.038117 | 0.04943 | 0.035635
7181 | Lateral Hardening | Lateral Hardening-Fuse-91468349 | Laterals | 13984 | 0.13996 | 3 | 3 | 50000 | 0 | 1628.846 | 1891.9245 | 2357.0524 | -48371.154 | -48108.0755 | -47642.9476 | 0.032577 | 0.037838 | 0.047141 | 0.035612
172 | Lateral Hardening | Lateral Hardening-Fuse-91742026 | Laterals | 14124 | 0.12102 | 7 | 3 | 80394.81 | 0 | 2574.1866 | 3061.6097 | 3999.2316 | -77820.6234 | -77333.2003 | -76395.5784 | 0.032019 | 0.038082 | 0.049745 | 0.035611
12328 | Lateral Hardening | Lateral Hardening-Fuse-10798780 | Laterals | 14025 | 0.067424 | 4 | 3 | 106297.3 | 0 | 3411.5306 | 4047.0141 | 5237.2889 | -102885.7694 | -102250.2859 | -101060.0111 | 0.032094 | 0.038073 | 0.04927 | 0.035605
1752 | Lateral Hardening | Lateral Hardening-Fuse-92308296 | Laterals | 13176 | 0.070833 | 6 | 19 | 156653.26 | 0 | 5090.716 | 5938.5669 | 7399.8621 | -151562.544 | -150714.6931 | -149253.3979 | 0.032497 | 0.037909 | 0.047237 | 0.035594
13844 | Lateral Hardening | Lateral Hardening-Fuse-92102256 | Laterals | 13030 | 0.028409 | 3 | 2 | 50234.25 | 0 | 1616.3159 | 1906.0792 | 2454.512 | -48617.9341 | -48328.1708 | -47779.738 | 0.032176 | 0.037944 | 0.048861 | 0.035575
9023 | Lateral Hardening | Lateral Hardening-Fuse-60028881 | Laterals | 13007 | 0.1839 | 12 | 0 | 259495.75 | 0 | 8253.1847 | 9894.8394 | 13089.4468 | -251242.5653 | -249600.9106 | -246406.3032 | 0.031805 | 0.038131 | 0.050442 | 0.035566
17738 | Lateral Hardening | Lateral Hardening-Fuse-10684599 | Laterals | 13313 | 0.12746 | 16 | 0 | 309778.37 | 0 | 9850.9505 | 11810.4196 | 15623.4833 | -299927.4195 | -297967.9504 | -294154.8867 | 0.0318 | 0.038125 | 0.050434 | 0.035561
12262 | Lateral Hardening | Lateral Hardening-Fuse-10165823 | Laterals | 13072 | 0.079167 | 8 | 10 | 70172.57 | 0 | 2267.1519 | 2649.6009 | 3380.7623 | -67905.4181 | -67522.9691 | -66791.8077 | 0.032308 | 0.037758 | 0.048178 | 0.03553
17065 | Lateral Hardening | Lateral Hardening-Fuse-93043588 | Laterals | 13813 | 0.081818 | 9 | 1 | 99633.54 | 0 | 3171.3146 | 3789.8179 | 4991.801 | -96462.2254 | -95843.7221 | -94641.739 | 0.03183 | 0.038038 | 0.050102 | 0.035519
9386 | Lateral Hardening | Lateral Hardening-Fuse-91266104 | Laterals | 13128 | 0.11648 | 5 | 2 | 50000 | 0 | 1601.6052 | 1897.6994 | 2453.249 | -48398.3948 | -48102.3006 | -47546.751 | 0.032032 | 0.037954 | 0.049065 | 0.035512
16096 | Lateral Hardening | Lateral Hardening-Fuse-92752492 | Laterals | 13231 | 0.03428 | 2 | 0 | 51230.87 | 0 | 1626.1354 | 1949.5927 | 2579.0302 | -49604.7346 | -49281.2773 | -48651.8398 | 0.031741 | 0.038055 | 0.050341 | 0.035495
9553 | Lateral Hardening | Lateral Hardening-Fuse-10745651 | Laterals | 13431 | 0.018182 | 3 | 1 | 50000 | 0 | 1597.2724 | 1896.6398 | 2470.1083 | -48402.7276 | -48103.3602 | -47529.8917 | 0.031945 | 0.037933 | 0.049402 | 0.035487
14163 | Lateral Hardening | Lateral Hardening-Fuse-10274695 | Laterals | 13624 | 0.072727 | 4 | 1 | 54426.09 | 0 | 1733.3912 | 2061.895 | 2708.4425 | -52692.6988 | -52364.195 | -51717.6475 | 0.031849 | 0.037884 | 0.049764 | 0.035451
19577 | Lateral Hardening | Lateral Hardening-Fuse-10163215 | Laterals | 13091 | 0.024242 | 3 | 11 | 77397.97 | 0 | 2510.5906 | 2906.1132 | 3633.2543 | -74887.3794 | -74491.8568 | -73764.7157 | 0.032437 | 0.037548 | 0.046943 | 0.035421
16570 | Lateral Hardening | Lateral Hardening-Fuse-10162070 | Laterals | 13142 | 0.017803 | 1 | 7 | 50000 | 0 | 1643.6215 | 1875.9729 | 2211.8309 | -48356.3785 | -48124.0271 | -47788.1691 | 0.032872 | 0.037519 | 0.044237 | 0.035403
4110 | Lateral Hardening | Lateral Hardening-Fuse-90904199 | Laterals | 13133 | 0.11345 | 10 | 20 | 193874.05 | 0 | 6222.3911 | 7305.7201 | 9354.8566 | -187651.6589 | -186568.3299 | -184519.1934 | 0.032095 | 0.037683 | 0.048252 | 0.035387
4411 | Lateral Hardening | Lateral Hardening-Fuse-10686276 | Laterals | 13808 | 0.01875 | 3 |  | 50000 | 0 | 1581.8635 | 1896.5146 | 2508.8156 | -48418.1365 | -48103.4854 | -47491.1844 | 0.031637 | 0.03793 | 0.050176 | 0.035379
6399 | Lateral Hardening | Lateral Hardening-Fuse-10158429 | Laterals | 13162 | 0.15322 | 9 | 0 | 241293.94 | 0 | 7631.4621 | 9149.449 | 12103.4026 | -233662.4779 | -232144.491 | -229190.5374 | 0.031627 | 0.037918 | 0.05016 | 0.035368
16244 | Lateral Hardening | Lateral Hardening-Fuse-92115482 | Laterals | 13118 | 0.017614 | 5 | 0 | 106375.59 | 0 | 3361.0269 | 4029.5744 | 5330.5462 | -103014.5631 | -102346.0156 | -101045.0438 | 0.031596 | 0.037881 | 0.050111 | 0.035333
281 | Lateral Hardening | Lateral Hardening-Fuse-60210221 | Laterals | 14024 | 0.00037879 | 2 | 3 | 52343.41 | 0 | 1726.8925 | 1950.177 | 2278.4657 | -50616.5175 | -50393.233 | -50064.9443 | 0.032992 | 0.037257 | 0.043529 | 0.035325
5375 | Lateral Hardening | Lateral Hardening-Fuse-60035479 | Laterals | 13159 | 0.0070076 | 2 |  | 50000 | 0 | 1579.4019 | 1893.5634 | 2504.9115 | -48420.5981 | -48106.4366 | -47495.0885 | 0.031588 | 0.037871 | 0.050098 | 0.035324
6407 | Lateral Hardening | Lateral Hardening-Fuse-92683573 | Laterals | 13805 | 0.08125 | 7 | 1 | 118218.96 | 0 | 3750.6735 | 4463.1216 | 5861.3339 | -114468.2865 | -113755.8384 | -112357.6261 | 0.031726 | 0.037753 | 0.04958 | 0.03532
4358 | Lateral Hardening | Lateral Hardening-Fuse-92411667 | Laterals | 13331 | 0.069318 | 5 | 4 | 110384.7 | 0 | 3514.9948 | 4166.4833 | 5391.6717 | -106869.7052 | -106218.2167 | -104993.0283 | 0.031843 | 0.037745 | 0.048844 | 0.035314
11553 | Lateral Hardening | Lateral Hardening-Fuse-92440059 | Laterals | 13630 | 0.025 | 3 | 6 | 50000 | 0 | 1609.2471 | 1877.648 | 2363.0624 | -48390.7529 | -48122.352 | -47636.9376 | 0.032185 | 0.037553 | 0.047261 | 0.035303
11589 | Lateral Hardening | Lateral Hardening-Fuse-10313377 | Laterals | 13866 | 0.066098 | 5 | 0 | 67335.61 | 0 | 2119.0803 | 2540.5901 | 3360.8347 | -65216.5297 | -64795.0199 | -63974.7753 | 0.03147 | 0.03773 | 0.049912 | 0.035193
4593 | Lateral Hardening | Lateral Hardening-Fuse-10556728 | Laterals | 13298 | 0.16629 | 11 | 4 | 150088.15 | 0 | 4748.9871 | 5641.0444 | 7362.135 | -145339.1629 | -144447.1056 | -142726.015 | 0.031641 | 0.037585 | 0.049052 | 0.035165
1929 | Lateral Hardening | Lateral Hardening-Fuse-90888308 | Laterals | 13924 | 0.095833 | 7 | 2 | 56346.37 | 0 | 1779.7263 | 2116.9232 | 2779.2981 | -54566.6437 | -54229.4468 | -53567.0719 | 0.031585 | 0.03757 | 0.049325 | 0.035155
10104 | Lateral Hardening | Lateral Hardening-Fuse-10802862 | Laterals | 13133 | 0.094318 | 6 | 14 | 120322.38 | 0 | 3844.2689 | 4494.7211 | 5733.3918 | -116478.1111 | -115827.6589 | -114588.9882 | 0.03195 | 0.037356 | 0.04765 | 0.035142
1713 | Lateral Hardening | Lateral Hardening-Fuse-60191786 | Laterals | 13463 | 0.04697 | 4 | 4 | 59636.77 | 0 | 1900.297 | 2221.7056 | 2837.5936 | -57736.473 | -57415.0644 | -56799.1764 | 0.031865 | 0.037254 | 0.047581 | 0.035053
1746 | Lateral Hardening | Lateral Hardening-Fuse-92681005 | Laterals | 13805 | 0.069508 | 4 | 3 | 164741.35 | 0 | 5381.2568 | 6084.7337 | 7147.7987 | -159360.0932 | -158656.6163 | -157593.5513 | 0.032665 | 0.036935 | 0.043388 | 0.035018
11971 | Lateral Hardening | Lateral Hardening-Fuse-93300320 | Laterals | 13808 | 0.043371 | 5 | 2 | 51986.39 | 0 | 1637.6898 | 1945.5185 | 2540.634 | -50348.7002 | -50040.8715 | -49445.756 | 0.031502 | 0.037424 | 0.048871 | 0.035016
13517 | Lateral Hardening | Lateral Hardening-Fuse-90958704 | Laterals | 13656 | 0.08447 | 6 | 4 | 111643.9 | 0 | 3519.7809 | 4181.7879 | 5427.3957 | -108124.1191 | -107462.1121 | -106216.5043 | 0.031527 | 0.037456 | 0.048613 | 0.035014
16188 | Lateral Hardening | Lateral Hardening-Fuse-60025501 | Laterals | 13236 | 0.10417 | 4 |  | 50000 | 0 | 1563.303 | 1874.2622 | 2479.3789 | -48436.697 | -48125.7378 | -47520.6211 | 0.031266 | 0.037485 | 0.049588 | 0.034964
12647 | Lateral Hardening | Lateral Hardening-Fuse-92003457 | Laterals | 13740 | 0.077462 | 7 | 16 | 145414.16 | 0 | 4630.1538 | 5409.6918 | 6811.3203 | -140784.0062 | -140004.4682 | -138602.8397 | 0.031841 | 0.037202 | 0.046841 | 0.034949
4971 | Lateral Hardening | Lateral Hardening-Fuse-93225855 | Laterals | 13459 | 0.060417 | 2 | 1 | 50000 | 0 | 1579.1641 | 1864.92 | 2400.9069 | -48420.8359 | -48135.08 | -47599.0931 | 0.031583 | 0.037298 | 0.048018 | 0.034941
14628 | Lateral Hardening | Lateral Hardening-Fuse-10199123 | Laterals | 13867 | 0.062879 | 5 |  | 50000 | 0 | 1562.0888 | 1872.8065 | 2477.4531 | -48437.9112 | -48127.1935 | -47522.5469 | 0.031242 | 0.037456 | 0.049549 | 0.034937
4328 | Lateral Hardening | Lateral Hardening-Fuse-90294222 | Laterals | 13815 | 0.12917 | 8 | 3 | 103568.54 | 0 | 3248.1165 | 3870.8459 | 5066.9454 | -100320.4235 | -99697.6941 | -98501.5946 | 0.031362 | 0.037375 | 0.048924 | 0.034922
8797 | Lateral Hardening | Lateral Hardening-Fuse-10745614 | Laterals | 13815 | 0.048485 | 4 | 8 | 79921.37 | 0 | 2536.2988 | 2965.3274 | 3785.6114 | -77385.0712 | -76956.0426 | -76135.7586 | 0.031735 | 0.037103 | 0.047367 | 0.034909
8054 | Lateral Hardening | Lateral Hardening-Fuse-60645745 | Laterals | 13051 | 0.0875 | 4 | 0 | 104035.74 | 0 | 3246.9298 | 3892.7821 | 5149.5897 | -100788.8102 | -100142.9579 | -98886.1503 | 0.03121 | 0.037418 | 0.049498 | 0.034901
2210 | Lateral Hardening | Lateral Hardening-Fuse-91092897 | Laterals | 13510 | 0.083902 | 13 | 0 | 99040.87 | 0 | 3089.6539 | 3704.2222 | 4900.1522 | -95951.2161 | -95336.6478 | -94140.7178 | 0.031196 | 0.037401 | 0.049476 | 0.034885
1840 | Lateral Hardening | Lateral Hardening-Fuse-10637261 | Laterals | 13699 | 0.011742 | 3 | 5 | 50000 | 0 | 1579.0688 | 1857.1971 | 2389.1405 | -48420.9312 | -48142.8029 | -47610.8595 | 0.031581 | 0.037144 | 0.047783 | 0.03487
10188 | Lateral Hardening | Lateral Hardening-Fuse-10090771 | Laterals | 13294 | 0.11932 | 6 | 0 | 91043.13 | 0 | 2838.0263 | 3402.5428 | 4501.0739 | -88205.1037 | -87640.5872 | -86542.0561 | 0.031172 | 0.037373 | 0.049439 | 0.034859
16994 | Lateral Hardening | Lateral Hardening-Fuse-93059781 | Laterals | 13593 | 0.035795 | 4 | 0 | 58368.81 | 0 | 1816.7299 | 2178.0987 | 2881.3107 | -56552.0801 | -56190.7113 | -55487.4993 | 0.031125 | 0.037316 | 0.049364 | 0.034806
11559 | Lateral Hardening | Lateral Hardening-Fuse-60272048 | Laterals | 13805 | 0.17235 | 10 | 3 | 106139.9 | 0 | 3323.3231 | 3948.0967 | 5151.4211 | -102816.5769 | -102191.8033 | -100988.4789 | 0.031311 | 0.037197 | 0.048534 | 0.034799
15392 | Lateral Hardening | Lateral Hardening-Fuse-93269743 | Laterals | 13124 | 0.014015 | 3 | 1 | 50000 | 0 | 1564.9903 | 1859.261 | 2418.6742 | -48435.0097 | -48140.739 | -47581.3258 | 0.0313 | 0.037185 | 0.048373 | 0.034773
2971 | Lateral Hardening | Lateral Hardening-Fuse-60026588 | Laterals | 13070 | 0.053977 | 4 | 3 | 52359.15 | 0 | 1650.1 | 1937.4506 | 2488.1617 | -50709.05 | -50421.6994 | -49870.9883 | 0.031515 | 0.037003 | 0.047521 | 0.034762
17742 | Lateral Hardening | Lateral Hardening-Fuse-10565891 | Laterals | 13290 | 0.035795 | 1 | 4 | 50000 | 0 | 1604.9881 | 1839.2334 | 2231.5602 | -48395.0119 | -48160.7666 | -47768.4398 | 0.0321 | 0.036785 | 0.044631 | 0.034758
4148 | Lateral Hardening | Lateral Hardening-Fuse-93207951 | Laterals | 13656 | 0.068939 | 5 | 4 | 101475.86 | 0 | 3191.8109 | 3751.0807 | 4824.2007 | -98284.0491 | -97724.7793 | -96651.6593 | 0.031454 | 0.036965 | 0.04754 | 0.034716
5022 | Lateral Hardening | Lateral Hardening-Fuse-90284266 | Laterals | 13060 | 0.092235 | 8 | 19 | 202375.13 | 0 | 6402.067 | 7475.9557 | 9412.8159 | -195973.063 | -194899.1743 | -192962.3141 | 0.031635 | 0.036941 | 0.046512 | 0.034714
1596 | Lateral Hardening | Lateral Hardening-Fuse-60072743 | Laterals | 13111 | 0.014394 | 2 | 29 | 50000 | 0 | 1614.0703 | 1834.9624 | 2150.7519 | -48385.9297 | -48165.0376 | -47849.2481 | 0.032281 | 0.036699 | 0.043015 | 0.03468
6818 | Lateral Hardening | Lateral Hardening-Fuse-10070665 | Laterals | 13657 | 0.054356 | 6 | 2 | 96842.56 | 0 | 3021.0435 | 3590.5461 | 4686.2053 | -93821.5165 | -93252.0139 | -92156.3547 | 0.031195 | 0.037076 | 0.04839 | 0.034679
10277 | Lateral Hardening | Lateral Hardening-Fuse-10804821 | Laterals | 13951 | 0.21193 | 18 | 0 | 322913.07 | 0 | 10013.2241 | 12004.9713 | 15880.8471 | -312899.8459 | -310908.0987 | -307032.2229 | 0.031009 | 0.037177 | 0.04918 | 0.034677
4528 | Lateral Hardening | Lateral Hardening-Fuse-10141664 | Laterals | 13122 | 0.11326 | 6 | 0 | 90100.73 | 0 | 2793.7082 | 3349.4093 | 4430.7859 | -87307.0218 | -86751.3207 | -85669.9441 | 0.031006 | 0.037174 | 0.049176 | 0.034674
2639 | Lateral Hardening | Lateral Hardening-Fuse-10705908 | Laterals | 13268 | 0.27765 | 12 | 10 | 262949.77 | 0 | 8236.7816 | 9716.5441 | 12562.1382 | -254712.9884 | -253233.2259 | -250387.6318 | 0.031325 | 0.036952 | 0.047774 | 0.034658
2326 | Lateral Hardening | Lateral Hardening-Fuse-93263178 | Laterals | 13175 | 0.042045 | 2 | 11 | 86737.53 | 0 | 2764.4011 | 3188.2025 | 3908.8639 | -83973.1289 | -83549.3275 | -82828.6661 | 0.031871 | 0.036757 | 0.045065 | 0.034656
15208 | Lateral Hardening | Lateral Hardening-Fuse-90970804 | Laterals | 13236 | 0.11439 | 6 | 2 | 53450.21 | 0 | 1667.8132 | 1981.1275 | 2572.0851 | -51782.3968 | -51469.0825 | -50878.1249 | 0.031203 | 0.037065 | 0.048121 | 0.034653
15076 | Lateral Hardening | Lateral Hardening-Fuse-60016601 | Laterals | 13049 | 0.041288 | 1 | 12 | 50000 | 0 | 1598.4883 | 1836.6902 | 2217.9745 | -48401.5117 | -48163.3098 | -47782.0255 | 0.03197 | 0.036734 | 0.044359 | 0.034638
14853 | Lateral Hardening | Lateral Hardening-Fuse-60334626 | Laterals | 13325 | 0.032955 | 3 | 0 | 51120.69 | 0 | 1581.5478 | 1896.1361 | 2508.3149 | -49539.1422 | -49224.5539 | -48612.3751 | 0.030938 | 0.037091 | 0.049067 | 0.034597
3305 | Lateral Hardening | Lateral Hardening-Fuse-60348623 | Laterals | 13390 | 0.055114 | 5 | 1 | 52962.27 | 0 | 1642.6662 | 1958.2528 | 2571.5022 | -51319.6038 | -51004.0172 | -50390.7678 | 0.031016 | 0.036974 | 0.048553 | 0.034557
16697 | Lateral Hardening | Lateral Hardening-Fuse-10705902 | Laterals | 13268 | 0.085985 | 4 | 1 | 50000 | 0 | 1555.7225 | 1848.3721 | 2395.8477 | -48444.2775 | -48151.6279 | -47604.1523 | 0.031114 | 0.036967 | 0.047917 | 0.034551
6550 | Lateral Hardening | Lateral Hardening-Fuse-60339020 | Laterals | 13317 | 0.096591 | 6 |  | 91986.1 | 0 | 2841.5643 | 3406.7846 | 4506.6851 | -89144.5357 | -88579.3154 | -87479.4149 | 0.030891 | 0.037036 | 0.048993 | 0.034545
15295 | Lateral Hardening | Lateral Hardening-Fuse-90445651 | Laterals | 13064 | 0.0079545 | 3 | 5 | 60324.33 | 0 | 1898.7415 | 2210.7642 | 2797.8144 | -58425.5885 | -58113.5658 | -57526.5156 | 0.031476 | 0.036648 | 0.04638 | 0.034518
3509 | Lateral Hardening | Lateral Hardening-Fuse-10793136 | Laterals | 13470 | 0.039583 | 3 | 0 | 54521.45 | 0 | 1682.8247 | 2017.5582 | 2668.9388 | -52838.6253 | -52503.8918 | -51852.5112 | 0.030865 | 0.037005 | 0.048952 | 0.034516
14106 | Lateral Hardening | Lateral Hardening-Fuse-92655943 | Laterals | 13226 | 0.052841 | 7 |  | 50000 | 0 | 1542.9476 | 1849.8579 | 2447.0955 | -48457.0524 | -48150.1421 | -47552.9045 | 0.030859 | 0.036997 | 0.048942 | 0.034509
78 | Lateral Hardening | Lateral Hardening-Fuse-92892026 | Laterals | 13972 | 0.064394 | 4 | 0 | 53733.53 | 0 | 1657.2275 | 1986.8694 | 2628.3419 | -52076.3025 | -51746.6606 | -51105.1881 | 0.030842 | 0.036976 | 0.048914 | 0.034489
18328 | Lateral Hardening | Lateral Hardening-Fuse-90375327 | Laterals | 13150 | 0.066477 | 4 | 5 | 105201.24 | 0 | 3305.2377 | 3846.9397 | 4895.1964 | -101896.0023 | -101354.3003 | -100306.0436 | 0.031418 | 0.036567 | 0.046532 | 0.034474
17981 | Lateral Hardening | Lateral Hardening-Fuse-10625741 | Laterals | 13011 | 0.059091 | 2 | 1 | 50000 | 0 | 1569.488 | 1829.3887 | 2326.7855 | -48430.512 | -48170.6113 | -47673.2145 | 0.03139 | 0.036588 | 0.046536 | 0.034464
14273 | Lateral Hardening | Lateral Hardening-Fuse-92914511 | Laterals | 13506 | 0.012311 | 5 | 0 | 78880.85 | 0 | 2430.5443 | 2914.008 | 3854.8126 | -76450.3057 | -75966.842 | -75026.0374 | 0.030813 | 0.036942 | 0.048869 | 0.034457
1232 | Lateral Hardening | Lateral Hardening-Fuse-92877538 | Laterals | 13112 | 0.11231 | 10 | 1 | 248363.65 | 0 | 7968.3356 | 9002.2151 | 10731.942 | -240395.3144 | -239361.4349 | -237631.708 | 0.032083 | 0.036246 | 0.043211 | 0.034445
18329 | Lateral Hardening | Lateral Hardening-Fuse-91863459 | Laterals | 13630 | 0.045833 | 3 | 4 | 59542.33 | 0 | 1865.8451 | 2179.4445 | 2773.4388 | -57676.4849 | -57362.8855 | -56768.8912 | 0.031336 | 0.036603 | 0.046579 | 0.034441
18319 | Lateral Hardening | Lateral Hardening-Fuse-91071741 | Laterals | 13142 | 0.025379 | 3 | 0 | 50000 | 0 | 1539.7354 | 1846.0067 | 2442.0009 | -48460.2646 | -48153.9933 | -47557.9991 | 0.030795 | 0.03692 | 0.04884 | 0.034437
7649 | Lateral Hardening | Lateral Hardening-Fuse-93030256 | Laterals | 13836 | 0.032955 | 3 | 3 | 58980.69 | 0 | 1834.9556 | 2165.1365 | 2790.7224 | -57145.7344 | -56815.5535 | -56189.9676 | 0.031111 | 0.036709 | 0.047316 | 0.034411
7990 | Lateral Hardening | Lateral Hardening-Fuse-60131463 | Laterals | 13828 | 0.021402 | 4 | 0 | 50160.55 | 0 | 1541.9867 | 1848.7059 | 2445.5715 | -48618.5633 | -48311.8441 | -47714.9785 | 0.030741 | 0.036856 | 0.048755 | 0.034377
6298 | Lateral Hardening | Lateral Hardening-Fuse-90902973 | Laterals | 13586 | 0.055114 | 5 | 2 | 56892.27 | 0 | 1758.4734 | 2090.9968 | 2731.534 | -55133.7966 | -54801.2732 | -54160.736 | 0.030909 | 0.036754 | 0.048012 | 0.034373
10004 | Lateral Hardening | Lateral Hardening-Fuse-93049454 | Laterals | 13547 | 0.066667 | 9 | 0 | 50000 | 0 | 1535.3133 | 1840.705 | 2434.9875 | -48464.6867 | -48159.295 | -47565.0125 | 0.030706 | 0.036814 | 0.0487 | 0.034338
6763 | Lateral Hardening | Lateral Hardening-Fuse-10255354 | Laterals | 13586 | 0.067614 | 4 | 2 | 53492.43 | 0 | 1657.0693 | 1960.9966 | 2535.9029 | -51835.3607 | -51531.4334 | -50956.5271 | 0.030978 | 0.036659 | 0.047407 | 0.034325
18549 | Lateral Hardening | Lateral Hardening-Fuse-10556621 | Laterals | 13298 | 0.23106 | 12 | 4 | 159401.23 | 0 | 4918.7453 | 5846.9939 | 7638.4626 | -154482.4847 | -153554.2361 | -151762.7674 | 0.030858 | 0.036681 | 0.04792 | 0.034311
6344 | Lateral Hardening | Lateral Hardening-Fuse-90296985 | Laterals | 13724 | 0.11193 | 5 | 2 | 53245.59 | 0 | 1645.0597 | 1954.5585 | 2533.4579 | -51600.5303 | -51291.0315 | -50712.1321 | 0.030896 | 0.036708 | 0.047581 | 0.034308
6921 | Lateral Hardening | Lateral Hardening-Fuse-10759924 | Laterals | 13331 | 0.10133 | 4 | 10 | 123817.4 | 0 | 3885.7683 | 4511.9386 | 5628.3806 | -119931.6317 | -119305.4614 | -118189.0194 | 0.031383 | 0.03644 | 0.045457 | 0.034308
14703 | Lateral Hardening | Lateral Hardening-Fuse-10391646 | Laterals | 13546 | 0.26686 | 25 | 0 | 350576.2 | 0 | 10755.0362 | 12894.3384 | 17057.3517 | -339821.1638 | -337681.8616 | -333518.8483 | 0.030678 | 0.03678 | 0.048655 | 0.034307
707 | Lateral Hardening | Lateral Hardening-Fuse-10625686 | Laterals | 13011 | 0.099811 | 4 | 1 | 50000 | 0 | 1542.038 | 1834.0374 | 2395.8997 | -48457.962 | -48165.9626 | -47604.1003 | 0.030841 | 0.036681 | 0.047918 | 0.0343
14270 | Lateral Hardening | Lateral Hardening-Fuse-10374104 | Laterals | 13178 | 0.11061 | 7 |  | 234667.69 | 0 | 7192.3861 | 8623.0356 | 11407.0336 | -227475.3039 | -226044.6544 | -223260.6564 | 0.030649 | 0.036746 | 0.048609 | 0.034274
13669 | Lateral Hardening | Lateral Hardening-Fuse-90124992 | Laterals | 13769 | 0.030303 | 6 |  | 50000 | 0 | 1531.448 | 1836.0709 | 2428.8573 | -48468.552 | -48163.9291 | -47571.1427 | 0.030629 | 0.036721 | 0.048577 | 0.034252
15181 | Lateral Hardening | Lateral Hardening-Fuse-92631654 | Laterals | 13303 | 0.11004 | 5 | 2 | 53088.19 | 0 | 1637.8097 | 1945.324 | 2519.0485 | -51450.3803 | -51142.866 | -50569.1415 | 0.030851 | 0.036643 | 0.04745 | 0.034248
704 | Lateral Hardening | Lateral Hardening-Fuse-60218299 | Laterals | 13340 | 0.037121 | 2 | 1 | 78261.83 | 0 | 2505.8491 | 2823.0821 | 3292.4566 | -75755.9809 | -75438.7479 | -74969.3734 | 0.032019 | 0.036072 | 0.04207 | 0.03424
10217 | Lateral Hardening | Lateral Hardening-Fuse-90906621 | Laterals | 13770 | 0.12689 | 9 | 0 | 106448.96 | 0 | 3258.2211 | 3906.3193 | 5167.4976 | -103190.7389 | -102542.6407 | -101281.4624 | 0.030608 | 0.036697 | 0.048544 | 0.034228
1803 | Lateral Hardening | Lateral Hardening-Fuse-10556691 | Laterals | 13298 | 0.13731 | 6 | 2 | 79172.09 | 0 | 2433.2637 | 2896.3189 | 3798.2643 | -76738.8263 | -76275.7711 | -75373.8257 | 0.030734 | 0.036583 | 0.047975 | 0.034213
18967 | Lateral Hardening | Lateral Hardening-Fuse-92148495 | Laterals | 13959 | 0.049811 | 1 | 2 | 50000 | 0 | 1577.418 | 1808.1047 | 2206.9264 | -48422.582 | -48191.8953 | -47793.0736 | 0.031548 | 0.036162 | 0.044139 | 0.034191
14953 | Lateral Hardening | Lateral Hardening-Fuse-60281265 | Laterals | 13268 | 0.10019 | 4 | 4 | 104072.96 | 0 | 3234.0302 | 3781.0211 | 4829.1732 | -100838.9298 | -100291.9389 | -99243.7868 | 0.031075 | 0.03633 | 0.046402 | 0.034184
5722 | Lateral Hardening | Lateral Hardening-Fuse-90977495 | Laterals | 13786 | 0.10133 | 6 | 2 | 112726.06 | 0 | 3466.5864 | 4117.8169 | 5346.1353 | -109259.4736 | -108608.2431 | -107379.9247 | 0.030752 | 0.036529 | 0.047426 | 0.034153
7254 | Lateral Hardening | Lateral Hardening-Fuse-10075295 | Laterals | 13656 | 0.025568 | 5 | 12 | 53928.15 | 0 | 1678.9704 | 1960.0488 | 2460.9218 | -52249.1796 | -51968.1012 | -51467.2282 | 0.031133 | 0.036346 | 0.045633 | 0.034147
11433 | Lateral Hardening | Lateral Hardening-Fuse-10671328 | Laterals | 13724 | 0.086174 | 8 | 8 | 102908.2 | 0 | 3188.7955 | 3730.6568 | 4785.2788 | -99719.4045 | -99177.5432 | -98122.9212 | 0.030987 | 0.036252 | 0.0465 | 0.034118
5391 | Lateral Hardening | Lateral Hardening-Fuse-10755949 | Laterals | 13332 | 0.10417 | 10 | 0 | 109603.62 | 0 | 3343.1647 | 4008.1592 | 5302.217 | -106260.4553 | -105595.4608 | -104301.403 | 0.030502 | 0.03657 | 0.048376 | 0.03411
13004 | Lateral Hardening | Lateral Hardening-Fuse-10655431 | Laterals | 13188 | 0.039015 | 4 |  | 50497.01 | 0 | 1537.6049 | 1843.4525 | 2438.622 | -48959.4051 | -48653.5575 | -48058.388 | 0.030449 | 0.036506 | 0.048292 | 0.034051
10986 | Lateral Hardening | Lateral Hardening-Fuse-91247246 | Laterals | 13679 | 0.05928 | 3 | 4 | 50000 | 0 | 1549.6305 | 1807.2272 | 2273.5384 | -48450.3695 | -48192.7728 | -47726.4616 | 0.030993 | 0.036145 | 0.045471 | 0.033986
962 | Lateral Hardening | Lateral Hardening-Fuse-92486975 | Laterals | 13777 | 0.010795 | 3 | 6 | 64490.43 | 0 | 1997.9366 | 2331.1657 | 2933.8246 | -62492.4934 | -62159.2643 | -61556.6054 | 0.03098 | 0.036147 | 0.045492 | 0.033982
14693 | Lateral Hardening | Lateral Hardening-Fuse-60473311 | Laterals | 13003 | 0.069129 | 4 | 3 | 97561.6 | 0 | 3096.7973 | 3493.2129 | 4086.2364 | -94464.8027 | -94068.3871 | -93475.3636 | 0.031742 | 0.035805 | 0.041884 | 0.033975
18715 | Lateral Hardening | Lateral Hardening-Fuse-10583637 | Laterals | 13840 | 0.042803 | 2 | 3 | 59799.17 | 0 | 1844.5688 | 2157.8095 | 2771.7231 | -57954.6012 | -57641.3605 | -57027.4469 | 0.030846 | 0.036084 | 0.046351 | 0.033968
19260 | Lateral Hardening | Lateral Hardening-Fuse-10605199 | Laterals | 13924 | 0.022348 | 7 |  | 50000 | 0 | 1516.0573 | 1817.6188 | 2404.4478 | -48483.9427 | -48182.3812 | -47595.5522 | 0.030321 | 0.036352 | 0.048089 | 0.033907
18729 | Lateral Hardening | Lateral Hardening-Fuse-90776482 | Laterals | 13298 | 0.12216 | 7 | 1 | 58534.23 | 0 | 1778.5195 | 2124.3367 | 2794.4865 | -56755.7105 | -56409.8933 | -55739.7435 | 0.030384 | 0.036292 | 0.047741 | 0.033892
9556 | Lateral Hardening | Lateral Hardening-Fuse-92687310 | Laterals | 13388 | 0.032386 | 5 | 1 | 51073.47 | 0 | 1552.6588 | 1850.1064 | 2429.7867 | -49520.8112 | -49223.3636 | -48643.6833 | 0.0304 | 0.036224 | 0.047574 | 0.033865
6537 | Lateral Hardening | Lateral Hardening-Fuse-92442787 | Laterals | 13896 | 0.033712 | 3 | 3 | 54604.97 | 0 | 1679.2089 | 1964.0223 | 2517.5752 | -52925.7611 | -52640.9477 | -52087.3948 | 0.030752 | 0.035968 | 0.046105 | 0.033852
15379 | Lateral Hardening | Lateral Hardening-Fuse-93039704 | Laterals | 13813 | 0.19148 | 9 | 0 | 108747 | 0 | 3289.957 | 3944.3678 | 5217.8303 | -105457.043 | -104802.6322 | -103529.1697 | 0.030253 | 0.036271 | 0.047981 | 0.033831
16543 | Lateral Hardening | Lateral Hardening-Fuse-90287905 | Laterals | 13807 | 0.068182 | 4 | 3 | 101921.58 | 0 | 3113.4512 | 3678.8385 | 4756.5768 | -98808.1288 | -98242.7415 | -97165.0032 | 0.030548 | 0.036095 | 0.046669 | 0.033824
8686 | Lateral Hardening | Lateral Hardening-Fuse-92007600 | Laterals | 13479 | 0.1286 | 12 | 0 | 211944.2 | 0 | 6408.4716 | 7683.1915 | 10163.7552 | -205535.7284 | -204261.0085 | -201780.4448 | 0.030237 | 0.036251 | 0.047955 | 0.033813
1902 | Lateral Hardening | Lateral Hardening-Fuse-92237236 | Laterals | 13064 | 0.020644 | 1 | 8 | 50000 | 0 | 1559.8078 | 1791.9586 | 2164.4134 | -48440.1922 | -48208.0414 | -47835.5866 | 0.031196 | 0.035839 | 0.043288 | 0.033798
3020 | Lateral Hardening | Lateral Hardening-Fuse-93200504 | Laterals | 13906 | 0.035227 | 5 | 0 | 51309.57 | 0 | 1550.2806 | 1858.6496 | 2458.7256 | -49759.2894 | -49450.9204 | -48850.8444 | 0.030214 | 0.036224 | 0.047919 | 0.033788
5297 | Lateral Hardening | Lateral Hardening-Fuse-10615027 | Laterals | 13125 | 0.022727 | 3 | 1 | 50000 | 0 | 1520.717 | 1805.4405 | 2351.8494 | -48479.283 | -48194.5595 | -47648.1506 | 0.030414 | 0.036109 | 0.047037 | 0.033785
3520 | Lateral Hardening | Lateral Hardening-Fuse-91202166 | Laterals | 13223 | 0.042424 | 4 | 6 | 67119.01 | 0 | 2066.631 | 2406.5646 | 3044.373 | -65052.379 | -64712.4454 | -64074.637 | 0.030791 | 0.035855 | 0.045358 | 0.033767
11980 | Lateral Hardening | Lateral Hardening-Fuse-92625220 | Laterals | 13010 | 0.031061 | 2 | 5 | 58314.61 | 0 | 1803.4212 | 2090.0795 | 2599.3692 | -56511.1888 | -56224.5305 | -55715.2408 | 0.030926 | 0.035841 | 0.044575 | 0.033765
12637 | Lateral Hardening | Lateral Hardening-Fuse-92586622 | Laterals | 13305 | 0.041856 | 4 | 1 | 51860.47 | 0 | 1570.9209 | 1868.5717 | 2453.4189 | -50289.5491 | -49991.8983 | -49407.0511 | 0.030291 | 0.036031 | 0.047308 | 0.033715
1462 | Lateral Hardening | Lateral Hardening-Fuse-92285235 | Laterals | 14111 | 0.053788 | 2 | 6 | 72502.09 | 0 | 2228.1143 | 2599.9247 | 3271.7816 | -70273.9757 | -69902.1653 | -69230.3084 | 0.030732 | 0.03586 | 0.045127 | 0.03371
13798 | Lateral Hardening | Lateral Hardening-Fuse-91052104 | Laterals | 13657 | 0.18068 | 8 | 1 | 63397.89 | 0 | 1914.873 | 2287.3096 | 3012.0801 | -61483.017 | -61110.5804 | -60385.8099 | 0.030204 | 0.036079 | 0.047511 | 0.033697
10600 | Lateral Hardening | Lateral Hardening-Fuse-10411587 | Laterals | 13633 | 0.058902 | 2 | 1 | 53277.07 | 0 | 1676.4783 | 1892.7688 | 2215.067 | -51600.5917 | -51384.3012 | -51062.003 | 0.031467 | 0.035527 | 0.041576 | 0.033696
474 | Lateral Hardening | Lateral Hardening-Fuse-93400068 | Laterals | 13785 | 0.039015 | 4 | 1 | 50000 | 0 | 1513.6367 | 1797.5114 | 2344.6505 | -48486.3633 | -48202.4886 | -47655.3495 | 0.030273 | 0.03595 | 0.046893 | 0.033638
3304 | Lateral Hardening | Lateral Hardening-Fuse-91892077 | Laterals | 13256 | 0.022917 | 3 | 0 | 50286.47 | 0 | 1512.4993 | 1813.3531 | 2398.8048 | -48773.9707 | -48473.1169 | -47887.6652 | 0.030078 | 0.03606 | 0.047703 | 0.033635
2709 | Lateral Hardening | Lateral Hardening-Fuse-60341894 | Laterals | 13268 | 0.10758 | 6 | 5 | 50000 | 0 | 1524.5171 | 1787.6187 | 2295.2705 | -48475.4829 | -48212.3813 | -47704.7295 | 0.03049 | 0.035752 | 0.045905 | 0.03361
18579 | Lateral Hardening | Lateral Hardening-Fuse-93210949 | Laterals | 13044 | 0.0077652 | 1 | 81 | 50000 | 0 | 1560.1864 | 1777.3423 | 2102.5782 | -48439.8136 | -48222.6577 | -47897.4218 | 0.031204 | 0.035547 | 0.042052 | 0.033591
1750 | Lateral Hardening | Lateral Hardening-Fuse-10556558 | Laterals | 13298 | 0.057008 | 3 | 1 | 50000 | 0 | 1511.3502 | 1794.32 | 2337.3634 | -48488.6498 | -48205.68 | -47662.6366 | 0.030227 | 0.035886 | 0.046747 | 0.033577
16403 | Lateral Hardening | Lateral Hardening-Fuse-10612113 | Laterals | 13927 | 0.22102 | 12 | 0 | 146777.01 | 0 | 4403.2888 | 5279.1543 | 6983.5605 | -142373.7212 | -141497.8557 | -139793.4495 | 0.03 | 0.035967 | 0.047579 | 0.033548
5743 | Lateral Hardening | Lateral Hardening-Fuse-10679324 | Laterals | 13807 | 0.08447 | 6 | 5 | 146709.79 | 0 | 4464.008 | 5236.6339 | 6723.6022 | -142245.782 | -141473.1561 | -139986.1878 | 0.030427 | 0.035694 | 0.045829 | 0.033548
9270 | Lateral Hardening | Lateral Hardening-Fuse-60182736 | Laterals | 13312 | 0.030492 | 3 | 6 | 58267.39 | 0 | 1779.9798 | 2076.8567 | 2613.771 | -56487.4102 | -56190.5333 | -55653.619 | 0.030548 | 0.035644 | 0.044858 | 0.033508
19445 | Lateral Hardening | Lateral Hardening-Fuse-10075234 | Laterals | 13656 | 0.051136 | 5 | 0 | 104383.86 | 0 | 3127.1249 | 3749.1465 | 4959.5806 | -101256.7351 | -100634.7135 | -99424.2794 | 0.029958 | 0.035917 | 0.047513 | 0.033501
9182 | Lateral Hardening | Lateral Hardening-Fuse-92904561 | Laterals | 13159 | 0.014583 | 2 | 6 | 69243.91 | 0 | 2113.4626 | 2465.663 | 3106.14 | -67130.4474 | -66778.247 | -66137.77 | 0.030522 | 0.035608 | 0.044858 | 0.033482
19195 | Lateral Hardening | Lateral Hardening-Fuse-10376196 | Laterals | 13107 | 0.046023 | 7 | 0 | 111879.96 | 0 | 3346.6386 | 4012.3241 | 5307.7266 | -108533.3214 | -107867.6359 | -106572.2334 | 0.029913 | 0.035863 | 0.047441 | 0.033451
16140 | Lateral Hardening | Lateral Hardening-Fuse-91009961 | Laterals | 14031 | 0.04678 | 4 | 3 | 56199.71 | 0 | 1697.2356 | 2005.4451 | 2592.9526 | -54502.4744 | -54194.2649 | -53606.7574 | 0.0302 | 0.035684 | 0.046138 | 0.033439
19474 | Lateral Hardening | Lateral Hardening-Fuse-10376189 | Laterals | 13107 | 0.17973 | 12 | 0 | 177404.28 | 0 | 5300.7254 | 6355.1016 | 8406.8836 | -172103.5546 | -171049.1784 | -168997.3964 | 0.029879 | 0.035823 | 0.047388 | 0.033413
3871 | Lateral Hardening | Lateral Hardening-Fuse-10388510 | Laterals | 13466 | 0.1089 | 10 | 0 | 234402.64 | 0 | 7002.7409 | 8395.6679 | 11106.2588 | -227399.8991 | -226006.9721 | -223296.3812 | 0.029875 | 0.035817 | 0.047381 | 0.033408
1371 | Lateral Hardening | Lateral Hardening-Fuse-60129011 | Laterals | 13839 | 0.05947 | 6 | 2 | 101706.22 | 0 | 3049.9589 | 3633.3165 | 4748.2339 | -98656.2611 | -98072.9035 | -96957.9861 | 0.029988 | 0.035724 | 0.046686 | 0.033378
17143 | Lateral Hardening | Lateral Hardening-Fuse-92648480 | Laterals | 13391 | 0.033333 | 2 | 3 | 50000 | 0 | 1515.0497 | 1772.3182 | 2273.3828 | -48484.9503 | -48227.6818 | -47726.6172 | 0.030301 | 0.035446 | 0.045468 | 0.033361
15665 | Lateral Hardening | Lateral Hardening-Fuse-90889628 | Laterals | 13911 | 0.067803 | 4 | 0 | 54016.85 | 0 | 1609.2951 | 1929.4026 | 2552.3217 | -52407.5549 | -52087.4474 | -51464.5283 | 0.029792 | 0.035719 | 0.04725 | 0.033316
18358 | Lateral Hardening | Lateral Hardening-Fuse-10167756 | Laterals | 13206 | 0.042424 | 4 | 9 | 118922.26 | 0 | 3618.3112 | 4213.3901 | 5269.2686 | -115303.9488 | -114708.8699 | -113652.9914 | 0.030426 | 0.03543 | 0.044309 | 0.033315
11922 | Lateral Hardening | Lateral Hardening-Fuse-92429225 | Laterals | 13651 | 0.1108 | 7 | 8 | 121183.08 | 0 | 3656.0862 | 4297.3136 | 5537.4019 | -117526.9938 | -116885.7664 | -115645.6781 | 0.03017 | 0.035461 | 0.045695 | 0.03331
1554 | Lateral Hardening | Lateral Hardening-Fuse-10694176 | Laterals | 13254 | 0.087879 | 7 | 0 | 51246.61 | 0 | 1525.3387 | 1828.7463 | 2419.1679 | -49721.2713 | -49417.8637 | -48827.4421 | 0.029765 | 0.035685 | 0.047206 | 0.033285
14032 | Lateral Hardening | Lateral Hardening-Fuse-92642378 | Laterals | 13331 | 0.026515 | 3 | 0 | 76612.63 | 0 | 2279.1859 | 2732.5425 | 3614.76 | -74333.4441 | -73880.0875 | -72997.87 | 0.029749 | 0.035667 | 0.047182 | 0.033268
9654 | Lateral Hardening | Lateral Hardening-Fuse-93162157 | Laterals | 14198 | 0.057955 | 7 | 0 | 153990.96 | 0 | 4578.6167 | 5489.357 | 7261.6284 | -149412.3433 | -148501.603 | -146729.3316 | 0.029733 | 0.035647 | 0.047156 | 0.03325
19242 | Lateral Hardening | Lateral Hardening-Fuse-10070701 | Laterals | 13657 | 0.060417 | 3 | 1 | 50000 | 0 | 1496.4736 | 1776.6581 | 2314.3562 | -48503.5264 | -48223.3419 | -47685.6438 | 0.029929 | 0.035533 | 0.046287 | 0.033246
7452 | Lateral Hardening | Lateral Hardening-Fuse-93277181 | Laterals | 13213 | 0.083523 | 6 | 2 | 103705.2 | 0 | 3095.168 | 3686.8955 | 4831.0568 | -100610.032 | -100018.3045 | -98874.1432 | 0.029846 | 0.035552 | 0.046585 | 0.033231
18155 | Lateral Hardening | Lateral Hardening-Fuse-60177069 | Laterals | 13096 | 0.0098485 | 3 | 2 | 53130.41 | 0 | 1587.5363 | 1885.763 | 2456.6098 | -51542.8737 | -51244.647 | -50673.8002 | 0.02988 | 0.035493 | 0.046237 | 0.0332
2304 | Lateral Hardening | Lateral Hardening-Fuse-90100980 | Laterals | 13808 | 0.048864 | 5 | 1 | 50000 | 0 | 1489.8046 | 1775.9818 | 2332.1981 | -48510.1954 | -48224.0182 | -47667.8019 | 0.029796 | 0.03552 | 0.046644 | 0.033198
2002 | Lateral Hardening | Lateral Hardening-Fuse-91431114 | Laterals | 13303 | 0.00625 | 3 |  | 50000 | 0 | 1483.9214 | 1779.0907 | 2353.4806 | -48516.0786 | -48220.9093 | -47646.5194 | 0.029678 | 0.035582 | 0.04707 | 0.033189
8806 | Lateral Hardening | Lateral Hardening-Fuse-10925165 | Laterals | 13017 | 0.05303 | 5 | 1 | 96732.38 | 0 | 2879.2578 | 3432.4165 | 4507.3173 | -93853.1222 | -93299.9635 | -92225.0627 | 0.029765 | 0.035484 | 0.046596 | 0.033164
9391 | Lateral Hardening | Lateral Hardening-Fuse-91943969 | Laterals | 13138 | 0.1286 | 10 | 19 | 205397.21 | 0 | 6203.6815 | 7233.5965 | 9152.5802 | -199193.5285 | -198163.6135 | -196244.6298 | 0.030203 | 0.035218 | 0.04456 | 0.033143
7237 | Lateral Hardening | Lateral Hardening-Fuse-90279746 | Laterals | 13147 | 0.0018939 | 2 | 57 | 50000 | 0 | 1526.1533 | 1757.0327 | 2143.3787 | -48473.8467 | -48242.9673 | -47856.6213 | 0.030523 | 0.035141 | 0.042868 | 0.033143
6782 | Lateral Hardening | Lateral Hardening-Fuse-10612115 | Laterals | 13927 | 0.074053 | 4 | 0 | 88481.55 | 0 | 2622.036 | 3143.5896 | 4158.5161 | -85859.514 | -85337.9604 | -84323.0339 | 0.029634 | 0.035528 | 0.046999 | 0.033139
3877 | Lateral Hardening | Lateral Hardening-Fuse-10391085 | Laterals | 13469 | 0.13277 | 8 | 0 | 70009.61 | 0 | 2072.859 | 2485.1749 | 3287.5282 | -67936.751 | -67524.4351 | -66722.0818 | 0.029608 | 0.035498 | 0.046958 | 0.03311
6086 | Lateral Hardening | Lateral Hardening-Fuse-91362306 | Laterals | 13148 | 0.060038 | 1 | 2 | 50000 | 0 | 1524.833 | 1751.3772 | 2136.842 | -48475.167 | -48248.6228 | -47863.158 | 0.030497 | 0.035028 | 0.042737 | 0.03308
6120 | Lateral Hardening | Lateral Hardening-Fuse-90117271 | Laterals | 13435 | 0.063068 | 7 | 0 | 82296.48 | 0 | 2433.1428 | 2917.1234 | 3858.9338 | -79863.3372 | -79379.3566 | -78437.5462 | 0.029566 | 0.035447 | 0.046891 | 0.033062
3770 | Lateral Hardening | Lateral Hardening-Fuse-90759671 | Laterals | 13813 | 0.15227 | 6 | 3 | 109418.82 | 0 | 3253.8113 | 3867.9335 | 5047.9335 | -106165.0087 | -105550.8865 | -104370.8865 | 0.029737 | 0.03535 | 0.046134 | 0.033061
2344 | Lateral Hardening | Lateral Hardening-Fuse-92904379 | Laterals | 13159 | 0.07178 | 6 | 0 | 54201.35 | 0 | 1602.2918 | 1921.0063 | 2541.2145 | -52599.0582 | -52280.3437 | -51660.1355 | 0.029562 | 0.035442 | 0.046885 | 0.033058
16359 | Lateral Hardening | Lateral Hardening-Fuse-10274833 | Laterals | 14274 | 0.050947 | 2 | 1 | 52615.99 | 0 | 1565.3627 | 1859.0672 | 2422.0413 | -51050.6273 | -50756.9228 | -50193.9487 | 0.029751 | 0.035333 | 0.046032 | 0.033053
10399 | Lateral Hardening | Lateral Hardening-Fuse-93235654 | Laterals | 13696 | 0.081061 | 10 | 0 | 110378.23 | 0 | 3261.8082 | 3910.62 | 5173.1867 | -107116.4218 | -106467.61 | -105205.0433 | 0.029551 | 0.035429 | 0.046868 | 0.033046
23 | Lateral Hardening | Lateral Hardening-Fuse-60185338 | Laterals | 13206 | 0.036364 | 5 | 7 | 110558.58 | 0 | 3322.7904 | 3875.8614 | 4931.0741 | -107235.7896 | -106682.7186 | -105627.5059 | 0.030055 | 0.035057 | 0.044601 | 0.03301
12256 | Lateral Hardening | Lateral Hardening-Fuse-10650555 | Laterals | 13391 | 0.056061 | 4 | 3 | 100914.22 | 0 | 3001.4795 | 3548.8974 | 4591.6686 | -97912.7405 | -97365.3226 | -96322.5514 | 0.029743 | 0.035167 | 0.045501 | 0.032946
19267 | Lateral Hardening | Lateral Hardening-Fuse-60370038 | Laterals | 13808 | 0.043182 | 4 | 1 | 51970.65 | 0 | 1535.8664 | 1829.0502 | 2396.8135 | -50434.7836 | -50141.5998 | -49573.8365 | 0.029553 | 0.035194 | 0.046119 | 0.032902
8546 | Lateral Hardening | Lateral Hardening-Fuse-60076821 | Laterals | 13121 | 0.075 | 9 | 0 | 156641.46 | 0 | 4607.9521 | 5524.5276 | 7308.1539 | -152033.5079 | -151116.9324 | -149333.3061 | 0.029417 | 0.035269 | 0.046655 | 0.032896
12303 | Lateral Hardening | Lateral Hardening-Fuse-90253266 | Laterals | 13656 | 0.063068 | 6 | 0 | 50000 | 0 | 1469.7874 | 1762.1453 | 2331.0643 | -48530.2126 | -48237.8547 | -47668.9357 | 0.029396 | 0.035243 | 0.046621 | 0.032872
12767 | Lateral Hardening | Lateral Hardening-Fuse-10501126 | Laterals | 13509 | 0.014773 | 2 |  | 50000 | 0 | 1468.7675 | 1760.9224 | 2329.4467 | -48531.2325 | -48239.0776 | -47670.5533 | 0.029375 | 0.035218 | 0.046589 | 0.03285
18489 | Lateral Hardening | Lateral Hardening-Fuse-10684549 | Laterals | 13313 | 0.057008 | 6 | 0 | 50000 | 0 | 1467.171 | 1759.0085 | 2326.9148 | -48532.829 | -48240.9915 | -47673.0852 | 0.029343 | 0.03518 | 0.046538 | 0.032814
11718 | Lateral Hardening | Lateral Hardening-Fuse-60371501 | Laterals | 13807 | 0.17083 | 6 | 7 | 106013.98 | 0 | 3161.8135 | 3696.6784 | 4711.6324 | -102852.1665 | -102317.3016 | -101302.3476 | 0.029824 | 0.03487 | 0.044444 | 0.0328
3562 | Lateral Hardening | Lateral Hardening-Fuse-10645457 | Laterals | 13148 | 0.077652 | 5 | 1 | 54835.33 | 0 | 1615.4262 | 1921.4085 | 2523.7963 | -53219.9038 | -52913.9215 | -52311.5337 | 0.02946 | 0.03504 | 0.046025 | 0.03279
18516 | Lateral Hardening | Lateral Hardening-Fuse-93337186 | Laterals | 13117 | 0.10379 | 7 | 0 | 93105.2 | 0 | 2729.8525 | 3272.852 | 4329.5116 | -90375.3475 | -89832.348 | -88775.6884 | 0.02932 | 0.035152 | 0.046501 | 0.032788
9598 | Lateral Hardening | Lateral Hardening-Fuse-91511054 | Laterals | 13009 | 0.52159 | 29 | 0 | 669976.28 | 0 | 19633.8364 | 23539.2356 | 31139.0168 | -650342.4436 | -646437.0444 | -638837.2632 | 0.029305 | 0.035134 | 0.046478 | 0.032771
15364 | Lateral Hardening | Lateral Hardening-Fuse-92067843 | Laterals | 13733 | 0.010606 | 6 | 0 | 50000 | 0 | 1464.9525 | 1756.3486 | 2323.3961 | -48535.0475 | -48243.6514 | -47676.6039 | 0.029299 | 0.035127 | 0.046468 | 0.032764
12032 | Lateral Hardening | Lateral Hardening-Fuse-90595487 | Laterals | 13331 | 0.10644 | 6 | 0 | 57227.81 | 0 | 1676.6839 | 2010.1959 | 2659.1995 | -55551.1261 | -55217.6141 | -54568.6105 | 0.029298 | 0.035126 | 0.046467 | 0.032764
4445 | Lateral Hardening | Lateral Hardening-Fuse-10215652 | Laterals | 13449 | 0.043939 | 3 | 3 | 55454.93 | 0 | 1649.9738 | 1928.9179 | 2477.7356 | -53804.9562 | -53526.0121 | -52977.1944 | 0.029753 | 0.034784 | 0.04468 | 0.032755
8499 | Lateral Hardening | Lateral Hardening-Fuse-90804598 | Laterals | 14124 | 0.0041667 | 3 | 3 | 52149.53 | 0 | 1550.9092 | 1813.8185 | 2326.5185 | -50598.6208 | -50335.7115 | -49823.0115 | 0.02974 | 0.034781 | 0.044612 | 0.032739
1743 | Lateral Hardening | Lateral Hardening-Fuse-90833262 | Laterals | 13329 | 0.08428 | 5 | 0 | 154858.16 | 0 | 4531.9424 | 5433.3986 | 7187.6035 | -150326.2176 | -149424.7614 | -147670.5565 | 0.029265 | 0.035086 | 0.046414 | 0.032726
16293 | Lateral Hardening | Lateral Hardening-Fuse-91958841 | Laterals | 13740 | 0.074242 | 6 | 10 | 85483.33 | 0 | 2548.0296 | 2969.4274 | 3758.4387 | -82935.3004 | -82513.9026 | -81724.8913 | 0.029807 | 0.034737 | 0.043967 | 0.032702
14847 | Lateral Hardening | Lateral Hardening-Fuse-92855178 | Laterals | 13011 | 0.045265 | 5 | 0 | 108385.72 | 0 | 3167.557 | 3797.6211 | 5023.7055 | -105218.163 | -104588.0989 | -103362.0145 | 0.029225 | 0.035038 | 0.04635 | 0.032681
1617 | Lateral Hardening | Lateral Hardening-Fuse-10424215 | Laterals | 13828 | 0.12083 | 9 | 0 | 161521.87 | 0 | 4716.0901 | 5654.1755 | 7479.6595 | -156805.7799 | -155867.6945 | -154042.2105 | 0.029198 | 0.035006 | 0.046307 | 0.032651
18429 | Lateral Hardening | Lateral Hardening-Fuse-10477673 | Laterals | 13435 | 0.029545 | 3 | 0 | 77083.83 | 0 | 2249.3394 | 2696.7592 | 3567.4239 | -74834.4906 | -74387.0708 | -73516.4061 | 0.02918 | 0.034985 | 0.04628 | 0.032632
126 | Lateral Hardening | Lateral Hardening-Fuse-90331673 | Laterals | 13963 | 0.082576 | 8 | 15 | 102404.57 | 0 | 3034.0229 | 3549.9316 | 4543.0311 | -99370.5471 | -98854.6384 | -97861.5389 | 0.029628 | 0.034666 | 0.044364 | 0.032613
18496 | Lateral Hardening | Lateral Hardening-Fuse-10726546 | Laterals | 13648 | 0.049432 | 4 | 1 | 52490.07 | 0 | 1537.0519 | 1828.2498 | 2401.1798 | -50953.0181 | -50661.8202 | -50088.8902 | 0.029283 | 0.03483 | 0.045745 | 0.032593
10933 | Lateral Hardening | Lateral Hardening-Fuse-10456328 | Laterals | 13225 | 0.033333 | 3 | 0 | 50000 | 0 | 1456.2275 | 1745.8881 | 2309.5584 | -48543.7725 | -48254.1119 | -47690.4416 | 0.029125 | 0.034918 | 0.046191 | 0.032569
6688 | Lateral Hardening | Lateral Hardening-Fuse-60043772 | Laterals | 13325 | 0.15871 | 8 | 0 | 101645.7 | 0 | 2960.1652 | 3548.9766 | 4694.7846 | -98685.5348 | -98096.7234 | -96950.9154 | 0.029122 | 0.034915 | 0.046188 | 0.032567
13307 | Lateral Hardening | Lateral Hardening-Fuse-10924407 | Laterals | 13955 | 0.024621 | 5 | 0 | 76318.13 | 0 | 2222.2923 | 2664.3322 | 3524.5276 | -74095.8377 | -73653.7978 | -72793.6024 | 0.029119 | 0.034911 | 0.046182 | 0.032563
17476 | Lateral Hardening | Lateral Hardening-Fuse-91219148 | Laterals | 13298 | 0.093561 | 6 | 1 | 56157.49 | 0 | 1639.2097 | 1957.5424 | 2571.5825 | -54518.2803 | -54199.9476 | -53585.9075 | 0.02919 | 0.034858 | 0.045792 | 0.03255
13642 | Lateral Hardening | Lateral Hardening-Fuse-91971468 | Laterals | 13419 | 0.10928 | 10 | 17 | 200370.41 | 0 | 5926.3767 | 6929.8318 | 8808.7485 | -194444.0333 | -193440.5782 | -191561.6615 | 0.029577 | 0.034585 | 0.043962 | 0.032518
17301 | Lateral Hardening | Lateral Hardening-Fuse-10696454 | Laterals | 13961 | 0.092992 | 6 | 3 | 115140.16 | 0 | 3366.9786 | 4001.2999 | 5223.3309 | -111773.1814 | -111138.8601 | -109916.8291 | 0.029242 | 0.034752 | 0.045365 | 0.032507
9812 | Lateral Hardening | Lateral Hardening-Fuse-93251034 | Laterals | 13175 | 0.049432 | 4 | 6 | 67701.39 | 0 | 2005.4656 | 2336.6582 | 2952.2329 | -65695.9244 | -65364.7318 | -64749.1571 | 0.029622 | 0.034514 | 0.043607 | 0.032488
4483 | Lateral Hardening | Lateral Hardening-Fuse-10095435 | Laterals | 13786 | 0.056629 | 4 | 3 | 56509.51 | 0 | 1663.7673 | 1954.2607 | 2510.2807 | -54845.7427 | -54555.2493 | -53999.2293 | 0.029442 | 0.034583 | 0.044422 | 0.032482
3736 | Lateral Hardening | Lateral Hardening-Fuse-90527122 | Laterals | 13199 | 0.071591 | 8 | 8 | 117416.22 | 0 | 3463.6462 | 4052.212 | 5197.7346 | -113952.5738 | -113364.008 | -112218.4854 | 0.029499 | 0.034512 | 0.044268 | 0.03248
14733 | Lateral Hardening | Lateral Hardening-Fuse-92316157 | Laterals | 13455 | 0.10398 | 10 | 0 | 161147.31 | 0 | 4677.8631 | 5608.3446 | 7419.0318 | -156469.4469 | -155538.9654 | -153728.2782 | 0.029028 | 0.034803 | 0.046039 | 0.032462
7370 | Lateral Hardening | Lateral Hardening-Fuse-10483754 | Laterals | 13458 | 0.11856 | 11 | 54 | 330362.89 | 0 | 9763.6749 | 11414.2577 | 14396.0819 | -320599.2151 | -318948.6323 | -315966.8081 | 0.029554 | 0.034551 | 0.043577 | 0.032455
2380 | Lateral Hardening | Lateral Hardening-Fuse-10636020 | Laterals | 13388 | 0.2983 | 14 | 6 | 208423.5 | 0 | 6096.3691 | 7230.5269 | 9372.1106 | -202327.1309 | -201192.9731 | -199051.3894 | 0.02925 | 0.034692 | 0.044967 | 0.032454
13532 | Lateral Hardening | Lateral Hardening-Fuse-10441791 | Laterals | 13947 | 0.045833 | 4 | 10 | 79192.33 | 0 | 2348.6812 | 2727.9828 | 3408.2357 | -76843.6488 | -76464.3472 | -75784.0943 | 0.029658 | 0.034448 | 0.043037 | 0.032433
11444 | Lateral Hardening | Lateral Hardening-Fuse-10099342 | Laterals | 13963 | 0.061364 | 5 | 0 | 163475 | 0 | 4740.9477 | 5683.9775 | 7519.0832 | -158734.0523 | -157791.0225 | -155955.9168 | 0.029001 | 0.03477 | 0.045995 | 0.032431
17966 | Lateral Hardening | Lateral Hardening-Fuse-93041296 | Laterals | 13813 | 0.092424 | 5 | 1 | 56063.05 | 0 | 1626.8591 | 1942.9254 | 2550.492 | -54436.1909 | -54120.1246 | -53512.558 | 0.029018 | 0.034656 | 0.045493 | 0.032357
13924 | Lateral Hardening | Lateral Hardening-Fuse-93043722 | Laterals | 13813 | 0.13598 | 7 | 1 | 59683.25 | 0 | 1728.7651 | 2065.0915 | 2718.2074 | -57954.4849 | -57618.1585 | -56965.0426 | 0.028966 | 0.034601 | 0.045544 | 0.032314
18473 | Lateral Hardening | Lateral Hardening-Fuse-92621573 | Laterals | 13829 | 0.0875 | 7 | 0 | 86095.53 | 0 | 2485.6717 | 2980.1008 | 3942.2439 | -83609.8583 | -83115.4292 | -82153.2861 | 0.028871 | 0.034614 | 0.045789 | 0.032286
918 | Lateral Hardening | Lateral Hardening-Fuse-10496850 | Laterals | 13084 | 0.074621 | 6 | 0 | 84092.93 | 0 | 2427.6069 | 2910.4863 | 3850.154 | -81665.3231 | -81182.4437 | -80242.776 | 0.028868 | 0.03461 | 0.045785 | 0.032282
7782 | Lateral Hardening | Lateral Hardening-Fuse-93183846 | Laterals | 13813 | 0.079924 | 7 |  | 51094.21 | 0 | 1471.4781 | 1764.1723 | 2333.7457 | -49622.7319 | -49330.0377 | -48760.4643 | 0.028799 | 0.034528 | 0.045675 | 0.032205
19513 | Lateral Hardening | Lateral Hardening-Fuse-60079253 | Laterals | 13138 | 0.023485 | 1 | 56 | 50000 | 0 | 1494.5919 | 1704.8361 | 2012.0157 | -48505.4081 | -48295.1639 | -47987.9843 | 0.029892 | 0.034097 | 0.04024 | 0.032188
18937 | Lateral Hardening | Lateral Hardening-Fuse-90102491 | Laterals | 13373 | 0.02178 | 2 | 8 | 79072.33 | 0 | 2337.9604 | 2698.4239 | 3326.3853 | -76734.3696 | -76373.9061 | -75745.9447 | 0.029567 | 0.034126 | 0.042068 | 0.032185
8328 | Lateral Hardening | Lateral Hardening-Fuse-91080143 | Laterals | 13769 | 0.057955 | 5 | 1 | 96632.94 | 0 | 2790.2517 | 3324.0723 | 4353.7308 | -93842.6883 | -93308.8677 | -92279.2092 | 0.028875 | 0.034399 | 0.045054 | 0.03215
8159 | Lateral Hardening | Lateral Hardening-Fuse-92429773 | Laterals | 13224 | 0.061364 | 5 | 0 | 82031.43 | 0 | 2357.8698 | 2826.8777 | 3739.5518 | -79673.5602 | -79204.5523 | -78291.8782 | 0.028743 | 0.034461 | 0.045587 | 0.032143
9022 | Lateral Hardening | Lateral Hardening-Fuse-10556739 | Laterals | 13298 | 0.16326 | 6 | 3 | 61949.81 | 0 | 1790.7213 | 2127.4067 | 2777.8959 | -60159.0887 | -59822.4033 | -59171.9141 | 0.028906 | 0.034341 | 0.044841 | 0.03213
14367 | Lateral Hardening | Lateral Hardening-Fuse-92609205 | Laterals | 13390 | 0.080871 | 6 | 3 | 136689.78 | 0 | 3948.6071 | 4691.3461 | 6101.5998 | -132741.1729 | -131998.4339 | -130588.1802 | 0.028887 | 0.034321 | 0.044638 | 0.032093
11291 | Lateral Hardening | Lateral Hardening-Fuse-10705804 | Laterals | 13268 | 0.072917 | 1 | 1 | 50000 | 0 | 1486.9398 | 1693.648 | 2037.8632 | -48513.0602 | -48306.352 | -47962.1368 | 0.029739 | 0.033873 | 0.040757 | 0.032081
15725 | Lateral Hardening | Lateral Hardening-Fuse-10402248 | Laterals | 13592 | 0.021212 | 3 | 0 | 50000 | 0 | 1432.9579 | 1717.9899 | 2272.6531 | -48567.0421 | -48282.0101 | -47727.3469 | 0.028659 | 0.03436 | 0.045453 | 0.032049
16324 | Lateral Hardening | Lateral Hardening-Fuse-90470839 | Laterals | 13433 | 0.079167 | 4 | 0 | 50522.57 | 0 | 1447.6614 | 1735.6182 | 2295.9728 | -49074.9086 | -48786.9518 | -48226.5972 | 0.028654 | 0.034353 | 0.045444 | 0.032043
8050 | Lateral Hardening | Lateral Hardening-Fuse-93251187 | Laterals | 13459 | 0.017803 | 3 | 0 | 50000 | 0 | 1432.4457 | 1717.3758 | 2271.8408 | -48567.5543 | -48282.6242 | -47728.1592 | 0.028649 | 0.034348 | 0.045437 | 0.032037
7343 | Lateral Hardening | Lateral Hardening-Fuse-10645524 | Laterals | 13148 | 0.053409 | 5 | 5 | 64101.93 | 0 | 1863.8975 | 2182.7881 | 2798.2697 | -62238.0325 | -61919.1419 | -61303.6603 | 0.029077 | 0.034052 | 0.043653 | 0.032027
15576 | Lateral Hardening | Lateral Hardening-Fuse-92268661 | Laterals | 13064 | 0.018371 | 3 | 5 | 61190.03 | 0 | 1780.1095 | 2080.5601 | 2663.3671 | -59409.9205 | -59109.4699 | -58526.6629 | 0.029091 | 0.034002 | 0.043526 | 0.032008
5914 | Lateral Hardening | Lateral Hardening-Fuse-10433141 | Laterals | 13993 | 0.013826 | 2 | 1 | 50000 | 0 | 1438.5471 | 1708.4575 | 2225.8231 | -48561.4529 | -48291.5425 | -47774.1769 | 0.028771 | 0.034169 | 0.044516 | 0.031965
19540 | Lateral Hardening | Lateral Hardening-Fuse-10688328 | Laterals | 13068 | 0.076894 | 9 | 17 | 153226.94 | 0 | 4461.4697 | 5203.0544 | 6598.1484 | -148765.4703 | -148023.8856 | -146628.7916 | 0.029117 | 0.033957 | 0.043061 | 0.031963
3235 | Lateral Hardening | Lateral Hardening-Fuse-10170039 | Laterals | 13030 | 0.084659 | 6 | 0 | 90130.75 | 0 | 2575.1118 | 3087.3316 | 4084.0948 | -87555.6382 | -87043.4184 | -86046.6552 | 0.028571 | 0.034254 | 0.045313 | 0.03195
5928 | Lateral Hardening | Lateral Hardening-Fuse-92642383 | Laterals | 13331 | 0.20417 | 8 | 3 | 69279.65 | 0 | 1984.849 | 2365.4187 | 3095.6399 | -67294.801 | -66914.2313 | -66184.0101 | 0.02865 | 0.034143 | 0.044683 | 0.031901
14416 | Lateral Hardening | Lateral Hardening-Fuse-60509312 | Laterals | 13147 | 0.0013258 | 2 | 39 | 72695.78 | 0 | 2156.1684 | 2449.8903 | 2877.9051 | -70539.6116 | -70245.8897 | -69817.8749 | 0.02966 | 0.033701 | 0.039588 | 0.031865
3924 | Lateral Hardening | Lateral Hardening-Fuse-92682531 | Laterals | 13772 | 0.018939 | 2 | 1 | 50000 | 0 | 1489.6742 | 1679.5615 | 1954.7015 | -48510.3258 | -48320.4385 | -48045.2985 | 0.029793 | 0.033591 | 0.039094 | 0.031863
4535 | Lateral Hardening | Lateral Hardening-Fuse-60044047 | Laterals | 13211 | 0.05928 | 4 | 0 | 94171.76 | 0 | 2680.4211 | 3213.5882 | 4251.1141 | -91491.3389 | -90958.1718 | -89920.6459 | 0.028463 | 0.034125 | 0.045142 | 0.03183
11128 | Lateral Hardening | Lateral Hardening-Fuse-10595449 | Laterals | 13294 | 0.061553 | 4 | 4 | 100862 | 0 | 2915.9087 | 3408.2413 | 4354.9334 | -97946.0913 | -97453.7587 | -96507.0666 | 0.02891 | 0.033791 | 0.043177 | 0.031801
1578 | Lateral Hardening | Lateral Hardening-Fuse-93039287 | Laterals | 13813 | 0.067614 | 3 | 3 | 61861.11 | 0 | 1776.5873 | 2096.2653 | 2701.9519 | -60084.5227 | -59764.8447 | -59159.1581 | 0.028719 | 0.033887 | 0.043678 | 0.031765
15630 | Lateral Hardening | Lateral Hardening-Fuse-10776334 | Laterals | 14071 | 0.042045 | 2 | 1 | 50000 | 0 | 1445.9581 | 1685.9544 | 2140.6085 | -48554.0419 | -48314.0456 | -47859.3915 | 0.028919 | 0.033719 | 0.042812 | 0.031748
11232 | Lateral Hardening | Lateral Hardening-Fuse-90481750 | Laterals | 13458 | 0.058712 | 3 | 0 | 86096.1 | 0 | 2441.7994 | 2927.5018 | 3872.663 | -83654.3006 | -83168.5982 | -82223.437 | 0.028361 | 0.034003 | 0.044981 | 0.031716
1595 | Lateral Hardening | Lateral Hardening-Fuse-92869276 | Laterals | 13460 | 0.036742 | 2 | 7 | 58786.81 | 0 | 1737.0258 | 1970.7925 | 2295.7499 | -57049.7842 | -56816.0175 | -56491.0601 | 0.029548 | 0.033524 | 0.039052 | 0.031691
11600 | Lateral Hardening | Lateral Hardening-Fuse-60265555 | Laterals | 13400 | 0.051136 | 6 |  | 50000 | 0 | 1415.8258 | 1697.45 | 2245.4818 | -48584.1742 | -48302.55 | -47754.5182 | 0.028317 | 0.033949 | 0.04491 | 0.031666
11277 | Lateral Hardening | Lateral Hardening-Fuse-91796768 | Laterals | 13624 | 0.042803 | 1 | 2 | 50000 | 0 | 1460.3171 | 1673.8786 | 2043.0934 | -48539.6829 | -48326.1214 | -47956.9066 | 0.029206 | 0.033478 | 0.040862 | 0.031653
3941 | Lateral Hardening | Lateral Hardening-Fuse-92859947 | Laterals | 13098 | 0.035038 | 1 | 2 | 50000 | 0 | 1459.767 | 1675.2992 | 2041.3262 | -48540.233 | -48324.7008 | -47958.6738 | 0.029195 | 0.033506 | 0.040827 | 0.031652
2519 | Lateral Hardening | Lateral Hardening-Fuse-91473644 | Laterals | 13948 | 0.059848 | 8 | 0 | 86272.8 | 0 | 2441.5875 | 2927.2477 | 3872.3269 | -83831.2125 | -83345.5523 | -82400.4731 | 0.028301 | 0.03393 | 0.044885 | 0.031648
7703 | Lateral Hardening | Lateral Hardening-Fuse-92848494 | Laterals | 13224 | 0.04697 | 4 | 0 | 52285.45 | 0 | 1479.5257 | 1773.8206 | 2346.5091 | -50805.9243 | -50511.6294 | -49938.9409 | 0.028297 | 0.033926 | 0.044879 | 0.031644
16365 | Lateral Hardening | Lateral Hardening-Fuse-92681155 | Laterals | 13805 | 0.08125 | 4 | 4 | 50000 | 0 | 1436.9737 | 1680.0177 | 2145.7421 | -48563.0263 | -48319.9823 | -47854.2579 | 0.028739 | 0.0336 | 0.042915 | 0.031615
17467 | Lateral Hardening | Lateral Hardening-Fuse-10767787 | Laterals | 14197 | 0.070265 | 7 | 0 | 64023.06 | 0 | 1809.9168 | 2169.9304 | 2870.5052 | -62213.1432 | -61853.1296 | -61152.5548 | 0.02827 | 0.033893 | 0.044835 | 0.031613
10315 | Lateral Hardening | Lateral Hardening-Fuse-93192936 | Laterals | 13656 | 0.053788 | 5 | 1 | 105371.54 | 0 | 2991.9913 | 3560.4988 | 4669.9715 | -102379.5487 | -101811.0412 | -100701.5685 | 0.028395 | 0.03379 | 0.044319 | 0.031606
530 | Lateral Hardening | Lateral Hardening-Fuse-60185339 | Laterals | 13206 | 0.039583 | 4 | 6 | 66882.91 | 0 | 1926.2561 | 2243.0998 | 2837.5854 | -64956.6539 | -64639.8102 | -64045.3246 | 0.0288 | 0.033538 | 0.042426 | 0.031584
3508 | Lateral Hardening | Lateral Hardening-Fuse-60226593 | Laterals | 14198 | 0.039773 | 3 | 0 | 50000 | 0 | 1410.9246 | 1691.574 | 2237.7086 | -48589.0754 | -48308.426 | -47762.2914 | 0.028218 | 0.033831 | 0.044754 | 0.031556
6535 | Lateral Hardening | Lateral Hardening-Fuse-10100717 | Laterals | 13048 | 0.015341 | 3 | 0 | 50492.01 | 0 | 1424.3256 | 1707.6406 | 2258.9624 | -49067.6844 | -48784.3694 | -48233.0476 | 0.028209 | 0.03382 | 0.044739 | 0.031545
7522 | Lateral Hardening | Lateral Hardening-Fuse-60146694 | Laterals | 13326 | 0.036742 | 2 | 10 | 82366.81 | 0 | 2388.121 | 2755.3448 | 3383.5809 | -79978.689 | -79611.4652 | -78983.2291 | 0.028994 | 0.033452 | 0.041079 | 0.03154
12398 | Lateral Hardening | Lateral Hardening-Fuse-10696436 | Laterals | 13961 | 0.05625 | 2 | 1 | 50000 | 0 | 1434.7257 | 1672.8577 | 2123.9799 | -48565.2743 | -48327.1423 | -47876.0201 | 0.028695 | 0.033457 | 0.04248 | 0.031502
8781 | Lateral Hardening | Lateral Hardening-Fuse-10705864 | Laterals | 13268 | 0.12254 | 7 | 0 | 72786.65 | 0 | 2049.8852 | 2457.6313 | 3251.0921 | -70736.7648 | -70329.0187 | -69535.5579 | 0.028163 | 0.033765 | 0.044666 | 0.031494
10820 | Lateral Hardening | Lateral Hardening-Fuse-91705558 | Laterals | 13889 | 0.074621 | 5 | 2 | 102965.42 | 0 | 2916.0119 | 3466.9737 | 4527.4012 | -100049.4081 | -99498.4463 | -98438.0188 | 0.02832 | 0.033671 | 0.04397 | 0.031491
11747 | Lateral Hardening | Lateral Hardening-Fuse-91468172 | Laterals | 13984 | 0.10227 | 6 | 3 | 56372.85 | 0 | 1601.2355 | 1895.1184 | 2450.968 | -54771.6145 | -54477.7316 | -53921.882 | 0.028404 | 0.033618 | 0.043478 | 0.031476
14961 | Lateral Hardening | Lateral Hardening-Fuse-60257192 | Laterals | 13298 | 0.034848 | 3 | 1 | 51278.09 | 0 | 1449.597 | 1726.9959 | 2258.4239 | -49828.493 | -49551.0941 | -49019.6661 | 0.028269 | 0.033679 | 0.044043 | 0.03147
4873 | Lateral Hardening | Lateral Hardening-Fuse-10696502 | Laterals | 13961 | 0.1267 | 8 | 4 | 125898.3 | 0 | 3563.186 | 4233.7799 | 5528.8227 | -122335.114 | -121664.5201 | -120369.4773 | 0.028302 | 0.033629 | 0.043915 | 0.031461
2732 | Lateral Hardening | Lateral Hardening-Fuse-90800019 | Laterals | 13228 | 0.047727 | 4 | 0 | 50000 | 0 | 1404.8312 | 1684.2685 | 2228.0446 | -48595.1688 | -48315.7315 | -47771.9554 | 0.028097 | 0.033685 | 0.044561 | 0.03142
1953 | Lateral Hardening | Lateral Hardening-Fuse-10696500 | Laterals | 13961 | 0.043182 | 1 | 2 | 50000 | 0 | 1446.2046 | 1661.2609 | 2032.1704 | -48553.7954 | -48338.7391 | -47967.8296 | 0.028924 | 0.033225 | 0.040643 | 0.031386
9141 | Lateral Hardening | Lateral Hardening-Fuse-10165794 | Laterals | 13072 | 0.098674 | 7 | 10 | 160322.71 | 0 | 4575.5651 | 5333.067 | 6777.8072 | -155747.1449 | -154989.643 | -153544.9028 | 0.02854 | 0.033265 | 0.042276 | 0.031331
12732 | Lateral Hardening | Lateral Hardening-Fuse-91548414 | Laterals | 13031 | 0.052841 | 5 | 0 | 50000 | 0 | 1400.1066 | 1678.6042 | 2220.5515 | -48599.8934 | -48321.3958 | -47779.4485 | 0.028002 | 0.033572 | 0.044411 | 0.031314
2634 | Lateral Hardening | Lateral Hardening-Fuse-92043953 | Laterals | 13442 | 0.024242 | 3 | 2 | 50000 | 0 | 1411.1316 | 1673.3297 | 2165.7498 | -48588.8684 | -48326.6703 | -47834.2502 | 0.028223 | 0.033467 | 0.043315 | 0.031305
12710 | Lateral Hardening | Lateral Hardening-Fuse-91169495 | Laterals | 13128 | 0.0068182 | 3 | 16 | 50000 | 0 | 1434.8627 | 1659.0037 | 2050.9408 | -48565.1373 | -48340.9963 | -47949.0592 | 0.028697 | 0.03318 | 0.041019 | 0.031274
3078 | Lateral Hardening | Lateral Hardening-Fuse-60268237 | Laterals | 13668 | 0.0875 | 5 | 4 | 107457.06 | 0 | 3034.5914 | 3583.8368 | 4634.9448 | -104422.4686 | -103873.2232 | -102822.1152 | 0.02824 | 0.033351 | 0.043133 | 0.031263
4242 | Lateral Hardening | Lateral Hardening-Fuse-60128814 | Laterals | 13592 | 0.05928 | 6 | 8 | 116393.12 | 0 | 3313.6664 | 3862.352 | 4914.9605 | -113079.4536 | -112530.768 | -111478.1595 | 0.02847 | 0.033184 | 0.042227 | 0.03126
7352 | Lateral Hardening | Lateral Hardening-Fuse-92661411 | Laterals | 13685 | 0.18258 | 14 | 0 | 172381.94 | 0 | 4817.6546 | 5775.9424 | 7640.7394 | -167564.2854 | -166605.9976 | -164741.2006 | 0.027948 | 0.033507 | 0.044324 | 0.031253
1326 | Lateral Hardening | Lateral Hardening-Fuse-10603605 | Laterals | 13772 | 0.19943 | 12 | 0 | 248479.74 | 0 | 6938.4956 | 8318.6434 | 11004.3665 | -241541.2444 | -240161.0966 | -237475.3735 | 0.027924 | 0.033478 | 0.044287 | 0.031226
1611 | Lateral Hardening | Lateral Hardening-Fuse-90098837 | Laterals | 13959 | 0.051705 | 2 |  | 50000 | 0 | 1393.4216 | 1670.5894 | 2209.9491 | -48606.5784 | -48329.4106 | -47790.0509 | 0.027868 | 0.033412 | 0.044199 | 0.031164
13653 | Lateral Hardening | Lateral Hardening-Fuse-91496980 | Laterals | 13158 | 0.04375 | 4 | 6 | 71667.87 | 0 | 2029.1888 | 2372.1181 | 3029.7013 | -69638.6812 | -69295.7519 | -68638.1687 | 0.028314 | 0.033099 | 0.042274 | 0.031145
14413 | Lateral Hardening | Lateral Hardening-Fuse-10675179 | Laterals | 13464 | 0.20436 | 15 | 0 | 199293.53 | 0 | 5550.037 | 6654.0042 | 8802.2887 | -193743.493 | -192639.5258 | -190491.2413 | 0.027849 | 0.033388 | 0.044167 | 0.031142
6562 | Lateral Hardening | Lateral Hardening-Fuse-93223317 | Laterals | 13112 | 0.11193 | 8 | 0 | 102136.2 | 0 | 2842.9234 | 3408.414 | 4508.8406 | -99293.2766 | -98727.786 | -97627.3594 | 0.027835 | 0.033371 | 0.044145 | 0.031127
7992 | Lateral Hardening | Lateral Hardening-Fuse-60281201 | Laterals | 13961 | 0.073106 | 3 | 2 | 68500.37 | 0 | 1921.4538 | 2280.6211 | 2950.6308 | -66578.9162 | -66219.7489 | -65549.7392 | 0.02805 | 0.033294 | 0.043075 | 0.031126
5505 | Lateral Hardening | Lateral Hardening-Fuse-93063273 | Laterals | 13333 | 0.051326 | 5 | 0 | 50000 | 0 | 1390.9224 | 1667.5931 | 2205.9854 | -48609.0776 | -48332.4069 | -47794.0146 | 0.027818 | 0.033352 | 0.04412 | 0.031109
17084 | Lateral Hardening | Lateral Hardening-Fuse-92811065 | Laterals | 13496 | 0.014394 | 1 | 16 | 50000 | 0 | 1436.0601 | 1648.2636 | 1991.658 | -48563.9399 | -48351.7364 | -48008.342 | 0.028721 | 0.032965 | 0.039833 | 0.031106
162 | Lateral Hardening | Lateral Hardening-Fuse-60011271 | Laterals | 13181 | 0.12083 | 12 | 0 | 168245.33 | 0 | 4677.3779 | 5607.763 | 7418.2624 | -163567.9521 | -162637.567 | -160827.0676 | 0.027801 | 0.033331 | 0.044092 | 0.031089
9982 | Lateral Hardening | Lateral Hardening-Fuse-10080885 | Laterals | 13668 | 0.067235 | 4 | 1 | 155434.01 | 0 | 4343.3965 | 5156.4746 | 6730.2334 | -151090.6135 | -150277.5354 | -148703.7766 | 0.027944 | 0.033175 | 0.0433 | 0.031049
14971 | Lateral Hardening | Lateral Hardening-Fuse-90508146 | Laterals | 13079 | 0.032765 | 3 | 0 | 82061.45 | 0 | 2277.0152 | 2729.9401 | 3611.3174 | -79784.4348 | -79331.5099 | -78450.1326 | 0.027748 | 0.033267 | 0.044007 | 0.031029
2448 | Lateral Hardening | Lateral Hardening-Fuse-92585974 | Laterals | 13391 | 0.068371 | 3 | 1 | 50000 | 0 | 1394.2511 | 1656.5135 | 2154.9461 | -48605.7489 | -48343.4865 | -47845.0539 | 0.027885 | 0.03313 | 0.043099 | 0.03098
12568 | Lateral Hardening | Lateral Hardening-Fuse-5009250 | Laterals | 13037 | 0.02822 | 3 |  | 50000 | 0 | 1384.9174 | 1660.3936 | 2196.4615 | -48615.0826 | -48339.6064 | -47803.5385 | 0.027698 | 0.033208 | 0.043929 | 0.030974
14645 | Lateral Hardening | Lateral Hardening-Fuse-10696442 | Laterals | 13961 | 0.12765 | 5 | 0 | 96815.9 | 0 | 2677.4407 | 3210.0149 | 4246.3871 | -94138.4593 | -93605.8851 | -92569.5129 | 0.027655 | 0.033156 | 0.04386 | 0.030926
1211 | Lateral Hardening | Lateral Hardening-Fuse-60014384 | Laterals | 13655 | 0.12917 | 6 | 1 | 59116.61 | 0 | 1637.7934 | 1955.8938 | 2570.0937 | -57478.8166 | -57160.7162 | -56546.5163 | 0.027704 | 0.033085 | 0.043475 | 0.030896
2239 | Lateral Hardening | Lateral Hardening-Fuse-91449232 | Laterals | 13962 | 0.032955 | 1 | 4 | 50000 | 0 | 1425.6461 | 1632.5853 | 1984.1266 | -48574.3539 | -48367.4147 | -48015.8734 | 0.028513 | 0.032652 | 0.039683 | 0.030872
12222 | Lateral Hardening | Lateral Hardening-Fuse-10722436 | Laterals | 13817 | 0.084848 | 5 | 0 | 50000 | 0 | 1378.8902 | 1653.1676 | 2186.9025 | -48621.1098 | -48346.8324 | -47813.0975 | 0.027578 | 0.033063 | 0.043738 | 0.030839
16674 | Lateral Hardening | Lateral Hardening-Fuse-10605185 | Laterals | 13924 | 0.10511 | 6 | 1 | 57117.63 | 0 | 1575.8253 | 1881.8663 | 2473.4429 | -55541.8047 | -55235.7637 | -54644.1871 | 0.027589 | 0.032947 | 0.043304 | 0.030768
6294 | Lateral Hardening | Lateral Hardening-Fuse-90807370 | Laterals | 13457 | 0.10076 | 7 | 0 | 56755.61 | 0 | 1561.1955 | 1871.7355 | 2476.0364 | -55194.4145 | -54883.8745 | -54279.5736 | 0.027507 | 0.032979 | 0.043626 | 0.030761
12699 | Lateral Hardening | Lateral Hardening-Fuse-92004475 | Laterals | 13479 | 0.035606 | 3 |  | 82503.2 | 0 | 2266.1619 | 2716.928 | 3594.1043 | -80237.0381 | -79786.272 | -78909.0957 | 0.027468 | 0.032931 | 0.043563 | 0.030716
6826 | Lateral Hardening | Lateral Hardening-Fuse-90404034 | Laterals | 13311 | 0.019697 | 4 | 0 | 80029.4 | 0 | 2197.9453 | 2635.1423 | 3485.9136 | -77831.4547 | -77394.2577 | -76543.4864 | 0.027464 | 0.032927 | 0.043558 | 0.030712
9377 | Lateral Hardening | Lateral Hardening-Fuse-10679356 | Laterals | 13807 | 0.074811 | 4 | 4 | 58529.23 | 0 | 1630.758 | 1910.5851 | 2448.9084 | -56898.472 | -56618.6449 | -56080.3216 | 0.027862 | 0.032643 | 0.041841 | 0.030694
12546 | Lateral Hardening | Lateral Hardening-Fuse-10310509 | Laterals | 13338 | 0.067424 | 7 | 0 | 172802.38 | 0 | 4741.3495 | 5684.4592 | 7519.7205 | -168061.0305 | -167117.9208 | -165282.6595 | 0.027438 | 0.032896 | 0.043516 | 0.030683
4490 | Lateral Hardening | Lateral Hardening-Fuse-60077924 | Laterals | 13153 | 0.15436 | 13 | 25 | 232643.89 | 0 | 6477.1451 | 7579.4877 | 9682.2812 | -226166.7449 | -225064.4023 | -222961.6088 | 0.027841 | 0.03258 | 0.041618 | 0.030641
9101 | Lateral Hardening | Lateral Hardening-Fuse-90661100 | Laterals | 13808 | 0.067803 | 5 | 2 | 57946.85 | 0 | 1596.3148 | 1898.1743 | 2479.6441 | -56350.5352 | -56048.6757 | -55467.2059 | 0.027548 | 0.032757 | 0.042792 | 0.030635
15542 | Lateral Hardening | Lateral Hardening-Fuse-60373621 | Laterals | 13693 | 0.18049 | 8 | 14 | 230073.22 | 0 | 6418.9652 | 7476.2014 | 9477.5472 | -223654.2548 | -222597.0186 | -220595.6728 | 0.0279 | 0.032495 | 0.041194 | 0.030608
16862 | Lateral Hardening | Lateral Hardening-Fuse-60451131 | Laterals | 13968 | 0.078409 | 6 | 0 | 73311.81 | 0 | 2004.2777 | 2402.9519 | 3178.7591 | -71307.5323 | -70908.8581 | -70133.0509 | 0.027339 | 0.032777 | 0.043359 | 0.030573
12444 | Lateral Hardening | Lateral Hardening-Fuse-10556731 | Laterals | 13298 | 0.057765 | 4 | 1 | 85948.85 | 0 | 2357.6356 | 2806.956 | 3679.6301 | -83591.2144 | -83141.894 | -82269.2199 | 0.027431 | 0.032658 | 0.042812 | 0.030537
1468 | Lateral Hardening | Lateral Hardening-Fuse-10556595 | Laterals | 13298 | 0.090909 | 6 | 1 | 51498.45 | 0 | 1410.5156 | 1683.6718 | 2210.1888 | -50087.9344 | -49814.7782 | -49288.2612 | 0.027389 | 0.032694 | 0.042918 | 0.030534
15616 | Lateral Hardening | Lateral Hardening-Fuse-60271990 | Laterals | 13805 | 0.057008 | 4 | 2 | 57049.67 | 0 | 1563.182 | 1858.1723 | 2423.7738 | -55486.488 | -55191.4977 | -54625.8962 | 0.0274 | 0.032571 | 0.042485 | 0.03046
5729 | Lateral Hardening | Lateral Hardening-Fuse-60028431 | Laterals | 13007 | 0.023295 | 3 | 0 | 50000 | 0 | 1360.5571 | 1631.1878 | 2157.8264 | -48639.4429 | -48368.8122 | -47842.1736 | 0.027211 | 0.032624 | 0.043157 | 0.030429
9266 | Lateral Hardening | Lateral Hardening-Fuse-60188248 | Laterals | 13807 | 0.19527 | 10 | 11 | 175567.69 | 0 | 4849.4616 | 5676.7005 | 7268.304 | -170718.2284 | -169890.9895 | -168299.386 | 0.027622 | 0.032333 | 0.041399 | 0.030413
393 | Lateral Hardening | Lateral Hardening-Fuse-10761263 | Laterals | 13432 | 0.13144 | 7 | 5 | 107178.74 | 0 | 2944.9588 | 3473.5932 | 4487.743 | -104233.7812 | -103705.1468 | -102690.997 | 0.027477 | 0.032409 | 0.041872 | 0.030396
5964 | Lateral Hardening | Lateral Hardening-Fuse-90101928 | Laterals | 13808 | 0.12652 | 5 | 2 | 54457.57 | 0 | 1492.1759 | 1768.7414 | 2287.1399 | -52965.3941 | -52688.8286 | -52170.4301 | 0.027401 | 0.032479 | 0.041999 | 0.030384
8667 | Lateral Hardening | Lateral Hardening-Fuse-90100448 | Laterals | 13808 | 0.06875 | 4 | 1 | 54095.55 | 0 | 1475.5062 | 1754.9407 | 2304.663 | -52620.0438 | -52340.6093 | -51790.887 | 0.027276 | 0.032441 | 0.042604 | 0.030358
8043 | Lateral Hardening | Lateral Hardening-Fuse-60177143 | Laterals | 13312 | 0.0018939 | 2 | 4 | 55890.65 | 0 | 1583.1092 | 1791.5393 | 2081.5654 | -54307.5408 | -54099.1107 | -53809.0846 | 0.028325 | 0.032054 | 0.037244 | 0.030336
18123 | Lateral Hardening | Lateral Hardening-Fuse-92849403 | Laterals | 13011 | 0.07178 | 5 | 1 | 54347.39 | 0 | 1477.3256 | 1760.3414 | 2311.8964 | -52870.0644 | -52587.0486 | -52035.4936 | 0.027183 | 0.032391 | 0.042539 | 0.030281
7292 | Lateral Hardening | Lateral Hardening-Fuse-92007338 | Laterals | 13479 | 0.035985 | 4 | 0 | 82562.1 | 0 | 2235.5785 | 2680.2612 | 3545.5993 | -80326.5215 | -79881.8388 | -79016.5007 | 0.027078 | 0.032464 | 0.042945 | 0.03028
5115 | Lateral Hardening | Lateral Hardening-Fuse-10158930 | Laterals | 13164 | 0.032765 | 4 | 7 | 81445.13 | 0 | 2237.2536 | 2620.1577 | 3359.4311 | -79207.8764 | -78824.9723 | -78085.6989 | 0.027469 | 0.032171 | 0.041248 | 0.030258
3349 | Lateral Hardening | Lateral Hardening-Fuse-10876302 | Laterals | 14023 | 0.055871 | 5 | 5 | 64306.55 | 0 | 1766.4388 | 2068.6554 | 2651.9549 | -62540.1112 | -62237.8946 | -61654.5951 | 0.027469 | 0.032169 | 0.041239 | 0.030256
13390 | Lateral Hardening | Lateral Hardening-Fuse-90442665 | Laterals | 13308 | 0.051515 | 4 | 0 | 84977 | 0 | 2298.1442 | 2755.2719 | 3644.8277 | -82678.8558 | -82221.7281 | -81332.1723 | 0.027044 | 0.032424 | 0.042892 | 0.030243
5569 | Lateral Hardening | Lateral Hardening-Fuse-10560423 | Laterals | 13297 | 0.032576 | 3 | 16 | 151127.13 | 0 | 4181.9568 | 4853.5779 | 6052.5647 | -146945.1732 | -146273.5521 | -145074.5653 | 0.027672 | 0.032116 | 0.040049 | 0.030243
16627 | Lateral Hardening | Lateral Hardening-Fuse-93360424 | Laterals | 13656 | 0.071402 | 4 | 2 | 53807.23 | 0 | 1468.5267 | 1735.5965 | 2240.6746 | -52338.7033 | -52071.6335 | -51566.5554 | 0.027292 | 0.032256 | 0.041643 | 0.030216
7622 | Lateral Hardening | Lateral Hardening-Fuse-92702090 | Laterals | 13299 | 0.057576 | 4 | 1 | 53166.89 | 0 | 1442.8742 | 1716.3223 | 2253.3647 | -51724.0158 | -51450.5677 | -50913.5253 | 0.027139 | 0.032282 | 0.042383 | 0.030206
13771 | Lateral Hardening | Lateral Hardening-Fuse-91704709 | Laterals | 13786 | 0.075758 | 1 | 1 | 50000 | 0 | 1393.2212 | 1597.0472 | 1950.7915 | -48606.7788 | -48402.9528 | -48049.2085 | 0.027864 | 0.031941 | 0.039016 | 0.030203
4206 | Lateral Hardening | Lateral Hardening-Fuse-90773669 | Laterals | 13787 | 0.072159 | 4 | 2 | 53870.19 | 0 | 1468.5756 | 1736.8682 | 2244.0884 | -52401.6144 | -52133.3218 | -51626.1016 | 0.027261 | 0.032242 | 0.041657 | 0.030195
2865 | Lateral Hardening | Lateral Hardening-Fuse-91552288 | Laterals | 13924 | 0.057008 | 4 | 1 | 53119.67 | 0 | 1439.657 | 1712.3597 | 2248.4551 | -51680.013 | -51407.3103 | -50871.2149 | 0.027102 | 0.032236 | 0.042328 | 0.030165
16410 | Lateral Hardening | Lateral Hardening-Fuse-10580698 | Laterals | 13105 | 0.023485 | 3 | 1 | 50000 | 0 | 1357.6256 | 1611.8135 | 2099.6221 | -48642.3744 | -48388.1865 | -47900.3779 | 0.027153 | 0.032236 | 0.041992 | 0.030162
6206 | Lateral Hardening | Lateral Hardening-Fuse-90522567 | Laterals | 13162 | 0.013447 | 1 | 1 | 50000 | 0 | 1408.0283 | 1591.2631 | 1849.6579 | -48591.9717 | -48408.7369 | -48150.3421 | 0.028161 | 0.031825 | 0.036993 | 0.030143
7094 | Lateral Hardening | Lateral Hardening-Fuse-60370001 | Laterals | 13808 | 0.025189 | 3 | 1 | 50000 | 0 | 1356.7022 | 1611.1274 | 2097.7013 | -48643.2978 | -48388.8726 | -47902.2987 | 0.027134 | 0.032223 | 0.041954 | 0.030143
3489 | Lateral Hardening | Lateral Hardening-Fuse-90913915 | Laterals | 14025 | 0.098106 | 4 | 2 | 96039.82 | 0 | 2613.2722 | 3090.6883 | 3993.2667 | -93426.5478 | -92949.1317 | -92046.5533 | 0.02721 | 0.032181 | 0.041579 | 0.030139
929 | Lateral Hardening | Lateral Hardening-Fuse-60366831 | Laterals | 13298 | 0.10379 | 7 | 1 | 57007.45 | 0 | 1539.267 | 1838.4362 | 2418.5708 | -55468.183 | -55169.0138 | -54588.8792 | 0.027001 | 0.032249 | 0.042426 | 0.030118
1452 | Lateral Hardening | Lateral Hardening-Fuse-91710700 | Laterals | 14041 | 0.088636 | 9 | 0 | 55748.25 | 0 | 1501.2345 | 1799.8476 | 2380.939 | -54247.0155 | -53948.4024 | -53367.311 | 0.026929 | 0.032285 | 0.042709 | 0.030114
5278 | Lateral Hardening | Lateral Hardening-Fuse-92078660 | Laterals | 13786 | 0.041288 | 4 | 1 | 83386.7 | 0 | 2343.8598 | 2644.059 | 3108.9002 | -81042.8402 | -80742.641 | -80277.7998 | 0.028108 | 0.031708 | 0.037283 | 0.030106
9043 | Lateral Hardening | Lateral Hardening-Fuse-92281205 | Laterals | 13924 | 0.036174 | 3 |  | 50000 | 0 | 1344.8523 | 1612.3592 | 2132.9189 | -48655.1477 | -48387.6408 | -47867.0811 | 0.026897 | 0.032247 | 0.042658 | 0.030078
2906 | Lateral Hardening | Lateral Hardening-Fuse-60196059 | Laterals | 13389 | 0.058712 | 2 | 1 | 50000 | 0 | 1369.9326 | 1596.3713 | 2027.276 | -48630.0674 | -48403.6287 | -47972.724 | 0.027399 | 0.031927 | 0.040546 | 0.030072
8044 | Lateral Hardening | Lateral Hardening-Fuse-60257097 | Laterals | 13297 | 0.047727 | 5 | 0 | 50000 | 0 | 1343.9858 | 1611.3203 | 2131.5445 | -48656.0142 | -48388.6797 | -47868.4555 | 0.02688 | 0.032226 | 0.042631 | 0.030059
14909 | Lateral Hardening | Lateral Hardening-Fuse-10080933 | Laterals | 14000 | 0.076705 | 4 | 2 | 94261.2 | 0 | 2553.5597 | 3021.9146 | 3907.8507 | -91707.6403 | -91239.2854 | -90353.3493 | 0.02709 | 0.032059 | 0.041458 | 0.030018
9251 | Lateral Hardening | Lateral Hardening-Fuse-10297433 | Laterals | 13754 | 0.019318 | 2 | 16 | 100568.73 | 0 | 2774.5519 | 3202.3991 | 3905.2451 | -97794.1781 | -97366.3309 | -96663.4849 | 0.027589 | 0.031843 | 0.038832 | 0.029989
5109 | Lateral Hardening | Lateral Hardening-Fuse-91398140 | Laterals | 13649 | 0.066477 | 4 | 6 | 50000 | 0 | 1363.0649 | 1593.4204 | 2035.1381 | -48636.9351 | -48406.5796 | -47964.8619 | 0.027261 | 0.031868 | 0.040703 | 0.029988
6012 | Lateral Hardening | Lateral Hardening-Fuse-10556640 | Laterals | 13298 | 0.19962 | 13 | 3 | 161735.75 | 0 | 4349.0029 | 5186.2356 | 6809.3939 | -157386.7471 | -156549.5144 | -154926.3561 | 0.02689 | 0.032066 | 0.042102 | 0.029964
4495 | Lateral Hardening | Lateral Hardening-Fuse-10569605 | Laterals | 13372 | 0.090341 | 8 | 0 | 103763.16 | 0 | 2777.6984 | 3330.215 | 4405.3946 | -100985.4616 | -100432.945 | -99357.7654 | 0.02677 | 0.032094 | 0.042456 | 0.029936
9234 | Lateral Hardening | Lateral Hardening-Fuse-10662324 | Laterals | 13473 | 0.11837 | 6 | 4 | 65570.75 | 0 | 1775.8082 | 2092.7768 | 2694.1098 | -63794.9418 | -63477.9732 | -62876.6402 | 0.027082 | 0.031916 | 0.041087 | 0.029933
2366 | Lateral Hardening | Lateral Hardening-Fuse-91313014 | Laterals | 13687 | 0.010227 | 1 | 31 | 50000 | 0 | 1378.6514 | 1587.0064 | 1916.6697 | -48621.3486 | -48412.9936 | -48083.3303 | 0.027573 | 0.03174 | 0.038333 | 0.029899
1947 | Lateral Hardening | Lateral Hardening-Fuse-91115887 | Laterals | 13749 | 0.066098 | 5 | 0 | 131157.12 | 0 | 3502.5715 | 4199.2738 | 5555.0342 | -127654.5485 | -126957.8462 | -125602.0858 | 0.026705 | 0.032017 | 0.042354 | 0.029864
6444 | Lateral Hardening | Lateral Hardening-Fuse-60028557 | Laterals | 13007 | 0.086364 | 6 | 0 | 90395.8 | 0 | 2413.5535 | 2893.6375 | 3827.8655 | -87982.2465 | -87502.1625 | -86567.9345 | 0.0267 | 0.032011 | 0.042346 | 0.029858
11509 | Lateral Hardening | Lateral Hardening-Fuse-92466199 | Laterals | 13815 | 0.05625 | 5 | 2 | 53056.71 | 0 | 1423.0876 | 1691.9709 | 2209.4863 | -51633.6224 | -51364.7391 | -50847.2237 | 0.026822 | 0.03189 | 0.041644 | 0.029825
19580 | Lateral Hardening | Lateral Hardening-Fuse-91476995 | Laterals | 13825 | 0.065152 | 4 | 6 | 132601.06 | 0 | 3604.9063 | 4197.866 | 5310.4204 | -128996.1537 | -128403.194 | -127290.6396 | 0.027186 | 0.031658 | 0.040048 | 0.029814
10278 | Lateral Hardening | Lateral Hardening-Fuse-92554213 | Laterals | 13709 | 0.049053 | 1 | 2 | 50000 | 0 | 1375.132 | 1576.2357 | 1923.913 | -48624.868 | -48423.7643 | -48076.087 | 0.027503 | 0.031525 | 0.038478 | 0.029807
12736 | Lateral Hardening | Lateral Hardening-Fuse-60070205 | Laterals | 13061 | 0.15379 | 15 | 0 | 177846.6 | 0 | 4738.8415 | 5681.4524 | 7515.7428 | -173107.7585 | -172165.1476 | -170330.8572 | 0.026646 | 0.031946 | 0.04226 | 0.029797
17112 | Lateral Hardening | Lateral Hardening-Fuse-10556648 | Laterals | 13298 | 0.089583 | 5 | 1 | 55826.95 | 0 | 1492.72 | 1780.2271 | 2337.4496 | -54334.23 | -54046.7229 | -53489.5004 | 0.026738 | 0.031888 | 0.04187 | 0.029796
17269 | Lateral Hardening | Lateral Hardening-Fuse-90423127 | Laterals | 13080 | 0.025379 | 3 | 4 | 50000 | 0 | 1348.4129 | 1575.0456 | 2004.3146 | -48651.5871 | -48424.9544 | -47995.6854 | 0.026968 | 0.031501 | 0.040086 | 0.02964
17515 | Lateral Hardening | Lateral Hardening-Fuse-10632131 | Laterals | 13311 | 0.017424 | 4 | 0 | 50000 | 0 | 1325.0599 | 1588.6298 | 2101.5283 | -48674.9401 | -48411.3702 | -47898.4717 | 0.026501 | 0.031773 | 0.042031 | 0.029636
2131 | Lateral Hardening | Lateral Hardening-Fuse-60172026 | Laterals | 13968 | 0.035227 | 5 | 2 | 50800.89 | 0 | 1354.4394 | 1609.1704 | 2085.5321 | -49446.4506 | -49191.7196 | -48715.3579 | 0.026662 | 0.031676 | 0.041053 | 0.029605
2518 | Lateral Hardening | Lateral Hardening-Fuse-10556718 | Laterals | 13298 | 0.056818 | 4 | 2 | 53103.93 | 0 | 1412.1929 | 1678.6897 | 2189.6593 | -51691.7371 | -51425.2403 | -50914.2707 | 0.026593 | 0.031611 | 0.041233 | 0.029563
7458 | Lateral Hardening | Lateral Hardening-Fuse-60519555 | Laterals | 14102 | 0.046402 | 2 | 0 | 52238.23 | 0 | 1376.7311 | 1650.5789 | 2183.4781 | -50861.4989 | -50587.6511 | -50054.7519 | 0.026355 | 0.031597 | 0.041798 | 0.029472
19097 | Lateral Hardening | Lateral Hardening-Fuse-92044311 | Laterals | 13419 | 0.031818 | 4 | 8 | 74097.57 | 0 | 1991.9659 | 2323.7184 | 2914.0409 | -72105.6041 | -71773.8516 | -71183.5291 | 0.026883 | 0.03136 | 0.039327 | 0.029471
5253 | Lateral Hardening | Lateral Hardening-Fuse-10710601 | Laterals | 14000 | 0.034848 | 3 | 0 | 51278.09 | 0 | 1351.2316 | 1620.0074 | 2143.0363 | -49926.8584 | -49658.0826 | -49135.0537 | 0.026351 | 0.031593 | 0.041792 | 0.029468
5019 | Lateral Hardening | Lateral Hardening-Fuse-10487494 | Laterals | 13460 | 0.029735 | 2 | 3 | 50000 | 0 | 1343.4758 | 1565.6281 | 1972.6255 | -48656.5242 | -48434.3719 | -48027.3745 | 0.02687 | 0.031313 | 0.039453 | 0.029461
13852 | Lateral Hardening | Lateral Hardening-Fuse-92898565 | Laterals | 13159 | 0.15 | 8 | 0 | 50000 | 0 | 1316.7307 | 1578.6438 | 2088.3182 | -48683.2693 | -48421.3562 | -47911.6818 | 0.026335 | 0.031573 | 0.041766 | 0.029449
11934 | Lateral Hardening | Lateral Hardening-Fuse-10716375 | Laterals | 13959 | 0.18561 | 10 | 9 | 210848.2 | 0 | 5629.9077 | 6602.6538 | 8476.5682 | -205218.2923 | -204245.5462 | -202371.6318 | 0.026701 | 0.031315 | 0.040202 | 0.029435
6019 | Lateral Hardening | Lateral Hardening-Fuse-90280957 | Laterals | 13724 | 0.067803 | 3 | 1 | 54016.85 | 0 | 1427.63 | 1700.8999 | 2224.2193 | -52589.22 | -52315.9501 | -51792.6307 | 0.026429 | 0.031488 | 0.041176 | 0.029422
9089 | Lateral Hardening | Lateral Hardening-Fuse-92897477 | Laterals | 13123 | 0.040909 | 4 | 0 | 52128.05 | 0 | 1369.993 | 1642.5006 | 2172.7916 | -50758.057 | -50485.5494 | -49955.2584 | 0.026281 | 0.031509 | 0.041682 | 0.02939
3109 | Lateral Hardening | Lateral Hardening-Fuse-92998413 | Laterals | 13546 | 0.04072 | 4 |  | 50000 | 0 | 1313.817 | 1575.1505 | 2083.6972 | -48686.183 | -48424.8495 | -47916.3028 | 0.026276 | 0.031503 | 0.041674 | 0.029384
4889 | Lateral Hardening | Lateral Hardening-Fuse-91604920 | Laterals | 13019 | 0.039015 | 3 | 5 | 62905.69 | 0 | 1684.9647 | 1961.8573 | 2482.8122 | -61220.7253 | -60943.8327 | -60422.8778 | 0.026786 | 0.031187 | 0.039469 | 0.029374
19334 | Lateral Hardening | Lateral Hardening-Fuse-60579046 | Laterals | 13712 | 0.063258 | 5 | 2 | 57569.09 | 0 | 1519.7884 | 1808.0416 | 2362.0443 | -56049.3016 | -55761.0484 | -55207.0457 | 0.026399 | 0.031406 | 0.04103 | 0.029365
11011 | Lateral Hardening | Lateral Hardening-Fuse-10061200 | Laterals | 13071 | 0.058333 | 5 | 0 | 50000 | 0 | 1311.5651 | 1572.4507 | 2080.1257 | -48688.4349 | -48427.5493 | -47919.8743 | 0.026231 | 0.031449 | 0.041603 | 0.029334
10364 | Lateral Hardening | Lateral Hardening-Fuse-10758553 | Laterals | 13004 | 0.14943 | 12 | 0 | 148447.48 | 0 | 3893.5319 | 4668.0009 | 6175.0925 | -144553.9481 | -143779.4791 | -142272.3875 | 0.026228 | 0.031445 | 0.041598 | 0.02933
19616 | Lateral Hardening | Lateral Hardening-Fuse-91008296 | Laterals | 13656 | 0.11837 | 8 | 4 | 101654 | 0 | 2684.0754 | 3182.8852 | 4113.8475 | -98969.9246 | -98471.1148 | -97540.1525 | 0.026404 | 0.031311 | 0.040469 | 0.029283
16975 | Lateral Hardening | Lateral Hardening-Fuse-10566569 | Laterals | 13289 | 0.022159 | 3 | 10 | 73294.83 | 0 | 1964.4355 | 2277.8785 | 2839.6863 | -71330.3945 | -71016.9515 | -70455.1437 | 0.026802 | 0.031078 | 0.038743 | 0.029279
7643 | Lateral Hardening | Lateral Hardening-Fuse-60023662 | Laterals | 13303 | 0.017235 | 2 | 1 | 50000 | 0 | 1316.7742 | 1563.9722 | 2036.9337 | -48683.2258 | -48436.0278 | -47963.0663 | 0.026335 | 0.031279 | 0.040739 | 0.029259
5067 | Lateral Hardening | Lateral Hardening-Fuse-60178301 | Laterals | 13414 | 0.055114 | 6 | 0 | 81059.58 | 0 | 2120.0959 | 2541.8077 | 3362.4453 | -78939.4841 | -78517.7723 | -77697.1347 | 0.026155 | 0.031357 | 0.041481 | 0.029248
11204 | Lateral Hardening | Lateral Hardening-Fuse-91954717 | Laterals | 13459 | 0.071591 | 3 |  | 50000 | 0 | 1307.6353 | 1567.7392 | 2073.8931 | -48692.3647 | -48432.2608 | -47926.1069 | 0.026153 | 0.031355 | 0.041478 | 0.029246
8735 | Lateral Hardening | Lateral Hardening-Fuse-60344401 | Laterals | 14117 | 0.029924 | 4 | 0 | 77142.73 | 0 | 2017.3034 | 2418.5685 | 3199.4177 | -75125.4266 | -74724.1615 | -73943.3123 | 0.02615 | 0.031352 | 0.041474 | 0.029243
2154 | Lateral Hardening | Lateral Hardening-Fuse-90857924 | Laterals | 13787 | 0.09697 | 4 | 2 | 104822.74 | 0 | 2758.2331 | 3275.576 | 4272.5163 | -102064.5069 | -101547.164 | -100550.2237 | 0.026313 | 0.031249 | 0.040759 | 0.029239
4984 | Lateral Hardening | Lateral Hardening-Fuse-60044940 | Laterals | 13288 | 0.066477 | 8 | 0 | 164270.15 | 0 | 4293.3189 | 5147.3101 | 6809.1496 | -159976.8311 | -159122.8399 | -157461.0004 | 0.026136 | 0.031334 | 0.041451 | 0.029227
5416 | Lateral Hardening | Lateral Hardening-Fuse-91334961 | Laterals | 13552 | 0.025 | 3 | 0 | 50000 | 0 | 1306.4188 | 1566.2808 | 2071.9638 | -48693.5812 | -48433.7192 | -47928.0362 | 0.026128 | 0.031326 | 0.041439 | 0.029219
8314 | Lateral Hardening | Lateral Hardening-Fuse-10671309 | Laterals | 13724 | 0.070833 | 4 | 6 | 87980.9 | 0 | 2332.9061 | 2727.7293 | 3484.4475 | -85647.9939 | -85253.1707 | -84496.4525 | 0.026516 | 0.031004 | 0.039605 | 0.029171
12314 | Lateral Hardening | Lateral Hardening-Fuse-91903068 | Laterals | 13460 | 0.10947 | 8 | 4 | 184870.72 | 0 | 4861.5092 | 5764.9745 | 7451.1721 | -180009.2108 | -179105.7455 | -177419.5479 | 0.026297 | 0.031184 | 0.040305 | 0.029164
5258 | Lateral Hardening | Lateral Hardening-Fuse-92679264 | Laterals | 13805 | 0.067235 | 3 | 1 | 50000 | 0 | 1311.7323 | 1558.382 | 2027.2669 | -48688.2677 | -48441.618 | -47972.7331 | 0.026235 | 0.031168 | 0.040545 | 0.029146
12533 | Lateral Hardening | Lateral Hardening-Fuse-60409229 | Laterals | 13163 | 0.094886 | 13 | 21 | 263784.78 | 0 | 6968.7304 | 8172.1616 | 10509.0373 | -256816.0496 | -255612.6184 | -253275.7427 | 0.026418 | 0.03098 | 0.039839 | 0.029129
8834 | Lateral Hardening | Lateral Hardening-Fuse-93331401 | Laterals | 13889 | 0.051894 | 4 | 0 | 61044.61 | 0 | 1588.9393 | 1904.9979 | 2520.0377 | -59455.6707 | -59139.6121 | -58524.5723 | 0.026029 | 0.031207 | 0.041282 | 0.029108
16122 | Lateral Hardening | Lateral Hardening-Fuse-60002340 | Laterals | 13024 | 0.010227 | 3 | 6 | 64443.21 | 0 | 1709.2892 | 1994.3758 | 2509.967 | -62733.9208 | -62448.8342 | -61933.243 | 0.026524 | 0.030948 | 0.038949 | 0.029094
7069 | Lateral Hardening | Lateral Hardening-Fuse-93251042 | Laterals | 13175 | 0.041667 | 3 | 0 | 83445.6 | 0 | 2170.6532 | 2602.4215 | 3442.6286 | -81274.9468 | -80843.1785 | -80002.9714 | 0.026013 | 0.031187 | 0.041256 | 0.029089
5774 | Lateral Hardening | Lateral Hardening-Fuse-91837742 | Laterals | 13843 | 0.21345 | 8 | 0 | 50000 | 0 | 1300.3961 | 1559.0601 | 2062.4118 | -48699.6039 | -48440.9399 | -47937.5882 | 0.026008 | 0.031181 | 0.041248 | 0.029084
2936 | Lateral Hardening | Lateral Hardening-Fuse-92258605 | Laterals | 13342 | 0.065152 | 5 | 1 | 63248.21 | 0 | 1652.4791 | 1965.6209 | 2580.7253 | -61595.7309 | -61282.5891 | -60667.4847 | 0.026127 | 0.031078 | 0.040803 | 0.02908
4187 | Lateral Hardening | Lateral Hardening-Fuse-10162593 | Laterals | 13031 | 0.25265 | 16 | 26 | 283230.16 | 0 | 7491.0776 | 8755.1636 | 11134.3406 | -275739.0824 | -274474.9964 | -272095.8194 | 0.026449 | 0.030912 | 0.039312 | 0.029074
3506 | Lateral Hardening | Lateral Hardening-Fuse-90128130 | Laterals | 13190 | 0.02822 | 4 | 4 | 105951.76 | 0 | 2868.6848 | 3260.563 | 3806.7675 | -103083.0752 | -102691.197 | -102144.9925 | 0.027075 | 0.030774 | 0.035929 | 0.02907
15436 | Lateral Hardening | Lateral Hardening-Fuse-92973981 | Laterals | 14000 | 0.042235 | 3 | 1 | 50000 | 0 | 1307.2989 | 1553.115 | 2020.4151 | -48692.7011 | -48446.885 | -47979.5849 | 0.026146 | 0.031062 | 0.040408 | 0.029047
4316 | Lateral Hardening | Lateral Hardening-Fuse-10496839 | Laterals | 13501 | 0.039583 | 4 |  | 50000 | 0 | 1298.5151 | 1556.8049 | 2059.4286 | -48701.4849 | -48443.1951 | -47940.5714 | 0.02597 | 0.031136 | 0.041189 | 0.029042
19397 | Lateral Hardening | Lateral Hardening-Fuse-90838002 | Laterals | 13839 | 0.098106 | 6 | 8 | 131409.82 | 0 | 3466.7958 | 4040.837 | 5142.0882 | -127943.0242 | -127368.983 | -126267.7318 | 0.026382 | 0.03075 | 0.03913 | 0.028967
18024 | Lateral Hardening | Lateral Hardening-Fuse-93224728 | Laterals | 13459 | 0.012121 | 3 | 1 | 50000 | 0 | 1303.4197 | 1548.5063 | 2014.4198 | -48696.5803 | -48451.4937 | -47985.5802 | 0.026068 | 0.03097 | 0.040288 | 0.028961
15316 | Lateral Hardening | Lateral Hardening-Fuse-91462070 | Laterals | 13341 | 0.10814 | 6 | 1 | 57369.47 | 0 | 1488.9488 | 1778.101 | 2335.8541 | -55880.5212 | -55591.369 | -55033.6159 | 0.025954 | 0.030994 | 0.040716 | 0.028942
12831 | Lateral Hardening | Lateral Hardening-Fuse-91063568 | Laterals | 13738 | 0.021212 | 1 | 4 | 50000 | 0 | 1343.7373 | 1531.7699 | 1803.1781 | -48656.2627 | -48468.2301 | -48196.8219 | 0.026875 | 0.030635 | 0.036064 | 0.028922
15162 | Lateral Hardening | Lateral Hardening-Fuse-90163261 | Laterals | 13739 | 0.1303 | 5 | 0 | 50842.37 | 0 | 1314.7415 | 1576.2589 | 2085.1634 | -49527.6285 | -49266.1111 | -48757.2066 | 0.025859 | 0.031003 | 0.041012 | 0.028918
17173 | Lateral Hardening | Lateral Hardening-Fuse-10636037 | Laterals | 13388 | 0.038068 | 4 | 0 | 50000 | 0 | 1292.5586 | 1549.6636 | 2049.9817 | -48707.4414 | -48450.3364 | -47950.0183 | 0.025851 | 0.030993 | 0.041 | 0.028909
11737 | Lateral Hardening | Lateral Hardening-Fuse-90946553 | Laterals | 13772 | 0.060227 | 2 | 6 | 73037.25 | 0 | 1922.9946 | 2243.4542 | 2826.2106 | -71114.2554 | -70793.7958 | -70211.0394 | 0.026329 | 0.030717 | 0.038695 | 0.028882
9116 | Lateral Hardening | Lateral Hardening-Fuse-93006122 | Laterals | 13815 | 0.11667 | 7 |  | 67880.77 | 0 | 1753.0012 | 2101.6936 | 2780.2377 | -66127.7688 | -65779.0764 | -65100.5323 | 0.025825 | 0.030962 | 0.040958 | 0.028879
9753 | Lateral Hardening | Lateral Hardening-Fuse-93276195 | Laterals | 13124 | 0.011364 | 3 | 0 | 50000 | 0 | 1291.0883 | 1547.9008 | 2047.6497 | -48708.9117 | -48452.0992 | -47952.3503 | 0.025822 | 0.030958 | 0.040953 | 0.028876
2119 | Lateral Hardening | Lateral Hardening-Fuse-10080985 | Laterals | 13668 | 0.025189 | 3 | 1 | 98857.28 | 0 | 2563.6062 | 3049.5399 | 4004.2306 | -96293.6738 | -95807.7401 | -94853.0494 | 0.025932 | 0.030848 | 0.040505 | 0.028864
15571 | Lateral Hardening | Lateral Hardening-Fuse-91768869 | Laterals | 13699 | 0.011174 | 2 | 2 | 50000 | 0 | 1347.1916 | 1519.2339 | 1770.4233 | -48652.8084 | -48480.7661 | -48229.5767 | 0.026944 | 0.030385 | 0.035408 | 0.028823
12137 | Lateral Hardening | Lateral Hardening-Fuse-91805711 | Laterals | 13329 | 0.030682 | 4 | 0 | 50000 | 0 | 1288.1189 | 1544.3407 | 2042.9403 | -48711.8811 | -48455.6593 | -47957.0597 | 0.025762 | 0.030887 | 0.040859 | 0.028809
5400 | Lateral Hardening | Lateral Hardening-Fuse-91923798 | Laterals | 14024 | 0.060038 | 7 | 0 | 158791.88 | 0 | 4088.9785 | 4902.324 | 6485.0682 | -154702.9015 | -153889.556 | -152306.8118 | 0.025751 | 0.030873 | 0.04084 | 0.028796
8874 | Lateral Hardening | Lateral Hardening-Fuse-92639818 | Laterals | 13331 | 0.048106 | 4 | 0 | 84446.9 | 0 | 2174.5388 | 2607.08 | 3448.7912 | -82272.3612 | -81839.82 | -80998.1088 | 0.02575 | 0.030872 | 0.04084 | 0.028796
19328 | Lateral Hardening | Lateral Hardening-Fuse-92210309 | Laterals | 13062 | 0.16572 | 8 | 0 | 106097.68 | 0 | 2730.5748 | 3273.718 | 4330.6572 | -103367.1052 | -102823.962 | -101767.0228 | 0.025736 | 0.030856 | 0.040818 | 0.02878
16516 | Lateral Hardening | Lateral Hardening-Fuse-93039695 | Laterals | 13813 | 0.080871 | 5 | 4 | 62962.91 | 0 | 1631.4936 | 1933.8837 | 2502.5579 | -61331.4164 | -61029.0263 | -60460.3521 | 0.025912 | 0.030715 | 0.039747 | 0.028736
17237 | Lateral Hardening | Lateral Hardening-Fuse-90117824 | Laterals | 13621 | 0.025189 | 5 | 2 | 97839.92 | 0 | 2531.412 | 3007.6676 | 3898.4759 | -95308.508 | -94832.2524 | -93941.4441 | 0.025873 | 0.030741 | 0.039845 | 0.028731
18482 | Lateral Hardening | Lateral Hardening-Fuse-92900390 | Laterals | 13159 | 0.015341 | 3 |  | 79352.05 | 0 | 2034.9874 | 2439.7701 | 3227.4643 | -77317.0626 | -76912.2799 | -76124.5857 | 0.025645 | 0.030746 | 0.040673 | 0.028678
18718 | Lateral Hardening | Lateral Hardening-Fuse-10313393 | Laterals | 13750 | 0.045455 | 6 | 1 | 86511.38 | 0 | 2228.1404 | 2651.1511 | 3478.879 | -84283.2396 | -83860.2289 | -83032.501 | 0.025755 | 0.030645 | 0.040213 | 0.028668
15158 | Lateral Hardening | Lateral Hardening-Fuse-60143196 | Laterals | 13934 | 0.06875 | 5 | 0 | 63299.37 | 0 | 1622.4209 | 1945.1393 | 2573.139 | -61676.9491 | -61354.2307 | -60726.231 | 0.025631 | 0.030729 | 0.04065 | 0.028662
13136 | Lateral Hardening | Lateral Hardening-Fuse-60422118 | Laterals | 13927 | 0.099811 | 7 | 0 | 92486.75 | 0 | 2370.2511 | 2841.7217 | 3759.1883 | -90116.4989 | -89645.0283 | -88727.5617 | 0.025628 | 0.030726 | 0.040646 | 0.028659
5169 | Lateral Hardening | Lateral Hardening-Fuse-90398046 | Laterals | 13795 | 0.036364 | 1 | 2 | 50000 | 0 | 1320.3517 | 1516.5162 | 1850.2899 | -48679.6483 | -48483.4838 | -48149.7101 | 0.026407 | 0.03033 | 0.037006 | 0.028644
13622 | Lateral Hardening | Lateral Hardening-Fuse-91673497 | Laterals | 13496 | 0.16174 | 14 | 0 | 242619.19 | 0 | 6206.0988 | 7440.5644 | 9842.7945 | -236413.0912 | -235178.6256 | -232776.3955 | 0.02558 | 0.030668 | 0.040569 | 0.028605
7500 | Lateral Hardening | Lateral Hardening-Fuse-10120770 | Laterals | 13053 | 0.14716 | 13 | 0 | 119384.03 | 0 | 3051.2116 | 3658.1332 | 4839.1831 | -116332.8184 | -115725.8968 | -114544.8469 | 0.025558 | 0.030642 | 0.040535 | 0.028581
9516 | Lateral Hardening | Lateral Hardening-Fuse-10612127 | Laterals | 13927 | 0.072159 | 6 | 2 | 98322.12 | 0 | 2526.7206 | 3003.2081 | 3919.0865 | -95795.3994 | -95318.9119 | -94403.0335 | 0.025698 | 0.030545 | 0.03986 | 0.028568
14409 | Lateral Hardening | Lateral Hardening-Fuse-10556577 | Laterals | 13298 | 0.15777 | 8 | 1 | 105945.28 | 0 | 2709.2413 | 3236.8377 | 4263.3267 | -103236.0387 | -102708.4423 | -101681.9533 | 0.025572 | 0.030552 | 0.040241 | 0.028533
18364 | Lateral Hardening | Lateral Hardening-Fuse-92843663 | Laterals | 13656 | 0.22121 | 9 | 6 | 202017.32 | 0 | 5210.6655 | 6145.3724 | 7939.5948 | -196806.6545 | -195871.9476 | -194077.7252 | 0.025793 | 0.03042 | 0.039302 | 0.028532
6979 | Lateral Hardening | Lateral Hardening-Fuse-91250466 | Laterals | 13511 | 0.049432 | 4 | 0 | 52490.07 | 0 | 1339.0581 | 1605.4124 | 2123.7293 | -51151.0119 | -50884.6576 | -50366.3407 | 0.025511 | 0.030585 | 0.04046 | 0.028528
7795 | Lateral Hardening | Lateral Hardening-Fuse-10566570 | Laterals | 13289 | 0.080682 | 7 | 0 | 157524.96 | 0 | 4018.0928 | 4817.3383 | 6372.6445 | -153506.8672 | -152707.6217 | -151152.3155 | 0.025508 | 0.030581 | 0.040455 | 0.028525
14530 | Lateral Hardening | Lateral Hardening-Fuse-60076896 | Laterals | 13121 | 0.090909 | 4 | 0 | 66982.53 | 0 | 1707.2126 | 2046.7971 | 2707.6176 | -65275.3174 | -64935.7329 | -64274.9124 | 0.025487 | 0.030557 | 0.040423 | 0.028502
2916 | Lateral Hardening | Lateral Hardening-Fuse-90136731 | Laterals | 13724 | 0.025947 | 4 |  | 50000 | 0 | 1273.6637 | 1527.0102 | 2020.0145 | -48726.3363 | -48472.9898 | -47979.9855 | 0.025473 | 0.03054 | 0.0404 | 0.028486
19733 | Lateral Hardening | Lateral Hardening-Fuse-10230125 | Laterals | 13491 | 0.2858 | 14 |  | 246011.31 | 0 | 6262.8202 | 7508.5682 | 9932.7538 | -239748.4898 | -238502.7418 | -236078.5562 | 0.025457 | 0.030521 | 0.040375 | 0.028468
2219 | Lateral Hardening | Lateral Hardening-Fuse-92788549 | Laterals | 13236 | 0.073106 | 5 | 2 | 88334.3 | 0 | 2260.5752 | 2685.2149 | 3498.8214 | -86073.7248 | -85649.0851 | -84835.4786 | 0.025591 | 0.030398 | 0.039609 | 0.028435
11949 | Lateral Hardening | Lateral Hardening-Fuse-60120310 | Laterals | 13185 | 0.051326 | 4 | 11 | 87508.79 | 0 | 2274.7095 | 2641.5006 | 3287.8287 | -85234.0805 | -84867.2894 | -84220.9613 | 0.025994 | 0.030186 | 0.037571 | 0.028409
11678 | Lateral Hardening | Lateral Hardening-Fuse-10676311 | Laterals | 13785 | 0.057765 | 5 | 1 | 50000 | 0 | 1272.2171 | 1515.1295 | 1985.1708 | -48727.7829 | -48484.8705 | -48014.8292 | 0.025444 | 0.030303 | 0.039703 | 0.028328
5320 | Lateral Hardening | Lateral Hardening-Fuse-10791856 | Laterals | 13243 | 0.067614 | 7 |  | 83003.28 | 0 | 2100.2262 | 2517.9857 | 3330.9322 | -80903.0538 | -80485.2943 | -79672.3478 | 0.025303 | 0.030336 | 0.04013 | 0.028296
1958 | Lateral Hardening | Lateral Hardening-Fuse-92308539 | Laterals | 13017 | 0.069318 | 5 | 0 | 105946.02 | 0 | 2675.3389 | 3207.495 | 4243.0537 | -103270.6811 | -102738.525 | -101702.9663 | 0.025252 | 0.030275 | 0.040049 | 0.028239
15987 | Lateral Hardening | Lateral Hardening-Fuse-93349124 | Laterals | 14024 | 0.017803 | 1 | 3 | 50000 | 0 | 1313.2265 | 1495.6343 | 1740.2824 | -48686.7735 | -48504.3657 | -48259.7176 | 0.026265 | 0.029913 | 0.034806 | 0.028213
5161 | Lateral Hardening | Lateral Hardening-Fuse-91071734 | Laterals | 13142 | 0.023295 | 1 | 242 | 50000 | 0 | 1306.964 | 1491.6814 | 1778.7478 | -48693.036 | -48508.3186 | -48221.2522 | 0.026139 | 0.029834 | 0.035575 | 0.028191
17990 | Lateral Hardening | Lateral Hardening-Fuse-90118327 | Laterals | 13007 | 0.04375 | 5 | 0 | 52017.87 | 0 | 1311.1539 | 1571.9577 | 2079.4735 | -50706.7161 | -50445.9123 | -49938.3965 | 0.025206 | 0.03022 | 0.039976 | 0.028187
319 | Lateral Hardening | Lateral Hardening-Fuse-92637828 | Laterals | 13331 | 0.10095 | 8 | 3 | 100714.6 | 0 | 2549.6597 | 3034.7205 | 3964.537 | -98164.9403 | -97679.8795 | -96750.063 | 0.025316 | 0.030132 | 0.039364 | 0.028165
2451 | Lateral Hardening | Lateral Hardening-Fuse-92890216 | Laterals | 13112 | 0.021023 | 1 | 1 | 50000 | 0 | 1316.5052 | 1483.2242 | 1719.7624 | -48683.4948 | -48516.7758 | -48280.2376 | 0.02633 | 0.029664 | 0.034395 | 0.028137
13076 | Lateral Hardening | Lateral Hardening-Fuse-91180896 | Laterals | 13473 | 0.018939 | 3 | 6 | 65167.25 | 0 | 1671.0015 | 1949.7022 | 2453.7442 | -63496.2485 | -63217.5478 | -62713.5058 | 0.025642 | 0.029918 | 0.037653 | 0.028126
13364 | Lateral Hardening | Lateral Hardening-Fuse-60609632 | Laterals | 13501 | 0.04678 | 5 | 0 | 100142.96 | 0 | 2518.2999 | 3019.2192 | 3993.9919 | -97624.6601 | -97123.7408 | -96148.9681 | 0.025147 | 0.030149 | 0.039883 | 0.028121
11083 | Lateral Hardening | Lateral Hardening-Fuse-91160761 | Laterals | 13860 | 0.049053 | 4 | 1 | 52458.59 | 0 | 1324.7451 | 1577.9254 | 2067.1344 | -51133.8449 | -50880.6646 | -50391.4556 | 0.025253 | 0.030079 | 0.039405 | 0.028116
17392 | Lateral Hardening | Lateral Hardening-Fuse-10536019 | Laterals | 13115 | 0.063447 | 4 | 0 | 86832.35 | 0 | 2183.0541 | 2617.289 | 3462.2963 | -84649.2959 | -84215.061 | -83370.0537 | 0.025141 | 0.030142 | 0.039873 | 0.028115
9226 | Lateral Hardening | Lateral Hardening-Fuse-60005358 | Laterals | 13825 | 0.063826 | 4 | 13 | 92477.63 | 0 | 2379.4519 | 2756.5409 | 3446.5242 | -90098.1781 | -89721.0891 | -89031.1058 | 0.02573 | 0.029808 | 0.037269 | 0.028107
7365 | Lateral Hardening | Lateral Hardening-Fuse-60311796 | Laterals | 13473 | 0.057765 | 3 | 0 | 50000 | 0 | 1256.2655 | 1506.1514 | 1992.4213 | -48743.7345 | -48493.8486 | -48007.5787 | 0.025125 | 0.030123 | 0.039848 | 0.028097
18112 | Lateral Hardening | Lateral Hardening-Fuse-92009654 | Laterals | 13479 | 0.062121 | 5 | 0 | 82149.23 | 0 | 2063.1361 | 2473.518 | 3272.1078 | -80086.0939 | -79675.712 | -78877.1222 | 0.025114 | 0.03011 | 0.039831 | 0.028085
12753 | Lateral Hardening | Lateral Hardening-Fuse-90101040 | Laterals | 13808 | 0.079735 | 4 | 2 | 58938.47 | 0 | 1489.4014 | 1769.7891 | 2294.2727 | -57449.0686 | -57168.6809 | -56644.1973 | 0.02527 | 0.030028 | 0.038927 | 0.028063
14655 | Lateral Hardening | Lateral Hardening-Fuse-92324653 | Laterals | 14111 | 0.043939 | 3 | 3 | 51524.93 | 0 | 1305.9923 | 1540.9918 | 1986.2398 | -50218.9377 | -49983.9382 | -49538.6902 | 0.025347 | 0.029908 | 0.038549 | 0.028035
18682 | Lateral Hardening | Lateral Hardening-Fuse-92865971 | Laterals | 13460 | 0.045265 | 5 |  | 100017.04 | 0 | 2506.7876 | 3005.417 | 3975.7336 | -97510.2524 | -97011.623 | -96041.3064 | 0.025064 | 0.030049 | 0.039751 | 0.028028
12621 | Lateral Hardening | Lateral Hardening-Fuse-92950682 | Laterals | 13006 | 0.027652 | 3 | 1 | 50679.97 | 0 | 1274.7658 | 1516.6229 | 1990.3398 | -49405.2042 | -49163.3471 | -48689.6302 | 0.025153 | 0.029925 | 0.039273 | 0.027997
12854 | Lateral Hardening | Lateral Hardening-Fuse-10808201 | Laterals | 13340 | 0.10303 | 10 |  | 92987.4 | 0 | 2327.138 | 2790.033 | 3690.8116 | -90660.262 | -90197.367 | -89296.5884 | 0.025026 | 0.030004 | 0.039692 | 0.027986
17809 | Lateral Hardening | Lateral Hardening-Fuse-90708105 | Laterals | 13294 | 0.28655 | 19 | 0 | 394975.34 | 0 | 9883.9453 | 11849.9774 | 15675.8125 | -385091.3947 | -383125.3626 | -379299.5275 | 0.025024 | 0.030002 | 0.039688 | 0.027984
16443 | Lateral Hardening | Lateral Hardening-Fuse-92015350 | Laterals | 13772 | 0.12595 | 6 | 3 | 106722.28 | 0 | 2687.7732 | 3191.0779 | 4133.5541 | -104034.5068 | -103531.2021 | -102588.7259 | 0.025185 | 0.029901 | 0.038732 | 0.027954
15759 | Lateral Hardening | Lateral Hardening-Fuse-92052016 | Laterals | 13738 | 0.05928 | 6 | 20 | 169756.66 | 0 | 4322.4647 | 5040.9276 | 6382.9425 | -165434.1953 | -164715.7324 | -163373.7175 | 0.025463 | 0.029695 | 0.037601 | 0.027946
12365 | Lateral Hardening | Lateral Hardening-Fuse-92564627 | Laterals | 13943 | 0.10606 | 13 | 0 | 161471.26 | 0 | 4034.5405 | 4837.0577 | 6398.7303 | -157436.7195 | -156634.2023 | -155072.5297 | 0.024986 | 0.029956 | 0.039628 | 0.027941
14551 | Lateral Hardening | Lateral Hardening-Fuse-10429527 | Laterals | 13835 | 0.051326 | 4 | 21 | 155032.04 | 0 | 3977.1985 | 4590.3923 | 5669.2086 | -151054.8415 | -150441.6477 | -149362.8314 | 0.025654 | 0.029609 | 0.036568 | 0.027932
10482 | Lateral Hardening | Lateral Hardening-Fuse-92868176 | Laterals | 13023 | 0.017045 | 3 |  | 50000 | 0 | 1248.8652 | 1497.279 | 1980.6844 | -48751.1348 | -48502.721 | -48019.3156 | 0.024977 | 0.029946 | 0.039614 | 0.027931
11153 | Lateral Hardening | Lateral Hardening-Fuse-60029194 | Laterals | 13088 | 0.022917 | 3 | 6 | 65497.79 | 0 | 1666.4607 | 1944.4041 | 2447.0765 | -63831.3293 | -63553.3859 | -63050.7135 | 0.025443 | 0.029687 | 0.037361 | 0.027908
16116 | Lateral Hardening | Lateral Hardening-Fuse-10700764 | Laterals | 13192 | 0.092045 | 7 | 0 | 240735.53 | 0 | 6006.0331 | 7200.7033 | 9525.4928 | -234729.4969 | -233534.8267 | -231210.0372 | 0.024949 | 0.029911 | 0.039568 | 0.027899
14116 | Lateral Hardening | Lateral Hardening-Fuse-93358822 | Laterals | 13656 | 0.031629 | 4 | 2 | 50000 | 0 | 1258.7372 | 1487.6542 | 1920.5783 | -48741.2628 | -48512.3458 | -48079.4217 | 0.025175 | 0.029753 | 0.038412 | 0.027872
12583 | Lateral Hardening | Lateral Hardening-Fuse-60278024 | Laterals | 13993 | 0.069697 | 4 | 0 | 53665.57 | 0 | 1336.8382 | 1602.751 | 2120.2086 | -52328.7318 | -52062.819 | -51545.3614 | 0.024911 | 0.029866 | 0.039508 | 0.027857
5680 | Lateral Hardening | Lateral Hardening-Fuse-92386701 | Laterals | 13039 | 0.011553 | 3 | 1 | 50000 | 0 | 1253.6079 | 1489.4148 | 1937.5687 | -48746.3921 | -48510.5852 | -48062.4313 | 0.025072 | 0.029788 | 0.038751 | 0.027855
10951 | Lateral Hardening | Lateral Hardening-Fuse-92608971 | Laterals | 13390 | 0.071212 | 3 | 0 | 54300.17 | 0 | 1351.2316 | 1620.0074 | 2143.0363 | -52948.9384 | -52680.1626 | -52157.1337 | 0.024884 | 0.029834 | 0.039466 | 0.027828
16237 | Lateral Hardening | Lateral Hardening-Fuse-90495837 | Laterals | 13330 | 0.12064 | 8 | 0 | 91249.28 | 0 | 2270.5156 | 2722.1477 | 3601.0091 | -88978.7644 | -88527.1323 | -87648.2709 | 0.024883 | 0.029832 | 0.039463 | 0.027825
14977 | Lateral Hardening | Lateral Hardening-Fuse-92164532 | Laterals | 13280 | 0.017803 | 3 | 0 | 50000 | 0 | 1244.0556 | 1491.5128 | 1973.0565 | -48755.9444 | -48508.4872 | -48026.9435 | 0.024881 | 0.02983 | 0.039461 | 0.027824
1329 | Lateral Hardening | Lateral Hardening-Fuse-91565317 | Laterals | 13044 | 0.026515 | 3 | 14 | 97236.85 | 0 | 2485.8139 | 2870.2379 | 3523.5538 | -94751.0361 | -94366.6121 | -93713.2962 | 0.025565 | 0.029518 | 0.036237 | 0.027818
13766 | Lateral Hardening | Lateral Hardening-Fuse-90918937 | Laterals | 13280 | 0.025758 | 4 |  | 50000 | 0 | 1243.6571 | 1491.035 | 1972.4245 | -48756.3429 | -48508.965 | -48027.5755 | 0.024873 | 0.029821 | 0.039448 | 0.027815
272 | Lateral Hardening | Lateral Hardening-Fuse-92638374 | Laterals | 13331 | 0.14924 | 8 | 3 | 113096.98 | 0 | 2823.2766 | 3364.6041 | 4403.2809 | -110273.7034 | -109732.3759 | -108693.6991 | 0.024963 | 0.02975 | 0.038934 | 0.027796
10598 | Lateral Hardening | Lateral Hardening-Fuse-10627052 | Laterals | 13147 | 0.051515 | 5 | 0 | 92676.46 | 0 | 2300.7158 | 2758.355 | 3648.9062 | -90375.7442 | -89918.105 | -89027.5538 | 0.024825 | 0.029763 | 0.039373 | 0.027761
12640 | Lateral Hardening | Lateral Hardening-Fuse-60170464 | Laterals | 13138 | 0.038636 | 5 | 0 | 78497.43 | 0 | 1945.2426 | 2332.1741 | 3085.1302 | -76552.1874 | -76165.2559 | -75412.2998 | 0.024781 | 0.02971 | 0.039302 | 0.027712
5203 | Lateral Hardening | Lateral Hardening-Fuse-93111109 | Laterals | 13195 | 0.27992 | 31 | 0 | 487418.82 | 0 | 12075.0753 | 14476.9487 | 19150.9171 | -475343.7447 | -472941.8713 | -468267.9029 | 0.024774 | 0.029701 | 0.03929 | 0.027704
17707 | Lateral Hardening | Lateral Hardening-Fuse-90029895 | Laterals | 13769 | 0.00625 | 3 | 0 | 53457.93 | 0 | 1324.0985 | 1587.4771 | 2100.0034 | -52133.8315 | -51870.4529 | -51357.9266 | 0.024769 | 0.029696 | 0.039283 | 0.027698
18772 | Lateral Hardening | Lateral Hardening-Fuse-92981222 | Laterals | 13354 | 0.019318 | 5 | 0 | 50000 | 0 | 1237.8817 | 1484.1108 | 1963.2647 | -48762.1183 | -48515.8892 | -48036.7353 | 0.024758 | 0.029682 | 0.039265 | 0.027686
8031 | Lateral Hardening | Lateral Hardening-Fuse-90807174 | Laterals | 13064 | 0.017235 | 4 | 0 | 79646.55 | 0 | 1971.5987 | 2363.7726 | 3126.9306 | -77674.9513 | -77282.7774 | -76519.6194 | 0.024754 | 0.029678 | 0.03926 | 0.027682
7431 | Lateral Hardening | Lateral Hardening-Fuse-10895235 | Laterals | 13003 | 0.047159 | 3 | 4 | 64091.19 | 0 | 1606.8596 | 1887.1552 | 2421.157 | -62484.3304 | -62204.0348 | -61670.033 | 0.025071 | 0.029445 | 0.037777 | 0.027654
10642 | Lateral Hardening | Lateral Hardening-Fuse-93107812 | Laterals | 13686 | 0.018561 | 3 |  | 50000 | 0 | 1235.9157 | 1481.7537 | 1960.1467 | -48764.0843 | -48518.2463 | -48039.8533 | 0.024718 | 0.029635 | 0.039203 | 0.027642
306 | Lateral Hardening | Lateral Hardening-Fuse-60616622 | Laterals | 13586 | 0.045265 | 4 | 1 | 50000 | 0 | 1241.3714 | 1476.4651 | 1938.9569 | -48758.6286 | -48523.5349 | -48061.0431 | 0.024827 | 0.029529 | 0.038779 | 0.027633
13055 | Lateral Hardening | Lateral Hardening-Fuse-92015296 | Laterals | 13772 | 0.047348 | 4 | 0 | 60289.09 | 0 | 1489.1228 | 1785.3268 | 2361.7301 | -58799.9672 | -58503.7632 | -57927.3599 | 0.0247 | 0.029613 | 0.039173 | 0.027621
13241 | Lateral Hardening | Lateral Hardening-Fuse-60076924 | Laterals | 13121 | 0.21098 | 13 | 0 | 177786.56 | 0 | 4390.0754 | 5263.3127 | 6962.6043 | -173396.4846 | -172523.2473 | -170823.9557 | 0.024693 | 0.029605 | 0.039163 | 0.027613
17330 | Lateral Hardening | Lateral Hardening-Fuse-93136583 | Laterals | 13093 | 0.057008 | 4 | 21 | 68330.99 | 0 | 1732.3759 | 1999.4689 | 2469.3764 | -66598.6141 | -66331.5211 | -65861.6136 | 0.025353 | 0.029262 | 0.036138 | 0.027604
11919 | Lateral Hardening | Lateral Hardening-Fuse-60035481 | Laterals | 13159 | 0.034659 | 3 |  | 77878.98 | 0 | 1922.3847 | 2304.7695 | 3048.8779 | -75956.5953 | -75574.2105 | -74830.1021 | 0.024684 | 0.029594 | 0.039149 | 0.027604
17109 | Lateral Hardening | Lateral Hardening-Fuse-10801797 | Laterals | 13506 | 0.057576 | 4 | 4 | 100531.46 | 0 | 2521.4188 | 2947.8815 | 3765.0756 | -98010.0412 | -97583.5785 | -96766.3844 | 0.025081 | 0.029323 | 0.037452 | 0.027591
6383 | Lateral Hardening | Lateral Hardening-Fuse-92009878 | Laterals | 13807 | 0.081439 | 4 | 1 | 55150.13 | 0 | 1365.2943 | 1623.9839 | 2132.2772 | -53784.8357 | -53526.1461 | -53017.8528 | 0.024756 | 0.029447 | 0.038663 | 0.027554
11434 | Lateral Hardening | Lateral Hardening-Fuse-92681157 | Laterals | 13805 | 0.04072 | 4 | 2 | 55696.03 | 0 | 1380.9138 | 1640.3426 | 2137.8135 | -54315.1162 | -54055.6874 | -53558.2165 | 0.024794 | 0.029452 | 0.038384 | 0.02755
18683 | Lateral Hardening | Lateral Hardening-Fuse-10095504 | Laterals | 13786 | 0.059091 | 4 | 2 | 50000 | 0 | 1242.0623 | 1469.8721 | 1900.7952 | -48757.9377 | -48530.1279 | -48099.2048 | 0.024841 | 0.029397 | 0.038016 | 0.027526
10137 | Lateral Hardening | Lateral Hardening-Fuse-90376949 | Laterals | 13171 | 0.04697 | 6 | 0 | 79793.23 | 0 | 1963.4979 | 2354.0605 | 3114.0829 | -77829.7321 | -77439.1695 | -76679.1471 | 0.024607 | 0.029502 | 0.039027 | 0.027518
4865 | Lateral Hardening | Lateral Hardening-Fuse-60614876 | Laterals | 13117 | 0.01875 | 3 | 9 | 76941.51 | 0 | 1932.5937 | 2245.1132 | 2797.4086 | -75008.9163 | -74696.3968 | -74144.1014 | 0.025118 | 0.029179 | 0.036358 | 0.02746
2310 | Lateral Hardening | Lateral Hardening-Fuse-92354338 | Laterals | 13955 | 0.088258 | 6 | 0 | 50000 | 0 | 1227.59 | 1471.772 | 1946.9423 | -48772.41 | -48528.228 | -48053.0577 | 0.024552 | 0.029435 | 0.038939 | 0.027456
14415 | Lateral Hardening | Lateral Hardening-Fuse-90481867 | Laterals | 13583 | 0.11402 | 8 | 2 | 106239.34 | 0 | 2620.4538 | 3116.6559 | 4092.7393 | -103618.8862 | -103122.6841 | -102146.6007 | 0.024666 | 0.029336 | 0.038524 | 0.027453
742 | Lateral Hardening | Lateral Hardening-Fuse-92160583 | Laterals | 13593 | 0.12254 | 10 | 20 | 222139.57 | 0 | 5530.1908 | 6493.0066 | 8314.1901 | -216609.3792 | -215646.5634 | -213825.3799 | 0.024895 | 0.029229 | 0.037428 | 0.027449
15045 | Lateral Hardening | Lateral Hardening-Fuse-91136613 | Laterals | 13983 | 0.046591 | 6 | 3 | 87828.54 | 0 | 2175.2321 | 2574.4635 | 3329.5691 | -85653.3079 | -85254.0765 | -84498.9709 | 0.024767 | 0.029312 | 0.03791 | 0.027445
1706 | Lateral Hardening | Lateral Hardening-Fuse-90196769 | Laterals | 13358 | 0.060227 | 6 | 11 | 128261.82 | 0 | 3202.4355 | 3733.8784 | 4714.1006 | -125059.3845 | -124527.9416 | -123547.7194 | 0.024968 | 0.029111 | 0.036754 | 0.02739
16114 | Lateral Hardening | Lateral Hardening-Fuse-93158816 | Laterals | 13031 | 0.09375 | 2 | 1 | 50000 | 0 | 1248.6681 | 1452.773 | 1843.5031 | -48751.3319 | -48547.227 | -48156.4969 | 0.024973 | 0.029055 | 0.03687 | 0.027388
3518 | Lateral Hardening | Lateral Hardening-Fuse-93279758 | Laterals | 13213 | 0.055114 | 5 | 5 | 96905.52 | 0 | 2397.3408 | 2832.1073 | 3659.7559 | -94508.1792 | -94073.4127 | -93245.7641 | 0.024739 | 0.029225 | 0.037766 | 0.027388
11417 | Lateral Hardening | Lateral Hardening-Fuse-60011374 | Laterals | 13094 | 0.019129 | 3 | 6 | 65182.99 | 0 | 1626.502 | 1897.7808 | 2388.4 | -63556.488 | -63285.2092 | -62794.59 | 0.024953 | 0.029115 | 0.036641 | 0.02737
6859 | Lateral Hardening | Lateral Hardening-Fuse-92619195 | Laterals | 13303 | 0.061553 | 6 | 0 | 93510.68 | 0 | 2288.374 | 2743.5583 | 3629.3323 | -91222.306 | -90767.1217 | -89881.3477 | 0.024472 | 0.02934 | 0.038812 | 0.027366
5547 | Lateral Hardening | Lateral Hardening-Fuse-92233168 | Laterals | 13059 | 0.063447 | 7 | 17 | 188192.65 | 0 | 4702.0642 | 5473.2127 | 6855.1734 | -183490.5858 | -182719.4373 | -181337.4766 | 0.024985 | 0.029083 | 0.036426 | 0.027359
15607 | Lateral Hardening | Lateral Hardening-Fuse-91756827 | Laterals | 13502 | 0.036742 | 3 | 0 | 50000 | 0 | 1218.7273 | 1461.1464 | 1932.8861 | -48781.2727 | -48538.8536 | -48067.1139 | 0.024375 | 0.029223 | 0.038658 | 0.027257
17973 | Lateral Hardening | Lateral Hardening-Fuse-90115651 | Laterals | 13897 | 0.020265 | 1 | 1 | 50000 | 0 | 1275.0404 | 1436.5085 | 1665.5967 | -48724.9596 | -48563.4915 | -48334.4033 | 0.025501 | 0.02873 | 0.033312 | 0.027251
13928 | Lateral Hardening | Lateral Hardening-Fuse-60087041 | Laterals | 13079 | 0.32178 | 22 | 251 | 339994.07 | 0 | 8279.1036 | 9925.9139 | 13130.5538 | -331714.9664 | -330068.1561 | -326863.5162 | 0.024351 | 0.029194 | 0.03862 | 0.027231
14033 | Lateral Hardening | Lateral Hardening-Fuse-10388833 | Laterals | 13221 | 0.048864 | 4 | 1 | 52442.85 | 0 | 1282.9171 | 1526.0492 | 2004.5718 | -51159.9329 | -50916.8008 | -50438.2782 | 0.024463 | 0.029099 | 0.038224 | 0.02723
15527 | Lateral Hardening | Lateral Hardening-Fuse-10382366 | Laterals | 13224 | 0.13087 | 9 | 0 | 169509.07 | 0 | 4121.9671 | 4941.8745 | 6537.3878 | -165387.1029 | -164567.1955 | -162971.6822 | 0.024317 | 0.029154 | 0.038567 | 0.027193
7552 | Lateral Hardening | Lateral Hardening-Fuse-10492944 | Laterals | 14041 | 0.029545 | 3 | 1 | 50837.37 | 0 | 1240.6024 | 1477.6409 | 1933.1057 | -49596.7676 | -49359.7291 | -48904.2643 | 0.024403 | 0.029066 | 0.038025 | 0.027164
16614 | Lateral Hardening | Lateral Hardening-Fuse-60642685 | Laterals | 13006 | 0.095076 | 5 | 2 | 104665.34 | 0 | 2555.7688 | 3040.5129 | 3972.1576 | -102109.5712 | -101624.8271 | -100693.1824 | 0.024418 | 0.02905 | 0.037951 | 0.027161
5998 | Lateral Hardening | Lateral Hardening-Fuse-90482362 | Laterals | 13206 | 0.023485 | 1 | 9 | 50000 | 0 | 1251.0821 | 1439.0738 | 1735.6836 | -48748.9179 | -48560.9262 | -48264.3164 | 0.025022 | 0.028781 | 0.034714 | 0.027119
658 | Lateral Hardening | Lateral Hardening-Fuse-10080944 | Laterals | 13668 | 0.07803 | 4 | 0 | 89100 | 0 | 2160.3853 | 2590.1111 | 3426.3438 | -86939.6147 | -86509.8889 | -85673.6562 | 0.024247 | 0.02907 | 0.038455 | 0.027114
10798 | Lateral Hardening | Lateral Hardening-Fuse-92629820 | Laterals | 13390 | 0.053409 | 4 | 1 | 50000 | 0 | 1219.7043 | 1448.4115 | 1889.4364 | -48780.2957 | -48551.5885 | -48110.5636 | 0.024394 | 0.028968 | 0.037789 | 0.027106
5092 | Lateral Hardening | Lateral Hardening-Fuse-10372447 | Laterals | 13993 | 0.046212 | 1 | 1 | 50000 | 0 | 1241.22 | 1436.7065 | 1789.7624 | -48758.78 | -48563.2935 | -48210.2376 | 0.024824 | 0.028734 | 0.035795 | 0.027094
3493 | Lateral Hardening | Lateral Hardening-Fuse-60341012 | Laterals | 13191 | 0.032765 | 3 | 6 | 66316.27 | 0 | 1634.3121 | 1906.8936 | 2399.8685 | -64681.9579 | -64409.3764 | -63916.4015 | 0.024644 | 0.028755 | 0.036188 | 0.027032
188 | Lateral Hardening | Lateral Hardening-Fuse-92243317 | Laterals | 13787 | 0.17027 | 8 | 7 | 166138.69 | 0 | 4054.4985 | 4781.5463 | 6179.6455 | -162084.1915 | -161357.1437 | -159959.0445 | 0.024404 | 0.02878 | 0.037196 | 0.026996
18059 | Lateral Hardening | Lateral Hardening-Fuse-91918865 | Laterals | 13097 | 0.045265 | 5 | 2 | 50000 | 0 | 1215.7863 | 1444.0618 | 1869.9516 | -48784.2137 | -48555.9382 | -48130.0484 | 0.024316 | 0.028881 | 0.037399 | 0.026994
3548 | Lateral Hardening | Lateral Hardening-Fuse-92075732 | Laterals | 13909 | 0.03125 | 2 | 6 | 62260.35 | 0 | 1539.221 | 1780.0839 | 2213.6825 | -60721.129 | -60480.2661 | -60046.6675 | 0.024722 | 0.028591 | 0.035555 | 0.026966
17650 | Lateral Hardening | Lateral Hardening-Fuse-10754734 | Laterals | 14306 | 0.038068 | 2 | 0 | 51545.67 | 0 | 1241.7761 | 1488.7799 | 1969.4413 | -50303.8939 | -50056.8901 | -49576.2287 | 0.024091 | 0.028883 | 0.038208 | 0.02694
8786 | Lateral Hardening | Lateral Hardening-Fuse-10172607 | Laterals | 13219 | 0.085795 | 4 | 27 | 66793.47 | 0 | 1654.5533 | 1905.7867 | 2343.4797 | -65138.9167 | -64887.6833 | -64449.9903 | 0.024771 | 0.028533 | 0.035085 | 0.026931
13279 | Lateral Hardening | Lateral Hardening-Fuse-60282418 | Laterals | 14000 | 0.039205 | 4 | 2 | 55570.11 | 0 | 1346.4303 | 1599.4594 | 2086.7797 | -54223.6797 | -53970.6506 | -53483.3303 | 0.024229 | 0.028783 | 0.037552 | 0.026928
17698 | Lateral Hardening | Lateral Hardening-Fuse-92486973 | Laterals | 13777 | 0.07822 | 4 |  | 50000 | 0 | 1203.5292 | 1442.9252 | 1908.7821 | -48796.4708 | -48557.0748 | -48091.2179 | 0.024071 | 0.028859 | 0.038176 | 0.026917
5432 | Lateral Hardening | Lateral Hardening-Fuse-91541561 | Laterals | 13592 | 0.023295 | 1 | 12 | 50000 | 0 | 1240.9789 | 1425.9058 | 1721.9141 | -48759.0211 | -48574.0942 | -48278.0859 | 0.02482 | 0.028518 | 0.034438 | 0.026891
19631 | Lateral Hardening | Lateral Hardening-Fuse-91852798 | Laterals | 13224 | 0.15909 | 10 | 0 | 101704.6 | 0 | 2445.4819 | 2931.9168 | 3878.5035 | -99259.1181 | -98772.6832 | -97826.0965 | 0.024045 | 0.028828 | 0.038135 | 0.026889
18557 | Lateral Hardening | Lateral Hardening-Fuse-10560416 | Laterals | 13297 | 0.050379 | 6 | 0 | 50000 | 0 | 1201.7188 | 1440.7547 | 1905.9109 | -48798.2812 | -48559.2453 | -48094.0891 | 0.024034 | 0.028815 | 0.038118 | 0.026877
5898 | Lateral Hardening | Lateral Hardening-Fuse-90296259 | Laterals | 13431 | 0.064205 | 4 | 3 | 93222.36 | 0 | 2271.3035 | 2667.2908 | 3424.1727 | -90951.0565 | -90555.0692 | -89798.1873 | 0.024364 | 0.028612 | 0.036731 | 0.026875
5896 | Lateral Hardening | Lateral Hardening-Fuse-91324345 | Laterals | 13160 | 0.020833 | 4 | 51 | 50000 | 0 | 1233.6783 | 1422.8859 | 1756.6873 | -48766.3217 | -48577.1141 | -48243.3127 | 0.024674 | 0.028458 | 0.035134 | 0.026855
2703 | Lateral Hardening | Lateral Hardening-Fuse-60644870 | Laterals | 13254 | 0.33996 | 15 | 0 | 134879.42 | 0 | 3238.9184 | 3883.177 | 5136.8837 | -131640.5016 | -130996.243 | -129742.5363 | 0.024013 | 0.02879 | 0.038085 | 0.026854
13463 | Lateral Hardening | Lateral Hardening-Fuse-90252529 | Laterals | 13164 | 0.04072 | 3 | 2 | 51257.35 | 0 | 1249.7921 | 1461.537 | 1875.5643 | -50007.5579 | -49795.813 | -49381.7857 | 0.024383 | 0.028514 | 0.036591 | 0.026843
7554 | Lateral Hardening | Lateral Hardening-Fuse-60257689 | Laterals | 13242 | 0.060038 | 3 | 1 | 109104.76 | 0 | 2629.6787 | 3132.9011 | 4096.9517 | -106475.0813 | -105971.8589 | -105007.8083 | 0.024102 | 0.028715 | 0.037551 | 0.026831
13630 | Lateral Hardening | Lateral Hardening-Fuse-10605147 | Laterals | 13924 | 0.045076 | 4 | 1 | 52128.05 | 0 | 1256.0835 | 1495.469 | 1960.4058 | -50871.9665 | -50632.581 | -50167.6442 | 0.024096 | 0.028688 | 0.037608 | 0.026825
2433 | Lateral Hardening | Lateral Hardening-Fuse-91437337 | Laterals | 13158 | 0.080303 | 6 | 5 | 106350.26 | 0 | 2587.9148 | 3034.5379 | 3896.2925 | -103762.3452 | -103315.7221 | -102453.9675 | 0.024334 | 0.028533 | 0.036636 | 0.026824
4108 | Lateral Hardening | Lateral Hardening-Fuse-10392919 | Laterals | 13522 | 0.056629 | 6 | 19 | 139752.76 | 0 | 3421.8644 | 3991.7706 | 4974.0202 | -136330.8956 | -135760.9894 | -134778.7398 | 0.024485 | 0.028563 | 0.035592 | 0.026819
1735 | Lateral Hardening | Lateral Hardening-Fuse-92634066 | Laterals | 13331 | 0.046023 | 4 |  | 50000 | 0 | 1198.8179 | 1437.2767 | 1901.31 | -48801.1821 | -48562.7233 | -48098.69 | 0.023976 | 0.028746 | 0.038026 | 0.026812
9730 | Lateral Hardening | Lateral Hardening-Fuse-90276809 | Laterals | 13136 | 0.023485 | 4 |  | 50000 | 0 | 1197.8504 | 1436.1169 | 1899.7757 | -48802.1496 | -48563.8831 | -48100.2243 | 0.023957 | 0.028722 | 0.037996 | 0.02679
10350 | Lateral Hardening | Lateral Hardening-Fuse-10637211 | Laterals | 13699 | 0.024432 | 5 | 0 | 153255.28 | 0 | 3667.7118 | 4397.2625 | 5816.9446 | -149587.5682 | -148858.0175 | -147438.3354 | 0.023932 | 0.028692 | 0.037956 | 0.026763
16415 | Lateral Hardening | Lateral Hardening-Fuse-10933158 | Laterals | 13896 | 0.058712 | 3 | 7 | 64542.65 | 0 | 1580.9573 | 1829.5767 | 2284.347 | -62961.6927 | -62713.0733 | -62258.303 | 0.024495 | 0.028347 | 0.035393 | 0.02674
11096 | Lateral Hardening | Lateral Hardening-Fuse-10650543 | Laterals | 13391 | 0.11742 | 6 | 3 | 106013.98 | 0 | 2553.784 | 3030.825 | 3929.548 | -103460.196 | -102983.155 | -102084.432 | 0.024089 | 0.028589 | 0.037066 | 0.026737
2627 | Lateral Hardening | Lateral Hardening-Fuse-60341835 | Laterals | 13657 | 0.054545 | 8 | 2 | 101296.98 | 0 | 2431.3396 | 2894.0955 | 3801.7868 | -98865.6404 | -98402.8845 | -97495.1932 | 0.024002 | 0.02857 | 0.037531 | 0.026725
7855 | Lateral Hardening | Lateral Hardening-Fuse-92831404 | Laterals | 13270 | 0.024432 | 3 | 0 | 50412.39 | 0 | 1204.0342 | 1443.5307 | 1909.583 | -49208.3558 | -48968.8593 | -48502.807 | 0.023884 | 0.028634 | 0.037879 | 0.026708
2067 | Lateral Hardening | Lateral Hardening-Fuse-90352889 | Laterals | 13242 | 0.098674 | 6 | 1 | 56582.47 | 0 | 1357.3657 | 1615.2416 | 2121.8745 | -55225.1043 | -54967.2284 | -54460.5955 | 0.023989 | 0.028547 | 0.037501 | 0.026708
9314 | Lateral Hardening | Lateral Hardening-Fuse-93013480 | Laterals | 13813 | 0.071591 | 5 | 3 | 98274.9 | 0 | 2362.8592 | 2806.0958 | 3643.9404 | -95912.0408 | -95468.8042 | -94630.9596 | 0.024043 | 0.028554 | 0.037079 | 0.0267
6583 | Lateral Hardening | Lateral Hardening-Fuse-60023643 | Laterals | 13303 | 0.031439 | 2 | 0 | 50994.77 | 0 | 1216.9787 | 1459.05 | 1930.1129 | -49777.7913 | -49535.72 | -49064.6571 | 0.023865 | 0.028612 | 0.037849 | 0.026687
9281 | Lateral Hardening | Lateral Hardening-Fuse-92529961 | Laterals | 13147 | 0.20682 | 11 | 3 | 149017.83 | 0 | 3576.1523 | 4249.2117 | 5547.5061 | -145441.6777 | -144768.6183 | -143470.3239 | 0.023998 | 0.028515 | 0.037227 | 0.026676
18103 | Lateral Hardening | Lateral Hardening-Fuse-91579436 | Laterals | 13832 | 0.038636 | 1 | 3 | 50000 | 0 | 1230.3486 | 1411.3307 | 1717.0152 | -48769.6514 | -48588.6693 | -48282.9848 | 0.024607 | 0.028227 | 0.03434 | 0.026666
2730 | Lateral Hardening | Lateral Hardening-Fuse-10392920 | Laterals | 13522 | 0.020644 | 2 | 4 | 50000 | 0 | 1243.7524 | 1409.0632 | 1638.645 | -48756.2476 | -48590.9368 | -48361.355 | 0.024875 | 0.028181 | 0.032773 | 0.026657
14654 | Lateral Hardening | Lateral Hardening-Fuse-92957849 | Laterals | 13535 | 0.055682 | 1 | 2 | 50000 | 0 | 1229.3261 | 1410.8341 | 1719.0795 | -48770.6739 | -48589.1659 | -48280.9205 | 0.024587 | 0.028217 | 0.034382 | 0.026655
3911 | Lateral Hardening | Lateral Hardening-Fuse-10452705 | Laterals | 13129 | 0.056629 | 5 | 0 | 85772.15 | 0 | 2042.4529 | 2448.7206 | 3239.3045 | -83729.6971 | -83323.4294 | -82532.8455 | 0.023813 | 0.028549 | 0.037766 | 0.026629
10013 | Lateral Hardening | Lateral Hardening-Fuse-90296020 | Laterals | 13389 | 0.057765 | 3 | 0 | 57543.53 | 0 | 1369.9047 | 1642.3947 | 2172.6516 | -56173.6253 | -55901.1353 | -55370.8784 | 0.023806 | 0.028542 | 0.037757 | 0.026622
7694 | Lateral Hardening | Lateral Hardening-Fuse-10716341 | Laterals | 13959 | 0.11534 | 4 | 1 | 93542.16 | 0 | 2238.3926 | 2657.801 | 3468.6027 | -91303.7674 | -90884.359 | -90073.5573 | 0.023929 | 0.028413 | 0.037081 | 0.026589
19160 | Lateral Hardening | Lateral Hardening-Fuse-10802824 | Laterals | 13133 | 0.15871 | 9 | 34 | 302933.12 | 0 | 7327.7526 | 8547.1579 | 10667.3974 | -295605.3674 | -294385.9621 | -292265.7226 | 0.024189 | 0.028215 | 0.035214 | 0.026499
13903 | Lateral Hardening | Lateral Hardening-Fuse-60088181 | Laterals | 13139 | 0.10436 | 10 | 18 | 159439.24 | 0 | 3847.6062 | 4487.0507 | 5688.401 | -155591.6338 | -154952.1893 | -153750.839 | 0.024132 | 0.028143 | 0.035678 | 0.02649
4068 | Lateral Hardening | Lateral Hardening-Fuse-93065291 | Laterals | 13836 | 0.0085227 | 3 | 5 | 50000 | 0 | 1207.7544 | 1406.2264 | 1779.6381 | -48792.2456 | -48593.7736 | -48220.3619 | 0.024155 | 0.028125 | 0.035593 | 0.02649
17778 | Lateral Hardening | Lateral Hardening-Fuse-60022541 | Laterals | 13086 | 0.2411 | 21 |  | 340879.28 | 0 | 8074.2162 | 9680.272 | 12805.605 | -332805.0638 | -331199.008 | -328073.675 | 0.023686 | 0.028398 | 0.037566 | 0.026488
6774 | Lateral Hardening | Lateral Hardening-Fuse-90622921 | Laterals | 13024 | 0.078977 | 6 | 14 | 137680.08 | 0 | 3324.2293 | 3875.8571 | 4856.3639 | -134355.8507 | -133804.2229 | -132823.7161 | 0.024145 | 0.028151 | 0.035273 | 0.026459
7080 | Lateral Hardening | Lateral Hardening-Fuse-10714688 | Laterals | 13019 | 0.032576 | 3 | 0 | 50000 | 0 | 1183.006 | 1418.3197 | 1876.2326 | -48816.994 | -48581.6803 | -48123.7674 | 0.02366 | 0.028366 | 0.037525 | 0.026458
9876 | Lateral Hardening | Lateral Hardening-Fuse-60018263 | Laterals | 13049 | 0.079356 | 7 | 2 | 98411.56 | 0 | 2340.4912 | 2781.9731 | 3630.1783 | -96071.0688 | -95629.5869 | -94781.3817 | 0.023783 | 0.028269 | 0.036888 | 0.026439
971 | Lateral Hardening | Lateral Hardening-Fuse-10567093 | Laterals | 13314 | 0.046591 | 5 |  | 79734.33 | 0 | 1884.2427 | 2259.0405 | 2988.3851 | -77850.0873 | -77475.2895 | -76745.9449 | 0.023632 | 0.028332 | 0.037479 | 0.026426
1592 | Lateral Hardening | Lateral Hardening-Fuse-60042719 | Laterals | 13310 | 0.078788 | 7 | 0 | 50000 | 0 | 1181.3193 | 1416.2975 | 1873.5575 | -48818.6807 | -48583.7025 | -48126.4425 | 0.023626 | 0.028326 | 0.037471 | 0.026421
5999 | Lateral Hardening | Lateral Hardening-Fuse-90533606 | Laterals | 13839 | 0.056439 | 2 | 2 | 57002.45 | 0 | 1360.4183 | 1605.6009 | 2068.3435 | -55642.0317 | -55396.8491 | -54934.1065 | 0.023866 | 0.028167 | 0.036285 | 0.026398
2155 | Lateral Hardening | Lateral Hardening-Fuse-90801089 | Laterals | 13835 | 0.12424 | 11 | 0 | 181765.07 | 0 | 4287.2884 | 5140.0802 | 6799.5854 | -177477.7816 | -176624.9898 | -174965.4846 | 0.023587 | 0.028279 | 0.037409 | 0.026377
5331 | Lateral Hardening | Lateral Hardening-Fuse-10501112 | Laterals | 13509 | 0.11837 | 7 | 0 | 90895.88 | 0 | 2143.498 | 2569.8647 | 3399.5607 | -88752.382 | -88326.0153 | -87496.3193 | 0.023582 | 0.028273 | 0.037401 | 0.026371
13970 | Lateral Hardening | Lateral Hardening-Fuse-90860962 | Laterals | 13147 | 0.25322 | 12 | 15 | 312722.56 | 0 | 7485.1201 | 8770.3974 | 11238.5761 | -305237.4399 | -303952.1626 | -301483.9839 | 0.023935 | 0.028045 | 0.035938 | 0.026369
1740 | Lateral Hardening | Lateral Hardening-Fuse-10537287 | Laterals | 13117 | 0.043371 | 4 | 1 | 50000 | 0 | 1186.2477 | 1408.3117 | 1838.1292 | -48813.7523 | -48591.6883 | -48161.8708 | 0.023725 | 0.028166 | 0.036763 | 0.026361
7506 | Lateral Hardening | Lateral Hardening-Fuse-10674790 | Laterals | 13412 | 0.043371 | 2 | 1 | 50000 | 0 | 1189.8963 | 1406.2764 | 1814.8407 | -48810.1037 | -48593.7236 | -48185.1593 | 0.023798 | 0.028126 | 0.036297 | 0.026346
12859 | Lateral Hardening | Lateral Hardening-Fuse-10087588 | Laterals | 13389 | 0.11098 | 6 | 3 | 101040.14 | 0 | 2394.6612 | 2838.368 | 3669.0912 | -98645.4788 | -98201.772 | -97371.0488 | 0.0237 | 0.028091 | 0.036313 | 0.026279
3734 | Lateral Hardening | Lateral Hardening-Fuse-92352436 | Laterals | 13230 | 0.079924 | 6 | 0 | 157407.16 | 0 | 3695.7126 | 4430.833 | 5861.3535 | -153711.4474 | -152976.327 | -151545.8065 | 0.023479 | 0.028149 | 0.037237 | 0.026256
10884 | Lateral Hardening | Lateral Hardening-Fuse-10904204 | Laterals | 13712 | 0.13182 | 12 | 0 | 242443.06 | 0 | 5691.4275 | 6823.5189 | 9026.5323 | -236751.6325 | -235619.5411 | -233416.5277 | 0.023475 | 0.028145 | 0.037232 | 0.026252
14946 | Lateral Hardening | Lateral Hardening-Fuse-92494050 | Laterals | 13003 | 0.079545 | 7 | 0 | 65640.69 | 0 | 1536.7218 | 1842.3937 | 2437.2214 | -64103.9682 | -63798.2963 | -63203.4686 | 0.023411 | 0.028068 | 0.03713 | 0.02618
11856 | Lateral Hardening | Lateral Hardening-Fuse-93111018 | Laterals | 13630 | 0.028977 | 5 | 0 | 56688.57 | 0 | 1326.3018 | 1590.1187 | 2103.4979 | -55362.2682 | -55098.4513 | -54585.0721 | 0.023396 | 0.02805 | 0.037106 | 0.026163
645 | Lateral Hardening | Lateral Hardening-Fuse-60526215 | Laterals | 13293 | 0.022348 | 3 | 9 | 77240.57 | 0 | 1848.0844 | 2146.9379 | 2675.0823 | -75392.4856 | -75093.6321 | -74565.4877 | 0.023926 | 0.027795 | 0.034633 | 0.026158
18218 | Lateral Hardening | Lateral Hardening-Fuse-91518345 | Laterals | 13582 | 0.046402 | 4 | 0 | 84181.85 | 0 | 1968.5299 | 2360.0935 | 3122.0636 | -82213.3201 | -81821.7565 | -81059.7864 | 0.023384 | 0.028036 | 0.037087 | 0.02615
6184 | Lateral Hardening | Lateral Hardening-Fuse-60156965 | Laterals | 13118 | 0.044697 | 2 | 2 | 56026.57 | 0 | 1320.5384 | 1558.3974 | 2010.5394 | -54706.0316 | -54468.1726 | -54016.0306 | 0.02357 | 0.027815 | 0.035885 | 0.026075
11139 | Lateral Hardening | Lateral Hardening-Fuse-91922006 | Laterals | 13624 | 0.037879 | 2 | 1 | 51529.93 | 0 | 1208.5641 | 1435.4037 | 1868.1394 | -50321.3659 | -50094.5263 | -49661.7906 | 0.023454 | 0.027856 | 0.036253 | 0.026054
5470 | Lateral Hardening | Lateral Hardening-Fuse-60258973 | Laterals | 13456 | 0.043371 | 4 | 9 | 103280.96 | 0 | 2457.9073 | 2861.0052 | 3578.4203 | -100823.0527 | -100419.9548 | -99702.5397 | 0.023798 | 0.027701 | 0.034647 | 0.026054
16777 | Lateral Hardening | Lateral Hardening-Fuse-90833410 | Laterals | 14111 | 0.014962 | 3 | 7 | 50000 | 0 | 1188.071 | 1386.0008 | 1738.1481 | -48811.929 | -48613.9992 | -48261.8519 | 0.023761 | 0.02772 | 0.034763 | 0.026049
5704 | Lateral Hardening | Lateral Hardening-Fuse-10313323 | Laterals | 13866 | 0.064962 | 5 | 0 | 164034.55 | 0 | 3820.279 | 4580.1771 | 6058.9143 | -160214.271 | -159454.3729 | -157975.6357 | 0.023289 | 0.027922 | 0.036937 | 0.026044
684 | Lateral Hardening | Lateral Hardening-Fuse-60591631 | Laterals | 13431 | 0.11496 | 9 | 4 | 109739.36 | 0 | 2571.3154 | 3053.0404 | 3988.5251 | -107168.0446 | -106686.3196 | -105750.8349 | 0.023431 | 0.027821 | 0.036345 | 0.026039
10822 | Lateral Hardening | Lateral Hardening-Fuse-93150971 | Laterals | 13819 | 0.12311 | 8 |  | 54682.93 | 0 | 1273.0506 | 1526.2752 | 2019.0421 | -53409.8794 | -53156.6548 | -52663.8879 | 0.023281 | 0.027911 | 0.036923 | 0.026034
4632 | Lateral Hardening | Lateral Hardening-Fuse-60625619 | Laterals | 13648 | 0.05625 | 5 |  | 50000 | 0 | 1162.1329 | 1393.2947 | 1843.1281 | -48837.8671 | -48606.7053 | -48156.8719 | 0.023243 | 0.027866 | 0.036863 | 0.025992
11801 | Lateral Hardening | Lateral Hardening-Fuse-93301795 | Laterals | 13808 | 0.099053 | 6 | 2 | 100557.2 | 0 | 2349.8694 | 2790.4496 | 3640.5977 | -98207.3306 | -97766.7504 | -96916.6023 | 0.023368 | 0.02775 | 0.036204 | 0.025966
13738 | Lateral Hardening | Lateral Hardening-Fuse-92631420 | Laterals | 13303 | 0.057576 | 2 | 3 | 50000 | 0 | 1191.1823 | 1374.6301 | 1698.5752 | -48808.8177 | -48625.3699 | -48301.4248 | 0.023824 | 0.027493 | 0.033972 | 0.025939
10050 | Lateral Hardening | Lateral Hardening-Fuse-10745537 | Laterals | 13330 | 0.077841 | 5 | 1 | 54851.07 | 0 | 1275.7539 | 1523.3812 | 2000.9788 | -53575.3161 | -53327.6888 | -52850.0912 | 0.023259 | 0.027773 | 0.03648 | 0.025935
12882 | Lateral Hardening | Lateral Hardening-Fuse-92632804 | Laterals | 13906 | 0.013068 | 3 | 47 | 50000 | 0 | 1192.8305 | 1375.7192 | 1676.0845 | -48807.1695 | -48624.2808 | -48323.9155 | 0.023857 | 0.027514 | 0.033522 | 0.02592
15900 | Lateral Hardening | Lateral Hardening-Fuse-60016409 | Laterals | 13049 | 0.060606 | 6 | 14 | 96140.05 | 0 | 2272.5256 | 2649.6321 | 3319.9308 | -93867.5244 | -93490.4179 | -92820.1192 | 0.023638 | 0.02756 | 0.034532 | 0.025904
15747 | Lateral Hardening | Lateral Hardening-Fuse-93277185 | Laterals | 13213 | 0.095455 | 8 | 0 | 131711.04 | 0 | 3047.7912 | 3654.0324 | 4833.7583 | -128663.2488 | -128057.0076 | -126877.2817 | 0.02314 | 0.027743 | 0.0367 | 0.025877
16049 | Lateral Hardening | Lateral Hardening-Fuse-60170746 | Laterals | 13094 | 0.0089015 | 4 | 0 | 50000 | 0 | 1156.4159 | 1386.4406 | 1834.0611 | -48843.5841 | -48613.5594 | -48165.9389 | 0.023128 | 0.027729 | 0.036681 | 0.025864
5474 | Lateral Hardening | Lateral Hardening-Fuse-91953929 | Laterals | 13678 | 0.046591 | 4 | 3 | 51745.29 | 0 | 1213.2572 | 1424.7808 | 1829.0828 | -50532.0328 | -50320.5092 | -49916.2072 | 0.023447 | 0.027535 | 0.035348 | 0.025863
9469 | Lateral Hardening | Lateral Hardening-Fuse-90542593 | Laterals | 14022 | 0.02803 | 4 | 1 | 50000 | 0 | 1160.2768 | 1380.0126 | 1812.2913 | -48839.7232 | -48619.9874 | -48187.7087 | 0.023206 | 0.0276 | 0.036246 | 0.025828
14334 | Lateral Hardening | Lateral Hardening-Fuse-10686246 | Laterals | 13808 | 0.07803 | 4 | 1 | 50000 | 0 | 1159.0202 | 1378.5992 | 1810.6193 | -48840.9798 | -48621.4008 | -48189.3807 | 0.02318 | 0.027572 | 0.036212 | 0.025801
9510 | Lateral Hardening | Lateral Hardening-Fuse-92664307 | Laterals | 13226 | 0.14375 | 9 | 0 | 144385.83 | 0 | 3330.1776 | 3992.5888 | 5281.6197 | -141055.6524 | -140393.2412 | -139104.2103 | 0.023064 | 0.027652 | 0.03658 | 0.025792
12062 | Lateral Hardening | Lateral Hardening-Fuse-90833302 | Laterals | 13470 | 0.16837 | 10 | 2 | 62912.19 | 0 | 1456.9264 | 1732.8124 | 2275.4796 | -61455.2636 | -61179.3776 | -60636.7104 | 0.023158 | 0.027543 | 0.036169 | 0.025775
5179 | Lateral Hardening | Lateral Hardening-Fuse-90239827 | Laterals | 13166 | 0.0625 | 5 | 24 | 72717.45 | 0 | 1721.604 | 1984.4913 | 2451.6988 | -70995.846 | -70732.9587 | -70265.7512 | 0.023675 | 0.02729 | 0.033715 | 0.025764
19481 | Lateral Hardening | Lateral Hardening-Fuse-90992396 | Laterals | 13303 | 0.075947 | 4 | 2 | 58623.67 | 0 | 1359.9316 | 1616.0641 | 2093.6822 | -57263.7384 | -57007.6059 | -56529.9878 | 0.023198 | 0.027567 | 0.035714 | 0.02576
18348 | Lateral Hardening | Lateral Hardening-Fuse-92099918 | Laterals | 14041 | 0.093939 | 2 | 0 | 50000 | 0 | 1152.9137 | 1380.2759 | 1815.0727 | -48847.0863 | -48619.7241 | -48184.9273 | 0.023058 | 0.027606 | 0.036301 | 0.025747
15841 | Lateral Hardening | Lateral Hardening-Fuse-91429486 | Laterals | 13388 | 0.047727 | 4 |  | 56422.05 | 0 | 1297.0933 | 1555.1003 | 2057.1737 | -55124.9567 | -54866.9497 | -54364.8763 | 0.022989 | 0.027562 | 0.03646 | 0.025708
4115 | Lateral Hardening | Lateral Hardening-Fuse-10127379 | Laterals | 13077 | 0.12765 | 8 | 0 | 156601.94 | 0 | 3597.7385 | 4313.3706 | 5705.9678 | -153004.2015 | -152288.5694 | -150895.9722 | 0.022974 | 0.027544 | 0.036436 | 0.025691
15907 | Lateral Hardening | Lateral Hardening-Fuse-90448841 | Laterals | 13143 | 0.031439 | 5 | 5 | 121853.86 | 0 | 2823.1372 | 3345.6645 | 4329.4575 | -119030.7228 | -118508.1955 | -117524.4025 | 0.023168 | 0.027456 | 0.03553 | 0.025691
16491 | Lateral Hardening | Lateral Hardening-Fuse-10375140 | Laterals | 13176 | 0.074242 | 4 | 16 | 145146.58 | 0 | 3418.3425 | 3952.5356 | 4913.5415 | -141728.2375 | -141194.0444 | -140233.0385 | 0.023551 | 0.027231 | 0.033852 | 0.025685
11131 | Lateral Hardening | Lateral Hardening-Fuse-10710643 | Laterals | 14001 | 0.21629 | 15 | 0 | 264531.7 | 0 | 6074.6145 | 7282.9262 | 9634.2619 | -258457.0855 | -257248.7738 | -254897.4381 | 0.022964 | 0.027531 | 0.03642 | 0.02568
1602 | Lateral Hardening | Lateral Hardening-Fuse-10696386 | Laterals | 13961 | 0.054356 | 4 | 4 | 60250.63 | 0 | 1410.8199 | 1640.8514 | 2082.109 | -58839.8101 | -58609.7786 | -58168.521 | 0.023416 | 0.027234 | 0.034557 | 0.025675
11555 | Lateral Hardening | Lateral Hardening-Fuse-10218993 | Laterals | 13510 | 0.0625 | 6 |  | 138549.99 | 0 | 3180.2058 | 3812.7859 | 5043.7663 | -135369.7842 | -134737.2041 | -133506.2237 | 0.022953 | 0.027519 | 0.036404 | 0.025668
8275 | Lateral Hardening | Lateral Hardening-Fuse-10483831 | Laterals | 14012 | 0.0089015 | 4 |  | 50000 | 0 | 1147.3554 | 1375.5777 | 1819.6911 | -48852.6446 | -48624.4223 | -48180.3089 | 0.022947 | 0.027512 | 0.036394 | 0.025661
6358 | Lateral Hardening | Lateral Hardening-Fuse-60130047 | Laterals | 13939 | 0.0079545 | 3 | 2 | 50000 | 0 | 1159.0815 | 1368.0985 | 1763.6353 | -48840.9185 | -48631.9015 | -48236.3647 | 0.023182 | 0.027362 | 0.035273 | 0.025645
1284 | Lateral Hardening | Lateral Hardening-Fuse-10098509 | Laterals | 13085 | 0.12765 | 10 | 0 | 314284.79 | 0 | 7202.9704 | 8635.7254 | 11423.8203 | -307081.8196 | -305649.0646 | -302860.9697 | 0.022919 | 0.027477 | 0.036349 | 0.025629
975 | Lateral Hardening | Lateral Hardening-Fuse-10496855 | Laterals | 13084 | 0.024053 | 5 | 0 | 148719.41 | 0 | 3407.1219 | 4084.8382 | 5403.6524 | -145312.2881 | -144634.5718 | -143315.7576 | 0.02291 | 0.027467 | 0.036335 | 0.025619
4597 | Lateral Hardening | Lateral Hardening-Fuse-10391643 | Laterals | 13546 | 0.18807 | 12 |  | 328156.31 | 0 | 7514.9462 | 9009.7567 | 11918.6099 | -320641.3638 | -319146.5533 | -316237.7001 | 0.022901 | 0.027456 | 0.03632 | 0.025609
13157 | Lateral Hardening | Lateral Hardening-Fuse-92942220 | Laterals | 13233 | 0.092424 | 5 | 2 | 55554.37 | 0 | 1281.7725 | 1521.5259 | 1970.1092 | -54272.5975 | -54032.8441 | -53584.2608 | 0.023072 | 0.027388 | 0.035463 | 0.025606
19667 | Lateral Hardening | Lateral Hardening-Fuse-10061157 | Laterals | 13406 | 0.037311 | 3 | 2 | 50000 | 0 | 1156.943 | 1365.0591 | 1760.9322 | -48843.057 | -48634.9409 | -48239.0678 | 0.023139 | 0.027301 | 0.035219 | 0.025596
10975 | Lateral Hardening | Lateral Hardening-Fuse-10645512 | Laterals | 13148 | 0.093371 | 5 | 1 | 56141.75 | 0 | 1289.3927 | 1537.7377 | 2019.0594 | -54852.3573 | -54604.0123 | -54122.6906 | 0.022967 | 0.02739 | 0.035964 | 0.025593
1337 | Lateral Hardening | Lateral Hardening-Fuse-90645892 | Laterals | 13298 | 0.11288 | 7 | 2 | 61692.97 | 0 | 1417.7836 | 1688.3226 | 2213.0187 | -60275.1864 | -60004.6474 | -59479.9513 | 0.022981 | 0.027367 | 0.035871 | 0.025586
15189 | Lateral Hardening | Lateral Hardening-Fuse-60467559 | Laterals | 13006 | 0.14091 | 8 | 3 | 156856.35 | 0 | 3602.8772 | 4293.1544 | 5624.0934 | -153253.4728 | -152563.1956 | -151232.2566 | 0.022969 | 0.02737 | 0.035855 | 0.025578
14649 | Lateral Hardening | Lateral Hardening-Fuse-10433148 | Laterals | 13993 | 0.078977 | 3 | 3 | 50506.83 | 0 | 1175.0073 | 1368.2264 | 1740.7908 | -49331.8227 | -49138.6036 | -48766.0392 | 0.023264 | 0.02709 | 0.034466 | 0.025532
15463 | Lateral Hardening | Lateral Hardening-Fuse-60305741 | Laterals | 13865 | 0.12102 | 9 | 0 | 54509.79 | 0 | 1244.2841 | 1491.7868 | 1973.4189 | -53265.5059 | -53018.0032 | -52536.3711 | 0.022827 | 0.027367 | 0.036203 | 0.025527
16958 | Lateral Hardening | Lateral Hardening-Fuse-92603962 | Laterals | 13340 | 0.22273 | 17 | 0 | 317333.97 | 0 | 7234.537 | 8673.5708 | 11473.8844 | -310099.433 | -308660.3992 | -305860.0856 | 0.022798 | 0.027333 | 0.036157 | 0.025494
5220 | Lateral Hardening | Lateral Hardening-Fuse-60021611 | Laterals | 13004 | 0.052841 | 3 | 0 | 50000 | 0 | 1139.5929 | 1366.2713 | 1807.38 | -48860.4071 | -48633.7287 | -48192.62 | 0.022792 | 0.027325 | 0.036148 | 0.025488
15081 | Lateral Hardening | Lateral Hardening-Fuse-10091394 | Laterals | 13278 | 0.039583 | 8 | 0 | 160088.25 | 0 | 3647.1213 | 4372.5763 | 5784.2883 | -156441.1287 | -155715.6737 | -154303.9617 | 0.022782 | 0.027314 | 0.036132 | 0.025476
1792 | Lateral Hardening | Lateral Hardening-Fuse-60210442 | Laterals | 13330 | 0.033902 | 2 | 3 | 65367.05 | 0 | 1555.0187 | 1756.9513 | 2043.468 | -63812.0313 | -63610.0987 | -63323.582 | 0.023789 | 0.026878 | 0.031261 | 0.025463
16548 | Lateral Hardening | Lateral Hardening-Fuse-92528324 | Laterals | 13063 | 0.018182 | 3 | 9 | 81332.97 | 0 | 1884.458 | 2197.3645 | 2796.9031 | -79448.512 | -79135.6055 | -78536.0669 | 0.02317 | 0.027017 | 0.034388 | 0.025446
5556 | Lateral Hardening | Lateral Hardening-Fuse-10236649 | Laterals | 13511 | 0.039773 | 4 | 10 | 87057.33 | 0 | 2018.5893 | 2353.7448 | 2973.2659 | -85038.7407 | -84703.5852 | -84084.0641 | 0.023187 | 0.027037 | 0.034153 | 0.025438
13154 | Lateral Hardening | Lateral Hardening-Fuse-10199653 | Laterals | 13338 | 0.017045 | 3 | 0 | 79617.1 | 0 | 1810.5261 | 2170.6609 | 2871.4716 | -77806.5739 | -77446.4391 | -76745.6284 | 0.02274 | 0.027264 | 0.036066 | 0.02543
6548 | Lateral Hardening | Lateral Hardening-Fuse-60047741 | Laterals | 13052 | 0.043371 | 9 | 0 | 50000 | 0 | 1136.9878 | 1363.1479 | 1803.2483 | -48863.0122 | -48636.8521 | -48196.7517 | 0.02274 | 0.027263 | 0.036065 | 0.025429
6749 | Lateral Hardening | Lateral Hardening-Fuse-10556649 | Laterals | 13298 | 0.061932 | 4 | 1 | 53528.91 | 0 | 1221.3759 | 1454.1469 | 1906.2367 | -52307.5341 | -52074.7631 | -51622.6733 | 0.022817 | 0.027166 | 0.035611 | 0.025401
11606 | Lateral Hardening | Lateral Hardening-Fuse-92817353 | Laterals | 13010 | 0.0032197 | 2 | 1 | 77467.25 | 0 | 1836.9936 | 2072.2766 | 2425.1058 | -75630.2564 | -75394.9734 | -75042.1442 | 0.023713 | 0.02675 | 0.031305 | 0.025383
6920 | Lateral Hardening | Lateral Hardening-Fuse-91539511 | Laterals | 13148 | 0.076894 | 4 | 1 | 54772.37 | 0 | 1248.2575 | 1484.7049 | 1949.5276 | -53524.1125 | -53287.6651 | -52822.8424 | 0.02279 | 0.027107 | 0.035593 | 0.025365
1247 | Lateral Hardening | Lateral Hardening-Fuse-91312974 | Laterals | 13159 | 0.16667 | 14 |  | 179849.2 | 0 | 4077.614 | 4888.699 | 6467.0443 | -175771.586 | -174960.501 | -173382.1557 | 0.022672 | 0.027182 | 0.035958 | 0.025354
8455 | Lateral Hardening | Lateral Hardening-Fuse-92614658 | Laterals | 13303 | 0.051515 | 3 | 2 | 52154.53 | 0 | 1195.6697 | 1410.0221 | 1815.7252 | -50958.8603 | -50744.5079 | -50338.8048 | 0.022926 | 0.027035 | 0.034814 | 0.025347
11768 | Lateral Hardening | Lateral Hardening-Fuse-90684903 | Laterals | 13613 | 0.035038 | 4 | 8 | 85752.89 | 0 | 1974.2084 | 2308.1564 | 2946.6504 | -83778.6816 | -83444.7336 | -82806.2396 | 0.023022 | 0.026916 | 0.034362 | 0.025324
3238 | Lateral Hardening | Lateral Hardening-Fuse-90554092 | Laterals | 13633 | 0.0375 | 4 | 0 | 50000 | 0 | 1131.5232 | 1356.5964 | 1794.5815 | -48868.4768 | -48643.4036 | -48205.4185 | 0.02263 | 0.027132 | 0.035892 | 0.025307
4288 | Lateral Hardening | Lateral Hardening-Fuse-10142942 | Laterals | 13035 | 0.12216 | 9 | 0 | 240941.11 | 0 | 5451.2087 | 6535.5178 | 8645.5483 | -235489.9013 | -234405.5922 | -232295.5617 | 0.022625 | 0.027125 | 0.035882 | 0.025301
13774 | Lateral Hardening | Lateral Hardening-Fuse-10895230 | Laterals | 13820 | 0.14053 | 9 | 0 | 243797.76 | 0 | 5515.2364 | 6612.2813 | 8747.0953 | -238282.5236 | -237185.4787 | -235050.6647 | 0.022622 | 0.027122 | 0.035878 | 0.025298
14212 | Lateral Hardening | Lateral Hardening-Fuse-93039524 | Laterals | 13813 | 0.058333 | 2 | 2 | 53229.85 | 0 | 1216.6961 | 1434.9458 | 1848.2348 | -52013.1539 | -51794.9042 | -51381.6152 | 0.022857 | 0.026958 | 0.034722 | 0.025274
7349 | Lateral Hardening | Lateral Hardening-Fuse-92876052 | Laterals | 13336 | 0.042424 | 7 | 0 | 51907.69 | 0 | 1172.4618 | 1405.6782 | 1859.5096 | -50735.2282 | -50502.0118 | -50048.1804 | 0.022587 | 0.02708 | 0.035823 | 0.025259
6067 | Lateral Hardening | Lateral Hardening-Fuse-92206593 | Laterals | 14145 | 0.074242 | 4 | 0 | 50000 | 0 | 1128.7551 | 1353.2777 | 1790.1914 | -48871.2449 | -48646.7223 | -48209.8086 | 0.022575 | 0.027066 | 0.035804 | 0.025245
8072 | Lateral Hardening | Lateral Hardening-Fuse-10612062 | Laterals | 13927 | 0.15549 | 1 | 0 | 50000 | 0 | 1184.947 | 1322.7531 | 1537.6722 | -48815.053 | -48677.2469 | -48462.3278 | 0.023699 | 0.026455 | 0.030753 | 0.025231
2182 | Lateral Hardening | Lateral Hardening-Fuse-10296955 | Laterals | 13753 | 0.060985 | 6 | 14 | 76521.53 | 0 | 1765.0942 | 2051.8104 | 2558.1823 | -74756.4358 | -74469.7196 | -73963.3477 | 0.023067 | 0.026814 | 0.033431 | 0.025227
15566 | Lateral Hardening | Lateral Hardening-Fuse-10129864 | Laterals | 13006 | 0.046212 | 1 | 3 | 50000 | 0 | 1163.0724 | 1335.1005 | 1629.1608 | -48836.9276 | -48664.8995 | -48370.8392 | 0.023261 | 0.026702 | 0.032583 | 0.025226
3222 | Lateral Hardening | Lateral Hardening-Fuse-91525856 | Laterals | 13865 | 0.019318 | 5 | 0 | 50000 | 0 | 1127.6535 | 1351.9569 | 1788.4442 | -48872.3465 | -48648.0431 | -48211.5558 | 0.022553 | 0.027039 | 0.035769 | 0.02522
17261 | Lateral Hardening | Lateral Hardening-Fuse-10605193 | Laterals | 13924 | 0.17178 | 8 | 3 | 106092.68 | 0 | 2409.825 | 2860.5851 | 3712.6014 | -103682.855 | -103232.0949 | -102380.0786 | 0.022714 | 0.026963 | 0.034994 | 0.025217
8215 | Lateral Hardening | Lateral Hardening-Fuse-91751801 | Laterals | 13546 | 0.18731 | 8 | 0 | 101615.68 | 0 | 2289.2752 | 2744.6388 | 3630.7617 | -99326.4048 | -98871.0412 | -97984.9183 | 0.022529 | 0.02701 | 0.03573 | 0.025193
18917 | Lateral Hardening | Lateral Hardening-Fuse-10000890 | Laterals | 13648 | 0.038258 | 3 | 1 | 50000 | 0 | 1132.8239 | 1344.9223 | 1751.9574 | -48867.1761 | -48655.0777 | -48248.0426 | 0.022656 | 0.026898 | 0.035039 | 0.025167
13081 | Lateral Hardening | Lateral Hardening-Fuse-92153349 | Laterals | 13722 | 0.0625 | 7 | 3 | 93080.7 | 0 | 2110.8436 | 2505.5316 | 3243.9559 | -90969.8564 | -90575.1684 | -89836.7441 | 0.022678 | 0.026918 | 0.034851 | 0.025167
16943 | Lateral Hardening | Lateral Hardening-Fuse-10686171 | Laterals | 13808 | 0.19811 | 7 | 2 | 128812.34 | 0 | 2911.5257 | 3458.1863 | 4502.7102 | -125900.8143 | -125354.1537 | -124309.6298 | 0.022603 | 0.026847 | 0.034956 | 0.025111
16921 | Lateral Hardening | Lateral Hardening-Fuse-92115062 | Laterals | 13470 | 0.069318 | 6 | 10 | 125087.34 | 0 | 2860.6176 | 3333.7118 | 4219.5177 | -122226.7224 | -121753.6282 | -120867.8223 | 0.022869 | 0.026651 | 0.033733 | 0.02509
5407 | Lateral Hardening | Lateral Hardening-Fuse-93024003 | Laterals | 13722 | 0.10777 | 11 | 19 | 189471.85 | 0 | 4309.8928 | 5056.5279 | 6501.3742 | -185161.9572 | -184415.3221 | -182970.4758 | 0.022747 | 0.026687 | 0.034313 | 0.025086
15584 | Lateral Hardening | Lateral Hardening-Fuse-91836582 | Laterals | 13256 | 0.29981 | 12 | 0 | 244567.84 | 0 | 5483.3463 | 6574.0479 | 8696.518 | -239084.4937 | -237993.7921 | -235871.322 | 0.022421 | 0.02688 | 0.035559 | 0.025072
17526 | Lateral Hardening | Lateral Hardening-Fuse-10655450 | Laterals | 13188 | 0.057008 | 5 | 0 | 158320.68 | 0 | 3544.5402 | 4249.5907 | 5621.5961 | -154776.1398 | -154071.0893 | -152699.0839 | 0.022388 | 0.026842 | 0.035508 | 0.025036
16714 | Lateral Hardening | Lateral Hardening-Fuse-91231466 | Laterals | 13190 | 0.058144 | 6 | 0 | 86007.75 | 0 | 1924.2471 | 2307.0023 | 3051.8316 | -84083.5029 | -83700.7477 | -82955.9184 | 0.022373 | 0.026823 | 0.035483 | 0.025019
9939 | Lateral Hardening | Lateral Hardening-Fuse-90022283 | Laterals | 13330 | 0.16591 | 7 | 1 | 62170.17 | 0 | 1393.1738 | 1663.9545 | 2187.2166 | -60776.9962 | -60506.2155 | -59982.9534 | 0.022409 | 0.026765 | 0.035181 | 0.024993
2538 | Lateral Hardening | Lateral Hardening-Fuse-10452703 | Laterals | 13129 | 0.02822 | 2 | 12 | 85588.51 | 0 | 1965.3774 | 2268.43 | 2780.7241 | -83623.1326 | -83320.08 | -82807.7859 | 0.022963 | 0.026504 | 0.032489 | 0.024978
19165 | Lateral Hardening | Lateral Hardening-Fuse-92281079 | Laterals | 13924 | 0.048485 | 4 | 3 | 55832.69 | 0 | 1263.8269 | 1483.4366 | 1904.2003 | -54568.8631 | -54349.2534 | -53928.4897 | 0.022636 | 0.026569 | 0.034105 | 0.024963
11112 | Lateral Hardening | Lateral Hardening-Fuse-93235509 | Laterals | 13696 | 0.057386 | 4 | 3 | 158379.58 | 0 | 3568.3915 | 4215.0713 | 5447.6653 | -154811.1885 | -154164.5087 | -152931.9147 | 0.022531 | 0.026614 | 0.034396 | 0.024942
5516 | Lateral Hardening | Lateral Hardening-Fuse-60467609 | Laterals | 13268 | 0.023295 | 3 | 2 | 89822.52 | 0 | 2023.4499 | 2389.2254 | 3077.9621 | -87799.0701 | -87433.2946 | -86744.5579 | 0.022527 | 0.026599 | 0.034267 | 0.024923
18407 | Lateral Hardening | Lateral Hardening-Fuse-92301227 | Laterals | 13795 | 0.055114 | 1 | 3 | 50000 | 0 | 1149.3968 | 1316.5766 | 1602.452 | -48850.6032 | -48683.4234 | -48397.548 | 0.022988 | 0.026332 | 0.032049 | 0.024897
1922 | Lateral Hardening | Lateral Hardening-Fuse-10558853 | Laterals | 13299 | 0.05 | 2 | 2 | 56467.29 | 0 | 1269.7485 | 1498.4591 | 1933.2109 | -55197.5415 | -54968.8309 | -54534.0791 | 0.022486 | 0.026537 | 0.034236 | 0.024876
10377 | Lateral Hardening | Lateral Hardening-Fuse-10317653 | Laterals | 13748 | 0.062689 | 1 | 1 | 50000 | 0 | 1139.4245 | 1318.8786 | 1642.9795 | -48860.5755 | -48681.1214 | -48357.0205 | 0.022788 | 0.026378 | 0.03286 | 0.024872
14993 | Lateral Hardening | Lateral Hardening-Fuse-92702198 | Laterals | 13299 | 0.14545 | 10 | 9 | 119624.82 | 0 | 2698.8631 | 3165.1777 | 4063.4941 | -116925.9569 | -116459.6423 | -115561.3259 | 0.022561 | 0.026459 | 0.033969 | 0.024871
6753 | Lateral Hardening | Lateral Hardening-Fuse-92656703 | Laterals | 13807 | 0.054167 | 3 | 2 | 52374.89 | 0 | 1178.216 | 1388.182 | 1788.4468 | -51196.674 | -50986.708 | -50586.4432 | 0.022496 | 0.026505 | 0.034147 | 0.024864
9619 | Lateral Hardening | Lateral Hardening-Fuse-10759975 | Laterals | 13813 | 0.2017 | 8 | 1 | 185297.45 | 0 | 4129.1338 | 4932.7358 | 6496.5404 | -181168.3162 | -180364.7142 | -178800.9096 | 0.022284 | 0.026621 | 0.03506 | 0.024862
380 | Lateral Hardening | Lateral Hardening-Fuse-10686292 | Laterals | 13808 | 0.042992 | 4 | 1 | 50000 | 0 | 1116.4782 | 1329.4346 | 1742.255 | -48883.5218 | -48670.5654 | -48257.745 | 0.02233 | 0.026589 | 0.034845 | 0.024859
15734 | Lateral Hardening | Lateral Hardening-Fuse-60590419 | Laterals | 13927 | 0.044318 | 4 | 1 | 52065.09 | 0 | 1162.4326 | 1384.4488 | 1814.077 | -50902.6574 | -50680.6412 | -50251.013 | 0.022327 | 0.026591 | 0.034842 | 0.024857
11039 | Lateral Hardening | Lateral Hardening-Fuse-10895288 | Laterals | 13003 | 0.23106 | 11 | 0 | 112895.6 | 0 | 2509.4093 | 3008.5601 | 3979.8915 | -110386.1907 | -109887.0399 | -108915.7085 | 0.022228 | 0.026649 | 0.035253 | 0.024857
17188 | Lateral Hardening | Lateral Hardening-Fuse-90288910 | Laterals | 13807 | 0.056818 | 5 | 0 | 53103.93 | 0 | 1179.3747 | 1413.9661 | 1870.4734 | -51924.5553 | -51689.9639 | -51233.4566 | 0.022209 | 0.026626 | 0.035223 | 0.024835
4049 | Lateral Hardening | Lateral Hardening-Fuse-90564179 | Laterals | 13633 | 0.041667 | 1 | 1 | 50000 | 0 | 1133.9914 | 1312.4066 | 1635.6008 | -48866.0086 | -48687.5934 | -48364.3992 | 0.02268 | 0.026248 | 0.032712 | 0.024754
5441 | Lateral Hardening | Lateral Hardening-Fuse-60614684 | Laterals | 14306 | 0.13712 | 3 | 5 | 63707.69 | 0 | 1436.7177 | 1673.4765 | 2129.1418 | -62270.9723 | -62034.2135 | -61578.5482 | 0.022552 | 0.026268 | 0.03342 | 0.024753
6932 | Lateral Hardening | Lateral Hardening-Fuse-10726530 | Laterals | 13648 | 0.11496 | 4 | 1 | 53497.43 | 0 | 1190.998 | 1414.1557 | 1845.5649 | -52306.432 | -52083.2743 | -51651.8651 | 0.022263 | 0.026434 | 0.034498 | 0.024738
14000 | Lateral Hardening | Lateral Hardening-Fuse-93208729 | Laterals | 13739 | 0.035417 | 5 |  | 86899.88 | 0 | 1922.3086 | 2304.6782 | 3048.7571 | -84977.5714 | -84595.2018 | -83851.1229 | 0.022121 | 0.026521 | 0.035084 | 0.024737
8389 | Lateral Hardening | Lateral Hardening-Fuse-91572385 | Laterals | 13754 | 0.016667 | 3 | 6 | 50000 | 0 | 1126.1097 | 1313.9298 | 1653.6102 | -48873.8903 | -48686.0702 | -48346.3898 | 0.022522 | 0.026279 | 0.033072 | 0.024704
10490 | Lateral Hardening | Lateral Hardening-Fuse-10476021 | Laterals | 13435 | 0.13371 | 8 | 0 | 238260.59 | 0 | 5263.1099 | 6310.0039 | 8347.2259 | -232997.4801 | -231950.5861 | -229913.3641 | 0.02209 | 0.026484 | 0.035034 | 0.024702
9292 | Lateral Hardening | Lateral Hardening-Fuse-92852486 | Laterals | 13523 | 0.11894 | 12 | 16 | 192804.47 | 0 | 4328.3369 | 5063.3314 | 6448.6097 | -188476.1331 | -187741.1386 | -186355.8603 | 0.022449 | 0.026261 | 0.033446 | 0.024693
19183 | Lateral Hardening | Lateral Hardening-Fuse-60117949 | Laterals | 13750 | 0.13011 | 9 | 0 | 92721.78 | 0 | 2046.578 | 2453.6663 | 3245.8469 | -90675.202 | -90268.1137 | -89475.9331 | 0.022072 | 0.026463 | 0.035006 | 0.024683
5873 | Lateral Hardening | Lateral Hardening-Fuse-92939954 | Laterals | 13006 | 0.042424 | 4 | 0 | 51907.69 | 0 | 1144.4941 | 1372.1474 | 1815.1532 | -50763.1959 | -50535.5426 | -50092.5368 | 0.022049 | 0.026434 | 0.034969 | 0.024656
19206 | Lateral Hardening | Lateral Hardening-Fuse-93276853 | Laterals | 13213 | 0.031818 | 2 | 1 | 50517.57 | 0 | 1164.6818 | 1313.2194 | 1527.9702 | -49352.8882 | -49204.3506 | -48989.5998 | 0.023055 | 0.025995 | 0.030246 | 0.024656
7905 | Lateral Hardening | Lateral Hardening-Fuse-91348796 | Laterals | 13115 | 0.010227 | 3 | 0 | 78556.9 | 0 | 1731.0959 | 2075.4311 | 2745.4963 | -76825.8041 | -76481.4689 | -75811.4037 | 0.022036 | 0.026419 | 0.034949 | 0.024642
18836 | Lateral Hardening | Lateral Hardening-Fuse-10080967 | Laterals | 14000 | 0.043561 | 2 | 1 | 50000 | 0 | 1112.5838 | 1314.921 | 1697.5778 | -48887.4162 | -48685.079 | -48302.4222 | 0.022252 | 0.026298 | 0.033952 | 0.024636
14576 | Lateral Hardening | Lateral Hardening-Fuse-92638098 | Laterals | 13622 | 0.092992 | 7 | 3 | 155108.86 | 0 | 3435.1755 | 4085.2713 | 5335.5817 | -151673.6845 | -151023.5887 | -149773.2783 | 0.022147 | 0.026338 | 0.034399 | 0.024629
9288 | Lateral Hardening | Lateral Hardening-Fuse-92661213 | Laterals | 13813 | 0.04072 | 5 | 1 | 51766.03 | 0 | 1144.169 | 1363.361 | 1790.533 | -50621.861 | -50402.669 | -49975.497 | 0.022103 | 0.026337 | 0.034589 | 0.024622
6689 | Lateral Hardening | Lateral Hardening-Fuse-10165828 | Laterals | 13072 | 0.022538 | 3 | 7 | 65466.31 | 0 | 1470.0191 | 1714.9208 | 2150.6382 | -63996.2909 | -63751.3892 | -63315.6718 | 0.022455 | 0.026195 | 0.032851 | 0.024617
10958 | Lateral Hardening | Lateral Hardening-Fuse-93240195 | Laterals | 13114 | 0.072917 | 7 | 0 | 319204.65 | 0 | 7026.2402 | 8423.8413 | 11143.5283 | -312178.4098 | -310780.8087 | -308061.1217 | 0.022012 | 0.02639 | 0.03491 | 0.024615
16369 | Lateral Hardening | Lateral Hardening-Fuse-91869362 | Laterals | 13391 | 0.036553 | 4 | 6 | 106644.32 | 0 | 2386.3739 | 2778.901 | 3515.3892 | -104257.9461 | -103865.419 | -103128.9308 | 0.022377 | 0.026058 | 0.032964 | 0.02454
17697 | Lateral Hardening | Lateral Hardening-Fuse-10482605 | Laterals | 13457 | 0.034659 | 2 | 2 | 50753.67 | 0 | 1131.9298 | 1323.6689 | 1684.8746 | -49621.7402 | -49430.0011 | -49068.7954 | 0.022302 | 0.02608 | 0.033197 | 0.024525
10141 | Lateral Hardening | Lateral Hardening-Fuse-90861207 | Laterals | 14069 | 0.027652 | 2 | 1 | 50679.97 | 0 | 1117.9156 | 1327.4166 | 1727.9649 | -49562.0544 | -49352.5534 | -48952.0051 | 0.022058 | 0.026192 | 0.034096 | 0.024502
14108 | Lateral Hardening | Lateral Hardening-Fuse-93112340 | Laterals | 13164 | 0.030871 | 6 | 6 | 111119.48 | 0 | 2455.1875 | 2906.4394 | 3756.6115 | -108664.2925 | -108213.0406 | -107362.8685 | 0.022095 | 0.026156 | 0.033807 | 0.024485
2220 | Lateral Hardening | Lateral Hardening-Fuse-92007444 | Laterals | 13479 | 0.1589 | 7 | 2 | 65517.79 | 0 | 1443.1239 | 1713.6673 | 2236.7473 | -64074.6661 | -63804.1227 | -63281.0427 | 0.022026 | 0.026156 | 0.03414 | 0.024477
10657 | Lateral Hardening | Lateral Hardening-Fuse-92582609 | Laterals | 13433 | 0.082765 | 5 | 0 | 166802.85 | 0 | 3649.2821 | 4375.1669 | 5787.7154 | -163153.5679 | -162427.6831 | -161015.1346 | 0.021878 | 0.02623 | 0.034698 | 0.024465
7108 | Lateral Hardening | Lateral Hardening-Fuse-10829478 | Laterals | 13687 | 0.045644 | 3 | 5 | 100048.52 | 0 | 2222.9025 | 2598.6594 | 3329.3545 | -97825.6175 | -97449.8606 | -96719.1655 | 0.022218 | 0.025974 | 0.033277 | 0.024451
1856 | Lateral Hardening | Lateral Hardening-Fuse-90826552 | Laterals | 13787 | 0.070455 | 5 | 1 | 50307.21 | 0 | 1102.8449 | 1311.7285 | 1722.5412 | -49204.3651 | -48995.4815 | -48584.6688 | 0.021922 | 0.026074 | 0.03424 | 0.0244
11803 | Lateral Hardening | Lateral Hardening-Fuse-10645502 | Laterals | 13148 | 0.0051136 | 3 | 1 | 50000 | 0 | 1097.5609 | 1303.057 | 1697.4218 | -48902.4391 | -48696.943 | -48302.5782 | 0.021951 | 0.026061 | 0.033948 | 0.024384
16985 | Lateral Hardening | Lateral Hardening-Fuse-90399380 | Laterals | 13864 | 0.19205 | 13 | 0 | 247331.19 | 0 | 5391.7065 | 6464.1799 | 8551.1785 | -241939.4835 | -240867.0101 | -238780.0115 | 0.0218 | 0.026136 | 0.034574 | 0.024378
3535 | Lateral Hardening | Lateral Hardening-Fuse-60289930 | Laterals | 13097 | 0.020644 | 5 |  | 50000 | 0 | 1088.0719 | 1304.5021 | 1725.6684 | -48911.9281 | -48695.4979 | -48274.3316 | 0.021761 | 0.02609 | 0.034513 | 0.024335
545 | Lateral Hardening | Lateral Hardening-Fuse-90896815 | Laterals | 13096 | 0.038826 | 3 | 2 | 51099.95 | 0 | 1124.3707 | 1326.3843 | 1708.2017 | -49975.5793 | -49773.5657 | -49391.7483 | 0.022003 | 0.025957 | 0.033429 | 0.024332
15795 | Lateral Hardening | Lateral Hardening-Fuse-10091403 | Laterals | 13373 | 0.013636 | 3 | 0 | 58615.65 | 0 | 1275.2588 | 1528.9226 | 2022.5443 | -57340.3912 | -57086.7274 | -56593.1057 | 0.021756 | 0.026084 | 0.034505 | 0.024329
13571 | Lateral Hardening | Lateral Hardening-Fuse-60237959 | Laterals | 13706 | 0.038826 | 2 | 1 | 55538.63 | 0 | 1259.7189 | 1424.1647 | 1662.8837 | -54278.9111 | -54114.4653 | -53875.7463 | 0.022682 | 0.025643 | 0.029941 | 0.024296
13244 | Lateral Hardening | Lateral Hardening-Fuse-90782634 | Laterals | 13695 | 0.041667 | 4 | 0 | 59704.73 | 0 | 1297.0933 | 1555.1003 | 2057.1737 | -58407.6367 | -58149.6297 | -57647.5563 | 0.021725 | 0.026047 | 0.034456 | 0.024295
7628 | Lateral Hardening | Lateral Hardening-Fuse-60268229 | Laterals | 13631 | 0.022917 | 3 | 1 | 50286.47 | 0 | 1097.0952 | 1307.0384 | 1709.2378 | -49189.3748 | -48979.4316 | -48577.2322 | 0.021817 | 0.025992 | 0.03399 | 0.024287
12043 | Lateral Hardening | Lateral Hardening-Fuse-60099092 | Laterals | 13453 | 0.013258 | 5 |  | 93935.66 | 0 | 2039.9548 | 2445.7256 | 3235.3426 | -91895.7052 | -91489.9344 | -90700.3174 | 0.021717 | 0.026036 | 0.034442 | 0.024285
4373 | Lateral Hardening | Lateral Hardening-Fuse-93251347 | Laterals | 13175 | 0.019697 | 3 | 0 | 75552.43 | 0 | 1640.1325 | 1966.374 | 2601.2294 | -73912.2975 | -73586.056 | -72951.2006 | 0.021709 | 0.026027 | 0.034429 | 0.024276
3556 | Lateral Hardening | Lateral Hardening-Fuse-91512679 | Laterals | 13206 | 0.025758 | 2 | 4 | 57873.89 | 0 | 1283.7309 | 1491.9962 | 1862.7456 | -56590.1591 | -56381.8938 | -56011.1444 | 0.022182 | 0.02578 | 0.032186 | 0.024262
7071 | Lateral Hardening | Lateral Hardening-Fuse-10897215 | Laterals | 14050 | 0.047727 | 2 | 4 | 59699.73 | 0 | 1322.5627 | 1537.1277 | 1919.092 | -58377.1673 | -58162.6023 | -57780.638 | 0.022154 | 0.025748 | 0.032146 | 0.024231
8075 | Lateral Hardening | Lateral Hardening-Fuse-60644786 | Laterals | 13159 | 0.12633 | 12 |  | 391045.24 | 0 | 8467.8971 | 10152.2607 | 13429.9779 | -382577.3429 | -380892.9793 | -377615.2621 | 0.021655 | 0.025962 | 0.034344 | 0.024216
13393 | Lateral Hardening | Lateral Hardening-Fuse-10155425 | Laterals | 13067 | 0.011174 | 2 | 10 | 80750.59 | 0 | 1788.9691 | 2076.4165 | 2585.9108 | -78961.6209 | -78674.1735 | -78164.6792 | 0.022154 | 0.025714 | 0.032023 | 0.024209
17042 | Lateral Hardening | Lateral Hardening-Fuse-90852849 | Laterals | 13786 | 0.010606 | 3 | 2 | 50000 | 0 | 1093.5056 | 1289.9738 | 1661.3099 | -48906.4944 | -48710.0262 | -48338.6901 | 0.02187 | 0.025799 | 0.033226 | 0.024185
12763 | Lateral Hardening | Lateral Hardening-Fuse-92936727 | Laterals | 13687 | 0.056061 | 4 | 2 | 53040.97 | 0 | 1154.049 | 1370.2178 | 1774.4461 | -51886.921 | -51670.7522 | -51266.5239 | 0.021758 | 0.025833 | 0.033454 | 0.02415
3843 | Lateral Hardening | Lateral Hardening-Fuse-10797411 | Laterals | 14041 | 0.083902 | 7 | 0 | 162502.58 | 0 | 3506.1564 | 4203.5719 | 5560.7198 | -158996.4236 | -158299.0081 | -156941.8602 | 0.021576 | 0.025868 | 0.034219 | 0.024128
8901 | Lateral Hardening | Lateral Hardening-Fuse-10612121 | Laterals | 13927 | 0.11345 | 7 | 3 | 61231.51 | 0 | 1330.4693 | 1578.7479 | 2046.6912 | -59901.0407 | -59652.7621 | -59184.8188 | 0.021729 | 0.025783 | 0.033425 | 0.024115
9104 | Lateral Hardening | Lateral Hardening-Fuse-92959192 | Laterals | 13309 | 0.047159 | 4 | 0 | 50919.84 | 0 | 1097.7385 | 1316.0915 | 1740.9995 | -49822.1015 | -49603.7485 | -49178.8405 | 0.021558 | 0.025846 | 0.034191 | 0.024108
15948 | Lateral Hardening | Lateral Hardening-Fuse-60305523 | Laterals | 14274 | 0.039773 | 2 | 1 | 51687.33 | 0 | 1120.8257 | 1331.2383 | 1733.8186 | -50566.5043 | -50356.0917 | -49953.5114 | 0.021685 | 0.025756 | 0.033544 | 0.024092
6226 | Lateral Hardening | Lateral Hardening-Fuse-60020543 | Laterals | 13679 | 0.013826 | 5 | 3 | 50000 | 0 | 1087.4246 | 1284.6379 | 1661.7243 | -48912.5754 | -48715.3621 | -48338.2757 | 0.021748 | 0.025693 | 0.033234 | 0.02408
6999 | Lateral Hardening | Lateral Hardening-Fuse-60261634 | Laterals | 13388 | 0.026515 | 5 | 1 | 50000 | 0 | 1080.3554 | 1286.8001 | 1685.8652 | -48919.6446 | -48713.1999 | -48314.1348 | 0.021607 | 0.025736 | 0.033717 | 0.024057
10417 | Lateral Hardening | Lateral Hardening-Fuse-60549851 | Laterals | 13139 | 0.03125 | 3 | 0 | 50000 | 0 | 1074.3431 | 1288.0425 | 1703.8946 | -48925.6569 | -48711.9575 | -48296.1054 | 0.021487 | 0.025761 | 0.034078 | 0.024028
3032 | Lateral Hardening | Lateral Hardening-Fuse-60575594 | Laterals | 14020 | 0.052083 | 5 |  | 50000 | 0 | 1073.7713 | 1287.3569 | 1702.9877 | -48926.2287 | -48712.6431 | -48297.0123 | 0.021475 | 0.025747 | 0.03406 | 0.024015
5476 | Lateral Hardening | Lateral Hardening-Fuse-92223692 | Laterals | 13911 | 0.05625 | 1 | 4 | 50000 | 0 | 1108.7538 | 1269.6946 | 1543.0953 | -48891.2462 | -48730.3054 | -48456.9047 | 0.022175 | 0.025394 | 0.030862 | 0.024009
10411 | Lateral Hardening | Lateral Hardening-Fuse-90542645 | Laterals | 14022 | 0.048864 | 4 | 0 | 50000 | 0 | 1073.4324 | 1286.9506 | 1702.4502 | -48926.5676 | -48713.0494 | -48297.5498 | 0.021469 | 0.025739 | 0.034049 | 0.024008
18517 | Lateral Hardening | Lateral Hardening-Fuse-90471037 | Laterals | 13433 | 0.059659 | 4 | 0 | 86243.35 | 0 | 1849.3117 | 2217.1614 | 2932.9851 | -84394.0383 | -84026.1886 | -83310.3649 | 0.021443 | 0.025708 | 0.034008 | 0.023979
2617 | Lateral Hardening | Lateral Hardening-Fuse-10382345 | Laterals | 13224 | 0.098106 | 6 | 21 | 170709.82 | 0 | 3742.7083 | 4343.5434 | 5416.2713 | -166967.1117 | -166366.2766 | -165293.5487 | 0.021924 | 0.025444 | 0.031728 | 0.023961
13264 | Lateral Hardening | Lateral Hardening-Fuse-91134082 | Laterals | 14198 | 0.1875 | 13 | 0 | 246624.39 | 0 | 5281.7774 | 6332.3846 | 8376.8324 | -241342.6126 | -240292.0054 | -238247.5576 | 0.021416 | 0.025676 | 0.033966 | 0.023949
17222 | Lateral Hardening | Lateral Hardening-Fuse-93280104 | Laterals | 13213 | 0.061932 | 5 | 0 | 110108.22 | 0 | 2357.8698 | 2826.8777 | 3739.5518 | -107750.3502 | -107281.3423 | -106368.6682 | 0.021414 | 0.025674 | 0.033963 | 0.023947
1352 | Lateral Hardening | Lateral Hardening-Fuse-60617837 | Laterals | 13005 | 0.10568 | 7 | 0 | 88922.73 | 0 | 1904.2009 | 2282.9687 | 3020.0386 | -87018.5291 | -86639.7613 | -85902.6914 | 0.021414 | 0.025674 | 0.033963 | 0.023947
10993 | Lateral Hardening | Lateral Hardening-Fuse-10143567 | Laterals | 13036 | 0.083902 | 5 | 9 | 82356.07 | 0 | 1798.959 | 2096.7839 | 2633.7571 | -80557.111 | -80259.2861 | -79722.3129 | 0.021844 | 0.02546 | 0.03198 | 0.023942
12070 | Lateral Hardening | Lateral Hardening-Fuse-10612133 | Laterals | 13927 | 0.10871 | 12 |  | 238850.16 | 0 | 5109.8395 | 6126.2462 | 8104.141 | -233740.3205 | -232723.9138 | -230746.019 | 0.021393 | 0.025649 | 0.03393 | 0.023924
10674 | Lateral Hardening | Lateral Hardening-Fuse-92325804 | Laterals | 13342 | 0.027273 | 2 | 9 | 54069.81 | 0 | 1188.6285 | 1370.4984 | 1686.3813 | -52881.1815 | -52699.3116 | -52383.4287 | 0.021983 | 0.025347 | 0.031189 | 0.023913
1887 | Lateral Hardening | Lateral Hardening-Fuse-60557696 | Laterals | 13787 | 0.19716 | 7 | 2 | 68697.27 | 0 | 1475.0728 | 1754.5923 | 2305.2646 | -67222.1972 | -66942.6777 | -66392.0054 | 0.021472 | 0.025541 | 0.033557 | 0.023901
9716 | Lateral Hardening | Lateral Hardening-Fuse-10537271 | Laterals | 13117 | 0.032008 | 2 | 6 | 62323.31 | 0 | 1362.9607 | 1576.1695 | 1961.3134 | -60960.3493 | -60747.1405 | -60361.9966 | 0.021869 | 0.02529 | 0.03147 | 0.023856
579 | Lateral Hardening | Lateral Hardening-Fuse-60128345 | Laterals | 13468 | 0.052652 | 3 |  | 57240.53 | 0 | 1220.9924 | 1463.8621 | 1936.4786 | -56019.5376 | -55776.6679 | -55304.0514 | 0.021331 | 0.025574 | 0.033831 | 0.023854
725 | Lateral Hardening | Lateral Hardening-Fuse-10391686 | Laterals | 13546 | 0.10568 | 3 | 0 | 50000 | 0 | 1066.2075 | 1278.2887 | 1690.9917 | -48933.7925 | -48721.7113 | -48309.0083 | 0.021324 | 0.025566 | 0.03382 | 0.023846
12869 | Lateral Hardening | Lateral Hardening-Fuse-10595524 | Laterals | 13698 | 0.074432 | 4 | 0 | 54567.75 | 0 | 1163.0049 | 1394.3402 | 1844.5112 | -53404.7451 | -53173.4098 | -52723.2388 | 0.021313 | 0.025552 | 0.033802 | 0.023834
4446 | Lateral Hardening | Lateral Hardening-Fuse-60072768 | Laterals | 13111 | 0.029356 | 1 | 10 | 50000 | 0 | 1099.5573 | 1263.856 | 1527.2846 | -48900.4427 | -48736.144 | -48472.7154 | 0.021991 | 0.025277 | 0.030546 | 0.023832
6311 | Lateral Hardening | Lateral Hardening-Fuse-90503929 | Laterals | 13123 | 0.011174 | 3 | 0 | 74227.18 | 0 | 1581.8646 | 1896.516 | 2508.8173 | -72645.3154 | -72330.664 | -71718.3627 | 0.021311 | 0.02555 | 0.033799 | 0.023832
18607 | Lateral Hardening | Lateral Hardening-Fuse-92653713 | Laterals | 13118 | 0.011553 | 3 | 1 | 50000 | 0 | 1071.436 | 1272.976 | 1656.005 | -48928.564 | -48727.024 | -48343.995 | 0.021429 | 0.02546 | 0.03312 | 0.023807
9357 | Lateral Hardening | Lateral Hardening-Fuse-10676313 | Laterals | 14124 | 0.19015 | 12 | 5 | 107619.46 | 0 | 2306.4601 | 2737.6149 | 3547.6054 | -105312.9999 | -104881.8451 | -104071.8546 | 0.021432 | 0.025438 | 0.032964 | 0.023787
6050 | Lateral Hardening | Lateral Hardening-Fuse-10057085 | Laterals | 13005 | 0.11326 | 7 | 0 | 92247 | 0 | 1961.8883 | 2352.1308 | 3111.5301 | -90285.1117 | -89894.8692 | -89135.4699 | 0.021268 | 0.025498 | 0.03373 | 0.023783
4042 | Lateral Hardening | Lateral Hardening-Fuse-93269996 | Laterals | 13080 | 0.08428 | 9 | 12 | 174204.05 | 0 | 3766.3913 | 4403.0782 | 5620.8603 | -170437.6587 | -169800.9718 | -168583.1897 | 0.021621 | 0.025275 | 0.032266 | 0.023782
3832 | Lateral Hardening | Lateral Hardening-Fuse-60178328 | Laterals | 13722 | 0.017803 | 4 | 0 | 50000 | 0 | 1062.8076 | 1274.2125 | 1685.5995 | -48937.1924 | -48725.7875 | -48314.4005 | 0.021256 | 0.025484 | 0.033712 | 0.02377
5492 | Lateral Hardening | Lateral Hardening-Fuse-91545570 | Laterals | 13592 | 0.08125 | 6 | 26 | 242288.25 | 0 | 5359.7593 | 6079.2811 | 7188.1056 | -236928.4907 | -236208.9689 | -235100.1444 | 0.022121 | 0.025091 | 0.029668 | 0.023767
16778 | Lateral Hardening | Lateral Hardening-Fuse-10876338 | Laterals | 14023 | 0.049432 | 1 | 3 | 50000 | 0 | 1094.7925 | 1256.7729 | 1532.8417 | -48905.2075 | -48743.2271 | -48467.1583 | 0.021896 | 0.025135 | 0.030657 | 0.023744
19721 | Lateral Hardening | Lateral Hardening-Fuse-10636015 | Laterals | 13388 | 0.045833 | 4 | 5 | 63981.01 | 0 | 1374.5202 | 1619.2309 | 2085.2476 | -62606.4898 | -62361.7791 | -61895.7624 | 0.021483 | 0.025308 | 0.032592 | 0.023742
1093 | Lateral Hardening | Lateral Hardening-Fuse-93284372 | Laterals | 13808 | 0.08428 | 5 | 2 | 59316.23 | 0 | 1266.2989 | 1505.2501 | 1965.5906 | -58049.9311 | -57810.9799 | -57350.6394 | 0.021348 | 0.025377 | 0.033137 | 0.023736
5183 | Lateral Hardening | Lateral Hardening-Fuse-91995019 | Laterals | 13085 | 0.10038 | 8 |  | 160587.76 | 0 | 3407.5723 | 4085.3782 | 5404.3667 | -157180.1877 | -156502.3818 | -155183.3933 | 0.021219 | 0.02544 | 0.033654 | 0.023729
10994 | Lateral Hardening | Lateral Hardening-Fuse-10657010 | Laterals | 13098 | 0.040152 | 4 | 0 | 78733.03 | 0 | 1670.3786 | 2002.6364 | 2649.1993 | -77062.6514 | -76730.3936 | -76083.8307 | 0.021216 | 0.025436 | 0.033648 | 0.023725
11318 | Lateral Hardening | Lateral Hardening-Fuse-92668672 | Laterals | 13808 | 0.041098 | 3 | 1 | 155846.88 | 0 | 3318.6817 | 3952.745 | 5166.7539 | -152528.1983 | -151894.135 | -150680.1261 | 0.021295 | 0.025363 | 0.033153 | 0.023701
18062 | Lateral Hardening | Lateral Hardening-Fuse-90242603 | Laterals | 13523 | 0.3053 | 24 | 152 | 329374.4 | 0 | 6973.1666 | 8360.2108 | 11059.3542 | -322401.2334 | -321014.1892 | -318315.0458 | 0.021171 | 0.025382 | 0.033577 | 0.023675
784 | Lateral Hardening | Lateral Hardening-Fuse-90931087 | Laterals | 13422 | 0.036932 | 5 | 1 | 51451.23 | 0 | 1093.2276 | 1302.7893 | 1710.8852 | -50358.0024 | -50148.4407 | -49740.3448 | 0.021248 | 0.025321 | 0.033253 | 0.02367
6003 | Lateral Hardening | Lateral Hardening-Fuse-93251174 | Laterals | 13786 | 0.068939 | 4 | 2 | 98054.54 | 0 | 2087.631 | 2478.6722 | 3209.906 | -95966.909 | -95575.8678 | -94844.634 | 0.021291 | 0.025279 | 0.032736 | 0.023631
17711 | Lateral Hardening | Lateral Hardening-Fuse-10793096 | Laterals | 13470 | 0.033523 | 3 | 0 | 53514.09 | 0 | 1130.6405 | 1355.5381 | 1793.1816 | -52383.4495 | -52158.5519 | -51720.9084 | 0.021128 | 0.02533 | 0.033509 | 0.023627
12161 | Lateral Hardening | Lateral Hardening-Fuse-10028764 | Laterals | 13217 | 0.018182 | 5 |  | 50000 | 0 | 1055.7561 | 1265.7583 | 1674.4158 | -48944.2439 | -48734.2417 | -48325.5842 | 0.021115 | 0.025315 | 0.033488 | 0.023612
2088 | Lateral Hardening | Lateral Hardening-Fuse-92683570 | Laterals | 13805 | 0.065152 | 4 | 2 | 53287.81 | 0 | 1136.4651 | 1342.6053 | 1734.7334 | -52151.3449 | -51945.2047 | -51553.0766 | 0.021327 | 0.025195 | 0.032554 | 0.02361
10446 | Lateral Hardening | Lateral Hardening-Fuse-91648990 | Laterals | 13011 | 0.047727 | 4 | 1 | 52348.41 | 0 | 1110.117 | 1320.3976 | 1733.7798 | -51238.293 | -51028.0124 | -50614.6302 | 0.021206 | 0.025223 | 0.03312 | 0.023603
3229 | Lateral Hardening | Lateral Hardening-Fuse-92011803 | Laterals | 13268 | 0.20284 | 11 | 6 | 160477.29 | 0 | 3413.0191 | 4044.0778 | 5234.8085 | -157064.2709 | -156433.2122 | -155242.4815 | 0.021268 | 0.0252 | 0.03262 | 0.023583
16788 | Lateral Hardening | Lateral Hardening-Fuse-90976793 | Laterals | 13659 | 0.013636 | 3 | 46 | 50000 | 0 | 1086.7102 | 1249.3036 | 1519.6747 | -48913.2898 | -48750.6964 | -48480.3253 | 0.021734 | 0.024986 | 0.030393 | 0.023576
15523 | Lateral Hardening | Lateral Hardening-Fuse-91085562 | Laterals | 13295 | 0.028598 | 3 | 32 | 50000 | 0 | 1082.9667 | 1247.688 | 1525.3551 | -48917.0333 | -48752.312 | -48474.6449 | 0.021659 | 0.024954 | 0.030507 | 0.023532
12231 | Lateral Hardening | Lateral Hardening-Fuse-90527492 | Laterals | 13622 | 0.048106 | 1 | 1 | 50000 | 0 | 1077.2918 | 1246.7863 | 1553.8207 | -48922.7082 | -48753.2137 | -48446.1793 | 0.021546 | 0.024936 | 0.031076 | 0.023516
15034 | Lateral Hardening | Lateral Hardening-Fuse-91064476 | Laterals | 13117 | 0.039583 | 4 | 0 | 83121.65 | 0 | 1745.9965 | 2093.2956 | 2769.1285 | -81375.6535 | -81028.3544 | -80352.5215 | 0.021005 | 0.025184 | 0.033314 | 0.02349
6345 | Lateral Hardening | Lateral Hardening-Fuse-91312055 | Laterals | 13311 | 0.019697 | 6 | 0 | 75552.43 | 0 | 1586.8596 | 1902.5046 | 2516.7394 | -73965.5704 | -73649.9254 | -73035.6906 | 0.021003 | 0.025181 | 0.033311 | 0.023488
3897 | Lateral Hardening | Lateral Hardening-Fuse-10476039 | Laterals | 13435 | 0.22576 | 15 | 0 | 334016.86 | 0 | 7011.1162 | 8405.7091 | 11119.5419 | -327005.7438 | -325611.1509 | -322897.3181 | 0.02099 | 0.025166 | 0.03329 | 0.023473
15878 | Lateral Hardening | Lateral Hardening-Fuse-91530067 | Laterals | 13582 | 0.053409 | 4 | 0 | 85271.5 | 0 | 1787.2229 | 2142.7225 | 2834.513 | -83484.2771 | -83128.7775 | -82436.987 | 0.020959 | 0.025128 | 0.033241 | 0.023438
10836 | Lateral Hardening | Lateral Hardening-Fuse-91745795 | Laterals | 13832 | 0.012879 | 3 | 1 | 50000 | 0 | 1053.5135 | 1251.4368 | 1628.2519 | -48946.4865 | -48748.5632 | -48371.7481 | 0.02107 | 0.025029 | 0.032565 | 0.023407
528 | Lateral Hardening | Lateral Hardening-Fuse-93296673 | Laterals | 13808 | 0.056439 | 5 | 1 | 50000 | 0 | 1050.4545 | 1251.4616 | 1638.7394 | -48949.5455 | -48748.5384 | -48361.2606 | 0.021009 | 0.025029 | 0.032775 | 0.023392
17932 | Lateral Hardening | Lateral Hardening-Fuse-10100728 | Laterals | 13048 | 0.036932 | 3 | 6 | 66662.55 | 0 | 1420.0025 | 1656.0645 | 2086.6931 | -65242.5475 | -65006.4855 | -64575.8569 | 0.021301 | 0.024843 | 0.031302 | 0.023364
16494 | Lateral Hardening | Lateral Hardening-Fuse-10900096 | Laterals | 13587 | 0.10947 | 11 | 0 | 89511.73 | 0 | 1868.6339 | 2240.327 | 2963.6298 | -87643.0961 | -87271.403 | -86548.1002 | 0.020876 | 0.025028 | 0.033109 | 0.023345
13897 | Lateral Hardening | Lateral Hardening-Fuse-10123789 | Laterals | 13060 | 0.068561 | 6 | 15 | 144674.38 | 0 | 3081.1353 | 3589.1378 | 4499.9693 | -141593.2447 | -141085.2422 | -140174.4107 | 0.021297 | 0.024808 | 0.031104 | 0.023331
2001 | Lateral Hardening | Lateral Hardening-Fuse-90554076 | Laterals | 13633 | 0.058712 | 7 | 0 | 154108.76 | 0 | 3214.4742 | 3853.8707 | 5098.1156 | -150894.2858 | -150254.8893 | -149010.6444 | 0.020858 | 0.025007 | 0.033081 | 0.023325
1320 | Lateral Hardening | Lateral Hardening-Fuse-60412352 | Laterals | 13786 | 0.10473 | 7 | 4 | 104959.4 | 0 | 2203.5463 | 2611.3277 | 3380.2906 | -102755.8537 | -102348.0723 | -101579.1094 | 0.020994 | 0.024879 | 0.032206 | 0.023281
16472 | Lateral Hardening | Lateral Hardening-Fuse-90394890 | Laterals | 13305 | 0.016477 | 2 | 1 | 50000 | 0 | 1049.7055 | 1240.9824 | 1599.8045 | -48950.2945 | -48759.0176 | -48400.1955 | 0.020994 | 0.02482 | 0.031996 | 0.023242
6611 | Lateral Hardening | Lateral Hardening-Fuse-10662363 | Laterals | 13470 | 0.18182 | 6 | 0 | 82639.89 | 0 | 1716.7412 | 2058.221 | 2722.7299 | -80923.1488 | -80581.669 | -79917.1601 | 0.020774 | 0.024906 | 0.032947 | 0.023231
3776 | Lateral Hardening | Lateral Hardening-Fuse-90522434 | Laterals | 13198 | 0.025758 | 4 | 7 | 69663.89 | 0 | 1471.1908 | 1715.3376 | 2162.8658 | -68192.6992 | -67948.5524 | -67501.0242 | 0.021118 | 0.024623 | 0.031047 | 0.023163
3916 | Lateral Hardening | Lateral Hardening-Fuse-10897195 | Laterals | 14050 | 0.061364 | 5 | 5 | 60833.01 | 0 | 1278.0378 | 1496.6948 | 1918.7185 | -59554.9722 | -59336.3152 | -58914.2915 | 0.021009 | 0.024603 | 0.031541 | 0.02314
18865 | Lateral Hardening | Lateral Hardening-Fuse-90987484 | Laterals | 13808 | 0.2536 | 10 | 3 | 157344.29 | 0 | 3275.0338 | 3891.556 | 5081.5555 | -154069.2562 | -153452.734 | -152262.7345 | 0.020814 | 0.024733 | 0.032296 | 0.023138
8440 | Lateral Hardening | Lateral Hardening-Fuse-10362863 | Laterals | 13104 | 0.23977 | 16 | 0 | 150714.09 | 0 | 3118.04 | 3738.2546 | 4945.1721 | -147596.05 | -146975.8354 | -145768.9179 | 0.020688 | 0.024804 | 0.032812 | 0.023135
14175 | Lateral Hardening | Lateral Hardening-Fuse-91484658 | Laterals | 13657 | 0.05303 | 4 | 3 | 96223.7 | 0 | 2016.2045 | 2367.7169 | 3039.5904 | -94207.4955 | -93855.9831 | -93184.1096 | 0.020953 | 0.024606 | 0.031589 | 0.023113
13997 | Lateral Hardening | Lateral Hardening-Fuse-91317188 | Laterals | 13299 | 0.048295 | 4 | 1 | 50000 | 0 | 1039.0288 | 1233.8203 | 1609.6537 | -48960.9712 | -48766.1797 | -48390.3463 | 0.020781 | 0.024676 | 0.032193 | 0.023091
7101 | Lateral Hardening | Lateral Hardening-Fuse-92015587 | Laterals | 13772 | 0.053598 | 7 | 5 | 108569.6 | 0 | 2255.7538 | 2679.1704 | 3470.2406 | -106313.8462 | -105890.4296 | -105099.3594 | 0.020777 | 0.024677 | 0.031963 | 0.023066
19027 | Lateral Hardening | Lateral Hardening-Fuse-10686271 | Laterals | 13808 | 0.066477 | 1 | 1 | 50000 | 0 | 1055.7391 | 1221.8098 | 1522.7707 | -48944.2609 | -48778.1902 | -48477.2293 | 0.021115 | 0.024436 | 0.030455 | 0.023045
11625 | Lateral Hardening | Lateral Hardening-Fuse-60415735 | Laterals | 13769 | 0.043371 | 3 | 0 | 51986.39 | 0 | 1069.725 | 1282.5058 | 1696.5704 | -50916.665 | -50703.8842 | -50289.8196 | 0.020577 | 0.02467 | 0.032635 | 0.023011
10223 | Lateral Hardening | Lateral Hardening-Fuse-90860287 | Laterals | 13148 | 0.0625 | 1 | 2 | 50000 | 0 | 1060.4758 | 1218.0306 | 1486.1099 | -48939.5242 | -48781.9694 | -48513.8901 | 0.02121 | 0.024361 | 0.029722 | 0.023006
3755 | Lateral Hardening | Lateral Hardening-Fuse-60041756 | Laterals | 13221 | 0.032197 | 3 | 0 | 57770.69 | 0 | 1188.4326 | 1424.8258 | 1884.8392 | -56582.2574 | -56345.8642 | -55885.8508 | 0.020572 | 0.024663 | 0.032626 | 0.023005
18599 | Lateral Hardening | Lateral Hardening-Fuse-90295085 | Laterals | 13815 | 0.14091 | 6 | 3 | 109382.64 | 0 | 2264.2179 | 2689.4208 | 3499.7195 | -107118.4221 | -106693.2192 | -105882.9205 | 0.0207 | 0.024587 | 0.031995 | 0.022996
10797 | Lateral Hardening | Lateral Hardening-Fuse-90820555 | Laterals | 13043 | 0.027462 | 4 | 9 | 82104.23 | 0 | 1717.6119 | 2004.6522 | 2551.4171 | -80386.6181 | -80099.5778 | -79552.8129 | 0.02092 | 0.024416 | 0.031075 | 0.022984
10786 | Lateral Hardening | Lateral Hardening-Fuse-60450486 | Laterals | 13764 | 0.070455 | 9 |  | 183663 | 0 | 3773.9164 | 4524.5924 | 5985.3838 | -179889.0836 | -179138.4076 | -177677.6162 | 0.020548 | 0.024635 | 0.032589 | 0.022978
8884 | Lateral Hardening | Lateral Hardening-Fuse-10876328 | Laterals | 14023 | 0.077273 | 4 | 6 | 102168.42 | 0 | 2139.9379 | 2491.9295 | 3152.3621 | -100028.4821 | -99676.4905 | -99016.0579 | 0.020945 | 0.02439 | 0.030855 | 0.02297
6765 | Lateral Hardening | Lateral Hardening-Fuse-10676298 | Laterals | 14123 | 0.064015 | 4 |  | 50000 | 0 | 1026.7502 | 1230.9828 | 1628.4129 | -48973.2498 | -48769.0172 | -48371.5871 | 0.020535 | 0.02462 | 0.032568 | 0.022964
8768 | Lateral Hardening | Lateral Hardening-Fuse-10676236 | Laterals | 13785 | 0.058333 | 4 | 3 | 50000 | 0 | 1040.3326 | 1221.9745 | 1569.6468 | -48959.6674 | -48778.0255 | -48430.3532 | 0.020807 | 0.024439 | 0.031393 | 0.022955
15925 | Lateral Hardening | Lateral Hardening-Fuse-10286120 | Laterals | 13194 | 0.053977 | 4 | 4 | 100232.4 | 0 | 2091.2765 | 2444.3752 | 3123.3386 | -98141.1235 | -97788.0248 | -97109.0614 | 0.020864 | 0.024387 | 0.031161 | 0.022951
12537 | Lateral Hardening | Lateral Hardening-Fuse-10298293 | Laterals | 13738 | 0.028977 | 4 | 0 | 50000 | 0 | 1023.6423 | 1227.2566 | 1623.4837 | -48976.3577 | -48772.7434 | -48376.5163 | 0.020473 | 0.024545 | 0.03247 | 0.022894
16353 | Lateral Hardening | Lateral Hardening-Fuse-60003930 | Laterals | 13009 | 0.042424 | 4 | 0 | 160530 | 0 | 3280.8831 | 3933.4891 | 5203.4393 | -157249.1169 | -156596.5109 | -155326.5607 | 0.020438 | 0.024503 | 0.032414 | 0.022855
3960 | Lateral Hardening | Lateral Hardening-Fuse-93198722 | Laterals | 13124 | 0.0089015 | 3 | 1 | 50000 | 0 | 1028.5489 | 1221.9506 | 1589.6102 | -48971.4511 | -48778.0494 | -48410.3898 | 0.020571 | 0.024439 | 0.031792 | 0.022854
676 | Lateral Hardening | Lateral Hardening-Fuse-10650500 | Laterals | 13391 | 0.091288 | 4 | 1 | 51529.93 | 0 | 1059.591 | 1257.9451 | 1641.8706 | -50470.339 | -50271.9849 | -49888.0594 | 0.020563 | 0.024412 | 0.031862 | 0.022847
5128 | Lateral Hardening | Lateral Hardening-Fuse-92124689 | Laterals | 13063 | 0.037879 | 4 | 0 | 50308.13 | 0 | 1023.6423 | 1227.2566 | 1623.4837 | -49284.4877 | -49080.8734 | -48684.6463 | 0.020347 | 0.024395 | 0.032271 | 0.022754
7014 | Lateral Hardening | Lateral Hardening-Fuse-60130098 | Laterals | 13219 | 0.125 | 9 | 0 | 173370.2 | 0 | 3525.9603 | 4227.315 | 5592.1286 | -169844.2397 | -169142.885 | -167778.0714 | 0.020338 | 0.024383 | 0.032255 | 0.022743
2134 | Lateral Hardening | Lateral Hardening-Fuse-10421449 | Laterals | 13826 | 0.025 | 3 | 1 | 50459.61 | 0 | 1030.7946 | 1227.7458 | 1606.1834 | -49428.8154 | -49231.8642 | -48853.4266 | 0.020428 | 0.024331 | 0.031831 | 0.022739
6533 | Lateral Hardening | Lateral Hardening-Fuse-60277281 | Laterals | 14059 | 0.066667 | 7 | 0 | 155345.66 | 0 | 3150.1847 | 3776.7933 | 4996.1533 | -152195.4753 | -151568.8667 | -150349.5067 | 0.020279 | 0.024312 | 0.032162 | 0.022677
16452 | Lateral Hardening | Lateral Hardening-Fuse-92479119 | Laterals | 13813 | 0.19659 | 11 | 6 | 165413.91 | 0 | 3373.6111 | 4007.5173 | 5226.9235 | -162040.2989 | -161406.3927 | -160186.9865 | 0.020395 | 0.024227 | 0.031599 | 0.022665
6412 | Lateral Hardening | Lateral Hardening-Fuse-91095470 | Laterals | 13017 | 0.061364 | 4 | 2 | 101863.62 | 0 | 2077.3583 | 2466.9942 | 3217.838 | -99786.2617 | -99396.6258 | -98645.782 | 0.020394 | 0.024219 | 0.03159 | 0.022661
16417 | Lateral Hardening | Lateral Hardening-Fuse-90288071 | Laterals | 13389 | 0.10057 | 5 | 2 | 60669.87 | 0 | 1236.6578 | 1468.818 | 1916.2183 | -59433.2122 | -59201.052 | -58753.6517 | 0.020383 | 0.02421 | 0.031584 | 0.022651
17960 | Lateral Hardening | Lateral Hardening-Fuse-90687263 | Laterals | 13096 | 0.027841 | 1 | 5 | 50000 | 0 | 1044.5953 | 1196.0574 | 1451.869 | -48955.4047 | -48803.9426 | -48548.131 | 0.020892 | 0.023921 | 0.029037 | 0.022615
6060 | Lateral Hardening | Lateral Hardening-Fuse-10635156 | Laterals | 13242 | 0.042235 | 5 | 1 | 50000 | 0 | 1015.0014 | 1208.6397 | 1584.0537 | -48984.9986 | -48791.3603 | -48415.9463 | 0.0203 | 0.024173 | 0.031681 | 0.0226
17788 | Lateral Hardening | Lateral Hardening-Fuse-92601976 | Laterals | 13661 | 0.016856 | 2 | 0 | 55220.81 | 0 | 1110.1593 | 1330.9829 | 1760.6986 | -54110.6507 | -53889.8271 | -53460.1114 | 0.020104 | 0.024103 | 0.031885 | 0.022482
14864 | Lateral Hardening | Lateral Hardening-Fuse-92318899 | Laterals | 13377 | 0.066288 | 5 | 9 | 170304.79 | 0 | 3470.7181 | 4070.9744 | 5228.3093 | -166834.0719 | -166233.8156 | -165076.4807 | 0.020379 | 0.023904 | 0.0307 | 0.022469
16756 | Lateral Hardening | Lateral Hardening-Fuse-93213087 | Laterals | 13045 | 0.036742 | 5 | 0 | 82679.9 | 0 | 1660.5232 | 1990.8207 | 2633.5689 | -81019.3768 | -80689.0793 | -80046.3311 | 0.020084 | 0.024079 | 0.031853 | 0.022459
1847 | Lateral Hardening | Lateral Hardening-Fuse-10645480 | Laterals | 13148 | 0.044886 | 4 | 2 | 96055.56 | 0 | 1941.1411 | 2305.945 | 2989.2325 | -94114.4189 | -93749.615 | -93066.3275 | 0.020209 | 0.024006 | 0.03112 | 0.022439
11781 | Lateral Hardening | Lateral Hardening-Fuse-60279300 | Laterals | 13808 | 0.23864 | 9 | 5 | 160030.83 | 0 | 3231.1206 | 3838.1194 | 4975.1935 | -156799.7094 | -156192.7106 | -155055.6365 | 0.020191 | 0.023984 | 0.031089 | 0.022418
19509 | Lateral Hardening | Lateral Hardening-Fuse-92557004 | Laterals | 13443 | 0.022348 | 1 | 7 | 50000 | 0 | 1034.4392 | 1187.3199 | 1436.0076 | -48965.5608 | -48812.6801 | -48563.9924 | 0.020689 | 0.023746 | 0.02872 | 0.022409
10022 | Lateral Hardening | Lateral Hardening-Fuse-10745503 | Laterals | 13431 | 0.10133 | 9 | 0 | 319145.18 | 0 | 6394.3266 | 7666.2328 | 10141.3214 | -312750.8534 | -311478.9472 | -309003.8586 | 0.020036 | 0.024021 | 0.031777 | 0.022405
1894 | Lateral Hardening | Lateral Hardening-Fuse-10199659 | Laterals | 13338 | 0.026705 | 4 | 0 | 158085.65 | 0 | 3166.4337 | 3796.2744 | 5021.924 | -154919.2163 | -154289.3756 | -153063.726 | 0.02003 | 0.024014 | 0.031767 | 0.022399
13746 | Lateral Hardening | Lateral Hardening-Fuse-93033162 | Laterals | 13579 | 0.0092803 | 3 | 1 | 50000 | 0 | 1007.4902 | 1196.9322 | 1557.0643 | -48992.5098 | -48803.0678 | -48442.9357 | 0.02015 | 0.023939 | 0.031141 | 0.022386
13211 | Lateral Hardening | Lateral Hardening-Fuse-10120800 | Laterals | 13053 | 0.032386 | 5 | 3 | 54494.79 | 0 | 1101.5534 | 1301.6636 | 1684.3435 | -53393.2366 | -53193.1264 | -52810.4465 | 0.020214 | 0.023886 | 0.030908 | 0.022385
17074 | Lateral Hardening | Lateral Hardening-Fuse-92044287 | Laterals | 13419 | 0.032197 | 3 | 11 | 78059.05 | 0 | 1599.8747 | 1851.1777 | 2315.8883 | -76459.1753 | -76207.8723 | -75743.1617 | 0.020496 | 0.023715 | 0.029668 | 0.022379
9571 | Lateral Hardening | Lateral Hardening-Fuse-10722406 | Laterals | 13817 | 0.058333 | 6 | 4 | 120244.42 | 0 | 2431.8645 | 2865.9344 | 3689.4243 | -117812.5555 | -117378.4856 | -116554.9957 | 0.020224 | 0.023834 | 0.030683 | 0.022353
6619 | Lateral Hardening | Lateral Hardening-Fuse-90071431 | Laterals | 13436 | 0.059091 | 5 | 0 | 62240.85 | 0 | 1244.0137 | 1491.4625 | 1972.99 | -60996.8363 | -60749.3875 | -60267.86 | 0.019987 | 0.023963 | 0.031699 | 0.022351
8853 | Lateral Hardening | Lateral Hardening-Fuse-10098183 | Laterals | 13084 | 0.031439 | 2 | 0 | 50000 | 0 | 997.6174 | 1196.0551 | 1582.2086 | -49002.3826 | -48803.9449 | -48417.7914 | 0.019952 | 0.023921 | 0.031644 | 0.022312
240 | Lateral Hardening | Lateral Hardening-Fuse-90833732 | Laterals | 14111 | 0.071591 | 6 | 0 | 54331.65 | 0 | 1083.7787 | 1299.3549 | 1718.8594 | -53247.8713 | -53032.2951 | -52612.7906 | 0.019947 | 0.023915 | 0.031636 | 0.022307
8062 | Lateral Hardening | Lateral Hardening-Fuse-60517302 | Laterals | 13373 | 0.02822 | 4 | 2 | 50727.19 | 0 | 1017.7723 | 1209.0381 | 1577.4055 | -49709.4177 | -49518.1519 | -49149.7845 | 0.020064 | 0.023834 | 0.031096 | 0.022298
7625 | Lateral Hardening | Lateral Hardening-Fuse-92670473 | Laterals | 14030 | 0.039015 | 2 | 5 | 62905.69 | 0 | 1284.6815 | 1488.8848 | 1851.6813 | -61621.0085 | -61416.8052 | -61054.0087 | 0.020422 | 0.023669 | 0.029436 | 0.022298
7323 | Lateral Hardening | Lateral Hardening-Fuse-91526474 | Laterals | 13622 | 0.079545 | 4 | 1 | 50554.05 | 0 | 1014.231 | 1204.3736 | 1571.2372 | -49539.819 | -49349.6764 | -48982.8128 | 0.020062 | 0.023823 | 0.03108 | 0.022292
3112 | Lateral Hardening | Lateral Hardening-Fuse-93251157 | Laterals | 13175 | 0.13125 | 14 | 0 | 165388.11 | 0 | 3296.0531 | 3951.6765 | 5227.4986 | -162092.0569 | -161436.4335 | -160160.6114 | 0.019929 | 0.023893 | 0.031607 | 0.022286
19194 | Lateral Hardening | Lateral Hardening-Fuse-90100577 | Laterals | 13267 | 0.19943 | 9 | 0 | 107977.45 | 0 | 2151.2251 | 2579.1288 | 3411.8158 | -105826.2249 | -105398.3212 | -104565.6342 | 0.019923 | 0.023886 | 0.031597 | 0.022279
2856 | Lateral Hardening | Lateral Hardening-Fuse-10003899 | Laterals | 13156 | 0.083333 | 4 | 0 | 85447.63 | 0 | 1702.0729 | 2040.6351 | 2699.4662 | -83745.5571 | -83406.9949 | -82748.1638 | 0.019919 | 0.023882 | 0.031592 | 0.022275
18347 | Lateral Hardening | Lateral Hardening-Fuse-90295023 | Laterals | 13679 | 0.032765 | 1 | 2 | 50000 | 0 | 1026.2297 | 1178.3892 | 1440.1032 | -48973.7703 | -48821.6108 | -48559.8968 | 0.020525 | 0.023568 | 0.028802 | 0.022265
10721 | Lateral Hardening | Lateral Hardening-Fuse-10580697 | Laterals | 13105 | 0.060606 | 9 | 0 | 110126.26 | 0 | 2192.4657 | 2628.5727 | 3477.223 | -107933.7943 | -107497.6873 | -106649.037 | 0.019909 | 0.023869 | 0.031575 | 0.022263
14351 | Lateral Hardening | Lateral Hardening-Fuse-10075245 | Laterals | 13656 | 0.057386 | 1 | 2 | 50000 | 0 | 1025.1604 | 1178.6733 | 1443.2327 | -48974.8396 | -48821.3267 | -48556.7673 | 0.020503 | 0.023573 | 0.028865 | 0.02226