6631 | Lateral Hardening | Lateral Hardening-Fuse-10786340 | Laterals | 14040 | 0.032576 | 4 | 0 | 82032 | 0 | 1631.8579 | 1956.4534 | 2588.106 | -80400.1421 | -80075.5466 | -79443.894 | 0.019893 | 0.02385 | 0.03155 | 0.022246
1103 | Lateral Hardening | Lateral Hardening-Fuse-10662316 | Laterals | 13473 | 0.094886 | 4 | 1 | 111655.74 | 0 | 2319.8388 | 2614.3959 | 3068.8928 | -109335.9012 | -109041.3441 | -108586.8472 | 0.020777 | 0.023415 | 0.027485 | 0.022239
19202 | Lateral Hardening | Lateral Hardening-Fuse-10443879 | Laterals | 13172 | 0.064205 | 6 | 0 | 124798.65 | 0 | 2481.4759 | 2975.0704 | 3935.5894 | -122317.1741 | -121823.5796 | -120863.0606 | 0.019884 | 0.023839 | 0.031536 | 0.022236
6457 | Lateral Hardening | Lateral Hardening-Fuse-90293150 | Laterals | 13146 | 0.10795 | 5 | 0 | 89276.13 | 0 | 1774.148 | 2127.0468 | 2813.7764 | -87501.982 | -87149.0832 | -86462.3536 | 0.019873 | 0.023825 | 0.031518 | 0.022223
9855 | Lateral Hardening | Lateral Hardening-Fuse-91550539 | Laterals | 13312 | 0.035038 | 5 | 0 | 50000 | 0 | 993.5474 | 1191.1756 | 1575.7536 | -49006.4526 | -48808.8244 | -48424.2464 | 0.019871 | 0.023824 | 0.031515 | 0.022221
13057 | Lateral Hardening | Lateral Hardening-Fuse-10479414 | Laterals | 14099 | 0.072348 | 4 | 0 | 54394.61 | 0 | 1080.3586 | 1295.2546 | 1713.4352 | -53314.2514 | -53099.3554 | -52681.1748 | 0.019862 | 0.023812 | 0.0315 | 0.022211
6835 | Lateral Hardening | Lateral Hardening-Fuse-92639328 | Laterals | 13388 | 0.10625 | 7 | 0 | 165977.68 | 0 | 3290.5482 | 3945.0767 | 5218.768 | -162687.1318 | -162032.6033 | -160758.912 | 0.019825 | 0.023769 | 0.031443 | 0.02217
14426 | Lateral Hardening | Lateral Hardening-Fuse-92640818 | Laterals | 13460 | 0.072348 | 7 | 4 | 110636.54 | 0 | 2208.1578 | 2619.0117 | 3393.5468 | -108428.3822 | -108017.5283 | -107242.9932 | 0.019959 | 0.023672 | 0.030673 | 0.022144
1331 | Lateral Hardening | Lateral Hardening-Fuse-93304340 | Laterals | 13808 | 0.060227 | 4 | 4 | 65177.25 | 0 | 1301.9592 | 1538.04 | 1989.3348 | -63875.2908 | -63639.21 | -63187.9152 | 0.019976 | 0.023598 | 0.030522 | 0.022117
3825 | Lateral Hardening | Lateral Hardening-Fuse-10140425 | Laterals | 13121 | 0.027083 | 3 | 0 | 81177.95 | 0 | 1604.9267 | 1924.1654 | 2545.3935 | -79573.0233 | -79253.7846 | -78632.5565 | 0.01977 | 0.023703 | 0.031356 | 0.022109
16583 | Lateral Hardening | Lateral Hardening-Fuse-10694159 | Laterals | 13254 | 0.16023 | 8 | 17 | 156222.54 | 0 | 3142.2623 | 3673.6339 | 4632.3193 | -153080.2777 | -152548.9061 | -151590.2207 | 0.020114 | 0.023515 | 0.029652 | 0.022088
2613 | Lateral Hardening | Lateral Hardening-Fuse-92914242 | Laterals | 13112 | 0.04697 | 5 | 8 | 115370.02 | 0 | 2321.3761 | 2703.22 | 3433.2531 | -113048.6439 | -112666.8 | -111936.7669 | 0.020121 | 0.023431 | 0.029759 | 0.022078
2938 | Lateral Hardening | Lateral Hardening-Fuse-10916720 | Laterals | 13805 | 0.11117 | 6 | 8 | 165157.81 | 0 | 3312.8373 | 3874.0926 | 4956.3916 | -161844.9727 | -161283.7174 | -160201.4184 | 0.020059 | 0.023457 | 0.03001 | 0.022073
802 | Lateral Hardening | Lateral Hardening-Fuse-91446005 | Laterals | 13461 | 0.063258 | 4 | 5 | 104933.66 | 0 | 2104.8858 | 2449.8598 | 3117.4247 | -102828.7742 | -102483.8002 | -101816.2353 | 0.020059 | 0.023347 | 0.029709 | 0.02201
8741 | Lateral Hardening | Lateral Hardening-Fuse-10913204 | Laterals | 13706 | 0.1197 | 6 | 10 | 169287.43 | 0 | 3392.168 | 3953.171 | 5003.5743 | -165895.262 | -165334.259 | -164283.8557 | 0.020038 | 0.023352 | 0.029557 | 0.021984
11305 | Lateral Hardening | Lateral Hardening-Fuse-90850575 | Laterals | 13106 | 0.01875 | 1 | 48 | 50000 | 0 | 1021.1559 | 1162.5422 | 1359.7886 | -48978.8441 | -48837.4578 | -48640.2114 | 0.020423 | 0.023251 | 0.027196 | 0.021949
17894 | Lateral Hardening | Lateral Hardening-Fuse-92786452 | Laterals | 13125 | 0.054545 | 5 | 6 | 68126.37 | 0 | 1357.163 | 1586.346 | 2025.1488 | -66769.207 | -66540.024 | -66101.2212 | 0.019921 | 0.023285 | 0.029726 | 0.021911
14632 | Lateral Hardening | Lateral Hardening-Fuse-92036083 | Laterals | 13442 | 0.043182 | 5 | 3 | 99843.9 | 0 | 1963.9585 | 2331.8736 | 3029.7874 | -97879.9415 | -97512.0264 | -96814.1126 | 0.01967 | 0.023355 | 0.030345 | 0.021843
11280 | Lateral Hardening | Lateral Hardening-Fuse-10753402 | Laterals | 13330 | 0.090341 | 4 | 15 | 146484.48 | 0 | 2931.937 | 3391.3984 | 4225.0024 | -143552.543 | -143093.0816 | -142259.4776 | 0.020015 | 0.023152 | 0.028843 | 0.021839
8238 | Lateral Hardening | Lateral Hardening-Fuse-90029736 | Laterals | 13489 | 0.048674 | 4 | 0 | 80058.28 | 0 | 1563.303 | 1874.2622 | 2479.3789 | -78494.977 | -78184.0178 | -77578.9011 | 0.019527 | 0.023411 | 0.03097 | 0.021837
10630 | Lateral Hardening | Lateral Hardening-Fuse-92675510 | Laterals | 13236 | 0.051515 | 4 | 3 | 60523.21 | 0 | 1190.2686 | 1412.1811 | 1827.2658 | -59332.9414 | -59111.0289 | -58695.9442 | 0.019666 | 0.023333 | 0.030191 | 0.021819
8033 | Lateral Hardening | Lateral Hardening-Fuse-93179708 | Laterals | 13909 | 0.075189 | 10 | 0 | 84181.28 | 0 | 1642.2712 | 1968.9382 | 2604.6215 | -82539.0088 | -82212.3418 | -81576.6585 | 0.019509 | 0.023389 | 0.030941 | 0.021816
10585 | Lateral Hardening | Lateral Hardening-Fuse-10476046 | Laterals | 13436 | 0.030871 | 5 | 5 | 62228.87 | 0 | 1232.1879 | 1443.0006 | 1849.884 | -60996.6821 | -60785.8694 | -60378.986 | 0.019801 | 0.023189 | 0.029727 | 0.02181
16247 | Lateral Hardening | Lateral Hardening-Fuse-10173517 | Laterals | 13191 | 0.068371 | 6 | 8 | 161091.89 | 0 | 3271.2468 | 3712.2869 | 4356.1101 | -157820.6432 | -157379.6031 | -156735.7799 | 0.020307 | 0.023045 | 0.027041 | 0.021802
14079 | Lateral Hardening | Lateral Hardening-Fuse-91452246 | Laterals | 13459 | 0.052273 | 7 |  | 84370.74 | 0 | 1644.8615 | 1972.0436 | 2608.7295 | -82725.8785 | -82398.6964 | -81762.0105 | 0.019496 | 0.023374 | 0.03092 | 0.021801
3848 | Lateral Hardening | Lateral Hardening-Fuse-90425861 | Laterals | 13924 | 0.063636 | 5 | 1 | 53670.57 | 0 | 1050.8395 | 1249.873 | 1641.3136 | -52619.7305 | -52420.697 | -52029.2564 | 0.019579 | 0.023288 | 0.030581 | 0.021792
16436 | Lateral Hardening | Lateral Hardening-Fuse-10158931 | Laterals | 13164 | 0.066856 | 5 | 6 | 118786.7 | 0 | 2355.9577 | 2745.2073 | 3491.3193 | -116430.7423 | -116041.4927 | -115295.3807 | 0.019834 | 0.02311 | 0.029392 | 0.021772
2167 | Lateral Hardening | Lateral Hardening-Fuse-92859771 | Laterals | 13460 | 0.015341 | 2 | 4 | 61446.87 | 0 | 1216.6844 | 1422.5644 | 1809.9807 | -60230.1856 | -60024.3056 | -59636.8893 | 0.019801 | 0.023151 | 0.029456 | 0.021771
14857 | Lateral Hardening | Lateral Hardening-Fuse-10605111 | Laterals | 13924 | 0.04697 | 4 | 3 | 60145.45 | 0 | 1179.1856 | 1398.5231 | 1810.772 | -58966.2644 | -58746.9269 | -58334.678 | 0.019606 | 0.023252 | 0.030107 | 0.02175
18660 | Lateral Hardening | Lateral Hardening-Fuse-10727403 | Laterals | 13440 | 0.26061 | 1 |  | 50000 | 0 | 1013.0018 | 1143.1424 | 1355.4359 | -48986.9982 | -48856.8576 | -48644.5641 | 0.02026 | 0.022863 | 0.027109 | 0.021726
16153 | Lateral Hardening | Lateral Hardening-Fuse-90747061 | Laterals | 13030 | 0.070076 | 4 | 0 | 54205.73 | 0 | 1052.9346 | 1262.3756 | 1669.941 | -53152.7954 | -52943.3544 | -52535.789 | 0.019425 | 0.023289 | 0.030807 | 0.021722
12306 | Lateral Hardening | Lateral Hardening-Fuse-92919693 | Laterals | 13962 | 0.032386 | 5 | 3 | 94508.04 | 0 | 1854.3121 | 2189.5648 | 2829.4634 | -92653.7279 | -92318.4752 | -91678.5766 | 0.019621 | 0.023168 | 0.029939 | 0.021717
16702 | Lateral Hardening | Lateral Hardening-Fuse-92376838 | Laterals | 13133 | 0.072727 | 6 | 14 | 149968.02 | 0 | 2960.738 | 3461.6963 | 4415.6825 | -147007.282 | -146506.3237 | -145552.3375 | 0.019742 | 0.023083 | 0.029444 | 0.021715
1150 | Lateral Hardening | Lateral Hardening-Fuse-10381214 | Laterals | 13222 | 0.092992 | 5 | 0 | 59468.81 | 0 | 1154.3694 | 1383.9869 | 1830.8152 | -58314.4406 | -58084.8231 | -57637.9948 | 0.019411 | 0.023272 | 0.030786 | 0.021707
19113 | Lateral Hardening | Lateral Hardening-Fuse-60353487 | Laterals | 13268 | 0.22348 | 9 | 5 | 198276.2 | 0 | 3886.6746 | 4589.6085 | 5929.6279 | -194389.5254 | -193686.5915 | -192346.5721 | 0.019602 | 0.023148 | 0.029906 | 0.021696
5868 | Lateral Hardening | Lateral Hardening-Fuse-92874438 | Laterals | 13280 | 0.15322 | 10 | 0 | 168804.31 | 0 | 3271.158 | 3921.8296 | 5188.0154 | -165533.152 | -164882.4804 | -163616.2946 | 0.019378 | 0.023233 | 0.030734 | 0.02167
3652 | Lateral Hardening | Lateral Hardening-Fuse-90280933 | Laterals | 13523 | 0.34905 | 31 | 0 | 658590.84 | 0 | 12751.572 | 15288.0085 | 20223.8323 | -645839.268 | -643302.8315 | -638367.0077 | 0.019362 | 0.023213 | 0.030708 | 0.021652
12078 | Lateral Hardening | Lateral Hardening-Fuse-90176882 | Laterals | 14030 | 0.03447 | 1 | 2 | 50000 | 0 | 996.7794 | 1144.5723 | 1398.7758 | -49003.2206 | -48855.4277 | -48601.2242 | 0.019936 | 0.022891 | 0.027976 | 0.021626
7899 | Lateral Hardening | Lateral Hardening-Fuse-91385542 | Laterals | 13151 | 0.04072 | 4 | 4 | 103569.28 | 0 | 2027.9211 | 2383.1712 | 3066.3609 | -101541.3589 | -101186.1088 | -100502.9191 | 0.01958 | 0.02301 | 0.029607 | 0.021612
12440 | Lateral Hardening | Lateral Hardening-Fuse-91536251 | Laterals | 13648 | 0.17254 | 8 | 1 | 62721.07 | 0 | 1212.7529 | 1448.6294 | 1907.6508 | -61508.3171 | -61272.4406 | -60813.4192 | 0.019336 | 0.023096 | 0.030415 | 0.021572
6710 | Lateral Hardening | Lateral Hardening-Fuse-91005141 | Laterals | 13600 | 0.064394 | 6 | 19 | 152188.1 | 0 | 2996.9538 | 3496.0918 | 4356.3704 | -149191.1462 | -148692.0082 | -147831.7296 | 0.019692 | 0.022972 | 0.028625 | 0.02157
4730 | Lateral Hardening | Lateral Hardening-Fuse-60436003 | Laterals | 13808 | 0.040152 | 4 | 2 | 55648.81 | 0 | 1077.3666 | 1279.8316 | 1669.7684 | -54571.4434 | -54368.9784 | -53979.0416 | 0.01936 | 0.022998 | 0.030005 | 0.021516
8071 | Lateral Hardening | Lateral Hardening-Fuse-91657855 | Laterals | 13340 | 0.11174 | 6 | 0 | 162354.76 | 0 | 3122.6442 | 3743.7746 | 4952.4744 | -159232.1158 | -158610.9854 | -157402.2856 | 0.019233 | 0.023059 | 0.030504 | 0.021508
4823 | Lateral Hardening | Lateral Hardening-Fuse-10595452 | Laterals | 13294 | 0.0051136 | 2 | 2 | 52736.91 | 0 | 1024.687 | 1209.2565 | 1560.1012 | -51712.223 | -51527.6535 | -51176.8088 | 0.01943 | 0.02293 | 0.029583 | 0.021495
3673 | Lateral Hardening | Lateral Hardening-Fuse-10745647 | Laterals | 13431 | 0.06553 | 5 | 2 | 53319.29 | 0 | 1033.152 | 1225.1983 | 1584.3842 | -52286.138 | -52094.0917 | -51734.9058 | 0.019377 | 0.022979 | 0.029715 | 0.021491
4994 | Lateral Hardening | Lateral Hardening-Fuse-90171796 | Laterals | 13236 | 0.095265 | 6 | 2 | 55790.47 | 0 | 1078.6992 | 1281.4405 | 1664.7867 | -54711.7708 | -54509.0295 | -54125.6833 | 0.019335 | 0.022969 | 0.02984 | 0.021476
16550 | Lateral Hardening | Lateral Hardening-Fuse-93114562 | Laterals | 13613 | 0.033712 | 4 | 2 | 50674.97 | 0 | 982.8887 | 1161.1721 | 1500.3099 | -49692.0813 | -49513.7979 | -49174.6601 | 0.019396 | 0.022914 | 0.029607 | 0.021472
17753 | Lateral Hardening | Lateral Hardening-Fuse-10556720 | Laterals | 13298 | 0.077462 | 5 | 2 | 94324.16 | 0 | 1823.5038 | 2166.4524 | 2807.786 | -92500.6562 | -92157.7076 | -91516.374 | 0.019332 | 0.022968 | 0.029767 | 0.021467
10597 | Lateral Hardening | Lateral Hardening-Fuse-10570218 | Laterals | 13373 | 0.21534 | 13 | 0 | 250953.54 | 0 | 4816.4128 | 5774.4535 | 7638.7699 | -246137.1272 | -245179.0865 | -243314.7701 | 0.019192 | 0.02301 | 0.030439 | 0.021462
4978 | Lateral Hardening | Lateral Hardening-Fuse-10565890 | Laterals | 13290 | 0.048106 | 5 | 8 | 131184.46 | 0 | 2563.336 | 2987.372 | 3796.6771 | -128621.124 | -128197.088 | -127387.7829 | 0.01954 | 0.022772 | 0.028942 | 0.02145
15145 | Lateral Hardening | Lateral Hardening-Fuse-90705444 | Laterals | 13299 | 0.023295 | 2 | 2 | 51814.17 | 0 | 1011.3498 | 1180.467 | 1503.3134 | -50802.8202 | -50633.703 | -50310.8566 | 0.019519 | 0.022783 | 0.029014 | 0.021447
16746 | Lateral Hardening | Lateral Hardening-Fuse-10876327 | Laterals | 14023 | 0.098674 | 6 | 8 | 111807.04 | 0 | 2186.2898 | 2547.398 | 3217.7783 | -109620.7502 | -109259.642 | -108589.2617 | 0.019554 | 0.022784 | 0.02878 | 0.021446
325 | Lateral Hardening | Lateral Hardening-Fuse-91715878 | Laterals | 13808 | 0.041288 | 3 | 3 | 55234.57 | 0 | 1074.6789 | 1256.8579 | 1612.1256 | -54159.8911 | -53977.7121 | -53622.4444 | 0.019457 | 0.022755 | 0.029187 | 0.021419
8223 | Lateral Hardening | Lateral Hardening-Fuse-10650601 | Laterals | 13391 | 0.057955 | 3 | 1 | 53198.37 | 0 | 1021.5582 | 1215.1954 | 1595.6252 | -52176.8118 | -51983.1746 | -51602.7448 | 0.019203 | 0.022843 | 0.029994 | 0.021374
15848 | Lateral Hardening | Lateral Hardening-Fuse-90482506 | Laterals | 13206 | 0.083523 | 8 | 11 | 137990.06 | 0 | 2684.4241 | 3132.4175 | 3988.8811 | -135305.6359 | -134857.6425 | -134001.1789 | 0.019454 | 0.0227 | 0.028907 | 0.021373
6334 | Lateral Hardening | Lateral Hardening-Fuse-91649583 | Laterals | 13460 | 0.047727 | 5 | 2 | 51839.73 | 0 | 997.5913 | 1184.8985 | 1534.3546 | -50842.1387 | -50654.8315 | -50305.3754 | 0.019244 | 0.022857 | 0.029598 | 0.021363
15622 | Lateral Hardening | Lateral Hardening-Fuse-10679344 | Laterals | 13807 | 0.11686 | 6 | 3 | 102036.76 | 0 | 1962.9999 | 2329.6838 | 3020.4991 | -100073.7601 | -99707.0762 | -99016.2609 | 0.019238 | 0.022832 | 0.029602 | 0.021353
10700 | Lateral Hardening | Lateral Hardening-Fuse-93227787 | Laterals | 13459 | 0.019886 | 2 | 5 | 61315.95 | 0 | 1198.8652 | 1389.4279 | 1727.9897 | -60117.0848 | -59926.5221 | -59587.9603 | 0.019552 | 0.02266 | 0.028182 | 0.021348
13144 | Lateral Hardening | Lateral Hardening-Fuse-91682716 | Laterals | 13890 | 0.016477 | 3 | 2 | 53681.31 | 0 | 1032.31 | 1224.1203 | 1584.3491 | -52649 | -52457.1897 | -52096.9609 | 0.01923 | 0.022803 | 0.029514 | 0.021331
18838 | Lateral Hardening | Lateral Hardening-Fuse-60117888 | Laterals | 13750 | 0.023106 | 9 | 0 | 80559.5 | 0 | 1535.3133 | 1840.705 | 2434.9875 | -79024.1867 | -78718.795 | -78124.5125 | 0.019058 | 0.022849 | 0.030226 | 0.021312
14948 | Lateral Hardening | Lateral Hardening-Fuse-10595526 | Laterals | 13698 | 0.063447 | 4 | 1 | 50000 | 0 | 958.8836 | 1138.3853 | 1485.8211 | -49041.1164 | -48861.6147 | -48514.1789 | 0.019178 | 0.022768 | 0.029716 | 0.021309
13599 | Lateral Hardening | Lateral Hardening-Fuse-10643479 | Laterals | 13390 | 0.089205 | 6 | 1 | 50000 | 0 | 956.4354 | 1138.014 | 1493.3185 | -49043.5646 | -48861.986 | -48506.6815 | 0.019129 | 0.02276 | 0.029866 | 0.021292
11995 | Lateral Hardening | Lateral Hardening-Fuse-10510825 | Laterals | 14123 | 0.012121 | 3 |  | 50000 | 0 | 951.8314 | 1141.1618 | 1509.5926 | -49048.1686 | -48858.8382 | -48490.4074 | 0.019037 | 0.022823 | 0.030192 | 0.021288
12691 | Lateral Hardening | Lateral Hardening-Fuse-60595892 | Laterals | 13897 | 0.087879 | 9 | 0 | 90631.4 | 0 | 1725.2889 | 2068.469 | 2736.2864 | -88906.1111 | -88562.931 | -87895.1136 | 0.019036 | 0.022823 | 0.030191 | 0.021288
9732 | Lateral Hardening | Lateral Hardening-Fuse-60392757 | Laterals | 13295 | 0.024053 | 2 | 27 | 50000 | 0 | 980.9874 | 1127.9701 | 1369.4552 | -49019.0126 | -48872.0299 | -48630.5448 | 0.01962 | 0.022559 | 0.027389 | 0.021279
5542 | Lateral Hardening | Lateral Hardening-Fuse-93123666 | Laterals | 13118 | 0.0081439 | 3 | 1 | 50000 | 0 | 957.6145 | 1137.6781 | 1479.9819 | -49042.3855 | -48862.3219 | -48520.0181 | 0.019152 | 0.022754 | 0.0296 | 0.021277
3357 | Lateral Hardening | Lateral Hardening-Fuse-10556564 | Laterals | 13298 | 0.075379 | 5 | 2 | 54137.77 | 0 | 1036.0468 | 1230.6567 | 1595.4227 | -53101.7232 | -52907.1133 | -52542.3473 | 0.019137 | 0.022732 | 0.02947 | 0.021249
15360 | Lateral Hardening | Lateral Hardening-Fuse-91377605 | Laterals | 13461 | 0.055303 | 4 | 0 | 52978.01 | 0 | 1006.5826 | 1206.8036 | 1596.4273 | -51971.4274 | -51771.2064 | -51381.5827 | 0.019 | 0.022779 | 0.030134 | 0.021247
10251 | Lateral Hardening | Lateral Hardening-Fuse-92170200 | Laterals | 13303 | 0.13996 | 9 | 1 | 60013.79 | 0 | 1142.2959 | 1364.2698 | 1792.5194 | -58871.4941 | -58649.5202 | -58221.2706 | 0.019034 | 0.022733 | 0.029868 | 0.021227
761 | Lateral Hardening | Lateral Hardening-Fuse-91474436 | Laterals | 14306 | 0.13239 | 6 | 3 | 156148.05 | 0 | 2978.9302 | 3541.1715 | 4621.4854 | -153169.1198 | -152606.8785 | -151526.5646 | 0.019078 | 0.022678 | 0.029597 | 0.02121
69 | Lateral Hardening | Lateral Hardening-Fuse-10759996 | Laterals | 13813 | 0.11932 | 6 | 2 | 58298.13 | 0 | 1110.73 | 1322.1043 | 1733.8221 | -57187.4 | -56976.0257 | -56564.3079 | 0.019053 | 0.022678 | 0.029741 | 0.021209
14478 | Lateral Hardening | Lateral Hardening-Fuse-92910523 | Laterals | 13159 | 0.088258 | 7 | 0 | 86213.33 | 0 | 1634.282 | 1959.3597 | 2591.9506 | -84579.048 | -84253.9703 | -83621.3794 | 0.018956 | 0.022727 | 0.030064 | 0.021198
10218 | Lateral Hardening | Lateral Hardening-Fuse-90491627 | Laterals | 13076 | 0.065909 | 5 | 0 | 102241.38 | 0 | 1937.9571 | 2323.4393 | 3073.5754 | -100303.4229 | -99917.9407 | -99167.8046 | 0.018955 | 0.022725 | 0.030062 | 0.021197
17139 | Lateral Hardening | Lateral Hardening-Fuse-60258821 | Laterals | 13440 | 0.096023 | 5 | 0 | 50000 | 0 | 946.9342 | 1135.2905 | 1501.8257 | -49053.0658 | -48864.7095 | -48498.1743 | 0.018939 | 0.022706 | 0.030037 | 0.021179
3263 | Lateral Hardening | Lateral Hardening-Fuse-92056308 | Laterals | 13418 | 0.032765 | 1 | 6 | 50000 | 0 | 977.1717 | 1120.4511 | 1359.5553 | -49022.8283 | -48879.5489 | -48640.4447 | 0.019543 | 0.022409 | 0.027191 | 0.021168
18275 | Lateral Hardening | Lateral Hardening-Fuse-90292762 | Laterals | 13815 | 0.076705 | 4 | 1 | 98699.88 | 0 | 1876.1198 | 2234.4451 | 2927.848 | -96823.7602 | -96465.4349 | -95772.032 | 0.019008 | 0.022639 | 0.029664 | 0.021163
4708 | Lateral Hardening | Lateral Hardening-Fuse-10475346 | Laterals | 14116 | 0.041477 | 4 | 0 | 83416.15 | 0 | 1578.4702 | 1892.4464 | 2503.4339 | -81837.6798 | -81523.7036 | -80912.7161 | 0.018923 | 0.022687 | 0.030011 | 0.021161
12855 | Lateral Hardening | Lateral Hardening-Fuse-90482792 | Laterals | 13473 | 0.12235 | 13 | 12 | 370087.16 | 0 | 7089.9719 | 8324.8769 | 10696.4971 | -362997.1881 | -361762.2831 | -359390.6629 | 0.019158 | 0.022494 | 0.028903 | 0.021133
11072 | Lateral Hardening | Lateral Hardening-Fuse-92867128 | Laterals | 13711 | 0.010038 | 2 | 7 | 50000 | 0 | 969.6132 | 1119.5752 | 1386.0741 | -49030.3868 | -48880.4248 | -48613.9259 | 0.019392 | 0.022392 | 0.027721 | 0.021125
19695 | Lateral Hardening | Lateral Hardening-Fuse-10625742 | Laterals | 13011 | 0.048106 | 4 | 0 | 84446.9 | 0 | 1592.7543 | 1909.5717 | 2526.0883 | -82854.1457 | -82537.3283 | -81920.8117 | 0.018861 | 0.022613 | 0.029913 | 0.021092
1612 | Lateral Hardening | Lateral Hardening-Fuse-10050722 | Laterals | 13199 | 0.11572 | 14 | 0 | 316906.41 | 0 | 5976.9811 | 7165.8724 | 9479.4166 | -310929.4289 | -309740.5376 | -307426.9934 | 0.01886 | 0.022612 | 0.029912 | 0.021091
5567 | Lateral Hardening | Lateral Hardening-Fuse-10745520 | Laterals | 13815 | 0.04053 | 1 | 1 | 50000 | 0 | 965.9145 | 1117.8555 | 1393.21 | -49034.0855 | -48882.1445 | -48606.79 | 0.019318 | 0.022357 | 0.027864 | 0.021085
14482 | Lateral Hardening | Lateral Hardening-Fuse-10895274 | Laterals | 13003 | 0.093371 | 8 | 1 | 91716.32 | 0 | 1735.318 | 2067.4805 | 2715.674 | -89981.002 | -89648.8395 | -89000.646 | 0.01892 | 0.022542 | 0.029609 | 0.021076
9796 | Lateral Hardening | Lateral Hardening-Fuse-10146481 | Laterals | 13139 | 0.089394 | 4 | 0 | 86390.03 | 0 | 1627.5484 | 1951.2867 | 2581.2712 | -84762.4816 | -84438.7433 | -83808.7588 | 0.01884 | 0.022587 | 0.029879 | 0.021068
7029 | Lateral Hardening | Lateral Hardening-Fuse-60256808 | Laterals | 13172 | 0.1303 | 8 | 0 | 92751.23 | 0 | 1745.8884 | 2093.1659 | 2768.9569 | -91005.3416 | -90658.0641 | -89982.2731 | 0.018823 | 0.022568 | 0.029854 | 0.02105
7786 | Lateral Hardening | Lateral Hardening-Fuse-92988691 | Laterals | 13242 | 0.011174 | 3 | 1 | 50000 | 0 | 947.0851 | 1125.1689 | 1463.709 | -49052.9149 | -48874.8311 | -48536.291 | 0.018942 | 0.022503 | 0.029274 | 0.021043
6758 | Lateral Hardening | Lateral Hardening-Fuse-10158929 | Laterals | 13164 | 0.034091 | 5 | 6 | 126224.58 | 0 | 2405.794 | 2828.3125 | 3636.9921 | -123818.786 | -123396.2675 | -122587.5879 | 0.01906 | 0.022407 | 0.028814 | 0.021039
19274 | Lateral Hardening | Lateral Hardening-Fuse-93426296 | Laterals | 13389 | 0.036174 | 1 | 9 | 50000 | 0 | 968.7395 | 1114.3054 | 1343.9768 | -49031.2605 | -48885.6946 | -48656.0232 | 0.019375 | 0.022286 | 0.02688 | 0.020999
18833 | Lateral Hardening | Lateral Hardening-Fuse-93340373 | Laterals | 13749 | 0.096023 | 5 | 0 | 104744.04 | 0 | 1966.0146 | 2357.0779 | 3118.0744 | -102778.0254 | -102386.9621 | -101625.9656 | 0.01877 | 0.022503 | 0.029769 | 0.02099
775 | Lateral Hardening | Lateral Hardening-Fuse-90883236 | Laterals | 13310 | 0.019697 | 3 | 0 | 50000 | 0 | 938.2909 | 1124.9279 | 1488.1175 | -49061.7091 | -48875.0721 | -48511.8825 | 0.018766 | 0.022499 | 0.029762 | 0.020985
5563 | Lateral Hardening | Lateral Hardening-Fuse-93172620 | Laterals | 13213 | 0.069508 | 4 | 1 | 50000 | 0 | 943.6947 | 1120.6798 | 1461.8001 | -49056.3053 | -48879.3202 | -48538.1999 | 0.018874 | 0.022414 | 0.029236 | 0.020972
15246 | Lateral Hardening | Lateral Hardening-Fuse-10645519 | Laterals | 13148 | 0.077462 | 5 | 2 | 94324.16 | 0 | 1781.1217 | 2116.0994 | 2742.5271 | -92543.0383 | -92208.0606 | -91581.6329 | 0.018883 | 0.022434 | 0.029076 | 0.020968
2894 | Lateral Hardening | Lateral Hardening-Fuse-10933193 | Laterals | 13897 | 0.016098 | 3 | 9 | 50000 | 0 | 962.2196 | 1110.5796 | 1377.3906 | -49037.7804 | -48889.4204 | -48622.6094 | 0.019244 | 0.022212 | 0.027548 | 0.020965
5955 | Lateral Hardening | Lateral Hardening-Fuse-60038004 | Laterals | 13399 | 0.039394 | 5 | 0 | 78615.23 | 0 | 1473.6686 | 1766.7985 | 2337.2199 | -77141.5614 | -76848.4315 | -76278.0101 | 0.018745 | 0.022474 | 0.02973 | 0.020962
3500 | Lateral Hardening | Lateral Hardening-Fuse-60618071 | Laterals | 13243 | 0.068561 | 4 |  | 50000 | 0 | 936.5777 | 1122.8739 | 1485.4004 | -49063.4223 | -48877.1261 | -48514.5996 | 0.018732 | 0.022457 | 0.029708 | 0.020947
8090 | Lateral Hardening | Lateral Hardening-Fuse-10382393 | Laterals | 13224 | 0.025758 | 3 |  | 80971.8 | 0 | 1516.3487 | 1817.9682 | 2404.91 | -79455.4513 | -79153.8318 | -78566.89 | 0.018727 | 0.022452 | 0.029701 | 0.020942
15016 | Lateral Hardening | Lateral Hardening-Fuse-92219356 | Laterals | 13706 | 0.020644 | 1 | 14 | 50000 | 0 | 975.5254 | 1106.2871 | 1292.1266 | -49024.4746 | -48893.7129 | -48707.8734 | 0.019511 | 0.022126 | 0.025843 | 0.020928
3390 | Lateral Hardening | Lateral Hardening-Fuse-10368940 | Laterals | 13097 | 0.067235 | 1 | 1 | 50000 | 0 | 957.1464 | 1107.8925 | 1380.1458 | -49042.8536 | -48892.1075 | -48619.8542 | 0.019143 | 0.022158 | 0.027603 | 0.020893
9048 | Lateral Hardening | Lateral Hardening-Fuse-10391084 | Laterals | 13469 | 0.081629 | 6 | 0 | 55165.87 | 0 | 1030.0447 | 1234.9326 | 1633.6379 | -54135.8253 | -53930.9374 | -53532.2321 | 0.018672 | 0.022386 | 0.029613 | 0.02088
1252 | Lateral Hardening | Lateral Hardening-Fuse-92702136 | Laterals | 13299 | 0.038258 | 3 | 2 | 55491.41 | 0 | 1044.6598 | 1238.1798 | 1602.8763 | -54446.7502 | -54253.2302 | -53888.5337 | 0.018826 | 0.022313 | 0.028885 | 0.020878
7580 | Lateral Hardening | Lateral Hardening-Fuse-93162492 | Laterals | 13990 | 0.06553 | 4 | 0 | 50000 | 0 | 932.8952 | 1118.4589 | 1479.56 | -49067.1048 | -48881.5411 | -48520.44 | 0.018658 | 0.022369 | 0.029591 | 0.020865
1726 | Lateral Hardening | Lateral Hardening-Fuse-10605169 | Laterals | 13924 | 0.081061 | 3 | 2 | 54609.97 | 0 | 1028.6221 | 1214.1134 | 1565.1309 | -53581.3479 | -53395.8566 | -53044.8391 | 0.018836 | 0.022232 | 0.02866 | 0.020837
16684 | Lateral Hardening | Lateral Hardening-Fuse-90923404 | Laterals | 13004 | 0.19924 | 8 | 3 | 113322.34 | 0 | 2119.8234 | 2526.2363 | 3306.8486 | -111202.5166 | -110796.1037 | -110015.4914 | 0.018706 | 0.022292 | 0.029181 | 0.02083
7991 | Lateral Hardening | Lateral Hardening-Fuse-10567756 | Laterals | 13370 | 0.041098 | 5 | 0 | 83357.25 | 0 | 1551.4695 | 1860.0749 | 2460.6111 | -81805.7805 | -81497.1751 | -80896.6389 | 0.018612 | 0.022314 | 0.029519 | 0.020814
7669 | Lateral Hardening | Lateral Hardening-Fuse-91604783 | Laterals | 13009 | 0.11136 | 5 | 0 | 94283.2 | 0 | 1754.3611 | 2103.324 | 2782.3946 | -92528.8389 | -92179.876 | -91500.8054 | 0.018607 | 0.022309 | 0.029511 | 0.020808
13691 | Lateral Hardening | Lateral Hardening-Fuse-90175830 | Laterals | 13458 | 0.12519 | 6 | 8 | 106150.64 | 0 | 2011.3762 | 2344.4251 | 2983.3524 | -104139.2638 | -103806.2149 | -103167.2876 | 0.018948 | 0.022086 | 0.028105 | 0.020805
12913 | Lateral Hardening | Lateral Hardening-Fuse-60160732 | Laterals | 13450 | 0.041477 | 3 | 0 | 50000 | 0 | 927.2759 | 1111.7219 | 1470.6479 | -49072.7241 | -48888.2781 | -48529.3521 | 0.018546 | 0.022234 | 0.029413 | 0.020739
1787 | Lateral Hardening | Lateral Hardening-Fuse-91384787 | Laterals | 13916 | 0.021591 | 1 | 70 | 50000 | 0 | 964.4543 | 1096.3994 | 1290.2247 | -49035.5457 | -48903.6006 | -48709.7753 | 0.019289 | 0.021928 | 0.025804 | 0.020732
1085 | Lateral Hardening | Lateral Hardening-Fuse-10612028 | Laterals | 13927 | 0.11023 | 3 | 0 | 53103.93 | 0 | 984.2672 | 1180.0494 | 1561.0353 | -52119.6628 | -51923.8806 | -51542.8947 | 0.018535 | 0.022222 | 0.029396 | 0.020727
10566 | Lateral Hardening | Lateral Hardening-Fuse-10075299 | Laterals | 13656 | 0.060606 | 1 | 3 | 50000 | 0 | 955.0432 | 1096.302 | 1337.7662 | -49044.9568 | -48903.698 | -48662.2338 | 0.019101 | 0.021926 | 0.026755 | 0.020714
411 | Lateral Hardening | Lateral Hardening-Fuse-10679429 | Laterals | 13807 | 0.042992 | 2 | 1 | 50000 | 0 | 934.9686 | 1104.9906 | 1426.0225 | -49065.0314 | -48895.0094 | -48573.9775 | 0.018699 | 0.0221 | 0.02852 | 0.020702
17219 | Lateral Hardening | Lateral Hardening-Fuse-10376182 | Laterals | 13107 | 0.042235 | 4 | 0 | 90332.17 | 0 | 1670.3786 | 2002.6364 | 2649.1993 | -88661.7914 | -88329.5336 | -87682.9707 | 0.018492 | 0.02217 | 0.029327 | 0.020679
10373 | Lateral Hardening | Lateral Hardening-Fuse-91791929 | Laterals | 13162 | 0.09678 | 8 | 0 | 160028.21 | 0 | 2955.2852 | 3543.1259 | 4687.045 | -157072.9248 | -156485.0841 | -155341.165 | 0.018467 | 0.022141 | 0.029289 | 0.020651
558 | Lateral Hardening | Lateral Hardening-Fuse-92864023 | Laterals | 13299 | 0.11951 | 9 | 0 | 95549.55 | 0 | 1762.9802 | 2113.6575 | 2796.0643 | -93786.5698 | -93435.8925 | -92753.4857 | 0.018451 | 0.022121 | 0.029263 | 0.020633
296 | Lateral Hardening | Lateral Hardening-Fuse-60353491 | Laterals | 13268 | 0.19754 | 9 | 3 | 200049.82 | 0 | 3714.8543 | 4410.3092 | 5750.2273 | -196334.9657 | -195639.5108 | -194299.5927 | 0.01857 | 0.022046 | 0.028744 | 0.02063
13400 | Lateral Hardening | Lateral Hardening-Fuse-92606233 | Laterals | 13390 | 0.036553 | 1 | 1 | 50000 | 0 | 944.5079 | 1092.1544 | 1359.5083 | -49055.4921 | -48907.8456 | -48640.4917 | 0.01889 | 0.021843 | 0.02719 | 0.020606
3012 | Lateral Hardening | Lateral Hardening-Fuse-10807574 | Laterals | 13020 | 0.055682 | 6 | 0 | 77394.21 | 0 | 1424.6806 | 1708.0662 | 2259.5254 | -75969.5294 | -75686.1438 | -75134.6846 | 0.018408 | 0.02207 | 0.029195 | 0.020585
6762 | Lateral Hardening | Lateral Hardening-Fuse-90633932 | Laterals | 13510 | 0.040152 | 5 |  | 103522.06 | 0 | 1904.6965 | 2283.5629 | 3020.8247 | -101617.3635 | -101238.4971 | -100501.2353 | 0.018399 | 0.022059 | 0.02918 | 0.020575
2903 | Lateral Hardening | Lateral Hardening-Fuse-90123199 | Laterals | 13391 | 0.044508 | 2 | 1 | 56010.83 | 0 | 1075.3133 | 1213.04 | 1419.5741 | -54935.5167 | -54797.79 | -54591.2559 | 0.019198 | 0.021657 | 0.025345 | 0.020551
3531 | Lateral Hardening | Lateral Hardening-Fuse-10392880 | Laterals | 13522 | 0.04072 | 4 | 10 | 82697.35 | 0 | 1553.9329 | 1804.8862 | 2254.9547 | -81143.4171 | -80892.4638 | -80442.3953 | 0.018791 | 0.021825 | 0.027268 | 0.020549
6720 | Lateral Hardening | Lateral Hardening-Fuse-90288749 | Laterals | 13807 | 0.068939 | 5 | 2 | 98054.54 | 0 | 1813.0287 | 2153.3921 | 2809.313 | -96241.5113 | -95901.1479 | -95245.227 | 0.01849 | 0.021961 | 0.028651 | 0.020547
17598 | Lateral Hardening | Lateral Hardening-Fuse-92479964 | Laterals | 13171 | 0.029924 | 3 |  | 50000 | 0 | 917.6882 | 1100.2271 | 1455.442 | -49082.3118 | -48899.7729 | -48544.558 | 0.018354 | 0.022005 | 0.029109 | 0.020525
288 | Lateral Hardening | Lateral Hardening-Fuse-91188909 | Laterals | 13785 | 0.087121 | 7 | 4 | 102986.9 | 0 | 1907.1833 | 2257.291 | 2919.6959 | -101079.7167 | -100729.609 | -100067.2041 | 0.018519 | 0.021918 | 0.02835 | 0.020522
9850 | Lateral Hardening | Lateral Hardening-Fuse-10705812 | Laterals | 13983 | 0.062121 | 3 | 3 | 70604.53 | 0 | 1308.3692 | 1541.6773 | 1991.4776 | -69296.1608 | -69062.8527 | -68613.0524 | 0.018531 | 0.021835 | 0.028206 | 0.02049
4509 | Lateral Hardening | Lateral Hardening-Fuse-92646194 | Laterals | 13118 | 0.07178 | 4 | 29 | 144228.71 | 0 | 2711.4431 | 3134.2108 | 3875.3001 | -141517.2669 | -141094.4992 | -140353.4099 | 0.0188 | 0.021731 | 0.026869 | 0.020486
8420 | Lateral Hardening | Lateral Hardening-Fuse-10712384 | Laterals | 13256 | 0.18598 | 8 | 0 | 83332.45 | 0 | 1525.9922 | 1829.5298 | 2420.2043 | -81806.4578 | -81502.9202 | -80912.2457 | 0.018312 | 0.021955 | 0.029043 | 0.020478
19110 | Lateral Hardening | Lateral Hardening-Fuse-93109970 | Laterals | 14266 | 0.029545 | 1 | 2 | 50000 | 0 | 943.9303 | 1083.3001 | 1319.9844 | -49056.0697 | -48916.6999 | -48680.0156 | 0.018879 | 0.021666 | 0.0264 | 0.020467
13391 | Lateral Hardening | Lateral Hardening-Fuse-10005894 | Laterals | 13183 | 0.083333 | 10 | 0 | 311870.46 | 0 | 5695.2322 | 6828.0804 | 9032.5665 | -306175.2278 | -305042.3796 | -302837.8935 | 0.018262 | 0.021894 | 0.028963 | 0.020421
17715 | Lateral Hardening | Lateral Hardening-Fuse-10705928 | Laterals | 13268 | 0.13258 | 12 | 5 | 151216.43 | 0 | 2775.0121 | 3295.648 | 4283.6331 | -148441.4179 | -147920.782 | -146932.7969 | 0.018351 | 0.021794 | 0.028328 | 0.020382
4396 | Lateral Hardening | Lateral Hardening-Fuse-10402889 | Laterals | 13593 | 0.17519 | 13 | 27 | 272862.5 | 0 | 5061.504 | 5922.5264 | 7468.7055 | -267800.996 | -266939.9736 | -265393.7945 | 0.01855 | 0.021705 | 0.027372 | 0.020379
6596 | Lateral Hardening | Lateral Hardening-Fuse-60555532 | Laterals | 13679 | 0.084848 | 7 | 4 | 107745.38 | 0 | 1975.661 | 2347.4394 | 3058.2481 | -105769.719 | -105397.9406 | -104687.1319 | 0.018336 | 0.021787 | 0.028384 | 0.020376
19368 | Lateral Hardening | Lateral Hardening-Fuse-92002959 | Laterals | 13479 | 0.1214 | 14 | 0 | 322266.88 | 0 | 5863.2187 | 7029.4813 | 9298.9908 | -316403.6613 | -315237.3987 | -312967.8892 | 0.018194 | 0.021813 | 0.028855 | 0.020345
1918 | Lateral Hardening | Lateral Hardening-Fuse-90356585 | Laterals | 13060 | 0.1392 | 11 | 23 | 198418.65 | 0 | 3667.1293 | 4292.2373 | 5412.8053 | -194751.5207 | -194126.4127 | -193005.8447 | 0.018482 | 0.021632 | 0.02728 | 0.020307
10519 | Lateral Hardening | Lateral Hardening-Fuse-60457580 | Laterals | 14306 | 0.11591 | 6 | 1 | 58014.81 | 0 | 1055.4669 | 1260.4649 | 1656.2826 | -56959.3431 | -56754.3451 | -56358.5274 | 0.018193 | 0.021727 | 0.028549 | 0.020289
12894 | Lateral Hardening | Lateral Hardening-Fuse-92060396 | Laterals | 13105 | 0.069697 | 8 | 0 | 155816.86 | 0 | 2826.7945 | 3389.0769 | 4483.2604 | -152990.0655 | -152427.7831 | -151333.5996 | 0.018142 | 0.02175 | 0.028773 | 0.020287
1432 | Lateral Hardening | Lateral Hardening-Fuse-90557554 | Laterals | 13294 | 0.042424 | 4 | 2 | 55837.69 | 0 | 1019.9487 | 1212.048 | 1570.2617 | -54817.7413 | -54625.642 | -54267.4283 | 0.018266 | 0.021707 | 0.028122 | 0.020284
2810 | Lateral Hardening | Lateral Hardening-Fuse-92614668 | Laterals | 13303 | 0.047727 | 4 |  | 79911.03 | 0 | 1447.6614 | 1735.6182 | 2295.9728 | -78463.3686 | -78175.4118 | -77615.0572 | 0.018116 | 0.021719 | 0.028732 | 0.020259
15249 | Lateral Hardening | Lateral Hardening-Fuse-93320544 | Laterals | 13221 | 0.051515 | 4 | 0 | 102155.65 | 0 | 1850.2655 | 2218.3049 | 2934.4977 | -100305.3845 | -99937.3451 | -99221.1523 | 0.018112 | 0.021715 | 0.028726 | 0.020254
3290 | Lateral Hardening | Lateral Hardening-Fuse-10216476 | Laterals | 13492 | 0.066477 | 4 | 0 | 87303.55 | 0 | 1578.4702 | 1892.4464 | 2503.4339 | -85725.0798 | -85411.1036 | -84800.1161 | 0.01808 | 0.021677 | 0.028675 | 0.020219
6880 | Lateral Hardening | Lateral Hardening-Fuse-10311274 | Laterals | 13865 | 0.037121 | 4 | 0 | 50000 | 0 | 901.2891 | 1080.566 | 1429.4332 | -49098.7109 | -48919.434 | -48570.5668 | 0.018026 | 0.021611 | 0.028589 | 0.020158
11563 | Lateral Hardening | Lateral Hardening-Fuse-60027575 | Laterals | 13094 | 0.042235 | 4 | 11 | 74963.27 | 0 | 1382.3696 | 1605.2732 | 1998.055 | -73580.9004 | -73357.9968 | -72965.215 | 0.018441 | 0.021414 | 0.026654 | 0.020154
13200 | Lateral Hardening | Lateral Hardening-Fuse-10075303 | Laterals | 13656 | 0.038258 | 1 | 6 | 50000 | 0 | 927.6856 | 1063.893 | 1291.705 | -49072.3144 | -48936.107 | -48708.295 | 0.018554 | 0.021278 | 0.025834 | 0.020099
8929 | Lateral Hardening | Lateral Hardening-Fuse-90890976 | Laterals | 13037 | 0.025189 | 3 | 10 | 77476.67 | 0 | 1424.9476 | 1649.3203 | 2059.0114 | -76051.7224 | -75827.3497 | -75417.6586 | 0.018392 | 0.021288 | 0.026576 | 0.020079
6069 | Lateral Hardening | Lateral Hardening-Fuse-10684573 | Laterals | 13313 | 0.014015 | 3 | 0 | 108701.26 | 0 | 1951.6451 | 2339.8501 | 3095.2845 | -106749.6149 | -106361.4099 | -105605.9755 | 0.017954 | 0.021526 | 0.028475 | 0.020078
5295 | Lateral Hardening | Lateral Hardening-Fuse-91903080 | Laterals | 13460 | 0.11288 | 7 | 3 | 150088.15 | 0 | 2709.9575 | 3221.5276 | 4204.1625 | -147378.1925 | -146866.6224 | -145883.9875 | 0.018056 | 0.021464 | 0.028011 | 0.020074
5551 | Lateral Hardening | Lateral Hardening-Fuse-10525927 | Laterals | 13729 | 0.073864 | 11 | 0 | 242385.3 | 0 | 4344.1765 | 5208.2839 | 6889.8091 | -238041.1235 | -237177.0161 | -235495.4909 | 0.017923 | 0.021488 | 0.028425 | 0.020042
13199 | Lateral Hardening | Lateral Hardening-Fuse-92760973 | Laterals | 13268 | 0.089205 | 6 | 2 | 104177.4 | 0 | 1876.5909 | 2233.3669 | 2917.4655 | -102300.8091 | -101944.0331 | -101259.9345 | 0.018013 | 0.021438 | 0.028005 | 0.02004
11515 | Lateral Hardening | Lateral Hardening-Fuse-93121964 | Laterals | 13458 | 0.074242 | 7 | 0 | 94565.26 | 0 | 1694.3781 | 2031.4096 | 2687.2622 | -92870.8819 | -92533.8504 | -91877.9978 | 0.017918 | 0.021482 | 0.028417 | 0.020037
5443 | Lateral Hardening | Lateral Hardening-Fuse-92363251 | Laterals | 13043 | 0.065341 | 5 | 18 | 148845.48 | 0 | 2721.3866 | 3171.1757 | 3981.0343 | -146124.0934 | -145674.3043 | -144864.4457 | 0.018283 | 0.021305 | 0.026746 | 0.020036
4741 | Lateral Hardening | Lateral Hardening-Fuse-90694474 | Laterals | 13769 | 0.0017045 | 2 | 36 | 50000 | 0 | 921.3353 | 1061.0903 | 1298.0607 | -49078.6647 | -48938.9097 | -48701.9393 | 0.018427 | 0.021222 | 0.025961 | 0.020019
6871 | Lateral Hardening | Lateral Hardening-Fuse-90551179 | Laterals | 13008 | 0.071212 | 4 | 1 | 54300.17 | 0 | 976.4624 | 1161.3869 | 1525.1828 | -53323.7076 | -53138.7831 | -52774.9872 | 0.017983 | 0.021388 | 0.028088 | 0.020015
8163 | Lateral Hardening | Lateral Hardening-Fuse-91141841 | Laterals | 13148 | 0.11326 | 7 | 1 | 53355.77 | 0 | 957.4447 | 1141.8512 | 1499.2303 | -52398.3253 | -52213.9188 | -51856.5397 | 0.017945 | 0.021401 | 0.028099 | 0.019997
3583 | Lateral Hardening | Lateral Hardening-Fuse-92504796 | Laterals | 13817 | 0.051515 | 4 | 0 | 84977 | 0 | 1518.3622 | 1820.3822 | 2408.1033 | -83458.6378 | -83156.6178 | -82568.8967 | 0.017868 | 0.021422 | 0.028338 | 0.019981
4634 | Lateral Hardening | Lateral Hardening-Fuse-60133701 | Laterals | 13836 | 0.039583 | 3 |  | 91684.84 | 0 | 1634.7732 | 1959.9487 | 2592.7297 | -90050.0668 | -89724.8913 | -89092.1103 | 0.01783 | 0.021377 | 0.028279 | 0.019939
5312 | Lateral Hardening | Lateral Hardening-Fuse-10745533 | Laterals | 13431 | 0.22822 | 10 | 6 | 167025.13 | 0 | 2995.4301 | 3551.7189 | 4591.9005 | -164029.6999 | -163473.4111 | -162433.2295 | 0.017934 | 0.021265 | 0.027492 | 0.019889
16890 | Lateral Hardening | Lateral Hardening-Fuse-92109908 | Laterals | 13470 | 0.015152 | 3 | 5 | 60922.45 | 0 | 1104.2326 | 1285.6927 | 1627.0977 | -59818.2174 | -59636.7573 | -59295.3523 | 0.018125 | 0.021104 | 0.026708 | 0.019877
8947 | Lateral Hardening | Lateral Hardening-Fuse-92882651 | Laterals | 13112 | 0.016288 | 1 | 24 | 50000 | 0 | 925.9925 | 1050.2504 | 1228.443 | -49074.0075 | -48949.7496 | -48771.557 | 0.01852 | 0.021005 | 0.024569 | 0.01987
5029 | Lateral Hardening | Lateral Hardening-Fuse-91912314 | Laterals | 13432 | 0.044318 | 5 | 0 | 83857.9 | 0 | 1487.8998 | 1783.8604 | 2359.7902 | -82370.0002 | -82074.0396 | -81498.1098 | 0.017743 | 0.021272 | 0.02814 | 0.019842
19562 | Lateral Hardening | Lateral Hardening-Fuse-10590641 | Laterals | 13127 | 0.07803 | 6 | 0 | 54528.83 | 0 | 967.3757 | 1159.798 | 1534.2457 | -53561.4543 | -53369.032 | -52994.5843 | 0.017741 | 0.021269 | 0.028136 | 0.019839
13836 | Lateral Hardening | Lateral Hardening-Fuse-10745538 | Laterals | 13330 | 0.098674 | 4 | 1 | 56582.47 | 0 | 1006.3536 | 1197.0095 | 1572.1238 | -55576.1164 | -55385.4605 | -55010.3462 | 0.017786 | 0.021155 | 0.027785 | 0.019796
11436 | Lateral Hardening | Lateral Hardening-Fuse-10754795 | Laterals | 14306 | 0.055114 | 5 | 12 | 131766.84 | 0 | 2379.185 | 2775.2596 | 3482.0873 | -129387.655 | -128991.5804 | -128284.7527 | 0.018056 | 0.021062 | 0.026426 | 0.019795
14983 | Lateral Hardening | Lateral Hardening-Fuse-60192185 | Laterals | 13391 | 0.11894 | 6 | 0 | 58266.65 | 0 | 1030.0447 | 1234.9326 | 1633.6379 | -57236.6053 | -57031.7174 | -56633.0121 | 0.017678 | 0.021195 | 0.028037 | 0.019769
4719 | Lateral Hardening | Lateral Hardening-Fuse-90823205 | Laterals | 13330 | 0.057765 | 4 |  | 93704.56 | 0 | 1655.32 | 1984.5825 | 2625.3166 | -92049.24 | -91719.9775 | -91079.2434 | 0.017665 | 0.021179 | 0.028017 | 0.019755
4146 | Lateral Hardening | Lateral Hardening-Fuse-92668446 | Laterals | 13657 | 0.016477 | 3 | 2 | 53681.31 | 0 | 956.1179 | 1133.2357 | 1467.0218 | -52725.1921 | -52548.0743 | -52214.2882 | 0.017811 | 0.02111 | 0.027328 | 0.019753
9539 | Lateral Hardening | Lateral Hardening-Fuse-10271862 | Laterals | 13621 | 0.048106 | 1 | 3 | 50000 | 0 | 910.1278 | 1044.7432 | 1274.8514 | -49089.8722 | -48955.2568 | -48725.1486 | 0.018203 | 0.020895 | 0.025497 | 0.01974
19090 | Lateral Hardening | Lateral Hardening-Fuse-91622201 | Laterals | 14274 | 0.080303 | 1 | 1 | 50000 | 0 | 903.9218 | 1046.2207 | 1303.1698 | -49096.0782 | -48953.7793 | -48696.8302 | 0.018078 | 0.020924 | 0.026063 | 0.019731
138 | Lateral Hardening | Lateral Hardening-Fuse-92133237 | Laterals | 13011 | 0.057576 | 4 | 3 | 101040.14 | 0 | 1798.3677 | 2124.2759 | 2745.4681 | -99241.7723 | -98915.8641 | -98294.6719 | 0.017799 | 0.021024 | 0.027172 | 0.019704
9676 | Lateral Hardening | Lateral Hardening-Fuse-92671000 | Laterals | 13117 | 0.011174 | 2 | 2 | 50000 | 0 | 895.7685 | 1043.2077 | 1328.4835 | -49104.2315 | -48956.7923 | -48671.5165 | 0.017915 | 0.020864 | 0.02657 | 0.019665
11386 | Lateral Hardening | Lateral Hardening-Fuse-60574946 | Laterals | 13298 | 0.075758 | 4 | 1 | 54677.93 | 0 | 965.7091 | 1150.0547 | 1507.0481 | -53712.2209 | -53527.8753 | -53170.8819 | 0.017662 | 0.021033 | 0.027562 | 0.019663
18878 | Lateral Hardening | Lateral Hardening-Fuse-10244455 | Laterals | 13865 | 0.10587 | 8 | 0 | 165918.78 | 0 | 2916.9814 | 3497.203 | 4626.2957 | -163001.7986 | -162421.577 | -161292.4843 | 0.017581 | 0.021078 | 0.027883 | 0.01966
16271 | Lateral Hardening | Lateral Hardening-Fuse-10759957 | Laterals | 13331 | 0.13617 | 6 | 2 | 108080.92 | 0 | 1905.8511 | 2268.5386 | 2974.9864 | -106175.0689 | -105812.3814 | -105105.9336 | 0.017634 | 0.020989 | 0.027526 | 0.019629
8296 | Lateral Hardening | Lateral Hardening-Fuse-90092140 | Laterals | 13622 | 0.12898 | 11 | 0 | 237524.34 | 0 | 4167.5879 | 4996.5698 | 6609.7419 | -233356.7521 | -232527.7702 | -230914.5981 | 0.017546 | 0.021036 | 0.027828 | 0.019621
15168 | Lateral Hardening | Lateral Hardening-Fuse-10704104 | Laterals | 13962 | 0.04053 | 4 | 0 | 83268.9 | 0 | 1459.3404 | 1749.6202 | 2314.4955 | -81809.5596 | -81519.2798 | -80954.4045 | 0.017526 | 0.021012 | 0.027795 | 0.019598
14465 | Lateral Hardening | Lateral Hardening-Fuse-10682997 | Laterals | 13011 | 0.14659 | 10 | 0 | 142741.09 | 0 | 2498.8122 | 2995.8551 | 3963.0846 | -140242.2778 | -139745.2349 | -138778.0054 | 0.017506 | 0.020988 | 0.027764 | 0.019576
18395 | Lateral Hardening | Lateral Hardening-Fuse-10628991 | Laterals | 13787 | 0.12254 | 3 |  | 68856.65 | 0 | 1204.6066 | 1444.2169 | 1910.4908 | -67652.0434 | -67412.4331 | -66946.1592 | 0.017494 | 0.020974 | 0.027746 | 0.019564
8881 | Lateral Hardening | Lateral Hardening-Fuse-91541390 | Laterals | 13592 | 0.052083 | 3 | 11 | 50000 | 0 | 898.1115 | 1036.3122 | 1280.1142 | -49101.8885 | -48963.6878 | -48719.8858 | 0.017962 | 0.020726 | 0.025602 | 0.019555
15464 | Lateral Hardening | Lateral Hardening-Fuse-60075908 | Laterals | 13122 | 0.017424 | 8 | 0 | 152165.63 | 0 | 2659.1727 | 3188.1132 | 4217.4144 | -149506.4573 | -148977.5168 | -147948.2156 | 0.017476 | 0.020952 | 0.027716 | 0.019542
120 | Lateral Hardening | Lateral Hardening-Fuse-91790911 | Laterals | 13142 | 0.020644 | 4 |  | 50000 | 0 | 873.7365 | 1047.5329 | 1385.735 | -49126.2635 | -48952.4671 | -48614.265 | 0.017475 | 0.020951 | 0.027715 | 0.019542
9293 | Lateral Hardening | Lateral Hardening-Fuse-91916821 | Laterals | 13294 | 0.032008 | 5 | 0 | 50000 | 0 | 872.0807 | 1045.5477 | 1383.109 | -49127.9193 | -48954.4523 | -48616.891 | 0.017442 | 0.020911 | 0.027662 | 0.019504
12419 | Lateral Hardening | Lateral Hardening-Fuse-92744134 | Laterals | 13254 | 0.058902 | 7 | 0 | 81648.58 | 0 | 1423.9116 | 1707.1443 | 2258.3059 | -80224.6684 | -79941.4357 | -79390.2741 | 0.01744 | 0.020908 | 0.027659 | 0.019502
3969 | Lateral Hardening | Lateral Hardening-Fuse-60617340 | Laterals | 13147 | 0.025947 | 4 | 1 | 50538.31 | 0 | 885.3869 | 1053.0634 | 1382.9277 | -49652.9231 | -49485.2466 | -49155.3823 | 0.017519 | 0.020837 | 0.027364 | 0.019499
17986 | Lateral Hardening | Lateral Hardening-Fuse-10391678 | Laterals | 13546 | 0.077083 | 6 | 0 | 229455.04 | 0 | 3994.1321 | 4788.6117 | 6334.6432 | -225460.9079 | -224666.4283 | -223120.3968 | 0.017407 | 0.020869 | 0.027607 | 0.019466
19013 | Lateral Hardening | Lateral Hardening-Fuse-90993877 | Laterals | 13268 | 0.0085227 | 2 | 1 | 50000 | 0 | 875.4761 | 1039.5432 | 1353.2256 | -49124.5239 | -48960.4568 | -48646.7744 | 0.01751 | 0.020791 | 0.027065 | 0.019449
8758 | Lateral Hardening | Lateral Hardening-Fuse-10676282 | Laterals | 14124 | 0.063258 | 4 | 4 | 53639.09 | 0 | 941.2458 | 1112.7691 | 1437.8027 | -52697.8442 | -52526.3209 | -52201.2873 | 0.017548 | 0.020745 | 0.026805 | 0.019433
8950 | Lateral Hardening | Lateral Hardening-Fuse-10476025 | Laterals | 13435 | 0.097538 | 7 | 0 | 169099.95 | 0 | 2937.7336 | 3522.0831 | 4659.2084 | -166162.2164 | -165577.8669 | -164440.7416 | 0.017373 | 0.020828 | 0.027553 | 0.019427
18962 | Lateral Hardening | Lateral Hardening-Fuse-91345667 | Laterals | 14041 | 0.0090909 | 3 |  | 50000 | 0 | 868.2613 | 1040.9686 | 1377.0514 | -49131.7387 | -48959.0314 | -48622.9486 | 0.017365 | 0.020819 | 0.027541 | 0.019419
7511 | Lateral Hardening | Lateral Hardening-Fuse-60105573 | Laterals | 13030 | 0.036932 | 2 | 2 | 55381.23 | 0 | 971.3576 | 1146.3212 | 1478.9064 | -54409.8724 | -54234.9088 | -53902.3236 | 0.017539 | 0.020699 | 0.026704 | 0.019404
14014 | Lateral Hardening | Lateral Hardening-Fuse-90375756 | Laterals | 13657 | 0.032386 | 2 | 0 | 57802.17 | 0 | 1002.3861 | 1201.7724 | 1589.7717 | -56799.7839 | -56600.3976 | -56212.3983 | 0.017342 | 0.020791 | 0.027504 | 0.019393
17679 | Lateral Hardening | Lateral Hardening-Fuse-90096217 | Laterals | 14111 | 0.06553 | 6 | 0 | 82679.33 | 0 | 1433.3464 | 1718.4558 | 2273.2693 | -81245.9836 | -80960.8742 | -80406.0607 | 0.017336 | 0.020785 | 0.027495 | 0.019387
19340 | Lateral Hardening | Lateral Hardening-Fuse-91124884 | Laterals | 13434 | 0.015909 | 4 |  | 50000 | 0 | 866.0006 | 1038.2582 | 1373.4659 | -49133.9994 | -48961.7418 | -48626.5341 | 0.01732 | 0.020765 | 0.027469 | 0.019368
8678 | Lateral Hardening | Lateral Hardening-Fuse-10455371 | Laterals | 13171 | 0.081629 | 6 | 0 | 126266.06 | 0 | 2186.3668 | 2621.2607 | 3467.5502 | -124079.6932 | -123644.7993 | -122798.5098 | 0.017316 | 0.02076 | 0.027462 | 0.019364
3400 | Lateral Hardening | Lateral Hardening-Fuse-93301857 | Laterals | 13962 | 0.017424 | 3 | 2 | 89334.58 | 0 | 1564.7976 | 1842.4145 | 2374.0187 | -87769.7824 | -87492.1655 | -86960.5613 | 0.017516 | 0.020624 | 0.026574 | 0.019354
4103 | Lateral Hardening | Lateral Hardening-Fuse-90901279 | Laterals | 13818 | 0.068182 | 4 |  | 59821.89 | 0 | 1033.8597 | 1239.5065 | 1639.6884 | -58788.0303 | -58582.3835 | -58182.2016 | 0.017282 | 0.02072 | 0.02741 | 0.019326
11793 | Lateral Hardening | Lateral Hardening-Fuse-10745603 | Laterals | 13330 | 0.069886 | 5 | 1 | 110431.92 | 0 | 1913.6309 | 2285.0718 | 3001.4681 | -108518.2891 | -108146.8482 | -107430.4519 | 0.017329 | 0.020692 | 0.027179 | 0.019323
4416 | Lateral Hardening | Lateral Hardening-Fuse-93044632 | Laterals | 13813 | 0.073485 | 5 | 2 | 58419.05 | 0 | 1013.4944 | 1207.2232 | 1580.235 | -57405.5556 | -57211.8268 | -56838.815 | 0.017349 | 0.020665 | 0.02705 | 0.019314
12861 | Lateral Hardening | Lateral Hardening-Fuse-91053360 | Laterals | 14026 | 0.036553 | 5 | 0 | 50000 | 0 | 862.6845 | 1034.2825 | 1368.2068 | -49137.3155 | -48965.7175 | -48631.7932 | 0.017254 | 0.020686 | 0.027364 | 0.019294
6900 | Lateral Hardening | Lateral Hardening-Fuse-93165190 | Laterals | 14040 | 0.13409 | 9 | 14 | 214935.6 | 0 | 3768.8482 | 4407.6898 | 5629.9652 | -211166.7518 | -210527.9102 | -209305.6348 | 0.017535 | 0.020507 | 0.026194 | 0.019292
12749 | Lateral Hardening | Lateral Hardening-Fuse-91686204 | Laterals | 13524 | 0.023295 | 3 | 13 | 81249.27 | 0 | 1435.7351 | 1659.9821 | 2069.6852 | -79813.5349 | -79589.2879 | -79179.5848 | 0.017671 | 0.020431 | 0.025473 | 0.019279
7228 | Lateral Hardening | Lateral Hardening-Fuse-10091427 | Laterals | 13370 | 0.063068 | 9 | 0 | 82296.48 | 0 | 1412.5936 | 1693.575 | 2240.3557 | -80883.8864 | -80602.905 | -80056.1243 | 0.017165 | 0.020579 | 0.027223 | 0.019195
3587 | Lateral Hardening | Lateral Hardening-Fuse-10745587 | Laterals | 13431 | 0.1017 | 6 | 2 | 56834.31 | 0 | 978.3369 | 1164.5165 | 1527.1597 | -55855.9731 | -55669.7935 | -55307.1503 | 0.017214 | 0.02049 | 0.02687 | 0.019162
18430 | Lateral Hardening | Lateral Hardening-Fuse-93183331 | Laterals | 13003 | 0.086174 | 6 | 4 | 142921.45 | 0 | 2475.365 | 2915.7978 | 3754.2194 | -140446.085 | -140005.6522 | -139167.2306 | 0.01732 | 0.020401 | 0.026268 | 0.019139
12782 | Lateral Hardening | Lateral Hardening-Fuse-10558855 | Laterals | 13299 | 0.13144 | 7 | 0 | 58796.81 | 0 | 1004.5232 | 1204.3346 | 1593.1611 | -57792.2868 | -57592.4754 | -57203.6489 | 0.017085 | 0.020483 | 0.027096 | 0.019105
19234 | Lateral Hardening | Lateral Hardening-Fuse-10080910 | Laterals | 14000 | 0.10303 | 5 | 4 | 108747.74 | 0 | 1879.1586 | 2215.1312 | 2851.8581 | -106868.5814 | -106532.6088 | -105895.8819 | 0.01728 | 0.020369 | 0.026225 | 0.019101
14021 | Lateral Hardening | Lateral Hardening-Fuse-60653831 | Laterals | 13523 | 0.076894 | 6 | 15 | 77843.69 | 0 | 1353.2259 | 1576.3392 | 1976.3737 | -76490.4641 | -76267.3508 | -75867.3163 | 0.017384 | 0.02025 | 0.025389 | 0.019044
8007 | Lateral Hardening | Lateral Hardening-Fuse-90349338 | Laterals | 13146 | 0.098864 | 5 | 2 | 100541.46 | 0 | 1722.4877 | 2045.8536 | 2669.0184 | -98818.9723 | -98495.6064 | -97872.4416 | 0.017132 | 0.020348 | 0.026546 | 0.019038
11528 | Lateral Hardening | Lateral Hardening-Fuse-93324813 | Laterals | 13723 | 0.047727 | 4 | 0 | 79911.03 | 0 | 1359.8595 | 1630.3514 | 2156.72 | -78551.1705 | -78280.6786 | -77754.31 | 0.017017 | 0.020402 | 0.026989 | 0.01903
9727 | Lateral Hardening | Lateral Hardening-Fuse-92436252 | Laterals | 13951 | 0.055492 | 6 | 0 | 52485.07 | 0 | 892.207 | 1069.6774 | 1415.0291 | -51592.863 | -51415.3926 | -51070.0409 | 0.016999 | 0.020381 | 0.026961 | 0.01901
1201 | Lateral Hardening | Lateral Hardening-Fuse-92702152 | Laterals | 13299 | 0.076705 | 1 | 1 | 50000 | 0 | 870.7886 | 1006.4986 | 1252.4422 | -49129.2114 | -48993.5014 | -48747.5578 | 0.017416 | 0.02013 | 0.025049 | 0.018993
16457 | Lateral Hardening | Lateral Hardening-Fuse-10030697 | Laterals | 13622 | 0.20246 | 17 | 0 | 325917.54 | 0 | 5535.2643 | 6636.293 | 8778.8594 | -320382.2757 | -319281.247 | -317138.6806 | 0.016984 | 0.020362 | 0.026936 | 0.018992
8361 | Lateral Hardening | Lateral Hardening-Fuse-10797375 | Laterals | 14041 | 0.12292 | 9 | 0 | 241058.91 | 0 | 4088.9485 | 4902.2881 | 6485.0208 | -236969.9615 | -236156.6219 | -234573.8892 | 0.016962 | 0.020336 | 0.026902 | 0.018969
17801 | Lateral Hardening | Lateral Hardening-Fuse-60133702 | Laterals | 13836 | 0.03447 | 1 | 3 | 50000 | 0 | 874.4083 | 1003.7817 | 1224.2772 | -49125.5917 | -48996.2183 | -48775.7228 | 0.017488 | 0.020076 | 0.024486 | 0.018964
2579 | Lateral Hardening | Lateral Hardening-Fuse-60557714 | Laterals | 13808 | 0.041856 | 1 | 1 | 50000 | 0 | 868.5108 | 1004.9688 | 1252.6021 | -49131.4892 | -48995.0312 | -48747.3979 | 0.01737 | 0.020099 | 0.025052 | 0.018957
19413 | Lateral Hardening | Lateral Hardening-Fuse-10643466 | Laterals | 13390 | 0.071402 | 5 | 1 | 50000 | 0 | 851.2915 | 1013.6978 | 1328.5612 | -49148.7085 | -48986.3022 | -48671.4388 | 0.017026 | 0.020274 | 0.026571 | 0.018955
9356 | Lateral Hardening | Lateral Hardening-Fuse-10808182 | Laterals | 13340 | 0.036174 | 3 |  | 50000 | 0 | 847.2436 | 1015.7702 | 1343.7176 | -49152.7564 | -48984.2298 | -48656.2824 | 0.016945 | 0.020315 | 0.026874 | 0.018949
4393 | Lateral Hardening | Lateral Hardening-Fuse-91505410 | Laterals | 13808 | 0.039962 | 1 | 2 | 50000 | 0 | 873.0917 | 1002.8068 | 1223.5169 | -49126.9083 | -48997.1932 | -48776.4831 | 0.017462 | 0.020056 | 0.02447 | 0.018941
8129 | Lateral Hardening | Lateral Hardening-Fuse-10215348 | Laterals | 13447 | 0.041098 | 6 | 0 | 151369.91 | 0 | 2563.3887 | 3073.2766 | 4065.5021 | -148806.5213 | -148296.6334 | -147304.4079 | 0.016935 | 0.020303 | 0.026858 | 0.018937
18087 | Lateral Hardening | Lateral Hardening-Fuse-10431794 | Laterals | 13838 | 0.14886 | 7 | 0 | 60244.89 | 0 | 1019.5138 | 1222.307 | 1616.936 | -59225.3762 | -59022.583 | -58627.954 | 0.016923 | 0.020289 | 0.026839 | 0.018924
12272 | Lateral Hardening | Lateral Hardening-Fuse-60618017 | Laterals | 13236 | 0.089773 | 4 | 1 | 55842.69 | 0 | 948.8232 | 1130.0415 | 1480.721 | -54893.8668 | -54712.6485 | -54361.969 | 0.016991 | 0.020236 | 0.026516 | 0.018917
17534 | Lateral Hardening | Lateral Hardening-Fuse-90162234 | Laterals | 13805 | 0.049053 | 2 | 2 | 56388.59 | 0 | 963.9806 | 1138.3775 | 1467.2598 | -55424.6094 | -55250.2125 | -54921.3302 | 0.017095 | 0.020188 | 0.026021 | 0.018916
9417 | Lateral Hardening | Lateral Hardening-Fuse-91948246 | Laterals | 13579 | 0.070833 | 4 | 3 | 97703.26 | 0 | 1671.9744 | 1963.4725 | 2520.6359 | -96031.2856 | -95739.7875 | -95182.6241 | 0.017113 | 0.020096 | 0.025799 | 0.018876
16786 | Lateral Hardening | Lateral Hardening-Fuse-92655739 | Laterals | 13226 | 0.017045 | 3 |  | 50000 | 0 | 841.1281 | 1008.4383 | 1334.0186 | -49158.8719 | -48991.5617 | -48665.9814 | 0.016823 | 0.020169 | 0.02668 | 0.018812
386 | Lateral Hardening | Lateral Hardening-Fuse-10484831 | Laterals | 13461 | 0.058144 | 3 | 3 | 96648.68 | 0 | 1651.3721 | 1930.5526 | 2479.8354 | -94997.3079 | -94718.1274 | -94168.8446 | 0.017086 | 0.019975 | 0.025658 | 0.01881
13600 | Lateral Hardening | Lateral Hardening-Fuse-90757858 | Laterals | 13440 | 0.14697 | 8 | 0 | 50000 | 0 | 840.8 | 1008.045 | 1333.4983 | -49159.2 | -48991.955 | -48666.5017 | 0.016816 | 0.020161 | 0.02667 | 0.018805
5155 | Lateral Hardening | Lateral Hardening-Fuse-91316342 | Laterals | 13126 | 0.07197 | 4 | 2 | 58293.13 | 0 | 987.0355 | 1172.9359 | 1519.5901 | -57306.0945 | -57120.1941 | -56773.5399 | 0.016932 | 0.020121 | 0.026068 | 0.018803
4534 | Lateral Hardening | Lateral Hardening-Fuse-90512037 | Laterals | 13096 | 0.05 | 3 | 4 | 60397.29 | 0 | 1029.3331 | 1208.8867 | 1550.9612 | -59367.9569 | -59188.4033 | -58846.3288 | 0.017043 | 0.020016 | 0.025679 | 0.018798
17027 | Lateral Hardening | Lateral Hardening-Fuse-60242061 | Laterals | 13924 | 0.01553 | 5 |  | 50000 | 0 | 840.064 | 1007.1625 | 1332.3309 | -49159.936 | -48992.8375 | -48667.6691 | 0.016801 | 0.020143 | 0.026647 | 0.018788
7427 | Lateral Hardening | Lateral Hardening-Fuse-92619162 | Laterals | 13303 | 0.1053 | 7 | 0 | 161353.46 | 0 | 2708.1945 | 3246.886 | 4295.1624 | -158645.2655 | -158106.574 | -157058.2976 | 0.016784 | 0.020123 | 0.02662 | 0.018769
13377 | Lateral Hardening | Lateral Hardening-Fuse-93155782 | Laterals | 13150 | 0.015152 | 2 | 4 | 56992.45 | 0 | 977.6456 | 1136.2533 | 1418.6034 | -56014.8044 | -55856.1967 | -55573.8466 | 0.017154 | 0.019937 | 0.024891 | 0.018763
17972 | Lateral Hardening | Lateral Hardening-Fuse-91574186 | Laterals | 13921 | 0.082008 | 6 | 10 | 130580.6 | 0 | 2222.8528 | 2593.7909 | 3301.4062 | -128357.7472 | -127986.8091 | -127279.1938 | 0.017023 | 0.019864 | 0.025283 | 0.018701
6077 | Lateral Hardening | Lateral Hardening-Fuse-60388347 | Laterals | 13423 | 0.076515 | 4 | 1 | 50000 | 0 | 839.701 | 998.6797 | 1311.568 | -49160.299 | -49001.3203 | -48688.432 | 0.016794 | 0.019974 | 0.026231 | 0.018692
13226 | Lateral Hardening | Lateral Hardening-Fuse-91781852 | Laterals | 13577 | 0.10398 | 6 | 0 | 93134.65 | 0 | 1554.7144 | 1863.9653 | 2465.7575 | -91579.9356 | -91270.6847 | -90668.8925 | 0.016693 | 0.020014 | 0.026475 | 0.018668
8401 | Lateral Hardening | Lateral Hardening-Fuse-92908656 | Laterals | 13254 | 0.051894 | 4 | 0 | 56567.65 | 0 | 944.1039 | 1131.8972 | 1497.3369 | -55623.5461 | -55435.7528 | -55070.3131 | 0.01669 | 0.02001 | 0.02647 | 0.018664
6231 | Lateral Hardening | Lateral Hardening-Fuse-91909301 | Laterals | 13459 | 0.043371 | 4 | 0 | 51986.39 | 0 | 866.6695 | 1039.0602 | 1374.5269 | -51119.7205 | -50947.3298 | -50611.8631 | 0.016671 | 0.019987 | 0.02644 | 0.018643
9025 | Lateral Hardening | Lateral Hardening-Fuse-10466914 | Laterals | 13433 | 0.054735 | 3 |  | 50000 | 0 | 832.487 | 998.0784 | 1320.3139 | -49167.513 | -49001.9216 | -48679.6861 | 0.01665 | 0.019962 | 0.026406 | 0.018619
13373 | Lateral Hardening | Lateral Hardening-Fuse-10556638 | Laterals | 13298 | 0.02197 | 3 | 1 | 94151.02 | 0 | 1572.0378 | 1872.4029 | 2449.5482 | -92578.9822 | -92278.6171 | -91701.4718 | 0.016697 | 0.019887 | 0.026017 | 0.018586
81 | Lateral Hardening | Lateral Hardening-Fuse-10791869 | Laterals | 13243 | 0.020265 | 2 | 8 | 73137.43 | 0 | 1248.0396 | 1440.4606 | 1775.6762 | -71889.3904 | -71696.9694 | -71361.7538 | 0.017064 | 0.019695 | 0.024279 | 0.018575
9450 | Lateral Hardening | Lateral Hardening-Fuse-90751844 | Laterals | 13229 | 0.015341 | 1 | 18 | 50000 | 0 | 856.8853 | 984.0755 | 1189.7668 | -49143.1147 | -49015.9245 | -48810.2332 | 0.017138 | 0.019682 | 0.023795 | 0.018567
17170 | Lateral Hardening | Lateral Hardening-Fuse-93224723 | Laterals | 13459 | 0.0077652 | 3 | 0 | 73697.08 | 0 | 1223.5313 | 1466.906 | 1940.5053 | -72473.5487 | -72230.174 | -71756.5747 | 0.016602 | 0.019905 | 0.026331 | 0.018566
17325 | Lateral Hardening | Lateral Hardening-Fuse-60256612 | Laterals | 13099 | 0.015909 | 3 | 1 | 50000 | 0 | 834.8937 | 991.463 | 1290.8931 | -49165.1063 | -49008.537 | -48709.1069 | 0.016698 | 0.019829 | 0.025818 | 0.018549
7481 | Lateral Hardening | Lateral Hardening-Fuse-92249907 | Laterals | 13148 | 0.16458 | 10 | 2 | 151788.25 | 0 | 2525.3996 | 3004.5807 | 3943.1863 | -149262.8504 | -148783.6693 | -147845.0637 | 0.016638 | 0.019795 | 0.025978 | 0.018519
1229 | Lateral Hardening | Lateral Hardening-Fuse-93386363 | Laterals | 13439 | 0.11837 | 7 | 0 | 50000 | 0 | 827.7271 | 992.3717 | 1312.7648 | -49172.2729 | -49007.6283 | -48687.2352 | 0.016555 | 0.019847 | 0.026255 | 0.018512
18565 | Lateral Hardening | Lateral Hardening-Fuse-92371866 | Laterals | 13011 | 0.1447 | 6 | 4 | 148293.79 | 0 | 2475.4188 | 2930.0749 | 3789.5651 | -145818.3712 | -145363.7151 | -144504.2249 | 0.016693 | 0.019759 | 0.025554 | 0.018499
14296 | Lateral Hardening | Lateral Hardening-Fuse-10645486 | Laterals | 13148 | 0.039394 | 4 | 0 | 51655.85 | 0 | 854.012 | 1023.8849 | 1354.4522 | -50801.838 | -50631.9651 | -50301.3978 | 0.016533 | 0.019821 | 0.026221 | 0.018488
3975 | Lateral Hardening | Lateral Hardening-Fuse-10567082 | Laterals | 13314 | 0.047917 | 4 | 0 | 50000 | 0 | 826.6232 | 991.0483 | 1311.014 | -49173.3768 | -49008.9517 | -48688.986 | 0.016532 | 0.019821 | 0.02622 | 0.018488
15163 | Lateral Hardening | Lateral Hardening-Fuse-60263846 | Laterals | 14030 | 0.027462 | 4 | 3 | 50000 | 0 | 837.3184 | 983.1301 | 1262.5802 | -49162.6816 | -49016.8699 | -48737.4198 | 0.016746 | 0.019663 | 0.025252 | 0.018472
3306 | Lateral Hardening | Lateral Hardening-Fuse-92866385 | Laterals | 13711 | 0.012121 | 3 | 0 | 50000 | 0 | 825.696 | 989.9366 | 1309.5434 | -49174.304 | -49010.0634 | -48690.4566 | 0.016514 | 0.019799 | 0.026191 | 0.018467
19034 | Lateral Hardening | Lateral Hardening-Fuse-10556523 | Laterals | 13924 | 0.10038 | 7 | 0 | 169541.7 | 0 | 2798.712 | 3355.4085 | 4438.7219 | -166742.988 | -166186.2915 | -165102.9781 | 0.016508 | 0.019791 | 0.026181 | 0.01846
11716 | Lateral Hardening | Lateral Hardening-Fuse-10757379 | Laterals | 13423 | 0.19261 | 8 | 2 | 157223.37 | 0 | 2604.7108 | 3101.2049 | 4073.4419 | -154618.6592 | -154122.1651 | -153149.9281 | 0.016567 | 0.019725 | 0.025909 | 0.018448
2305 | Lateral Hardening | Lateral Hardening-Fuse-92254300 | Laterals | 13206 | 0.023674 | 3 | 3 | 53770.75 | 0 | 903.382 | 1051.6004 | 1336.054 | -52867.368 | -52719.1496 | -52434.696 | 0.016801 | 0.019557 | 0.024847 | 0.018432
19651 | Lateral Hardening | Lateral Hardening-Fuse-92828956 | Laterals | 13005 | 0.074432 | 6 | 0 | 50000 | 0 | 824.0358 | 987.9461 | 1306.9103 | -49175.9642 | -49012.0539 | -48693.0897 | 0.016481 | 0.019759 | 0.026138 | 0.01843
13300 | Lateral Hardening | Lateral Hardening-Fuse-91447486 | Laterals | 13600 | 0.15322 | 12 | 0 | 241293.94 | 0 | 3975.7143 | 4766.5302 | 6305.4327 | -237318.2257 | -236527.4098 | -234988.5073 | 0.016477 | 0.019754 | 0.026132 | 0.018425
5268 | Lateral Hardening | Lateral Hardening-Fuse-93245165 | Laterals | 13696 | 0.033523 | 4 |  | 50000 | 0 | 822.8756 | 986.5552 | 1305.0703 | -49177.1244 | -49013.4448 | -48694.9297 | 0.016458 | 0.019731 | 0.026101 | 0.018404
15495 | Lateral Hardening | Lateral Hardening-Fuse-92634719 | Laterals | 13331 | 0.030114 | 1 | 5 | 50000 | 0 | 850.0482 | 973.3017 | 1181.4706 | -49149.9518 | -49026.6983 | -48818.5294 | 0.017001 | 0.019466 | 0.023629 | 0.018403
10954 | Lateral Hardening | Lateral Hardening-Fuse-92012521 | Laterals | 13268 | 0.046591 | 5 |  | 50000 | 0 | 822.5036 | 986.1092 | 1304.4803 | -49177.4964 | -49013.8908 | -48695.5197 | 0.01645 | 0.019722 | 0.02609 | 0.018396
12723 | Lateral Hardening | Lateral Hardening-Fuse-60009268 | Laterals | 13113 | 0.12386 | 5 | 0 | 96226.9 | 0 | 1582.687 | 1897.5019 | 2510.1216 | -94644.213 | -94329.3981 | -93716.7784 | 0.016447 | 0.019719 | 0.026085 | 0.018393
3118 | Lateral Hardening | Lateral Hardening-Fuse-90281731 | Laterals | 13147 | 0.043371 | 4 | 2 | 55916.39 | 0 | 925.6392 | 1099.8956 | 1425.8538 | -54990.7508 | -54816.4944 | -54490.5362 | 0.016554 | 0.01967 | 0.0255 | 0.018383
14051 | Lateral Hardening | Lateral Hardening-Fuse-93300321 | Laterals | 13808 | 0.050568 | 5 | 1 | 50000 | 0 | 824.8782 | 982.7207 | 1286.8339 | -49175.1218 | -49017.2793 | -48713.1661 | 0.016498 | 0.019654 | 0.025737 | 0.018369
16142 | Lateral Hardening | Lateral Hardening-Fuse-91757639 | Laterals | 13019 | 0.045455 | 1 | 1 | 50000 | 0 | 840.9138 | 973.2937 | 1212.3323 | -49159.0862 | -49026.7063 | -48787.6677 | 0.016818 | 0.019466 | 0.024247 | 0.018355
15474 | Lateral Hardening | Lateral Hardening-Fuse-60360537 | Laterals | 13698 | 0.025758 | 4 |  | 80971.8 | 0 | 1328.2976 | 1592.5115 | 2106.6632 | -79643.5024 | -79379.2885 | -78865.1368 | 0.016404 | 0.019667 | 0.026017 | 0.018345
5252 | Lateral Hardening | Lateral Hardening-Fuse-92387763 | Laterals | 13044 | 0.024621 | 1 | 15 | 50000 | 0 | 853.9943 | 970.5796 | 1135.7118 | -49146.0057 | -49029.4204 | -48864.2882 | 0.01708 | 0.019412 | 0.022714 | 0.018343
6581 | Lateral Hardening | Lateral Hardening-Fuse-90527995 | Laterals | 13621 | 0.040341 | 1 | 1 | 50000 | 0 | 839.9378 | 972.0884 | 1211.4756 | -49160.0622 | -49027.9116 | -48788.5244 | 0.016799 | 0.019442 | 0.02423 | 0.018335
9018 | Lateral Hardening | Lateral Hardening-Fuse-92199736 | Laterals | 13787 | 0.087311 | 6 | 4 | 103002.64 | 0 | 1707.7585 | 2011.6139 | 2590.0423 | -101294.8815 | -100991.0261 | -100412.5977 | 0.01658 | 0.01953 | 0.025145 | 0.018321
18391 | Lateral Hardening | Lateral Hardening-Fuse-90102447 | Laterals | 13405 | 0.035038 | 4 | 2 | 50000 | 0 | 826.6386 | 977.8833 | 1263.6648 | -49173.3614 | -49022.1167 | -48736.3352 | 0.016533 | 0.019558 | 0.025273 | 0.018314
5351 | Lateral Hardening | Lateral Hardening-Fuse-92234442 | Laterals | 13039 | 0.046023 | 1 | 2 | 50000 | 0 | 844.2745 | 967.7439 | 1181.2036 | -49155.7255 | -49032.2561 | -48818.7964 | 0.016885 | 0.019355 | 0.023624 | 0.0183
4481 | Lateral Hardening | Lateral Hardening-Fuse-93039525 | Laterals | 13813 | 0.07803 | 4 | 1 | 54866.81 | 0 | 901.9525 | 1072.8872 | 1408.5968 | -53964.8575 | -53793.9228 | -53458.2132 | 0.016439 | 0.019554 | 0.025673 | 0.018297
14213 | Lateral Hardening | Lateral Hardening-Fuse-91338742 | Laterals | 13828 | 0.14053 | 13 | 0 | 166831.16 | 0 | 2729.3006 | 3272.1903 | 4328.6363 | -164101.8594 | -163558.9697 | -162502.5237 | 0.01636 | 0.019614 | 0.025946 | 0.018295
15408 | Lateral Hardening | Lateral Hardening-Fuse-10583674 | Laterals | 13840 | 0.037689 | 4 |  | 50000 | 0 | 816.9328 | 979.4303 | 1295.6451 | -49183.0672 | -49020.5697 | -48704.3549 | 0.016339 | 0.019589 | 0.025913 | 0.018271
7360 | Lateral Hardening | Lateral Hardening-Fuse-91872524 | Laterals | 13298 | 0.11553 | 6 | 4 | 154238.51 | 0 | 2541.0137 | 3011.6983 | 3898.3205 | -151697.4963 | -151226.8117 | -150340.1895 | 0.016475 | 0.019526 | 0.025275 | 0.01827
2545 | Lateral Hardening | Lateral Hardening-Fuse-10462582 | Laterals | 13798 | 0.023674 | 2 | 0 | 80647.85 | 0 | 1316.1682 | 1577.9695 | 2087.4262 | -79331.6818 | -79069.8805 | -78560.4238 | 0.01632 | 0.019566 | 0.025883 | 0.01825
4389 | Lateral Hardening | Lateral Hardening-Fuse-10612095 | Laterals | 13927 | 0.077652 | 5 | 3 | 98269.9 | 0 | 1619.1945 | 1913.3402 | 2475.8488 | -96650.7055 | -96356.5598 | -95794.0512 | 0.016477 | 0.01947 | 0.025194 | 0.018247
7121 | Lateral Hardening | Lateral Hardening-Fuse-60575459 | Laterals | 13268 | 0.13314 | 8 | 9 | 171422.33 | 0 | 2830.5385 | 3326.9792 | 4278.3465 | -168591.7915 | -168095.3508 | -167143.9835 | 0.016512 | 0.019408 | 0.024958 | 0.018225
17694 | Lateral Hardening | Lateral Hardening-Fuse-10876326 | Laterals | 14023 | 0.014015 | 2 | 1 | 50000 | 0 | 849.922 | 957.5196 | 1116.7198 | -49150.078 | -49042.4804 | -48883.2802 | 0.016998 | 0.01915 | 0.022334 | 0.018178
13301 | Lateral Hardening | Lateral Hardening-Fuse-10694130 | Laterals | 13254 | 0.026705 | 6 | 0 | 50000 | 0 | 812.3822 | 973.9745 | 1288.4279 | -49187.6178 | -49026.0255 | -48711.5721 | 0.016248 | 0.019479 | 0.025769 | 0.018169
2618 | Lateral Hardening | Lateral Hardening-Fuse-93340084 | Laterals | 13088 | 0.030114 | 4 | 0 | 50000 | 0 | 811.572 | 973.0031 | 1287.1429 | -49188.428 | -49026.9969 | -48712.8571 | 0.016231 | 0.01946 | 0.025743 | 0.018151
9359 | Lateral Hardening | Lateral Hardening-Fuse-10379343 | Laterals | 13186 | 0.12462 | 10 | 0 | 236846.99 | 0 | 3844.0122 | 4608.6311 | 6096.5549 | -233002.9778 | -232238.3589 | -230750.4351 | 0.01623 | 0.019458 | 0.02574 | 0.018149
15889 | Lateral Hardening | Lateral Hardening-Fuse-10801197 | Laterals | 13954 | 0.18428 | 11 | 0 | 101144.48 | 0 | 1640.6623 | 1967.0092 | 2602.0698 | -99503.8177 | -99177.4708 | -98542.4102 | 0.016221 | 0.019448 | 0.025726 | 0.018139
15074 | Lateral Hardening | Lateral Hardening-Fuse-93301256 | Laterals | 13808 | 0.048295 | 1 | 2 | 50000 | 0 | 835.8426 | 959.7043 | 1168.065 | -49164.1574 | -49040.2957 | -48831.935 | 0.016717 | 0.019194 | 0.023361 | 0.018124
10348 | Lateral Hardening | Lateral Hardening-Fuse-90642325 | Laterals | 13007 | 0.037311 | 3 | 6 | 62764.03 | 0 | 1035.2944 | 1207.9677 | 1520.2546 | -61728.7356 | -61556.0623 | -61243.7754 | 0.016495 | 0.019246 | 0.024222 | 0.018093
10337 | Lateral Hardening | Lateral Hardening-Fuse-60200777 | Laterals | 13817 | 0.09072 | 10 | 0 | 236052.41 | 0 | 3805.2542 | 4562.1637 | 6035.0851 | -232247.1558 | -231490.2463 | -230017.3249 | 0.01612 | 0.019327 | 0.025567 | 0.018027
2872 | Lateral Hardening | Lateral Hardening-Fuse-92034191 | Laterals | 13036 | 0.065909 | 4 | 0 | 53859.45 | 0 | 867.6225 | 1040.2028 | 1376.0384 | -52991.8275 | -52819.2472 | -52483.4116 | 0.016109 | 0.019313 | 0.025549 | 0.018014
5740 | Lateral Hardening | Lateral Hardening-Fuse-90194446 | Laterals | 13214 | 0.058523 | 4 | 0 | 50000 | 0 | 805.2081 | 965.3734 | 1277.0499 | -49194.7919 | -49034.6266 | -48722.9501 | 0.016104 | 0.019307 | 0.025541 | 0.018009
10524 | Lateral Hardening | Lateral Hardening-Fuse-92681015 | Laterals | 13805 | 0.058144 | 2 | 2 | 50000 | 0 | 819.2478 | 954.092 | 1214.9982 | -49180.7522 | -49045.908 | -48785.0018 | 0.016385 | 0.019082 | 0.0243 | 0.017986
6471 | Lateral Hardening | Lateral Hardening-Fuse-92309158 | Laterals | 13233 | 0.06572 | 4 | 1 | 53843.71 | 0 | 869.9589 | 1034.7946 | 1358.6766 | -52973.7511 | -52808.9154 | -52485.0334 | 0.016157 | 0.019218 | 0.025234 | 0.017983
13239 | Lateral Hardening | Lateral Hardening-Fuse-60647523 | Laterals | 13391 | 0.052652 | 3 | 1 | 50000 | 0 | 809.1826 | 961.0393 | 1250.9903 | -49190.8174 | -49038.9607 | -48749.0097 | 0.016184 | 0.019221 | 0.02502 | 0.017978
11617 | Lateral Hardening | Lateral Hardening-Fuse-92702213 | Laterals | 13299 | 0.046402 | 5 | 5 | 103532.8 | 0 | 1687.5255 | 1975.1919 | 2532.606 | -101845.2745 | -101557.6081 | -101000.194 | 0.016299 | 0.019078 | 0.024462 | 0.017949
9300 | Lateral Hardening | Lateral Hardening-Fuse-10762899 | Laterals | 13813 | 0.15303 | 6 | 2 | 105551.78 | 0 | 1699.3839 | 2022.7803 | 2652.6962 | -103852.3961 | -103528.9997 | -102899.0838 | 0.0161 | 0.019164 | 0.025132 | 0.017922
2651 | Lateral Hardening | Lateral Hardening-Fuse-10075286 | Laterals | 13656 | 0.082386 | 4 | 0 | 55228.83 | 0 | 885.0755 | 1061.1273 | 1403.7185 | -54343.7545 | -54167.7027 | -53825.1115 | 0.016026 | 0.019213 | 0.025416 | 0.017921
1565 | Lateral Hardening | Lateral Hardening-Fuse-92098544 | Laterals | 13030 | 0.063826 | 4 | 0 | 50000 | 0 | 801.1459 | 960.5032 | 1270.6073 | -49198.8541 | -49039.4968 | -48729.3927 | 0.016023 | 0.01921 | 0.025412 | 0.017918
1745 | Lateral Hardening | Lateral Hardening-Fuse-91940385 | Laterals | 13079 | 0.02803 | 2 | 4 | 50202.77 | 0 | 822.3188 | 955.7271 | 1193.2178 | -49380.4512 | -49247.0429 | -49009.5522 | 0.01638 | 0.019037 | 0.023768 | 0.017916
5461 | Lateral Hardening | Lateral Hardening-Fuse-93280312 | Laterals | 13213 | 0.011932 | 3 |  | 74344.98 | 0 | 1189.7529 | 1426.4086 | 1886.933 | -73155.2271 | -72918.5714 | -72458.047 | 0.016003 | 0.019186 | 0.025381 | 0.017896
19460 | Lateral Hardening | Lateral Hardening-Fuse-93323795 | Laterals | 13723 | 0.023106 | 4 | 1 | 50000 | 0 | 805.2448 | 956.2642 | 1247.3387 | -49194.7552 | -49043.7358 | -48752.6613 | 0.016105 | 0.019125 | 0.024947 | 0.017895
14719 | Lateral Hardening | Lateral Hardening-Fuse-10629028 | Laterals | 13146 | 0.077273 | 5 | 6 | 58225.17 | 0 | 947.22 | 1107.4073 | 1413.9544 | -57277.95 | -57117.7627 | -56811.2156 | 0.016268 | 0.019019 | 0.024284 | 0.017895
696 | Lateral Hardening | Lateral Hardening-Fuse-91218156 | Laterals | 13298 | 0.062311 | 4 | 0 | 53560.39 | 0 | 856.0816 | 1026.3662 | 1357.7346 | -52704.3084 | -52534.0238 | -52202.6554 | 0.015983 | 0.019163 | 0.02535 | 0.017874
12938 | Lateral Hardening | Lateral Hardening-Fuse-92582607 | Laterals | 13433 | 0.10947 | 6 | 0 | 89511.73 | 0 | 1429.4586 | 1713.7946 | 2267.1033 | -88082.2714 | -87797.9354 | -87244.6267 | 0.01597 | 0.019146 | 0.025327 | 0.017858
9853 | Lateral Hardening | Lateral Hardening-Fuse-60218836 | Laterals | 13696 | 0.090909 | 3 |  | 50000 | 0 | 797.821 | 956.5169 | 1265.3341 | -49202.179 | -49043.4831 | -48734.6659 | 0.015956 | 0.01913 | 0.025307 | 0.017844
5507 | Lateral Hardening | Lateral Hardening-Fuse-93349631 | Laterals | 13459 | 0.066098 | 5 | 1 | 53875.19 | 0 | 862.7263 | 1028.0015 | 1350.0977 | -53012.4637 | -52847.1885 | -52525.0923 | 0.016013 | 0.019081 | 0.02506 | 0.017838
15478 | Lateral Hardening | Lateral Hardening-Fuse-92983565 | Laterals | 13006 | 0.15246 | 6 | 3 | 109434.56 | 0 | 1755.9317 | 2087.2098 | 2723.4983 | -107678.6283 | -107347.3502 | -106711.0617 | 0.016045 | 0.019073 | 0.024887 | 0.017838
18871 | Lateral Hardening | Lateral Hardening-Fuse-60040223 | Laterals | 14001 | 0.073295 | 4 |  | 50543.31 | 0 | 804.9609 | 965.077 | 1276.6578 | -49738.3491 | -49578.233 | -49266.6522 | 0.015926 | 0.019094 | 0.025259 | 0.01781
6821 | Lateral Hardening | Lateral Hardening-Fuse-93244071 | Laterals | 13656 | 0.040341 | 3 | 1 | 50000 | 0 | 801.0272 | 951.1944 | 1240.8614 | -49198.9728 | -49048.8056 | -48759.1386 | 0.016021 | 0.019024 | 0.024817 | 0.017801
13752 | Lateral Hardening | Lateral Hardening-Fuse-92612900 | Laterals | 13390 | 0.035417 | 2 | 4 | 54746.63 | 0 | 890.8453 | 1035.371 | 1292.6526 | -53855.7847 | -53711.259 | -53453.9774 | 0.016272 | 0.018912 | 0.023612 | 0.017798
11681 | Lateral Hardening | Lateral Hardening-Fuse-92022160 | Laterals | 13460 | 0.064394 | 4 | 1 | 53733.53 | 0 | 858.7295 | 1022.9913 | 1339.9333 | -52874.8005 | -52710.5387 | -52393.5967 | 0.015981 | 0.019038 | 0.024937 | 0.017794
6419 | Lateral Hardening | Lateral Hardening-Fuse-60148773 | Laterals | 13461 | 0.025 | 2 |  | 50000 | 0 | 795.5713 | 953.8198 | 1261.7661 | -49204.4287 | -49046.1802 | -48738.2339 | 0.015911 | 0.019076 | 0.025235 | 0.017793
7816 | Lateral Hardening | Lateral Hardening-Fuse-10605168 | Laterals | 13924 | 0.076515 | 6 | 1 | 54740.89 | 0 | 872.7648 | 1042.2644 | 1369.9068 | -53868.1252 | -53698.6256 | -53370.9832 | 0.015944 | 0.01904 | 0.025025 | 0.017781
2208 | Lateral Hardening | Lateral Hardening-Fuse-93210725 | Laterals | 13656 | 0.031818 | 1 | 3 | 50000 | 0 | 819.4913 | 938.6863 | 1142.5083 | -49180.5087 | -49061.3137 | -48857.4917 | 0.01639 | 0.018774 | 0.02285 | 0.017751
4527 | Lateral Hardening | Lateral Hardening-Fuse-60392721 | Laterals | 13422 | 0.080492 | 7 | 4 | 102436 | 0 | 1640.5429 | 1941.7026 | 2511.4977 | -100795.4571 | -100494.2974 | -99924.5023 | 0.016015 | 0.018955 | 0.024518 | 0.017748
9916 | Lateral Hardening | Lateral Hardening-Fuse-10643481 | Laterals | 13390 | 0.061742 | 5 | 1 | 50000 | 0 | 795.6301 | 947.4175 | 1241.6937 | -49204.3699 | -49052.5825 | -48758.3063 | 0.015913 | 0.018948 | 0.024834 | 0.017715
9849 | Lateral Hardening | Lateral Hardening-Fuse-91979229 | Laterals | 13781 | 0.10871 | 7 | 0 | 55541.78 | 0 | 879.1587 | 1054.0336 | 1394.3346 | -54662.6213 | -54487.7464 | -54147.4454 | 0.015829 | 0.018977 | 0.025104 | 0.017701
14034 | Lateral Hardening | Lateral Hardening-Fuse-92271675 | Laterals | 13900 | 0.033333 | 3 | 0 | 51152.17 | 0 | 809.4117 | 970.4131 | 1283.7167 | -50342.7583 | -50181.7569 | -49868.4533 | 0.015824 | 0.018971 | 0.025096 | 0.017695
14012 | Lateral Hardening | Lateral Hardening-Fuse-91856801 | Laterals | 13354 | 0.0060606 | 3 | 0 | 50000 | 0 | 789.1313 | 946.0988 | 1251.5524 | -49210.8687 | -49053.9012 | -48748.4476 | 0.015783 | 0.018922 | 0.025031 | 0.017649
5870 | Lateral Hardening | Lateral Hardening-Fuse-92228664 | Laterals | 13786 | 0.077083 | 5 | 3 | 98222.68 | 0 | 1563.3635 | 1846.0138 | 2385.5099 | -96659.3165 | -96376.6662 | -95837.1701 | 0.015917 | 0.018794 | 0.024287 | 0.017617
13376 | Lateral Hardening | Lateral Hardening-Fuse-60461547 | Laterals | 13254 | 0.11023 | 7 | 0 | 57542.61 | 0 | 905.7552 | 1085.9205 | 1436.5163 | -56636.8548 | -56456.6895 | -56106.0937 | 0.015741 | 0.018872 | 0.024964 | 0.017602
17039 | Lateral Hardening | Lateral Hardening-Fuse-10754731 | Laterals | 14306 | 0.035795 | 3 | 0 | 55286.79 | 0 | 868.2613 | 1040.9686 | 1377.0514 | -54418.5287 | -54245.8214 | -53909.7386 | 0.015705 | 0.018829 | 0.024907 | 0.017562
16070 | Lateral Hardening | Lateral Hardening-Fuse-90292907 | Laterals | 13622 | 0.051894 | 4 | 0 | 85035.9 | 0 | 1335.2431 | 1600.8386 | 2117.6788 | -83700.6569 | -83435.0614 | -82918.2212 | 0.015702 | 0.018825 | 0.024903 | 0.017559
3525 | Lateral Hardening | Lateral Hardening-Fuse-92993420 | Laterals | 14124 | 0.086742 | 6 | 1 | 55590.85 | 0 | 874.8202 | 1044.8215 | 1372.2007 | -54716.0298 | -54546.0285 | -54218.6493 | 0.015737 | 0.018795 | 0.024684 | 0.017549
823 | Lateral Hardening | Lateral Hardening-Fuse-90281914 | Laterals | 13389 | 0.055682 | 2 | 2 | 52500.81 | 0 | 837.4235 | 978.387 | 1245.0711 | -51663.3865 | -51522.423 | -51255.7389 | 0.015951 | 0.018636 | 0.023715 | 0.017533
11135 | Lateral Hardening | Lateral Hardening-Fuse-10456329 | Laterals | 13225 | 0.041856 | 5 | 0 | 83475.05 | 0 | 1308.6211 | 1568.9211 | 2075.4565 | -82166.4289 | -81906.1289 | -81399.5935 | 0.015677 | 0.018795 | 0.024863 | 0.017531
2999 | Lateral Hardening | Lateral Hardening-Fuse-93207775 | Laterals | 13223 | 0.047917 | 7 | 0 | 131853.39 | 0 | 2066.9961 | 2478.1458 | 3278.2298 | -129786.3939 | -129375.2442 | -128575.1602 | 0.015676 | 0.018795 | 0.024863 | 0.017531
15762 | Lateral Hardening | Lateral Hardening-Fuse-60036008 | Laterals | 13038 | 0.015909 | 1 | 3 | 50000 | 0 | 807.8773 | 927.407 | 1131.1257 | -49192.1227 | -49072.593 | -48868.8743 | 0.016158 | 0.018548 | 0.022623 | 0.017521
5926 | Lateral Hardening | Lateral Hardening-Fuse-93235516 | Laterals | 13696 | 0.025379 | 2 | 6 | 50000 | 0 | 803.0373 | 929.093 | 1154.1797 | -49196.9627 | -49070.907 | -48845.8203 | 0.016061 | 0.018582 | 0.023084 | 0.017519
4493 | Lateral Hardening | Lateral Hardening-Fuse-91636970 | Laterals | 13327 | 0.017992 | 4 | 0 | 50000 | 0 | 782.071 | 937.634 | 1240.3547 | -49217.929 | -49062.366 | -48759.6453 | 0.015641 | 0.018753 | 0.024807 | 0.017491
9162 | Lateral Hardening | Lateral Hardening-Fuse-90291783 | Laterals | 13679 | 0.034848 | 2 | 1 | 51278.09 | 0 | 806.9688 | 958.4703 | 1248.1625 | -50471.1212 | -50319.6197 | -50029.9275 | 0.015737 | 0.018692 | 0.024341 | 0.017484
17722 | Lateral Hardening | Lateral Hardening-Fuse-92614275 | Laterals | 13236 | 0.050568 | 4 | 1 | 52584.51 | 0 | 825.5739 | 983.4935 | 1288.1984 | -51758.9361 | -51601.0165 | -51296.3116 | 0.0157 | 0.018703 | 0.024498 | 0.017481
14616 | Lateral Hardening | Lateral Hardening-Fuse-91568607 | Laterals | 13622 | 0.026136 | 2 | 1 | 50045.37 | 0 | 818.0607 | 921.6247 | 1074.857 | -49227.3093 | -49123.7453 | -48970.513 | 0.016346 | 0.018416 | 0.021478 | 0.01748
9883 | Lateral Hardening | Lateral Hardening-Fuse-10080955 | Laterals | 14000 | 0.071591 | 3 | 7 | 69542.97 | 0 | 1113.5511 | 1288.6668 | 1608.9854 | -68429.4189 | -68254.3032 | -67933.9846 | 0.016012 | 0.018531 | 0.023137 | 0.01748
9726 | Lateral Hardening | Lateral Hardening-Fuse-93311972 | Laterals | 13808 | 0.04072 | 1 | 2 | 50000 | 0 | 805.6762 | 925.0676 | 1125.9083 | -49194.3238 | -49074.9324 | -48874.0917 | 0.016114 | 0.018501 | 0.022518 | 0.01747
9402 | Lateral Hardening | Lateral Hardening-Fuse-92351472 | Laterals | 13431 | 0.057955 | 5 | 1 | 92702.94 | 0 | 1454.1816 | 1729.7464 | 2271.0383 | -91248.7584 | -90973.1936 | -90431.9017 | 0.015686 | 0.018659 | 0.024498 | 0.017459
919 | Lateral Hardening | Lateral Hardening-Fuse-60007478 | Laterals | 13076 | 0.012121 | 3 | 0 | 74374.43 | 0 | 1159.7275 | 1390.4109 | 1839.3133 | -73214.7025 | -72984.0191 | -72535.1167 | 0.015593 | 0.018695 | 0.02473 | 0.017437
8571 | Lateral Hardening | Lateral Hardening-Fuse-60016525 | Laterals | 13049 | 0.046212 | 4 | 10 | 79223.81 | 0 | 1261.726 | 1465.0462 | 1827.5598 | -77962.084 | -77758.7638 | -77396.2502 | 0.015926 | 0.018492 | 0.023068 | 0.01741
8353 | Lateral Hardening | Lateral Hardening-Fuse-60009310 | Laterals | 13113 | 0.040152 | 4 | 15 | 151190.74 | 0 | 2397.0155 | 2801.6869 | 3528.3901 | -148793.7245 | -148389.0531 | -147662.3499 | 0.015854 | 0.018531 | 0.023337 | 0.017406
18708 | Lateral Hardening | Lateral Hardening-Fuse-92015229 | Laterals | 13772 | 0.036174 | 2 | 7 | 59248.27 | 0 | 940.6774 | 1097.1552 | 1375.5317 | -58307.5926 | -58151.1148 | -57872.7383 | 0.015877 | 0.018518 | 0.023216 | 0.017403
12188 | Lateral Hardening | Lateral Hardening-Fuse-92048510 | Laterals | 13405 | 0.10455 | 9 | 0 | 93223 | 0 | 1450.7788 | 1739.3556 | 2300.9168 | -91772.2212 | -91483.6444 | -90922.0832 | 0.015562 | 0.018658 | 0.024682 | 0.017403
10793 | Lateral Hardening | Lateral Hardening-Fuse-10457708 | Laterals | 13229 | 0.025568 | 1 | 4 | 50000 | 0 | 803.4104 | 920.6667 | 1117.0541 | -49196.5896 | -49079.3333 | -48882.9459 | 0.016068 | 0.018413 | 0.022341 | 0.017399
1278 | Lateral Hardening | Lateral Hardening-Fuse-10070673 | Laterals | 13657 | 0.062879 | 1 | 1 | 50000 | 0 | 796.4793 | 921.9212 | 1148.4738 | -49203.5207 | -49078.0788 | -48851.5262 | 0.01593 | 0.018438 | 0.022969 | 0.017386
7494 | Lateral Hardening | Lateral Hardening-Fuse-10704163 | Laterals | 13962 | 0.086742 | 7 | 2 | 95095.42 | 0 | 1483.2096 | 1762.9843 | 2300.5066 | -93612.2104 | -93332.4357 | -92794.9134 | 0.015597 | 0.018539 | 0.024192 | 0.017339
15595 | Lateral Hardening | Lateral Hardening-Fuse-10240719 | Laterals | 13518 | 0.037689 | 4 | 2 | 58136.65 | 0 | 909.487 | 1076.2983 | 1391.8372 | -57227.163 | -57060.3517 | -56744.8128 | 0.015644 | 0.018513 | 0.023941 | 0.017334
16608 | Lateral Hardening | Lateral Hardening-Fuse-10804180 | Laterals | 13173 | 0.068561 | 6 | 23 | 128954.38 | 0 | 2048.6305 | 2371.7004 | 2939.919 | -126905.7495 | -126582.6796 | -126014.461 | 0.015886 | 0.018392 | 0.022798 | 0.017329
10131 | Lateral Hardening | Lateral Hardening-Fuse-60144161 | Laterals | 13939 | 0.036932 | 1 | 2 | 50000 | 0 | 798.3879 | 917.1113 | 1121.8746 | -49201.6121 | -49082.8887 | -48878.1254 | 0.015968 | 0.018342 | 0.022437 | 0.017327
5689 | Lateral Hardening | Lateral Hardening-Fuse-93233169 | Laterals | 13305 | 0.19129 | 16 | 0 | 537171.91 | 0 | 8318.4853 | 9973.1291 | 13193.0127 | -528853.4247 | -527198.7809 | -523978.8973 | 0.015486 | 0.018566 | 0.02456 | 0.017317
17267 | Lateral Hardening | Lateral Hardening-Fuse-10477661 | Laterals | 13435 | 0.075568 | 6 | 0 | 88717.15 | 0 | 1372.6114 | 1645.6398 | 2176.9444 | -87344.5386 | -87071.5102 | -86540.2056 | 0.015472 | 0.018549 | 0.024538 | 0.017302
12443 | Lateral Hardening | Lateral Hardening-Fuse-10628985 | Laterals | 13146 | 0.070455 | 3 | 0 | 50000 | 0 | 773.3813 | 927.2159 | 1226.573 | -49226.6187 | -49072.7841 | -48773.427 | 0.015468 | 0.018544 | 0.024531 | 0.017297
14855 | Lateral Hardening | Lateral Hardening-Fuse-60258062 | Laterals | 13236 | 0.066288 | 1 | 2 | 50000 | 0 | 796.1338 | 914.5221 | 1118.7073 | -49203.8662 | -49085.4779 | -48881.2927 | 0.015923 | 0.01829 | 0.022374 | 0.017278
9441 | Lateral Hardening | Lateral Hardening-Fuse-90915082 | Laterals | 13096 | 0.089583 | 4 | 2 | 95331.52 | 0 | 1485.256 | 1756.596 | 2269.5774 | -93846.264 | -93574.924 | -93061.9426 | 0.01558 | 0.018426 | 0.023807 | 0.017257
19702 | Lateral Hardening | Lateral Hardening-Fuse-60625725 | Laterals | 13462 | 0.071591 | 6 | 0 | 158655.22 | 0 | 2447.5402 | 2934.3846 | 3881.7679 | -156207.6798 | -155720.8354 | -154773.4521 | 0.015427 | 0.018495 | 0.024467 | 0.017251
11439 | Lateral Hardening | Lateral Hardening-Fuse-91094434 | Laterals | 13513 | 0.098674 | 11 | 0 | 160322.71 | 0 | 2472.2309 | 2963.9865 | 3920.9271 | -157850.4791 | -157358.7235 | -156401.7829 | 0.01542 | 0.018488 | 0.024456 | 0.017244
11370 | Lateral Hardening | Lateral Hardening-Fuse-91161628 | Laterals | 13146 | 0.039015 | 2 | 1 | 51624.37 | 0 | 801.3974 | 951.5818 | 1238.7219 | -50822.9726 | -50672.7882 | -50385.6481 | 0.015524 | 0.018433 | 0.023995 | 0.017244
11069 | Lateral Hardening | Lateral Hardening-Fuse-92414318 | Laterals | 13471 | 0.073295 | 6 | 19 | 160787.88 | 0 | 2530.5785 | 2952.0425 | 3678.4476 | -158257.3015 | -157835.8375 | -157109.4324 | 0.015739 | 0.01836 | 0.022878 | 0.017239
255 | Lateral Hardening | Lateral Hardening-Fuse-93208282 | Laterals | 13656 | 0.093371 | 3 | 2 | 50000 | 0 | 777.8751 | 919.4281 | 1188.187 | -49222.1249 | -49080.5719 | -48811.813 | 0.015558 | 0.018389 | 0.023764 | 0.017227
9838 | Lateral Hardening | Lateral Hardening-Fuse-92169994 | Laterals | 13279 | 0.040341 | 5 | 0 | 51734.55 | 0 | 796.801 | 955.2941 | 1263.7164 | -50937.749 | -50779.2559 | -50470.8336 | 0.015402 | 0.018465 | 0.024427 | 0.017223
9148 | Lateral Hardening | Lateral Hardening-Fuse-10635996 | Laterals | 13388 | 0.11458 | 6 | 8 | 121497.88 | 0 | 1900.6146 | 2223.9367 | 2848.1103 | -119597.2654 | -119273.9433 | -118649.7697 | 0.015643 | 0.018304 | 0.023442 | 0.017221
17849 | Lateral Hardening | Lateral Hardening-Fuse-10311268 | Laterals | 13865 | 0.077841 | 3 | 0 | 65357.37 | 0 | 1006.4395 | 1206.6321 | 1596.2004 | -64350.9305 | -64150.7379 | -63761.1696 | 0.015399 | 0.018462 | 0.024423 | 0.01722
7267 | Lateral Hardening | Lateral Hardening-Fuse-10625713 | Laterals | 13011 | 0.098864 | 5 | 10 | 50000 | 0 | 784.3801 | 913.4741 | 1158.7549 | -49215.6199 | -49086.5259 | -48841.2451 | 0.015688 | 0.018269 | 0.023175 | 0.017211
7303 | Lateral Hardening | Lateral Hardening-Fuse-60015764 | Laterals | 13120 | 0.049621 | 3 |  | 50000 | 0 | 769.3985 | 922.4409 | 1220.2564 | -49230.6015 | -49077.5591 | -48779.7436 | 0.015388 | 0.018449 | 0.024405 | 0.017208
5834 | Lateral Hardening | Lateral Hardening-Fuse-10090768 | Laterals | 13294 | 0.068371 | 5 | 0 | 87598.05 | 0 | 1346.3702 | 1614.1789 | 2135.3261 | -86251.6798 | -85983.8711 | -85462.7239 | 0.01537 | 0.018427 | 0.024376 | 0.017188
5691 | Lateral Hardening | Lateral Hardening-Fuse-10745484 | Laterals | 13815 | 0.13144 | 6 | 2 | 98810.06 | 0 | 1528.7728 | 1816.0609 | 2359.3602 | -97281.2872 | -96993.9991 | -96450.6998 | 0.015472 | 0.018379 | 0.023878 | 0.017185
13611 | Lateral Hardening | Lateral Hardening-Fuse-60592046 | Laterals | 13695 | 0.087121 | 7 | 0 | 114842.02 | 0 | 1764.3843 | 2115.3409 | 2798.2912 | -113077.6357 | -112726.6791 | -112043.7288 | 0.015364 | 0.01842 | 0.024366 | 0.017181
3771 | Lateral Hardening | Lateral Hardening-Fuse-91662846 | Laterals | 14110 | 0.026136 | 3 | 1 | 50000 | 0 | 770.2523 | 917.4599 | 1199.4316 | -49229.7477 | -49082.5401 | -48800.5684 | 0.015405 | 0.018349 | 0.023989 | 0.017147
9725 | Lateral Hardening | Lateral Hardening-Fuse-10605212 | Laterals | 13924 | 0.076515 | 5 | 2 | 103122.82 | 0 | 1589.1142 | 1891.2285 | 2470.2562 | -101533.7058 | -101231.5915 | -100652.5638 | 0.01541 | 0.01834 | 0.023955 | 0.017143
1179 | Lateral Hardening | Lateral Hardening-Fuse-90010089 | Laterals | 13296 | 0.042424 | 5 | 1 | 50000 | 0 | 769.2746 | 916.3536 | 1200.4709 | -49230.7254 | -49083.6464 | -48799.5291 | 0.015385 | 0.018327 | 0.024009 | 0.01713
111 | Lateral Hardening | Lateral Hardening-Fuse-91387810 | Laterals | 13007 | 0.050947 | 4 | 0 | 84888.65 | 0 | 1299.0008 | 1557.3873 | 2060.1989 | -83589.6492 | -83331.2627 | -82828.4511 | 0.015302 | 0.018346 | 0.024269 | 0.017112
13321 | Lateral Hardening | Lateral Hardening-Fuse-92974206 | Laterals | 13169 | 0.16117 | 9 | 0 | 97551.58 | 0 | 1490.6365 | 1787.1415 | 2364.1306 | -96060.9435 | -95764.4385 | -95187.4494 | 0.01528 | 0.01832 | 0.024235 | 0.017088
1635 | Lateral Hardening | Lateral Hardening-Fuse-91584316 | Laterals | 13011 | 0.026705 | 5 | 7 | 58461.27 | 0 | 903.9267 | 1062.2425 | 1365.7641 | -57557.3433 | -57399.0275 | -57095.5059 | 0.015462 | 0.01817 | 0.023362 | 0.017064
1630 | Lateral Hardening | Lateral Hardening-Fuse-90417360 | Laterals | 13496 | 0.015341 | 1 | 3 | 50000 | 0 | 795.3159 | 902.9976 | 1049.7407 | -49204.6841 | -49097.0024 | -48950.2593 | 0.015906 | 0.01806 | 0.020995 | 0.017061
16598 | Lateral Hardening | Lateral Hardening-Fuse-10688332 | Laterals | 13068 | 0.02803 | 1 | 3 | 50000 | 0 | 794.4799 | 899.5173 | 1049.4703 | -49205.5201 | -49100.4827 | -48950.5297 | 0.01589 | 0.01799 | 0.020989 | 0.01703
10073 | Lateral Hardening | Lateral Hardening-Fuse-92268604 | Laterals | 13017 | 0.039394 | 4 | 2 | 51655.85 | 0 | 791.5718 | 940.287 | 1217.775 | -50864.2782 | -50715.563 | -50438.075 | 0.015324 | 0.018203 | 0.023575 | 0.017013
13981 | Lateral Hardening | Lateral Hardening-Fuse-91218354 | Laterals | 13298 | 0.10758 | 6 | 1 | 57322.25 | 0 | 874.2452 | 1044.0226 | 1371.5107 | -56448.0048 | -56278.2274 | -55950.7393 | 0.015251 | 0.018213 | 0.023926 | 0.017007
8125 | Lateral Hardening | Lateral Hardening-Fuse-10476057 | Laterals | 13324 | 0.072727 | 4 |  | 50000 | 0 | 760.3468 | 911.5886 | 1205.9004 | -49239.6532 | -49088.4114 | -48794.0996 | 0.015207 | 0.018232 | 0.024118 | 0.017005
10979 | Lateral Hardening | Lateral Hardening-Fuse-60305649 | Laterals | 13516 | 0.082955 | 9 | 12 | 179041.23 | 0 | 2757.7625 | 3239.9188 | 4167.2937 | -176283.4675 | -175801.3112 | -174873.9363 | 0.015403 | 0.018096 | 0.023276 | 0.016998
3299 | Lateral Hardening | Lateral Hardening-Fuse-91772174 | Laterals | 13007 | 0.026515 | 5 | 0 | 51298.45 | 0 | 779.5188 | 934.5742 | 1236.307 | -50518.9312 | -50363.8758 | -50062.143 | 0.015196 | 0.018218 | 0.0241 | 0.016993
4508 | Lateral Hardening | Lateral Hardening-Fuse-92619586 | Laterals | 13218 | 0.05 | 4 | 8 | 75608.61 | 0 | 1171.4181 | 1366.5122 | 1713.664 | -74437.1919 | -74242.0978 | -73894.946 | 0.015493 | 0.018074 | 0.022665 | 0.016984
2528 | Lateral Hardening | Lateral Hardening-Fuse-90167928 | Laterals | 13458 | 0.058902 | 3 | 2 | 53277.07 | 0 | 815.3956 | 967.8133 | 1252.1412 | -52461.6744 | -52309.2567 | -52024.9288 | 0.015305 | 0.018166 | 0.023502 | 0.016983
550 | Lateral Hardening | Lateral Hardening-Fuse-91489133 | Laterals | 14001 | 0.057386 | 8 | 0 | 85889.95 | 0 | 1304.2994 | 1563.7398 | 2068.6024 | -84585.6506 | -84326.2102 | -83821.3476 | 0.015186 | 0.018206 | 0.024084 | 0.016982
2024 | Lateral Hardening | Lateral Hardening-Fuse-10014421 | Laterals | 13016 | 0.091477 | 11 | 0 | 376672.5 | 0 | 5716.1123 | 6853.1138 | 9065.682 | -370956.3877 | -369819.3862 | -367606.818 | 0.015175 | 0.018194 | 0.024068 | 0.01697
7611 | Lateral Hardening | Lateral Hardening-Fuse-10566562 | Laterals | 13289 | 0.14205 | 12 | 0 | 167066.76 | 0 | 2531.266 | 3034.7643 | 4014.5559 | -164535.494 | -164031.9957 | -163052.2041 | 0.015151 | 0.018165 | 0.02403 | 0.016943
19118 | Lateral Hardening | Lateral Hardening-Fuse-91805071 | Laterals | 13953 | 0.037879 | 5 | 0 | 82856.6 | 0 | 1255.2345 | 1504.9153 | 1990.7861 | -81601.3655 | -81351.6847 | -80865.8139 | 0.015149 | 0.018163 | 0.024027 | 0.016941
19495 | Lateral Hardening | Lateral Hardening-Fuse-92905645 | Laterals | 14020 | 0.064773 | 7 | 0 | 159528.13 | 0 | 2416.5389 | 2897.2167 | 3832.6003 | -157111.5911 | -156630.9133 | -155695.5297 | 0.015148 | 0.018161 | 0.024025 | 0.01694
6246 | Lateral Hardening | Lateral Hardening-Fuse-10657038 | Laterals | 13098 | 0.030682 | 4 | 4 | 54861.81 | 0 | 841.6244 | 989.7667 | 1273.4068 | -54020.1856 | -53872.0433 | -53588.4032 | 0.015341 | 0.018041 | 0.023211 | 0.016938
6297 | Lateral Hardening | Lateral Hardening-Fuse-93374119 | Laterals | 13299 | 0.040152 | 1 | 3 | 50000 | 0 | 779.949 | 894.8087 | 1087.3792 | -49220.051 | -49105.1913 | -48912.6208 | 0.015599 | 0.017896 | 0.021748 | 0.016903
8143 | Lateral Hardening | Lateral Hardening-Fuse-60353493 | Laterals | 13268 | 0.20549 | 12 | 10 | 216430.9 | 0 | 3313.7664 | 3895.5117 | 5007.2372 | -213117.1336 | -212535.3883 | -211423.6628 | 0.015311 | 0.017999 | 0.023136 | 0.0169
12548 | Lateral Hardening | Lateral Hardening-Fuse-10393590 | Laterals | 13523 | 0.051894 | 6 | 0 | 72287.65 | 0 | 1092.1706 | 1309.4161 | 1732.1688 | -71195.4794 | -70978.2339 | -70555.4812 | 0.015109 | 0.018114 | 0.023962 | 0.016896
10546 | Lateral Hardening | Lateral Hardening-Fuse-91994219 | Laterals | 13533 | 0.065909 | 9 | 0 | 164181.8 | 0 | 2480.1214 | 2973.4465 | 3933.4413 | -161701.6786 | -161208.3535 | -160248.3587 | 0.015106 | 0.018111 | 0.023958 | 0.016893
12315 | Lateral Hardening | Lateral Hardening-Fuse-90713239 | Laterals | 13813 | 0.028977 | 3 | 1 | 50790.15 | 0 | 770.3275 | 916.369 | 1202.9285 | -50019.8225 | -49873.781 | -49587.2215 | 0.015167 | 0.018042 | 0.023684 | 0.016881
7720 | Lateral Hardening | Lateral Hardening-Fuse-10605196 | Laterals | 13924 | 0.019886 | 5 |  | 50000 | 0 | 754.5183 | 904.6009 | 1196.6566 | -49245.4817 | -49095.3991 | -48803.3434 | 0.01509 | 0.018092 | 0.023933 | 0.016875
15744 | Lateral Hardening | Lateral Hardening-Fuse-91213581 | Laterals | 14050 | 0.083144 | 7 |  | 89895.15 | 0 | 1355.1658 | 1624.7241 | 2149.2759 | -88539.9842 | -88270.4259 | -87745.8741 | 0.015075 | 0.018074 | 0.023909 | 0.016858
12361 | Lateral Hardening | Lateral Hardening-Fuse-10686173 | Laterals | 13808 | 0.067614 | 3 | 2 | 50000 | 0 | 764.8345 | 894.7481 | 1148.5935 | -49235.1655 | -49105.2519 | -48851.4065 | 0.015297 | 0.017895 | 0.022972 | 0.016844
1991 | Lateral Hardening | Lateral Hardening-Fuse-10055019 | Laterals | 13419 | 0.10909 | 10 | 26 | 191272.74 | 0 | 2935.3281 | 3424.087 | 4301.6755 | -188337.4119 | -187848.653 | -186971.0645 | 0.015346 | 0.017902 | 0.02249 | 0.016827
3380 | Lateral Hardening | Lateral Hardening-Fuse-90928809 | Laterals | 13787 | 0.067614 | 4 | 0 | 63657.45 | 0 | 957.5601 | 1148.03 | 1518.6782 | -62699.8899 | -62509.42 | -62138.7718 | 0.015042 | 0.018034 | 0.023857 | 0.016821
13282 | Lateral Hardening | Lateral Hardening-Fuse-91551066 | Laterals | 13298 | 0.048106 | 5 | 1 | 52379.89 | 0 | 789.6456 | 942.952 | 1238.1587 | -51590.2444 | -51436.938 | -51141.7313 | 0.015075 | 0.018002 | 0.023638 | 0.01681
16043 | Lateral Hardening | Lateral Hardening-Fuse-91239862 | Laterals | 13787 | 0.074432 | 7 | 3 | 106879.68 | 0 | 1613.6143 | 1917.7055 | 2503.547 | -105266.0657 | -104961.9745 | -104376.133 | 0.015097 | 0.017943 | 0.023424 | 0.016784
3122 | Lateral Hardening | Lateral Hardening-Fuse-10453987 | Laterals | 13130 | 0.017614 | 2 | 0 | 50000 | 0 | 748.213 | 897.0413 | 1186.6564 | -49251.787 | -49102.9587 | -48813.3436 | 0.014964 | 0.017941 | 0.023733 | 0.016734
3798 | Lateral Hardening | Lateral Hardening-Fuse-92638342 | Laterals | 13064 | 0.030871 | 4 | 26 | 50000 | 0 | 769.2487 | 887.2351 | 1089.839 | -49230.7513 | -49112.7649 | -48910.161 | 0.015385 | 0.017745 | 0.021797 | 0.016734
5049 | Lateral Hardening | Lateral Hardening-Fuse-10618059 | Laterals | 13972 | 0.094886 | 6 |  | 50000 | 0 | 747.9834 | 896.7661 | 1186.2923 | -49252.0166 | -49103.2339 | -48813.7077 | 0.01496 | 0.017935 | 0.023726 | 0.016729
4793 | Lateral Hardening | Lateral Hardening-Fuse-10846392 | Laterals | 13109 | 0.062689 | 4 |  | 50000 | 0 | 746.7449 | 895.2812 | 1184.328 | -49253.2551 | -49104.7188 | -48815.672 | 0.014935 | 0.017906 | 0.023687 | 0.016701
485 | Lateral Hardening | Lateral Hardening-Fuse-10636040 | Laterals | 13388 | 0.061364 | 4 | 0 | 53481.69 | 0 | 798.1698 | 956.9351 | 1265.8873 | -52683.5202 | -52524.7549 | -52215.8027 | 0.014924 | 0.017893 | 0.02367 | 0.016689
13987 | Lateral Hardening | Lateral Hardening-Fuse-60174722 | Laterals | 13924 | 0.047538 | 3 |  | 50000 | 0 | 745.5108 | 893.8015 | 1182.3707 | -49254.4892 | -49106.1985 | -48817.6293 | 0.01491 | 0.017876 | 0.023647 | 0.016674
12746 | Lateral Hardening | Lateral Hardening-Fuse-90303412 | Laterals | 13440 | 0.23466 | 9 | 0 | 113455.15 | 0 | 1687.599 | 2023.2821 | 2676.5107 | -111767.551 | -111431.8679 | -110778.6393 | 0.014875 | 0.017833 | 0.023591 | 0.016634
15243 | Lateral Hardening | Lateral Hardening-Fuse-10914154 | Laterals | 13152 | 0.026136 | 4 | 2 | 97918.62 | 0 | 1467.8071 | 1736.9721 | 2245.9521 | -96450.8129 | -96181.6479 | -95672.6679 | 0.01499 | 0.017739 | 0.022937 | 0.016609
9884 | Lateral Hardening | Lateral Hardening-Fuse-90068884 | Laterals | 13072 | 0.076894 | 6 | 13 | 137506.94 | 0 | 2081.1698 | 2429.5595 | 3051.3326 | -135425.7702 | -135077.3805 | -134455.6074 | 0.015135 | 0.017669 | 0.02219 | 0.016601
9016 | Lateral Hardening | Lateral Hardening-Fuse-60311255 | Laterals | 13722 | 0.02178 | 5 |  | 50000 | 0 | 742.2256 | 889.863 | 1177.1605 | -49257.7744 | -49110.137 | -48822.8395 | 0.014845 | 0.017797 | 0.023543 | 0.0166
15357 | Lateral Hardening | Lateral Hardening-Fuse-10876330 | Laterals | 13649 | 0.11667 | 6 | 4 | 105442.34 | 0 | 1583.8796 | 1865.6937 | 2402.1636 | -103858.4604 | -103576.6463 | -103040.1764 | 0.015021 | 0.017694 | 0.022782 | 0.016599
3914 | Lateral Hardening | Lateral Hardening-Fuse-10676215 | Laterals | 14124 | 0.060795 | 2 | 3 | 61977.21 | 0 | 936.5576 | 1091.4234 | 1375.1476 | -61040.6524 | -60885.7866 | -60602.0624 | 0.015111 | 0.01761 | 0.022188 | 0.016569
12344 | Lateral Hardening | Lateral Hardening-Fuse-10760006 | Laterals | 13813 | 0.1053 | 8 | 4 | 96637.94 | 0 | 1442.3161 | 1710.4597 | 2216.129 | -95195.6239 | -94927.4803 | -94421.811 | 0.014925 | 0.0177 | 0.022932 | 0.016558
16574 | Lateral Hardening | Lateral Hardening-Fuse-90501597 | Laterals | 13740 | 0.088636 | 7 | 20 | 165992.82 | 0 | 2505.7841 | 2920.4763 | 3664.861 | -163487.0359 | -163072.3437 | -162327.959 | 0.015096 | 0.017594 | 0.022078 | 0.016543
17098 | Lateral Hardening | Lateral Hardening-Fuse-10199140 | Laterals | 13867 | 0.017424 | 3 | 0 | 75199.03 | 0 | 1112.4598 | 1333.741 | 1764.3472 | -74086.5702 | -73865.289 | -73434.6828 | 0.014794 | 0.017736 | 0.023462 | 0.016543
4138 | Lateral Hardening | Lateral Hardening-Fuse-90009515 | Laterals | 13787 | 0.068939 | 5 |  | 50181.29 | 0 | 742.2256 | 889.863 | 1177.1605 | -49439.0644 | -49291.427 | -49004.1295 | 0.014791 | 0.017733 | 0.023458 | 0.01654
2200 | Lateral Hardening | Lateral Hardening-Fuse-90484443 | Laterals | 13191 | 0.079924 | 7 | 0 | 87886.4 | 0 | 1299.0422 | 1557.4368 | 2060.2645 | -86587.3578 | -86328.9632 | -85826.1355 | 0.014781 | 0.017721 | 0.023442 | 0.016529
6621 | Lateral Hardening | Lateral Hardening-Fuse-92535746 | Laterals | 13147 | 0.23731 | 11 | 13 | 275317.15 | 0 | 4128.1664 | 4840.8367 | 6211.1049 | -271188.9836 | -270476.3133 | -269106.0451 | 0.014994 | 0.017583 | 0.02256 | 0.016527
16042 | Lateral Hardening | Lateral Hardening-Fuse-60567507 | Laterals | 13817 | 0.097159 | 6 | 3 | 144343.05 | 0 | 2147.7628 | 2548.4573 | 3303.8881 | -142195.2872 | -141794.5927 | -141039.1619 | 0.01488 | 0.017656 | 0.022889 | 0.016513
13249 | Lateral Hardening | Lateral Hardening-Fuse-93257690 | Laterals | 13696 | 0.045644 | 4 | 3 | 55596.59 | 0 | 832.2763 | 976.8973 | 1253.9855 | -54764.3137 | -54619.6927 | -54342.6045 | 0.01497 | 0.017571 | 0.022555 | 0.016509
16180 | Lateral Hardening | Lateral Hardening-Fuse-93205874 | Laterals | 13492 | 0.045833 | 7 | 0 | 79616.53 | 0 | 1175.2921 | 1409.0715 | 1863.9985 | -78441.2379 | -78207.4585 | -77752.5315 | 0.014762 | 0.017698 | 0.023412 | 0.016508
14299 | Lateral Hardening | Lateral Hardening-Fuse-10075333 | Laterals | 13656 | 0.12803 | 6 | 0 | 73699.57 | 0 | 1087.2694 | 1303.54 | 1724.3956 | -72612.3006 | -72396.03 | -71975.1744 | 0.014753 | 0.017687 | 0.023398 | 0.016498
3260 | Lateral Hardening | Lateral Hardening-Fuse-90716385 | Laterals | 13813 | 0.061742 | 4 | 1 | 53513.17 | 0 | 793.0638 | 943.2559 | 1238.7239 | -52720.1062 | -52569.9141 | -52274.4461 | 0.01482 | 0.017627 | 0.023148 | 0.016495
847 | Lateral Hardening | Lateral Hardening-Fuse-10242807 | Laterals | 13532 | 0.083712 | 15 | 0 | 230485.79 | 0 | 3398.9753 | 4075.0712 | 5390.732 | -227086.8147 | -226410.7188 | -225095.058 | 0.014747 | 0.01768 | 0.023389 | 0.016491
4415 | Lateral Hardening | Lateral Hardening-Fuse-93276505 | Laterals | 13213 | 0.0058712 | 4 |  | 50000 | 0 | 735.0736 | 881.2884 | 1165.8175 | -49264.9264 | -49118.7116 | -48834.1825 | 0.014701 | 0.017626 | 0.023316 | 0.01644
6930 | Lateral Hardening | Lateral Hardening-Fuse-92610451 | Laterals | 13390 | 0.20322 | 10 | 3 | 148718.77 | 0 | 2198.0816 | 2611.1065 | 3404.2895 | -146520.6884 | -146107.6635 | -145314.4805 | 0.01478 | 0.017557 | 0.022891 | 0.016424
11673 | Lateral Hardening | Lateral Hardening-Fuse-92678838 | Laterals | 13805 | 0.018371 | 2 | 2 | 50000 | 0 | 742.1846 | 875.317 | 1127.4232 | -49257.8154 | -49124.683 | -48872.5768 | 0.014844 | 0.017506 | 0.022548 | 0.016413
18535 | Lateral Hardening | Lateral Hardening-Fuse-60385713 | Laterals | 13967 | 0.0092803 | 2 | 55 | 50000 | 0 | 764.0577 | 866.5984 | 1017.8012 | -49235.9423 | -49133.4016 | -48982.1988 | 0.015281 | 0.017332 | 0.020356 | 0.016404
10360 | Lateral Hardening | Lateral Hardening-Fuse-10548843 | Laterals | 13690 | 0.064583 | 5 | 0 | 93253.84 | 0 | 1364.6172 | 1636.0554 | 2164.2656 | -91889.2228 | -91617.7846 | -91089.5744 | 0.014633 | 0.017544 | 0.023208 | 0.016364
4818 | Lateral Hardening | Lateral Hardening-Fuse-91007833 | Laterals | 14050 | 0.041856 | 4 | 0 | 83475.05 | 0 | 1221.366 | 1464.3099 | 1937.071 | -82253.684 | -82010.7401 | -81537.979 | 0.014632 | 0.017542 | 0.023205 | 0.016362
9664 | Lateral Hardening | Lateral Hardening-Fuse-91825333 | Laterals | 13371 | 0.010227 | 1 | 17 | 50000 | 0 | 754.9564 | 866.7887 | 1047.7445 | -49245.0436 | -49133.2113 | -48952.2555 | 0.015099 | 0.017336 | 0.020955 | 0.016356
13428 | Lateral Hardening | Lateral Hardening-Fuse-92397837 | Laterals | 13709 | 0.044129 | 1 | 1 | 50000 | 0 | 749.3076 | 866.4401 | 1078.5403 | -49250.6924 | -49133.5599 | -48921.4597 | 0.014986 | 0.017329 | 0.021571 | 0.016347
10715 | Lateral Hardening | Lateral Hardening-Fuse-10674787 | Laterals | 13412 | 0.038447 | 4 | 11 | 82508.47 | 0 | 1233.2148 | 1434.1131 | 1786.2834 | -81275.2552 | -81074.3569 | -80722.1866 | 0.014947 | 0.017381 | 0.02165 | 0.016347
15107 | Lateral Hardening | Lateral Hardening-Fuse-10095547 | Laterals | 13786 | 0.0375 | 2 | 0 | 51498.45 | 0 | 752.5049 | 902.1869 | 1193.4633 | -50745.9451 | -50596.2631 | -50304.9867 | 0.014612 | 0.017519 | 0.023175 | 0.01634
15332 | Lateral Hardening | Lateral Hardening-Fuse-10705850 | Laterals | 13268 | 0.12102 | 5 | 4 | 68057.85 | 0 | 1005.7719 | 1185.5927 | 1526.3846 | -67052.0781 | -66872.2573 | -66531.4654 | 0.014778 | 0.01742 | 0.022428 | 0.016336
9907 | Lateral Hardening | Lateral Hardening-Fuse-91493976 | Laterals | 13722 | 0.079356 | 4 | 1 | 50538.31 | 0 | 741.9261 | 881.0184 | 1149.385 | -49796.3839 | -49657.2916 | -49388.925 | 0.01468 | 0.017433 | 0.022743 | 0.016312
13163 | Lateral Hardening | Lateral Hardening-Fuse-91242060 | Laterals | 13433 | 0.13996 | 12 | 0 | 239232.44 | 0 | 3488.5214 | 4182.429 | 5532.7509 | -235743.9186 | -235050.011 | -233699.6891 | 0.014582 | 0.017483 | 0.023127 | 0.016307
6302 | Lateral Hardening | Lateral Hardening-Fuse-92629632 | Laterals | 13303 | 0.062879 | 5 |  | 58940.45 | 0 | 859.47 | 1030.4287 | 1363.1087 | -58080.98 | -57910.0213 | -57577.3413 | 0.014582 | 0.017483 | 0.023127 | 0.016307
3016 | Lateral Hardening | Lateral Hardening-Fuse-10477210 | Laterals | 13326 | 0.066288 | 9 | 0 | 186747.77 | 0 | 2719.167 | 3260.0411 | 4312.5646 | -184028.603 | -183487.7289 | -182435.2054 | 0.014561 | 0.017457 | 0.023093 | 0.016283
15317 | Lateral Hardening | Lateral Hardening-Fuse-93258706 | Laterals | 13042 | 0.030492 | 5 | 3 | 54337.39 | 0 | 799.1387 | 943.62 | 1219.3922 | -53538.2513 | -53393.77 | -53117.9978 | 0.014707 | 0.017366 | 0.022441 | 0.016278
10730 | Lateral Hardening | Lateral Hardening-Fuse-92013276 | Laterals | 13268 | 0.029924 | 4 | 2 | 54798.85 | 0 | 802.2875 | 953.0734 | 1242.5162 | -53996.5625 | -53845.7766 | -53556.3338 | 0.014641 | 0.017392 | 0.022674 | 0.016269
12614 | Lateral Hardening | Lateral Hardening-Fuse-91281171 | Laterals | 13724 | 0.071212 | 4 | 2 | 54300.17 | 0 | 794.8734 | 943.9624 | 1231.2628 | -53505.2966 | -53356.2076 | -53068.9072 | 0.014639 | 0.017384 | 0.022675 | 0.016266
10966 | Lateral Hardening | Lateral Hardening-Fuse-10569627 | Laterals | 13372 | 0.033144 | 6 | 0 | 159086.95 | 0 | 2311.8781 | 2771.7377 | 3666.6095 | -156775.0719 | -156315.2123 | -155420.3405 | 0.014532 | 0.017423 | 0.023048 | 0.016251
17264 | Lateral Hardening | Lateral Hardening-Fuse-91528984 | Laterals | 13805 | 0.062121 | 4 | 1 | 50000 | 0 | 731.1639 | 868.2385 | 1132.7122 | -49268.8361 | -49131.7615 | -48867.2878 | 0.014623 | 0.017365 | 0.022654 | 0.016249
3010 | Lateral Hardening | Lateral Hardening-Fuse-60213249 | Laterals | 13439 | 0.034848 | 5 |  | 50000 | 0 | 725.6963 | 870.0457 | 1150.9451 | -49274.3037 | -49129.9543 | -48849.0549 | 0.014514 | 0.017401 | 0.023019 | 0.016231
14437 | Lateral Hardening | Lateral Hardening-Fuse-92549895 | Laterals | 13148 | 0.052462 | 4 |  | 50000 | 0 | 724.259 | 868.3226 | 1148.6657 | -49275.741 | -49131.6774 | -48851.3343 | 0.014485 | 0.017366 | 0.022973 | 0.016198
16503 | Lateral Hardening | Lateral Hardening-Fuse-92532913 | Laterals | 13391 | 0.072159 | 5 | 1 | 54378.87 | 0 | 789.9301 | 943.3653 | 1238.4878 | -53588.9399 | -53435.5047 | -53140.3822 | 0.014526 | 0.017348 | 0.022775 | 0.016198
10470 | Lateral Hardening | Lateral Hardening-Fuse-90527935 | Laterals | 13622 | 0.035606 | 1 | 1 | 50000 | 0 | 741.9199 | 858.649 | 1070.1005 | -49258.0801 | -49141.351 | -48929.8995 | 0.014838 | 0.017173 | 0.021402 | 0.016195
4007 | Lateral Hardening | Lateral Hardening-Fuse-90767126 | Laterals | 13470 | 0.021591 | 1 | 25 | 50000 | 0 | 752.553 | 855.9966 | 1001.5422 | -49247.447 | -49144.0034 | -48998.4578 | 0.015051 | 0.01712 | 0.020031 | 0.01617
7302 | Lateral Hardening | Lateral Hardening-Fuse-10705917 | Laterals | 13268 | 0.21023 | 11 | 12 | 264697.65 | 0 | 3879.8869 | 4549.3585 | 5832.3989 | -260817.7631 | -260148.2915 | -258865.2511 | 0.014658 | 0.017187 | 0.022034 | 0.016154
18378 | Lateral Hardening | Lateral Hardening-Fuse-90113193 | Laterals | 13023 | 0.070644 | 6 | 16 | 157654.88 | 0 | 2315.5682 | 2705.6554 | 3439.8879 | -155339.3118 | -154949.2246 | -154214.9921 | 0.014688 | 0.017162 | 0.021819 | 0.016143
17951 | Lateral Hardening | Lateral Hardening-Fuse-93284371 | Laterals | 13808 | 0.074811 | 5 | 1 | 54599.23 | 0 | 790.1887 | 943.7066 | 1238.8104 | -53809.0413 | -53655.5234 | -53360.4196 | 0.014473 | 0.017284 | 0.022689 | 0.016138
8501 | Lateral Hardening | Lateral Hardening-Fuse-10588826 | Laterals | 13471 | 0.089773 | 6 | 0 | 67340.61 | 0 | 971.7603 | 1165.0548 | 1541.1996 | -66368.8497 | -66175.5552 | -65799.4104 | 0.014431 | 0.017301 | 0.022887 | 0.016137
12701 | Lateral Hardening | Lateral Hardening-Fuse-10612068 | Laterals | 13927 | 0.064583 | 4 | 0 | 53749.27 | 0 | 775.6245 | 929.9053 | 1230.1307 | -52973.6455 | -52819.3647 | -52519.1393 | 0.01443 | 0.017301 | 0.022886 | 0.016137
4587 | Lateral Hardening | Lateral Hardening-Fuse-92701768 | Laterals | 13299 | 0.10511 | 6 | 0 | 57117.63 | 0 | 824.0358 | 987.9461 | 1306.9103 | -56293.5942 | -56129.6839 | -55810.7197 | 0.014427 | 0.017297 | 0.022881 | 0.016133
5871 | Lateral Hardening | Lateral Hardening-Fuse-93280030 | Laterals | 13042 | 0.034091 | 7 | 0 | 150280.26 | 0 | 2161.7339 | 2591.728 | 3428.4827 | -148118.5261 | -147688.532 | -146851.7773 | 0.014385 | 0.017246 | 0.022814 | 0.016086
16311 | Lateral Hardening | Lateral Hardening-Fuse-91748718 | Laterals | 13583 | 0.039583 | 4 | 1 | 50000 | 0 | 721.7748 | 859.7177 | 1126.2586 | -49278.2252 | -49140.2823 | -48873.7414 | 0.014435 | 0.017194 | 0.022525 | 0.016072
1809 | Lateral Hardening | Lateral Hardening-Fuse-91352297 | Laterals | 13299 | 0.064015 | 6 | 2 | 57632.05 | 0 | 832.4288 | 991.007 | 1295.0401 | -56799.6212 | -56641.043 | -56337.0099 | 0.014444 | 0.017195 | 0.022471 | 0.016072
15924 | Lateral Hardening | Lateral Hardening-Fuse-10274709 | Laterals | 13624 | 0.066288 | 1 | 1 | 50000 | 0 | 735.0741 | 850.8449 | 1059.9313 | -49264.9259 | -49149.1551 | -48940.0687 | 0.014701 | 0.017017 | 0.021199 | 0.016046
14125 | Lateral Hardening | Lateral Hardening-Fuse-92484809 | Laterals | 13447 | 0.10871 | 10 | 0 | 89393.93 | 0 | 1281.595 | 1536.5192 | 2032.5935 | -88112.335 | -87857.4108 | -87361.3365 | 0.014336 | 0.017188 | 0.022737 | 0.016032
12800 | Lateral Hardening | Lateral Hardening-Fuse-10215346 | Laterals | 13447 | 0.13295 | 9 | 0 | 238142.79 | 0 | 3412.6006 | 4091.4067 | 5412.3416 | -234730.1894 | -234051.3833 | -232730.4484 | 0.01433 | 0.01718 | 0.022727 | 0.016025
11572 | Lateral Hardening | Lateral Hardening-Fuse-90294963 | Laterals | 13813 | 0.04375 | 4 | 1 | 52017.87 | 0 | 748.5657 | 890.3307 | 1169.2202 | -51269.3043 | -51127.5393 | -50848.6498 | 0.014391 | 0.017116 | 0.022477 | 0.016017
4099 | Lateral Hardening | Lateral Hardening-Fuse-10029687 | Laterals | 13279 | 0.023674 | 2 |  | 50000 | 0 | 716.0677 | 858.502 | 1135.6744 | -49283.9323 | -49141.498 | -48864.3256 | 0.014321 | 0.01717 | 0.022713 | 0.016015
6356 | Lateral Hardening | Lateral Hardening-Fuse-93235976 | Laterals | 13696 | 0.039583 | 5 | 9 | 110826.16 | 0 | 1613.0668 | 1880.3354 | 2376.3935 | -109213.0932 | -108945.8246 | -108449.7665 | 0.014555 | 0.016967 | 0.021443 | 0.015967
18762 | Lateral Hardening | Lateral Hardening-Fuse-92997253 | Laterals | 13785 | 0.011174 | 3 | 1 | 50000 | 0 | 718.2108 | 853.2586 | 1109.9864 | -49281.7892 | -49146.7414 | -48890.0136 | 0.014364 | 0.017065 | 0.0222 | 0.015958
17813 | Lateral Hardening | Lateral Hardening-Fuse-10047151 | Laterals | 13888 | 0.066288 | 5 |  | 82797.13 | 0 | 1180.4086 | 1415.2056 | 1872.1131 | -81616.7214 | -81381.9244 | -80925.0169 | 0.014257 | 0.017092 | 0.022611 | 0.015943
13323 | Lateral Hardening | Lateral Hardening-Fuse-92690503 | Laterals | 13391 | 0.078598 | 4 | 5 | 106208.6 | 0 | 1540.8695 | 1793.4056 | 2282.0926 | -104667.7305 | -104415.1944 | -103926.5074 | 0.014508 | 0.016886 | 0.021487 | 0.015919
1552 | Lateral Hardening | Lateral Hardening-Fuse-10786383 | Laterals | 14040 | 0.037121 | 8 | 0 | 50000 | 0 | 710.9816 | 852.4042 | 1127.6079 | -49289.0184 | -49147.5958 | -48872.3921 | 0.01422 | 0.017048 | 0.022552 | 0.015901
2905 | Lateral Hardening | Lateral Hardening-Fuse-91948969 | Laterals | 13256 | 0.042045 | 5 | 7 | 55297.53 | 0 | 796.8771 | 936.0735 | 1203.0392 | -54500.6529 | -54361.4565 | -54094.4908 | 0.014411 | 0.016928 | 0.021756 | 0.0159
12867 | Lateral Hardening | Lateral Hardening-Fuse-91542761 | Laterals | 13808 | 0.053409 | 1 |  | 50000 | 0 | 727.0433 | 838.3867 | 1046.2112 | -49272.9567 | -49161.6133 | -48953.7888 | 0.014541 | 0.016768 | 0.020924 | 0.015847
10084 | Lateral Hardening | Lateral Hardening-Fuse-92833812 | Laterals | 13112 | 0.0066288 | 2 | 0 | 50000 | 0 | 705.7714 | 846.1575 | 1119.3445 | -49294.2286 | -49153.8425 | -48880.6555 | 0.014115 | 0.016923 | 0.022387 | 0.015785
11215 | Lateral Hardening | Lateral Hardening-Fuse-91756173 | Laterals | 13442 | 0.024432 | 3 | 5 | 97776.96 | 0 | 1407.2233 | 1638.4742 | 2073.5574 | -96369.7367 | -96138.4858 | -95703.4026 | 0.014392 | 0.016757 | 0.021207 | 0.015783
1027 | Lateral Hardening | Lateral Hardening-Fuse-90095846 | Laterals | 13370 | 0.015341 | 3 | 0 | 50000 | 0 | 704.784 | 844.9737 | 1117.7785 | -49295.216 | -49155.0263 | -48882.2215 | 0.014096 | 0.016899 | 0.022356 | 0.015763
196 | Lateral Hardening | Lateral Hardening-Fuse-10477670 | Laterals | 13435 | 0.03125 | 3 | 0 | 50000 | 0 | 703.7977 | 843.7912 | 1116.2142 | -49296.2023 | -49156.2088 | -48883.7858 | 0.014076 | 0.016876 | 0.022324 | 0.015741
9265 | Lateral Hardening | Lateral Hardening-Fuse-92767813 | Laterals | 13085 | 0.01553 | 6 |  | 50000 | 0 | 703.546 | 843.4895 | 1115.815 | -49296.454 | -49156.5105 | -48884.185 | 0.014071 | 0.01687 | 0.022316 | 0.015735
15054 | Lateral Hardening | Lateral Hardening-Fuse-90291865 | Laterals | 13007 | 0.094508 | 6 | 0 | 50000 | 0 | 703.546 | 843.4895 | 1115.815 | -49296.454 | -49156.5105 | -48884.185 | 0.014071 | 0.01687 | 0.022316 | 0.015735
18107 | Lateral Hardening | Lateral Hardening-Fuse-91348800 | Laterals | 13115 | 0.011174 | 3 | 0 | 78704.15 | 0 | 1107.0331 | 1327.2349 | 1755.7406 | -77597.1169 | -77376.9151 | -76948.4094 | 0.014066 | 0.016864 | 0.022308 | 0.015729
5001 | Lateral Hardening | Lateral Hardening-Fuse-91555471 | Laterals | 13324 | 0.045455 | 3 |  | 50000 | 0 | 702.5701 | 842.3196 | 1114.2674 | -49297.4299 | -49157.6804 | -48885.7326 | 0.014051 | 0.016846 | 0.022285 | 0.015713
14500 | Lateral Hardening | Lateral Hardening-Fuse-92865966 | Laterals | 13460 | 0.10871 | 9 | 4 | 144794.51 | 0 | 2050.6905 | 2431.6275 | 3150.2475 | -142743.8195 | -142362.8825 | -141644.2625 | 0.014163 | 0.016794 | 0.021757 | 0.015711
4450 | Lateral Hardening | Lateral Hardening-Fuse-91433637 | Laterals | 13691 | 0.0081439 | 3 | 2 | 50000 | 0 | 709.2669 | 836.6996 | 1077.5547 | -49290.7331 | -49163.3004 | -48922.4453 | 0.014185 | 0.016734 | 0.021551 | 0.015687
122 | Lateral Hardening | Lateral Hardening-Fuse-10455363 | Laterals | 13171 | 0.072348 | 7 | 0 | 242149.7 | 0 | 3391.4502 | 4066.0493 | 5378.7973 | -238758.2498 | -238083.6507 | -236770.9027 | 0.014006 | 0.016791 | 0.022213 | 0.015662
1795 | Lateral Hardening | Lateral Hardening-Fuse-90870242 | Laterals | 13805 | 0.15057 | 7 | 2 | 56456.55 | 0 | 795.8548 | 945.2864 | 1229.984 | -55660.6952 | -55511.2636 | -55226.566 | 0.014097 | 0.016744 | 0.021786 | 0.01566
12511 | Lateral Hardening | Lateral Hardening-Fuse-93220008 | Laterals | 13459 | 0.014583 | 3 | 3 | 57453.91 | 0 | 812.5971 | 958.8154 | 1235.8517 | -56641.3129 | -56495.0946 | -56218.0583 | 0.014143 | 0.016688 | 0.02151 | 0.015644
11896 | Lateral Hardening | Lateral Hardening-Fuse-10758596 | Laterals | 13422 | 0.12424 | 5 | 3 | 111019.3 | 0 | 1560.2309 | 1853.0912 | 2409.9297 | -109459.0691 | -109166.2088 | -108609.3703 | 0.014054 | 0.016692 | 0.021707 | 0.01561
9364 | Lateral Hardening | Lateral Hardening-Fuse-92761000 | Laterals | 13268 | 0.097538 | 8 | 5 | 143865.85 | 0 | 2029.431 | 2392.7736 | 3088.9008 | -141836.419 | -141473.0764 | -140776.9492 | 0.014106 | 0.016632 | 0.021471 | 0.015601
3017 | Lateral Hardening | Lateral Hardening-Fuse-92648649 | Laterals | 13331 | 0.05928 | 2 | 0 | 62272.33 | 0 | 868.2895 | 1041.0025 | 1377.0963 | -61404.0405 | -61231.3275 | -60895.2337 | 0.013943 | 0.016717 | 0.022114 | 0.015593
19015 | Lateral Hardening | Lateral Hardening-Fuse-92185478 | Laterals | 13348 | 0.029356 | 5 | 0 | 90956.86 | 0 | 1261.4604 | 1512.3796 | 2000.6602 | -89695.3996 | -89444.4804 | -88956.1998 | 0.013869 | 0.016627 | 0.021996 | 0.015509
11120 | Lateral Hardening | Lateral Hardening-Fuse-92411071 | Laterals | 13786 | 0.21117 | 8 | 2 | 114313.96 | 0 | 1592.1482 | 1894.2234 | 2488.7174 | -112721.8118 | -112419.7366 | -111825.2426 | 0.013928 | 0.01657 | 0.021771 | 0.015505
18120 | Lateral Hardening | Lateral Hardening-Fuse-60656406 | Laterals | 13256 | 0.10227 | 5 | 0 | 92869.6 | 0 | 1286.8947 | 1542.873 | 2040.9987 | -91582.7053 | -91326.727 | -90828.6013 | 0.013857 | 0.016613 | 0.021977 | 0.015496
9919 | Lateral Hardening | Lateral Hardening-Fuse-10381758 | Laterals | 13223 | 0.15379 | 13 | 0 | 169097.69 | 0 | 2341.3118 | 2807.026 | 3713.2909 | -166756.3782 | -166290.664 | -165384.3991 | 0.013846 | 0.0166 | 0.021959 | 0.015483
7648 | Lateral Hardening | Lateral Hardening-Fuse-91797323 | Laterals | 13633 | 0.025 | 5 | 0 | 76377.03 | 0 | 1055.1467 | 1265.0278 | 1673.4494 | -75321.8833 | -75112.0022 | -74703.5806 | 0.013815 | 0.016563 | 0.02191 | 0.015449
14680 | Lateral Hardening | Lateral Hardening-Fuse-60140195 | Laterals | 13546 | 0.023674 | 3 |  | 50000 | 0 | 690.5821 | 827.9469 | 1095.2545 | -49309.4179 | -49172.0531 | -48904.7455 | 0.013812 | 0.016559 | 0.021905 | 0.015445
17130 | Lateral Hardening | Lateral Hardening-Fuse-10686251 | Laterals | 13808 | 0.11818 | 2 | 1 | 50000 | 0 | 703.3223 | 820.0579 | 1041.2043 | -49296.6777 | -49179.9421 | -48958.7957 | 0.014066 | 0.016401 | 0.020824 | 0.015443
6766 | Lateral Hardening | Lateral Hardening-Fuse-10020750 | Laterals | 13221 | 0.040909 | 4 | 0 | 78850.83 | 0 | 1087.8876 | 1304.2811 | 1725.376 | -77762.9424 | -77546.5489 | -77125.454 | 0.013797 | 0.016541 | 0.021882 | 0.015429
3387 | Lateral Hardening | Lateral Hardening-Fuse-92680605 | Laterals | 13805 | 0.086932 | 5 | 0 | 55606.59 | 0 | 767.0539 | 919.6299 | 1216.5378 | -54839.5361 | -54686.9601 | -54390.0522 | 0.013794 | 0.016538 | 0.021878 | 0.015426
5141 | Lateral Hardening | Lateral Hardening-Fuse-60539433 | Laterals | 13331 | 0.14299 | 9 | 0 | 176167.95 | 0 | 2429.4007 | 2912.6369 | 3852.9989 | -173738.5493 | -173255.3131 | -172314.9511 | 0.01379 | 0.016533 | 0.021871 | 0.015421
16642 | Lateral Hardening | Lateral Hardening-Fuse-10797475 | Laterals | 14041 | 0.074242 | 4 | 0 | 102933.94 | 0 | 1417.2652 | 1699.1758 | 2247.7648 | -101516.6748 | -101234.7642 | -100686.1752 | 0.013769 | 0.016507 | 0.021837 | 0.015397
15676 | Lateral Hardening | Lateral Hardening-Fuse-92323403 | Laterals | 13037 | 0.03125 | 5 | 11 | 85840.35 | 0 | 1203.2442 | 1403.0135 | 1764.6126 | -84637.1058 | -84437.3365 | -84075.7374 | 0.014017 | 0.016344 | 0.020557 | 0.015369
2532 | Lateral Hardening | Lateral Hardening-Fuse-90310117 | Laterals | 13817 | 0.079167 | 6 | 3 | 142847.75 | 0 | 1976.9982 | 2347.2053 | 3040.446 | -140870.7518 | -140500.5447 | -139807.304 | 0.01384 | 0.016432 | 0.021285 | 0.015362
11312 | Lateral Hardening | Lateral Hardening-Fuse-90380124 | Laterals | 13412 | 0.012689 | 3 | 0 | 50000 | 0 | 686.8289 | 823.4472 | 1089.302 | -49313.1711 | -49176.5528 | -48910.698 | 0.013737 | 0.016469 | 0.021786 | 0.015361
7517 | Lateral Hardening | Lateral Hardening-Fuse-60488534 | Laterals | 13236 | 0.1661 | 9 | 4 | 109550.48 | 0 | 1510.7855 | 1795.0612 | 2332.0591 | -108039.6945 | -107755.4188 | -107218.4209 | 0.013791 | 0.016386 | 0.021288 | 0.015319
15228 | Lateral Hardening | Lateral Hardening-Fuse-92015619 | Laterals | 13772 | 0.018939 | 2 | 6 | 50000 | 0 | 702.0263 | 811.8819 | 1009.6428 | -49297.9737 | -49188.1181 | -48990.3572 | 0.014041 | 0.016238 | 0.020193 | 0.015315
11201 | Lateral Hardening | Lateral Hardening-Fuse-92655432 | Laterals | 13198 | 0.022727 | 2 | 6 | 50000 | 0 | 702.0263 | 811.8819 | 1009.6428 | -49297.9737 | -49188.1181 | -48990.3572 | 0.014041 | 0.016238 | 0.020193 | 0.015315
2552 | Lateral Hardening | Lateral Hardening-Fuse-90029780 | Laterals | 13769 | 0.15492 | 10 | 0 | 202611.54 | 0 | 2773.2567 | 3324.8899 | 4398.3502 | -199838.2833 | -199286.6501 | -198213.1898 | 0.013688 | 0.01641 | 0.021708 | 0.015306
10517 | Lateral Hardening | Lateral Hardening-Fuse-10645505 | Laterals | 13148 | 0.045076 | 1 | 2 | 50000 | 0 | 704.619 | 809.3986 | 990.1129 | -49295.381 | -49190.6014 | -49009.8871 | 0.014092 | 0.016188 | 0.019802 | 0.015292
3637 | Lateral Hardening | Lateral Hardening-Fuse-90862582 | Laterals | 14069 | 0.054356 | 1 | 1 | 50000 | 0 | 700.3576 | 810.6106 | 1009.6946 | -49299.6424 | -49189.3894 | -48990.3054 | 0.014007 | 0.016212 | 0.020194 | 0.015287
2055 | Lateral Hardening | Lateral Hardening-Fuse-91696822 | Laterals | 13221 | 0.02822 | 2 | 0 | 50000 | 0 | 683.142 | 819.0269 | 1083.4546 | -49316.858 | -49180.9731 | -48916.5454 | 0.013663 | 0.016381 | 0.021669 | 0.015279
19500 | Lateral Hardening | Lateral Hardening-Fuse-10686220 | Laterals | 13808 | 0.076136 | 5 |  | 50779.41 | 0 | 691.9176 | 829.548 | 1097.3725 | -50087.4924 | -49949.862 | -49682.0375 | 0.013626 | 0.016336 | 0.021611 | 0.015238
13041 | Lateral Hardening | Lateral Hardening-Fuse-92913362 | Laterals | 13159 | 0.044129 | 5 | 10 | 82980.67 | 0 | 1152.1044 | 1343.128 | 1694.6886 | -81828.5656 | -81637.542 | -81285.9814 | 0.013884 | 0.016186 | 0.020423 | 0.015228
4572 | Lateral Hardening | Lateral Hardening-Fuse-90549633 | Laterals | 13189 | 0.031629 | 6 |  | 77407.78 | 0 | 1053.6234 | 1263.2014 | 1671.0334 | -76354.1566 | -76144.5786 | -75736.7466 | 0.013611 | 0.016319 | 0.021587 | 0.015221
4036 | Lateral Hardening | Lateral Hardening-Fuse-10565896 | Laterals | 13290 | 0.011364 | 3 | 0 | 74256.63 | 0 | 1009.601 | 1210.4224 | 1601.2145 | -73247.029 | -73046.2076 | -72655.4155 | 0.013596 | 0.016301 | 0.021563 | 0.015204
19349 | Lateral Hardening | Lateral Hardening-Fuse-60105572 | Laterals | 13030 | 0.066098 | 4 | 1 | 53875.19 | 0 | 735.7776 | 875.0807 | 1149.2453 | -53139.4124 | -53000.1093 | -52725.9447 | 0.013657 | 0.016243 | 0.021332 | 0.0152
9570 | Lateral Hardening | Lateral Hardening-Fuse-10556599 | Laterals | 13298 | 0.076705 | 4 | 1 | 54756.63 | 0 | 747.3303 | 888.9607 | 1167.7118 | -54009.2997 | -53867.6693 | -53588.9182 | 0.013648 | 0.016235 | 0.021325 | 0.015192
1067 | Lateral Hardening | Lateral Hardening-Fuse-10075346 | Laterals | 13656 | 0.036553 | 1 | 2 | 50000 | 0 | 698.8203 | 803.4653 | 983.8073 | -49301.1797 | -49196.5347 | -49016.1927 | 0.013976 | 0.016069 | 0.019676 | 0.015174
11034 | Lateral Hardening | Lateral Hardening-Fuse-92734185 | Laterals | 13070 | 0.063636 | 5 | 0 | 163828.4 | 0 | 2220.159 | 2661.7745 | 3521.1442 | -161608.241 | -161166.6255 | -160307.2558 | 0.013552 | 0.016247 | 0.021493 | 0.015155
15386 | Lateral Hardening | Lateral Hardening-Fuse-60412330 | Laterals | 13268 | 0.043561 | 3 | 2 | 51493.45 | 0 | 704.8465 | 832.2604 | 1072.1743 | -50788.6035 | -50661.1896 | -50421.2757 | 0.013688 | 0.016162 | 0.020822 | 0.015144
7306 | Lateral Hardening | Lateral Hardening-Fuse-91007463 | Laterals | 13657 | 0.04072 | 4 | 1 | 51766.03 | 0 | 703.1851 | 836.3838 | 1098.2339 | -51062.8449 | -50929.6462 | -50667.7961 | 0.013584 | 0.016157 | 0.021215 | 0.015119
9355 | Lateral Hardening | Lateral Hardening-Fuse-92601258 | Laterals | 13254 | 0.019129 | 2 | 1 | 50000 | 0 | 679.5365 | 807.0811 | 1050.3944 | -49320.4635 | -49192.9189 | -48949.6056 | 0.013591 | 0.016142 | 0.021008 | 0.015098
1978 | Lateral Hardening | Lateral Hardening-Fuse-60188261 | Laterals | 13807 | 0.070455 | 6 | 0 | 50000 | 0 | 674.576 | 808.757 | 1069.869 | -49325.424 | -49191.243 | -48930.131 | 0.013492 | 0.016175 | 0.021397 | 0.015087
4439 | Lateral Hardening | Lateral Hardening-Fuse-10650462 | Laterals | 13391 | 0.09375 | 7 | 4 | 103537.8 | 0 | 1405.9901 | 1665.5968 | 2151.9218 | -102131.8099 | -101872.2032 | -101385.8782 | 0.013579 | 0.016087 | 0.020784 | 0.015052
18556 | Lateral Hardening | Lateral Hardening-Fuse-60582837 | Laterals | 13808 | 0.17955 | 9 | 3 | 102808.02 | 0 | 1392.3202 | 1652.9753 | 2155.174 | -101415.6998 | -101155.0447 | -100652.846 | 0.013543 | 0.016078 | 0.020963 | 0.015046
1895 | Lateral Hardening | Lateral Hardening-Fuse-60212540 | Laterals | 13489 | 0.057955 | 2 | 4 | 61058.37 | 0 | 834.5207 | 975.7333 | 1241.4611 | -60223.8493 | -60082.6367 | -59816.9089 | 0.013668 | 0.01598 | 0.020332 | 0.015028
7066 | Lateral Hardening | Lateral Hardening-Fuse-93074638 | Laterals | 13388 | 0.013636 | 3 |  | 50000 | 0 | 671.8163 | 805.4484 | 1065.4921 | -49328.1837 | -49194.5516 | -48934.5079 | 0.013436 | 0.016109 | 0.02131 | 0.015025
11004 | Lateral Hardening | Lateral Hardening-Fuse-10696413 | Laterals | 13961 | 0.0077652 | 2 | 2 | 53162.81 | 0 | 725.8847 | 848.1168 | 1079.7691 | -52436.9253 | -52314.6932 | -52083.0409 | 0.013654 | 0.015953 | 0.020311 | 0.015009
16889 | Lateral Hardening | Lateral Hardening-Fuse-92577614 | Laterals | 13254 | 0.042235 | 3 | 0 | 50000 | 0 | 670.8675 | 804.3109 | 1063.9874 | -49329.1325 | -49195.6891 | -48936.0126 | 0.013417 | 0.016086 | 0.02128 | 0.015004
259 | Lateral Hardening | Lateral Hardening-Fuse-92581139 | Laterals | 13815 | 0.037879 | 4 | 3 | 55459.93 | 0 | 751.6004 | 887.8088 | 1147.4266 | -54708.3296 | -54572.1212 | -54312.5034 | 0.013552 | 0.016008 | 0.020689 | 0.015003
16108 | Lateral Hardening | Lateral Hardening-Fuse-10745562 | Laterals | 13431 | 0.074242 | 6 | 1 | 50113.33 | 0 | 675.4911 | 803.6278 | 1054.4194 | -49437.8389 | -49309.7022 | -49058.9106 | 0.013479 | 0.016036 | 0.021041 | 0.015002
12477 | Lateral Hardening | Lateral Hardening-Fuse-10676287 | Laterals | 13785 | 0.023106 | 5 | 0 | 148572.16 | 0 | 1993.1368 | 2389.595 | 3161.0899 | -146579.0232 | -146182.565 | -145411.0701 | 0.013415 | 0.016084 | 0.021276 | 0.015002
13308 | Lateral Hardening | Lateral Hardening-Fuse-60527683 | Laterals | 14123 | 0.030303 | 5 | 1 | 50900.33 | 0 | 684.8657 | 814.5355 | 1069.684 | -50215.4643 | -50085.7945 | -49830.646 | 0.013455 | 0.016003 | 0.021015 | 0.014975
19122 | Lateral Hardening | Lateral Hardening-Fuse-60583268 | Laterals | 13651 | 0.032765 | 5 | 1 | 110259.52 | 0 | 1482.781 | 1766.2765 | 2313.9141 | -108776.739 | -108493.2435 | -107945.6059 | 0.013448 | 0.016019 | 0.020986 | 0.014973
9650 | Lateral Hardening | Lateral Hardening-Fuse-93004964 | Laterals | 13242 | 0.010227 | 3 | 1 | 50000 | 0 | 673.8768 | 800.5883 | 1041.4688 | -49326.1232 | -49199.4117 | -48958.5312 | 0.013478 | 0.016012 | 0.020829 | 0.014973
3487 | Lateral Hardening | Lateral Hardening-Fuse-60209073 | Laterals | 13432 | 0.05947 | 4 | 0 | 81736.93 | 0 | 1090.0291 | 1306.8486 | 1728.7724 | -80646.9009 | -80430.0814 | -80008.1576 | 0.013336 | 0.015988 | 0.02115 | 0.014913
15309 | Lateral Hardening | Lateral Hardening-Fuse-92056261 | Laterals | 13685 | 0.0056818 | 3 | 1 | 50000 | 0 | 671.101 | 797.3369 | 1037.2497 | -49328.899 | -49202.6631 | -48962.7503 | 0.013422 | 0.015947 | 0.020745 | 0.014912
9408 | Lateral Hardening | Lateral Hardening-Fuse-92631621 | Laterals | 13303 | 0.061742 | 5 | 2 | 57443.17 | 0 | 769.5214 | 914.9176 | 1194.7593 | -56673.6486 | -56528.2524 | -56248.4107 | 0.013396 | 0.015927 | 0.020799 | 0.014896
13943 | Lateral Hardening | Lateral Hardening-Fuse-10466913 | Laterals | 13433 | 1.035 | 13 |  | 352730.68 | 0 | 4698 | 5632.487 | 7450.9687 | -348032.68 | -347098.193 | -345279.7113 | 0.013319 | 0.015968 | 0.021124 | 0.014894
10330 | Lateral Hardening | Lateral Hardening-Fuse-92759277 | Laterals | 14041 | 0.018561 | 1 | 13 | 50000 | 0 | 686.8431 | 789.1898 | 952.9931 | -49313.1569 | -49210.8102 | -49047.0069 | 0.013737 | 0.015784 | 0.01906 | 0.014883
15596 | Lateral Hardening | Lateral Hardening-Fuse-10759944 | Laterals | 13813 | 0.051705 | 4 | 2 | 56608.95 | 0 | 757.8388 | 900.2615 | 1167.023 | -55851.1112 | -55708.6885 | -55441.927 | 0.013387 | 0.015903 | 0.020616 | 0.014865
12728 | Lateral Hardening | Lateral Hardening-Fuse-10564604 | Laterals | 13292 | 0.016856 | 1 | 6 | 50000 | 0 | 685.4844 | 786.1307 | 954.4652 | -49314.5156 | -49213.8693 | -49045.5348 | 0.01371 | 0.015723 | 0.019089 | 0.014852
2450 | Lateral Hardening | Lateral Hardening-Fuse-60331160 | Laterals | 13070 | 0.060417 | 4 | 2 | 52894.31 | 0 | 709.1024 | 838.8423 | 1083.9898 | -52185.2076 | -52055.4677 | -51810.3202 | 0.013406 | 0.015859 | 0.020494 | 0.014851
5076 | Lateral Hardening | Lateral Hardening-Fuse-91852773 | Laterals | 13224 | 0.047917 | 5 | 0 | 156907.08 | 0 | 2081.2396 | 2495.2224 | 3300.8197 | -154825.8404 | -154411.8576 | -153606.2603 | 0.013264 | 0.015903 | 0.021037 | 0.014833
15540 | Lateral Hardening | Lateral Hardening-Fuse-92977308 | Laterals | 13817 | 0.037311 | 4 | 0 | 82768.25 | 0 | 1097.1884 | 1315.4319 | 1740.1269 | -81671.0616 | -81452.8181 | -81028.1231 | 0.013256 | 0.015893 | 0.021024 | 0.014824
3958 | Lateral Hardening | Lateral Hardening-Fuse-10496841 | Laterals | 13501 | 0.028409 | 5 | 0 | 81384.1 | 0 | 1078.4605 | 1292.9789 | 1710.4248 | -80305.6395 | -80091.1211 | -79673.6752 | 0.013251 | 0.015887 | 0.021017 | 0.014819
19419 | Lateral Hardening | Lateral Hardening-Fuse-10730234 | Laterals | 13488 | 0.11174 | 6 | 1 | 53229.85 | 0 | 707.2184 | 841.3737 | 1103.9447 | -52522.6316 | -52388.4763 | -52125.9053 | 0.013286 | 0.015806 | 0.020739 | 0.014788
5437 | Lateral Hardening | Lateral Hardening-Fuse-91398725 | Laterals | 13371 | 0.049432 | 4 | 0 | 84653.05 | 0 | 1118.743 | 1341.274 | 1774.3123 | -83534.307 | -83311.776 | -82878.7377 | 0.013216 | 0.015844 | 0.02096 | 0.014779
15149 | Lateral Hardening | Lateral Hardening-Fuse-60171085 | Laterals | 13241 | 0.062689 | 4 | 0 | 57013.19 | 0 | 753.2765 | 903.112 | 1194.687 | -56259.9135 | -56110.078 | -55818.503 | 0.013212 | 0.01584 | 0.020955 | 0.014775
14278 | Lateral Hardening | Lateral Hardening-Fuse-60224470 | Laterals | 13227 | 0.04072 | 4 | 0 | 87340.6 | 0 | 1153.739 | 1383.2312 | 1829.8156 | -86186.861 | -85957.3688 | -85510.7844 | 0.01321 | 0.015837 | 0.02095 | 0.014772
17010 | Lateral Hardening | Lateral Hardening-Fuse-92655833 | Laterals | 13030 | 0.036742 | 5 | 2 | 95378.74 | 0 | 1266.2989 | 1505.2501 | 1965.5906 | -94112.4411 | -93873.4899 | -93413.1494 | 0.013277 | 0.015782 | 0.020608 | 0.014761
1619 | Lateral Hardening | Lateral Hardening-Fuse-60310419 | Laterals | 14020 | 0.058333 | 3 | 0 | 50000 | 0 | 658.8303 | 789.8794 | 1044.8966 | -49341.1697 | -49210.1206 | -48955.1034 | 0.013177 | 0.015798 | 0.020898 | 0.014735
3293 | Lateral Hardening | Lateral Hardening-Fuse-93100327 | Laterals | 13733 | 0.045265 | 5 | 0 | 84005.15 | 0 | 1104.949 | 1324.7363 | 1752.4352 | -82900.201 | -82680.4137 | -82252.7148 | 0.013153 | 0.01577 | 0.020861 | 0.014709
11466 | Lateral Hardening | Lateral Hardening-Fuse-91355277 | Laterals | 13906 | 0.012121 | 1 | 8 | 50000 | 0 | 677.8424 | 778.7277 | 940.5846 | -49322.1576 | -49221.2723 | -49059.4154 | 0.013557 | 0.015575 | 0.018812 | 0.014688
10764 | Lateral Hardening | Lateral Hardening-Fuse-10807564 | Laterals | 13020 | 0.041288 | 1 | 5 | 50000 | 0 | 677.7547 | 776.1775 | 943.9666 | -49322.2453 | -49223.8225 | -49056.0334 | 0.013555 | 0.015524 | 0.018879 | 0.014678
7409 | Lateral Hardening | Lateral Hardening-Fuse-93115112 | Laterals | 13070 | 0.029545 | 1 | 1 | 50000 | 0 | 671.9519 | 776.6738 | 966.4584 | -49328.0481 | -49223.3262 | -49033.5416 | 0.013439 | 0.015533 | 0.019329 | 0.014656
11757 | Lateral Hardening | Lateral Hardening-Fuse-60129635 | Laterals | 13935 | 0.043182 | 1 | 2 | 50000 | 0 | 675.3163 | 775.7384 | 948.9374 | -49324.6837 | -49224.2616 | -49051.0626 | 0.013506 | 0.015515 | 0.018979 | 0.014656
8497 | Lateral Hardening | Lateral Hardening-Fuse-90880768 | Laterals | 13840 | 0.023106 | 1 | 2 | 50000 | 0 | 674.7654 | 775.0152 | 945.5901 | -49325.2346 | -49224.9848 | -49054.4099 | 0.013495 | 0.0155 | 0.018912 | 0.014638
15668 | Lateral Hardening | Lateral Hardening-Fuse-90292906 | Laterals | 13622 | 0.054167 | 6 | 0 | 85389.3 | 0 | 1115.1692 | 1336.9894 | 1768.6443 | -84274.1308 | -84052.3106 | -83620.6557 | 0.01306 | 0.015658 | 0.020713 | 0.014604
11853 | Lateral Hardening | Lateral Hardening-Fuse-92330692 | Laterals | 13148 | 0.17727 | 6 | 0 | 63114.57 | 0 | 824.0358 | 987.9461 | 1306.9103 | -62290.5342 | -62126.6239 | -61807.6597 | 0.013056 | 0.015653 | 0.020707 | 0.0146
7562 | Lateral Hardening | Lateral Hardening-Fuse-60638950 | Laterals | 13221 | 0.033902 | 7 |  | 154727.78 | 0 | 2019.2022 | 2420.8451 | 3202.4293 | -152708.5778 | -152306.9349 | -151525.3507 | 0.01305 | 0.015646 | 0.020697 | 0.014593
9006 | Lateral Hardening | Lateral Hardening-Fuse-10637232 | Laterals | 13696 | 0.014394 | 3 | 8 | 50000 | 0 | 665.8382 | 774.6874 | 968.5817 | -49334.1618 | -49225.3126 | -49031.4183 | 0.013317 | 0.015494 | 0.019372 | 0.014575
765 | Lateral Hardening | Lateral Hardening-Fuse-10605109 | Laterals | 13924 | 0.057008 | 4 | 1 | 53119.67 | 0 | 694.1514 | 826.4434 | 1083.3821 | -52425.5186 | -52293.2266 | -52036.2879 | 0.013068 | 0.015558 | 0.020395 | 0.014548
8394 | Lateral Hardening | Lateral Hardening-Fuse-92898416 | Laterals | 13136 | 0.078788 | 8 |  | 89217.8 | 0 | 1159.754 | 1390.4427 | 1839.3553 | -88058.046 | -87827.3573 | -87378.4447 | 0.012999 | 0.015585 | 0.020616 | 0.014537
6208 | Lateral Hardening | Lateral Hardening-Fuse-92773521 | Laterals | 13294 | 0.019697 | 3 | 11 | 84880.21 | 0 | 1129.3233 | 1306.7136 | 1634.7447 | -83750.8867 | -83573.4964 | -83245.4653 | 0.013305 | 0.015395 | 0.019259 | 0.014527
3935 | Lateral Hardening | Lateral Hardening-Fuse-92015231 | Laterals | 13772 | 0.014773 | 1 | 6 | 50000 | 0 | 677.4024 | 767.0623 | 893.0425 | -49322.5976 | -49232.9377 | -49106.9575 | 0.013548 | 0.015341 | 0.017861 | 0.014517
6177 | Lateral Hardening | Lateral Hardening-Fuse-60117196 | Laterals | 13089 | 0.072538 | 3 | 0 | 83768.98 | 0 | 1084.576 | 1300.3108 | 1720.1238 | -82684.404 | -82468.6692 | -82048.8562 | 0.012947 | 0.015523 | 0.020534 | 0.014479
7342 | Lateral Hardening | Lateral Hardening-Fuse-90253520 | Laterals | 13656 | 0.092424 | 5 | 3 | 59993.05 | 0 | 781.525 | 927.0283 | 1199.8742 | -59211.525 | -59066.0217 | -58793.1758 | 0.013027 | 0.015452 | 0.02 | 0.014452
12149 | Lateral Hardening | Lateral Hardening-Fuse-92484319 | Laterals | 13583 | 0.048106 | 4 | 2 | 91884.46 | 0 | 1196.6518 | 1414.4708 | 1827.7142 | -90687.8082 | -90469.9892 | -90056.7458 | 0.013023 | 0.015394 | 0.019891 | 0.014421
3892 | Lateral Hardening | Lateral Hardening-Fuse-60161474 | Laterals | 13297 | 0.030303 | 1 | 2 | 50000 | 0 | 671.3053 | 760.822 | 887.6123 | -49328.6947 | -49239.178 | -49112.3877 | 0.013426 | 0.015216 | 0.017752 | 0.014396
8680 | Lateral Hardening | Lateral Hardening-Fuse-90168653 | Laterals | 13236 | 0.060985 | 1 | 2 | 50000 | 0 | 671.3053 | 760.822 | 887.6123 | -49328.6947 | -49239.178 | -49112.3877 | 0.013426 | 0.015216 | 0.017752 | 0.014396
7420 | Lateral Hardening | Lateral Hardening-Fuse-92892235 | Laterals | 13854 | 0.089015 | 6 | 3 | 103652.98 | 0 | 1344.2449 | 1595.8536 | 2066.3968 | -102308.7351 | -102057.1264 | -101586.5832 | 0.012969 | 0.015396 | 0.019936 | 0.014394
7842 | Lateral Hardening | Lateral Hardening-Fuse-90291399 | Laterals | 13442 | 0.021212 | 1 | 12 | 50000 | 0 | 669.2428 | 762.15 | 886.3779 | -49330.7572 | -49237.85 | -49113.6221 | 0.013385 | 0.015243 | 0.017728 | 0.014377
4584 | Lateral Hardening | Lateral Hardening-Fuse-92015660 | Laterals | 13772 | 0.23598 | 1 |  | 50000 | 0 | 653.7363 | 763.6618 | 974.306 | -49346.2637 | -49236.3382 | -49025.694 | 0.013075 | 0.015273 | 0.019486 | 0.014375
15417 | Lateral Hardening | Lateral Hardening-Fuse-60547972 | Laterals | 13906 | 0.018561 | 1 | 93 | 50000 | 0 | 665.5871 | 756.9802 | 891.9145 | -49334.4129 | -49243.0198 | -49108.0855 | 0.013312 | 0.01514 | 0.017838 | 0.014313
9775 | Lateral Hardening | Lateral Hardening-Fuse-90298251 | Laterals | 13769 | 0.1358 | 7 | 0 | 93605.28 | 0 | 1197.3916 | 1435.5668 | 1899.0481 | -92407.8884 | -92169.7132 | -91706.2319 | 0.012792 | 0.015336 | 0.020288 | 0.014305
3901 | Lateral Hardening | Lateral Hardening-Fuse-91511800 | Laterals | 13107 | 0.091288 | 9 | 0 | 159174.16 | 0 | 2035.5393 | 2440.4318 | 3228.3397 | -157138.6207 | -156733.7282 | -155945.8203 | 0.012788 | 0.015332 | 0.020282 | 0.014301
5637 | Lateral Hardening | Lateral Hardening-Fuse-90998681 | Laterals | 14199 | 0.10265 | 6 | 0 | 88451.53 | 0 | 1131.039 | 1356.0159 | 1793.8136 | -87320.491 | -87095.5141 | -86657.7164 | 0.012787 | 0.015331 | 0.02028 | 0.014299
15524 | Lateral Hardening | Lateral Hardening-Fuse-10313370 | Laterals | 13866 | 0.077083 | 11 | 0 | 242885.95 | 0 | 3102.9832 | 3720.2028 | 4921.2922 | -239782.9668 | -239165.7472 | -237964.6578 | 0.012775 | 0.015317 | 0.020262 | 0.014286
9465 | Lateral Hardening | Lateral Hardening-Fuse-91528906 | Laterals | 13738 | 0.024053 | 3 | 0 | 80706.75 | 0 | 1030.4024 | 1235.3614 | 1634.2051 | -79676.3476 | -79471.3886 | -79072.5449 | 0.012767 | 0.015307 | 0.020249 | 0.014277
1765 | Lateral Hardening | Lateral Hardening-Fuse-92676671 | Laterals | 13805 | 0.063826 | 4 | 4 | 57107.63 | 0 | 741.0823 | 866.4259 | 1106.6114 | -56366.5477 | -56241.2041 | -56001.0186 | 0.012977 | 0.015172 | 0.019378 | 0.014275
17206 | Lateral Hardening | Lateral Hardening-Fuse-91615098 | Laterals | 13165 | 0.077652 | 12 | 0 | 302033.02 | 0 | 3854.7198 | 4621.4685 | 6113.5369 | -298178.3002 | -297411.5515 | -295919.4831 | 0.012763 | 0.015301 | 0.020241 | 0.014272
8084 | Lateral Hardening | Lateral Hardening-Fuse-93430121 | Laterals | 13414 | 0.0079545 | 3 |  | 50000 | 0 | 638.0378 | 764.951 | 1011.9199 | -49361.9622 | -49235.049 | -48988.0801 | 0.012761 | 0.015299 | 0.020238 | 0.01427
15879 | Lateral Hardening | Lateral Hardening-Fuse-91175559 | Laterals | 13652 | 0.037879 | 4 | 2 | 50000 | 0 | 642.8297 | 761.6239 | 984.7653 | -49357.1703 | -49238.3761 | -49015.2347 | 0.012857 | 0.015232 | 0.019695 | 0.014253
11933 | Lateral Hardening | Lateral Hardening-Fuse-10339856 | Laterals | 14032 | 0.049621 | 8 | 0 | 225184.79 | 0 | 2861.0587 | 3430.1567 | 4537.603 | -222323.7313 | -221754.6333 | -220647.187 | 0.012705 | 0.015233 | 0.020151 | 0.014208
1988 | Lateral Hardening | Lateral Hardening-Fuse-10747921 | Laterals | 13705 | 0.085795 | 4 | 6 | 110736.72 | 0 | 1433.9714 | 1670.2635 | 2114.5775 | -109302.7486 | -109066.4565 | -108622.1425 | 0.012949 | 0.015083 | 0.019096 | 0.014204
236 | Lateral Hardening | Lateral Hardening-Fuse-10700791 | Laterals | 13192 | 0.52254 | 25 |  | 372410.02 | 0 | 4729.8604 | 5670.6848 | 7501.4989 | -367680.1596 | -366739.3352 | -364908.5211 | 0.012701 | 0.015227 | 0.020143 | 0.014203
2736 | Lateral Hardening | Lateral Hardening-Fuse-10573766 | Laterals | 13443 | 0.084091 | 2 |  | 50000 | 0 | 634.7704 | 761.0336 | 1006.7378 | -49365.2296 | -49238.9664 | -48993.2622 | 0.012695 | 0.015221 | 0.020135 | 0.014197
10830 | Lateral Hardening | Lateral Hardening-Fuse-91728114 | Laterals | 13622 | 0.053788 | 1 | 1 | 50000 | 0 | 650.0724 | 752.4094 | 937.1992 | -49349.9276 | -49247.5906 | -49062.8008 | 0.013001 | 0.015048 | 0.018744 | 0.01419
17248 | Lateral Hardening | Lateral Hardening-Fuse-91652567 | Laterals | 13827 | 0.035038 | 1 | 1 | 50000 | 0 | 649.3151 | 751.5328 | 936.1074 | -49350.6849 | -49248.4672 | -49063.8926 | 0.012986 | 0.015031 | 0.018722 | 0.014173
12663 | Lateral Hardening | Lateral Hardening-Fuse-60614861 | Laterals | 13298 | 0.034848 | 5 | 1 | 99151.34 | 0 | 1260.1264 | 1502.1846 | 1972.6509 | -97891.2136 | -97649.1554 | -97178.6891 | 0.012709 | 0.01515 | 0.019895 | 0.01416
4848 | Lateral Hardening | Lateral Hardening-Fuse-90863712 | Laterals | 13096 | 0.023485 | 1 | 4 | 50000 | 0 | 652.9902 | 747.7748 | 908.7916 | -49347.0098 | -49252.2252 | -49091.2084 | 0.01306 | 0.014955 | 0.018176 | 0.01414
8329 | Lateral Hardening | Lateral Hardening-Fuse-90294944 | Laterals | 13813 | 0.080303 | 4 | 1 | 55055.69 | 0 | 698.6613 | 830.9753 | 1091.2722 | -54357.0287 | -54224.7147 | -53964.4178 | 0.01269 | 0.015093 | 0.019821 | 0.014124
12895 | Lateral Hardening | Lateral Hardening-Fuse-60020598 | Laterals | 13679 | 0.022727 | 1 | 3 | 50000 | 0 | 651.054 | 747.381 | 911.5542 | -49348.946 | -49252.619 | -49088.4458 | 0.013021 | 0.014948 | 0.018231 | 0.01412
19595 | Lateral Hardening | Lateral Hardening-Fuse-92580529 | Laterals | 13037 | 0.039205 | 3 | 4 | 58991.43 | 0 | 757.6134 | 884.9483 | 1126.1355 | -58233.8166 | -58106.4817 | -57865.2945 | 0.012843 | 0.015001 | 0.01909 | 0.014115
10684 | Lateral Hardening | Lateral Hardening-Fuse-93212457 | Laterals | 13786 | 0.0068182 | 3 | 0 | 50000 | 0 | 629.4894 | 754.7022 | 998.3623 | -49370.5106 | -49245.2978 | -49001.6377 | 0.01259 | 0.015094 | 0.019967 | 0.014079
18658 | Lateral Hardening | Lateral Hardening-Fuse-90978630 | Laterals | 13298 | 0.10814 | 8 | 1 | 170749.15 | 0 | 2154.2321 | 2573.2233 | 3388.5902 | -168594.9179 | -168175.9267 | -167360.5598 | 0.012616 | 0.01507 | 0.019845 | 0.014075
2554 | Lateral Hardening | Lateral Hardening-Fuse-60238482 | Laterals | 13582 | 0.035038 | 1 | 1 | 50000 | 0 | 644.3935 | 745.6389 | 929.3709 | -49355.6065 | -49254.3611 | -49070.6291 | 0.012888 | 0.014913 | 0.018587 | 0.014065
7477 | Lateral Hardening | Lateral Hardening-Fuse-10237844 | Laterals | 13512 | 0.013258 | 3 | 11 | 88783.73 | 0 | 1138.6449 | 1328.3575 | 1666.7954 | -87645.0851 | -87455.3725 | -87116.9346 | 0.012825 | 0.014962 | 0.018774 | 0.014061
15064 | Lateral Hardening | Lateral Hardening-Fuse-10055005 | Laterals | 13419 | 0.12292 | 10 | 18 | 160981.76 | 0 | 2061.7022 | 2404.9534 | 3050.2213 | -158920.0578 | -158576.8066 | -157931.5387 | 0.012807 | 0.014939 | 0.018948 | 0.014061
4850 | Lateral Hardening | Lateral Hardening-Fuse-91745124 | Laterals | 14124 | 0.045455 | 5 |  | 50000 | 0 | 628.4297 | 753.4317 | 996.6816 | -49371.5703 | -49246.5683 | -49003.3184 | 0.012569 | 0.015069 | 0.019934 | 0.014055
17306 | Lateral Hardening | Lateral Hardening-Fuse-93365509 | Laterals | 13687 | 0.043561 | 5 |  | 50000 | 0 | 628.4297 | 753.4317 | 996.6816 | -49371.5703 | -49246.5683 | -49003.3184 | 0.012569 | 0.015069 | 0.019934 | 0.014055
6768 | Lateral Hardening | Lateral Hardening-Fuse-10099364 | Laterals | 13963 | 0.065909 | 7 |  | 50000 | 0 | 628.3811 | 753.3735 | 996.6046 | -49371.6189 | -49246.6265 | -49003.3954 | 0.012568 | 0.015067 | 0.019932 | 0.014054
9872 | Lateral Hardening | Lateral Hardening-Fuse-10402245 | Laterals | 13592 | 0.048485 | 3 | 6 | 50000 | 0 | 642.3342 | 746.1152 | 929.5683 | -49357.6658 | -49253.8848 | -49070.4317 | 0.012847 | 0.014922 | 0.018591 | 0.014044
7524 | Lateral Hardening | Lateral Hardening-Fuse-10159436 | Laterals | 13166 | 0.078409 | 7 |  | 50000 | 0 | 626.8225 | 751.5048 | 994.1325 | -49373.1775 | -49248.4952 | -49005.8675 | 0.012536 | 0.01503 | 0.019883 | 0.014019
4456 | Lateral Hardening | Lateral Hardening-Fuse-91134110 | Laterals | 14198 | 0.14072 | 6 | 0 | 147963.25 | 0 | 1854.4425 | 2223.3128 | 2941.1225 | -146108.8075 | -145739.9372 | -145022.1275 | 0.012533 | 0.015026 | 0.019877 | 0.014015
11667 | Lateral Hardening | Lateral Hardening-Fuse-91250746 | Laterals | 13090 | 0.039205 | 4 | 0 | 115742.04 | 0 | 1449.6926 | 1738.0533 | 2299.1941 | -114292.3474 | -114003.9867 | -113442.8459 | 0.012525 | 0.015017 | 0.019865 | 0.014007
17581 | Lateral Hardening | Lateral Hardening-Fuse-91197111 | Laterals | 13461 | 0.055114 | 5 | 2 | 56892.27 | 0 | 716.0251 | 851.4238 | 1112.2414 | -56176.2449 | -56040.8462 | -55780.0286 | 0.012586 | 0.014966 | 0.01955 | 0.013996
8408 | Lateral Hardening | Lateral Hardening-Fuse-92027376 | Laterals | 13470 | 0.067424 | 5 | 1 | 53985.37 | 0 | 676.0213 | 805.569 | 1057.9672 | -53309.3487 | -53179.801 | -52927.4028 | 0.012522 | 0.014922 | 0.019597 | 0.01395
18602 | Lateral Hardening | Lateral Hardening-Fuse-92754046 | Laterals | 13226 | 0.083333 | 6 | 0 | 50000 | 0 | 623.5462 | 747.5768 | 988.9364 | -49376.4538 | -49252.4232 | -49011.0636 | 0.012471 | 0.014952 | 0.019779 | 0.013946
16989 | Lateral Hardening | Lateral Hardening-Fuse-91917294 | Laterals | 13522 | 0.018561 | 1 | 2 | 50000 | 0 | 649.0071 | 738.3226 | 860.7855 | -49350.9929 | -49261.6774 | -49139.2145 | 0.01298 | 0.014766 | 0.017216 | 0.01394
15625 | Lateral Hardening | Lateral Hardening-Fuse-92690178 | Laterals | 13303 | 0.084659 | 6 | 1 | 55417.71 | 0 | 692.566 | 827.1504 | 1086.3256 | -54725.144 | -54590.5596 | -54331.3844 | 0.012497 | 0.014926 | 0.019602 | 0.013936
18124 | Lateral Hardening | Lateral Hardening-Fuse-91661835 | Laterals | 13153 | 0.02197 | 3 | 2 | 50000 | 0 | 632.5482 | 738.9853 | 948.2109 | -49367.4518 | -49261.0147 | -49051.7891 | 0.012651 | 0.01478 | 0.018964 | 0.013921
7824 | Lateral Hardening | Lateral Hardening-Fuse-90009124 | Laterals | 13651 | 0.064205 | 5 | 2 | 57647.79 | 0 | 717.8404 | 855.1718 | 1120.3672 | -56929.9496 | -56792.6182 | -56527.4228 | 0.012452 | 0.014834 | 0.019435 | 0.013865
13028 | Lateral Hardening | Lateral Hardening-Fuse-60574957 | Laterals | 13298 | 0.080682 | 5 | 1 | 55087.17 | 0 | 684.8657 | 814.5355 | 1069.684 | -54402.3043 | -54272.6345 | -54017.486 | 0.012432 | 0.014786 | 0.019418 | 0.013837
10580 | Lateral Hardening | Lateral Hardening-Fuse-10693269 | Laterals | 13147 | 0.092992 | 8 | 0 | 168393.15 | 0 | 2082.3689 | 2496.5764 | 3302.6108 | -166310.7811 | -165896.5736 | -165090.5392 | 0.012366 | 0.014826 | 0.019613 | 0.013829
9088 | Lateral Hardening | Lateral Hardening-Fuse-92973297 | Laterals | 13440 | 0.040341 | 3 |  | 50000 | 0 | 617.9578 | 740.8769 | 980.0733 | -49382.0422 | -49259.1231 | -49019.9267 | 0.012359 | 0.014818 | 0.019601 | 0.013821
12779 | Lateral Hardening | Lateral Hardening-Fuse-10629064 | Laterals | 13787 | 0.20833 | 10 | 3 | 101270.5 | 0 | 1259.3769 | 1495.9101 | 1947.8061 | -100011.1231 | -99774.5899 | -99322.6939 | 0.012436 | 0.014771 | 0.019234 | 0.013816
7050 | Lateral Hardening | Lateral Hardening-Fuse-10925177 | Laterals | 13017 | 0.073864 | 4 | 4 | 106559.88 | 0 | 1336.0162 | 1561.9847 | 1994.9887 | -105223.8638 | -104997.8953 | -104564.8913 | 0.012538 | 0.014658 | 0.018722 | 0.013792
4175 | Lateral Hardening | Lateral Hardening-Fuse-92128416 | Laterals | 13113 | 0.051705 | 1 | 2 | 50000 | 0 | 636.0186 | 729.032 | 889.8379 | -49363.9814 | -49270.968 | -49110.1621 | 0.01272 | 0.014581 | 0.017797 | 0.013786
11424 | Lateral Hardening | Lateral Hardening-Fuse-90295005 | Laterals | 13813 | 0.18864 | 8 | 3 | 160822.83 | 0 | 1983.0606 | 2363.2533 | 3093.5035 | -158839.7694 | -158459.5767 | -157729.3265 | 0.012331 | 0.014695 | 0.019235 | 0.01373
11401 | Lateral Hardening | Lateral Hardening-Fuse-10795771 | Laterals | 13695 | 0.044886 | 5 | 0 | 151958.91 | 0 | 1864.2498 | 2235.0708 | 2956.6766 | -150094.6602 | -149723.8392 | -149002.2334 | 0.012268 | 0.014708 | 0.019457 | 0.013719
12999 | Lateral Hardening | Lateral Hardening-Fuse-10714696 | Laterals | 13019 | 0.047727 | 1 | 2 | 50000 | 0 | 632.0383 | 726.0249 | 888.1243 | -49367.9617 | -49273.9751 | -49111.8757 | 0.012641 | 0.01452 | 0.017762 | 0.013717
16553 | Lateral Hardening | Lateral Hardening-Fuse-91205919 | Laterals | 13187 | 0.027083 | 2 | 5 | 76700.98 | 0 | 963.1909 | 1116.2925 | 1388.2994 | -75737.7891 | -75584.6875 | -75312.6806 | 0.012558 | 0.014554 | 0.0181 | 0.013711
19723 | Lateral Hardening | Lateral Hardening-Fuse-90613909 | Laterals | 13163 | 0.051705 | 7 | 5 | 63960.27 | 0 | 792.7444 | 934.4243 | 1203.8951 | -63167.5256 | -63025.8457 | -62756.3749 | 0.012394 | 0.014609 | 0.018823 | 0.013702
1829 | Lateral Hardening | Lateral Hardening-Fuse-10671289 | Laterals | 13724 | 0.055492 | 4 | 0 | 52993.75 | 0 | 648.5467 | 777.5502 | 1028.5868 | -52345.2033 | -52216.1998 | -51965.1632 | 0.012238 | 0.014672 | 0.01941 | 0.013686
13568 | Lateral Hardening | Lateral Hardening-Fuse-10612058 | Laterals | 13927 | 0.14034 | 5 | 0 | 55606.59 | 0 | 679.8915 | 815.1299 | 1078.2994 | -54926.6985 | -54791.4601 | -54528.2906 | 0.012227 | 0.014659 | 0.019392 | 0.013673
4987 | Lateral Hardening | Lateral Hardening-Fuse-10594242 | Laterals | 13516 | 0.11439 | 10 | 30 | 248972.75 | 0 | 3095.5511 | 3617.5546 | 4589.165 | -245877.1989 | -245355.1954 | -244383.585 | 0.012433 | 0.01453 | 0.018432 | 0.013662
4205 | Lateral Hardening | Lateral Hardening-Fuse-90535235 | Laterals | 13839 | 0.015909 | 3 | 1 | 50000 | 0 | 614.6251 | 729.9697 | 950.2058 | -49385.3749 | -49270.0303 | -49049.7942 | 0.012293 | 0.014599 | 0.019004 | 0.013656
13341 | Lateral Hardening | Lateral Hardening-Fuse-92702056 | Laterals | 13299 | 0.06875 | 6 | 0 | 50000 | 0 | 610.3306 | 731.7325 | 967.9767 | -49389.6694 | -49268.2675 | -49032.0233 | 0.012207 | 0.014635 | 0.01936 | 0.01365
927 | Lateral Hardening | Lateral Hardening-Fuse-10556629 | Laterals | 13298 | 0.091477 | 4 | 3 | 59405.67 | 0 | 734.3525 | 862.5703 | 1107.9859 | -58671.3175 | -58543.0997 | -58297.6841 | 0.012362 | 0.01452 | 0.018651 | 0.013638
16676 | Lateral Hardening | Lateral Hardening-Fuse-90104196 | Laterals | 13962 | 0.033144 | 4 | 1 | 50000 | 0 | 613.0435 | 727.6354 | 949.7599 | -49386.9565 | -49272.3646 | -49050.2401 | 0.012261 | 0.014553 | 0.018995 | 0.013622
3722 | Lateral Hardening | Lateral Hardening-Fuse-93100398 | Laterals | 13073 | 0.02803 | 5 | 1 | 90724.7 | 0 | 1108.8644 | 1321.2929 | 1735.284 | -89615.8356 | -89403.4071 | -88989.416 | 0.012222 | 0.014564 | 0.019127 | 0.013615
13469 | Lateral Hardening | Lateral Hardening-Fuse-10296941 | Laterals | 13753 | 0.032576 | 3 | 0 | 82032 | 0 | 998.5005 | 1197.1139 | 1583.6092 | -81033.4995 | -80834.8861 | -80448.3908 | 0.012172 | 0.014593 | 0.019305 | 0.013612
2746 | Lateral Hardening | Lateral Hardening-Fuse-10696481 | Laterals | 13961 | 0.036742 | 4 | 6 | 102730.06 | 0 | 1274.7492 | 1484.8043 | 1879.7835 | -101455.3108 | -101245.2557 | -100850.2765 | 0.012409 | 0.014453 | 0.018298 | 0.013611
1702 | Lateral Hardening | Lateral Hardening-Fuse-10625738 | Laterals | 13011 | 0.13314 | 6 | 2 | 103390.4 | 0 | 1263.3603 | 1501.604 | 1959.5433 | -102127.0397 | -101888.796 | -101430.8567 | 0.012219 | 0.014524 | 0.018953 | 0.013584
9444 | Lateral Hardening | Lateral Hardening-Fuse-10686009 | Laterals | 13808 | 0.11572 | 3 |  | 50000 | 0 | 606.4008 | 727.0211 | 961.7441 | -49393.5992 | -49272.9789 | -49038.2559 | 0.012128 | 0.01454 | 0.019235 | 0.013562
9581 | Lateral Hardening | Lateral Hardening-Fuse-60371528 | Laterals | 13807 | 0.10795 | 9 | 3 | 140801.55 | 0 | 1718.8553 | 2040.6408 | 2660.6181 | -139082.6947 | -138760.9092 | -138140.9319 | 0.012208 | 0.014493 | 0.018896 | 0.013562
17305 | Lateral Hardening | Lateral Hardening-Fuse-60307779 | Laterals | 14041 | 0.11591 | 7 | 2 | 141971.31 | 0 | 1729.5644 | 2059.7211 | 2691.6782 | -140241.7456 | -139911.5889 | -139279.6318 | 0.012182 | 0.014508 | 0.018959 | 0.013558
10453 | Lateral Hardening | Lateral Hardening-Fuse-91116075 | Laterals | 13786 | 0.059848 | 4 | 2 | 50000 | 0 | 611.6169 | 723.3526 | 934.5943 | -49388.3831 | -49276.6474 | -49065.4057 | 0.012232 | 0.014467 | 0.018692 | 0.013549
13855 | Lateral Hardening | Lateral Hardening-Fuse-60024819 | Laterals | 13303 | 0.066288 | 3 | 1 | 93904.18 | 0 | 1142.0145 | 1360.5535 | 1779.2205 | -92762.1655 | -92543.6265 | -92124.9595 | 0.012161 | 0.014489 | 0.018947 | 0.013538
16970 | Lateral Hardening | Lateral Hardening-Fuse-60037530 | Laterals | 13333 | 0.05322 | 6 | 0 | 85242.05 | 0 | 1030.0447 | 1234.9326 | 1633.6379 | -84212.0053 | -84007.1174 | -83608.4121 | 0.012084 | 0.014487 | 0.019165 | 0.013513
10970 | Lateral Hardening | Lateral Hardening-Fuse-60181029 | Laterals | 13388 | 0.036932 | 1 | 2 | 50000 | 0 | 622.5713 | 715.15 | 874.8215 | -49377.4287 | -49284.85 | -49125.1785 | 0.012451 | 0.014303 | 0.017496 | 0.013511
18072 | Lateral Hardening | Lateral Hardening-Fuse-60648542 | Laterals | 13769 | 0.062311 | 4 | 0 | 86655.65 | 0 | 1045.3642 | 1253.2994 | 1657.9345 | -85610.2858 | -85402.3506 | -84997.7155 | 0.012063 | 0.014463 | 0.019132 | 0.01349
16683 | Lateral Hardening | Lateral Hardening-Fuse-92529628 | Laterals | 13210 | 0.019508 | 3 | 1 | 50000 | 0 | 606.8702 | 721.0241 | 937.9749 | -49393.1298 | -49278.9759 | -49062.0251 | 0.012137 | 0.01442 | 0.018759 | 0.013485
11634 | Lateral Hardening | Lateral Hardening-Fuse-60057785 | Laterals | 13071 | 0.077083 | 10 | 0 | 84475.78 | 0 | 1017.2177 | 1219.5542 | 1613.2945 | -83458.5623 | -83256.2258 | -82862.4855 | 0.012042 | 0.014437 | 0.019098 | 0.013466
9970 | Lateral Hardening | Lateral Hardening-Fuse-90296947 | Laterals | 13007 | 0.076705 | 5 | 0 | 88893.85 | 0 | 1069.6781 | 1282.4496 | 1696.496 | -87824.1719 | -87611.4004 | -87197.354 | 0.012033 | 0.014427 | 0.019085 | 0.013456
11812 | Lateral Hardening | Lateral Hardening-Fuse-92827025 | Laterals | 13159 | 0.032765 | 4 | 0 | 159028.05 | 0 | 1913.5942 | 2294.2304 | 3034.9362 | -157114.4558 | -156733.8196 | -155993.1138 | 0.012033 | 0.014427 | 0.019084 | 0.013456
419 | Lateral Hardening | Lateral Hardening-Fuse-10071990 | Laterals | 13305 | 0.064773 | 1 | 1 | 50000 | 0 | 616.4368 | 713.5228 | 888.8637 | -49383.5632 | -49286.4772 | -49111.1363 | 0.012329 | 0.01427 | 0.017777 | 0.013456
2960 | Lateral Hardening | Lateral Hardening-Fuse-93342172 | Laterals | 13984 | 0.012311 | 1 | 9 | 50000 | 0 | 620.5877 | 713.8392 | 860.9698 | -49379.4123 | -49286.1608 | -49139.0302 | 0.012412 | 0.014277 | 0.017219 | 0.013452
5144 | Lateral Hardening | Lateral Hardening-Fuse-90269295 | Laterals | 13191 | 0.067235 | 6 | 0 | 133282.88 | 0 | 1602.5214 | 1921.2816 | 2541.5787 | -131680.3586 | -131361.5984 | -130741.3013 | 0.012023 | 0.014415 | 0.019069 | 0.013446
1583 | Lateral Hardening | Lateral Hardening-Fuse-91841532 | Laterals | 13289 | 0.060795 | 4 | 0 | 81943.08 | 0 | 985.0951 | 1181.042 | 1562.3483 | -80957.9849 | -80762.038 | -80380.7317 | 0.012022 | 0.014413 | 0.019066 | 0.013444
4616 | Lateral Hardening | Lateral Hardening-Fuse-60409689 | Laterals | 13786 | 0.056061 | 5 | 0 | 61737.17 | 0 | 741.6781 | 889.2065 | 1176.2921 | -60995.4919 | -60847.9635 | -60560.8779 | 0.012013 | 0.014403 | 0.019053 | 0.013434
13983 | Lateral Hardening | Lateral Hardening-Fuse-90662519 | Laterals | 13370 | 0.0098485 | 1 | 2 | 50000 | 0 | 625.2073 | 711.171 | 829.3397 | -49374.7927 | -49288.829 | -49170.6603 | 0.012504 | 0.014223 | 0.016587 | 0.013428
9976 | Lateral Hardening | Lateral Hardening-Fuse-10704180 | Laterals | 13962 | 0.047538 | 3 | 0 | 50000 | 0 | 600.0563 | 719.4146 | 951.6818 | -49399.9437 | -49280.5854 | -49048.3182 | 0.012001 | 0.014388 | 0.019034 | 0.013421
14111 | Lateral Hardening | Lateral Hardening-Fuse-10556650 | Laterals | 13298 | 0.047159 | 3 | 1 | 52301.19 | 0 | 630.4875 | 750.9531 | 982.4252 | -51670.7025 | -51550.2369 | -51318.7648 | 0.012055 | 0.014358 | 0.018784 | 0.013419
16303 | Lateral Hardening | Lateral Hardening-Fuse-92702166 | Laterals | 13299 | 0.053409 | 4 | 4 | 52311.93 | 0 | 637.9089 | 745.8022 | 952.5491 | -51674.0211 | -51566.1278 | -51359.3809 | 0.012194 | 0.014257 | 0.018209 | 0.013415
9682 | Lateral Hardening | Lateral Hardening-Fuse-91026575 | Laterals | 13236 | 0.034848 | 3 | 1 | 50000 | 0 | 602.0077 | 715.1068 | 930.4297 | -49397.9923 | -49284.8932 | -49069.5703 | 0.01204 | 0.014302 | 0.018609 | 0.013376
14712 | Lateral Hardening | Lateral Hardening-Fuse-10253102 | Laterals | 13065 | 0.033333 | 6 | 9 | 150162.46 | 0 | 1828.3238 | 2130.7541 | 2707.4273 | -148334.1362 | -148031.7059 | -147455.0327 | 0.012176 | 0.01419 | 0.01803 | 0.013365
1243 | Lateral Hardening | Lateral Hardening-Fuse-90283995 | Laterals | 13807 | 0.054356 | 3 | 2 | 52390.63 | 0 | 631.9747 | 746.2157 | 961.3256 | -51758.6553 | -51644.4143 | -51429.3044 | 0.012063 | 0.014243 | 0.018349 | 0.013346
3874 | Lateral Hardening | Lateral Hardening-Fuse-90476102 | Laterals | 13583 | 0.04375 | 3 | 2 | 55947.87 | 0 | 672.0666 | 797.8714 | 1038.8903 | -55275.8034 | -55149.9986 | -54908.9797 | 0.012012 | 0.014261 | 0.018569 | 0.013343
1645 | Lateral Hardening | Lateral Hardening-Fuse-10704120 | Laterals | 13962 | 0.0875 | 5 | 3 | 55145.13 | 0 | 665.9846 | 782.9061 | 1009.0178 | -54479.1454 | -54362.2239 | -54136.1122 | 0.012077 | 0.014197 | 0.018297 | 0.013335
18862 | Lateral Hardening | Lateral Hardening-Fuse-60376501 | Laterals | 13146 | 0.077273 | 4 | 2 | 54803.85 | 0 | 657.3159 | 780.8426 | 1018.7483 | -54146.5341 | -54023.0074 | -53785.1017 | 0.011994 | 0.014248 | 0.018589 | 0.01333
555 | Lateral Hardening | Lateral Hardening-Fuse-90825872 | Laterals | 13314 | 0.016098 | 4 |  | 50000 | 0 | 595.1369 | 713.5166 | 943.8797 | -49404.8631 | -49286.4834 | -49056.1203 | 0.011903 | 0.01427 | 0.018878 | 0.013311
7225 | Lateral Hardening | Lateral Hardening-Fuse-10696434 | Laterals | 13961 | 0.086932 | 4 | 1 | 55606.59 | 0 | 664.6711 | 790.5945 | 1038.348 | -54941.9189 | -54815.9955 | -54568.242 | 0.011953 | 0.014218 | 0.018673 | 0.013304
3804 | Lateral Hardening | Lateral Hardening-Fuse-10379987 | Laterals | 13187 | 0.071023 | 6 | 13 | 137019 | 0 | 1658.1678 | 1935.7466 | 2431.143 | -135360.8322 | -135083.2534 | -134587.857 | 0.012102 | 0.014128 | 0.017743 | 0.013274
17378 | Lateral Hardening | Lateral Hardening-Fuse-92247984 | Laterals | 13417 | 0.028598 | 4 | 0 | 76936.58 | 0 | 912.2837 | 1093.7476 | 1446.8704 | -76024.2963 | -75842.8324 | -75489.7096 | 0.011858 | 0.014216 | 0.018806 | 0.01326
17560 | Lateral Hardening | Lateral Hardening-Fuse-93451198 | Laterals | 13458 | 0.080114 | 6 | 0 | 55039.95 | 0 | 652.3616 | 782.124 | 1034.6373 | -54387.5884 | -54257.826 | -54005.3127 | 0.011853 | 0.01421 | 0.018798 | 0.013254
6016 | Lateral Hardening | Lateral Hardening-Fuse-90431480 | Laterals | 14306 | 0.073485 | 7 | 0 | 88393.2 | 0 | 1047.2474 | 1255.5572 | 1660.9212 | -87345.9526 | -87137.6428 | -86732.2788 | 0.011848 | 0.014204 | 0.01879 | 0.013249
11548 | Lateral Hardening | Lateral Hardening-Fuse-10556634 | Laterals | 13298 | 0.09053 | 5 | 1 | 100357.58 | 0 | 1192.2243 | 1423.7035 | 1870.424 | -99165.3557 | -98933.8765 | -98487.156 | 0.01188 | 0.014186 | 0.018638 | 0.013248
247 | Lateral Hardening | Lateral Hardening-Fuse-10443867 | Laterals | 13172 | 0.034848 | 5 | 0 | 77908.43 | 0 | 922.5166 | 1106.0159 | 1463.0996 | -76985.9134 | -76802.4141 | -76445.3304 | 0.011841 | 0.014196 | 0.01878 | 0.013242
19739 | Lateral Hardening | Lateral Hardening-Fuse-10095422 | Laterals | 13786 | 0.10833 | 4 | 5 | 68666.53 | 0 | 828.0424 | 964.3531 | 1226.6968 | -67838.4876 | -67702.1769 | -67439.8332 | 0.012059 | 0.014044 | 0.017865 | 0.013235
4043 | Lateral Hardening | Lateral Hardening-Fuse-60265139 | Laterals | 13354 | 0.077273 | 6 | 0 | 50000 | 0 | 590.3825 | 707.8164 | 936.3391 | -49409.6175 | -49292.1836 | -49063.6609 | 0.011808 | 0.014156 | 0.018727 | 0.013204
16266 | Lateral Hardening | Lateral Hardening-Fuse-93202315 | Laterals | 13656 | 0.065909 | 5 | 2 | 102241.38 | 0 | 1213.5365 | 1442.5313 | 1883.691 | -101027.8435 | -100798.8487 | -100357.689 | 0.011869 | 0.014109 | 0.018424 | 0.013197
18049 | Lateral Hardening | Lateral Hardening-Fuse-10716357 | Laterals | 13959 | 0.051515 | 4 | 1 | 50000 | 0 | 593.6069 | 704.8312 | 919.8504 | -49406.3931 | -49295.1688 | -49080.1496 | 0.011872 | 0.014097 | 0.018397 | 0.013192
819 | Lateral Hardening | Lateral Hardening-Fuse-60015290 | Laterals | 13008 | 0.050947 | 4 | 0 | 84888.65 | 0 | 1001.3561 | 1200.5375 | 1588.1381 | -83887.2939 | -83688.1125 | -83300.5119 | 0.011796 | 0.014142 | 0.018708 | 0.013191
56 | Lateral Hardening | Lateral Hardening-Fuse-92317247 | Laterals | 13290 | 0.021023 | 3 | 0 | 50000 | 0 | 588.703 | 705.8029 | 933.6756 | -49411.297 | -49294.1971 | -49066.3244 | 0.011774 | 0.014116 | 0.018674 | 0.013167
17437 | Lateral Hardening | Lateral Hardening-Fuse-60364324 | Laterals | 13873 | 0.15114 | 13 | 0 | 168480.36 | 0 | 1980.0808 | 2373.942 | 3140.3832 | -166500.2792 | -166106.418 | -165339.9768 | 0.011753 | 0.01409 | 0.018639 | 0.013143
6192 | Lateral Hardening | Lateral Hardening-Fuse-10570232 | Laterals | 13373 | 0.013258 | 2 | 6 | 57343.73 | 0 | 685.8464 | 799.8578 | 1008.7041 | -56657.8836 | -56543.8722 | -56335.0259 | 0.01196 | 0.013948 | 0.01759 | 0.01312
10982 | Lateral Hardening | Lateral Hardening-Fuse-10388837 | Laterals | 13221 | 0.1642 | 8 | 0 | 143080.69 | 0 | 1678.5914 | 2012.4828 | 2662.2247 | -141402.0986 | -141068.2072 | -140418.4653 | 0.011732 | 0.014065 | 0.018606 | 0.013119
6511 | Lateral Hardening | Lateral Hardening-Fuse-10122228 | Laterals | 13059 | 0.013447 | 5 |  | 50000 | 0 | 586.5698 | 703.2454 | 930.2923 | -49413.4302 | -49296.7546 | -49069.7077 | 0.011731 | 0.014065 | 0.018606 | 0.013119
9778 | Lateral Hardening | Lateral Hardening-Fuse-91852794 | Laterals | 13224 | 0.050947 | 4 | 10 | 104419.24 | 0 | 1248.2984 | 1455.4834 | 1836.5933 | -103170.9416 | -102963.7566 | -102582.6467 | 0.011955 | 0.013939 | 0.017589 | 0.013113
3416 | Lateral Hardening | Lateral Hardening-Fuse-60484120 | Laterals | 13781 | 0.048485 | 5 | 0 | 50000 | 0 | 586.2254 | 702.8325 | 929.7461 | -49413.7746 | -49297.1675 | -49070.2539 | 0.011725 | 0.014057 | 0.018595 | 0.013111
9339 | Lateral Hardening | Lateral Hardening-Fuse-90817794 | Laterals | 13993 | 0.04072 | 4 | 0 | 78821.38 | 0 | 921.9205 | 1105.3012 | 1462.1543 | -77899.4595 | -77716.0788 | -77359.2257 | 0.011696 | 0.014023 | 0.01855 | 0.01308
10739 | Lateral Hardening | Lateral Hardening-Fuse-91310277 | Laterals | 13029 | 0.065152 | 6 | 0 | 87097.4 | 0 | 1018.5998 | 1221.2112 | 1615.4864 | -86078.8002 | -85876.1888 | -85481.9136 | 0.011695 | 0.014021 | 0.018548 | 0.013078
12552 | Lateral Hardening | Lateral Hardening-Fuse-10679321 | Laterals | 13807 | 0.020833 | 1 | 2 | 50000 | 0 | 602.2847 | 691.8468 | 846.3154 | -49397.7153 | -49308.1532 | -49153.6846 | 0.012046 | 0.013837 | 0.016926 | 0.013071
18900 | Lateral Hardening | Lateral Hardening-Fuse-93020030 | Laterals | 13097 | 0.033902 | 5 | 0 | 51199.39 | 0 | 597.8834 | 716.8094 | 948.2355 | -50601.5066 | -50482.5806 | -50251.1545 | 0.011678 | 0.014 | 0.01852 | 0.013059
1594 | Lateral Hardening | Lateral Hardening-Fuse-90301096 | Laterals | 13813 | 0.078409 | 4 |  | 50968.29 | 0 | 595.1369 | 713.5166 | 943.8797 | -50373.1531 | -50254.7734 | -50024.4103 | 0.011677 | 0.013999 | 0.018519 | 0.013058
8607 | Lateral Hardening | Lateral Hardening-Fuse-92897810 | Laterals | 13442 | 0.034848 | 4 | 0 | 50000 | 0 | 583.7362 | 699.8481 | 925.7982 | -49416.2638 | -49300.1519 | -49074.2018 | 0.011675 | 0.013997 | 0.018516 | 0.013056
246 | Lateral Hardening | Lateral Hardening-Fuse-93001050 | Laterals | 13787 | 0.037121 | 7 | 4 | 94901.54 | 0 | 1116.6545 | 1321.6423 | 1709.48 | -93784.8855 | -93579.8977 | -93192.06 | 0.011766 | 0.013926 | 0.018013 | 0.013039
4925 | Lateral Hardening | Lateral Hardening-Fuse-60280071 | Laterals | 13962 | 0.0064394 | 2 | 1 | 50000 | 0 | 586.7259 | 696.872 | 907.6133 | -49413.2741 | -49303.128 | -49092.3867 | 0.011735 | 0.013937 | 0.018152 | 0.013037
11627 | Lateral Hardening | Lateral Hardening-Fuse-91513380 | Laterals | 13469 | 0.023106 | 1 | 5 | 50000 | 0 | 602.0445 | 689.3384 | 836.7735 | -49397.9555 | -49310.6616 | -49163.2265 | 0.012041 | 0.013787 | 0.016735 | 0.013034
8591 | Lateral Hardening | Lateral Hardening-Fuse-90294958 | Laterals | 13813 | 0.057197 | 4 | 2 | 53135.41 | 0 | 622.6267 | 739.6344 | 964.9848 | -52512.7833 | -52395.7756 | -52170.4252 | 0.011718 | 0.01392 | 0.018161 | 0.013023
4055 | Lateral Hardening | Lateral Hardening-Fuse-10266403 | Laterals | 13679 | 0.025947 | 4 | 1 | 50538.31 | 0 | 590.855 | 703.4608 | 922.1646 | -49947.455 | -49834.8492 | -49616.1454 | 0.011691 | 0.013919 | 0.018247 | 0.013015
15233 | Lateral Hardening | Lateral Hardening-Fuse-60447298 | Laterals | 14041 | 0.061932 | 6 | 0 | 52188.69 | 0 | 607.279 | 728.0739 | 963.1368 | -51581.411 | -51460.6161 | -51225.5532 | 0.011636 | 0.013951 | 0.018455 | 0.013012
1087 | Lateral Hardening | Lateral Hardening-Fuse-92606231 | Laterals | 13390 | 0.04375 | 2 | 9 | 50000 | 0 | 596.1373 | 687.3512 | 845.7771 | -49403.8627 | -49312.6488 | -49154.2229 | 0.011923 | 0.013747 | 0.016916 | 0.012969
11304 | Lateral Hardening | Lateral Hardening-Fuse-91870201 | Laterals | 13920 | 0.039962 | 3 | 0 | 50000 | 0 | 579.8638 | 695.2054 | 919.6566 | -49420.1362 | -49304.7946 | -49080.3434 | 0.011597 | 0.013904 | 0.018393 | 0.012969
17511 | Lateral Hardening | Lateral Hardening-Fuse-90747854 | Laterals | 13207 | 0.012879 | 3 | 6 | 69102.25 | 0 | 813.3264 | 952.4276 | 1221.8142 | -68288.9236 | -68149.8224 | -67880.4358 | 0.01177 | 0.013783 | 0.017681 | 0.012965
4231 | Lateral Hardening | Lateral Hardening-Fuse-90718455 | Laterals | 13030 | 0.044508 | 5 | 1 | 92094.08 | 0 | 1072.0957 | 1275.1552 | 1674.5138 | -91021.9843 | -90818.9248 | -90419.5662 | 0.011641 | 0.013846 | 0.018183 | 0.012957
18880 | Lateral Hardening | Lateral Hardening-Fuse-60105505 | Laterals | 13030 | 0.060795 | 4 | 1 | 53434.47 | 0 | 621.6287 | 740.2923 | 970.0896 | -52812.8413 | -52694.1777 | -52464.3804 | 0.011633 | 0.013854 | 0.018155 | 0.012952
17402 | Lateral Hardening | Lateral Hardening-Fuse-90532325 | Laterals | 13677 | 0.025379 | 5 | 0 | 50000 | 0 | 578.4994 | 693.5697 | 917.4927 | -49421.5006 | -49306.4303 | -49082.5073 | 0.01157 | 0.013871 | 0.01835 | 0.012938
9394 | Lateral Hardening | Lateral Hardening-Fuse-91384925 | Laterals | 13916 | 0.0087121 | 1 | 53 | 50000 | 0 | 601.3752 | 684.902 | 802.1604 | -49398.6248 | -49315.098 | -49197.8396 | 0.012028 | 0.013698 | 0.016043 | 0.01293
9634 | Lateral Hardening | Lateral Hardening-Fuse-60069197 | Laterals | 13461 | 0.091288 | 4 | 0 | 116081.54 | 0 | 1340.5841 | 1607.2419 | 2126.1495 | -114740.9559 | -114474.2981 | -113955.3905 | 0.011549 | 0.013846 | 0.018316 | 0.012915
942 | Lateral Hardening | Lateral Hardening-Fuse-10254057 | Laterals | 13583 | 0.06875 | 1 | 0 | 50000 | 0 | 578.2424 | 692.2756 | 908.9364 | -49421.7576 | -49307.7244 | -49091.0636 | 0.011565 | 0.013846 | 0.018179 | 0.01291
15215 | Lateral Hardening | Lateral Hardening-Fuse-93018162 | Laterals | 13840 | 0.023674 | 2 | 0 | 50000 | 0 | 576.0665 | 690.6528 | 913.6341 | -49423.9335 | -49309.3472 | -49086.3659 | 0.011521 | 0.013813 | 0.018273 | 0.012884
15079 | Lateral Hardening | Lateral Hardening-Fuse-91544436 | Laterals | 13592 | 0.052083 | 5 | 19 | 163972.36 | 0 | 1924.3384 | 2247.9175 | 2833.9409 | -162048.0216 | -161724.4425 | -161138.4191 | 0.011736 | 0.013709 | 0.017283 | 0.012882
6676 | Lateral Hardening | Lateral Hardening-Fuse-90771590 | Laterals | 13455 | 0.25057 | 19 | 109 | 546389.76 | 0 | 6288.5492 | 7539.4151 | 9973.5597 | -540101.2108 | -538850.3449 | -536416.2003 | 0.011509 | 0.013799 | 0.018254 | 0.012871
15078 | Lateral Hardening | Lateral Hardening-Fuse-60353489 | Laterals | 13268 | 0.20985 | 9 | 4 | 153199.67 | 0 | 1775.2716 | 2105.0467 | 2727.1521 | -151424.3984 | -151094.6233 | -150472.5179 | 0.011588 | 0.013741 | 0.017801 | 0.012855
168 | Lateral Hardening | Lateral Hardening-Fuse-10873565 | Laterals | 14109 | 0.021212 | 3 | 0 | 50000 | 0 | 574.234 | 688.4559 | 910.7279 | -49425.766 | -49311.5441 | -49089.2721 | 0.011485 | 0.013769 | 0.018215 | 0.012843
16171 | Lateral Hardening | Lateral Hardening-Fuse-90084703 | Laterals | 13133 | 0.04375 | 5 | 0 | 160736.15 | 0 | 1843.7019 | 2210.4357 | 2924.0879 | -158892.4481 | -158525.7143 | -157812.0621 | 0.01147 | 0.013752 | 0.018192 | 0.012827
17915 | Lateral Hardening | Lateral Hardening-Fuse-91873463 | Laterals | 13020 | 0.098674 | 5 | 0 | 56582.47 | 0 | 648.3559 | 777.3215 | 1028.2843 | -55934.1141 | -55805.1485 | -55554.1857 | 0.011459 | 0.013738 | 0.018173 | 0.012814
19084 | Lateral Hardening | Lateral Hardening-Fuse-91551758 | Laterals | 13031 | 0.047727 | 5 | 0 | 156877.63 | 0 | 1797.4342 | 2154.9648 | 2850.708 | -155080.1958 | -154722.6652 | -154026.922 | 0.011458 | 0.013737 | 0.018172 | 0.012813
6492 | Lateral Hardening | Lateral Hardening-Fuse-60020652 | Laterals | 13679 | 0.013258 | 3 | 1 | 50000 | 0 | 575.3698 | 683.2701 | 889.6234 | -49424.6302 | -49316.7299 | -49110.3766 | 0.011507 | 0.013665 | 0.017792 | 0.012783
3399 | Lateral Hardening | Lateral Hardening-Fuse-60278587 | Laterals | 13870 | 0.060985 | 1 | 1 | 50000 | 0 | 585.621 | 677.6321 | 844.6068 | -49414.379 | -49322.3679 | -49155.3932 | 0.011712 | 0.013553 | 0.016892 | 0.012782
10352 | Lateral Hardening | Lateral Hardening-Fuse-91209885 | Laterals | 13462 | 0.0079545 | 3 | 18 | 50000 | 0 | 586.4573 | 677.8955 | 837.0284 | -49413.5427 | -49322.1045 | -49162.9716 | 0.011729 | 0.013558 | 0.016741 | 0.012779
15152 | Lateral Hardening | Lateral Hardening-Fuse-93270864 | Laterals | 13256 | 0.074811 | 6 | 0 | 88599.35 | 0 | 1012.2503 | 1213.5987 | 1605.4162 | -87587.0997 | -87385.7513 | -86993.9338 | 0.011425 | 0.013698 | 0.01812 | 0.012776
3389 | Lateral Hardening | Lateral Hardening-Fuse-10455359 | Laterals | 13495 | 0.050947 | 2 | 0 | 64817.21 | 0 | 740.1062 | 887.322 | 1173.7991 | -64077.1038 | -63929.888 | -63643.4109 | 0.011418 | 0.01369 | 0.018109 | 0.012769
372 | Lateral Hardening | Lateral Hardening-Fuse-93198411 | Laterals | 13656 | 0.04072 | 1 | 0 | 50000 | 0 | 570.8358 | 684.776 | 903.1289 | -49429.1642 | -49315.224 | -49096.8711 | 0.011417 | 0.013696 | 0.018063 | 0.012765
10344 | Lateral Hardening | Lateral Hardening-Fuse-10313363 | Laterals | 13866 | 0.077083 | 7 | 0 | 165919.35 | 0 | 1893.2061 | 2269.7869 | 3002.601 | -164026.1439 | -163649.5631 | -162916.749 | 0.01141 | 0.01368 | 0.018097 | 0.01276
4904 | Lateral Hardening | Lateral Hardening-Fuse-60386998 | Laterals | 13268 | 0.19659 | 9 | 6 | 248353.05 | 0 | 2856.2046 | 3385.3565 | 4373.3021 | -245496.8454 | -244967.6935 | -243979.7479 | 0.011501 | 0.013631 | 0.017609 | 0.012751
14915 | Lateral Hardening | Lateral Hardening-Fuse-92015098 | Laterals | 14041 | 0.098106 | 7 | 0 | 232723.99 | 0 | 2651.9412 | 3179.4433 | 4205.9453 | -230072.0488 | -229544.5467 | -228518.0447 | 0.011395 | 0.013662 | 0.018073 | 0.012743
3116 | Lateral Hardening | Lateral Hardening-Fuse-10795760 | Laterals | 13695 | 0.069508 | 2 | 1 | 50000 | 0 | 579.5497 | 675.7418 | 857.9702 | -49420.4503 | -49324.2582 | -49142.0298 | 0.011591 | 0.013515 | 0.017159 | 0.012725
11223 | Lateral Hardening | Lateral Hardening-Fuse-91148652 | Laterals | 13786 | 0.075 | 4 | 1 | 54614.97 | 0 | 624.1288 | 742.3525 | 974.7638 | -53990.8412 | -53872.6175 | -53640.2062 | 0.011428 | 0.013592 | 0.017848 | 0.012719
740 | Lateral Hardening | Lateral Hardening-Fuse-60125242 | Laterals | 13097 | 0.10644 | 4 | 0 | 57227.81 | 0 | 648.5467 | 777.5502 | 1028.5868 | -56579.2633 | -56450.2598 | -56199.2232 | 0.011333 | 0.013587 | 0.017974 | 0.012673
16568 | Lateral Hardening | Lateral Hardening-Fuse-93248054 | Laterals | 13175 | 0.052083 | 2 | 0 | 52710.43 | 0 | 597.0444 | 715.8035 | 946.9049 | -52113.3856 | -51994.6265 | -51763.5251 | 0.011327 | 0.01358 | 0.017964 | 0.012667
13471 | Lateral Hardening | Lateral Hardening-Fuse-90921411 | Laterals | 13679 | 0.096212 | 8 | 0 | 87450.23 | 0 | 989.8064 | 1186.6904 | 1569.8204 | -86460.4236 | -86263.5396 | -85880.4096 | 0.011319 | 0.01357 | 0.017951 | 0.012657
2425 | Lateral Hardening | Lateral Hardening-Fuse-92664329 | Laterals | 13226 | 0.04375 | 5 | 0 | 83769.55 | 0 | 947.9749 | 1136.5382 | 1503.4763 | -82821.5751 | -82633.0118 | -82266.0737 | 0.011316 | 0.013567 | 0.017948 | 0.012655
9724 | Lateral Hardening | Lateral Hardening-Fuse-92912126 | Laterals | 13786 | 0.017803 | 3 | 0 | 50000 | 0 | 565.7265 | 678.2561 | 897.2351 | -49434.2735 | -49321.7439 | -49102.7649 | 0.011315 | 0.013565 | 0.017945 | 0.012653
6214 | Lateral Hardening | Lateral Hardening-Fuse-93212864 | Laterals | 13656 | 0.038068 | 3 | 3 | 51036.99 | 0 | 587.8521 | 684.3013 | 869.4021 | -50449.1379 | -50352.6887 | -50167.5879 | 0.011518 | 0.013408 | 0.017035 | 0.012637
11851 | Lateral Hardening | Lateral Hardening-Fuse-92701769 | Laterals | 13298 | 0.052273 | 6 | 0 | 85094.8 | 0 | 961.3751 | 1152.6038 | 1524.7287 | -84133.4249 | -83942.1962 | -83570.0713 | 0.011298 | 0.013545 | 0.017918 | 0.012634
16647 | Lateral Hardening | Lateral Hardening-Fuse-91567924 | Laterals | 13044 | 0.016098 | 1 | 7 | 50000 | 0 | 587.055 | 669.9614 | 780.7291 | -49412.945 | -49330.0386 | -49219.2709 | 0.011741 | 0.013399 | 0.015615 | 0.012626
18542 | Lateral Hardening | Lateral Hardening-Fuse-10705920 | Laterals | 13983 | 0.12405 | 6 | 0 | 73038.49 | 0 | 824.0358 | 987.9461 | 1306.9103 | -72214.4542 | -72050.5439 | -71731.5797 | 0.011282 | 0.013526 | 0.017893 | 0.012617
17351 | Lateral Hardening | Lateral Hardening-Fuse-91921316 | Laterals | 13422 | 0.044129 | 5 | 0 | 160795.05 | 0 | 1811.9037 | 2172.3126 | 2873.6565 | -158983.1463 | -158622.7374 | -157921.3935 | 0.011268 | 0.01351 | 0.017872 | 0.012601
7805 | Lateral Hardening | Lateral Hardening-Fuse-90654074 | Laterals | 14112 | 0.017045 | 4 | 0 | 85373.1 | 0 | 959.3969 | 1150.2322 | 1521.5914 | -84413.7031 | -84222.8678 | -83851.5086 | 0.011238 | 0.013473 | 0.017823 | 0.012567
9002 | Lateral Hardening | Lateral Hardening-Fuse-92349384 | Laterals | 13805 | 0.032765 | 2 | 2 | 50000 | 0 | 575.5182 | 666.959 | 828.8773 | -49424.4818 | -49333.041 | -49171.1227 | 0.01151 | 0.013339 | 0.016578 | 0.012566
3955 | Lateral Hardening | Lateral Hardening-Fuse-10556644 | Laterals | 13298 | 0.051515 | 3 | 2 | 56593.21 | 0 | 639.83 | 759.3097 | 982.7385 | -55953.38 | -55833.9003 | -55610.4715 | 0.011306 | 0.013417 | 0.017365 | 0.012545
2500 | Lateral Hardening | Lateral Hardening-Fuse-90802827 | Laterals | 13838 | 0.044697 | 1 | 1 | 50000 | 0 | 574.2339 | 664.5804 | 828.2404 | -49425.7661 | -49335.4196 | -49171.7596 | 0.011485 | 0.013292 | 0.016565 | 0.012535
13133 | Lateral Hardening | Lateral Hardening-Fuse-92678254 | Laterals | 13805 | 0.084659 | 4 | 1 | 50979.03 | 0 | 574.2879 | 681.9926 | 889.5823 | -50404.7421 | -50297.0374 | -50089.4477 | 0.011265 | 0.013378 | 0.01745 | 0.012517
18574 | Lateral Hardening | Lateral Hardening-Fuse-92844710 | Laterals | 13169 | 0.015909 | 3 | 0 | 74963.43 | 0 | 838.4148 | 1005.1853 | 1329.7153 | -74125.0152 | -73958.2447 | -73633.7147 | 0.011184 | 0.013409 | 0.017738 | 0.012507
8633 | Lateral Hardening | Lateral Hardening-Fuse-92225433 | Laterals | 13146 | 0.1036 | 9 | 5 | 152738.21 | 0 | 1718.7455 | 2037.2986 | 2636.2636 | -151019.4645 | -150700.9114 | -150101.9464 | 0.011253 | 0.013338 | 0.01726 | 0.012479
16586 | Lateral Hardening | Lateral Hardening-Fuse-10064522 | Laterals | 13405 | 0.049053 | 2 |  | 50000 | 0 | 557.411 | 668.2866 | 884.0469 | -49442.589 | -49331.7134 | -49115.9531 | 0.011148 | 0.013366 | 0.017681 | 0.012467
12253 | Lateral Hardening | Lateral Hardening-Fuse-60071034 | Laterals | 13077 | 0.10455 | 8 | 0 | 165712.63 | 0 | 1846.5123 | 2213.8052 | 2928.5453 | -163866.1177 | -163498.8248 | -162784.0847 | 0.011143 | 0.013359 | 0.017672 | 0.012461
8134 | Lateral Hardening | Lateral Hardening-Fuse-60310732 | Laterals | 13935 | 0.047538 | 1 | 1 | 50000 | 0 | 570.7399 | 660.4131 | 823.1447 | -49429.2601 | -49339.5869 | -49176.8553 | 0.011415 | 0.013208 | 0.016463 | 0.012458
1488 | Lateral Hardening | Lateral Hardening-Fuse-60144177 | Laterals | 13939 | 0.047348 | 1 | 2 | 50000 | 0 | 570.7279 | 655.5974 | 801.9725 | -49429.2721 | -49344.4026 | -49198.0275 | 0.011415 | 0.013112 | 0.016039 | 0.012386
14687 | Lateral Hardening | Lateral Hardening-Fuse-92739331 | Laterals | 13468 | 0.052652 | 7 | 0 | 85153.7 | 0 | 940.0748 | 1127.0666 | 1490.9467 | -84213.6252 | -84026.6334 | -83662.7533 | 0.01104 | 0.013236 | 0.017509 | 0.012345
1629 | Lateral Hardening | Lateral Hardening-Fuse-92949038 | Laterals | 13194 | 0.1233 | 7 | 6 | 158305.17 | 0 | 1765.102 | 2081.5883 | 2683.9721 | -156540.068 | -156223.5817 | -155621.1979 | 0.01115 | 0.013149 | 0.016954 | 0.01233
4370 | Lateral Hardening | Lateral Hardening-Fuse-10477204 | Laterals | 13326 | 0.039962 | 3 | 0 | 83180.55 | 0 | 917.101 | 1099.5231 | 1454.5106 | -82263.449 | -82081.0269 | -81726.0394 | 0.011025 | 0.013219 | 0.017486 | 0.012329
15773 | Lateral Hardening | Lateral Hardening-Fuse-92861586 | Laterals | 13655 | 0.04375 | 4 | 5 | 103312.44 | 0 | 1155.6521 | 1345.0542 | 1711.5695 | -102156.7879 | -101967.3858 | -101600.8705 | 0.011186 | 0.013019 | 0.016567 | 0.012274
16182 | Lateral Hardening | Lateral Hardening-Fuse-60046549 | Laterals | 13310 | 0.0096591 | 3 |  | 50000 | 0 | 547.9619 | 656.9579 | 869.0606 | -49452.0381 | -49343.0421 | -49130.9394 | 0.010959 | 0.013139 | 0.017381 | 0.012255
9774 | Lateral Hardening | Lateral Hardening-Fuse-60148118 | Laterals | 14099 | 0.01553 | 3 | 0 | 50000 | 0 | 547.9619 | 656.9579 | 869.0606 | -49452.0381 | -49343.0421 | -49130.9394 | 0.010959 | 0.013139 | 0.017381 | 0.012255
5011 | Lateral Hardening | Lateral Hardening-Fuse-60374286 | Laterals | 13865 | 0.091477 | 5 | 0 | 86713.98 | 0 | 948.1374 | 1136.733 | 1503.734 | -85765.8426 | -85577.247 | -85210.246 | 0.010934 | 0.013109 | 0.017341 | 0.012227
18755 | Lateral Hardening | Lateral Hardening-Fuse-92609198 | Laterals | 13390 | 0.032955 | 3 | 0 | 109768.74 | 0 | 1197.875 | 1436.1463 | 1899.8146 | -108570.865 | -108332.5937 | -107868.9254 | 0.010913 | 0.013083 | 0.017307 | 0.012203
19746 | Lateral Hardening | Lateral Hardening-Fuse-60011604 | Laterals | 13158 | 0.023295 | 3 | 12 | 89109.27 | 0 | 996.0736 | 1152.4626 | 1437.9811 | -88113.1964 | -87956.8074 | -87671.2889 | 0.011178 | 0.012933 | 0.016137 | 0.012201
12563 | Lateral Hardening | Lateral Hardening-Fuse-10793170 | Laterals | 13470 | 0.038826 | 1 | 2 | 50000 | 0 | 561.7116 | 645.2404 | 789.3031 | -49438.2884 | -49354.7596 | -49210.6969 | 0.011234 | 0.012905 | 0.015786 | 0.012191
11859 | Lateral Hardening | Lateral Hardening-Fuse-10696489 | Laterals | 13961 | 0.030303 | 4 | 2 | 50391.65 | 0 | 553.8895 | 655.4612 | 847.5291 | -49837.7605 | -49736.1888 | -49544.1209 | 0.010992 | 0.013007 | 0.016819 | 0.012179
14327 | Lateral Hardening | Lateral Hardening-Fuse-60012114 | Laterals | 13092 | 0.031818 | 1 | 3 | 50000 | 0 | 560.7619 | 643.7296 | 785.1343 | -49439.2381 | -49356.2704 | -49214.8657 | 0.011215 | 0.012875 | 0.015703 | 0.012162
15631 | Lateral Hardening | Lateral Hardening-Fuse-91239021 | Laterals | 13124 | 0.020455 | 3 | 0 | 75670.23 | 0 | 821.9428 | 985.4368 | 1303.591 | -74848.2872 | -74684.7932 | -74366.639 | 0.010862 | 0.013023 | 0.017227 | 0.012147
8216 | Lateral Hardening | Lateral Hardening-Fuse-10705916 | Laterals | 13268 | 0.057765 | 3 | 2 | 52673.95 | 0 | 577.0319 | 681.088 | 878.0002 | -52096.9181 | -51992.862 | -51795.9498 | 0.010955 | 0.01293 | 0.016669 | 0.012119
15682 | Lateral Hardening | Lateral Hardening-Fuse-93251124 | Laterals | 13175 | 0.044318 | 5 | 0 | 83857.9 | 0 | 908.1773 | 1088.8243 | 1440.3577 | -82949.7227 | -82769.0757 | -82417.5423 | 0.01083 | 0.012984 | 0.017176 | 0.012111
11245 | Lateral Hardening | Lateral Hardening-Fuse-60129790 | Laterals | 13130 | 0.013447 | 3 |  | 50000 | 0 | 540.4556 | 647.9585 | 857.1557 | -49459.5444 | -49352.0415 | -49142.8443 | 0.010809 | 0.012959 | 0.017143 | 0.012088
9922 | Lateral Hardening | Lateral Hardening-Fuse-90870553 | Laterals | 13805 | 0.048106 | 2 |  | 50000 | 0 | 540.1961 | 647.6475 | 856.7443 | -49459.8039 | -49352.3525 | -49143.2557 | 0.010804 | 0.012953 | 0.017135 | 0.012082
16325 | Lateral Hardening | Lateral Hardening-Fuse-92542750 | Laterals | 13007 | 0.044697 | 5 | 0 | 59009.09 | 0 | 636.6249 | 763.257 | 1009.679 | -58372.4651 | -58245.833 | -57999.411 | 0.010789 | 0.012935 | 0.017111 | 0.012065
16027 | Lateral Hardening | Lateral Hardening-Fuse-93432282 | Laterals | 13532 | 0.095076 | 8 | 0 | 159763.16 | 0 | 1721.5182 | 2063.9482 | 2730.3061 | -158041.6418 | -157699.2118 | -157032.8539 | 0.010775 | 0.012919 | 0.01709 | 0.01205
15188 | Lateral Hardening | Lateral Hardening-Fuse-91684363 | Laterals | 13600 | 0.086932 | 9 | 0 | 86007.18 | 0 | 926.1704 | 1110.3965 | 1468.8946 | -85081.0096 | -84896.7835 | -84538.2854 | 0.010769 | 0.012911 | 0.017079 | 0.012042
12929 | Lateral Hardening | Lateral Hardening-Fuse-93049050 | Laterals | 13019 | 0.05322 | 2 | 2 | 56734.87 | 0 | 616.0324 | 726.5357 | 935.7904 | -56118.8376 | -56008.3343 | -55799.0796 | 0.010858 | 0.012806 | 0.016494 | 0.012006
9020 | Lateral Hardening | Lateral Hardening-Fuse-91790534 | Laterals | 13138 | 0.0047348 | 3 | 0 | 73225.88 | 0 | 784.4112 | 940.4397 | 1244.0663 | -72441.4688 | -72285.4403 | -71981.8137 | 0.010712 | 0.012843 | 0.016989 | 0.011979
18593 | Lateral Hardening | Lateral Hardening-Fuse-10556611 | Laterals | 13298 | 0.060606 | 4 | 3 | 61278.73 | 0 | 661.6673 | 784.7424 | 1016.0644 | -60617.0627 | -60493.9876 | -60262.6656 | 0.010798 | 0.012806 | 0.016581 | 0.011979
7746 | Lateral Hardening | Lateral Hardening-Fuse-10556687 | Laterals | 13298 | 0.068939 | 4 | 1 | 54111.29 | 0 | 581.2569 | 691.4139 | 908.2203 | -53530.0331 | -53419.8761 | -53203.0697 | 0.010742 | 0.012778 | 0.016784 | 0.011957
1717 | Lateral Hardening | Lateral Hardening-Fuse-92702050 | Laterals | 13299 | 0.046212 | 3 | 2 | 50000 | 0 | 538.658 | 638.4427 | 826.4911 | -49461.342 | -49361.5573 | -49173.5089 | 0.010773 | 0.012769 | 0.01653 | 0.011948
10965 | Lateral Hardening | Lateral Hardening-Fuse-92957972 | Laterals | 13006 | 0.047159 | 1 | 1 | 50000 | 0 | 558.5792 | 628.8157 | 729.8303 | -49441.4208 | -49371.1843 | -49270.1697 | 0.011172 | 0.012576 | 0.014597 | 0.011936
14928 | Lateral Hardening | Lateral Hardening-Fuse-92579790 | Laterals | 14116 | 0.014962 | 3 | 0 | 50000 | 0 | 533.1667 | 639.2198 | 845.5956 | -49466.8333 | -49360.7802 | -49154.4044 | 0.010663 | 0.012784 | 0.016912 | 0.011925
18526 | Lateral Hardening | Lateral Hardening-Fuse-60558340 | Laterals | 13896 | 0.1303 | 7 |  | 99732.98 | 0 | 1060.5646 | 1271.5232 | 1682.042 | -98672.4154 | -98461.4568 | -98050.938 | 0.010634 | 0.012749 | 0.016865 | 0.011892
16834 | Lateral Hardening | Lateral Hardening-Fuse-92965843 | Laterals | 13195 | 0.044318 | 6 | 0 | 160824.5 | 0 | 1710.0076 | 2050.148 | 2712.0504 | -159114.4924 | -158774.352 | -158112.4496 | 0.010633 | 0.012748 | 0.016863 | 0.01189
17251 | Lateral Hardening | Lateral Hardening-Fuse-10085327 | Laterals | 13028 | 0.019886 | 3 | 0 | 50000 | 0 | 531.6025 | 637.3445 | 843.1149 | -49468.3975 | -49362.6555 | -49156.8851 | 0.010632 | 0.012747 | 0.016862 | 0.01189
384 | Lateral Hardening | Lateral Hardening-Fuse-92842133 | Laterals | 13985 | 0.013826 | 3 |  | 50000 | 0 | 531.1317 | 636.78 | 842.3682 | -49468.8683 | -49363.22 | -49157.6318 | 0.010623 | 0.012736 | 0.016847 | 0.011879
11585 | Lateral Hardening | Lateral Hardening-Fuse-10802845 | Laterals | 13133 | 0.05322 | 5 | 0 | 50000 | 0 | 530.5207 | 636.0475 | 841.3992 | -49469.4793 | -49363.9525 | -49158.6008 | 0.01061 | 0.012721 | 0.016828 | 0.011865
13355 | Lateral Hardening | Lateral Hardening-Fuse-93280050 | Laterals | 13042 | 0.032386 | 3 | 0 | 82002.55 | 0 | 868.2613 | 1040.9686 | 1377.0514 | -81134.2887 | -80961.5814 | -80625.4986 | 0.010588 | 0.012694 | 0.016793 | 0.011841
828 | Lateral Hardening | Lateral Hardening-Fuse-92351773 | Laterals | 13729 | 0.020265 | 3 | 0 | 50000 | 0 | 529.1961 | 634.4593 | 839.2983 | -49470.8039 | -49365.5407 | -49160.7017 | 0.010584 | 0.012689 | 0.016786 | 0.011836
10805 | Lateral Hardening | Lateral Hardening-Fuse-10742032 | Laterals | 14020 | 0.030682 | 3 |  | 50000 | 0 | 528.9576 | 634.1735 | 838.9201 | -49471.0424 | -49365.8265 | -49161.0799 | 0.010579 | 0.012683 | 0.016778 | 0.01183
6980 | Lateral Hardening | Lateral Hardening-Fuse-90996152 | Laterals | 13492 | 0.055303 | 4 | 0 | 162532.6 | 0 | 1716.7412 | 2058.221 | 2722.7299 | -160815.8588 | -160474.379 | -159809.8701 | 0.010562 | 0.012663 | 0.016752 | 0.011812
2572 | Lateral Hardening | Lateral Hardening-Fuse-93263762 | Laterals | 13042 | 0.012121 | 3 | 0 | 74374.43 | 0 | 784.4112 | 940.4397 | 1244.0663 | -73590.0188 | -73433.9903 | -73130.3637 | 0.010547 | 0.012645 | 0.016727 | 0.011794
4685 | Lateral Hardening | Lateral Hardening-Fuse-91351594 | Laterals | 13299 | 0.041477 | 4 | 1 | 91842.24 | 0 | 972.6396 | 1158.5268 | 1517.7084 | -90869.6004 | -90683.7132 | -90324.5316 | 0.01059 | 0.012614 | 0.016525 | 0.011791
1529 | Lateral Hardening | Lateral Hardening-Fuse-92842187 | Laterals | 13959 | 0.19489 | 8 | 2 | 104082.96 | 0 | 1104.1341 | 1311.1847 | 1711.2642 | -102978.8259 | -102771.7753 | -102371.6958 | 0.010608 | 0.012597 | 0.016441 | 0.011788
11074 | Lateral Hardening | Lateral Hardening-Fuse-90368684 | Laterals | 13389 | 0.076515 | 4 | 9 | 117825.46 | 0 | 1268.1718 | 1476.1525 | 1846.3071 | -116557.2882 | -116349.3075 | -115979.1529 | 0.010763 | 0.012528 | 0.01567 | 0.011783
12618 | Lateral Hardening | Lateral Hardening-Fuse-92570279 | Laterals | 13020 | 0.032197 | 4 | 0 | 50000 | 0 | 526.602 | 631.3492 | 835.1841 | -49473.398 | -49368.6508 | -49164.8159 | 0.010532 | 0.012627 | 0.016704 | 0.011778
4884 | Lateral Hardening | Lateral Hardening-Fuse-90810633 | Laterals | 13953 | 0.079924 | 7 | 0 | 89394.5 | 0 | 940.0748 | 1127.0666 | 1490.9467 | -88454.4252 | -88267.4334 | -87903.5533 | 0.010516 | 0.012608 | 0.016678 | 0.01176
16887 | Lateral Hardening | Lateral Hardening-Fuse-90508177 | Laterals | 13079 | 0.026515 | 4 | 28 | 105096.85 | 0 | 1135.7697 | 1308.1306 | 1606.676 | -103961.0803 | -103788.7194 | -103490.174 | 0.010807 | 0.012447 | 0.015288 | 0.011747
2993 | Lateral Hardening | Lateral Hardening-Fuse-92893716 | Laterals | 13390 | 0.070076 | 4 | 2 | 93710.3 | 0 | 994.0579 | 1174.3673 | 1517.3589 | -92716.2421 | -92535.9327 | -92192.9411 | 0.010608 | 0.012532 | 0.016192 | 0.011743
12354 | Lateral Hardening | Lateral Hardening-Fuse-60035879 | Laterals | 13004 | 0.12936 | 6 | 0 | 111444.28 | 0 | 1167.384 | 1399.5903 | 1851.4563 | -110276.896 | -110044.6897 | -109592.8237 | 0.010475 | 0.012559 | 0.016613 | 0.011714
4031 | Lateral Hardening | Lateral Hardening-Fuse-91203789 | Laterals | 13298 | 0.050189 | 2 | 1 | 52553.03 | 0 | 553.907 | 657.711 | 856.1754 | -51999.123 | -51895.319 | -51696.8546 | 0.01054 | 0.012515 | 0.016292 | 0.011708
3983 | Lateral Hardening | Lateral Hardening-Fuse-92045946 | Laterals | 13679 | 0.043939 | 1 | 2 | 50000 | 0 | 540.0418 | 619.0192 | 755.5591 | -49459.9582 | -49380.9808 | -49244.4409 | 0.010801 | 0.01238 | 0.015111 | 0.011706
10163 | Lateral Hardening | Lateral Hardening-Fuse-10696505 | Laterals | 13961 | 0.095455 | 6 | 4 | 104188.14 | 0 | 1099.9548 | 1303.5429 | 1684.0132 | -103088.1852 | -102884.5971 | -102504.1268 | 0.010557 | 0.012511 | 0.016163 | 0.011704
13679 | Lateral Hardening | Lateral Hardening-Fuse-91385591 | Laterals | 13151 | 0.15189 | 11 | 0 | 168598.16 | 0 | 1764.2739 | 2115.2086 | 2798.1161 | -166833.8861 | -166482.9514 | -165800.0439 | 0.010464 | 0.012546 | 0.016596 | 0.011702
2727 | Lateral Hardening | Lateral Hardening-Fuse-93192938 | Laterals | 13656 | 0.033333 | 3 |  | 50000 | 0 | 523.1274 | 627.1836 | 829.6735 | -49476.8726 | -49372.8164 | -49170.3265 | 0.010463 | 0.012544 | 0.016593 | 0.0117
6785 | Lateral Hardening | Lateral Hardening-Fuse-10681851 | Laterals | 13214 | 0.071023 | 5 | 0 | 50000 | 0 | 522.2284 | 626.1058 | 828.2477 | -49477.7716 | -49373.8942 | -49171.7523 | 0.010445 | 0.012522 | 0.016565 | 0.01168
14434 | Lateral Hardening | Lateral Hardening-Fuse-93114705 | Laterals | 13866 | 0.025189 | 1 | 1 | 50000 | 0 | 532.98 | 616.0435 | 766.5772 | -49467.02 | -49383.9565 | -49233.4228 | 0.01066 | 0.012321 | 0.015332 | 0.011625
6726 | Lateral Hardening | Lateral Hardening-Fuse-91169789 | Laterals | 13983 | 0.16951 | 8 | 8 | 166075.73 | 0 | 1747.9778 | 2052.3844 | 2637.2705 | -164327.7522 | -164023.3456 | -163438.4595 | 0.010525 | 0.012358 | 0.01588 | 0.011611
7642 | Lateral Hardening | Lateral Hardening-Fuse-92636423 | Laterals | 13007 | 0.011553 | 4 | 0 | 50000 | 0 | 518.8373 | 622.0401 | 822.8695 | -49481.1627 | -49377.9599 | -49177.1305 | 0.010377 | 0.012441 | 0.016457 | 0.011604
1288 | Lateral Hardening | Lateral Hardening-Fuse-10122240 | Laterals | 13059 | 0.0087121 | 3 | 0 | 73844.33 | 0 | 765.6454 | 917.9412 | 1214.3039 | -73078.6846 | -72926.3888 | -72630.0261 | 0.010368 | 0.012431 | 0.016444 | 0.011595
16315 | Lateral Hardening | Lateral Hardening-Fuse-93094745 | Laterals | 13756 | 0.023106 | 1 | 20 | 50000 | 0 | 539.2939 | 614.6386 | 714.9 | -49460.7061 | -49385.3614 | -49285.1 | 0.010786 | 0.012293 | 0.014298 | 0.011589
7318 | Lateral Hardening | Lateral Hardening-Fuse-60119800 | Laterals | 13104 | 0.014962 | 5 | 0 | 79293.15 | 0 | 818.6312 | 981.4665 | 1298.3388 | -78474.5188 | -78311.6835 | -77994.8112 | 0.010324 | 0.012378 | 0.016374 | 0.011545
11065 | Lateral Hardening | Lateral Hardening-Fuse-92132399 | Laterals | 13198 | 0.020265 | 5 | 7 | 50000 | 0 | 525.2254 | 611.9989 | 773.0586 | -49474.7746 | -49388.0011 | -49226.9414 | 0.010505 | 0.01224 | 0.015461 | 0.011521
7034 | Lateral Hardening | Lateral Hardening-Fuse-91173597 | Laterals | 13638 | 0.083333 | 6 | 16 | 138042.1 | 0 | 1452.4896 | 1689.7376 | 2115.5625 | -136589.6104 | -136352.3624 | -135926.5375 | 0.010522 | 0.012241 | 0.015325 | 0.011518
1665 | Lateral Hardening | Lateral Hardening-Fuse-60321354 | Laterals | 13371 | 0.063068 | 5 |  | 50000 | 0 | 514.6338 | 617.0005 | 816.2027 | -49485.3662 | -49382.9995 | -49183.7973 | 0.010293 | 0.01234 | 0.016324 | 0.01151
19004 | Lateral Hardening | Lateral Hardening-Fuse-91675820 | Laterals | 13709 | 0.010038 | 2 | 5 | 50000 | 0 | 527.0652 | 610.8436 | 759.6878 | -49472.9348 | -49389.1564 | -49240.3122 | 0.010541 | 0.012217 | 0.015194 | 0.011509
18312 | Lateral Hardening | Lateral Hardening-Fuse-91575186 | Laterals | 13586 | 0.0024621 | 3 | 11 | 50000 | 0 | 525.1934 | 611.8285 | 767.003 | -49474.8066 | -49388.1715 | -49232.997 | 0.010504 | 0.012237 | 0.01534 | 0.011507
17343 | Lateral Hardening | Lateral Hardening-Fuse-92310865 | Laterals | 13017 | 0.031629 | 5 | 1 | 51010.51 | 0 | 526.8989 | 627.87 | 824.5921 | -50483.6111 | -50382.64 | -50185.9179 | 0.010329 | 0.012309 | 0.016165 | 0.011507
16798 | Lateral Hardening | Lateral Hardening-Fuse-92464399 | Laterals | 13228 | 0.0092803 | 3 | 0 | 50000 | 0 | 514.1834 | 616.4605 | 815.4884 | -49485.8166 | -49383.5395 | -49184.5116 | 0.010284 | 0.012329 | 0.01631 | 0.0115
14910 | Lateral Hardening | Lateral Hardening-Fuse-60324332 | Laterals | 13436 | 0.056629 | 4 | 1 | 50000 | 0 | 517.4378 | 614.2551 | 801.7281 | -49482.5622 | -49385.7449 | -49198.2719 | 0.010349 | 0.012285 | 0.016035 | 0.011498
4286 | Lateral Hardening | Lateral Hardening-Fuse-60144176 | Laterals | 13939 | 0.054735 | 1 | 2 | 50000 | 0 | 528.3516 | 606.9195 | 742.4263 | -49471.6484 | -49393.0805 | -49257.5737 | 0.010567 | 0.012138 | 0.014849 | 0.011467
2429 | Lateral Hardening | Lateral Hardening-Fuse-90283756 | Laterals | 13621 | 0.060038 | 6 | 4 | 52908.73 | 0 | 548.6064 | 646.2179 | 832.0343 | -52360.1236 | -52262.5121 | -52076.6957 | 0.010369 | 0.012214 | 0.015726 | 0.011458
10561 | Lateral Hardening | Lateral Hardening-Fuse-10571245 | Laterals | 14266 | 0.036932 | 4 | 0 | 159675.95 | 0 | 1634.7191 | 1959.8838 | 2592.6439 | -158041.2309 | -157716.0662 | -157083.3061 | 0.010238 | 0.012274 | 0.016237 | 0.011449
1711 | Lateral Hardening | Lateral Hardening-Fuse-90301113 | Laterals | 13813 | 0.099242 | 4 | 1 | 56629.69 | 0 | 582.2178 | 692.4794 | 909.3935 | -56047.4722 | -55937.2106 | -55720.2965 | 0.010281 | 0.012228 | 0.016059 | 0.011443
655 | Lateral Hardening | Lateral Hardening-Fuse-92528956 | Laterals | 13485 | 0.15455 | 11 | 0 | 313989.72 | 0 | 3212.2334 | 3851.1841 | 5094.5616 | -310777.4866 | -310138.5359 | -308895.1584 | 0.01023 | 0.012265 | 0.016225 | 0.01144
15004 | Lateral Hardening | Lateral Hardening-Fuse-10599406 | Laterals | 13473 | 0.045455 | 2 | 2 | 56089.53 | 0 | 579.0053 | 683.2973 | 881.5442 | -55510.5247 | -55406.2327 | -55207.9858 | 0.010323 | 0.012182 | 0.015717 | 0.01142
18867 | Lateral Hardening | Lateral Hardening-Fuse-10704130 | Laterals | 13962 | 0.066856 | 5 |  | 50000 | 0 | 510.3967 | 611.9206 | 809.4827 | -49489.6033 | -49388.0794 | -49190.5173 | 0.010208 | 0.012238 | 0.01619 | 0.011415
15056 | Lateral Hardening | Lateral Hardening-Fuse-92917392 | Laterals | 13479 | 0.0045455 | 3 | 0 | 73196.43 | 0 | 746.8796 | 895.4426 | 1184.5416 | -72449.5504 | -72300.9874 | -72011.8884 | 0.010204 | 0.012233 | 0.016183 | 0.011411
12379 | Lateral Hardening | Lateral Hardening-Fuse-10455402 | Laterals | 13495 | 0.018561 | 2 | 5 | 57275.77 | 0 | 597.0761 | 691.6011 | 860.853 | -56678.6939 | -56584.1689 | -56414.917 | 0.010425 | 0.012075 | 0.01503 | 0.01138
1160 | Lateral Hardening | Lateral Hardening-Fuse-91169456 | Laterals | 13128 | 0.0073864 | 1 | 16 | 50000 | 0 | 525.2887 | 603.077 | 729.0733 | -49474.7113 | -49396.923 | -49270.9267 | 0.010506 | 0.012062 | 0.014581 | 0.01138
8155 | Lateral Hardening | Lateral Hardening-Fuse-60608637 | Laterals | 13984 | 0.073106 | 6 | 1 | 50018.89 | 0 | 511.0048 | 608.0368 | 797.6953 | -49507.8852 | -49410.8532 | -49221.1947 | 0.010216 | 0.012156 | 0.015948 | 0.011371
3726 | Lateral Hardening | Lateral Hardening-Fuse-92614274 | Laterals | 13236 | 0.04697 | 4 | 1 | 52285.45 | 0 | 533.2909 | 635.3013 | 832.1296 | -51752.1591 | -51650.1487 | -51453.3204 | 0.0102 | 0.012151 | 0.015915 | 0.011356
13514 | Lateral Hardening | Lateral Hardening-Fuse-93270495 | Laterals | 13303 | 0.040909 | 5 | 1 | 51781.77 | 0 | 527.0835 | 628.0585 | 824.8435 | -51254.6865 | -51153.7115 | -50956.9265 | 0.010179 | 0.012129 | 0.015929 | 0.011339
9298 | Lateral Hardening | Lateral Hardening-Fuse-10172613 | Laterals | 13219 | 0.034091 | 5 | 0 | 50000 | 0 | 506.942 | 607.7787 | 804.0036 | -49493.058 | -49392.2213 | -49195.9964 | 0.010139 | 0.012156 | 0.01608 | 0.011338
17024 | Lateral Hardening | Lateral Hardening-Fuse-92607848 | Laterals | 13460 | 0.044318 | 5 | 1 | 50000 | 0 | 509.0864 | 606.5407 | 794.2907 | -49490.9136 | -49393.4593 | -49205.7093 | 0.010182 | 0.012131 | 0.015886 | 0.011337
14904 | Lateral Hardening | Lateral Hardening-Fuse-10759955 | Laterals | 13331 | 0.092235 | 4 | 0 | 67749.85 | 0 | 686.6965 | 823.2884 | 1089.0919 | -67063.1535 | -66926.5616 | -66660.7581 | 0.010136 | 0.012152 | 0.016075 | 0.011335
7299 | Lateral Hardening | Lateral Hardening-Fuse-92872307 | Laterals | 13710 | 0.0032197 | 3 | 8 | 50000 | 0 | 515.5689 | 599.5982 | 748.9943 | -49484.4311 | -49400.4018 | -49251.0057 | 0.010311 | 0.011992 | 0.01498 | 0.011282
15161 | Lateral Hardening | Lateral Hardening-Fuse-60280101 | Laterals | 13962 | 0.085606 | 7 | 0 | 99621.25 | 0 | 1004.5232 | 1204.3346 | 1593.1611 | -98616.7268 | -98416.9154 | -98028.0889 | 0.010083 | 0.012089 | 0.015992 | 0.011276
13353 | Lateral Hardening | Lateral Hardening-Fuse-91235770 | Laterals | 13126 | 0.016856 | 3 | 0 | 53712.79 | 0 | 540.6283 | 648.1656 | 857.4297 | -53172.1617 | -53064.6244 | -52855.3603 | 0.010065 | 0.012067 | 0.015963 | 0.011256
15995 | Lateral Hardening | Lateral Hardening-Fuse-92024404 | Laterals | 13228 | 0.063826 | 6 | 0 | 154903.91 | 0 | 1554.737 | 1863.9923 | 2465.7932 | -153349.173 | -153039.9177 | -152438.1168 | 0.010037 | 0.012033 | 0.015918 | 0.011224
5541 | Lateral Hardening | Lateral Hardening-Fuse-92702159 | Laterals | 13299 | 0.073674 | 5 | 3 | 106816.72 | 0 | 1078.9983 | 1281.4021 | 1664.0033 | -105737.7217 | -105535.3179 | -105152.7167 | 0.010101 | 0.011996 | 0.015578 | 0.011218
18818 | Lateral Hardening | Lateral Hardening-Fuse-91270079 | Laterals | 13924 | 0.060606 | 4 | 1 | 53418.73 | 0 | 537.5829 | 639.4129 | 839.5965 | -52881.1471 | -52779.3171 | -52579.1335 | 0.010064 | 0.01197 | 0.015717 | 0.011201
7864 | Lateral Hardening | Lateral Hardening-Fuse-10681823 | Laterals | 13214 | 0.11212 | 9 | 0 | 166890.63 | 0 | 1669.2526 | 2001.2865 | 2647.4136 | -165221.3774 | -164889.3435 | -164243.2164 | 0.010002 | 0.011992 | 0.015863 | 0.011185
19732 | Lateral Hardening | Lateral Hardening-Fuse-10170041 | Laterals | 13030 | 0.07178 | 4 | 2 | 53838.71 | 0 | 542.6781 | 642.2121 | 830.4897 | -53296.0319 | -53196.4979 | -53008.2203 | 0.01008 | 0.011928 | 0.015426 | 0.011169
1983 | Lateral Hardening | Lateral Hardening-Fuse-92760529 | Laterals | 13785 | 0.011553 | 1 | 2 | 50000 | 0 | 514.4513 | 590.4092 | 719.4044 | -49485.5487 | -49409.5908 | -49280.5956 | 0.010289 | 0.011808 | 0.014388 | 0.011155
11946 | Lateral Hardening | Lateral Hardening-Fuse-10605202 | Laterals | 13924 | 0.088068 | 6 | 1 | 91275.6 | 0 | 913.9272 | 1087.4356 | 1426.9488 | -90361.6728 | -90188.1644 | -89848.6512 | 0.010013 | 0.011914 | 0.015633 | 0.011145
7596 | Lateral Hardening | Lateral Hardening-Fuse-10441189 | Laterals | 13946 | 0.017235 | 1 | 12 | 50000 | 0 | 513.5301 | 589.9097 | 712.9844 | -49486.4699 | -49410.0903 | -49287.0156 | 0.010271 | 0.011798 | 0.01426 | 0.011128
12109 | Lateral Hardening | Lateral Hardening-Fuse-90025643 | Laterals | 14274 | 0.082386 | 5 | 0 | 117985.02 | 0 | 1171.8514 | 1404.9463 | 1858.5416 | -116813.1686 | -116580.0737 | -116126.4784 | 0.0099322 | 0.011908 | 0.015752 | 0.011107
18587 | Lateral Hardening | Lateral Hardening-Fuse-60565547 | Laterals | 13461 | 0.088447 | 6 | 1 | 51293.83 | 0 | 510.7576 | 607.7023 | 797.2983 | -50783.0724 | -50686.1277 | -50496.5317 | 0.0099575 | 0.011847 | 0.015544 | 0.011083
280 | Lateral Hardening | Lateral Hardening-Fuse-91560836 | Laterals | 13388 | 0.14223 | 7 | 3 | 108075.92 | 0 | 1077.7669 | 1280.0992 | 1665.4954 | -106998.1531 | -106795.8208 | -106410.4246 | 0.0099723 | 0.011844 | 0.01541 | 0.011078
5864 | Lateral Hardening | Lateral Hardening-Fuse-92634728 | Laterals | 13331 | 0.041856 | 2 | 0 | 51860.47 | 0 | 513.1149 | 615.1794 | 813.7937 | -51347.3551 | -51245.2906 | -51046.6763 | 0.0098941 | 0.011862 | 0.015692 | 0.011064
13115 | Lateral Hardening | Lateral Hardening-Fuse-60443951 | Laterals | 14112 | 0.040152 | 2 | 0 | 50000 | 0 | 494.689 | 593.0885 | 784.5706 | -49505.311 | -49406.9115 | -49215.4294 | 0.0098938 | 0.011862 | 0.015691 | 0.011064
9856 | Lateral Hardening | Lateral Hardening-Fuse-90552509 | Laterals | 13104 | 0.089583 | 9 | 0 | 86419.48 | 0 | 855.0148 | 1025.0872 | 1356.0427 | -85564.4652 | -85394.3928 | -85063.4373 | 0.0098938 | 0.011862 | 0.015691 | 0.011064
4548 | Lateral Hardening | Lateral Hardening-Fuse-90483376 | Laterals | 13080 | 0.033144 | 5 | 1 | 145661 | 0 | 1443.4151 | 1719.3842 | 2252.4827 | -144217.5849 | -143941.6158 | -143408.5173 | 0.0099094 | 0.011804 | 0.015464 | 0.011033
19068 | Lateral Hardening | Lateral Hardening-Fuse-10097048 | Laterals | 13461 | 0.10303 | 14 |  | 305979.32 | 0 | 3005.6107 | 3603.4617 | 4766.8606 | -302973.7093 | -302375.8583 | -301212.4594 | 0.0098229 | 0.011777 | 0.015579 | 0.010985
3406 | Lateral Hardening | Lateral Hardening-Fuse-60232757 | Laterals | 14111 | 0.018182 | 3 | 1 | 50000 | 0 | 493.3503 | 587.7591 | 768.6232 | -49506.6497 | -49412.2409 | -49231.3768 | 0.009867 | 0.011755 | 0.015372 | 0.010984
10849 | Lateral Hardening | Lateral Hardening-Fuse-92830282 | Laterals | 13509 | 0.044508 | 4 | 0 | 83887.35 | 0 | 823.845 | 987.7174 | 1306.6078 | -83063.505 | -82899.6326 | -82580.7422 | 0.0098208 | 0.011774 | 0.015576 | 0.010982
6423 | Lateral Hardening | Lateral Hardening-Fuse-60557727 | Laterals | 13983 | 0.073864 | 5 | 2 | 54011.85 | 0 | 533.0645 | 633.3544 | 820.9407 | -53478.7855 | -53378.4956 | -53190.9093 | 0.0098694 | 0.011726 | 0.015199 | 0.010959
8845 | Lateral Hardening | Lateral Hardening-Fuse-10556736 | Laterals | 13298 | 0.035985 | 3 | 0 | 50000 | 0 | 489.9071 | 587.3553 | 776.9864 | -49510.0929 | -49412.6447 | -49223.0136 | 0.0097981 | 0.011747 | 0.01554 | 0.010957
5085 | Lateral Hardening | Lateral Hardening-Fuse-92139978 | Laterals | 13961 | 0.070644 | 5 | 0 | 64161.13 | 0 | 628.4297 | 753.4317 | 996.6816 | -63532.7003 | -63407.6983 | -63164.4484 | 0.0097946 | 0.011743 | 0.015534 | 0.010953
11175 | Lateral Hardening | Lateral Hardening-Fuse-10798777 | Laterals | 14025 | 0.049621 | 5 | 1 | 50000 | 0 | 491.5198 | 585.3688 | 766.9688 | -49508.4802 | -49414.6312 | -49233.0312 | 0.0098304 | 0.011707 | 0.015339 | 0.010944
303 | Lateral Hardening | Lateral Hardening-Fuse-60280079 | Laterals | 13962 | 0.0625 | 5 |  | 50000 | 0 | 489.258 | 586.5771 | 775.957 | -49510.742 | -49413.4229 | -49224.043 | 0.0097852 | 0.011732 | 0.015519 | 0.010942
13552 | Lateral Hardening | Lateral Hardening-Fuse-92868895 | Laterals | 13373 | 0.031818 | 5 | 0 | 50000 | 0 | 489.258 | 586.5771 | 775.957 | -49510.742 | -49413.4229 | -49224.043 | 0.0097852 | 0.011732 | 0.015519 | 0.010942
6501 | Lateral Hardening | Lateral Hardening-Fuse-10588828 | Laterals | 13471 | 0.083712 | 6 | 0 | 89983.5 | 0 | 879.4325 | 1054.3618 | 1394.7688 | -89104.0675 | -88929.1382 | -88588.7312 | 0.0097733 | 0.011717 | 0.0155 | 0.010929
16246 | Lateral Hardening | Lateral Hardening-Fuse-91383359 | Laterals | 13236 | 0.12367 | 7 | 0 | 96197.45 | 0 | 940.0748 | 1127.0666 | 1490.9467 | -95257.3752 | -95070.3834 | -94706.5033 | 0.0097723 | 0.011716 | 0.015499 | 0.010928
11514 | Lateral Hardening | Lateral Hardening-Fuse-10696432 | Laterals | 13961 | 0.026136 | 1 | 1 | 50000 | 0 | 500.6228 | 579.3721 | 722.0853 | -49499.3772 | -49420.6279 | -49277.9147 | 0.010012 | 0.011587 | 0.014442 | 0.010928
19552 | Lateral Hardening | Lateral Hardening-Fuse-92961436 | Laterals | 13482 | 0.083523 | 6 | 0 | 85477.08 | 0 | 834.9288 | 1001.0059 | 1324.1865 | -84642.1512 | -84476.0741 | -84152.8935 | 0.0097679 | 0.011711 | 0.015492 | 0.010923
1406 | Lateral Hardening | Lateral Hardening-Fuse-60080581 | Laterals | 14000 | 0.026894 | 4 | 1 | 50000 | 0 | 490.2042 | 581.9259 | 759.5319 | -49509.7958 | -49418.0741 | -49240.4681 | 0.0098041 | 0.011639 | 0.015191 | 0.010893
2646 | Lateral Hardening | Lateral Hardening-Fuse-91381060 | Laterals | 13190 | 0.060985 | 4 |  | 50000 | 0 | 486.123 | 582.8185 | 770.9849 | -49513.877 | -49417.1815 | -49229.0151 | 0.0097225 | 0.011656 | 0.01542 | 0.010872
9159 | Lateral Hardening | Lateral Hardening-Fuse-91584713 | Laterals | 13011 | 0.027273 | 4 | 6 | 54578.49 | 0 | 535.6609 | 628.647 | 807.105 | -54042.8291 | -53949.843 | -53771.385 | 0.0098145 | 0.011518 | 0.014788 | 0.010823
18105 | Lateral Hardening | Lateral Hardening-Fuse-92466867 | Laterals | 13344 | 0.048485 | 5 | 0 | 84505.8 | 0 | 815.9819 | 978.2902 | 1294.137 | -83689.8181 | -83527.5098 | -83211.663 | 0.0096559 | 0.011577 | 0.015314 | 0.010798
17050 | Lateral Hardening | Lateral Hardening-Fuse-10089363 | Laterals | 13278 | 0.040341 | 2 |  | 50000 | 0 | 481.84 | 577.6836 | 764.1921 | -49518.16 | -49422.3164 | -49235.8079 | 0.0096368 | 0.011554 | 0.015284 | 0.010777
9768 | Lateral Hardening | Lateral Hardening-Fuse-60090178 | Laterals | 13162 | 0.020076 | 3 | 0 | 75611.33 | 0 | 728.1137 | 872.9441 | 1154.7792 | -74883.2163 | -74738.3859 | -74456.5508 | 0.0096297 | 0.011545 | 0.015273 | 0.010769
10118 | Lateral Hardening | Lateral Hardening-Fuse-10376183 | Laterals | 13107 | 0.13769 | 11 | 0 | 183591.23 | 0 | 1761.6467 | 2112.0588 | 2793.9494 | -181829.5833 | -181479.1712 | -180797.2806 | 0.0095955 | 0.011504 | 0.015218 | 0.01073
13371 | Lateral Hardening | Lateral Hardening-Fuse-60028796 | Laterals | 13007 | 0.011932 | 10 |  | 178799.34 | 0 | 1715.602 | 2056.8552 | 2720.9231 | -177083.738 | -176742.4848 | -176078.4169 | 0.0095951 | 0.011504 | 0.015218 | 0.01073
1539 | Lateral Hardening | Lateral Hardening-Fuse-93268644 | Laterals | 13175 | 0.035417 | 4 | 6 | 66536.63 | 0 | 649.5752 | 756.8493 | 956.2354 | -65887.0548 | -65779.7807 | -65580.3946 | 0.0097627 | 0.011375 | 0.014372 | 0.010707
17930 | Lateral Hardening | Lateral Hardening-Fuse-90434194 | Laterals | 13309 | 0.088258 | 6 | 0 | 55816.1 | 0 | 533.2362 | 639.3031 | 845.7059 | -55282.8638 | -55176.7969 | -54970.3941 | 0.0095534 | 0.011454 | 0.015152 | 0.010683
3230 | Lateral Hardening | Lateral Hardening-Fuse-90840181 | Laterals | 13130 | 0.047917 | 7 | 0 | 161384.05 | 0 | 1540.6781 | 1847.1369 | 2443.496 | -159843.3719 | -159536.9131 | -158940.554 | 0.0095467 | 0.011446 | 0.015141 | 0.010676
5787 | Lateral Hardening | Lateral Hardening-Fuse-10053270 | Laterals | 13544 | 0.062121 | 7 | 0 | 96979.22 | 0 | 924.1613 | 1107.9878 | 1465.7082 | -96055.0587 | -95871.2322 | -95513.5118 | 0.0095295 | 0.011425 | 0.015114 | 0.010657
17875 | Lateral Hardening | Lateral Hardening-Fuse-92149970 | Laterals | 13546 | 0.037879 | 3 | 0 | 50000 | 0 | 475.5037 | 570.087 | 754.1429 | -49524.4963 | -49429.913 | -49245.8571 | 0.0095101 | 0.011402 | 0.015083 | 0.010635
1833 | Lateral Hardening | Lateral Hardening-Fuse-10925091 | Laterals | 13342 | 0.22614 | 6 | 0 | 50000 | 0 | 474.7531 | 569.1871 | 752.9525 | -49525.2469 | -49430.8129 | -49247.0475 | 0.0094951 | 0.011384 | 0.015059 | 0.010618
4412 | Lateral Hardening | Lateral Hardening-Fuse-60510237 | Laterals | 13865 | 0.0045455 | 3 | 1 | 50000 | 0 | 477.0821 | 566.5503 | 737.6532 | -49522.9179 | -49433.4497 | -49262.3468 | 0.0095416 | 0.011331 | 0.014753 | 0.0106
11663 | Lateral Hardening | Lateral Hardening-Fuse-60661400 | Laterals | 13808 | 0.053788 | 4 | 1 | 50000 | 0 | 477.0044 | 566.1674 | 739.0007 | -49522.9956 | -49433.8326 | -49260.9993 | 0.0095401 | 0.011323 | 0.01478 | 0.010599
19049 | Lateral Hardening | Lateral Hardening-Fuse-91943999 | Laterals | 13434 | 0.031061 | 5 | 6 | 70613.29 | 0 | 676.1933 | 797.133 | 1026.3898 | -69937.0967 | -69816.157 | -69586.9002 | 0.009576 | 0.011289 | 0.014535 | 0.010586
8493 | Lateral Hardening | Lateral Hardening-Fuse-10657012 | Laterals | 13098 | 0.01553 | 1 | 10 | 50000 | 0 | 492.2706 | 560.8423 | 654.8243 | -49507.7294 | -49439.1577 | -49345.1757 | 0.0098454 | 0.011217 | 0.013096 | 0.010582
13142 | Lateral Hardening | Lateral Hardening-Fuse-60542660 | Laterals | 13817 | 0.025379 | 2 | 1 | 50000 | 0 | 477.8861 | 564.7539 | 728.5336 | -49522.1139 | -49435.2461 | -49271.4664 | 0.0095577 | 0.011295 | 0.014571 | 0.01058
6855 | Lateral Hardening | Lateral Hardening-Fuse-92702215 | Laterals | 13299 | 0.074053 | 5 | 4 | 101900.84 | 0 | 976.4777 | 1147.5764 | 1475.8784 | -100924.3623 | -100753.2636 | -100424.9616 | 0.0095826 | 0.011262 | 0.014483 | 0.010576
17095 | Lateral Hardening | Lateral Hardening-Fuse-60016559 | Laterals | 13049 | 0.031439 | 1 | 4 | 50000 | 0 | 492.5079 | 560.3423 | 650.0176 | -49507.4921 | -49439.6577 | -49349.9824 | 0.0098502 | 0.011207 | 0.013 | 0.010572
7089 | Lateral Hardening | Lateral Hardening-Fuse-10650392 | Laterals | 13391 | 0.057955 | 4 | 4 | 100562.94 | 0 | 966.3371 | 1129.4969 | 1443.2323 | -99596.6029 | -99433.4431 | -99119.7077 | 0.0096093 | 0.011232 | 0.014352 | 0.01057
17784 | Lateral Hardening | Lateral Hardening-Fuse-91801492 | Laterals | 13649 | 0.032955 | 1 | 2 | 50000 | 0 | 486.7724 | 557.9595 | 681.0311 | -49513.2276 | -49442.0405 | -49318.9689 | 0.0097354 | 0.011159 | 0.013621 | 0.010551
12224 | Lateral Hardening | Lateral Hardening-Fuse-90800618 | Laterals | 13373 | 0.0089015 | 2 | 12 | 50000 | 0 | 483.9077 | 557.531 | 683.395 | -49516.0923 | -49442.469 | -49316.605 | 0.0096782 | 0.011151 | 0.013668 | 0.010519
18192 | Lateral Hardening | Lateral Hardening-Fuse-93146318 | Laterals | 13191 | 0.049811 | 6 | 16 | 192006.73 | 0 | 1838.9758 | 2143.5248 | 2715.659 | -190167.7542 | -189863.2052 | -189291.071 | 0.0095777 | 0.011164 | 0.014144 | 0.01051
5811 | Lateral Hardening | Lateral Hardening-Fuse-90397846 | Laterals | 13906 | 0.018561 | 4 | 0 | 50000 | 0 | 468.9909 | 562.2787 | 743.8137 | -49531.0091 | -49437.7213 | -49256.1863 | 0.0093798 | 0.011246 | 0.014876 | 0.010489
8528 | Lateral Hardening | Lateral Hardening-Fuse-10605145 | Laterals | 13924 | 0.073106 | 4 | 1 | 50000 | 0 | 470.7007 | 560.4073 | 734.6363 | -49529.2993 | -49439.5927 | -49265.3637 | 0.009414 | 0.011208 | 0.014693 | 0.01048
14602 | Lateral Hardening | Lateral Hardening-Fuse-90253315 | Laterals | 13924 | 0.070833 | 6 | 0 | 87980.9 | 0 | 824.0358 | 987.9461 | 1306.9103 | -87156.8642 | -86992.9539 | -86673.9897 | 0.0093661 | 0.011229 | 0.014854 | 0.010474
15983 | Lateral Hardening | Lateral Hardening-Fuse-92225997 | Laterals | 13787 | 0.071023 | 4 | 2 | 53775.75 | 0 | 507.1856 | 602.4722 | 780.2677 | -53268.5644 | -53173.2778 | -52995.4823 | 0.0094315 | 0.011203 | 0.01451 | 0.010471
6260 | Lateral Hardening | Lateral Hardening-Fuse-91852790 | Laterals | 13224 | 0.029924 | 1 | 3 | 50000 | 0 | 482.3254 | 553.2746 | 673.11 | -49517.6746 | -49446.7254 | -49326.89 | 0.0096465 | 0.011065 | 0.013462 | 0.010454
15859 | Lateral Hardening | Lateral Hardening-Fuse-92614289 | Laterals | 13236 | 0.059848 | 4 | 1 | 53355.77 | 0 | 499.4979 | 594.1405 | 780.1014 | -52856.2721 | -52761.6295 | -52575.6686 | 0.0093616 | 0.011135 | 0.014621 | 0.01042
16991 | Lateral Hardening | Lateral Hardening-Fuse-92676562 | Laterals | 13299 | 0.021402 | 3 | 1 | 50000 | 0 | 469.6823 | 556.7147 | 719.6495 | -49530.3177 | -49443.2853 | -49280.3505 | 0.0093936 | 0.011134 | 0.014393 | 0.010416
5919 | Lateral Hardening | Lateral Hardening-Fuse-60048693 | Laterals | 13621 | 0.13428 | 7 |  | 119297.5 | 0 | 1109.8105 | 1330.5647 | 1760.1454 | -118187.6895 | -117966.9353 | -117537.3546 | 0.0093029 | 0.011153 | 0.014754 | 0.010403
1317 | Lateral Hardening | Lateral Hardening-Fuse-10274723 | Laterals | 13624 | 0.020455 | 2 | 2 | 54011.85 | 0 | 506.9736 | 598.0679 | 772.1142 | -53504.8764 | -53413.7821 | -53239.7358 | 0.0093863 | 0.011073 | 0.014295 | 0.010383
16335 | Lateral Hardening | Lateral Hardening-Fuse-10492948 | Laterals | 14041 | 0.050758 | 4 | 1 | 52600.25 | 0 | 489.9166 | 582.7631 | 765.4999 | -52110.3334 | -52017.4869 | -51834.7501 | 0.009314 | 0.011079 | 0.014553 | 0.010367
1673 | Lateral Hardening | Lateral Hardening-Fuse-60165069 | Laterals | 13105 | 0.057386 | 4 | 0 | 65887.53 | 0 | 610.5404 | 731.984 | 968.3093 | -65276.9896 | -65155.546 | -64919.2207 | 0.0092664 | 0.01111 | 0.014696 | 0.010362
866 | Lateral Hardening | Lateral Hardening-Fuse-90959668 | Laterals | 13278 | 0.075 | 6 | 0 | 50000 | 0 | 462.5664 | 554.5762 | 733.6244 | -49537.4336 | -49445.4238 | -49266.3756 | 0.0092513 | 0.011092 | 0.014672 | 0.010346
3947 | Lateral Hardening | Lateral Hardening-Fuse-92083244 | Laterals | 13105 | 0.078977 | 9 | 0 | 161736.88 | 0 | 1495.6171 | 1793.1129 | 2372.0299 | -160241.2629 | -159943.7671 | -159364.8501 | 0.0092472 | 0.011087 | 0.014666 | 0.010341
12022 | Lateral Hardening | Lateral Hardening-Fuse-10674218 | Laterals | 13414 | 0.030492 | 2 | 0 | 81708.05 | 0 | 755.5569 | 905.846 | 1198.3037 | -80952.4931 | -80802.204 | -80509.7463 | 0.009247 | 0.011086 | 0.014666 | 0.010341
3079 | Lateral Hardening | Lateral Hardening-Fuse-90101731 | Laterals | 13959 | 0.049432 | 3 | 1 | 52490.07 | 0 | 487.5577 | 580.8836 | 759.6053 | -52002.5123 | -51909.1864 | -51730.4647 | 0.0092886 | 0.011067 | 0.014471 | 0.01034
4539 | Lateral Hardening | Lateral Hardening-Fuse-92738092 | Laterals | 13298 | 0.0090909 | 3 | 1 | 50000 | 0 | 464.2795 | 552.9841 | 722.8225 | -49535.7205 | -49447.0159 | -49277.1775 | 0.0092856 | 0.01106 | 0.014456 | 0.010335
18066 | Lateral Hardening | Lateral Hardening-Fuse-10715662 | Laterals | 13984 | 0.20095 | 8 | 8 | 168179.89 | 0 | 1575.8107 | 1843.583 | 2364.7467 | -166604.0793 | -166336.307 | -165815.1433 | 0.0093698 | 0.010962 | 0.014061 | 0.010317
7048 | Lateral Hardening | Lateral Hardening-Fuse-91090517 | Laterals | 13279 | 0.019318 | 3 | 0 | 75493.53 | 0 | 694.3353 | 832.4467 | 1101.207 | -74799.1947 | -74661.0833 | -74392.323 | 0.0091973 | 0.011027 | 0.014587 | 0.010285
14641 | Lateral Hardening | Lateral Hardening-Fuse-90101664 | Laterals | 13959 | 0.075189 | 4 | 1 | 50192.03 | 0 | 463.6483 | 552.2018 | 723.5635 | -49728.3817 | -49639.8282 | -49468.4665 | 0.0092375 | 0.011002 | 0.014416 | 0.010285
572 | Lateral Hardening | Lateral Hardening-Fuse-90899758 | Laterals | 13819 | 0.062879 | 4 | 0 | 50000 | 0 | 457.7976 | 548.8589 | 726.0613 | -49542.2024 | -49451.1411 | -49273.9387 | 0.009156 | 0.010977 | 0.014521 | 0.010239
3170 | Lateral Hardening | Lateral Hardening-Fuse-92330338 | Laterals | 13342 | 0.05928 | 4 | 0 | 50000 | 0 | 457.7976 | 548.8589 | 726.0613 | -49542.2024 | -49451.1411 | -49273.9387 | 0.009156 | 0.010977 | 0.014521 | 0.010239
19385 | Lateral Hardening | Lateral Hardening-Fuse-90621992 | Laterals | 13712 | 0.018182 | 1 | 4 | 50000 | 0 | 472.7531 | 541.3754 | 657.9487 | -49527.2469 | -49458.6246 | -49342.0513 | 0.0094551 | 0.010828 | 0.013159 | 0.010237
11951 | Lateral Hardening | Lateral Hardening-Fuse-90522456 | Laterals | 13483 | 0.016856 | 1 | 11 | 50000 | 0 | 472.1718 | 543.1842 | 655.306 | -49527.8282 | -49456.8158 | -49344.694 | 0.0094434 | 0.010864 | 0.013106 | 0.010236
17538 | Lateral Hardening | Lateral Hardening-Fuse-92205905 | Laterals | 13230 | 0.038447 | 6 | 0 | 150957.61 | 0 | 1381.2746 | 1656.0262 | 2190.6841 | -149576.3354 | -149301.5838 | -148766.9259 | 0.0091501 | 0.01097 | 0.014512 | 0.010232
7777 | Lateral Hardening | Lateral Hardening-Fuse-10292439 | Laterals | 13482 | 0.15473 | 12 | 0 | 169039.91 | 0 | 1543.6691 | 1850.7229 | 2448.2398 | -167496.2409 | -167189.1871 | -166591.6702 | 0.009132 | 0.010948 | 0.014483 | 0.010212
5054 | Lateral Hardening | Lateral Hardening-Fuse-10716344 | Laterals | 13959 | 0.063447 | 4 | 4 | 101019.4 | 0 | 936.8919 | 1095.0801 | 1399.2557 | -100082.5081 | -99924.3199 | -99620.1443 | 0.0092744 | 0.01084 | 0.013851 | 0.010202
6223 | Lateral Hardening | Lateral Hardening-Fuse-60470500 | Laterals | 13171 | 0.04072 | 5 | 0 | 160264.95 | 0 | 1461.3301 | 1752.0057 | 2317.6511 | -158803.6199 | -158512.9443 | -157947.2989 | 0.0091182 | 0.010932 | 0.014461 | 0.010197
9210 | Lateral Hardening | Lateral Hardening-Fuse-10242825 | Laterals | 13532 | 0.038826 | 4 | 0 | 62802.49 | 0 | 572.2471 | 686.0737 | 907.5766 | -62230.2429 | -62116.4163 | -61894.9134 | 0.0091119 | 0.010924 | 0.014451 | 0.01019
16602 | Lateral Hardening | Lateral Hardening-Fuse-90481773 | Laterals | 13458 | 0.026894 | 1 | 8 | 50000 | 0 | 474.4036 | 539.1701 | 629.7224 | -49525.5964 | -49460.8299 | -49370.2776 | 0.0094881 | 0.010783 | 0.012594 | 0.010187
3686 | Lateral Hardening | Lateral Hardening-Fuse-90386206 | Laterals | 13669 | 0.011174 | 1 | 11 | 50000 | 0 | 469.6691 | 540.3051 | 651.8326 | -49530.3309 | -49459.6949 | -49348.1674 | 0.0093934 | 0.010806 | 0.013037 | 0.010182
7908 | Lateral Hardening | Lateral Hardening-Fuse-10095513 | Laterals | 13786 | 0.11818 | 6 | 2 | 102146.94 | 0 | 935.0181 | 1111.2801 | 1450.3885 | -101211.9219 | -101035.6599 | -100696.5515 | 0.0091537 | 0.010879 | 0.014199 | 0.010176
12283 | Lateral Hardening | Lateral Hardening-Fuse-92538356 | Laterals | 13435 | 0.034848 | 6 | 0 | 82385.4 | 0 | 749.4719 | 898.5506 | 1188.653 | -81635.9281 | -81486.8494 | -81196.747 | 0.0090971 | 0.010907 | 0.014428 | 0.010173
989 | Lateral Hardening | Lateral Hardening-Fuse-90614370 | Laterals | 13959 | 0.14223 | 6 | 3 | 156966.53 | 0 | 1434.5088 | 1705.2571 | 2225.484 | -155532.0212 | -155261.2729 | -154741.046 | 0.0091389 | 0.010864 | 0.014178 | 0.01016
16329 | Lateral Hardening | Lateral Hardening-Fuse-60171933 | Laterals | 13698 | 0.037879 | 5 | 0 | 50000 | 0 | 454.0445 | 544.3592 | 720.1088 | -49545.9555 | -49455.6408 | -49279.8912 | 0.0090809 | 0.010887 | 0.014402 | 0.010155
16909 | Lateral Hardening | Lateral Hardening-Fuse-10636000 | Laterals | 13388 | 0.013636 | 2 | 2 | 50000 | 0 | 461.1503 | 538.8036 | 685.9709 | -49538.8497 | -49461.1964 | -49314.0291 | 0.009223 | 0.010776 | 0.013719 | 0.010139
3182 | Lateral Hardening | Lateral Hardening-Fuse-10876296 | Laterals | 14023 | 0.034091 | 2 | 6 | 66426.45 | 0 | 617.1038 | 713.6704 | 887.5086 | -65809.3462 | -65712.7796 | -65538.9414 | 0.00929 | 0.010744 | 0.013361 | 0.010133
3482 | Lateral Hardening | Lateral Hardening-Fuse-92031313 | Laterals | 14025 | 0.047538 | 4 | 1 | 52332.67 | 0 | 475.9484 | 566.99 | 742.6542 | -51856.7216 | -51765.68 | -51590.0158 | 0.0090947 | 0.010834 | 0.014191 | 0.010126
14826 | Lateral Hardening | Lateral Hardening-Fuse-93304338 | Laterals | 13808 | 0.0090909 | 2 | 2 | 50000 | 0 | 461.0469 | 537.3583 | 683.8621 | -49538.9531 | -49462.6417 | -49316.1379 | 0.0092209 | 0.010747 | 0.013677 | 0.010124
6840 | Lateral Hardening | Lateral Hardening-Fuse-60269076 | Laterals | 13967 | 0.10871 | 9 | 0 | 161883.56 | 0 | 1465.5883 | 1757.1109 | 2324.4046 | -160417.9717 | -160126.4491 | -159559.1554 | 0.0090533 | 0.010854 | 0.014358 | 0.010124
12634 | Lateral Hardening | Lateral Hardening-Fuse-91598698 | Laterals | 13009 | 0.085795 | 8 | 0 | 167274.05 | 0 | 1510.7322 | 1811.2345 | 2396.0023 | -165763.3178 | -165462.8155 | -164878.0477 | 0.0090315 | 0.010828 | 0.014324 | 0.0101
11659 | Lateral Hardening | Lateral Hardening-Fuse-10015761 | Laterals | 13161 | 0.043939 | 1 | 7 | 50000 | 0 | 464.9329 | 533.8906 | 646.7911 | -49535.0671 | -49466.1094 | -49353.2089 | 0.0092987 | 0.010678 | 0.012936 | 0.010076
8657 | Lateral Hardening | Lateral Hardening-Fuse-92528957 | Laterals | 13485 | 0.12917 | 9 | 0 | 92574.53 | 0 | 833.503 | 999.2965 | 1321.9253 | -91741.027 | -91575.2335 | -91252.6047 | 0.0090036 | 0.010795 | 0.01428 | 0.010068
17716 | Lateral Hardening | Lateral Hardening-Fuse-92083868 | Laterals | 13030 | 0.072538 | 6 | 6 | 118512.28 | 0 | 1074.6636 | 1273.001 | 1645.131 | -117437.6164 | -117239.279 | -116867.149 | 0.009068 | 0.010742 | 0.013882 | 0.010051
10379 | Lateral Hardening | Lateral Hardening-Fuse-90064731 | Laterals | 13294 | 0.016856 | 3 | 0 | 50000 | 0 | 448.9722 | 538.278 | 712.0642 | -49551.0278 | -49461.722 | -49287.9358 | 0.0089794 | 0.010766 | 0.014241 | 0.010041
16103 | Lateral Hardening | Lateral Hardening-Fuse-10797369 | Laterals | 14041 | 0.036364 | 3 | 0 | 51404.01 | 0 | 461.5067 | 553.3057 | 731.9437 | -50942.5033 | -50850.7043 | -50672.0663 | 0.008978 | 0.010764 | 0.014239 | 0.01004
1970 | Lateral Hardening | Lateral Hardening-Fuse-60449432 | Laterals | 13146 | 0.061742 | 4 | 1 | 53513.17 | 0 | 482.2045 | 573.4992 | 753.1777 | -53030.9655 | -52939.6708 | -52759.9923 | 0.009011 | 0.010717 | 0.014075 | 0.010029
1501 | Lateral Hardening | Lateral Hardening-Fuse-92687426 | Laterals | 13793 | 0.085038 | 1 | 0 | 50000 | 0 | 448.194 | 537.345 | 710.83 | -49551.806 | -49462.655 | -49289.17 | 0.0089639 | 0.010747 | 0.014217 | 0.010024
19237 | Lateral Hardening | Lateral Hardening-Fuse-10496844 | Laterals | 13084 | 0.029356 | 3 | 0 | 77054.38 | 0 | 690.5821 | 827.9469 | 1095.2545 | -76363.7979 | -76226.4331 | -75959.1255 | 0.0089623 | 0.010745 | 0.014214 | 0.010022
17336 | Lateral Hardening | Lateral Hardening-Fuse-92573973 | Laterals | 13254 | 0.13693 | 5 | 1 | 91406.52 | 0 | 821.1072 | 978.2915 | 1281.114 | -90585.4128 | -90428.2285 | -90125.406 | 0.008983 | 0.010703 | 0.014016 | 0.010002
12405 | Lateral Hardening | Lateral Hardening-Fuse-10753417 | Laterals | 13330 | 0.045455 | 1 |  | 50000 | 0 | 447.2005 | 536.1539 | 709.2543 | -49552.7995 | -49463.8461 | -49290.7457 | 0.008944 | 0.010723 | 0.014185 | 0.010002
5191 | Lateral Hardening | Lateral Hardening-Fuse-92643061 | Laterals | 13141 | 0.039583 | 8 | 0 | 151134.31 | 0 | 1348.0812 | 1616.2302 | 2138.0397 | -149786.2288 | -149518.0798 | -148996.2703 | 0.0089198 | 0.010694 | 0.014147 | 0.0099747
6178 | Lateral Hardening | Lateral Hardening-Fuse-90802828 | Laterals | 13838 | 0.04697 | 1 | 2 | 50000 | 0 | 459.5699 | 527.8482 | 644.0235 | -49540.4301 | -49472.1518 | -49355.9765 | 0.0091914 | 0.010557 | 0.01288 | 0.00997
18596 | Lateral Hardening | Lateral Hardening-Fuse-92329433 | Laterals | 13391 | 0.01875 | 1 | 1 | 50000 | 0 | 456.7353 | 528.1327 | 657.4169 | -49543.2647 | -49471.8673 | -49342.5831 | 0.0091347 | 0.010563 | 0.013148 | 0.0099645
8456 | Lateral Hardening | Lateral Hardening-Fuse-93082079 | Laterals | 13657 | 0.036553 | 5 | 1 | 50000 | 0 | 446.946 | 532.4702 | 697.2486 | -49553.054 | -49467.5298 | -49302.7514 | 0.0089389 | 0.010649 | 0.013945 | 0.0099527
16673 | Lateral Hardening | Lateral Hardening-Fuse-90533515 | Laterals | 13722 | 0.053788 | 5 | 1 | 50000 | 0 | 446.1465 | 531.446 | 696.2219 | -49553.8535 | -49468.554 | -49303.7781 | 0.0089229 | 0.010629 | 0.013924 | 0.0099349
15700 | Lateral Hardening | Lateral Hardening-Fuse-90824008 | Laterals | 13708 | 0.040341 | 7 | 0 | 78762.48 | 0 | 699.1481 | 838.2169 | 1108.8401 | -78063.3319 | -77924.2631 | -77653.6399 | 0.0088767 | 0.010642 | 0.014078 | 0.0099265
2620 | Lateral Hardening | Lateral Hardening-Fuse-90968445 | Laterals | 13786 | 0.057955 | 2 | 2 | 57128.37 | 0 | 512.5475 | 604.9218 | 779.2634 | -56615.8225 | -56523.4482 | -56349.1066 | 0.0089719 | 0.010589 | 0.013641 | 0.0099238
4349 | Lateral Hardening | Lateral Hardening-Fuse-91274634 | Laterals | 13373 | 0.011553 | 2 | 9 | 61132.07 | 0 | 554.1898 | 643.8335 | 802.798 | -60577.8802 | -60488.2365 | -60329.272 | 0.0090655 | 0.010532 | 0.013132 | 0.009912
1014 | Lateral Hardening | Lateral Hardening-Fuse-92958400 | Laterals | 13268 | 0.075947 | 5 | 1 | 50254.99 | 0 | 446.946 | 532.4702 | 697.2486 | -49808.044 | -49722.5198 | -49557.7414 | 0.0088936 | 0.010595 | 0.013874 | 0.0099022
10375 | Lateral Hardening | Lateral Hardening-Fuse-91042056 | Laterals | 13657 | 0.073485 | 4 | 0 | 64633.33 | 0 | 572.2471 | 686.0737 | 907.5766 | -64061.0829 | -63947.2563 | -63725.7534 | 0.0088537 | 0.010615 | 0.014042 | 0.0099009
17068 | Lateral Hardening | Lateral Hardening-Fuse-10834650 | Laterals | 13041 | 0.0089015 | 3 | 2 | 50000 | 0 | 446.5725 | 527.1029 | 679.4958 | -49553.4275 | -49472.8971 | -49320.5042 | 0.0089315 | 0.010542 | 0.01359 | 0.0098805
4916 | Lateral Hardening | Lateral Hardening-Fuse-90421295 | Laterals | 13389 | 0.045644 | 4 | 0 | 51666.59 | 0 | 456.1418 | 546.8738 | 723.4352 | -51210.4482 | -51119.7162 | -50943.1548 | 0.0088286 | 0.010585 | 0.014002 | 0.0098727
4738 | Lateral Hardening | Lateral Hardening-Fuse-90586057 | Laterals | 13243 | 0.031061 | 3 | 0 | 50000 | 0 | 441.1099 | 528.8518 | 699.5947 | -49558.8901 | -49471.1482 | -49300.4053 | 0.0088222 | 0.010577 | 0.013992 | 0.0098656
16225 | Lateral Hardening | Lateral Hardening-Fuse-91253737 | Laterals | 13591 | 0.051705 | 7 | 0 | 161973.05 | 0 | 1428.8161 | 1713.0243 | 2266.0844 | -160544.2339 | -160260.0257 | -159706.9656 | 0.0088213 | 0.010576 | 0.013991 | 0.0098646
7159 | Lateral Hardening | Lateral Hardening-Fuse-90052898 | Laterals | 13668 | 0.058712 | 4 | 1 | 97713.26 | 0 | 865.0093 | 1028.8266 | 1351.0989 | -96848.2507 | -96684.4334 | -96362.1611 | 0.0088525 | 0.010529 | 0.013827 | 0.0098529
12598 | Lateral Hardening | Lateral Hardening-Fuse-93264379 | Laterals | 13042 | 0.032008 | 3 | 7 | 66253.31 | 0 | 595.5901 | 694.3039 | 870.2155 | -65657.7199 | -65559.0061 | -65383.0945 | 0.0089896 | 0.01048 | 0.013135 | 0.0098511
8201 | Lateral Hardening | Lateral Hardening-Fuse-90508217 | Laterals | 13079 | 0.016477 | 1 | 10 | 50000 | 0 | 459.5717 | 520.2494 | 606.4473 | -49540.4283 | -49479.7506 | -49393.5527 | 0.0091914 | 0.010405 | 0.012129 | 0.0098493
9635 | Lateral Hardening | Lateral Hardening-Fuse-60027583 | Laterals | 13094 | 0.039394 | 3 | 0 | 78615.23 | 0 | 690.5821 | 827.9469 | 1095.2545 | -77924.6479 | -77787.2831 | -77519.9755 | 0.0087843 | 0.010532 | 0.013932 | 0.0098233
16088 | Lateral Hardening | Lateral Hardening-Fuse-92692635 | Laterals | 13805 | 0.01875 | 2 | 1 | 50000 | 0 | 441.7805 | 524.6699 | 682.8367 | -49558.2195 | -49475.3301 | -49317.1633 | 0.0088356 | 0.010493 | 0.013657 | 0.0098151
9967 | Lateral Hardening | Lateral Hardening-Fuse-10667353 | Laterals | 13785 | 0.057008 | 1 | 4 | 50000 | 0 | 453.0179 | 519.1351 | 629.8718 | -49546.9821 | -49480.8649 | -49370.1282 | 0.0090604 | 0.010383 | 0.012597 | 0.0098108
7791 | Lateral Hardening | Lateral Hardening-Fuse-91782225 | Laterals | 13590 | 0.11345 | 10 | 0 | 162619.81 | 0 | 1424.1048 | 1707.3759 | 2258.6123 | -161195.7052 | -160912.4341 | -160361.1977 | 0.0087573 | 0.010499 | 0.013889 | 0.009793
491 | Lateral Hardening | Lateral Hardening-Fuse-60075873 | Laterals | 13122 | 0.041098 | 3 | 0 | 78880.28 | 0 | 690.5821 | 827.9469 | 1095.2545 | -78189.6979 | -78052.3331 | -77785.0255 | 0.0087548 | 0.010496 | 0.013885 | 0.0097903
1206 | Lateral Hardening | Lateral Hardening-Fuse-60344447 | Laterals | 13687 | 0.050947 | 4 | 1 | 52615.99 | 0 | 462.6669 | 550.2626 | 722.661 | -52153.3231 | -52065.7274 | -51893.329 | 0.0087933 | 0.010458 | 0.013735 | 0.0097869
13957 | Lateral Hardening | Lateral Hardening-Fuse-91918757 | Laterals | 13946 | 0.032765 | 8 | 0 | 159028.05 | 0 | 1388.6529 | 1664.8721 | 2202.3859 | -157639.3971 | -157363.1779 | -156825.6641 | 0.0087321 | 0.010469 | 0.013849 | 0.0097649
10620 | Lateral Hardening | Lateral Hardening-Fuse-60022435 | Laterals | 13086 | 0.069886 | 6 | 0 | 237289.88 | 0 | 2070.5749 | 2482.4364 | 3283.9056 | -235219.3051 | -234807.4436 | -234005.9744 | 0.0087259 | 0.010462 | 0.013839 | 0.009758
16680 | Lateral Hardening | Lateral Hardening-Fuse-60048821 | Laterals | 13622 | 0.037121 | 1 | 1 | 50000 | 0 | 446.7314 | 516.9206 | 644.2945 | -49553.2686 | -49483.0794 | -49355.7055 | 0.0089346 | 0.010338 | 0.012886 | 0.0097509
12874 | Lateral Hardening | Lateral Hardening-Fuse-90290131 | Laterals | 13621 | 0.020265 | 1 | 6 | 50000 | 0 | 448.4385 | 514.1915 | 623.92 | -49551.5615 | -49485.8085 | -49376.08 | 0.0089688 | 0.010284 | 0.012478 | 0.0097143
8068 | Lateral Hardening | Lateral Hardening-Fuse-10876341 | Laterals | 14023 | 0.041098 | 1 | 2 | 50000 | 0 | 447.4308 | 513.9655 | 628.7186 | -49552.5692 | -49486.0345 | -49371.2814 | 0.0089486 | 0.010279 | 0.012574 | 0.0097104
14605 | Lateral Hardening | Lateral Hardening-Fuse-10556603 | Laterals | 13924 | 0.027462 | 3 |  | 50000 | 0 | 434.1306 | 520.4843 | 688.5257 | -49565.8694 | -49479.5157 | -49311.4743 | 0.0086826 | 0.01041 | 0.013771 | 0.0097095
16239 | Lateral Hardening | Lateral Hardening-Fuse-90292890 | Laterals | 13622 | 0.077841 | 9 | 0 | 234049.81 | 0 | 2026.5494 | 2429.6537 | 3214.0818 | -232023.2606 | -231620.1563 | -230835.7282 | 0.0086586 | 0.010381 | 0.013732 | 0.0096827
5156 | Lateral Hardening | Lateral Hardening-Fuse-90187592 | Laterals | 13304 | 0.069886 | 4 | 0 | 83356.68 | 0 | 721.6892 | 865.2416 | 1144.59 | -82634.9908 | -82491.4384 | -82212.09 | 0.0086578 | 0.01038 | 0.013731 | 0.0096818
9458 | Lateral Hardening | Lateral Hardening-Fuse-10100720 | Laterals | 13048 | 0.055303 | 3 | 7 | 50000 | 0 | 443.0708 | 512.7476 | 640.1992 | -49556.9292 | -49487.2524 | -49359.8008 | 0.0088614 | 0.010255 | 0.012804 | 0.0096737
11586 | Lateral Hardening | Lateral Hardening-Fuse-90165656 | Laterals | 14025 | 0.064962 | 5 | 2 | 53780.75 | 0 | 468.1633 | 556.0525 | 725.4255 | -53312.5867 | -53224.6975 | -53055.3245 | 0.008705 | 0.010339 | 0.013489 | 0.0096737
13993 | Lateral Hardening | Lateral Hardening-Fuse-60114871 | Laterals | 13600 | 0.066856 | 5 | 0 | 155375.11 | 0 | 1343.9858 | 1611.3203 | 2131.5445 | -154031.1242 | -153763.7897 | -153243.5655 | 0.0086499 | 0.010371 | 0.013719 | 0.009673
6279 | Lateral Hardening | Lateral Hardening-Fuse-60352620 | Laterals | 13236 | 0.11989 | 6 | 0 | 95608.45 | 0 | 824.0358 | 987.9461 | 1306.9103 | -94784.4142 | -94620.5039 | -94301.5397 | 0.0086189 | 0.010333 | 0.013669 | 0.0096382
8209 | Lateral Hardening | Lateral Hardening-Fuse-92253005 | Laterals | 13224 | 0.1089 | 9 | 0 | 234402.64 | 0 | 2020.2728 | 2422.1286 | 3204.1271 | -232382.3672 | -231980.5114 | -231198.5129 | 0.0086188 | 0.010333 | 0.013669 | 0.0096382
3515 | Lateral Hardening | Lateral Hardening-Fuse-91091965 | Laterals | 14114 | 0.010227 | 1 | 13 | 50000 | 0 | 443.8652 | 510.0056 | 615.8618 | -49556.1348 | -49489.9944 | -49384.1382 | 0.0088773 | 0.0102 | 0.012317 | 0.0096181
726 | Lateral Hardening | Lateral Hardening-Fuse-90502164 | Laterals | 13740 | 0.058902 | 4 | 10 | 96711.64 | 0 | 849.4297 | 986.3106 | 1230.3651 | -95862.2103 | -95725.3294 | -95481.2749 | 0.0087831 | 0.010198 | 0.012722 | 0.0096016
5956 | Lateral Hardening | Lateral Hardening-Fuse-92011909 | Laterals | 13420 | 0.12917 | 11 | 0 | 165064.16 | 0 | 1416.8104 | 1698.6306 | 2247.0435 | -163647.3496 | -163365.5294 | -162817.1165 | 0.0085834 | 0.010291 | 0.013613 | 0.0095986
14637 | Lateral Hardening | Lateral Hardening-Fuse-60174847 | Laterals | 13372 | 0.018182 | 3 | 0 | 53822.97 | 0 | 461.5067 | 553.3057 | 731.9437 | -53361.4633 | -53269.6643 | -53091.0263 | 0.0085745 | 0.01028 | 0.013599 | 0.0095887
9065 | Lateral Hardening | Lateral Hardening-Fuse-10627064 | Laterals | 13147 | 0.087311 | 6 | 6 | 160261.93 | 0 | 1385.7102 | 1641.884 | 2121.4114 | -158876.2198 | -158620.046 | -158140.5186 | 0.0086465 | 0.010245 | 0.013237 | 0.0095851
15284 | Lateral Hardening | Lateral Hardening-Fuse-93325696 | Laterals | 13906 | 0.019508 | 2 | 1 | 50000 | 0 | 431.9988 | 510.1706 | 656.7961 | -49568.0012 | -49489.8294 | -49343.2039 | 0.00864 | 0.010203 | 0.013136 | 0.0095586
19680 | Lateral Hardening | Lateral Hardening-Fuse-92093267 | Laterals | 13030 | 0.02803 | 4 | 0 | 62501.45 | 0 | 534.0973 | 640.3354 | 847.0715 | -61967.3527 | -61861.1146 | -61654.3785 | 0.0085454 | 0.010245 | 0.013553 | 0.009556
1714 | Lateral Hardening | Lateral Hardening-Fuse-10643488 | Laterals | 13390 | 0.05 | 1 | 1 | 50000 | 0 | 437.5867 | 506.5046 | 630.9729 | -49562.4133 | -49493.4954 | -49369.0271 | 0.0087517 | 0.01013 | 0.012619 | 0.009552
8851 | Lateral Hardening | Lateral Hardening-Fuse-92014284 | Laterals | 13172 | 0.036742 | 5 | 0 | 51435.49 | 0 | 438.9524 | 526.2651 | 696.1729 | -50996.5376 | -50909.2249 | -50739.3171 | 0.008534 | 0.010232 | 0.013535 | 0.0095434
11340 | Lateral Hardening | Lateral Hardening-Fuse-90209318 | Laterals | 13298 | 0.036553 | 4 | 1 | 51419.75 | 0 | 440.822 | 524.3059 | 688.5408 | -50978.928 | -50895.4441 | -50731.2092 | 0.008573 | 0.010197 | 0.013391 | 0.0095418
4448 | Lateral Hardening | Lateral Hardening-Fuse-91307464 | Laterals | 13053 | 0.019886 | 3 | 10 | 77035.95 | 0 | 675.0815 | 778.6108 | 963.967 | -76360.8685 | -76257.3392 | -76071.983 | 0.0087632 | 0.010107 | 0.012513 | 0.0095414
15647 | Lateral Hardening | Lateral Hardening-Fuse-10070662 | Laterals | 13984 | 0.12386 | 6 | 0 | 54237.21 | 0 | 462.5664 | 554.5762 | 733.6244 | -53774.6436 | -53682.6338 | -53503.5856 | 0.0085286 | 0.010225 | 0.013526 | 0.0095373
5172 | Lateral Hardening | Lateral Hardening-Fuse-91113180 | Laterals | 14197 | 0.062689 | 7 | 0 | 154727.21 | 0 | 1317.9344 | 1580.087 | 2090.2274 | -153409.2756 | -153147.123 | -152636.9826 | 0.0085178 | 0.010212 | 0.013509 | 0.0095252
1084 | Lateral Hardening | Lateral Hardening-Fuse-91452423 | Laterals | 13962 | 0.027841 | 1 | 9 | 50000 | 0 | 438.7279 | 504.6526 | 608.6673 | -49561.2721 | -49495.3474 | -49391.3327 | 0.0087746 | 0.010093 | 0.012173 | 0.00951
10790 | Lateral Hardening | Lateral Hardening-Fuse-90914334 | Laterals | 13651 | 0.11913 | 6 | 3 | 97786.96 | 0 | 837.9399 | 991.7313 | 1282.6121 | -96949.0201 | -96795.2287 | -96504.3479 | 0.008569 | 0.010142 | 0.013116 | 0.0094956
10683 | Lateral Hardening | Lateral Hardening-Fuse-60099090 | Laterals | 13453 | 0.0089015 | 4 | 0 | 53051.71 | 0 | 450.1677 | 539.7113 | 713.9603 | -52601.5423 | -52511.9987 | -52337.7497 | 0.0084855 | 0.010173 | 0.013458 | 0.009489
757 | Lateral Hardening | Lateral Hardening-Fuse-91566436 | Laterals | 13044 | 0.0089015 | 1 | 3 | 50000 | 0 | 441.6252 | 502.1967 | 582.3065 | -49558.3748 | -49497.8033 | -49417.6935 | 0.0088325 | 0.010044 | 0.011646 | 0.0094773
13218 | Lateral Hardening | Lateral Hardening-Fuse-10627020 | Laterals | 13147 | 0.030682 | 1 | 3 | 50000 | 0 | 441.6252 | 502.1967 | 582.3065 | -49558.3748 | -49497.8033 | -49417.6935 | 0.0088325 | 0.010044 | 0.011646 | 0.0094773
5922 | Lateral Hardening | Lateral Hardening-Fuse-10563796 | Laterals | 13293 | 0.12178 | 6 | 0 | 94077.32 | 0 | 796.6421 | 955.1035 | 1263.4643 | -93280.6779 | -93122.2165 | -92813.8557 | 0.008468 | 0.010152 | 0.01343 | 0.0094695
14731 | Lateral Hardening | Lateral Hardening-Fuse-60298201 | Laterals | 13228 | 0.055114 | 4 | 0 | 81059.58 | 0 | 685.2835 | 821.5944 | 1086.851 | -80374.2965 | -80237.9856 | -79972.729 | 0.0084541 | 0.010136 | 0.013408 | 0.009454
10992 | Lateral Hardening | Lateral Hardening-Fuse-10686237 | Laterals | 13808 | 0.023674 | 3 | 1 | 50349.43 | 0 | 427.5538 | 508.5366 | 667.6344 | -49921.8762 | -49840.8934 | -49681.7956 | 0.0084917 | 0.0101 | 0.01326 | 0.0094511
8437 | Lateral Hardening | Lateral Hardening-Fuse-90474235 | Laterals | 13955 | 0.075379 | 9 | 0 | 156700.36 | 0 | 1323.1006 | 1586.2807 | 2098.4208 | -155377.2594 | -155114.0793 | -154601.9392 | 0.0084435 | 0.010123 | 0.013391 | 0.0094421
2021 | Lateral Hardening | Lateral Hardening-Fuse-93277466 | Laterals | 13329 | 0.060038 | 1 |  | 50000 | 0 | 422.0322 | 505.9793 | 669.3378 | -49577.9678 | -49494.0207 | -49330.6622 | 0.0084406 | 0.01012 | 0.013387 | 0.0094389
5518 | Lateral Hardening | Lateral Hardening-Fuse-10645510 | Laterals | 13148 | 0.072917 | 4 | 1 | 54441.83 | 0 | 460.8537 | 548.1924 | 720.0889 | -53980.9763 | -53893.6376 | -53721.7411 | 0.0084651 | 0.010069 | 0.013227 | 0.0094225
12747 | Lateral Hardening | Lateral Hardening-Fuse-60577103 | Laterals | 14000 | 0.047159 | 5 | 14 | 147843.12 | 0 | 1266.419 | 1478.3338 | 1884.2452 | -146576.701 | -146364.7862 | -145958.8748 | 0.008566 | 0.0099993 | 0.012745 | 0.0094139
13534 | Lateral Hardening | Lateral Hardening-Fuse-93042004 | Laterals | 13813 | 0.090909 | 6 | 17 | 146531.7 | 0 | 1259.1809 | 1464.3697 | 1829.1419 | -145272.5191 | -145067.3303 | -144702.5581 | 0.0085932 | 0.0099935 | 0.012483 | 0.0094023
13965 | Lateral Hardening | Lateral Hardening-Fuse-92919674 | Laterals | 13010 | 0.14072 | 8 | 0 | 139594.57 | 0 | 1173.548 | 1406.9804 | 1861.2324 | -138421.022 | -138187.5896 | -137733.3376 | 0.0084068 | 0.010079 | 0.013333 | 0.0094011
14744 | Lateral Hardening | Lateral Hardening-Fuse-90508301 | Laterals | 13079 | 0.04072 | 3 | 0 | 50000 | 0 | 419.8852 | 503.4052 | 665.9326 | -49580.1148 | -49496.5948 | -49334.0674 | 0.0083977 | 0.010068 | 0.013319 | 0.0093909
14191 | Lateral Hardening | Lateral Hardening-Fuse-92977877 | Laterals | 13330 | 0.010227 | 3 |  | 50000 | 0 | 418.4777 | 501.7178 | 663.7004 | -49581.5223 | -49498.2822 | -49336.2996 | 0.0083696 | 0.010034 | 0.013274 | 0.0093594
6778 | Lateral Hardening | Lateral Hardening-Fuse-90990044 | Laterals | 13268 | 0.18182 | 8 | 4 | 150870.15 | 0 | 1272.7757 | 1509.3089 | 1950.7667 | -149597.3743 | -149360.8411 | -148919.3833 | 0.0084362 | 0.010004 | 0.01293 | 0.009356
3014 | Lateral Hardening | Lateral Hardening-Fuse-10242820 | Laterals | 13532 | 0.097727 | 6 | 0 | 164652.43 | 0 | 1375.3347 | 1648.9048 | 2181.2634 | -163277.0953 | -163003.5252 | -162471.1666 | 0.008353 | 0.010014 | 0.013248 | 0.0093409
5424 | Lateral Hardening | Lateral Hardening-Fuse-90477846 | Laterals | 13516 | 0.047727 | 5 |  | 84388 | 0 | 704.673 | 844.8407 | 1117.6025 | -83683.327 | -83543.1593 | -83270.3975 | 0.0083504 | 0.010011 | 0.013244 | 0.009338
7940 | Lateral Hardening | Lateral Hardening-Fuse-92838044 | Laterals | 14124 | 0.014962 | 1 | 91 | 50000 | 0 | 434.2361 | 493.1066 | 582.2759 | -49565.7639 | -49506.8934 | -49417.7241 | 0.0086847 | 0.0098621 | 0.011646 | 0.009334
4625 | Lateral Hardening | Lateral Hardening-Fuse-10804812 | Laterals | 13454 | 0.05625 | 2 |  | 81236.28 | 0 | 676.7175 | 811.3245 | 1073.2654 | -80559.5625 | -80424.9555 | -80163.0146 | 0.0083302 | 0.0099872 | 0.013212 | 0.0093155
18723 | Lateral Hardening | Lateral Hardening-Fuse-92855183 | Laterals | 13011 | 0.074811 | 4 | 3 | 54599.23 | 0 | 458.3068 | 543.7531 | 703.5793 | -54140.9232 | -54055.4769 | -53895.6507 | 0.008394 | 0.009959 | 0.012886 | 0.0093127
8187 | Lateral Hardening | Lateral Hardening-Fuse-10313376 | Laterals | 13866 | 0.054545 | 7 | 0 | 153460.86 | 0 | 1277.7535 | 1531.9136 | 2026.5009 | -152183.1065 | -151928.9464 | -151434.3591 | 0.0083263 | 0.0099824 | 0.013205 | 0.009311
19710 | Lateral Hardening | Lateral Hardening-Fuse-92582610 | Laterals | 13433 | 0.044886 | 3 | 0 | 160912.85 | 0 | 1335.7068 | 1601.3944 | 2118.4141 | -159577.1432 | -159311.4556 | -158794.4359 | 0.0083008 | 0.0099519 | 0.013165 | 0.0092826
16130 | Lateral Hardening | Lateral Hardening-Fuse-60179366 | Laterals | 13787 | 0.036742 | 3 | 1 | 51435.49 | 0 | 427.7709 | 508.8384 | 667.9904 | -51007.7191 | -50926.6516 | -50767.4996 | 0.0083166 | 0.0098927 | 0.012987 | 0.0092565
7129 | Lateral Hardening | Lateral Hardening-Fuse-92830647 | Laterals | 13062 | 0.018561 | 3 |  | 50000 | 0 | 413.7863 | 496.0932 | 656.2598 | -49586.2137 | -49503.9068 | -49343.7402 | 0.0082757 | 0.0099219 | 0.013125 | 0.0092545
19112 | Lateral Hardening | Lateral Hardening-Fuse-10129850 | Laterals | 13006 | 0.056439 | 3 | 1 | 50000 | 0 | 416.1975 | 493.3638 | 638.5618 | -49583.8025 | -49506.6362 | -49361.4382 | 0.0083239 | 0.0098673 | 0.012771 | 0.0092317
1885 | Lateral Hardening | Lateral Hardening-Fuse-10556598 | Laterals | 13298 | 0.09053 | 4 | 1 | 55905.65 | 0 | 462.7676 | 550.9623 | 722.2548 | -55442.8824 | -55354.6877 | -55183.3952 | 0.0082777 | 0.0098552 | 0.012919 | 0.0092151
11656 | Lateral Hardening | Lateral Hardening-Fuse-90835103 | Laterals | 13423 | 0.05928 | 1 | 5 | 50000 | 0 | 425.4623 | 487.1526 | 591.3443 | -49574.5377 | -49512.8474 | -49408.6557 | 0.0085092 | 0.0097431 | 0.011827 | 0.0092112
7773 | Lateral Hardening | Lateral Hardening-Fuse-91745051 | Laterals | 13772 | 0.014394 | 3 | 0 | 79204.8 | 0 | 651.196 | 780.7264 | 1032.7886 | -78553.604 | -78424.0736 | -78172.0114 | 0.0082217 | 0.0098571 | 0.013039 | 0.0091941
13153 | Lateral Hardening | Lateral Hardening-Fuse-60371722 | Laterals | 13961 | 0.12898 | 6 | 2 | 98605.44 | 0 | 815.1074 | 968.4319 | 1264.0396 | -97790.3326 | -97637.0081 | -97341.4004 | 0.0082664 | 0.0098213 | 0.012819 | 0.0091881
16025 | Lateral Hardening | Lateral Hardening-Fuse-92504580 | Laterals | 14355 | 0.048106 | 4 | 0 | 63798.05 | 0 | 524.1712 | 628.435 | 831.329 | -63273.8788 | -63169.615 | -62966.721 | 0.0082161 | 0.0098504 | 0.013031 | 0.0091878
8379 | Lateral Hardening | Lateral Hardening-Fuse-10679316 | Laterals | 13807 | 0.098674 | 8 | 4 | 143960.29 | 0 | 1194.2615 | 1411.1107 | 1822.8208 | -142766.0285 | -142549.1793 | -142137.4692 | 0.0082958 | 0.0098021 | 0.012662 | 0.0091843
15404 | Lateral Hardening | Lateral Hardening-Fuse-60012420 | Laterals | 14274 | 0.046591 | 6 |  | 50000 | 0 | 410.4018 | 492.0355 | 650.8921 | -49589.5982 | -49507.9645 | -49349.1079 | 0.008208 | 0.0098407 | 0.013018 | 0.0091788
1670 | Lateral Hardening | Lateral Hardening-Fuse-91544453 | Laterals | 13592 | 0.081439 | 7 | 21 | 206933.99 | 0 | 1729.88 | 2016.8614 | 2562.3173 | -205204.11 | -204917.1286 | -204371.6727 | 0.0083596 | 0.0097464 | 0.012382 | 0.0091779
19370 | Lateral Hardening | Lateral Hardening-Fuse-92606234 | Laterals | 13390 | 0.03447 | 1 | 1 | 50000 | 0 | 420.2208 | 485.9102 | 604.8585 | -49579.7792 | -49514.0898 | -49395.1415 | 0.0084044 | 0.0097182 | 0.012097 | 0.0091678
15205 | Lateral Hardening | Lateral Hardening-Fuse-60056915 | Laterals | 13622 | 0.067614 | 5 | 0 | 50000 | 0 | 409.3355 | 490.7571 | 649.2009 | -49590.6645 | -49509.2429 | -49350.7991 | 0.0081867 | 0.0098151 | 0.012984 | 0.009155
13533 | Lateral Hardening | Lateral Hardening-Fuse-90663622 | Laterals | 13738 | 0.17027 | 9 | 0 | 109037.8 | 0 | 891.3984 | 1068.708 | 1413.7467 | -108146.4016 | -107969.092 | -107624.0533 | 0.0081751 | 0.0098013 | 0.012966 | 0.009142
14976 | Lateral Hardening | Lateral Hardening-Fuse-10866803 | Laterals | 13227 | 0.016856 | 3 | 2 | 101586.04 | 0 | 835.8983 | 991.9911 | 1283.887 | -100750.1417 | -100594.0489 | -100302.153 | 0.0082285 | 0.009765 | 0.012638 | 0.0091304
3936 | Lateral Hardening | Lateral Hardening-Fuse-91456359 | Laterals | 13769 | 0.048674 | 7 | 0 | 157024.88 | 0 | 1281.6745 | 1536.6145 | 2032.7195 | -155743.2055 | -155488.2655 | -154992.1605 | 0.0081622 | 0.0097858 | 0.012945 | 0.0091276
14588 | Lateral Hardening | Lateral Hardening-Fuse-92234759 | Laterals | 13431 | 0.0081439 | 3 | 2 | 50000 | 0 | 412.2868 | 486.1991 | 626.0923 | -49587.7132 | -49513.8009 | -49373.9077 | 0.0082457 | 0.009724 | 0.012522 | 0.0091168
7573 | Lateral Hardening | Lateral Hardening-Fuse-90975784 | Laterals | 13591 | 0.02178 | 2 | 2 | 50000 | 0 | 414.2413 | 483.5105 | 615.7459 | -49585.7587 | -49516.4895 | -49384.2541 | 0.0082848 | 0.0096702 | 0.012315 | 0.0091035
5597 | Lateral Hardening | Lateral Hardening-Fuse-92460917 | Laterals | 13899 | 0.053977 | 2 |  | 52983.93 | 0 | 430.9791 | 516.7059 | 683.5274 | -52552.9509 | -52467.2241 | -52300.4026 | 0.0081341 | 0.0097521 | 0.012901 | 0.0090962
2468 | Lateral Hardening | Lateral Hardening-Fuse-10556597 | Laterals | 13298 | 0.089015 | 4 | 1 | 51341.05 | 0 | 420.1294 | 498.7771 | 651.0041 | -50920.9206 | -50842.2729 | -50690.0459 | 0.0081831 | 0.009715 | 0.01268 | 0.0090924
7688 | Lateral Hardening | Lateral Hardening-Fuse-60041762 | Laterals | 13221 | 0.072159 | 5 | 0 | 89953.44 | 0 | 730.9396 | 876.3321 | 1159.2611 | -89222.5004 | -89077.1079 | -88794.1789 | 0.0081258 | 0.0097421 | 0.012887 | 0.0090868
1039 | Lateral Hardening | Lateral Hardening-Fuse-91289915 | Laterals | 14040 | 0.036742 | 1 | 1 | 50000 | 0 | 416.216 | 481.7383 | 600.0521 | -49583.784 | -49518.2617 | -49399.9479 | 0.0083243 | 0.0096348 | 0.012001 | 0.0090851
11460 | Lateral Hardening | Lateral Hardening-Fuse-10605127 | Laterals | 13924 | 0.05322 | 4 | 2 | 50000 | 0 | 409.8782 | 485.0413 | 627.1715 | -49590.1218 | -49514.9587 | -49372.8285 | 0.0081976 | 0.0097008 | 0.012543 | 0.0090831
915 | Lateral Hardening | Lateral Hardening-Fuse-91253833 | Laterals | 13924 | 0.037121 | 3 | 2 | 55396.97 | 0 | 452.5137 | 537.2202 | 699.5022 | -54944.4563 | -54859.7498 | -54697.4678 | 0.0081686 | 0.0096976 | 0.012627 | 0.0090731
7993 | Lateral Hardening | Lateral Hardening-Fuse-60157746 | Laterals | 13911 | 0.035227 | 4 |  | 50000 | 0 | 404.3879 | 484.8254 | 641.3541 | -49595.6121 | -49515.1746 | -49358.6459 | 0.0080878 | 0.0096965 | 0.012827 | 0.0090443
4498 | Lateral Hardening | Lateral Hardening-Fuse-60007526 | Laterals | 13076 | 0.11686 | 7 | 0 | 240116.51 | 0 | 1941.2687 | 2327.4097 | 3078.8276 | -238175.2413 | -237789.1003 | -237037.6824 | 0.0080847 | 0.0096928 | 0.012822 | 0.0090409
17991 | Lateral Hardening | Lateral Hardening-Fuse-10441215 | Laterals | 13946 | 0.020265 | 1 | 2 | 50000 | 0 | 419.7096 | 477.1678 | 553.1575 | -49580.2904 | -49522.8322 | -49446.8425 | 0.0083942 | 0.0095434 | 0.011063 | 0.0090058
3949 | Lateral Hardening | Lateral Hardening-Fuse-10588822 | Laterals | 13471 | 0.090152 | 5 | 0 | 65089.79 | 0 | 524.0644 | 628.3069 | 831.1595 | -64565.7256 | -64461.4831 | -64258.6305 | 0.0080514 | 0.0096529 | 0.012769 | 0.0090037
12785 | Lateral Hardening | Lateral Hardening-Fuse-91979643 | Laterals | 13147 | 0.042992 | 4 | 2 | 51446.23 | 0 | 417.9226 | 493.9945 | 638.317 | -51028.3074 | -50952.2355 | -50807.913 | 0.0081235 | 0.0096022 | 0.012407 | 0.0089955
9611 | Lateral Hardening | Lateral Hardening-Fuse-90701555 | Laterals | 13303 | 0.034091 | 5 |  | 50000 | 0 | 401.1116 | 480.8974 | 636.158 | -49598.8884 | -49519.1026 | -49363.842 | 0.0080222 | 0.0096179 | 0.012723 | 0.008971
14513 | Lateral Hardening | Lateral Hardening-Fuse-91493677 | Laterals | 14041 | 0.04678 | 5 | 0 | 50000 | 0 | 401.1116 | 480.8974 | 636.158 | -49598.8884 | -49519.1026 | -49363.842 | 0.0080222 | 0.0096179 | 0.012723 | 0.008971
6718 | Lateral Hardening | Lateral Hardening-Fuse-93267054 | Laterals | 13838 | 0.042045 | 5 |  | 50000 | 0 | 401.1116 | 480.8974 | 636.158 | -49598.8884 | -49519.1026 | -49363.842 | 0.0080222 | 0.0096179 | 0.012723 | 0.008971
7646 | Lateral Hardening | Lateral Hardening-Fuse-91535398 | Laterals | 13622 | 0.079545 | 6 | 1 | 50554.05 | 0 | 407.4193 | 484.8009 | 635.9244 | -50146.6307 | -50069.2491 | -49918.1256 | 0.0080591 | 0.0095898 | 0.012579 | 0.0089703
17643 | Lateral Hardening | Lateral Hardening-Fuse-92250951 | Laterals | 13030 | 0.070455 | 5 | 0 | 50000 | 0 | 400.8379 | 480.5692 | 635.7238 | -49599.1621 | -49519.4308 | -49364.2762 | 0.0080168 | 0.0096114 | 0.012714 | 0.0089649
13446 | Lateral Hardening | Lateral Hardening-Fuse-10686249 | Laterals | 13808 | 0.046212 | 4 | 1 | 50000 | 0 | 401.9213 | 477.2295 | 622.8154 | -49598.0787 | -49522.7705 | -49377.1846 | 0.0080384 | 0.0095446 | 0.012456 | 0.0089321
7811 | Lateral Hardening | Lateral Hardening-Fuse-91867056 | Laterals | 13183 | 0.030114 | 3 | 2 | 94827.84 | 0 | 762.683 | 904.3948 | 1170.5362 | -94065.157 | -93923.4452 | -93657.3038 | 0.0080428 | 0.0095372 | 0.012344 | 0.0089212
19286 | Lateral Hardening | Lateral Hardening-Fuse-10820629 | Laterals | 13873 | 0.049053 | 2 | 1 | 50000 | 0 | 406.0952 | 473.4978 | 601.1867 | -49593.9048 | -49526.5022 | -49398.8133 | 0.0081219 | 0.00947 | 0.012024 | 0.0089165
6886 | Lateral Hardening | Lateral Hardening-Fuse-10479389 | Laterals | 14012 | 0.022917 | 3 |  | 50000 | 0 | 397.0323 | 476.0066 | 629.6882 | -49602.9677 | -49523.9934 | -49370.3118 | 0.0079406 | 0.0095201 | 0.012594 | 0.0088798
8492 | Lateral Hardening | Lateral Hardening-Fuse-91614639 | Laterals | 13586 | 0.049811 | 2 | 2 | 50000 | 0 | 403.9389 | 471.4853 | 600.4321 | -49596.0611 | -49528.5147 | -49399.5679 | 0.0080788 | 0.0094297 | 0.012009 | 0.008877
15963 | Lateral Hardening | Lateral Hardening-Fuse-10716368 | Laterals | 13959 | 0.05 | 4 | 0 | 52537.29 | 0 | 416.9544 | 499.8915 | 661.2844 | -52120.3356 | -52037.3985 | -51876.0056 | 0.0079364 | 0.009515 | 0.012587 | 0.008875
17987 | Lateral Hardening | Lateral Hardening-Fuse-60401685 | Laterals | 13505 | 0.031629 | 1 | 1 | 50000 | 0 | 406.4474 | 470.3073 | 586.1952 | -49593.5526 | -49529.6927 | -49413.8048 | 0.0081289 | 0.0094061 | 0.011724 | 0.0088716
6499 | Lateral Hardening | Lateral Hardening-Fuse-90808763 | Laterals | 14112 | 0.010038 | 1 | 1 | 50000 | 0 | 412.8184 | 469.5601 | 547.2679 | -49587.1816 | -49530.4399 | -49452.7321 | 0.0082564 | 0.0093912 | 0.010945 | 0.0088657
12529 | Lateral Hardening | Lateral Hardening-Fuse-10716314 | Laterals | 13959 | 0.016856 | 1 | 2 | 50000 | 0 | 408.4356 | 469.1716 | 573.9234 | -49591.5644 | -49530.8284 | -49426.0766 | 0.0081687 | 0.0093834 | 0.011478 | 0.0088641
1451 | Lateral Hardening | Lateral Hardening-Fuse-91497026 | Laterals | 13373 | 0.022159 | 3 | 0 | 75935.28 | 0 | 601.0581 | 720.6156 | 953.2706 | -75334.2219 | -75214.6644 | -74982.0094 | 0.0079154 | 0.0094899 | 0.012554 | 0.0088516
7440 | Lateral Hardening | Lateral Hardening-Fuse-60205812 | Laterals | 13815 | 0.071591 | 4 | 2 | 54331.65 | 0 | 432.9683 | 514.3372 | 666.7433 | -53898.6817 | -53817.3128 | -53664.9067 | 0.007969 | 0.0094666 | 0.012272 | 0.0088486
13436 | Lateral Hardening | Lateral Hardening-Fuse-10897235 | Laterals | 14050 | 0.056629 | 4 | 0 | 53088.19 | 0 | 419.6478 | 503.1207 | 665.5562 | -52668.5422 | -52585.0693 | -52422.6338 | 0.0079047 | 0.0094771 | 0.012537 | 0.0088396
3338 | Lateral Hardening | Lateral Hardening-Fuse-91361758 | Laterals | 13298 | 0.084659 | 4 | 2 | 59347.71 | 0 | 472.0257 | 560.5603 | 731.17 | -58875.6843 | -58787.1497 | -58616.54 | 0.0079536 | 0.0094454 | 0.01232 | 0.0088378
18869 | Lateral Hardening | Lateral Hardening-Fuse-10643496 | Laterals | 13390 | 0.047727 | 4 | 1 | 50000 | 0 | 396.6579 | 472.2534 | 619.0755 | -49603.3421 | -49527.7466 | -49380.9245 | 0.0079332 | 0.0094451 | 0.012382 | 0.0088316
3204 | Lateral Hardening | Lateral Hardening-Fuse-93225109 | Laterals | 13340 | 0.032008 | 2 | 0 | 50000 | 0 | 394.8505 | 473.3908 | 626.2279 | -49605.1495 | -49526.6092 | -49373.7721 | 0.007897 | 0.0094678 | 0.012525 | 0.008831
18925 | Lateral Hardening | Lateral Hardening-Fuse-92677346 | Laterals | 13805 | 0.071402 | 4 | 1 | 50000 | 0 | 397.3451 | 471.8652 | 615.4948 | -49602.6549 | -49528.1348 | -49384.5052 | 0.0079469 | 0.0094373 | 0.01231 | 0.0088303
5514 | Lateral Hardening | Lateral Hardening-Fuse-90291927 | Laterals | 13007 | 0.059091 | 5 | 0 | 50000 | 0 | 394.6562 | 473.1579 | 625.9197 | -49605.3438 | -49526.8421 | -49374.0803 | 0.0078931 | 0.0094632 | 0.012518 | 0.0088267
18763 | Lateral Hardening | Lateral Hardening-Fuse-10099365 | Laterals | 13963 | 0.10152 | 9 | 0 | 160764.46 | 0 | 1268.599 | 1520.9381 | 2011.982 | -159495.861 | -159243.5219 | -158752.478 | 0.007891 | 0.0094607 | 0.012515 | 0.0088243
14939 | Lateral Hardening | Lateral Hardening-Fuse-91960619 | Laterals | 13148 | 0.05928 | 4 | 2 | 52799.87 | 0 | 420.7088 | 497.2878 | 642.5724 | -52379.1612 | -52302.5822 | -52157.2976 | 0.007968 | 0.0094184 | 0.01217 | 0.0088233
17763 | Lateral Hardening | Lateral Hardening-Fuse-90514668 | Laterals | 13678 | 0.023106 | 3 | 0 | 50000 | 0 | 394.0822 | 472.4697 | 625.0094 | -49605.9178 | -49527.5303 | -49374.9906 | 0.0078816 | 0.0094494 | 0.0125 | 0.0088138
6149 | Lateral Hardening | Lateral Hardening-Fuse-10757378 | Laterals | 13423 | 0.041856 | 1 | 2 | 50000 | 0 | 405.7307 | 466.0645 | 570.1226 | -49594.2693 | -49533.9355 | -49429.8774 | 0.0081146 | 0.0093213 | 0.011402 | 0.0088054
18266 | Lateral Hardening | Lateral Hardening-Fuse-92361202 | Laterals | 13431 | 0.024053 | 3 | 0 | 50000 | 0 | 393.3591 | 471.6029 | 623.8626 | -49606.6409 | -49528.3971 | -49376.1374 | 0.0078672 | 0.0094321 | 0.012477 | 0.0087977
1283 | Lateral Hardening | Lateral Hardening-Fuse-90357256 | Laterals | 14041 | 0.025758 | 3 | 2 | 54452.57 | 0 | 431.3058 | 511.9275 | 662.3235 | -54021.2642 | -53940.6425 | -53790.2465 | 0.0079208 | 0.0094013 | 0.012163 | 0.0087892
18281 | Lateral Hardening | Lateral Hardening-Fuse-60478232 | Laterals | 13795 | 0.2053 | 5 | 35 | 50000 | 0 | 404.5485 | 466.4841 | 567.3323 | -49595.4515 | -49533.5159 | -49432.6677 | 0.008091 | 0.0093297 | 0.011347 | 0.0087882
18406 | Lateral Hardening | Lateral Hardening-Fuse-93054406 | Laterals | 13593 | 0.027652 | 5 | 0 | 52538.21 | 0 | 412.6272 | 494.7036 | 654.4216 | -52125.5828 | -52043.5064 | -51883.7884 | 0.0078538 | 0.0094161 | 0.012456 | 0.0087827
6719 | Lateral Hardening | Lateral Hardening-Fuse-60371720 | Laterals | 13961 | 0.14129 | 7 | 4 | 147501.79 | 0 | 1168.8347 | 1383.4013 | 1789.3622 | -146332.9553 | -146118.3887 | -145712.4278 | 0.0079242 | 0.0093789 | 0.012131 | 0.0087813
1566 | Lateral Hardening | Lateral Hardening-Fuse-90892057 | Laterals | 13552 | 0.039773 | 6 | 0 | 83151.1 | 0 | 652.3616 | 782.124 | 1034.6373 | -82498.7384 | -82368.976 | -82116.4627 | 0.0078455 | 0.0094061 | 0.012443 | 0.0087734
19623 | Lateral Hardening | Lateral Hardening-Fuse-92269166 | Laterals | 13114 | 0.037311 | 4 | 0 | 82768.25 | 0 | 648.5467 | 777.5502 | 1028.5868 | -82119.7033 | -81990.6998 | -81739.6632 | 0.0078357 | 0.0093943 | 0.012427 | 0.0087624
1158 | Lateral Hardening | Lateral Hardening-Fuse-93297896 | Laterals | 13172 | 0.072538 | 4 | 2 | 54410.35 | 0 | 429.0502 | 509.5516 | 663.8571 | -53981.2998 | -53900.7984 | -53746.4929 | 0.0078855 | 0.009365 | 0.012201 | 0.0087609
13293 | Lateral Hardening | Lateral Hardening-Fuse-10421462 | Laterals | 13826 | 0.019508 | 2 | 5 | 61284.47 | 0 | 491.1844 | 568.9453 | 708.1804 | -60793.2856 | -60715.5247 | -60576.2896 | 0.0080148 | 0.0092837 | 0.011556 | 0.0087496
10333 | Lateral Hardening | Lateral Hardening-Fuse-60179207 | Laterals | 13001 | 0.02803 | 1 | 5 | 50000 | 0 | 403.1156 | 461.5658 | 560.285 | -49596.8844 | -49538.4342 | -49439.715 | 0.0080623 | 0.0092313 | 0.011206 | 0.0087274
10680 | Lateral Hardening | Lateral Hardening-Fuse-10710605 | Laterals | 14000 | 0.0096591 | 3 | 1 | 50000 | 0 | 392.6996 | 466.3009 | 607.2918 | -49607.3004 | -49533.6991 | -49392.7082 | 0.007854 | 0.009326 | 0.012146 | 0.0087248
15320 | Lateral Hardening | Lateral Hardening-Fuse-10392922 | Laterals | 13522 | 0.049053 | 4 | 8 | 50000 | 0 | 397.7993 | 464.0467 | 582.6516 | -49602.2007 | -49535.9533 | -49417.3484 | 0.007956 | 0.0092809 | 0.011653 | 0.0087232
17998 | Lateral Hardening | Lateral Hardening-Fuse-60038615 | Laterals | 13039 | 0.050568 | 6 | 0 | 56005.83 | 0 | 436.8682 | 523.7664 | 692.8675 | -55568.9618 | -55482.0636 | -55312.9625 | 0.0078004 | 0.009352 | 0.012371 | 0.008723
17422 | Lateral Hardening | Lateral Hardening-Fuse-92067214 | Laterals | 13785 | 0.0068182 | 3 | 1 | 50000 | 0 | 390.724 | 465.4077 | 608.3575 | -49609.276 | -49534.5923 | -49391.6425 | 0.0078145 | 0.0093082 | 0.012167 | 0.0086978
16519 | Lateral Hardening | Lateral Hardening-Fuse-10876292 | Laterals | 14023 | 0.07178 | 3 | 4 | 57768.71 | 0 | 458.207 | 534.3752 | 672.2578 | -57310.503 | -57234.3348 | -57096.4522 | 0.0079318 | 0.0092503 | 0.011637 | 0.0086978
4891 | Lateral Hardening | Lateral Hardening-Fuse-90815303 | Laterals | 13786 | 0.035795 | 3 | 2 | 51356.79 | 0 | 402.524 | 477.6205 | 618.0103 | -50954.266 | -50879.1695 | -50738.7797 | 0.0078378 | 0.0093 | 0.012034 | 0.0086961
514 | Lateral Hardening | Lateral Hardening-Fuse-10627050 | Laterals | 13147 | 0.033712 | 3 | 0 | 82208.7 | 0 | 639.0092 | 766.1156 | 1013.4606 | -81569.6908 | -81442.5844 | -81195.2394 | 0.007773 | 0.0093192 | 0.012328 | 0.0086923
487 | Lateral Hardening | Lateral Hardening-Fuse-93260968 | Laterals | 13175 | 0.063258 | 5 | 0 | 86802.9 | 0 | 674.6378 | 808.8311 | 1069.967 | -86128.2622 | -85994.0689 | -85732.933 | 0.0077721 | 0.009318 | 0.012326 | 0.0086913
12092 | Lateral Hardening | Lateral Hardening-Fuse-93175666 | Laterals | 13176 | 0.038826 | 4 |  | 78526.88 | 0 | 610.2236 | 731.6041 | 967.8069 | -77916.6564 | -77795.2759 | -77559.0731 | 0.0077709 | 0.0093166 | 0.012325 | 0.00869
10427 | Lateral Hardening | Lateral Hardening-Fuse-92120672 | Laterals | 13031 | 0.010606 | 3 | 0 | 78615.8 | 0 | 610.6088 | 732.066 | 968.4179 | -78005.1912 | -77883.734 | -77647.3821 | 0.007767 | 0.0093119 | 0.012318 | 0.0086856
2407 | Lateral Hardening | Lateral Hardening-Fuse-10162599 | Laterals | 13031 | 0.041098 | 3 | 1 | 59250.25 | 0 | 461.273 | 549.4072 | 718.7552 | -58788.977 | -58700.8428 | -58531.4948 | 0.0077852 | 0.0092727 | 0.012131 | 0.008666
15672 | Lateral Hardening | Lateral Hardening-Fuse-91536203 | Laterals | 14071 | 0.036174 | 1 | 2 | 50000 | 0 | 399.1602 | 458.4634 | 559.3677 | -49600.8398 | -49541.5366 | -49440.6323 | 0.0079832 | 0.0091693 | 0.011187 | 0.0086594
7666 | Lateral Hardening | Lateral Hardening-Fuse-10793160 | Laterals | 13470 | 0.094318 | 4 | 2 | 60150.45 | 0 | 469.049 | 557.1986 | 722.3053 | -59681.401 | -59593.2514 | -59428.1447 | 0.0077979 | 0.0092634 | 0.012008 | 0.0086586
3160 | Lateral Hardening | Lateral Hardening-Fuse-91123597 | Laterals | 13864 | 0.050189 | 2 | 2 | 52044.35 | 0 | 409.9487 | 478.5 | 609.3652 | -51634.4013 | -51565.85 | -51434.9848 | 0.0078769 | 0.0091941 | 0.011709 | 0.0086552
16220 | Lateral Hardening | Lateral Hardening-Fuse-92345686 | Laterals | 13150 | 0.024432 | 1 | 3 | 50000 | 0 | 398.2969 | 456.2292 | 555.2927 | -49601.7031 | -49543.7708 | -49444.7073 | 0.0079659 | 0.0091246 | 0.011106 | 0.0086275
16232 | Lateral Hardening | Lateral Hardening-Fuse-10762877 | Laterals | 13815 | 0.064015 | 2 | 0 | 53702.05 | 0 | 413.9254 | 496.26 | 656.4804 | -53288.1246 | -53205.79 | -53045.5696 | 0.0077078 | 0.009241 | 0.012224 | 0.0086194
4970 | Lateral Hardening | Lateral Hardening-Fuse-90881195 | Laterals | 13840 | 0.027083 | 1 | 1 | 50000 | 0 | 394.7085 | 456.845 | 569.045 | -49605.2915 | -49543.155 | -49430.955 | 0.0078942 | 0.0091369 | 0.011381 | 0.0086157
12750 | Lateral Hardening | Lateral Hardening-Fuse-90296983 | Laterals | 13724 | 0.096591 | 5 | 6 | 99843.9 | 0 | 781.9821 | 914.0349 | 1166.8681 | -99061.9179 | -98929.8651 | -98677.0319 | 0.007832 | 0.0091546 | 0.011687 | 0.0086143
9945 | Lateral Hardening | Lateral Hardening-Fuse-90559544 | Laterals | 14218 | 0.038636 | 4 | 1 | 51592.89 | 0 | 399.235 | 474.843 | 623.5841 | -51193.655 | -51118.047 | -50969.3059 | 0.0077382 | 0.0092037 | 0.012087 | 0.0086127
6707 | Lateral Hardening | Lateral Hardening-Fuse-90528004 | Laterals | 13621 | 0.061174 | 1 | 1 | 50000 | 0 | 394.4842 | 456.55 | 568.9803 | -49605.5158 | -49543.45 | -49431.0197 | 0.0078897 | 0.009131 | 0.01138 | 0.0086111
6113 | Lateral Hardening | Lateral Hardening-Fuse-90836217 | Laterals | 13805 | 0.039015 | 4 | 1 | 51624.37 | 0 | 399.235 | 474.843 | 623.5841 | -51225.135 | -51149.527 | -51000.7859 | 0.0077335 | 0.009198 | 0.012079 | 0.0086074
7729 | Lateral Hardening | Lateral Hardening-Fuse-92447281 | Laterals | 13010 | 0.075568 | 6 | 0 | 84240.18 | 0 | 647.8402 | 776.7032 | 1027.4664 | -83592.3398 | -83463.4768 | -83212.7136 | 0.0076904 | 0.0092201 | 0.012197 | 0.0086
12027 | Lateral Hardening | Lateral Hardening-Fuse-90873893 | Laterals | 13471 | 0.082197 | 3 | 0 | 50000 | 0 | 384.5182 | 461.0034 | 609.8411 | -49615.4818 | -49538.9966 | -49390.1589 | 0.0076904 | 0.0092201 | 0.012197 | 0.0085999
16172 | Lateral Hardening | Lateral Hardening-Fuse-10688904 | Laterals | 13335 | 0.079545 | 4 | 0 | 89335.6 | 0 | 686.6965 | 823.2884 | 1089.0919 | -88648.9035 | -88512.3116 | -88246.5081 | 0.0076867 | 0.0092157 | 0.012191 | 0.0085958
8449 | Lateral Hardening | Lateral Hardening-Fuse-91997150 | Laterals | 13298 | 0.040909 | 4 | 1 | 51781.77 | 0 | 399.5983 | 475.3124 | 624.0811 | -51382.1717 | -51306.4576 | -51157.6889 | 0.007717 | 0.0091791 | 0.012052 | 0.0085891
17318 | Lateral Hardening | Lateral Hardening-Fuse-93337157 | Laterals | 13117 | 0.058144 | 4 | 0 | 81530.78 | 0 | 625.8566 | 750.3468 | 992.6007 | -80904.9234 | -80780.4332 | -80538.1793 | 0.0076763 | 0.0092032 | 0.012175 | 0.0085842
17260 | Lateral Hardening | Lateral Hardening-Fuse-91000129 | Laterals | 13786 | 0.041856 | 4 | 1 | 51860.47 | 0 | 399.4424 | 475.1056 | 623.8488 | -51461.0276 | -51385.3644 | -51236.6212 | 0.0077023 | 0.0091612 | 0.012029 | 0.0085727
6417 | Lateral Hardening | Lateral Hardening-Fuse-93220435 | Laterals | 13459 | 0.038258 | 2 | 0 | 50000 | 0 | 383.024 | 459.212 | 607.4713 | -49616.976 | -49540.788 | -49392.5287 | 0.0076605 | 0.0091842 | 0.012149 | 0.0085665
3662 | Lateral Hardening | Lateral Hardening-Fuse-90197814 | Laterals | 13805 | 0.1 | 6 | 3 | 100127.22 | 0 | 773.324 | 915.2561 | 1183.7061 | -99353.896 | -99211.9639 | -98943.5139 | 0.0077234 | 0.0091409 | 0.011822 | 0.0085585
17758 | Lateral Hardening | Lateral Hardening-Fuse-93433657 | Laterals | 13128 | 0.045265 | 4 |  | 50000 | 0 | 381.189 | 457.0119 | 604.5609 | -49618.811 | -49542.9881 | -49395.4391 | 0.0076238 | 0.0091402 | 0.012091 | 0.0085255
5412 | Lateral Hardening | Lateral Hardening-Fuse-10745643 | Laterals | 13431 | 0.041667 | 4 | 1 | 51844.73 | 0 | 396.97 | 472.6879 | 619.4684 | -51447.76 | -51372.0421 | -51225.2616 | 0.0076569 | 0.0091174 | 0.011949 | 0.0085242
11904 | Lateral Hardening | Lateral Hardening-Fuse-60557656 | Laterals | 13657 | 0.045455 | 4 | 1 | 52159.53 | 0 | 399.0658 | 474.62 | 623.3195 | -51760.4642 | -51684.91 | -51536.2105 | 0.0076509 | 0.0090994 | 0.01195 | 0.0085154
17881 | Lateral Hardening | Lateral Hardening-Fuse-92226555 | Laterals | 13786 | 0.064015 | 5 |  | 159410.33 | 0 | 1212.7951 | 1454.0342 | 1923.4777 | -158197.5349 | -157956.2958 | -157486.8523 | 0.007608 | 0.0091213 | 0.012066 | 0.0085078
18064 | Lateral Hardening | Lateral Hardening-Fuse-90909845 | Laterals | 13470 | 0.050758 | 4 | 1 | 52600.25 | 0 | 401.7725 | 477.877 | 627.4879 | -52198.4775 | -52122.373 | -51972.7621 | 0.0076382 | 0.0090851 | 0.011929 | 0.0085014
15712 | Lateral Hardening | Lateral Hardening-Fuse-92679495 | Laterals | 13222 | 0.053977 | 5 | 0 | 52867.83 | 0 | 401.1116 | 480.8974 | 636.158 | -52466.7184 | -52386.9326 | -52231.672 | 0.0075871 | 0.0090962 | 0.012033 | 0.0084844
4347 | Lateral Hardening | Lateral Hardening-Fuse-93232727 | Laterals | 13696 | 0.037689 | 5 | 0 | 82827.15 | 0 | 628.156 | 753.1035 | 996.2474 | -82198.994 | -82074.0465 | -81830.9026 | 0.0075839 | 0.0090925 | 0.012028 | 0.0084809
11487 | Lateral Hardening | Lateral Hardening-Fuse-93207022 | Laterals | 13656 | 0.17235 | 8 | 7 | 157943.15 | 0 | 1215.2226 | 1424.5209 | 1828.0853 | -156727.9274 | -156518.6291 | -156115.0647 | 0.0076941 | 0.0090192 | 0.011574 | 0.0084796
2106 | Lateral Hardening | Lateral Hardening-Fuse-90447724 | Laterals | 13506 | 0.12083 | 8 | 0 | 172722.3 | 0 | 1309.2377 | 1569.6604 | 2076.4345 | -171413.0623 | -171152.6396 | -170645.8655 | 0.00758 | 0.0090878 | 0.012022 | 0.0084765
11472 | Lateral Hardening | Lateral Hardening-Fuse-90562365 | Laterals | 13697 | 0.012311 | 3 |  | 50000 | 0 | 378.6004 | 453.9084 | 600.4554 | -49621.3996 | -49546.0916 | -49399.5446 | 0.007572 | 0.0090782 | 0.012009 | 0.0084676
7547 | Lateral Hardening | Lateral Hardening-Fuse-91432562 | Laterals | 13030 | 0.076515 | 4 | 0 | 88864.4 | 0 | 671.4366 | 804.9931 | 1064.8899 | -88192.9634 | -88059.4069 | -87799.5101 | 0.0075557 | 0.0090587 | 0.011983 | 0.0084494
11900 | Lateral Hardening | Lateral Hardening-Fuse-10714694 | Laterals | 13019 | 0.049242 | 4 | 0 | 60603.89 | 0 | 457.7976 | 548.8589 | 726.0613 | -60146.0924 | -60055.0311 | -59877.8287 | 0.0075539 | 0.0090565 | 0.01198 | 0.0084474
15971 | Lateral Hardening | Lateral Hardening-Fuse-92219674 | Laterals | 13489 | 0.057386 | 4 | 3 | 105463.08 | 0 | 802.2149 | 951.7791 | 1231.537 | -104660.8651 | -104511.3009 | -104231.543 | 0.0076066 | 0.0090248 | 0.011677 | 0.0084391
10774 | Lateral Hardening | Lateral Hardening-Fuse-90290167 | Laterals | 13815 | 0.043561 | 1 | 1 | 50000 | 0 | 386.3412 | 447.1258 | 557.2353 | -49613.6588 | -49552.8742 | -49442.7647 | 0.0077268 | 0.0089425 | 0.011145 | 0.0084333
9072 | Lateral Hardening | Lateral Hardening-Fuse-90782843 | Laterals | 13372 | 0.060417 | 4 | 0 | 50000 | 0 | 376.9059 | 451.8769 | 597.7681 | -49623.0941 | -49548.1231 | -49402.2319 | 0.0075381 | 0.0090375 | 0.011955 | 0.0084297
8358 | Lateral Hardening | Lateral Hardening-Fuse-10462572 | Laterals | 13798 | 0.043939 | 6 | 0 | 79322.03 | 0 | 597.4816 | 716.3276 | 947.5982 | -78724.5484 | -78605.7024 | -78374.4318 | 0.0075324 | 0.0090306 | 0.011946 | 0.0084232
18899 | Lateral Hardening | Lateral Hardening-Fuse-91805147 | Laterals | 13329 | 0.038447 | 4 | 0 | 150957.61 | 0 | 1135.0008 | 1360.7657 | 1800.097 | -149822.6092 | -149596.8443 | -149157.513 | 0.0075187 | 0.0090142 | 0.011925 | 0.0084079
8648 | Lateral Hardening | Lateral Hardening-Fuse-10674778 | Laterals | 13412 | 0.033902 | 4 | 0 | 53577.05 | 0 | 402.6041 | 482.6867 | 638.525 | -53174.4459 | -53094.3633 | -52938.525 | 0.0075145 | 0.0090092 | 0.011918 | 0.0084032
19356 | Lateral Hardening | Lateral Hardening-Fuse-92949624 | Laterals | 13464 | 0.012121 | 3 | 0 | 50000 | 0 | 375.3164 | 449.9712 | 595.247 | -49624.6836 | -49550.0288 | -49404.753 | 0.0075063 | 0.0089994 | 0.011905 | 0.0083941
9660 | Lateral Hardening | Lateral Hardening-Fuse-91428114 | Laterals | 13962 | 0.050758 | 5 | 0 | 56530.25 | 0 | 424.3106 | 508.7109 | 672.9513 | -56105.9394 | -56021.5391 | -55857.2987 | 0.0075059 | 0.0089989 | 0.011904 | 0.0083936
17831 | Lateral Hardening | Lateral Hardening-Fuse-10144744 | Laterals | 13136 | 0.060795 | 6 | 0 | 163386.65 | 0 | 1225.181 | 1468.8838 | 1943.1215 | -162161.469 | -161917.7662 | -161443.5285 | 0.0074987 | 0.0089902 | 0.011893 | 0.0083855
17455 | Lateral Hardening | Lateral Hardening-Fuse-90292894 | Laterals | 13622 | 0.080492 | 11 | 0 | 229985.14 | 0 | 1723.2761 | 2066.0558 | 2733.0942 | -228261.8639 | -227919.0842 | -227252.0458 | 0.007493 | 0.0089834 | 0.011884 | 0.0083792
15411 | Lateral Hardening | Lateral Hardening-Fuse-10635149 | Laterals | 13242 | 0.016098 | 1 | 3 | 50000 | 0 | 386.2133 | 443.3375 | 540.984 | -49613.7867 | -49556.6625 | -49459.016 | 0.0077243 | 0.0088667 | 0.01082 | 0.0083766
4667 | Lateral Hardening | Lateral Hardening-Fuse-91751592 | Laterals | 13229 | 0.025568 | 4 | 0 | 76465.38 | 0 | 571.7834 | 685.5178 | 906.8413 | -75893.5966 | -75779.8622 | -75558.5387 | 0.0074777 | 0.0089651 | 0.01186 | 0.0083621
3814 | Lateral Hardening | Lateral Hardening-Fuse-91230271 | Laterals | 13924 | 0.059091 | 4 | 1 | 53292.81 | 0 | 399.4424 | 475.1056 | 623.8488 | -52893.3676 | -52817.7044 | -52668.9612 | 0.0074952 | 0.008915 | 0.011706 | 0.0083423
914 | Lateral Hardening | Lateral Hardening-Fuse-60032919 | Laterals | 13007 | 0.0075758 | 2 | 0 | 50000 | 0 | 372.6229 | 446.742 | 590.9752 | -49627.3771 | -49553.258 | -49409.0248 | 0.0074525 | 0.0089348 | 0.01182 | 0.0083339
3981 | Lateral Hardening | Lateral Hardening-Fuse-10363923 | Laterals | 13096 | 0.055682 | 4 | 1 | 53009.49 | 0 | 396.6579 | 472.2534 | 619.0755 | -52612.8321 | -52537.2366 | -52390.4145 | 0.0074828 | 0.0089088 | 0.011679 | 0.0083302
9382 | Lateral Hardening | Lateral Hardening-Fuse-10667365 | Laterals | 13785 | 0.059848 | 1 | 1 | 50000 | 0 | 381.547 | 441.6389 | 550.1671 | -49618.453 | -49558.3611 | -49449.8329 | 0.0076309 | 0.0088328 | 0.011003 | 0.0083287
17335 | Lateral Hardening | Lateral Hardening-Fuse-92066419 | Laterals | 13693 | 0.071402 | 4 |  | 50385.91 | 0 | 375.259 | 449.9023 | 595.156 | -50010.651 | -49936.0077 | -49790.754 | 0.0074477 | 0.0089291 | 0.011812 | 0.0083286
19704 | Lateral Hardening | Lateral Hardening-Fuse-10694172 | Laterals | 13254 | 0.096212 | 4 | 0 | 56377.85 | 0 | 419.6478 | 503.1207 | 665.5562 | -55958.2022 | -55874.7293 | -55712.2938 | 0.0074435 | 0.0089241 | 0.011805 | 0.0083238
18237 | Lateral Hardening | Lateral Hardening-Fuse-91586981 | Laterals | 13516 | 0.082765 | 10 | 0 | 243769.45 | 0 | 1812.1157 | 2172.5667 | 2873.9926 | -241957.3343 | -241596.8833 | -240895.4574 | 0.0074337 | 0.0089124 | 0.01179 | 0.0083129
14630 | Lateral Hardening | Lateral Hardening-Fuse-60337680 | Laterals | 14001 | 0.0089015 | 3 | 0 | 50000 | 0 | 371.5632 | 445.4715 | 589.2945 | -49628.4368 | -49554.5285 | -49410.7055 | 0.0074313 | 0.0089094 | 0.011786 | 0.0083102
732 | Lateral Hardening | Lateral Hardening-Fuse-60361545 | Laterals | 13303 | 0.061174 | 4 | 1 | 53465.95 | 0 | 399.0658 | 474.62 | 623.3195 | -53066.8842 | -52991.33 | -52842.6305 | 0.0074639 | 0.0088771 | 0.011658 | 0.0083073
11652 | Lateral Hardening | Lateral Hardening-Fuse-10556601 | Laterals | 13298 | 0.0625 | 4 | 1 | 53576.13 | 0 | 398.5762 | 474.1124 | 622.7796 | -53177.5538 | -53102.0176 | -52953.3504 | 0.0074394 | 0.0088493 | 0.011624 | 0.0082809
14543 | Lateral Hardening | Lateral Hardening-Fuse-91932317 | Laterals | 13130 | 0.03125 | 2 | 0 | 54909.03 | 0 | 406.2954 | 487.1123 | 644.3794 | -54502.7346 | -54421.9177 | -54264.6506 | 0.0073994 | 0.0088713 | 0.011735 | 0.0082746
3991 | Lateral Hardening | Lateral Hardening-Fuse-60256997 | Laterals | 13224 | 0.086932 | 6 | 0 | 62391.45 | 0 | 461.5861 | 553.401 | 732.0698 | -61929.8639 | -61838.049 | -61659.3802 | 0.0073982 | 0.0088698 | 0.011733 | 0.0082732
13380 | Lateral Hardening | Lateral Hardening-Fuse-90522305 | Laterals | 13206 | 0.019886 | 1 | 5 | 50000 | 0 | 382.0835 | 437.4841 | 531.0527 | -49617.9165 | -49562.5159 | -49468.9473 | 0.0076417 | 0.0087497 | 0.010621 | 0.008272
5310 | Lateral Hardening | Lateral Hardening-Fuse-93001055 | Laterals | 13787 | 0.063826 | 4 | 2 | 57616.31 | 0 | 428.4671 | 508.9621 | 663.3164 | -57187.8429 | -57107.3479 | -56952.9936 | 0.0074366 | 0.0088336 | 0.011513 | 0.0082633
9177 | Lateral Hardening | Lateral Hardening-Fuse-93050979 | Laterals | 13460 | 0.066098 | 4 | 1 | 53875.19 | 0 | 399.7574 | 475.5179 | 624.3088 | -53475.4326 | -53399.6721 | -53250.8812 | 0.0074201 | 0.0088263 | 0.011588 | 0.0082587
14316 | Lateral Hardening | Lateral Hardening-Fuse-92179916 | Laterals | 13230 | 0.025758 | 3 |  | 50000 | 0 | 369.011 | 442.4116 | 585.2469 | -49630.989 | -49557.5884 | -49414.7531 | 0.0073802 | 0.0088482 | 0.011705 | 0.0082531
5357 | Lateral Hardening | Lateral Hardening-Fuse-60311537 | Laterals | 13805 | 0.05322 | 4 | 1 | 50000 | 0 | 371.3668 | 440.853 | 575.4029 | -49628.6332 | -49559.147 | -49424.5971 | 0.0074273 | 0.0088171 | 0.011508 | 0.0082523
13063 | Lateral Hardening | Lateral Hardening-Fuse-10705881 | Laterals | 13268 | 0.096023 | 4 | 0 | 56362.11 | 0 | 415.6421 | 498.3182 | 659.2032 | -55946.4679 | -55863.7918 | -55702.9068 | 0.0073745 | 0.0088414 | 0.011696 | 0.0082467
14912 | Lateral Hardening | Lateral Hardening-Fuse-10676212 | Laterals | 13785 | 0.10455 | 4 | 1 | 57070.41 | 0 | 422.5646 | 502.6205 | 660.1297 | -56647.8454 | -56567.7895 | -56410.2803 | 0.0074043 | 0.008807 | 0.011567 | 0.0082414
7707 | Lateral Hardening | Lateral Hardening-Fuse-93278086 | Laterals | 13213 | 0.039583 | 1 | 5 | 50000 | 0 | 380.3308 | 435.4773 | 528.6167 | -49619.6692 | -49564.5227 | -49471.3833 | 0.0076066 | 0.0087095 | 0.010572 | 0.0082341
11895 | Lateral Hardening | Lateral Hardening-Fuse-91873561 | Laterals | 13298 | 0.10568 | 4 | 3 | 105038.1 | 0 | 780.0692 | 921.7259 | 1191.7512 | -104258.0308 | -104116.3741 | -103846.3488 | 0.0074265 | 0.0087752 | 0.011346 | 0.0082231
3386 | Lateral Hardening | Lateral Hardening-Fuse-93239515 | Laterals | 13114 | 0.085227 | 6 | 0 | 244152.3 | 0 | 1791.1333 | 2147.4106 | 2840.7148 | -242361.1667 | -242004.8894 | -241311.5852 | 0.0073361 | 0.0087954 | 0.011635 | 0.0082038
15420 | Lateral Hardening | Lateral Hardening-Fuse-92188061 | Laterals | 13786 | 0.072538 | 5 | 3 | 102283.6 | 0 | 755.049 | 896.6848 | 1164.417 | -101528.551 | -101386.9152 | -101119.183 | 0.0073819 | 0.0087667 | 0.011384 | 0.0081976
2470 | Lateral Hardening | Lateral Hardening-Fuse-92811592 | Laterals | 13085 | 0.035227 | 4 | 0 | 50000 | 0 | 366.2381 | 439.0872 | 580.849 | -49633.7619 | -49560.9128 | -49419.151 | 0.0073248 | 0.0087817 | 0.011617 | 0.0081911
12721 | Lateral Hardening | Lateral Hardening-Fuse-92124819 | Laterals | 13349 | 0.076515 | 6 | 0 | 50000 | 0 | 366.1984 | 439.0395 | 580.786 | -49633.8016 | -49560.9605 | -49419.214 | 0.007324 | 0.0087808 | 0.011616 | 0.0081902
6333 | Lateral Hardening | Lateral Hardening-Fuse-93323813 | Laterals | 13723 | 0.06875 | 2 |  | 59916.33 | 0 | 437.769 | 524.8464 | 694.2961 | -59478.561 | -59391.4836 | -59222.0339 | 0.0073063 | 0.0087597 | 0.011588 | 0.0081705
11422 | Lateral Hardening | Lateral Hardening-Fuse-90938257 | Laterals | 13166 | 0.0375 | 5 | 0 | 54919.77 | 0 | 400.8379 | 480.5692 | 635.7238 | -54518.9321 | -54439.2008 | -54284.0462 | 0.0072986 | 0.0087504 | 0.011576 | 0.0081618
504 | Lateral Hardening | Lateral Hardening-Fuse-91272429 | Laterals | 13461 | 0.071212 | 4 | 2 | 58230.17 | 0 | 427.495 | 507.6773 | 662.1917 | -57802.675 | -57722.4927 | -57567.9783 | 0.0073415 | 0.0087185 | 0.011372 | 0.0081576
12715 | Lateral Hardening | Lateral Hardening-Fuse-92292405 | Laterals | 13787 | 0.074621 | 4 | 1 | 54583.49 | 0 | 399.5983 | 475.3124 | 624.0811 | -54183.8917 | -54108.1776 | -53959.4089 | 0.0073209 | 0.008708 | 0.011434 | 0.0081483
17451 | Lateral Hardening | Lateral Hardening-Fuse-60028603 | Laterals | 13007 | 0.029167 | 1 | 3 | 50000 | 0 | 375.4253 | 430.9715 | 525.6408 | -49624.5747 | -49569.0285 | -49474.3592 | 0.0075085 | 0.0086194 | 0.010513 | 0.0081422
11619 | Lateral Hardening | Lateral Hardening-Fuse-60192856 | Laterals | 13079 | 0.036932 | 3 | 0 | 51451.23 | 0 | 374.4377 | 448.9177 | 593.8534 | -51076.7923 | -51002.3123 | -50857.3766 | 0.0072775 | 0.0087251 | 0.011542 | 0.0081383
1516 | Lateral Hardening | Lateral Hardening-Fuse-93202314 | Laterals | 13656 | 0.064583 | 4 | 2 | 53240.59 | 0 | 390.9217 | 461.8298 | 596.7142 | -52849.6683 | -52778.7602 | -52643.8758 | 0.0073425 | 0.0086744 | 0.011208 | 0.0081286
13609 | Lateral Hardening | Lateral Hardening-Fuse-60131252 | Laterals | 13722 | 0.027083 | 4 |  | 76700.98 | 0 | 556.7929 | 667.5455 | 883.0664 | -76144.1871 | -76033.4345 | -75817.9136 | 0.0072593 | 0.0087032 | 0.011513 | 0.0081178
10890 | Lateral Hardening | Lateral Hardening-Fuse-92821531 | Laterals | 13786 | 0.018939 | 1 | 1 | 50000 | 0 | 371.4061 | 429.2888 | 534.1879 | -49628.5939 | -49570.7112 | -49465.8121 | 0.0074281 | 0.0085858 | 0.010684 | 0.008101
5585 | Lateral Hardening | Lateral Hardening-Fuse-92312063 | Laterals | 13045 | 0.04072 | 5 | 10 | 82697.35 | 0 | 610.6153 | 711.8578 | 898.185 | -82086.7347 | -81985.4922 | -81799.165 | 0.0073837 | 0.008608 | 0.010861 | 0.0080987
8065 | Lateral Hardening | Lateral Hardening-Fuse-91629415 | Laterals | 13011 | 0.0125 | 5 |  | 146922.96 | 0 | 1063.9888 | 1275.6285 | 1687.4728 | -145858.9712 | -145647.3315 | -145235.4872 | 0.0072418 | 0.0086823 | 0.011485 | 0.0080983
9 | Lateral Hardening | Lateral Hardening-Fuse-92638949 | Laterals | 13147 | 0.079167 | 4 | 1 | 54961.25 | 0 | 399.5983 | 475.3124 | 624.0811 | -54561.6517 | -54485.9376 | -54337.1689 | 0.0072705 | 0.0086481 | 0.011355 | 0.0080923
19566 | Lateral Hardening | Lateral Hardening-Fuse-10657057 | Laterals | 13098 | 0.049432 | 4 | 0 | 50000 | 0 | 361.2729 | 433.1343 | 572.9743 | -49638.7271 | -49566.8657 | -49427.0257 | 0.0072255 | 0.0086627 | 0.011459 | 0.00808
17656 | Lateral Hardening | Lateral Hardening-Fuse-10580661 | Laterals | 13105 | 0.024811 | 4 | 14 | 61725.19 | 0 | 454.778 | 526.4904 | 657.001 | -61270.412 | -61198.6996 | -61068.189 | 0.0073678 | 0.0085296 | 0.010644 | 0.0080439
15343 | Lateral Hardening | Lateral Hardening-Fuse-91385205 | Laterals | 13151 | 0.055114 | 4 | 0 | 61579.77 | 0 | 442.5377 | 530.5636 | 701.8593 | -61137.2323 | -61049.2064 | -60877.9107 | 0.0071864 | 0.0086159 | 0.011398 | 0.0080364
16536 | Lateral Hardening | Lateral Hardening-Fuse-10801781 | Laterals | 13506 | 0.09053 | 9 | 0 | 159056.36 | 0 | 1142.1157 | 1369.2958 | 1811.381 | -157914.2443 | -157687.0642 | -157244.979 | 0.0071806 | 0.0086089 | 0.011388 | 0.0080298
9685 | Lateral Hardening | Lateral Hardening-Fuse-92537154 | Laterals | 13150 | 0.022348 | 4 | 1 | 50000 | 0 | 361.3203 | 429.0716 | 559.7191 | -49638.6797 | -49570.9284 | -49440.2809 | 0.0072264 | 0.0085814 | 0.011194 | 0.0080297
5205 | Lateral Hardening | Lateral Hardening-Fuse-90393154 | Laterals | 13622 | 0.056061 | 5 | 2 | 52532.29 | 0 | 379.5328 | 450.9374 | 584.4957 | -52152.7572 | -52081.3526 | -51947.7943 | 0.0072248 | 0.008584 | 0.011126 | 0.0080227
7501 | Lateral Hardening | Lateral Hardening-Fuse-91317236 | Laterals | 13299 | 0.041098 | 3 | 2 | 50000 | 0 | 364.3742 | 425.9452 | 546.4624 | -49635.6258 | -49574.0548 | -49453.5376 | 0.0072875 | 0.0085189 | 0.010929 | 0.0080211
18546 | Lateral Hardening | Lateral Hardening-Fuse-10360534 | Laterals | 13484 | 0.075379 | 6 | 0 | 84210.73 | 0 | 603.9061 | 724.0301 | 957.7875 | -83606.8239 | -83486.6999 | -83252.9425 | 0.0071714 | 0.0085978 | 0.011374 | 0.0080195
2963 | Lateral Hardening | Lateral Hardening-Fuse-60048598 | Laterals | 13621 | 0.11042 | 12 | 0 | 214051.36 | 0 | 1530.7735 | 1835.2622 | 2427.7874 | -212520.5865 | -212216.0978 | -211623.5726 | 0.0071514 | 0.0085739 | 0.011342 | 0.0079972
15502 | Lateral Hardening | Lateral Hardening-Fuse-91467619 | Laterals | 14026 | 0.035985 | 4 | 0 | 82562.1 | 0 | 585.7521 | 702.265 | 928.9954 | -81976.3479 | -81859.835 | -81633.1046 | 0.0070947 | 0.0085059 | 0.011252 | 0.0079338
8308 | Lateral Hardening | Lateral Hardening-Fuse-60604159 | Laterals | 13325 | 0.030114 | 5 | 0 | 81649.15 | 0 | 578.4994 | 693.5697 | 917.4927 | -81070.6506 | -80955.5803 | -80731.6573 | 0.0070852 | 0.0084945 | 0.011237 | 0.0079232
1938 | Lateral Hardening | Lateral Hardening-Fuse-92702175 | Laterals | 13299 | 0.055682 | 4 | 3 | 52500.81 | 0 | 375.3115 | 443.3271 | 572.9673 | -52125.4985 | -52057.4829 | -51927.8427 | 0.0071487 | 0.0084442 | 0.010913 | 0.0079138
19521 | Lateral Hardening | Lateral Hardening-Fuse-92427214 | Laterals | 13388 | 0.018561 | 1 | 1 | 50000 | 0 | 362.7105 | 419.4098 | 522.0792 | -49637.2895 | -49580.5902 | -49477.9208 | 0.0072542 | 0.0083882 | 0.010442 | 0.0079131
15382 | Lateral Hardening | Lateral Hardening-Fuse-90944614 | Laterals | 13010 | 0.077083 | 6 | 0 | 242885.95 | 0 | 1716.7412 | 2058.221 | 2722.7299 | -241169.2088 | -240827.729 | -240163.2201 | 0.0070681 | 0.008474 | 0.01121 | 0.0079041
266 | Lateral Hardening | Lateral Hardening-Fuse-10599429 | Laterals | 13473 | 0.016288 | 3 | 0 | 50000 | 0 | 352.7311 | 422.8935 | 559.4271 | -49647.2689 | -49577.1065 | -49440.5729 | 0.0070546 | 0.0084579 | 0.011189 | 0.007889
2716 | Lateral Hardening | Lateral Hardening-Fuse-10640153 | Laterals | 13795 | 0.0060606 | 1 | 4 | 50000 | 0 | 363.5872 | 416.6521 | 505.5281 | -49636.4128 | -49583.3479 | -49494.4719 | 0.0072717 | 0.008333 | 0.010111 | 0.007874
3543 | Lateral Hardening | Lateral Hardening-Fuse-60032880 | Laterals | 13007 | 0.092424 | 4 |  | 52133.05 | 0 | 366.2381 | 439.0872 | 580.849 | -51766.8119 | -51693.9628 | -51552.201 | 0.0070251 | 0.0084224 | 0.011142 | 0.0078559
14452 | Lateral Hardening | Lateral Hardening-Fuse-92498868 | Laterals | 13954 | 0.048295 | 5 | 0 | 84476.35 | 0 | 591.4633 | 709.1122 | 938.0533 | -83884.8867 | -83767.2378 | -83538.2967 | 0.0070015 | 0.0083942 | 0.011104 | 0.0078296
15949 | Lateral Hardening | Lateral Hardening-Fuse-91936740 | Laterals | 13419 | 0.048295 | 6 | 10 | 123340.2 | 0 | 879.557 | 1025.0198 | 1297.3794 | -122460.643 | -122315.1802 | -122042.8206 | 0.0071311 | 0.0083105 | 0.010519 | 0.0078237
18 | Lateral Hardening | Lateral Hardening-Fuse-10097009 | Laterals | 13906 | 0.02803 | 1 | 1 | 50000 | 0 | 357.7003 | 414.0364 | 515.7817 | -49642.2997 | -49585.9636 | -49484.2183 | 0.007154 | 0.0082807 | 0.010316 | 0.0078082
13212 | Lateral Hardening | Lateral Hardening-Fuse-92007442 | Laterals | 13479 | 0.11402 | 6 | 1 | 93431.98 | 0 | 655.0679 | 779.5264 | 1022.4477 | -92776.9121 | -92652.4536 | -92409.5323 | 0.0070112 | 0.0083433 | 0.010943 | 0.007804
1049 | Lateral Hardening | Lateral Hardening-Fuse-10742010 | Laterals | 14020 | 0.047159 | 1 | 0 | 50000 | 0 | 348.4481 | 417.7585 | 552.6343 | -49651.5519 | -49582.2415 | -49447.3657 | 0.006969 | 0.0083552 | 0.011053 | 0.0077932
18133 | Lateral Hardening | Lateral Hardening-Fuse-92474991 | Laterals | 13659 | 0.0087121 | 1 | 48 | 50000 | 0 | 362.8676 | 411.7745 | 484.0361 | -49637.1324 | -49588.2255 | -49515.9639 | 0.0072574 | 0.0082355 | 0.0096807 | 0.0077931
1144 | Lateral Hardening | Lateral Hardening-Fuse-92071144 | Laterals | 13470 | 0.049242 | 4 | 4 | 68463.89 | 0 | 481.6497 | 568.9859 | 735.9389 | -67982.2403 | -67894.9041 | -67727.9511 | 0.0070351 | 0.0083107 | 0.010749 | 0.0077892
18492 | Lateral Hardening | Lateral Hardening-Fuse-60163299 | Laterals | 13786 | 0.10682 | 4 | 2 | 105641.22 | 0 | 738.0706 | 877.3529 | 1144.4068 | -104903.1494 | -104763.8671 | -104496.8132 | 0.0069866 | 0.008305 | 0.010833 | 0.0077667
1527 | Lateral Hardening | Lateral Hardening-Fuse-91810320 | Laterals | 13223 | 0.052273 | 5 | 1 | 50000 | 0 | 348.1494 | 414.7956 | 543.1923 | -49651.8506 | -49585.2044 | -49456.8077 | 0.006963 | 0.0082959 | 0.010864 | 0.007753
5917 | Lateral Hardening | Lateral Hardening-Fuse-10155429 | Laterals | 13067 | 0.022348 | 1 | 4 | 50000 | 0 | 357.7229 | 409.9319 | 497.3745 | -49642.2771 | -49590.0681 | -49502.6255 | 0.0071545 | 0.0081986 | 0.0099475 | 0.007747
19374 | Lateral Hardening | Lateral Hardening-Fuse-91087712 | Laterals | 13422 | 0.020833 | 1 | 1 | 50000 | 0 | 354.7226 | 410.5645 | 511.3981 | -49645.2774 | -49589.4355 | -49488.6019 | 0.0070945 | 0.0082113 | 0.010228 | 0.0077429
11770 | Lateral Hardening | Lateral Hardening-Fuse-92356661 | Laterals | 13431 | 0.075568 | 1 | 0 | 50000 | 0 | 345.6664 | 414.4234 | 548.2225 | -49654.3336 | -49585.5766 | -49451.7775 | 0.0069133 | 0.0082885 | 0.010964 | 0.007731
18080 | Lateral Hardening | Lateral Hardening-Fuse-92655879 | Laterals | 13030 | 0.055492 | 4 | 1 | 50000 | 0 | 347.677 | 412.882 | 538.5579 | -49652.323 | -49587.118 | -49461.4421 | 0.0069535 | 0.0082576 | 0.010771 | 0.0077265
5578 | Lateral Hardening | Lateral Hardening-Fuse-10744376 | Laterals | 13329 | 0.029356 | 2 | 0 | 50000 | 0 | 345.3186 | 414.0066 | 547.671 | -49654.6814 | -49585.9934 | -49452.329 | 0.0069064 | 0.0082801 | 0.010953 | 0.0077232
5471 | Lateral Hardening | Lateral Hardening-Fuse-92600010 | Laterals | 13327 | 0.060227 | 4 |  | 86331.7 | 0 | 595.1369 | 713.5166 | 943.8797 | -85736.5631 | -85618.1834 | -85387.8203 | 0.0068936 | 0.0082648 | 0.010933 | 0.0077089
15062 | Lateral Hardening | Lateral Hardening-Fuse-60317698 | Laterals | 13866 | 0.081818 | 4 | 0 | 90756.18 | 0 | 625.5354 | 749.9616 | 992.0912 | -90130.6446 | -90006.2184 | -89764.0888 | 0.0068925 | 0.0082635 | 0.010931 | 0.0077077
327 | Lateral Hardening | Lateral Hardening-Fuse-60371718 | Laterals | 13961 | 0.20947 | 8 | 6 | 201041.44 | 0 | 1402.2273 | 1648.8554 | 2123.1926 | -199639.2127 | -199392.5846 | -198918.2474 | 0.0069748 | 0.0082016 | 0.010561 | 0.0077015
2994 | Lateral Hardening | Lateral Hardening-Fuse-10556727 | Laterals | 13298 | 0.073106 | 4 | 1 | 50018.89 | 0 | 345.9889 | 410.7576 | 536.121 | -49672.9011 | -49608.1324 | -49482.769 | 0.0069172 | 0.008212 | 0.010718 | 0.0076858
17728 | Lateral Hardening | Lateral Hardening-Fuse-10471348 | Laterals | 13230 | 0.030303 | 5 | 0 | 77201.63 | 0 | 530.5207 | 636.0475 | 841.3992 | -76671.1093 | -76565.5825 | -76360.2308 | 0.0068719 | 0.0082388 | 0.010899 | 0.0076846
8549 | Lateral Hardening | Lateral Hardening-Fuse-91013654 | Laterals | 13780 | 0.0077652 | 3 | 0 | 155140.65 | 0 | 1065.0154 | 1276.8594 | 1689.1009 | -154075.6346 | -153863.7906 | -153451.5491 | 0.0068648 | 0.0082303 | 0.010888 | 0.0076768
6477 | Lateral Hardening | Lateral Hardening-Fuse-92037965 | Laterals | 13442 | 0.0073864 | 1 | 41 | 50000 | 0 | 356.6351 | 405.2384 | 475.6105 | -49643.3649 | -49594.7616 | -49524.3895 | 0.0071327 | 0.0081048 | 0.0095122 | 0.0076623
1506 | Lateral Hardening | Lateral Hardening-Fuse-92734093 | Laterals | 13031 | 0.010985 | 3 | 4 | 50000 | 0 | 345.7302 | 406.0383 | 520.9335 | -49654.2698 | -49593.9617 | -49479.0665 | 0.0069146 | 0.0081208 | 0.010419 | 0.0076269
9584 | Lateral Hardening | Lateral Hardening-Fuse-60094912 | Laterals | 13531 | 0.044318 | 4 | 0 | 156347.53 | 0 | 1066.212 | 1278.294 | 1690.9987 | -155281.318 | -155069.236 | -154656.5313 | 0.0068195 | 0.008176 | 0.010816 | 0.0076261
3174 | Lateral Hardening | Lateral Hardening-Fuse-90680897 | Laterals | 13749 | 0.056629 | 3 | 0 | 162738.75 | 0 | 1108.5035 | 1328.9978 | 1758.0726 | -161630.2465 | -161409.7522 | -160980.6774 | 0.0068116 | 0.0081664 | 0.010803 | 0.0076172
2768 | Lateral Hardening | Lateral Hardening-Fuse-10629065 | Laterals | 13787 | 0.099242 | 6 | 3 | 96134.26 | 0 | 659.4592 | 781.6504 | 1010.421 | -95474.8008 | -95352.6096 | -95123.839 | 0.0068598 | 0.0081308 | 0.010511 | 0.0076062
7712 | Lateral Hardening | Lateral Hardening-Fuse-92515005 | Laterals | 14198 | 0.15208 | 10 | 0 | 168627.61 | 0 | 1145.7084 | 1373.6032 | 1817.079 | -167481.9016 | -167254.0068 | -166810.531 | 0.0067943 | 0.0081458 | 0.010776 | 0.0075979
18012 | Lateral Hardening | Lateral Hardening-Fuse-90856268 | Laterals | 13148 | 0.058712 | 3 |  | 50000 | 0 | 339.6613 | 407.2239 | 538.6985 | -49660.3387 | -49592.7761 | -49461.3015 | 0.0067932 | 0.0081445 | 0.010774 | 0.0075967
19241 | Lateral Hardening | Lateral Hardening-Fuse-90289743 | Laterals | 13807 | 0.24091 | 8 | 4 | 196302.96 | 0 | 1341.1009 | 1590.4274 | 2060.6111 | -194961.8591 | -194712.5326 | -194242.3489 | 0.0068318 | 0.0081019 | 0.010497 | 0.0075794
9820 | Lateral Hardening | Lateral Hardening-Fuse-93233179 | Laterals | 13696 | 0.0096591 | 3 |  | 50000 | 0 | 337.7847 | 404.974 | 535.7223 | -49662.2153 | -49595.026 | -49464.2777 | 0.0067557 | 0.0080995 | 0.010714 | 0.0075547
14425 | Lateral Hardening | Lateral Hardening-Fuse-93215850 | Laterals | 13656 | 0.038447 | 1 | 1 | 50000 | 0 | 345.9025 | 399.8105 | 497.5064 | -49654.0975 | -49600.1895 | -49502.4936 | 0.0069181 | 0.0079962 | 0.0099501 | 0.0075447
7978 | Lateral Hardening | Lateral Hardening-Fuse-91526871 | Laterals | 13388 | 0.052841 | 3 | 2 | 112436.64 | 0 | 763.1185 | 905.4889 | 1171.6445 | -111673.5215 | -111531.1511 | -111264.9955 | 0.0067871 | 0.0080533 | 0.01042 | 0.0075303
17601 | Lateral Hardening | Lateral Hardening-Fuse-90249126 | Laterals | 14031 | 0.047727 | 4 | 8 | 68068.41 | 0 | 465.6007 | 544.3596 | 694.9432 | -67602.8093 | -67524.0504 | -67373.4668 | 0.0068402 | 0.0079972 | 0.010209 | 0.0075242
10382 | Lateral Hardening | Lateral Hardening-Fuse-92856341 | Laterals | 13298 | 0.019129 | 1 | 1 | 50000 | 0 | 344.2226 | 397.8688 | 495.0903 | -49655.7774 | -49602.1312 | -49504.9097 | 0.0068845 | 0.0079574 | 0.0099018 | 0.0075081
16333 | Lateral Hardening | Lateral Hardening-Fuse-92108588 | Laterals | 13019 | 0.041288 | 3 | 9 | 70954.57 | 0 | 488.9327 | 564.3189 | 699.8936 | -70465.6373 | -70390.2511 | -70254.6764 | 0.0068908 | 0.0079532 | 0.009864 | 0.0075068
445 | Lateral Hardening | Lateral Hardening-Fuse-93211130 | Laterals | 13656 | 0.07822 | 4 | 3 | 54373.87 | 0 | 369.9006 | 434.1766 | 557.3269 | -54003.9694 | -53939.6934 | -53816.5431 | 0.0068029 | 0.007985 | 0.01025 | 0.0075022
13187 | Lateral Hardening | Lateral Hardening-Fuse-93277415 | Laterals | 13213 | 0.0092803 | 3 | 0 | 73932.68 | 0 | 495.4176 | 593.9619 | 785.7261 | -73437.2624 | -73338.7181 | -73146.9539 | 0.0067009 | 0.0080338 | 0.010628 | 0.0074935
12174 | Lateral Hardening | Lateral Hardening-Fuse-10840132 | Laterals | 13686 | 0.043182 | 1 | 0 | 50000 | 0 | 334.3406 | 400.8449 | 530.26 | -49665.6594 | -49599.1551 | -49469.74 | 0.0066868 | 0.0080169 | 0.010605 | 0.0074777
5451 | Lateral Hardening | Lateral Hardening-Fuse-90635605 | Laterals | 13501 | 0.026136 | 4 | 0 | 81030.7 | 0 | 541.7272 | 649.4831 | 859.1725 | -80488.9728 | -80381.2169 | -80171.5275 | 0.0066855 | 0.0080153 | 0.010603 | 0.0074762
11463 | Lateral Hardening | Lateral Hardening-Fuse-92661387 | Laterals | 13685 | 0.0079545 | 1 | 8 | 50000 | 0 | 344.0564 | 395.2633 | 477.4179 | -49655.9436 | -49604.7367 | -49522.5821 | 0.0068811 | 0.0079053 | 0.0095484 | 0.0074551
1052 | Lateral Hardening | Lateral Hardening-Fuse-90970017 | Laterals | 13079 | 0.019318 | 5 | 0 | 75493.53 | 0 | 501.0473 | 600.7115 | 794.6548 | -74992.4827 | -74892.8185 | -74698.8752 | 0.006637 | 0.0079571 | 0.010526 | 0.0074219
9110 | Lateral Hardening | Lateral Hardening-Fuse-10795800 | Laterals | 13696 | 0.025758 | 4 | 0 | 80971.8 | 0 | 536.0842 | 642.7176 | 850.2228 | -80435.7158 | -80329.0824 | -80121.5772 | 0.0066206 | 0.0079375 | 0.0105 | 0.0074037
19741 | Lateral Hardening | Lateral Hardening-Fuse-93006987 | Laterals | 13753 | 0.089205 | 8 | 12 | 174613.29 | 0 | 1175.6152 | 1372.2976 | 1746.0292 | -173437.6748 | -173240.9924 | -172867.2608 | 0.0067327 | 0.0078591 | 0.0099994 | 0.0073973
17533 | Lateral Hardening | Lateral Hardening-Fuse-93217623 | Laterals | 13656 | 0.088258 | 5 | 4 | 103081.34 | 0 | 690.7961 | 811.8376 | 1044.0904 | -102390.5439 | -102269.5024 | -102037.2496 | 0.0067015 | 0.0078757 | 0.010129 | 0.0073965
16388 | Lateral Hardening | Lateral Hardening-Fuse-92911148 | Laterals | 13436 | 0.042235 | 4 | 0 | 50000 | 0 | 330.6062 | 396.3676 | 524.3373 | -49669.3938 | -49603.6324 | -49475.6627 | 0.0066121 | 0.0079274 | 0.010487 | 0.0073942
10201 | Lateral Hardening | Lateral Hardening-Fuse-92220409 | Laterals | 13431 | 0.067235 | 4 | 0 | 55409.18 | 0 | 366.2381 | 439.0872 | 580.849 | -55042.9419 | -54970.0928 | -54828.331 | 0.0066097 | 0.0079244 | 0.010483 | 0.0073914
2661 | Lateral Hardening | Lateral Hardening-Fuse-60004007 | Laterals | 13009 | 0.061174 | 8 | 0 | 240412.15 | 0 | 1587.0318 | 1902.711 | 2517.0125 | -238825.1182 | -238509.439 | -237895.1375 | 0.0066013 | 0.0079144 | 0.01047 | 0.007382
1208 | Lateral Hardening | Lateral Hardening-Fuse-91259460 | Laterals | 13485 | 0.033144 | 6 | 0 | 77643.38 | 0 | 511.8344 | 613.6442 | 811.7629 | -77131.5456 | -77029.7358 | -76831.6171 | 0.0065921 | 0.0079034 | 0.010455 | 0.0073718
876 | Lateral Hardening | Lateral Hardening-Fuse-60206850 | Laterals | 13813 | 0.072727 | 4 | 4 | 72367.41 | 0 | 481.6497 | 568.9859 | 735.9389 | -71885.7603 | -71798.4241 | -71631.4711 | 0.0066556 | 0.0078625 | 0.010169 | 0.0073691
3340 | Lateral Hardening | Lateral Hardening-Fuse-10556658 | Laterals | 13298 | 0.16705 | 8 | 7 | 205884.36 | 0 | 1371.365 | 1614.2839 | 2078.8514 | -204512.995 | -204270.0761 | -203805.5086 | 0.0066609 | 0.0078407 | 0.010097 | 0.0073584
2003 | Lateral Hardening | Lateral Hardening-Fuse-90126804 | Laterals | 13910 | 0.011553 | 1 | 2 | 50000 | 0 | 338.905 | 389.1546 | 475.5838 | -49661.095 | -49610.8454 | -49524.4162 | 0.0067781 | 0.0077831 | 0.0095117 | 0.007353
8061 | Lateral Hardening | Lateral Hardening-Fuse-10679319 | Laterals | 13807 | 0.15549 | 4 |  | 74334.17 | 0 | 488.3175 | 585.4495 | 774.4654 | -73845.8525 | -73748.7205 | -73559.7046 | 0.0065692 | 0.0078759 | 0.010419 | 0.0073462
4672 | Lateral Hardening | Lateral Hardening-Fuse-92140880 | Laterals | 13159 | 0.052273 | 3 | 0 | 157584.43 | 0 | 1034.8589 | 1240.7044 | 1641.2732 | -156549.5711 | -156343.7256 | -155943.1568 | 0.006567 | 0.0078733 | 0.010415 | 0.0073437
3915 | Lateral Hardening | Lateral Hardening-Fuse-91581442 | Laterals | 13787 | 0.017045 | 3 | 2 | 53728.53 | 0 | 355.5629 | 421.8981 | 545.9091 | -53372.9671 | -53306.6319 | -53182.6209 | 0.0066178 | 0.0078524 | 0.010161 | 0.0073424
14052 | Lateral Hardening | Lateral Hardening-Fuse-91651363 | Laterals | 13120 | 0.042803 | 4 |  | 50000 | 0 | 325.7249 | 390.5154 | 516.5956 | -49674.2751 | -49609.4846 | -49483.4044 | 0.0065145 | 0.0078103 | 0.010332 | 0.007285
14615 | Lateral Hardening | Lateral Hardening-Fuse-92847739 | Laterals | 13469 | 0.030114 | 3 | 0 | 50000 | 0 | 325.598 | 390.3632 | 516.3943 | -49674.402 | -49609.6368 | -49483.6057 | 0.006512 | 0.0078073 | 0.010328 | 0.0072821
10538 | Lateral Hardening | Lateral Hardening-Fuse-90946552 | Laterals | 13772 | 0.041477 | 1 | 4 | 50000 | 0 | 335.3592 | 384.0382 | 466.7324 | -49664.6408 | -49615.9618 | -49533.2676 | 0.0067072 | 0.0076808 | 0.0093346 | 0.007262
9451 | Lateral Hardening | Lateral Hardening-Fuse-60075639 | Laterals | 13077 | 0.060417 | 5 | 0 | 113786.38 | 0 | 736.8343 | 883.3993 | 1168.6099 | -113049.5457 | -112902.9807 | -112617.7701 | 0.0064756 | 0.0077637 | 0.01027 | 0.0072415
17093 | Lateral Hardening | Lateral Hardening-Fuse-91045237 | Laterals | 13046 | 0.025 | 2 |  | 50000 | 0 | 323.3682 | 387.6899 | 512.8578 | -49676.6318 | -49612.3101 | -49487.1422 | 0.0064674 | 0.0077538 | 0.010257 | 0.0072323
13796 | Lateral Hardening | Lateral Hardening-Fuse-90813818 | Laterals | 13081 | 0.013826 | 1 | 5 | 50000 | 0 | 336.9886 | 380.8716 | 442.8756 | -49663.0114 | -49619.1284 | -49557.1244 | 0.0067398 | 0.0076174 | 0.0088575 | 0.0072148
8200 | Lateral Hardening | Lateral Hardening-Fuse-60019620 | Laterals | 13161 | 0.029545 | 1 | 4 | 50000 | 0 | 332.4045 | 380.6546 | 462.6202 | -49667.5955 | -49619.3454 | -49537.3798 | 0.0066481 | 0.0076131 | 0.0092524 | 0.007198
13093 | Lateral Hardening | Lateral Hardening-Fuse-92644377 | Laterals | 13303 | 0.16989 | 8 | 0 | 180349.85 | 0 | 1159.754 | 1390.4427 | 1839.3553 | -179190.096 | -178959.4073 | -178510.4947 | 0.0064306 | 0.0077097 | 0.010199 | 0.0071911
7450 | Lateral Hardening | Lateral Hardening-Fuse-91853422 | Laterals | 13178 | 0.042424 | 5 | 0 | 83563.4 | 0 | 536.0136 | 642.6329 | 850.1108 | -83027.3864 | -82920.7671 | -82713.2892 | 0.0064145 | 0.0076904 | 0.010173 | 0.0071731
3009 | Lateral Hardening | Lateral Hardening-Fuse-60650868 | Laterals | 13786 | 0.045455 | 1 |  | 50000 | 0 | 320.0345 | 383.6931 | 507.5706 | -49679.9655 | -49616.3069 | -49492.4294 | 0.0064007 | 0.0076739 | 0.010151 | 0.0071577
207 | Lateral Hardening | Lateral Hardening-Fuse-60445799 | Laterals | 14023 | 0.054735 | 5 | 6 | 60282.11 | 0 | 391.2594 | 455.8907 | 579.5736 | -59890.8506 | -59826.2193 | -59702.5364 | 0.0064905 | 0.0075626 | 0.0096144 | 0.0071245
5967 | Lateral Hardening | Lateral Hardening-Fuse-91574200 | Laterals | 13466 | 0.026705 | 5 | 0 | 81119.05 | 0 | 514.6338 | 617.0005 | 816.2027 | -80604.4162 | -80502.0495 | -80302.8473 | 0.0063442 | 0.0076061 | 0.010062 | 0.0070945
4315 | Lateral Hardening | Lateral Hardening-Fuse-91556485 | Laterals | 13685 | 0.025189 | 1 | 28 | 50000 | 0 | 328.5016 | 373.8293 | 437.4755 | -49671.4984 | -49626.1707 | -49562.5245 | 0.00657 | 0.0074766 | 0.0087495 | 0.0070599
7351 | Lateral Hardening | Lateral Hardening-Fuse-10674785 | Laterals | 13412 | 0.033902 | 4 | 0 | 58054.01 | 0 | 366.2381 | 439.0872 | 580.849 | -57687.7719 | -57614.9228 | -57473.161 | 0.0063086 | 0.0075634 | 0.010005 | 0.0070547
6606 | Lateral Hardening | Lateral Hardening-Fuse-92030568 | Laterals | 13813 | 0.032008 | 5 | 2 | 94985.24 | 0 | 601.9978 | 715.1275 | 932.1108 | -94383.2422 | -94270.1125 | -94053.1292 | 0.0063378 | 0.0075288 | 0.0098132 | 0.0070427
6362 | Lateral Hardening | Lateral Hardening-Fuse-91089064 | Laterals | 13661 | 0.012121 | 1 | 31 | 50000 | 0 | 324.3886 | 373.4133 | 450.9811 | -49675.6114 | -49626.5867 | -49549.0189 | 0.0064878 | 0.0074683 | 0.0090196 | 0.0070351
12556 | Lateral Hardening | Lateral Hardening-Fuse-10679432 | Laterals | 13807 | 0.0085227 | 2 | 3 | 52511.55 | 0 | 336.3769 | 392.1271 | 493.8153 | -52175.1731 | -52119.4229 | -52017.7347 | 0.0064058 | 0.0074674 | 0.0094039 | 0.0070241
5388 | Lateral Hardening | Lateral Hardening-Fuse-91250081 | Laterals | 13733 | 0.031818 | 1 | 0 | 50000 | 0 | 313.6762 | 376.07 | 497.4864 | -49686.3238 | -49623.93 | -49502.5136 | 0.0062735 | 0.0075214 | 0.0099497 | 0.0070155
19713 | Lateral Hardening | Lateral Hardening-Fuse-10635935 | Laterals | 13388 | 0.10928 | 5 | 2 | 50000 | 0 | 315.8836 | 374.6013 | 484.4214 | -49684.1164 | -49625.3987 | -49515.5786 | 0.0063177 | 0.007492 | 0.0096884 | 0.0070071
10065 | Lateral Hardening | Lateral Hardening-Fuse-93108533 | Laterals | 13305 | 0.059848 | 5 | 2 | 97299.02 | 0 | 612.0445 | 727.5375 | 950.0355 | -96686.9755 | -96571.4825 | -96348.9845 | 0.0062903 | 0.0074773 | 0.0097641 | 0.0069938
8509 | Lateral Hardening | Lateral Hardening-Fuse-92953493 | Laterals | 13590 | 0.017614 | 5 |  | 50000 | 0 | 312.4178 | 374.5613 | 495.4906 | -49687.5822 | -49625.4387 | -49504.5094 | 0.0062484 | 0.0074912 | 0.0099098 | 0.0069874
5959 | Lateral Hardening | Lateral Hardening-Fuse-90276432 | Laterals | 13190 | 0.1108 | 16 | 0 | 307186.77 | 0 | 1918.7938 | 2300.4643 | 3043.1828 | -305267.9762 | -304886.3057 | -304143.5872 | 0.0062463 | 0.0074888 | 0.0099066 | 0.0069851
11427 | Lateral Hardening | Lateral Hardening-Fuse-92239150 | Laterals | 13124 | 0.030303 | 2 | 0 | 77201.63 | 0 | 481.84 | 577.6836 | 764.1921 | -76719.79 | -76623.9464 | -76437.4379 | 0.0062413 | 0.0074828 | 0.0098987 | 0.0069795
637 | Lateral Hardening | Lateral Hardening-Fuse-10759979 | Laterals | 13813 | 0.042235 | 3 | 2 | 95835.2 | 0 | 601.8468 | 714.2336 | 924.3986 | -95233.3532 | -95120.9664 | -94910.8014 | 0.00628 | 0.0074527 | 0.0096457 | 0.0069684
18201 | Lateral Hardening | Lateral Hardening-Fuse-90522277 | Laterals | 13206 | 0.040152 | 4 | 9 | 78720.13 | 0 | 500.2966 | 582.3455 | 728.3723 | -78219.8334 | -78137.7845 | -77991.7577 | 0.0063554 | 0.0073977 | 0.0092527 | 0.0069578
17509 | Lateral Hardening | Lateral Hardening-Fuse-90998652 | Laterals | 13624 | 0.049053 | 1 | 1 | 50000 | 0 | 318.6748 | 368.8419 | 459.4285 | -49681.3252 | -49631.1581 | -49540.5715 | 0.0063735 | 0.0073768 | 0.0091886 | 0.006956
10570 | Lateral Hardening | Lateral Hardening-Fuse-92883836 | Laterals | 13460 | 0.0083333 | 2 |  | 50000 | 0 | 310.5191 | 372.285 | 492.4794 | -49689.4809 | -49627.715 | -49507.5206 | 0.0062104 | 0.0074457 | 0.0098496 | 0.0069449
8843 | Lateral Hardening | Lateral Hardening-Fuse-91853241 | Laterals | 13224 | 0.043561 | 4 | 0 | 151752.76 | 0 | 942.2648 | 1129.6923 | 1494.4201 | -150810.4952 | -150623.0677 | -150258.3399 | 0.0062092 | 0.0074443 | 0.0098477 | 0.0069436
19590 | Lateral Hardening | Lateral Hardening-Fuse-10366862 | Laterals | 13101 | 0.076894 | 6 | 0 | 108665.14 | 0 | 674.576 | 808.757 | 1069.869 | -107990.564 | -107856.383 | -107595.271 | 0.0062078 | 0.0074427 | 0.0098456 | 0.0069421
12265 | Lateral Hardening | Lateral Hardening-Fuse-90326143 | Laterals | 13358 | 0.011553 | 1 | 20 | 50000 | 0 | 322.8107 | 366.0013 | 427.3772 | -49677.1893 | -49633.9987 | -49572.6228 | 0.0064562 | 0.00732 | 0.0085475 | 0.0069245
7780 | Lateral Hardening | Lateral Hardening-Fuse-92701845 | Laterals | 13299 | 0.034659 | 2 | 8 | 74333.67 | 0 | 471.8199 | 544.5644 | 671.2922 | -73861.8501 | -73789.1056 | -73662.3778 | 0.0063473 | 0.0073259 | 0.0090308 | 0.0069093
10447 | Lateral Hardening | Lateral Hardening-Fuse-93301794 | Laterals | 13808 | 0.012879 | 1 | 1 | 50000 | 0 | 316.4283 | 365.7427 | 455.114 | -49683.5717 | -49634.2573 | -49544.886 | 0.0063286 | 0.0073149 | 0.0091023 | 0.0069018
19563 | Lateral Hardening | Lateral Hardening-Fuse-93251541 | Laterals | 13737 | 0.030303 | 6 | 0 | 77201.63 | 0 | 475.5037 | 570.087 | 754.1429 | -76726.1263 | -76631.543 | -76447.4871 | 0.0061592 | 0.0073844 | 0.0097685 | 0.0068877
7667 | Lateral Hardening | Lateral Hardening-Fuse-10802841 | Laterals | 13133 | 0.058144 | 5 | 0 | 81530.78 | 0 | 501.0473 | 600.7115 | 794.6548 | -81029.7327 | -80930.0685 | -80736.1252 | 0.0061455 | 0.0073679 | 0.0097467 | 0.0068723
10496 | Lateral Hardening | Lateral Hardening-Fuse-91107191 | Laterals | 13254 | 0.012311 | 3 |  | 50000 | 0 | 306.6048 | 367.592 | 486.2713 | -49693.3952 | -49632.408 | -49513.7287 | 0.0061321 | 0.0073518 | 0.0097254 | 0.0068574
1961 | Lateral Hardening | Lateral Hardening-Fuse-93325026 | Laterals | 13299 | 0.038068 | 5 | 2 | 91050.24 | 0 | 562.2639 | 667.4714 | 863.8066 | -90487.9761 | -90382.7686 | -90186.4334 | 0.0061753 | 0.0073308 | 0.0094871 | 0.0068531
14711 | Lateral Hardening | Lateral Hardening-Fuse-60027609 | Laterals | 13094 | 0.019129 | 5 | 0 | 79941.05 | 0 | 489.8055 | 587.2335 | 776.8254 | -79451.2445 | -79353.8165 | -79164.2246 | 0.0061271 | 0.0073458 | 0.0097175 | 0.0068517
11264 | Lateral Hardening | Lateral Hardening-Fuse-90845001 | Laterals | 13892 | 0.027652 | 1 | 3 | 50000 | 0 | 315.3666 | 361.7565 | 440.1104 | -49684.6334 | -49638.2435 | -49559.8896 | 0.0063073 | 0.0072351 | 0.0088022 | 0.0068352
11365 | Lateral Hardening | Lateral Hardening-Fuse-93009571 | Laterals | 13449 | 0.024621 | 5 | 0 | 51194.48 | 0 | 312.4178 | 374.5613 | 495.4906 | -50882.0622 | -50819.9187 | -50698.9894 | 0.0061026 | 0.0073164 | 0.0096786 | 0.0068243
11388 | Lateral Hardening | Lateral Hardening-Fuse-90748869 | Laterals | 13935 | 0.042424 | 1 | 2 | 50000 | 0 | 313.6747 | 360.2773 | 439.5716 | -49686.3253 | -49639.7227 | -49560.4284 | 0.0062735 | 0.0072055 | 0.0087914 | 0.0068049
14648 | Lateral Hardening | Lateral Hardening-Fuse-92609201 | Laterals | 13390 | 0.062879 | 4 | 0 | 101989.54 | 0 | 619.5528 | 742.7891 | 982.603 | -101369.9872 | -101246.7509 | -101006.937 | 0.0060747 | 0.007283 | 0.0096344 | 0.0067931
10157 | Lateral Hardening | Lateral Hardening-Fuse-90147302 | Laterals | 13207 | 0.071402 | 4 | 0 | 83592.28 | 0 | 507.431 | 608.365 | 804.7792 | -83084.849 | -82983.915 | -82787.5008 | 0.0060703 | 0.0072778 | 0.0096274 | 0.0067883
12122 | Lateral Hardening | Lateral Hardening-Fuse-92444611 | Laterals | 13502 | 0.036553 | 3 | 0 | 50000 | 0 | 302.4167 | 362.5709 | 479.629 | -49697.5833 | -49637.4291 | -49520.371 | 0.0060483 | 0.0072514 | 0.0095926 | 0.0067637
1489 | Lateral Hardening | Lateral Hardening-Fuse-10791855 | Laterals | 13243 | 0.037311 | 1 | 0 | 50000 | 0 | 302.218 | 362.3327 | 479.3139 | -49697.782 | -49637.6673 | -49520.6861 | 0.0060444 | 0.0072467 | 0.0095863 | 0.0067592
16091 | Lateral Hardening | Lateral Hardening-Fuse-60114860 | Laterals | 13600 | 0.063636 | 6 | 15 | 140335.14 | 0 | 864.0274 | 1006.4841 | 1261.904 | -139471.1126 | -139328.6559 | -139073.236 | 0.0061569 | 0.007172 | 0.0089921 | 0.0067449
14479 | Lateral Hardening | Lateral Hardening-Fuse-60417325 | Laterals | 13686 | 0.017045 | 1 | 4 | 50000 | 0 | 310.9829 | 356.1235 | 432.8069 | -49689.0171 | -49643.8765 | -49567.1931 | 0.0062197 | 0.0071225 | 0.0086561 | 0.0067341
12490 | Lateral Hardening | Lateral Hardening-Fuse-10762844 | Laterals | 13815 | 0.058144 | 4 | 2 | 57144.11 | 0 | 346.3746 | 411.4697 | 533.3946 | -56797.7354 | -56732.6403 | -56610.7154 | 0.0060614 | 0.0072006 | 0.0093342 | 0.0067304
13944 | Lateral Hardening | Lateral Hardening-Fuse-92466089 | Laterals | 13817 | 0.033902 | 5 | 1 | 87282.64 | 0 | 526.8989 | 627.87 | 824.5921 | -86755.7411 | -86654.77 | -86458.0479 | 0.0060367 | 0.0071935 | 0.0094474 | 0.0067248
4363 | Lateral Hardening | Lateral Hardening-Fuse-92633800 | Laterals | 13331 | 0.03125 | 2 | 2 | 54909.03 | 0 | 333.5427 | 393.5727 | 506.889 | -54575.4873 | -54515.4573 | -54402.141 | 0.0060745 | 0.0071677 | 0.0092314 | 0.0067181
7065 | Lateral Hardening | Lateral Hardening-Fuse-60129638 | Laterals | 13935 | 0.02178 | 3 | 0 | 50000 | 0 | 300.2531 | 359.9769 | 476.1976 | -49699.7469 | -49640.0231 | -49523.8024 | 0.0060051 | 0.0071995 | 0.009524 | 0.0067153
12287 | Lateral Hardening | Lateral Hardening-Fuse-60170299 | Laterals | 13348 | 0.039773 | 4 | 0 | 50000 | 0 | 299.8115 | 359.4476 | 475.4973 | -49700.1885 | -49640.5524 | -49524.5027 | 0.0059962 | 0.007189 | 0.0095099 | 0.0067054
13814 | Lateral Hardening | Lateral Hardening-Fuse-60596460 | Laterals | 13035 | 0.027652 | 4 | 0 | 76789.33 | 0 | 460.4249 | 552.0087 | 730.228 | -76328.9051 | -76237.3213 | -76059.102 | 0.0059959 | 0.0071886 | 0.0095095 | 0.0067051
13258 | Lateral Hardening | Lateral Hardening-Fuse-92655811 | Laterals | 13030 | 0.016477 | 3 | 0 | 50000 | 0 | 298.4648 | 357.833 | 473.3614 | -49701.5352 | -49642.167 | -49526.6386 | 0.0059693 | 0.0071567 | 0.0094672 | 0.0066753
12703 | Lateral Hardening | Lateral Hardening-Fuse-90714605 | Laterals | 13190 | 0.15947 | 13 | 0 | 242265.79 | 0 | 1444.9238 | 1732.336 | 2291.631 | -240820.8662 | -240533.454 | -239974.159 | 0.0059642 | 0.0071506 | 0.0094592 | 0.0066696
16835 | Lateral Hardening | Lateral Hardening-Fuse-10636031 | Laterals | 13388 | 0.06875 | 2 | 0 | 54095.55 | 0 | 322.1751 | 386.2595 | 510.9656 | -53773.3749 | -53709.2905 | -53584.5844 | 0.0059557 | 0.0071403 | 0.0094456 | 0.0066601
10809 | Lateral Hardening | Lateral Hardening-Fuse-92035840 | Laterals | 13442 | 0.0079545 | 2 | 3 | 50000 | 0 | 303.1731 | 353.4298 | 444.6411 | -49696.8269 | -49646.5702 | -49555.3589 | 0.0060635 | 0.0070686 | 0.0088928 | 0.0066479
11438 | Lateral Hardening | Lateral Hardening-Fuse-90454457 | Laterals | 13443 | 0.017992 | 1 | 2 | 50000 | 0 | 310.3507 | 350.9748 | 408.4393 | -49689.6493 | -49649.0252 | -49591.5607 | 0.006207 | 0.0070195 | 0.0081688 | 0.0066469
7484 | Lateral Hardening | Lateral Hardening-Fuse-93223134 | Laterals | 13927 | 0.007197 | 1 | 2 | 50000 | 0 | 310.3507 | 350.9748 | 408.4393 | -49689.6493 | -49649.0252 | -49591.5607 | 0.006207 | 0.0070195 | 0.0081688 | 0.0066469
18931 | Lateral Hardening | Lateral Hardening-Fuse-10475333 | Laterals | 13455 | 0.045076 | 4 | 0 | 79498.73 | 0 | 471.1324 | 564.8462 | 747.2101 | -79027.5976 | -78933.8838 | -78751.5199 | 0.0059263 | 0.0071051 | 0.009399 | 0.0066272
12156 | Lateral Hardening | Lateral Hardening-Fuse-91892606 | Laterals | 13298 | 0.0039773 | 2 | 8 | 50000 | 0 | 304.3999 | 351.3319 | 433.0918 | -49695.6001 | -49648.6681 | -49566.9082 | 0.006088 | 0.0070266 | 0.0086618 | 0.006627
4285 | Lateral Hardening | Lateral Hardening-Fuse-91198635 | Laterals | 13126 | 0.11231 | 6 | 0 | 119028.86 | 0 | 703.546 | 843.4895 | 1115.815 | -118325.314 | -118185.3705 | -117913.045 | 0.0059107 | 0.0070864 | 0.0093743 | 0.0066098
8957 | Lateral Hardening | Lateral Hardening-Fuse-10694184 | Laterals | 13254 | 0.036174 | 4 | 0 | 50000 | 0 | 295.5285 | 354.3126 | 468.7045 | -49704.4715 | -49645.6874 | -49531.2955 | 0.0059106 | 0.0070863 | 0.0093741 | 0.0066096
860 | Lateral Hardening | Lateral Hardening-Fuse-10075247 | Laterals | 13656 | 0.038636 | 1 | 2 | 50000 | 0 | 308.0479 | 348.1922 | 405.4569 | -49691.9521 | -49651.8078 | -49594.5431 | 0.006161 | 0.0069638 | 0.0081091 | 0.0065966
18286 | Lateral Hardening | Lateral Hardening-Fuse-90423418 | Laterals | 13433 | 0.058333 | 4 | 0 | 62114.93 | 0 | 366.2381 | 439.0872 | 580.849 | -61748.6919 | -61675.8428 | -61534.081 | 0.0058961 | 0.0070689 | 0.0093512 | 0.0065935
5023 | Lateral Hardening | Lateral Hardening-Fuse-10391666 | Laterals | 13546 | 0.087879 | 4 | 0 | 90631.4 | 0 | 534.0973 | 640.3354 | 847.0715 | -90097.3027 | -89991.0646 | -89784.3285 | 0.0058931 | 0.0070653 | 0.0093463 | 0.0065901
8366 | Lateral Hardening | Lateral Hardening-Fuse-90867203 | Laterals | 13130 | 0.038636 | 5 | 0 | 150987.06 | 0 | 887.1485 | 1063.6127 | 1407.0064 | -150099.9115 | -149923.4473 | -149580.0536 | 0.0058757 | 0.0070444 | 0.0093187 | 0.0065706
12789 | Lateral Hardening | Lateral Hardening-Fuse-91990427 | Laterals | 14041 | 0.011174 | 3 |  | 50000 | 0 | 293.6851 | 352.1024 | 465.7808 | -49706.3149 | -49647.8976 | -49534.2192 | 0.0058737 | 0.007042 | 0.0093156 | 0.0065684
11452 | Lateral Hardening | Lateral Hardening-Fuse-10374545 | Laterals | 13547 | 0.023485 | 3 | 2 | 50000 | 0 | 298.0991 | 348.7379 | 447.8671 | -49701.9009 | -49651.2621 | -49552.1329 | 0.005962 | 0.0069748 | 0.0089573 | 0.0065654
17255 | Lateral Hardening | Lateral Hardening-Fuse-60286199 | Laterals | 13388 | 0.010606 | 3 | 2 | 50000 | 0 | 296.513 | 350.1131 | 451.0395 | -49703.487 | -49649.8869 | -49548.9605 | 0.0059303 | 0.0070023 | 0.0090208 | 0.0065609
771 | Lateral Hardening | Lateral Hardening-Fuse-92570014 | Laterals | 13030 | 0.010417 | 3 | 0 | 50000 | 0 | 293.0382 | 351.3269 | 464.7549 | -49706.9618 | -49648.6731 | -49535.2451 | 0.0058608 | 0.0070265 | 0.0092951 | 0.0065539
9673 | Lateral Hardening | Lateral Hardening-Fuse-91294696 | Laterals | 13268 | 0.056818 | 3 | 1 | 50000 | 0 | 294.3641 | 349.6662 | 454.9527 | -49705.6359 | -49650.3338 | -49545.0473 | 0.0058873 | 0.0069933 | 0.0090991 | 0.0065403
14962 | Lateral Hardening | Lateral Hardening-Fuse-10805976 | Laterals | 13951 | 0.029167 | 4 | 0 | 81501.9 | 0 | 476.5193 | 571.3046 | 755.7536 | -81025.3807 | -80930.5954 | -80746.1464 | 0.0058467 | 0.0070097 | 0.0092728 | 0.0065382
5622 | Lateral Hardening | Lateral Hardening-Fuse-92999159 | Laterals | 13645 | 0.044129 | 5 | 0 | 83828.45 | 0 | 489.8055 | 587.2335 | 776.8254 | -83338.6445 | -83241.2165 | -83051.6246 | 0.005843 | 0.0070052 | 0.0092668 | 0.006534
4835 | Lateral Hardening | Lateral Hardening-Fuse-93389202 | Laterals | 13231 | 0.0098485 | 3 | 0 | 88704.98 | 0 | 517.9366 | 620.9602 | 821.4409 | -88187.0434 | -88084.0198 | -87883.5391 | 0.0058389 | 0.0070003 | 0.0092604 | 0.0065294
951 | Lateral Hardening | Lateral Hardening-Fuse-10129907 | Laterals | 13006 | 0.0625 | 1 | 5 | 50000 | 0 | 301.031 | 344.7464 | 419.2714 | -49698.969 | -49655.2536 | -49580.7286 | 0.0060206 | 0.0068949 | 0.0083854 | 0.0065194
14109 | Lateral Hardening | Lateral Hardening-Fuse-93210724 | Laterals | 13656 | 0.024242 | 1 | 1 | 50000 | 0 | 298.1023 | 344.5607 | 428.7561 | -49701.8977 | -49655.4393 | -49571.2439 | 0.005962 | 0.0068912 | 0.0085751 | 0.0065021
3833 | Lateral Hardening | Lateral Hardening-Fuse-91347335 | Laterals | 13122 | 0.028788 | 3 | 8 | 62055.73 | 0 | 368.1141 | 428.1107 | 534.7789 | -61687.6159 | -61627.6193 | -61520.9511 | 0.005932 | 0.0068988 | 0.0086177 | 0.0064906
17160 | Lateral Hardening | Lateral Hardening-Fuse-93331397 | Laterals | 13889 | 0.11023 | 5 | 0 | 89629.53 | 0 | 519.7911 | 623.1836 | 824.3821 | -89109.7389 | -89006.3464 | -88805.1479 | 0.0057993 | 0.0069529 | 0.0091977 | 0.0064852
6249 | Lateral Hardening | Lateral Hardening-Fuse-92123871 | Laterals | 13348 | 0.070833 | 4 | 0 | 98720.62 | 0 | 572.2471 | 686.0737 | 907.5766 | -98148.3729 | -98034.5463 | -97813.0434 | 0.0057966 | 0.0069496 | 0.0091934 | 0.0064822
2235 | Lateral Hardening | Lateral Hardening-Fuse-90527557 | Laterals | 13391 | 0.075189 | 4 | 1 | 54630.71 | 0 | 317.9303 | 378.6527 | 496.1578 | -54312.7797 | -54252.0573 | -54134.5522 | 0.0058196 | 0.0069311 | 0.009082 | 0.0064793
4899 | Lateral Hardening | Lateral Hardening-Fuse-93226325 | Laterals | 13459 | 0.034091 | 1 | 2 | 50000 | 0 | 298.3263 | 342.3737 | 417.1771 | -49701.6737 | -49657.6263 | -49582.8229 | 0.0059665 | 0.0068475 | 0.0083435 | 0.0064685
14509 | Lateral Hardening | Lateral Hardening-Fuse-90832184 | Laterals | 13959 | 0.013068 | 1 | 1 | 50000 | 0 | 296.1648 | 342.7615 | 427.1702 | -49703.8352 | -49657.2385 | -49572.8298 | 0.0059233 | 0.0068552 | 0.0085434 | 0.0064649
1162 | Lateral Hardening | Lateral Hardening-Fuse-60380891 | Laterals | 13455 | 0.0017045 | 2 | 2 | 52453.59 | 0 | 305.2181 | 360.4362 | 464.5677 | -52148.3719 | -52093.1538 | -51989.0223 | 0.0058188 | 0.0068715 | 0.0088567 | 0.0064384
851 | Lateral Hardening | Lateral Hardening-Fuse-60298476 | Laterals | 13924 | 0.074242 | 1 |  | 50000 | 0 | 287.7131 | 344.9426 | 456.3094 | -49712.2869 | -49655.0574 | -49543.6906 | 0.0057543 | 0.0068989 | 0.0091262 | 0.0064348
8457 | Lateral Hardening | Lateral Hardening-Fuse-90962444 | Laterals | 13048 | 0.072727 | 7 | 0 | 83798.43 | 0 | 479.853 | 575.3014 | 761.0408 | -83318.577 | -83223.1286 | -83037.3892 | 0.0057263 | 0.0068653 | 0.0090818 | 0.0064035
3100 | Lateral Hardening | Lateral Hardening-Fuse-92678555 | Laterals | 13805 | 0.037689 | 4 | 1 | 50000 | 0 | 288.0752 | 342.1022 | 446.2337 | -49711.9248 | -49657.8978 | -49553.7663 | 0.0057615 | 0.006842 | 0.0089247 | 0.006402
5814 | Lateral Hardening | Lateral Hardening-Fuse-60579278 | Laterals | 13916 | 0.0375 | 4 | 0 | 50000 | 0 | 285.9116 | 342.7827 | 453.4522 | -49714.0884 | -49657.2173 | -49546.5478 | 0.0057182 | 0.0068557 | 0.009069 | 0.0063945
2047 | Lateral Hardening | Lateral Hardening-Fuse-10237836 | Laterals | 13512 | 0.081061 | 1 | 0 | 50000 | 0 | 285.5937 | 342.4016 | 452.948 | -49714.4063 | -49657.5984 | -49547.052 | 0.0057119 | 0.006848 | 0.009059 | 0.0063874
18470 | Lateral Hardening | Lateral Hardening-Fuse-60479437 | Laterals | 13389 | 0.055303 | 4 | 1 | 50000 | 0 | 287.1904 | 340.9263 | 444.9783 | -49712.8096 | -49659.0737 | -49555.0217 | 0.0057438 | 0.0068185 | 0.0088996 | 0.0063818
19182 | Lateral Hardening | Lateral Hardening-Fuse-91103506 | Laterals | 13117 | 0.02197 | 4 | 8 | 73279.09 | 0 | 426.374 | 497.3845 | 623.7412 | -72852.716 | -72781.7055 | -72655.3488 | 0.0058185 | 0.0067875 | 0.0085119 | 0.0063785
6467 | Lateral Hardening | Lateral Hardening-Fuse-91940431 | Laterals | 13953 | 0.1286 | 10 | 0 | 309955.07 | 0 | 1762.4635 | 2113.0381 | 2795.2449 | -308192.6065 | -307842.0319 | -307159.8251 | 0.0056862 | 0.0068172 | 0.0090182 | 0.0063587
17597 | Lateral Hardening | Lateral Hardening-Fuse-92674288 | Laterals | 13119 | 0.049432 | 7 | 0 | 157142.68 | 0 | 893.2883 | 1070.9737 | 1416.7439 | -156249.3917 | -156071.7063 | -155725.9361 | 0.0056846 | 0.0068153 | 0.0090157 | 0.0063569
18550 | Lateral Hardening | Lateral Hardening-Fuse-10477663 | Laterals | 13435 | 0.034848 | 3 |  | 50000 | 0 | 284.0041 | 340.4958 | 450.4269 | -49715.9959 | -49659.5042 | -49549.5731 | 0.0056801 | 0.0068099 | 0.0090085 | 0.0063519
11400 | Lateral Hardening | Lateral Hardening-Fuse-10098198 | Laterals | 13084 | 0.049811 | 4 | 0 | 84711.95 | 0 | 480.6875 | 576.3019 | 762.3644 | -84231.2625 | -84135.6481 | -83949.5856 | 0.0056744 | 0.0068031 | 0.0089995 | 0.0063455
17254 | Lateral Hardening | Lateral Hardening-Fuse-91341176 | Laterals | 13414 | 0.044508 | 4 | 0 | 79410.38 | 0 | 449.7173 | 539.1713 | 713.246 | -78960.6627 | -78871.2087 | -78697.134 | 0.0056632 | 0.0067897 | 0.0089818 | 0.006333
7867 | Lateral Hardening | Lateral Hardening-Fuse-60019636 | Laterals | 13161 | 0.036742 | 4 | 7 | 70576.81 | 0 | 407.2788 | 474.8675 | 598.7595 | -70169.5312 | -70101.9425 | -69978.0505 | 0.0057707 | 0.0067284 | 0.0084838 | 0.0063293
13657 | Lateral Hardening | Lateral Hardening-Fuse-10478104 | Laterals | 13436 | 0.052841 | 3 | 0 | 52773.39 | 0 | 298.0578 | 357.345 | 472.7159 | -52475.3322 | -52416.045 | -52300.6741 | 0.0056479 | 0.0067713 | 0.0089575 | 0.0063159
13867 | Lateral Hardening | Lateral Hardening-Fuse-93089998 | Laterals | 13110 | 0.080492 | 7 | 0 | 166449.45 | 0 | 940.0748 | 1127.0666 | 1490.9467 | -165509.3752 | -165322.3834 | -164958.5033 | 0.0056478 | 0.0067712 | 0.0089574 | 0.0063158
571 | Lateral Hardening | Lateral Hardening-Fuse-93257372 | Laterals | 13459 | 0.024811 | 3 | 0 | 50000 | 0 | 282.2379 | 338.3783 | 447.6258 | -49717.7621 | -49661.6217 | -49552.3742 | 0.0056448 | 0.0067676 | 0.0089525 | 0.0063124
17717 | Lateral Hardening | Lateral Hardening-Fuse-90986964 | Laterals | 13297 | 0.0085227 | 3 | 0 | 73814.88 | 0 | 416.132 | 498.9055 | 659.9801 | -73398.748 | -73315.9745 | -73154.8999 | 0.0056375 | 0.0067589 | 0.008941 | 0.0063043
1886 | Lateral Hardening | Lateral Hardening-Fuse-60459119 | Laterals | 13324 | 0.0875 | 7 | 0 | 158585.16 | 0 | 893.2883 | 1070.9737 | 1416.7439 | -157691.8717 | -157514.1863 | -157168.4161 | 0.0056329 | 0.0067533 | 0.0089336 | 0.0062991
10072 | Lateral Hardening | Lateral Hardening-Fuse-10745607 | Laterals | 13815 | 0.080682 | 4 | 0 | 65829.57 | 0 | 370.2248 | 443.8668 | 587.1718 | -65459.3452 | -65385.7032 | -65242.3982 | 0.005624 | 0.0067427 | 0.0089196 | 0.0062892
15059 | Lateral Hardening | Lateral Hardening-Fuse-90838101 | Laterals | 13130 | 0.022348 | 4 | 0 | 148454.36 | 0 | 834.1185 | 1000.0344 | 1322.9015 | -147620.2415 | -147454.3256 | -147131.4585 | 0.0056187 | 0.0067363 | 0.0089112 | 0.0062832
11916 | Lateral Hardening | Lateral Hardening-Fuse-93142727 | Laterals | 13686 | 0.045644 | 5 | 4 | 99539.84 | 0 | 565.9534 | 665.1199 | 855.3993 | -98973.8866 | -98874.7201 | -98684.4407 | 0.0056857 | 0.0066819 | 0.0085935 | 0.0062754
10489 | Lateral Hardening | Lateral Hardening-Fuse-93217946 | Laterals | 13656 | 0.071023 | 4 | 0 | 59747.13 | 0 | 335.1465 | 401.811 | 531.5381 | -59411.9835 | -59345.319 | -59215.5919 | 0.0056094 | 0.0067252 | 0.0088965 | 0.0062729
13495 | Lateral Hardening | Lateral Hardening-Fuse-92206022 | Laterals | 13461 | 0.055303 | 4 | 0 | 52978.01 | 0 | 297.1107 | 356.2095 | 471.2138 | -52680.8993 | -52621.8005 | -52506.7962 | 0.0056082 | 0.0067237 | 0.0088945 | 0.0062715
1523 | Lateral Hardening | Lateral Hardening-Fuse-91408558 | Laterals | 13829 | 0.039015 | 1 | 2 | 50000 | 0 | 289.0549 | 331.9997 | 405.0704 | -49710.9451 | -49668.0003 | -49594.9296 | 0.0057811 | 0.00664 | 0.0081014 | 0.0062708
9928 | Lateral Hardening | Lateral Hardening-Fuse-91466201 | Laterals | 13495 | 0.076136 | 4 | 0 | 84328.53 | 0 | 472.7386 | 566.7718 | 749.7574 | -83855.7914 | -83761.7582 | -83578.7726 | 0.0056059 | 0.006721 | 0.0088909 | 0.0062689
8168 | Lateral Hardening | Lateral Hardening-Fuse-10759997 | Laterals | 13813 | 0.17405 | 6 | 5 | 62846.99 | 0 | 356.043 | 416.9448 | 534.508 | -62490.947 | -62430.0452 | -62312.482 | 0.0056652 | 0.0066343 | 0.0085049 | 0.0062399
17726 | Lateral Hardening | Lateral Hardening-Fuse-90123666 | Laterals | 13226 | 0.013068 | 3 | 0 | 74521.68 | 0 | 415.6629 | 498.3431 | 659.2361 | -74106.0171 | -74023.3369 | -73862.4439 | 0.0055777 | 0.0066872 | 0.0088462 | 0.0062374
16067 | Lateral Hardening | Lateral Hardening-Fuse-60131458 | Laterals | 13828 | 0.014394 | 3 | 0 | 50000 | 0 | 278.4472 | 333.8336 | 441.6138 | -49721.5528 | -49666.1664 | -49558.3862 | 0.0055689 | 0.0066767 | 0.0088323 | 0.0062276
19692 | Lateral Hardening | Lateral Hardening-Fuse-10905456 | Laterals | 13990 | 0.039394 | 3 | 0 | 50000 | 0 | 278.324 | 333.6859 | 441.4184 | -49721.676 | -49666.3141 | -49558.5816 | 0.0055665 | 0.0066737 | 0.0088284 | 0.0062248
3715 | Lateral Hardening | Lateral Hardening-Fuse-90260267 | Laterals | 13656 | 0.082386 | 4 |  | 50000 | 0 | 277.5398 | 332.7457 | 440.1747 | -49722.4602 | -49667.2543 | -49559.8253 | 0.0055508 | 0.0066549 | 0.0088035 | 0.0062073
3408 | Lateral Hardening | Lateral Hardening-Fuse-10628989 | Laterals | 13146 | 0.034848 | 2 |  | 50000 | 0 | 276.9676 | 332.0597 | 439.2671 | -49723.0324 | -49667.9403 | -49560.7329 | 0.0055394 | 0.0066412 | 0.0087853 | 0.0061945
2469 | Lateral Hardening | Lateral Hardening-Fuse-10612069 | Laterals | 13927 | 0.042614 | 2 | 0 | 50000 | 0 | 276.7185 | 331.7611 | 438.8721 | -49723.2815 | -49668.2389 | -49561.1279 | 0.0055344 | 0.0066352 | 0.0087774 | 0.0061889
11336 | Lateral Hardening | Lateral Hardening-Fuse-60131630 | Laterals | 13836 | 0.039015 | 1 | 1 | 50000 | 0 | 283.4911 | 328.0324 | 408.8625 | -49716.5089 | -49671.9676 | -49591.1375 | 0.0056698 | 0.0065606 | 0.0081773 | 0.0061878
4287 | Lateral Hardening | Lateral Hardening-Fuse-93225787 | Laterals | 13459 | 0.024811 | 2 | 0 | 50000 | 0 | 276.5226 | 331.5262 | 438.5614 | -49723.4774 | -49668.4738 | -49561.4386 | 0.0055305 | 0.0066305 | 0.0087712 | 0.0061846
10442 | Lateral Hardening | Lateral Hardening-Fuse-92246773 | Laterals | 13461 | 0.043182 | 4 | 0 | 83681.2 | 0 | 462.3756 | 554.3475 | 733.3219 | -83218.8244 | -83126.8525 | -82947.8781 | 0.0055254 | 0.0066245 | 0.0087633 | 0.0061789
7125 | Lateral Hardening | Lateral Hardening-Fuse-60028593 | Laterals | 13007 | 0.025758 | 4 | 5 | 61803.89 | 0 | 347.8865 | 405.1549 | 515.3737 | -61456.0035 | -61398.7351 | -61288.5163 | 0.0056289 | 0.0065555 | 0.0083389 | 0.0061779
10688 | Lateral Hardening | Lateral Hardening-Fuse-90254764 | Laterals | 13166 | 0.036174 | 6 | 0 | 78114.58 | 0 | 430.4437 | 516.064 | 682.6783 | -77684.1363 | -77598.516 | -77431.9017 | 0.0055104 | 0.0066065 | 0.0087394 | 0.0061621
11211 | Lateral Hardening | Lateral Hardening-Fuse-60352070 | Laterals | 13128 | 0.014015 | 3 | 0 | 74668.93 | 0 | 410.9714 | 492.7184 | 651.7955 | -74257.9586 | -74176.2116 | -74017.1345 | 0.0055039 | 0.0065987 | 0.0087291 | 0.0061549
19329 | Lateral Hardening | Lateral Hardening-Fuse-90659992 | Laterals | 13435 | 0.028788 | 6 | 0 | 158409.6 | 0 | 870.3878 | 1043.5181 | 1380.424 | -157539.2122 | -157366.0819 | -157029.176 | 0.0054945 | 0.0065875 | 0.0087143 | 0.0061444
7659 | Lateral Hardening | Lateral Hardening-Fuse-92900388 | Laterals | 13159 | 0.031061 | 3 | 0 | 50000 | 0 | 274.1493 | 328.6808 | 434.7973 | -49725.8507 | -49671.3192 | -49565.2027 | 0.005483 | 0.0065736 | 0.0086959 | 0.0061315
7173 | Lateral Hardening | Lateral Hardening-Fuse-10873564 | Laterals | 14109 | 0.035795 | 3 | 0 | 82532.65 | 0 | 452.3099 | 542.2796 | 717.3577 | -82080.3401 | -81990.3704 | -81815.2923 | 0.0054804 | 0.0065705 | 0.0086918 | 0.0061286
6732 | Lateral Hardening | Lateral Hardening-Fuse-10715647 | Laterals | 13984 | 0.034091 | 3 | 0 | 50000 | 0 | 273.8821 | 328.3605 | 434.3736 | -49726.1179 | -49671.6395 | -49565.6264 | 0.0054776 | 0.0065672 | 0.0086875 | 0.0061255
12489 | Lateral Hardening | Lateral Hardening-Fuse-10562376 | Laterals | 13296 | 0.011174 | 2 | 3 | 52731.91 | 0 | 294.1337 | 342.7706 | 431.8766 | -52437.7763 | -52389.1394 | -52300.0334 | 0.0055779 | 0.0065003 | 0.00819 | 0.0061158
17949 | Lateral Hardening | Lateral Hardening-Fuse-92961172 | Laterals | 13291 | 0.019129 | 3 | 0 | 50000 | 0 | 272.1982 | 326.3416 | 431.7029 | -49727.8018 | -49673.6584 | -49568.2971 | 0.005444 | 0.0065268 | 0.0086341 | 0.0060878
17030 | Lateral Hardening | Lateral Hardening-Fuse-91138324 | Laterals | 13983 | 0.051515 | 5 | 3 | 96097.78 | 0 | 526.3425 | 621.6992 | 803.7228 | -95571.4375 | -95476.0808 | -95294.0572 | 0.0054772 | 0.0064694 | 0.0083636 | 0.0060635
15867 | Lateral Hardening | Lateral Hardening-Fuse-91019378 | Laterals | 13011 | 0.024621 | 3 | 0 | 76318.13 | 0 | 413.7808 | 496.0866 | 656.2511 | -75904.3492 | -75822.0434 | -75661.8789 | 0.0054218 | 0.0065002 | 0.0085989 | 0.006063
5796 | Lateral Hardening | Lateral Hardening-Fuse-60474568 | Laterals | 13348 | 0.023295 | 3 | 0 | 54247.95 | 0 | 293.0382 | 351.3269 | 464.7549 | -53954.9118 | -53896.6231 | -53783.1951 | 0.0054018 | 0.0064763 | 0.0085672 | 0.0060407
1825 | Lateral Hardening | Lateral Hardening-Fuse-91738682 | Laterals | 13648 | 0.072727 | 4 | 3 | 54426.09 | 0 | 296.4263 | 350.2558 | 452.8654 | -54129.6637 | -54075.8342 | -53973.2246 | 0.0054464 | 0.0064354 | 0.0083207 | 0.0060305
7480 | Lateral Hardening | Lateral Hardening-Fuse-91102089 | Laterals | 13696 | 0.019508 | 1 | 4 | 50000 | 0 | 278.1118 | 318.481 | 387.0589 | -49721.8882 | -49681.519 | -49612.9411 | 0.0055622 | 0.0063696 | 0.0077412 | 0.0060223
7443 | Lateral Hardening | Lateral Hardening-Fuse-10674805 | Laterals | 13412 | 0.076705 | 5 | 0 | 64621.53 | 0 | 346.5274 | 415.4557 | 549.5881 | -64275.0026 | -64206.0743 | -64071.9419 | 0.0053624 | 0.0064291 | 0.0085047 | 0.0059966
14685 | Lateral Hardening | Lateral Hardening-Fuse-91530670 | Laterals | 13899 | 0.020833 | 3 | 0 | 148218.76 | 0 | 794.7324 | 952.8139 | 1260.4355 | -147424.0276 | -147265.9461 | -146958.3245 | 0.0053619 | 0.0064284 | 0.0085039 | 0.0059961
15603 | Lateral Hardening | Lateral Hardening-Fuse-60134343 | Laterals | 13572 | 0.09072 | 5 | 20 | 143603.32 | 0 | 784.664 | 914.4058 | 1148.4163 | -142818.656 | -142688.9142 | -142454.9037 | 0.0054641 | 0.0063676 | 0.0079971 | 0.0059885
18344 | Lateral Hardening | Lateral Hardening-Fuse-92726696 | Laterals | 13815 | 0.014773 | 3 | 1 | 50000 | 0 | 268.7934 | 320.1487 | 418.4762 | -49731.2066 | -49679.8513 | -49581.5238 | 0.0053759 | 0.006403 | 0.0083695 | 0.0059834
10173 | Lateral Hardening | Lateral Hardening-Fuse-93297513 | Laterals | 13808 | 0.013447 | 3 | 1 | 50000 | 0 | 268.7934 | 320.1487 | 418.4762 | -49731.2066 | -49679.8513 | -49581.5238 | 0.0053759 | 0.006403 | 0.0083695 | 0.0059834
4552 | Lateral Hardening | Lateral Hardening-Fuse-60259071 | Laterals | 13462 | 0.069318 | 5 | 0 | 50000 | 0 | 266.7727 | 319.8369 | 423.0981 | -49733.2273 | -49680.1631 | -49576.9019 | 0.0053355 | 0.0063967 | 0.008462 | 0.0059665
16221 | Lateral Hardening | Lateral Hardening-Fuse-92608612 | Laterals | 13390 | 0.014583 | 3 | 0 | 85168.48 | 0 | 454.1328 | 544.4651 | 720.2489 | -84714.3472 | -84624.0149 | -84448.2311 | 0.0053322 | 0.0063928 | 0.0084568 | 0.0059628
10257 | Lateral Hardening | Lateral Hardening-Fuse-92318821 | Laterals | 13828 | 0.055682 | 7 | 0 | 226127.19 | 0 | 1205.4278 | 1445.2015 | 1911.7933 | -224921.7622 | -224681.9885 | -224215.3967 | 0.0053308 | 0.0063911 | 0.0084545 | 0.0059612
16861 | Lateral Hardening | Lateral Hardening-Fuse-92878108 | Laterals | 13460 | 0.15511 | 6 | 0 | 225730.7 | 0 | 1201.7188 | 1440.7547 | 1905.9109 | -224528.9812 | -224289.9453 | -223824.7891 | 0.0053237 | 0.0063826 | 0.0084433 | 0.0059533
14083 | Lateral Hardening | Lateral Hardening-Fuse-92619238 | Laterals | 13303 | 0.073674 | 4 | 0 | 54504.79 | 0 | 289.9385 | 347.6107 | 459.8388 | -54214.8515 | -54157.1793 | -54044.9512 | 0.0053195 | 0.0063776 | 0.0084367 | 0.0059487
15539 | Lateral Hardening | Lateral Hardening-Fuse-91793984 | Laterals | 13927 | 0.029924 | 3 | 0 | 50000 | 0 | 265.905 | 318.7966 | 421.722 | -49734.095 | -49681.2034 | -49578.278 | 0.0053181 | 0.0063759 | 0.0084344 | 0.0059471
5387 | Lateral Hardening | Lateral Hardening-Fuse-91140036 | Laterals | 13351 | 0.017045 | 3 | 0 | 50000 | 0 | 265.905 | 318.7966 | 421.722 | -49734.095 | -49681.2034 | -49578.278 | 0.0053181 | 0.0063759 | 0.0084344 | 0.0059471
4810 | Lateral Hardening | Lateral Hardening-Fuse-92519497 | Laterals | 13007 | 0.13902 | 4 |  | 71595.41 | 0 | 380.4701 | 456.1501 | 603.4208 | -71214.9399 | -71139.2599 | -70991.9892 | 0.0053142 | 0.0063712 | 0.0084282 | 0.0059427
18297 | Lateral Hardening | Lateral Hardening-Fuse-60298472 | Laterals | 13924 | 0.10758 | 1 |  | 50000 | 0 | 265.4591 | 318.262 | 421.0147 | -49734.5409 | -49681.738 | -49578.9853 | 0.0053092 | 0.0063652 | 0.0084203 | 0.0059371
5207 | Lateral Hardening | Lateral Hardening-Fuse-10802870 | Laterals | 13133 | 0.013826 | 2 | 20 | 50000 | 0 | 271.7426 | 313.659 | 386.5807 | -49728.2574 | -49686.341 | -49613.4193 | 0.0054349 | 0.0062732 | 0.0077316 | 0.005916
15681 | Lateral Hardening | Lateral Hardening-Fuse-90903187 | Laterals | 13586 | 0.029167 | 3 |  | 50000 | 0 | 264.2227 | 316.7797 | 419.0539 | -49735.7773 | -49683.2203 | -49580.9461 | 0.0052845 | 0.0063356 | 0.0083811 | 0.0059095
9527 | Lateral Hardening | Lateral Hardening-Fuse-10429526 | Laterals | 13835 | 0.047538 | 4 |  | 56390.57 | 0 | 297.8246 | 357.0654 | 472.346 | -56092.7454 | -56033.5046 | -55918.224 | 0.0052815 | 0.006332 | 0.0083763 | 0.0059061
4967 | Lateral Hardening | Lateral Hardening-Fuse-92062744 | Laterals | 13461 | 0.0090909 | 1 | 2 | 50000 | 0 | 271.8578 | 311.6151 | 380.3495 | -49728.1422 | -49688.3849 | -49619.6505 | 0.0054372 | 0.0062323 | 0.007607 | 0.0058927
5298 | Lateral Hardening | Lateral Hardening-Fuse-90014653 | Laterals | 13961 | 0.0018939 | 2 | 1 | 50000 | 0 | 264.5065 | 314.1653 | 409.1199 | -49735.4935 | -49685.8347 | -49590.8801 | 0.0052901 | 0.0062833 | 0.0081824 | 0.0058773
4864 | Lateral Hardening | Lateral Hardening-Fuse-90437579 | Laterals | 13308 | 0.01553 | 3 | 0 | 50000 | 0 | 262.7215 | 314.9798 | 416.6729 | -49737.2785 | -49685.0202 | -49583.3271 | 0.0052544 | 0.0062996 | 0.0083335 | 0.0058759
12820 | Lateral Hardening | Lateral Hardening-Fuse-90565824 | Laterals | 13698 | 0.049242 | 3 | 3 | 60334.33 | 0 | 320.3852 | 377.9945 | 487.3882 | -60013.9448 | -59956.3355 | -59846.9418 | 0.0053102 | 0.006265 | 0.0080781 | 0.0058734
10998 | Lateral Hardening | Lateral Hardening-Fuse-92648650 | Laterals | 13331 | 0.027273 | 1 | 1 | 50000 | 0 | 274.3369 | 310.0344 | 360.3715 | -49725.6631 | -49689.9656 | -49639.6285 | 0.0054867 | 0.0062007 | 0.0072074 | 0.005873
19035 | Lateral Hardening | Lateral Hardening-Fuse-91087701 | Laterals | 13422 | 0.020644 | 1 | 1 | 50000 | 0 | 268.9955 | 311.3418 | 387.8066 | -49731.0045 | -49688.6582 | -49612.1934 | 0.0053799 | 0.0062268 | 0.0077561 | 0.0058716
12534 | Lateral Hardening | Lateral Hardening-Fuse-10755941 | Laterals | 13749 | 0.029356 | 3 | 0 | 50312.95 | 0 | 262.7215 | 314.9798 | 416.6729 | -50050.2285 | -49997.9702 | -49896.2771 | 0.0052217 | 0.0062604 | 0.0082816 | 0.0058393
694 | Lateral Hardening | Lateral Hardening-Fuse-10827152 | Laterals | 13769 | 0.038258 | 2 | 1 | 51561.41 | 0 | 269.5435 | 320.1492 | 417.0341 | -51291.8665 | -51241.2608 | -51144.3759 | 0.0052276 | 0.0062091 | 0.0080881 | 0.0058081
1559 | Lateral Hardening | Lateral Hardening-Fuse-60533372 | Laterals | 13303 | 0.044697 | 4 |  | 55918.37 | 0 | 289.9385 | 347.6107 | 459.8388 | -55628.4315 | -55570.7593 | -55458.5312 | 0.005185 | 0.0062164 | 0.0082234 | 0.0057983
3383 | Lateral Hardening | Lateral Hardening-Fuse-91923976 | Laterals | 13100 | 0.020833 | 1 | 5 | 50000 | 0 | 269.5909 | 304.6973 | 354.3005 | -49730.4091 | -49695.3027 | -49645.6995 | 0.0053918 | 0.0060939 | 0.007086 | 0.0057719
8879 | Lateral Hardening | Lateral Hardening-Fuse-60124981 | Laterals | 13400 | 0.044318 | 1 | 5 | 50000 | 0 | 269.5909 | 304.6973 | 354.3005 | -49730.4091 | -49695.3027 | -49645.6995 | 0.0053918 | 0.0060939 | 0.007086 | 0.0057719
14403 | Lateral Hardening | Lateral Hardening-Fuse-90116193 | Laterals | 14024 | 0.0125 | 1 | 5 | 50000 | 0 | 269.5909 | 304.6973 | 354.3005 | -49730.4091 | -49695.3027 | -49645.6995 | 0.0053918 | 0.0060939 | 0.007086 | 0.0057719
18000 | Lateral Hardening | Lateral Hardening-Fuse-92122514 | Laterals | 13011 | 0.041667 | 3 | 1 | 51844.73 | 0 | 268.6228 | 319.9678 | 418.2458 | -51576.1072 | -51524.7622 | -51426.4842 | 0.0051813 | 0.0061717 | 0.0080673 | 0.005767
2421 | Lateral Hardening | Lateral Hardening-Fuse-91421727 | Laterals | 13067 | 0.060606 | 4 | 9 | 116503.3 | 0 | 612.4158 | 712.8523 | 891.6045 | -115890.8842 | -115790.4477 | -115611.6955 | 0.0052566 | 0.0061187 | 0.007653 | 0.0057549
16521 | Lateral Hardening | Lateral Hardening-Fuse-60141070 | Laterals | 13948 | 0.040909 | 4 | 0 | 50000 | 0 | 256.9813 | 308.0979 | 407.5691 | -49743.0187 | -49691.9021 | -49592.4309 | 0.0051396 | 0.006162 | 0.0081514 | 0.0057475
11095 | Lateral Hardening | Lateral Hardening-Fuse-10762850 | Laterals | 13815 | 0.021591 | 1 | 2 | 50000 | 0 | 264.1758 | 303.4598 | 371.2132 | -49735.8242 | -49696.5402 | -49628.7868 | 0.0052835 | 0.0060692 | 0.0074243 | 0.0057333
8885 | Lateral Hardening | Lateral Hardening-Fuse-93028499 | Laterals | 13294 | 0.014773 | 3 | 0 | 54874.53 | 0 | 281.0996 | 337.0136 | 445.8204 | -54593.4304 | -54537.5164 | -54428.7096 | 0.0051226 | 0.0061415 | 0.0081244 | 0.0057284
15090 | Lateral Hardening | Lateral Hardening-Fuse-60485443 | Laterals | 13341 | 0.023485 | 4 |  | 50000 | 0 | 256.1291 | 307.0762 | 406.2176 | -49743.8709 | -49692.9238 | -49593.7824 | 0.0051226 | 0.0061415 | 0.0081244 | 0.0057284
14608 | Lateral Hardening | Lateral Hardening-Fuse-91365677 | Laterals | 13123 | 0.0087121 | 3 | 2 | 50000 | 0 | 256.4951 | 302.5791 | 389.6805 | -49743.5049 | -49697.4209 | -49610.3195 | 0.0051299 | 0.0060516 | 0.0077936 | 0.0056728
6658 | Lateral Hardening | Lateral Hardening-Fuse-92920612 | Laterals | 13479 | 0.005303 | 3 | 0 | 73314.23 | 0 | 371.5632 | 445.4715 | 589.2945 | -72942.6668 | -72868.7585 | -72724.9355 | 0.0050681 | 0.0060762 | 0.0080379 | 0.0056675
12660 | Lateral Hardening | Lateral Hardening-Fuse-90628666 | Laterals | 13161 | 0.042803 | 3 | 10 | 63220.49 | 0 | 328.373 | 378.7317 | 468.8926 | -62892.117 | -62841.7583 | -62751.5974 | 0.0051941 | 0.0059906 | 0.0074168 | 0.0056553
10414 | Lateral Hardening | Lateral Hardening-Fuse-93054514 | Laterals | 13509 | 0.027462 | 3 |  | 76759.88 | 0 | 387.9833 | 465.1577 | 615.3366 | -76371.8967 | -76294.7223 | -76144.5434 | 0.0050545 | 0.0060599 | 0.0080164 | 0.0056523
18292 | Lateral Hardening | Lateral Hardening-Fuse-91578401 | Laterals | 13786 | 0.017614 | 3 | 0 | 50000 | 0 | 252.4003 | 302.6056 | 400.3036 | -49747.5997 | -49697.3944 | -49599.6964 | 0.005048 | 0.0060521 | 0.0080061 | 0.005645
15705 | Lateral Hardening | Lateral Hardening-Fuse-10762933 | Laterals | 13815 | 0.05322 | 1 | 3 | 50000 | 0 | 259.887 | 298.3387 | 363.8732 | -49740.113 | -49701.6613 | -49636.1268 | 0.0051977 | 0.0059668 | 0.0072775 | 0.0056364
4718 | Lateral Hardening | Lateral Hardening-Fuse-60559666 | Laterals | 13305 | 0.053409 | 6 | 3 | 96255.18 | 0 | 488.8266 | 579.1071 | 748.8122 | -95766.3534 | -95676.0729 | -95506.3678 | 0.0050784 | 0.0060164 | 0.0077794 | 0.0056299
14617 | Lateral Hardening | Lateral Hardening-Fuse-92043539 | Laterals | 13442 | 0.010606 | 2 | 3 | 50000 | 0 | 256.1463 | 298.6074 | 375.6704 | -49743.8537 | -49701.3926 | -49624.3296 | 0.0051229 | 0.0059721 | 0.0075134 | 0.0056167
11810 | Lateral Hardening | Lateral Hardening-Fuse-91422335 | Laterals | 13052 | 0.1214 | 9 | 0 | 245300.28 | 0 | 1230.7418 | 1475.5507 | 1951.941 | -244069.5382 | -243824.7293 | -243348.339 | 0.0050173 | 0.0060153 | 0.0079574 | 0.0056107
8563 | Lateral Hardening | Lateral Hardening-Fuse-10215345 | Laterals | 13447 | 0.12348 | 11 | 0 | 309159.92 | 0 | 1550.763 | 1859.2279 | 2459.4906 | -307609.157 | -307300.6921 | -306700.4294 | 0.0050161 | 0.0060138 | 0.0079554 | 0.0056093
16785 | Lateral Hardening | Lateral Hardening-Fuse-91375006 | Laterals | 13303 | 0.048674 | 4 | 1 | 50000 | 0 | 251.859 | 299.9933 | 393.0012 | -49748.141 | -49700.0067 | -49606.9988 | 0.0050372 | 0.0059999 | 0.00786 | 0.0056083
16143 | Lateral Hardening | Lateral Hardening-Fuse-92953750 | Laterals | 13229 | 0.035417 | 2 | 0 | 77996.78 | 0 | 391.0934 | 468.8865 | 620.2693 | -77605.6866 | -77527.8935 | -77376.5107 | 0.0050142 | 0.0060116 | 0.0079525 | 0.0056073
13086 | Lateral Hardening | Lateral Hardening-Fuse-91507729 | Laterals | 14112 | 0.048106 | 5 | 0 | 79969.93 | 0 | 400.8379 | 480.5692 | 635.7238 | -79569.0921 | -79489.3608 | -79334.2062 | 0.0050124 | 0.0060094 | 0.0079495 | 0.0056052
15633 | Lateral Hardening | Lateral Hardening-Fuse-91852823 | Laterals | 13224 | 0.04697 | 5 | 0 | 156759.83 | 0 | 785.5371 | 941.7896 | 1245.852 | -155974.2929 | -155818.0404 | -155513.978 | 0.0050111 | 0.0060079 | 0.0079475 | 0.0056038
15984 | Lateral Hardening | Lateral Hardening-Fuse-10714650 | Laterals | 13019 | 0.091667 | 4 | 8 | 119084.66 | 0 | 607.5829 | 708.773 | 888.8312 | -118477.0771 | -118375.887 | -118195.8288 | 0.0051021 | 0.0059518 | 0.0074639 | 0.0055932
7156 | Lateral Hardening | Lateral Hardening-Fuse-92070046 | Laterals | 13696 | 0.026894 | 3 | 9 | 113701.58 | 0 | 580.8901 | 674.8257 | 840.8321 | -113120.6899 | -113026.7543 | -112860.7479 | 0.0051089 | 0.0059351 | 0.0073951 | 0.0055854
8866 | Lateral Hardening | Lateral Hardening-Fuse-92465822 | Laterals | 13631 | 0.014015 | 3 |  | 81191.26 | 0 | 405.3417 | 485.9689 | 642.8668 | -80785.9183 | -80705.2911 | -80548.3932 | 0.0049924 | 0.0059855 | 0.0079179 | 0.0055829
3761 | Lateral Hardening | Lateral Hardening-Fuse-91355513 | Laterals | 14356 | 0.0070076 | 3 |  | 155022.85 | 0 | 773.9112 | 927.8511 | 1227.4133 | -154248.9388 | -154094.9989 | -153795.4367 | 0.0049922 | 0.0059853 | 0.0079176 | 0.0055827
12918 | Lateral Hardening | Lateral Hardening-Fuse-93178520 | Laterals | 13909 | 0.019508 | 1 | 1 | 50000 | 0 | 258.9477 | 292.6461 | 340.167 | -49741.0523 | -49707.3539 | -49659.833 | 0.005179 | 0.0058529 | 0.0068033 | 0.0055436
8852 | Lateral Hardening | Lateral Hardening-Fuse-90776704 | Laterals | 13787 | 0.052083 | 1 | 1 | 50000 | 0 | 253.6401 | 293.5463 | 365.8352 | -49746.3599 | -49706.4537 | -49634.1648 | 0.0050728 | 0.0058709 | 0.0073167 | 0.0055366
10603 | Lateral Hardening | Lateral Hardening-Fuse-60016425 | Laterals | 13049 | 0.041477 | 3 |  | 50000 | 0 | 246.9013 | 296.0129 | 391.5824 | -49753.0987 | -49703.9871 | -49608.4176 | 0.004938 | 0.0059203 | 0.0078316 | 0.0055221
8516 | Lateral Hardening | Lateral Hardening-Fuse-10704153 | Laterals | 13962 | 0.079356 | 4 | 0 | 84829.18 | 0 | 416.9544 | 499.8915 | 661.2844 | -84412.2256 | -84329.2885 | -84167.8956 | 0.0049152 | 0.0058929 | 0.0077955 | 0.0054966
2229 | Lateral Hardening | Lateral Hardening-Fuse-60017431 | Laterals | 13029 | 0.0085227 | 1 | 7 | 50000 | 0 | 253.548 | 291.1536 | 352.7231 | -49746.452 | -49708.8464 | -49647.2769 | 0.005071 | 0.0058231 | 0.0070545 | 0.0054949
5734 | Lateral Hardening | Lateral Hardening-Fuse-90533344 | Laterals | 13839 | 0.025758 | 2 | 2 | 54452.57 | 0 | 270.2987 | 319.0135 | 410.9548 | -54182.2713 | -54133.5565 | -54041.6152 | 0.0049639 | 0.0058586 | 0.007547 | 0.0054906
6105 | Lateral Hardening | Lateral Hardening-Fuse-91692206 | Laterals | 14274 | 0.02803 | 2 | 1 | 50000 | 0 | 247.9737 | 293.0241 | 377.54 | -49752.0263 | -49706.9759 | -49622.46 | 0.0049595 | 0.0058605 | 0.0075508 | 0.0054889
5262 | Lateral Hardening | Lateral Hardening-Fuse-92558269 | Laterals | 13489 | 0.05947 | 5 | 3 | 101197.54 | 0 | 499.9185 | 593.0026 | 767.3633 | -100697.6215 | -100604.5374 | -100430.1767 | 0.00494 | 0.0058599 | 0.0075828 | 0.0054803
16700 | Lateral Hardening | Lateral Hardening-Fuse-91666161 | Laterals | 14199 | 0.028977 | 4 | 0 | 76995.48 | 0 | 376.9059 | 451.8769 | 597.7681 | -76618.5741 | -76543.6031 | -76397.7119 | 0.0048952 | 0.0058689 | 0.0077637 | 0.0054741
17935 | Lateral Hardening | Lateral Hardening-Fuse-91019428 | Laterals | 13501 | 0.010038 | 3 |  | 50000 | 0 | 244.5241 | 293.1628 | 387.8121 | -49755.4759 | -49706.8372 | -49612.1879 | 0.0048905 | 0.0058633 | 0.0077562 | 0.0054689
8147 | Lateral Hardening | Lateral Hardening-Fuse-60485290 | Laterals | 14020 | 0.061364 | 3 | 0 | 50000 | 0 | 244.5058 | 293.1409 | 387.7831 | -49755.4942 | -49706.8591 | -49612.2169 | 0.0048901 | 0.0058628 | 0.0077557 | 0.0054685
17171 | Lateral Hardening | Lateral Hardening-Fuse-92386116 | Laterals | 13707 | 0.0087121 | 3 | 1 | 50000 | 0 | 245.6067 | 292.5524 | 382.4097 | -49754.3933 | -49707.4476 | -49617.5903 | 0.0049121 | 0.005851 | 0.0076482 | 0.0054674
11613 | Lateral Hardening | Lateral Hardening-Fuse-60009259 | Laterals | 13113 | 0.010417 | 3 | 0 | 50000 | 0 | 243.9556 | 292.4813 | 386.9106 | -49756.0444 | -49707.5187 | -49613.0894 | 0.0048791 | 0.0058496 | 0.0077382 | 0.0054562
12879 | Lateral Hardening | Lateral Hardening-Fuse-90447169 | Laterals | 13294 | 0.0051136 | 2 | 2 | 52736.91 | 0 | 260.0987 | 306.9752 | 395.4471 | -52476.8113 | -52429.9348 | -52341.4629 | 0.004932 | 0.0058209 | 0.0074985 | 0.0054553
16211 | Lateral Hardening | Lateral Hardening-Fuse-10745489 | Laterals | 13431 | 0.080303 | 3 | 1 | 50000 | 0 | 245.235 | 291.1664 | 380.0304 | -49754.765 | -49708.8336 | -49619.9696 | 0.0049047 | 0.0058233 | 0.0076006 | 0.0054499
1166 | Lateral Hardening | Lateral Hardening-Fuse-91047220 | Laterals | 13344 | 0.014773 | 2 | 1 | 50000 | 0 | 245.8603 | 290.5267 | 374.3223 | -49754.1397 | -49709.4733 | -49625.6777 | 0.0049172 | 0.0058105 | 0.0074864 | 0.0054421
16518 | Lateral Hardening | Lateral Hardening-Fuse-93276653 | Laterals | 13213 | 0.034848 | 2 | 1 | 51278.09 | 0 | 250.9044 | 297.9805 | 387.8095 | -51027.1856 | -50980.1095 | -50890.2805 | 0.004893 | 0.0058111 | 0.0075629 | 0.0054354
15592 | Lateral Hardening | Lateral Hardening-Fuse-90385635 | Laterals | 13669 | 0.010985 | 1 | 6 | 50000 | 0 | 250.4792 | 287.2061 | 348.4958 | -49749.5208 | -49712.7939 | -49651.5042 | 0.0050096 | 0.0057441 | 0.0069699 | 0.005426
15978 | Lateral Hardening | Lateral Hardening-Fuse-92987521 | Laterals | 13546 | 0.017614 | 3 |  | 50000 | 0 | 241.4035 | 289.4215 | 382.8629 | -49758.5965 | -49710.5785 | -49617.1371 | 0.0048281 | 0.0057884 | 0.0076573 | 0.0053991
9743 | Lateral Hardening | Lateral Hardening-Fuse-10905457 | Laterals | 13990 | 0.0090909 | 3 | 0 | 50000 | 0 | 241.4035 | 289.4215 | 382.8629 | -49758.5965 | -49710.5785 | -49617.1371 | 0.0048281 | 0.0057884 | 0.0076573 | 0.0053991
3859 | Lateral Hardening | Lateral Hardening-Fuse-60322364 | Laterals | 13100 | 0.037689 | 3 | 0 | 50000 | 0 | 241.4035 | 289.4215 | 382.8629 | -49758.5965 | -49710.5785 | -49617.1371 | 0.0048281 | 0.0057884 | 0.0076573 | 0.0053991
11395 | Lateral Hardening | Lateral Hardening-Fuse-90532326 | Laterals | 13677 | 0.025379 | 3 |  | 50000 | 0 | 241.4035 | 289.4215 | 382.8629 | -49758.5965 | -49710.5785 | -49617.1371 | 0.0048281 | 0.0057884 | 0.0076573 | 0.0053991
16942 | Lateral Hardening | Lateral Hardening-Fuse-93241231 | Laterals | 13114 | 0.018182 | 3 | 0 | 50000 | 0 | 241.4035 | 289.4215 | 382.8629 | -49758.5965 | -49710.5785 | -49617.1371 | 0.0048281 | 0.0057884 | 0.0076573 | 0.0053991
10693 | Lateral Hardening | Lateral Hardening-Fuse-60060419 | Laterals | 13198 | 0.0094697 | 3 | 0 | 73962.13 | 0 | 356.5505 | 427.4726 | 565.4847 | -73605.5795 | -73534.6574 | -73396.6453 | 0.0048207 | 0.0057796 | 0.0076456 | 0.0053909
4459 | Lateral Hardening | Lateral Hardening-Fuse-10650495 | Laterals | 13391 | 0.080303 | 4 | 4 | 102420.26 | 0 | 501.9064 | 586.6501 | 749.6013 | -101918.3536 | -101833.6099 | -101670.6587 | 0.0049005 | 0.0057279 | 0.0073189 | 0.0053905
5728 | Lateral Hardening | Lateral Hardening-Fuse-90252585 | Laterals | 13164 | 0.050947 | 4 | 8 | 126797.26 | 0 | 621.2707 | 726.362 | 927.2919 | -126175.9893 | -126070.898 | -125869.9681 | 0.0048997 | 0.0057285 | 0.0073132 | 0.0053897
4687 | Lateral Hardening | Lateral Hardening-Fuse-90840120 | Laterals | 13130 | 0.031818 | 5 | 0 | 77437.23 | 0 | 371.3645 | 445.2332 | 588.9794 | -77065.8655 | -76991.9968 | -76848.2506 | 0.0047957 | 0.0057496 | 0.0076059 | 0.0053629
15421 | Lateral Hardening | Lateral Hardening-Fuse-60276772 | Laterals | 13785 | 0.032197 | 3 |  | 50000 | 0 | 238.7719 | 286.2664 | 378.6891 | -49761.2281 | -49713.7336 | -49621.3109 | 0.0047754 | 0.0057253 | 0.0075738 | 0.0053402
12428 | Lateral Hardening | Lateral Hardening-Fuse-90648844 | Laterals | 13007 | 0.0034091 | 3 |  | 50000 | 0 | 238.7719 | 286.2664 | 378.6891 | -49761.2281 | -49713.7336 | -49621.3109 | 0.0047754 | 0.0057253 | 0.0075738 | 0.0053402
4057 | Lateral Hardening | Lateral Hardening-Fuse-92090136 | Laterals | 13030 | 0.019318 | 3 |  | 50000 | 0 | 238.7719 | 286.2664 | 378.6891 | -49761.2281 | -49713.7336 | -49621.3109 | 0.0047754 | 0.0057253 | 0.0075738 | 0.0053402
913 | Lateral Hardening | Lateral Hardening-Fuse-92541788 | Laterals | 13813 | 0.017992 | 3 | 0 | 50000 | 0 | 238.7719 | 286.2664 | 378.6891 | -49761.2281 | -49713.7336 | -49621.3109 | 0.0047754 | 0.0057253 | 0.0075738 | 0.0053402
14738 | Lateral Hardening | Lateral Hardening-Fuse-93078798 | Laterals | 13807 | 0.0079545 | 3 |  | 50000 | 0 | 238.7719 | 286.2664 | 378.6891 | -49761.2281 | -49713.7336 | -49621.3109 | 0.0047754 | 0.0057253 | 0.0075738 | 0.0053402
5270 | Lateral Hardening | Lateral Hardening-Fuse-93348550 | Laterals | 13268 | 0.0073864 | 3 |  | 50000 | 0 | 238.7719 | 286.2664 | 378.6891 | -49761.2281 | -49713.7336 | -49621.3109 | 0.0047754 | 0.0057253 | 0.0075738 | 0.0053402
6017 | Lateral Hardening | Lateral Hardening-Fuse-90601121 | Laterals | 13656 | 0.077083 | 4 | 1 | 50349.43 | 0 | 241.7483 | 286.9366 | 374.5294 | -50107.6817 | -50062.4934 | -49974.9006 | 0.0048014 | 0.0056989 | 0.0074386 | 0.0053344
15047 | Lateral Hardening | Lateral Hardening-Fuse-10091410 | Laterals | 13373 | 0.048864 | 2 | 0 | 68162.85 | 0 | 324.2733 | 388.7751 | 514.2934 | -67838.5767 | -67774.0749 | -67648.5566 | 0.0047573 | 0.0057036 | 0.0075451 | 0.00532
8823 | Lateral Hardening | Lateral Hardening-Fuse-92240492 | Laterals | 13148 | 0.013068 | 1 | 2 | 50000 | 0 | 244.9935 | 280.8221 | 342.7643 | -49755.0065 | -49719.1779 | -49657.2357 | 0.0048999 | 0.0056164 | 0.0068553 | 0.0053104
13954 | Lateral Hardening | Lateral Hardening-Fuse-60311272 | Laterals | 13722 | 0.018182 | 5 |  | 156760.4 | 0 | 742.2256 | 889.863 | 1177.1605 | -156018.1744 | -155870.537 | -155583.2395 | 0.0047348 | 0.0056766 | 0.0075093 | 0.0052948
4578 | Lateral Hardening | Lateral Hardening-Fuse-60337682 | Laterals | 14001 | 0.027462 | 3 | 0 | 68773.69 | 0 | 325.598 | 390.3632 | 516.3943 | -68448.092 | -68383.3268 | -68257.2957 | 0.0047343 | 0.0056761 | 0.0075086 | 0.0052943
4912 | Lateral Hardening | Lateral Hardening-Fuse-10924402 | Laterals | 13955 | 0.04375 | 6 | 0 | 95296.14 | 0 | 449.7173 | 539.1713 | 713.246 | -94846.4227 | -94756.9687 | -94582.894 | 0.0047192 | 0.0056579 | 0.0074845 | 0.0052773
4047 | Lateral Hardening | Lateral Hardening-Fuse-92600174 | Laterals | 13657 | 0.076705 | 4 | 1 | 50317.95 | 0 | 238.2332 | 282.9044 | 369.0456 | -50079.7168 | -50035.0456 | -49948.9044 | 0.0047346 | 0.0056223 | 0.0073343 | 0.0052609
539 | Lateral Hardening | Lateral Hardening-Fuse-60526621 | Laterals | 13457 | 0.0017045 | 2 | 1 | 50000 | 0 | 236.258 | 280.6107 | 365.4702 | -49763.742 | -49719.3893 | -49634.5298 | 0.0047252 | 0.0056122 | 0.0073094 | 0.0052497
13816 | Lateral Hardening | Lateral Hardening-Fuse-92474517 | Laterals | 13440 | 0.0375 | 3 | 0 | 51498.45 | 0 | 241.4035 | 289.4215 | 382.8629 | -51257.0465 | -51209.0285 | -51115.5871 | 0.0046876 | 0.00562 | 0.0074345 | 0.005242
994 | Lateral Hardening | Lateral Hardening-Fuse-92582604 | Laterals | 13433 | 0.039015 | 3 | 0 | 51624.37 | 0 | 241.4035 | 289.4215 | 382.8629 | -51382.9665 | -51334.9485 | -51241.5071 | 0.0046762 | 0.0056063 | 0.0074163 | 0.0052292
7305 | Lateral Hardening | Lateral Hardening-Fuse-91925424 | Laterals | 13187 | 0.0054924 | 1 | 14 | 50000 | 0 | 240.9208 | 276.8092 | 333.9444 | -49759.0792 | -49723.1908 | -49666.0556 | 0.0048184 | 0.0055362 | 0.0066789 | 0.0052198
11516 | Lateral Hardening | Lateral Hardening-Fuse-92622630 | Laterals | 13805 | 0.058144 | 1 | 1 | 50000 | 0 | 238.4091 | 275.6775 | 343.162 | -49761.5909 | -49724.3225 | -49656.838 | 0.0047682 | 0.0055136 | 0.0068632 | 0.0052013
8083 | Lateral Hardening | Lateral Hardening-Fuse-90927732 | Laterals | 13330 | 0.0026515 | 2 | 1 | 50000 | 0 | 233.4603 | 277.2115 | 360.8601 | -49766.5397 | -49722.7885 | -49639.1399 | 0.0046692 | 0.0055442 | 0.0072172 | 0.0051865
5095 | Lateral Hardening | Lateral Hardening-Fuse-92910513 | Laterals | 13159 | 0.017045 | 3 | 0 | 79617.1 | 0 | 366.2977 | 439.1586 | 580.9436 | -79250.8023 | -79177.9414 | -79036.1564 | 0.0046007 | 0.0055159 | 0.0072967 | 0.0051449
10099 | Lateral Hardening | Lateral Hardening-Fuse-92469769 | Laterals | 13825 | 0.016098 | 1 | 5 | 50000 | 0 | 237.4877 | 271.9224 | 330.0809 | -49762.5123 | -49728.0776 | -49669.9191 | 0.0047498 | 0.0054384 | 0.0066016 | 0.0051415
15938 | Lateral Hardening | Lateral Hardening-Fuse-91282885 | Laterals | 13624 | 0.022159 | 1 | 1 | 50000 | 0 | 235.2196 | 272.2488 | 339.1124 | -49764.7804 | -49727.7512 | -49660.8876 | 0.0047044 | 0.005445 | 0.0067822 | 0.0051344
18196 | Lateral Hardening | Lateral Hardening-Fuse-60215232 | Laterals | 13174 | 0.0051136 | 2 |  | 50000 | 0 | 228.8988 | 274.4295 | 363.0306 | -49771.1012 | -49725.5705 | -49636.9694 | 0.004578 | 0.0054886 | 0.0072606 | 0.0051194
9669 | Lateral Hardening | Lateral Hardening-Fuse-90290474 | Laterals | 13007 | 0.12462 | 6 | 0 | 250277.9 | 0 | 1144.7802 | 1372.4904 | 1815.607 | -249133.1198 | -248905.4096 | -248462.293 | 0.004574 | 0.0054839 | 0.0072544 | 0.005115
3816 | Lateral Hardening | Lateral Hardening-Fuse-92079343 | Laterals | 13638 | 0.022538 | 2 |  | 50000 | 0 | 227.9451 | 273.286 | 361.518 | -49772.0549 | -49726.714 | -49638.482 | 0.0045589 | 0.0054657 | 0.0072304 | 0.0050981
11893 | Lateral Hardening | Lateral Hardening-Fuse-10241079 | Laterals | 13531 | 0.032008 | 3 | 0 | 77466.68 | 0 | 352.7311 | 422.8935 | 559.4271 | -77113.9489 | -77043.7865 | -76907.2529 | 0.0045533 | 0.005459 | 0.0072215 | 0.0050919
19149 | Lateral Hardening | Lateral Hardening-Fuse-91065161 | Laterals | 13310 | 0.02178 | 4 | 0 | 50000 | 0 | 227.0002 | 272.1531 | 360.0194 | -49772.9998 | -49727.8469 | -49639.9806 | 0.00454 | 0.0054431 | 0.0072004 | 0.005077
16701 | Lateral Hardening | Lateral Hardening-Fuse-10452688 | Laterals | 13129 | 0.045833 | 1 | 0 | 50000 | 0 | 226.5145 | 271.5708 | 359.2491 | -49773.4855 | -49728.4292 | -49640.7509 | 0.0045303 | 0.0054314 | 0.007185 | 0.0050661
6962 | Lateral Hardening | Lateral Hardening-Fuse-91202983 | Laterals | 13077 | 0.042235 | 4 | 0 | 50000 | 0 | 226.3467 | 271.3697 | 358.983 | -49773.6533 | -49728.6303 | -49641.017 | 0.0045269 | 0.0054274 | 0.0071797 | 0.0050623
9740 | Lateral Hardening | Lateral Hardening-Fuse-91917393 | Laterals | 13178 | 0.059091 | 4 |  | 50000 | 0 | 225.9294 | 270.8694 | 358.3212 | -49774.0706 | -49729.1306 | -49641.6788 | 0.0045186 | 0.0054174 | 0.0071664 | 0.005053
3292 | Lateral Hardening | Lateral Hardening-Fuse-90012369 | Laterals | 13227 | 0.01572 | 1 | 2 | 50000 | 0 | 232.8839 | 267.4137 | 326.8049 | -49767.1161 | -49732.5863 | -49673.1951 | 0.0046577 | 0.0053483 | 0.0065361 | 0.0050527
9079 | Lateral Hardening | Lateral Hardening-Fuse-60612936 | Laterals | 13138 | 0.027083 | 3 | 0 | 50000 | 0 | 225.1898 | 269.9827 | 357.1482 | -49774.8102 | -49730.0173 | -49642.8518 | 0.0045038 | 0.0053997 | 0.007143 | 0.0050365
14969 | Lateral Hardening | Lateral Hardening-Fuse-60249577 | Laterals | 13460 | 0.0018939 | 2 | 0 | 50000 | 0 | 225.0838 | 269.8556 | 356.9801 | -49774.9162 | -49730.1444 | -49643.0199 | 0.0045017 | 0.0053971 | 0.0071396 | 0.0050341
1389 | Lateral Hardening | Lateral Hardening-Fuse-10667386 | Laterals | 13787 | 0.030303 | 1 | 0 | 50000 | 0 | 224.66 | 269.3474 | 356.3079 | -49775.34 | -49730.6526 | -49643.6921 | 0.0044932 | 0.0053869 | 0.0071262 | 0.0050246
5558 | Lateral Hardening | Lateral Hardening-Fuse-10829513 | Laterals | 13687 | 0.039773 | 1 |  | 50000 | 0 | 224.66 | 269.3474 | 356.3079 | -49775.34 | -49730.6526 | -49643.6921 | 0.0044932 | 0.0053869 | 0.0071262 | 0.0050246
15465 | Lateral Hardening | Lateral Hardening-Fuse-92859770 | Laterals | 13460 | 0.16856 | 5 | 6 | 114193.78 | 0 | 520.4777 | 608.5812 | 780.2212 | -113673.3023 | -113585.1988 | -113413.5588 | 0.0045578 | 0.0053294 | 0.0068324 | 0.0050168
10510 | Lateral Hardening | Lateral Hardening-Fuse-90116542 | Laterals | 13435 | 0.031061 | 4 | 0 | 81796.4 | 0 | 366.2381 | 439.0872 | 580.849 | -81430.1619 | -81357.3128 | -81215.551 | 0.0044774 | 0.005368 | 0.0071012 | 0.005007
16121 | Lateral Hardening | Lateral Hardening-Fuse-10556612 | Laterals | 13298 | 0.056629 | 1 | 1 | 50000 | 0 | 227.5868 | 263.4307 | 328.1661 | -49772.4132 | -49736.5693 | -49671.8339 | 0.0045517 | 0.0052686 | 0.0065633 | 0.004968
395 | Lateral Hardening | Lateral Hardening-Fuse-92629867 | Laterals | 13303 | 0.035227 | 4 | 0 | 82444.3 | 0 | 366.2381 | 439.0872 | 580.849 | -82078.0619 | -82005.2128 | -81863.451 | 0.0044422 | 0.0053259 | 0.0070454 | 0.0049676
17356 | Lateral Hardening | Lateral Hardening-Fuse-90145773 | Laterals | 13672 | 0.099621 | 6 | 0 | 92457.3 | 0 | 410.4018 | 492.0355 | 650.8921 | -92046.8982 | -91965.2645 | -91806.4079 | 0.0044388 | 0.0053218 | 0.0070399 | 0.0049638
4339 | Lateral Hardening | Lateral Hardening-Fuse-90597086 | Laterals | 13119 | 0.039205 | 4 | 0 | 83062.75 | 0 | 366.2381 | 439.0872 | 580.849 | -82696.5119 | -82623.6628 | -82481.901 | 0.0044092 | 0.0052862 | 0.0069929 | 0.0049307
4195 | Lateral Hardening | Lateral Hardening-Fuse-90980851 | Laterals | 13297 | 0.010417 | 2 | 1 | 50000 | 0 | 222.6127 | 263.0557 | 338.9279 | -49777.3873 | -49736.9443 | -49661.0721 | 0.0044523 | 0.0052611 | 0.0067786 | 0.0049275
1044 | Lateral Hardening | Lateral Hardening-Fuse-92111687 | Laterals | 13077 | 0.058144 | 6 | 0 | 124863.67 | 0 | 548.6551 | 657.789 | 870.1601 | -124315.0149 | -124205.881 | -123993.5099 | 0.004394 | 0.0052681 | 0.0069689 | 0.0049137
6365 | Lateral Hardening | Lateral Hardening-Fuse-91758229 | Laterals | 13094 | 0.035417 | 5 | 0 | 77996.78 | 0 | 341.8911 | 409.8973 | 542.235 | -77654.8889 | -77586.8827 | -77454.545 | 0.0043834 | 0.0052553 | 0.006952 | 0.0049018
8342 | Lateral Hardening | Lateral Hardening-Fuse-90087506 | Laterals | 14025 | 0.026326 | 3 | 2 | 50061.11 | 0 | 221.1283 | 261.1013 | 336.3684 | -49839.9817 | -49800.0087 | -49724.7416 | 0.0044172 | 0.0052157 | 0.0067192 | 0.0048869
17828 | Lateral Hardening | Lateral Hardening-Fuse-93014892 | Laterals | 13983 | 0.012879 | 3 | 1 | 50000 | 0 | 217.68 | 258.6111 | 336.4218 | -49782.32 | -49741.3889 | -49663.5782 | 0.0043536 | 0.0051722 | 0.0067284 | 0.0048367
3473 | Lateral Hardening | Lateral Hardening-Fuse-10501142 | Laterals | 13509 | 0.048106 | 4 | 1 | 50000 | 0 | 217.4787 | 258.1905 | 336.9903 | -49782.5213 | -49741.8095 | -49663.0097 | 0.0043496 | 0.0051638 | 0.0067398 | 0.0048329
3437 | Lateral Hardening | Lateral Hardening-Fuse-10509579 | Laterals | 13579 | 0.0096591 | 3 | 0 | 73991.58 | 0 | 319.7695 | 383.3754 | 507.1505 | -73671.8105 | -73608.2046 | -73484.4295 | 0.0043217 | 0.0051813 | 0.0068542 | 0.0048328
11046 | Lateral Hardening | Lateral Hardening-Fuse-60303760 | Laterals | 13460 | 0.068561 | 4 | 2 | 98531.74 | 0 | 426.944 | 507.1779 | 661.7039 | -98104.796 | -98024.5621 | -97870.0361 | 0.0043331 | 0.0051474 | 0.0067156 | 0.0048156
13494 | Lateral Hardening | Lateral Hardening-Fuse-10516412 | Laterals | 13686 | 0.039015 | 1 | 1 | 50000 | 0 | 219.6876 | 254.2874 | 316.7759 | -49780.3124 | -49745.7126 | -49683.2241 | 0.0043938 | 0.0050857 | 0.0063355 | 0.0047955
6589 | Lateral Hardening | Lateral Hardening-Fuse-60660001 | Laterals | 13099 | 0.056061 | 4 |  | 50000 | 0 | 213.9369 | 256.4915 | 339.3013 | -49786.0631 | -49743.5085 | -49660.6987 | 0.0042787 | 0.0051298 | 0.006786 | 0.0047848
10464 | Lateral Hardening | Lateral Hardening-Fuse-90816450 | Laterals | 13268 | 0.013447 | 1 | 1 | 50000 | 0 | 218.9568 | 253.4062 | 315.8101 | -49781.0432 | -49746.5938 | -49684.1899 | 0.0043791 | 0.0050681 | 0.0063162 | 0.0047795
17574 | Lateral Hardening | Lateral Hardening-Fuse-10476032 | Laterals | 13324 | 0.045076 | 4 | 0 | 160942.3 | 0 | 686.6965 | 823.2884 | 1089.0919 | -160255.6035 | -160119.0116 | -159853.2081 | 0.0042667 | 0.0051154 | 0.006767 | 0.0047714
1948 | Lateral Hardening | Lateral Hardening-Fuse-92638849 | Laterals | 13331 | 0.037879 | 4 | 0 | 159823.2 | 0 | 679.0665 | 814.1408 | 1076.9909 | -159144.1335 | -159009.0592 | -158746.2091 | 0.0042489 | 0.005094 | 0.0067386 | 0.0047514
1815 | Lateral Hardening | Lateral Hardening-Fuse-92152301 | Laterals | 13019 | 0.025 | 3 | 0 | 80854 | 0 | 343.5059 | 411.8332 | 544.796 | -80510.4941 | -80442.1668 | -80309.204 | 0.0042485 | 0.0050935 | 0.006738 | 0.0047509
11306 | Lateral Hardening | Lateral Hardening-Fuse-91095531 | Laterals | 13017 | 0.015909 | 1 | 2 | 50000 | 0 | 217.931 | 250.309 | 305.4001 | -49782.069 | -49749.691 | -49694.5999 | 0.0043586 | 0.0050062 | 0.006108 | 0.0047278
17611 | Lateral Hardening | Lateral Hardening-Fuse-93292364 | Laterals | 13786 | 0.019886 | 1 |  | 50000 | 0 | 210.7512 | 252.672 | 334.2487 | -49789.2488 | -49747.328 | -49665.7513 | 0.004215 | 0.0050534 | 0.006685 | 0.0047135
18894 | Lateral Hardening | Lateral Hardening-Fuse-90241523 | Laterals | 13324 | 0.016098 | 2 |  | 50000 | 0 | 210.6711 | 252.5761 | 334.1218 | -49789.3289 | -49747.4239 | -49665.8782 | 0.0042134 | 0.0050515 | 0.0066824 | 0.0047118
13663 | Lateral Hardening | Lateral Hardening-Fuse-92940593 | Laterals | 13006 | 0.021212 | 1 | 2 | 50000 | 0 | 220.346 | 248.204 | 288.0668 | -49779.654 | -49751.796 | -49711.9332 | 0.0044069 | 0.0049641 | 0.0057613 | 0.0047095
43 | Lateral Hardening | Lateral Hardening-Fuse-92431813 | Laterals | 13490 | 0.0064394 | 1 | 1 | 50000 | 0 | 218.5151 | 245.9915 | 285.5082 | -49781.4849 | -49754.0085 | -49714.4918 | 0.0043703 | 0.0049198 | 0.0057102 | 0.0046691
17864 | Lateral Hardening | Lateral Hardening-Fuse-93143278 | Laterals | 13959 | 0.042045 | 1 | 1 | 50000 | 0 | 218.5151 | 245.9915 | 285.5082 | -49781.4849 | -49754.0085 | -49714.4918 | 0.0043703 | 0.0049198 | 0.0057102 | 0.0046691
4836 | Lateral Hardening | Lateral Hardening-Fuse-93309854 | Laterals | 13865 | 0.0045455 | 1 | 1 | 50000 | 0 | 218.5151 | 245.9915 | 285.5082 | -49781.4849 | -49754.0085 | -49714.4918 | 0.0043703 | 0.0049198 | 0.0057102 | 0.0046691
18985 | Lateral Hardening | Lateral Hardening-Fuse-93256609 | Laterals | 13175 | 0.044697 | 4 | 0 | 160883.4 | 0 | 671.4366 | 804.9931 | 1064.8899 | -160211.9634 | -160078.4069 | -159818.5101 | 0.0041734 | 0.0050036 | 0.006619 | 0.004667
17976 | Lateral Hardening | Lateral Hardening-Fuse-10745579 | Laterals | 13431 | 0.040152 | 1 | 2 | 50000 | 0 | 218.1309 | 245.8997 | 285.1689 | -49781.8691 | -49754.1003 | -49714.8311 | 0.0043626 | 0.004918 | 0.0057034 | 0.0046633
7425 | Lateral Hardening | Lateral Hardening-Fuse-92238114 | Laterals | 13228 | 0.015152 | 1 | 2 | 50000 | 0 | 218.1309 | 245.8997 | 285.1689 | -49781.8691 | -49754.1003 | -49714.8311 | 0.0043626 | 0.004918 | 0.0057034 | 0.0046633
14774 | Lateral Hardening | Lateral Hardening-Fuse-92632464 | Laterals | 13455 | 0.036742 | 4 | 0 | 82679.9 | 0 | 344.4927 | 413.0164 | 546.3611 | -82335.4073 | -82266.8836 | -82133.5389 | 0.0041666 | 0.0049954 | 0.0066081 | 0.0046594
9271 | Lateral Hardening | Lateral Hardening-Fuse-91351326 | Laterals | 13373 | 0.071212 | 4 |  | 88039.8 | 0 | 366.2381 | 439.0872 | 580.849 | -87673.5619 | -87600.7128 | -87458.951 | 0.0041599 | 0.0049874 | 0.0065976 | 0.0046519
14067 | Lateral Hardening | Lateral Hardening-Fuse-92505594 | Laterals | 13148 | 0.022538 | 1 |  | 50000 | 0 | 207.0422 | 248.2253 | 328.3663 | -49792.9578 | -49751.7747 | -49671.6337 | 0.0041408 | 0.0049645 | 0.0065673 | 0.0046306
4310 | Lateral Hardening | Lateral Hardening-Fuse-92582611 | Laterals | 13433 | 0.075947 | 4 | 0 | 54693.67 | 0 | 226.3467 | 271.3697 | 358.983 | -54467.3233 | -54422.3003 | -54334.687 | 0.0041384 | 0.0049616 | 0.0065635 | 0.0046279
11692 | Lateral Hardening | Lateral Hardening-Fuse-10601445 | Laterals | 13922 | 0.007197 | 1 | 2 | 50000 | 0 | 212.7832 | 244.4249 | 298.9976 | -49787.2168 | -49755.5751 | -49701.0024 | 0.0042557 | 0.0048885 | 0.00598 | 0.0046179
4917 | Lateral Hardening | Lateral Hardening-Fuse-92879102 | Laterals | 13388 | 0.016667 | 3 |  | 50000 | 0 | 206.424 | 247.4841 | 327.3859 | -49793.576 | -49752.5159 | -49672.6141 | 0.0041285 | 0.0049497 | 0.0065477 | 0.0046168
11967 | Lateral Hardening | Lateral Hardening-Fuse-92865587 | Laterals | 13520 | 0.020644 | 3 | 0 | 50000 | 0 | 206.424 | 247.4841 | 327.3859 | -49793.576 | -49752.5159 | -49672.6141 | 0.0041285 | 0.0049497 | 0.0065477 | 0.0046168
17676 | Lateral Hardening | Lateral Hardening-Fuse-92788941 | Laterals | 13785 | 0.010227 | 3 | 0 | 50000 | 0 | 205.6734 | 246.5842 | 326.1954 | -49794.3266 | -49753.4158 | -49673.8046 | 0.0041135 | 0.0049317 | 0.0065239 | 0.0046
1391 | Lateral Hardening | Lateral Hardening-Fuse-10564603 | Laterals | 13292 | 0.074432 | 4 |  | 50000 | 0 | 205.5851 | 246.4783 | 326.0553 | -49794.4149 | -49753.5217 | -49673.9447 | 0.0041117 | 0.0049296 | 0.0065211 | 0.004598
18168 | Lateral Hardening | Lateral Hardening-Fuse-60019275 | Laterals | 13165 | 0.094318 | 10 | 0 | 232134.99 | 0 | 952.9503 | 1142.5033 | 1511.3672 | -231182.0397 | -230992.4867 | -230623.6228 | 0.0041052 | 0.0049217 | 0.0065107 | 0.0045907
16102 | Lateral Hardening | Lateral Hardening-Fuse-60132671 | Laterals | 13469 | 0.10511 | 6 | 0 | 161324.01 | 0 | 661.7269 | 793.3521 | 1049.4905 | -160662.2831 | -160530.6579 | -160274.5195 | 0.0041019 | 0.0049178 | 0.0065055 | 0.004587
9255 | Lateral Hardening | Lateral Hardening-Fuse-90122624 | Laterals | 13405 | 0.038258 | 4 | 2 | 51052.73 | 0 | 210.9267 | 249.5187 | 322.4392 | -50841.8033 | -50803.2113 | -50730.2908 | 0.0041315 | 0.0048875 | 0.0063158 | 0.0045767
11310 | Lateral Hardening | Lateral Hardening-Fuse-92659550 | Laterals | 13174 | 0.039394 | 3 | 0 | 50000 | 0 | 204.1721 | 244.7843 | 323.8144 | -49795.8279 | -49755.2157 | -49676.1856 | 0.0040834 | 0.0048957 | 0.0064763 | 0.0045664
16978 | Lateral Hardening | Lateral Hardening-Fuse-10588819 | Laterals | 13471 | 0.068182 | 4 | 0 | 140499.25 | 0 | 572.2471 | 686.0737 | 907.5766 | -139927.0029 | -139813.1763 | -139591.6734 | 0.004073 | 0.0048831 | 0.0064597 | 0.0045547
14087 | Lateral Hardening | Lateral Hardening-Fuse-91429586 | Laterals | 13023 | 0.039015 | 3 | 12 | 90415.69 | 0 | 374.8149 | 433.6629 | 541.1014 | -90040.8751 | -89982.0271 | -89874.5886 | 0.0041455 | 0.0047963 | 0.0059846 | 0.0045246
3730 | Lateral Hardening | Lateral Hardening-Fuse-91781618 | Laterals | 13172 | 0.010038 | 3 |  | 50000 | 0 | 202.2017 | 242.422 | 320.6893 | -49797.7983 | -49757.578 | -49679.3107 | 0.004044 | 0.0048484 | 0.0064138 | 0.0045223
850 | Lateral Hardening | Lateral Hardening-Fuse-10071938 | Laterals | 13305 | 0.094886 | 4 | 2 | 51828.99 | 0 | 210.1581 | 248.7038 | 321.6164 | -51618.8319 | -51580.2862 | -51507.3736 | 0.0040548 | 0.0047985 | 0.0062053 | 0.004493
8226 | Lateral Hardening | Lateral Hardening-Fuse-60002015 | Laterals | 13016 | 0.015152 | 3 | 0 | 50460.53 | 0 | 202.6708 | 242.9844 | 321.4334 | -50257.8592 | -50217.5456 | -50139.0966 | 0.0040164 | 0.0048153 | 0.00637 | 0.0044915
14634 | Lateral Hardening | Lateral Hardening-Fuse-60100195 | Laterals | 13531 | 0.047348 | 4 |  | 56359.09 | 0 | 226.3467 | 271.3697 | 358.983 | -56132.7433 | -56087.7203 | -56000.107 | 0.0040162 | 0.004815 | 0.0063696 | 0.0044912
16364 | Lateral Hardening | Lateral Hardening-Fuse-60574707 | Laterals | 14041 | 0.03428 | 5 | 0 | 77820.08 | 0 | 312.4178 | 374.5613 | 495.4906 | -77507.6622 | -77445.5187 | -77324.5894 | 0.0040146 | 0.0048132 | 0.0063671 | 0.0044894
9008 | Lateral Hardening | Lateral Hardening-Fuse-60068043 | Laterals | 13139 | 0.042614 | 4 | 0 | 79115.88 | 0 | 316.9436 | 379.9874 | 502.6686 | -78798.9364 | -78735.8926 | -78613.2114 | 0.0040061 | 0.0048029 | 0.0063536 | 0.0044799
12811 | Lateral Hardening | Lateral Hardening-Fuse-10061217 | Laterals | 13071 | 0.052462 | 4 | 2 | 52233.23 | 0 | 210.1581 | 248.7038 | 321.6164 | -52023.0719 | -51984.5262 | -51911.6136 | 0.0040235 | 0.0047614 | 0.0061573 | 0.0044582
4391 | Lateral Hardening | Lateral Hardening-Fuse-90020991 | Laterals | 13435 | 0.054167 | 5 | 0 | 80912.33 | 0 | 322.463 | 386.6046 | 511.4222 | -80589.867 | -80525.7254 | -80400.9078 | 0.0039853 | 0.0047781 | 0.0063207 | 0.0044567
2346 | Lateral Hardening | Lateral Hardening-Fuse-91250370 | Laterals | 13331 | 0.0094697 | 3 | 0 | 78439.1 | 0 | 312.4045 | 374.5454 | 495.4696 | -78126.6955 | -78064.5546 | -77943.6304 | 0.0039828 | 0.004775 | 0.0063166 | 0.0044538
10318 | Lateral Hardening | Lateral Hardening-Fuse-92955339 | Laterals | 13754 | 0.0051136 | 2 | 3 | 56666.91 | 0 | 227.827 | 266.514 | 341.8621 | -56439.083 | -56400.396 | -56325.0479 | 0.0040205 | 0.0047032 | 0.0060328 | 0.0044265
2279 | Lateral Hardening | Lateral Hardening-Fuse-92035733 | Laterals | 13442 | 0.16913 | 6 | 0 | 180232.05 | 0 | 703.546 | 843.4895 | 1115.815 | -179528.504 | -179388.5605 | -179116.235 | 0.0039036 | 0.00468 | 0.006191 | 0.0043652
11565 | Lateral Hardening | Lateral Hardening-Fuse-90628439 | Laterals | 13817 | 0.071591 | 4 | 2 | 53822.97 | 0 | 211.2858 | 249.8854 | 322.8599 | -53611.6842 | -53573.0846 | -53500.1101 | 0.0039256 | 0.0046427 | 0.0059986 | 0.004348
529 | Lateral Hardening | Lateral Hardening-Fuse-93211969 | Laterals | 13391 | 0.0056818 | 3 | 1 | 50000 | 0 | 195.0696 | 231.7492 | 301.4778 | -49804.9304 | -49768.2508 | -49698.5222 | 0.0039014 | 0.004635 | 0.0060296 | 0.0043343
14217 | Lateral Hardening | Lateral Hardening-Fuse-60094909 | Laterals | 13531 | 0.088636 | 4 | 0 | 122953.86 | 0 | 476.5193 | 571.3046 | 755.7536 | -122477.3407 | -122382.5554 | -122198.1064 | 0.0038756 | 0.0046465 | 0.0061466 | 0.004334
15479 | Lateral Hardening | Lateral Hardening-Fuse-92630423 | Laterals | 13146 | 0.049432 | 3 | 1 | 50000 | 0 | 194.9072 | 231.5698 | 301.2474 | -49805.0928 | -49768.4302 | -49698.7526 | 0.0038981 | 0.0046314 | 0.0060249 | 0.0043308
18641 | Lateral Hardening | Lateral Hardening-Fuse-93313335 | Laterals | 13889 | 0.040909 | 5 | 0 | 78850.83 | 0 | 304.8584 | 365.4983 | 483.5016 | -78545.9716 | -78485.3317 | -78367.3284 | 0.0038663 | 0.0046353 | 0.0061319 | 0.0043235
13914 | Lateral Hardening | Lateral Hardening-Fuse-93386340 | Laterals | 13910 | 0.0073864 | 3 |  | 80640.36 | 0 | 311.5126 | 373.4761 | 494.055 | -80328.8474 | -80266.8839 | -80146.305 | 0.003863 | 0.0046314 | 0.0061266 | 0.0043199
7884 | Lateral Hardening | Lateral Hardening-Fuse-10129851 | Laterals | 13423 | 0.037689 | 3 | 1 | 51514.19 | 0 | 200.2353 | 237.7046 | 310.2838 | -51313.9547 | -51276.4854 | -51203.9062 | 0.003887 | 0.0046144 | 0.0060233 | 0.0043188
2339 | Lateral Hardening | Lateral Hardening-Fuse-93177178 | Laterals | 13327 | 0.025568 | 3 | 0 | 80942.35 | 0 | 312.4045 | 374.5454 | 495.4696 | -80629.9455 | -80567.8046 | -80446.8804 | 0.0038596 | 0.0046273 | 0.0061213 | 0.0043161
690 | Lateral Hardening | Lateral Hardening-Fuse-91914335 | Laterals | 13947 | 0.027273 | 2 |  | 76730.43 | 0 | 295.5285 | 354.3126 | 468.7045 | -76434.9015 | -76376.1174 | -76261.7255 | 0.0038515 | 0.0046176 | 0.0061085 | 0.004307
11928 | Lateral Hardening | Lateral Hardening-Fuse-92498928 | Laterals | 13132 | 0.037121 | 4 | 0 | 78261.83 | 0 | 299.8115 | 359.4476 | 475.4973 | -77962.0185 | -77902.3824 | -77786.3327 | 0.0038309 | 0.0045929 | 0.0060757 | 0.004284
18416 | Lateral Hardening | Lateral Hardening-Fuse-90128958 | Laterals | 13909 | 0.022538 | 1 |  | 50000 | 0 | 191.2789 | 229.3265 | 303.3659 | -49808.7211 | -49770.6735 | -49696.6341 | 0.0038256 | 0.0045865 | 0.0060673 | 0.004278
13267 | Lateral Hardening | Lateral Hardening-Fuse-91973981 | Laterals | 13003 | 0.057765 | 3 | 2 | 62020.49 | 0 | 238.7164 | 283.0716 | 366.3727 | -61781.7736 | -61737.4184 | -61654.1173 | 0.003849 | 0.0045642 | 0.0059073 | 0.0042694
15810 | Lateral Hardening | Lateral Hardening-Fuse-10627000 | Laterals | 13146 | 0.011364 | 1 | 5 | 50000 | 0 | 196.6272 | 225.1812 | 273.8594 | -49803.3728 | -49774.8188 | -49726.1406 | 0.0039325 | 0.0045036 | 0.0054772 | 0.0042583
14428 | Lateral Hardening | Lateral Hardening-Fuse-90481940 | Laterals | 13678 | 0.044697 | 1 | 0 | 50000 | 0 | 189.6893 | 227.4207 | 300.8448 | -49810.3107 | -49772.5793 | -49699.1552 | 0.0037938 | 0.0045484 | 0.0060169 | 0.0042425
1419 | Lateral Hardening | Lateral Hardening-Fuse-10095521 | Laterals | 13786 | 0.13333 | 1 | 0 | 50000 | 0 | 188.6296 | 226.1502 | 299.1641 | -49811.3704 | -49773.8498 | -49700.8359 | 0.0037726 | 0.004523 | 0.0059833 | 0.0042188
11490 | Lateral Hardening | Lateral Hardening-Fuse-90373171 | Laterals | 13939 | 0.012311 | 3 | 0 | 50000 | 0 | 188.5965 | 226.1105 | 299.1116 | -49811.4035 | -49773.8895 | -49700.8884 | 0.0037719 | 0.0045222 | 0.0059822 | 0.004218
9151 | Lateral Hardening | Lateral Hardening-Fuse-92670471 | Laterals | 14030 | 0.020833 | 3 | 7 | 69254.65 | 0 | 265.5746 | 309.5912 | 388.0305 | -68989.0754 | -68945.0588 | -68866.6195 | 0.0038348 | 0.0044703 | 0.005603 | 0.0042022
12616 | Lateral Hardening | Lateral Hardening-Fuse-60208640 | Laterals | 13329 | 0.01572 | 3 | 0 | 74933.98 | 0 | 281.4873 | 337.4784 | 446.4353 | -74652.4927 | -74596.5016 | -74487.5447 | 0.0037565 | 0.0045037 | 0.0059577 | 0.0042008
18425 | Lateral Hardening | Lateral Hardening-Fuse-92278835 | Laterals | 13294 | 0.010227 | 2 | 0 | 50000 | 0 | 187.3822 | 224.6547 | 297.1858 | -49812.6178 | -49775.3453 | -49702.8142 | 0.0037476 | 0.0044931 | 0.0059437 | 0.0041909
5186 | Lateral Hardening | Lateral Hardening-Fuse-93302216 | Laterals | 13808 | 0.0087121 | 2 | 3 | 50000 | 0 | 190.352 | 222.0628 | 279.1548 | -49809.648 | -49777.9372 | -49720.8452 | 0.003807 | 0.0044413 | 0.0055831 | 0.0041749
18343 | Lateral Hardening | Lateral Hardening-Fuse-10000910 | Laterals | 13648 | 0.070265 | 4 | 1 | 50000 | 0 | 187.8226 | 222.9827 | 291.0371 | -49812.1774 | -49777.0173 | -49708.9629 | 0.0037565 | 0.0044597 | 0.0058207 | 0.0041738
11241 | Lateral Hardening | Lateral Hardening-Fuse-60002221 | Laterals | 13899 | 0.13087 | 1 | 0 | 50000 | 0 | 185.7154 | 222.6563 | 294.5422 | -49814.2846 | -49777.3437 | -49705.4578 | 0.0037143 | 0.0044531 | 0.0058908 | 0.0041536
11484 | Lateral Hardening | Lateral Hardening-Fuse-90682309 | Laterals | 13435 | 0.011742 | 5 | 0 | 155759.1 | 0 | 578.4994 | 693.5697 | 917.4927 | -155180.6006 | -155065.5303 | -154841.6073 | 0.0037141 | 0.0044528 | 0.0058905 | 0.0041533
19711 | Lateral Hardening | Lateral Hardening-Fuse-90587526 | Laterals | 13753 | 0.022727 | 3 | 0 | 50000 | 0 | 184.5055 | 221.2058 | 292.6234 | -49815.4945 | -49778.7942 | -49707.3766 | 0.0036901 | 0.0044241 | 0.0058525 | 0.0041265
16465 | Lateral Hardening | Lateral Hardening-Fuse-90903021 | Laterals | 13819 | 0.050189 | 3 | 0 | 50000 | 0 | 184.5055 | 221.2058 | 292.6234 | -49815.4945 | -49778.7942 | -49707.3766 | 0.0036901 | 0.0044241 | 0.0058525 | 0.0041265
12839 | Lateral Hardening | Lateral Hardening-Fuse-90903019 | Laterals | 13818 | 0.05 | 3 | 0 | 50000 | 0 | 184.5055 | 221.2058 | 292.6234 | -49815.4945 | -49778.7942 | -49707.3766 | 0.0036901 | 0.0044241 | 0.0058525 | 0.0041265
15339 | Lateral Hardening | Lateral Hardening-Fuse-93442602 | Laterals | 13169 | 0.019129 | 3 |  | 50000 | 0 | 184.5055 | 221.2058 | 292.6234 | -49815.4945 | -49778.7942 | -49707.3766 | 0.0036901 | 0.0044241 | 0.0058525 | 0.0041265
13616 | Lateral Hardening | Lateral Hardening-Fuse-10411579 | Laterals | 13633 | 0.032576 | 1 |  | 50000 | 0 | 184.3907 | 221.0682 | 292.4414 | -49815.6093 | -49778.9318 | -49707.5586 | 0.0036878 | 0.0044214 | 0.0058488 | 0.004124
13127 | Lateral Hardening | Lateral Hardening-Fuse-60037693 | Laterals | 13189 | 0.013826 | 4 |  | 50000 | 0 | 184.1699 | 220.8035 | 292.0912 | -49815.8301 | -49779.1965 | -49707.9088 | 0.0036834 | 0.0044161 | 0.0058418 | 0.004119
16163 | Lateral Hardening | Lateral Hardening-Fuse-93144020 | Laterals | 13094 | 0.027273 | 4 | 0 | 50000 | 0 | 184.1699 | 220.8035 | 292.0912 | -49815.8301 | -49779.1965 | -49707.9088 | 0.0036834 | 0.0044161 | 0.0058418 | 0.004119
1121 | Lateral Hardening | Lateral Hardening-Fuse-92901191 | Laterals | 13462 | 0.020455 | 3 | 0 | 50000 | 0 | 183.905 | 220.4859 | 291.671 | -49816.095 | -49779.5141 | -49708.329 | 0.0036781 | 0.0044097 | 0.0058334 | 0.0041131
12073 | Lateral Hardening | Lateral Hardening-Fuse-93256608 | Laterals | 13175 | 0.020833 | 3 | 0 | 50000 | 0 | 183.905 | 220.4859 | 291.671 | -49816.095 | -49779.5141 | -49708.329 | 0.0036781 | 0.0044097 | 0.0058334 | 0.0041131
12269 | Lateral Hardening | Lateral Hardening-Fuse-93283471 | Laterals | 14025 | 0.080492 | 4 | 0 | 89482.85 | 0 | 328.0883 | 393.3489 | 520.3439 | -89154.7617 | -89089.5011 | -88962.5061 | 0.0036665 | 0.0043958 | 0.005815 | 0.0041001
9378 | Lateral Hardening | Lateral Hardening-Fuse-92200938 | Laterals | 13909 | 0.060417 | 2 | 0 | 61262.99 | 0 | 224.607 | 269.2839 | 356.2238 | -61038.383 | -60993.7061 | -60906.7662 | 0.0036663 | 0.0043955 | 0.0058147 | 0.0040999
19621 | Lateral Hardening | Lateral Hardening-Fuse-90810525 | Laterals | 13419 | 0.033523 | 1 | 10 | 50000 | 0 | 188.3194 | 216.4586 | 261.5756 | -49811.6806 | -49783.5414 | -49738.4244 | 0.0037664 | 0.0043292 | 0.0052315 | 0.0040817
15396 | Lateral Hardening | Lateral Hardening-Fuse-60341892 | Laterals | 13657 | 0.064394 | 1 | 0 | 50000 | 0 | 182.2713 | 218.5272 | 289.08 | -49817.7287 | -49781.4728 | -49710.92 | 0.0036454 | 0.0043705 | 0.0057816 | 0.0040766
12526 | Lateral Hardening | Lateral Hardening-Fuse-92940023 | Laterals | 13348 | 0.018371 | 3 |  | 50000 | 0 | 182.2161 | 218.461 | 288.9924 | -49817.7839 | -49781.539 | -49711.0076 | 0.0036443 | 0.0043692 | 0.0057798 | 0.0040753
19459 | Lateral Hardening | Lateral Hardening-Fuse-90092119 | Laterals | 14355 | 0.057386 | 5 | 0 | 153902.61 | 0 | 559.9941 | 671.3834 | 888.1436 | -153342.6159 | -153231.2266 | -153014.4664 | 0.0036386 | 0.0043624 | 0.0057708 | 0.004069
15131 | Lateral Hardening | Lateral Hardening-Fuse-91307480 | Laterals | 13222 | 0.040152 | 5 | 0 | 160176.6 | 0 | 578.4994 | 693.5697 | 917.4927 | -159598.1006 | -159483.0303 | -159259.1073 | 0.0036116 | 0.00433 | 0.005728 | 0.0040388
14337 | Lateral Hardening | Lateral Hardening-Fuse-60618552 | Laterals | 13458 | 0.00094697 | 2 | 2 | 50000 | 0 | 182.495 | 215.5108 | 277.7728 | -49817.505 | -49784.4892 | -49722.2272 | 0.0036499 | 0.0043102 | 0.0055555 | 0.0040386
17789 | Lateral Hardening | Lateral Hardening-Fuse-91028207 | Laterals | 14197 | 0.023674 | 4 |  | 80647.85 | 0 | 289.9385 | 347.6107 | 459.8388 | -80357.9115 | -80300.2393 | -80188.0112 | 0.0035951 | 0.0043102 | 0.0057018 | 0.0040203
7398 | Lateral Hardening | Lateral Hardening-Fuse-10628923 | Laterals | 13146 | 0.030303 | 2 | 0 | 50391.65 | 0 | 179.8869 | 215.6685 | 285.2984 | -50211.7631 | -50175.9815 | -50106.3516 | 0.0035698 | 0.0042798 | 0.0056616 | 0.003992
14968 | Lateral Hardening | Lateral Hardening-Fuse-60516085 | Laterals | 13123 | 0.035417 | 4 | 0 | 77996.78 | 0 | 278.3964 | 333.7727 | 441.5332 | -77718.3836 | -77663.0073 | -77555.2468 | 0.0035693 | 0.0042793 | 0.0056609 | 0.0039915
6216 | Lateral Hardening | Lateral Hardening-Fuse-93247468 | Laterals | 13031 | 0.034091 | 3 | 7 | 114808.38 | 0 | 417.3974 | 486.3347 | 618.0344 | -114390.9826 | -114322.0453 | -114190.3456 | 0.0036356 | 0.0042361 | 0.0053832 | 0.0039905
11242 | Lateral Hardening | Lateral Hardening-Fuse-92338559 | Laterals | 13435 | 0.005303 | 3 | 0 | 77791.2 | 0 | 276.904 | 331.9834 | 439.1662 | -77514.296 | -77459.2166 | -77352.0338 | 0.0035596 | 0.0042676 | 0.0056454 | 0.0039806
16753 | Lateral Hardening | Lateral Hardening-Fuse-92640774 | Laterals | 13029 | 0.041667 | 3 | 0 | 51844.73 | 0 | 184.5055 | 221.2058 | 292.6234 | -51660.2245 | -51623.5242 | -51552.1066 | 0.0035588 | 0.0042667 | 0.0056442 | 0.0039797
1509 | Lateral Hardening | Lateral Hardening-Fuse-60311619 | Laterals | 13297 | 0.014583 | 3 | 0 | 74757.28 | 0 | 265.905 | 318.7966 | 421.722 | -74491.375 | -74438.4834 | -74335.558 | 0.0035569 | 0.0042644 | 0.0056412 | 0.0039776
14137 | Lateral Hardening | Lateral Hardening-Fuse-92880771 | Laterals | 13036 | 0.029545 | 4 | 0 | 81560.8 | 0 | 289.9385 | 347.6107 | 459.8388 | -81270.8615 | -81213.1893 | -81100.9612 | 0.0035549 | 0.004262 | 0.005638 | 0.0039753
2159 | Lateral Hardening | Lateral Hardening-Fuse-91649554 | Laterals | 13695 | 0.016098 | 1 | 2 | 50000 | 0 | 182.9989 | 209.7612 | 256.0292 | -49817.0011 | -49790.2388 | -49743.9708 | 0.00366 | 0.0041952 | 0.0051206 | 0.0039666
7259 | Lateral Hardening | Lateral Hardening-Fuse-90291029 | Laterals | 13679 | 0.038447 | 1 | 0 | 50000 | 0 | 176.9065 | 212.0952 | 280.5714 | -49823.0935 | -49787.9048 | -49719.4286 | 0.0035381 | 0.0042419 | 0.0056114 | 0.0039566
5325 | Lateral Hardening | Lateral Hardening-Fuse-10761256 | Laterals | 13432 | 0.044508 | 2 | 5 | 63362.15 | 0 | 229.6447 | 266.0004 | 331.0973 | -63132.5053 | -63096.1496 | -63031.0527 | 0.0036243 | 0.0041981 | 0.0052255 | 0.0039566
1131 | Lateral Hardening | Lateral Hardening-Fuse-90202609 | Laterals | 13325 | 0.032955 | 4 | 0 | 82090.9 | 0 | 289.9385 | 347.6107 | 459.8388 | -81800.9615 | -81743.2893 | -81631.0612 | 0.0035319 | 0.0042345 | 0.0056016 | 0.0039496
15407 | Lateral Hardening | Lateral Hardening-Fuse-91852831 | Laterals | 13224 | 0.067992 | 3 | 0 | 87539.15 | 0 | 309.0467 | 370.5198 | 490.1442 | -87230.1033 | -87168.6302 | -87049.0058 | 0.0035304 | 0.0042326 | 0.0055991 | 0.0039479
1069 | Lateral Hardening | Lateral Hardening-Fuse-60163616 | Laterals | 13471 | 0.02822 | 4 | 0 | 149367.31 | 0 | 525.7409 | 630.317 | 833.8185 | -148841.5691 | -148736.993 | -148533.4915 | 0.0035198 | 0.0042199 | 0.0055823 | 0.0039361
5159 | Lateral Hardening | Lateral Hardening-Fuse-10274822 | Laterals | 14274 | 0.057008 | 4 | 2 | 57049.67 | 0 | 201.8293 | 239.6915 | 310.8319 | -56847.8407 | -56809.9785 | -56738.8381 | 0.0035378 | 0.0042015 | 0.0054484 | 0.0039279
1618 | Lateral Hardening | Lateral Hardening-Fuse-92702200 | Laterals | 13299 | 0.0625 | 4 | 7 | 112730.7 | 0 | 403.4763 | 470.6762 | 592.3812 | -112327.2237 | -112260.0238 | -112138.3188 | 0.0035791 | 0.0041752 | 0.0052548 | 0.0039255
14892 | Lateral Hardening | Lateral Hardening-Fuse-60175285 | Laterals | 13011 | 0.041288 | 1 |  | 50000 | 0 | 175.3831 | 210.2689 | 278.1554 | -49824.6169 | -49789.7311 | -49721.8446 | 0.0035077 | 0.0042054 | 0.0055631 | 0.0039225
7240 | Lateral Hardening | Lateral Hardening-Fuse-93025622 | Laterals | 13864 | 0.038258 | 4 | 0 | 155405.13 | 0 | 545.019 | 653.4296 | 864.3932 | -154860.111 | -154751.7004 | -154540.7368 | 0.0035071 | 0.0042047 | 0.0055622 | 0.0039219
7689 | Lateral Hardening | Lateral Hardening-Fuse-91859578 | Laterals | 13348 | 0.046591 | 4 | 0 | 79734.33 | 0 | 278.3964 | 333.7727 | 441.5332 | -79455.9336 | -79400.5573 | -79292.7968 | 0.0034916 | 0.0041861 | 0.0055376 | 0.0039045
16385 | Lateral Hardening | Lateral Hardening-Fuse-60075640 | Laterals | 13077 | 0.011932 | 3 | 0 | 74344.98 | 0 | 258.9683 | 310.4801 | 410.7204 | -74086.0117 | -74034.4999 | -73934.2596 | 0.0034833 | 0.0041762 | 0.0055245 | 0.0038953
3129 | Lateral Hardening | Lateral Hardening-Fuse-90101172 | Laterals | 14199 | 0.040909 | 4 | 0 | 83327.8 | 0 | 289.9385 | 347.6107 | 459.8388 | -83037.8615 | -82980.1893 | -82867.9612 | 0.0034795 | 0.0041716 | 0.0055184 | 0.003891
15931 | Lateral Hardening | Lateral Hardening-Fuse-93335952 | Laterals | 13582 | 0.030871 | 4 | 0 | 53073.37 | 0 | 184.1699 | 220.8035 | 292.0912 | -52889.2001 | -52852.5665 | -52781.2788 | 0.0034701 | 0.0041603 | 0.0055035 | 0.0038805
9628 | Lateral Hardening | Lateral Hardening-Fuse-10158428 | Laterals | 13162 | 0.017992 | 1 | 2 | 50000 | 0 | 177.3928 | 203.9566 | 249.7357 | -49822.6072 | -49796.0434 | -49750.2643 | 0.0035479 | 0.0040791 | 0.0049947 | 0.0038519
12218 | Lateral Hardening | Lateral Hardening-Fuse-60007455 | Laterals | 13076 | 0.071212 | 6 | 0 | 165006.4 | 0 | 566.7454 | 679.4776 | 898.851 | -164439.6546 | -164326.9224 | -164107.549 | 0.0034347 | 0.0041179 | 0.0054474 | 0.0038409
6616 | Lateral Hardening | Lateral Hardening-Fuse-92498923 | Laterals | 13132 | 0.049053 | 4 | 0 | 84594.15 | 0 | 289.9385 | 347.6107 | 459.8388 | -84304.2115 | -84246.5393 | -84134.3112 | 0.0034274 | 0.0041092 | 0.0054358 | 0.0038328
10894 | Lateral Hardening | Lateral Hardening-Fuse-90801771 | Laterals | 13835 | 0.036932 | 1 | 0 | 50000 | 0 | 170.0183 | 203.8369 | 269.6469 | -49829.9817 | -49796.1631 | -49730.3531 | 0.0034004 | 0.0040767 | 0.0053929 | 0.0038025
19061 | Lateral Hardening | Lateral Hardening-Fuse-90251195 | Laterals | 13292 | 0.030871 | 2 | 0 | 50000 | 0 | 169.2898 | 202.9635 | 268.4914 | -49830.7102 | -49797.0365 | -49731.5086 | 0.0033858 | 0.0040593 | 0.0053698 | 0.0037862
2892 | Lateral Hardening | Lateral Hardening-Fuse-93296475 | Laterals | 13808 | 0.017045 | 1 | 2 | 50000 | 0 | 174.5013 | 200.3603 | 243.8603 | -49825.4987 | -49799.6397 | -49756.1397 | 0.00349 | 0.0040072 | 0.0048772 | 0.0037839
2491 | Lateral Hardening | Lateral Hardening-Fuse-60189396 | Laterals | 13947 | 0.20133 | 7 | 0 | 102999.8 | 0 | 347.9321 | 417.1398 | 551.8159 | -102651.8679 | -102582.6602 | -102447.9841 | 0.003378 | 0.0040499 | 0.0053574 | 0.0037775
11435 | Lateral Hardening | Lateral Hardening-Fuse-10808185 | Laterals | 13340 | 0.029924 | 3 |  | 50000 | 0 | 168.8924 | 202.487 | 267.8612 | -49831.1076 | -49797.513 | -49732.1388 | 0.0033778 | 0.0040497 | 0.0053572 | 0.0037774
5579 | Lateral Hardening | Lateral Hardening-Fuse-93235655 | Laterals | 13696 | 0.027841 | 4 | 0 | 158262.35 | 0 | 534.0973 | 640.3354 | 847.0715 | -157728.2527 | -157622.0146 | -157415.2785 | 0.0033748 | 0.004046 | 0.0053523 | 0.0037739
7955 | Lateral Hardening | Lateral Hardening-Fuse-90676974 | Laterals | 13123 | 0.011742 | 3 | 0 | 78792.5 | 0 | 265.905 | 318.7966 | 421.722 | -78526.595 | -78473.7034 | -78370.778 | 0.0033748 | 0.004046 | 0.0053523 | 0.0037739
11794 | Lateral Hardening | Lateral Hardening-Fuse-90304278 | Laterals | 13661 | 0.019886 | 2 | 3 | 50000 | 0 | 171.598 | 200.0436 | 251.6698 | -49828.402 | -49799.9564 | -49748.3302 | 0.003432 | 0.0040009 | 0.0050334 | 0.0037628
7718 | Lateral Hardening | Lateral Hardening-Fuse-92806427 | Laterals | 13125 | 0.052083 | 4 | 0 | 85065.35 | 0 | 285.9116 | 342.7827 | 453.4522 | -84779.4384 | -84722.5673 | -84611.8978 | 0.0033611 | 0.0040296 | 0.0053306 | 0.0037586
9647 | Lateral Hardening | Lateral Hardening-Fuse-92779227 | Laterals | 13153 | 0.022348 | 3 | 0 | 75964.73 | 0 | 255.0275 | 305.7554 | 404.4703 | -75709.7025 | -75658.9746 | -75560.2597 | 0.0033572 | 0.004025 | 0.0053244 | 0.0037542
14838 | Lateral Hardening | Lateral Hardening-Fuse-60007538 | Laterals | 13076 | 0.011174 | 4 | 0 | 146716.81 | 0 | 492.5475 | 590.521 | 781.1742 | -146224.2625 | -146126.289 | -145935.6358 | 0.0033571 | 0.0040249 | 0.0053244 | 0.0037542
1234 | Lateral Hardening | Lateral Hardening-Fuse-93241899 | Laterals | 13114 | 0.035606 | 5 | 0 | 50000 | 0 | 167.5412 | 200.8671 | 265.7183 | -49832.4588 | -49799.1329 | -49734.2817 | 0.0033508 | 0.0040173 | 0.0053144 | 0.0037471
4021 | Lateral Hardening | Lateral Hardening-Fuse-60509265 | Laterals | 13579 | 0.0018939 | 2 | 1 | 50000 | 0 | 169.1198 | 199.8615 | 257.8217 | -49830.8802 | -49800.1385 | -49742.1783 | 0.0033824 | 0.0039972 | 0.0051564 | 0.0037442
15967 | Lateral Hardening | Lateral Hardening-Fuse-90890173 | Laterals | 13505 | 0.011742 | 4 |  | 57753.89 | 0 | 191.6652 | 229.7897 | 303.9786 | -57562.2248 | -57524.1003 | -57449.9114 | 0.0033187 | 0.0039788 | 0.0052633 | 0.0037112
11845 | Lateral Hardening | Lateral Hardening-Fuse-93236497 | Laterals | 13696 | 0.036742 | 3 | 0 | 78202.93 | 0 | 258.9683 | 310.4801 | 410.7204 | -77943.9617 | -77892.4499 | -77792.2096 | 0.0033115 | 0.0039702 | 0.005252 | 0.0037031
3507 | Lateral Hardening | Lateral Hardening-Fuse-60142151 | Laterals | 13213 | 0.0092803 | 2 |  | 50000 | 0 | 165.4748 | 198.3896 | 262.4409 | -49834.5252 | -49801.6104 | -49737.5591 | 0.0033095 | 0.0039678 | 0.0052488 | 0.0037009
13689 | Lateral Hardening | Lateral Hardening-Fuse-90661633 | Laterals | 14119 | 0.013826 | 3 | 0 | 50000 | 0 | 165.1392 | 197.9873 | 261.9087 | -49834.8608 | -49802.0127 | -49738.0913 | 0.0033028 | 0.0039597 | 0.0052382 | 0.0036934
6074 | Lateral Hardening | Lateral Hardening-Fuse-93113660 | Laterals | 13772 | 0.0083333 | 3 | 0 | 50000 | 0 | 165.1392 | 197.9873 | 261.9087 | -49834.8608 | -49802.0127 | -49738.0913 | 0.0033028 | 0.0039597 | 0.0052382 | 0.0036934
10984 | Lateral Hardening | Lateral Hardening-Fuse-93224132 | Laterals | 13459 | 0.036553 | 2 | 0 | 78173.48 | 0 | 258.0521 | 309.3816 | 409.2673 | -77915.4279 | -77864.0984 | -77764.2127 | 0.003301 | 0.0039576 | 0.0052354 | 0.0036914
15698 | Lateral Hardening | Lateral Hardening-Fuse-93297153 | Laterals | 13808 | 0.048295 | 3 | 4 | 99760.2 | 0 | 333.6279 | 389.702 | 495.9129 | -99426.5721 | -99370.498 | -99264.2871 | 0.0033443 | 0.0039064 | 0.004971 | 0.0036756
590 | Lateral Hardening | Lateral Hardening-Fuse-91582409 | Laterals | 13592 | 0.049432 | 4 | 0 | 50000 | 0 | 162.7548 | 195.1287 | 258.1271 | -49837.2452 | -49804.8713 | -49741.8729 | 0.0032551 | 0.0039026 | 0.0051625 | 0.0036401
13934 | Lateral Hardening | Lateral Hardening-Fuse-10199138 | Laterals | 13867 | 0.04053 | 4 | 0 | 50000 | 0 | 162.7548 | 195.1287 | 258.1271 | -49837.2452 | -49804.8713 | -49741.8729 | 0.0032551 | 0.0039026 | 0.0051625 | 0.0036401
6361 | Lateral Hardening | Lateral Hardening-Fuse-91912757 | Laterals | 13021 | 0.039583 | 4 |  | 50000 | 0 | 162.7548 | 195.1287 | 258.1271 | -49837.2452 | -49804.8713 | -49741.8729 | 0.0032551 | 0.0039026 | 0.0051625 | 0.0036401
18968 | Lateral Hardening | Lateral Hardening-Fuse-92849386 | Laterals | 13138 | 0.054356 | 4 | 0 | 50000 | 0 | 162.7548 | 195.1287 | 258.1271 | -49837.2452 | -49804.8713 | -49741.8729 | 0.0032551 | 0.0039026 | 0.0051625 | 0.0036401
2199 | Lateral Hardening | Lateral Hardening-Fuse-10452694 | Laterals | 13129 | 0.019129 | 1 | 6 | 50000 | 0 | 167.9863 | 192.6509 | 233.9033 | -49832.0137 | -49807.3491 | -49766.0967 | 0.0033597 | 0.003853 | 0.0046781 | 0.0036395
14100 | Lateral Hardening | Lateral Hardening-Fuse-92666848 | Laterals | 13962 | 0.018939 | 3 | 3 | 97829.18 | 0 | 321.026 | 378.7913 | 488.2377 | -97508.154 | -97450.3887 | -97340.9423 | 0.0032815 | 0.003872 | 0.0049907 | 0.0036296
26 | Lateral Hardening | Lateral Hardening-Fuse-91591947 | Laterals | 13485 | 0.10114 | 11 | 0 | 305684.82 | 0 | 985.5366 | 1181.5713 | 1563.0486 | -304699.2834 | -304503.2487 | -304121.7714 | 0.003224 | 0.0038653 | 0.0051133 | 0.0036053
16418 | Lateral Hardening | Lateral Hardening-Fuse-90197634 | Laterals | 13696 | 0.027083 | 3 |  | 113717.32 | 0 | 366.4026 | 439.2843 | 581.1099 | -113350.9174 | -113278.0357 | -113136.2101 | 0.003222 | 0.003863 | 0.0051101 | 0.0036031
7521 | Lateral Hardening | Lateral Hardening-Fuse-10483813 | Laterals | 14012 | 0.056818 | 1 |  | 50000 | 0 | 161.077 | 193.117 | 255.466 | -49838.923 | -49806.883 | -49744.534 | 0.0032215 | 0.0038623 | 0.0051093 | 0.0036026
2864 | Lateral Hardening | Lateral Hardening-Fuse-92529459 | Laterals | 13229 | 0.025379 | 2 | 0 | 50000 | 0 | 160.5471 | 192.4818 | 254.6257 | -49839.4529 | -49807.5182 | -49745.3743 | 0.0032109 | 0.0038496 | 0.0050925 | 0.0035907
4564 | Lateral Hardening | Lateral Hardening-Fuse-10679426 | Laterals | 13807 | 0.016667 | 2 | 4 | 50000 | 0 | 162.9484 | 190.6133 | 242.2555 | -49837.0516 | -49809.3867 | -49757.7445 | 0.003259 | 0.0038123 | 0.0048451 | 0.0035836
17014 | Lateral Hardening | Lateral Hardening-Fuse-93038131 | Laterals | 13813 | 0.015152 | 1 | 1 | 50000 | 0 | 163.7119 | 189.226 | 235.4644 | -49836.2881 | -49810.774 | -49764.5356 | 0.0032742 | 0.0037845 | 0.0047093 | 0.0035708
18966 | Lateral Hardening | Lateral Hardening-Fuse-92245655 | Laterals | 13422 | 0.021402 | 1 | 0 | 50000 | 0 | 159.2887 | 190.9731 | 252.6298 | -49840.7113 | -49809.0269 | -49747.3702 | 0.0031858 | 0.0038195 | 0.0050526 | 0.0035626
18083 | Lateral Hardening | Lateral Hardening-Fuse-10762891 | Laterals | 13815 | 0.031629 | 1 | 1 | 50000 | 0 | 165.8589 | 186.8629 | 216.663 | -49834.1411 | -49813.1371 | -49783.337 | 0.0033172 | 0.0037373 | 0.0043333 | 0.0035448
3980 | Lateral Hardening | Lateral Hardening-Fuse-90662747 | Laterals | 14218 | 0.015909 | 1 | 1 | 50000 | 0 | 165.8589 | 186.8629 | 216.663 | -49834.1411 | -49813.1371 | -49783.337 | 0.0033172 | 0.0037373 | 0.0043333 | 0.0035448
17023 | Lateral Hardening | Lateral Hardening-Fuse-92078689 | Laterals | 13786 | 0.016098 | 1 | 1 | 50000 | 0 | 165.8589 | 186.8629 | 216.663 | -49834.1411 | -49813.1371 | -49783.337 | 0.0033172 | 0.0037373 | 0.0043333 | 0.0035448
4878 | Lateral Hardening | Lateral Hardening-Fuse-92465939 | Laterals | 13785 | 0.0094697 | 1 | 1 | 50000 | 0 | 165.8589 | 186.8629 | 216.663 | -49834.1411 | -49813.1371 | -49783.337 | 0.0033172 | 0.0037373 | 0.0043333 | 0.0035448
7416 | Lateral Hardening | Lateral Hardening-Fuse-60194457 | Laterals | 13148 | 0.06572 | 1 | 1 | 50000 | 0 | 161.2863 | 186.6271 | 232.6137 | -49838.7137 | -49813.3729 | -49767.3863 | 0.0032257 | 0.0037325 | 0.0046523 | 0.0035204
10662 | Lateral Hardening | Lateral Hardening-Fuse-92900304 | Laterals | 13159 | 0.011553 | 5 | 0 | 155729.65 | 0 | 489.8055 | 587.2335 | 776.8254 | -155239.8445 | -155142.4165 | -154952.8246 | 0.0031452 | 0.0037709 | 0.0049883 | 0.0035172
7464 | Lateral Hardening | Lateral Hardening-Fuse-90651568 | Laterals | 13348 | 0.0028409 | 3 |  | 77408.35 | 0 | 241.4035 | 289.4215 | 382.8629 | -77166.9465 | -77118.9285 | -77025.4871 | 0.0031186 | 0.0037389 | 0.004946 | 0.0034874
7965 | Lateral Hardening | Lateral Hardening-Fuse-92335103 | Laterals | 13781 | 0.013636 | 5 | 0 | 151576.63 | 0 | 471.117 | 564.8276 | 747.1856 | -151105.513 | -151011.8024 | -150829.4444 | 0.0031081 | 0.0037264 | 0.0049294 | 0.0034757
19483 | Lateral Hardening | Lateral Hardening-Fuse-10477662 | Laterals | 13435 | 0.0051136 | 3 | 0 | 77761.75 | 0 | 241.4035 | 289.4215 | 382.8629 | -77520.3465 | -77472.3285 | -77378.8871 | 0.0031044 | 0.0037219 | 0.0049235 | 0.0034716
6044 | Lateral Hardening | Lateral Hardening-Fuse-10876294 | Laterals | 14023 | 0.074432 | 4 | 6 | 114231 | 0 | 360.3232 | 421.2172 | 537.9843 | -113870.6768 | -113809.7828 | -113693.0157 | 0.0031543 | 0.0036874 | 0.0047096 | 0.0034698
4886 | Lateral Hardening | Lateral Hardening-Fuse-93178463 | Laterals | 13909 | 0.03447 | 4 | 0 | 69391.49 | 0 | 214.1511 | 256.7483 | 339.6409 | -69177.3389 | -69134.7417 | -69051.8491 | 0.0030861 | 0.0037 | 0.0048946 | 0.0034511
19196 | Lateral Hardening | Lateral Hardening-Fuse-10381733 | Laterals | 13223 | 0.036553 | 5 | 0 | 159617.05 | 0 | 489.8055 | 587.2335 | 776.8254 | -159127.2445 | -159029.8165 | -158840.2246 | 0.0030686 | 0.003679 | 0.0048668 | 0.0034316
5275 | Lateral Hardening | Lateral Hardening-Fuse-10093649 | Laterals | 13043 | 0.048295 | 2 | 0 | 79999.38 | 0 | 245.4707 | 294.2977 | 389.3134 | -79753.9093 | -79705.0823 | -79610.0666 | 0.0030684 | 0.0036787 | 0.0048665 | 0.0034313
13054 | Lateral Hardening | Lateral Hardening-Fuse-60303784 | Laterals | 13468 | 0.035227 | 4 | 0 | 159410.9 | 0 | 488.3175 | 585.4495 | 774.4654 | -158922.5825 | -158825.4505 | -158636.4346 | 0.0030633 | 0.0036726 | 0.0048583 | 0.0034256
6666 | Lateral Hardening | Lateral Hardening-Fuse-92999414 | Laterals | 13293 | 0.023864 | 1 |  | 50000 | 0 | 152.3343 | 182.6354 | 241.6003 | -49847.6657 | -49817.3646 | -49758.3997 | 0.0030467 | 0.0036527 | 0.004832 | 0.003407
17604 | Lateral Hardening | Lateral Hardening-Fuse-90009140 | Laterals | 13291 | 0.062121 | 5 | 0 | 82149.23 | 0 | 250.2698 | 300.0514 | 396.9247 | -81898.9602 | -81849.1786 | -81752.3053 | 0.0030465 | 0.0036525 | 0.0048318 | 0.0034068
13070 | Lateral Hardening | Lateral Hardening-Fuse-92663427 | Laterals | 13226 | 0.032008 | 4 | 0 | 77466.68 | 0 | 235.5662 | 282.4231 | 373.605 | -77231.1138 | -77184.2569 | -77093.075 | 0.0030409 | 0.0036457 | 0.0048228 | 0.0034005
6895 | Lateral Hardening | Lateral Hardening-Fuse-92909445 | Laterals | 13227 | 0.016856 | 3 | 0 | 79587.65 | 0 | 241.4035 | 289.4215 | 382.8629 | -79346.2465 | -79298.2285 | -79204.7871 | 0.0030332 | 0.0036365 | 0.0048106 | 0.0033919
1476 | Lateral Hardening | Lateral Hardening-Fuse-90297540 | Laterals | 13007 | 0.048485 | 6 | 0 | 152518.46 | 0 | 462.5664 | 554.5762 | 733.6244 | -152055.8936 | -151963.8838 | -151784.8356 | 0.0030329 | 0.0036361 | 0.0048101 | 0.0033916
11260 | Lateral Hardening | Lateral Hardening-Fuse-10479404 | Laterals | 14012 | 0.039015 | 2 | 1 | 51624.37 | 0 | 156.4245 | 185.774 | 242.0312 | -51467.9455 | -51438.596 | -51382.3388 | 0.0030301 | 0.0035986 | 0.0046883 | 0.0033664
15865 | Lateral Hardening | Lateral Hardening-Fuse-60069150 | Laterals | 13057 | 0.0087121 | 3 | 152 | 50000 | 0 | 150.1265 | 179.9885 | 238.0988 | -49849.8735 | -49820.0115 | -49761.9012 | 0.0030025 | 0.0035998 | 0.004762 | 0.0033576
14955 | Lateral Hardening | Lateral Hardening-Fuse-10397069 | Laterals | 13591 | 0.062689 | 4 | 11 | 128466.44 | 0 | 394.0978 | 458.2987 | 570.8415 | -128072.3422 | -128008.1413 | -127895.5985 | 0.0030677 | 0.0035675 | 0.0044435 | 0.0033552
3742 | Lateral Hardening | Lateral Hardening-Fuse-92858469 | Laterals | 13117 | 0.017045 | 3 | 0 | 79617.1 | 0 | 238.7719 | 286.2664 | 378.6891 | -79378.3281 | -79330.8336 | -79238.4109 | 0.002999 | 0.0035955 | 0.0047564 | 0.0033537
19640 | Lateral Hardening | Lateral Hardening-Fuse-10595529 | Laterals | 13698 | 0.052462 | 1 | 0 | 50000 | 0 | 148.8902 | 178.5062 | 236.138 | -49851.1098 | -49821.4938 | -49763.862 | 0.0029778 | 0.0035701 | 0.0047228 | 0.00333
6885 | Lateral Hardening | Lateral Hardening-Fuse-10141640 | Laterals | 13122 | 0.0024621 | 2 | 0 | 50000 | 0 | 148.7842 | 178.3792 | 235.9699 | -49851.2158 | -49821.6208 | -49764.0301 | 0.0029757 | 0.0035676 | 0.0047194 | 0.0033276
5396 | Lateral Hardening | Lateral Hardening-Fuse-10141642 | Laterals | 13122 | 0.0013258 | 2 | 0 | 50000 | 0 | 148.7842 | 178.3792 | 235.9699 | -49851.2158 | -49821.6208 | -49764.0301 | 0.0029757 | 0.0035676 | 0.0047194 | 0.0033276
14839 | Lateral Hardening | Lateral Hardening-Fuse-60304587 | Laterals | 13687 | 0.00094697 | 2 |  | 50000 | 0 | 148.7842 | 178.3792 | 235.9699 | -49851.2158 | -49821.6208 | -49764.0301 | 0.0029757 | 0.0035676 | 0.0047194 | 0.0033276
6706 | Lateral Hardening | Lateral Hardening-Fuse-90288942 | Laterals | 13007 | 0.027273 | 2 | 0 | 50000 | 0 | 148.7842 | 178.3792 | 235.9699 | -49851.2158 | -49821.6208 | -49764.0301 | 0.0029757 | 0.0035676 | 0.0047194 | 0.0033276
18468 | Lateral Hardening | Lateral Hardening-Fuse-91898203 | Laterals | 14275 | 0.007197 | 1 | 11 | 50000 | 0 | 153.4975 | 176.5828 | 213.0323 | -49846.5025 | -49823.4172 | -49786.9677 | 0.00307 | 0.0035317 | 0.0042606 | 0.0033275
19399 | Lateral Hardening | Lateral Hardening-Fuse-60581683 | Laterals | 13679 | 0.0020833 | 2 | 3 | 56415.07 | 0 | 170.0051 | 198.8035 | 255.3649 | -56245.0649 | -56216.2665 | -56159.7051 | 0.0030135 | 0.0035239 | 0.0045265 | 0.0033179
16256 | Lateral Hardening | Lateral Hardening-Fuse-60191260 | Laterals | 13723 | 0.029735 | 2 | 0 | 61291.45 | 0 | 181.4023 | 217.4854 | 287.7018 | -61110.0477 | -61073.9646 | -61003.7482 | 0.0029597 | 0.0035484 | 0.004694 | 0.0033097
16621 | Lateral Hardening | Lateral Hardening-Fuse-91861517 | Laterals | 13231 | 0.012689 | 4 | 0 | 78939.75 | 0 | 233.3456 | 279.7607 | 370.0831 | -78706.4044 | -78659.9893 | -78569.6669 | 0.002956 | 0.003544 | 0.0046882 | 0.0033056
16717 | Lateral Hardening | Lateral Hardening-Fuse-60035108 | Laterals | 13007 | 0.33958 | 8 | 1 | 52803.85 | 0 | 157.0056 | 186.391 | 243.2601 | -52646.8444 | -52617.459 | -52560.5899 | 0.0029734 | 0.0035299 | 0.0046069 | 0.0033037
5983 | Lateral Hardening | Lateral Hardening-Fuse-60088410 | Laterals | 13073 | 0.0018939 | 2 | 4 | 60329.33 | 0 | 180.9428 | 211.5609 | 269.1766 | -60148.3872 | -60117.7691 | -60060.1534 | 0.0029993 | 0.0035068 | 0.0044618 | 0.0032978
789 | Lateral Hardening | Lateral Hardening-Fuse-92557749 | Laterals | 13879 | 0.049242 | 2 | 0 | 80146.63 | 0 | 235.5662 | 282.4231 | 373.605 | -79911.0638 | -79864.2069 | -79773.025 | 0.0029392 | 0.0035238 | 0.0046615 | 0.0032868
11624 | Lateral Hardening | Lateral Hardening-Fuse-91622202 | Laterals | 14274 | 0.025947 | 3 | 2 | 54468.31 | 0 | 161.0096 | 191.0482 | 247.2041 | -54307.3004 | -54277.2618 | -54221.1059 | 0.002956 | 0.0035075 | 0.0045385 | 0.0032797
17471 | Lateral Hardening | Lateral Hardening-Fuse-91671341 | Laterals | 13069 | 0.045455 | 3 | 0 | 50000 | 0 | 146.3734 | 175.4888 | 232.1463 | -49853.6266 | -49824.5112 | -49767.8537 | 0.0029275 | 0.0035098 | 0.0046429 | 0.0032737
12417 | Lateral Hardening | Lateral Hardening-Fuse-92445684 | Laterals | 13964 | 0.00625 | 3 |  | 50000 | 0 | 146.3734 | 175.4888 | 232.1463 | -49853.6266 | -49824.5112 | -49767.8537 | 0.0029275 | 0.0035098 | 0.0046429 | 0.0032737
2152 | Lateral Hardening | Lateral Hardening-Fuse-93428188 | Laterals | 13180 | 0.0081439 | 3 | 0 | 50000 | 0 | 146.3734 | 175.4888 | 232.1463 | -49853.6266 | -49824.5112 | -49767.8537 | 0.0029275 | 0.0035098 | 0.0046429 | 0.0032737
10182 | Lateral Hardening | Lateral Hardening-Fuse-91032852 | Laterals | 13146 | 0.046402 | 3 | 2 | 100111.48 | 0 | 295.1843 | 350.2551 | 453.2075 | -99816.2957 | -99761.2249 | -99658.2725 | 0.0029486 | 0.0034987 | 0.004527 | 0.0032714
17532 | Lateral Hardening | Lateral Hardening-Fuse-93239532 | Laterals | 13114 | 0.023485 | 1 | 2 | 50000 | 0 | 150.5486 | 172.7768 | 210.5259 | -49849.4514 | -49827.2232 | -49789.4741 | 0.003011 | 0.0034555 | 0.0042105 | 0.0032643
409 | Lateral Hardening | Lateral Hardening-Fuse-91838277 | Laterals | 13104 | 0.0375 | 4 | 0 | 78320.73 | 0 | 226.3467 | 271.3697 | 358.983 | -78094.3833 | -78049.3603 | -77961.747 | 0.00289 | 0.0034649 | 0.0045835 | 0.0032318
18044 | Lateral Hardening | Lateral Hardening-Fuse-10588817 | Laterals | 13471 | 0.018182 | 2 |  | 79793.8 | 0 | 228.8988 | 274.4295 | 363.0306 | -79564.9012 | -79519.3705 | -79430.7694 | 0.0028686 | 0.0034392 | 0.0045496 | 0.0032079
5794 | Lateral Hardening | Lateral Hardening-Fuse-93118730 | Laterals | 13324 | 0.042235 | 2 | 0 | 79056.98 | 0 | 224.8587 | 269.5857 | 356.623 | -78832.1213 | -78787.3943 | -78700.357 | 0.0028443 | 0.00341 | 0.004511 | 0.0031807
14372 | Lateral Hardening | Lateral Hardening-Fuse-90961625 | Laterals | 13431 | 0.097917 | 4 | 0 | 160204.91 | 0 | 454.0003 | 544.3063 | 720.0388 | -159750.9097 | -159660.6037 | -159484.8712 | 0.0028339 | 0.0033976 | 0.0044945 | 0.003169
6820 | Lateral Hardening | Lateral Hardening-Fuse-93122044 | Laterals | 13458 | 0.05322 | 2 | 0 | 50000 | 0 | 141.661 | 169.839 | 224.6725 | -49858.339 | -49830.161 | -49775.3275 | 0.0028332 | 0.0033968 | 0.0044934 | 0.0031683
3954 | Lateral Hardening | Lateral Hardening-Fuse-92530329 | Laterals | 14114 | 0.0375 | 3 |  | 50000 | 0 | 141.5826 | 169.745 | 224.5482 | -49858.4174 | -49830.255 | -49775.4518 | 0.0028317 | 0.0033949 | 0.004491 | 0.0031666
6107 | Lateral Hardening | Lateral Hardening-Fuse-91905368 | Laterals | 13461 | 0.047348 | 3 | 0 | 55738.25 | 0 | 157.6108 | 188.9614 | 249.9687 | -55580.6392 | -55549.2886 | -55488.2813 | 0.0028277 | 0.0033902 | 0.0044847 | 0.0031621
5136 | Lateral Hardening | Lateral Hardening-Fuse-10629061 | Laterals | 13787 | 0.11837 | 5 | 2 | 172339.45 | 0 | 489.9133 | 582.2773 | 759.8947 | -171849.5367 | -171757.1727 | -171579.5553 | 0.0028427 | 0.0033787 | 0.0044093 | 0.0031602
5072 | Lateral Hardening | Lateral Hardening-Fuse-92885414 | Laterals | 13710 | 0.005303 | 3 | 0 | 73314.23 | 0 | 206.424 | 247.4841 | 327.3859 | -73107.806 | -73066.7459 | -72986.8441 | 0.0028156 | 0.0033757 | 0.0044655 | 0.0031486
11577 | Lateral Hardening | Lateral Hardening-Fuse-10095403 | Laterals | 13786 | 0.032955 | 1 | 0 | 50000 | 0 | 140.4125 | 168.3422 | 222.6924 | -49859.5875 | -49831.6578 | -49777.3076 | 0.0028082 | 0.0033668 | 0.0044538 | 0.0031404
8645 | Lateral Hardening | Lateral Hardening-Fuse-91506169 | Laterals | 13126 | 0.084848 | 3 | 1 | 50000 | 0 | 140.637 | 166.9922 | 217.883 | -49859.363 | -49833.0078 | -49782.117 | 0.0028127 | 0.0033398 | 0.0043577 | 0.0031254
6787 | Lateral Hardening | Lateral Hardening-Fuse-92702071 | Laterals | 13299 | 0.044697 | 3 | 2 | 56026.57 | 0 | 158.0588 | 186.8214 | 241.4313 | -55868.5112 | -55839.7486 | -55785.1387 | 0.0028211 | 0.0033345 | 0.0043092 | 0.003124
13398 | Lateral Hardening | Lateral Hardening-Fuse-92147535 | Laterals | 13167 | 0.10114 | 8 | 0 | 233195.19 | 0 | 651.0193 | 780.5147 | 1032.5085 | -232544.1707 | -232414.6753 | -232162.6815 | 0.0027917 | 0.003347 | 0.0044277 | 0.0031219
2729 | Lateral Hardening | Lateral Hardening-Fuse-92771231 | Laterals | 13019 | 0.056439 | 4 | 0 | 81265.73 | 0 | 226.3467 | 271.3697 | 358.983 | -81039.3833 | -80994.3603 | -80906.747 | 0.0027853 | 0.0033393 | 0.0044174 | 0.0031147
3893 | Lateral Hardening | Lateral Hardening-Fuse-60328654 | Laterals | 13229 | 0.00056818 | 2 | 2 | 50000 | 0 | 137.0018 | 160.0633 | 203.6926 | -49862.9982 | -49839.9367 | -49796.3074 | 0.00274 | 0.0032013 | 0.0040739 | 0.0030118
628 | Lateral Hardening | Lateral Hardening-Fuse-91805140 | Laterals | 13329 | 0.019129 | 3 | 0 | 75464.08 | 0 | 202.6708 | 242.9844 | 321.4334 | -75261.4092 | -75221.0956 | -75142.6466 | 0.0026857 | 0.0032199 | 0.0042594 | 0.0030033
17379 | Lateral Hardening | Lateral Hardening-Fuse-92015605 | Laterals | 13772 | 0.020644 | 2 | 3 | 50000 | 0 | 136.3351 | 159.5186 | 204.6671 | -49863.6649 | -49840.4814 | -49795.3329 | 0.0027267 | 0.0031904 | 0.0040933 | 0.0030025
3273 | Lateral Hardening | Lateral Hardening-Fuse-60318141 | Laterals | 13922 | 0.010417 | 1 | 1 | 50000 | 0 | 137.0858 | 158.6244 | 197.7108 | -49862.9142 | -49841.3756 | -49802.2892 | 0.0027417 | 0.0031725 | 0.0039542 | 0.0029922
1431 | Lateral Hardening | Lateral Hardening-Fuse-60647656 | Laterals | 13071 | 0.0054924 | 2 | 1 | 50000 | 0 | 134.4948 | 159.7451 | 208.0271 | -49865.5052 | -49840.2549 | -49791.9729 | 0.0026899 | 0.0031949 | 0.0041605 | 0.0029885
4476 | Lateral Hardening | Lateral Hardening-Fuse-90872927 | Laterals | 13835 | 0.049432 | 4 | 0 | 80176.08 | 0 | 214.1511 | 256.7483 | 339.6409 | -79961.9289 | -79919.3317 | -79836.4391 | 0.002671 | 0.0032023 | 0.0042362 | 0.0029869
4327 | Lateral Hardening | Lateral Hardening-Fuse-10645533 | Laterals | 13148 | 0.036932 | 2 |  | 50000 | 0 | 133.5243 | 160.0839 | 211.7679 | -49866.4757 | -49839.9161 | -49788.2321 | 0.0026705 | 0.0032017 | 0.0042354 | 0.0029863
4311 | Lateral Hardening | Lateral Hardening-Fuse-90291829 | Laterals | 13007 | 0.074621 | 2 | 0 | 50000 | 0 | 132.9945 | 159.4486 | 210.9275 | -49867.0055 | -49840.5514 | -49789.0725 | 0.0026599 | 0.003189 | 0.0042186 | 0.0029745
18709 | Lateral Hardening | Lateral Hardening-Fuse-93169121 | Laterals | 13458 | 0.070455 | 4 | 0 | 87922 | 0 | 233.6136 | 280.0821 | 370.5082 | -87688.3864 | -87641.9179 | -87551.4918 | 0.0026571 | 0.0031856 | 0.0042141 | 0.0029713
1791 | Lateral Hardening | Lateral Hardening-Fuse-60037437 | Laterals | 13333 | 0.0015152 | 2 | 2 | 50000 | 0 | 133.2212 | 155.6544 | 198.1694 | -49866.7788 | -49844.3456 | -49801.8306 | 0.0026644 | 0.0031131 | 0.0039634 | 0.0029289
13441 | Lateral Hardening | Lateral Hardening-Fuse-10909494 | Laterals | 14091 | 0.042235 | 3 | 0 | 50000 | 0 | 130.8971 | 156.9341 | 207.6011 | -49869.1029 | -49843.0659 | -49792.3989 | 0.0026179 | 0.0031387 | 0.004152 | 0.0029276
7584 | Lateral Hardening | Lateral Hardening-Fuse-92631769 | Laterals | 13303 | 0.075379 | 2 | 1 | 50000 | 0 | 133.2819 | 155.0641 | 196.84 | -49866.7181 | -49844.9359 | -49803.16 | 0.0026656 | 0.0031013 | 0.0039368 | 0.0029234
956 | Lateral Hardening | Lateral Hardening-Fuse-91196146 | Laterals | 13228 | 0.033333 | 1 | 0 | 50000 | 0 | 130.3452 | 156.2723 | 206.7258 | -49869.6548 | -49843.7277 | -49793.2742 | 0.0026069 | 0.0031254 | 0.0041345 | 0.0029152
6397 | Lateral Hardening | Lateral Hardening-Fuse-60123872 | Laterals | 13224 | 0.043561 | 3 | 0 | 79263.13 | 0 | 206.424 | 247.4841 | 327.3859 | -79056.706 | -79015.6459 | -78935.7441 | 0.0026043 | 0.0031223 | 0.0041304 | 0.0029123
18267 | Lateral Hardening | Lateral Hardening-Fuse-93032185 | Laterals | 13709 | 0.013068 | 1 |  | 50000 | 0 | 130.0802 | 155.9547 | 206.3056 | -49869.9198 | -49844.0453 | -49793.6944 | 0.0026016 | 0.0031191 | 0.0041261 | 0.0029093
4877 | Lateral Hardening | Lateral Hardening-Fuse-92182020 | Laterals | 13044 | 0.026894 | 6 | 0 | 149161.16 | 0 | 387.8812 | 465.0353 | 615.1747 | -148773.2788 | -148696.1247 | -148545.9853 | 0.0026004 | 0.0031177 | 0.0041242 | 0.002908
532 | Lateral Hardening | Lateral Hardening-Fuse-92820834 | Laterals | 13391 | 0.015909 | 1 | 1 | 50000 | 0 | 133.1686 | 153.9226 | 191.5345 | -49866.8314 | -49846.0774 | -49808.4655 | 0.0026634 | 0.0030785 | 0.0038307 | 0.0029046
9797 | Lateral Hardening | Lateral Hardening-Fuse-60177381 | Laterals | 13030 | 0.0015152 | 2 | 0 | 50000 | 0 | 129.7093 | 155.51 | 205.7174 | -49870.2907 | -49844.49 | -49794.2826 | 0.0025942 | 0.0031102 | 0.0041143 | 0.002901
12631 | Lateral Hardening | Lateral Hardening-Fuse-93113666 | Laterals | 13772 | 0.01553 | 3 | 1 | 74904.53 | 0 | 195.0696 | 231.7492 | 301.4778 | -74709.4604 | -74672.7808 | -74603.0522 | 0.0026042 | 0.0030939 | 0.0040248 | 0.0028932
6876 | Lateral Hardening | Lateral Hardening-Fuse-92849626 | Laterals | 13224 | 0.027273 | 2 | 0 | 81207.4 | 0 | 209.8239 | 251.5603 | 332.7781 | -80997.5761 | -80955.8397 | -80874.6219 | 0.0025838 | 0.0030978 | 0.0040979 | 0.0028894
4663 | Lateral Hardening | Lateral Hardening-Fuse-91190127 | Laterals | 13190 | 0.037121 | 4 | 0 | 82738.8 | 0 | 213.6389 | 256.1342 | 338.8286 | -82525.1611 | -82482.6658 | -82399.9714 | 0.0025821 | 0.0030957 | 0.0040952 | 0.0028875
12678 | Lateral Hardening | Lateral Hardening-Fuse-60134271 | Laterals | 13772 | 0.048295 | 2 | 1 | 50000 | 0 | 131.0578 | 152.7205 | 193.944 | -49868.9422 | -49847.2795 | -49806.056 | 0.0026212 | 0.0030544 | 0.0038789 | 0.0028769
1190 | Lateral Hardening | Lateral Hardening-Fuse-92312848 | Laterals | 13118 | 0.025568 | 2 | 0 | 50000 | 0 | 128.4907 | 154.049 | 203.7846 | -49871.5093 | -49845.951 | -49796.2154 | 0.0025698 | 0.003081 | 0.0040757 | 0.0028738
5645 | Lateral Hardening | Lateral Hardening-Fuse-91791222 | Laterals | 13817 | 0.012879 | 3 | 0 | 74492.23 | 0 | 191.4113 | 229.4853 | 303.576 | -74300.8187 | -74262.7447 | -74188.654 | 0.0025695 | 0.0030807 | 0.0040753 | 0.0028735
5589 | Lateral Hardening | Lateral Hardening-Fuse-60485445 | Laterals | 13341 | 0.051326 | 4 |  | 80470.58 | 0 | 205.5851 | 246.4783 | 326.0553 | -80264.9949 | -80224.1017 | -80144.5247 | 0.0025548 | 0.003063 | 0.0040519 | 0.0028569
17924 | Lateral Hardening | Lateral Hardening-Fuse-10681841 | Laterals | 13214 | 0.030871 | 3 | 0 | 50000 | 0 | 127.6076 | 152.9902 | 202.384 | -49872.3924 | -49847.0098 | -49797.616 | 0.0025522 | 0.0030598 | 0.0040477 | 0.002854
4674 | Lateral Hardening | Lateral Hardening-Fuse-10802848 | Laterals | 13133 | 0.014773 | 3 |  | 50000 | 0 | 127.6076 | 152.9902 | 202.384 | -49872.3924 | -49847.0098 | -49797.616 | 0.0025522 | 0.0030598 | 0.0040477 | 0.002854
1654 | Lateral Hardening | Lateral Hardening-Fuse-90101189 | Laterals | 13547 | 0.0089015 | 3 | 0 | 50000 | 0 | 127.6076 | 152.9902 | 202.384 | -49872.3924 | -49847.0098 | -49797.616 | 0.0025522 | 0.0030598 | 0.0040477 | 0.002854
10273 | Lateral Hardening | Lateral Hardening-Fuse-90140731 | Laterals | 13712 | 0.021591 | 3 | 0 | 50000 | 0 | 127.6076 | 152.9902 | 202.384 | -49872.3924 | -49847.0098 | -49797.616 | 0.0025522 | 0.0030598 | 0.0040477 | 0.002854
10434 | Lateral Hardening | Lateral Hardening-Fuse-91022566 | Laterals | 13068 | 0.0085227 | 3 | 0 | 50000 | 0 | 127.6076 | 152.9902 | 202.384 | -49872.3924 | -49847.0098 | -49797.616 | 0.0025522 | 0.0030598 | 0.0040477 | 0.002854
8934 | Lateral Hardening | Lateral Hardening-Fuse-92314544 | Laterals | 13172 | 0.0075758 | 3 | 0 | 50000 | 0 | 127.6076 | 152.9902 | 202.384 | -49872.3924 | -49847.0098 | -49797.616 | 0.0025522 | 0.0030598 | 0.0040477 | 0.002854
8028 | Lateral Hardening | Lateral Hardening-Fuse-91474399 | Laterals | 14306 | 0.024242 | 2 | 4 | 58256.65 | 0 | 149.7458 | 175.0849 | 222.7669 | -58106.9042 | -58081.5651 | -58033.8831 | 0.0025704 | 0.0030054 | 0.0038239 | 0.0028263
478 | Lateral Hardening | Lateral Hardening-Fuse-90010306 | Laterals | 13461 | 0.010417 | 1 | 1 | 50000 | 0 | 129.2328 | 149.5655 | 186.3976 | -49870.7672 | -49850.4345 | -49813.6024 | 0.0025847 | 0.0029913 | 0.003728 | 0.002821
7699 | Lateral Hardening | Lateral Hardening-Fuse-92154256 | Laterals | 13167 | 0.032197 | 1 | 0 | 50000 | 0 | 125.9738 | 151.0315 | 199.7929 | -49874.0262 | -49848.9685 | -49800.2071 | 0.0025195 | 0.0030206 | 0.0039959 | 0.0028175
15156 | Lateral Hardening | Lateral Hardening-Fuse-60461226 | Laterals | 13461 | 0.0013258 | 2 | 6 | 63703.43 | 0 | 164.1836 | 189.8756 | 236.1261 | -63539.2464 | -63513.5544 | -63467.3039 | 0.0025773 | 0.0029806 | 0.0037066 | 0.0028112
18129 | Lateral Hardening | Lateral Hardening-Fuse-93287348 | Laterals | 13786 | 0.019508 | 1 |  | 50000 | 0 | 124.9141 | 149.761 | 198.1122 | -49875.0859 | -49850.239 | -49801.8878 | 0.0024983 | 0.0029952 | 0.0039622 | 0.0027938
1219 | Lateral Hardening | Lateral Hardening-Fuse-90758946 | Laterals | 13943 | 0.054167 | 5 | 0 | 80912.33 | 0 | 202.141 | 242.3492 | 320.593 | -80710.189 | -80669.9808 | -80591.737 | 0.0024983 | 0.0029952 | 0.0039622 | 0.0027937
16126 | Lateral Hardening | Lateral Hardening-Fuse-90455975 | Laterals | 13443 | 0.026515 | 4 | 0 | 50000 | 0 | 124.8479 | 149.6816 | 198.0072 | -49875.1521 | -49850.3184 | -49801.9928 | 0.002497 | 0.0029936 | 0.0039601 | 0.0027923
19674 | Lateral Hardening | Lateral Hardening-Fuse-93443250 | Laterals | 13148 | 0.0094697 | 1 | 1 | 50000 | 0 | 127.06 | 146.8619 | 182.7485 | -49872.94 | -49853.1381 | -49817.2515 | 0.0025412 | 0.0029372 | 0.003655 | 0.0027714
18609 | Lateral Hardening | Lateral Hardening-Fuse-92416676 | Laterals | 13577 | 0.013447 | 3 |  | 74580.58 | 0 | 183.905 | 220.4859 | 291.671 | -74396.675 | -74360.0941 | -74288.909 | 0.0024659 | 0.0029563 | 0.0039108 | 0.0027575
14823 | Lateral Hardening | Lateral Hardening-Fuse-91115297 | Laterals | 13292 | 0.019886 | 1 | 2 | 50000 | 0 | 126.9744 | 145.839 | 177.9371 | -49873.0256 | -49854.161 | -49822.0629 | 0.0025395 | 0.0029168 | 0.0035587 | 0.0027546
19198 | Lateral Hardening | Lateral Hardening-Fuse-10136403 | Laterals | 13119 | 0.041667 | 4 | 0 | 155935.23 | 0 | 381.2154 | 457.0437 | 604.6029 | -155554.0146 | -155478.1863 | -155330.6271 | 0.0024447 | 0.002931 | 0.0038773 | 0.0027338
2410 | Lateral Hardening | Lateral Hardening-Fuse-92701761 | Laterals | 13298 | 0.035417 | 2 | 1 | 82473.75 | 0 | 202.3422 | 240.3068 | 312.7496 | -82271.4078 | -82233.4432 | -82161.0004 | 0.0024534 | 0.0029137 | 0.0037921 | 0.0027254
6022 | Lateral Hardening | Lateral Hardening-Fuse-93271393 | Laterals | 13080 | 0.037879 | 6 | 0 | 150869.26 | 0 | 366.1984 | 439.0395 | 580.786 | -150503.0616 | -150430.2205 | -150288.474 | 0.0024273 | 0.0029101 | 0.0038496 | 0.0027143
15253 | Lateral Hardening | Lateral Hardening-Fuse-91998945 | Laterals | 14031 | 0.088068 | 3 | 1 | 51262.35 | 0 | 125.0984 | 148.2481 | 191.6866 | -51137.2516 | -51114.1019 | -51070.6634 | 0.0024404 | 0.0028919 | 0.0037393 | 0.0027057
12680 | Lateral Hardening | Lateral Hardening-Fuse-10338454 | Laterals | 13892 | 0.041288 | 3 | 0 | 50000 | 0 | 120.2116 | 144.1231 | 190.6541 | -49879.7884 | -49855.8769 | -49809.3459 | 0.0024042 | 0.0028825 | 0.0038131 | 0.0026886
16137 | Lateral Hardening | Lateral Hardening-Fuse-92877170 | Laterals | 13460 | 0.0081439 | 1 | 1 | 50000 | 0 | 123.0894 | 142.2725 | 177.0376 | -49876.9106 | -49857.7275 | -49822.9624 | 0.0024618 | 0.0028455 | 0.0035408 | 0.0026848
6160 | Lateral Hardening | Lateral Hardening-Fuse-93226884 | Laterals | 13459 | 0.014015 | 1 |  | 50000 | 0 | 119.748 | 143.5673 | 189.9188 | -49880.252 | -49856.4327 | -49810.0812 | 0.002395 | 0.0028713 | 0.0037984 | 0.0026782
4694 | Lateral Hardening | Lateral Hardening-Fuse-93294106 | Laterals | 13808 | 0.015152 | 1 |  | 50000 | 0 | 118.6883 | 142.2968 | 188.2381 | -49881.3117 | -49857.7032 | -49811.7619 | 0.0023738 | 0.0028459 | 0.0037648 | 0.0026545
3856 | Lateral Hardening | Lateral Hardening-Fuse-10391652 | Laterals | 13546 | 0.060038 | 6 | 0 | 154314.91 | 0 | 366.1984 | 439.0395 | 580.786 | -153948.7116 | -153875.8705 | -153734.124 | 0.0023731 | 0.0028451 | 0.0037636 | 0.0026537
12603 | Lateral Hardening | Lateral Hardening-Fuse-60256976 | Laterals | 13211 | 0.059091 | 4 | 0 | 50000 | 0 | 118.4454 | 142.0056 | 187.853 | -49881.5546 | -49857.9944 | -49812.147 | 0.0023689 | 0.0028401 | 0.0037571 | 0.0026491
5954 | Lateral Hardening | Lateral Hardening-Fuse-91303659 | Laterals | 13162 | 0.00625 | 3 | 0 | 77938.45 | 0 | 184.5055 | 221.2058 | 292.6234 | -77753.9445 | -77717.2442 | -77645.8266 | 0.0023673 | 0.0028382 | 0.0037545 | 0.0026473
12862 | Lateral Hardening | Lateral Hardening-Fuse-90696764 | Laterals | 13177 | 0.016098 | 2 | 2 | 50000 | 0 | 120.1944 | 140.2932 | 178.662 | -49879.8056 | -49859.7068 | -49821.338 | 0.0024039 | 0.0028059 | 0.0035732 | 0.0026414
6653 | Lateral Hardening | Lateral Hardening-Fuse-92495995 | Laterals | 13003 | 0.057576 | 4 | 0 | 94906.19 | 0 | 223.1454 | 267.5317 | 353.9059 | -94683.0446 | -94638.6583 | -94552.2841 | 0.0023512 | 0.0028189 | 0.003729 | 0.0026293
3442 | Lateral Hardening | Lateral Hardening-Fuse-10897234 | Laterals | 14050 | 0.036553 | 1 | 1 | 50000 | 0 | 120.365 | 139.2988 | 173.6114 | -49879.635 | -49860.7012 | -49826.3886 | 0.0024073 | 0.002786 | 0.0034722 | 0.0026274
2551 | Lateral Hardening | Lateral Hardening-Fuse-92528120 | Laterals | 13722 | 0.013258 | 4 | 0 | 155994.7 | 0 | 366.2381 | 439.0872 | 580.849 | -155628.4619 | -155555.6128 | -155413.851 | 0.0023478 | 0.0028148 | 0.0037235 | 0.0026254
4681 | Lateral Hardening | Lateral Hardening-Fuse-90124224 | Laterals | 13100 | 0.036174 | 1 | 0 | 50000 | 0 | 115.9728 | 139.0411 | 183.9313 | -49884.0272 | -49860.9589 | -49816.0687 | 0.0023195 | 0.0027808 | 0.0036786 | 0.0025938
19638 | Lateral Hardening | Lateral Hardening-Fuse-92294900 | Laterals | 13358 | 0.017803 | 3 | 0 | 79734.9 | 0 | 184.5055 | 221.2058 | 292.6234 | -79550.3945 | -79513.6942 | -79442.2766 | 0.002314 | 0.0027743 | 0.00367 | 0.0025877
5294 | Lateral Hardening | Lateral Hardening-Fuse-10676171 | Laterals | 14123 | 0.010417 | 1 | 2 | 50000 | 0 | 118.7889 | 136.4533 | 166.9192 | -49881.2111 | -49863.5467 | -49833.0808 | 0.0023758 | 0.0027291 | 0.0033384 | 0.002578
8739 | Lateral Hardening | Lateral Hardening-Fuse-10377785 | Laterals | 13184 | 0.097917 | 5 | 0 | 87715.28 | 0 | 202.141 | 242.3492 | 320.593 | -87513.139 | -87472.9308 | -87394.687 | 0.0023045 | 0.0027629 | 0.0036549 | 0.0025771
14849 | Lateral Hardening | Lateral Hardening-Fuse-60495065 | Laterals | 13358 | 0.022917 | 5 | 0 | 148542.71 | 0 | 341.8911 | 409.8973 | 542.235 | -148200.8189 | -148132.8127 | -148000.475 | 0.0023016 | 0.0027595 | 0.0036504 | 0.0025739
12825 | Lateral Hardening | Lateral Hardening-Fuse-10457731 | Laterals | 13229 | 0.063447 | 1 | 0 | 50000 | 0 | 113.0585 | 135.5472 | 179.3094 | -49886.9415 | -49864.4528 | -49820.6906 | 0.0022612 | 0.0027109 | 0.0035862 | 0.0025286
17701 | Lateral Hardening | Lateral Hardening-Fuse-90557297 | Laterals | 14217 | 0.017235 | 1 | 1 | 50000 | 0 | 114.6055 | 132.6368 | 165.3001 | -49885.3945 | -49867.3632 | -49834.6999 | 0.0022921 | 0.0026527 | 0.003306 | 0.0025017
5409 | Lateral Hardening | Lateral Hardening-Fuse-92964932 | Laterals | 13391 | 0.013068 | 1 |  | 50000 | 0 | 111.8001 | 134.0385 | 177.3136 | -49888.1999 | -49865.9615 | -49822.6864 | 0.002236 | 0.0026808 | 0.0035463 | 0.0025005
18719 | Lateral Hardening | Lateral Hardening-Fuse-60029622 | Laterals | 13093 | 0.02822 | 1 |  | 50000 | 0 | 110.6742 | 132.6886 | 175.5278 | -49889.3258 | -49867.3114 | -49824.4722 | 0.0022135 | 0.0026538 | 0.0035106 | 0.0024753
18957 | Lateral Hardening | Lateral Hardening-Fuse-60531017 | Laterals | 13123 | 0.0017045 | 2 | 0 | 50000 | 0 | 110.6344 | 132.6409 | 175.4648 | -49889.3656 | -49867.3591 | -49824.5352 | 0.0022127 | 0.0026528 | 0.0035093 | 0.0024744
7469 | Lateral Hardening | Lateral Hardening-Fuse-92636443 | Laterals | 13007 | 0.0089015 | 2 | 0 | 50000 | 0 | 110.6344 | 132.6409 | 175.4648 | -49889.3656 | -49867.3591 | -49824.5352 | 0.0022127 | 0.0026528 | 0.0035093 | 0.0024744
4458 | Lateral Hardening | Lateral Hardening-Fuse-92601585 | Laterals | 13010 | 0.014205 | 3 |  | 74698.38 | 0 | 165.1392 | 197.9873 | 261.9087 | -74533.2408 | -74500.3927 | -74436.4713 | 0.0022107 | 0.0026505 | 0.0035062 | 0.0024722
11575 | Lateral Hardening | Lateral Hardening-Fuse-90389136 | Laterals | 13308 | 0.016856 | 3 |  | 75110.68 | 0 | 165.1392 | 197.9873 | 261.9087 | -74945.5408 | -74912.6927 | -74848.7713 | 0.0021986 | 0.0026359 | 0.003487 | 0.0024586
12581 | Lateral Hardening | Lateral Hardening-Fuse-10453998 | Laterals | 13130 | 0.057576 | 6 | 0 | 226421.69 | 0 | 494.689 | 593.0885 | 784.5706 | -225927.001 | -225828.6015 | -225637.1194 | 0.0021848 | 0.0026194 | 0.0034651 | 0.0024432
16566 | Lateral Hardening | Lateral Hardening-Fuse-60298078 | Laterals | 13254 | 0.021023 | 3 | 0 | 50000 | 0 | 108.8417 | 130.4916 | 172.6216 | -49891.1583 | -49869.5084 | -49827.3784 | 0.0021768 | 0.0026098 | 0.0034524 | 0.0024343
19111 | Lateral Hardening | Lateral Hardening-Fuse-93250503 | Laterals | 13175 | 0.024621 | 3 | 0 | 76318.13 | 0 | 165.1392 | 197.9873 | 261.9087 | -76152.9908 | -76120.1427 | -76056.2213 | 0.0021638 | 0.0025942 | 0.0034318 | 0.0024197
5157 | Lateral Hardening | Lateral Hardening-Fuse-10759995 | Laterals | 13331 | 0.058712 | 2 |  | 50000 | 0 | 107.8262 | 129.2741 | 171.011 | -49892.1738 | -49870.7259 | -49828.989 | 0.0021565 | 0.0025855 | 0.0034202 | 0.0024116
3414 | Lateral Hardening | Lateral Hardening-Fuse-10595477 | Laterals | 13698 | 0.014205 | 2 | 1 | 50000 | 0 | 107.2625 | 127.3879 | 165.9643 | -49892.7375 | -49872.6121 | -49834.0357 | 0.0021453 | 0.0025478 | 0.0033193 | 0.0023834
3044 | Lateral Hardening | Lateral Hardening-Fuse-10662340 | Laterals | 13470 | 0.054735 | 2 | 1 | 50000 | 0 | 107.2625 | 127.3879 | 165.9643 | -49892.7375 | -49872.6121 | -49834.0357 | 0.0021453 | 0.0025478 | 0.0033193 | 0.0023834
7384 | Lateral Hardening | Lateral Hardening-Fuse-10635942 | Laterals | 13388 | 0.030871 | 2 | 0 | 57550.33 | 0 | 122.6516 | 147.0485 | 194.5239 | -57427.6784 | -57403.2815 | -57355.8061 | 0.0021312 | 0.0025551 | 0.0033801 | 0.0023833
18404 | Lateral Hardening | Lateral Hardening-Fuse-90747292 | Laterals | 13942 | 0.014773 | 5 |  | 147276.36 | 0 | 312.4178 | 374.5613 | 495.4906 | -146963.9422 | -146901.7987 | -146780.8694 | 0.0021213 | 0.0025433 | 0.0033644 | 0.0023722
231 | Lateral Hardening | Lateral Hardening-Fuse-92204212 | Laterals | 13236 | 0.032955 | 1 | 0 | 50000 | 0 | 105.8392 | 126.8919 | 167.8597 | -49894.1608 | -49873.1081 | -49832.1403 | 0.0021168 | 0.0025378 | 0.0033572 | 0.0023671
17757 | Lateral Hardening | Lateral Hardening-Fuse-93064764 | Laterals | 13709 | 0.012311 | 1 |  | 50000 | 0 | 105.4418 | 126.4154 | 167.2294 | -49894.5582 | -49873.5846 | -49832.7706 | 0.0021088 | 0.0025283 | 0.0033446 | 0.0023583
7909 | Lateral Hardening | Lateral Hardening-Fuse-93263696 | Laterals | 13042 | 0.032008 | 4 | 0 | 77466.68 | 0 | 162.7548 | 195.1287 | 258.1271 | -77303.9252 | -77271.5513 | -77208.5529 | 0.002101 | 0.0025189 | 0.0033321 | 0.0023495
4172 | Lateral Hardening | Lateral Hardening-Fuse-91955634 | Laterals | 13458 | 0.010417 | 1 | 2 | 50000 | 0 | 108.3757 | 124.225 | 151.6258 | -49891.6243 | -49875.775 | -49848.3742 | 0.0021675 | 0.0024845 | 0.0030325 | 0.0023491
139 | Lateral Hardening | Lateral Hardening-Fuse-60654119 | Laterals | 13047 | 0.019886 | 2 | 6 | 50000 | 0 | 107.5685 | 124.4013 | 154.7033 | -49892.4315 | -49875.5987 | -49845.2967 | 0.0021514 | 0.002488 | 0.0030941 | 0.0023466
4655 | Lateral Hardening | Lateral Hardening-Fuse-93276012 | Laterals | 13213 | 0.032955 | 4 |  | 77613.93 | 0 | 162.7548 | 195.1287 | 258.1271 | -77451.1752 | -77418.8013 | -77355.8029 | 0.002097 | 0.0025141 | 0.0033258 | 0.002345
963 | Lateral Hardening | Lateral Hardening-Fuse-92920707 | Laterals | 13136 | 0.034659 | 4 | 0 | 77878.98 | 0 | 162.7548 | 195.1287 | 258.1271 | -77716.2252 | -77683.8513 | -77620.8529 | 0.0020898 | 0.0025055 | 0.0033145 | 0.002337
19424 | Lateral Hardening | Lateral Hardening-Fuse-90535237 | Laterals | 13839 | 0.0083333 | 1 | 2 | 50000 | 0 | 107.5977 | 123.5835 | 150.7833 | -49892.4023 | -49876.4165 | -49849.2167 | 0.002152 | 0.0024717 | 0.0030157 | 0.0023342
536 | Lateral Hardening | Lateral Hardening-Fuse-90687684 | Laterals | 13096 | 0.024432 | 1 | 4 | 50000 | 0 | 107.1081 | 122.6554 | 149.0665 | -49892.8919 | -49877.3446 | -49850.9335 | 0.0021422 | 0.0024531 | 0.0029813 | 0.0023194
7942 | Lateral Hardening | Lateral Hardening-Fuse-10761244 | Laterals | 13422 | 0.038068 | 2 | 1 | 51545.67 | 0 | 107.37 | 127.5283 | 166.1215 | -51438.3 | -51418.1417 | -51379.5485 | 0.002083 | 0.0024741 | 0.0032228 | 0.0023143
5858 | Lateral Hardening | Lateral Hardening-Fuse-60028891 | Laterals | 13007 | 0.030303 | 1 | 0 | 50000 | 0 | 103.3224 | 123.8744 | 163.868 | -49896.6776 | -49876.1256 | -49836.132 | 0.0020664 | 0.0024775 | 0.0032774 | 0.0023109
9139 | Lateral Hardening | Lateral Hardening-Fuse-90974743 | Laterals | 13298 | 0.043371 | 2 | 1 | 51986.39 | 0 | 107.7509 | 127.9438 | 166.5508 | -51878.6391 | -51858.4462 | -51819.8392 | 0.0020727 | 0.0024611 | 0.0032037 | 0.0023023
6748 | Lateral Hardening | Lateral Hardening-Fuse-10619766 | Laterals | 13973 | 0.042235 | 2 | 1 | 51891.95 | 0 | 107.2625 | 127.3879 | 165.9643 | -51784.6875 | -51764.5621 | -51725.9857 | 0.002067 | 0.0024549 | 0.0031983 | 0.0022965
7035 | Lateral Hardening | Lateral Hardening-Fuse-93371303 | Laterals | 13961 | 0.0125 | 1 |  | 50000 | 0 | 102.6601 | 123.0803 | 162.8176 | -49897.3399 | -49876.9197 | -49837.1824 | 0.0020532 | 0.0024616 | 0.0032564 | 0.002296
4022 | Lateral Hardening | Lateral Hardening-Fuse-10558852 | Laterals | 13299 | 0.036932 | 2 | 3 | 54872.55 | 0 | 114.7718 | 133.75 | 168.5194 | -54757.7782 | -54738.8 | -54704.0306 | 0.0020916 | 0.0024375 | 0.0030711 | 0.0022933
7982 | Lateral Hardening | Lateral Hardening-Fuse-91943550 | Laterals | 13166 | 0.028788 | 4 | 0 | 50000 | 0 | 102.4393 | 122.8157 | 162.4674 | -49897.5607 | -49877.1843 | -49837.5326 | 0.0020488 | 0.0024563 | 0.0032493 | 0.0022911
11635 | Lateral Hardening | Lateral Hardening-Fuse-90162720 | Laterals | 13656 | 0.046402 | 2 | 1 | 52238.23 | 0 | 107.5958 | 127.796 | 166.4217 | -52130.6342 | -52110.434 | -52071.8083 | 0.0020597 | 0.0024464 | 0.0031858 | 0.0022883
16040 | Lateral Hardening | Lateral Hardening-Fuse-91097033 | Laterals | 13030 | 0.01553 | 1 | 1 | 50000 | 0 | 104.2055 | 120.6099 | 150.2314 | -49895.7945 | -49879.3901 | -49849.7686 | 0.0020841 | 0.0024122 | 0.0030046 | 0.0022746
4323 | Lateral Hardening | Lateral Hardening-Fuse-10148036 | Laterals | 13150 | 0.022727 | 3 |  | 50000 | 0 | 101.512 | 121.704 | 160.9968 | -49898.488 | -49878.296 | -49839.0032 | 0.0020302 | 0.0024341 | 0.0032199 | 0.0022704
11476 | Lateral Hardening | Lateral Hardening-Fuse-60657329 | Laterals | 13122 | 0.0051136 | 3 | 0 | 154728.35 | 0 | 312.4045 | 374.5454 | 495.4696 | -154415.9455 | -154353.8046 | -154232.8804 | 0.0020191 | 0.0024207 | 0.0032022 | 0.0022578
15437 | Lateral Hardening | Lateral Hardening-Fuse-90069630 | Laterals | 13072 | 0.030871 | 1 | 1 | 50000 | 0 | 103.145 | 119.3732 | 148.7701 | -49896.855 | -49880.6268 | -49851.2299 | 0.0020629 | 0.0023875 | 0.0029754 | 0.0022515
2612 | Lateral Hardening | Lateral Hardening-Fuse-90161190 | Laterals | 14021 | 0.010038 | 1 | 2 | 50000 | 0 | 103.3026 | 118.6193 | 144.964 | -49896.6974 | -49881.3807 | -49855.036 | 0.0020661 | 0.0023724 | 0.0028993 | 0.0022413
1698 | Lateral Hardening | Lateral Hardening-Fuse-92834366 | Laterals | 13087 | 0.07178 | 3 | 0 | 50000 | 0 | 100.1764 | 120.1026 | 158.8784 | -49899.8236 | -49879.8974 | -49841.1216 | 0.0020035 | 0.0024021 | 0.0031776 | 0.0022405
1930 | Lateral Hardening | Lateral Hardening-Fuse-91597721 | Laterals | 13190 | 0.042992 | 4 | 0 | 83651.75 | 0 | 166.7818 | 199.9566 | 264.5138 | -83484.9682 | -83451.7934 | -83387.2362 | 0.0019938 | 0.0023903 | 0.0031621 | 0.0022296
10978 | Lateral Hardening | Lateral Hardening-Fuse-10075267 | Laterals | 13656 | 0.034848 | 1 | 0 | 50000 | 0 | 99.6134 | 119.4276 | 157.9856 | -49900.3866 | -49880.5724 | -49842.0144 | 0.0019923 | 0.0023886 | 0.0031597 | 0.0022279
4092 | Lateral Hardening | Lateral Hardening-Fuse-92603409 | Laterals | 13293 | 0.017424 | 1 | 0 | 50000 | 0 | 99.6134 | 119.4276 | 157.9856 | -49900.3866 | -49880.5724 | -49842.0144 | 0.0019923 | 0.0023886 | 0.0031597 | 0.0022279
11777 | Lateral Hardening | Lateral Hardening-Fuse-91048868 | Laterals | 13344 | 0.015152 | 1 | 1 | 50000 | 0 | 101.7821 | 117.805 | 146.7376 | -49898.2179 | -49882.195 | -49853.2624 | 0.0020356 | 0.0023561 | 0.0029348 | 0.0022217
7778 | Lateral Hardening | Lateral Hardening-Fuse-60523583 | Laterals | 13140 | 0.0085227 | 3 | 0 | 73814.88 | 0 | 146.3734 | 175.4888 | 232.1463 | -73668.5066 | -73639.3912 | -73582.7337 | 0.001983 | 0.0023774 | 0.003145 | 0.0022175
10044 | Lateral Hardening | Lateral Hardening-Fuse-92239683 | Laterals | 14024 | 0.017235 | 1 |  | 50000 | 0 | 98.5537 | 118.1571 | 156.3049 | -49901.4463 | -49881.8429 | -49843.6951 | 0.0019711 | 0.0023631 | 0.0031261 | 0.0022042
217 | Lateral Hardening | Lateral Hardening-Fuse-10667376 | Laterals | 13787 | 0.031818 | 2 | 0 | 50000 | 0 | 98.4212 | 117.9983 | 156.0948 | -49901.5788 | -49882.0017 | -49843.9052 | 0.0019684 | 0.00236 | 0.0031219 | 0.0022012
8014 | Lateral Hardening | Lateral Hardening-Fuse-90094488 | Laterals | 13705 | 0.013826 | 3 | 0 | 74639.48 | 0 | 146.3734 | 175.4888 | 232.1463 | -74493.1066 | -74463.9912 | -74407.3337 | 0.0019611 | 0.0023512 | 0.0031102 | 0.002193
15543 | Lateral Hardening | Lateral Hardening-Fuse-93299443 | Laterals | 13808 | 0.014773 | 1 | 1 | 50000 | 0 | 100.1819 | 115.795 | 144.0902 | -49899.8181 | -49884.205 | -49855.9098 | 0.0020036 | 0.0023159 | 0.0028818 | 0.0021851
18521 | Lateral Hardening | Lateral Hardening-Fuse-10898216 | Laterals | 13582 | 0.0096591 | 1 | 3 | 50000 | 0 | 100.3906 | 115.244 | 140.559 | -49899.6094 | -49884.756 | -49859.441 | 0.0020078 | 0.0023049 | 0.0028112 | 0.0021773
9250 | Lateral Hardening | Lateral Hardening-Fuse-90944548 | Laterals | 13031 | 0.067614 | 1 | 0 | 50000 | 0 | 96.6992 | 115.9337 | 153.3636 | -49903.3008 | -49884.0663 | -49846.6364 | 0.001934 | 0.0023187 | 0.0030673 | 0.0021627
315 | Lateral Hardening | Lateral Hardening-Fuse-92371689 | Laterals | 13815 | 0.033712 | 1 |  | 50000 | 0 | 96.4342 | 115.6161 | 152.9435 | -49903.5658 | -49884.3839 | -49847.0565 | 0.0019287 | 0.0023123 | 0.0030589 | 0.0021568
12052 | Lateral Hardening | Lateral Hardening-Fuse-92932280 | Laterals | 13631 | 0.013826 | 2 | 0 | 50000 | 0 | 96.368 | 115.5367 | 152.8384 | -49903.632 | -49884.4633 | -49847.1616 | 0.0019274 | 0.0023107 | 0.0030568 | 0.0021553
19077 | Lateral Hardening | Lateral Hardening-Fuse-60328664 | Laterals | 13229 | 0.0037879 | 2 | 0 | 77555.6 | 0 | 148.7842 | 178.3792 | 235.9699 | -77406.8158 | -77377.2208 | -77319.6301 | 0.0019184 | 0.0023 | 0.0030426 | 0.0021453
14401 | Lateral Hardening | Lateral Hardening-Fuse-90296926 | Laterals | 13007 | 0.039205 | 2 |  | 50000 | 0 | 95.7719 | 114.8221 | 151.893 | -49904.2281 | -49885.1779 | -49848.107 | 0.0019154 | 0.0022964 | 0.0030379 | 0.002142
2374 | Lateral Hardening | Lateral Hardening-Fuse-93240462 | Laterals | 13114 | 0.02197 | 2 | 0 | 80382.8 | 0 | 152.5992 | 182.953 | 242.0204 | -80230.2008 | -80199.847 | -80140.7796 | 0.0018984 | 0.002276 | 0.0030108 | 0.0021229
11426 | Lateral Hardening | Lateral Hardening-Fuse-91121209 | Laterals | 13473 | 0.063258 | 2 | 0 | 50000 | 0 | 94.8447 | 113.7104 | 150.4224 | -49905.1553 | -49886.2896 | -49849.5776 | 0.0018969 | 0.0022742 | 0.0030084 | 0.0021212
17833 | Lateral Hardening | Lateral Hardening-Fuse-90662685 | Laterals | 13924 | 0.0017045 | 2 | 0 | 77231.65 | 0 | 144.9693 | 173.8053 | 229.9194 | -77086.6807 | -77057.8447 | -77001.7306 | 0.0018771 | 0.0022504 | 0.002977 | 0.0020991
15084 | Lateral Hardening | Lateral Hardening-Fuse-93375536 | Laterals | 13303 | 0.024621 | 2 | 4 | 62218.13 | 0 | 118.5487 | 138.6088 | 176.3571 | -62099.5813 | -62079.5212 | -62041.7729 | 0.0019054 | 0.0022278 | 0.0028345 | 0.002095
19405 | Lateral Hardening | Lateral Hardening-Fuse-60141115 | Laterals | 13434 | 0.0083333 | 1 | 2 | 50000 | 0 | 96.4738 | 110.8198 | 135.5625 | -49903.5262 | -49889.1802 | -49864.4375 | 0.0019295 | 0.0022164 | 0.0027112 | 0.0020937
13886 | Lateral Hardening | Lateral Hardening-Fuse-92044471 | Laterals | 13442 | 0.0089015 | 1 | 5 | 50000 | 0 | 96.3972 | 110.3744 | 133.9812 | -49903.6028 | -49889.6256 | -49866.0188 | 0.0019279 | 0.0022075 | 0.0026796 | 0.002087
4151 | Lateral Hardening | Lateral Hardening-Fuse-10125778 | Laterals | 13064 | 0.00037879 | 2 | 1 | 50000 | 0 | 93.8547 | 111.4644 | 145.2187 | -49906.1453 | -49888.5356 | -49854.7813 | 0.0018771 | 0.0022293 | 0.0029044 | 0.0020855
13790 | Lateral Hardening | Lateral Hardening-Fuse-60346597 | Laterals | 13509 | 0.038068 | 1 | 1 | 50000 | 0 | 95.449 | 110.4457 | 137.6605 | -49904.551 | -49889.5543 | -49862.3395 | 0.001909 | 0.0022089 | 0.0027532 | 0.0020834
2765 | Lateral Hardening | Lateral Hardening-Fuse-92888397 | Laterals | 13854 | 0.0090909 | 1 | 2 | 50000 | 0 | 96.0555 | 110.238 | 134.3233 | -49903.9445 | -49889.762 | -49865.6767 | 0.0019211 | 0.0022048 | 0.0026865 | 0.0020827
4261 | Lateral Hardening | Lateral Hardening-Fuse-90554072 | Laterals | 13633 | 0.037121 | 1 |  | 50000 | 0 | 92.9901 | 111.487 | 147.4812 | -49907.0099 | -49888.513 | -49852.5188 | 0.0018598 | 0.0022297 | 0.0029496 | 0.0020798
14567 | Lateral Hardening | Lateral Hardening-Fuse-92870221 | Laterals | 13787 | 0.014394 | 1 | 0 | 50000 | 0 | 92.7252 | 111.1693 | 147.061 | -49907.2748 | -49888.8307 | -49852.939 | 0.0018545 | 0.0022234 | 0.0029412 | 0.0020738
5127 | Lateral Hardening | Lateral Hardening-Fuse-10632667 | Laterals | 13312 | 0.0015152 | 2 | 0 | 50000 | 0 | 92.085 | 110.4017 | 146.0456 | -49907.915 | -49889.5983 | -49853.9544 | 0.0018417 | 0.002208 | 0.0029209 | 0.0020595
12230 | Lateral Hardening | Lateral Hardening-Fuse-10164207 | Laterals | 13190 | 0.060038 | 3 | 3 | 50000 | 0 | 93.4363 | 108.801 | 138.4272 | -49906.5637 | -49891.199 | -49861.5728 | 0.0018687 | 0.002176 | 0.0027685 | 0.0020509
369 | Lateral Hardening | Lateral Hardening-Fuse-90517183 | Laterals | 13079 | 0.053598 | 4 | 0 | 92340.92 | 0 | 169.2436 | 202.9081 | 268.4182 | -92171.6764 | -92138.0119 | -92072.5018 | 0.0018328 | 0.0021974 | 0.0029068 | 0.0020496
1806 | Lateral Hardening | Lateral Hardening-Fuse-60181062 | Laterals | 13722 | 0.071402 | 2 |  | 50000 | 0 | 91.5595 | 109.7718 | 145.2123 | -49908.4405 | -49890.2282 | -49854.7877 | 0.0018312 | 0.0021954 | 0.0029042 | 0.0020478
9221 | Lateral Hardening | Lateral Hardening-Fuse-10696400 | Laterals | 13961 | 0.0032197 | 2 |  | 50000 | 0 | 91.5595 | 109.7718 | 145.2123 | -49908.4405 | -49890.2282 | -49854.7877 | 0.0018312 | 0.0021954 | 0.0029042 | 0.0020478
9499 | Lateral Hardening | Lateral Hardening-Fuse-60663177 | Laterals | 13698 | 0.00094697 | 2 |  | 50000 | 0 | 91.5595 | 109.7718 | 145.2123 | -49908.4405 | -49890.2282 | -49854.7877 | 0.0018312 | 0.0021954 | 0.0029042 | 0.0020478
8433 | Lateral Hardening | Lateral Hardening-Fuse-92947976 | Laterals | 13006 | 0.030682 | 2 | 0 | 50000 | 0 | 91.5595 | 109.7718 | 145.2123 | -49908.4405 | -49890.2282 | -49854.7877 | 0.0018312 | 0.0021954 | 0.0029042 | 0.0020478
4680 | Lateral Hardening | Lateral Hardening-Fuse-10080880 | Laterals | 13668 | 0.079167 | 3 | 1 | 50522.57 | 0 | 93.2282 | 110.5135 | 143.0378 | -50429.3418 | -50412.0565 | -50379.5322 | 0.0018453 | 0.0021874 | 0.0028312 | 0.0020465
4271 | Lateral Hardening | Lateral Hardening-Fuse-60364318 | Laterals | 13198 | 0.0020833 | 2 | 2 | 52485.07 | 0 | 96.6524 | 114.1381 | 147.1131 | -52388.4176 | -52370.9319 | -52337.9569 | 0.0018415 | 0.0021747 | 0.002803 | 0.0020376
16282 | Lateral Hardening | Lateral Hardening-Fuse-5010510 | Laterals | 13198 | 0.0015152 | 2 | 2 | 50000 | 0 | 92.2301 | 107.7607 | 137.1942 | -49907.7699 | -49892.2393 | -49862.8058 | 0.0018446 | 0.0021552 | 0.0027439 | 0.0020277
7959 | Lateral Hardening | Lateral Hardening-Fuse-90181363 | Laterals | 13839 | 0.024621 | 4 | 0 | 90960.95 | 0 | 162.7548 | 195.1287 | 258.1271 | -90798.1952 | -90765.8213 | -90702.8229 | 0.0017893 | 0.0021452 | 0.0028378 | 0.0020009
7617 | Lateral Hardening | Lateral Hardening-Fuse-60124532 | Laterals | 13825 | 0.017992 | 3 | 0 | 75287.38 | 0 | 133.5685 | 160.1368 | 211.8379 | -75153.8115 | -75127.2432 | -75075.5421 | 0.0017741 | 0.002127 | 0.0028137 | 0.0019839
15304 | Lateral Hardening | Lateral Hardening-Fuse-93205825 | Laterals | 13656 | 0.013258 | 1 | 1 | 50000 | 0 | 90.4081 | 104.4979 | 130.0326 | -49909.5919 | -49895.5021 | -49869.9674 | 0.0018082 | 0.00209 | 0.0026007 | 0.0019719
3373 | Lateral Hardening | Lateral Hardening-Fuse-92465923 | Laterals | 13785 | 0.021212 | 1 | 1 | 50000 | 0 | 90.0691 | 104.1487 | 129.6438 | -49909.9309 | -49895.8513 | -49870.3562 | 0.0018014 | 0.002083 | 0.0025929 | 0.001965
2459 | Lateral Hardening | Lateral Hardening-Fuse-91047337 | Laterals | 13344 | 0.016288 | 1 |  | 50000 | 0 | 87.5591 | 104.9756 | 138.8676 | -49912.4409 | -49895.0244 | -49861.1324 | 0.0017512 | 0.0020995 | 0.0027774 | 0.0019583
14086 | Lateral Hardening | Lateral Hardening-Fuse-91466639 | Laterals | 13166 | 0.0028409 | 3 | 0 | 72931.38 | 0 | 127.6076 | 152.9902 | 202.384 | -72803.7724 | -72778.3898 | -72728.996 | 0.0017497 | 0.0020977 | 0.002775 | 0.0019566
18184 | Lateral Hardening | Lateral Hardening-Fuse-90292896 | Laterals | 13622 | 0.024432 | 4 | 0 | 153255.28 | 0 | 268.0421 | 321.3588 | 425.1114 | -152987.2379 | -152933.9212 | -152830.1686 | 0.001749 | 0.0020969 | 0.0027739 | 0.0019558
14871 | Lateral Hardening | Lateral Hardening-Fuse-10421438 | Laterals | 13826 | 0.048485 | 1 |  | 50000 | 0 | 86.8968 | 104.1816 | 137.8172 | -49913.1032 | -49895.8184 | -49862.1828 | 0.0017379 | 0.0020836 | 0.0027563 | 0.0019435
11742 | Lateral Hardening | Lateral Hardening-Fuse-10696398 | Laterals | 13961 | 0.0015152 | 2 |  | 50000 | 0 | 85.6604 | 102.6993 | 135.8564 | -49914.3396 | -49897.3007 | -49864.1436 | 0.0017132 | 0.002054 | 0.0027171 | 0.0019158
1213 | Lateral Hardening | Lateral Hardening-Fuse-91026377 | Laterals | 13118 | 0.011553 | 2 | 0 | 50000 | 0 | 85.6604 | 102.6993 | 135.8564 | -49914.3396 | -49897.3007 | -49864.1436 | 0.0017132 | 0.002054 | 0.0027171 | 0.0019158
13121 | Lateral Hardening | Lateral Hardening-Fuse-60448943 | Laterals | 13342 | 0.029735 | 1 | 0 | 50000 | 0 | 85.3072 | 102.2758 | 135.2961 | -49914.6928 | -49897.7242 | -49864.7039 | 0.0017061 | 0.0020455 | 0.0027059 | 0.0019079
2587 | Lateral Hardening | Lateral Hardening-Fuse-92698161 | Laterals | 13111 | 0.019129 | 3 | 0 | 75464.08 | 0 | 127.6076 | 152.9902 | 202.384 | -75336.4724 | -75311.0898 | -75261.696 | 0.001691 | 0.0020273 | 0.0026819 | 0.001891
227 | Lateral Hardening | Lateral Hardening-Fuse-91066268 | Laterals | 13122 | 0.0024621 | 2 | 0 | 77349.45 | 0 | 129.7093 | 155.51 | 205.7174 | -77219.7407 | -77193.94 | -77143.7326 | 0.0016769 | 0.0020105 | 0.0026596 | 0.0018753
4468 | Lateral Hardening | Lateral Hardening-Fuse-60519556 | Laterals | 14102 | 0.0092803 | 1 | 1 | 50000 | 0 | 85.8289 | 99.3142 | 123.7861 | -49914.1711 | -49900.6858 | -49876.2139 | 0.0017166 | 0.0019863 | 0.0024757 | 0.0018734
622 | Lateral Hardening | Lateral Hardening-Fuse-10762889 | Laterals | 13815 | 0.013258 | 1 | 2 | 50000 | 0 | 86.1051 | 98.9092 | 120.9927 | -49913.8949 | -49901.0908 | -49879.0073 | 0.0017221 | 0.0019782 | 0.0024199 | 0.0018687
16229 | Lateral Hardening | Lateral Hardening-Fuse-10632690 | Laterals | 13312 | 0.0017045 | 2 | 0 | 50000 | 0 | 83.5189 | 100.1318 | 132.46 | -49916.4811 | -49899.8682 | -49867.54 | 0.0016704 | 0.0020026 | 0.0026492 | 0.0018679
9851 | Lateral Hardening | Lateral Hardening-Fuse-10567057 | Laterals | 13314 | 0.0077652 | 2 | 0 | 50000 | 0 | 83.5189 | 100.1318 | 132.46 | -49916.4811 | -49899.8682 | -49867.54 | 0.0016704 | 0.0020026 | 0.0026492 | 0.0018679
10494 | Lateral Hardening | Lateral Hardening-Fuse-10632668 | Laterals | 13312 | 0.0015152 | 2 | 0 | 50000 | 0 | 83.5189 | 100.1318 | 132.46 | -49916.4811 | -49899.8682 | -49867.54 | 0.0016704 | 0.0020026 | 0.0026492 | 0.0018679
12263 | Lateral Hardening | Lateral Hardening-Fuse-90971685 | Laterals | 13825 | 0.0024621 | 2 | 0 | 50000 | 0 | 83.5189 | 100.1318 | 132.46 | -49916.4811 | -49899.8682 | -49867.54 | 0.0016704 | 0.0020026 | 0.0026492 | 0.0018679
12130 | Lateral Hardening | Lateral Hardening-Fuse-92909521 | Laterals | 13785 | 0.0041667 | 1 | 1 | 50000 | 0 | 85.5212 | 98.8494 | 123.0038 | -49914.4788 | -49901.1506 | -49876.9962 | 0.0017104 | 0.001977 | 0.0024601 | 0.0018654
16759 | Lateral Hardening | Lateral Hardening-Fuse-93360664 | Laterals | 14050 | 0.057576 | 1 | 0 | 50000 | 0 | 82.6579 | 99.0995 | 131.0944 | -49917.3421 | -49900.9005 | -49868.9056 | 0.0016532 | 0.001982 | 0.0026219 | 0.0018487
14226 | Lateral Hardening | Lateral Hardening-Fuse-91786049 | Laterals | 13109 | 0.031629 | 3 | 0 | 77407.78 | 0 | 127.6076 | 152.9902 | 202.384 | -77280.1724 | -77254.7898 | -77205.396 | 0.0016485 | 0.0019764 | 0.0026145 | 0.0018435
2479 | Lateral Hardening | Lateral Hardening-Fuse-91852833 | Laterals | 13224 | 0.025947 | 2 | 0 | 81001.25 | 0 | 133.5243 | 160.0839 | 211.7679 | -80867.7257 | -80841.1661 | -80789.4821 | 0.0016484 | 0.0019763 | 0.0026144 | 0.0018434
6750 | Lateral Hardening | Lateral Hardening-Fuse-10087566 | Laterals | 13389 | 0.057008 | 1 | 0 | 50000 | 0 | 81.8631 | 98.1467 | 129.8339 | -49918.1369 | -49901.8533 | -49870.1661 | 0.0016373 | 0.0019629 | 0.0025967 | 0.0018309
8142 | Lateral Hardening | Lateral Hardening-Fuse-92582605 | Laterals | 13433 | 0.032386 | 1 | 0 | 50000 | 0 | 81.3995 | 97.5908 | 129.0986 | -49918.6005 | -49902.4092 | -49870.9014 | 0.001628 | 0.0019518 | 0.002582 | 0.0018205
3580 | Lateral Hardening | Lateral Hardening-Fuse-92633787 | Laterals | 13331 | 0.032576 | 1 | 1 | 50000 | 0 | 83.3747 | 96.408 | 120.0081 | -49916.6253 | -49903.592 | -49879.9919 | 0.0016675 | 0.0019282 | 0.0024002 | 0.001819
12096 | Lateral Hardening | Lateral Hardening-Fuse-10397090 | Laterals | 13591 | 0.035606 | 2 | 5 | 58692.37 | 0 | 96.9611 | 112.3113 | 139.7966 | -58595.4089 | -58580.0587 | -58552.5734 | 0.001652 | 0.0019136 | 0.0023819 | 0.0018035
11090 | Lateral Hardening | Lateral Hardening-Fuse-10745636 | Laterals | 13815 | 0.00075758 | 2 | 2 | 50000 | 0 | 81.9823 | 95.7873 | 121.9504 | -49918.0177 | -49904.2127 | -49878.0496 | 0.0016396 | 0.0019157 | 0.002439 | 0.0018024
18055 | Lateral Hardening | Lateral Hardening-Fuse-90522324 | Laterals | 13241 | 0.014015 | 1 | 0 | 50000 | 0 | 80.5385 | 96.5585 | 127.733 | -49919.4615 | -49903.4415 | -49872.267 | 0.0016108 | 0.0019312 | 0.0025547 | 0.0018013
6293 | Lateral Hardening | Lateral Hardening-Fuse-91705276 | Laterals | 13899 | 0.0375 | 3 | 0 | 50000 | 0 | 80.1411 | 96.0821 | 127.1027 | -49919.8589 | -49903.9179 | -49872.8973 | 0.0016028 | 0.0019216 | 0.0025421 | 0.0017924
8724 | Lateral Hardening | Lateral Hardening-Fuse-93168079 | Laterals | 13524 | 0.022159 | 3 | 0 | 50000 | 0 | 80.1411 | 96.0821 | 127.1027 | -49919.8589 | -49903.9179 | -49872.8973 | 0.0016028 | 0.0019216 | 0.0025421 | 0.0017924
16280 | Lateral Hardening | Lateral Hardening-Fuse-10567058 | Laterals | 13314 | 0.0056818 | 2 | 0 | 52816.53 | 0 | 83.5189 | 100.1318 | 132.46 | -52733.0111 | -52716.3982 | -52684.07 | 0.0015813 | 0.0018958 | 0.0025079 | 0.0017683
18594 | Lateral Hardening | Lateral Hardening-Fuse-10140397 | Laterals | 13121 | 0.0013258 | 3 | 0 | 77172.75 | 0 | 121.6555 | 145.8542 | 192.9441 | -77051.0945 | -77026.8958 | -76979.8059 | 0.0015764 | 0.00189 | 0.0025002 | 0.0017628
19109 | Lateral Hardening | Lateral Hardening-Fuse-10381182 | Laterals | 13087 | 0.039962 | 4 | 0 | 151193.21 | 0 | 238.136 | 285.5041 | 377.6807 | -150955.074 | -150907.7059 | -150815.5293 | 0.001575 | 0.0018883 | 0.002498 | 0.0017613
18707 | Lateral Hardening | Lateral Hardening-Fuse-92223744 | Laterals | 13303 | 0.013636 | 1 | 0 | 50000 | 0 | 78.419 | 94.0175 | 124.3716 | -49921.581 | -49905.9825 | -49875.6284 | 0.0015684 | 0.0018804 | 0.0024874 | 0.0017539
3464 | Lateral Hardening | Lateral Hardening-Fuse-92170465 | Laterals | 13231 | 0.032955 | 2 | 0 | 50000 | 0 | 77.951 | 93.4564 | 123.6293 | -49922.049 | -49906.5436 | -49876.3707 | 0.001559 | 0.0018691 | 0.0024726 | 0.0017434
1707 | Lateral Hardening | Lateral Hardening-Fuse-91010295 | Laterals | 13342 | 0.026894 | 1 | 0 | 50000 | 0 | 77.3593 | 92.747 | 122.6909 | -49922.6407 | -49907.253 | -49877.3091 | 0.0015472 | 0.0018549 | 0.0024538 | 0.0017302
3985 | Lateral Hardening | Lateral Hardening-Fuse-60364320 | Laterals | 13198 | 0.0017045 | 2 |  | 50000 | 0 | 76.2996 | 91.4765 | 121.0102 | -49923.7004 | -49908.5235 | -49878.9898 | 0.001526 | 0.0018295 | 0.0024202 | 0.0017065
8390 | Lateral Hardening | Lateral Hardening-Fuse-90302942 | Laterals | 13962 | 0.0087121 | 1 | 3 | 50000 | 0 | 78.3928 | 89.9243 | 109.4013 | -49921.6072 | -49910.0757 | -49890.5987 | 0.0015679 | 0.0017985 | 0.002188 | 0.0016991
3517 | Lateral Hardening | Lateral Hardening-Fuse-10242802 | Laterals | 13532 | 0.042045 | 1 | 0 | 50000 | 0 | 75.6373 | 90.6824 | 119.9598 | -49924.3627 | -49909.3176 | -49880.0402 | 0.0015127 | 0.0018136 | 0.0023992 | 0.0016917
1296 | Lateral Hardening | Lateral Hardening-Fuse-92035726 | Laterals | 13442 | 0.0085227 | 1 | 19 | 50000 | 0 | 77.6551 | 89.12 | 107.9114 | -49922.3449 | -49910.88 | -49892.0886 | 0.0015531 | 0.0017824 | 0.0021582 | 0.0016824
8877 | Lateral Hardening | Lateral Hardening-Fuse-93443355 | Laterals | 13009 | 0.010606 | 3 | 2 | 146628.46 | 0 | 223.1802 | 262.7755 | 338.5959 | -146405.2798 | -146365.6845 | -146289.8641 | 0.0015221 | 0.0017921 | 0.0023092 | 0.0016818
3688 | Lateral Hardening | Lateral Hardening-Fuse-10600225 | Laterals | 13479 | 0.042045 | 3 | 0 | 50000 | 0 | 74.7983 | 89.6766 | 118.6292 | -49925.2017 | -49910.3234 | -49881.3708 | 0.001496 | 0.0017935 | 0.0023726 | 0.0016729
8382 | Lateral Hardening | Lateral Hardening-Fuse-10383155 | Laterals | 13348 | 0.06553 | 4 | 0 | 110706.34 | 0 | 162.7548 | 195.1287 | 258.1271 | -110543.5852 | -110511.2113 | -110448.2129 | 0.0014701 | 0.0017626 | 0.0023316 | 0.001644
13135 | Lateral Hardening | Lateral Hardening-Fuse-92141061 | Laterals | 13172 | 0.022538 | 1 | 0 | 50000 | 0 | 73.0542 | 87.5856 | 115.8631 | -49926.9458 | -49912.4144 | -49884.1369 | 0.0014611 | 0.0017517 | 0.0023173 | 0.0016339
9912 | Lateral Hardening | Lateral Hardening-Fuse-90542625 | Laterals | 14026 | 0.02197 | 1 | 1 | 50000 | 0 | 74.7952 | 86.563 | 107.8801 | -49925.2048 | -49913.437 | -49892.1199 | 0.0014959 | 0.0017313 | 0.0021576 | 0.0016327
12900 | Lateral Hardening | Lateral Hardening-Fuse-10758606 | Laterals | 13004 | 0.0041667 | 2 |  | 50000 | 0 | 72.8114 | 87.2944 | 115.4779 | -49927.1886 | -49912.7056 | -49884.5221 | 0.0014562 | 0.0017459 | 0.0023096 | 0.0016285
18164 | Lateral Hardening | Lateral Hardening-Fuse-10310445 | Laterals | 13864 | 0.00037879 | 2 | 0 | 50000 | 0 | 72.4846 | 86.9027 | 114.9597 | -49927.5154 | -49913.0973 | -49885.0403 | 0.0014497 | 0.0017381 | 0.0022992 | 0.0016212
9952 | Lateral Hardening | Lateral Hardening-Fuse-60550476 | Laterals | 13434 | 0.0075758 | 2 | 0 | 50000 | 0 | 72.4846 | 86.9027 | 114.9597 | -49927.5154 | -49913.0973 | -49885.0403 | 0.0014497 | 0.0017381 | 0.0022992 | 0.0016212
17667 | Lateral Hardening | Lateral Hardening-Fuse-60617471 | Laterals | 13491 | 0.00056818 | 2 |  | 50000 | 0 | 72.4846 | 86.9027 | 114.9597 | -49927.5154 | -49913.0973 | -49885.0403 | 0.0014497 | 0.0017381 | 0.0022992 | 0.0016212
17483 | Lateral Hardening | Lateral Hardening-Fuse-92210735 | Laterals | 13909 | 0.022348 | 2 | 0 | 75964.73 | 0 | 107.0755 | 128.3741 | 169.8205 | -75857.6545 | -75836.3559 | -75794.9095 | 0.0014095 | 0.0016899 | 0.0022355 | 0.0015763
14193 | Lateral Hardening | Lateral Hardening-Fuse-10632666 | Laterals | 13312 | 0.0013258 | 2 | 0 | 51913.43 | 0 | 72.8114 | 87.2944 | 115.4779 | -51840.6186 | -51826.1356 | -51797.9521 | 0.0014026 | 0.0016815 | 0.0022244 | 0.0015684
8643 | Lateral Hardening | Lateral Hardening-Fuse-60083264 | Laterals | 13123 | 0.12159 | 2 | 0 | 50000 | 0 | 68.9876 | 82.71 | 109.4134 | -49931.0124 | -49917.29 | -49890.5866 | 0.0013798 | 0.0016542 | 0.0021883 | 0.0015429
14885 | Lateral Hardening | Lateral Hardening-Fuse-90216520 | Laterals | 13909 | 0.018939 | 3 |  | 147924.26 | 0 | 202.6708 | 242.9844 | 321.4334 | -147721.5892 | -147681.2756 | -147602.8266 | 0.0013701 | 0.0016426 | 0.002173 | 0.0015321
19008 | Lateral Hardening | Lateral Hardening-Fuse-60035298 | Laterals | 13007 | 0.04072 | 1 | 1 | 50000 | 0 | 69.4448 | 80.3558 | 100.1561 | -49930.5552 | -49919.6442 | -49899.8439 | 0.0013889 | 0.0016071 | 0.0020031 | 0.0015158
16915 | Lateral Hardening | Lateral Hardening-Fuse-10099338 | Laterals | 13087 | 0.056818 | 4 | 0 | 120733.61 | 0 | 162.7548 | 195.1287 | 258.1271 | -120570.8552 | -120538.4813 | -120475.4829 | 0.001348 | 0.0016162 | 0.002138 | 0.0015075
8740 | Lateral Hardening | Lateral Hardening-Fuse-91375465 | Laterals | 13124 | 0.050758 | 2 | 1 | 50000 | 0 | 67.6292 | 79.9157 | 102.9654 | -49932.3708 | -49920.0843 | -49897.0346 | 0.0013526 | 0.0015983 | 0.0020593 | 0.001497
1571 | Lateral Hardening | Lateral Hardening-Fuse-90462298 | Laterals | 13388 | 0.0017045 | 2 | 1 | 50000 | 0 | 67.4735 | 79.7685 | 102.8331 | -49932.5265 | -49920.2315 | -49897.1669 | 0.0013495 | 0.0015954 | 0.0020567 | 0.001494
17166 | Lateral Hardening | Lateral Hardening-Fuse-90712609 | Laterals | 13003 | 0.025189 | 1 | 2 | 50000 | 0 | 67.9325 | 78.0252 | 95.1979 | -49932.0675 | -49921.9748 | -49904.8021 | 0.0013586 | 0.0015605 | 0.001904 | 0.0014737
9695 | Lateral Hardening | Lateral Hardening-Fuse-90274986 | Laterals | 13191 | 0.070833 | 4 | 0 | 127854.74 | 0 | 166.7818 | 199.9566 | 264.5138 | -127687.9582 | -127654.7834 | -127590.2262 | 0.0013045 | 0.0015639 | 0.0020689 | 0.0014587
5110 | Lateral Hardening | Lateral Hardening-Fuse-10313381 | Laterals | 13866 | 0.022538 | 1 |  | 50000 | 0 | 65.1726 | 78.1362 | 103.3629 | -49934.8274 | -49921.8638 | -49896.6371 | 0.0013035 | 0.0015627 | 0.0020673 | 0.0014576
19366 | Lateral Hardening | Lateral Hardening-Fuse-90086807 | Laterals | 13125 | 0.017992 | 1 | 3 | 50000 | 0 | 66.4245 | 76.1954 | 92.6988 | -49933.5755 | -49923.8046 | -49907.3012 | 0.0013285 | 0.0015239 | 0.001854 | 0.0014397
12826 | Lateral Hardening | Lateral Hardening-Fuse-90280939 | Laterals | 13621 | 0.062311 | 2 | 2 | 50000 | 0 | 65.0759 | 76.0301 | 96.754 | -49934.9241 | -49923.9699 | -49903.246 | 0.0013015 | 0.0015206 | 0.0019351 | 0.0014306
8451 | Lateral Hardening | Lateral Hardening-Fuse-10758576 | Laterals | 13004 | 0.046023 | 3 | 0 | 79645.98 | 0 | 101.512 | 121.704 | 160.9968 | -79544.468 | -79524.276 | -79484.9832 | 0.0012745 | 0.0015281 | 0.0020214 | 0.0014253
16923 | Lateral Hardening | Lateral Hardening-Fuse-92834542 | Laterals | 13438 | 0.0068182 | 3 | 0 | 146039.46 | 0 | 183.905 | 220.4859 | 291.671 | -145855.555 | -145818.9741 | -145747.789 | 0.0012593 | 0.0015098 | 0.0019972 | 0.0014082
15645 | Lateral Hardening | Lateral Hardening-Fuse-60166130 | Laterals | 13292 | 0.013258 | 2 | 0 | 50000 | 0 | 62.6392 | 75.0989 | 99.345 | -49937.3608 | -49924.9011 | -49900.655 | 0.0012528 | 0.001502 | 0.0019869 | 0.001401
4027 | Lateral Hardening | Lateral Hardening-Fuse-90654965 | Laterals | 13128 | 0.0020833 | 2 | 0 | 50000 | 0 | 62.1038 | 74.457 | 98.4959 | -49937.8962 | -49925.543 | -49901.5041 | 0.0012421 | 0.0014891 | 0.0019699 | 0.001389
19564 | Lateral Hardening | Lateral Hardening-Fuse-10802831 | Laterals | 13133 | 0.038826 | 3 |  | 50000 | 0 | 61.4415 | 73.6629 | 97.4454 | -49938.5585 | -49926.3371 | -49902.5546 | 0.0012288 | 0.0014733 | 0.0019489 | 0.0013742
10129 | Lateral Hardening | Lateral Hardening-Fuse-90990445 | Laterals | 13453 | 0.0034091 | 3 |  | 50000 | 0 | 61.4415 | 73.6629 | 97.4454 | -49938.5585 | -49926.3371 | -49902.5546 | 0.0012288 | 0.0014733 | 0.0019489 | 0.0013742
730 | Lateral Hardening | Lateral Hardening-Fuse-10159437 | Laterals | 13166 | 0.035038 | 4 | 0 | 150427.51 | 0 | 184.1699 | 220.8035 | 292.0912 | -150243.3401 | -150206.7065 | -150135.4188 | 0.0012243 | 0.0014678 | 0.0019417 | 0.0013691
4127 | Lateral Hardening | Lateral Hardening-Fuse-93335115 | Laterals | 13645 | 0.021023 | 1 |  | 50000 | 0 | 60.9337 | 73.0541 | 96.6401 | -49939.0663 | -49926.9459 | -49903.3599 | 0.0012187 | 0.0014611 | 0.0019328 | 0.0013628
15720 | Lateral Hardening | Lateral Hardening-Fuse-91536042 | Laterals | 13959 | 0.0020833 | 2 | 0 | 51976.39 | 0 | 63.2816 | 75.8691 | 100.3639 | -51913.1084 | -51900.5209 | -51876.0261 | 0.0012175 | 0.0014597 | 0.001931 | 0.0013615
1980 | Lateral Hardening | Lateral Hardening-Fuse-10006669 | Laterals | 13189 | 0.037689 | 6 | 0 | 223329.44 | 0 | 269.8304 | 323.5028 | 427.9476 | -223059.6096 | -223005.9372 | -222901.4924 | 0.0012082 | 0.0014485 | 0.0019162 | 0.0013511
8787 | Lateral Hardening | Lateral Hardening-Fuse-60468602 | Laterals | 13304 | 0.020644 | 1 | 0 | 50000 | 0 | 59.874 | 71.7836 | 94.9594 | -49940.126 | -49928.2164 | -49905.0406 | 0.0011975 | 0.0014357 | 0.0018992 | 0.0013391
979 | Lateral Hardening | Lateral Hardening-Fuse-10479371 | Laterals | 14012 | 0.024432 | 2 | 1 | 50000 | 0 | 60.3634 | 71.3413 | 92.1024 | -49939.6366 | -49928.6587 | -49907.8976 | 0.0012073 | 0.0014268 | 0.001842 | 0.0013366
11806 | Lateral Hardening | Lateral Hardening-Fuse-92783778 | Laterals | 13443 | 0.00075758 | 2 | 0 | 77084.4 | 0 | 91.5595 | 109.7718 | 145.2123 | -76992.8405 | -76974.6282 | -76939.1877 | 0.0011878 | 0.001424 | 0.0018838 | 0.0013283
2915 | Lateral Hardening | Lateral Hardening-Fuse-60302671 | Laterals | 13122 | 0.0013258 | 2 | 0 | 77172.75 | 0 | 91.5595 | 109.7718 | 145.2123 | -77081.1905 | -77062.9782 | -77027.5377 | 0.0011864 | 0.0014224 | 0.0018817 | 0.0013267
4664 | Lateral Hardening | Lateral Hardening-Fuse-60311313 | Laterals | 13722 | 0.0013258 | 2 |  | 77172.75 | 0 | 91.5595 | 109.7718 | 145.2123 | -77081.1905 | -77062.9782 | -77027.5377 | 0.0011864 | 0.0014224 | 0.0018817 | 0.0013267
6577 | Lateral Hardening | Lateral Hardening-Fuse-60025586 | Laterals | 13236 | 0.0028409 | 2 | 0 | 77408.35 | 0 | 91.5595 | 109.7718 | 145.2123 | -77316.7905 | -77298.5782 | -77263.1377 | 0.0011828 | 0.0014181 | 0.0018759 | 0.0013227
14234 | Lateral Hardening | Lateral Hardening-Fuse-92015766 | Laterals | 13772 | 0.032386 | 1 |  | 50000 | 0 | 58.748 | 70.4337 | 93.1737 | -49941.252 | -49929.5663 | -49906.8263 | 0.001175 | 0.0014087 | 0.0018635 | 0.0013139
11849 | Lateral Hardening | Lateral Hardening-Fuse-92650637 | Laterals | 13125 | 0.011553 | 2 | 0 | 78763.05 | 0 | 91.5595 | 109.7718 | 145.2123 | -78671.4905 | -78653.2782 | -78617.8377 | 0.0011625 | 0.0013937 | 0.0018437 | 0.0013
9233 | Lateral Hardening | Lateral Hardening-Fuse-60082088 | Laterals | 13447 | 0.00075758 | 2 |  | 50000 | 0 | 57.8208 | 69.322 | 91.7031 | -49942.1792 | -49930.678 | -49908.2969 | 0.0011564 | 0.0013864 | 0.0018341 | 0.0012932
2115 | Lateral Hardening | Lateral Hardening-Fuse-92015630 | Laterals | 13772 | 0.016856 | 1 | 1 | 50000 | 0 | 59.0317 | 68.2597 | 84.9693 | -49940.9683 | -49931.7403 | -49915.0307 | 0.0011806 | 0.0013652 | 0.0016994 | 0.0012879
15055 | Lateral Hardening | Lateral Hardening-Fuse-60144160 | Laterals | 13939 | 0.0085227 | 1 | 1 | 50000 | 0 | 58.9228 | 68.1806 | 84.981 | -49941.0772 | -49931.8194 | -49915.019 | 0.0011785 | 0.0013636 | 0.0016996 | 0.0012861
11186 | Lateral Hardening | Lateral Hardening-Fuse-90586059 | Laterals | 13243 | 0.016667 | 1 | 1 | 50000 | 0 | 57.9059 | 67.0165 | 83.52 | -49942.0941 | -49932.9835 | -49916.48 | 0.0011581 | 0.0013403 | 0.0016704 | 0.001264
1563 | Lateral Hardening | Lateral Hardening-Fuse-60003922 | Laterals | 13009 | 0.050947 | 2 | 0 | 84888.65 | 0 | 95.3745 | 114.3456 | 151.2628 | -84793.2755 | -84774.3044 | -84737.3872 | 0.0011235 | 0.001347 | 0.0017819 | 0.0012564
4492 | Lateral Hardening | Lateral Hardening-Fuse-91085500 | Laterals | 13295 | 0.020455 | 1 | 27 | 50000 | 0 | 57.872 | 66.4129 | 80.4223 | -49942.128 | -49933.5871 | -49919.5777 | 0.0011574 | 0.0013283 | 0.0016084 | 0.0012538
9323 | Lateral Hardening | Lateral Hardening-Fuse-92655835 | Laterals | 13030 | 0.02178 | 1 | 1 | 50000 | 0 | 57.3582 | 66.3245 | 82.5603 | -49942.6418 | -49933.6755 | -49917.4397 | 0.0011472 | 0.0013265 | 0.0016512 | 0.0012514
12615 | Lateral Hardening | Lateral Hardening-Fuse-90241528 | Laterals | 13324 | 0.038258 | 1 | 0 | 50000 | 0 | 55.6351 | 66.7016 | 88.2366 | -49944.3649 | -49933.2984 | -49911.7634 | 0.0011127 | 0.001334 | 0.0017647 | 0.0012443
1193 | Lateral Hardening | Lateral Hardening-Fuse-90423466 | Laterals | 13748 | 0.011742 | 1 |  | 50000 | 0 | 55.5027 | 66.5428 | 88.0265 | -49944.4973 | -49933.4572 | -49911.9735 | 0.0011101 | 0.0013309 | 0.0017605 | 0.0012413
9683 | Lateral Hardening | Lateral Hardening-Fuse-92949688 | Laterals | 13898 | 0.013068 | 4 | 0 | 147011.31 | 0 | 162.7548 | 195.1287 | 258.1271 | -146848.5552 | -146816.1813 | -146753.1829 | 0.0011071 | 0.0013273 | 0.0017558 | 0.001238
6449 | Lateral Hardening | Lateral Hardening-Fuse-10599430 | Laterals | 13473 | 0.020076 | 2 | 0 | 75611.33 | 0 | 83.5189 | 100.1318 | 132.46 | -75527.8111 | -75511.1982 | -75478.87 | 0.0011046 | 0.0013243 | 0.0017519 | 0.0012352
8631 | Lateral Hardening | Lateral Hardening-Fuse-10599419 | Laterals | 13473 | 0.021212 | 2 |  | 75788.03 | 0 | 83.5189 | 100.1318 | 132.46 | -75704.5111 | -75687.8982 | -75655.57 | 0.001102 | 0.0013212 | 0.0017478 | 0.0012323
7491 | Lateral Hardening | Lateral Hardening-Fuse-10776336 | Laterals | 14071 | 0.010038 | 1 |  | 50000 | 0 | 54.7741 | 65.6693 | 86.871 | -49945.2259 | -49934.3307 | -49913.129 | 0.0010955 | 0.0013134 | 0.0017374 | 0.001225
18375 | Lateral Hardening | Lateral Hardening-Fuse-10274722 | Laterals | 13624 | 0.0051136 | 1 | 2 | 50000 | 0 | 55.5473 | 63.8652 | 78.2001 | -49944.4527 | -49936.1348 | -49921.7999 | 0.0011109 | 0.0012773 | 0.001564 | 0.0012062
15707 | Lateral Hardening | Lateral Hardening-Fuse-60342621 | Laterals | 13019 | 0.029545 | 1 |  | 50000 | 0 | 53.7806 | 64.4782 | 85.2954 | -49946.2194 | -49935.5218 | -49914.7046 | 0.0010756 | 0.0012896 | 0.0017059 | 0.0012028
4760 | Lateral Hardening | Lateral Hardening-Fuse-91804955 | Laterals | 13329 | 0.023295 | 2 | 0 | 50000 | 0 | 53.5378 | 64.1871 | 84.9102 | -49946.4622 | -49935.8129 | -49915.0898 | 0.0010708 | 0.0012837 | 0.0016982 | 0.0011974
12181 | Lateral Hardening | Lateral Hardening-Fuse-92872356 | Laterals | 13710 | 0.019318 | 2 | 1 | 50000 | 0 | 53.7347 | 63.4582 | 81.6964 | -49946.2653 | -49936.5418 | -49918.3036 | 0.0010747 | 0.0012692 | 0.0016339 | 0.001189
11173 | Lateral Hardening | Lateral Hardening-Fuse-10925171 | Laterals | 13020 | 0.014583 | 1 | 0 | 50000 | 0 | 53.1183 | 63.6842 | 84.245 | -49946.8817 | -49936.3158 | -49915.755 | 0.0010624 | 0.0012737 | 0.0016849 | 0.001188
5924 | Lateral Hardening | Lateral Hardening-Fuse-60032795 | Laterals | 13007 | 0.25682 | 5 | 0 | 50000 | 0 | 52.9858 | 63.5253 | 84.0349 | -49947.0142 | -49936.4747 | -49915.9651 | 0.0010597 | 0.0012705 | 0.0016807 | 0.0011851
14035 | Lateral Hardening | Lateral Hardening-Fuse-60172344 | Laterals | 13927 | 0.018182 | 1 | 0 | 50000 | 0 | 52.9858 | 63.5253 | 84.0349 | -49947.0142 | -49936.4747 | -49915.9651 | 0.0010597 | 0.0012705 | 0.0016807 | 0.0011851
10413 | Lateral Hardening | Lateral Hardening-Fuse-92604597 | Laterals | 13390 | 0.012311 | 1 | 1 | 50000 | 0 | 54.3153 | 62.8059 | 78.1805 | -49945.6847 | -49937.1941 | -49921.8195 | 0.0010863 | 0.0012561 | 0.0015636 | 0.001185
948 | Lateral Hardening | Lateral Hardening-Fuse-10612123 | Laterals | 13927 | 0.028788 | 1 | 0 | 50000 | 0 | 52.456 | 62.8901 | 83.1945 | -49947.544 | -49937.1099 | -49916.8055 | 0.0010491 | 0.0012578 | 0.0016639 | 0.0011732
18717 | Lateral Hardening | Lateral Hardening-Fuse-92060753 | Laterals | 13786 | 0.030303 | 1 | 1 | 50000 | 0 | 53.5546 | 61.9263 | 77.0855 | -49946.4454 | -49938.0737 | -49922.9145 | 0.0010711 | 0.0012385 | 0.0015417 | 0.0011684
18130 | Lateral Hardening | Lateral Hardening-Fuse-91606130 | Laterals | 13939 | 0.0075758 | 1 | 1 | 50000 | 0 | 53.3144 | 61.7074 | 76.8626 | -49946.6856 | -49938.2926 | -49923.1374 | 0.0010663 | 0.0012341 | 0.0015373 | 0.0011637
4579 | Lateral Hardening | Lateral Hardening-Fuse-10442390 | Laterals | 13948 | 0.028788 | 1 | 5 | 50000 | 0 | 53.594 | 61.3768 | 74.6449 | -49946.406 | -49938.6232 | -49925.3551 | 0.0010719 | 0.0012275 | 0.0014929 | 0.0011607
18809 | Lateral Hardening | Lateral Hardening-Fuse-92910229 | Laterals | 13241 | 0.023674 | 1 | 0 | 50000 | 0 | 51.7937 | 62.096 | 82.1441 | -49948.2063 | -49937.904 | -49917.8559 | 0.0010359 | 0.0012419 | 0.0016429 | 0.0011584
389 | Lateral Hardening | Lateral Hardening-Fuse-90595696 | Laterals | 13342 | 0.0011364 | 2 | 0 | 50000 | 0 | 51.3963 | 61.6196 | 81.5138 | -49948.6037 | -49938.3804 | -49918.4862 | 0.0010279 | 0.0012324 | 0.0016303 | 0.0011495
2978 | Lateral Hardening | Lateral Hardening-Fuse-92559922 | Laterals | 13787 | 0.016856 | 2 | 0 | 50000 | 0 | 51.3963 | 61.6196 | 81.5138 | -49948.6037 | -49938.3804 | -49918.4862 | 0.0010279 | 0.0012324 | 0.0016303 | 0.0011495
10445 | Lateral Hardening | Lateral Hardening-Fuse-93260966 | Laterals | 13175 | 0.023485 | 1 | 0 | 50000 | 0 | 51.3963 | 61.6196 | 81.5138 | -49948.6037 | -49938.3804 | -49918.4862 | 0.0010279 | 0.0012324 | 0.0016303 | 0.0011495
4858 | Lateral Hardening | Lateral Hardening-Fuse-90888027 | Laterals | 13883 | 0.020076 | 1 | 0 | 50000 | 0 | 51.2638 | 61.4608 | 81.3037 | -49948.7362 | -49938.5392 | -49918.6963 | 0.0010253 | 0.0012292 | 0.0016261 | 0.0011465
253 | Lateral Hardening | Lateral Hardening-Fuse-92199717 | Laterals | 13787 | 0.11515 | 1 |  | 50000 | 0 | 50.4425 | 60.4761 | 80.0012 | -49949.5575 | -49939.5239 | -49919.9988 | 0.0010089 | 0.0012095 | 0.0016 | 0.0011282
3004 | Lateral Hardening | Lateral Hardening-Fuse-91045417 | Laterals | 13121 | 0.03428 | 1 | 0 | 50000 | 0 | 50.0716 | 60.0314 | 79.413 | -49949.9284 | -49939.9686 | -49920.587 | 0.0010014 | 0.0012006 | 0.0015883 | 0.0011199
6670 | Lateral Hardening | Lateral Hardening-Fuse-90292732 | Laterals | 13622 | 0.055303 | 2 | 0 | 50000 | 0 | 50.0685 | 60.0277 | 79.4081 | -49949.9315 | -49939.9723 | -49920.5919 | 0.0010014 | 0.0012006 | 0.0015882 | 0.0011198
11409 | Lateral Hardening | Lateral Hardening-Fuse-90010358 | Laterals | 13695 | 0.0083333 | 1 | 1 | 50000 | 0 | 51.2709 | 59.3375 | 73.95 | -49948.7291 | -49940.6625 | -49926.05 | 0.0010254 | 0.0011868 | 0.001479 | 0.0011192
9801 | Lateral Hardening | Lateral Hardening-Fuse-93130931 | Laterals | 13097 | 0.0089015 | 1 | 0 | 50000 | 0 | 48.8132 | 58.5227 | 77.4171 | -49951.1868 | -49941.4773 | -49922.5829 | 0.00097626 | 0.0011705 | 0.0015483 | 0.0010917
7595 | Lateral Hardening | Lateral Hardening-Fuse-90666149 | Laterals | 14199 | 0.016667 | 1 | 0 | 50000 | 0 | 48.747 | 58.4433 | 77.3121 | -49951.253 | -49941.5567 | -49922.6879 | 0.00097494 | 0.0011689 | 0.0015462 | 0.0010902
14335 | Lateral Hardening | Lateral Hardening-Fuse-10105716 | Laterals | 13878 | 0.044129 | 1 | 0 | 50000 | 0 | 48.4158 | 58.0463 | 76.7869 | -49951.5842 | -49941.9537 | -49923.2131 | 0.00096832 | 0.0011609 | 0.0015357 | 0.0010828
4591 | Lateral Hardening | Lateral Hardening-Fuse-92876736 | Laterals | 13460 | 0.035417 | 3 |  | 77996.78 | 0 | 74.7983 | 89.6766 | 118.6292 | -77921.9817 | -77907.1034 | -77878.1508 | 0.00095899 | 0.0011497 | 0.001521 | 0.0010724
8822 | Lateral Hardening | Lateral Hardening-Fuse-91660623 | Laterals | 13153 | 0.026136 | 1 | 0 | 50000 | 0 | 47.8197 | 57.3316 | 75.8415 | -49952.1803 | -49942.6684 | -49924.1585 | 0.00095639 | 0.0011466 | 0.0015168 | 0.0010695
5895 | Lateral Hardening | Lateral Hardening-Fuse-10667372 | Laterals | 13787 | 0.013826 | 1 | 1 | 50000 | 0 | 48.5053 | 56.1353 | 69.9628 | -49951.4947 | -49943.8647 | -49930.0372 | 0.00097011 | 0.0011227 | 0.0013993 | 0.0010588
14423 | Lateral Hardening | Lateral Hardening-Fuse-91567572 | Laterals | 13461 | 0.0077652 | 1 | 1 | 50000 | 0 | 48.3162 | 55.9223 | 69.6567 | -49951.6838 | -49944.0777 | -49930.3433 | 0.00096632 | 0.0011184 | 0.0013931 | 0.0010546
639 | Lateral Hardening | Lateral Hardening-Fuse-60029211 | Laterals | 13088 | 0.00075758 | 2 | 0 | 77084.4 | 0 | 72.4846 | 86.9027 | 114.9597 | -77011.9154 | -76997.4973 | -76969.4403 | 0.00094033 | 0.0011274 | 0.0014913 | 0.0010515
19390 | Lateral Hardening | Lateral Hardening-Fuse-90830097 | Laterals | 13899 | 0.0079545 | 1 | 0 | 50000 | 0 | 46.6275 | 55.9023 | 73.9507 | -49953.3725 | -49944.0977 | -49926.0493 | 0.00093255 | 0.001118 | 0.001479 | 0.0010428
19611 | Lateral Hardening | Lateral Hardening-Fuse-91395876 | Laterals | 13708 | 0.015909 | 1 | 0 | 50000 | 0 | 46.6275 | 55.9023 | 73.9507 | -49953.3725 | -49944.0977 | -49926.0493 | 0.00093255 | 0.001118 | 0.001479 | 0.0010428
10174 | Lateral Hardening | Lateral Hardening-Fuse-93192937 | Laterals | 13656 | 0.025189 | 1 |  | 50000 | 0 | 46.1639 | 55.3465 | 73.2154 | -49953.8361 | -49944.6535 | -49926.7846 | 0.00092328 | 0.0011069 | 0.0014643 | 0.0010325
527 | Lateral Hardening | Lateral Hardening-Fuse-92950710 | Laterals | 13972 | 0.017803 | 1 |  | 50000 | 0 | 45.7003 | 54.7906 | 72.4801 | -49954.2997 | -49945.2094 | -49927.5199 | 0.00091401 | 0.0010958 | 0.0014496 | 0.0010221
18793 | Lateral Hardening | Lateral Hardening-Fuse-92426785 | Laterals | 14042 | 0.025568 | 2 | 0 | 80942.35 | 0 | 72.4846 | 86.9027 | 114.9597 | -80869.8654 | -80855.4473 | -80827.3903 | 0.00089551 | 0.0010736 | 0.0014203 | 0.0010014
5091 | Lateral Hardening | Lateral Hardening-Fuse-10633655 | Laterals | 13241 | 0.021212 | 2 | 0 | 57496.13 | 0 | 51.3963 | 61.6196 | 81.5138 | -57444.7337 | -57434.5104 | -57414.6162 | 0.00089391 | 0.0010717 | 0.0014177 | 0.00099963
6783 | Lateral Hardening | Lateral Hardening-Fuse-92094218 | Laterals | 13021 | 0.045076 | 2 | 0 | 83975.7 | 0 | 72.4846 | 86.9027 | 114.9597 | -83903.2154 | -83888.7973 | -83860.7403 | 0.00086316 | 0.0010349 | 0.001369 | 0.00096525
2884 | Lateral Hardening | Lateral Hardening-Fuse-90998176 | Laterals | 13008 | 0.019508 | 1 | 0 | 50000 | 0 | 43.051 | 51.6143 | 68.2783 | -49956.949 | -49948.3857 | -49931.7217 | 0.00086102 | 0.0010323 | 0.0013656 | 0.00096285
8810 | Lateral Hardening | Lateral Hardening-Fuse-91550518 | Laterals | 13312 | 0.0024621 | 2 | 0 | 59867.87 | 0 | 51.3963 | 61.6196 | 81.5138 | -59816.4737 | -59806.2504 | -59786.3562 | 0.00085849 | 0.0010293 | 0.0013616 | 0.00096003
1207 | Lateral Hardening | Lateral Hardening-Fuse-91804936 | Laterals | 13329 | 0.019886 | 2 | 0 | 75581.88 | 0 | 64.2453 | 77.0245 | 101.8923 | -75517.6347 | -75504.8555 | -75479.9877 | 0.00085001 | 0.0010191 | 0.0013481 | 0.00095054
8966 | Lateral Hardening | Lateral Hardening-Fuse-93272222 | Laterals | 13390 | 0.0047348 | 1 |  | 50000 | 0 | 41.8588 | 50.185 | 66.3875 | -49958.1412 | -49949.815 | -49933.6125 | 0.00083718 | 0.0010037 | 0.0013278 | 0.00093619
16288 | Lateral Hardening | Lateral Hardening-Fuse-92734225 | Laterals | 13070 | 0.01553 | 1 | 1 | 50000 | 0 | 42.4551 | 49.0717 | 61.0626 | -49957.5449 | -49950.9283 | -49938.9374 | 0.0008491 | 0.00098143 | 0.0012213 | 0.00092602
4598 | Lateral Hardening | Lateral Hardening-Fuse-10080960 | Laterals | 13668 | 0.093182 | 1 | 0 | 50000 | 0 | 41.223 | 49.4227 | 65.3791 | -49958.777 | -49950.5773 | -49934.6209 | 0.00082446 | 0.00098845 | 0.0013076 | 0.00092197
9934 | Lateral Hardening | Lateral Hardening-Fuse-91767856 | Laterals | 13107 | 0.02178 | 1 | 19 | 50000 | 0 | 42.118 | 48.3363 | 58.5282 | -49957.882 | -49951.6637 | -49941.4718 | 0.00084236 | 0.00096673 | 0.0011706 | 0.00091249
18038 | Lateral Hardening | Lateral Hardening-Fuse-10476055 | Laterals | 13324 | 0.01875 | 2 |  | 50000 | 0 | 40.6887 | 48.7822 | 64.5318 | -49959.3113 | -49951.2178 | -49935.4682 | 0.00081377 | 0.00097564 | 0.0012906 | 0.00091002
868 | Lateral Hardening | Lateral Hardening-Fuse-10797476 | Laterals | 14042 | 0.032576 | 2 |  | 50000 | 0 | 40.6887 | 48.7822 | 64.5318 | -49959.3113 | -49951.2178 | -49935.4682 | 0.00081377 | 0.00097564 | 0.0012906 | 0.00091002
19446 | Lateral Hardening | Lateral Hardening-Fuse-60069819 | Laterals | 13051 | 0.029735 | 2 | 0 | 50000 | 0 | 40.6887 | 48.7822 | 64.5318 | -49959.3113 | -49951.2178 | -49935.4682 | 0.00081377 | 0.00097564 | 0.0012906 | 0.00091002
12238 | Lateral Hardening | Lateral Hardening-Fuse-91931177 | Laterals | 13895 | 0.0094697 | 2 | 0 | 50000 | 0 | 40.6887 | 48.7822 | 64.5318 | -49959.3113 | -49951.2178 | -49935.4682 | 0.00081377 | 0.00097564 | 0.0012906 | 0.00091002
11233 | Lateral Hardening | Lateral Hardening-Fuse-92094534 | Laterals | 13939 | 0.035606 | 2 | 0 | 50000 | 0 | 40.6887 | 48.7822 | 64.5318 | -49959.3113 | -49951.2178 | -49935.4682 | 0.00081377 | 0.00097564 | 0.0012906 | 0.00091002
2358 | Lateral Hardening | Lateral Hardening-Fuse-93124850 | Laterals | 13107 | 0.029545 | 2 |  | 50000 | 0 | 40.6887 | 48.7822 | 64.5318 | -49959.3113 | -49951.2178 | -49935.4682 | 0.00081377 | 0.00097564 | 0.0012906 | 0.00091002
18895 | Lateral Hardening | Lateral Hardening-Fuse-91245686 | Laterals | 13091 | 0.016477 | 2 | 0 | 50000 | 0 | 40.6887 | 48.7822 | 64.5318 | -49959.3113 | -49951.2178 | -49935.4682 | 0.00081377 | 0.00097564 | 0.0012906 | 0.00091002
15790 | Lateral Hardening | Lateral Hardening-Fuse-93261252 | Laterals | 13175 | 0.037311 | 2 |  | 50213.69 | 0 | 40.6887 | 48.7822 | 64.5318 | -50173.0013 | -50164.9078 | -50149.1582 | 0.00081031 | 0.00097149 | 0.0012851 | 0.00090615
3691 | Lateral Hardening | Lateral Hardening-Fuse-92872327 | Laterals | 13710 | 0.0051136 | 1 | 4 | 50000 | 0 | 41.7352 | 47.7933 | 58.0845 | -49958.2648 | -49952.2067 | -49941.9155 | 0.0008347 | 0.00095587 | 0.0011617 | 0.00090375
6259 | Lateral Hardening | Lateral Hardening-Fuse-10204442 | Laterals | 13337 | 0.029545 | 2 | 7 | 50000 | 0 | 40.774 | 46.8612 | 57.1425 | -49959.226 | -49953.1388 | -49942.8575 | 0.00081548 | 0.00093722 | 0.0011429 | 0.00088474
879 | Lateral Hardening | Lateral Hardening-Fuse-91355269 | Laterals | 13906 | 0.0096591 | 1 | 0 | 50000 | 0 | 39.2758 | 47.0882 | 62.2908 | -49960.7242 | -49952.9118 | -49937.7092 | 0.00078552 | 0.00094176 | 0.0012458 | 0.00087842
13354 | Lateral Hardening | Lateral Hardening-Fuse-92329323 | Laterals | 13187 | 0.0094697 | 1 |  | 50000 | 0 | 38.5472 | 46.2147 | 61.1354 | -49961.4528 | -49953.7853 | -49938.8646 | 0.00077094 | 0.00092429 | 0.0012227 | 0.00086213
18354 | Lateral Hardening | Lateral Hardening-Fuse-60032618 | Laterals | 13007 | 0.034659 | 1 | 0 | 50000 | 0 | 38.481 | 46.1353 | 61.0303 | -49961.519 | -49953.8647 | -49938.9697 | 0.00076962 | 0.00092271 | 0.0012206 | 0.00086064
11282 | Lateral Hardening | Lateral Hardening-Fuse-91771307 | Laterals | 13236 | 0.064394 | 1 | 0 | 50000 | 0 | 38.1498 | 45.7382 | 60.5051 | -49961.8502 | -49954.2618 | -49939.4949 | 0.000763 | 0.00091476 | 0.0012101 | 0.00085324
11115 | Lateral Hardening | Lateral Hardening-Fuse-60016599 | Laterals | 13049 | 0.021402 | 1 | 13 | 50000 | 0 | 38.2642 | 43.966 | 53.0915 | -49961.7358 | -49956.034 | -49946.9085 | 0.00076528 | 0.00087932 | 0.0010618 | 0.00082915
1960 | Lateral Hardening | Lateral Hardening-Fuse-10694171 | Laterals | 13254 | 0.032008 | 1 | 2 | 50000 | 0 | 37.6879 | 43.2922 | 52.9581 | -49962.3121 | -49956.7078 | -49947.0419 | 0.00075376 | 0.00086584 | 0.0010592 | 0.00081792
2172 | Lateral Hardening | Lateral Hardening-Fuse-93288108 | Laterals | 13213 | 0.015341 | 1 |  | 50000 | 0 | 34.3083 | 41.1327 | 54.4126 | -49965.6917 | -49958.8673 | -49945.5874 | 0.00068617 | 0.00082265 | 0.0010883 | 0.00076732
15593 | Lateral Hardening | Lateral Hardening-Fuse-60139184 | Laterals | 13865 | 0.073864 | 1 |  | 50000 | 0 | 33.1161 | 39.7033 | 52.5218 | -49966.8839 | -49960.2967 | -49947.4782 | 0.00066232 | 0.00079407 | 0.0010504 | 0.00074066
14925 | Lateral Hardening | Lateral Hardening-Fuse-90748003 | Laterals | 13166 | 0.035606 | 2 | 0 | 78026.23 | 0 | 51.3963 | 61.6196 | 81.5138 | -77974.8337 | -77964.6104 | -77944.7162 | 0.0006587 | 0.00078973 | 0.0010447 | 0.00073661
19197 | Lateral Hardening | Lateral Hardening-Fuse-92026399 | Laterals | 14119 | 0.017614 | 1 |  | 50000 | 0 | 32.9175 | 39.4651 | 52.2067 | -49967.0825 | -49960.5349 | -49947.7933 | 0.00065835 | 0.0007893 | 0.0010441 | 0.00073621
2958 | Lateral Hardening | Lateral Hardening-Fuse-10743723 | Laterals | 13328 | 0.048295 | 2 | 0 | 79999.38 | 0 | 51.3963 | 61.6196 | 81.5138 | -79947.9837 | -79937.7604 | -79917.8662 | 0.00064246 | 0.00077025 | 0.0010189 | 0.00071844
11256 | Lateral Hardening | Lateral Hardening-Fuse-90009373 | Laterals | 13924 | 0.017614 | 1 | 1 | 50000 | 0 | 32.8737 | 38.0458 | 47.415 | -49967.1263 | -49961.9542 | -49952.585 | 0.00065747 | 0.00076092 | 0.0009483 | 0.00071759
7529 | Lateral Hardening | Lateral Hardening-Fuse-91692205 | Laterals | 14274 | 0.0043561 | 1 | 1 | 50000 | 0 | 32.7157 | 37.8659 | 47.1657 | -49967.2843 | -49962.1341 | -49952.8343 | 0.00065431 | 0.00075732 | 0.00094331 | 0.00071411
14039 | Lateral Hardening | Lateral Hardening-Fuse-10466915 | Laterals | 13433 | 0.29375 | 2 |  | 64425.99 | 0 | 40.6887 | 48.7822 | 64.5318 | -64385.3013 | -64377.2078 | -64361.4582 | 0.00063156 | 0.00075718 | 0.0010016 | 0.00070625
6494 | Lateral Hardening | Lateral Hardening-Fuse-90628828 | Laterals | 13073 | 0.025189 | 2 | 5 | 50000 | 0 | 32.3157 | 37.1296 | 45.3813 | -49967.6843 | -49962.8704 | -49954.6187 | 0.00064631 | 0.00074259 | 0.00090763 | 0.00070133
925 | Lateral Hardening | Lateral Hardening-Fuse-91194467 | Laterals | 13461 | 0.039773 | 2 | 5 | 50000 | 0 | 32.3157 | 37.1296 | 45.3813 | -49967.6843 | -49962.8704 | -49954.6187 | 0.00064631 | 0.00074259 | 0.00090763 | 0.00070133
12439 | Lateral Hardening | Lateral Hardening-Fuse-60327730 | Laterals | 14042 | 0.016098 | 1 | 0 | 50000 | 0 | 30.2682 | 36.2889 | 48.0049 | -49969.7318 | -49963.7111 | -49951.9951 | 0.00060536 | 0.00072578 | 0.0009601 | 0.00067696
10618 | Lateral Hardening | Lateral Hardening-Fuse-93162176 | Laterals | 13086 | 0.036932 | 2 | 0 | 50000 | 0 | 29.4071 | 35.2566 | 46.6394 | -49970.5929 | -49964.7434 | -49953.3606 | 0.00058814 | 0.00070513 | 0.00093279 | 0.0006577
10576 | Lateral Hardening | Lateral Hardening-Fuse-90342774 | Laterals | 13324 | 0.038447 | 1 | 0 | 50000 | 0 | 29.0097 | 34.7801 | 46.0091 | -49970.9903 | -49965.2199 | -49953.9909 | 0.00058019 | 0.0006956 | 0.00092018 | 0.00064882
3570 | Lateral Hardening | Lateral Hardening-Fuse-10148030 | Laterals | 13150 | 0.024432 | 1 | 0 | 50000 | 0 | 27.7513 | 33.2714 | 44.0133 | -49972.2487 | -49966.7286 | -49955.9867 | 0.00055503 | 0.00066543 | 0.00088027 | 0.00062067
1781 | Lateral Hardening | Lateral Hardening-Fuse-90980355 | Laterals | 13236 | 0.0060606 | 2 |  | 73432.03 | 0 | 40.6887 | 48.7822 | 64.5318 | -73391.3413 | -73383.2478 | -73367.4982 | 0.0005541 | 0.00066432 | 0.0008788 | 0.00061963
11496 | Lateral Hardening | Lateral Hardening-Fuse-92655620 | Laterals | 13226 | 0.014962 | 2 | 0 | 74816.18 | 0 | 40.6887 | 48.7822 | 64.5318 | -74775.4913 | -74767.3978 | -74751.6482 | 0.00054385 | 0.00065203 | 0.00086254 | 0.00060817
18031 | Lateral Hardening | Lateral Hardening-Fuse-90837504 | Laterals | 13130 | 0.016667 | 2 | 0 | 75081.23 | 0 | 40.6887 | 48.7822 | 64.5318 | -75040.5413 | -75032.4478 | -75016.6982 | 0.00054193 | 0.00064973 | 0.00085949 | 0.00060602
11661 | Lateral Hardening | Lateral Hardening-Fuse-90500142 | Laterals | 13435 | 0.017424 | 2 | 0 | 75199.03 | 0 | 40.6887 | 48.7822 | 64.5318 | -75158.3413 | -75150.2478 | -75134.4982 | 0.00054108 | 0.00064871 | 0.00085815 | 0.00060508
7724 | Lateral Hardening | Lateral Hardening-Fuse-92149437 | Laterals | 13547 | 0.017803 | 1 | 0 | 50000 | 0 | 27.0228 | 32.3979 | 42.8578 | -49972.9772 | -49967.6021 | -49957.1422 | 0.00054046 | 0.00064796 | 0.00085716 | 0.00060438
6981 | Lateral Hardening | Lateral Hardening-Fuse-60022626 | Laterals | 13086 | 0.028977 | 2 |  | 76995.48 | 0 | 40.6887 | 48.7822 | 64.5318 | -76954.7913 | -76946.6978 | -76930.9482 | 0.00052846 | 0.00063357 | 0.00083812 | 0.00059096
7830 | Lateral Hardening | Lateral Hardening-Fuse-93271409 | Laterals | 13080 | 0.024811 | 1 | 11 | 50000 | 0 | 26.6952 | 30.7101 | 37.0491 | -49973.3048 | -49969.2899 | -49962.9509 | 0.0005339 | 0.0006142 | 0.00074098 | 0.0005787
10283 | Lateral Hardening | Lateral Hardening-Fuse-60032611 | Laterals | 13007 | 0.032765 | 1 | 0 | 50000 | 0 | 25.0358 | 30.0157 | 39.7065 | -49974.9642 | -49969.9843 | -49960.2935 | 0.00050072 | 0.00060031 | 0.00079413 | 0.00055994
4232 | Lateral Hardening | Lateral Hardening-Fuse-90100442 | Laterals | 13808 | 0.0096591 | 1 | 10 | 50000 | 0 | 24.6572 | 28.3416 | 34.2488 | -49975.3428 | -49971.6584 | -49965.7512 | 0.00049314 | 0.00056683 | 0.00068498 | 0.00053443
4474 | Lateral Hardening | Lateral Hardening-Fuse-90926107 | Laterals | 13959 | 0.015341 | 1 | 0 | 50000 | 0 | 23.5787 | 28.2688 | 37.3955 | -49976.4213 | -49971.7312 | -49962.6045 | 0.00047157 | 0.00056538 | 0.00074791 | 0.00052735
1701 | Lateral Hardening | Lateral Hardening-Fuse-91548331 | Laterals | 13661 | 0.011932 | 1 | 0 | 50000 | 0 | 22.9826 | 27.5541 | 36.4501 | -49977.0174 | -49972.4459 | -49963.5499 | 0.00045965 | 0.00055108 | 0.000729 | 0.00051402
254 | Lateral Hardening | Lateral Hardening-Fuse-90991563 | Laterals | 13533 | 0.036742 | 1 | 0 | 50000 | 0 | 22.6779 | 27.1888 | 35.9669 | -49977.3221 | -49972.8112 | -49964.0331 | 0.00045356 | 0.00054378 | 0.00071934 | 0.0005072
1627 | Lateral Hardening | Lateral Hardening-Fuse-91643798 | Laterals | 13579 | 0.10133 | 3 |  | 50000 | 0 | 22.6038 | 27.0999 | 35.8493 | -49977.3962 | -49972.9001 | -49964.1507 | 0.00045208 | 0.000542 | 0.00071699 | 0.00050554
15941 | Lateral Hardening | Lateral Hardening-Fuse-92909857 | Laterals | 13159 | 0.014015 | 1 |  | 50000 | 0 | 21.7242 | 26.0454 | 34.4543 | -49978.2758 | -49973.9546 | -49965.5457 | 0.00043448 | 0.00052091 | 0.00068909 | 0.00048587
7695 | Lateral Hardening | Lateral Hardening-Fuse-90504134 | Laterals | 13435 | 0.018561 | 1 | 0 | 50000 | 0 | 21.5917 | 25.8866 | 34.2442 | -49978.4083 | -49974.1134 | -49965.7558 | 0.00043183 | 0.00051773 | 0.00068488 | 0.00048291
5362 | Lateral Hardening | Lateral Hardening-Fuse-10100715 | Laterals | 13048 | 0.017235 | 1 | 5 | 50000 | 0 | 21.8378 | 25.0091 | 30.4154 | -49978.1622 | -49974.9909 | -49969.5846 | 0.00043676 | 0.00050018 | 0.00060831 | 0.00047294
2725 | Lateral Hardening | Lateral Hardening-Fuse-92311266 | Laterals | 13781 | 0.0075758 | 1 | 0 | 50000 | 0 | 20.6645 | 24.7749 | 32.7736 | -49979.3355 | -49975.2251 | -49967.2264 | 0.00041329 | 0.0004955 | 0.00065547 | 0.00046217
7030 | Lateral Hardening | Lateral Hardening-Fuse-92748535 | Laterals | 13336 | 0.017235 | 1 | 0 | 50000 | 0 | 20.2009 | 24.219 | 32.0383 | -49979.7991 | -49975.781 | -49967.9617 | 0.00040402 | 0.00048438 | 0.00064077 | 0.0004518
17920 | Lateral Hardening | Lateral Hardening-Fuse-93317604 | Laterals | 13146 | 0.0090909 | 1 | 8 | 50000 | 0 | 20.5407 | 23.5978 | 28.5026 | -49979.4593 | -49976.4022 | -49971.4974 | 0.00041081 | 0.00047196 | 0.00057005 | 0.00044508
8814 | Lateral Hardening | Lateral Hardening-Fuse-91221190 | Laterals | 13924 | 0.04697 | 1 | 1 | 50000 | 0 | 19.8717 | 23 | 28.6488 | -49980.1283 | -49977 | -49971.3512 | 0.00039743 | 0.00046 | 0.00057298 | 0.00043376
12290 | Lateral Hardening | Lateral Hardening-Fuse-91781626 | Laterals | 13172 | 0.0098485 | 1 | 0 | 50000 | 0 | 19.3398 | 23.1867 | 30.6727 | -49980.6602 | -49976.8133 | -49969.3273 | 0.0003868 | 0.00046373 | 0.00061345 | 0.00043254
7953 | Lateral Hardening | Lateral Hardening-Fuse-91224022 | Laterals | 13622 | 0.030871 | 1 | 1 | 50000 | 0 | 19.6597 | 22.7546 | 28.3431 | -49980.3403 | -49977.2454 | -49971.6569 | 0.00039319 | 0.00045509 | 0.00056686 | 0.00042913
17851 | Lateral Hardening | Lateral Hardening-Fuse-91508532 | Laterals | 13787 | 0.11042 | 2 | 2 | 50000 | 0 | 18.8197 | 21.8116 | 27.1246 | -49981.1803 | -49978.1884 | -49972.8754 | 0.00037639 | 0.00043623 | 0.00054249 | 0.00041095
8529 | Lateral Hardening | Lateral Hardening-Fuse-93075532 | Laterals | 13769 | 0.011553 | 1 |  | 50000 | 0 | 18.2801 | 21.9162 | 28.992 | -49981.7199 | -49978.0838 | -49971.008 | 0.0003656 | 0.00043832 | 0.00057984 | 0.00040884
7359 | Lateral Hardening | Lateral Hardening-Fuse-10456330 | Laterals | 13225 | 0.011364 | 1 | 0 | 50000 | 0 | 18.0152 | 21.5986 | 28.5719 | -49981.9848 | -49978.4014 | -49971.4281 | 0.0003603 | 0.00043197 | 0.00057144 | 0.00040292
7485 | Lateral Hardening | Lateral Hardening-Fuse-10924397 | Laterals | 14356 | 0.0056818 | 1 |  | 50000 | 0 | 18.0152 | 21.5986 | 28.5719 | -49981.9848 | -49978.4014 | -49971.4281 | 0.0003603 | 0.00043197 | 0.00057144 | 0.00040292
17543 | Lateral Hardening | Lateral Hardening-Fuse-60427354 | Laterals | 13147 | 0.022159 | 1 |  | 50000 | 0 | 17.6178 | 21.1222 | 27.9416 | -49982.3822 | -49978.8778 | -49972.0584 | 0.00035236 | 0.00042244 | 0.00055883 | 0.00039403
11333 | Lateral Hardening | Lateral Hardening-Fuse-10633693 | Laterals | 13241 | 0.021591 | 1 | 0 | 50000 | 0 | 17.2204 | 20.6457 | 27.3113 | -49982.7796 | -49979.3543 | -49972.6887 | 0.00034441 | 0.00041291 | 0.00054623 | 0.00038514
17363 | Lateral Hardening | Lateral Hardening-Fuse-91783078 | Laterals | 14112 | 0.014015 | 1 | 0 | 50000 | 0 | 16.823 | 20.1693 | 26.6811 | -49983.177 | -49979.8307 | -49973.3189 | 0.00033646 | 0.00040339 | 0.00053362 | 0.00037625
8094 | Lateral Hardening | Lateral Hardening-Fuse-90539976 | Laterals | 14355 | 0.010417 | 1 |  | 50000 | 0 | 16.6905 | 20.0105 | 26.471 | -49983.3095 | -49979.9895 | -49973.529 | 0.00033381 | 0.00040021 | 0.00052942 | 0.00037329
12509 | Lateral Hardening | Lateral Hardening-Fuse-92094568 | Laterals | 13939 | 0.020644 | 1 | 0 | 50000 | 0 | 16.5581 | 19.8517 | 26.2609 | -49983.4419 | -49980.1483 | -49973.7391 | 0.00033116 | 0.00039703 | 0.00052522 | 0.00037033
5904 | Lateral Hardening | Lateral Hardening-Fuse-92971628 | Laterals | 13539 | 0.0043561 | 1 | 0 | 50000 | 0 | 15.8295 | 18.9782 | 25.1054 | -49984.1705 | -49981.0218 | -49974.8946 | 0.00031659 | 0.00037956 | 0.00050211 | 0.00035403
9784 | Lateral Hardening | Lateral Hardening-Fuse-90737773 | Laterals | 13125 | 0.020644 | 1 | 6 | 50000 | 0 | 16.1599 | 18.5294 | 22.4836 | -49983.8401 | -49981.4706 | -49977.5164 | 0.0003232 | 0.00037059 | 0.00044967 | 0.00035006
19738 | Lateral Hardening | Lateral Hardening-Fuse-60306546 | Laterals | 13883 | 0.064394 | 1 | 0 | 50000 | 0 | 15.6308 | 18.74 | 24.7903 | -49984.3692 | -49981.26 | -49975.2097 | 0.00031262 | 0.0003748 | 0.00049581 | 0.00034959
1524 | Lateral Hardening | Lateral Hardening-Fuse-10125819 | Laterals | 13064 | 0.018561 | 1 |  | 50000 | 0 | 15.101 | 18.1047 | 23.9499 | -49984.899 | -49981.8953 | -49976.0501 | 0.00030202 | 0.00036209 | 0.000479 | 0.00033774
13930 | Lateral Hardening | Lateral Hardening-Fuse-93231658 | Laterals | 13672 | 0.018561 | 1 | 0 | 50000 | 0 | 15.101 | 18.1047 | 23.9499 | -49984.899 | -49981.8953 | -49976.0501 | 0.00030202 | 0.00036209 | 0.000479 | 0.00033774
8660 | Lateral Hardening | Lateral Hardening-Fuse-92949294 | Laterals | 14042 | 0.0087121 | 1 | 0 | 50000 | 0 | 14.3062 | 17.1518 | 22.6894 | -49985.6938 | -49982.8482 | -49977.3106 | 0.00028612 | 0.00034304 | 0.00045379 | 0.00031996
741 | Lateral Hardening | Lateral Hardening-Fuse-93368507 | Laterals | 13171 | 0.021591 | 1 |  | 50000 | 0 | 14.2002 | 17.0248 | 22.5213 | -49985.7998 | -49982.9752 | -49977.4787 | 0.000284 | 0.0003405 | 0.00045043 | 0.00031759
14101 | Lateral Hardening | Lateral Hardening-Fuse-93376880 | Laterals | 13303 | 0.0875 | 2 | 1 | 50000 | 0 | 14.0177 | 16.309 | 20.6954 | -49985.9823 | -49983.691 | -49979.3046 | 0.00028035 | 0.00032618 | 0.00041391 | 0.00030746
5990 | Lateral Hardening | Lateral Hardening-Fuse-92007509 | Laterals | 13479 | 0.0077652 | 1 | 5 | 50000 | 0 | 14.0214 | 16.0545 | 19.4882 | -49985.9786 | -49983.9455 | -49980.5118 | 0.00028043 | 0.00032109 | 0.00038976 | 0.00030356
10287 | Lateral Hardening | Lateral Hardening-Fuse-93099837 | Laterals | 13786 | 0.020455 | 1 | 5 | 50000 | 0 | 14.0214 | 16.0545 | 19.4882 | -49985.9786 | -49983.9455 | -49980.5118 | 0.00028043 | 0.00032109 | 0.00038976 | 0.00030356
12278 | Lateral Hardening | Lateral Hardening-Fuse-10310496 | Laterals | 13864 | 0.0079545 | 1 |  | 50000 | 0 | 13.2465 | 15.8813 | 21.0087 | -49986.7535 | -49984.1187 | -49978.9913 | 0.00026493 | 0.00031763 | 0.00042017 | 0.00029626
18410 | Lateral Hardening | Lateral Hardening-Fuse-90423415 | Laterals | 13433 | 0.019129 | 1 | 0 | 50000 | 0 | 12.8226 | 15.3731 | 20.3364 | -49987.1774 | -49984.6269 | -49979.6636 | 0.00025645 | 0.00030746 | 0.00040673 | 0.00028678
600 | Lateral Hardening | Lateral Hardening-Fuse-90012645 | Laterals | 13927 | 0.0092803 | 1 | 0 | 50000 | 0 | 11.8556 | 14.2138 | 18.8028 | -49988.1444 | -49985.7862 | -49981.1972 | 0.00023711 | 0.00028428 | 0.00037606 | 0.00026516
18689 | Lateral Hardening | Lateral Hardening-Fuse-60445804 | Laterals | 14023 | 0.0085227 | 1 | 4 | 50000 | 0 | 11.8188 | 13.5344 | 16.4487 | -49988.1812 | -49986.4656 | -49983.5513 | 0.00023638 | 0.00027069 | 0.00032897 | 0.00025593
14231 | Lateral Hardening | Lateral Hardening-Fuse-10758603 | Laterals | 13422 | 0.058712 | 1 | 4 | 50000 | 0 | 11.7286 | 13.4404 | 16.3074 | -49988.2714 | -49986.5596 | -49983.6926 | 0.00023457 | 0.00026881 | 0.00032615 | 0.000254
18739 | Lateral Hardening | Lateral Hardening-Fuse-10311273 | Laterals | 13865 | 0.032386 | 1 | 0 | 50000 | 0 | 11.18 | 13.4038 | 17.7314 | -49988.82 | -49986.5962 | -49982.2686 | 0.0002236 | 0.00026808 | 0.00035463 | 0.00025005
8447 | Lateral Hardening | Lateral Hardening-Fuse-10802849 | Laterals | 13133 | 0.021212 | 1 |  | 50000 | 0 | 11.0211 | 13.2133 | 17.4793 | -49988.9789 | -49986.7867 | -49982.5207 | 0.00022042 | 0.00026427 | 0.00034959 | 0.00024649
13739 | Lateral Hardening | Lateral Hardening-Fuse-93164289 | Laterals | 14119 | 0.020833 | 1 |  | 50000 | 0 | 10.8621 | 13.0227 | 17.2271 | -49989.1379 | -49986.9773 | -49982.7729 | 0.00021724 | 0.00026045 | 0.00034454 | 0.00024294
5088 | Lateral Hardening | Lateral Hardening-Fuse-10686059 | Laterals | 13808 | 0.048106 | 1 | 3 | 50000 | 0 | 11.0133 | 12.6427 | 15.4199 | -49988.9867 | -49987.3573 | -49984.5801 | 0.00022027 | 0.00025285 | 0.0003084 | 0.00023886
1421 | Lateral Hardening | Lateral Hardening-Fuse-60445803 | Laterals | 14023 | 0.014394 | 1 | 2 | 50000 | 0 | 10.6927 | 12.2781 | 15.005 | -49989.3073 | -49987.7219 | -49984.995 | 0.00021385 | 0.00024556 | 0.0003001 | 0.00023199
12471 | Lateral Hardening | Lateral Hardening-Fuse-92858955 | Laterals | 13388 | 0.0058712 | 1 |  | 50000 | 0 | 10.3322 | 12.3874 | 16.3868 | -49989.6678 | -49987.6126 | -49983.6132 | 0.00020664 | 0.00024775 | 0.00032774 | 0.00023109
2387 | Lateral Hardening | Lateral Hardening-Fuse-92604599 | Laterals | 13390 | 0.05625 | 1 |  | 50000 | 0 | 9.9878 | 11.9745 | 15.8406 | -49990.0122 | -49988.0255 | -49984.1594 | 0.00019976 | 0.00023949 | 0.00031681 | 0.00022338
7747 | Lateral Hardening | Lateral Hardening-Fuse-10501155 | Laterals | 13509 | 0.011174 | 1 | 0 | 50000 | 0 | 9.9348 | 11.911 | 15.7565 | -49990.0652 | -49988.089 | -49984.2435 | 0.0001987 | 0.00023822 | 0.00031513 | 0.0002222
18760 | Lateral Hardening | Lateral Hardening-Fuse-92562465 | Laterals | 13342 | 0.086742 | 2 |  | 50000 | 0 | 9.5216 | 11.4155 | 15.1011 | -49990.4784 | -49988.5845 | -49984.8989 | 0.00019043 | 0.00022831 | 0.00030202 | 0.00021295
839 | Lateral Hardening | Lateral Hardening-Fuse-93312500 | Laterals | 13303 | 0.027652 | 1 | 3 | 50000 | 0 | 9.6888 | 11.1156 | 13.5078 | -49990.3112 | -49988.8844 | -49986.4922 | 0.00019378 | 0.00022231 | 0.00027016 | 0.00020998
779 | Lateral Hardening | Lateral Hardening-Fuse-92799073 | Laterals | 13813 | 0.010038 | 1 | 3 | 50000 | 0 | 9.6411 | 11.0434 | 13.4413 | -49990.3589 | -49988.9566 | -49986.5587 | 0.00019282 | 0.00022087 | 0.00026883 | 0.00020884
13263 | Lateral Hardening | Lateral Hardening-Fuse-92994157 | Laterals | 13787 | 0.010038 | 1 | 3 | 50000 | 0 | 9.6411 | 11.0434 | 13.4413 | -49990.3589 | -49988.9566 | -49986.5587 | 0.00019282 | 0.00022087 | 0.00026883 | 0.00020884
8609 | Lateral Hardening | Lateral Hardening-Fuse-93220639 | Laterals | 13459 | 0.017614 | 1 | 3 | 50000 | 0 | 9.6411 | 11.0434 | 13.4413 | -49990.3589 | -49988.9566 | -49986.5587 | 0.00019282 | 0.00022087 | 0.00026883 | 0.00020884
3922 | Lateral Hardening | Lateral Hardening-Fuse-90027512 | Laterals | 14275 | 0.021212 | 1 | 3 | 50000 | 0 | 9.5747 | 10.9831 | 13.362 | -49990.4253 | -49989.0169 | -49986.638 | 0.00019149 | 0.00021966 | 0.00026724 | 0.00020752
8864 | Lateral Hardening | Lateral Hardening-Fuse-91932853 | Laterals | 13180 | 0.017614 | 1 | 3 | 50000 | 0 | 9.5747 | 10.9831 | 13.362 | -49990.4253 | -49989.0169 | -49986.638 | 0.00019149 | 0.00021966 | 0.00026724 | 0.00020752
5420 | Lateral Hardening | Lateral Hardening-Fuse-10802881 | Laterals | 13133 | 0.007197 | 1 | 3 | 50000 | 0 | 9.5044 | 10.9107 | 13.3074 | -49990.4956 | -49989.0893 | -49986.6926 | 0.00019009 | 0.00021821 | 0.00026615 | 0.00020613
14991 | Lateral Hardening | Lateral Hardening-Fuse-10876288 | Laterals | 14023 | 0.037121 | 1 | 3 | 50000 | 0 | 9.5044 | 10.9107 | 13.3074 | -49990.4956 | -49989.0893 | -49986.6926 | 0.00019009 | 0.00021821 | 0.00026615 | 0.00020613
4944 | Lateral Hardening | Lateral Hardening-Fuse-10402275 | Laterals | 13592 | 0.035606 | 1 | 3 | 50000 | 0 | 9.4559 | 10.8545 | 13.2452 | -49990.5441 | -49989.1455 | -49986.7548 | 0.00018912 | 0.00021709 | 0.0002649 | 0.00020509
17512 | Lateral Hardening | Lateral Hardening-Fuse-10479385 | Laterals | 14012 | 0.049432 | 1 | 3 | 50000 | 0 | 9.4559 | 10.8545 | 13.2452 | -49990.5441 | -49989.1455 | -49986.7548 | 0.00018912 | 0.00021709 | 0.0002649 | 0.00020509
18984 | Lateral Hardening | Lateral Hardening-Fuse-10537245 | Laterals | 13117 | 0.023674 | 1 | 3 | 50000 | 0 | 9.4559 | 10.8545 | 13.2452 | -49990.5441 | -49989.1455 | -49986.7548 | 0.00018912 | 0.00021709 | 0.0002649 | 0.00020509
17859 | Lateral Hardening | Lateral Hardening-Fuse-10581457 | Laterals | 13181 | 0.011174 | 1 | 3 | 50000 | 0 | 9.4559 | 10.8545 | 13.2452 | -49990.5441 | -49989.1455 | -49986.7548 | 0.00018912 | 0.00021709 | 0.0002649 | 0.00020509
15321 | Lateral Hardening | Lateral Hardening-Fuse-10640147 | Laterals | 13795 | 0.0079545 | 1 | 3 | 50000 | 0 | 9.4559 | 10.8545 | 13.2452 | -49990.5441 | -49989.1455 | -49986.7548 | 0.00018912 | 0.00021709 | 0.0002649 | 0.00020509
5162 | Lateral Hardening | Lateral Hardening-Fuse-93264128 | Laterals | 13042 | 0.041667 | 1 | 2 | 50000 | 0 | 9.2361 | 10.5998 | 12.9157 | -49990.7639 | -49989.4002 | -49987.0843 | 0.00018472 | 0.000212 | 0.00025831 | 0.00020026
1480 | Lateral Hardening | Lateral Hardening-Fuse-60044801 | Laterals | 13180 | 0.029356 | 2 | 0 | 50000 | 0 | 8.4777 | 10.1641 | 13.4456 | -49991.5223 | -49989.8359 | -49986.5544 | 0.00016955 | 0.00020328 | 0.00026891 | 0.00018961
4437 | Lateral Hardening | Lateral Hardening-Fuse-90025648 | Laterals | 14274 | 0.061553 | 2 |  | 50000 | 0 | 8.4777 | 10.1641 | 13.4456 | -49991.5223 | -49989.8359 | -49986.5544 | 0.00016955 | 0.00020328 | 0.00026891 | 0.00018961
8907 | Lateral Hardening | Lateral Hardening-Fuse-90900129 | Laterals | 13819 | 0.067803 | 2 | 0 | 50000 | 0 | 8.4777 | 10.1641 | 13.4456 | -49991.5223 | -49989.8359 | -49986.5544 | 0.00016955 | 0.00020328 | 0.00026891 | 0.00018961
17334 | Lateral Hardening | Lateral Hardening-Fuse-91484673 | Laterals | 13657 | 0.051136 | 2 | 0 | 50000 | 0 | 8.4777 | 10.1641 | 13.4456 | -49991.5223 | -49989.8359 | -49986.5544 | 0.00016955 | 0.00020328 | 0.00026891 | 0.00018961
3446 | Lateral Hardening | Lateral Hardening-Fuse-92630662 | Laterals | 13331 | 0.018371 | 2 | 0 | 50000 | 0 | 8.4777 | 10.1641 | 13.4456 | -49991.5223 | -49989.8359 | -49986.5544 | 0.00016955 | 0.00020328 | 0.00026891 | 0.00018961
16534 | Lateral Hardening | Lateral Hardening-Fuse-92759309 | Laterals | 13211 | 0.039773 | 2 | 0 | 50000 | 0 | 8.4777 | 10.1641 | 13.4456 | -49991.5223 | -49989.8359 | -49986.5544 | 0.00016955 | 0.00020328 | 0.00026891 | 0.00018961
16008 | Lateral Hardening | Lateral Hardening-Fuse-93048483 | Laterals | 13019 | 0.026705 | 2 | 0 | 50000 | 0 | 8.4777 | 10.1641 | 13.4456 | -49991.5223 | -49989.8359 | -49986.5544 | 0.00016955 | 0.00020328 | 0.00026891 | 0.00018961
9679 | Lateral Hardening | Lateral Hardening-Fuse-92837054 | Laterals | 13786 | 0.021023 | 1 | 2 | 50000 | 0 | 8.4141 | 9.6564 | 11.7662 | -49991.5859 | -49990.3436 | -49988.2338 | 0.00016828 | 0.00019313 | 0.00023532 | 0.00018244
1549 | Lateral Hardening | Lateral Hardening-Fuse-10503460 | Laterals | 13576 | 0.01572 | 1 | 0 | 50000 | 0 | 7.6167 | 9.1318 | 12.08 | -49992.3833 | -49990.8682 | -49987.92 | 0.00015233 | 0.00018264 | 0.0002416 | 0.00017035
13898 | Lateral Hardening | Lateral Hardening-Fuse-91984989 | Laterals | 13479 | 0.015341 | 1 | 0 | 50000 | 0 | 7.4842 | 8.973 | 11.8699 | -49992.5158 | -49991.027 | -49988.1301 | 0.00014968 | 0.00017946 | 0.0002374 | 0.00016739
13146 | Lateral Hardening | Lateral Hardening-Fuse-92706692 | Laterals | 13298 | 0.0098485 | 1 | 2 | 50000 | 0 | 7.3889 | 8.4798 | 10.3326 | -49992.6111 | -49991.5202 | -49989.6674 | 0.00014778 | 0.0001696 | 0.00020665 | 0.00016021
9847 | Lateral Hardening | Lateral Hardening-Fuse-92701836 | Laterals | 13299 | 0.010038 | 1 | 2 | 50000 | 0 | 7.3889 | 8.4798 | 10.3326 | -49992.6111 | -49991.5202 | -49989.6674 | 0.00014778 | 0.0001696 | 0.00020665 | 0.00016021
14228 | Lateral Hardening | Lateral Hardening-Fuse-90702015 | Laterals | 13294 | 0.042235 | 1 | 2 | 50000 | 0 | 7.2948 | 8.3785 | 10.2226 | -49992.7052 | -49991.6215 | -49989.7774 | 0.0001459 | 0.00016757 | 0.00020445 | 0.00015825
16377 | Lateral Hardening | Lateral Hardening-Fuse-90116187 | Laterals | 14024 | 0.0070076 | 1 | 2 | 50000 | 0 | 7.2493 | 8.3242 | 10.1729 | -49992.7507 | -49991.6758 | -49989.8271 | 0.00014499 | 0.00016648 | 0.00020346 | 0.00015728
936 | Lateral Hardening | Lateral Hardening-Fuse-10640146 | Laterals | 13795 | 0.019697 | 1 | 2 | 50000 | 0 | 7.213 | 8.2856 | 10.1355 | -49992.787 | -49991.7144 | -49989.8645 | 0.00014426 | 0.00016571 | 0.00020271 | 0.00015654
11844 | Lateral Hardening | Lateral Hardening-Fuse-60206782 | Laterals | 13813 | 0.042803 | 1 | 2 | 50000 | 0 | 7.213 | 8.2856 | 10.1355 | -49992.787 | -49991.7144 | -49989.8645 | 0.00014426 | 0.00016571 | 0.00020271 | 0.00015654
14676 | Lateral Hardening | Lateral Hardening-Fuse-10087604 | Laterals | 13389 | 0.058523 | 1 | 2 | 50000 | 0 | 7.1674 | 8.2407 | 10.0903 | -49992.8326 | -49991.7593 | -49989.9097 | 0.00014335 | 0.00016481 | 0.00020181 | 0.00015563
7006 | Lateral Hardening | Lateral Hardening-Fuse-10556613 | Laterals | 13298 | 0.041288 | 1 | 2 | 50000 | 0 | 7.1674 | 8.2407 | 10.0903 | -49992.8326 | -49991.7593 | -49989.9097 | 0.00014335 | 0.00016481 | 0.00020181 | 0.00015563
17489 | Lateral Hardening | Lateral Hardening-Fuse-91626832 | Laterals | 14266 | 0.0079545 | 1 |  | 50000 | 0 | 6.5702 | 7.8771 | 10.4203 | -49993.4298 | -49992.1229 | -49989.5797 | 0.0001314 | 0.00015754 | 0.00020841 | 0.00014695
3029 | Lateral Hardening | Lateral Hardening-Fuse-60535915 | Laterals | 13708 | 0.014962 | 1 | 0 | 50000 | 0 | 6.3053 | 7.5595 | 10.0001 | -49993.6947 | -49992.4405 | -49989.9999 | 0.00012611 | 0.00015119 | 0.0002 | 0.00014102
15385 | Lateral Hardening | Lateral Hardening-Fuse-60039884 | Laterals | 13294 | 0.017992 | 1 | 0 | 50000 | 0 | 5.8947 | 7.0672 | 9.3489 | -49994.1053 | -49992.9328 | -49990.6511 | 0.00011789 | 0.00014134 | 0.00018698 | 0.00013184
17764 | Lateral Hardening | Lateral Hardening-Fuse-10467581 | Laterals | 13934 | 0.026136 | 1 |  | 50000 | 0 | 5.7755 | 6.9243 | 9.1598 | -49994.2245 | -49993.0757 | -49990.8402 | 0.00011551 | 0.00013849 | 0.0001832 | 0.00012917
10340 | Lateral Hardening | Lateral Hardening-Fuse-60356679 | Laterals | 13468 | 0.045265 | 1 | 0 | 50000 | 0 | 5.2853 | 6.3367 | 8.3825 | -49994.7147 | -49993.6633 | -49991.6175 | 0.00010571 | 0.00012673 | 0.00016765 | 0.00011821
16997 | Lateral Hardening | Lateral Hardening-Fuse-92983087 | Laterals | 13431 | 0.0087121 | 1 | 0 | 50000 | 0 | 5.1661 | 6.1937 | 8.1934 | -49994.8339 | -49993.8063 | -49991.8066 | 0.00010332 | 0.00012387 | 0.00016387 | 0.00011554
7560 | Lateral Hardening | Lateral Hardening-Fuse-92997743 | Laterals | 13835 | 0.014015 | 1 | 0 | 50000 | 0 | 5.0601 | 6.0667 | 8.0253 | -49994.9399 | -49993.9333 | -49991.9747 | 0.0001012 | 0.00012133 | 0.00016051 | 0.00011317
9409 | Lateral Hardening | Lateral Hardening-Fuse-93116044 | Laterals | 13298 | 0.045076 | 1 | 1 | 50000 | 0 | 4.8869 | 5.6485 | 7.0288 | -49995.1131 | -49994.3515 | -49992.9712 | 9.7738e-05 | 0.00011297 | 0.00014058 | 0.00010659
3046 | Lateral Hardening | Lateral Hardening-Fuse-92676560 | Laterals | 13299 | 0.0096591 | 1 | 1 | 50000 | 0 | 4.8869 | 5.6485 | 7.0288 | -49995.1131 | -49994.3515 | -49992.9712 | 9.7738e-05 | 0.00011297 | 0.00014058 | 0.00010659
7730 | Lateral Hardening | Lateral Hardening-Fuse-92801014 | Laterals | 13298 | 0.017614 | 1 | 1 | 50000 | 0 | 4.8869 | 5.6485 | 7.0288 | -49995.1131 | -49994.3515 | -49992.9712 | 9.7738e-05 | 0.00011297 | 0.00014058 | 0.00010659
9914 | Lateral Hardening | Lateral Hardening-Fuse-93173240 | Laterals | 14021 | 0.016667 | 1 | 1 | 50000 | 0 | 4.8869 | 5.6485 | 7.0288 | -49995.1131 | -49994.3515 | -49992.9712 | 9.7738e-05 | 0.00011297 | 0.00014058 | 0.00010659
17349 | Lateral Hardening | Lateral Hardening-Fuse-93299434 | Laterals | 13808 | 0.015341 | 1 | 1 | 50000 | 0 | 4.8869 | 5.6485 | 7.0288 | -49995.1131 | -49994.3515 | -49992.9712 | 9.7738e-05 | 0.00011297 | 0.00014058 | 0.00010659
10846 | Lateral Hardening | Lateral Hardening-Fuse-93316437 | Laterals | 13723 | 0.058523 | 1 | 1 | 50000 | 0 | 4.8869 | 5.6485 | 7.0288 | -49995.1131 | -49994.3515 | -49992.9712 | 9.7738e-05 | 0.00011297 | 0.00014058 | 0.00010659
15567 | Lateral Hardening | Lateral Hardening-Fuse-91871611 | Laterals | 13405 | 0.0060606 | 1 | 1 | 50000 | 0 | 4.8686 | 5.6297 | 7.0078 | -49995.1314 | -49994.3703 | -49992.9922 | 9.7372e-05 | 0.00011259 | 0.00014016 | 0.00010622
17861 | Lateral Hardening | Lateral Hardening-Fuse-91543880 | Laterals | 13579 | 0.016098 | 1 | 1 | 50000 | 0 | 4.8468 | 5.6098 | 6.9875 | -49995.1532 | -49994.3902 | -49993.0125 | 9.6935e-05 | 0.0001122 | 0.00013975 | 0.00010579
9886 | Lateral Hardening | Lateral Hardening-Fuse-90850728 | Laterals | 13298 | 0.017045 | 1 | 1 | 50000 | 0 | 4.8468 | 5.6098 | 6.9875 | -49995.1532 | -49994.3902 | -49993.0125 | 9.6935e-05 | 0.0001122 | 0.00013975 | 0.00010579
11483 | Lateral Hardening | Lateral Hardening-Fuse-91460687 | Laterals | 13341 | 0.045455 | 1 | 1 | 50000 | 0 | 4.8468 | 5.6098 | 6.9875 | -49995.1532 | -49994.3902 | -49993.0125 | 9.6935e-05 | 0.0001122 | 0.00013975 | 0.00010579
7387 | Lateral Hardening | Lateral Hardening-Fuse-90542605 | Laterals | 14026 | 0.042992 | 1 | 1 | 50000 | 0 | 4.8255 | 5.5847 | 6.96 | -49995.1745 | -49994.4153 | -49993.04 | 9.651e-05 | 0.00011169 | 0.0001392 | 0.00010533
18601 | Lateral Hardening | Lateral Hardening-Fuse-90294631 | Laterals | 13813 | 0.057955 | 1 | 1 | 50000 | 0 | 4.8255 | 5.5847 | 6.96 | -49995.1745 | -49994.4153 | -49993.04 | 9.651e-05 | 0.00011169 | 0.0001392 | 0.00010533
9202 | Lateral Hardening | Lateral Hardening-Fuse-60038639 | Laterals | 13039 | 0.043371 | 1 | 1 | 50000 | 0 | 4.81 | 5.5658 | 6.9372 | -49995.19 | -49994.4342 | -49993.0628 | 9.6201e-05 | 0.00011132 | 0.00013874 | 0.00010499
7482 | Lateral Hardening | Lateral Hardening-Fuse-60047241 | Laterals | 13228 | 0.016667 | 1 | 1 | 50000 | 0 | 4.81 | 5.5658 | 6.9372 | -49995.19 | -49994.4342 | -49993.0628 | 9.6201e-05 | 0.00011132 | 0.00013874 | 0.00010499
1525 | Lateral Hardening | Lateral Hardening-Fuse-60383203 | Laterals | 13924 | 0.066667 | 1 | 1 | 50000 | 0 | 4.81 | 5.5658 | 6.9372 | -49995.19 | -49994.4342 | -49993.0628 | 9.6201e-05 | 0.00011132 | 0.00013874 | 0.00010499
13291 | Lateral Hardening | Lateral Hardening-Fuse-10000913 | Laterals | 13648 | 0.075 | 1 | 1 | 50000 | 0 | 4.7693 | 5.5205 | 6.8771 | -49995.2307 | -49994.4795 | -49993.1229 | 9.5387e-05 | 0.00011041 | 0.00013754 | 0.00010411
19441 | Lateral Hardening | Lateral Hardening-Fuse-10266411 | Laterals | 13679 | 0.045265 | 1 | 1 | 50000 | 0 | 4.7693 | 5.5205 | 6.8771 | -49995.2307 | -49994.4795 | -49993.1229 | 9.5387e-05 | 0.00011041 | 0.00013754 | 0.00010411
1424 | Lateral Hardening | Lateral Hardening-Fuse-10556519 | Laterals | 13298 | 0.055871 | 1 | 1 | 50000 | 0 | 4.7693 | 5.5205 | 6.8771 | -49995.2307 | -49994.4795 | -49993.1229 | 9.5387e-05 | 0.00011041 | 0.00013754 | 0.00010411
6816 | Lateral Hardening | Lateral Hardening-Fuse-10562365 | Laterals | 13296 | 0.01875 | 1 | 1 | 50000 | 0 | 4.7693 | 5.5205 | 6.8771 | -49995.2307 | -49994.4795 | -49993.1229 | 9.5387e-05 | 0.00011041 | 0.00013754 | 0.00010411
15935 | Lateral Hardening | Lateral Hardening-Fuse-93235832 | Laterals | 13506 | 0.0043561 | 1 | 0 | 50000 | 0 | 4.5568 | 5.4632 | 7.227 | -49995.4432 | -49994.5368 | -49992.773 | 9.1136e-05 | 0.00010926 | 0.00014454 | 0.00010191
18180 | Lateral Hardening | Lateral Hardening-Fuse-10801194 | Laterals | 13954 | 0.032386 | 1 | 0 | 50000 | 0 | 4.3846 | 5.2567 | 6.9539 | -49995.6154 | -49994.7433 | -49993.0461 | 8.7692e-05 | 0.00010513 | 0.00013908 | 9.8063e-05
11761 | Lateral Hardening | Lateral Hardening-Fuse-91069094 | Laterals | 13134 | 0.0075758 | 1 | 0 | 50000 | 0 | 3.709 | 4.4468 | 5.8824 | -49996.291 | -49995.5532 | -49994.1176 | 7.418e-05 | 8.8935e-05 | 0.00011765 | 8.2954e-05
12926 | Lateral Hardening | Lateral Hardening-Fuse-91837897 | Laterals | 13443 | 0.019508 | 1 | 0 | 50000 | 0 | 3.4838 | 4.1768 | 5.5253 | -49996.5162 | -49995.8232 | -49994.4747 | 6.9676e-05 | 8.3536e-05 | 0.00011051 | 7.7917e-05
16087 | Lateral Hardening | Lateral Hardening-Fuse-10650577 | Laterals | 13391 | 0.017235 | 1 |  | 50000 | 0 | 3.3249 | 3.9862 | 5.2732 | -49996.6751 | -49996.0138 | -49994.7268 | 6.6497e-05 | 7.9724e-05 | 0.00010546 | 7.4362e-05
1304 | Lateral Hardening | Lateral Hardening-Fuse-91068377 | Laterals | 13213 | 0.041288 | 1 | 0 | 50000 | 0 | 3.2745 | 3.9259 | 5.1934 | -49996.7255 | -49996.0741 | -49994.8066 | 6.549e-05 | 7.8517e-05 | 0.00010387 | 7.3236e-05
33 | Lateral Hardening | Lateral Hardening-Fuse-10616470 | Laterals | 13124 | 0.051705 | 1 |  | 50000 | 0 | 2.8427 | 3.4081 | 4.5085 | -49997.1573 | -49996.5919 | -49995.4915 | 5.6854e-05 | 6.8163e-05 | 9.0169e-05 | 6.3578e-05
2209 | Lateral Hardening | Lateral Hardening-Fuse-90360967 | Laterals | 13444 | 0.014394 | 1 | 0 | 50000 | 0 | 2.7235 | 3.2652 | 4.3194 | -49997.2765 | -49996.7348 | -49995.6806 | 5.4469e-05 | 6.5304e-05 | 8.6388e-05 | 6.0912e-05
10300 | Lateral Hardening | Lateral Hardening-Fuse-93348547 | Laterals | 13268 | 0.0079545 | 1 |  | 50000 | 0 | 2.6758 | 3.208 | 4.2438 | -49997.3242 | -49996.792 | -49995.7562 | 5.3516e-05 | 6.4161e-05 | 8.4875e-05 | 5.9845e-05
4158 | Lateral Hardening | Lateral Hardening-Fuse-60016378 | Laterals | 13049 | 0.047538 | 1 |  | 50000 | 0 | 2.6493 | 3.1763 | 4.2017 | -49997.3507 | -49996.8237 | -49995.7983 | 5.2986e-05 | 6.3525e-05 | 8.4035e-05 | 5.9253e-05
3801 | Lateral Hardening | Lateral Hardening-Fuse-91512136 | Laterals | 13308 | 0.0081439 | 1 | 0 | 50000 | 0 | 2.1194 | 2.541 | 3.3614 | -49997.8806 | -49997.459 | -49996.6386 | 4.2389e-05 | 5.082e-05 | 6.7228e-05 | 4.7402e-05
13014 | Lateral Hardening | Lateral Hardening-Fuse-91566427 | Laterals | 13044 | 0.019697 | 1 |  | 50000 | 0 | 2.1194 | 2.541 | 3.3614 | -49997.8806 | -49997.459 | -49996.6386 | 4.2389e-05 | 5.082e-05 | 6.7228e-05 | 4.7402e-05
13051 | Lateral Hardening | Lateral Hardening-Fuse-91639119 | Laterals | 13457 | 0.020644 | 1 | 0 | 50000 | 0 | 2.1194 | 2.541 | 3.3614 | -49997.8806 | -49997.459 | -49996.6386 | 4.2389e-05 | 5.082e-05 | 6.7228e-05 | 4.7402e-05
17568 | Lateral Hardening | Lateral Hardening-Fuse-10589602 | Laterals | 13756 | 0.005303 | 1 |  | 50000 | 0 | 2.1194 | 2.541 | 3.3614 | -49997.8806 | -49997.459 | -49996.6386 | 4.2389e-05 | 5.082e-05 | 6.7228e-05 | 4.7402e-05
6500 | Lateral Hardening | Lateral Hardening-Fuse-91665037 | Laterals | 13183 | 0.0032197 | 1 |  | 50000 | 0 | 2.1194 | 2.541 | 3.3614 | -49997.8806 | -49997.459 | -49996.6386 | 4.2389e-05 | 5.082e-05 | 6.7228e-05 | 4.7402e-05
3248 | Lateral Hardening | Lateral Hardening-Fuse-10806530 | Laterals | 14199 | 0.026136 | 1 | 0 | 50000 | 0 | 2.1194 | 2.541 | 3.3614 | -49997.8806 | -49997.459 | -49996.6386 | 4.2389e-05 | 5.082e-05 | 6.7228e-05 | 4.7402e-05
16011 | Lateral Hardening | Lateral Hardening-Fuse-91728131 | Laterals | 13622 | 0.03125 | 1 | 0 | 50000 | 0 | 2.1194 | 2.541 | 3.3614 | -49997.8806 | -49997.459 | -49996.6386 | 4.2389e-05 | 5.082e-05 | 6.7228e-05 | 4.7402e-05
3144 | Lateral Hardening | Lateral Hardening-Fuse-91688736 | Laterals | 13462 | 0.020265 | 1 | 0 | 50000 | 0 | 2.1194 | 2.541 | 3.3614 | -49997.8806 | -49997.459 | -49996.6386 | 4.2389e-05 | 5.082e-05 | 6.7228e-05 | 4.7402e-05
3769 | Lateral Hardening | Lateral Hardening-Fuse-91711291 | Laterals | 13706 | 0.04697 | 1 | 0 | 50000 | 0 | 2.1194 | 2.541 | 3.3614 | -49997.8806 | -49997.459 | -49996.6386 | 4.2389e-05 | 5.082e-05 | 6.7228e-05 | 4.7402e-05
6063 | Lateral Hardening | Lateral Hardening-Fuse-91743740 | Laterals | 13030 | 0.010795 | 1 | 0 | 50000 | 0 | 2.1194 | 2.541 | 3.3614 | -49997.8806 | -49997.459 | -49996.6386 | 4.2389e-05 | 5.082e-05 | 6.7228e-05 | 4.7402e-05
17540 | Lateral Hardening | Lateral Hardening-Fuse-60090589 | Laterals | 13492 | 0.019886 | 1 |  | 50000 | 0 | 2.1194 | 2.541 | 3.3614 | -49997.8806 | -49997.459 | -49996.6386 | 4.2389e-05 | 5.082e-05 | 6.7228e-05 | 4.7402e-05
11655 | Lateral Hardening | Lateral Hardening-Fuse-60389591 | Laterals | 13365 | 0.016667 | 1 | 0 | 50000 | 0 | 2.1194 | 2.541 | 3.3614 | -49997.8806 | -49997.459 | -49996.6386 | 4.2389e-05 | 5.082e-05 | 6.7228e-05 | 4.7402e-05
3342 | Lateral Hardening | Lateral Hardening-Fuse-90145970 | Laterals | 13207 | 0.017235 | 1 | 0 | 50000 | 0 | 2.1194 | 2.541 | 3.3614 | -49997.8806 | -49997.459 | -49996.6386 | 4.2389e-05 | 5.082e-05 | 6.7228e-05 | 4.7402e-05
5189 | Lateral Hardening | Lateral Hardening-Fuse-91801956 | Laterals | 13329 | 0.014015 | 1 | 0 | 50000 | 0 | 2.1194 | 2.541 | 3.3614 | -49997.8806 | -49997.459 | -49996.6386 | 4.2389e-05 | 5.082e-05 | 6.7228e-05 | 4.7402e-05
9160 | Lateral Hardening | Lateral Hardening-Fuse-91805398 | Laterals | 14117 | 0.018561 | 1 | 0 | 50000 | 0 | 2.1194 | 2.541 | 3.3614 | -49997.8806 | -49997.459 | -49996.6386 | 4.2389e-05 | 5.082e-05 | 6.7228e-05 | 4.7402e-05
7139 | Lateral Hardening | Lateral Hardening-Fuse-91900917 | Laterals | 14197 | 0.018939 | 1 | 0 | 50000 | 0 | 2.1194 | 2.541 | 3.3614 | -49997.8806 | -49997.459 | -49996.6386 | 4.2389e-05 | 5.082e-05 | 6.7228e-05 | 4.7402e-05
9869 | Lateral Hardening | Lateral Hardening-Fuse-91910306 | Laterals | 13461 | 0.019886 | 1 |  | 50000 | 0 | 2.1194 | 2.541 | 3.3614 | -49997.8806 | -49997.459 | -49996.6386 | 4.2389e-05 | 5.082e-05 | 6.7228e-05 | 4.7402e-05
2754 | Lateral Hardening | Lateral Hardening-Fuse-91863750 | Laterals | 13630 | 0.033333 | 1 | 0 | 50000 | 0 | 2.1194 | 2.541 | 3.3614 | -49997.8806 | -49997.459 | -49996.6386 | 4.2389e-05 | 5.082e-05 | 6.7228e-05 | 4.7402e-05
1010 | Lateral Hardening | Lateral Hardening-Fuse-91937871 | Laterals | 13865 | 0.031629 | 1 | 0 | 50000 | 0 | 2.1194 | 2.541 | 3.3614 | -49997.8806 | -49997.459 | -49996.6386 | 4.2389e-05 | 5.082e-05 | 6.7228e-05 | 4.7402e-05
6996 | Lateral Hardening | Lateral Hardening-Fuse-91220710 | Laterals | 13310 | 0.0077652 | 1 | 0 | 50000 | 0 | 2.1194 | 2.541 | 3.3614 | -49997.8806 | -49997.459 | -49996.6386 | 4.2389e-05 | 5.082e-05 | 6.7228e-05 | 4.7402e-05
9086 | Lateral Hardening | Lateral Hardening-Fuse-91905367 | Laterals | 13461 | 0.019886 | 1 | 0 | 50000 | 0 | 2.1194 | 2.541 | 3.3614 | -49997.8806 | -49997.459 | -49996.6386 | 4.2389e-05 | 5.082e-05 | 6.7228e-05 | 4.7402e-05
2297 | Lateral Hardening | Lateral Hardening-Fuse-91903078 | Laterals | 13461 | 0.043939 | 1 | 0 | 50000 | 0 | 2.1194 | 2.541 | 3.3614 | -49997.8806 | -49997.459 | -49996.6386 | 4.2389e-05 | 5.082e-05 | 6.7228e-05 | 4.7402e-05
15231 | Lateral Hardening | Lateral Hardening-Fuse-92097055 | Laterals | 13279 | 0.017614 | 1 | 0 | 50000 | 0 | 2.1194 | 2.541 | 3.3614 | -49997.8806 | -49997.459 | -49996.6386 | 4.2389e-05 | 5.082e-05 | 6.7228e-05 | 4.7402e-05
3278 | Lateral Hardening | Lateral Hardening-Fuse-92090727 | Laterals | 13224 | 0.016667 | 1 | 0 | 50000 | 0 | 2.1194 | 2.541 | 3.3614 | -49997.8806 | -49997.459 | -49996.6386 | 4.2389e-05 | 5.082e-05 | 6.7228e-05 | 4.7402e-05
13729 | Lateral Hardening | Lateral Hardening-Fuse-10005895 | Laterals | 13183 | 0.041098 | 1 | 0 | 50000 | 0 | 2.1194 | 2.541 | 3.3614 | -49997.8806 | -49997.459 | -49996.6386 | 4.2389e-05 | 5.082e-05 | 6.7228e-05 | 4.7402e-05
4756 | Lateral Hardening | Lateral Hardening-Fuse-10099320 | Laterals | 13087 | 0.036364 | 1 | 0 | 50000 | 0 | 2.1194 | 2.541 | 3.3614 | -49997.8806 | -49997.459 | -49996.6386 | 4.2389e-05 | 5.082e-05 | 6.7228e-05 | 4.7402e-05
3760 | Lateral Hardening | Lateral Hardening-Fuse-10162063 | Laterals | 13142 | 0.022348 | 1 | 0 | 50000 | 0 | 2.1194 | 2.541 | 3.3614 | -49997.8806 | -49997.459 | -49996.6386 | 4.2389e-05 | 5.082e-05 | 6.7228e-05 | 4.7402e-05
8511 | Lateral Hardening | Lateral Hardening-Fuse-10216504 | Laterals | 13492 | 0.019697 | 1 | 0 | 50000 | 0 | 2.1194 | 2.541 | 3.3614 | -49997.8806 | -49997.459 | -49996.6386 | 4.2389e-05 | 5.082e-05 | 6.7228e-05 | 4.7402e-05
8856 | Lateral Hardening | Lateral Hardening-Fuse-10216498 | Laterals | 13492 | 0.020455 | 1 | 0 | 50000 | 0 | 2.1194 | 2.541 | 3.3614 | -49997.8806 | -49997.459 | -49996.6386 | 4.2389e-05 | 5.082e-05 | 6.7228e-05 | 4.7402e-05
12799 | Lateral Hardening | Lateral Hardening-Fuse-10242826 | Laterals | 13532 | 0.027652 | 1 | 0 | 50000 | 0 | 2.1194 | 2.541 | 3.3614 | -49997.8806 | -49997.459 | -49996.6386 | 4.2389e-05 | 5.082e-05 | 6.7228e-05 | 4.7402e-05
13913 | Lateral Hardening | Lateral Hardening-Fuse-10247189 | Laterals | 13112 | 0.0094697 | 1 |  | 50000 | 0 | 2.1194 | 2.541 | 3.3614 | -49997.8806 | -49997.459 | -49996.6386 | 4.2389e-05 | 5.082e-05 | 6.7228e-05 | 4.7402e-05
523 | Lateral Hardening | Lateral Hardening-Fuse-10313382 | Laterals | 13866 | 0.035038 | 1 | 0 | 50000 | 0 | 2.1194 | 2.541 | 3.3614 | -49997.8806 | -49997.459 | -49996.6386 | 4.2389e-05 | 5.082e-05 | 6.7228e-05 | 4.7402e-05
16653 | Lateral Hardening | Lateral Hardening-Fuse-10298300 | Laterals | 13738 | 0.0096591 | 1 | 0 | 50000 | 0 | 2.1194 | 2.541 | 3.3614 | -49997.8806 | -49997.459 | -49996.6386 | 4.2389e-05 | 5.082e-05 | 6.7228e-05 | 4.7402e-05
18367 | Lateral Hardening | Lateral Hardening-Fuse-10386679 | Laterals | 13715 | 0.04375 | 1 |  | 50000 | 0 | 2.1194 | 2.541 | 3.3614 | -49997.8806 | -49997.459 | -49996.6386 | 4.2389e-05 | 5.082e-05 | 6.7228e-05 | 4.7402e-05
8729 | Lateral Hardening | Lateral Hardening-Fuse-10462545 | Laterals | 13226 | 0.023485 | 1 | 0 | 50000 | 0 | 2.1194 | 2.541 | 3.3614 | -49997.8806 | -49997.459 | -49996.6386 | 4.2389e-05 | 5.082e-05 | 6.7228e-05 | 4.7402e-05
59 | Lateral Hardening | Lateral Hardening-Fuse-10516391 | Laterals | 13797 | 0.012879 | 1 | 0 | 50000 | 0 | 2.1194 | 2.541 | 3.3614 | -49997.8806 | -49997.459 | -49996.6386 | 4.2389e-05 | 5.082e-05 | 6.7228e-05 | 4.7402e-05
3370 | Lateral Hardening | Lateral Hardening-Fuse-10588797 | Laterals | 13471 | 0.014205 | 1 | 0 | 50000 | 0 | 2.1194 | 2.541 | 3.3614 | -49997.8806 | -49997.459 | -49996.6386 | 4.2389e-05 | 5.082e-05 | 6.7228e-05 | 4.7402e-05
2674 | Lateral Hardening | Lateral Hardening-Fuse-10612060 | Laterals | 13927 | 0.035985 | 1 | 0 | 50000 | 0 | 2.1194 | 2.541 | 3.3614 | -49997.8806 | -49997.459 | -49996.6386 | 4.2389e-05 | 5.082e-05 | 6.7228e-05 | 4.7402e-05
19085 | Lateral Hardening | Lateral Hardening-Fuse-10669979 | Laterals | 13462 | 0.01572 | 1 | 0 | 50000 | 0 | 2.1194 | 2.541 | 3.3614 | -49997.8806 | -49997.459 | -49996.6386 | 4.2389e-05 | 5.082e-05 | 6.7228e-05 | 4.7402e-05
2040 | Lateral Hardening | Lateral Hardening-Fuse-10675163 | Laterals | 13464 | 0.047917 | 1 | 0 | 50000 | 0 | 2.1194 | 2.541 | 3.3614 | -49997.8806 | -49997.459 | -49996.6386 | 4.2389e-05 | 5.082e-05 | 6.7228e-05 | 4.7402e-05
11335 | Lateral Hardening | Lateral Hardening-Fuse-10692804 | Laterals | 13463 | 0.015341 | 1 | 0 | 50000 | 0 | 2.1194 | 2.541 | 3.3614 | -49997.8806 | -49997.459 | -49996.6386 | 4.2389e-05 | 5.082e-05 | 6.7228e-05 | 4.7402e-05
17127 | Lateral Hardening | Lateral Hardening-Fuse-10717532 | Laterals | 13899 | 0.04072 | 1 | 0 | 50000 | 0 | 2.1194 | 2.541 | 3.3614 | -49997.8806 | -49997.459 | -49996.6386 | 4.2389e-05 | 5.082e-05 | 6.7228e-05 | 4.7402e-05
9906 | Lateral Hardening | Lateral Hardening-Fuse-10762842 | Laterals | 13813 | 0.024811 | 1 |  | 50000 | 0 | 2.1194 | 2.541 | 3.3614 | -49997.8806 | -49997.459 | -49996.6386 | 4.2389e-05 | 5.082e-05 | 6.7228e-05 | 4.7402e-05
9294 | Lateral Hardening | Lateral Hardening-Fuse-10829499 | Laterals | 13687 | 0.013447 | 1 | 0 | 50000 | 0 | 2.1194 | 2.541 | 3.3614 | -49997.8806 | -49997.459 | -49996.6386 | 4.2389e-05 | 5.082e-05 | 6.7228e-05 | 4.7402e-05
13175 | Lateral Hardening | Lateral Hardening-Fuse-10916775 | Laterals | 13805 | 0.066477 | 1 | 0 | 50000 | 0 | 2.1194 | 2.541 | 3.3614 | -49997.8806 | -49997.459 | -49996.6386 | 4.2389e-05 | 5.082e-05 | 6.7228e-05 | 4.7402e-05
4692 | Lateral Hardening | Lateral Hardening-Fuse-60032885 | Laterals | 13007 | 0.042803 | 1 |  | 50000 | 0 | 2.1194 | 2.541 | 3.3614 | -49997.8806 | -49997.459 | -49996.6386 | 4.2389e-05 | 5.082e-05 | 6.7228e-05 | 4.7402e-05
9684 | Lateral Hardening | Lateral Hardening-Fuse-60044034 | Laterals | 13211 | 0.031061 | 1 | 0 | 50000 | 0 | 2.1194 | 2.541 | 3.3614 | -49997.8806 | -49997.459 | -49996.6386 | 4.2389e-05 | 5.082e-05 | 6.7228e-05 | 4.7402e-05
13421 | Lateral Hardening | Lateral Hardening-Fuse-60032800 | Laterals | 13007 | 0.051326 | 1 |  | 50000 | 0 | 2.1194 | 2.541 | 3.3614 | -49997.8806 | -49997.459 | -49996.6386 | 4.2389e-05 | 5.082e-05 | 6.7228e-05 | 4.7402e-05
19422 | Lateral Hardening | Lateral Hardening-Fuse-60032671 | Laterals | 13007 | 0.022538 | 1 | 0 | 50000 | 0 | 2.1194 | 2.541 | 3.3614 | -49997.8806 | -49997.459 | -49996.6386 | 4.2389e-05 | 5.082e-05 | 6.7228e-05 | 4.7402e-05
9186 | Lateral Hardening | Lateral Hardening-Fuse-60042734 | Laterals | 13310 | 0.028598 | 1 | 0 | 50000 | 0 | 2.1194 | 2.541 | 3.3614 | -49997.8806 | -49997.459 | -49996.6386 | 4.2389e-05 | 5.082e-05 | 6.7228e-05 | 4.7402e-05
10583 | Lateral Hardening | Lateral Hardening-Fuse-60032734 | Laterals | 13007 | 0.031818 | 1 | 0 | 50000 | 0 | 2.1194 | 2.541 | 3.3614 | -49997.8806 | -49997.459 | -49996.6386 | 4.2389e-05 | 5.082e-05 | 6.7228e-05 | 4.7402e-05
18443 | Lateral Hardening | Lateral Hardening-Fuse-60033789 | Laterals | 13110 | 0.019886 | 1 |  | 50000 | 0 | 2.1194 | 2.541 | 3.3614 | -49997.8806 | -49997.459 | -49996.6386 | 4.2389e-05 | 5.082e-05 | 6.7228e-05 | 4.7402e-05
3231 | Lateral Hardening | Lateral Hardening-Fuse-60031679 | Laterals | 13110 | 0.018939 | 1 | 0 | 50000 | 0 | 2.1194 | 2.541 | 3.3614 | -49997.8806 | -49997.459 | -49996.6386 | 4.2389e-05 | 5.082e-05 | 6.7228e-05 | 4.7402e-05
16134 | Lateral Hardening | Lateral Hardening-Fuse-60061779 | Laterals | 13668 | 0.026136 | 1 |  | 50000 | 0 | 2.1194 | 2.541 | 3.3614 | -49997.8806 | -49997.459 | -49996.6386 | 4.2389e-05 | 5.082e-05 | 6.7228e-05 | 4.7402e-05
6557 | Lateral Hardening | Lateral Hardening-Fuse-60100181 | Laterals | 13531 | 0.048864 | 1 | 0 | 50000 | 0 | 2.1194 | 2.541 | 3.3614 | -49997.8806 | -49997.459 | -49996.6386 | 4.2389e-05 | 5.082e-05 | 6.7228e-05 | 4.7402e-05
6646 | Lateral Hardening | Lateral Hardening-Fuse-60110399 | Laterals | 13738 | 0.033523 | 1 | 0 | 50000 | 0 | 2.1194 | 2.541 | 3.3614 | -49997.8806 | -49997.459 | -49996.6386 | 4.2389e-05 | 5.082e-05 | 6.7228e-05 | 4.7402e-05
2908 | Lateral Hardening | Lateral Hardening-Fuse-60105923 | Laterals | 13753 | 0.016667 | 1 | 0 | 50000 | 0 | 2.1194 | 2.541 | 3.3614 | -49997.8806 | -49997.459 | -49996.6386 | 4.2389e-05 | 5.082e-05 | 6.7228e-05 | 4.7402e-05
5633 | Lateral Hardening | Lateral Hardening-Fuse-60122737 | Laterals | 13103 | 0.01875 | 1 |  | 50000 | 0 | 2.1194 | 2.541 | 3.3614 | -49997.8806 | -49997.459 | -49996.6386 | 4.2389e-05 | 5.082e-05 | 6.7228e-05 | 4.7402e-05
12332 | Lateral Hardening | Lateral Hardening-Fuse-60165929 | Laterals | 13309 | 0.01875 | 1 | 0 | 50000 | 0 | 2.1194 | 2.541 | 3.3614 | -49997.8806 | -49997.459 | -49996.6386 | 4.2389e-05 | 5.082e-05 | 6.7228e-05 | 4.7402e-05
16176 | Lateral Hardening | Lateral Hardening-Fuse-60234230 | Laterals | 13294 | 0.028409 | 1 | 0 | 50000 | 0 | 2.1194 | 2.541 | 3.3614 | -49997.8806 | -49997.459 | -49996.6386 | 4.2389e-05 | 5.082e-05 | 6.7228e-05 | 4.7402e-05
15749 | Lateral Hardening | Lateral Hardening-Fuse-60267848 | Laterals | 13059 | 0.023295 | 1 |  | 50000 | 0 | 2.1194 | 2.541 | 3.3614 | -49997.8806 | -49997.459 | -49996.6386 | 4.2389e-05 | 5.082e-05 | 6.7228e-05 | 4.7402e-05
36 | Lateral Hardening | Lateral Hardening-Fuse-60311290 | Laterals | 13722 | 0.015909 | 1 |  | 50000 | 0 | 2.1194 | 2.541 | 3.3614 | -49997.8806 | -49997.459 | -49996.6386 | 4.2389e-05 | 5.082e-05 | 6.7228e-05 | 4.7402e-05
17218 | Lateral Hardening | Lateral Hardening-Fuse-60360376 | Laterals | 13687 | 0.0081439 | 1 | 0 | 50000 | 0 | 2.1194 | 2.541 | 3.3614 | -49997.8806 | -49997.459 | -49996.6386 | 4.2389e-05 | 5.082e-05 | 6.7228e-05 | 4.7402e-05
11010 | Lateral Hardening | Lateral Hardening-Fuse-60344694 | Laterals | 13506 | 0.04678 | 1 | 0 | 50000 | 0 | 2.1194 | 2.541 | 3.3614 | -49997.8806 | -49997.459 | -49996.6386 | 4.2389e-05 | 5.082e-05 | 6.7228e-05 | 4.7402e-05
3745 | Lateral Hardening | Lateral Hardening-Fuse-60467074 | Laterals | 13107 | 0.012689 | 1 | 0 | 50000 | 0 | 2.1194 | 2.541 | 3.3614 | -49997.8806 | -49997.459 | -49996.6386 | 4.2389e-05 | 5.082e-05 | 6.7228e-05 | 4.7402e-05
4330 | Lateral Hardening | Lateral Hardening-Fuse-60431978 | Laterals | 13398 | 0.014962 | 1 |  | 50000 | 0 | 2.1194 | 2.541 | 3.3614 | -49997.8806 | -49997.459 | -49996.6386 | 4.2389e-05 | 5.082e-05 | 6.7228e-05 | 4.7402e-05
4661 | Lateral Hardening | Lateral Hardening-Fuse-60451018 | Laterals | 13312 | 0.011174 | 1 | 0 | 50000 | 0 | 2.1194 | 2.541 | 3.3614 | -49997.8806 | -49997.459 | -49996.6386 | 4.2389e-05 | 5.082e-05 | 6.7228e-05 | 4.7402e-05
2722 | Lateral Hardening | Lateral Hardening-Fuse-60556488 | Laterals | 13622 | 0.023485 | 1 | 0 | 50000 | 0 | 2.1194 | 2.541 | 3.3614 | -49997.8806 | -49997.459 | -49996.6386 | 4.2389e-05 | 5.082e-05 | 6.7228e-05 | 4.7402e-05
16100 | Lateral Hardening | Lateral Hardening-Fuse-60561915 | Laterals | 13719 | 0.0085227 | 1 |  | 50000 | 0 | 2.1194 | 2.541 | 3.3614 | -49997.8806 | -49997.459 | -49996.6386 | 4.2389e-05 | 5.082e-05 | 6.7228e-05 | 4.7402e-05
15727 | Lateral Hardening | Lateral Hardening-Fuse-60606885 | Laterals | 14041 | 0.034659 | 1 | 0 | 50000 | 0 | 2.1194 | 2.541 | 3.3614 | -49997.8806 | -49997.459 | -49996.6386 | 4.2389e-05 | 5.082e-05 | 6.7228e-05 | 4.7402e-05
16391 | Lateral Hardening | Lateral Hardening-Fuse-90013183 | Laterals | 13484 | 0.0045455 | 1 | 0 | 50000 | 0 | 2.1194 | 2.541 | 3.3614 | -49997.8806 | -49997.459 | -49996.6386 | 4.2389e-05 | 5.082e-05 | 6.7228e-05 | 4.7402e-05
9390 | Lateral Hardening | Lateral Hardening-Fuse-60625612 | Laterals | 13645 | 0.017992 | 1 | 0 | 50000 | 0 | 2.1194 | 2.541 | 3.3614 | -49997.8806 | -49997.459 | -49996.6386 | 4.2389e-05 | 5.082e-05 | 6.7228e-05 | 4.7402e-05
15345 | Lateral Hardening | Lateral Hardening-Fuse-90108761 | Laterals | 13712 | 0.021023 | 1 | 0 | 50000 | 0 | 2.1194 | 2.541 | 3.3614 | -49997.8806 | -49997.459 | -49996.6386 | 4.2389e-05 | 5.082e-05 | 6.7228e-05 | 4.7402e-05
2738 | Lateral Hardening | Lateral Hardening-Fuse-90119210 | Laterals | 13715 | 0.013636 | 1 |  | 50000 | 0 | 2.1194 | 2.541 | 3.3614 | -49997.8806 | -49997.459 | -49996.6386 | 4.2389e-05 | 5.082e-05 | 6.7228e-05 | 4.7402e-05
17044 | Lateral Hardening | Lateral Hardening-Fuse-90228153 | Laterals | 13443 | 0.032386 | 1 | 0 | 50000 | 0 | 2.1194 | 2.541 | 3.3614 | -49997.8806 | -49997.459 | -49996.6386 | 4.2389e-05 | 5.082e-05 | 6.7228e-05 | 4.7402e-05
14694 | Lateral Hardening | Lateral Hardening-Fuse-90287998 | Laterals | 13071 | 0.016856 | 1 | 0 | 50000 | 0 | 2.1194 | 2.541 | 3.3614 | -49997.8806 | -49997.459 | -49996.6386 | 4.2389e-05 | 5.082e-05 | 6.7228e-05 | 4.7402e-05
17647 | Lateral Hardening | Lateral Hardening-Fuse-90249988 | Laterals | 13115 | 0.0090909 | 1 |  | 50000 | 0 | 2.1194 | 2.541 | 3.3614 | -49997.8806 | -49997.459 | -49996.6386 | 4.2389e-05 | 5.082e-05 | 6.7228e-05 | 4.7402e-05
6300 | Lateral Hardening | Lateral Hardening-Fuse-90329970 | Laterals | 13003 | 0.014394 | 1 | 0 | 50000 | 0 | 2.1194 | 2.541 | 3.3614 | -49997.8806 | -49997.459 | -49996.6386 | 4.2389e-05 | 5.082e-05 | 6.7228e-05 | 4.7402e-05
11013 | Lateral Hardening | Lateral Hardening-Fuse-90391916 | Laterals | 13279 | 0.010417 | 1 | 0 | 50000 | 0 | 2.1194 | 2.541 | 3.3614 | -49997.8806 | -49997.459 | -49996.6386 | 4.2389e-05 | 5.082e-05 | 6.7228e-05 | 4.7402e-05
18356 | Lateral Hardening | Lateral Hardening-Fuse-90403268 | Laterals | 13311 | 0.0083333 | 1 | 0 | 50000 | 0 | 2.1194 | 2.541 | 3.3614 | -49997.8806 | -49997.459 | -49996.6386 | 4.2389e-05 | 5.082e-05 | 6.7228e-05 | 4.7402e-05
11631 | Lateral Hardening | Lateral Hardening-Fuse-90471033 | Laterals | 13695 | 0.0096591 | 1 | 0 | 50000 | 0 | 2.1194 | 2.541 | 3.3614 | -49997.8806 | -49997.459 | -49996.6386 | 4.2389e-05 | 5.082e-05 | 6.7228e-05 | 4.7402e-05
17045 | Lateral Hardening | Lateral Hardening-Fuse-90482891 | Laterals | 13039 | 0.013636 | 1 |  | 50000 | 0 | 2.1194 | 2.541 | 3.3614 | -49997.8806 | -49997.459 | -49996.6386 | 4.2389e-05 | 5.082e-05 | 6.7228e-05 | 4.7402e-05
2603 | Lateral Hardening | Lateral Hardening-Fuse-90474168 | Laterals | 13310 | 0.010417 | 1 | 0 | 50000 | 0 | 2.1194 | 2.541 | 3.3614 | -49997.8806 | -49997.459 | -49996.6386 | 4.2389e-05 | 5.082e-05 | 6.7228e-05 | 4.7402e-05
13033 | Lateral Hardening | Lateral Hardening-Fuse-90524592 | Laterals | 13050 | 0.014583 | 1 | 0 | 50000 | 0 | 2.1194 | 2.541 | 3.3614 | -49997.8806 | -49997.459 | -49996.6386 | 4.2389e-05 | 5.082e-05 | 6.7228e-05 | 4.7402e-05
19579 | Lateral Hardening | Lateral Hardening-Fuse-90476111 | Laterals | 13314 | 0.049053 | 1 |  | 50000 | 0 | 2.1194 | 2.541 | 3.3614 | -49997.8806 | -49997.459 | -49996.6386 | 4.2389e-05 | 5.082e-05 | 6.7228e-05 | 4.7402e-05
15685 | Lateral Hardening | Lateral Hardening-Fuse-90610608 | Laterals | 13964 | 0.038258 | 1 | 0 | 50000 | 0 | 2.1194 | 2.541 | 3.3614 | -49997.8806 | -49997.459 | -49996.6386 | 4.2389e-05 | 5.082e-05 | 6.7228e-05 | 4.7402e-05
2371 | Lateral Hardening | Lateral Hardening-Fuse-90714806 | Laterals | 13294 | 0.00625 | 1 | 0 | 50000 | 0 | 2.1194 | 2.541 | 3.3614 | -49997.8806 | -49997.459 | -49996.6386 | 4.2389e-05 | 5.082e-05 | 6.7228e-05 | 4.7402e-05
10282 | Lateral Hardening | Lateral Hardening-Fuse-90714797 | Laterals | 13294 | 0.017614 | 1 | 0 | 50000 | 0 | 2.1194 | 2.541 | 3.3614 | -49997.8806 | -49997.459 | -49996.6386 | 4.2389e-05 | 5.082e-05 | 6.7228e-05 | 4.7402e-05
2797 | Lateral Hardening | Lateral Hardening-Fuse-90780561 | Laterals | 13370 | 0.0070076 | 1 | 0 | 50000 | 0 | 2.1194 | 2.541 | 3.3614 | -49997.8806 | -49997.459 | -49996.6386 | 4.2389e-05 | 5.082e-05 | 6.7228e-05 | 4.7402e-05
13027 | Lateral Hardening | Lateral Hardening-Fuse-90740787 | Laterals | 13373 | 0.0081439 | 1 | 0 | 50000 | 0 | 2.1194 | 2.541 | 3.3614 | -49997.8806 | -49997.459 | -49996.6386 | 4.2389e-05 | 5.082e-05 | 6.7228e-05 | 4.7402e-05
15431 | Lateral Hardening | Lateral Hardening-Fuse-90763094 | Laterals | 13177 | 0.033523 | 1 | 0 | 50000 | 0 | 2.1194 | 2.541 | 3.3614 | -49997.8806 | -49997.459 | -49996.6386 | 4.2389e-05 | 5.082e-05 | 6.7228e-05 | 4.7402e-05
9979 | Lateral Hardening | Lateral Hardening-Fuse-90883330 | Laterals | 13228 | 0.011553 | 1 | 0 | 50000 | 0 | 2.1194 | 2.541 | 3.3614 | -49997.8806 | -49997.459 | -49996.6386 | 4.2389e-05 | 5.082e-05 | 6.7228e-05 | 4.7402e-05
4868 | Lateral Hardening | Lateral Hardening-Fuse-90920899 | Laterals | 13927 | 0.011174 | 1 | 0 | 50000 | 0 | 2.1194 | 2.541 | 3.3614 | -49997.8806 | -49997.459 | -49996.6386 | 4.2389e-05 | 5.082e-05 | 6.7228e-05 | 4.7402e-05
19208 | Lateral Hardening | Lateral Hardening-Fuse-91084184 | Laterals | 13576 | 0.010795 | 1 | 0 | 50000 | 0 | 2.1194 | 2.541 | 3.3614 | -49997.8806 | -49997.459 | -49996.6386 | 4.2389e-05 | 5.082e-05 | 6.7228e-05 | 4.7402e-05
8790 | Lateral Hardening | Lateral Hardening-Fuse-91104782 | Laterals | 13007 | 0.0049242 | 1 |  | 50000 | 0 | 2.1194 | 2.541 | 3.3614 | -49997.8806 | -49997.459 | -49996.6386 | 4.2389e-05 | 5.082e-05 | 6.7228e-05 | 4.7402e-05
17388 | Lateral Hardening | Lateral Hardening-Fuse-91272574 | Laterals | 13175 | 0.024242 | 1 | 0 | 50000 | 0 | 2.1194 | 2.541 | 3.3614 | -49997.8806 | -49997.459 | -49996.6386 | 4.2389e-05 | 5.082e-05 | 6.7228e-05 | 4.7402e-05
9759 | Lateral Hardening | Lateral Hardening-Fuse-91289700 | Laterals | 13011 | 0.007197 | 1 |  | 50000 | 0 | 2.1194 | 2.541 | 3.3614 | -49997.8806 | -49997.459 | -49996.6386 | 4.2389e-05 | 5.082e-05 | 6.7228e-05 | 4.7402e-05
289 | Lateral Hardening | Lateral Hardening-Fuse-91331179 | Laterals | 13397 | 0.033333 | 1 |  | 50000 | 0 | 2.1194 | 2.541 | 3.3614 | -49997.8806 | -49997.459 | -49996.6386 | 4.2389e-05 | 5.082e-05 | 6.7228e-05 | 4.7402e-05
9892 | Lateral Hardening | Lateral Hardening-Fuse-91427762 | Laterals | 13023 | 0.0081439 | 1 | 0 | 50000 | 0 | 2.1194 | 2.541 | 3.3614 | -49997.8806 | -49997.459 | -49996.6386 | 4.2389e-05 | 5.082e-05 | 6.7228e-05 | 4.7402e-05
6461 | Lateral Hardening | Lateral Hardening-Fuse-91458309 | Laterals | 13020 | 0.025947 | 1 | 0 | 50000 | 0 | 2.1194 | 2.541 | 3.3614 | -49997.8806 | -49997.459 | -49996.6386 | 4.2389e-05 | 5.082e-05 | 6.7228e-05 | 4.7402e-05
11909 | Lateral Hardening | Lateral Hardening-Fuse-91511848 | Laterals | 13706 | 0.025947 | 1 | 0 | 50000 | 0 | 2.1194 | 2.541 | 3.3614 | -49997.8806 | -49997.459 | -49996.6386 | 4.2389e-05 | 5.082e-05 | 6.7228e-05 | 4.7402e-05
2611 | Lateral Hardening | Lateral Hardening-Fuse-91484672 | Laterals | 13657 | 0.036932 | 1 | 0 | 50000 | 0 | 2.1194 | 2.541 | 3.3614 | -49997.8806 | -49997.459 | -49996.6386 | 4.2389e-05 | 5.082e-05 | 6.7228e-05 | 4.7402e-05
3573 | Lateral Hardening | Lateral Hardening-Fuse-92004508 | Laterals | 13479 | 0.013258 | 1 | 0 | 50000 | 0 | 2.1194 | 2.541 | 3.3614 | -49997.8806 | -49997.459 | -49996.6386 | 4.2389e-05 | 5.082e-05 | 6.7228e-05 | 4.7402e-05
8903 | Lateral Hardening | Lateral Hardening-Fuse-92010104 | Laterals | 13309 | 0.00625 | 1 | 0 | 50000 | 0 | 2.1194 | 2.541 | 3.3614 | -49997.8806 | -49997.459 | -49996.6386 | 4.2389e-05 | 5.082e-05 | 6.7228e-05 | 4.7402e-05
1264 | Lateral Hardening | Lateral Hardening-Fuse-92015261 | Laterals | 13772 | 0.03447 | 1 | 0 | 50000 | 0 | 2.1194 | 2.541 | 3.3614 | -49997.8806 | -49997.459 | -49996.6386 | 4.2389e-05 | 5.082e-05 | 6.7228e-05 | 4.7402e-05
17608 | Lateral Hardening | Lateral Hardening-Fuse-92045718 | Laterals | 13329 | 0.0083333 | 1 | 0 | 50000 | 0 | 2.1194 | 2.541 | 3.3614 | -49997.8806 | -49997.459 | -49996.6386 | 4.2389e-05 | 5.082e-05 | 6.7228e-05 | 4.7402e-05
16914 | Lateral Hardening | Lateral Hardening-Fuse-92051468 | Laterals | 13215 | 0.032765 | 1 |  | 50000 | 0 | 2.1194 | 2.541 | 3.3614 | -49997.8806 | -49997.459 | -49996.6386 | 4.2389e-05 | 5.082e-05 | 6.7228e-05 | 4.7402e-05
9486 | Lateral Hardening | Lateral Hardening-Fuse-92084057 | Laterals | 13909 | 0.014205 | 1 | 0 | 50000 | 0 | 2.1194 | 2.541 | 3.3614 | -49997.8806 | -49997.459 | -49996.6386 | 4.2389e-05 | 5.082e-05 | 6.7228e-05 | 4.7402e-05
16720 | Lateral Hardening | Lateral Hardening-Fuse-92078841 | Laterals | 13450 | 0.0083333 | 1 | 0 | 50000 | 0 | 2.1194 | 2.541 | 3.3614 | -49997.8806 | -49997.459 | -49996.6386 | 4.2389e-05 | 5.082e-05 | 6.7228e-05 | 4.7402e-05
12059 | Lateral Hardening | Lateral Hardening-Fuse-92045698 | Laterals | 13329 | 0.0056818 | 1 | 0 | 50000 | 0 | 2.1194 | 2.541 | 3.3614 | -49997.8806 | -49997.459 | -49996.6386 | 4.2389e-05 | 5.082e-05 | 6.7228e-05 | 4.7402e-05
13272 | Lateral Hardening | Lateral Hardening-Fuse-92041900 | Laterals | 13214 | 0.0039773 | 1 | 0 | 50000 | 0 | 2.1194 | 2.541 | 3.3614 | -49997.8806 | -49997.459 | -49996.6386 | 4.2389e-05 | 5.082e-05 | 6.7228e-05 | 4.7402e-05
4973 | Lateral Hardening | Lateral Hardening-Fuse-92142610 | Laterals | 13867 | 0.0064394 | 1 | 0 | 50000 | 0 | 2.1194 | 2.541 | 3.3614 | -49997.8806 | -49997.459 | -49996.6386 | 4.2389e-05 | 5.082e-05 | 6.7228e-05 | 4.7402e-05
5018 | Lateral Hardening | Lateral Hardening-Fuse-92159914 | Laterals | 13114 | 0.0096591 | 1 |  | 50000 | 0 | 2.1194 | 2.541 | 3.3614 | -49997.8806 | -49997.459 | -49996.6386 | 4.2389e-05 | 5.082e-05 | 6.7228e-05 | 4.7402e-05
5259 | Lateral Hardening | Lateral Hardening-Fuse-92200939 | Laterals | 13228 | 0.0098485 | 1 | 0 | 50000 | 0 | 2.1194 | 2.541 | 3.3614 | -49997.8806 | -49997.459 | -49996.6386 | 4.2389e-05 | 5.082e-05 | 6.7228e-05 | 4.7402e-05
980 | Lateral Hardening | Lateral Hardening-Fuse-92216939 | Laterals | 13685 | 0.0085227 | 1 |  | 50000 | 0 | 2.1194 | 2.541 | 3.3614 | -49997.8806 | -49997.459 | -49996.6386 | 4.2389e-05 | 5.082e-05 | 6.7228e-05 | 4.7402e-05
13540 | Lateral Hardening | Lateral Hardening-Fuse-92224618 | Laterals | 13927 | 0.016288 | 1 | 0 | 50000 | 0 | 2.1194 | 2.541 | 3.3614 | -49997.8806 | -49997.459 | -49996.6386 | 4.2389e-05 | 5.082e-05 | 6.7228e-05 | 4.7402e-05
398 | Lateral Hardening | Lateral Hardening-Fuse-92312837 | Laterals | 13118 | 0.027652 | 1 | 0 | 50000 | 0 | 2.1194 | 2.541 | 3.3614 | -49997.8806 | -49997.459 | -49996.6386 | 4.2389e-05 | 5.082e-05 | 6.7228e-05 | 4.7402e-05
12312 | Lateral Hardening | Lateral Hardening-Fuse-92320037 | Laterals | 13828 | 0.046212 | 1 | 0 | 50000 | 0 | 2.1194 | 2.541 | 3.3614 | -49997.8806 | -49997.459 | -49996.6386 | 4.2389e-05 | 5.082e-05 | 6.7228e-05 | 4.7402e-05
11357 | Lateral Hardening | Lateral Hardening-Fuse-92335066 | Laterals | 13781 | 0.0092803 | 1 | 0 | 50000 | 0 | 2.1194 | 2.541 | 3.3614 | -49997.8806 | -49997.459 | -49996.6386 | 4.2389e-05 | 5.082e-05 | 6.7228e-05 | 4.7402e-05
18805 | Lateral Hardening | Lateral Hardening-Fuse-92361522 | Laterals | 13769 | 0.026515 | 1 | 0 | 50000 | 0 | 2.1194 | 2.541 | 3.3614 | -49997.8806 | -49997.459 | -49996.6386 | 4.2389e-05 | 5.082e-05 | 6.7228e-05 | 4.7402e-05
12013 | Lateral Hardening | Lateral Hardening-Fuse-92411584 | Laterals | 13085 | 0.0022727 | 1 |  | 50000 | 0 | 2.1194 | 2.541 | 3.3614 | -49997.8806 | -49997.459 | -49996.6386 | 4.2389e-05 | 5.082e-05 | 6.7228e-05 | 4.7402e-05
16993 | Lateral Hardening | Lateral Hardening-Fuse-92486979 | Laterals | 13777 | 0.014773 | 1 | 0 | 50000 | 0 | 2.1194 | 2.541 | 3.3614 | -49997.8806 | -49997.459 | -49996.6386 | 4.2389e-05 | 5.082e-05 | 6.7228e-05 | 4.7402e-05
7261 | Lateral Hardening | Lateral Hardening-Fuse-92577543 | Laterals | 13039 | 0.0075758 | 1 | 0 | 50000 | 0 | 2.1194 | 2.541 | 3.3614 | -49997.8806 | -49997.459 | -49996.6386 | 4.2389e-05 | 5.082e-05 | 6.7228e-05 | 4.7402e-05
3739 | Lateral Hardening | Lateral Hardening-Fuse-92589372 | Laterals | 13817 | 0.0049242 | 1 |  | 50000 | 0 | 2.1194 | 2.541 | 3.3614 | -49997.8806 | -49997.459 | -49996.6386 | 4.2389e-05 | 5.082e-05 | 6.7228e-05 | 4.7402e-05
17868 | Lateral Hardening | Lateral Hardening-Fuse-92570466 | Laterals | 13030 | 0.014394 | 1 |  | 50000 | 0 | 2.1194 | 2.541 | 3.3614 | -49997.8806 | -49997.459 | -49996.6386 | 4.2389e-05 | 5.082e-05 | 6.7228e-05 | 4.7402e-05
11687 | Lateral Hardening | Lateral Hardening-Fuse-92652052 | Laterals | 13118 | 0.033144 | 1 | 0 | 50000 | 0 | 2.1194 | 2.541 | 3.3614 | -49997.8806 | -49997.459 | -49996.6386 | 4.2389e-05 | 5.082e-05 | 6.7228e-05 | 4.7402e-05
15240 | Lateral Hardening | Lateral Hardening-Fuse-92656358 | Laterals | 13918 | 0.0098485 | 1 | 0 | 50000 | 0 | 2.1194 | 2.541 | 3.3614 | -49997.8806 | -49997.459 | -49996.6386 | 4.2389e-05 | 5.082e-05 | 6.7228e-05 | 4.7402e-05
18254 | Lateral Hardening | Lateral Hardening-Fuse-92655628 | Laterals | 13226 | 0.031629 | 1 | 0 | 50000 | 0 | 2.1194 | 2.541 | 3.3614 | -49997.8806 | -49997.459 | -49996.6386 | 4.2389e-05 | 5.082e-05 | 6.7228e-05 | 4.7402e-05
2234 | Lateral Hardening | Lateral Hardening-Fuse-92685924 | Laterals | 13793 | 0.013447 | 1 | 0 | 50000 | 0 | 2.1194 | 2.541 | 3.3614 | -49997.8806 | -49997.459 | -49996.6386 | 4.2389e-05 | 5.082e-05 | 6.7228e-05 | 4.7402e-05
13915 | Lateral Hardening | Lateral Hardening-Fuse-92701719 | Laterals | 13299 | 0.022348 | 1 |  | 50000 | 0 | 2.1194 | 2.541 | 3.3614 | -49997.8806 | -49997.459 | -49996.6386 | 4.2389e-05 | 5.082e-05 | 6.7228e-05 | 4.7402e-05
1199 | Lateral Hardening | Lateral Hardening-Fuse-92775346 | Laterals | 13222 | 0.036174 | 1 | 0 | 50000 | 0 | 2.1194 | 2.541 | 3.3614 | -49997.8806 | -49997.459 | -49996.6386 | 4.2389e-05 | 5.082e-05 | 6.7228e-05 | 4.7402e-05
14695 | Lateral Hardening | Lateral Hardening-Fuse-92846608 | Laterals | 13011 | 0.011742 | 1 | 0 | 50000 | 0 | 2.1194 | 2.541 | 3.3614 | -49997.8806 | -49997.459 | -49996.6386 | 4.2389e-05 | 5.082e-05 | 6.7228e-05 | 4.7402e-05
12295 | Lateral Hardening | Lateral Hardening-Fuse-92823404 | Laterals | 13479 | 0.027652 | 1 | 0 | 50000 | 0 | 2.1194 | 2.541 | 3.3614 | -49997.8806 | -49997.459 | -49996.6386 | 4.2389e-05 | 5.082e-05 | 6.7228e-05 | 4.7402e-05
1521 | Lateral Hardening | Lateral Hardening-Fuse-92899946 | Laterals | 13121 | 0.010227 | 1 | 0 | 50000 | 0 | 2.1194 | 2.541 | 3.3614 | -49997.8806 | -49997.459 | -49996.6386 | 4.2389e-05 | 5.082e-05 | 6.7228e-05 | 4.7402e-05
17209 | Lateral Hardening | Lateral Hardening-Fuse-92951909 | Laterals | 13134 | 0.015152 | 1 |  | 50000 | 0 | 2.1194 | 2.541 | 3.3614 | -49997.8806 | -49997.459 | -49996.6386 | 4.2389e-05 | 5.082e-05 | 6.7228e-05 | 4.7402e-05
11361 | Lateral Hardening | Lateral Hardening-Fuse-92943156 | Laterals | 13400 | 0.0085227 | 1 | 0 | 50000 | 0 | 2.1194 | 2.541 | 3.3614 | -49997.8806 | -49997.459 | -49996.6386 | 4.2389e-05 | 5.082e-05 | 6.7228e-05 | 4.7402e-05
10409 | Lateral Hardening | Lateral Hardening-Fuse-93033266 | Laterals | 13696 | 0.024242 | 1 | 0 | 50000 | 0 | 2.1194 | 2.541 | 3.3614 | -49997.8806 | -49997.459 | -49996.6386 | 4.2389e-05 | 5.082e-05 | 6.7228e-05 | 4.7402e-05
5527 | Lateral Hardening | Lateral Hardening-Fuse-93054550 | Laterals | 13130 | 0.014394 | 1 | 0 | 50000 | 0 | 2.1194 | 2.541 | 3.3614 | -49997.8806 | -49997.459 | -49996.6386 | 4.2389e-05 | 5.082e-05 | 6.7228e-05 | 4.7402e-05
4562 | Lateral Hardening | Lateral Hardening-Fuse-93111652 | Laterals | 13738 | 0.016288 | 1 |  | 50000 | 0 | 2.1194 | 2.541 | 3.3614 | -49997.8806 | -49997.459 | -49996.6386 | 4.2389e-05 | 5.082e-05 | 6.7228e-05 | 4.7402e-05
2231 | Lateral Hardening | Lateral Hardening-Fuse-93172617 | Laterals | 13213 | 0.013826 | 1 | 0 | 50000 | 0 | 2.1194 | 2.541 | 3.3614 | -49997.8806 | -49997.459 | -49996.6386 | 4.2389e-05 | 5.082e-05 | 6.7228e-05 | 4.7402e-05
17456 | Lateral Hardening | Lateral Hardening-Fuse-93116056 | Laterals | 13085 | 0.0098485 | 1 | 0 | 50000 | 0 | 2.1194 | 2.541 | 3.3614 | -49997.8806 | -49997.459 | -49996.6386 | 4.2389e-05 | 5.082e-05 | 6.7228e-05 | 4.7402e-05
11876 | Lateral Hardening | Lateral Hardening-Fuse-93178464 | Laterals | 13909 | 0.014962 | 1 | 0 | 50000 | 0 | 2.1194 | 2.541 | 3.3614 | -49997.8806 | -49997.459 | -49996.6386 | 4.2389e-05 | 5.082e-05 | 6.7228e-05 | 4.7402e-05
16190 | Lateral Hardening | Lateral Hardening-Fuse-93178526 | Laterals | 13909 | 0.018371 | 1 | 0 | 50000 | 0 | 2.1194 | 2.541 | 3.3614 | -49997.8806 | -49997.459 | -49996.6386 | 4.2389e-05 | 5.082e-05 | 6.7228e-05 | 4.7402e-05
16136 | Lateral Hardening | Lateral Hardening-Fuse-93236496 | Laterals | 13696 | 0.037689 | 1 |  | 50000 | 0 | 2.1194 | 2.541 | 3.3614 | -49997.8806 | -49997.459 | -49996.6386 | 4.2389e-05 | 5.082e-05 | 6.7228e-05 | 4.7402e-05
2631 | Lateral Hardening | Lateral Hardening-Fuse-93240200 | Laterals | 13114 | 0.014015 | 1 | 0 | 50000 | 0 | 2.1194 | 2.541 | 3.3614 | -49997.8806 | -49997.459 | -49996.6386 | 4.2389e-05 | 5.082e-05 | 6.7228e-05 | 4.7402e-05
1744 | Lateral Hardening | Lateral Hardening-Fuse-93235651 | Laterals | 13696 | 0.032955 | 1 | 0 | 50000 | 0 | 2.1194 | 2.541 | 3.3614 | -49997.8806 | -49997.459 | -49996.6386 | 4.2389e-05 | 5.082e-05 | 6.7228e-05 | 4.7402e-05
374 | Lateral Hardening | Lateral Hardening-Fuse-93268321 | Laterals | 13962 | 0.0047348 | 1 | 0 | 50000 | 0 | 2.1194 | 2.541 | 3.3614 | -49997.8806 | -49997.459 | -49996.6386 | 4.2389e-05 | 5.082e-05 | 6.7228e-05 | 4.7402e-05
7999 | Lateral Hardening | Lateral Hardening-Fuse-93276688 | Laterals | 13213 | 0.017803 | 1 | 0 | 50000 | 0 | 2.1194 | 2.541 | 3.3614 | -49997.8806 | -49997.459 | -49996.6386 | 4.2389e-05 | 5.082e-05 | 6.7228e-05 | 4.7402e-05
11932 | Lateral Hardening | Lateral Hardening-Fuse-93313105 | Laterals | 13174 | 0.034848 | 1 | 0 | 50000 | 0 | 2.1194 | 2.541 | 3.3614 | -49997.8806 | -49997.459 | -49996.6386 | 4.2389e-05 | 5.082e-05 | 6.7228e-05 | 4.7402e-05
4165 | Lateral Hardening | Lateral Hardening-Fuse-93366417 | Laterals | 13119 | 0.015152 | 1 |  | 50000 | 0 | 2.1194 | 2.541 | 3.3614 | -49997.8806 | -49997.459 | -49996.6386 | 4.2389e-05 | 5.082e-05 | 6.7228e-05 | 4.7402e-05
3750 | Lateral Hardening | Lateral Hardening-Fuse-93346377 | Laterals | 14020 | 0.024621 | 1 |  | 50000 | 0 | 2.1194 | 2.541 | 3.3614 | -49997.8806 | -49997.459 | -49996.6386 | 4.2389e-05 | 5.082e-05 | 6.7228e-05 | 4.7402e-05
9117 | Distribution Feeder Hardening | Distribution Feeder Hardening-Breaker-60066573 | Feeder | 13331 |  | 71 | 400 | 729994 | 0 | 2130050.2983 | 2397504.7115 | 2793501.2813 | 1400056.2983 | 1667510.7115 | 2063507.2813 | 2.9179 | 3.2843 | 3.8267 | 3.1187
17327 | Distribution Feeder Hardening | Distribution Feeder Hardening-Breaker-60064222 | Feeder | 13297 |  | 94 | 400 | 833505 | 0 | 2430243.247 | 2744154.4112 | 3149931.7806 | 1596738.247 | 1910649.4112 | 2316426.7806 | 2.9157 | 3.2923 | 3.7791 | 3.115
3850 | Distribution Feeder Hardening | Distribution Feeder Hardening-Recloser-90473587 | Feeder | 13460 |  | 22 | 46 | 194634 | 0 | 563895.6013 | 638865.2859 | 741160.9576 | 369261.6013 | 444231.2859 | 546526.9576 | 2.8972 | 3.2824 | 3.808 | 3.1038
12033 | Distribution Feeder Hardening | Distribution Feeder Hardening-Breaker-60067361 | Feeder | 13292 |  | 60 | 400 | 530820 | 0 | 1536177.4303 | 1740539.5956 | 2022414.5496 | 1005357.4303 | 1209719.5956 | 1491594.5496 | 2.894 | 3.279 | 3.81 | 3.1011
4931 | Distribution Feeder Hardening | Distribution Feeder Hardening-Breaker-60067676 | Feeder | 13349 |  | 19 | 400 | 172735 | 0 | 495830.1152 | 560773.7753 | 656496.2284 | 323095.1152 | 388038.7753 | 483761.2284 | 2.8705 | 3.2464 | 3.8006 | 3.0763
8133 | Distribution Feeder Hardening | Distribution Feeder Hardening-Breaker-60075033 | Feeder | 13706 |  | 27 | 400 | 252739 | 0 | 723018.1539 | 819629.4271 | 967213.0421 | 470279.1539 | 566890.4271 | 714474.0421 | 2.8607 | 3.243 | 3.8269 | 3.072
7668 | Distribution Feeder Hardening | Distribution Feeder Hardening-Breaker-92347706 | Feeder | 13052 |  | 33 | 260 | 325955 | 0 | 928956.7771 | 1058313.5446 | 1236542.2353 | 603001.7771 | 732358.5446 | 910587.2353 | 2.85 | 3.2468 | 3.7936 | 3.0634
10799 | Distribution Feeder Hardening | Distribution Feeder Hardening-Breaker-60089782 | Feeder | 13648 |  | 79 | 400 | 779337 | 0 | 2248086.4205 | 2511782.3162 | 2840138.3893 | 1468749.4205 | 1732445.3162 | 2060801.3893 | 2.8846 | 3.223 | 3.6443 | 3.0621
8022 | Distribution Feeder Hardening | Distribution Feeder Hardening-Recloser-92162970 | Feeder | 13909 |  | 24 | 400 | 233972 | 0 | 666296.6151 | 755820.4167 | 882585.6866 | 432324.6151 | 521848.4167 | 648613.6866 | 2.8478 | 3.2304 | 3.7722 | 3.055
14868 | Distribution Feeder Hardening | Distribution Feeder Hardening-Breaker-60084202 | Feeder | 13808 |  | 50 | 400 | 511112 | 0 | 1484391.5142 | 1622696.8292 | 1834829.6609 | 973279.5142 | 1111584.8292 | 1323717.6609 | 2.9042 | 3.1748 | 3.5899 | 3.054
2328 | Distribution Feeder Hardening | Distribution Feeder Hardening-Breaker-92300431 | Feeder | 13077 |  | 55 | 105 | 508662 | 0 | 1441590.0009 | 1647397.9691 | 1923411.08 | 932928.0009 | 1138735.9691 | 1414749.08 | 2.8341 | 3.2387 | 3.7813 | 3.0502
5733 | Distribution Feeder Hardening | Distribution Feeder Hardening-Breaker-60055464 | Feeder | 13063 |  | 73 | 399 | 711573 | 0 | 2018666.3894 | 2295475.4686 | 2701851.9463 | 1307093.3894 | 1583902.4686 | 1990278.9463 | 2.8369 | 3.2259 | 3.797 | 3.0496
16800 | Distribution Feeder Hardening | Distribution Feeder Hardening-Breaker-60498464 | Feeder | 13171 |  | 67 | 401 | 639113 | 0 | 1817835.249 | 2054489.9896 | 2389575.3014 | 1178722.249 | 1415376.9896 | 1750462.3014 | 2.8443 | 3.2146 | 3.7389 | 3.0449
2227 | Distribution Feeder Hardening | Distribution Feeder Hardening-Breaker-60498460 | Feeder | 13172 |  | 39 | 181 | 382169 | 0 | 1085799.9579 | 1225349.5652 | 1420787.8943 | 703630.9579 | 843180.5652 | 1038618.8943 | 2.8412 | 3.2063 | 3.7177 | 3.0384
10512 | Distribution Feeder Hardening | Distribution Feeder Hardening-Breaker-60055479 | Feeder | 13061 |  | 40 | 400 | 380166 | 0 | 1071517.9136 | 1219728.7131 | 1434147.3331 | 691351.9136 | 839562.7131 | 1053981.3331 | 2.8186 | 3.2084 | 3.7724 | 3.0309
5715 | Distribution Feeder Hardening | Distribution Feeder Hardening-Breaker-60394386 | Feeder | 13993 |  | 23 | 400 | 200349 | 0 | 564998.7055 | 639379.6373 | 749244.8252 | 364649.7055 | 439030.6373 | 548895.8252 | 2.8201 | 3.1913 | 3.7397 | 3.0234
5380 | Distribution Feeder Hardening | Distribution Feeder Hardening-Breaker-60061573 | Feeder | 13390 |  | 38 | 400 | 353188 | 0 | 987159.5211 | 1126795.3554 | 1332581.9948 | 633971.5211 | 773607.3554 | 979393.9948 | 2.795 | 3.1904 | 3.773 | 3.0114
13052 | Distribution Feeder Hardening | Distribution Feeder Hardening-Recloser-92949698 | Feeder | 13006 |  | 28 | 400 | 355781 | 0 | 994894.4195 | 1133375.5665 | 1323302.4693 | 639113.4195 | 777594.5665 | 967521.4693 | 2.7964 | 3.1856 | 3.7194 | 3.0054
12935 | Distribution Feeder Hardening | Distribution Feeder Hardening-Breaker-60075495 | Feeder | 13185 |  | 28 | 400 | 248526 | 0 | 692128.0442 | 787139.3834 | 919433.0607 | 443602.0442 | 538613.3834 | 670907.0607 | 2.7849 | 3.1672 | 3.6995 | 2.9911
4897 | Distribution Feeder Hardening | Distribution Feeder Hardening-Breaker-60066812 | Feeder | 13830 |  | 44 | 400 | 444272 | 0 | 1230188.1493 | 1401847.3374 | 1648453.6114 | 785916.1493 | 957575.3374 | 1204181.6114 | 2.769 | 3.1554 | 3.7105 | 2.9791
18167 | Distribution Feeder Hardening | Distribution Feeder Hardening-Breaker-60064488 | Feeder | 13506 |  | 32 | 77 | 301616 | 0 | 832660.9008 | 950287.0948 | 1126291.1576 | 531044.9008 | 648671.0948 | 824675.1576 | 2.7607 | 3.1507 | 3.7342 | 2.975
19344 | Distribution Feeder Hardening | Distribution Feeder Hardening-Breaker-60075458 | Feeder | 13187 |  | 69 | 400 | 613784 | 0 | 1693483.3998 | 1932742.3295 | 2281407.925 | 1079699.3998 | 1318958.3295 | 1667623.925 | 2.7591 | 3.1489 | 3.717 | 2.9718
12892 | Distribution Feeder Hardening | Distribution Feeder Hardening-Breaker-60077340 | Feeder | 13672 |  | 9 | 400 | 79623 | 0 | 218881.0351 | 250121.0357 | 296980.4581 | 139258.0351 | 170498.0357 | 217357.4581 | 2.749 | 3.1413 | 3.7298 | 2.9648
2566 | Distribution Feeder Hardening | Distribution Feeder Hardening-Recloser-92477213 | Feeder | 13236 |  | 67 | 113 | 588917 | 0 | 1630012.0204 | 1836688.0627 | 2132282.3384 | 1041095.0204 | 1247771.0627 | 1543365.3384 | 2.7678 | 3.1188 | 3.6207 | 2.9584
15942 | Distribution Feeder Hardening | Distribution Feeder Hardening-Breaker-60036098 | Feeder | 13156 |  | 37 | 400 | 326150 | 0 | 897456.6151 | 1019093.2814 | 1202313.7763 | 571306.6151 | 692943.2814 | 876163.7763 | 2.7517 | 3.1246 | 3.6864 | 2.957
13234 | Distribution Feeder Hardening | Distribution Feeder Hardening-Breaker-92347482 | Feeder | 13818 |  | 3 | 400 | 26541 | 0 | 68945.9569 | 84173.5982 | 118351.5105 | 42404.9569 | 57632.5982 | 91810.5105 | 2.5977 | 3.1715 | 4.4592 | 2.956
17724 | Distribution Feeder Hardening | Distribution Feeder Hardening-Breaker-60064435 | Feeder | 13502 |  | 32 | 400 | 283104 | 0 | 777780.2606 | 881619.6542 | 1035084.513 | 494676.2606 | 598515.6542 | 751980.513 | 2.7473 | 3.1141 | 3.6562 | 2.9483
6010 | Distribution Feeder Hardening | Distribution Feeder Hardening-Recloser-92601796 | Feeder | 13303 |  | 59 | 69 | 521973 | 0 | 1434090.7276 | 1624369.5652 | 1892966.106 | 912117.7276 | 1102396.5652 | 1370993.106 | 2.7474 | 3.112 | 3.6266 | 2.9447
3369 | Distribution Feeder Hardening | Distribution Feeder Hardening-Breaker-60089692 | Feeder | 13471 |  | 41 | 400 | 373954 | 0 | 1020825.0464 | 1163349.9769 | 1372605.4957 | 646871.0464 | 789395.9769 | 998651.4957 | 2.7298 | 3.1109 | 3.6705 | 2.9382
13444 | Distribution Feeder Hardening | Distribution Feeder Hardening-Breaker-60064142 | Feeder | 13140 |  | 77 | 400 | 623710 | 0 | 1703701.7058 | 1937872.1319 | 2273149.8484 | 1079991.7058 | 1314162.1319 | 1649439.8484 | 2.7316 | 3.107 | 3.6446 | 2.9355
11526 | Distribution Feeder Hardening | Distribution Feeder Hardening-Breaker-60075183 | Feeder | 13582 |  | 30 | 400 | 339682 | 0 | 926435.9505 | 1046297.6293 | 1226736.8098 | 586753.9505 | 706615.6293 | 887054.8098 | 2.7274 | 3.0802 | 3.6114 | 2.9216
15811 | Distribution Feeder Hardening | Distribution Feeder Hardening-Breaker-60078179 | Feeder | 13524 |  | 19 | 400 | 157564 | 0 | 428275.8561 | 487001.2983 | 571299.9204 | 270711.8561 | 329437.2983 | 413735.9204 | 2.7181 | 3.0908 | 3.6258 | 2.9207
9831 | Distribution Feeder Hardening | Distribution Feeder Hardening-Breaker-74207843 | Feeder | 13057 |  | 24 | 304 | 212328 | 0 | 579984.3604 | 654353.7182 | 757855.1584 | 367656.3604 | 442025.7182 | 545527.1584 | 2.7315 | 3.0818 | 3.5693 | 2.9204
15677 | Distribution Feeder Hardening | Distribution Feeder Hardening-Breaker-60084127 | Feeder | 14041 |  | 48 | 400 | 471509 | 0 | 1283789.7745 | 1452509.8218 | 1695755.3682 | 812280.7745 | 981000.8218 | 1224246.3682 | 2.7227 | 3.0806 | 3.5964 | 2.9174
19083 | Distribution Feeder Hardening | Distribution Feeder Hardening-Breaker-60046622 | Feeder | 13448 |  | 27 | 400 | 252795 | 0 | 686597.8234 | 774134.8428 | 902765.7793 | 433802.8234 | 521339.8428 | 649970.7793 | 2.716 | 3.0623 | 3.5711 | 2.9054
14105 | Distribution Feeder Hardening | Distribution Feeder Hardening-Breaker-60071797 | Feeder | 13337 |  | 76 | 400 | 649748 | 0 | 1753130.7972 | 1996104.0732 | 2343228.7299 | 1103382.7972 | 1346356.0732 | 1693480.7299 | 2.6982 | 3.0721 | 3.6064 | 2.9012
609 | Distribution Feeder Hardening | Distribution Feeder Hardening-Breaker-60089715 | Feeder | 13473 |  | 83 | 400 | 726415 | 0 | 1950401.3451 | 2228109.071 | 2644241.5338 | 1223986.3451 | 1501694.071 | 1917826.5338 | 2.685 | 3.0673 | 3.6401 | 2.8952
7322 | Distribution Feeder Hardening | Distribution Feeder Hardening-Breaker-74208610 | Feeder | 13591 |  | 80 | 400 | 716932 | 0 | 1930979.8659 | 2192297.0584 | 2581485.4293 | 1214047.8659 | 1475365.0584 | 1864553.4293 | 2.6934 | 3.0579 | 3.6007 | 2.8935
1138 | Distribution Feeder Hardening | Distribution Feeder Hardening-Recloser-91711545 | Feeder | 13479 |  | 42 | 400 | 370008 | 0 | 998321.3865 | 1132884.0578 | 1303561.3086 | 628313.3865 | 762876.0578 | 933553.3086 | 2.6981 | 3.0618 | 3.5231 | 2.8897
4402 | Distribution Feeder Hardening | Distribution Feeder Hardening-Breaker-60057327 | Feeder | 13884 |  | 3 | 400 | 24975 | 0 | 65105.5135 | 76590.0568 | 95838.1751 | 40130.5135 | 51615.0568 | 70863.1751 | 2.6068 | 3.0667 | 3.8374 | 2.8678
12783 | Distribution Feeder Hardening | Distribution Feeder Hardening-Breaker-60064265 | Feeder | 13761 |  | 16 | 400 | 146194 | 0 | 386468.5554 | 439985.4729 | 516506.784 | 240274.5554 | 293791.4729 | 370312.784 | 2.6435 | 3.0096 | 3.533 | 2.8423
19650 | Distribution Feeder Hardening | Distribution Feeder Hardening-Recloser-92232093 | Feeder | 13436 |  | 53 | 400 | 481684 | 0 | 1267990.4666 | 1444645.9027 | 1694692.9154 | 786306.4666 | 962961.9027 | 1213008.9154 | 2.6324 | 2.9992 | 3.5183 | 2.831
16775 | Distribution Feeder Hardening | Distribution Feeder Hardening-Breaker-60070833 | Feeder | 13081 |  | 31 | 400 | 281275 | 0 | 740582.2919 | 841705.4049 | 987866.8108 | 459307.2919 | 560430.4049 | 706591.8108 | 2.6329 | 2.9925 | 3.5121 | 2.8287
13269 | Distribution Feeder Hardening | Distribution Feeder Hardening-Breaker-60064721 | Feeder | 13707 |  | 26 | 400 | 230022 | 0 | 599293.223 | 690200.9784 | 831420.9409 | 369271.223 | 460178.9784 | 601398.9409 | 2.6054 | 3.0006 | 3.6145 | 2.8249
8619 | Distribution Feeder Hardening | Distribution Feeder Hardening-Breaker-60068817 | Feeder | 13256 |  | 23 | 168 | 227068 | 0 | 594125.6976 | 677978.7076 | 805090.7604 | 367057.6976 | 450910.7076 | 578022.7604 | 2.6165 | 2.9858 | 3.5456 | 2.8202
19266 | Distribution Feeder Hardening | Distribution Feeder Hardening-Breaker-60434711 | Feeder | 14120 |  | 39 | 400 | 366677 | 0 | 956525.4045 | 1097344.1299 | 1284629.194 | 589848.4045 | 730667.1299 | 917952.194 | 2.6086 | 2.9927 | 3.5034 | 2.8133
1228 | Distribution Feeder Hardening | Distribution Feeder Hardening-Breaker-90535729 | Feeder | 13389 |  | 155 | 400 | 1351793 | 0 | 3568295.3813 | 3922767.7877 | 4375838.0708 | 2216502.3813 | 2570974.7877 | 3024045.0708 | 2.6397 | 2.9019 | 3.2371 | 2.7781
14945 | Distribution Feeder Hardening | Distribution Feeder Hardening-Breaker-90617318 | Feeder | 14216 |  | 11 | 0 | 115885 | 0 | 282164.6785 | 344503.1517 | 484348.1732 | 166279.6785 | 228618.1517 | 368463.1732 | 2.4349 | 2.9728 | 4.1796 | 2.7707
525 | Distribution Feeder Hardening | Distribution Feeder Hardening-Breaker-60084172 | Feeder | 14198 |  | 40 | 26 | 442078 | 0 | 1134878.3284 | 1294424.1712 | 1535443.4995 | 692800.3284 | 852346.1712 | 1093365.4995 | 2.5671 | 2.928 | 3.4732 | 2.766
17141 | Distribution Feeder Hardening | Distribution Feeder Hardening-Breaker-60067652 | Feeder | 13351 |  | 14 | 399 | 123858 | 0 | 319927.9706 | 360934.5653 | 419671.9427 | 196069.9706 | 237076.5653 | 295813.9427 | 2.583 | 2.9141 | 3.3883 | 2.7629
8037 | Distribution Feeder Hardening | Distribution Feeder Hardening-Recloser-91536298 | Feeder | 13470 |  | 79 | 400 | 689082 | 0 | 1776212.6351 | 2014257.9151 | 2333450.1069 | 1087130.6351 | 1325175.9151 | 1644368.1069 | 2.5777 | 2.9231 | 3.3863 | 2.7622
16279 | Distribution Feeder Hardening | Distribution Feeder Hardening-Breaker-60089846 | Feeder | 13096 |  | 10 | 210 | 93112 | 0 | 237573.4236 | 268441.5212 | 314062.0123 | 144461.4236 | 175329.5212 | 220950.0123 | 2.5515 | 2.883 | 3.3729 | 2.7331
3650 | Distribution Feeder Hardening | Distribution Feeder Hardening-Breaker-60307582 | Feeder | 13836 |  | 13 | 322 | 119653 | 0 | 304815.029 | 345745.3434 | 403540.3333 | 185162.029 | 226092.3434 | 283887.3333 | 2.5475 | 2.8896 | 3.3726 | 2.7326
17590 | Distribution Feeder Hardening | Distribution Feeder Hardening-Breaker-60071527 | Feeder | 13371 |  | 42 | 400 | 410220 | 0 | 1042495.5962 | 1185941.3413 | 1393179.4527 | 632275.5962 | 775721.3413 | 982959.4527 | 2.5413 | 2.891 | 3.3962 | 2.7317
4171 | Distribution Feeder Hardening | Distribution Feeder Hardening-Breaker-60064101 | Feeder | 13143 |  | 81 | 400 | 908872 | 0 | 2279004.5079 | 2591633.2423 | 3078209.8719 | 1370132.5079 | 1682761.2423 | 2169337.8719 | 2.5075 | 2.8515 | 3.3868 | 2.6986
15551 | Distribution Feeder Hardening | Distribution Feeder Hardening-Breaker-92778981 | Feeder | 14124 |  | 24 | 400 | 199533 | 0 | 496531.2931 | 570311.1059 | 693205.2242 | 296998.2931 | 370778.1059 | 493672.2242 | 2.4885 | 2.8582 | 3.4741 | 2.698
11136 | Distribution Feeder Hardening | Distribution Feeder Hardening-Breaker-60077260 | Feeder | 13484 |  | 44 | 400 | 450913 | 0 | 1121652.1782 | 1287414.026 | 1516089.2716 | 670739.1782 | 836501.026 | 1065176.2716 | 2.4875 | 2.8551 | 3.3623 | 2.6853
9861 | Distribution Feeder Hardening | Distribution Feeder Hardening-Breaker-60546229 | Feeder | 13360 |  | 7 | 100 | 61929 | 0 | 154935.6422 | 175720.9511 | 205054.7162 | 93006.6422 | 113791.9511 | 143125.7162 | 2.5018 | 2.8375 | 3.3111 | 2.6834
3690 | Distribution Feeder Hardening | Distribution Feeder Hardening-Recloser-60114228 | Feeder | 13099 |  | 87 | 301 | 919642 | 0 | 2307213.3982 | 2579838.6895 | 2973437.6661 | 1387571.3982 | 1660196.6895 | 2053795.6661 | 2.5088 | 2.8053 | 3.2333 | 2.6702
1183 | Distribution Feeder Hardening | Distribution Feeder Hardening-Breaker-60061467 | Feeder | 13154 |  | 74 | 400 | 646036 | 0 | 1601127.6771 | 1821995.0918 | 2132681.9091 | 955091.6771 | 1175959.0918 | 1486645.9091 | 2.4784 | 2.8203 | 3.3012 | 2.6632
4749 | Distribution Feeder Hardening | Distribution Feeder Hardening-Recloser-92780593 | Feeder | 13624 |  | 61 | 167 | 521207 | 0 | 1294492.3825 | 1470288.5166 | 1698498.3887 | 773285.3825 | 949081.5166 | 1177291.3887 | 2.4836 | 2.8209 | 3.2588 | 2.6623
19293 | Distribution Feeder Hardening | Distribution Feeder Hardening-Breaker-60055119 | Feeder | 13418 |  | 132 | 400 | 1139625 | 0 | 2879912.8655 | 3165001.35 | 3526405.1253 | 1740287.8655 | 2025376.35 | 2386780.1253 | 2.5271 | 2.7772 | 3.0944 | 2.6588
14405 | Distribution Feeder Hardening | Distribution Feeder Hardening-Recloser-91772565 | Feeder | 13769 |  | 80 | 139 | 833527 | 0 | 2054700.0461 | 2320672.5575 | 2717203.9522 | 1221173.0461 | 1487145.5575 | 1883676.9522 | 2.4651 | 2.7842 | 3.2599 | 2.6403
18484 | Distribution Feeder Hardening | Distribution Feeder Hardening-Recloser-92884592 | Feeder | 13710 |  | 34 | 400 | 299232 | 0 | 733964.1518 | 833632.6123 | 974238.4435 | 434732.1518 | 534400.6123 | 675006.4435 | 2.4528 | 2.7859 | 3.2558 | 2.633
3308 | Distribution Feeder Hardening | Distribution Feeder Hardening-Recloser-93281395 | Feeder | 13351 |  | 8 | 266 | 70776 | 0 | 174164.1105 | 196488.8108 | 228036.9893 | 103388.1105 | 125712.8108 | 157260.9893 | 2.4608 | 2.7762 | 3.222 | 2.6315
1632 | Distribution Feeder Hardening | Distribution Feeder Hardening-Breaker-60134308 | Feeder | 14050 |  | 12 | 41 | 157226 | 0 | 364833.3927 | 441369.0315 | 604914.0896 | 207607.3927 | 284143.0315 | 447688.0896 | 2.3204 | 2.8072 | 3.8474 | 2.6192
13273 | Distribution Feeder Hardening | Distribution Feeder Hardening-Recloser-92178953 | Feeder | 13373 |  | 82 | 400 | 711360 | 0 | 1746361.3075 | 1963386.6062 | 2239785.8744 | 1035001.3075 | 1252026.6062 | 1528425.8744 | 2.455 | 2.76 | 3.1486 | 2.6159
3169 | Distribution Feeder Hardening | Distribution Feeder Hardening-Recloser-92226382 | Feeder | 13133 |  | 10 | 400 | 93545 | 0 | 226325.056 | 258849.7652 | 308085.7322 | 132780.056 | 165304.7652 | 214540.7322 | 2.4194 | 2.7671 | 3.2934 | 2.6111
12298 | Distribution Feeder Hardening | Distribution Feeder Hardening-Breaker-60089768 | Feeder | 13927 |  | 129 | 400 | 1353339 | 0 | 3323783.9494 | 3711822.1318 | 4222739.5683 | 1970444.9494 | 2358483.1318 | 2869400.5683 | 2.456 | 2.7427 | 3.1202 | 2.6084
1799 | Distribution Feeder Hardening | Distribution Feeder Hardening-Breaker-60084421 | Feeder | 13624 |  | 37 | 321 | 323507 | 0 | 779433.4496 | 889256.1224 | 1056168.6997 | 455926.4496 | 565749.1224 | 732661.6997 | 2.4093 | 2.7488 | 3.2647 | 2.5967
16010 | Distribution Feeder Hardening | Distribution Feeder Hardening-Breaker-60089703 | Feeder | 13479 |  | 58 | 397 | 536336 | 0 | 1298603.1654 | 1466406.1888 | 1723222.6137 | 762267.1654 | 930070.1888 | 1186886.6137 | 2.4212 | 2.7341 | 3.213 | 2.5943
848 | Distribution Feeder Hardening | Distribution Feeder Hardening-Breaker-60049850 | Feeder | 13166 |  | 114 | 400 | 992842 | 0 | 2380804.7519 | 2722188.7001 | 3226442.6425 | 1387962.7519 | 1729346.7001 | 2233600.6425 | 2.398 | 2.7418 | 3.2497 | 2.5863
17665 | Distribution Feeder Hardening | Distribution Feeder Hardening-Breaker-60075356 | Feeder | 13865 |  | 92 | 400 | 819964 | 0 | 1913336.694 | 2199311.1236 | 2574861.5343 | 1093372.694 | 1379347.1236 | 1754897.5343 | 2.3334 | 2.6822 | 3.1402 | 2.5187
17271 | Distribution Feeder Hardening | Distribution Feeder Hardening-Recloser-92983708 | Feeder | 13482 |  | 9 | 400 | 102833 | 0 | 239994.0058 | 272812.5794 | 315865.1404 | 137161.0058 | 169979.5794 | 213032.1404 | 2.3338 | 2.653 | 3.0716 | 2.5033
17942 | Distribution Feeder Hardening | Distribution Feeder Hardening-Breaker-60089757 | Feeder | 13924 |  | 157 | 400 | 1495745 | 0 | 3559713.6291 | 3885007.3237 | 4351827.6049 | 2063968.6291 | 2389262.3237 | 2856082.6049 | 2.3799 | 2.5974 | 2.9095 | 2.4981
10523 | Distribution Feeder Hardening | Distribution Feeder Hardening-Recloser-93317202 | Feeder | 13906 |  | 17 | 400 | 144135 | 0 | 333432.3636 | 381476.4098 | 452834.1147 | 189297.3636 | 237341.4098 | 308699.1147 | 2.3133 | 2.6467 | 3.1417 | 2.4962
19326 | Distribution Feeder Hardening | Distribution Feeder Hardening-Recloser-93284379 | Feeder | 13351 |  | 2 | 248 | 17694 | 0 | 41056.5378 | 46751.3697 | 54439.0153 | 23362.5378 | 29057.3697 | 36745.0153 | 2.3204 | 2.6422 | 3.0767 | 2.4926
9427 | Distribution Feeder Hardening | Distribution Feeder Hardening-Breaker-60014070 | Feeder | 13049 |  | 108 | 400 | 913194 | 0 | 2115689.4163 | 2407113.7209 | 2824652.5317 | 1202495.4163 | 1493919.7209 | 1911458.5317 | 2.3168 | 2.6359 | 3.0932 | 2.4902
10162 | Distribution Feeder Hardening | Distribution Feeder Hardening-Breaker-60075101 | Feeder | 13585 |  | 37 | 400 | 434105 | 0 | 1003937.9074 | 1140196.0889 | 1350014.0384 | 569832.9074 | 706091.0889 | 915909.0384 | 2.3127 | 2.6265 | 3.1099 | 2.4865
3785 | Distribution Feeder Hardening | Distribution Feeder Hardening-Breaker-60095794 | Feeder | 13780 |  | 31 | 400 | 300976 | 0 | 691185.2875 | 791949.6494 | 935046.6598 | 390209.2875 | 490973.6494 | 634070.6598 | 2.2965 | 2.6313 | 3.1067 | 2.4779
8318 | Distribution Feeder Hardening | Distribution Feeder Hardening-Breaker-60083838 | Feeder | 13129 |  | 29 | 399 | 272865 | 0 | 625465.2544 | 715540.8809 | 850223.6282 | 352600.2544 | 442675.8809 | 577358.6282 | 2.2922 | 2.6223 | 3.1159 | 2.4736
15997 | Distribution Feeder Hardening | Distribution Feeder Hardening-Recloser-92017439 | Feeder | 13390 |  | 37 | 290 | 322641 | 0 | 742928.7024 | 844108.556 | 983266.2534 | 420287.7024 | 521467.556 | 660625.2534 | 2.3026 | 2.6162 | 3.0476 | 2.4712
6466 | Distribution Feeder Hardening | Distribution Feeder Hardening-Breaker-60376096 | Feeder | 14071 |  | 71 | 400 | 643160 | 0 | 1490966.203 | 1675632.6667 | 1916991.5559 | 847806.203 | 1032472.6667 | 1273831.5559 | 2.3182 | 2.6053 | 2.9806 | 2.4706
19308 | Distribution Feeder Hardening | Distribution Feeder Hardening-Breaker-60063865 | Feeder | 13449 |  | 35 | 400 | 303381 | 0 | 696841.2059 | 791797.4415 | 934415.7466 | 393460.2059 | 488416.4415 | 631034.7466 | 2.2969 | 2.6099 | 3.08 | 2.4691
7508 | Distribution Feeder Hardening | Distribution Feeder Hardening-Recloser-93314936 | Feeder | 13174 |  | 7 | 400 | 66571 | 0 | 153106.8734 | 174112.939 | 202576.8085 | 86535.8734 | 107541.939 | 136005.8085 | 2.2999 | 2.6154 | 3.043 | 2.4689
10695 | Distribution Feeder Hardening | Distribution Feeder Hardening-Breaker-60055375 | Feeder | 13026 |  | 56 | 400 | 496830 | 0 | 1136896.0984 | 1285087.1116 | 1514396.4156 | 640066.0984 | 788257.1116 | 1017566.4156 | 2.2883 | 2.5866 | 3.0481 | 2.4538
17749 | Distribution Feeder Hardening | Distribution Feeder Hardening-Breaker-60001290 | Feeder | 13023 |  | 10 | 400 | 93112 | 0 | 211468.1338 | 241850.1576 | 284994.2696 | 118356.1338 | 148738.1576 | 191882.2696 | 2.2711 | 2.5974 | 3.0608 | 2.448
1447 | Distribution Feeder Hardening | Distribution Feeder Hardening-Recloser-93055685 | Feeder | 13019 |  | 20 | 400 | 179960 | 0 | 411009.4918 | 463328.0279 | 543506.1324 | 231049.4918 | 283368.0279 | 363546.1324 | 2.2839 | 2.5746 | 3.0201 | 2.4447
12066 | Distribution Feeder Hardening | Distribution Feeder Hardening-Breaker-10030014 | Feeder | 13406 |  | 86 | 400 | 897836 | 0 | 2055460.6299 | 2302180.1149 | 2644510.42 | 1157624.6299 | 1404344.1149 | 1746674.42 | 2.2893 | 2.5641 | 2.9454 | 2.4374
7377 | Distribution Feeder Hardening | Distribution Feeder Hardening-Breaker-60066749 | Feeder | 13826 |  | 36 | 400 | 378838 | 0 | 856345.1621 | 977420.1836 | 1157902.5014 | 477507.1621 | 598582.1836 | 779064.5014 | 2.2605 | 2.58 | 3.0565 | 2.4359
10541 | Distribution Feeder Hardening | Distribution Feeder Hardening-Recloser-92629092 | Feeder | 13390 |  | 15 | 111 | 137347 | 0 | 311544.7402 | 353970.0386 | 408412.6891 | 174197.7402 | 216623.0386 | 271065.6891 | 2.2683 | 2.5772 | 2.9736 | 2.4315
15397 | Distribution Feeder Hardening | Distribution Feeder Hardening-Breaker-60055284 | Feeder | 13657 |  | 41 | 400 | 362671 | 0 | 824406.1341 | 931584.7888 | 1070751.9534 | 461735.1341 | 568913.7888 | 708080.9534 | 2.2732 | 2.5687 | 2.9524 | 2.4297
5440 | Distribution Feeder Hardening | Distribution Feeder Hardening-Breaker-60064595 | Feeder | 13119 |  | 63 | 29 | 645292 | 0 | 1457764.3541 | 1654433.3164 | 1964730.5696 | 812472.3541 | 1009141.3164 | 1319438.5696 | 2.2591 | 2.5639 | 3.0447 | 2.4291
15982 | Distribution Feeder Hardening | Distribution Feeder Hardening-Breaker-60064140 | Feeder | 13141 |  | 20 | 400 | 172242 | 0 | 389533.6359 | 439064.95 | 514936.996 | 217291.6359 | 266822.95 | 342694.996 | 2.2615 | 2.5491 | 2.9896 | 2.4206
4410 | Distribution Feeder Hardening | Distribution Feeder Hardening-Breaker-60083874 | Feeder | 13577 |  | 58 | 400 | 508861 | 0 | 1145192.4564 | 1303794.1919 | 1531035.377 | 636331.4564 | 794933.1919 | 1022174.377 | 2.2505 | 2.5622 | 3.0087 | 2.4198
7478 | Distribution Feeder Hardening | Distribution Feeder Hardening-Breaker-60083941 | Feeder | 13454 |  | 50 | 400 | 439162 | 0 | 989240.5264 | 1121594.5016 | 1319464.9192 | 550078.5264 | 682432.5016 | 880302.9192 | 2.2526 | 2.5539 | 3.0045 | 2.4182
17891 | Distribution Feeder Hardening | Distribution Feeder Hardening-Breaker-60067539 | Feeder | 13574 |  | 18 | 400 | 153415 | 0 | 343452.6591 | 391132.2722 | 462862.7525 | 190037.6591 | 237717.2722 | 309447.7525 | 2.2387 | 2.5495 | 3.0171 | 2.4098
14646 | Distribution Feeder Hardening | Distribution Feeder Hardening-Breaker-60095825 | Feeder | 14021 |  | 27 | 400 | 247020 | 0 | 547893.5331 | 629003.8428 | 746730.9481 | 300873.5331 | 381983.8428 | 499710.9481 | 2.218 | 2.5464 | 3.023 | 2.397
18206 | Distribution Feeder Hardening | Distribution Feeder Hardening-Breaker-93217360 | Feeder | 14266 |  | 38 | 400 | 382983 | 0 | 853370.1716 | 965760.0028 | 1132026.8689 | 470387.1716 | 582777.0028 | 749043.8689 | 2.2282 | 2.5217 | 2.9558 | 2.389
5354 | Distribution Feeder Hardening | Distribution Feeder Hardening-Breaker-72901653 | Feeder | 14079 |  | 12 | 400 | 157226 | 0 | 339786.678 | 400620.801 | 508071.3555 | 182560.678 | 243394.801 | 350845.3555 | 2.1611 | 2.5481 | 3.2315 | 2.3842
5062 | Distribution Feeder Hardening | Distribution Feeder Hardening-Breaker-60066810 | Feeder | 13831 |  | 35 | 400 | 308512 | 0 | 683229.2371 | 777892.2979 | 909266.679 | 374717.2371 | 469380.2979 | 600754.679 | 2.2146 | 2.5214 | 2.9473 | 2.3799
10089 | Distribution Feeder Hardening | Distribution Feeder Hardening-Breaker-60057356 | Feeder | 13883 |  | 27 | 400 | 236170 | 0 | 520693.6377 | 591605.1487 | 693265.0078 | 284523.6377 | 355435.1487 | 457095.0078 | 2.2047 | 2.505 | 2.9354 | 2.3679
15547 | Distribution Feeder Hardening | Distribution Feeder Hardening-Breaker-60055437 | Feeder | 13059 |  | 47 | 400 | 421961 | 0 | 927897.7333 | 1056416.1888 | 1240613.9692 | 505936.7333 | 634455.1888 | 818652.9692 | 2.199 | 2.5036 | 2.9401 | 2.3645
18790 | Distribution Feeder Hardening | Distribution Feeder Hardening-Breaker-60071905 | Feeder | 14032 |  | 41 | 400 | 402883 | 0 | 883607.3747 | 1009038.018 | 1190274.3221 | 480724.3747 | 606155.018 | 787391.3221 | 2.1932 | 2.5045 | 2.9544 | 2.3627
13507 | Distribution Feeder Hardening | Distribution Feeder Hardening-Breaker-60067692 | Feeder | 13354 |  | 51 | 400 | 485201 | 0 | 1067557.1895 | 1213061.9711 | 1413418.7729 | 582356.1895 | 727860.9711 | 928217.7729 | 2.2002 | 2.5001 | 2.9131 | 2.3615
18981 | Distribution Feeder Hardening | Distribution Feeder Hardening-Recloser-92060671 | Feeder | 13815 |  | 199 | 400 | 1825505 | 0 | 4071735.8886 | 4481749.2866 | 5023320.3211 | 2246230.8886 | 2656244.2866 | 3197815.3211 | 2.2305 | 2.4551 | 2.7517 | 2.35
2731 | Distribution Feeder Hardening | Distribution Feeder Hardening-Breaker-60055510 | Feeder | 13600 |  | 102 | 400 | 945570 | 0 | 2067026.0868 | 2340886.8752 | 2729735.4702 | 1121456.0868 | 1395316.8752 | 1784165.4702 | 2.186 | 2.4756 | 2.8869 | 2.343
13654 | Distribution Feeder Hardening | Distribution Feeder Hardening-Breaker-60084063 | Feeder | 13692 |  | 8 | 400 | 69210 | 0 | 149831.9174 | 172279.8981 | 204922.0803 | 80621.9174 | 103069.8981 | 135712.0803 | 2.1649 | 2.4892 | 2.9609 | 2.3418
13497 | Distribution Feeder Hardening | Distribution Feeder Hardening-Breaker-60084007 | Feeder | 13686 |  | 9 | 400 | 76491 | 0 | 166763.3337 | 189200.4293 | 221231.0534 | 90272.3337 | 112709.4293 | 144740.0534 | 2.1802 | 2.4735 | 2.8922 | 2.3394
18342 | Distribution Feeder Hardening | Distribution Feeder Hardening-Breaker-60068676 | Feeder | 13152 |  | 26 | 400 | 225324 | 0 | 483180.6971 | 562733.5562 | 682526.3533 | 257856.6971 | 337409.5562 | 457202.3533 | 2.1444 | 2.4974 | 3.0291 | 2.3388
9624 | Distribution Feeder Hardening | Distribution Feeder Hardening-Breaker-90022822 | Feeder | 14275 |  | 13 | 400 | 119653 | 0 | 260664.5561 | 295061.7447 | 346334.0604 | 141011.5561 | 175408.7447 | 226681.0604 | 2.1785 | 2.466 | 2.8945 | 2.3363
13549 | Distribution Feeder Hardening | Distribution Feeder Hardening-Breaker-60078101 | Feeder | 13870 |  | 59 | 400 | 529691 | 0 | 1150725.6614 | 1307061.4455 | 1538950.1175 | 621034.6614 | 777370.4455 | 1009259.1175 | 2.1724 | 2.4676 | 2.9054 | 2.3343
5288 | Distribution Feeder Hardening | Distribution Feeder Hardening-Recloser-92756882 | Feeder | 13830 |  | 28 | 243 | 257000 | 0 | 555788.2869 | 633992.1013 | 738999.3461 | 298788.2869 | 376992.1013 | 481999.3461 | 2.1626 | 2.4669 | 2.8755 | 2.3252
13248 | Distribution Feeder Hardening | Distribution Feeder Hardening-Breaker-90187104 | Feeder | 13238 |  | 3 | 400 | 31183 | 0 | 66950.9702 | 76875.9774 | 91864.1078 | 35767.9702 | 45692.9774 | 60681.1078 | 2.147 | 2.4653 | 2.946 | 2.3224
4862 | Distribution Feeder Hardening | Distribution Feeder Hardening-Recloser-92477491 | Feeder | 13808 |  | 12 | 45 | 105031 | 0 | 228050.1742 | 254204.3203 | 294805.0583 | 123019.1742 | 149173.3203 | 189774.0583 | 2.1713 | 2.4203 | 2.8068 | 2.3095
13580 | Distribution Feeder Hardening | Distribution Feeder Hardening-Breaker-60064761 | Feeder | 13709 |  | 41 | 400 | 350520 | 0 | 752732.2662 | 855251.1869 | 1002166.5524 | 402212.2662 | 504731.1869 | 651646.5524 | 2.1475 | 2.4399 | 2.8591 | 2.3064
10440 | Distribution Feeder Hardening | Distribution Feeder Hardening-Breaker-60080671 | Feeder | 13932 |  | 22 | 343 | 196577 | 0 | 418967.72 | 481463.644 | 571004.3015 | 222390.72 | 284886.644 | 374427.3015 | 2.1313 | 2.4492 | 2.9047 | 2.304
12177 | Distribution Feeder Hardening | Distribution Feeder Hardening-Breaker-60066471 | Feeder | 13747 |  | 38 | 400 | 373322 | 0 | 800899.3567 | 906910.281 | 1065439.6157 | 427577.3567 | 533588.281 | 692117.6157 | 2.1453 | 2.4293 | 2.8539 | 2.3014
11955 | Distribution Feeder Hardening | Distribution Feeder Hardening-Breaker-60010280 | Feeder | 13158 |  | 71 | 400 | 623060 | 0 | 1331107.9825 | 1516398.442 | 1781141.361 | 708047.9825 | 893338.442 | 1158081.361 | 2.1364 | 2.4338 | 2.8587 | 2.2979
13741 | Distribution Feeder Hardening | Distribution Feeder Hardening-Breaker-60083975 | Feeder | 13685 |  | 39 | 400 | 335637 | 0 | 719765.455 | 814112.8241 | 949414.4497 | 384128.455 | 478475.8241 | 613777.4497 | 2.1445 | 2.4256 | 2.8287 | 2.2972
17441 | Distribution Feeder Hardening | Distribution Feeder Hardening-Recloser-92437862 | Feeder | 13422 |  | 29 | 165 | 253431 | 0 | 542099.4035 | 614925.1457 | 719530.2671 | 288668.4035 | 361494.1457 | 466099.2671 | 2.139 | 2.4264 | 2.8392 | 2.2953
4546 | Distribution Feeder Hardening | Distribution Feeder Hardening-Recloser-92908163 | Feeder | 13159 |  | 66 | 400 | 686892 | 0 | 1460027.2271 | 1667495.0104 | 1964897.893 | 773135.2271 | 980603.0104 | 1278005.893 | 2.1256 | 2.4276 | 2.8606 | 2.2897
9067 | Distribution Feeder Hardening | Distribution Feeder Hardening-Breaker-60077164 | Feeder | 13510 |  | 30 | 400 | 282845 | 0 | 600151.5508 | 683176.994 | 801112.4535 | 317306.5508 | 400331.994 | 518267.4535 | 2.1218 | 2.4154 | 2.8323 | 2.2809
2534 | Distribution Feeder Hardening | Distribution Feeder Hardening-Breaker-60008906 | Feeder | 13047 |  | 53 | 400 | 470345 | 0 | 997668.1525 | 1121858.5405 | 1313976.1874 | 527323.1525 | 651513.5405 | 843631.1874 | 2.1211 | 2.3852 | 2.7936 | 2.2676
4717 | Distribution Feeder Hardening | Distribution Feeder Hardening-Breaker-60009675 | Feeder | 13027 |  | 66 | 400 | 662816 | 0 | 1403323.1426 | 1584308.9726 | 1823445.6775 | 740507.1426 | 921492.9726 | 1160629.6775 | 2.1172 | 2.3903 | 2.7511 | 2.2625
3683 | Distribution Feeder Hardening | Distribution Feeder Hardening-Breaker-60075237 | Feeder | 13031 |  | 90 | 400 | 1102546 | 0 | 2313665.6256 | 2642977.383 | 3119949.7447 | 1211119.6256 | 1540431.383 | 2017403.7447 | 2.0985 | 2.3972 | 2.8298 | 2.2612
4341 | Distribution Feeder Hardening | Distribution Feeder Hardening-Breaker-60434848 | Feeder | 13723 |  | 40 | 400 | 371315 | 0 | 777859.084 | 888125.4269 | 1050603.1181 | 406544.084 | 516810.4269 | 679288.1181 | 2.0949 | 2.3918 | 2.8294 | 2.2574
14501 | Distribution Feeder Hardening | Distribution Feeder Hardening-Breaker-60056817 | Feeder | 13539 |  | 21 | 400 | 225943 | 0 | 467966.2228 | 537811.5739 | 643770.4161 | 242023.2228 | 311868.5739 | 417827.4161 | 2.0712 | 2.3803 | 2.8493 | 2.2417
9109 | Distribution Feeder Hardening | Distribution Feeder Hardening-Recloser-60575158 | Feeder | 13305 |  | 42 | 119 | 430031 | 0 | 896654.6808 | 1018978.9062 | 1192192.5656 | 466623.6808 | 588947.9062 | 762161.5656 | 2.0851 | 2.3695 | 2.7723 | 2.2392
14406 | Distribution Feeder Hardening | Distribution Feeder Hardening-Breaker-60408193 | Feeder | 13298 |  | 81 | 353 | 987575 | 0 | 2090911.5055 | 2278499.1103 | 2567719.6582 | 1103336.5055 | 1290924.1103 | 1580144.6582 | 2.1172 | 2.3072 | 2.6 | 2.2225
15692 | Distribution Feeder Hardening | Distribution Feeder Hardening-Breaker-60405879 | Feeder | 13097 |  | 35 | 400 | 308023 | 0 | 638554.9498 | 723781.3319 | 831337.0472 | 330531.9498 | 415758.3319 | 523314.0472 | 2.0731 | 2.3498 | 2.6989 | 2.2187
18752 | Distribution Feeder Hardening | Distribution Feeder Hardening-Breaker-60077314 | Feeder | 13605 |  | 14 | 96 | 123802 | 0 | 255663.5107 | 290369.2153 | 335514.4942 | 131861.5107 | 166567.2153 | 211712.4942 | 2.0651 | 2.3454 | 2.7101 | 2.2137
1658 | Distribution Feeder Hardening | Distribution Feeder Hardening-Breaker-74207739 | Feeder | 13844 |  | 35 | 400 | 359141 | 0 | 737889.9715 | 840970.96 | 990237.4952 | 378748.9715 | 481829.96 | 631096.4952 | 2.0546 | 2.3416 | 2.7572 | 2.211
17337 | Distribution Feeder Hardening | Distribution Feeder Hardening-Breaker-60320600 | Feeder | 14000 |  | 57 | 400 | 509354 | 0 | 1051788.7417 | 1189594.5619 | 1370638.3502 | 542434.7417 | 680240.5619 | 861284.3502 | 2.0649 | 2.3355 | 2.6909 | 2.2087
4772 | Distribution Feeder Hardening | Distribution Feeder Hardening-Breaker-60089820 | Feeder | 13652 |  | 31 | 400 | 329961 | 0 | 667412.24 | 766957.0864 | 920656.9966 | 337451.24 | 436996.0864 | 590695.9966 | 2.0227 | 2.3244 | 2.7902 | 2.19
6432 | Distribution Feeder Hardening | Distribution Feeder Hardening-Recloser-92465979 | Feeder | 13391 |  | 56 | 252 | 477506 | 0 | 975512.7484 | 1101210.7142 | 1288720.297 | 498006.7484 | 623704.7142 | 811214.297 | 2.0429 | 2.3062 | 2.6989 | 2.1875
14272 | Distribution Feeder Hardening | Distribution Feeder Hardening-Breaker-60067810 | Feeder | 13786 |  | 74 | 400 | 660563 | 0 | 1366301.8307 | 1515419.3473 | 1700599.7879 | 705738.8307 | 854856.3473 | 1040036.7879 | 2.0684 | 2.2941 | 2.5745 | 2.1867
6042 | Distribution Feeder Hardening | Distribution Feeder Hardening-Breaker-91497617 | Feeder | 13957 |  | 5 | 400 | 44235 | 0 | 89814.3114 | 102118.8134 | 120715.754 | 45579.3114 | 57883.8134 | 76480.754 | 2.0304 | 2.3086 | 2.729 | 2.1837
12838 | Distribution Feeder Hardening | Distribution Feeder Hardening-Breaker-90113644 | Feeder | 14024 |  | 24 | 400 | 212272 | 0 | 428481.6768 | 492081.5038 | 585246.8121 | 216209.6768 | 279809.5038 | 372974.8121 | 2.0186 | 2.3182 | 2.7571 | 2.1823
13538 | Distribution Feeder Hardening | Distribution Feeder Hardening-Breaker-60320761 | Feeder | 13001 |  | 47 | 400 | 470057 | 0 | 951688.7402 | 1084961.5235 | 1287229.3886 | 481631.7402 | 614904.5235 | 817172.3886 | 2.0246 | 2.3081 | 2.7385 | 2.1811
8869 | Distribution Feeder Hardening | Distribution Feeder Hardening-Recloser-92834613 | Feeder | 13961 |  | 91 | 400 | 788717 | 0 | 1627744.3549 | 1790110.4203 | 2021536.3713 | 839027.3549 | 1001393.4203 | 1232819.3713 | 2.0638 | 2.2696 | 2.5631 | 2.1755
2100 | Distribution Feeder Hardening | Distribution Feeder Hardening-Breaker-60066696 | Feeder | 13900 |  | 65 | 400 | 592490 | 0 | 1189579.2092 | 1362920.4733 | 1628755.5997 | 597089.2092 | 770430.4733 | 1036265.5997 | 2.0078 | 2.3003 | 2.749 | 2.1697
14816 | Distribution Feeder Hardening | Distribution Feeder Hardening-Recloser-91805865 | Feeder | 13993 |  | 53 | 400 | 455607 | 0 | 925376.4521 | 1042070.7775 | 1200511.8314 | 469769.4521 | 586463.7775 | 744904.8314 | 2.0311 | 2.2872 | 2.635 | 2.1683
10185 | Distribution Feeder Hardening | Distribution Feeder Hardening-Breaker-60038686 | Feeder | 13490 |  | 16 | 400 | 139930 | 0 | 279436.0935 | 320366.9815 | 381206.5042 | 139506.0935 | 180436.9815 | 241276.5042 | 1.997 | 2.2895 | 2.7243 | 2.1575
14745 | Distribution Feeder Hardening | Distribution Feeder Hardening-Breaker-60064581 | Feeder | 13464 |  | 40 | 399 | 347616 | 0 | 694991.6361 | 794086.0115 | 943395.4012 | 347375.6361 | 446470.0115 | 595779.4012 | 1.9993 | 2.2844 | 2.7139 | 2.1563
5980 | Distribution Feeder Hardening | Distribution Feeder Hardening-Breaker-60317719 | Feeder | 13422 |  | 17 | 400 | 149266 | 0 | 299129.5235 | 340972.7033 | 399523.6518 | 149863.5235 | 191706.7033 | 250257.6518 | 2.004 | 2.2843 | 2.6766 | 2.1554
2656 | Distribution Feeder Hardening | Distribution Feeder Hardening-Breaker-60077387 | Feeder | 14069 |  | 9 | 400 | 86208 | 0 | 171822.4242 | 197322.6406 | 235143.9095 | 85614.4242 | 111114.6406 | 148935.9095 | 1.9931 | 2.2889 | 2.7276 | 2.1553
11346 | Distribution Feeder Hardening | Distribution Feeder Hardening-Breaker-60070940 | Feeder | 13207 |  | 18 | 96 | 177814 | 0 | 356715.2298 | 405201.0217 | 471536.9359 | 178901.2298 | 227387.0217 | 293722.9359 | 2.0061 | 2.2788 | 2.6519 | 2.1525
2456 | Distribution Feeder Hardening | Distribution Feeder Hardening-Recloser-92018434 | Feeder | 13687 |  | 44 | 400 | 385436 | 0 | 775398.4321 | 872409.0159 | 1014765.6567 | 389962.4321 | 486973.0159 | 629329.6567 | 2.0117 | 2.2634 | 2.6328 | 2.1494
10095 | Distribution Feeder Hardening | Distribution Feeder Hardening-Breaker-60067812 | Feeder | 13787 |  | 56 | 400 | 520262 | 0 | 1034936.7933 | 1183289.1962 | 1388867.7273 | 514674.7933 | 663027.1962 | 868605.7273 | 1.9893 | 2.2744 | 2.6696 | 2.1428
10389 | Distribution Feeder Hardening | Distribution Feeder Hardening-Breaker-60080691 | Feeder | 13934 |  | 38 | 400 | 340828 | 0 | 674763.3892 | 772070.178 | 905867.5655 | 333935.3892 | 431242.178 | 565039.5655 | 1.9798 | 2.2653 | 2.6578 | 2.1332
17052 | Distribution Feeder Hardening | Distribution Feeder Hardening-Breaker-60253135 | Feeder | 13963 |  | 33 | 197 | 305877 | 0 | 605966.5956 | 687684.6911 | 800456.2202 | 300089.5956 | 381807.6911 | 494579.2202 | 1.9811 | 2.2482 | 2.6169 | 2.1248
6529 | Distribution Feeder Hardening | Distribution Feeder Hardening-Recloser-93107313 | Feeder | 13714 |  | 28 | 400 | 255434 | 0 | 501556.4309 | 571338.2636 | 671023.6557 | 246122.4309 | 315904.2636 | 415589.6557 | 1.9635 | 2.2367 | 2.627 | 2.1118
7928 | Distribution Feeder Hardening | Distribution Feeder Hardening-Recloser-91843955 | Feeder | 13579 |  | 23 | 400 | 199649 | 0 | 390291.1777 | 445893.0833 | 531035.0981 | 190642.1777 | 246244.0833 | 331386.0981 | 1.9549 | 2.2334 | 2.6598 | 2.1089
12210 | Distribution Feeder Hardening | Distribution Feeder Hardening-Breaker-90384599 | Feeder | 13898 |  | 41 | 400 | 378107 | 0 | 735383.496 | 846725.0967 | 1017880.9964 | 357276.496 | 468618.0967 | 639773.9964 | 1.9449 | 2.2394 | 2.692 | 2.108
13486 | Distribution Feeder Hardening | Distribution Feeder Hardening-Breaker-60464973 | Feeder | 13344 |  | 51 | 400 | 472841 | 0 | 922730.9665 | 1056298.9827 | 1248937.9657 | 449889.9665 | 583457.9827 | 776096.9657 | 1.9515 | 2.2339 | 2.6413 | 2.1052
11156 | Distribution Feeder Hardening | Distribution Feeder Hardening-Breaker-60075517 | Feeder | 13188 |  | 81 | 400 | 801029 | 0 | 1576652.9267 | 1777009.3603 | 2042478.9749 | 775623.9267 | 975980.3603 | 1241449.9749 | 1.9683 | 2.2184 | 2.5498 | 2.1015
9511 | Distribution Feeder Hardening | Distribution Feeder Hardening-Breaker-60066633 | Feeder | 13942 |  | 4 | 400 | 35388 | 0 | 68820.0429 | 78642.0226 | 90851.6391 | 33432.0429 | 43254.0226 | 55463.6391 | 1.9447 | 2.2223 | 2.5673 | 2.0903
11720 | Distribution Feeder Hardening | Distribution Feeder Hardening-Breaker-74207172 | Feeder | 13053 |  | 50 | 400 | 457786 | 0 | 890719.3578 | 1010342.4692 | 1191665.402 | 432933.3578 | 552556.4692 | 733879.402 | 1.9457 | 2.207 | 2.6031 | 2.0898
1531 | Distribution Feeder Hardening | Distribution Feeder Hardening-Recloser-90056034 | Feeder | 13927 |  | 55 | 172 | 495869 | 0 | 966163.8256 | 1093388.8349 | 1278391.218 | 470294.8256 | 597519.8349 | 782522.218 | 1.9484 | 2.205 | 2.5781 | 2.0884
402 | Distribution Feeder Hardening | Distribution Feeder Hardening-Recloser-91833171 | Feeder | 14012 |  | 9 | 43 | 76924 | 0 | 147294.3337 | 170645.596 | 206629.6646 | 70370.3337 | 93721.596 | 129705.6646 | 1.9148 | 2.2184 | 2.6862 | 2.083
6912 | Distribution Feeder Hardening | Distribution Feeder Hardening-Breaker-60078387 | Feeder | 14090 |  | 3 | 401 | 31183 | 0 | 60042.0458 | 68832.3214 | 82130.2481 | 28859.0458 | 37649.3214 | 50947.2481 | 1.9255 | 2.2074 | 2.6338 | 2.0809
2767 | Distribution Feeder Hardening | Distribution Feeder Hardening-Breaker-60057165 | Feeder | 13878 |  | 27 | 400 | 274439 | 0 | 525898.6986 | 598939.1347 | 711633.9156 | 251459.6986 | 324500.1347 | 437194.9156 | 1.9163 | 2.1824 | 2.593 | 2.0638
10736 | Distribution Feeder Hardening | Distribution Feeder Hardening-Breaker-60061419 | Feeder | 13136 |  | 23 | 115 | 228201 | 0 | 436969.1446 | 496033.8607 | 581056.7664 | 208768.1446 | 267832.8607 | 352855.7664 | 1.9148 | 2.1737 | 2.5462 | 2.0556
7690 | Distribution Feeder Hardening | Distribution Feeder Hardening-Breaker-92114668 | Feeder | 13268 |  | 78 | 400 | 680403 | 0 | 1304638.0655 | 1475031.6403 | 1709212.9241 | 624235.0655 | 794628.6403 | 1028809.9241 | 1.9174 | 2.1679 | 2.5121 | 2.052
17241 | Distribution Feeder Hardening | Distribution Feeder Hardening-Breaker-60027239 | Feeder | 13062 |  | 59 | 400 | 549769 | 0 | 1047709.0942 | 1182204.4097 | 1386694.9678 | 497940.0942 | 632435.4097 | 836925.9678 | 1.9057 | 2.1504 | 2.5223 | 2.0408
8748 | Distribution Feeder Hardening | Distribution Feeder Hardening-Recloser-92346074 | Feeder | 13006 |  | 67 | 399 | 701458 | 0 | 1318377.4203 | 1508592.711 | 1772711.4079 | 616919.4203 | 807134.711 | 1071253.4079 | 1.8795 | 2.1507 | 2.5272 | 2.0256
2179 | Distribution Feeder Hardening | Distribution Feeder Hardening-Breaker-60307644 | Feeder | 14023 |  | 128 | 400 | 1155458 | 0 | 2212661.319 | 2428258.8184 | 2749793.1826 | 1057203.319 | 1272800.8184 | 1594335.1826 | 1.915 | 2.1016 | 2.3798 | 2.0174
8671 | Distribution Feeder Hardening | Distribution Feeder Hardening-Recloser-93058393 | Feeder | 13593 |  | 24 | 140 | 212328 | 0 | 399416.6826 | 449599.3806 | 527964.6939 | 187088.6826 | 237271.3806 | 315636.6939 | 1.8811 | 2.1175 | 2.4866 | 2.0126
18109 | Distribution Feeder Hardening | Distribution Feeder Hardening-Breaker-60079687 | Feeder | 13910 |  | 32 | 400 | 278406 | 0 | 522792.5834 | 590336.7965 | 685684.101 | 244386.5834 | 311930.7965 | 407278.101 | 1.8778 | 2.1204 | 2.4629 | 2.0091
12932 | Distribution Feeder Hardening | Distribution Feeder Hardening-Recloser-92001028 | Feeder | 13621 |  | 29 | 392 | 242902 | 0 | 452632.7177 | 512913.8141 | 604411.4934 | 209730.7177 | 270011.8141 | 361509.4934 | 1.8634 | 2.1116 | 2.4883 | 2.0004
4569 | Distribution Feeder Hardening | Distribution Feeder Hardening-Breaker-60320550 | Feeder | 13911 |  | 51 | 400 | 446499 | 0 | 827651.8296 | 934492.3582 | 1088687.9107 | 381152.8296 | 487993.3582 | 642188.9107 | 1.8536 | 2.0929 | 2.4383 | 1.9839
9923 | Distribution Feeder Hardening | Distribution Feeder Hardening-Breaker-60089808 | Feeder | 13645 |  | 19 | 400 | 183751 | 0 | 334953.2223 | 388958.6138 | 468358.8174 | 151202.2223 | 205207.6138 | 284607.8174 | 1.8229 | 2.1168 | 2.5489 | 1.9836
8377 | Distribution Feeder Hardening | Distribution Feeder Hardening-Breaker-60038804 | Feeder | 13764 |  | 26 | 204 | 230022 | 0 | 423541.2163 | 477384.3975 | 556274.7252 | 193519.2163 | 247362.3975 | 326252.7252 | 1.8413 | 2.0754 | 2.4184 | 1.9692
18806 | Distribution Feeder Hardening | Distribution Feeder Hardening-Recloser-93047972 | Feeder | 13748 |  | 28 | 322 | 233622 | 0 | 425932.7544 | 486133.3569 | 570420.0093 | 192310.7544 | 252511.3569 | 336798.0093 | 1.8232 | 2.0809 | 2.4416 | 1.9623
14954 | Distribution Feeder Hardening | Distribution Feeder Hardening-Breaker-60310705 | Feeder | 13837 |  | 31 | 400 | 274257 | 0 | 498042.8333 | 568480.8253 | 674663.1699 | 223785.8333 | 294223.8253 | 400406.1699 | 1.816 | 2.0728 | 2.46 | 1.9574
6957 | Distribution Feeder Hardening | Distribution Feeder Hardening-Recloser-91932790 | Feeder | 14114 |  | 18 | 400 | 156547 | 0 | 284801.0318 | 323934.1838 | 379946.1063 | 128254.0318 | 167387.1838 | 223399.1063 | 1.8193 | 2.0692 | 2.427 | 1.955
17126 | Distribution Feeder Hardening | Distribution Feeder Hardening-Breaker-60068509 | Feeder | 13699 |  | 22 | 400 | 241054 | 0 | 435623.8442 | 495337.761 | 584557.5179 | 194569.8442 | 254283.761 | 343503.5179 | 1.8072 | 2.0549 | 2.425 | 1.9433
13565 | Distribution Feeder Hardening | Distribution Feeder Hardening-Breaker-60301817 | Feeder | 14114 |  | 27 | 400 | 237303 | 0 | 426699.5397 | 487794.1134 | 580673.2268 | 189396.5397 | 250491.1134 | 343370.2268 | 1.7981 | 2.0556 | 2.447 | 1.9402
8886 | Distribution Feeder Hardening | Distribution Feeder Hardening-Breaker-60245699 | Feeder | 13797 |  | 34 | 400 | 299609 | 0 | 537528.9192 | 612475.5682 | 723603.384 | 237919.9192 | 312866.5682 | 423994.384 | 1.7941 | 2.0442 | 2.4152 | 1.9313
8144 | Distribution Feeder Hardening | Distribution Feeder Hardening-Breaker-60055168 | Feeder | 13405 |  | 42 | 234 | 369308 | 0 | 660301.9999 | 754439.7773 | 902926.7785 | 290993.9999 | 385131.7773 | 533618.7785 | 1.7879 | 2.0428 | 2.4449 | 1.9301
665 | Distribution Feeder Hardening | Distribution Feeder Hardening-Breaker-60056831 | Feeder | 13538 |  | 27 | 400 | 246531 | 0 | 441489.2225 | 501927.9452 | 584934.6614 | 194958.2225 | 255396.9452 | 338403.6614 | 1.7908 | 2.036 | 2.3727 | 1.9225
6454 | Distribution Feeder Hardening | Distribution Feeder Hardening-Breaker-60041002 | Feeder | 13535 |  | 30 | 400 | 265410 | 0 | 474356.798 | 536763.6916 | 627796.906 | 208946.798 | 271353.6916 | 362386.906 | 1.7873 | 2.0224 | 2.3654 | 1.9156
5537 | Distribution Feeder Hardening | Distribution Feeder Hardening-Recloser-92661419 | Feeder | 13127 |  | 43 | 400 | 380421 | 0 | 676978.7505 | 765543.6921 | 890305.2223 | 296557.7505 | 385122.6921 | 509884.2223 | 1.7796 | 2.0124 | 2.3403 | 1.9055
8696 | Distribution Feeder Hardening | Distribution Feeder Hardening-Breaker-60095782 | Feeder | 13781 |  | 38 | 214 | 362472 | 0 | 631938.5804 | 733650.7639 | 897716.9534 | 269466.5804 | 371178.7639 | 535244.9534 | 1.7434 | 2.024 | 2.4767 | 1.9009
224 | Distribution Feeder Hardening | Distribution Feeder Hardening-Recloser-92262005 | Feeder | 13003 |  | 35 | 220 | 309589 | 0 | 547322.8773 | 621513.9607 | 731906.4585 | 237733.8773 | 311924.9607 | 422317.4585 | 1.7679 | 2.0075 | 2.3641 | 1.8994
4845 | Distribution Feeder Hardening | Distribution Feeder Hardening-Recloser-93092600 | Feeder | 13070 |  | 29 | 77 | 259583 | 0 | 458089.8519 | 520426.8513 | 616463.0085 | 198506.8519 | 260843.8513 | 356880.0085 | 1.7647 | 2.0049 | 2.3748 | 1.8978
845 | Distribution Feeder Hardening | Distribution Feeder Hardening-Breaker-60055443 | Feeder | 13065 |  | 65 | 400 | 559283 | 0 | 982777.0944 | 1122399.8912 | 1323624.4872 | 423494.0944 | 563116.8912 | 764341.4872 | 1.7572 | 2.0069 | 2.3666 | 1.893
17107 | Distribution Feeder Hardening | Distribution Feeder Hardening-Breaker-60013037 | Feeder | 13655 |  | 52 | 400 | 454590 | 0 | 798616.5642 | 906352.6094 | 1051033.5265 | 344026.5642 | 451762.6094 | 596443.5265 | 1.7568 | 1.9938 | 2.312 | 1.8834
15890 | Distribution Feeder Hardening | Distribution Feeder Hardening-Breaker-60068550 | Feeder | 13813 |  | 75 | 400 | 761328 | 0 | 1357803.366 | 1485035.6554 | 1690844.3289 | 596475.366 | 723707.6554 | 929516.3289 | 1.7835 | 1.9506 | 2.2209 | 1.8773
5254 | Distribution Feeder Hardening | Distribution Feeder Hardening-Recloser-92422659 | Feeder | 13470 |  | 50 | 400 | 395269 | 0 | 688781.7873 | 782797.0153 | 922152.5745 | 293512.7873 | 387528.0153 | 526883.5745 | 1.7426 | 1.9804 | 2.333 | 1.873
17151 | Distribution Feeder Hardening | Distribution Feeder Hardening-Breaker-60078128 | Feeder | 13871 |  | 28 | 399 | 257433 | 0 | 447896.0182 | 508800.2481 | 597161.7672 | 190463.0182 | 251367.2481 | 339728.7672 | 1.7399 | 1.9764 | 2.3197 | 1.8688
11443 | Distribution Feeder Hardening | Distribution Feeder Hardening-Breaker-60061515 | Feeder | 13491 |  | 63 | 400 | 661805 | 0 | 1148683.9995 | 1307442.266 | 1547328.9701 | 486878.9995 | 645637.266 | 885523.9701 | 1.7357 | 1.9756 | 2.338 | 1.8679
5459 | Distribution Feeder Hardening | Distribution Feeder Hardening-Breaker-60063857 | Feeder | 13447 |  | 17 | 15 | 150399 | 0 | 260769.9754 | 295881.605 | 344367.7855 | 110370.9754 | 145482.605 | 193968.7855 | 1.7339 | 1.9673 | 2.2897 | 1.8595
8370 | Distribution Feeder Hardening | Distribution Feeder Hardening-Breaker-60078400 | Feeder | 14091 |  | 1 | 400 | 8847 | 0 | 14445.1422 | 17635.5461 | 24796.2967 | 5598.1422 | 8788.5461 | 15949.2967 | 1.6328 | 1.9934 | 2.8028 | 1.858
6829 | Distribution Feeder Hardening | Distribution Feeder Hardening-Recloser-93390070 | Feeder | 13985 |  | 2 | 400 | 17694 | 0 | 28852.2498 | 35224.657 | 49527.3037 | 11158.2498 | 17530.657 | 31833.3037 | 1.6306 | 1.9908 | 2.7991 | 1.8555
11727 | Distribution Feeder Hardening | Distribution Feeder Hardening-Recloser-93038852 | Feeder | 13006 |  | 27 | 401 | 325501 | 0 | 560736.6537 | 638353.4315 | 756206.8027 | 235235.6537 | 312852.4315 | 430705.8027 | 1.7227 | 1.9611 | 2.3232 | 1.8543
18776 | Distribution Feeder Hardening | Distribution Feeder Hardening-Breaker-60077364 | Feeder | 13671 |  | 14 | 400 | 123858 | 0 | 212322.2348 | 241931.7242 | 283482.8706 | 88464.2348 | 118073.7242 | 159624.8706 | 1.7142 | 1.9533 | 2.2888 | 1.8434
17729 | Distribution Feeder Hardening | Distribution Feeder Hardening-Recloser-90661972 | Feeder | 13236 |  | 56 | 46 | 520417 | 0 | 890522.326 | 1001383.3933 | 1172412.4494 | 370105.326 | 480966.3933 | 651995.4494 | 1.7112 | 1.9242 | 2.2528 | 1.8292
16489 | Distribution Feeder Hardening | Distribution Feeder Hardening-Breaker-60089438 | Feeder | 13795 |  | 40 | 400 | 374824 | 0 | 640125.4824 | 714644.1916 | 830008.8381 | 265301.4824 | 339820.1916 | 455184.8381 | 1.7078 | 1.9066 | 2.2144 | 1.8181
11873 | Distribution Feeder Hardening | Distribution Feeder Hardening-Recloser-92065773 | Feeder | 13772 |  | 26 | 400 | 230022 | 0 | 387398.9445 | 438641.8836 | 518269.5191 | 157376.9445 | 208619.8836 | 288247.5191 | 1.6842 | 1.907 | 2.2531 | 1.8079
6723 | Distribution Feeder Hardening | Distribution Feeder Hardening-Breaker-60068536 | Feeder | 13815 |  | 45 | 400 | 417116 | 0 | 700002.1066 | 796637.5304 | 943150.352 | 282886.1066 | 379521.5304 | 526034.352 | 1.6782 | 1.9099 | 2.2611 | 1.806
19292 | Distribution Feeder Hardening | Distribution Feeder Hardening-Breaker-60068626 | Feeder | 13983 |  | 49 | 400 | 419730 | 0 | 699452.3378 | 796443.2915 | 940759.1081 | 279722.3378 | 376713.2915 | 521029.1081 | 1.6664 | 1.8975 | 2.2413 | 1.7932
13747 | Distribution Feeder Hardening | Distribution Feeder Hardening-Breaker-60077552 | Feeder | 13106 |  | 43 | 400 | 368270 | 0 | 612583.4386 | 697473.5138 | 816639.1337 | 244313.4386 | 329203.5138 | 448369.1337 | 1.6634 | 1.8939 | 2.2175 | 1.788
19107 | Distribution Feeder Hardening | Distribution Feeder Hardening-Breaker-93006035 | Feeder | 14356 |  | 8 | 400 | 98628 | 0 | 161891.2653 | 187435.6911 | 226132.3977 | 63263.2653 | 88807.6911 | 127504.3977 | 1.6414 | 1.9004 | 2.2928 | 1.7843
6388 | Distribution Feeder Hardening | Distribution Feeder Hardening-Recloser-93124663 | Feeder | 13815 |  | 14 | 146 | 122725 | 0 | 203531.4131 | 230837.5017 | 270768.7622 | 80806.4131 | 108112.5017 | 148043.7622 | 1.6584 | 1.8809 | 2.2063 | 1.78
2503 | Distribution Feeder Hardening | Distribution Feeder Hardening-Breaker-60037672 | Feeder | 13189 |  | 30 | 34 | 270485 | 0 | 446885.1754 | 510316.8962 | 599944.6674 | 176400.1754 | 239831.8962 | 329459.6674 | 1.6522 | 1.8867 | 2.218 | 1.7791
5677 | Distribution Feeder Hardening | Distribution Feeder Hardening-Breaker-60084101 | Feeder | 14040 |  | 32 | 400 | 289256 | 0 | 473273.9386 | 539754.9378 | 641206.6373 | 184017.9386 | 250498.9378 | 351950.6373 | 1.6362 | 1.866 | 2.2167 | 1.7632
6241 | Distribution Feeder Hardening | Distribution Feeder Hardening-Breaker-60272378 | Feeder | 14099 |  | 12 | 400 | 105464 | 0 | 171518.4526 | 196545.638 | 237585.4559 | 66054.4526 | 91081.638 | 132121.4559 | 1.6263 | 1.8636 | 2.2528 | 1.7602
1764 | Distribution Feeder Hardening | Distribution Feeder Hardening-Breaker-60320625 | Feeder | 14022 |  | 4 | 400 | 33822 | 0 | 53422.3603 | 63614.0741 | 82113.1563 | 19600.3603 | 29792.0741 | 48291.1563 | 1.5795 | 1.8808 | 2.4278 | 1.7547
15809 | Distribution Feeder Hardening | Distribution Feeder Hardening-Recloser-93051731 | Feeder | 13019 |  | 16 | 258 | 146194 | 0 | 238381.9715 | 270453.1821 | 313988.5352 | 92187.9715 | 124259.1821 | 167794.5352 | 1.6306 | 1.85 | 2.1478 | 1.7481
16047 | Distribution Feeder Hardening | Distribution Feeder Hardening-Breaker-60006560 | Feeder | 13092 |  | 59 | 400 | 517275 | 0 | 841836.8796 | 956324.7025 | 1122102.6406 | 324561.8796 | 439049.7025 | 604827.6406 | 1.6274 | 1.8488 | 2.1693 | 1.748
12338 | Distribution Feeder Hardening | Distribution Feeder Hardening-Recloser-92977157 | Feeder | 14071 |  | 10 | 400 | 85771 | 0 | 139685.6494 | 158511.7366 | 183513.262 | 53914.6494 | 72740.7366 | 97742.262 | 1.6286 | 1.8481 | 2.1396 | 1.7455
18398 | Distribution Feeder Hardening | Distribution Feeder Hardening-Breaker-60498456 | Feeder | 13173 |  | 14 | 400 | 137784 | 0 | 221578.541 | 255711.7053 | 307958.9528 | 83794.541 | 117927.7053 | 170174.9528 | 1.6082 | 1.8559 | 2.2351 | 1.7452
15943 | Distribution Feeder Hardening | Distribution Feeder Hardening-Recloser-92583655 | Feeder | 13674 |  | 8 | 400 | 70776 | 0 | 110380.5872 | 132598.5691 | 174338.5897 | 39604.5872 | 61822.5691 | 103562.5897 | 1.5596 | 1.8735 | 2.4632 | 1.7441
18230 | Distribution Feeder Hardening | Distribution Feeder Hardening-Breaker-60300031 | Feeder | 14111 |  | 35 | 400 | 365726 | 0 | 588389.761 | 676587.3316 | 812267.7502 | 222663.761 | 310861.3316 | 446541.7502 | 1.6088 | 1.85 | 2.221 | 1.7424
2018 | Distribution Feeder Hardening | Distribution Feeder Hardening-Breaker-60095806 | Feeder | 13777 |  | 43 | 400 | 398989 | 0 | 644172.4122 | 735992.9254 | 875793.2623 | 245183.4122 | 337003.9254 | 476804.2623 | 1.6145 | 1.8446 | 2.195 | 1.7416
10068 | Distribution Feeder Hardening | Distribution Feeder Hardening-Recloser-93007844 | Feeder | 13298 |  | 108 | 128 | 1276207 | 0 | 2090218.5517 | 2330880.4761 | 2657872.6945 | 814011.5517 | 1054673.4761 | 1381665.6945 | 1.6378 | 1.8264 | 2.0826 | 1.7389
1890 | Distribution Feeder Hardening | Distribution Feeder Hardening-Recloser-93235888 | Feeder | 13696 |  | 10 | 89 | 88470 | 0 | 143181.5758 | 162276.2905 | 186964.6237 | 54711.5758 | 73806.2905 | 98494.6237 | 1.6184 | 1.8343 | 2.1133 | 1.7327
11570 | Distribution Feeder Hardening | Distribution Feeder Hardening-Breaker-60075416 | Feeder | 13632 |  | 40 | 400 | 358522 | 0 | 574648.0847 | 655527.3228 | 770003.3859 | 216126.0847 | 297005.3228 | 411481.3859 | 1.6028 | 1.8284 | 2.1477 | 1.725
434 | Distribution Feeder Hardening | Distribution Feeder Hardening-Breaker-60084026 | Feeder | 13690 |  | 31 | 400 | 269559 | 0 | 431044.4468 | 491812.5087 | 583229.7113 | 161485.4468 | 222253.5087 | 313670.7113 | 1.5991 | 1.8245 | 2.1636 | 1.7232
12327 | Distribution Feeder Hardening | Distribution Feeder Hardening-Breaker-60067660 | Feeder | 13352 |  | 33 | 400 | 284009 | 0 | 451956.9353 | 515128.0561 | 601985.4157 | 167947.9353 | 231119.0561 | 317976.4157 | 1.5913 | 1.8138 | 2.1196 | 1.7109
6319 | Distribution Feeder Hardening | Distribution Feeder Hardening-Breaker-60055236 | Feeder | 13302 |  | 11 | 400 | 105035 | 0 | 165218.1913 | 187656.7806 | 218859.8218 | 60183.1913 | 82621.7806 | 113824.8218 | 1.573 | 1.7866 | 2.0837 | 1.6881
3407 | Distribution Feeder Hardening | Distribution Feeder Hardening-Breaker-60067808 | Feeder | 13785 |  | 61 | 400 | 530159 | 0 | 832789.3953 | 944196.4671 | 1110980.2172 | 302630.3953 | 414037.4671 | 580821.2172 | 1.5708 | 1.781 | 2.0956 | 1.6863
5344 | Distribution Feeder Hardening | Distribution Feeder Hardening-Breaker-60078358 | Feeder | 13987 |  | 7 | 400 | 94423 | 0 | 144513.2473 | 170068.3305 | 213372.1979 | 50090.2473 | 75645.3305 | 118949.1979 | 1.5305 | 1.8011 | 2.2597 | 1.6846
12049 | Distribution Feeder Hardening | Distribution Feeder Hardening-Breaker-10085054 | Feeder | 13204 |  | 47 | 400 | 425093 | 0 | 662127.994 | 754339.827 | 895353.2277 | 237034.994 | 329246.827 | 470260.2277 | 1.5576 | 1.7745 | 2.1063 | 1.6775
12432 | Distribution Feeder Hardening | Distribution Feeder Hardening-Breaker-60070787 | Feeder | 13488 |  | 29 | 400 | 283448 | 0 | 433571.0964 | 506954.4651 | 625002.2861 | 150123.0964 | 223506.4651 | 341554.2861 | 1.5296 | 1.7885 | 2.205 | 1.6748
4775 | Distribution Feeder Hardening | Distribution Feeder Hardening-Recloser-91843222 | Feeder | 13041 |  | 60 | 400 | 532539 | 0 | 834848.1454 | 939078.1929 | 1092053.6421 | 302309.1454 | 406539.1929 | 559514.6421 | 1.5677 | 1.7634 | 2.0507 | 1.6747
2242 | Distribution Feeder Hardening | Distribution Feeder Hardening-Breaker-60068601 | Feeder | 13738 |  | 29 | 400 | 256563 | 0 | 399543.9372 | 454203.1696 | 529518.3467 | 142980.9372 | 197640.1696 | 272955.3467 | 1.5573 | 1.7703 | 2.0639 | 1.6719
3934 | Distribution Feeder Hardening | Distribution Feeder Hardening-Recloser-91416211 | Feeder | 13326 |  | 5 | 170 | 44235 | 0 | 68370.9598 | 77604.4856 | 91034.2455 | 24135.9598 | 33369.4856 | 46799.2455 | 1.5456 | 1.7544 | 2.058 | 1.6595
16243 | Distribution Feeder Hardening | Distribution Feeder Hardening-Breaker-60064181 | Feeder | 13359 |  | 12 | 400 | 106164 | 0 | 163469.073 | 186361.6034 | 219850.2765 | 57305.073 | 80197.6034 | 113686.2765 | 1.5398 | 1.7554 | 2.0709 | 1.6576
1556 | Distribution Feeder Hardening | Distribution Feeder Hardening-Breaker-60071736 | Feeder | 14012 |  | 28 | 401 | 278644 | 0 | 427369.9187 | 488233.6808 | 582501.1025 | 148725.9187 | 209589.6808 | 303857.1025 | 1.5337 | 1.7522 | 2.0905 | 1.655
6373 | Distribution Feeder Hardening | Distribution Feeder Hardening-Breaker-60061198 | Feeder | 13613 |  | 11 | 400 | 97916 | 0 | 149470.4313 | 172154.7316 | 204860.3315 | 51554.4313 | 74238.7316 | 106944.3315 | 1.5265 | 1.7582 | 2.0922 | 1.6526
17613 | Distribution Feeder Hardening | Distribution Feeder Hardening-Breaker-60071807 | Feeder | 13332 |  | 50 | 400 | 454331 | 0 | 693802.1335 | 795416.7793 | 948630.8426 | 239471.1335 | 341085.7793 | 494299.8426 | 1.5271 | 1.7507 | 2.088 | 1.6503
16791 | Distribution Feeder Hardening | Distribution Feeder Hardening-Breaker-60068662 | Feeder | 13151 |  | 45 | 400 | 427098 | 0 | 650989.5979 | 744565.07 | 890715.0653 | 223891.5979 | 317467.07 | 463617.0653 | 1.5242 | 1.7433 | 2.0855 | 1.6461
17367 | Distribution Feeder Hardening | Distribution Feeder Hardening-Recloser-90031396 | Feeder | 13298 |  | 47 | 11 | 418885 | 0 | 628570.8068 | 733517.1841 | 898205.4461 | 209685.8068 | 314632.1841 | 479320.4461 | 1.5006 | 1.7511 | 2.1443 | 1.6401
13815 | Distribution Feeder Hardening | Distribution Feeder Hardening-Breaker-60075046 | Feeder | 13711 |  | 11 | 400 | 100393 | 0 | 147021.5151 | 176323.2455 | 232650.0985 | 46628.5151 | 75930.2455 | 132257.0985 | 1.4645 | 1.7563 | 2.3174 | 1.6373
15783 | Distribution Feeder Hardening | Distribution Feeder Hardening-Recloser-60072474 | Feeder | 13786 |  | 31 | 217 | 283541 | 0 | 431145.8432 | 484465.9201 | 562148.2453 | 147604.8432 | 200924.9201 | 278607.2453 | 1.5206 | 1.7086 | 1.9826 | 1.6232
14309 | Distribution Feeder Hardening | Distribution Feeder Hardening-Breaker-60075167 | Feeder | 13589 |  | 16 | 401 | 211182 | 0 | 311374.9773 | 366801.574 | 455731.706 | 100192.9773 | 155619.574 | 244549.706 | 1.4744 | 1.7369 | 2.158 | 1.6215
3997 | Distribution Feeder Hardening | Distribution Feeder Hardening-Recloser-92066074 | Feeder | 13459 |  | 10 | 101 | 88470 | 0 | 133649.1736 | 151421.2287 | 176703.95 | 45179.1736 | 62951.2287 | 88233.95 | 1.5107 | 1.7116 | 1.9973 | 1.6196
9464 | Distribution Feeder Hardening | Distribution Feeder Hardening-Breaker-60498462 | Feeder | 13170 |  | 27 | 401 | 331709 | 0 | 485258.8499 | 573536.2832 | 727878.9203 | 153549.8499 | 241827.2832 | 396169.9203 | 1.4629 | 1.729 | 2.1943 | 1.6159
5402 | Distribution Feeder Hardening | Distribution Feeder Hardening-Breaker-60084050 | Feeder | 13691 |  | 7 | 400 | 66571 | 0 | 97446.9004 | 113618.4963 | 139294.3531 | 30875.9004 | 47047.4963 | 72723.3531 | 1.4638 | 1.7067 | 2.0924 | 1.5995
11901 | Distribution Feeder Hardening | Distribution Feeder Hardening-Breaker-60078463 | Feeder | 13041 |  | 24 | 400 | 210495 | 0 | 309720.0046 | 357378.7159 | 427379.4941 | 99225.0046 | 146883.7159 | 216884.4941 | 1.4714 | 1.6978 | 2.0304 | 1.5952
18563 | Distribution Feeder Hardening | Distribution Feeder Hardening-Recloser-92959412 | Feeder | 13898 |  | 4 | 401 | 40030 | 0 | 59404.6655 | 67434.1773 | 79045.4472 | 19374.6655 | 27404.1773 | 39015.4472 | 1.484 | 1.6846 | 1.9747 | 1.5932
7854 | Distribution Feeder Hardening | Distribution Feeder Hardening-Recloser-92908823 | Feeder | 13159 |  | 47 | 400 | 409545 | 0 | 598020.6873 | 685806.3383 | 808813.2666 | 188475.6873 | 276261.3383 | 399268.2666 | 1.4602 | 1.6746 | 1.9749 | 1.576
683 | Distribution Feeder Hardening | Distribution Feeder Hardening-Breaker-60061503 | Feeder | 13155 |  | 56 | 400 | 490734 | 0 | 716720.6645 | 818390.8532 | 969332.9482 | 225986.6645 | 327656.8532 | 478598.9482 | 1.4605 | 1.6677 | 1.9753 | 1.5741
8508 | Distribution Feeder Hardening | Distribution Feeder Hardening-Breaker-60055353 | Feeder | 13028 |  | 44 | 400 | 393854 | 0 | 575645.1413 | 653232.6897 | 762402.9108 | 181791.1413 | 259378.6897 | 368548.9108 | 1.4616 | 1.6586 | 1.9358 | 1.5681
18453 | Distribution Feeder Hardening | Distribution Feeder Hardening-Breaker-60317216 | Feeder | 13733 |  | 34 | 400 | 305440 | 0 | 431073.9713 | 511396.6063 | 668095.6838 | 125633.9713 | 205956.6063 | 362655.6838 | 1.4113 | 1.6743 | 2.1873 | 1.5678
9445 | Distribution Feeder Hardening | Distribution Feeder Hardening-Recloser-92946458 | Feeder | 13330 |  | 52 | 286 | 545110 | 0 | 795828.0779 | 897567.082 | 1040056.5217 | 250718.0779 | 352457.082 | 494946.5217 | 1.4599 | 1.6466 | 1.908 | 1.5607
8179 | Distribution Feeder Hardening | Distribution Feeder Hardening-Breaker-60075058 | Feeder | 13705 |  | 20 | 400 | 185201 | 0 | 267485.5998 | 306674.8603 | 364364.0203 | 82284.5998 | 121473.8603 | 179163.0203 | 1.4443 | 1.6559 | 1.9674 | 1.5601
506 | Distribution Feeder Hardening | Distribution Feeder Hardening-Breaker-60068683 | Feeder | 13153 |  | 10 | 400 | 88470 | 0 | 128824.7964 | 145270.1609 | 170652.642 | 40354.7964 | 56800.1609 | 82182.642 | 1.4561 | 1.642 | 1.9289 | 1.5592
15558 | Distribution Feeder Hardening | Distribution Feeder Hardening-Breaker-60066896 | Feeder | 13695 |  | 44 | 400 | 424782 | 0 | 615622.6544 | 700632.7111 | 823369.2151 | 190840.6544 | 275850.7111 | 398587.2151 | 1.4493 | 1.6494 | 1.9383 | 1.5582
12956 | Distribution Feeder Hardening | Distribution Feeder Hardening-Breaker-60064396 | Feeder | 13817 |  | 59 | 401 | 542484 | 0 | 773038.7247 | 900735.4011 | 1108256.0399 | 230554.7247 | 358251.4011 | 565772.0399 | 1.425 | 1.6604 | 2.0429 | 1.5574
17877 | Distribution Feeder Hardening | Distribution Feeder Hardening-Breaker-60034172 | Feeder | 13114 |  | 16 | 400 | 206540 | 0 | 295838.3013 | 339036.9124 | 405293.5479 | 89298.3013 | 132496.9124 | 198753.5479 | 1.4324 | 1.6415 | 1.9623 | 1.5481
90 | Distribution Feeder Hardening | Distribution Feeder Hardening-Recloser-93115984 | Feeder | 13470 |  | 16 | 400 | 146194 | 0 | 211068.0443 | 238985.4282 | 278303.6445 | 64874.0443 | 92791.4282 | 132109.6445 | 1.4438 | 1.6347 | 1.9037 | 1.547
18969 | Distribution Feeder Hardening | Distribution Feeder Hardening-Breaker-60452714 | Feeder | 13650 |  | 23 | 400 | 231333 | 0 | 332439.6741 | 379048.6559 | 445897.3079 | 101106.6741 | 147715.6559 | 214564.3079 | 1.4371 | 1.6385 | 1.9275 | 1.5466
18150 | Distribution Feeder Hardening | Distribution Feeder Hardening-Breaker-60561268 | Feeder | 13208 |  | 46 | 400 | 410471 | 0 | 587357.5855 | 669876.6521 | 792725.9612 | 176886.5855 | 259405.6521 | 382254.9612 | 1.4309 | 1.632 | 1.9313 | 1.5413
9533 | Distribution Feeder Hardening | Distribution Feeder Hardening-Breaker-60075115 | Feeder | 13586 |  | 59 | 400 | 588204 | 0 | 841589.4626 | 956069.1355 | 1122111.3861 | 253385.4626 | 367865.1355 | 533907.3861 | 1.4308 | 1.6254 | 1.9077 | 1.5369
4510 | Distribution Feeder Hardening | Distribution Feeder Hardening-Breaker-60095527 | Feeder | 13854 |  | 29 | 400 | 258450 | 0 | 367961.0526 | 418075.2579 | 494786.9907 | 109511.0526 | 159625.2579 | 236336.9907 | 1.4237 | 1.6176 | 1.9144 | 1.531
18384 | Distribution Feeder Hardening | Distribution Feeder Hardening-Breaker-60352704 | Feeder | 13190 |  | 60 | 400 | 519858 | 0 | 724949.0924 | 848821.8731 | 1038774.5913 | 205091.0924 | 328963.8731 | 518916.5913 | 1.3945 | 1.6328 | 1.9982 | 1.5264
17549 | Distribution Feeder Hardening | Distribution Feeder Hardening-Recloser-92532877 | Feeder | 13473 |  | 29 | 345 | 257373 | 0 | 364744.6498 | 415332.7696 | 485616.4283 | 107371.6498 | 157959.7696 | 228243.4283 | 1.4172 | 1.6137 | 1.8868 | 1.5231
12886 | Distribution Feeder Hardening | Distribution Feeder Hardening-Breaker-60103728 | Feeder | 13431 |  | 129 | 400 | 1261154 | 0 | 1800472.0717 | 2020710.8756 | 2310169.0293 | 539318.0717 | 759556.8756 | 1049015.0293 | 1.4276 | 1.6023 | 1.8318 | 1.5204
10249 | Distribution Feeder Hardening | Distribution Feeder Hardening-Breaker-60077081 | Feeder | 13829 |  | 65 | 242 | 624551 | 0 | 883904.0002 | 1003579.9444 | 1168926.2969 | 259353.0002 | 379028.9444 | 544375.2969 | 1.4153 | 1.6069 | 1.8716 | 1.5184
19603 | Distribution Feeder Hardening | Distribution Feeder Hardening-Breaker-60077142 | Feeder | 13512 |  | 49 | 400 | 502433 | 0 | 700629.8141 | 814437.6353 | 979867.39 | 198196.8141 | 312004.6353 | 477434.39 | 1.3945 | 1.621 | 1.9502 | 1.518
18828 | Distribution Feeder Hardening | Distribution Feeder Hardening-Breaker-60049638 | Feeder | 13201 |  | 36 | 288 | 316926 | 0 | 447694.7504 | 507152.891 | 593106.7431 | 130768.7504 | 190226.891 | 276180.7431 | 1.4126 | 1.6002 | 1.8714 | 1.5148
6939 | Distribution Feeder Hardening | Distribution Feeder Hardening-Recloser-92477366 | Feeder | 13256 |  | 19 | 142 | 168959 | 0 | 234452.7916 | 267955.2656 | 316027.6342 | 65493.7916 | 98996.2656 | 147068.6342 | 1.3876 | 1.5859 | 1.8704 | 1.4954
17292 | Distribution Feeder Hardening | Distribution Feeder Hardening-Recloser-92530328 | Feeder | 13772 |  | 13 | 89 | 115444 | 0 | 156352.8628 | 183316.5284 | 225108.6704 | 40908.8628 | 67872.5284 | 109664.6704 | 1.3544 | 1.5879 | 1.9499 | 1.484
55 | Distribution Feeder Hardening | Distribution Feeder Hardening-Recloser-92026983 | Feeder | 14041 |  | 12 | 400 | 110806 | 0 | 151075.5908 | 174704.4297 | 210607.607 | 40269.5908 | 63898.4297 | 99801.607 | 1.3634 | 1.5767 | 1.9007 | 1.4811
13254 | Distribution Feeder Hardening | Distribution Feeder Hardening-Breaker-60056843 | Feeder | 13544 |  | 34 | 200 | 387807 | 0 | 528063.312 | 609142.2281 | 735243.4688 | 140256.312 | 221335.2281 | 347436.4688 | 1.3617 | 1.5707 | 1.8959 | 1.4778
6278 | Distribution Feeder Hardening | Distribution Feeder Hardening-Breaker-60067451 | Feeder | 13426 |  | 41 | 400 | 365747 | 0 | 502402.4536 | 571855.5791 | 674855.9138 | 136655.4536 | 206108.5791 | 309108.9138 | 1.3736 | 1.5635 | 1.8451 | 1.4778
19750 | Distribution Feeder Hardening | Distribution Feeder Hardening-Breaker-60313156 | Feeder | 14002 |  | 25 | 400 | 272237 | 0 | 372874.6073 | 422255.1779 | 494593.3894 | 100637.6073 | 150018.1779 | 222356.3894 | 1.3697 | 1.5511 | 1.8168 | 1.4688
16069 | Distribution Feeder Hardening | Distribution Feeder Hardening-Breaker-60078537 | Feeder | 13134 |  | 58 | 400 | 726391 | 0 | 985745.2289 | 1129706.7214 | 1346085.0248 | 259354.2289 | 403315.7214 | 619694.0248 | 1.357 | 1.5552 | 1.8531 | 1.4661
8974 | Distribution Feeder Hardening | Distribution Feeder Hardening-Breaker-90731413 | Feeder | 13133 |  | 28 | 400 | 255434 | 0 | 349171.5759 | 395294.2013 | 459610.8855 | 93737.5759 | 139860.2013 | 204176.8855 | 1.367 | 1.5475 | 1.7993 | 1.4644
73 | Distribution Feeder Hardening | Distribution Feeder Hardening-Recloser-92006399 | Feeder | 14012 |  | 16 | 206 | 148359 | 0 | 199818.448 | 228771.7133 | 276692.6866 | 51459.448 | 80412.7133 | 128333.6866 | 1.3469 | 1.542 | 1.865 | 1.4572
7808 | Distribution Feeder Hardening | Distribution Feeder Hardening-Breaker-60442635 | Feeder | 13885 |  | 6 | 400 | 76292 | 0 | 97535.3905 | 118356.1021 | 163616.7909 | 21243.3905 | 42064.1021 | 87324.7909 | 1.2784 | 1.5514 | 2.1446 | 1.4469
13505 | Distribution Feeder Hardening | Distribution Feeder Hardening-Recloser-92906139 | Feeder | 13826 |  | 19 | 400 | 168093 | 0 | 225269.1592 | 257259.177 | 302562.1301 | 57176.1592 | 89166.177 | 134469.1301 | 1.3401 | 1.5305 | 1.8 | 1.4432
14263 | Distribution Feeder Hardening | Distribution Feeder Hardening-Breaker-90939808 | Feeder | 14014 |  | 8 | 36 | 70776 | 0 | 94671.2036 | 107781.2876 | 124832.345 | 23895.2036 | 37005.2876 | 54056.345 | 1.3376 | 1.5229 | 1.7638 | 1.4358
19443 | Distribution Feeder Hardening | Distribution Feeder Hardening-Breaker-60083890 | Feeder | 13576 |  | 56 | 400 | 487546 | 0 | 650985.7476 | 735048.9608 | 872553.7333 | 163439.7476 | 247502.9608 | 385007.7333 | 1.3352 | 1.5077 | 1.7897 | 1.4324
1679 | Distribution Feeder Hardening | Distribution Feeder Hardening-Recloser-91993927 | Feeder | 13772 |  | 16 | 71 | 138420 | 0 | 184329.8457 | 209021.1322 | 241497.6939 | 45909.8457 | 70601.1322 | 103077.6939 | 1.3317 | 1.5101 | 1.7447 | 1.4265
9746 | Distribution Feeder Hardening | Distribution Feeder Hardening-Breaker-60083865 | Feeder | 13579 |  | 26 | 400 | 237740 | 0 | 314932.0207 | 357874.3541 | 420345.2128 | 77192.0207 | 120134.3541 | 182605.2128 | 1.3247 | 1.5053 | 1.7681 | 1.4232
14863 | Distribution Feeder Hardening | Distribution Feeder Hardening-Recloser-92949312 | Feeder | 13889 |  | 19 | 200 | 166527 | 0 | 220267.6255 | 251111.3977 | 293529.7412 | 53740.6255 | 84584.3977 | 127002.7412 | 1.3227 | 1.5079 | 1.7627 | 1.4223
10837 | Distribution Feeder Hardening | Distribution Feeder Hardening-Recloser-91992448 | Feeder | 13431 |  | 83 | 47 | 748660 | 0 | 999004.3255 | 1115765.104 | 1265589.636 | 250344.3255 | 367105.104 | 516929.636 | 1.3344 | 1.4903 | 1.6905 | 1.4168
17102 | Distribution Feeder Hardening | Distribution Feeder Hardening-Breaker-60030006 | Feeder | 13322 |  | 7 | 400 | 61929 | 0 | 81245.8124 | 92522.6909 | 108128.9132 | 19316.8124 | 30593.6909 | 46199.9132 | 1.3119 | 1.494 | 1.746 | 1.41
1220 | Distribution Feeder Hardening | Distribution Feeder Hardening-Breaker-60061407 | Feeder | 13137 |  | 25 | 400 | 218043 | 0 | 284505.4239 | 325511.9071 | 383258.8792 | 66462.4239 | 107468.9071 | 165215.8792 | 1.3048 | 1.4929 | 1.7577 | 1.4065
5125 | Distribution Feeder Hardening | Distribution Feeder Hardening-Recloser-92204888 | Feeder | 13391 |  | 32 | 238 | 266477 | 0 | 344729.4895 | 399532.8039 | 480563.4924 | 78252.4895 | 133055.8039 | 214086.4924 | 1.2937 | 1.4993 | 1.8034 | 1.4063
1286 | Distribution Feeder Hardening | Distribution Feeder Hardening-Breaker-60068371 | Feeder | 13323 |  | 14 | 336 | 123858 | 0 | 161708.3961 | 183253.6325 | 213821.0985 | 37850.3961 | 59395.6325 | 89963.0985 | 1.3056 | 1.4795 | 1.7263 | 1.3999
15198 | Distribution Feeder Hardening | Distribution Feeder Hardening-Breaker-60061609 | Feeder | 13916 |  | 23 | 400 | 198783 | 0 | 258155.2566 | 293381.1221 | 344877.9369 | 59372.2566 | 94598.1221 | 146094.9369 | 1.2987 | 1.4759 | 1.7349 | 1.3955
1135 | Distribution Feeder Hardening | Distribution Feeder Hardening-Recloser-92793889 | Feeder | 13648 |  | 76 | 117 | 690238 | 0 | 898141.3267 | 1007332.2114 | 1162545.7181 | 207903.3267 | 317094.2114 | 472307.7181 | 1.3012 | 1.4594 | 1.6843 | 1.387
6966 | Distribution Feeder Hardening | Distribution Feeder Hardening-Recloser-92239656 | Feeder | 13910 |  | 5 | 400 | 44235 | 0 | 53949.9757 | 65300.3402 | 89909.676 | 9714.9757 | 21065.3402 | 45674.676 | 1.2196 | 1.4762 | 2.0325 | 1.3779
12796 | Distribution Feeder Hardening | Distribution Feeder Hardening-Breaker-60061598 | Feeder | 13918 |  | 16 | 400 | 141552 | 0 | 177198.8781 | 207201.8395 | 257734.2508 | 35646.8781 | 65649.8395 | 116182.2508 | 1.2518 | 1.4638 | 1.8208 | 1.3723
8698 | Distribution Feeder Hardening | Distribution Feeder Hardening-Recloser-91659653 | Feeder | 13698 |  | 59 | 400 | 610115 | 0 | 777301.7553 | 884782.6424 | 1047046.5044 | 167186.7553 | 274667.6424 | 436931.5044 | 1.274 | 1.4502 | 1.7161 | 1.3711
13137 | Distribution Feeder Hardening | Distribution Feeder Hardening-Recloser-92000970 | Feeder | 13677 |  | 37 | 305 | 322641 | 0 | 410552.9038 | 468053.3586 | 553610.6939 | 87911.9038 | 145412.3586 | 230969.6939 | 1.2725 | 1.4507 | 1.7159 | 1.3703
11061 | Distribution Feeder Hardening | Distribution Feeder Hardening-Breaker-60373323 | Feeder | 13715 |  | 61 | 400 | 578201 | 0 | 734462.3539 | 833987.655 | 998365.3772 | 156261.3539 | 255786.655 | 420164.3772 | 1.2703 | 1.4424 | 1.7267 | 1.3675
6402 | Distribution Feeder Hardening | Distribution Feeder Hardening-Recloser-92906442 | Feeder | 13442 |  | 17 | 324 | 147267 | 0 | 185045.6088 | 213905.1335 | 258388.0287 | 37778.6088 | 66638.1335 | 111121.0287 | 1.2565 | 1.4525 | 1.7546 | 1.3651
15905 | Distribution Feeder Hardening | Distribution Feeder Hardening-Breaker-60078523 | Feeder | 14110 |  | 23 | 400 | 195651 | 0 | 242164.2925 | 285341.2212 | 357202.0836 | 46513.2925 | 89690.2212 | 161551.0836 | 1.2377 | 1.4584 | 1.8257 | 1.3627
8378 | Distribution Feeder Hardening | Distribution Feeder Hardening-Breaker-60320300 | Feeder | 13299 |  | 46 | 400 | 416246 | 0 | 522392.9818 | 601779.5011 | 729412.771 | 106146.9818 | 185533.5011 | 313166.771 | 1.255 | 1.4457 | 1.7524 | 1.362
5065 | Distribution Feeder Hardening | Distribution Feeder Hardening-Breaker-60075392 | Feeder | 13869 |  | 18 | 400 | 166964 | 0 | 211414.3561 | 240116.153 | 278919.9632 | 44450.3561 | 73152.153 | 111955.9632 | 1.2662 | 1.4381 | 1.6705 | 1.3582
13072 | Distribution Feeder Hardening | Distribution Feeder Hardening-Breaker-92306922 | Feeder | 13647 |  | 1 | 400 | 8847 | 0 | 10654.6515 | 12715.6601 | 16423.3196 | 1807.6515 | 3868.6601 | 7576.3196 | 1.2043 | 1.4373 | 1.8564 | 1.3394
19559 | Distribution Feeder Hardening | Distribution Feeder Hardening-Recloser-91851870 | Feeder | 13657 |  | 7 | 400 | 62795 | 0 | 76586.6552 | 86909.1996 | 102278.534 | 13791.6552 | 24114.1996 | 39483.534 | 1.2196 | 1.384 | 1.6288 | 1.3099
12472 | Distribution Feeder Hardening | Distribution Feeder Hardening-Breaker-60078377 | Feeder | 13986 |  | 9 | 400 | 84265 | 0 | 102683.5161 | 116795.1195 | 136556.6211 | 18418.5161 | 32530.1195 | 52291.6211 | 1.2186 | 1.386 | 1.6206 | 1.309
19547 | Distribution Feeder Hardening | Distribution Feeder Hardening-Breaker-60075129 | Feeder | 13587 |  | 23 | 400 | 265770 | 0 | 311323.0935 | 359816.282 | 430786.3851 | 45553.0935 | 94046.282 | 165016.3851 | 1.1714 | 1.3539 | 1.6209 | 1.2711
3439 | Distribution Feeder Hardening | Distribution Feeder Hardening-Recloser-92238019 | Feeder | 13003 |  | 84 | 253 | 845705 | 0 | 1000717.5586 | 1133859.1214 | 1324320.8115 | 155012.5586 | 288154.1214 | 478615.8115 | 1.1833 | 1.3407 | 1.5659 | 1.2688
12925 | Distribution Feeder Hardening | Distribution Feeder Hardening-Breaker-60089729 | Feeder | 13659 |  | 33 | 400 | 299669 | 0 | 344935.804 | 398859.57 | 479910.8842 | 45266.804 | 99190.57 | 180241.8842 | 1.1511 | 1.331 | 1.6015 | 1.2501
7693 | Distribution Feeder Hardening | Distribution Feeder Hardening-Recloser-93267906 | Feeder | 13042 |  | 10 | 90 | 86904 | 0 | 100538.4406 | 114087.1626 | 131566.5705 | 13634.4406 | 27183.1626 | 44662.5705 | 1.1569 | 1.3128 | 1.5139 | 1.2394
18111 | Distribution Feeder Hardening | Distribution Feeder Hardening-Breaker-60083992 | Feeder | 13687 |  | 61 | 400 | 534969 | 0 | 616728.3266 | 688278.3997 | 793538.607 | 81759.3266 | 153309.3997 | 258569.607 | 1.1528 | 1.2866 | 1.4833 | 1.226
4397 | Distribution Feeder Hardening | Distribution Feeder Hardening-Recloser-93336396 | Feeder | 13114 |  | 20 | 60 | 269780 | 0 | 305094.3853 | 346692.3123 | 407986.8949 | 35314.3853 | 76912.3123 | 138206.8949 | 1.1309 | 1.2851 | 1.5123 | 1.2153
13842 | Distribution Feeder Hardening | Distribution Feeder Hardening-Recloser-90985217 | Feeder | 13422 |  | 42 | 221 | 377026 | 0 | 424548.1019 | 484531.4255 | 574740.9851 | 47522.1019 | 107505.4255 | 197714.9851 | 1.126 | 1.2851 | 1.5244 | 1.2136
9157 | Distribution Feeder Hardening | Distribution Feeder Hardening-Breaker-60078440 | Feeder | 14089 |  | 8 | 400 | 80060 | 0 | 86758.8776 | 104212.1207 | 136463.3069 | 6698.8776 | 24152.1207 | 56403.3069 | 1.0837 | 1.3017 | 1.7045 | 1.2112
7093 | Distribution Feeder Hardening | Distribution Feeder Hardening-Breaker-60068841 | Feeder | 13069 |  | 71 | 400 | 621817 | 0 | 693435.6975 | 795122.4395 | 931430.2143 | 71618.6975 | 173305.4395 | 309613.2143 | 1.1152 | 1.2787 | 1.4979 | 1.2025
1200 | Distribution Feeder Hardening | Distribution Feeder Hardening-Breaker-60068485 | Feeder | 13365 |  | 33 | 399 | 290385 | 0 | 322476.045 | 369072.7671 | 440658.4918 | 32091.045 | 78687.7671 | 150273.4918 | 1.1105 | 1.271 | 1.5175 | 1.1994
9453 | Distribution Feeder Hardening | Distribution Feeder Hardening-Recloser-93288863 | Feeder | 13808 |  | 36 | 119 | 402048 | 0 | 438713.802 | 512842.3073 | 621240.2599 | 36665.802 | 110794.3073 | 219192.2599 | 1.0912 | 1.2756 | 1.5452 | 1.1919
6175 | Distribution Feeder Hardening | Distribution Feeder Hardening-Breaker-60068415 | Feeder | 13317 |  | 16 | 400 | 141552 | 0 | 156341.0519 | 178005.558 | 209281.5294 | 14789.0519 | 36453.558 | 67729.5294 | 1.1045 | 1.2575 | 1.4785 | 1.1878
14642 | Distribution Feeder Hardening | Distribution Feeder Hardening-Breaker-74207817 | Feeder | 13054 |  | 33 | 400 | 324766 | 0 | 359208.6529 | 406552.1457 | 472300.5603 | 34442.6529 | 81786.1457 | 147534.5603 | 1.1061 | 1.2518 | 1.4543 | 1.1846
10313 | Distribution Feeder Hardening | Distribution Feeder Hardening-Recloser-92437771 | Feeder | 13431 |  | 36 | 222 | 349108 | 0 | 375482.68 | 437478.1793 | 538780.4702 | 26374.68 | 88370.1793 | 189672.4702 | 1.0755 | 1.2531 | 1.5433 | 1.1756
9915 | Distribution Feeder Hardening | Distribution Feeder Hardening-Recloser-93214214 | Feeder | 13459 |  | 46 | 145 | 405396 | 0 | 441150.392 | 500630.97 | 597598.5315 | 35754.392 | 95234.97 | 192202.5315 | 1.0882 | 1.2349 | 1.4741 | 1.1708
6317 | Distribution Feeder Hardening | Distribution Feeder Hardening-Breaker-60068831 | Feeder | 13066 |  | 11 | 400 | 97317 | 0 | 106031.661 | 120323.2517 | 141449.33 | 8714.661 | 23006.2517 | 44132.33 | 1.0895 | 1.2364 | 1.4535 | 1.17
2547 | Distribution Feeder Hardening | Distribution Feeder Hardening-Breaker-60089741 | Feeder | 13661 |  | 72 | 400 | 642436 | 0 | 692505.5979 | 795242.7839 | 949027.4359 | 50069.5979 | 152806.7839 | 306591.4359 | 1.0779 | 1.2379 | 1.4772 | 1.1658
5060 | Distribution Feeder Hardening | Distribution Feeder Hardening-Breaker-60515756 | Feeder | 13622 |  | 5 | 147 | 43535 | 0 | 45114.5558 | 54596.7233 | 72891.7973 | 1579.5558 | 11061.7233 | 29356.7973 | 1.0363 | 1.2541 | 1.6743 | 1.1654
14635 | Distribution Feeder Hardening | Distribution Feeder Hardening-Breaker-60077328 | Feeder | 13669 |  | 35 | 400 | 322005 | 0 | 339353.5639 | 397976.6146 | 491550.9599 | 17348.5639 | 75971.6146 | 169545.9599 | 1.0539 | 1.2359 | 1.5265 | 1.1558
9865 | Distribution Feeder Hardening | Distribution Feeder Hardening-Breaker-60084076 | Feeder | 13693 |  | 61 | 400 | 560122 | 0 | 593604.0053 | 681911.3928 | 817238.93 | 33482.0053 | 121789.3928 | 257116.93 | 1.0598 | 1.2174 | 1.459 | 1.147
6771 | Distribution Feeder Hardening | Distribution Feeder Hardening-Breaker-90446638 | Feeder | 13638 |  | 5 | 273 | 44235 | 0 | 46400.9078 | 53984.9517 | 65425.6782 | 2165.9078 | 9749.9517 | 21190.6782 | 1.049 | 1.2204 | 1.479 | 1.1434
7230 | Distribution Feeder Hardening | Distribution Feeder Hardening-Recloser-92204879 | Feeder | 13391 |  | 31 | 246 | 272691 | 0 | 280164.4413 | 321062.4544 | 381863.1208 | 7473.4413 | 48371.4544 | 109172.1208 | 1.0274 | 1.1774 | 1.4004 | 1.1097
18233 | Distribution Feeder Hardening | Distribution Feeder Hardening-Breaker-72902179 | Feeder | 13832 |  | 26 | 400 | 236174 | 0 | 240710.4509 | 273299.762 | 323591.5913 | 4536.4509 | 37125.762 | 87417.5913 | 1.0192 | 1.1572 | 1.3701 | 1.0957
1606 | Distribution Feeder Hardening | Distribution Feeder Hardening-Breaker-60067462 | Feeder | 13425 |  | 22 | 400 | 203918 | 0 | 206864.1408 | 235174.7429 | 276321.7465 | 2946.1408 | 31256.7429 | 72403.7465 | 1.0144 | 1.1533 | 1.3551 | 1.0902
4006 | Distribution Feeder Hardening | Distribution Feeder Hardening-Breaker-60089414 | Feeder | 13793 |  | 49 | 400 | 442731 | 0 | 444527.732 | 512006.3129 | 608732.0225 | 1796.732 | 69275.3129 | 166001.0225 | 1.0041 | 1.1565 | 1.3749 | 1.0869
4665 | Distribution Feeder Hardening | Distribution Feeder Hardening-Recloser-92901786 | Feeder | 13854 |  | 52 | 400 | 449515 | 0 | 450493.4105 | 517956.4675 | 616820.8309 | 978.4105 | 68441.4675 | 167305.8309 | 1.0022 | 1.1523 | 1.3722 | 1.0842
345 | Distribution Feeder Hardening | Distribution Feeder Hardening-Breaker-60370097 | Feeder | 13799 |  | 57 | 400 | 577362 | 0 | 567748.0804 | 657352.7268 | 800382.127 | -9613.9196 | 79990.7268 | 223020.127 | 0.98335 | 1.1385 | 1.3863 | 1.0702
2860 | Distribution Feeder Hardening | Distribution Feeder Hardening-Recloser-92336023 | Feeder | 13668 |  | 19 | 286 | 168093 | 0 | 164538.7707 | 189526.8237 | 227388.4275 | -3554.2293 | 21433.8237 | 59295.4275 | 0.97886 | 1.1275 | 1.3528 | 1.0608
5487 | Distribution Feeder Hardening | Distribution Feeder Hardening-Breaker-60562007 | Feeder | 13920 |  | 40 | 400 | 384808 | 0 | 381302.8228 | 430058.8542 | 503640.873 | -3505.1772 | 45250.8542 | 118832.873 | 0.99089 | 1.1176 | 1.3088 | 1.0607
4280 | Distribution Feeder Hardening | Distribution Feeder Hardening-Breaker-60592664 | Feeder | 13017 |  | 42 | 400 | 378592 | 0 | 361735.6048 | 426922.2254 | 543004.746 | -16856.3952 | 48330.2254 | 164412.746 | 0.95548 | 1.1277 | 1.4343 | 1.055
5992 | Distribution Feeder Hardening | Distribution Feeder Hardening-Recloser-91822080 | Feeder | 13631 |  | 15 | 400 | 129573 | 0 | 125629.9033 | 145310.9134 | 173641.2139 | -3943.0967 | 15737.9134 | 44068.2139 | 0.96957 | 1.1215 | 1.3401 | 1.0522
10233 | Distribution Feeder Hardening | Distribution Feeder Hardening-Breaker-60071884 | Feeder | 13677 |  | 15 | 400 | 140367 | 0 | 133258.848 | 152279.4664 | 181107.2244 | -7108.152 | 11912.4664 | 40740.2244 | 0.94936 | 1.0849 | 1.2902 | 1.0241
15513 | Distribution Feeder Hardening | Distribution Feeder Hardening-Breaker-93006090 | Feeder | 14358 |  | 17 | 400 | 229313 | 0 | 218959.7079 | 247674.0505 | 288173.7225 | -10353.2921 | 18361.0505 | 58860.7225 | 0.95485 | 1.0801 | 1.2567 | 1.0226
6055 | Distribution Feeder Hardening | Distribution Feeder Hardening-Breaker-60064450 | Feeder | 13501 |  | 31 | 6 | 309827 | 0 | 288643.6253 | 335486.4582 | 410817.3343 | -21183.3747 | 25659.4582 | 100990.3343 | 0.93163 | 1.0828 | 1.326 | 1.0164
13010 | Distribution Feeder Hardening | Distribution Feeder Hardening-Breaker-60095675 | Feeder | 13962 |  | 116 | 400 | 1042065 | 0 | 986783.3321 | 1111983.3765 | 1310483.744 | -55281.6679 | 69918.3765 | 268418.744 | 0.94695 | 1.0671 | 1.2576 | 1.0141
4817 | Distribution Feeder Hardening | Distribution Feeder Hardening-Recloser-92482279 | Feeder | 13063 |  | 18 | 400 | 225966 | 0 | 209379.8139 | 242146.9186 | 291292.6391 | -16586.1861 | 16180.9186 | 65326.6391 | 0.9266 | 1.0716 | 1.2891 | 1.0064
45 | Distribution Feeder Hardening | Distribution Feeder Hardening-Breaker-60071935 | Feeder | 14030 |  | 36 | 400 | 317359 | 0 | 295122.8808 | 337797.2738 | 400487.4888 | -22236.1192 | 20438.2738 | 83128.4888 | 0.92993 | 1.0644 | 1.2619 | 1.0035
3759 | Distribution Feeder Hardening | Distribution Feeder Hardening-Breaker-60067512 | Feeder | 13573 |  | 10 | 400 | 88470 | 0 | 82724.8261 | 93616.3747 | 109302.3035 | -5745.1739 | 5146.3747 | 20832.3035 | 0.93506 | 1.0582 | 1.2355 | 1.002
10384 | Distribution Feeder Hardening | Distribution Feeder Hardening-Breaker-60071505 | Feeder | 13729 |  | 15 | 400 | 142855 | 0 | 129412.8186 | 152560.465 | 191195.1474 | -13442.1814 | 9705.465 | 48340.1474 | 0.9059 | 1.0679 | 1.3384 | 0.99776
12651 | Distribution Feeder Hardening | Distribution Feeder Hardening-Recloser-93334804 | Feeder | 13213 |  | 14 | 155 | 121159 | 0 | 110857.4802 | 127033.9761 | 151270.2722 | -10301.5198 | 5874.9761 | 30111.2722 | 0.91498 | 1.0485 | 1.2485 | 0.98838
8550 | Distribution Feeder Hardening | Distribution Feeder Hardening-Breaker-60565180 | Feeder | 14117 |  | 30 | 7 | 265410 | 0 | 242623.6761 | 277420.1327 | 328073.1413 | -22786.3239 | 12010.1327 | 62663.1413 | 0.91415 | 1.0453 | 1.2361 | 0.98567
4424 | Distribution Feeder Hardening | Distribution Feeder Hardening-Breaker-60057203 | Feeder | 13880 |  | 22 | 400 | 208937 | 0 | 191459.472 | 218154.3689 | 256070.7995 | -17477.528 | 9217.3689 | 47133.7995 | 0.91635 | 1.0441 | 1.2256 | 0.9856
6202 | Distribution Feeder Hardening | Distribution Feeder Hardening-Recloser-90804200 | Feeder | 13031 |  | 69 | 349 | 583386 | 0 | 530510.2378 | 606673.3776 | 713451.5287 | -52875.7622 | 23287.3776 | 130065.5287 | 0.90936 | 1.0399 | 1.2229 | 0.97989
225 | Distribution Feeder Hardening | Distribution Feeder Hardening-Recloser-93114549 | Feeder | 14050 |  | 11 | 59 | 139095 | 0 | 122859.226 | 145733.2934 | 186207.0269 | -16235.774 | 6638.2934 | 47112.0269 | 0.88328 | 1.0477 | 1.3387 | 0.97815
18244 | Distribution Feeder Hardening | Distribution Feeder Hardening-Breaker-60056803 | Feeder | 13540 |  | 13 | 400 | 115011 | 0 | 102010.6198 | 120637.9721 | 149854.5772 | -13000.3802 | 5626.9721 | 34843.5772 | 0.88696 | 1.0489 | 1.303 | 0.97715
9595 | Distribution Feeder Hardening | Distribution Feeder Hardening-Breaker-60071879 | Feeder | 13678 |  | 12 | 400 | 104598 | 0 | 91527.0968 | 109935.1277 | 142963.4431 | -13070.9032 | 5337.1277 | 38365.4431 | 0.87504 | 1.051 | 1.3668 | 0.97701
3880 | Distribution Feeder Hardening | Distribution Feeder Hardening-Breaker-60083737 | Feeder | 13714 |  | 22 | 400 | 191502 | 0 | 173934.8969 | 197963.4262 | 232446.3942 | -17567.1031 | 6461.4262 | 40944.3942 | 0.90827 | 1.0337 | 1.2138 | 0.97646
18065 | Distribution Feeder Hardening | Distribution Feeder Hardening-Recloser-93280362 | Feeder | 13299 |  | 45 | 400 | 398115 | 0 | 358148.0644 | 412954.9993 | 492956.705 | -39966.9356 | 14839.9993 | 94841.705 | 0.89961 | 1.0373 | 1.2382 | 0.97477
7045 | Distribution Feeder Hardening | Distribution Feeder Hardening-Recloser-91842748 | Feeder | 13825 |  | 25 | 400 | 219609 | 0 | 198993.6558 | 226151.0417 | 265122.6792 | -20615.3442 | 6542.0417 | 45513.6792 | 0.90613 | 1.0298 | 1.2072 | 0.97334
3475 | Distribution Feeder Hardening | Distribution Feeder Hardening-Breaker-72902355 | Feeder | 13100 |  | 14 | 400 | 137784 | 0 | 121499.7627 | 142627.3636 | 176549.741 | -16284.2373 | 4843.3636 | 38765.741 | 0.88181 | 1.0352 | 1.2814 | 0.96777
16357 | Distribution Feeder Hardening | Distribution Feeder Hardening-Breaker-92114306 | Feeder | 13267 |  | 6 | 0 | 80934 | 0 | 68578.101 | 83854.0858 | 117785.4977 | -12355.899 | 2920.0858 | 36851.4977 | 0.84733 | 1.0361 | 1.4553 | 0.96476
12411 | Distribution Feeder Hardening | Distribution Feeder Hardening-Breaker-92308985 | Feeder | 13873 |  | 31 | 400 | 286561 | 0 | 257101.6975 | 291795.9819 | 340111.2844 | -29459.3025 | 5234.9819 | 53550.2844 | 0.8972 | 1.0183 | 1.1869 | 0.96249
117 | Distribution Feeder Hardening | Distribution Feeder Hardening-Breaker-60095544 | Feeder | 13853 |  | 68 | 400 | 613956 | 0 | 542451.1003 | 629402.1189 | 760053.2503 | -71504.8997 | 15446.1189 | 146097.2503 | 0.88353 | 1.0252 | 1.238 | 0.96146
17783 | Distribution Feeder Hardening | Distribution Feeder Hardening-Breaker-60083767 | Feeder | 13716 |  | 60 | 400 | 753636 | 0 | 666136.8894 | 769074.3095 | 920193.1731 | -87499.1106 | 15438.3095 | 166557.1731 | 0.8839 | 1.0205 | 1.221 | 0.95858
9938 | Distribution Feeder Hardening | Distribution Feeder Hardening-Recloser-92219810 | Feeder | 13254 |  | 77 | 24 | 777135 | 0 | 680053.6454 | 790691.5975 | 979660.1828 | -97081.3546 | 13556.5975 | 202525.1828 | 0.87508 | 1.0174 | 1.2606 | 0.95634
16898 | Distribution Feeder Hardening | Distribution Feeder Hardening-Recloser-93267026 | Feeder | 13042 |  | 15 | 373 | 132705 | 0 | 116012.2251 | 132993.5075 | 157344.6287 | -16692.7749 | 288.5075 | 24639.6287 | 0.87421 | 1.0022 | 1.1857 | 0.94375
3352 | Distribution Feeder Hardening | Distribution Feeder Hardening-Recloser-92601367 | Feeder | 13303 |  | 37 | 22 | 323884 | 0 | 280677.9407 | 324533.4025 | 388501.8325 | -43206.0593 | 649.4025 | 64617.8325 | 0.8666 | 1.002 | 1.1995 | 0.94051
13134 | Distribution Feeder Hardening | Distribution Feeder Hardening-Breaker-60079617 | Feeder | 14031 |  | 24 | 400 | 204498 | 0 | 177459.7869 | 202969.3503 | 240226.8594 | -27038.2131 | -1528.6497 | 35728.8594 | 0.86778 | 0.99252 | 1.1747 | 0.9359
9235 | Distribution Feeder Hardening | Distribution Feeder Hardening-Breaker-60049869 | Feeder | 13164 |  | 28 | 400 | 246150 | 0 | 208554.8128 | 237635.5026 | 278955.4759 | -37595.1872 | -8514.4974 | 32805.4759 | 0.84727 | 0.96541 | 1.1333 | 0.91131
931 | Distribution Feeder Hardening | Distribution Feeder Hardening-Recloser-92477860 | Feeder | 13008 |  | 31 | 3 | 354681 | 0 | 290409.3304 | 342310.479 | 435776.5334 | -64271.6696 | -12370.521 | 81095.5334 | 0.81879 | 0.96512 | 1.2286 | 0.90368
4428 | Distribution Feeder Hardening | Distribution Feeder Hardening-Breaker-60519432 | Feeder | 14102 |  | 48 | 400 | 432861 | 0 | 358993.5611 | 415793.3116 | 504325.8783 | -73867.4389 | -17067.6884 | 71464.8783 | 0.82935 | 0.96057 | 1.1651 | 0.90229
32 | Distribution Feeder Hardening | Distribution Feeder Hardening-Breaker-60089680 | Feeder | 13470 |  | 9 | 400 | 79623 | 0 | 65789.8715 | 75940.4359 | 91265.7358 | -13833.1285 | -3682.5641 | 11642.7358 | 0.82627 | 0.95375 | 1.1462 | 0.89651
8894 | Distribution Feeder Hardening | Distribution Feeder Hardening-Breaker-60057307 | Feeder | 13879 |  | 3 | 400 | 28051 | 0 | 23019.6316 | 26882.5011 | 32662.459 | -5031.3684 | -1168.4989 | 4611.459 | 0.82063 | 0.95834 | 1.1644 | 0.89632
13841 | Distribution Feeder Hardening | Distribution Feeder Hardening-Recloser-92236722 | Feeder | 13359 |  | 34 | 400 | 458626 | 0 | 372477.6312 | 431058.2367 | 521286.3531 | -86148.3688 | -27567.7633 | 62660.3531 | 0.81216 | 0.93989 | 1.1366 | 0.88293
2653 | Distribution Feeder Hardening | Distribution Feeder Hardening-Breaker-60089532 | Feeder | 13125 |  | 61 | 400 | 539667 | 0 | 439672.1962 | 506105.7267 | 601883.6345 | -99994.8038 | -33561.2733 | 62216.6345 | 0.81471 | 0.93781 | 1.1153 | 0.8817
4963 | Distribution Feeder Hardening | Distribution Feeder Hardening-Breaker-60373547 | Feeder | 13867 |  | 67 | 13 | 620601 | 0 | 507562.626 | 576535.4106 | 675741.499 | -113038.374 | -44065.5894 | 55140.499 | 0.81786 | 0.929 | 1.0889 | 0.8783
14038 | Distribution Feeder Hardening | Distribution Feeder Hardening-Recloser-93223839 | Feeder | 13213 |  | 36 | 69 | 337060 | 0 | 270195.8774 | 307543.3209 | 367548.7428 | -66864.1226 | -29516.6791 | 30488.7428 | 0.80163 | 0.91243 | 1.0905 | 0.86375
13001 | Distribution Feeder Hardening | Distribution Feeder Hardening-Breaker-72901629 | Feeder | 14084 |  | 11 | 284 | 105035 | 0 | 79415.466 | 96558.8952 | 134044.7123 | -25619.534 | -8476.1048 | 29009.7123 | 0.75609 | 0.9193 | 1.2762 | 0.85706
3721 | Distribution Feeder Hardening | Distribution Feeder Hardening-Recloser-93333901 | Feeder | 13889 |  | 26 | 136 | 230022 | 0 | 183158.6103 | 208346.3087 | 244805.5129 | -46863.3897 | -21675.6913 | 14783.5129 | 0.79627 | 0.90577 | 1.0643 | 0.85592
7304 | Distribution Feeder Hardening | Distribution Feeder Hardening-Breaker-60078551 | Feeder | 13132 |  | 21 | 13 | 208997 | 0 | 165340.2518 | 187716.6834 | 218145.5546 | -43656.7482 | -21280.3166 | 9148.5546 | 0.79111 | 0.89818 | 1.0438 | 0.8485
692 | Distribution Feeder Hardening | Distribution Feeder Hardening-Breaker-60075088 | Feeder | 13584 |  | 24 | 400 | 309810 | 0 | 239573.2329 | 280307.0473 | 345463.2871 | -70236.7671 | -29502.9527 | 35653.2871 | 0.77329 | 0.90477 | 1.1151 | 0.84691
570 | Distribution Feeder Hardening | Distribution Feeder Hardening-Recloser-93294591 | Feeder | 13656 |  | 15 | 190 | 131572 | 0 | 102374.314 | 118480.6961 | 142816.1968 | -29197.686 | -13091.3039 | 11244.1968 | 0.77809 | 0.9005 | 1.0855 | 0.84555
1357 | Distribution Feeder Hardening | Distribution Feeder Hardening-Breaker-76251434 | Feeder | 13343 |  | 2 | 400 | 22336 | 0 | 16510.4871 | 19980.7421 | 27533.3441 | -5825.5129 | -2355.2579 | 5197.3441 | 0.73919 | 0.89455 | 1.2327 | 0.83515
13881 | Distribution Feeder Hardening | Distribution Feeder Hardening-Recloser-92983683 | Feeder | 13535 |  | 32 | 400 | 282404 | 0 | 217425.783 | 247290.6293 | 292312.9265 | -64978.217 | -35113.3707 | 9908.9265 | 0.76991 | 0.87566 | 1.0351 | 0.82815
17911 | Distribution Feeder Hardening | Distribution Feeder Hardening-Breaker-60077402 | Feeder | 14070 |  | 47 | 400 | 425093 | 0 | 321734.9697 | 374516.4397 | 457106.7572 | -103358.0303 | -50576.5603 | 32013.7572 | 0.75686 | 0.88102 | 1.0753 | 0.82595
8838 | Distribution Feeder Hardening | Distribution Feeder Hardening-Recloser-92959008 | Feeder | 14144 |  | 50 | 400 | 629329 | 0 | 476736.1216 | 553064.9121 | 661840.1239 | -152592.8784 | -76264.0879 | 32511.1239 | 0.75753 | 0.87882 | 1.0517 | 0.82333
17649 | Distribution Feeder Hardening | Distribution Feeder Hardening-Recloser-92685811 | Feeder | 13793 |  | 30 | 400 | 266864 | 0 | 200658.7547 | 229772.2406 | 272552.1885 | -66205.2453 | -37091.7594 | 5688.1885 | 0.75191 | 0.86101 | 1.0213 | 0.81158
14189 | Distribution Feeder Hardening | Distribution Feeder Hardening-Recloser-92661531 | Feeder | 13924 |  | 164 | 61 | 1565392 | 0 | 1172722.3446 | 1320025.7695 | 1559579.9616 | -392669.6554 | -245366.2305 | -5812.0384 | 0.74916 | 0.84326 | 0.99629 | 0.8021
7768 | Distribution Feeder Hardening | Distribution Feeder Hardening-Breaker-60049656 | Feeder | 13200 |  | 20 | 174 | 170676 | 0 | 127581.9866 | 144759.6449 | 167758.5264 | -43094.0134 | -25916.3551 | -2917.4736 | 0.74751 | 0.84815 | 0.98291 | 0.80124
17089 | Distribution Feeder Hardening | Distribution Feeder Hardening-Recloser-91841297 | Feeder | 13705 |  | 16 | 400 | 133455 | 0 | 98543.7998 | 113766.1876 | 135658.6922 | -34911.2002 | -19688.8124 | 2203.6922 | 0.7384 | 0.85247 | 1.0165 | 0.80043
4406 | Distribution Feeder Hardening | Distribution Feeder Hardening-Recloser-90975782 | Feeder | 13924 |  | 72 | 179 | 825740 | 0 | 598127.5463 | 700230.9912 | 872796.2409 | -227612.4537 | -125509.0088 | 47056.2409 | 0.72435 | 0.848 | 1.057 | 0.79471
3328 | Distribution Feeder Hardening | Distribution Feeder Hardening-Breaker-60084160 | Feeder | 14197 |  | 36 | 2 | 326643 | 0 | 236111.4598 | 277806.6658 | 341901.7533 | -90531.5402 | -48836.3342 | 15258.7533 | 0.72284 | 0.85049 | 1.0467 | 0.79352
19549 | Distribution Feeder Hardening | Distribution Feeder Hardening-Breaker-74207270 | Feeder | 13499 |  | 31 | 54 | 357813 | 0 | 263230.6549 | 299662.2989 | 352057.3517 | -94582.3451 | -58150.7011 | -5755.6483 | 0.73567 | 0.83748 | 0.98391 | 0.79104
2030 | Distribution Feeder Hardening | Distribution Feeder Hardening-Breaker-60078476 | Feeder | 13040 |  | 5 | 400 | 53519 | 0 | 39129.6467 | 44956.0618 | 53244.6536 | -14389.3533 | -8562.9382 | -274.3464 | 0.73114 | 0.84 | 0.99487 | 0.79017
2257 | Distribution Feeder Hardening | Distribution Feeder Hardening-Breaker-60063873 | Feeder | 13450 |  | 28 | 6 | 275568 | 0 | 201152.5209 | 231228.3467 | 274981.9357 | -74415.4791 | -44339.6533 | -586.0643 | 0.72996 | 0.8391 | 0.99787 | 0.78949
3920 | Distribution Feeder Hardening | Distribution Feeder Hardening-Breaker-92344367 | Feeder | 13820 |  | 5 | 14 | 67445 | 0 | 48951.7529 | 55771.4427 | 65518.1538 | -18493.2471 | -11673.5573 | -1926.8462 | 0.7258 | 0.82692 | 0.97143 | 0.7807
3923 | Distribution Feeder Hardening | Distribution Feeder Hardening-Recloser-93089839 | Feeder | 13622 |  | 46 | 103 | 406206 | 0 | 285138.8382 | 331662.1724 | 405828.1148 | -121067.1618 | -74543.8276 | -377.8852 | 0.70196 | 0.81649 | 0.99907 | 0.76603
17909 | Distribution Feeder Hardening | Distribution Feeder Hardening-Breaker-60066760 | Feeder | 13827 |  | 21 | 400 | 208997 | 0 | 145827.4652 | 171002.8878 | 209775.7414 | -63169.5348 | -37994.1122 | 778.7414 | 0.69775 | 0.81821 | 1.0037 | 0.76448
16705 | Distribution Feeder Hardening | Distribution Feeder Hardening-Breaker-60301587 | Feeder | 13717 |  | 36 | 3 | 328209 | 0 | 223894.1855 | 269095.6791 | 352187.0299 | -104314.8145 | -59113.3209 | 23978.0299 | 0.68217 | 0.81989 | 1.0731 | 0.76257
10227 | Distribution Feeder Hardening | Distribution Feeder Hardening-Breaker-60561342 | Feeder | 13649 |  | 3 | 400 | 26541 | 0 | 17919.6023 | 21553.0622 | 28808.8803 | -8621.3977 | -4987.9378 | 2267.8803 | 0.67517 | 0.81207 | 1.0854 | 0.75726
13560 | Distribution Feeder Hardening | Distribution Feeder Hardening-Breaker-60067581 | Feeder | 13635 |  | 8 | 3 | 80060 | 0 | 54880.378 | 64495.6174 | 79372.1883 | -25179.622 | -15564.3826 | -687.8117 | 0.68549 | 0.80559 | 0.99141 | 0.75211
4628 | Distribution Feeder Hardening | Distribution Feeder Hardening-Breaker-60089666 | Feeder | 13442 |  | 32 | 400 | 315598 | 0 | 208143.2991 | 250142.7895 | 331500.6035 | -107454.7009 | -65455.2105 | 15902.6035 | 0.65952 | 0.7926 | 1.0504 | 0.73853
18705 | Distribution Feeder Hardening | Distribution Feeder Hardening-Breaker-93005991 | Feeder | 14355 |  | 20 | 400 | 190866 | 0 | 129144.4263 | 149395.1418 | 180623.8536 | -61721.5737 | -41470.8582 | -10242.1464 | 0.67662 | 0.78272 | 0.94634 | 0.73542
14029 | Distribution Feeder Hardening | Distribution Feeder Hardening-Breaker-60057185 | Feeder | 13881 |  | 7 | 4 | 61929 | 0 | 42178.2962 | 47665.7573 | 55487.9407 | -19750.7038 | -14263.2427 | -6441.0593 | 0.68108 | 0.76968 | 0.89599 | 0.72915
959 | Distribution Feeder Hardening | Distribution Feeder Hardening-Recloser-92666525 | Feeder | 14030 |  | 30 | 400 | 271784 | 0 | 181422.1108 | 208380.7914 | 247791.4356 | -90361.8892 | -63403.2086 | -23992.5644 | 0.66752 | 0.76671 | 0.91172 | 0.7217
1903 | Distribution Feeder Hardening | Distribution Feeder Hardening-Recloser-90875231 | Feeder | 13924 |  | 75 | 30 | 672809 | 0 | 445523.8317 | 517484.8146 | 627413.8849 | -227285.1683 | -155324.1854 | -45395.1151 | 0.66218 | 0.76914 | 0.93253 | 0.72131
12001 | Distribution Feeder Hardening | Distribution Feeder Hardening-Recloser-93336597 | Feeder | 13723 |  | 26 | 121 | 215928 | 0 | 144633.6156 | 164940.1455 | 194537.8768 | -71294.3844 | -50987.8545 | -21390.1232 | 0.66982 | 0.76387 | 0.90094 | 0.72115
3970 | Distribution Feeder Hardening | Distribution Feeder Hardening-Breaker-90730773 | Feeder | 14026 |  | 2 | 400 | 16128 | 0 | 10164.185 | 12409.0819 | 17447.675 | -5963.815 | -3718.9181 | 1319.675 | 0.63022 | 0.76941 | 1.0818 | 0.71714
5529 | Distribution Feeder Hardening | Distribution Feeder Hardening-Breaker-60083799 | Feeder | 13127 |  | 49 | 400 | 440521 | 0 | 283706.8139 | 334713.0427 | 417693.4584 | -156814.1861 | -105807.9573 | -22827.5416 | 0.64403 | 0.75981 | 0.94818 | 0.70918
9097 | Distribution Feeder Hardening | Distribution Feeder Hardening-Breaker-60061429 | Feeder | 13219 |  | 43 | 400 | 387439 | 0 | 249740.1917 | 289915.3856 | 348882.8079 | -137698.8083 | -97523.6144 | -38556.1921 | 0.64459 | 0.74829 | 0.90048 | 0.70129
4882 | Distribution Feeder Hardening | Distribution Feeder Hardening-Breaker-60077283 | Feeder | 13480 |  | 20 | 400 | 231944 | 0 | 150732.7021 | 171924.0222 | 203701.6693 | -81211.2979 | -60019.9778 | -28242.3307 | 0.64987 | 0.74123 | 0.87824 | 0.70011
14900 | Distribution Feeder Hardening | Distribution Feeder Hardening-Breaker-60569626 | Feeder | 13697 |  | 43 | 39 | 547533 | 0 | 345450.3152 | 405100.5958 | 499793.8709 | -202082.6848 | -142432.4042 | -47739.1291 | 0.63092 | 0.73987 | 0.91281 | 0.69179
2580 | Distribution Feeder Hardening | Distribution Feeder Hardening-Recloser-92464472 | Feeder | 13007 |  | 33 | 5 | 305877 | 0 | 184937.7377 | 220275.2626 | 285015.8823 | -120939.2623 | -85601.7374 | -20861.1177 | 0.60461 | 0.72014 | 0.9318 | 0.67199
19382 | Distribution Feeder Hardening | Distribution Feeder Hardening-Breaker-60071610 | Feeder | 13895 |  | 34 | 6 | 337934 | 0 | 209056.8703 | 240432.7147 | 286218.4789 | -128877.1297 | -97501.2853 | -51715.5211 | 0.61863 | 0.71148 | 0.84697 | 0.66932
16719 | Distribution Feeder Hardening | Distribution Feeder Hardening-Breaker-60306487 | Feeder | 14115 |  | 26 | 8 | 271800 | 0 | 168164.6002 | 190411.3457 | 222554.4388 | -103635.3998 | -81388.6543 | -49245.5612 | 0.61871 | 0.70056 | 0.81882 | 0.66327
2287 | Distribution Feeder Hardening | Distribution Feeder Hardening-Breaker-60089519 | Feeder | 13951 |  | 14 | 20 | 133142 | 0 | 81377.0236 | 92664.355 | 109095.4807 | -51764.9764 | -40477.645 | -24046.5193 | 0.6112 | 0.69598 | 0.81939 | 0.65746
12216 | Distribution Feeder Hardening | Distribution Feeder Hardening-Breaker-60066310 | Feeder | 13967 |  | 85 | 400 | 805000 | 0 | 483689.9021 | 564570.0741 | 690448.6995 | -321310.0979 | -240429.9259 | -114551.3005 | 0.60086 | 0.70133 | 0.8577 | 0.65668
12462 | Distribution Feeder Hardening | Distribution Feeder Hardening-Breaker-60067524 | Feeder | 13572 |  | 32 | 15 | 282837 | 0 | 173141.341 | 196270.8452 | 229095.99 | -109695.659 | -86566.1548 | -53741.01 | 0.61216 | 0.69394 | 0.80999 | 0.65648
12163 | Distribution Feeder Hardening | Distribution Feeder Hardening-Breaker-60071568 | Feeder | 13888 |  | 18 | 400 | 168474 | 0 | 98200.3627 | 118124.1577 | 157041.5663 | -70273.6373 | -50349.8423 | -11432.4337 | 0.58288 | 0.70114 | 0.93214 | 0.65329
11502 | Distribution Feeder Hardening | Distribution Feeder Hardening-Breaker-60626255 | Feeder | 13646 |  | 23 | 400 | 273111 | 0 | 156624.7084 | 190970.325 | 265495.0647 | -116486.2916 | -82140.675 | -7615.9353 | 0.57348 | 0.69924 | 0.97211 | 0.65107
8910 | Distribution Feeder Hardening | Distribution Feeder Hardening-Breaker-60039129 | Feeder | 14001 |  | 31 | 6 | 302109 | 0 | 177025.7523 | 206663.1797 | 253707.8966 | -125083.2477 | -95445.8203 | -48401.1034 | 0.58597 | 0.68407 | 0.83979 | 0.64078
10140 | Distribution Feeder Hardening | Distribution Feeder Hardening-Breaker-60067475 | Feeder | 13427 |  | 2 | 400 | 17694 | 0 | 10524.0108 | 11933.7618 | 13871.5368 | -7169.9892 | -5760.2382 | -3822.4632 | 0.59478 | 0.67445 | 0.78397 | 0.6376
19648 | Distribution Feeder Hardening | Distribution Feeder Hardening-Breaker-72902414 | Feeder | 13947 |  | 19 | 400 | 169603 | 0 | 99652.4839 | 114457.3715 | 136074.6712 | -69950.5161 | -55145.6285 | -33528.3288 | 0.58756 | 0.67485 | 0.80231 | 0.63523
13518 | Distribution Feeder Hardening | Distribution Feeder Hardening-Breaker-60095556 | Feeder | 13850 |  | 2 | 400 | 26978 | 0 | 15032.3351 | 18328.8157 | 25493.5961 | -11945.6649 | -8649.1843 | -1484.4039 | 0.55721 | 0.6794 | 0.94498 | 0.63264
5952 | Distribution Feeder Hardening | Distribution Feeder Hardening-Recloser-92644266 | Feeder | 13298 |  | 113 | 295 | 993880 | 0 | 573122.5459 | 668399.6842 | 815803.9062 | -420757.4541 | -325480.3158 | -178076.0938 | 0.57665 | 0.67252 | 0.82083 | 0.62983
4489 | Distribution Feeder Hardening | Distribution Feeder Hardening-Recloser-92882043 | Feeder | 13460 |  | 54 | 8 | 524591 | 0 | 299411.334 | 350010.1699 | 431238.5929 | -225179.666 | -174580.8301 | -93352.4071 | 0.57075 | 0.66721 | 0.82205 | 0.62482
19263 | Distribution Feeder Hardening | Distribution Feeder Hardening-Breaker-60075328 | Feeder | 13863 |  | 11 | 400 | 119394 | 0 | 68131.4853 | 79709.9404 | 97856.3119 | -51262.5147 | -39684.0596 | -21537.6881 | 0.57064 | 0.66762 | 0.81961 | 0.62463
11387 | Distribution Feeder Hardening | Distribution Feeder Hardening-Breaker-60456891 | Feeder | 13749 |  | 56 | 400 | 490678 | 0 | 283856.1945 | 324605.6086 | 383125.0438 | -206821.8055 | -166072.3914 | -107552.9562 | 0.5785 | 0.66155 | 0.78081 | 0.62364
13347 | Distribution Feeder Hardening | Distribution Feeder Hardening-Recloser-93032566 | Feeder | 13813 |  | 49 | 248 | 424973 | 0 | 242994.6849 | 277733.6418 | 325776.0231 | -181978.3151 | -147239.3582 | -99196.9769 | 0.57179 | 0.65353 | 0.76658 | 0.61579
15617 | Distribution Feeder Hardening | Distribution Feeder Hardening-Breaker-60055499 | Feeder | 13060 |  | 50 | 354 | 442350 | 0 | 246194.6559 | 283158.2454 | 338424.0085 | -196155.3441 | -159191.7546 | -103925.9915 | 0.55656 | 0.64012 | 0.76506 | 0.60248
14937 | Distribution Feeder Hardening | Distribution Feeder Hardening-Breaker-60077256 | Feeder | 13482 |  | 1 | 400 | 8847 | 0 | 4609.9981 | 5628.1781 | 7913.4479 | -4237.0019 | -3218.8219 | -933.5521 | 0.52108 | 0.63617 | 0.89448 | 0.59295
13117 | Distribution Feeder Hardening | Distribution Feeder Hardening-Recloser-92237787 | Feeder | 13377 |  | 31 | 308 | 401323 | 0 | 217127.1952 | 249954.9082 | 298369.7824 | -184195.8048 | -151368.0918 | -102953.2176 | 0.54103 | 0.62283 | 0.74347 | 0.58581
14473 | Distribution Feeder Hardening | Distribution Feeder Hardening-Breaker-60547348 | Feeder | 13990 |  | 26 | 400 | 308236 | 0 | 158522.3133 | 191708.3066 | 260449.1222 | -149713.6867 | -116527.6934 | -47786.8778 | 0.51429 | 0.62195 | 0.84497 | 0.57966
7187 | Distribution Feeder Hardening | Distribution Feeder Hardening-Breaker-60055291 | Feeder | 13668 |  | 16 | 400 | 146627 | 0 | 77645.6885 | 90550.0585 | 110792.4107 | -68981.3115 | -56076.9415 | -35834.5893 | 0.52955 | 0.61755 | 0.75561 | 0.57855
18507 | Distribution Feeder Hardening | Distribution Feeder Hardening-Recloser-60381849 | Feeder | 13298 |  | 40 | 11 | 481323 | 0 | 247024.1178 | 294512.3693 | 379420.6512 | -234298.8822 | -186810.6307 | -101902.3488 | 0.51322 | 0.61188 | 0.78829 | 0.57032
8027 | Distribution Feeder Hardening | Distribution Feeder Hardening-Recloser-91756216 | Feeder | 13795 |  | 11 | 400 | 125169 | 0 | 66180.2887 | 75394.0559 | 88525.1533 | -58988.7113 | -49774.9441 | -36643.8467 | 0.52873 | 0.60234 | 0.70725 | 0.56866
12248 | Distribution Feeder Hardening | Distribution Feeder Hardening-Recloser-93239888 | Feeder | 13114 |  | 17 | 400 | 220895 | 0 | 115887.8688 | 131910.6899 | 154759.8391 | -105007.1312 | -88984.3101 | -66135.1609 | 0.52463 | 0.59716 | 0.7006 | 0.56399
6099 | Distribution Feeder Hardening | Distribution Feeder Hardening-Recloser-92334619 | Feeder | 13030 |  | 90 | 400 | 802113 | 0 | 393521.7855 | 467238.5878 | 591795.1544 | -408591.2145 | -334874.4122 | -210317.8456 | 0.49061 | 0.58251 | 0.7378 | 0.5429
5064 | Distribution Feeder Hardening | Distribution Feeder Hardening-Breaker-60078347 | Feeder | 13985 |  | 1 | 400 | 8847 | 0 | 4453.8584 | 5056.6021 | 5847.4363 | -4393.1416 | -3790.3979 | -2999.5637 | 0.50343 | 0.57156 | 0.66095 | 0.53962
6687 | Distribution Feeder Hardening | Distribution Feeder Hardening-Breaker-60083908 | Feeder | 13456 |  | 5 | 3 | 44235 | 0 | 21833.6058 | 24876.7963 | 29239.7287 | -22401.3942 | -19358.2037 | -14995.2713 | 0.49358 | 0.56238 | 0.66101 | 0.53096
462 | Distribution Feeder Hardening | Distribution Feeder Hardening-Recloser-91756511 | Feeder | 13229 |  | 23 | 400 | 197217 | 0 | 96982.6055 | 110387.9084 | 130655.8625 | -100234.3945 | -86829.0916 | -66561.1375 | 0.49176 | 0.55973 | 0.6625 | 0.52922
15303 | Distribution Feeder Hardening | Distribution Feeder Hardening-Recloser-92868232 | Feeder | 13051 |  | 6 | 400 | 54592 | 0 | 25550.098 | 30363.8376 | 38931.2489 | -29041.902 | -24228.1624 | -15660.7511 | 0.46802 | 0.5562 | 0.71313 | 0.51898
16018 | Distribution Feeder Hardening | Distribution Feeder Hardening-Breaker-60071718 | Feeder | 14011 |  | 7 | 86 | 61929 | 0 | 29081.8505 | 33922.3927 | 40961.2584 | -32847.1495 | -28006.6073 | -20967.7416 | 0.4696 | 0.54776 | 0.66142 | 0.51223
6392 | Distribution Feeder Hardening | Distribution Feeder Hardening-Breaker-60043685 | Feeder | 13325 |  | 22 | 3 | 296758 | 0 | 137838.1297 | 160683.7126 | 194731.1532 | -158919.8703 | -136074.2874 | -102026.8468 | 0.46448 | 0.54146 | 0.6562 | 0.50675
5565 | Distribution Feeder Hardening | Distribution Feeder Hardening-Recloser-91870887 | Feeder | 13679 |  | 96 | 400 | 840782 | 0 | 363668.8755 | 436945.4269 | 560312.2107 | -477113.1245 | -403836.5731 | -280469.7893 | 0.43254 | 0.51969 | 0.66642 | 0.48207
15774 | Distribution Feeder Hardening | Distribution Feeder Hardening-Breaker-60192961 | Feeder | 13419 |  | 41 | 400 | 375087 | 0 | 160963.0419 | 190716.4507 | 239842.532 | -214123.9581 | -184370.5493 | -135244.468 | 0.42914 | 0.50846 | 0.63943 | 0.47396
2550 | Distribution Feeder Hardening | Distribution Feeder Hardening-Breaker-92300437 | Feeder | 13531 |  | 60 | 3 | 638885 | 0 | 275717.3148 | 324773.745 | 398776.6581 | -363167.6852 | -314111.255 | -240108.3419 | 0.43156 | 0.50834 | 0.62418 | 0.47386
9802 | Distribution Feeder Hardening | Distribution Feeder Hardening-Breaker-60585011 | Feeder | 13085 |  | 18 | 3 | 163888 | 0 | 69783.1643 | 79650.1574 | 93844.2148 | -94104.8357 | -84237.8426 | -70043.7852 | 0.4258 | 0.486 | 0.57261 | 0.45854
13986 | Distribution Feeder Hardening | Distribution Feeder Hardening-Breaker-60089471 | Feeder | 13953 |  | 39 | 10 | 441382 | 0 | 184862.8301 | 214691.9369 | 263068.7797 | -256519.1699 | -226690.0631 | -178313.2203 | 0.41883 | 0.48641 | 0.59601 | 0.45682
8513 | Distribution Feeder Hardening | Distribution Feeder Hardening-Breaker-93217548 | Feeder | 14267 |  | 12 | 400 | 157226 | 0 | 64375.3556 | 76035.4289 | 95982.5573 | -92850.6444 | -81190.5711 | -61243.4427 | 0.40944 | 0.48361 | 0.61048 | 0.4518
11632 | Distribution Feeder Hardening | Distribution Feeder Hardening-Recloser-92261342 | Feeder | 13377 |  | 15 | 196 | 202335 | 0 | 83712.7487 | 97007.9915 | 116763.3978 | -118622.2513 | -105327.0085 | -85571.6022 | 0.41373 | 0.47944 | 0.57708 | 0.44978
14579 | Distribution Feeder Hardening | Distribution Feeder Hardening-Breaker-60553658 | Feeder | 13750 |  | 36 | 400 | 315360 | 0 | 130525.1928 | 148709.4019 | 175583.6336 | -184834.8072 | -166650.5981 | -139776.3664 | 0.41389 | 0.47155 | 0.55677 | 0.44548
9050 | Distribution Feeder Hardening | Distribution Feeder Hardening-Breaker-60075141 | Feeder | 13583 |  | 21 | 198 | 205221 | 0 | 80338.2987 | 98020.6182 | 136321.4247 | -124882.7013 | -107200.3818 | -68899.5753 | 0.39147 | 0.47763 | 0.66427 | 0.4446
18652 | Distribution Feeder Hardening | Distribution Feeder Hardening-Breaker-60413621 | Feeder | 13982 |  | 14 | 24 | 123858 | 0 | 50009.5511 | 58950.2627 | 73011.1266 | -73848.4489 | -64907.7373 | -50846.8734 | 0.40377 | 0.47595 | 0.58947 | 0.44399
17731 | Distribution Feeder Hardening | Distribution Feeder Hardening-Breaker-60071487 | Feeder | 13731 |  | 25 | 400 | 300522 | 0 | 117589.3692 | 140065.3104 | 178489.1345 | -182932.6308 | -160456.6896 | -122032.8655 | 0.39128 | 0.46607 | 0.59393 | 0.43399
16804 | Distribution Feeder Hardening | Distribution Feeder Hardening-Recloser-91088654 | Feeder | 13098 |  | 3 | 102 | 26541 | 0 | 9988.3281 | 12094.4761 | 16490.9708 | -16552.6719 | -14446.5239 | -10050.0292 | 0.37634 | 0.45569 | 0.62134 | 0.42464
7271 | Distribution Feeder Hardening | Distribution Feeder Hardening-Breaker-60066344 | Feeder | 13546 |  | 105 | 400 | 1132959 | 0 | 423938.9213 | 509806.5586 | 700432.2379 | -709020.0787 | -623152.4414 | -432526.7621 | 0.37419 | 0.44998 | 0.61823 | 0.42133
6743 | Distribution Feeder Hardening | Distribution Feeder Hardening-Recloser-92668683 | Feeder | 14030 |  | 10 | 400 | 86904 | 0 | 33524.1646 | 38539.7964 | 46289.467 | -53379.8354 | -48364.2036 | -40614.533 | 0.38576 | 0.44348 | 0.53265 | 0.41776
16191 | Distribution Feeder Hardening | Distribution Feeder Hardening-Breaker-92300438 | Feeder | 13532 |  | 71 | 356 | 666139 | 0 | 247659.8056 | 297128.3114 | 402195.8162 | -418479.1944 | -369010.6886 | -263943.1838 | 0.37178 | 0.44605 | 0.60377 | 0.41726
9316 | Distribution Feeder Hardening | Distribution Feeder Hardening-Breaker-60045839 | Feeder | 13327 |  | 49 | 0 | 660961 | 0 | 244094.8925 | 292737.5339 | 397896.6567 | -416866.1075 | -368223.4661 | -263064.3433 | 0.3693 | 0.4429 | 0.602 | 0.41465
12844 | Distribution Feeder Hardening | Distribution Feeder Hardening-Recloser-91617385 | Feeder | 13622 |  | 47 | 75 | 465305 | 0 | 171639.6315 | 202881.6566 | 255579.31 | -293665.3685 | -262423.3434 | -209725.69 | 0.36888 | 0.43602 | 0.54927 | 0.40706
15099 | Distribution Feeder Hardening | Distribution Feeder Hardening-Breaker-60095718 | Feeder | 13772 |  | 22 | 400 | 203918 | 0 | 74975.7886 | 88550.8943 | 111316.7651 | -128942.2114 | -115367.1057 | -92601.2349 | 0.36768 | 0.43425 | 0.54589 | 0.40547
220 | Distribution Feeder Hardening | Distribution Feeder Hardening-Breaker-60372814 | Feeder | 14037 |  | 24 | 400 | 272674 | 0 | 96923.2889 | 116138.0474 | 151574.7326 | -175750.7111 | -156535.9526 | -121099.2674 | 0.35545 | 0.42592 | 0.55588 | 0.39664
2543 | Distribution Feeder Hardening | Distribution Feeder Hardening-Recloser-93420969 | Feeder | 13080 |  | 26 | 400 | 234664 | 0 | 86320.4022 | 98471.2109 | 116689.5894 | -148343.5978 | -136192.7891 | -117974.4106 | 0.36785 | 0.41963 | 0.49726 | 0.39632
7465 | Distribution Feeder Hardening | Distribution Feeder Hardening-Breaker-60075260 | Feeder | 13521 |  | 9 | 3 | 79623 | 0 | 29307.3816 | 33144.7194 | 38693.7293 | -50315.6184 | -46478.2806 | -40929.2707 | 0.36808 | 0.41627 | 0.48596 | 0.39432
19440 | Distribution Feeder Hardening | Distribution Feeder Hardening-Breaker-60089459 | Feeder | 13954 |  | 19 | 6 | 200587 | 0 | 71343.1212 | 83914.2392 | 104605.5811 | -129243.8788 | -116672.7608 | -95981.4189 | 0.35567 | 0.41834 | 0.5215 | 0.39106
10532 | Distribution Feeder Hardening | Distribution Feeder Hardening-Breaker-91109735 | Feeder | 13552 |  | 42 | 3 | 558120 | 0 | 193212.201 | 226177.5241 | 277556.3068 | -364907.799 | -331942.4759 | -280563.6932 | 0.34618 | 0.40525 | 0.49731 | 0.37902
4213 | Distribution Feeder Hardening | Distribution Feeder Hardening-Breaker-60084404 | Feeder | 13621 |  | 6 | 345 | 57724 | 0 | 19182.3981 | 23419.0886 | 32928.1932 | -38541.6019 | -34304.9114 | -24795.8068 | 0.33231 | 0.40571 | 0.57044 | 0.37814
12311 | Distribution Feeder Hardening | Distribution Feeder Hardening-Breaker-60084147 | Feeder | 14199 |  | 30 | 0 | 307188 | 0 | 101862.8154 | 122144.338 | 167843.5169 | -205325.1846 | -185043.662 | -139344.4831 | 0.3316 | 0.39762 | 0.54639 | 0.37288
6104 | Distribution Feeder Hardening | Distribution Feeder Hardening-Recloser-93125222 | Feeder | 13836 |  | 6 | 52 | 51516 | 0 | 16800.4271 | 20222.4 | 26910.8295 | -34715.5729 | -31293.6 | -24605.1705 | 0.32612 | 0.39255 | 0.52238 | 0.36567
3655 | Distribution Feeder Hardening | Distribution Feeder Hardening-Breaker-60064214 | Feeder | 13295 |  | 46 | 400 | 453326 | 0 | 143941.2801 | 170661.8679 | 215924.6562 | -309384.7199 | -282664.1321 | -237401.3438 | 0.31752 | 0.37647 | 0.47631 | 0.35108
2887 | Distribution Feeder Hardening | Distribution Feeder Hardening-Recloser-10556811 | Feeder | 13298 |  | 67 | 38 | 497822 | 0 | 155222.9601 | 187080.8209 | 249272.3338 | -342599.0399 | -310741.1791 | -248549.6662 | 0.3118 | 0.3758 | 0.50073 | 0.34989
1772 | Distribution Feeder Hardening | Distribution Feeder Hardening-Breaker-60071606 | Feeder | 13886 |  | 6 | 400 | 80934 | 0 | 26068.1918 | 29832.5473 | 35529.7234 | -54865.8082 | -51101.4527 | -45404.2766 | 0.32209 | 0.3686 | 0.439 | 0.34774
11134 | Distribution Feeder Hardening | Distribution Feeder Hardening-Breaker-93043091 | Feeder | 13264 |  | 1 | 400 | 8847 | 0 | 2860.0906 | 3249.0013 | 3749.5087 | -5986.9094 | -5597.9987 | -5097.4913 | 0.32328 | 0.36724 | 0.42382 | 0.34652
5678 | Distribution Feeder Hardening | Distribution Feeder Hardening-Breaker-60071799 | Feeder | 13336 |  | 37 | 2 | 341265 | 0 | 107654.1473 | 126278.954 | 155150.54 | -233610.8527 | -214986.046 | -186114.46 | 0.31546 | 0.37003 | 0.45463 | 0.34575
8716 | Distribution Feeder Hardening | Distribution Feeder Hardening-Recloser-93381126 | Feeder | 13808 |  | 34 | 17 | 379445 | 0 | 116679.7562 | 139888.0666 | 184108.5866 | -262765.2438 | -239556.9334 | -195336.4134 | 0.3075 | 0.36866 | 0.4852 | 0.34362
2663 | Distribution Feeder Hardening | Distribution Feeder Hardening-Breaker-60078511 | Feeder | 14109 |  | 19 | 52 | 168093 | 0 | 52274.819 | 60118.3826 | 71597.425 | -115818.181 | -107974.6174 | -96495.575 | 0.31099 | 0.35765 | 0.42594 | 0.33648
5082 | Distribution Feeder Hardening | Distribution Feeder Hardening-Breaker-60071809 | Feeder | 13335 |  | 35 | 5 | 309645 | 0 | 93529.0886 | 106767.2974 | 126253.528 | -216115.9114 | -202877.7026 | -183391.472 | 0.30205 | 0.34481 | 0.40774 | 0.32545
11295 | Distribution Feeder Hardening | Distribution Feeder Hardening-Breaker-60075015 | Feeder | 13710 |  | 13 | 400 | 115011 | 0 | 33986.0226 | 39932.1747 | 49131.632 | -81024.9774 | -75078.8253 | -65879.368 | 0.2955 | 0.3472 | 0.42719 | 0.32418
4058 | Distribution Feeder Hardening | Distribution Feeder Hardening-Breaker-60071608 | Feeder | 13891 |  | 18 | 400 | 181323 | 0 | 53891.5353 | 62596.7931 | 75637.053 | -127431.4647 | -118726.2069 | -105685.947 | 0.29721 | 0.34522 | 0.41714 | 0.32361
17100 | Distribution Feeder Hardening | Distribution Feeder Hardening-Breaker-90020780 | Feeder | 13922 |  | 66 | 400 | 583846 | 0 | 163939.9471 | 198243.1633 | 266171.5623 | -419906.0529 | -385602.8367 | -317674.4377 | 0.28079 | 0.33955 | 0.45589 | 0.31593
9045 | Distribution Feeder Hardening | Distribution Feeder Hardening-Breaker-60498458 | Feeder | 13169 |  | 27 | 400 | 285289 | 0 | 82352.3765 | 95066.2754 | 114592.8515 | -202936.6235 | -190222.7246 | -170696.1485 | 0.28866 | 0.33323 | 0.40167 | 0.31333
522 | Distribution Feeder Hardening | Distribution Feeder Hardening-Breaker-60589831 | Feeder | 13718 |  | 14 | 400 | 174920 | 0 | 50638.5554 | 57329.9664 | 66568.2238 | -124281.4446 | -117590.0336 | -108351.7762 | 0.2895 | 0.32775 | 0.38056 | 0.31008
17233 | Distribution Feeder Hardening | Distribution Feeder Hardening-Breaker-72901684 | Feeder | 14080 |  | 6 | 401 | 71650 | 0 | 19747.0384 | 23661.696 | 31009.1322 | -51902.9616 | -47988.304 | -40640.8678 | 0.2756 | 0.33024 | 0.43279 | 0.30771
4071 | Distribution Feeder Hardening | Distribution Feeder Hardening-Breaker-90679359 | Feeder | 13174 |  | 9 | 400 | 112117 | 0 | 30574.0181 | 36400.5475 | 47467.3862 | -81542.9819 | -75716.4525 | -64649.6138 | 0.2727 | 0.32467 | 0.42337 | 0.30336
1989 | Distribution Feeder Hardening | Distribution Feeder Hardening-Breaker-60068697 | Feeder | 13194 |  | 5 | 57 | 53519 | 0 | 13928.3018 | 16995.0078 | 23806.9975 | -39590.6982 | -36523.9922 | -29712.0025 | 0.26025 | 0.31755 | 0.44483 | 0.2959
330 | Distribution Feeder Hardening | Distribution Feeder Hardening-Breaker-60413838 | Feeder | 13660 |  | 36 | 3 | 453110 | 0 | 119056.7529 | 143377.5963 | 189731.3978 | -334053.2471 | -309732.4037 | -263378.6022 | 0.26275 | 0.31643 | 0.41873 | 0.29445
10876 | Distribution Feeder Hardening | Distribution Feeder Hardening-Recloser-91231447 | Feeder | 13007 |  | 60 | 0 | 809340 | 0 | 210899.5209 | 253150.9664 | 347941.6332 | -598440.4791 | -556189.0336 | -461398.3668 | 0.26058 | 0.31279 | 0.42991 | 0.29318
1708 | Distribution Feeder Hardening | Distribution Feeder Hardening-Recloser-92664334 | Feeder | 13226 |  | 17 | 34 | 150399 | 0 | 40518.3948 | 46412.8383 | 55423.2981 | -109880.6052 | -103986.1617 | -94975.7019 | 0.26941 | 0.3086 | 0.36851 | 0.29107
6165 | Distribution Feeder Hardening | Distribution Feeder Hardening-Breaker-60089495 | Feeder | 13955 |  | 25 | 6 | 221175 | 0 | 58350.41 | 66914.5035 | 79739.725 | -162824.59 | -154260.4965 | -141435.275 | 0.26382 | 0.30254 | 0.36053 | 0.28511
3180 | Distribution Feeder Hardening | Distribution Feeder Hardening-Recloser-60195643 | Feeder | 13962 |  | 26 | 267 | 230022 | 0 | 59826.0604 | 67945.6356 | 79281.9442 | -170195.9396 | -162076.3644 | -150740.0558 | 0.26009 | 0.29539 | 0.34467 | 0.27914
2236 | Distribution Feeder Hardening | Distribution Feeder Hardening-Breaker-60364699 | Feeder | 13575 |  | 15 | 400 | 188409 | 0 | 46333.7764 | 54080.1514 | 65783.7615 | -142075.2236 | -134328.8486 | -122625.2385 | 0.24592 | 0.28704 | 0.34915 | 0.26858
2348 | Distribution Feeder Hardening | Distribution Feeder Hardening-Breaker-60055156 | Feeder | 13071 |  | 7 | 185 | 67004 | 0 | 15746.7874 | 19224.677 | 27030.6796 | -51257.2126 | -47779.323 | -39973.3204 | 0.23501 | 0.28692 | 0.40342 | 0.26742
8052 | Distribution Feeder Hardening | Distribution Feeder Hardening-Breaker-60002173 | Feeder | 13002 |  | 3 | 0 | 26541 | 0 | 5978.4285 | 7310.236 | 10266.1688 | -20562.5715 | -19230.764 | -16274.8312 | 0.22525 | 0.27543 | 0.3868 | 0.25646
1934 | Distribution Feeder Hardening | Distribution Feeder Hardening-Breaker-60562022 | Feeder | 13921 |  | 36 | 400 | 318492 | 0 | 74076.0962 | 87045.7684 | 107813.9787 | -244415.9038 | -231446.2316 | -210678.0213 | 0.23258 | 0.27331 | 0.33851 | 0.25539
18976 | Distribution Feeder Hardening | Distribution Feeder Hardening-Breaker-60064331 | Feeder | 13530 |  | 12 | 240 | 129374 | 0 | 29922.1402 | 34697.6812 | 41741.9079 | -99451.8598 | -94676.3188 | -87632.0921 | 0.23128 | 0.2682 | 0.32265 | 0.25149
12600 | Distribution Feeder Hardening | Distribution Feeder Hardening-Recloser-91901169 | Feeder | 13071 |  | 20 | 279 | 185091 | 0 | 39015.5079 | 45773.464 | 57470.9946 | -146075.4921 | -139317.536 | -127620.0054 | 0.21079 | 0.2473 | 0.3105 | 0.23172
1998 | Distribution Feeder Hardening | Distribution Feeder Hardening-Breaker-60078428 | Feeder | 14096 |  | 8 | 400 | 84702 | 0 | 18023.8373 | 20633.1091 | 24554.218 | -66678.1627 | -64068.8909 | -60147.782 | 0.21279 | 0.2436 | 0.28989 | 0.22974
1398 | Distribution Feeder Hardening | Distribution Feeder Hardening-Recloser-92882327 | Feeder | 13460 |  | 1 | 11 | 8847 | 0 | 1834.3108 | 2078.7519 | 2436.0567 | -7012.6892 | -6768.2481 | -6410.9433 | 0.20734 | 0.23497 | 0.27535 | 0.22243
10155 | Distribution Feeder Hardening | Distribution Feeder Hardening-Recloser-93335953 | Feeder | 13889 |  | 5 | 8 | 44235 | 0 | 9164.331 | 10379.7561 | 12172.4441 | -35070.669 | -33855.2439 | -32062.5559 | 0.20717 | 0.23465 | 0.27518 | 0.22222
12808 | Distribution Feeder Hardening | Distribution Feeder Hardening-Breaker-91922236 | Feeder | 14119 |  | 25 | 400 | 235101 | 0 | 45016.6856 | 54268.4154 | 72579.8193 | -190084.3144 | -180832.5846 | -162521.1807 | 0.19148 | 0.23083 | 0.30872 | 0.21501
10701 | Distribution Feeder Hardening | Distribution Feeder Hardening-Breaker-72901667 | Feeder | 14081 |  | 3 | 400 | 26541 | 0 | 5236.149 | 5986.562 | 7116.2518 | -21304.851 | -20554.438 | -19424.7482 | 0.19729 | 0.22556 | 0.26812 | 0.21285
3355 | Distribution Feeder Hardening | Distribution Feeder Hardening-Recloser-60192230 | Feeder | 13254 |  | 7 | 4 | 61929 | 0 | 12098.9403 | 14028.9746 | 16925.4211 | -49830.0597 | -47900.0254 | -45003.5789 | 0.19537 | 0.22653 | 0.2733 | 0.21251
11685 | Distribution Feeder Hardening | Distribution Feeder Hardening-Breaker-92344189 | Feeder | 13819 |  | 11 | 0 | 120527 | 0 | 21766.0347 | 26452.9975 | 36851.4018 | -98760.9653 | -94074.0025 | -83675.5982 | 0.18059 | 0.21948 | 0.30575 | 0.20477
10001 | Distribution Feeder Hardening | Distribution Feeder Hardening-Recloser-92867665 | Feeder | 13711 |  | 2 | 400 | 17694 | 0 | 3156.0422 | 3853.0965 | 5417.6108 | -14537.9578 | -13840.9035 | -12276.3892 | 0.17837 | 0.21776 | 0.30618 | 0.20297
13164 | Distribution Feeder Hardening | Distribution Feeder Hardening-Breaker-60089448 | Feeder | 13956 |  | 24 | 400 | 281958 | 0 | 52003.3435 | 60919.1134 | 74273.9072 | -229954.6565 | -221038.8866 | -207684.0928 | 0.18444 | 0.21606 | 0.26342 | 0.20182
12141 | Distribution Feeder Hardening | Distribution Feeder Hardening-Recloser-92239261 | Feeder | 13365 |  | 7 | 2 | 61929 | 0 | 10963.0872 | 13046.298 | 16479.2923 | -50965.9128 | -48882.702 | -45449.7077 | 0.17703 | 0.21067 | 0.2661 | 0.19603
14846 | Distribution Feeder Hardening | Distribution Feeder Hardening-Recloser-92261314 | Feeder | 13377 |  | 21 | 117 | 266433 | 0 | 43884.4145 | 52589.4112 | 68825.3565 | -222548.5855 | -213843.5888 | -197607.6435 | 0.16471 | 0.19738 | 0.25832 | 0.18387
7749 | Distribution Feeder Hardening | Distribution Feeder Hardening-Recloser-92481163 | Feeder | 13219 |  | 28 | 294 | 238320 | 0 | 39549.0748 | 46967.9359 | 59865.6935 | -198770.9252 | -191352.0641 | -178454.3065 | 0.16595 | 0.19708 | 0.2512 | 0.18381
1212 | Distribution Feeder Hardening | Distribution Feeder Hardening-Breaker-60039269 | Feeder | 13919 |  | 11 | 36 | 111243 | 0 | 18495.3504 | 21616.0253 | 26306.5373 | -92747.6496 | -89626.9747 | -84936.4627 | 0.16626 | 0.19431 | 0.23648 | 0.1817
618 | Distribution Feeder Hardening | Distribution Feeder Hardening-Breaker-60034550 | Feeder | 13160 |  | 5 | 135 | 44235 | 0 | 6902.6394 | 8427.1801 | 11848.9587 | -37332.3606 | -35807.8199 | -32386.0413 | 0.15604 | 0.19051 | 0.26786 | 0.17757
6222 | Distribution Feeder Hardening | Distribution Feeder Hardening-Breaker-90382426 | Feeder | 13674 |  | 1 | 400 | 8847 | 0 | 1340.9039 | 1637.0605 | 2301.7738 | -7506.0961 | -7209.9395 | -6545.2262 | 0.15157 | 0.18504 | 0.26018 | 0.17247
5012 | Distribution Feeder Hardening | Distribution Feeder Hardening-Recloser-92168818 | Feeder | 13828 |  | 9 | 3 | 79623 | 0 | 12620.1037 | 14278.3984 | 16785.2714 | -67002.8963 | -65344.6016 | -62837.7286 | 0.1585 | 0.17933 | 0.21081 | 0.16998
9066 | Distribution Feeder Hardening | Distribution Feeder Hardening-Breaker-60070816 | Feeder | 13080 |  | 14 | 400 | 142859 | 0 | 21054.6871 | 25704.8977 | 36142.1341 | -121804.3129 | -117154.1023 | -106716.8659 | 0.14738 | 0.17993 | 0.25299 | 0.16771
312 | Distribution Feeder Hardening | Distribution Feeder Hardening-Breaker-92304969 | Feeder | 13215 |  | 6 | 0 | 53082 | 0 | 7875.563 | 9442.558 | 12972.86 | -45206.437 | -43639.442 | -40109.14 | 0.14837 | 0.17789 | 0.24439 | 0.16682
1318 | Distribution Feeder Hardening | Distribution Feeder Hardening-Recloser-91842145 | Feeder | 14275 |  | 10 | 12 | 85338 | 0 | 12562.8329 | 15126.3816 | 20239.692 | -72775.1671 | -70211.6184 | -65098.308 | 0.14721 | 0.17725 | 0.23717 | 0.16522
14720 | Distribution Feeder Hardening | Distribution Feeder Hardening-Breaker-60071801 | Feeder | 13333 |  | 35 | 368 | 303381 | 0 | 42434.8465 | 50814.7372 | 69591.3192 | -260946.1535 | -252566.2628 | -233789.6808 | 0.13987 | 0.16749 | 0.22939 | 0.15711
15119 | Distribution Feeder Hardening | Distribution Feeder Hardening-Breaker-60622771 | Feeder | 14341 |  | 19 | 14 | 168093 | 0 | 22511.2991 | 27483.2221 | 38642.5306 | -145581.7009 | -140609.7779 | -129450.4694 | 0.13392 | 0.1635 | 0.22989 | 0.15239
10353 | Distribution Feeder Hardening | Distribution Feeder Hardening-Recloser-93289303 | Feeder | 13808 |  | 18 | 40 | 159246 | 0 | 21589.7883 | 25933.9524 | 34240.2453 | -137656.2117 | -133312.0476 | -125005.7547 | 0.13558 | 0.16285 | 0.21501 | 0.1517
9953 | Distribution Feeder Hardening | Distribution Feeder Hardening-Breaker-60039190 | Feeder | 13636 |  | 14 | 0 | 128500 | 0 | 16803.2161 | 20509.2679 | 28647.7533 | -111696.7839 | -107990.7321 | -99852.2467 | 0.13076 | 0.15961 | 0.22294 | 0.14863
14936 | Distribution Feeder Hardening | Distribution Feeder Hardening-Breaker-60077367 | Feeder | 13670 |  | 8 | 180 | 70776 | 0 | 9443.6981 | 11213.4342 | 14184.9088 | -61332.3019 | -59562.5658 | -56591.0912 | 0.13343 | 0.15844 | 0.20042 | 0.14763
5272 | Distribution Feeder Hardening | Distribution Feeder Hardening-Breaker-60071861 | Feeder | 13679 |  | 37 | 400 | 329071 | 0 | 39824.6875 | 48620.505 | 68362.4121 | -289246.3125 | -280450.495 | -260708.5879 | 0.12102 | 0.14775 | 0.20774 | 0.13771
9081 | Distribution Feeder Hardening | Distribution Feeder Hardening-Recloser-92757733 | Feeder | 13830 |  | 1 | 210 | 8847 | 0 | 1075.3088 | 1298.1387 | 1755.9549 | -7771.6912 | -7548.8613 | -7091.0451 | 0.12155 | 0.14673 | 0.19848 | 0.13679
9672 | Distribution Feeder Hardening | Distribution Feeder Hardening-Recloser-93327296 | Feeder | 13985 |  | 16 | 0 | 178688 | 0 | 20572.0567 | 25120.3465 | 35242.6821 | -158115.9433 | -153567.6535 | -143445.3179 | 0.11513 | 0.14058 | 0.19723 | 0.13097
15140 | Distribution Feeder Hardening | Distribution Feeder Hardening-Recloser-90830496 | Feeder | 13423 |  | 18 | 48 | 159246 | 0 | 17603.1379 | 20966.3934 | 27018.7525 | -141642.8621 | -138279.6066 | -132227.2475 | 0.11054 | 0.13166 | 0.16967 | 0.12279
3586 | Distribution Feeder Hardening | Distribution Feeder Hardening-Breaker-60068434 | Feeder | 13364 |  | 3 | 104 | 26541 | 0 | 2949.3789 | 3362.4443 | 3960.6968 | -23591.6211 | -23178.5557 | -22580.3032 | 0.11113 | 0.12669 | 0.14923 | 0.1196
12215 | Distribution Feeder Hardening | Distribution Feeder Hardening-Recloser-93360846 | Feeder | 13298 |  | 41 | 73 | 492703 | 0 | 47235.0412 | 57462.0178 | 79848.066 | -445467.9588 | -435240.9822 | -412854.934 | 0.095869 | 0.11663 | 0.16206 | 0.10872
7474 | Distribution Feeder Hardening | Distribution Feeder Hardening-Recloser-91796306 | Feeder | 13030 |  | 13 | 0 | 169149 | 0 | 15725.6161 | 19189.2826 | 26923.1062 | -153423.3839 | -149959.7174 | -142225.8938 | 0.092969 | 0.11345 | 0.15917 | 0.10573
2933 | Distribution Feeder Hardening | Distribution Feeder Hardening-Breaker-60311514 | Feeder | 13451 |  | 22 | 0 | 211636 | 0 | 18972.2969 | 22836.3024 | 31418.7343 | -192663.7031 | -188799.6976 | -180217.2657 | 0.089646 | 0.1079 | 0.14846 | 0.101
15216 | Distribution Feeder Hardening | Distribution Feeder Hardening-Breaker-74207830 | Feeder | 13055 |  | 32 | 0 | 371302 | 0 | 29393.0786 | 35371.6964 | 48636.9076 | -341908.9214 | -335930.3036 | -322665.0924 | 0.079162 | 0.095264 | 0.13099 | 0.089176
18173 | Distribution Feeder Hardening | Distribution Feeder Hardening-Breaker-60047447 | Feeder | 13350 |  | 6 | 400 | 49950 | 0 | 3968.3857 | 4538.7062 | 5398.2387 | -45981.6143 | -45411.2938 | -44551.7613 | 0.079447 | 0.090865 | 0.10807 | 0.085735
11270 | Distribution Feeder Hardening | Distribution Feeder Hardening-Breaker-60071931 | Feeder | 14035 |  | 26 | 400 | 227644 | 0 | 16667.5714 | 20144.717 | 27884.2004 | -210976.4286 | -207499.283 | -199759.7996 | 0.073218 | 0.088492 | 0.12249 | 0.082727
16764 | Distribution Feeder Hardening | Distribution Feeder Hardening-Recloser-91619221 | Feeder | 13007 |  | 1 | 0 | 8847 | 0 | 614.5633 | 750.2979 | 1054.9495 | -8232.4367 | -8096.7021 | -7792.0505 | 0.069466 | 0.084808 | 0.11924 | 0.079046
2530 | Distribution Feeder Hardening | Distribution Feeder Hardening-Recloser-90709100 | Feeder | 14306 |  | 4 | 154 | 53956 | 0 | 3775.3176 | 4469.5023 | 5538.8733 | -50180.6824 | -49486.4977 | -48417.1267 | 0.06997 | 0.082836 | 0.10266 | 0.077099
16054 | Distribution Feeder Hardening | Distribution Feeder Hardening-Breaker-60071933 | Feeder | 14036 |  | 3 | 8 | 26541 | 0 | 1865.2201 | 2109.7106 | 2437.9533 | -24675.7799 | -24431.2894 | -24103.0467 | 0.070277 | 0.079489 | 0.091856 | 0.075198
10390 | Distribution Feeder Hardening | Distribution Feeder Hardening-Breaker-60064560 | Feeder | 13399 |  | 21 | 0 | 184221 | 0 | 12340.4931 | 14809.4255 | 19985.4058 | -171880.5069 | -169411.5745 | -164235.5942 | 0.066987 | 0.080389 | 0.10849 | 0.075158
3097 | Distribution Feeder Hardening | Distribution Feeder Hardening-Breaker-60068616 | Feeder | 13980 |  | 17 | 0 | 187535 | 0 | 12496.6193 | 15044.1042 | 20710.989 | -175038.3807 | -172490.8958 | -166824.011 | 0.066636 | 0.08022 | 0.11044 | 0.075092
1955 | Distribution Feeder Hardening | Distribution Feeder Hardening-Breaker-92384664 | Feeder | 13377 |  | 5 | 257 | 67445 | 0 | 4580.7425 | 5370.035 | 6618.2829 | -62864.2575 | -62074.965 | -60826.7171 | 0.067918 | 0.079621 | 0.098129 | 0.07445
3291 | Distribution Feeder Hardening | Distribution Feeder Hardening-Breaker-60038043 | Feeder | 13452 |  | 23 | 0 | 206557 | 0 | 13210.0521 | 15839.7451 | 21256.0657 | -193346.9479 | -190717.2549 | -185300.9343 | 0.063954 | 0.076685 | 0.10291 | 0.071668
3089 | Distribution Feeder Hardening | Distribution Feeder Hardening-Breaker-60055546 | Feeder | 13762 |  | 23 | 0 | 203481 | 0 | 12802.6494 | 15504.6118 | 21560.6684 | -190678.3506 | -187976.3882 | -181920.3316 | 0.062918 | 0.076197 | 0.10596 | 0.071206
613 | Distribution Feeder Hardening | Distribution Feeder Hardening-Breaker-74207259 | Feeder | 13497 |  | 4 | 3 | 53956 | 0 | 3475.8139 | 3972.5804 | 4686.0214 | -50480.1861 | -49983.4196 | -49269.9786 | 0.064419 | 0.073626 | 0.086849 | 0.069424
7449 | Distribution Feeder Hardening | Distribution Feeder Hardening-Breaker-60311518 | Feeder | 13453 |  | 17 | 0 | 150399 | 0 | 8881.4532 | 10651.8061 | 14641.7982 | -141517.5468 | -139747.1939 | -135757.2018 | 0.059053 | 0.070824 | 0.097353 | 0.066414
10047 | Distribution Feeder Hardening | Distribution Feeder Hardening-Breaker-60078138 | Feeder | 13872 |  | 3 | 400 | 24975 | 0 | 1448.6357 | 1656.6257 | 1959.7034 | -23526.3643 | -23318.3743 | -23015.2966 | 0.058003 | 0.066331 | 0.078467 | 0.062548
14922 | Distribution Feeder Hardening | Distribution Feeder Hardening-Recloser-92198638 | Feeder | 13035 |  | 24 | 0 | 226254 | 0 | 12517.4265 | 15016.0306 | 20315.5068 | -213736.5735 | -211237.9694 | -205938.4932 | 0.055325 | 0.066368 | 0.089791 | 0.062084
16807 | Distribution Feeder Hardening | Distribution Feeder Hardening-Recloser-91018683 | Feeder | 13298 |  | 19 | 11 | 185961 | 0 | 9933.2783 | 12072.847 | 16786.417 | -176027.7217 | -173888.153 | -169174.583 | 0.053416 | 0.064921 | 0.090268 | 0.060553
5745 | Distribution Feeder Hardening | Distribution Feeder Hardening-Breaker-90981294 | Feeder | 13362 |  | 9 | 0 | 79623 | 0 | 4025.1842 | 4827.0984 | 6634.2329 | -75597.8158 | -74795.9016 | -72988.7671 | 0.050553 | 0.060624 | 0.083321 | 0.056851
2165 | Distribution Feeder Hardening | Distribution Feeder Hardening-Breaker-60300014 | Feeder | 14207 |  | 6 | 0 | 71650 | 0 | 2733.0981 | 3336.7395 | 4691.5918 | -68916.9019 | -68313.2605 | -66958.4082 | 0.038145 | 0.04657 | 0.065479 | 0.043406
13839 | Distribution Feeder Hardening | Distribution Feeder Hardening-Breaker-60047858 | Feeder | 13504 |  | 15 | 0 | 140423 | 0 | 5165.1009 | 6218.2388 | 8561.7199 | -135257.8991 | -134204.7612 | -131861.2801 | 0.036782 | 0.044282 | 0.060971 | 0.041451
17214 | Distribution Feeder Hardening | Distribution Feeder Hardening-Recloser-93356630 | Feeder | 13808 |  | 2 | 5 | 17694 | 0 | 641.4342 | 777.5764 | 1072.2568 | -17052.5658 | -16916.4236 | -16621.7432 | 0.036252 | 0.043946 | 0.0606 | 0.040995
854 | Distribution Feeder Hardening | Distribution Feeder Hardening-Recloser-91839434 | Feeder | 13672 |  | 15 | 0 | 132705 | 0 | 4572.765 | 5587.8237 | 7840.3124 | -128132.235 | -127117.1763 | -124864.6876 | 0.034458 | 0.042107 | 0.059081 | 0.039215
9429 | Distribution Feeder Hardening | Distribution Feeder Hardening-Breaker-60066663 | Feeder | 13944 |  | 1 | 0 | 8847 | 0 | 303.1899 | 368.8425 | 514.7809 | -8543.8101 | -8478.1575 | -8332.2191 | 0.03427 | 0.041691 | 0.058187 | 0.038888
10226 | Distribution Feeder Hardening | Distribution Feeder Hardening-Breaker-60307607 | Feeder | 14004 |  | 15 | 0 | 202335 | 0 | 6286.6712 | 7523.829 | 10095.7187 | -196048.3288 | -194811.171 | -192239.2813 | 0.031071 | 0.037185 | 0.049896 | 0.034787
16884 | Distribution Feeder Hardening | Distribution Feeder Hardening-Breaker-60336767 | Feeder | 13195 |  | 15 | 0 | 160557 | 0 | 3383.2613 | 4131.507 | 5765.6246 | -157173.7387 | -156425.493 | -154791.3754 | 0.021072 | 0.025732 | 0.03591 | 0.023954
6123 | Distribution Feeder Hardening | Distribution Feeder Hardening-Breaker-60104173 | Feeder | 13971 |  | 15 | 0 | 132705 | 0 | 2784.0585 | 3320.3463 | 4423.8522 | -129920.9415 | -129384.6537 | -128281.1478 | 0.020979 | 0.025021 | 0.033336 | 0.023427
16066 | Distribution Feeder Hardening | Distribution Feeder Hardening-Breaker-74207161 | Feeder | 13050 |  | 10 | 0 | 120964 | 0 | 2106.7439 | 2513.0773 | 3348.9184 | -118857.2561 | -118450.9227 | -117615.0816 | 0.017416 | 0.020775 | 0.027685 | 0.019451
13572 | Distribution Feeder Hardening | Distribution Feeder Hardening-Breaker-60083780 | Feeder | 13713 |  | 2 |  | 26978 | 0 | 457.4589 | 558.4948 | 785.2665 | -26520.5411 | -26419.5052 | -26192.7335 | 0.016957 | 0.020702 | 0.029108 | 0.019295
10914 | Distribution Feeder Hardening | Distribution Feeder Hardening-Breaker-60068426 | Feeder | 13366 |  | 8 | 0 | 70776 | 0 | 1204.8024 | 1442.4315 | 1973.4063 | -69571.1976 | -69333.5685 | -68802.5937 | 0.017023 | 0.02038 | 0.027882 | 0.019116
17372 | Distribution Feeder Hardening | Distribution Feeder Hardening-Breaker-60064306 | Feeder | 13078 |  | 15 | 21 | 132705 | 0 | 2198.1535 | 2683.6452 | 3773.3146 | -130506.8465 | -130021.3548 | -128931.6854 | 0.016564 | 0.020223 | 0.028434 | 0.018849
16060 | Distribution Feeder Hardening | Distribution Feeder Hardening-Breaker-60038767 | Feeder | 13551 |  | 8 | 0 | 107912 | 0 | 1527.2368 | 1813.4687 | 2411.7165 | -106384.7632 | -106098.5313 | -105500.2835 | 0.014153 | 0.016805 | 0.022349 | 0.015768
16129 | Distribution Feeder Hardening | Distribution Feeder Hardening-Recloser-93364602 | Feeder | 13213 |  | 2 | 2 | 22336 | 0 | 297.364 | 346.3347 | 419.2102 | -22038.636 | -21989.6653 | -21916.7898 | 0.013313 | 0.015506 | 0.018768 | 0.014516
14237 | Distribution Feeder Hardening | Distribution Feeder Hardening-Breaker-60068463 | Feeder | 13367 |  | 7 | 0 | 61929 | 0 | 675.486 | 809.3613 | 1098.1409 | -61253.514 | -61119.6387 | -60830.8591 | 0.010907 | 0.013069 | 0.017732 | 0.012238
6070 | Distribution Feeder Hardening | Distribution Feeder Hardening-Recloser-92877151 | Feeder | 13327 |  | 1 | 0 | 13489 | 0 | 126.057 | 149.8097 | 199.2487 | -13362.943 | -13339.1903 | -13289.7513 | 0.0093452 | 0.011106 | 0.014771 | 0.010416
6101 | Distribution Feeder Hardening | Distribution Feeder Hardening-Recloser-93114052 | Feeder | 14199 |  | 2 |  | 26978 | 0 | 101.9886 | 124.5141 | 175.0719 | -26876.0114 | -26853.4859 | -26802.9281 | 0.0037804 | 0.0046154 | 0.0064894 | 0.0043018
10260 | Distribution Feeder Hardening | Distribution Feeder Hardening-Breaker-60185161 | Feeder | 13282 |  | 1 | 0 | 13489 | 0 | 19.4264 | 23.717 | 33.347 | -13469.5736 | -13465.283 | -13455.653 | 0.0014402 | 0.0017582 | 0.0024722 | 0.0016388
19981 | Distribution Feeder Hardening | FLISR-13115 | Automation Hardening | 13115 |  |  |  | 800000 | 0 | 2491191.9881 | 2491191.9881 | 2491191.9881 | 1691191.9881 | 1691191.9881 | 1691191.9881 | 3.114 | 3.114 | 3.114 | 3.114
20364 | Distribution Feeder Hardening | FLISR-13099 | Automation Hardening | 13099 |  |  |  | 800000 | 0 | 2490823.0128 | 2490823.0128 | 2490823.0128 | 1690823.0128 | 1690823.0128 | 1690823.0128 | 3.1135 | 3.1135 | 3.1135 | 3.1135
20254 | Distribution Feeder Hardening | FLISR-13706 | Automation Hardening | 13706 |  |  |  | 800000 | 0 | 2457639.7711 | 2457639.7711 | 2457639.7711 | 1657639.7711 | 1657639.7711 | 1657639.7711 | 3.072 | 3.072 | 3.072 | 3.072
20069 | Distribution Feeder Hardening | FLISR-13123 | Automation Hardening | 13123 |  |  |  | 800000 | 0 | 2452763.0952 | 2452763.0952 | 2452763.0952 | 1652763.0952 | 1652763.0952 | 1652763.0952 | 3.066 | 3.066 | 3.066 | 3.066
20427 | Distribution Feeder Hardening | FLISR-13853 | Automation Hardening | 13853 |  |  |  | 800000 | 0 | 2440191.878 | 2440191.878 | 2440191.878 | 1640191.878 | 1640191.878 | 1640191.878 | 3.0502 | 3.0502 | 3.0502 | 3.0502
20153 | Distribution Feeder Hardening | FLISR-13840 | Automation Hardening | 13840 |  |  |  | 800000 | 0 | 2375142.428 | 2375142.428 | 2375142.428 | 1575142.428 | 1575142.428 | 1575142.428 | 2.9689 | 2.9689 | 2.9689 | 2.9689
20369 | Distribution Feeder Hardening | FLISR-13290 | Automation Hardening | 13290 |  |  |  | 800000 | 0 | 2374999.3963 | 2374999.3963 | 2374999.3963 | 1574999.3963 | 1574999.3963 | 1574999.3963 | 2.9687 | 2.9687 | 2.9687 | 2.9687
19994 | Distribution Feeder Hardening | FLISR-13024 | Automation Hardening | 13024 |  |  |  | 800000 | 0 | 2321689.4481 | 2321689.4481 | 2321689.4481 | 1521689.4481 | 1521689.4481 | 1521689.4481 | 2.9021 | 2.9021 | 2.9021 | 2.9021
19860 | Distribution Feeder Hardening | FLISR-13459 | Automation Hardening | 13459 |  |  |  | 800000 | 0 | 2280627.2832 | 2280627.2832 | 2280627.2832 | 1480627.2832 | 1480627.2832 | 1480627.2832 | 2.8508 | 2.8508 | 2.8508 | 2.8508
20279 | Distribution Feeder Hardening | FLISR-13174 | Automation Hardening | 13174 |  |  |  | 800000 | 0 | 2276013.1293 | 2276013.1293 | 2276013.1293 | 1476013.1293 | 1476013.1293 | 1476013.1293 | 2.845 | 2.845 | 2.845 | 2.845
20029 | Distribution Feeder Hardening | FLISR-13311 | Automation Hardening | 13311 |  |  |  | 800000 | 0 | 2274775.0301 | 2274775.0301 | 2274775.0301 | 1474775.0301 | 1474775.0301 | 1474775.0301 | 2.8435 | 2.8435 | 2.8435 | 2.8435
20257 | Distribution Feeder Hardening | FLISR-13205 | Automation Hardening | 13205 |  |  |  | 800000 | 0 | 2234375.2731 | 2234375.2731 | 2234375.2731 | 1434375.2731 | 1434375.2731 | 1434375.2731 | 2.793 | 2.793 | 2.793 | 2.793
20161 | Distribution Feeder Hardening | FLISR-13753 | Automation Hardening | 13753 |  |  |  | 800000 | 0 | 2192233.2034 | 2192233.2034 | 2192233.2034 | 1392233.2034 | 1392233.2034 | 1392233.2034 | 2.7403 | 2.7403 | 2.7403 | 2.7403
20281 | Distribution Feeder Hardening | FLISR-13026 | Automation Hardening | 13026 |  |  |  | 800000 | 0 | 2184316.4476 | 2184316.4476 | 2184316.4476 | 1384316.4476 | 1384316.4476 | 1384316.4476 | 2.7304 | 2.7304 | 2.7304 | 2.7304
20350 | Distribution Feeder Hardening | FLISR-13579 | Automation Hardening | 13579 |  |  |  | 800000 | 0 | 2151945.7804 | 2151945.7804 | 2151945.7804 | 1351945.7804 | 1351945.7804 | 1351945.7804 | 2.6899 | 2.6899 | 2.6899 | 2.6899
20021 | Distribution Feeder Hardening | FLISR-13039 | Automation Hardening | 13039 |  |  |  | 800000 | 0 | 2132761.6808 | 2132761.6808 | 2132761.6808 | 1332761.6808 | 1332761.6808 | 1332761.6808 | 2.666 | 2.666 | 2.666 | 2.666
20163 | Distribution Feeder Hardening | FLISR-13278 | Automation Hardening | 13278 |  |  |  | 800000 | 0 | 2104812.2862 | 2104812.2862 | 2104812.2862 | 1304812.2862 | 1304812.2862 | 1304812.2862 | 2.631 | 2.631 | 2.631 | 2.631
19801 | Distribution Feeder Hardening | FLISR-13206 | Automation Hardening | 13206 |  |  |  | 800000 | 0 | 2099509.7522 | 2099509.7522 | 2099509.7522 | 1299509.7522 | 1299509.7522 | 1299509.7522 | 2.6244 | 2.6244 | 2.6244 | 2.6244
20018 | Distribution Feeder Hardening | FLISR-13298 | Automation Hardening | 13298 |  |  |  | 800000 | 0 | 2096487.3229 | 2096487.3229 | 2096487.3229 | 1296487.3229 | 1296487.3229 | 1296487.3229 | 2.6206 | 2.6206 | 2.6206 | 2.6206
20325 | Distribution Feeder Hardening | FLISR-13128 | Automation Hardening | 13128 |  |  |  | 800000 | 0 | 2092902.7633 | 2092902.7633 | 2092902.7633 | 1292902.7633 | 1292902.7633 | 1292902.7633 | 2.6161 | 2.6161 | 2.6161 | 2.6161
20388 | Distribution Feeder Hardening | FLISR-13391 | Automation Hardening | 13391 |  |  |  | 800000 | 0 | 2069614.6514 | 2069614.6514 | 2069614.6514 | 1269614.6514 | 1269614.6514 | 1269614.6514 | 2.587 | 2.587 | 2.587 | 2.587
19824 | Distribution Feeder Hardening | FLISR-13041 | Automation Hardening | 13041 |  |  |  | 800000 | 0 | 2001825.5927 | 2001825.5927 | 2001825.5927 | 1201825.5927 | 1201825.5927 | 1201825.5927 | 2.5023 | 2.5023 | 2.5023 | 2.5023
20370 | Distribution Feeder Hardening | FLISR-13371 | Automation Hardening | 13371 |  |  |  | 800000 | 0 | 1978951.421 | 1978951.421 | 1978951.421 | 1178951.421 | 1178951.421 | 1178951.421 | 2.4737 | 2.4737 | 2.4737 | 2.4737
20336 | Distribution Feeder Hardening | FLISR-13691 | Automation Hardening | 13691 |  |  |  | 800000 | 0 | 1944074.9923 | 1944074.9923 | 1944074.9923 | 1144074.9923 | 1144074.9923 | 1144074.9923 | 2.4301 | 2.4301 | 2.4301 | 2.4301
19929 | Distribution Feeder Hardening | FLISR-13838 | Automation Hardening | 13838 |  |  |  | 800000 | 0 | 1939637.464 | 1939637.464 | 1939637.464 | 1139637.464 | 1139637.464 | 1139637.464 | 2.4245 | 2.4245 | 2.4245 | 2.4245
20283 | Distribution Feeder Hardening | FLISR-13299 | Automation Hardening | 13299 |  |  |  | 800000 | 0 | 1902146.0513 | 1902146.0513 | 1902146.0513 | 1102146.0513 | 1102146.0513 | 1102146.0513 | 2.3777 | 2.3777 | 2.3777 | 2.3777
20045 | Distribution Feeder Hardening | FLISR-13738 | Automation Hardening | 13738 |  |  |  | 800000 | 0 | 1881956.5347 | 1881956.5347 | 1881956.5347 | 1081956.5347 | 1081956.5347 | 1081956.5347 | 2.3524 | 2.3524 | 2.3524 | 2.3524
20208 | Distribution Feeder Hardening | FLISR-13035 | Automation Hardening | 13035 |  |  |  | 800000 | 0 | 1846314.8084 | 1846314.8084 | 1846314.8084 | 1046314.8084 | 1046314.8084 | 1046314.8084 | 2.3079 | 2.3079 | 2.3079 | 2.3079
20247 | Distribution Feeder Hardening | FLISR-13235 | Automation Hardening | 13235 |  |  |  | 800000 | 0 | 1844488.7848 | 1844488.7848 | 1844488.7848 | 1044488.7848 | 1044488.7848 | 1044488.7848 | 2.3056 | 2.3056 | 2.3056 | 2.3056
20137 | Distribution Feeder Hardening | FLISR-13815 | Automation Hardening | 13815 |  |  |  | 800000 | 0 | 1817205.9631 | 1817205.9631 | 1817205.9631 | 1017205.9631 | 1017205.9631 | 1017205.9631 | 2.2715 | 2.2715 | 2.2715 | 2.2715
20255 | Distribution Feeder Hardening | FLISR-13797 | Automation Hardening | 13797 |  |  |  | 800000 | 0 | 1798851.3171 | 1798851.3171 | 1798851.3171 | 998851.3171 | 998851.3171 | 998851.3171 | 2.2486 | 2.2486 | 2.2486 | 2.2486
20202 | Distribution Feeder Hardening | FLISR-13037 | Automation Hardening | 13037 |  |  |  | 800000 | 0 | 1798067.2875 | 1798067.2875 | 1798067.2875 | 998067.2875 | 998067.2875 | 998067.2875 | 2.2476 | 2.2476 | 2.2476 | 2.2476
20294 | Distribution Feeder Hardening | FLISR-13126 | Automation Hardening | 13126 |  |  |  | 800000 | 0 | 1796738.3866 | 1796738.3866 | 1796738.3866 | 996738.3866 | 996738.3866 | 996738.3866 | 2.2459 | 2.2459 | 2.2459 | 2.2459
20198 | Distribution Feeder Hardening | FLISR-13948 | Automation Hardening | 13948 |  |  |  | 800000 | 0 | 1789846.4981 | 1789846.4981 | 1789846.4981 | 989846.4981 | 989846.4981 | 989846.4981 | 2.2373 | 2.2373 | 2.2373 | 2.2373
20240 | Distribution Feeder Hardening | FLISR-14112 | Automation Hardening | 14112 |  |  |  | 800000 | 0 | 1785111.9804 | 1785111.9804 | 1785111.9804 | 985111.9804 | 985111.9804 | 985111.9804 | 2.2314 | 2.2314 | 2.2314 | 2.2314
20212 | Distribution Feeder Hardening | FLISR-13661 | Automation Hardening | 13661 |  |  |  | 800000 | 0 | 1771119.5483 | 1771119.5483 | 1771119.5483 | 971119.5483 | 971119.5483 | 971119.5483 | 2.2139 | 2.2139 | 2.2139 | 2.2139
19867 | Distribution Feeder Hardening | FLISR-14040 | Automation Hardening | 14040 |  |  |  | 800000 | 0 | 1745745.1167 | 1745745.1167 | 1745745.1167 | 945745.1167 | 945745.1167 | 945745.1167 | 2.1822 | 2.1822 | 2.1822 | 2.1822
20138 | Distribution Feeder Hardening | FLISR-13150 | Automation Hardening | 13150 |  |  |  | 800000 | 0 | 1611807.2216 | 1611807.2216 | 1611807.2216 | 811807.2216 | 811807.2216 | 811807.2216 | 2.0148 | 2.0148 | 2.0148 | 2.0148
20312 | Distribution Feeder Hardening | FLISR-13097 | Automation Hardening | 13097 |  |  |  | 800000 | 0 | 1594418.894 | 1594418.894 | 1594418.894 | 794418.894 | 794418.894 | 794418.894 | 1.993 | 1.993 | 1.993 | 1.993
19760 | Distribution Feeder Hardening | FLISR-13909 | Automation Hardening | 13909 |  |  |  | 800000 | 0 | 1574333.7184 | 1574333.7184 | 1574333.7184 | 774333.7184 | 774333.7184 | 774333.7184 | 1.9679 | 1.9679 | 1.9679 | 1.9679
20274 | Distribution Feeder Hardening | FLISR-13582 | Automation Hardening | 13582 |  |  |  | 800000 | 0 | 1552531.3466 | 1552531.3466 | 1552531.3466 | 752531.3466 | 752531.3466 | 752531.3466 | 1.9407 | 1.9407 | 1.9407 | 1.9407
20146 | Distribution Feeder Hardening | FLISR-13125 | Automation Hardening | 13125 |  |  |  | 800000 | 0 | 1544469.5946 | 1544469.5946 | 1544469.5946 | 744469.5946 | 744469.5946 | 744469.5946 | 1.9306 | 1.9306 | 1.9306 | 1.9306
20058 | Distribution Feeder Hardening | FLISR-13959 | Automation Hardening | 13959 |  |  |  | 800000 | 0 | 1540708.2164 | 1540708.2164 | 1540708.2164 | 740708.2164 | 740708.2164 | 740708.2164 | 1.9259 | 1.9259 | 1.9259 | 1.9259
20008 | Distribution Feeder Hardening | FLISR-13707 | Automation Hardening | 13707 |  |  |  | 800000 | 0 | 1533141.2136 | 1533141.2136 | 1533141.2136 | 733141.2136 | 733141.2136 | 733141.2136 | 1.9164 | 1.9164 | 1.9164 | 1.9164
19770 | Distribution Feeder Hardening | FLISR-13754 | Automation Hardening | 13754 |  |  |  | 800000 | 0 | 1504844.0859 | 1504844.0859 | 1504844.0859 | 704844.0859 | 704844.0859 | 704844.0859 | 1.8811 | 1.8811 | 1.8811 | 1.8811
20047 | Distribution Feeder Hardening | FLISR-13124 | Automation Hardening | 13124 |  |  |  | 800000 | 0 | 1456334.809 | 1456334.809 | 1456334.809 | 656334.809 | 656334.809 | 656334.809 | 1.8204 | 1.8204 | 1.8204 | 1.8204
19936 | Distribution Feeder Hardening | FLISR-13444 | Automation Hardening | 13444 |  |  |  | 800000 | 0 | 1443024.7228 | 1443024.7228 | 1443024.7228 | 643024.7228 | 643024.7228 | 643024.7228 | 1.8038 | 1.8038 | 1.8038 | 1.8038
19862 | Distribution Feeder Hardening | FLISR-13830 | Automation Hardening | 13830 |  |  |  | 800000 | 0 | 1373946.3014 | 1373946.3014 | 1373946.3014 | 573946.3014 | 573946.3014 | 573946.3014 | 1.7174 | 1.7174 | 1.7174 | 1.7174
20172 | Distribution Feeder Hardening | FLISR-13471 | Automation Hardening | 13471 |  |  |  | 800000 | 0 | 1352245.3366 | 1352245.3366 | 1352245.3366 | 552245.3366 | 552245.3366 | 552245.3366 | 1.6903 | 1.6903 | 1.6903 | 1.6903
20126 | Distribution Feeder Hardening | FLISR-13114 | Automation Hardening | 13114 |  |  |  | 800000 | 0 | 1347452.647 | 1347452.647 | 1347452.647 | 547452.647 | 547452.647 | 547452.647 | 1.6843 | 1.6843 | 1.6843 | 1.6843
20200 | Distribution Feeder Hardening | FLISR-13850 | Automation Hardening | 13850 |  |  |  | 800000 | 0 | 1324569.0671 | 1324569.0671 | 1324569.0671 | 524569.0671 | 524569.0671 | 524569.0671 | 1.6557 | 1.6557 | 1.6557 | 1.6557
19980 | Distribution Feeder Hardening | FLISR-13679 | Automation Hardening | 13679 |  |  |  | 800000 | 0 | 1295213.9852 | 1295213.9852 | 1295213.9852 | 495213.9852 | 495213.9852 | 495213.9852 | 1.619 | 1.619 | 1.619 | 1.619
20016 | Distribution Feeder Hardening | FLISR-13432 | Automation Hardening | 13432 |  |  |  | 800000 | 0 | 1287028.5376 | 1287028.5376 | 1287028.5376 | 487028.5376 | 487028.5376 | 487028.5376 | 1.6088 | 1.6088 | 1.6088 | 1.6088
20251 | Distribution Feeder Hardening | FLISR-13199 | Automation Hardening | 13199 |  |  |  | 800000 | 0 | 1285599.3529 | 1285599.3529 | 1285599.3529 | 485599.3529 | 485599.3529 | 485599.3529 | 1.607 | 1.607 | 1.607 | 1.607
19758 | Distribution Feeder Hardening | FLISR-13082 | Automation Hardening | 13082 |  |  |  | 800000 | 0 | 1230170.6724 | 1230170.6724 | 1230170.6724 | 430170.6724 | 430170.6724 | 430170.6724 | 1.5377 | 1.5377 | 1.5377 | 1.5377
20006 | Distribution Feeder Hardening | FLISR-13109 | Automation Hardening | 13109 |  |  |  | 800000 | 0 | 1210383.327 | 1210383.327 | 1210383.327 | 410383.327 | 410383.327 | 410383.327 | 1.513 | 1.513 | 1.513 | 1.513
20405 | Distribution Feeder Hardening | FLISR-13188 | Automation Hardening | 13188 |  |  |  | 800000 | 0 | 1189919.6223 | 1189919.6223 | 1189919.6223 | 389919.6223 | 389919.6223 | 389919.6223 | 1.4874 | 1.4874 | 1.4874 | 1.4874
19906 | Distribution Feeder Hardening | FLISR-14089 | Automation Hardening | 14089 |  |  |  | 800000 | 0 | 1145908.3442 | 1145908.3442 | 1145908.3442 | 345908.3442 | 345908.3442 | 345908.3442 | 1.4324 | 1.4324 | 1.4324 | 1.4324
20174 | Distribution Feeder Hardening | FLISR-13020 | Automation Hardening | 13020 |  |  |  | 800000 | 0 | 1145671.8516 | 1145671.8516 | 1145671.8516 | 345671.8516 | 345671.8516 | 345671.8516 | 1.4321 | 1.4321 | 1.4321 | 1.4321
20214 | Distribution Feeder Hardening | FLISR-13454 | Automation Hardening | 13454 |  |  |  | 800000 | 0 | 1137316.4758 | 1137316.4758 | 1137316.4758 | 337316.4758 | 337316.4758 | 337316.4758 | 1.4216 | 1.4216 | 1.4216 | 1.4216
20400 | Distribution Feeder Hardening | FLISR-14020 | Automation Hardening | 14020 |  |  |  | 800000 | 0 | 1102438.5606 | 1102438.5606 | 1102438.5606 | 302438.5606 | 302438.5606 | 302438.5606 | 1.378 | 1.378 | 1.378 | 1.378
20323 | Distribution Feeder Hardening | FLISR-13836 | Automation Hardening | 13836 |  |  |  | 800000 | 0 | 1088710.5046 | 1088710.5046 | 1088710.5046 | 288710.5046 | 288710.5046 | 288710.5046 | 1.3609 | 1.3609 | 1.3609 | 1.3609
19957 | Distribution Feeder Hardening | FLISR-13214 | Automation Hardening | 13214 |  |  |  | 800000 | 0 | 1064290.9445 | 1064290.9445 | 1064290.9445 | 264290.9445 | 264290.9445 | 264290.9445 | 1.3304 | 1.3304 | 1.3304 | 1.3304
19890 | Distribution Feeder Hardening | FLISR-13080 | Automation Hardening | 13080 |  |  |  | 800000 | 0 | 1051197.8596 | 1051197.8596 | 1051197.8596 | 251197.8596 | 251197.8596 | 251197.8596 | 1.314 | 1.314 | 1.314 | 1.314
19926 | Distribution Feeder Hardening | FLISR-13388 | Automation Hardening | 13388 |  |  |  | 800000 | 0 | 1047058.345 | 1047058.345 | 1047058.345 | 247058.345 | 247058.345 | 247058.345 | 1.3088 | 1.3088 | 1.3088 | 1.3088
19764 | Distribution Feeder Hardening | FLISR-13312 | Automation Hardening | 13312 |  |  |  | 800000 | 0 | 1033410.8841 | 1033410.8841 | 1033410.8841 | 233410.8841 | 233410.8841 | 233410.8841 | 1.2918 | 1.2918 | 1.2918 | 1.2918
19872 | Distribution Feeder Hardening | FLISR-13243 | Automation Hardening | 13243 |  |  |  | 800000 | 0 | 997297.5817 | 997297.5817 | 997297.5817 | 197297.5817 | 197297.5817 | 197297.5817 | 1.2466 | 1.2466 | 1.2466 | 1.2466
20354 | Distribution Feeder Hardening | FLISR-13910 | Automation Hardening | 13910 |  |  |  | 800000 | 0 | 994528.2815 | 994528.2815 | 994528.2815 | 194528.2815 | 194528.2815 | 194528.2815 | 1.2432 | 1.2432 | 1.2432 | 1.2432
19856 | Distribution Feeder Hardening | FLISR-14110 | Automation Hardening | 14110 |  |  |  | 800000 | 0 | 993677.7474 | 993677.7474 | 993677.7474 | 193677.7474 | 193677.7474 | 193677.7474 | 1.2421 | 1.2421 | 1.2421 | 1.2421
20404 | Distribution Feeder Hardening | FLISR-13146 | Automation Hardening | 13146 |  |  |  | 800000 | 0 | 982746.5911 | 982746.5911 | 982746.5911 | 182746.5911 | 182746.5911 | 182746.5911 | 1.2284 | 1.2284 | 1.2284 | 1.2284
20327 | Distribution Feeder Hardening | FLISR-14218 | Automation Hardening | 14218 |  |  |  | 800000 | 0 | 945303.4031 | 945303.4031 | 945303.4031 | 145303.4031 | 145303.4031 | 145303.4031 | 1.1816 | 1.1816 | 1.1816 | 1.1816
20390 | Distribution Feeder Hardening | FLISR-13481 | Automation Hardening | 13481 |  |  |  | 800000 | 0 | 925978.2804 | 925978.2804 | 925978.2804 | 125978.2804 | 125978.2804 | 125978.2804 | 1.1575 | 1.1575 | 1.1575 | 1.1575
20352 | Distribution Feeder Hardening | FLISR-13044 | Automation Hardening | 13044 |  |  |  | 800000 | 0 | 919322.8225 | 919322.8225 | 919322.8225 | 119322.8225 | 119322.8225 | 119322.8225 | 1.1492 | 1.1492 | 1.1492 | 1.1492
19828 | Distribution Feeder Hardening | FLISR-13813 | Automation Hardening | 13813 |  |  |  | 800000 | 0 | 888822.3227 | 888822.3227 | 888822.3227 | 88822.3227 | 88822.3227 | 88822.3227 | 1.111 | 1.111 | 1.111 | 1.111
20053 | Distribution Feeder Hardening | FLISR-13793 | Automation Hardening | 13793 |  |  |  | 800000 | 0 | 881287.2449 | 881287.2449 | 881287.2449 | 81287.2449 | 81287.2449 | 81287.2449 | 1.1016 | 1.1016 | 1.1016 | 1.1016
20101 | Distribution Feeder Hardening | FLISR-13884 | Automation Hardening | 13884 |  |  |  | 800000 | 0 | 878337.0132 | 878337.0132 | 878337.0132 | 78337.0132 | 78337.0132 | 78337.0132 | 1.0979 | 1.0979 | 1.0979 | 1.0979
20347 | Distribution Feeder Hardening | FLISR-13314 | Automation Hardening | 13314 |  |  |  | 800000 | 0 | 858433.2465 | 858433.2465 | 858433.2465 | 58433.2465 | 58433.2465 | 58433.2465 | 1.073 | 1.073 | 1.073 | 1.073
20032 | Distribution Feeder Hardening | FLISR-13490 | Automation Hardening | 13490 |  |  |  | 800000 | 0 | 845089.6639 | 845089.6639 | 845089.6639 | 45089.6639 | 45089.6639 | 45089.6639 | 1.0564 | 1.0564 | 1.0564 | 1.0564
19909 | Distribution Feeder Hardening | FLISR-13722 | Automation Hardening | 13722 |  |  |  | 800000 | 0 | 842427.7724 | 842427.7724 | 842427.7724 | 42427.7724 | 42427.7724 | 42427.7724 | 1.053 | 1.053 | 1.053 | 1.053
19842 | Distribution Feeder Hardening | FLISR-13577 | Automation Hardening | 13577 |  |  |  | 800000 | 0 | 838205.9475 | 838205.9475 | 838205.9475 | 38205.9475 | 38205.9475 | 38205.9475 | 1.0478 | 1.0478 | 1.0478 | 1.0478
19788 | Distribution Feeder Hardening | FLISR-13218 | Automation Hardening | 13218 |  |  |  | 800000 | 0 | 825320.0747 | 825320.0747 | 825320.0747 | 25320.0747 | 25320.0747 | 25320.0747 | 1.0317 | 1.0317 | 1.0317 | 1.0317
20230 | Distribution Feeder Hardening | FLISR-13922 | Automation Hardening | 13922 |  |  |  | 800000 | 0 | 786178.8987 | 786178.8987 | 786178.8987 | -13821.1013 | -13821.1013 | -13821.1013 | 0.98272 | 0.98272 | 0.98272 | 0.98272
19843 | Distribution Feeder Hardening | FLISR-13011 | Automation Hardening | 13011 |  |  |  | 800000 | 0 | 786148.1392 | 786148.1392 | 786148.1392 | -13851.8608 | -13851.8608 | -13851.8608 | 0.98269 | 0.98269 | 0.98269 | 0.98269
20357 | Distribution Feeder Hardening | FLISR-13891 | Automation Hardening | 13891 |  |  |  | 800000 | 0 | 782696.1036 | 782696.1036 | 782696.1036 | -17303.8964 | -17303.8964 | -17303.8964 | 0.97837 | 0.97837 | 0.97837 | 0.97837
20061 | Distribution Feeder Hardening | FLISR-13651 | Automation Hardening | 13651 |  |  |  | 800000 | 0 | 772853.1322 | 772853.1322 | 772853.1322 | -27146.8678 | -27146.8678 | -27146.8678 | 0.96607 | 0.96607 | 0.96607 | 0.96607
20024 | Distribution Feeder Hardening | FLISR-14012 | Automation Hardening | 14012 |  |  |  | 800000 | 0 | 750137.6753 | 750137.6753 | 750137.6753 | -49862.3247 | -49862.3247 | -49862.3247 | 0.93767 | 0.93767 | 0.93767 | 0.93767
20316 | Distribution Feeder Hardening | FLISR-13364 | Automation Hardening | 13364 |  |  |  | 800000 | 0 | 745150.433 | 745150.433 | 745150.433 | -54849.567 | -54849.567 | -54849.567 | 0.93144 | 0.93144 | 0.93144 | 0.93144
19896 | Distribution Feeder Hardening | FLISR-13993 | Automation Hardening | 13993 |  |  |  | 800000 | 0 | 738514.8129 | 738514.8129 | 738514.8129 | -61485.1871 | -61485.1871 | -61485.1871 | 0.92314 | 0.92314 | 0.92314 | 0.92314
19919 | Distribution Feeder Hardening | FLISR-13488 | Automation Hardening | 13488 |  |  |  | 800000 | 0 | 733710.16 | 733710.16 | 733710.16 | -66289.84 | -66289.84 | -66289.84 | 0.91714 | 0.91714 | 0.91714 | 0.91714
20191 | Distribution Feeder Hardening | FLISR-13961 | Automation Hardening | 13961 |  |  |  | 800000 | 0 | 719536.0563 | 719536.0563 | 719536.0563 | -80463.9437 | -80463.9437 | -80463.9437 | 0.89942 | 0.89942 | 0.89942 | 0.89942
19930 | Distribution Feeder Hardening | FLISR-13457 | Automation Hardening | 13457 |  |  |  | 800000 | 0 | 714293.4813 | 714293.4813 | 714293.4813 | -85706.5187 | -85706.5187 | -85706.5187 | 0.89287 | 0.89287 | 0.89287 | 0.89287
20301 | Distribution Feeder Hardening | FLISR-13111 | Automation Hardening | 13111 |  |  |  | 800000 | 0 | 711937.6158 | 711937.6158 | 711937.6158 | -88062.3842 | -88062.3842 | -88062.3842 | 0.88992 | 0.88992 | 0.88992 | 0.88992
20356 | Distribution Feeder Hardening | FLISR-13158 | Automation Hardening | 13158 |  |  |  | 800000 | 0 | 696600.589 | 696600.589 | 696600.589 | -103399.411 | -103399.411 | -103399.411 | 0.87075 | 0.87075 | 0.87075 | 0.87075
20089 | Distribution Feeder Hardening | FLISR-13064 | Automation Hardening | 13064 |  |  |  | 800000 | 0 | 693963.7007 | 693963.7007 | 693963.7007 | -106036.2993 | -106036.2993 | -106036.2993 | 0.86745 | 0.86745 | 0.86745 | 0.86745
20076 | Distribution Feeder Hardening | FLISR-13027 | Automation Hardening | 13027 |  |  |  | 800000 | 0 | 693903.1382 | 693903.1382 | 693903.1382 | -106096.8618 | -106096.8618 | -106096.8618 | 0.86738 | 0.86738 | 0.86738 | 0.86738
20307 | Distribution Feeder Hardening | FLISR-13127 | Automation Hardening | 13127 |  |  |  | 800000 | 0 | 687097.3096 | 687097.3096 | 687097.3096 | -112902.6904 | -112902.6904 | -112902.6904 | 0.85887 | 0.85887 | 0.85887 | 0.85887
20253 | Distribution Feeder Hardening | FLISR-13256 | Automation Hardening | 13256 |  |  |  | 800000 | 0 | 680412.9679 | 680412.9679 | 680412.9679 | -119587.0321 | -119587.0321 | -119587.0321 | 0.85052 | 0.85052 | 0.85052 | 0.85052
20173 | Distribution Feeder Hardening | FLISR-13171 | Automation Hardening | 13171 |  |  |  | 800000 | 0 | 659826.9453 | 659826.9453 | 659826.9453 | -140173.0547 | -140173.0547 | -140173.0547 | 0.82478 | 0.82478 | 0.82478 | 0.82478
20132 | Distribution Feeder Hardening | FLISR-13972 | Automation Hardening | 13972 |  |  |  | 800000 | 0 | 647059.7541 | 647059.7541 | 647059.7541 | -152940.2459 | -152940.2459 | -152940.2459 | 0.80882 | 0.80882 | 0.80882 | 0.80882
20088 | Distribution Feeder Hardening | FLISR-13920 | Automation Hardening | 13920 |  |  |  | 800000 | 0 | 644893.0992 | 644893.0992 | 644893.0992 | -155106.9008 | -155106.9008 | -155106.9008 | 0.80612 | 0.80612 | 0.80612 | 0.80612
19846 | Distribution Feeder Hardening | FLISR-14096 | Automation Hardening | 14096 |  |  |  | 800000 | 0 | 634638.7956 | 634638.7956 | 634638.7956 | -165361.2044 | -165361.2044 | -165361.2044 | 0.7933 | 0.7933 | 0.7933 | 0.7933
20377 | Distribution Feeder Hardening | FLISR-13708 | Automation Hardening | 13708 |  |  |  | 800000 | 0 | 630405.7655 | 630405.7655 | 630405.7655 | -169594.2345 | -169594.2345 | -169594.2345 | 0.78801 | 0.78801 | 0.78801 | 0.78801
20252 | Distribution Feeder Hardening | FLISR-13610 | Automation Hardening | 13610 |  |  |  | 800000 | 0 | 623084.675 | 623084.675 | 623084.675 | -176915.325 | -176915.325 | -176915.325 | 0.77886 | 0.77886 | 0.77886 | 0.77886
20215 | Distribution Feeder Hardening | FLISR-13418 | Automation Hardening | 13418 |  |  |  | 800000 | 0 | 594123.9354 | 594123.9354 | 594123.9354 | -205876.0646 | -205876.0646 | -205876.0646 | 0.74265 | 0.74265 | 0.74265 | 0.74265
19970 | Distribution Feeder Hardening | FLISR-13130 | Automation Hardening | 13130 |  |  |  | 800000 | 0 | 592137.9997 | 592137.9997 | 592137.9997 | -207862.0003 | -207862.0003 | -207862.0003 | 0.74017 | 0.74017 | 0.74017 | 0.74017
19892 | Distribution Feeder Hardening | FLISR-13509 | Automation Hardening | 13509 |  |  |  | 800000 | 0 | 586310.5943 | 586310.5943 | 586310.5943 | -213689.4057 | -213689.4057 | -213689.4057 | 0.73289 | 0.73289 | 0.73289 | 0.73289
20276 | Distribution Feeder Hardening | FLISR-13156 | Automation Hardening | 13156 |  |  |  | 800000 | 0 | 560122.0159 | 560122.0159 | 560122.0159 | -239877.9841 | -239877.9841 | -239877.9841 | 0.70015 | 0.70015 | 0.70015 | 0.70015
19933 | Distribution Feeder Hardening | FLISR-13685 | Automation Hardening | 13685 |  |  |  | 800000 | 0 | 517302.6661 | 517302.6661 | 517302.6661 | -282697.3339 | -282697.3339 | -282697.3339 | 0.64663 | 0.64663 | 0.64663 | 0.64663
20309 | Distribution Feeder Hardening | FLISR-13010 | Automation Hardening | 13010 |  |  |  | 800000 | 0 | 515714.9378 | 515714.9378 | 515714.9378 | -284285.0622 | -284285.0622 | -284285.0622 | 0.64464 | 0.64464 | 0.64464 | 0.64464
20227 | Distribution Feeder Hardening | FLISR-13328 | Automation Hardening | 13328 |  |  |  | 800000 | 0 | 515590.3738 | 515590.3738 | 515590.3738 | -284409.6262 | -284409.6262 | -284409.6262 | 0.64449 | 0.64449 | 0.64449 | 0.64449
20245 | Distribution Feeder Hardening | FLISR-13341 | Automation Hardening | 13341 |  |  |  | 800000 | 0 | 515147.7009 | 515147.7009 | 515147.7009 | -284852.2991 | -284852.2991 | -284852.2991 | 0.64393 | 0.64393 | 0.64393 | 0.64393
20027 | Distribution Feeder Hardening | FLISR-13473 | Automation Hardening | 13473 |  |  |  | 800000 | 0 | 510967.0131 | 510967.0131 | 510967.0131 | -289032.9869 | -289032.9869 | -289032.9869 | 0.63871 | 0.63871 | 0.63871 | 0.63871
20166 | Distribution Feeder Hardening | FLISR-13924 | Automation Hardening | 13924 |  |  |  | 800000 | 0 | 508614.0505 | 508614.0505 | 508614.0505 | -291385.9495 | -291385.9495 | -291385.9495 | 0.63577 | 0.63577 | 0.63577 | 0.63577
19876 | Distribution Feeder Hardening | FLISR-13584 | Automation Hardening | 13584 |  |  |  | 800000 | 0 | 498923.9969 | 498923.9969 | 498923.9969 | -301076.0031 | -301076.0031 | -301076.0031 | 0.62365 | 0.62365 | 0.62365 | 0.62365
19917 | Distribution Feeder Hardening | FLISR-13420 | Automation Hardening | 13420 |  |  |  | 800000 | 0 | 496965.3896 | 496965.3896 | 496965.3896 | -303034.6104 | -303034.6104 | -303034.6104 | 0.62121 | 0.62121 | 0.62121 | 0.62121
19776 | Distribution Feeder Hardening | FLISR-13483 | Automation Hardening | 13483 |  |  |  | 800000 | 0 | 493797.2858 | 493797.2858 | 493797.2858 | -306202.7142 | -306202.7142 | -306202.7142 | 0.61725 | 0.61725 | 0.61725 | 0.61725
20169 | Distribution Feeder Hardening | FLISR-13686 | Automation Hardening | 13686 |  |  |  | 800000 | 0 | 479293.2096 | 479293.2096 | 479293.2096 | -320706.7904 | -320706.7904 | -320706.7904 | 0.59912 | 0.59912 | 0.59912 | 0.59912
19944 | Distribution Feeder Hardening | FLISR-13022 | Automation Hardening | 13022 |  |  |  | 800000 | 0 | 472151.7995 | 472151.7995 | 472151.7995 | -327848.2005 | -327848.2005 | -327848.2005 | 0.59019 | 0.59019 | 0.59019 | 0.59019
20121 | Distribution Feeder Hardening | FLISR-13829 | Automation Hardening | 13829 |  |  |  | 800000 | 0 | 471572.0599 | 471572.0599 | 471572.0599 | -328427.9401 | -328427.9401 | -328427.9401 | 0.58947 | 0.58947 | 0.58947 | 0.58947
19787 | Distribution Feeder Hardening | FLISR-13419 | Automation Hardening | 13419 |  |  |  | 800000 | 0 | 470419.0298 | 470419.0298 | 470419.0298 | -329580.9702 | -329580.9702 | -329580.9702 | 0.58802 | 0.58802 | 0.58802 | 0.58802
20228 | Distribution Feeder Hardening | FLISR-230 | Automation Hardening | R-230 |  |  |  | 800000 | 0 | 468630.4012 | 468630.4012 | 468630.4012 | -331369.5988 | -331369.5988 | -331369.5988 | 0.58579 | 0.58579 | 0.58579 | 0.58579
19910 | Distribution Feeder Hardening | FLISR-13896 | Automation Hardening | 13896 |  |  |  | 800000 | 0 | 465448.3704 | 465448.3704 | 465448.3704 | -334551.6296 | -334551.6296 | -334551.6296 | 0.58181 | 0.58181 | 0.58181 | 0.58181
19791 | Distribution Feeder Hardening | FLISR-13147 | Automation Hardening | 13147 |  |  |  | 800000 | 0 | 464801.5688 | 464801.5688 | 464801.5688 | -335198.4312 | -335198.4312 | -335198.4312 | 0.581 | 0.581 | 0.581 | 0.581
19888 | Distribution Feeder Hardening | FLISR-13879 | Automation Hardening | 13879 |  |  |  | 800000 | 0 | 458138.3875 | 458138.3875 | 458138.3875 | -341861.6125 | -341861.6125 | -341861.6125 | 0.57267 | 0.57267 | 0.57267 | 0.57267
20142 | Distribution Feeder Hardening | FLISR-13731 | Automation Hardening | 13731 |  |  |  | 800000 | 0 | 454369.6083 | 454369.6083 | 454369.6083 | -345630.3917 | -345630.3917 | -345630.3917 | 0.56796 | 0.56796 | 0.56796 | 0.56796
20292 | Distribution Feeder Hardening | FLISR-13331 | Automation Hardening | 13331 |  |  |  | 800000 | 0 | 445001.1597 | 445001.1597 | 445001.1597 | -354998.8403 | -354998.8403 | -354998.8403 | 0.55625 | 0.55625 | 0.55625 | 0.55625
20097 | Distribution Feeder Hardening | FLISR-13102 | Automation Hardening | 13102 |  |  |  | 800000 | 0 | 442988.7029 | 442988.7029 | 442988.7029 | -357011.2971 | -357011.2971 | -357011.2971 | 0.55374 | 0.55374 | 0.55374 | 0.55374
20046 | Distribution Feeder Hardening | FLISR-13748 | Automation Hardening | 13748 |  |  |  | 800000 | 0 | 438923.0648 | 438923.0648 | 438923.0648 | -361076.9352 | -361076.9352 | -361076.9352 | 0.54865 | 0.54865 | 0.54865 | 0.54865
20237 | Distribution Feeder Hardening | FLISR-13007 | Automation Hardening | 13007 |  |  |  | 800000 | 0 | 438682.3364 | 438682.3364 | 438682.3364 | -361317.6636 | -361317.6636 | -361317.6636 | 0.54835 | 0.54835 | 0.54835 | 0.54835
20219 | Distribution Feeder Hardening | FLISR-13344 | Automation Hardening | 13344 |  |  |  | 800000 | 0 | 435237.4337 | 435237.4337 | 435237.4337 | -364762.5663 | -364762.5663 | -364762.5663 | 0.54405 | 0.54405 | 0.54405 | 0.54405
19870 | Distribution Feeder Hardening | FLISR-13219 | Automation Hardening | 13219 |  |  |  | 800000 | 0 | 429476.7345 | 429476.7345 | 429476.7345 | -370523.2655 | -370523.2655 | -370523.2655 | 0.53685 | 0.53685 | 0.53685 | 0.53685
20112 | Distribution Feeder Hardening | FLISR-13229 | Automation Hardening | 13229 |  |  |  | 800000 | 0 | 427606.8677 | 427606.8677 | 427606.8677 | -372393.1323 | -372393.1323 | -372393.1323 | 0.53451 | 0.53451 | 0.53451 | 0.53451
19974 | Distribution Feeder Hardening | FLISR-13583 | Automation Hardening | 13583 |  |  |  | 800000 | 0 | 424404.936 | 424404.936 | 424404.936 | -375595.064 | -375595.064 | -375595.064 | 0.53051 | 0.53051 | 0.53051 | 0.53051
20170 | Distribution Feeder Hardening | FLISR-13129 | Automation Hardening | 13129 |  |  |  | 800000 | 0 | 420311.7439 | 420311.7439 | 420311.7439 | -379688.2561 | -379688.2561 | -379688.2561 | 0.52539 | 0.52539 | 0.52539 | 0.52539
20036 | Distribution Feeder Hardening | FLISR-13921 | Automation Hardening | 13921 |  |  |  | 800000 | 0 | 412121.6057 | 412121.6057 | 412121.6057 | -387878.3943 | -387878.3943 | -387878.3943 | 0.51515 | 0.51515 | 0.51515 | 0.51515
20062 | Distribution Feeder Hardening | FLISR-13655 | Automation Hardening | 13655 |  |  |  | 800000 | 0 | 409083.7186 | 409083.7186 | 409083.7186 | -390916.2814 | -390916.2814 | -390916.2814 | 0.51135 | 0.51135 | 0.51135 | 0.51135
20335 | Distribution Feeder Hardening | FLISR-13107 | Automation Hardening | 13107 |  |  |  | 800000 | 0 | 405578.0366 | 405578.0366 | 405578.0366 | -394421.9634 | -394421.9634 | -394421.9634 | 0.50697 | 0.50697 | 0.50697 | 0.50697
19971 | Distribution Feeder Hardening | FLISR-13213 | Automation Hardening | 13213 |  |  |  | 800000 | 0 | 401699.0457 | 401699.0457 | 401699.0457 | -398300.9543 | -398300.9543 | -398300.9543 | 0.50212 | 0.50212 | 0.50212 | 0.50212
19873 | Distribution Feeder Hardening | FLISR-13927 | Automation Hardening | 13927 |  |  |  | 800000 | 0 | 401507.5524 | 401507.5524 | 401507.5524 | -398492.4476 | -398492.4476 | -398492.4476 | 0.50188 | 0.50188 | 0.50188 | 0.50188
19827 | Distribution Feeder Hardening | FLISR-13193 | Automation Hardening | 13193 |  |  |  | 800000 | 0 | 400672.4085 | 400672.4085 | 400672.4085 | -399327.5915 | -399327.5915 | -399327.5915 | 0.50084 | 0.50084 | 0.50084 | 0.50084
20042 | Distribution Feeder Hardening | FLISR-13440 | Automation Hardening | 13440 |  |  |  | 800000 | 0 | 396058.7032 | 396058.7032 | 396058.7032 | -403941.2968 | -403941.2968 | -403941.2968 | 0.49507 | 0.49507 | 0.49507 | 0.49507
19794 | Distribution Feeder Hardening | FLISR-13897 | Automation Hardening | 13897 |  |  |  | 800000 | 0 | 395863.5317 | 395863.5317 | 395863.5317 | -404136.4683 | -404136.4683 | -404136.4683 | 0.49483 | 0.49483 | 0.49483 | 0.49483
19803 | Distribution Feeder Hardening | FLISR-13593 | Automation Hardening | 13593 |  |  |  | 800000 | 0 | 393139.949 | 393139.949 | 393139.949 | -406860.051 | -406860.051 | -406860.051 | 0.49142 | 0.49142 | 0.49142 | 0.49142
20184 | Distribution Feeder Hardening | FLISR-13724 | Automation Hardening | 13724 |  |  |  | 800000 | 0 | 392898.7017 | 392898.7017 | 392898.7017 | -407101.2983 | -407101.2983 | -407101.2983 | 0.49112 | 0.49112 | 0.49112 | 0.49112
20441 | Distribution Feeder Hardening | FLISR-13756 | Automation Hardening | 13756 |  |  |  | 800000 | 0 | 383022.4108 | 383022.4108 | 383022.4108 | -416977.5892 | -416977.5892 | -416977.5892 | 0.47878 | 0.47878 | 0.47878 | 0.47878
20288 | Distribution Feeder Hardening | FLISR-13740 | Automation Hardening | 13740 |  |  |  | 800000 | 0 | 381136.1159 | 381136.1159 | 381136.1159 | -418863.8841 | -418863.8841 | -418863.8841 | 0.47642 | 0.47642 | 0.47642 | 0.47642
19891 | Distribution Feeder Hardening | FLISR-13883 | Automation Hardening | 13883 |  |  |  | 800000 | 0 | 377122.3115 | 377122.3115 | 377122.3115 | -422877.6885 | -422877.6885 | -422877.6885 | 0.4714 | 0.4714 | 0.4714 | 0.4714
19958 | Distribution Feeder Hardening | FLISR-13282 | Automation Hardening | 13282 |  |  |  | 800000 | 0 | 373971.7791 | 373971.7791 | 373971.7791 | -426028.2209 | -426028.2209 | -426028.2209 | 0.46746 | 0.46746 | 0.46746 | 0.46746
19941 | Distribution Feeder Hardening | FLISR-13624 | Automation Hardening | 13624 |  |  |  | 800000 | 0 | 370530.7404 | 370530.7404 | 370530.7404 | -429469.2596 | -429469.2596 | -429469.2596 | 0.46316 | 0.46316 | 0.46316 | 0.46316
19898 | Distribution Feeder Hardening | FLISR-13289 | Automation Hardening | 13289 |  |  |  | 800000 | 0 | 369724.5239 | 369724.5239 | 369724.5239 | -430275.4761 | -430275.4761 | -430275.4761 | 0.46216 | 0.46216 | 0.46216 | 0.46216
19960 | Distribution Feeder Hardening | FLISR-13652 | Automation Hardening | 13652 |  |  |  | 800000 | 0 | 368594.1584 | 368594.1584 | 368594.1584 | -431405.8416 | -431405.8416 | -431405.8416 | 0.46074 | 0.46074 | 0.46074 | 0.46074
19902 | Distribution Feeder Hardening | FLISR-13191 | Automation Hardening | 13191 |  |  |  | 800000 | 0 | 366202.875 | 366202.875 | 366202.875 | -433797.125 | -433797.125 | -433797.125 | 0.45775 | 0.45775 | 0.45775 | 0.45775
19949 | Distribution Feeder Hardening | FLISR-13292 | Automation Hardening | 13292 |  |  |  | 800000 | 0 | 364833.7643 | 364833.7643 | 364833.7643 | -435166.2357 | -435166.2357 | -435166.2357 | 0.45604 | 0.45604 | 0.45604 | 0.45604
20054 | Distribution Feeder Hardening | FLISR-58 | Automation Hardening | SR-58 |  |  |  | 800000 | 0 | 352360.9702 | 352360.9702 | 352360.9702 | -447639.0298 | -447639.0298 | -447639.0298 | 0.44045 | 0.44045 | 0.44045 | 0.44045
20365 | Distribution Feeder Hardening | FLISR-13873 | Automation Hardening | 13873 |  |  |  | 800000 | 0 | 339717.4455 | 339717.4455 | 339717.4455 | -460282.5545 | -460282.5545 | -460282.5545 | 0.42465 | 0.42465 | 0.42465 | 0.42465
20150 | Distribution Feeder Hardening | FLISR-79 | Automation Hardening | SR-79 |  |  |  | 800000 | 0 | 335566.4968 | 335566.4968 | 335566.4968 | -464433.5032 | -464433.5032 | -464433.5032 | 0.41946 | 0.41946 | 0.41946 | 0.41946
20430 | Distribution Feeder Hardening | FLISR-13723 | Automation Hardening | 13723 |  |  |  | 800000 | 0 | 335086.6837 | 335086.6837 | 335086.6837 | -464913.3163 | -464913.3163 | -464913.3163 | 0.41886 | 0.41886 | 0.41886 | 0.41886
19765 | Distribution Feeder Hardening | FLISR-14030 | Automation Hardening | 14030 |  |  |  | 800000 | 0 | 334004.6722 | 334004.6722 | 334004.6722 | -465995.3278 | -465995.3278 | -465995.3278 | 0.41751 | 0.41751 | 0.41751 | 0.41751
19825 | Distribution Feeder Hardening | FLISR-14102 | Automation Hardening | 14102 |  |  |  | 800000 | 0 | 329708.065 | 329708.065 | 329708.065 | -470291.935 | -470291.935 | -470291.935 | 0.41214 | 0.41214 | 0.41214 | 0.41214
20371 | Distribution Feeder Hardening | FLISR-13062 | Automation Hardening | 13062 |  |  |  | 800000 | 0 | 327951.857 | 327951.857 | 327951.857 | -472048.143 | -472048.143 | -472048.143 | 0.40994 | 0.40994 | 0.40994 | 0.40994
20304 | Distribution Feeder Hardening | FLISR-14119 | Automation Hardening | 14119 |  |  |  | 800000 | 0 | 321829.9833 | 321829.9833 | 321829.9833 | -478170.0167 | -478170.0167 | -478170.0167 | 0.40229 | 0.40229 | 0.40229 | 0.40229
19950 | Distribution Feeder Hardening | FLISR-13070 | Automation Hardening | 13070 |  |  |  | 800000 | 0 | 317564.3436 | 317564.3436 | 317564.3436 | -482435.6564 | -482435.6564 | -482435.6564 | 0.39696 | 0.39696 | 0.39696 | 0.39696
20199 | Distribution Feeder Hardening | FLISR-13660 | Automation Hardening | 13660 |  |  |  | 800000 | 0 | 313832.4359 | 313832.4359 | 313832.4359 | -486167.5641 | -486167.5641 | -486167.5641 | 0.39229 | 0.39229 | 0.39229 | 0.39229
20407 | Distribution Feeder Hardening | FLISR-13495 | Automation Hardening | 13495 |  |  |  | 800000 | 0 | 311236.0418 | 311236.0418 | 311236.0418 | -488763.9582 | -488763.9582 | -488763.9582 | 0.38905 | 0.38905 | 0.38905 | 0.38905
20389 | Distribution Feeder Hardening | FLISR-13310 | Automation Hardening | 13310 |  |  |  | 800000 | 0 | 308512.1519 | 308512.1519 | 308512.1519 | -491487.8481 | -491487.8481 | -491487.8481 | 0.38564 | 0.38564 | 0.38564 | 0.38564
20306 | Distribution Feeder Hardening | FLISR-13671 | Automation Hardening | 13671 |  |  |  | 800000 | 0 | 308240.4149 | 308240.4149 | 308240.4149 | -491759.5851 | -491759.5851 | -491759.5851 | 0.3853 | 0.3853 | 0.3853 | 0.3853
20233 | Distribution Feeder Hardening | FLISR-13906 | Automation Hardening | 13906 |  |  |  | 800000 | 0 | 300784.8743 | 300784.8743 | 300784.8743 | -499215.1257 | -499215.1257 | -499215.1257 | 0.37598 | 0.37598 | 0.37598 | 0.37598
20308 | Distribution Feeder Hardening | FLISR-14082 | Automation Hardening | 14082 |  |  |  | 800000 | 0 | 300660.8724 | 300660.8724 | 300660.8724 | -499339.1276 | -499339.1276 | -499339.1276 | 0.37583 | 0.37583 | 0.37583 | 0.37583
19993 | Distribution Feeder Hardening | FLISR-13650 | Automation Hardening | 13650 |  |  |  | 800000 | 0 | 299635.666 | 299635.666 | 299635.666 | -500364.334 | -500364.334 | -500364.334 | 0.37454 | 0.37454 | 0.37454 | 0.37454
20070 | Distribution Feeder Hardening | FLISR-13100 | Automation Hardening | 13100 |  |  |  | 800000 | 0 | 298570.2423 | 298570.2423 | 298570.2423 | -501429.7577 | -501429.7577 | -501429.7577 | 0.37321 | 0.37321 | 0.37321 | 0.37321
19798 | Distribution Feeder Hardening | FLISR-13223 | Automation Hardening | 13223 |  |  |  | 800000 | 0 | 297892.4158 | 297892.4158 | 297892.4158 | -502107.5842 | -502107.5842 | -502107.5842 | 0.37237 | 0.37237 | 0.37237 | 0.37237
19937 | Distribution Feeder Hardening | FLISR-13309 | Automation Hardening | 13309 |  |  |  | 800000 | 0 | 296211.6921 | 296211.6921 | 296211.6921 | -503788.3079 | -503788.3079 | -503788.3079 | 0.37026 | 0.37026 | 0.37026 | 0.37026
19812 | Distribution Feeder Hardening | FLISR-13047 | Automation Hardening | 13047 |  |  |  | 800000 | 0 | 292760.4753 | 292760.4753 | 292760.4753 | -507239.5247 | -507239.5247 | -507239.5247 | 0.36595 | 0.36595 | 0.36595 | 0.36595
19815 | Distribution Feeder Hardening | FLISR-13089 | Automation Hardening | 13089 |  |  |  | 800000 | 0 | 290408.2043 | 290408.2043 | 290408.2043 | -509591.7957 | -509591.7957 | -509591.7957 | 0.36301 | 0.36301 | 0.36301 | 0.36301
19851 | Distribution Feeder Hardening | FLISR-13612 | Automation Hardening | 13612 |  |  |  | 800000 | 0 | 289962.3623 | 289962.3623 | 289962.3623 | -510037.6377 | -510037.6377 | -510037.6377 | 0.36245 | 0.36245 | 0.36245 | 0.36245
20438 | Distribution Feeder Hardening | FLISR-13587 | Automation Hardening | 13587 |  |  |  | 800000 | 0 | 283973.6136 | 283973.6136 | 283973.6136 | -516026.3864 | -516026.3864 | -516026.3864 | 0.35497 | 0.35497 | 0.35497 | 0.35497
20337 | Distribution Feeder Hardening | FLISR-13166 | Automation Hardening | 13166 |  |  |  | 800000 | 0 | 281587.147 | 281587.147 | 281587.147 | -518412.853 | -518412.853 | -518412.853 | 0.35198 | 0.35198 | 0.35198 | 0.35198
20068 | Distribution Feeder Hardening | FLISR-13668 | Automation Hardening | 13668 |  |  |  | 800000 | 0 | 281045.7914 | 281045.7914 | 281045.7914 | -518954.2086 | -518954.2086 | -518954.2086 | 0.35131 | 0.35131 | 0.35131 | 0.35131
20080 | Distribution Feeder Hardening | FLISR-14111 | Automation Hardening | 14111 |  |  |  | 800000 | 0 | 269163.8016 | 269163.8016 | 269163.8016 | -530836.1984 | -530836.1984 | -530836.1984 | 0.33645 | 0.33645 | 0.33645 | 0.33645
20038 | Distribution Feeder Hardening | FLISR-14071 | Automation Hardening | 14071 |  |  |  | 800000 | 0 | 266069.689 | 266069.689 | 266069.689 | -533930.311 | -533930.311 | -533930.311 | 0.33259 | 0.33259 | 0.33259 | 0.33259
19912 | Distribution Feeder Hardening | FLISR-13956 | Automation Hardening | 13956 |  |  |  | 800000 | 0 | 263606.5191 | 263606.5191 | 263606.5191 | -536393.4809 | -536393.4809 | -536393.4809 | 0.32951 | 0.32951 | 0.32951 | 0.32951
20310 | Distribution Feeder Hardening | FLISR-13159 | Automation Hardening | 13159 |  |  |  | 800000 | 0 | 263108.6738 | 263108.6738 | 263108.6738 | -536891.3262 | -536891.3262 | -536891.3262 | 0.32889 | 0.32889 | 0.32889 | 0.32889
20431 | Distribution Feeder Hardening | FLISR-13382 | Automation Hardening | 13382 |  |  |  | 800000 | 0 | 261542.9697 | 261542.9697 | 261542.9697 | -538457.0303 | -538457.0303 | -538457.0303 | 0.32693 | 0.32693 | 0.32693 | 0.32693
20107 | Distribution Feeder Hardening | FLISR-13780 | Automation Hardening | 13780 |  |  |  | 800000 | 0 | 260892.7598 | 260892.7598 | 260892.7598 | -539107.2402 | -539107.2402 | -539107.2402 | 0.32612 | 0.32612 | 0.32612 | 0.32612
20258 | Distribution Feeder Hardening | FLISR-13870 | Automation Hardening | 13870 |  |  |  | 800000 | 0 | 260684.2765 | 260684.2765 | 260684.2765 | -539315.7235 | -539315.7235 | -539315.7235 | 0.32586 | 0.32586 | 0.32586 | 0.32586
20408 | Distribution Feeder Hardening | FLISR-13173 | Automation Hardening | 13173 |  |  |  | 800000 | 0 | 257017.2752 | 257017.2752 | 257017.2752 | -542982.7248 | -542982.7248 | -542982.7248 | 0.32127 | 0.32127 | 0.32127 | 0.32127
20385 | Distribution Feeder Hardening | FLISR-13112 | Automation Hardening | 13112 |  |  |  | 800000 | 0 | 251879.9818 | 251879.9818 | 251879.9818 | -548120.0182 | -548120.0182 | -548120.0182 | 0.31485 | 0.31485 | 0.31485 | 0.31485
20095 | Distribution Feeder Hardening | FLISR-13092 | Automation Hardening | 13092 |  |  |  | 800000 | 0 | 250396.6431 | 250396.6431 | 250396.6431 | -549603.3569 | -549603.3569 | -549603.3569 | 0.313 | 0.313 | 0.313 | 0.313
20213 | Distribution Feeder Hardening | FLISR-14081 | Automation Hardening | 14081 |  |  |  | 800000 | 0 | 247261.6441 | 247261.6441 | 247261.6441 | -552738.3559 | -552738.3559 | -552738.3559 | 0.30908 | 0.30908 | 0.30908 | 0.30908
20311 | Distribution Feeder Hardening | FLISR-13226 | Automation Hardening | 13226 |  |  |  | 800000 | 0 | 246310.5506 | 246310.5506 | 246310.5506 | -553689.4494 | -553689.4494 | -553689.4494 | 0.30789 | 0.30789 | 0.30789 | 0.30789
20351 | Distribution Feeder Hardening | FLISR-13456 | Automation Hardening | 13456 |  |  |  | 800000 | 0 | 245072.3844 | 245072.3844 | 245072.3844 | -554927.6156 | -554927.6156 | -554927.6156 | 0.30634 | 0.30634 | 0.30634 | 0.30634
20051 | Distribution Feeder Hardening | FLISR-13878 | Automation Hardening | 13878 |  |  |  | 800000 | 0 | 244859.6235 | 244859.6235 | 244859.6235 | -555140.3765 | -555140.3765 | -555140.3765 | 0.30607 | 0.30607 | 0.30607 | 0.30607
20343 | Distribution Feeder Hardening | FLISR-13342 | Automation Hardening | 13342 |  |  |  | 800000 | 0 | 242027.0053 | 242027.0053 | 242027.0053 | -557972.9947 | -557972.9947 | -557972.9947 | 0.30253 | 0.30253 | 0.30253 | 0.30253
20159 | Distribution Feeder Hardening | FLISR-13502 | Automation Hardening | 13502 |  |  |  | 800000 | 0 | 241355.83 | 241355.83 | 241355.83 | -558644.17 | -558644.17 | -558644.17 | 0.30169 | 0.30169 | 0.30169 | 0.30169
19894 | Distribution Feeder Hardening | FLISR-13523 | Automation Hardening | 13523 |  |  |  | 800000 | 0 | 238186.7258 | 238186.7258 | 238186.7258 | -561813.2742 | -561813.2742 | -561813.2742 | 0.29773 | 0.29773 | 0.29773 | 0.29773
19810 | Distribution Feeder Hardening | FLISR-13693 | Automation Hardening | 13693 |  |  |  | 800000 | 0 | 237257.723 | 237257.723 | 237257.723 | -562742.277 | -562742.277 | -562742.277 | 0.29657 | 0.29657 | 0.29657 | 0.29657
19826 | Distribution Feeder Hardening | FLISR-14022 | Automation Hardening | 14022 |  |  |  | 800000 | 0 | 224437.6861 | 224437.6861 | 224437.6861 | -575562.3139 | -575562.3139 | -575562.3139 | 0.28055 | 0.28055 | 0.28055 | 0.28055
20119 | Distribution Feeder Hardening | FLISR-13120 | Automation Hardening | 13120 |  |  |  | 800000 | 0 | 220774.7426 | 220774.7426 | 220774.7426 | -579225.2574 | -579225.2574 | -579225.2574 | 0.27597 | 0.27597 | 0.27597 | 0.27597
20338 | Distribution Feeder Hardening | FLISR-13622 | Automation Hardening | 13622 |  |  |  | 800000 | 0 | 220176.4492 | 220176.4492 | 220176.4492 | -579823.5508 | -579823.5508 | -579823.5508 | 0.27522 | 0.27522 | 0.27522 | 0.27522
20224 | Distribution Feeder Hardening | FLISR-13313 | Automation Hardening | 13313 |  |  |  | 800000 | 0 | 219919.6593 | 219919.6593 | 219919.6593 | -580080.3407 | -580080.3407 | -580080.3407 | 0.2749 | 0.2749 | 0.2749 | 0.2749
20151 | Distribution Feeder Hardening | FLISR-13103 | Automation Hardening | 13103 |  |  |  | 800000 | 0 | 213367.2631 | 213367.2631 | 213367.2631 | -586632.7369 | -586632.7369 | -586632.7369 | 0.26671 | 0.26671 | 0.26671 | 0.26671
20358 | Distribution Feeder Hardening | FLISR-14114 | Automation Hardening | 14114 |  |  |  | 800000 | 0 | 212026.7623 | 212026.7623 | 212026.7623 | -587973.2377 | -587973.2377 | -587973.2377 | 0.26503 | 0.26503 | 0.26503 | 0.26503
20102 | Distribution Feeder Hardening | FLISR-13786 | Automation Hardening | 13786 |  |  |  | 800000 | 0 | 211703.3095 | 211703.3095 | 211703.3095 | -588296.6905 | -588296.6905 | -588296.6905 | 0.26463 | 0.26463 | 0.26463 | 0.26463
20435 | Distribution Feeder Hardening | FLISR-13377 | Automation Hardening | 13377 |  |  |  | 800000 | 0 | 211150.8159 | 211150.8159 | 211150.8159 | -588849.1841 | -588849.1841 | -588849.1841 | 0.26394 | 0.26394 | 0.26394 | 0.26394
20220 | Distribution Feeder Hardening | FLISR-13339 | Automation Hardening | 13339 |  |  |  | 800000 | 0 | 206953.412 | 206953.412 | 206953.412 | -593046.588 | -593046.588 | -593046.588 | 0.25869 | 0.25869 | 0.25869 | 0.25869
19763 | Distribution Feeder Hardening | FLISR-13709 | Automation Hardening | 13709 |  |  |  | 800000 | 0 | 201220.3865 | 201220.3865 | 201220.3865 | -598779.6135 | -598779.6135 | -598779.6135 | 0.25153 | 0.25153 | 0.25153 | 0.25153
19982 | Distribution Feeder Hardening | FLISR-13621 | Automation Hardening | 13621 |  |  |  | 800000 | 0 | 200120.8515 | 200120.8515 | 200120.8515 | -599879.1485 | -599879.1485 | -599879.1485 | 0.25015 | 0.25015 | 0.25015 | 0.25015
20238 | Distribution Feeder Hardening | FLISR-13540 | Automation Hardening | 13540 |  |  |  | 800000 | 0 | 196901.1655 | 196901.1655 | 196901.1655 | -603098.8345 | -603098.8345 | -603098.8345 | 0.24613 | 0.24613 | 0.24613 | 0.24613
20105 | Distribution Feeder Hardening | FLISR-13510 | Automation Hardening | 13510 |  |  |  | 800000 | 0 | 194970.298 | 194970.298 | 194970.298 | -605029.702 | -605029.702 | -605029.702 | 0.24371 | 0.24371 | 0.24371 | 0.24371
19947 | Distribution Feeder Hardening | FLISR-14021 | Automation Hardening | 14021 |  |  |  | 800000 | 0 | 191400.0628 | 191400.0628 | 191400.0628 | -608599.9372 | -608599.9372 | -608599.9372 | 0.23925 | 0.23925 | 0.23925 | 0.23925
19768 | Distribution Feeder Hardening | FLISR-13678 | Automation Hardening | 13678 |  |  |  | 800000 | 0 | 189691.4236 | 189691.4236 | 189691.4236 | -610308.5764 | -610308.5764 | -610308.5764 | 0.23711 | 0.23711 | 0.23711 | 0.23711
20044 | Distribution Feeder Hardening | FLISR-13001 | Automation Hardening | 13001 |  |  |  | 800000 | 0 | 187968.9135 | 187968.9135 | 187968.9135 | -612031.0865 | -612031.0865 | -612031.0865 | 0.23496 | 0.23496 | 0.23496 | 0.23496
20189 | Distribution Feeder Hardening | FLISR-13672 | Automation Hardening | 13672 |  |  |  | 800000 | 0 | 185815.7759 | 185815.7759 | 185815.7759 | -614184.2241 | -614184.2241 | -614184.2241 | 0.23227 | 0.23227 | 0.23227 | 0.23227
20432 | Distribution Feeder Hardening | FLISR-13005 | Automation Hardening | 13005 |  |  |  | 800000 | 0 | 181042.6578 | 181042.6578 | 181042.6578 | -618957.3422 | -618957.3422 | -618957.3422 | 0.2263 | 0.2263 | 0.2263 | 0.2263
19866 | Distribution Feeder Hardening | FLISR-14275 | Automation Hardening | 14275 |  |  |  | 800000 | 0 | 180326.6352 | 180326.6352 | 180326.6352 | -619673.3648 | -619673.3648 | -619673.3648 | 0.22541 | 0.22541 | 0.22541 | 0.22541
19973 | Distribution Feeder Hardening | FLISR-14070 | Automation Hardening | 14070 |  |  |  | 800000 | 0 | 178685.573 | 178685.573 | 178685.573 | -621314.427 | -621314.427 | -621314.427 | 0.22336 | 0.22336 | 0.22336 | 0.22336
20114 | Distribution Feeder Hardening | FLISR-13088 | Automation Hardening | 13088 |  |  |  | 800000 | 0 | 175264.8285 | 175264.8285 | 175264.8285 | -624735.1715 | -624735.1715 | -624735.1715 | 0.21908 | 0.21908 | 0.21908 | 0.21908
19832 | Distribution Feeder Hardening | FLISR-13340 | Automation Hardening | 13340 |  |  |  | 800000 | 0 | 169919.827 | 169919.827 | 169919.827 | -630080.173 | -630080.173 | -630080.173 | 0.2124 | 0.2124 | 0.2124 | 0.2124
19889 | Distribution Feeder Hardening | FLISR-13990 | Automation Hardening | 13990 |  |  |  | 800000 | 0 | 168691.938 | 168691.938 | 168691.938 | -631308.062 | -631308.062 | -631308.062 | 0.21086 | 0.21086 | 0.21086 | 0.21086
19899 | Distribution Feeder Hardening | FLISR-13139 | Automation Hardening | 13139 |  |  |  | 800000 | 0 | 168485.2832 | 168485.2832 | 168485.2832 | -631514.7168 | -631514.7168 | -631514.7168 | 0.21061 | 0.21061 | 0.21061 | 0.21061
20235 | Distribution Feeder Hardening | FLISR-13242 | Automation Hardening | 13242 |  |  |  | 800000 | 0 | 168032.4334 | 168032.4334 | 168032.4334 | -631967.5666 | -631967.5666 | -631967.5666 | 0.21004 | 0.21004 | 0.21004 | 0.21004
19880 | Distribution Feeder Hardening | FLISR-13506 | Automation Hardening | 13506 |  |  |  | 800000 | 0 | 163118.3334 | 163118.3334 | 163118.3334 | -636881.6666 | -636881.6666 | -636881.6666 | 0.2039 | 0.2039 | 0.2039 | 0.2039
20141 | Distribution Feeder Hardening | FLISR-14079 | Automation Hardening | 14079 |  |  |  | 800000 | 0 | 161371.7529 | 161371.7529 | 161371.7529 | -638628.2471 | -638628.2471 | -638628.2471 | 0.20171 | 0.20171 | 0.20171 | 0.20171
20111 | Distribution Feeder Hardening | FLISR-13434 | Automation Hardening | 13434 |  |  |  | 800000 | 0 | 160197.6849 | 160197.6849 | 160197.6849 | -639802.3151 | -639802.3151 | -639802.3151 | 0.20025 | 0.20025 | 0.20025 | 0.20025
19817 | Distribution Feeder Hardening | FLISR-13045 | Automation Hardening | 13045 |  |  |  | 800000 | 0 | 159439.8402 | 159439.8402 | 159439.8402 | -640560.1598 | -640560.1598 | -640560.1598 | 0.1993 | 0.1993 | 0.1993 | 0.1993
20113 | Distribution Feeder Hardening | FLISR-13228 | Automation Hardening | 13228 |  |  |  | 800000 | 0 | 155935.9841 | 155935.9841 | 155935.9841 | -644064.0159 | -644064.0159 | -644064.0159 | 0.19492 | 0.19492 | 0.19492 | 0.19492
19992 | Distribution Feeder Hardening | FLISR-13053 | Automation Hardening | 13053 |  |  |  | 800000 | 0 | 155839.007 | 155839.007 | 155839.007 | -644160.993 | -644160.993 | -644160.993 | 0.1948 | 0.1948 | 0.1948 | 0.1948
19923 | Distribution Feeder Hardening | FLISR-13063 | Automation Hardening | 13063 |  |  |  | 800000 | 0 | 154056.9961 | 154056.9961 | 154056.9961 | -645943.0039 | -645943.0039 | -645943.0039 | 0.19257 | 0.19257 | 0.19257 | 0.19257
19977 | Distribution Feeder Hardening | FLISR-13828 | Automation Hardening | 13828 |  |  |  | 800000 | 0 | 151152.3622 | 151152.3622 | 151152.3622 | -648847.6378 | -648847.6378 | -648847.6378 | 0.18894 | 0.18894 | 0.18894 | 0.18894
20103 | Distribution Feeder Hardening | FLISR-13888 | Automation Hardening | 13888 |  |  |  | 800000 | 0 | 149486.8072 | 149486.8072 | 149486.8072 | -650513.1928 | -650513.1928 | -650513.1928 | 0.18686 | 0.18686 | 0.18686 | 0.18686
20067 | Distribution Feeder Hardening | FLISR-14031 | Automation Hardening | 14031 |  |  |  | 800000 | 0 | 145444.4457 | 145444.4457 | 145444.4457 | -654555.5543 | -654555.5543 | -654555.5543 | 0.18181 | 0.18181 | 0.18181 | 0.18181
19822 | Distribution Feeder Hardening | FLISR-13389 | Automation Hardening | 13389 |  |  |  | 800000 | 0 | 141784.1117 | 141784.1117 | 141784.1117 | -658215.8883 | -658215.8883 | -658215.8883 | 0.17723 | 0.17723 | 0.17723 | 0.17723
20399 | Distribution Feeder Hardening | FLISR-14274 | Automation Hardening | 14274 |  |  |  | 800000 | 0 | 141331.9691 | 141331.9691 | 141331.9691 | -658668.0309 | -658668.0309 | -658668.0309 | 0.17666 | 0.17666 | 0.17666 | 0.17666
20148 | Distribution Feeder Hardening | FLISR-13414 | Automation Hardening | 13414 |  |  |  | 800000 | 0 | 141165.9963 | 141165.9963 | 141165.9963 | -658834.0037 | -658834.0037 | -658834.0037 | 0.17646 | 0.17646 | 0.17646 | 0.17646
20124 | Distribution Feeder Hardening | FLISR-13493 | Automation Hardening | 13493 |  |  |  | 800000 | 0 | 139806.329 | 139806.329 | 139806.329 | -660193.671 | -660193.671 | -660193.671 | 0.17476 | 0.17476 | 0.17476 | 0.17476
20286 | Distribution Feeder Hardening | FLISR-13781 | Automation Hardening | 13781 |  |  |  | 800000 | 0 | 138016.1209 | 138016.1209 | 138016.1209 | -661983.8791 | -661983.8791 | -661983.8791 | 0.17252 | 0.17252 | 0.17252 | 0.17252
19945 | Distribution Feeder Hardening | FLISR-13690 | Automation Hardening | 13690 |  |  |  | 800000 | 0 | 137976.598 | 137976.598 | 137976.598 | -662023.402 | -662023.402 | -662023.402 | 0.17247 | 0.17247 | 0.17247 | 0.17247
19786 | Distribution Feeder Hardening | FLISR-354 | Automation Hardening | R-354 |  |  |  | 800000 | 0 | 137908.464 | 137908.464 | 137908.464 | -662091.536 | -662091.536 | -662091.536 | 0.17239 | 0.17239 | 0.17239 | 0.17239
20204 | Distribution Feeder Hardening | FLISR-13426 | Automation Hardening | 13426 |  |  |  | 800000 | 0 | 135109.3851 | 135109.3851 | 135109.3851 | -664890.6149 | -664890.6149 | -664890.6149 | 0.16889 | 0.16889 | 0.16889 | 0.16889
20104 | Distribution Feeder Hardening | FLISR-13590 | Automation Hardening | 13590 |  |  |  | 800000 | 0 | 133805.9442 | 133805.9442 | 133805.9442 | -666194.0558 | -666194.0558 | -666194.0558 | 0.16726 | 0.16726 | 0.16726 | 0.16726
19838 | Distribution Feeder Hardening | FLISR-13591 | Automation Hardening | 13591 |  |  |  | 800000 | 0 | 133083.0911 | 133083.0911 | 133083.0911 | -666916.9089 | -666916.9089 | -666916.9089 | 0.16635 | 0.16635 | 0.16635 | 0.16635
19884 | Distribution Feeder Hardening | FLISR-13677 | Automation Hardening | 13677 |  |  |  | 800000 | 0 | 132307.1929 | 132307.1929 | 132307.1929 | -667692.8071 | -667692.8071 | -667692.8071 | 0.16538 | 0.16538 | 0.16538 | 0.16538
20108 | Distribution Feeder Hardening | FLISR-13505 | Automation Hardening | 13505 |  |  |  | 800000 | 0 | 126774.8327 | 126774.8327 | 126774.8327 | -673225.1673 | -673225.1673 | -673225.1673 | 0.15847 | 0.15847 | 0.15847 | 0.15847
19915 | Distribution Feeder Hardening | FLISR-13023 | Automation Hardening | 13023 |  |  |  | 800000 | 0 | 126344.1226 | 126344.1226 | 126344.1226 | -673655.8774 | -673655.8774 | -673655.8774 | 0.15793 | 0.15793 | 0.15793 | 0.15793
19811 | Distribution Feeder Hardening | FLISR-13017 | Automation Hardening | 13017 |  |  |  | 800000 | 0 | 122953.5904 | 122953.5904 | 122953.5904 | -677046.4096 | -677046.4096 | -677046.4096 | 0.15369 | 0.15369 | 0.15369 | 0.15369
20156 | Distribution Feeder Hardening | FLISR-13359 | Automation Hardening | 13359 |  |  |  | 800000 | 0 | 121934.4081 | 121934.4081 | 121934.4081 | -678065.5919 | -678065.5919 | -678065.5919 | 0.15242 | 0.15242 | 0.15242 | 0.15242
20416 | Distribution Feeder Hardening | FLISR-13659 | Automation Hardening | 13659 |  |  |  | 800000 | 0 | 119349.2109 | 119349.2109 | 119349.2109 | -680650.7891 | -680650.7891 | -680650.7891 | 0.14919 | 0.14919 | 0.14919 | 0.14919
20084 | Distribution Feeder Hardening | FLISR-13167 | Automation Hardening | 13167 |  |  |  | 800000 | 0 | 119068.5099 | 119068.5099 | 119068.5099 | -680931.4901 | -680931.4901 | -680931.4901 | 0.14884 | 0.14884 | 0.14884 | 0.14884
20073 | Distribution Feeder Hardening | FLISR-13825 | Automation Hardening | 13825 |  |  |  | 800000 | 0 | 117023.0292 | 117023.0292 | 117023.0292 | -682976.9708 | -682976.9708 | -682976.9708 | 0.14628 | 0.14628 | 0.14628 | 0.14628
20003 | Distribution Feeder Hardening | FLISR-14080 | Automation Hardening | 14080 |  |  |  | 800000 | 0 | 116632.9888 | 116632.9888 | 116632.9888 | -683367.0112 | -683367.0112 | -683367.0112 | 0.14579 | 0.14579 | 0.14579 | 0.14579
19769 | Distribution Feeder Hardening | FLISR-13003 | Automation Hardening | 13003 |  |  |  | 800000 | 0 | 116294.5049 | 116294.5049 | 116294.5049 | -683705.4951 | -683705.4951 | -683705.4951 | 0.14537 | 0.14537 | 0.14537 | 0.14537
20049 | Distribution Feeder Hardening | FLISR-13105 | Automation Hardening | 13105 |  |  |  | 800000 | 0 | 111583.1372 | 111583.1372 | 111583.1372 | -688416.8628 | -688416.8628 | -688416.8628 | 0.13948 | 0.13948 | 0.13948 | 0.13948
20366 | Distribution Feeder Hardening | FLISR-13433 | Automation Hardening | 13433 |  |  |  | 800000 | 0 | 109786.4721 | 109786.4721 | 109786.4721 | -690213.5279 | -690213.5279 | -690213.5279 | 0.13723 | 0.13723 | 0.13723 | 0.13723
20222 | Distribution Feeder Hardening | FLISR-13436 | Automation Hardening | 13436 |  |  |  | 800000 | 0 | 107229.8831 | 107229.8831 | 107229.8831 | -692770.1169 | -692770.1169 | -692770.1169 | 0.13404 | 0.13404 | 0.13404 | 0.13404
20433 | Distribution Feeder Hardening | FLISR-13520 | Automation Hardening | 13520 |  |  |  | 800000 | 0 | 105642.4188 | 105642.4188 | 105642.4188 | -694357.5812 | -694357.5812 | -694357.5812 | 0.13205 | 0.13205 | 0.13205 | 0.13205
20086 | Distribution Feeder Hardening | FLISR-13049 | Automation Hardening | 13049 |  |  |  | 800000 | 0 | 103936.582 | 103936.582 | 103936.582 | -696063.418 | -696063.418 | -696063.418 | 0.12992 | 0.12992 | 0.12992 | 0.12992
19954 | Distribution Feeder Hardening | FLISR-13585 | Automation Hardening | 13585 |  |  |  | 800000 | 0 | 102487.5296 | 102487.5296 | 102487.5296 | -697512.4704 | -697512.4704 | -697512.4704 | 0.12811 | 0.12811 | 0.12811 | 0.12811
19897 | Distribution Feeder Hardening | FLISR-14101 | Automation Hardening | 14101 |  |  |  | 800000 | 0 | 102381.6934 | 102381.6934 | 102381.6934 | -697618.3066 | -697618.3066 | -697618.3066 | 0.12798 | 0.12798 | 0.12798 | 0.12798
19767 | Distribution Feeder Hardening | FLISR-13713 | Automation Hardening | 13713 |  |  |  | 800000 | 0 | 102274.0366 | 102274.0366 | 102274.0366 | -697725.9634 | -697725.9634 | -697725.9634 | 0.12784 | 0.12784 | 0.12784 | 0.12784
20060 | Distribution Feeder Hardening | FLISR-13096 | Automation Hardening | 13096 |  |  |  | 800000 | 0 | 101248.8829 | 101248.8829 | 101248.8829 | -698751.1171 | -698751.1171 | -698751.1171 | 0.12656 | 0.12656 | 0.12656 | 0.12656
20381 | Distribution Feeder Hardening | FLISR-13872 | Automation Hardening | 13872 |  |  |  | 800000 | 0 | 97011.3277 | 97011.3277 | 97011.3277 | -702988.6723 | -702988.6723 | -702988.6723 | 0.12126 | 0.12126 | 0.12126 | 0.12126
19999 | Distribution Feeder Hardening | FLISR-13208 | Automation Hardening | 13208 |  |  |  | 800000 | 0 | 96985.4809 | 96985.4809 | 96985.4809 | -703014.5191 | -703014.5191 | -703014.5191 | 0.12123 | 0.12123 | 0.12123 | 0.12123
19921 | Distribution Feeder Hardening | FLISR-13631 | Automation Hardening | 13631 |  |  |  | 800000 | 0 | 96361.1378 | 96361.1378 | 96361.1378 | -703638.8622 | -703638.8622 | -703638.8622 | 0.12045 | 0.12045 | 0.12045 | 0.12045
20344 | Distribution Feeder Hardening | FLISR-13220 | Automation Hardening | 13220 |  |  |  | 800000 | 0 | 96304.7342 | 96304.7342 | 96304.7342 | -703695.2658 | -703695.2658 | -703695.2658 | 0.12038 | 0.12038 | 0.12038 | 0.12038
20123 | Distribution Feeder Hardening | FLISR-13093 | Automation Hardening | 13093 |  |  |  | 800000 | 0 | 93015.5448 | 93015.5448 | 93015.5448 | -706984.4552 | -706984.4552 | -706984.4552 | 0.11627 | 0.11627 | 0.11627 | 0.11627
19914 | Distribution Feeder Hardening | FLISR-13142 | Automation Hardening | 13142 |  |  |  | 800000 | 0 | 92080.6982 | 92080.6982 | 92080.6982 | -707919.3018 | -707919.3018 | -707919.3018 | 0.1151 | 0.1151 | 0.1151 | 0.1151
19863 | Distribution Feeder Hardening | FLISR-13889 | Automation Hardening | 13889 |  |  |  | 800000 | 0 | 91087.8495 | 91087.8495 | 91087.8495 | -708912.1505 | -708912.1505 | -708912.1505 | 0.11386 | 0.11386 | 0.11386 | 0.11386
20129 | Distribution Feeder Hardening | FLISR-13207 | Automation Hardening | 13207 |  |  |  | 800000 | 0 | 90431.7797 | 90431.7797 | 90431.7797 | -709568.2203 | -709568.2203 | -709568.2203 | 0.11304 | 0.11304 | 0.11304 | 0.11304
19836 | Distribution Feeder Hardening | FLISR-13831 | Automation Hardening | 13831 |  |  |  | 800000 | 0 | 90001.1522 | 90001.1522 | 90001.1522 | -709998.8478 | -709998.8478 | -709998.8478 | 0.1125 | 0.1125 | 0.1125 | 0.1125
19853 | Distribution Feeder Hardening | FLISR-13365 | Automation Hardening | 13365 |  |  |  | 800000 | 0 | 88816.9265 | 88816.9265 | 88816.9265 | -711183.0735 | -711183.0735 | -711183.0735 | 0.11102 | 0.11102 | 0.11102 | 0.11102
20246 | Distribution Feeder Hardening | FLISR-13104 | Automation Hardening | 13104 |  |  |  | 800000 | 0 | 85600.2067 | 85600.2067 | 85600.2067 | -714399.7933 | -714399.7933 | -714399.7933 | 0.107 | 0.107 | 0.107 | 0.107
20375 | Distribution Feeder Hardening | FLISR-13038 | Automation Hardening | 13038 |  |  |  | 800000 | 0 | 84358.2554 | 84358.2554 | 84358.2554 | -715641.7446 | -715641.7446 | -715641.7446 | 0.10545 | 0.10545 | 0.10545 | 0.10545
19796 | Distribution Feeder Hardening | FLISR-13611 | Automation Hardening | 13611 |  |  |  | 800000 | 0 | 82946.346 | 82946.346 | 82946.346 | -717053.654 | -717053.654 | -717053.654 | 0.10368 | 0.10368 | 0.10368 | 0.10368
19821 | Distribution Feeder Hardening | FLISR-13224 | Automation Hardening | 13224 |  |  |  | 800000 | 0 | 82034.543 | 82034.543 | 82034.543 | -717965.457 | -717965.457 | -717965.457 | 0.10254 | 0.10254 | 0.10254 | 0.10254
19900 | Distribution Feeder Hardening | FLISR-13798 | Automation Hardening | 13798 |  |  |  | 800000 | 0 | 81819.2293 | 81819.2293 | 81819.2293 | -718180.7707 | -718180.7707 | -718180.7707 | 0.10227 | 0.10227 | 0.10227 | 0.10227
19916 | Distribution Feeder Hardening | FLISR-14306 | Automation Hardening | 14306 |  |  |  | 800000 | 0 | 78513.3271 | 78513.3271 | 78513.3271 | -721486.6729 | -721486.6729 | -721486.6729 | 0.098142 | 0.098142 | 0.098142 | 0.098142
20333 | Distribution Feeder Hardening | FLISR-14120 | Automation Hardening | 14120 |  |  |  | 800000 | 0 | 78232.3524 | 78232.3524 | 78232.3524 | -721767.6476 | -721767.6476 | -721767.6476 | 0.09779 | 0.09779 | 0.09779 | 0.09779
19799 | Distribution Feeder Hardening | FLISR-213 | Automation Hardening | R-213 |  |  |  | 800000 | 0 | 77943.5816 | 77943.5816 | 77943.5816 | -722056.4184 | -722056.4184 | -722056.4184 | 0.097429 | 0.097429 | 0.097429 | 0.097429
20436 | Distribution Feeder Hardening | FLISR-13295 | Automation Hardening | 13295 |  |  |  | 800000 | 0 | 77512.954 | 77512.954 | 77512.954 | -722487.046 | -722487.046 | -722487.046 | 0.096891 | 0.096891 | 0.096891 | 0.096891
20278 | Distribution Feeder Hardening | FLISR-13777 | Automation Hardening | 13777 |  |  |  | 800000 | 0 | 76682.0161 | 76682.0161 | 76682.0161 | -723317.9839 | -723317.9839 | -723317.9839 | 0.095853 | 0.095853 | 0.095853 | 0.095853
19779 | Distribution Feeder Hardening | FLISR-13040 | Automation Hardening | 13040 |  |  |  | 800000 | 0 | 76328.7283 | 76328.7283 | 76328.7283 | -723671.2717 | -723671.2717 | -723671.2717 | 0.095411 | 0.095411 | 0.095411 | 0.095411
20092 | Distribution Feeder Hardening | FLISR-13066 | Automation Hardening | 13066 |  |  |  | 800000 | 0 | 75728.9719 | 75728.9719 | 75728.9719 | -724271.0281 | -724271.0281 | -724271.0281 | 0.094661 | 0.094661 | 0.094661 | 0.094661
20140 | Distribution Feeder Hardening | FLISR-13060 | Automation Hardening | 13060 |  |  |  | 800000 | 0 | 75575.1302 | 75575.1302 | 75575.1302 | -724424.8698 | -724424.8698 | -724424.8698 | 0.094469 | 0.094469 | 0.094469 | 0.094469
19895 | Distribution Feeder Hardening | FLISR-13796 | Automation Hardening | 13796 |  |  |  | 800000 | 0 | 74821.532 | 74821.532 | 74821.532 | -725178.468 | -725178.468 | -725178.468 | 0.093527 | 0.093527 | 0.093527 | 0.093527
19976 | Distribution Feeder Hardening | FLISR-13090 | Automation Hardening | 13090 |  |  |  | 800000 | 0 | 73529.6494 | 73529.6494 | 73529.6494 | -726470.3506 | -726470.3506 | -726470.3506 | 0.091912 | 0.091912 | 0.091912 | 0.091912
20002 | Distribution Feeder Hardening | FLISR-13163 | Automation Hardening | 13163 |  |  |  | 800000 | 0 | 71591.8256 | 71591.8256 | 71591.8256 | -728408.1744 | -728408.1744 | -728408.1744 | 0.08949 | 0.08949 | 0.08949 | 0.08949
20185 | Distribution Feeder Hardening | FLISR-13334 | Automation Hardening | 13334 |  |  |  | 800000 | 0 | 71247.3399 | 71247.3399 | 71247.3399 | -728752.6601 | -728752.6601 | -728752.6601 | 0.089059 | 0.089059 | 0.089059 | 0.089059
19887 | Distribution Feeder Hardening | FLISR-13837 | Automation Hardening | 13837 |  |  |  | 800000 | 0 | 71161.1981 | 71161.1981 | 71161.1981 | -728838.8019 | -728838.8019 | -728838.8019 | 0.088951 | 0.088951 | 0.088951 | 0.088951
20015 | Distribution Feeder Hardening | FLISR-13648 | Automation Hardening | 13648 |  |  |  | 800000 | 0 | 66316.6384 | 66316.6384 | 66316.6384 | -733683.3616 | -733683.3616 | -733683.3616 | 0.082896 | 0.082896 | 0.082896 | 0.082896
20266 | Distribution Feeder Hardening | FLISR-14091 | Automation Hardening | 14091 |  |  |  | 800000 | 0 | 65399.2941 | 65399.2941 | 65399.2941 | -734600.7059 | -734600.7059 | -734600.7059 | 0.081749 | 0.081749 | 0.081749 | 0.081749
19938 | Distribution Feeder Hardening | FLISR-14041 | Automation Hardening | 14041 |  |  |  | 800000 | 0 | 64285.2371 | 64285.2371 | 64285.2371 | -735714.7629 | -735714.7629 | -735714.7629 | 0.080357 | 0.080357 | 0.080357 | 0.080357
20376 | Distribution Feeder Hardening | FLISR-13729 | Automation Hardening | 13729 |  |  |  | 800000 | 0 | 63732.8733 | 63732.8733 | 63732.8733 | -736267.1267 | -736267.1267 | -736267.1267 | 0.079666 | 0.079666 | 0.079666 | 0.079666
20419 | Distribution Feeder Hardening | FLISR-13882 | Automation Hardening | 13882 |  |  |  | 800000 | 0 | 63732.8733 | 63732.8733 | 63732.8733 | -736267.1267 | -736267.1267 | -736267.1267 | 0.079666 | 0.079666 | 0.079666 | 0.079666
20378 | Distribution Feeder Hardening | FLISR-13947 | Automation Hardening | 13947 |  |  |  | 800000 | 0 | 62763.9614 | 62763.9614 | 62763.9614 | -737236.0386 | -737236.0386 | -737236.0386 | 0.078455 | 0.078455 | 0.078455 | 0.078455
20074 | Distribution Feeder Hardening | FLISR-13988 | Automation Hardening | 13988 |  |  |  | 800000 | 0 | 62210.2606 | 62210.2606 | 62210.2606 | -737789.7394 | -737789.7394 | -737789.7394 | 0.077763 | 0.077763 | 0.077763 | 0.077763
20392 | Distribution Feeder Hardening | FLISR-13162 | Automation Hardening | 13162 |  |  |  | 800000 | 0 | 61256.7651 | 61256.7651 | 61256.7651 | -738743.2349 | -738743.2349 | -738743.2349 | 0.076571 | 0.076571 | 0.076571 | 0.076571
20391 | Distribution Feeder Hardening | FLISR-13871 | Automation Hardening | 13871 |  |  |  | 800000 | 0 | 60826.1375 | 60826.1375 | 60826.1375 | -739173.8625 | -739173.8625 | -739173.8625 | 0.076033 | 0.076033 | 0.076033 | 0.076033
20072 | Distribution Feeder Hardening | FLISR-13439 | Automation Hardening | 13439 |  |  |  | 800000 | 0 | 60582.3705 | 60582.3705 | 60582.3705 | -739417.6295 | -739417.6295 | -739417.6295 | 0.075728 | 0.075728 | 0.075728 | 0.075728
19886 | Distribution Feeder Hardening | FLISR-13946 | Automation Hardening | 13946 |  |  |  | 800000 | 0 | 59857.2256 | 59857.2256 | 59857.2256 | -740142.7744 | -740142.7744 | -740142.7744 | 0.074822 | 0.074822 | 0.074822 | 0.074822
19854 | Distribution Feeder Hardening | FLISR-13210 | Automation Hardening | 13210 |  |  |  | 800000 | 0 | 59783.9186 | 59783.9186 | 59783.9186 | -740216.0814 | -740216.0814 | -740216.0814 | 0.07473 | 0.07473 | 0.07473 | 0.07473
19759 | Distribution Feeder Hardening | FLISR-13932 | Automation Hardening | 13932 |  |  |  | 800000 | 0 | 57600.9546 | 57600.9546 | 57600.9546 | -742399.0454 | -742399.0454 | -742399.0454 | 0.072001 | 0.072001 | 0.072001 | 0.072001
19841 | Distribution Feeder Hardening | FLISR-13043 | Automation Hardening | 13043 |  |  |  | 800000 | 0 | 57212.7164 | 57212.7164 | 57212.7164 | -742787.2836 | -742787.2836 | -742787.2836 | 0.071516 | 0.071516 | 0.071516 | 0.071516
19965 | Distribution Feeder Hardening | FLISR-13575 | Automation Hardening | 13575 |  |  |  | 800000 | 0 | 55335.6366 | 55335.6366 | 55335.6366 | -744664.3634 | -744664.3634 | -744664.3634 | 0.06917 | 0.06917 | 0.06917 | 0.06917
20398 | Distribution Feeder Hardening | FLISR-13799 | Automation Hardening | 13799 |  |  |  | 800000 | 0 | 54545.11 | 54545.11 | 54545.11 | -745454.89 | -745454.89 | -745454.89 | 0.068181 | 0.068181 | 0.068181 | 0.068181
20265 | Distribution Feeder Hardening | FLISR-13081 | Automation Hardening | 13081 |  |  |  | 800000 | 0 | 54151.4109 | 54151.4109 | 54151.4109 | -745848.5891 | -745848.5891 | -745848.5891 | 0.067689 | 0.067689 | 0.067689 | 0.067689
20380 | Distribution Feeder Hardening | FLISR-13181 | Automation Hardening | 13181 |  |  |  | 800000 | 0 | 52751.8715 | 52751.8715 | 52751.8715 | -747248.1285 | -747248.1285 | -747248.1285 | 0.06594 | 0.06594 | 0.06594 | 0.06594
20261 | Distribution Feeder Hardening | FLISR-13827 | Automation Hardening | 13827 |  |  |  | 800000 | 0 | 51785.4231 | 51785.4231 | 51785.4231 | -748214.5769 | -748214.5769 | -748214.5769 | 0.064732 | 0.064732 | 0.064732 | 0.064732
20318 | Distribution Feeder Hardening | FLISR-13733 | Automation Hardening | 13733 |  |  |  | 800000 | 0 | 51567.6458 | 51567.6458 | 51567.6458 | -748432.3542 | -748432.3542 | -748432.3542 | 0.06446 | 0.06446 | 0.06446 | 0.06446
20305 | Distribution Feeder Hardening | FLISR-13008 | Automation Hardening | 13008 |  |  |  | 800000 | 0 | 47134.1681 | 47134.1681 | 47134.1681 | -752865.8319 | -752865.8319 | -752865.8319 | 0.058918 | 0.058918 | 0.058918 | 0.058918
20434 | Distribution Feeder Hardening | FLISR-13283 | Automation Hardening | 13283 |  |  |  | 800000 | 0 | 46830.7431 | 46830.7431 | 46830.7431 | -753169.2569 | -753169.2569 | -753169.2569 | 0.058538 | 0.058538 | 0.058538 | 0.058538
20052 | Distribution Feeder Hardening | FLISR-13769 | Automation Hardening | 13769 |  |  |  | 800000 | 0 | 46592.7813 | 46592.7813 | 46592.7813 | -753407.2187 | -753407.2187 | -753407.2187 | 0.058241 | 0.058241 | 0.058241 | 0.058241
20116 | Distribution Feeder Hardening | FLISR-13073 | Automation Hardening | 13073 |  |  |  | 800000 | 0 | 46400.1155 | 46400.1155 | 46400.1155 | -753599.8845 | -753599.8845 | -753599.8845 | 0.058 | 0.058 | 0.058 | 0.058
20057 | Distribution Feeder Hardening | FLISR-14065 | Automation Hardening | 14065 |  |  |  | 800000 | 0 | 45360.5529 | 45360.5529 | 45360.5529 | -754639.4471 | -754639.4471 | -754639.4471 | 0.056701 | 0.056701 | 0.056701 | 0.056701
19913 | Distribution Feeder Hardening | FLISR-13225 | Automation Hardening | 13225 |  |  |  | 800000 | 0 | 43924.0073 | 43924.0073 | 43924.0073 | -756075.9927 | -756075.9927 | -756075.9927 | 0.054905 | 0.054905 | 0.054905 | 0.054905
20175 | Distribution Feeder Hardening | FLISR-13492 | Automation Hardening | 13492 |  |  |  | 800000 | 0 | 41770.8697 | 41770.8697 | 41770.8697 | -758229.1303 | -758229.1303 | -758229.1303 | 0.052214 | 0.052214 | 0.052214 | 0.052214
20162 | Distribution Feeder Hardening | FLISR-13632 | Automation Hardening | 13632 |  |  |  | 800000 | 0 | 40310.0052 | 40310.0052 | 40310.0052 | -759689.9948 | -759689.9948 | -759689.9948 | 0.050388 | 0.050388 | 0.050388 | 0.050388
19984 | Distribution Feeder Hardening | FLISR-136 | Automation Hardening | R-136 |  |  |  | 800000 | 0 | 40263.6733 | 40263.6733 | 40263.6733 | -759736.3267 | -759736.3267 | -759736.3267 | 0.05033 | 0.05033 | 0.05033 | 0.05033
20437 | Distribution Feeder Hardening | FLISR-13122 | Automation Hardening | 13122 |  |  |  | 800000 | 0 | 36411.8534 | 36411.8534 | 36411.8534 | -763588.1466 | -763588.1466 | -763588.1466 | 0.045515 | 0.045515 | 0.045515 | 0.045515
20382 | Distribution Feeder Hardening | FLISR-13157 | Automation Hardening | 13157 |  |  |  | 800000 | 0 | 31328.1523 | 31328.1523 | 31328.1523 | -768671.8477 | -768671.8477 | -768671.8477 | 0.03916 | 0.03916 | 0.03916 | 0.03916
20425 | Distribution Feeder Hardening | FLISR-13305 | Automation Hardening | 13305 |  |  |  | 800000 | 0 | 30907.7055 | 30907.7055 | 30907.7055 | -769092.2945 | -769092.2945 | -769092.2945 | 0.038635 | 0.038635 | 0.038635 | 0.038635
19848 | Distribution Feeder Hardening | FLISR-13517 | Automation Hardening | 13517 |  |  |  | 800000 | 0 | 30897.5247 | 30897.5247 | 30897.5247 | -769102.4753 | -769102.4753 | -769102.4753 | 0.038622 | 0.038622 | 0.038622 | 0.038622
19819 | Distribution Feeder Hardening | FLISR-13428 | Automation Hardening | 13428 |  |  |  | 800000 | 0 | 28529.0734 | 28529.0734 | 28529.0734 | -771470.9266 | -771470.9266 | -771470.9266 | 0.035661 | 0.035661 | 0.035661 | 0.035661
20287 | Distribution Feeder Hardening | FLISR-13900 | Automation Hardening | 13900 |  |  |  | 800000 | 0 | 27895.7843 | 27895.7843 | 27895.7843 | -772104.2157 | -772104.2157 | -772104.2157 | 0.03487 | 0.03487 | 0.03487 | 0.03487
20250 | Distribution Feeder Hardening | FLISR-13101 | Automation Hardening | 13101 |  |  |  | 800000 | 0 | 27667.5393 | 27667.5393 | 27667.5393 | -772332.4607 | -772332.4607 | -772332.4607 | 0.034584 | 0.034584 | 0.034584 | 0.034584
19829 | Distribution Feeder Hardening | FLISR-14050 | Automation Hardening | 14050 |  |  |  | 800000 | 0 | 26898.2874 | 26898.2874 | 26898.2874 | -773101.7126 | -773101.7126 | -773101.7126 | 0.033623 | 0.033623 | 0.033623 | 0.033623
20182 | Distribution Feeder Hardening | FLISR-13692 | Automation Hardening | 13692 |  |  |  | 800000 | 0 | 26483.5926 | 26483.5926 | 26483.5926 | -773516.4074 | -773516.4074 | -773516.4074 | 0.033104 | 0.033104 | 0.033104 | 0.033104
20270 | Distribution Feeder Hardening | FLISR-13061 | Automation Hardening | 13061 |  |  |  | 800000 | 0 | 26483.5926 | 26483.5926 | 26483.5926 | -773516.4074 | -773516.4074 | -773516.4074 | 0.033104 | 0.033104 | 0.033104 | 0.033104
20374 | Distribution Feeder Hardening | FLISR-13991 | Automation Hardening | 13991 |  |  |  | 800000 | 0 | 25945.3082 | 25945.3082 | 25945.3082 | -774054.6918 | -774054.6918 | -774054.6918 | 0.032432 | 0.032432 | 0.032432 | 0.032432
19816 | Distribution Feeder Hardening | FLISR-13241 | Automation Hardening | 13241 |  |  |  | 800000 | 0 | 25878.6897 | 25878.6897 | 25878.6897 | -774121.3103 | -774121.3103 | -774121.3103 | 0.032348 | 0.032348 | 0.032348 | 0.032348
19920 | Distribution Feeder Hardening | FLISR-13059 | Automation Hardening | 13059 |  |  |  | 800000 | 0 | 24958.335 | 24958.335 | 24958.335 | -775041.665 | -775041.665 | -775041.665 | 0.031198 | 0.031198 | 0.031198 | 0.031198
20099 | Distribution Feeder Hardening | FLISR-13464 | Automation Hardening | 13464 |  |  |  | 800000 | 0 | 24944.3826 | 24944.3826 | 24944.3826 | -775055.6174 | -775055.6174 | -775055.6174 | 0.03118 | 0.03118 | 0.03118 | 0.03118
20109 | Distribution Feeder Hardening | FLISR-13458 | Automation Hardening | 13458 |  |  |  | 800000 | 0 | 24545.7688 | 24545.7688 | 24545.7688 | -775454.2312 | -775454.2312 | -775454.2312 | 0.030682 | 0.030682 | 0.030682 | 0.030682
19802 | Distribution Feeder Hardening | FLISR-13600 | Automation Hardening | 13600 |  |  |  | 800000 | 0 | 21531.3761 | 21531.3761 | 21531.3761 | -778468.6239 | -778468.6239 | -778468.6239 | 0.026914 | 0.026914 | 0.026914 | 0.026914
19979 | Distribution Feeder Hardening | FLISR-14116 | Automation Hardening | 14116 |  |  |  | 800000 | 0 | 21481.0182 | 21481.0182 | 21481.0182 | -778518.9818 | -778518.9818 | -778518.9818 | 0.026851 | 0.026851 | 0.026851 | 0.026851
19840 | Distribution Feeder Hardening | FLISR-13712 | Automation Hardening | 13712 |  |  |  | 800000 | 0 | 20926.671 | 20926.671 | 20926.671 | -779073.329 | -779073.329 | -779073.329 | 0.026158 | 0.026158 | 0.026158 | 0.026158
19901 | Distribution Feeder Hardening | FLISR-13137 | Automation Hardening | 13137 |  |  |  | 800000 | 0 | 17539.0207 | 17539.0207 | 17539.0207 | -782460.9793 | -782460.9793 | -782460.9793 | 0.021924 | 0.021924 | 0.021924 | 0.021924
20078 | Distribution Feeder Hardening | FLISR-13869 | Automation Hardening | 13869 |  |  |  | 800000 | 0 | 16902.1303 | 16902.1303 | 16902.1303 | -783097.8697 | -783097.8697 | -783097.8697 | 0.021128 | 0.021128 | 0.021128 | 0.021128
19804 | Distribution Feeder Hardening | FLISR-13964 | Automation Hardening | 13964 |  |  |  | 800000 | 0 | 14964.3064 | 14964.3064 | 14964.3064 | -785035.6936 | -785035.6936 | -785035.6936 | 0.018705 | 0.018705 | 0.018705 | 0.018705
20165 | Distribution Feeder Hardening | FLISR-13133 | Automation Hardening | 13133 |  |  |  | 800000 | 0 | 14549.3094 | 14549.3094 | 14549.3094 | -785450.6906 | -785450.6906 | -785450.6906 | 0.018187 | 0.018187 | 0.018187 | 0.018187
20242 | Distribution Feeder Hardening | FLISR-13866 | Automation Hardening | 13866 |  |  |  | 800000 | 0 | 13235.664 | 13235.664 | 13235.664 | -786764.336 | -786764.336 | -786764.336 | 0.016545 | 0.016545 | 0.016545 | 0.016545
19932 | Distribution Feeder Hardening | FLISR-13143 | Automation Hardening | 13143 |  |  |  | 800000 | 0 | 12272.8844 | 12272.8844 | 12272.8844 | -787727.1156 | -787727.1156 | -787727.1156 | 0.015341 | 0.015341 | 0.015341 | 0.015341
19997 | Distribution Feeder Hardening | FLISR-13169 | Automation Hardening | 13169 |  |  |  | 800000 | 0 | 9867.2487 | 9867.2487 | 9867.2487 | -790132.7513 | -790132.7513 | -790132.7513 | 0.012334 | 0.012334 | 0.012334 | 0.012334
20205 | Distribution Feeder Hardening | FLISR-13400 | Automation Hardening | 13400 |  |  |  | 800000 | 0 | 8074.266 | 8074.266 | 8074.266 | -791925.734 | -791925.734 | -791925.734 | 0.010093 | 0.010093 | 0.010093 | 0.010093
19805 | Distribution Feeder Hardening | FLISR-13379 | Automation Hardening | 13379 |  |  |  | 800000 | 0 | 7966.6092 | 7966.6092 | 7966.6092 | -792033.3908 | -792033.3908 | -792033.3908 | 0.0099583 | 0.0099583 | 0.0099583 | 0.0099583
19904 | Distribution Feeder Hardening | FLISR-13951 | Automation Hardening | 13951 |  |  |  | 800000 | 0 | 7334.9818 | 7334.9818 | 7334.9818 | -792665.0182 | -792665.0182 | -792665.0182 | 0.0091687 | 0.0091687 | 0.0091687 | 0.0091687
20218 | Distribution Feeder Hardening | FLISR-14090 | Automation Hardening | 14090 |  |  |  | 800000 | 0 | 6997.6972 | 6997.6972 | 6997.6972 | -793002.3028 | -793002.3028 | -793002.3028 | 0.0087471 | 0.0087471 | 0.0087471 | 0.0087471
20216 | Distribution Feeder Hardening | FLISR-13935 | Automation Hardening | 13935 |  |  |  | 800000 | 0 | 6782.3835 | 6782.3835 | 6782.3835 | -793217.6165 | -793217.6165 | -793217.6165 | 0.008478 | 0.008478 | 0.008478 | 0.008478
20403 | Distribution Feeder Hardening | FLISR-14083 | Automation Hardening | 14083 |  |  |  | 800000 | 0 | 6439.8583 | 6439.8583 | 6439.8583 | -793560.1417 | -793560.1417 | -793560.1417 | 0.0080498 | 0.0080498 | 0.0080498 | 0.0080498
20303 | Distribution Feeder Hardening | FLISR-13270 | Automation Hardening | 13270 |  |  |  | 800000 | 0 | 5598.1578 | 5598.1578 | 5598.1578 | -794401.8422 | -794401.8422 | -794401.8422 | 0.0069977 | 0.0069977 | 0.0069977 | 0.0069977
20424 | Distribution Feeder Hardening | FLISR-13349 | Automation Hardening | 13349 |  |  |  | 800000 | 0 | 4306.2752 | 4306.2752 | 4306.2752 | -795693.7248 | -795693.7248 | -795693.7248 | 0.0053828 | 0.0053828 | 0.0053828 | 0.0053828
20334 | Distribution Feeder Hardening | FLISR-13546 | Automation Hardening | 13546 |  |  |  | 800000 | 0 | 4198.6183 | 4198.6183 | 4198.6183 | -795801.3817 | -795801.3817 | -795801.3817 | 0.0052483 | 0.0052483 | 0.0052483 | 0.0052483
20440 | Distribution Feeder Hardening | FLISR-13547 | Automation Hardening | 13547 |  |  |  | 800000 | 0 | 4151.413 | 4151.413 | 4151.413 | -795848.587 | -795848.587 | -795848.587 | 0.0051893 | 0.0051893 | 0.0051893 | 0.0051893
20209 | Distribution Feeder Hardening | FLISR-13832 | Automation Hardening | 13832 |  |  |  | 800000 | 0 | 2653.5578 | 2653.5578 | 2653.5578 | -797346.4422 | -797346.4422 | -797346.4422 | 0.0033169 | 0.0033169 | 0.0033169 | 0.0033169
19849 | Distribution Feeder Hardening | FLISR-13494 | Automation Hardening | 13494 |  |  |  | 800000 | 0 | 2385.1327 | 2385.1327 | 2385.1327 | -797614.8673 | -797614.8673 | -797614.8673 | 0.0029814 | 0.0029814 | 0.0029814 | 0.0029814
20066 | Distribution Feeder Hardening | FLISR-13054 | Automation Hardening | 13054 |  |  |  | 800000 | 0 | 1908.2902 | 1908.2902 | 1908.2902 | -798091.7098 | -798091.7098 | -798091.7098 | 0.0023854 | 0.0023854 | 0.0023854 | 0.0023854
20033 | Distribution Feeder Hardening | FLISR-13326 | Automation Hardening | 13326 |  |  |  | 800000 | 0 | 1886.3858 | 1886.3858 | 1886.3858 | -798113.6142 | -798113.6142 | -798113.6142 | 0.002358 | 0.002358 | 0.002358 | 0.002358
20075 | Distribution Feeder Hardening | FLISR-13110 | Automation Hardening | 13110 |  |  |  | 800000 | 0 | 1399.5394 | 1399.5394 | 1399.5394 | -798600.4606 | -798600.4606 | -798600.4606 | 0.0017494 | 0.0017494 | 0.0017494 | 0.0017494
19784 | Distribution Feeder Hardening | FLISR-13574 | Automation Hardening | 13574 |  |  |  | 800000 | 0 | 773.7153 | 773.7153 | 773.7153 | -799226.2847 | -799226.2847 | -799226.2847 | 0.00096714 | 0.00096714 | 0.00096714 | 0.00096714
19818 | Distribution Feeder Hardening | FLISR-13172 | Automation Hardening | 13172 |  |  |  | 800000 | 0 | 753.5982 | 753.5982 | 753.5982 | -799246.4018 | -799246.4018 | -799246.4018 | 0.000942 | 0.000942 | 0.000942 | 0.000942
20106 | Distribution Feeder Hardening | FLISR--1 | Automation Hardening | SR--1 |  |  |  | 800000 | 0 | 0 | 0 | 0 | -800000 | -800000 | -800000 | 0 | 0 | 0 | 0
20093 | Distribution Feeder Hardening | FLISR-13002 | Automation Hardening | 13002 |  |  |  | 800000 | 0 | 0 | 0 | 0 | -800000 | -800000 | -800000 | 0 | 0 | 0 | 0
20244 | Distribution Feeder Hardening | FLISR-13009 | Automation Hardening | 13009 |  |  |  | 800000 | 0 | 0 | 0 | 0 | -800000 | -800000 | -800000 | 0 | 0 | 0 | 0
20290 | Distribution Feeder Hardening | FLISR-13012 | Automation Hardening | 13012 |  |  |  | 800000 | 0 | 0 | 0 | 0 | -800000 | -800000 | -800000 | 0 | 0 | 0 | 0
19814 | Distribution Feeder Hardening | FLISR-13013 | Automation Hardening | 13013 |  |  |  | 800000 | 0 | 0 | 0 | 0 | -800000 | -800000 | -800000 | 0 | 0 | 0 | 0
19978 | Distribution Feeder Hardening | FLISR-13016 | Automation Hardening | 13016 |  |  |  | 800000 | 0 | 0 | 0 | 0 | -800000 | -800000 | -800000 | 0 | 0 | 0 | 0
20017 | Distribution Feeder Hardening | FLISR-13019 | Automation Hardening | 13019 |  |  |  | 800000 | 0 | 0 | 0 | 0 | -800000 | -800000 | -800000 | 0 | 0 | 0 | 0
20197 | Distribution Feeder Hardening | FLISR-13029 | Automation Hardening | 13029 |  |  |  | 800000 | 0 | 0 | 0 | 0 | -800000 | -800000 | -800000 | 0 | 0 | 0 | 0
20359 | Distribution Feeder Hardening | FLISR-13031 | Automation Hardening | 13031 |  |  |  | 800000 | 0 | 0 | 0 | 0 | -800000 | -800000 | -800000 | 0 | 0 | 0 | 0
20131 | Distribution Feeder Hardening | FLISR-13034 | Automation Hardening | 13034 |  |  |  | 800000 | 0 | 0 | 0 | 0 | -800000 | -800000 | -800000 | 0 | 0 | 0 | 0
20361 | Distribution Feeder Hardening | FLISR-13051 | Automation Hardening | 13051 |  |  |  | 800000 | 0 | 0 | 0 | 0 | -800000 | -800000 | -800000 | 0 | 0 | 0 | 0
20272 | Distribution Feeder Hardening | FLISR-13052 | Automation Hardening | 13052 |  |  |  | 800000 | 0 | 0 | 0 | 0 | -800000 | -800000 | -800000 | 0 | 0 | 0 | 0
20125 | Distribution Feeder Hardening | FLISR-13055 | Automation Hardening | 13055 |  |  |  | 800000 | 0 | 0 | 0 | 0 | -800000 | -800000 | -800000 | 0 | 0 | 0 | 0
19834 | Distribution Feeder Hardening | FLISR-13057 | Automation Hardening | 13057 |  |  |  | 800000 | 0 | 0 | 0 | 0 | -800000 | -800000 | -800000 | 0 | 0 | 0 | 0
19792 | Distribution Feeder Hardening | FLISR-13065 | Automation Hardening | 13065 |  |  |  | 800000 | 0 | 0 | 0 | 0 | -800000 | -800000 | -800000 | 0 | 0 | 0 | 0
19925 | Distribution Feeder Hardening | FLISR-13067 | Automation Hardening | 13067 |  |  |  | 800000 | 0 | 0 | 0 | 0 | -800000 | -800000 | -800000 | 0 | 0 | 0 | 0
19795 | Distribution Feeder Hardening | FLISR-13068 | Automation Hardening | 13068 |  |  |  | 800000 | 0 | 0 | 0 | 0 | -800000 | -800000 | -800000 | 0 | 0 | 0 | 0
20065 | Distribution Feeder Hardening | FLISR-13071 | Automation Hardening | 13071 |  |  |  | 800000 | 0 | 0 | 0 | 0 | -800000 | -800000 | -800000 | 0 | 0 | 0 | 0
20342 | Distribution Feeder Hardening | FLISR-13072 | Automation Hardening | 13072 |  |  |  | 800000 | 0 | 0 | 0 | 0 | -800000 | -800000 | -800000 | 0 | 0 | 0 | 0
20314 | Distribution Feeder Hardening | FLISR-13076 | Automation Hardening | 13076 |  |  |  | 800000 | 0 | 0 | 0 | 0 | -800000 | -800000 | -800000 | 0 | 0 | 0 | 0
20010 | Distribution Feeder Hardening | FLISR-13078 | Automation Hardening | 13078 |  |  |  | 800000 | 0 | 0 | 0 | 0 | -800000 | -800000 | -800000 | 0 | 0 | 0 | 0
20164 | Distribution Feeder Hardening | FLISR-13084 | Automation Hardening | 13084 |  |  |  | 800000 | 0 | 0 | 0 | 0 | -800000 | -800000 | -800000 | 0 | 0 | 0 | 0
20063 | Distribution Feeder Hardening | FLISR-13086 | Automation Hardening | 13086 |  |  |  | 800000 | 0 | 0 | 0 | 0 | -800000 | -800000 | -800000 | 0 | 0 | 0 | 0
20348 | Distribution Feeder Hardening | FLISR-13087 | Automation Hardening | 13087 |  |  |  | 800000 | 0 | 0 | 0 | 0 | -800000 | -800000 | -800000 | 0 | 0 | 0 | 0
19986 | Distribution Feeder Hardening | FLISR-13091 | Automation Hardening | 13091 |  |  |  | 800000 | 0 | 0 | 0 | 0 | -800000 | -800000 | -800000 | 0 | 0 | 0 | 0
20259 | Distribution Feeder Hardening | FLISR-13113 | Automation Hardening | 13113 |  |  |  | 800000 | 0 | 0 | 0 | 0 | -800000 | -800000 | -800000 | 0 | 0 | 0 | 0
19983 | Distribution Feeder Hardening | FLISR-13121 | Automation Hardening | 13121 |  |  |  | 800000 | 0 | 0 | 0 | 0 | -800000 | -800000 | -800000 | 0 | 0 | 0 | 0
20035 | Distribution Feeder Hardening | FLISR-13132 | Automation Hardening | 13132 |  |  |  | 800000 | 0 | 0 | 0 | 0 | -800000 | -800000 | -800000 | 0 | 0 | 0 | 0
20195 | Distribution Feeder Hardening | FLISR-13134 | Automation Hardening | 13134 |  |  |  | 800000 | 0 | 0 | 0 | 0 | -800000 | -800000 | -800000 | 0 | 0 | 0 | 0
20298 | Distribution Feeder Hardening | FLISR-13138 | Automation Hardening | 13138 |  |  |  | 800000 | 0 | 0 | 0 | 0 | -800000 | -800000 | -800000 | 0 | 0 | 0 | 0
19893 | Distribution Feeder Hardening | FLISR-13140 | Automation Hardening | 13140 |  |  |  | 800000 | 0 | 0 | 0 | 0 | -800000 | -800000 | -800000 | 0 | 0 | 0 | 0
19823 | Distribution Feeder Hardening | FLISR-13141 | Automation Hardening | 13141 |  |  |  | 800000 | 0 | 0 | 0 | 0 | -800000 | -800000 | -800000 | 0 | 0 | 0 | 0
19757 | Distribution Feeder Hardening | FLISR-13154 | Automation Hardening | 13154 |  |  |  | 800000 | 0 | 0 | 0 | 0 | -800000 | -800000 | -800000 | 0 | 0 | 0 | 0
19833 | Distribution Feeder Hardening | FLISR-13155 | Automation Hardening | 13155 |  |  |  | 800000 | 0 | 0 | 0 | 0 | -800000 | -800000 | -800000 | 0 | 0 | 0 | 0
19858 | Distribution Feeder Hardening | FLISR-13160 | Automation Hardening | 13160 |  |  |  | 800000 | 0 | 0 | 0 | 0 | -800000 | -800000 | -800000 | 0 | 0 | 0 | 0
20297 | Distribution Feeder Hardening | FLISR-13161 | Automation Hardening | 13161 |  |  |  | 800000 | 0 | 0 | 0 | 0 | -800000 | -800000 | -800000 | 0 | 0 | 0 | 0
20296 | Distribution Feeder Hardening | FLISR-13164 | Automation Hardening | 13164 |  |  |  | 800000 | 0 | 0 | 0 | 0 | -800000 | -800000 | -800000 | 0 | 0 | 0 | 0
20040 | Distribution Feeder Hardening | FLISR-13165 | Automation Hardening | 13165 |  |  |  | 800000 | 0 | 0 | 0 | 0 | -800000 | -800000 | -800000 | 0 | 0 | 0 | 0
20134 | Distribution Feeder Hardening | FLISR-13170 | Automation Hardening | 13170 |  |  |  | 800000 | 0 | 0 | 0 | 0 | -800000 | -800000 | -800000 | 0 | 0 | 0 | 0
20383 | Distribution Feeder Hardening | FLISR-13177 | Automation Hardening | 13177 |  |  |  | 800000 | 0 | 0 | 0 | 0 | -800000 | -800000 | -800000 | 0 | 0 | 0 | 0
20268 | Distribution Feeder Hardening | FLISR-13178 | Automation Hardening | 13178 |  |  |  | 800000 | 0 | 0 | 0 | 0 | -800000 | -800000 | -800000 | 0 | 0 | 0 | 0
20023 | Distribution Feeder Hardening | FLISR-13180 | Automation Hardening | 13180 |  |  |  | 800000 | 0 | 0 | 0 | 0 | -800000 | -800000 | -800000 | 0 | 0 | 0 | 0
19875 | Distribution Feeder Hardening | FLISR-13183 | Automation Hardening | 13183 |  |  |  | 800000 | 0 | 0 | 0 | 0 | -800000 | -800000 | -800000 | 0 | 0 | 0 | 0
19847 | Distribution Feeder Hardening | FLISR-13184 | Automation Hardening | 13184 |  |  |  | 800000 | 0 | 0 | 0 | 0 | -800000 | -800000 | -800000 | 0 | 0 | 0 | 0
19963 | Distribution Feeder Hardening | FLISR-13185 | Automation Hardening | 13185 |  |  |  | 800000 | 0 | 0 | 0 | 0 | -800000 | -800000 | -800000 | 0 | 0 | 0 | 0
20077 | Distribution Feeder Hardening | FLISR-13186 | Automation Hardening | 13186 |  |  |  | 800000 | 0 | 0 | 0 | 0 | -800000 | -800000 | -800000 | 0 | 0 | 0 | 0
19871 | Distribution Feeder Hardening | FLISR-13189 | Automation Hardening | 13189 |  |  |  | 800000 | 0 | 0 | 0 | 0 | -800000 | -800000 | -800000 | 0 | 0 | 0 | 0
20260 | Distribution Feeder Hardening | FLISR-13190 | Automation Hardening | 13190 |  |  |  | 800000 | 0 | 0 | 0 | 0 | -800000 | -800000 | -800000 | 0 | 0 | 0 | 0
19943 | Distribution Feeder Hardening | FLISR-13194 | Automation Hardening | 13194 |  |  |  | 800000 | 0 | 0 | 0 | 0 | -800000 | -800000 | -800000 | 0 | 0 | 0 | 0
20397 | Distribution Feeder Hardening | FLISR-13195 | Automation Hardening | 13195 |  |  |  | 800000 | 0 | 0 | 0 | 0 | -800000 | -800000 | -800000 | 0 | 0 | 0 | 0
20081 | Distribution Feeder Hardening | FLISR-13201 | Automation Hardening | 13201 |  |  |  | 800000 | 0 | 0 | 0 | 0 | -800000 | -800000 | -800000 | 0 | 0 | 0 | 0
20041 | Distribution Feeder Hardening | FLISR-13217 | Automation Hardening | 13217 |  |  |  | 800000 | 0 | 0 | 0 | 0 | -800000 | -800000 | -800000 | 0 | 0 | 0 | 0
20082 | Distribution Feeder Hardening | FLISR-13222 | Automation Hardening | 13222 |  |  |  | 800000 | 0 | 0 | 0 | 0 | -800000 | -800000 | -800000 | 0 | 0 | 0 | 0
19996 | Distribution Feeder Hardening | FLISR-13233 | Automation Hardening | 13233 |  |  |  | 800000 | 0 | 0 | 0 | 0 | -800000 | -800000 | -800000 | 0 | 0 | 0 | 0
19807 | Distribution Feeder Hardening | FLISR-13237 | Automation Hardening | 13237 |  |  |  | 800000 | 0 | 0 | 0 | 0 | -800000 | -800000 | -800000 | 0 | 0 | 0 | 0
19772 | Distribution Feeder Hardening | FLISR-13238 | Automation Hardening | 13238 |  |  |  | 800000 | 0 | 0 | 0 | 0 | -800000 | -800000 | -800000 | 0 | 0 | 0 | 0
20384 | Distribution Feeder Hardening | FLISR-13264 | Automation Hardening | 13264 |  |  |  | 800000 | 0 | 0 | 0 | 0 | -800000 | -800000 | -800000 | 0 | 0 | 0 | 0
20386 | Distribution Feeder Hardening | FLISR-13267 | Automation Hardening | 13267 |  |  |  | 800000 | 0 | 0 | 0 | 0 | -800000 | -800000 | -800000 | 0 | 0 | 0 | 0
20368 | Distribution Feeder Hardening | FLISR-13268 | Automation Hardening | 13268 |  |  |  | 800000 | 0 | 0 | 0 | 0 | -800000 | -800000 | -800000 | 0 | 0 | 0 | 0
20285 | Distribution Feeder Hardening | FLISR-13276 | Automation Hardening | 13276 |  |  |  | 800000 | 0 | 0 | 0 | 0 | -800000 | -800000 | -800000 | 0 | 0 | 0 | 0
20180 | Distribution Feeder Hardening | FLISR-13280 | Automation Hardening | 13280 |  |  |  | 800000 | 0 | 0 | 0 | 0 | -800000 | -800000 | -800000 | 0 | 0 | 0 | 0
20319 | Distribution Feeder Hardening | FLISR-13281 | Automation Hardening | 13281 |  |  |  | 800000 | 0 | 0 | 0 | 0 | -800000 | -800000 | -800000 | 0 | 0 | 0 | 0
20139 | Distribution Feeder Hardening | FLISR-13288 | Automation Hardening | 13288 |  |  |  | 800000 | 0 | 0 | 0 | 0 | -800000 | -800000 | -800000 | 0 | 0 | 0 | 0
20421 | Distribution Feeder Hardening | FLISR-13302 | Automation Hardening | 13302 |  |  |  | 800000 | 0 | 0 | 0 | 0 | -800000 | -800000 | -800000 | 0 | 0 | 0 | 0
20223 | Distribution Feeder Hardening | FLISR-13304 | Automation Hardening | 13304 |  |  |  | 800000 | 0 | 0 | 0 | 0 | -800000 | -800000 | -800000 | 0 | 0 | 0 | 0
20410 | Distribution Feeder Hardening | FLISR-13322 | Automation Hardening | 13322 |  |  |  | 800000 | 0 | 0 | 0 | 0 | -800000 | -800000 | -800000 | 0 | 0 | 0 | 0
19998 | Distribution Feeder Hardening | FLISR-13323 | Automation Hardening | 13323 |  |  |  | 800000 | 0 | 0 | 0 | 0 | -800000 | -800000 | -800000 | 0 | 0 | 0 | 0
19956 | Distribution Feeder Hardening | FLISR-13324 | Automation Hardening | 13324 |  |  |  | 800000 | 0 | 0 | 0 | 0 | -800000 | -800000 | -800000 | 0 | 0 | 0 | 0
20005 | Distribution Feeder Hardening | FLISR-13325 | Automation Hardening | 13325 |  |  |  | 800000 | 0 | 0 | 0 | 0 | -800000 | -800000 | -800000 | 0 | 0 | 0 | 0
20201 | Distribution Feeder Hardening | FLISR-13327 | Automation Hardening | 13327 |  |  |  | 800000 | 0 | 0 | 0 | 0 | -800000 | -800000 | -800000 | 0 | 0 | 0 | 0
20232 | Distribution Feeder Hardening | FLISR-13332 | Automation Hardening | 13332 |  |  |  | 800000 | 0 | 0 | 0 | 0 | -800000 | -800000 | -800000 | 0 | 0 | 0 | 0
20393 | Distribution Feeder Hardening | FLISR-13333 | Automation Hardening | 13333 |  |  |  | 800000 | 0 | 0 | 0 | 0 | -800000 | -800000 | -800000 | 0 | 0 | 0 | 0
20055 | Distribution Feeder Hardening | FLISR-13335 | Automation Hardening | 13335 |  |  |  | 800000 | 0 | 0 | 0 | 0 | -800000 | -800000 | -800000 | 0 | 0 | 0 | 0
19778 | Distribution Feeder Hardening | FLISR-13336 | Automation Hardening | 13336 |  |  |  | 800000 | 0 | 0 | 0 | 0 | -800000 | -800000 | -800000 | 0 | 0 | 0 | 0
20183 | Distribution Feeder Hardening | FLISR-13337 | Automation Hardening | 13337 |  |  |  | 800000 | 0 | 0 | 0 | 0 | -800000 | -800000 | -800000 | 0 | 0 | 0 | 0
20177 | Distribution Feeder Hardening | FLISR-13338 | Automation Hardening | 13338 |  |  |  | 800000 | 0 | 0 | 0 | 0 | -800000 | -800000 | -800000 | 0 | 0 | 0 | 0
20362 | Distribution Feeder Hardening | FLISR-13343 | Automation Hardening | 13343 |  |  |  | 800000 | 0 | 0 | 0 | 0 | -800000 | -800000 | -800000 | 0 | 0 | 0 | 0
20349 | Distribution Feeder Hardening | FLISR-13348 | Automation Hardening | 13348 |  |  |  | 800000 | 0 | 0 | 0 | 0 | -800000 | -800000 | -800000 | 0 | 0 | 0 | 0
20271 | Distribution Feeder Hardening | FLISR-13352 | Automation Hardening | 13352 |  |  |  | 800000 | 0 | 0 | 0 | 0 | -800000 | -800000 | -800000 | 0 | 0 | 0 | 0
19790 | Distribution Feeder Hardening | FLISR-13354 | Automation Hardening | 13354 |  |  |  | 800000 | 0 | 0 | 0 | 0 | -800000 | -800000 | -800000 | 0 | 0 | 0 | 0
20289 | Distribution Feeder Hardening | FLISR-13360 | Automation Hardening | 13360 |  |  |  | 800000 | 0 | 0 | 0 | 0 | -800000 | -800000 | -800000 | 0 | 0 | 0 | 0
20039 | Distribution Feeder Hardening | FLISR-13366 | Automation Hardening | 13366 |  |  |  | 800000 | 0 | 0 | 0 | 0 | -800000 | -800000 | -800000 | 0 | 0 | 0 | 0
20446 | Distribution Feeder Hardening | FLISR-13368 | Automation Hardening | 13368 |  |  |  | 800000 | 0 | 0 | 0 | 0 | -800000 | -800000 | -800000 | 0 | 0 | 0 | 0
20225 | Distribution Feeder Hardening | FLISR-13372 | Automation Hardening | 13372 |  |  |  | 800000 | 0 | 0 | 0 | 0 | -800000 | -800000 | -800000 | 0 | 0 | 0 | 0
20367 | Distribution Feeder Hardening | FLISR-13397 | Automation Hardening | 13397 |  |  |  | 800000 | 0 | 0 | 0 | 0 | -800000 | -800000 | -800000 | 0 | 0 | 0 | 0
20239 | Distribution Feeder Hardening | FLISR-13398 | Automation Hardening | 13398 |  |  |  | 800000 | 0 | 0 | 0 | 0 | -800000 | -800000 | -800000 | 0 | 0 | 0 | 0
20050 | Distribution Feeder Hardening | FLISR-13399 | Automation Hardening | 13399 |  |  |  | 800000 | 0 | 0 | 0 | 0 | -800000 | -800000 | -800000 | 0 | 0 | 0 | 0
20442 | Distribution Feeder Hardening | FLISR-13405 | Automation Hardening | 13405 |  |  |  | 800000 | 0 | 0 | 0 | 0 | -800000 | -800000 | -800000 | 0 | 0 | 0 | 0
20394 | Distribution Feeder Hardening | FLISR-13406 | Automation Hardening | 13406 |  |  |  | 800000 | 0 | 0 | 0 | 0 | -800000 | -800000 | -800000 | 0 | 0 | 0 | 0
20340 | Distribution Feeder Hardening | FLISR-13412 | Automation Hardening | 13412 |  |  |  | 800000 | 0 | 0 | 0 | 0 | -800000 | -800000 | -800000 | 0 | 0 | 0 | 0
20249 | Distribution Feeder Hardening | FLISR-13425 | Automation Hardening | 13425 |  |  |  | 800000 | 0 | 0 | 0 | 0 | -800000 | -800000 | -800000 | 0 | 0 | 0 | 0
19988 | Distribution Feeder Hardening | FLISR-13427 | Automation Hardening | 13427 |  |  |  | 800000 | 0 | 0 | 0 | 0 | -800000 | -800000 | -800000 | 0 | 0 | 0 | 0
20396 | Distribution Feeder Hardening | FLISR-13435 | Automation Hardening | 13435 |  |  |  | 800000 | 0 | 0 | 0 | 0 | -800000 | -800000 | -800000 | 0 | 0 | 0 | 0
19782 | Distribution Feeder Hardening | FLISR-13438 | Automation Hardening | 13438 |  |  |  | 800000 | 0 | 0 | 0 | 0 | -800000 | -800000 | -800000 | 0 | 0 | 0 | 0
20315 | Distribution Feeder Hardening | FLISR-13447 | Automation Hardening | 13447 |  |  |  | 800000 | 0 | 0 | 0 | 0 | -800000 | -800000 | -800000 | 0 | 0 | 0 | 0
20190 | Distribution Feeder Hardening | FLISR-13448 | Automation Hardening | 13448 |  |  |  | 800000 | 0 | 0 | 0 | 0 | -800000 | -800000 | -800000 | 0 | 0 | 0 | 0
20329 | Distribution Feeder Hardening | FLISR-13449 | Automation Hardening | 13449 |  |  |  | 800000 | 0 | 0 | 0 | 0 | -800000 | -800000 | -800000 | 0 | 0 | 0 | 0
20179 | Distribution Feeder Hardening | FLISR-13450 | Automation Hardening | 13450 |  |  |  | 800000 | 0 | 0 | 0 | 0 | -800000 | -800000 | -800000 | 0 | 0 | 0 | 0
20447 | Distribution Feeder Hardening | FLISR-13451 | Automation Hardening | 13451 |  |  |  | 800000 | 0 | 0 | 0 | 0 | -800000 | -800000 | -800000 | 0 | 0 | 0 | 0
19995 | Distribution Feeder Hardening | FLISR-13452 | Automation Hardening | 13452 |  |  |  | 800000 | 0 | 0 | 0 | 0 | -800000 | -800000 | -800000 | 0 | 0 | 0 | 0
20275 | Distribution Feeder Hardening | FLISR-13453 | Automation Hardening | 13453 |  |  |  | 800000 | 0 | 0 | 0 | 0 | -800000 | -800000 | -800000 | 0 | 0 | 0 | 0
20320 | Distribution Feeder Hardening | FLISR-13455 | Automation Hardening | 13455 |  |  |  | 800000 | 0 | 0 | 0 | 0 | -800000 | -800000 | -800000 | 0 | 0 | 0 | 0
19987 | Distribution Feeder Hardening | FLISR-13466 | Automation Hardening | 13466 |  |  |  | 800000 | 0 | 0 | 0 | 0 | -800000 | -800000 | -800000 | 0 | 0 | 0 | 0
20321 | Distribution Feeder Hardening | FLISR-13467 | Automation Hardening | 13467 |  |  |  | 800000 | 0 | 0 | 0 | 0 | -800000 | -800000 | -800000 | 0 | 0 | 0 | 0
20379 | Distribution Feeder Hardening | FLISR-13468 | Automation Hardening | 13468 |  |  |  | 800000 | 0 | 0 | 0 | 0 | -800000 | -800000 | -800000 | 0 | 0 | 0 | 0
20341 | Distribution Feeder Hardening | FLISR-13480 | Automation Hardening | 13480 |  |  |  | 800000 | 0 | 0 | 0 | 0 | -800000 | -800000 | -800000 | 0 | 0 | 0 | 0
20395 | Distribution Feeder Hardening | FLISR-13482 | Automation Hardening | 13482 |  |  |  | 800000 | 0 | 0 | 0 | 0 | -800000 | -800000 | -800000 | 0 | 0 | 0 | 0
20353 | Distribution Feeder Hardening | FLISR-13484 | Automation Hardening | 13484 |  |  |  | 800000 | 0 | 0 | 0 | 0 | -800000 | -800000 | -800000 | 0 | 0 | 0 | 0
20428 | Distribution Feeder Hardening | FLISR-13485 | Automation Hardening | 13485 |  |  |  | 800000 | 0 | 0 | 0 | 0 | -800000 | -800000 | -800000 | 0 | 0 | 0 | 0
20373 | Distribution Feeder Hardening | FLISR-13491 | Automation Hardening | 13491 |  |  |  | 800000 | 0 | 0 | 0 | 0 | -800000 | -800000 | -800000 | 0 | 0 | 0 | 0
20326 | Distribution Feeder Hardening | FLISR-13496 | Automation Hardening | 13496 |  |  |  | 800000 | 0 | 0 | 0 | 0 | -800000 | -800000 | -800000 | 0 | 0 | 0 | 0
20277 | Distribution Feeder Hardening | FLISR-13497 | Automation Hardening | 13497 |  |  |  | 800000 | 0 | 0 | 0 | 0 | -800000 | -800000 | -800000 | 0 | 0 | 0 | 0
19859 | Distribution Feeder Hardening | FLISR-13499 | Automation Hardening | 13499 |  |  |  | 800000 | 0 | 0 | 0 | 0 | -800000 | -800000 | -800000 | 0 | 0 | 0 | 0
20028 | Distribution Feeder Hardening | FLISR-13501 | Automation Hardening | 13501 |  |  |  | 800000 | 0 | 0 | 0 | 0 | -800000 | -800000 | -800000 | 0 | 0 | 0 | 0
19780 | Distribution Feeder Hardening | FLISR-13507 | Automation Hardening | 13507 |  |  |  | 800000 | 0 | 0 | 0 | 0 | -800000 | -800000 | -800000 | 0 | 0 | 0 | 0
19939 | Distribution Feeder Hardening | FLISR-13511 | Automation Hardening | 13511 |  |  |  | 800000 | 0 | 0 | 0 | 0 | -800000 | -800000 | -800000 | 0 | 0 | 0 | 0
19931 | Distribution Feeder Hardening | FLISR-13512 | Automation Hardening | 13512 |  |  |  | 800000 | 0 | 0 | 0 | 0 | -800000 | -800000 | -800000 | 0 | 0 | 0 | 0
20056 | Distribution Feeder Hardening | FLISR-13513 | Automation Hardening | 13513 |  |  |  | 800000 | 0 | 0 | 0 | 0 | -800000 | -800000 | -800000 | 0 | 0 | 0 | 0
20226 | Distribution Feeder Hardening | FLISR-13514 | Automation Hardening | 13514 |  |  |  | 800000 | 0 | 0 | 0 | 0 | -800000 | -800000 | -800000 | 0 | 0 | 0 | 0
20048 | Distribution Feeder Hardening | FLISR-13518 | Automation Hardening | 13518 |  |  |  | 800000 | 0 | 0 | 0 | 0 | -800000 | -800000 | -800000 | 0 | 0 | 0 | 0
19864 | Distribution Feeder Hardening | FLISR-13521 | Automation Hardening | 13521 |  |  |  | 800000 | 0 | 0 | 0 | 0 | -800000 | -800000 | -800000 | 0 | 0 | 0 | 0
20091 | Distribution Feeder Hardening | FLISR-13522 | Automation Hardening | 13522 |  |  |  | 800000 | 0 | 0 | 0 | 0 | -800000 | -800000 | -800000 | 0 | 0 | 0 | 0
20406 | Distribution Feeder Hardening | FLISR-13524 | Automation Hardening | 13524 |  |  |  | 800000 | 0 | 0 | 0 | 0 | -800000 | -800000 | -800000 | 0 | 0 | 0 | 0
20009 | Distribution Feeder Hardening | FLISR-13530 | Automation Hardening | 13530 |  |  |  | 800000 | 0 | 0 | 0 | 0 | -800000 | -800000 | -800000 | 0 | 0 | 0 | 0
20210 | Distribution Feeder Hardening | FLISR-13531 | Automation Hardening | 13531 |  |  |  | 800000 | 0 | 0 | 0 | 0 | -800000 | -800000 | -800000 | 0 | 0 | 0 | 0
19865 | Distribution Feeder Hardening | FLISR-13532 | Automation Hardening | 13532 |  |  |  | 800000 | 0 | 0 | 0 | 0 | -800000 | -800000 | -800000 | 0 | 0 | 0 | 0
20409 | Distribution Feeder Hardening | FLISR-13535 | Automation Hardening | 13535 |  |  |  | 800000 | 0 | 0 | 0 | 0 | -800000 | -800000 | -800000 | 0 | 0 | 0 | 0
20020 | Distribution Feeder Hardening | FLISR-13538 | Automation Hardening | 13538 |  |  |  | 800000 | 0 | 0 | 0 | 0 | -800000 | -800000 | -800000 | 0 | 0 | 0 | 0
20071 | Distribution Feeder Hardening | FLISR-13539 | Automation Hardening | 13539 |  |  |  | 800000 | 0 | 0 | 0 | 0 | -800000 | -800000 | -800000 | 0 | 0 | 0 | 0
20128 | Distribution Feeder Hardening | FLISR-13541 | Automation Hardening | 13541 |  |  |  | 800000 | 0 | 0 | 0 | 0 | -800000 | -800000 | -800000 | 0 | 0 | 0 | 0
20300 | Distribution Feeder Hardening | FLISR-13544 | Automation Hardening | 13544 |  |  |  | 800000 | 0 | 0 | 0 | 0 | -800000 | -800000 | -800000 | 0 | 0 | 0 | 0
20411 | Distribution Feeder Hardening | FLISR-13551 | Automation Hardening | 13551 |  |  |  | 800000 | 0 | 0 | 0 | 0 | -800000 | -800000 | -800000 | 0 | 0 | 0 | 0
20429 | Distribution Feeder Hardening | FLISR-13552 | Automation Hardening | 13552 |  |  |  | 800000 | 0 | 0 | 0 | 0 | -800000 | -800000 | -800000 | 0 | 0 | 0 | 0
20059 | Distribution Feeder Hardening | FLISR-13553 | Automation Hardening | 13553 |  |  |  | 800000 | 0 | 0 | 0 | 0 | -800000 | -800000 | -800000 | 0 | 0 | 0 | 0
20241 | Distribution Feeder Hardening | FLISR-13572 | Automation Hardening | 13572 |  |  |  | 800000 | 0 | 0 | 0 | 0 | -800000 | -800000 | -800000 | 0 | 0 | 0 | 0
20158 | Distribution Feeder Hardening | FLISR-13573 | Automation Hardening | 13573 |  |  |  | 800000 | 0 | 0 | 0 | 0 | -800000 | -800000 | -800000 | 0 | 0 | 0 | 0
20363 | Distribution Feeder Hardening | FLISR-13586 | Automation Hardening | 13586 |  |  |  | 800000 | 0 | 0 | 0 | 0 | -800000 | -800000 | -800000 | 0 | 0 | 0 | 0
20181 | Distribution Feeder Hardening | FLISR-13605 | Automation Hardening | 13605 |  |  |  | 800000 | 0 | 0 | 0 | 0 | -800000 | -800000 | -800000 | 0 | 0 | 0 | 0
20186 | Distribution Feeder Hardening | FLISR-13606 | Automation Hardening | 13606 |  |  |  | 800000 | 0 | 0 | 0 | 0 | -800000 | -800000 | -800000 | 0 | 0 | 0 | 0
20122 | Distribution Feeder Hardening | FLISR-13613 | Automation Hardening | 13613 |  |  |  | 800000 | 0 | 0 | 0 | 0 | -800000 | -800000 | -800000 | 0 | 0 | 0 | 0
20360 | Distribution Feeder Hardening | FLISR-13630 | Automation Hardening | 13630 |  |  |  | 800000 | 0 | 0 | 0 | 0 | -800000 | -800000 | -800000 | 0 | 0 | 0 | 0
20231 | Distribution Feeder Hardening | FLISR-13635 | Automation Hardening | 13635 |  |  |  | 800000 | 0 | 0 | 0 | 0 | -800000 | -800000 | -800000 | 0 | 0 | 0 | 0
20273 | Distribution Feeder Hardening | FLISR-13636 | Automation Hardening | 13636 |  |  |  | 800000 | 0 | 0 | 0 | 0 | -800000 | -800000 | -800000 | 0 | 0 | 0 | 0
19783 | Distribution Feeder Hardening | FLISR-13637 | Automation Hardening | 13637 |  |  |  | 800000 | 0 | 0 | 0 | 0 | -800000 | -800000 | -800000 | 0 | 0 | 0 | 0
20346 | Distribution Feeder Hardening | FLISR-13638 | Automation Hardening | 13638 |  |  |  | 800000 | 0 | 0 | 0 | 0 | -800000 | -800000 | -800000 | 0 | 0 | 0 | 0
20420 | Distribution Feeder Hardening | FLISR-13639 | Automation Hardening | 13639 |  |  |  | 800000 | 0 | 0 | 0 | 0 | -800000 | -800000 | -800000 | 0 | 0 | 0 | 0
20330 | Distribution Feeder Hardening | FLISR-13643 | Automation Hardening | 13643 |  |  |  | 800000 | 0 | 0 | 0 | 0 | -800000 | -800000 | -800000 | 0 | 0 | 0 | 0
20401 | Distribution Feeder Hardening | FLISR-13649 | Automation Hardening | 13649 |  |  |  | 800000 | 0 | 0 | 0 | 0 | -800000 | -800000 | -800000 | 0 | 0 | 0 | 0
20328 | Distribution Feeder Hardening | FLISR-13669 | Automation Hardening | 13669 |  |  |  | 800000 | 0 | 0 | 0 | 0 | -800000 | -800000 | -800000 | 0 | 0 | 0 | 0
20445 | Distribution Feeder Hardening | FLISR-13674 | Automation Hardening | 13674 |  |  |  | 800000 | 0 | 0 | 0 | 0 | -800000 | -800000 | -800000 | 0 | 0 | 0 | 0
19837 | Distribution Feeder Hardening | FLISR-13697 | Automation Hardening | 13697 |  |  |  | 800000 | 0 | 0 | 0 | 0 | -800000 | -800000 | -800000 | 0 | 0 | 0 | 0
20262 | Distribution Feeder Hardening | FLISR-13711 | Automation Hardening | 13711 |  |  |  | 800000 | 0 | 0 | 0 | 0 | -800000 | -800000 | -800000 | 0 | 0 | 0 | 0
20322 | Distribution Feeder Hardening | FLISR-13714 | Automation Hardening | 13714 |  |  |  | 800000 | 0 | 0 | 0 | 0 | -800000 | -800000 | -800000 | 0 | 0 | 0 | 0
20085 | Distribution Feeder Hardening | FLISR-13715 | Automation Hardening | 13715 |  |  |  | 800000 | 0 | 0 | 0 | 0 | -800000 | -800000 | -800000 | 0 | 0 | 0 | 0
20037 | Distribution Feeder Hardening | FLISR-13716 | Automation Hardening | 13716 |  |  |  | 800000 | 0 | 0 | 0 | 0 | -800000 | -800000 | -800000 | 0 | 0 | 0 | 0
20127 | Distribution Feeder Hardening | FLISR-13718 | Automation Hardening | 13718 |  |  |  | 800000 | 0 | 0 | 0 | 0 | -800000 | -800000 | -800000 | 0 | 0 | 0 | 0
20110 | Distribution Feeder Hardening | FLISR-13719 | Automation Hardening | 13719 |  |  |  | 800000 | 0 | 0 | 0 | 0 | -800000 | -800000 | -800000 | 0 | 0 | 0 | 0
19845 | Distribution Feeder Hardening | FLISR-13732 | Automation Hardening | 13732 |  |  |  | 800000 | 0 | 0 | 0 | 0 | -800000 | -800000 | -800000 | 0 | 0 | 0 | 0
19800 | Distribution Feeder Hardening | FLISR-13739 | Automation Hardening | 13739 |  |  |  | 800000 | 0 | 0 | 0 | 0 | -800000 | -800000 | -800000 | 0 | 0 | 0 | 0
19903 | Distribution Feeder Hardening | FLISR-13747 | Automation Hardening | 13747 |  |  |  | 800000 | 0 | 0 | 0 | 0 | -800000 | -800000 | -800000 | 0 | 0 | 0 | 0
20007 | Distribution Feeder Hardening | FLISR-13749 | Automation Hardening | 13749 |  |  |  | 800000 | 0 | 0 | 0 | 0 | -800000 | -800000 | -800000 | 0 | 0 | 0 | 0
19928 | Distribution Feeder Hardening | FLISR-13750 | Automation Hardening | 13750 |  |  |  | 800000 | 0 | 0 | 0 | 0 | -800000 | -800000 | -800000 | 0 | 0 | 0 | 0
20152 | Distribution Feeder Hardening | FLISR-13761 | Automation Hardening | 13761 |  |  |  | 800000 | 0 | 0 | 0 | 0 | -800000 | -800000 | -800000 | 0 | 0 | 0 | 0
20415 | Distribution Feeder Hardening | FLISR-13764 | Automation Hardening | 13764 |  |  |  | 800000 | 0 | 0 | 0 | 0 | -800000 | -800000 | -800000 | 0 | 0 | 0 | 0
19990 | Distribution Feeder Hardening | FLISR-13785 | Automation Hardening | 13785 |  |  |  | 800000 | 0 | 0 | 0 | 0 | -800000 | -800000 | -800000 | 0 | 0 | 0 | 0
20192 | Distribution Feeder Hardening | FLISR-13818 | Automation Hardening | 13818 |  |  |  | 800000 | 0 | 0 | 0 | 0 | -800000 | -800000 | -800000 | 0 | 0 | 0 | 0
20402 | Distribution Feeder Hardening | FLISR-13820 | Automation Hardening | 13820 |  |  |  | 800000 | 0 | 0 | 0 | 0 | -800000 | -800000 | -800000 | 0 | 0 | 0 | 0
20064 | Distribution Feeder Hardening | FLISR-13844 | Automation Hardening | 13844 |  |  |  | 800000 | 0 | 0 | 0 | 0 | -800000 | -800000 | -800000 | 0 | 0 | 0 | 0
19885 | Distribution Feeder Hardening | FLISR-13860 | Automation Hardening | 13860 |  |  |  | 800000 | 0 | 0 | 0 | 0 | -800000 | -800000 | -800000 | 0 | 0 | 0 | 0
19967 | Distribution Feeder Hardening | FLISR-13863 | Automation Hardening | 13863 |  |  |  | 800000 | 0 | 0 | 0 | 0 | -800000 | -800000 | -800000 | 0 | 0 | 0 | 0
19985 | Distribution Feeder Hardening | FLISR-13864 | Automation Hardening | 13864 |  |  |  | 800000 | 0 | 0 | 0 | 0 | -800000 | -800000 | -800000 | 0 | 0 | 0 | 0
20001 | Distribution Feeder Hardening | FLISR-13865 | Automation Hardening | 13865 |  |  |  | 800000 | 0 | 0 | 0 | 0 | -800000 | -800000 | -800000 | 0 | 0 | 0 | 0
19835 | Distribution Feeder Hardening | FLISR-13867 | Automation Hardening | 13867 |  |  |  | 800000 | 0 | 0 | 0 | 0 | -800000 | -800000 | -800000 | 0 | 0 | 0 | 0
20211 | Distribution Feeder Hardening | FLISR-13880 | Automation Hardening | 13880 |  |  |  | 800000 | 0 | 0 | 0 | 0 | -800000 | -800000 | -800000 | 0 | 0 | 0 | 0
19911 | Distribution Feeder Hardening | FLISR-13885 | Automation Hardening | 13885 |  |  |  | 800000 | 0 | 0 | 0 | 0 | -800000 | -800000 | -800000 | 0 | 0 | 0 | 0
20295 | Distribution Feeder Hardening | FLISR-13886 | Automation Hardening | 13886 |  |  |  | 800000 | 0 | 0 | 0 | 0 | -800000 | -800000 | -800000 | 0 | 0 | 0 | 0
20176 | Distribution Feeder Hardening | FLISR-13895 | Automation Hardening | 13895 |  |  |  | 800000 | 0 | 0 | 0 | 0 | -800000 | -800000 | -800000 | 0 | 0 | 0 | 0
19766 | Distribution Feeder Hardening | FLISR-13898 | Automation Hardening | 13898 |  |  |  | 800000 | 0 | 0 | 0 | 0 | -800000 | -800000 | -800000 | 0 | 0 | 0 | 0
19820 | Distribution Feeder Hardening | FLISR-13919 | Automation Hardening | 13919 |  |  |  | 800000 | 0 | 0 | 0 | 0 | -800000 | -800000 | -800000 | 0 | 0 | 0 | 0
19951 | Distribution Feeder Hardening | FLISR-13934 | Automation Hardening | 13934 |  |  |  | 800000 | 0 | 0 | 0 | 0 | -800000 | -800000 | -800000 | 0 | 0 | 0 | 0
19882 | Distribution Feeder Hardening | FLISR-13942 | Automation Hardening | 13942 |  |  |  | 800000 | 0 | 0 | 0 | 0 | -800000 | -800000 | -800000 | 0 | 0 | 0 | 0
19831 | Distribution Feeder Hardening | FLISR-13943 | Automation Hardening | 13943 |  |  |  | 800000 | 0 | 0 | 0 | 0 | -800000 | -800000 | -800000 | 0 | 0 | 0 | 0
19868 | Distribution Feeder Hardening | FLISR-13944 | Automation Hardening | 13944 |  |  |  | 800000 | 0 | 0 | 0 | 0 | -800000 | -800000 | -800000 | 0 | 0 | 0 | 0
19879 | Distribution Feeder Hardening | FLISR-13953 | Automation Hardening | 13953 |  |  |  | 800000 | 0 | 0 | 0 | 0 | -800000 | -800000 | -800000 | 0 | 0 | 0 | 0
19953 | Distribution Feeder Hardening | FLISR-13954 | Automation Hardening | 13954 |  |  |  | 800000 | 0 | 0 | 0 | 0 | -800000 | -800000 | -800000 | 0 | 0 | 0 | 0
19961 | Distribution Feeder Hardening | FLISR-13955 | Automation Hardening | 13955 |  |  |  | 800000 | 0 | 0 | 0 | 0 | -800000 | -800000 | -800000 | 0 | 0 | 0 | 0
20188 | Distribution Feeder Hardening | FLISR-13963 | Automation Hardening | 13963 |  |  |  | 800000 | 0 | 0 | 0 | 0 | -800000 | -800000 | -800000 | 0 | 0 | 0 | 0
19806 | Distribution Feeder Hardening | FLISR-13971 | Automation Hardening | 13971 |  |  |  | 800000 | 0 | 0 | 0 | 0 | -800000 | -800000 | -800000 | 0 | 0 | 0 | 0
20355 | Distribution Feeder Hardening | FLISR-13980 | Automation Hardening | 13980 |  |  |  | 800000 | 0 | 0 | 0 | 0 | -800000 | -800000 | -800000 | 0 | 0 | 0 | 0
20302 | Distribution Feeder Hardening | FLISR-13982 | Automation Hardening | 13982 |  |  |  | 800000 | 0 | 0 | 0 | 0 | -800000 | -800000 | -800000 | 0 | 0 | 0 | 0
20229 | Distribution Feeder Hardening | FLISR-13985 | Automation Hardening | 13985 |  |  |  | 800000 | 0 | 0 | 0 | 0 | -800000 | -800000 | -800000 | 0 | 0 | 0 | 0
20387 | Distribution Feeder Hardening | FLISR-13986 | Automation Hardening | 13986 |  |  |  | 800000 | 0 | 0 | 0 | 0 | -800000 | -800000 | -800000 | 0 | 0 | 0 | 0
19959 | Distribution Feeder Hardening | FLISR-14000 | Automation Hardening | 14000 |  |  |  | 800000 | 0 | 0 | 0 | 0 | -800000 | -800000 | -800000 | 0 | 0 | 0 | 0
19966 | Distribution Feeder Hardening | FLISR-14001 | Automation Hardening | 14001 |  |  |  | 800000 | 0 | 0 | 0 | 0 | -800000 | -800000 | -800000 | 0 | 0 | 0 | 0
19857 | Distribution Feeder Hardening | FLISR-14002 | Automation Hardening | 14002 |  |  |  | 800000 | 0 | 0 | 0 | 0 | -800000 | -800000 | -800000 | 0 | 0 | 0 | 0
19968 | Distribution Feeder Hardening | FLISR-14010 | Automation Hardening | 14010 |  |  |  | 800000 | 0 | 0 | 0 | 0 | -800000 | -800000 | -800000 | 0 | 0 | 0 | 0
20011 | Distribution Feeder Hardening | FLISR-14014 | Automation Hardening | 14014 |  |  |  | 800000 | 0 | 0 | 0 | 0 | -800000 | -800000 | -800000 | 0 | 0 | 0 | 0
20026 | Distribution Feeder Hardening | FLISR-14023 | Automation Hardening | 14023 |  |  |  | 800000 | 0 | 0 | 0 | 0 | -800000 | -800000 | -800000 | 0 | 0 | 0 | 0
19991 | Distribution Feeder Hardening | FLISR-14025 | Automation Hardening | 14025 |  |  |  | 800000 | 0 | 0 | 0 | 0 | -800000 | -800000 | -800000 | 0 | 0 | 0 | 0
19774 | Distribution Feeder Hardening | FLISR-14026 | Automation Hardening | 14026 |  |  |  | 800000 | 0 | 0 | 0 | 0 | -800000 | -800000 | -800000 | 0 | 0 | 0 | 0
20267 | Distribution Feeder Hardening | FLISR-14032 | Automation Hardening | 14032 |  |  |  | 800000 | 0 | 0 | 0 | 0 | -800000 | -800000 | -800000 | 0 | 0 | 0 | 0
20096 | Distribution Feeder Hardening | FLISR-14035 | Automation Hardening | 14035 |  |  |  | 800000 | 0 | 0 | 0 | 0 | -800000 | -800000 | -800000 | 0 | 0 | 0 | 0
20013 | Distribution Feeder Hardening | FLISR-14036 | Automation Hardening | 14036 |  |  |  | 800000 | 0 | 0 | 0 | 0 | -800000 | -800000 | -800000 | 0 | 0 | 0 | 0
20280 | Distribution Feeder Hardening | FLISR-14037 | Automation Hardening | 14037 |  |  |  | 800000 | 0 | 0 | 0 | 0 | -800000 | -800000 | -800000 | 0 | 0 | 0 | 0
19877 | Distribution Feeder Hardening | FLISR-14069 | Automation Hardening | 14069 |  |  |  | 800000 | 0 | 0 | 0 | 0 | -800000 | -800000 | -800000 | 0 | 0 | 0 | 0
19922 | Distribution Feeder Hardening | FLISR-14084 | Automation Hardening | 14084 |  |  |  | 800000 | 0 | 0 | 0 | 0 | -800000 | -800000 | -800000 | 0 | 0 | 0 | 0
20083 | Distribution Feeder Hardening | FLISR-14094 | Automation Hardening | 14094 |  |  |  | 800000 | 0 | 0 | 0 | 0 | -800000 | -800000 | -800000 | 0 | 0 | 0 | 0
19952 | Distribution Feeder Hardening | FLISR-14095 | Automation Hardening | 14095 |  |  |  | 800000 | 0 | 0 | 0 | 0 | -800000 | -800000 | -800000 | 0 | 0 | 0 | 0
19781 | Distribution Feeder Hardening | FLISR-14099 | Automation Hardening | 14099 |  |  |  | 800000 | 0 | 0 | 0 | 0 | -800000 | -800000 | -800000 | 0 | 0 | 0 | 0
20090 | Distribution Feeder Hardening | FLISR-14100 | Automation Hardening | 14100 |  |  |  | 800000 | 0 | 0 | 0 | 0 | -800000 | -800000 | -800000 | 0 | 0 | 0 | 0
19907 | Distribution Feeder Hardening | FLISR-14109 | Automation Hardening | 14109 |  |  |  | 800000 | 0 | 0 | 0 | 0 | -800000 | -800000 | -800000 | 0 | 0 | 0 | 0
20098 | Distribution Feeder Hardening | FLISR-14115 | Automation Hardening | 14115 |  |  |  | 800000 | 0 | 0 | 0 | 0 | -800000 | -800000 | -800000 | 0 | 0 | 0 | 0
20133 | Distribution Feeder Hardening | FLISR-14117 | Automation Hardening | 14117 |  |  |  | 800000 | 0 | 0 | 0 | 0 | -800000 | -800000 | -800000 | 0 | 0 | 0 | 0
19934 | Distribution Feeder Hardening | FLISR-14122 | Automation Hardening | 14122 |  |  |  | 800000 | 0 | 0 | 0 | 0 | -800000 | -800000 | -800000 | 0 | 0 | 0 | 0
19955 | Distribution Feeder Hardening | FLISR-14144 | Automation Hardening | 14144 |  |  |  | 800000 | 0 | 0 | 0 | 0 | -800000 | -800000 | -800000 | 0 | 0 | 0 | 0
20118 | Distribution Feeder Hardening | FLISR-14145 | Automation Hardening | 14145 |  |  |  | 800000 | 0 | 0 | 0 | 0 | -800000 | -800000 | -800000 | 0 | 0 | 0 | 0
20135 | Distribution Feeder Hardening | FLISR-14197 | Automation Hardening | 14197 |  |  |  | 800000 | 0 | 0 | 0 | 0 | -800000 | -800000 | -800000 | 0 | 0 | 0 | 0
20136 | Distribution Feeder Hardening | FLISR-14198 | Automation Hardening | 14198 |  |  |  | 800000 | 0 | 0 | 0 | 0 | -800000 | -800000 | -800000 | 0 | 0 | 0 | 0
20282 | Distribution Feeder Hardening | FLISR-14199 | Automation Hardening | 14199 |  |  |  | 800000 | 0 | 0 | 0 | 0 | -800000 | -800000 | -800000 | 0 | 0 | 0 | 0
19808 | Distribution Feeder Hardening | FLISR-14216 | Automation Hardening | 14216 |  |  |  | 800000 | 0 | 0 | 0 | 0 | -800000 | -800000 | -800000 | 0 | 0 | 0 | 0
19850 | Distribution Feeder Hardening | FLISR-14217 | Automation Hardening | 14217 |  |  |  | 800000 | 0 | 0 | 0 | 0 | -800000 | -800000 | -800000 | 0 | 0 | 0 | 0
20248 | Distribution Feeder Hardening | FLISR-14341 | Automation Hardening | 14341 |  |  |  | 800000 | 0 | 0 | 0 | 0 | -800000 | -800000 | -800000 | 0 | 0 | 0 | 0
2108 | Distribution Feeder Hardening | Distribution Feeder Hardening-Breaker-60067752 | Feeder | 13308 |  | 92 | 400 | 847550 | 2020 | 5990099.8556 | 6671846.3793 | 7647550.7461 | 5142549.8556 | 5824296.3793 | 6800000.7461 | 7.0675 | 7.8719 | 9.0231 | 7.5044
3654 | Distribution Feeder Hardening | Distribution Feeder Hardening-Recloser-92203202 | Feeder | 13807 |  | 38 | 391 | 471161.4801 | 2020 | 1835446.1763 | 2056634.4592 | 2367788.1835 | 1364284.6961 | 1585472.9791 | 1896626.7033 | 3.8956 | 4.365 | 5.0254 | 4.1494
4646 | Distribution Feeder Hardening | Distribution Feeder Hardening-Breaker-60315127 | Feeder | 13805 |  | 58 | 356 | 816688.1641 | 2020 | 2727682.3714 | 3058545.7491 | 3513824.0093 | 1910994.2073 | 2241857.585 | 2697135.8452 | 3.3399 | 3.7451 | 4.3025 | 3.5577
11195 | Distribution Feeder Hardening | Distribution Feeder Hardening-Breaker-60064337 | Feeder | 13533 |  | 43 | 400 | 492300 | 2020 | 940396.3 | 1071750.7937 | 1267279.5081 | 448096.3 | 579450.7937 | 774979.5081 | 1.9102 | 2.177 | 2.5742 | 2.0567
16830 | Distribution Feeder Hardening | Distribution Feeder Hardening-Breaker-60095496 | Feeder | 13807 |  | 74 | 400 | 912288.5199 | 2020 | 1606719.9886 | 1769868.5335 | 1984980.2829 | 694431.4687 | 857580.0136 | 1072691.763 | 1.7612 | 1.94 | 2.1758 | 1.8563
1689 | Distribution Feeder Hardening | Distribution Feeder Hardening-Breaker-60066445 | Feeder | 13745 |  | 65 | 400 | 413150 | 2020 | 710582.0452 | 811875.8099 | 964101.012 | 297432.0452 | 398725.8099 | 550951.012 | 1.7199 | 1.9651 | 2.3335 | 1.8548
5576 | Distribution Feeder Hardening | Distribution Feeder Hardening-Recloser-92189137 | Feeder | 13805 |  | 43 | 194 | 601211.8359 | 2020 | 961550.4565 | 1081230.9562 | 1247635.186 | 360338.6206 | 480019.1204 | 646423.3501 | 1.5994 | 1.7984 | 2.0752 | 1.7067
20079 | Distribution Feeder Hardening | FLISR-13308 | Automation Hardening | 13308 |  |  |  | 276000 | 2020 | 13432831.0612 | 13432831.0612 | 13432831.0612 | 13156831.0612 | 13156831.0612 | 13156831.0612 | 48.6697 | 48.6697 | 48.6697 | 48.6697
19869 | Distribution Feeder Hardening | FLISR-13805 | Automation Hardening | 13805 |  |  |  | 138000 | 2020 | 3654095.0712 | 3654095.0712 | 3654095.0712 | 3516095.0712 | 3516095.0712 | 3516095.0712 | 26.4789 | 26.4789 | 26.4789 | 26.4789
19948 | Distribution Feeder Hardening | FLISR-13745 | Automation Hardening | 13745 |  |  |  | 322000 | 2020 | 7161908.2826 | 7161908.2826 | 7161908.2826 | 6839908.2826 | 6839908.2826 | 6839908.2826 | 22.242 | 22.242 | 22.242 | 22.242
20019 | Distribution Feeder Hardening | FLISR-13807 | Automation Hardening | 13807 |  |  |  | 322000 | 2020 | 4490260.835 | 4490260.835 | 4490260.835 | 4168260.835 | 4168260.835 | 4168260.835 | 13.9449 | 13.9449 | 13.9449 | 13.9449
20196 | Distribution Feeder Hardening | FLISR-13533 | Automation Hardening | 13533 |  |  |  | 580000 | 2020 | 6554277.8239 | 6554277.8239 | 6554277.8239 | 5974277.8239 | 5974277.8239 | 5974277.8239 | 11.3005 | 11.3005 | 11.3005 | 11.3005
18472 | Distribution Feeder Hardening | Distribution Feeder Hardening-Breaker-60067758 | Feeder | 13314 |  | 7 | 400 | 66571 | 2021 | 1158735.0512 | 1318479.9296 | 1538229.9871 | 1092164.0512 | 1251908.9296 | 1471658.9871 | 17.406 | 19.8056 | 23.1066 | 18.6959
1568 | Distribution Feeder Hardening | Distribution Feeder Hardening-Breaker-60067420 | Feeder | 13964 |  | 44 | 400 | 395474 | 2021 | 5593099.812 | 6334132.0774 | 7306561.0918 | 5197625.812 | 5938658.0774 | 6911087.0918 | 14.1428 | 16.0166 | 18.4755 | 15.1382
16525 | Distribution Feeder Hardening | Distribution Feeder Hardening-Breaker-60071758 | Feeder | 13339 |  | 6 | 232 | 53082 | 2021 | 750460.3101 | 848426.399 | 976759.8978 | 697378.3101 | 795344.399 | 923677.8978 | 14.1378 | 15.9833 | 18.401 | 15.1177
19463 | Distribution Feeder Hardening | Distribution Feeder Hardening-Breaker-60089387 | Feeder | 13433 |  | 69 | 339 | 737287 | 2021 | 8855717.3316 | 9921575.6417 | 11327570.2039 | 8118430.3316 | 9184288.6417 | 10590283.2039 | 12.0112 | 13.4569 | 15.3639 | 12.7802
13061 | Distribution Feeder Hardening | Distribution Feeder Hardening-Breaker-60067730 | Feeder | 13313 |  | 18 | 196 | 163888 | 2021 | 1856433.2023 | 2096470.0871 | 2427994.0358 | 1692545.2023 | 1932582.0871 | 2264106.0358 | 11.3275 | 12.7921 | 14.815 | 12.1156
4704 | Distribution Feeder Hardening | Distribution Feeder Hardening-Breaker-60067748 | Feeder | 13309 |  | 32 | 400 | 281538 | 2021 | 2689367.9621 | 3038456.7127 | 3510560.2191 | 2407829.9621 | 2756918.7127 | 3229022.2191 | 9.5524 | 10.7924 | 12.4692 | 10.2161
17551 | Distribution Feeder Hardening | Distribution Feeder Hardening-Breaker-72902329 | Feeder | 13101 |  | 65 | 400 | 575055 | 2021 | 4374695.0579 | 4948439.8384 | 5731861.7768 | 3799640.0579 | 4373384.8384 | 5156806.7768 | 7.6074 | 8.6052 | 9.9675 | 8.1428
3541 | Distribution Feeder Hardening | Distribution Feeder Hardening-Breaker-60056870 | Feeder | 13111 |  | 44 | 383 | 390078 | 2021 | 2928409.9415 | 3319191.1434 | 3823372.2879 | 2538331.9415 | 2929113.1434 | 3433294.2879 | 7.5072 | 8.509 | 9.8016 | 8.0372
8863 | Distribution Feeder Hardening | Distribution Feeder Hardening-Breaker-60077537 | Feeder | 13104 |  | 63 | 400 | 547698 | 2021 | 3971136.3959 | 4496848.1281 | 5199231.0273 | 3423438.3959 | 3949150.1281 | 4651533.0273 | 7.2506 | 8.2105 | 9.4929 | 7.7628
18148 | Distribution Feeder Hardening | Distribution Feeder Hardening-Breaker-60089644 | Feeder | 13443 |  | 43 | 400 | 550233 | 2021 | 1796154.786 | 2059798.2071 | 2410040.1381 | 1245921.786 | 1509565.2071 | 1859807.1381 | 3.2644 | 3.7435 | 4.38 | 3.5197
14907 | Distribution Feeder Hardening | Distribution Feeder Hardening-Recloser-91838500 | Feeder | 13939 |  | 19 | 400 | 259836.449 | 2021 | 791339.684 | 897546.0902 | 1041027.3978 | 531503.235 | 637709.6412 | 781190.9489 | 3.0455 | 3.4543 | 4.0065 | 3.2642
7204 | Distribution Feeder Hardening | Distribution Feeder Hardening-Breaker-60075477 | Feeder | 13633 |  | 94 | 400 | 1107300 | 2021 | 3362183.6286 | 3744866.6271 | 4291960.1646 | 2254883.6286 | 2637566.6271 | 3184660.1646 | 3.0364 | 3.382 | 3.8761 | 3.224
3615 | Distribution Feeder Hardening | Distribution Feeder Hardening-Breaker-60064676 | Feeder | 13462 |  | 52 | 399 | 1128200 | 2021 | 3266442.6673 | 3686307.711 | 4289792.9242 | 2138242.6673 | 2558107.711 | 3161592.9242 | 2.8953 | 3.2674 | 3.8023 | 3.0976
2117 | Distribution Feeder Hardening | Distribution Feeder Hardening-Breaker-60080654 | Feeder | 13939 |  | 25 | 400 | 321346.551 | 2021 | 725717.7857 | 825938.2215 | 982777.1176 | 404371.2347 | 504591.6705 | 661430.5666 | 2.2584 | 2.5702 | 3.0583 | 2.4319
7005 | Distribution Feeder Hardening | Distribution Feeder Hardening-Breaker-60066502 | Feeder | 13461 |  | 32 | 382 | 473798.1106 | 2021 | 866191.342 | 974017.7742 | 1124739.6808 | 392393.2315 | 500219.6637 | 650941.5703 | 1.8282 | 2.0558 | 2.3739 | 1.951
18335 | Distribution Feeder Hardening | Distribution Feeder Hardening-Breaker-60063798 | Feeder | 13227 |  | 55 | 400 | 782883 | 2021 | 903103.6556 | 1039184.9563 | 1243460.2598 | 120220.6556 | 256301.9563 | 460577.2598 | 1.1536 | 1.3274 | 1.5883 | 1.2492
2177 | Distribution Feeder Hardening | Distribution Feeder Hardening-Breaker-60320350 | Feeder | 13890 |  | 28 | 400 | 273933 | 2021 | 304823.8431 | 350129.5515 | 416315.5985 | 30890.8431 | 76196.5515 | 142382.5985 | 1.1128 | 1.2782 | 1.5198 | 1.2031
2766 | Distribution Feeder Hardening | Distribution Feeder Hardening-Recloser-91929188 | Feeder | 13461 |  | 40 | 224 | 595851.8894 | 2021 | 636101.6053 | 724934.2482 | 854873.3519 | 40249.7158 | 129082.3587 | 259021.4625 | 1.0675 | 1.2166 | 1.4347 | 1.149
11327 | Distribution Feeder Hardening | Distribution Feeder Hardening-Breaker-60434737 | Feeder | 14121 |  | 32 | 400 | 354183 | 2021 | 277486.8515 | 316720.2403 | 372036.8269 | -76696.1485 | -37462.7597 | 17853.8269 | 0.78346 | 0.89423 | 1.0504 | 0.84338
20145 | Distribution Feeder Hardening | FLISR-13462 | Automation Hardening | 13462 |  |  |  | 255400 | 2021 | 9765454.0816 | 9765454.0816 | 9765454.0816 | 9510054.0816 | 9510054.0816 | 9510054.0816 | 38.2359 | 38.2359 | 38.2359 | 38.2359
20243 | Distribution Feeder Hardening | FLISR-13633 | Automation Hardening | 13633 |  |  |  | 350000 | 2021 | 5461859.4832 | 5461859.4832 | 5461859.4832 | 5111859.4832 | 5111859.4832 | 5111859.4832 | 15.6053 | 15.6053 | 15.6053 | 15.6053
19777 | Distribution Feeder Hardening | FLISR-13808 | Automation Hardening | 13808 |  |  |  | 800000 | 2021 | 12196269.815 | 12196269.815 | 12196269.815 | 11396269.815 | 11396269.815 | 11396269.815 | 15.2453 | 15.2453 | 15.2453 | 15.2453
20217 | Distribution Feeder Hardening | FLISR-13227 | Automation Hardening | 13227 |  |  |  | 414000 | 2021 | 4763219.4428 | 4763219.4428 | 4763219.4428 | 4349219.4428 | 4349219.4428 | 4349219.4428 | 11.5054 | 11.5054 | 11.5054 | 11.5054
20324 | Distribution Feeder Hardening | FLISR-13461 | Automation Hardening | 13461 |  |  |  | 322000 | 2021 | 2548199.1447 | 2548199.1447 | 2548199.1447 | 2226199.1447 | 2226199.1447 | 2226199.1447 | 7.9137 | 7.9137 | 7.9137 | 7.9137
20143 | Distribution Feeder Hardening | FLISR-13939 | Automation Hardening | 13939 |  |  |  | 580000 | 2021 | 3599726.4958 | 3599726.4958 | 3599726.4958 | 3019726.4958 | 3019726.4958 | 3019726.4958 | 6.2064 | 6.2064 | 6.2064 | 6.2064
19878 | Distribution Feeder Hardening | FLISR-14121 | Automation Hardening | 14121 |  |  |  | 532800 | 2021 | 3192456.272 | 3192456.272 | 3192456.272 | 2659656.272 | 2659656.272 | 2659656.272 | 5.9918 | 5.9918 | 5.9918 | 5.9918
20144 | Distribution Feeder Hardening | FLISR-13443 | Automation Hardening | 13443 |  |  |  | 1822000 | 2021 | 8450572.5767 | 8450572.5767 | 8450572.5767 | 6628572.5767 | 6628572.5767 | 6628572.5767 | 4.6381 | 4.6381 | 4.6381 | 4.6381
20160 | Distribution Feeder Hardening | FLISR-13890 | Automation Hardening | 13890 |  |  |  | 956070 | 2021 | 3844319.6132 | 3844319.6132 | 3844319.6132 | 2888249.6132 | 2888249.6132 | 2888249.6132 | 4.021 | 4.021 | 4.021 | 4.021
11821 | Distribution Feeder Hardening | Distribution Feeder Hardening-Breaker-60078412 | Feeder | 14094 |  | 1 | 400 | 8847 | 2022 | 112194.9888 | 128018.0486 | 151656.2903 | 103347.9888 | 119171.0486 | 142809.2903 | 12.6817 | 14.4702 | 17.1421 | 13.6643
5140 | Distribution Feeder Hardening | Distribution Feeder Hardening-Breaker-60452716 | Feeder | 13651 |  | 5 | 400 | 47311 | 2022 | 409922.1601 | 498660.5747 | 691834.4032 | 362611.1601 | 451349.5747 | 644523.4032 | 8.6644 | 10.5401 | 14.6231 | 9.823
10468 | Distribution Feeder Hardening | Distribution Feeder Hardening-Breaker-92699942 | Feeder | 13346 |  | 7 | 400 | 75855 | 2022 | 677622.4348 | 786624.469 | 955277.021 | 601767.4348 | 710769.469 | 879422.021 | 8.9331 | 10.3701 | 12.5935 | 9.7303
6274 | Distribution Feeder Hardening | Distribution Feeder Hardening-Breaker-60049772 | Feeder | 13094 |  | 158 | 400 | 959667 | 2022 | 8335095.5433 | 9259243.2003 | 10477997.5 | 7375428.5433 | 8299576.2003 | 9518330.5 | 8.6854 | 9.6484 | 10.9184 | 9.1976
6130 | Distribution Feeder Hardening | Distribution Feeder Hardening-Breaker-60067726 | Feeder | 13312 |  | 34 | 400 | 292968 | 2022 | 2334732.2627 | 2651637.4945 | 3085808.6204 | 2041764.2627 | 2358669.4945 | 2792840.6204 | 7.9692 | 9.0509 | 10.5329 | 8.5501
17223 | Distribution Feeder Hardening | Distribution Feeder Hardening-Breaker-60320276 | Feeder | 13048 |  | 124 | 400 | 660250 | 2022 | 4854608.4271 | 5427254.7806 | 6248855.8491 | 4194358.4271 | 4767004.7806 | 5588605.8491 | 7.3527 | 8.22 | 9.4644 | 7.824
6532 | Distribution Feeder Hardening | Distribution Feeder Hardening-Breaker-60089608 | Feeder | 13118 |  | 90 | 400 | 907849.2538 | 2022 | 3155979.2581 | 3533664.0663 | 4039409.3818 | 2248130.0043 | 2625814.8125 | 3131560.128 | 3.4763 | 3.8923 | 4.4494 | 3.6984
10619 | Distribution Feeder Hardening | Distribution Feeder Hardening-Recloser-91942651 | Feeder | 13148 |  | 5 | 400 | 51770.9451 | 2022 | 142533.2299 | 164262.9949 | 198357.325 | 90762.2848 | 112492.0498 | 146586.3799 | 2.7532 | 3.1729 | 3.8314 | 2.9869
13682 | Distribution Feeder Hardening | Distribution Feeder Hardening-Breaker-60068638 | Feeder | 13984 |  | 63 | 400 | 689317 | 2022 | 1629177.6631 | 1806958.7794 | 2043750.6738 | 939860.6631 | 1117641.7794 | 1354433.6738 | 2.3635 | 2.6214 | 2.9649 | 2.501
1187 | Distribution Feeder Hardening | Distribution Feeder Hardening-Breaker-60095573 | Feeder | 13148 |  | 23 | 400 | 243579.0549 | 2022 | 501004.386 | 554105.3905 | 632652.4665 | 257425.3311 | 310526.3356 | 389073.4116 | 2.0568 | 2.2748 | 2.5973 | 2.1763
3778 | Distribution Feeder Hardening | Distribution Feeder Hardening-Breaker-60064234 | Feeder | 13296 |  | 26 | 400 | 346613.531 | 2022 | 462980.946 | 526159.4591 | 614515.7573 | 116367.415 | 179545.9281 | 267902.2263 | 1.3357 | 1.518 | 1.7729 | 1.4341
17043 | Distribution Feeder Hardening | Distribution Feeder Hardening-Breaker-60464905 | Feeder | 13989 |  | 29 | 400 | 406367 | 2022 | 493264.5771 | 573123.3202 | 691538.6558 | 86897.5771 | 166756.3202 | 285171.6558 | 1.2138 | 1.4104 | 1.7018 | 1.3216
4726 | Distribution Feeder Hardening | Distribution Feeder Hardening-Recloser-92469481 | Feeder | 13118 |  | 12 | 48 | 138217.7462 | 2022 | 162768.9543 | 195142.6791 | 255314.8569 | 24551.2081 | 56924.9329 | 117097.1108 | 1.1776 | 1.4118 | 1.8472 | 1.3149
13270 | Distribution Feeder Hardening | Distribution Feeder Hardening-Breaker-60095705 | Feeder | 13770 |  | 84 | 400 | 1005150 | 2022 | 1237389.0968 | 1382069.4844 | 1563696.3745 | 232239.0968 | 376919.4844 | 558546.3745 | 1.231 | 1.375 | 1.5557 | 1.3067
2763 | Distribution Feeder Hardening | Distribution Feeder Hardening-Breaker-90035947 | Feeder | 14123 |  | 46 | 400 | 702683 | 2022 | 558496.4582 | 630953.6101 | 746259.4016 | -144186.5418 | -71729.3899 | 43576.4016 | 0.79481 | 0.89792 | 1.062 | 0.85246
13385 | Distribution Feeder Hardening | Distribution Feeder Hardening-Recloser-93114092 | Feeder | 13296 |  | 30 | 400 | 432553.469 | 2022 | 268671.2971 | 305186.453 | 359934.9212 | -163882.1719 | -127367.016 | -72618.5478 | 0.62113 | 0.70555 | 0.83212 | 0.66755
20414 | Distribution Feeder Hardening | FLISR-13984 | Automation Hardening | 13984 |  |  |  | 564000 | 2022 | 3008931.9343 | 3008931.9343 | 3008931.9343 | 2444931.9343 | 2444931.9343 | 2444931.9343 | 5.335 | 5.335 | 5.335 | 5.335
19905 | Distribution Feeder Hardening | FLISR-13148 | Automation Hardening | 13148 |  |  |  | 1000150 | 2022 | 4041677.8048 | 4041677.8048 | 4041677.8048 | 3041527.8048 | 3041527.8048 | 3041527.8048 | 4.0411 | 4.0411 | 4.0411 | 4.0411
20171 | Distribution Feeder Hardening | FLISR-13048 | Automation Hardening | 13048 |  |  |  | 1553500 | 2022 | 5631853.6486 | 5631853.6486 | 5631853.6486 | 4078353.6486 | 4078353.6486 | 4078353.6486 | 3.6253 | 3.6253 | 3.6253 | 3.6253
20172 | Distribution Feeder Hardening | FLISR-13118 | Automation Hardening | 13118 |  |  |  | 2959000 | 2022 | 8474063.5743 | 8474063.5743 | 8474063.5743 | 5515063.5743 | 5515063.5743 | 5515063.5743 | 2.8638 | 2.8638 | 2.8638 | 2.8638
20100 | Distribution Feeder Hardening | FLISR-13094 | Automation Hardening | 13094 |  |  |  | 4729000 | 2022 | 11372939.0862 | 11372939.0862 | 11372939.0862 | 6643939.0862 | 6643939.0862 | 6643939.0862 | 2.4049 | 2.4049 | 2.4049 | 2.4049
19969 | Distribution Feeder Hardening | FLISR-14123 | Automation Hardening | 14123 |  |  |  | 588000 | 2022 | 1401878.3214 | 1401878.3214 | 1401878.3214 | 813878.3214 | 813878.3214 | 813878.3214 | 2.3841 | 2.3841 | 2.3841 | 2.3841
20000 | Distribution Feeder Hardening | FLISR-13989 | Automation Hardening | 13989 |  |  |  | 484000 | 2022 | 1098069.0108 | 1098069.0108 | 1098069.0108 | 614069.0108 | 614069.0108 | 614069.0108 | 2.2687 | 2.2687 | 2.2687 | 2.2687
20025 | Distribution Feeder Hardening | FLISR-13296 | Automation Hardening | 13296 |  |  |  | 3923500 | 2022 | 3703556.5928 | 3703556.5928 | 3703556.5928 | -219943.4072 | -219943.4072 | -219943.4072 | 0.94394 | 0.94394 | 0.94394 | 0.94394
20087 | Distribution Feeder Hardening | FLISR-13770 | Automation Hardening | 13770 |  |  |  | 5671550 | 2022 | 2616675.9511 | 2616675.9511 | 2616675.9511 | -3054874.0489 | -3054874.0489 | -3054874.0489 | 0.46137 | 0.46137 | 0.46137 | 0.46137
7866 | Distribution Feeder Hardening | Distribution Feeder Hardening-Breaker-60061300 | Feeder | 13176 |  | 21 | 400 | 182655 | 2023 | 2718136.1941 | 3077220.6442 | 3542686.0987 | 2535481.1941 | 2894565.6442 | 3360031.0987 | 14.8813 | 16.8472 | 19.3955 | 15.9225
8731 | Distribution Feeder Hardening | Distribution Feeder Hardening-Recloser-93247105 | Feeder | 13808 |  | 2 | 149 | 16561 | 2023 | 214482.3785 | 260259.681 | 351022.8537 | 197921.3785 | 243698.681 | 334461.8537 | 12.9511 | 15.7152 | 21.1958 | 14.6048
10548 | Distribution Feeder Hardening | Distribution Feeder Hardening-Breaker-91055802 | Feeder | 13223 |  | 53 | 400 | 473533 | 2023 | 5830492.309 | 6607155.422 | 7622413.8915 | 5356959.309 | 6133622.422 | 7148880.8915 | 12.3127 | 13.9529 | 16.0969 | 13.1832
427 | Distribution Feeder Hardening | Distribution Feeder Hardening-Breaker-90617419 | Feeder | 14218 |  | 1 | 400 | 13489 | 2023 | 154025.1351 | 188043.6564 | 264397.0468 | 140536.1351 | 174554.6564 | 250908.0468 | 11.4186 | 13.9405 | 19.6009 | 12.9934
10531 | Distribution Feeder Hardening | Distribution Feeder Hardening-Breaker-60064648 | Feeder | 13122 |  | 56 | 400 | 498829 | 2023 | 5969501.6449 | 6759641.1052 | 7799169.0088 | 5470672.6449 | 6260812.1052 | 7300340.0088 | 11.967 | 13.551 | 15.635 | 12.809
3990 | Distribution Feeder Hardening | Distribution Feeder Hardening-Breaker-60089557 | Feeder | 13124 |  | 58 | 400 | 521165 | 2023 | 5635444.2265 | 6277678.5427 | 7121221.1304 | 5114279.2265 | 5756513.5427 | 6600056.1304 | 10.8132 | 12.0455 | 13.664 | 11.4679
3693 | Distribution Feeder Hardening | Distribution Feeder Hardening-Breaker-60036296 | Feeder | 13183 |  | 90 | 388 | 813609 | 2023 | 8344885.4541 | 9378678.0999 | 10818097.0463 | 7531276.4541 | 8565069.0999 | 10004488.0463 | 10.2566 | 11.5273 | 13.2964 | 10.9418
7956 | Distribution Feeder Hardening | Distribution Feeder Hardening-Breaker-60061309 | Feeder | 13175 |  | 41 | 400 | 362671 | 2023 | 3676929.0249 | 4155249.4227 | 4800522.1876 | 3314258.0249 | 3792578.4227 | 4437851.1876 | 10.1385 | 11.4574 | 13.2366 | 10.8439
3218 | Distribution Feeder Hardening | Distribution Feeder Hardening-Breaker-60077140 | Feeder | 13517 |  | 34 | 400 | 324008 | 2023 | 2890169.175 | 3271733.9931 | 3774819.5117 | 2566161.175 | 2947725.9931 | 3450811.5117 | 8.9201 | 10.0977 | 11.6504 | 9.5464
10575 | Distribution Feeder Hardening | Distribution Feeder Hardening-Breaker-60070642 | Feeder | 13035 |  | 49 | 400 | 424540 | 2023 | 3644459.7591 | 4132172.9387 | 4764611.3988 | 3219919.7591 | 3707632.9387 | 4340071.3988 | 8.5845 | 9.7333 | 11.223 | 9.193
7293 | Distribution Feeder Hardening | Distribution Feeder Hardening-Breaker-74210829 | Feeder | 13303 |  | 57 | 400 | 507508 | 2023 | 4280447.1614 | 4875745.0258 | 5647742.6048 | 3772939.1614 | 4368237.0258 | 5140234.6048 | 8.4342 | 9.6072 | 11.1284 | 9.0556
13281 | Distribution Feeder Hardening | Distribution Feeder Hardening-Breaker-91055796 | Feeder | 13466 |  | 65 | 400 | 607549 | 2023 | 5104613.2396 | 5789653.2417 | 6671053.8245 | 4497064.2396 | 5182104.2417 | 6063504.8245 | 8.402 | 9.5295 | 10.9803 | 8.9981
912 | Distribution Feeder Hardening | Distribution Feeder Hardening-Breaker-60061214 | Feeder | 13610 |  | 32 | 400 | 284614 | 2023 | 2376434.0421 | 2683903.1823 | 3107772.9739 | 2091820.0421 | 2399289.1823 | 2823158.9739 | 8.3497 | 9.43 | 10.9193 | 8.9307
3585 | Distribution Feeder Hardening | Distribution Feeder Hardening-Breaker-92611763 | Feeder | 13213 |  | 24 | 335 | 244822 | 2023 | 2029358.8338 | 2300187.5992 | 2650051.629 | 1784536.8338 | 2055365.5992 | 2405229.629 | 8.2891 | 9.3953 | 10.8244 | 8.8745
18270 | Distribution Feeder Hardening | Distribution Feeder Hardening-Breaker-60083825 | Feeder | 13130 |  | 33 | 400 | 290385 | 2023 | 2400364.6861 | 2696832.6707 | 3117902.5645 | 2109979.6861 | 2406447.6707 | 2827517.5645 | 8.2661 | 9.2871 | 10.7371 | 8.8195
15951 | Distribution Feeder Hardening | Distribution Feeder Hardening-Breaker-60071805 | Feeder | 13338 |  | 86 | 249 | 849040 | 2023 | 6685071.9665 | 7566759.0052 | 8723339.4293 | 5836031.9665 | 6717719.0052 | 7874299.4293 | 7.8737 | 8.9121 | 10.2744 | 8.4253
11307 | Distribution Feeder Hardening | Distribution Feeder Hardening-Breaker-60067411 | Feeder | 13084 |  | 76 | 141 | 708375 | 2023 | 5495278.0493 | 6210113.9375 | 7193796.2501 | 4786903.0493 | 5501738.9375 | 6485421.2501 | 7.7576 | 8.7667 | 10.1554 | 8.3001
17689 | Distribution Feeder Hardening | Distribution Feeder Hardening-Breaker-92875026 | Feeder | 13239 |  | 1 | 400 | 9280 | 2023 | 68644.4959 | 80121.9929 | 97477.1036 | 59364.4959 | 70841.9929 | 88197.1036 | 7.397 | 8.6338 | 10.504 | 8.0788
11972 | Distribution Feeder Hardening | Distribution Feeder Hardening-Breaker-74208600 | Feeder | 13593 |  | 16 | 400 | 138853 | 2023 | 1038918.2394 | 1173954.8297 | 1360506.471 | 900065.2394 | 1035101.8297 | 1221653.471 | 7.4821 | 8.4547 | 9.7982 | 8.0055
15667 | Distribution Feeder Hardening | Distribution Feeder Hardening-Breaker-60066584 | Feeder | 13328 |  | 139 | 400 | 1223245 | 2023 | 8863766.0293 | 9582557.4689 | 10526959.6813 | 7640521.0293 | 8359312.4689 | 9303714.6813 | 7.2461 | 7.8337 | 8.6058 | 7.5584
1376 | Distribution Feeder Hardening | Distribution Feeder Hardening-Breaker-60057586 | Feeder | 13072 |  | 41 | 400 | 358029 | 2023 | 2494850.0633 | 2841746.8197 | 3300296.184 | 2136821.0633 | 2483717.8197 | 2942267.184 | 6.9683 | 7.9372 | 9.218 | 7.4839
4668 | Distribution Feeder Hardening | Distribution Feeder Hardening-Breaker-60320623 | Feeder | 13067 |  | 59 | 400 | 515709 | 2023 | 3573565.7028 | 4067097.7372 | 4718865.6203 | 3057856.7028 | 3551388.7372 | 4203156.6203 | 6.9294 | 7.8864 | 9.1502 | 7.4386
10511 | Distribution Feeder Hardening | Distribution Feeder Hardening-Breaker-60317730 | Feeder | 13180 |  | 70 | 257 | 656426 | 2023 | 4510523.4958 | 5115110.9527 | 5896111.2248 | 3854097.4958 | 4458684.9527 | 5239685.2248 | 6.8713 | 7.7924 | 8.9821 | 7.3587
6172 | Distribution Feeder Hardening | Distribution Feeder Hardening-Recloser-93335211 | Feeder | 13213 |  | 26 | 318 | 240816 | 2023 | 1334792.3171 | 1520361.6866 | 1765407.9012 | 1093976.3171 | 1279545.6866 | 1524591.9012 | 5.5428 | 6.3134 | 7.3309 | 5.9528
13717 | Distribution Feeder Hardening | Distribution Feeder Hardening-Recloser-92217186 | Feeder | 13489 |  | 3 | 348 | 30050 | 2023 | 161409.6651 | 190957.6481 | 239687.3128 | 131359.6651 | 160907.6481 | 209637.3128 | 5.3714 | 6.3547 | 7.9763 | 5.9268
18163 | Distribution Feeder Hardening | Distribution Feeder Hardening-Recloser-92194516 | Feeder | 13035 |  | 25 | 154 | 221175 | 2023 | 1208490.2017 | 1362856.836 | 1573039.3309 | 987315.2017 | 1141681.836 | 1351864.3309 | 5.464 | 6.1619 | 7.1122 | 5.8382
3362 | Distribution Feeder Hardening | Distribution Feeder Hardening-Breaker-60320358 | Feeder | 13006 |  | 10 | 400 | 88470 | 2023 | 437246.0483 | 498538.4578 | 589964.5661 | 348776.0483 | 410068.4578 | 501494.5661 | 4.9423 | 5.6351 | 6.6685 | 5.3228
18648 | Distribution Feeder Hardening | Distribution Feeder Hardening-Breaker-60025418 | Feeder | 13236 |  | 101 | 259 | 911469 | 2023 | 4428388.0873 | 4971415.8334 | 5752094.0443 | 3516919.0873 | 4059946.8334 | 4840625.0443 | 4.8585 | 5.4543 | 6.3108 | 5.1825
3083 | Distribution Feeder Hardening | Distribution Feeder Hardening-Breaker-60003333 | Feeder | 13042 |  | 33 | 400 | 291951 | 2023 | 1359836.2544 | 1543439.4813 | 1789982.8823 | 1067885.2544 | 1251488.4813 | 1498031.8823 | 4.6578 | 5.2866 | 6.1311 | 4.9938
12946 | Distribution Feeder Hardening | Distribution Feeder Hardening-Recloser-92627022 | Feeder | 13303 |  | 40 | 229 | 410017 | 2023 | 1898966.0632 | 2167608.5016 | 2529174.8276 | 1488949.0632 | 1757591.5016 | 2119157.8276 | 4.6314 | 5.2866 | 6.1685 | 4.9817
2303 | Distribution Feeder Hardening | Distribution Feeder Hardening-Breaker-60070776 | Feeder | 13489 |  | 16 | 400 | 145061 | 2023 | 671584.0572 | 759104.1297 | 880373.3292 | 526523.0572 | 614043.1297 | 735312.3292 | 4.6297 | 5.233 | 6.069 | 4.9546
16445 | Distribution Feeder Hardening | Distribution Feeder Hardening-Breaker-60071529 | Feeder | 13373 |  | 37 | 400 | 338133 | 2023 | 1456017.1005 | 1665101.9631 | 1976484.7083 | 1117884.1005 | 1326968.9631 | 1638351.7083 | 4.306 | 4.9244 | 5.8453 | 4.6455
12199 | Distribution Feeder Hardening | Distribution Feeder Hardening-Recloser-92488482 | Feeder | 13390 |  | 64 | 400 | 564642 | 2023 | 2131287.1479 | 2391879.4138 | 2790606.5345 | 1566645.1479 | 1827237.4138 | 2225964.5345 | 3.7746 | 4.2361 | 4.9423 | 4.0298
8036 | Distribution Feeder Hardening | Distribution Feeder Hardening-Recloser-93243482 | Feeder | 13175 |  | 34 | 224 | 303874 | 2023 | 1135518.4602 | 1280018.7701 | 1501875.6269 | 831644.4602 | 976144.7701 | 1198001.6269 | 3.7368 | 4.2123 | 4.9424 | 4
8514 | Distribution Feeder Hardening | Distribution Feeder Hardening-Breaker-60071687 | Feeder | 13835 |  | 32 | 400 | 279972 | 2023 | 867503.3655 | 979654.8304 | 1132759.3702 | 587531.3655 | 699682.8304 | 852787.3702 | 3.0985 | 3.4991 | 4.046 | 3.3135
20167 | Distribution Feeder Hardening | FLISR-13367 | Automation Hardening | 13367 |  |  |  | 800000 | 2023 | 77162729.8744 | 77162729.8744 | 77162729.8744 | 76362729.8744 | 76362729.8744 | 76362729.8744 | 96.4534 | 96.4534 | 96.4534 | 96.4534
20193 | Distribution Feeder Hardening | FLISR-13710 | Automation Hardening | 13710 |  |  |  | 800000 | 2023 | 28022231.691 | 28022231.691 | 28022231.691 | 27222231.691 | 27222231.691 | 27222231.691 | 35.0278 | 35.0278 | 35.0278 | 35.0278
19883 | Distribution Feeder Hardening | FLISR-13175 | Automation Hardening | 13175 |  |  |  | 800000 | 2023 | 14282687.0969 | 14282687.0969 | 14282687.0969 | 13482687.0969 | 13482687.0969 | 13482687.0969 | 17.8534 | 17.8534 | 17.8534 | 17.8534
20256 | Distribution Feeder Hardening | FLISR-13489 | Automation Hardening | 13489 |  |  |  | 800000 | 2023 | 12810533.0441 | 12810533.0441 | 12810533.0441 | 12010533.0441 | 12010533.0441 | 12010533.0441 | 16.0132 | 16.0132 | 16.0132 | 16.0132
19927 | Distribution Feeder Hardening | FLISR-13042 | Automation Hardening | 13042 |  |  |  | 800000 | 2023 | 12547266.8792 | 12547266.8792 | 12547266.8792 | 11747266.8792 | 11747266.8792 | 11747266.8792 | 15.6841 | 15.6841 | 15.6841 | 15.6841
20147 | Distribution Feeder Hardening | FLISR-13835 | Automation Hardening | 13835 |  |  |  | 800000 | 2023 | 12323410.0159 | 12323410.0159 | 12323410.0159 | 11523410.0159 | 11523410.0159 | 11523410.0159 | 15.4043 | 15.4043 | 15.4043 | 15.4043
19761 | Distribution Feeder Hardening | FLISR-13119 | Automation Hardening | 13119 |  |  |  | 800000 | 2023 | 12026846.8137 | 12026846.8137 | 12026846.8137 | 11226846.8137 | 11226846.8137 | 11226846.8137 | 15.0336 | 15.0336 | 15.0336 | 15.0336
19809 | Distribution Feeder Hardening | FLISR-13373 | Automation Hardening | 13373 |  |  |  | 800000 | 2023 | 11324489.737 | 11324489.737 | 11324489.737 | 10524489.737 | 10524489.737 | 10524489.737 | 14.1556 | 14.1556 | 14.1556 | 14.1556
19924 | Distribution Feeder Hardening | FLISR-13390 | Automation Hardening | 13390 |  |  |  | 800000 | 2023 | 10913218.8893 | 10913218.8893 | 10913218.8893 | 10113218.8893 | 10113218.8893 | 10113218.8893 | 13.6415 | 13.6415 | 13.6415 | 13.6415
19852 | Distribution Feeder Hardening | FLISR-13236 | Automation Hardening | 13236 |  |  |  | 800000 | 2023 | 10616454.9073 | 10616454.9073 | 10616454.9073 | 9816454.9073 | 9816454.9073 | 9816454.9073 | 13.2706 | 13.2706 | 13.2706 | 13.2706
20149 | Distribution Feeder Hardening | FLISR-13303 | Automation Hardening | 13303 |  |  |  | 800000 | 2023 | 10387407.617 | 10387407.617 | 10387407.617 | 9587407.617 | 9587407.617 | 9587407.617 | 12.9843 | 12.9843 | 12.9843 | 12.9843
20155 | Distribution Feeder Hardening | FLISR-13151 | Automation Hardening | 13151 |  |  |  | 800000 | 2023 | 9452438.6508 | 9452438.6508 | 9452438.6508 | 8652438.6508 | 8652438.6508 | 8652438.6508 | 11.8155 | 11.8155 | 11.8155 | 11.8155
19844 | Distribution Feeder Hardening | FLISR-13363 | Automation Hardening | 13363 |  |  |  | 800000 | 2023 | 9198128.8034 | 9198128.8034 | 9198128.8034 | 8398128.8034 | 8398128.8034 | 8398128.8034 | 11.4977 | 11.4977 | 11.4977 | 11.4977
20206 | Distribution Feeder Hardening | FLISR-13351 | Automation Hardening | 13351 |  |  |  | 800000 | 2023 | 8610662.9524 | 8610662.9524 | 8610662.9524 | 7810662.9524 | 7810662.9524 | 7810662.9524 | 10.7633 | 10.7633 | 10.7633 | 10.7633
19972 | Distribution Feeder Hardening | FLISR-13006 | Automation Hardening | 13006 |  |  |  | 800000 | 2023 | 8309369.7352 | 8309369.7352 | 8309369.7352 | 7509369.7352 | 7509369.7352 | 7509369.7352 | 10.3867 | 10.3867 | 10.3867 | 10.3867
19964 | Distribution Feeder Hardening | FLISR-13431 | Automation Hardening | 13431 |  |  |  | 800000 | 2023 | 8082284.5895 | 8082284.5895 | 8082284.5895 | 7282284.5895 | 7282284.5895 | 7282284.5895 | 10.1029 | 10.1029 | 10.1029 | 10.1029
20236 | Distribution Feeder Hardening | FLISR-13695 | Automation Hardening | 13695 |  |  |  | 800000 | 2023 | 8008638.6269 | 8008638.6269 | 8008638.6269 | 7208638.6269 | 7208638.6269 | 7208638.6269 | 10.0108 | 10.0108 | 10.0108 | 10.0108
19839 | Distribution Feeder Hardening | FLISR-13077 | Automation Hardening | 13077 |  |  |  | 800000 | 2023 | 7666461.4086 | 7666461.4086 | 7666461.4086 | 6866461.4086 | 6866461.4086 | 6866461.4086 | 9.5831 | 9.5831 | 9.5831 | 9.5831
19989 | Distribution Feeder Hardening | FLISR-13297 | Automation Hardening | 13297 |  |  |  | 800000 | 2023 | 7322788.4024 | 7322788.4024 | 7322788.4024 | 6522788.4024 | 6522788.4024 | 6522788.4024 | 9.1535 | 9.1535 | 9.1535 | 9.1535
20331 | Distribution Feeder Hardening | FLISR-13176 | Automation Hardening | 13176 |  |  |  | 800000 | 2023 | 6317649.429 | 6317649.429 | 6317649.429 | 5517649.429 | 5517649.429 | 5517649.429 | 7.8971 | 7.8971 | 7.8971 | 7.8971
20234 | Distribution Feeder Hardening | FLISR-13069 | Automation Hardening | 13069 |  |  |  | 800000 | 2023 | 6062140.0777 | 6062140.0777 | 6062140.0777 | 5262140.0777 | 5262140.0777 | 5262140.0777 | 7.5777 | 7.5777 | 7.5777 | 7.5777
20332 | Distribution Feeder Hardening | FLISR-14011 | Automation Hardening | 14011 |  |  |  | 800000 | 2023 | 5872501.2749 | 5872501.2749 | 5872501.2749 | 5072501.2749 | 5072501.2749 | 5072501.2749 | 7.3406 | 7.3406 | 7.3406 | 7.3406
4046 | Distribution Feeder Hardening | Distribution Feeder Hardening-Recloser-92357154 | Feeder | 14042 |  | 68 | 400 | 668094 | 2024 | 7193462.2371 | 7986765.3862 | 9017723.2703 | 6525368.2371 | 7318671.3862 | 8349629.2703 | 10.7671 | 11.9546 | 13.4977 | 11.3964
14825 | Distribution Feeder Hardening | Distribution Feeder Hardening-Breaker-60056889 | Feeder | 13013 |  | 11 | 400 | 94185 | 2024 | 761526.589 | 859172.3944 | 991104.9076 | 667341.589 | 764987.3944 | 896919.9076 | 8.0854 | 9.1222 | 10.523 | 8.6402
18110 | Distribution Feeder Hardening | Distribution Feeder Hardening-Breaker-60089378 | Feeder | 13434 |  | 30 | 400 | 260712 | 2024 | 2026946.4326 | 2282456.1317 | 2645750.168 | 1766234.4326 | 2021744.1317 | 2385038.168 | 7.7747 | 8.7547 | 10.1482 | 8.306
11513 | Distribution Feeder Hardening | Distribution Feeder Hardening-Recloser-92568897 | Feeder | 13370 |  | 35 | 400 | 310511 | 2024 | 2236432.0919 | 2529523.1349 | 2926679.8125 | 1925921.0919 | 2219012.1349 | 2616168.8125 | 7.2024 | 8.1463 | 9.4254 | 7.7079
12897 | Distribution Feeder Hardening | Distribution Feeder Hardening-Breaker-60064661 | Feeder | 13123 |  | 89 | 400 | 796667 | 2024 | 5524107.0647 | 6118476.2719 | 6938045.0248 | 4727440.0647 | 5321809.2719 | 6141378.0248 | 6.934 | 7.6801 | 8.7088 | 7.3353
1966 | Distribution Feeder Hardening | Distribution Feeder Hardening-Breaker-60066545 | Feeder | 13329 |  | 102 | 400 | 939530 | 2024 | 6394791.9817 | 7095971.5315 | 8029501.3347 | 5455261.9817 | 6156441.5315 | 7089971.3347 | 6.8064 | 7.5527 | 8.5463 | 7.2043
2066 | Distribution Feeder Hardening | Distribution Feeder Hardening-Breaker-60095687 | Feeder | 13959 |  | 25 | 400 | 225817 | 2024 | 1515671.7111 | 1672506.8113 | 1900334.8598 | 1289854.7111 | 1446689.8113 | 1674517.8598 | 6.7119 | 7.4065 | 8.4154 | 7.0906
18262 | Distribution Feeder Hardening | Distribution Feeder Hardening-Breaker-60095645 | Feeder | 13241 |  | 68 | 400 | 613956 | 2024 | 4094865.4772 | 4562509.1164 | 5224904.1736 | 3480909.4772 | 3948553.1164 | 4610948.1736 | 6.6696 | 7.4313 | 8.5102 | 7.0822
8009 | Distribution Feeder Hardening | Distribution Feeder Hardening-Breaker-60049828 | Feeder | 13162 |  | 47 | 400 | 425037 | 2024 | 2811504.7865 | 3177107.494 | 3689195.2091 | 2386467.7865 | 2752070.494 | 3264158.2091 | 6.6147 | 7.4749 | 8.6797 | 7.0793
13843 | Distribution Feeder Hardening | Distribution Feeder Hardening-Recloser-92204970 | Feeder | 13414 |  | 54 | 399 | 479192 | 2024 | 3162923.1504 | 3526157.1805 | 4013076.5651 | 2683731.1504 | 3046965.1805 | 3533884.5651 | 6.6005 | 7.3585 | 8.3747 | 7.0054
15608 | Distribution Feeder Hardening | Distribution Feeder Hardening-Breaker-60070724 | Feeder | 13439 |  | 41 | 400 | 422261 | 2024 | 2674611.2423 | 3005739.0256 | 3494356.7918 | 2252350.2423 | 2583478.0256 | 3072095.7918 | 6.334 | 7.1182 | 8.2753 | 6.7634
3445 | Distribution Feeder Hardening | Distribution Feeder Hardening-Breaker-60055110 | Feeder | 13022 |  | 33 | 400 | 318670 | 2024 | 1982111.3832 | 2237793.1429 | 2623208.7097 | 1663441.3832 | 1919123.1429 | 2304538.7097 | 6.2199 | 7.0223 | 8.2317 | 6.6618
14523 | Distribution Feeder Hardening | Distribution Feeder Hardening-Breaker-60055127 | Feeder | 13417 |  | 58 | 400 | 506862 | 2024 | 3132437.4216 | 3537919.1169 | 4109411.9023 | 2625575.4216 | 3031057.1169 | 3602549.9023 | 6.1801 | 6.98 | 8.1076 | 6.6128
18676 | Distribution Feeder Hardening | Distribution Feeder Hardening-Breaker-60061287 | Feeder | 13177 |  | 42 | 400 | 373028 | 2024 | 2297318.6594 | 2602486.9411 | 3011550.3087 | 1924290.6594 | 2229458.9411 | 2638522.3087 | 6.1586 | 6.9767 | 8.0733 | 6.5955
13947 | Distribution Feeder Hardening | Distribution Feeder Hardening-Breaker-60042687 | Feeder | 13310 |  | 25 | 305 | 210213 | 2024 | 1292970.4946 | 1460533.8408 | 1685983.0895 | 1082757.4946 | 1250320.8408 | 1475770.0895 | 6.1508 | 6.9479 | 8.0204 | 6.5769
16818 | Distribution Feeder Hardening | Distribution Feeder Hardening-Breaker-60061275 | Feeder | 13184 |  | 67 | 168 | 595825 | 2024 | 3631703.123 | 4104411.4381 | 4753744.3492 | 3035878.123 | 3508586.4381 | 4157919.3492 | 6.0953 | 6.8886 | 7.9784 | 6.5216
11722 | Distribution Feeder Hardening | Distribution Feeder Hardening-Breaker-60320278 | Feeder | 13961 |  | 5 | 400 | 36405 | 2024 | 213147.6668 | 254238.6405 | 327678.0494 | 176742.6668 | 217833.6405 | 291273.0494 | 5.8549 | 6.9836 | 9.0009 | 6.5081
1050 | Distribution Feeder Hardening | Distribution Feeder Hardening-Breaker-91055818 | Feeder | 13222 |  | 45 | 274 | 447555 | 2024 | 2722415.1137 | 3075529.9257 | 3557092.4157 | 2274860.1137 | 2627974.9257 | 3109537.4157 | 6.0829 | 6.8718 | 7.9478 | 6.5061
9092 | Distribution Feeder Hardening | Distribution Feeder Hardening-Breaker-91055799 | Feeder | 13468 |  | 63 | 400 | 565023 | 2024 | 3414485.9596 | 3862307.687 | 4480949.4004 | 2849462.9596 | 3297284.687 | 3915926.4004 | 6.0431 | 6.8357 | 7.9306 | 6.4696
8239 | Distribution Feeder Hardening | Distribution Feeder Hardening-Breaker-60013388 | Feeder | 13008 |  | 37 | 249 | 392704 | 2024 | 2366544.6076 | 2683573.2715 | 3115879.9517 | 1973840.6076 | 2290869.2715 | 2723175.9517 | 6.0263 | 6.8336 | 7.9344 | 6.4593
4928 | Distribution Feeder Hardening | Distribution Feeder Hardening-Breaker-60055210 | Feeder | 13233 |  | 22 | 289 | 206516 | 2024 | 1230233.346 | 1406104.6811 | 1655507.1149 | 1023717.346 | 1199588.6811 | 1448991.1149 | 5.9571 | 6.8087 | 8.0164 | 6.4185
5848 | Distribution Feeder Hardening | Distribution Feeder Hardening-Breaker-60018671 | Feeder | 13086 |  | 41 | 103 | 372444 | 2024 | 2218661.192 | 2519407.8425 | 2929397.9991 | 1846217.192 | 2146963.8425 | 2556953.9991 | 5.957 | 6.7645 | 7.8653 | 6.3901
14457 | Distribution Feeder Hardening | Distribution Feeder Hardening-Breaker-60067708 | Feeder | 13311 |  | 71 | 400 | 637365 | 2024 | 3791786.8901 | 4214053.1677 | 4831283.6767 | 3154421.8901 | 3576688.1677 | 4193918.6767 | 5.9492 | 6.6117 | 7.5801 | 6.311
7144 | Distribution Feeder Hardening | Distribution Feeder Hardening-Breaker-60089566 | Feeder | 13414 |  | 40 | 400 | 349182 | 2024 | 2044006.2469 | 2335214.952 | 2712461.2772 | 1694824.2469 | 1986032.952 | 2363279.2772 | 5.8537 | 6.6877 | 7.768 | 6.2953
4173 | Distribution Feeder Hardening | Distribution Feeder Hardening-Breaker-60068588 | Feeder | 13739 |  | 6 | 264 | 53082 | 2024 | 310946.6532 | 351329.1495 | 404640.9799 | 257864.6532 | 298247.1495 | 351558.9799 | 5.8579 | 6.6186 | 7.6229 | 6.2626
11056 | Distribution Feeder Hardening | Distribution Feeder Hardening-Breaker-92144309 | Feeder | 13828 |  | 40 | 400 | 353880 | 2024 | 2063991.4729 | 2327605.0374 | 2690821.6727 | 1710111.4729 | 1973725.0374 | 2336941.6727 | 5.8325 | 6.5774 | 7.6038 | 6.2331
19321 | Distribution Feeder Hardening | Distribution Feeder Hardening-Breaker-60084114 | Feeder | 14042 |  | 21 | 400 | 195937 | 2024 | 1130769.5337 | 1283867.8375 | 1485506.7132 | 934832.5337 | 1087930.8375 | 1289569.7132 | 5.7711 | 6.5525 | 7.5816 | 6.1865
2734 | Distribution Feeder Hardening | Distribution Feeder Hardening-Breaker-60068572 | Feeder | 13740 |  | 36 | 400 | 312228 | 2024 | 1796463.2977 | 2044040.3684 | 2404736.2279 | 1484235.2977 | 1731812.3684 | 2092508.2279 | 5.7537 | 6.5466 | 7.7019 | 6.1864
5625 | Distribution Feeder Hardening | Distribution Feeder Hardening-Breaker-60071602 | Feeder | 13889 |  | 22 | 400 | 194634 | 2024 | 1125629.6134 | 1271962.6066 | 1467901.5101 | 930995.6134 | 1077328.6066 | 1273267.5101 | 5.7833 | 6.5352 | 7.5419 | 6.1847
12117 | Distribution Feeder Hardening | Distribution Feeder Hardening-Breaker-60068749 | Feeder | 13191 |  | 60 | 401 | 514837 | 2024 | 2942616.7356 | 3347683.242 | 3886155.4406 | 2427779.7356 | 2832846.242 | 3371318.4406 | 5.7156 | 6.5024 | 7.5483 | 6.1349
15012 | Distribution Feeder Hardening | Distribution Feeder Hardening-Breaker-60067372 | Feeder | 13293 |  | 41 | 400 | 370878 | 2024 | 2108855.0754 | 2404051.0913 | 2835522.7834 | 1737977.0754 | 2033173.0913 | 2464644.7834 | 5.6861 | 6.4821 | 7.6454 | 6.1208
3361 | Distribution Feeder Hardening | Distribution Feeder Hardening-Breaker-60095616 | Feeder | 13243 |  | 75 | 400 | 660126 | 2024 | 3811163.7506 | 4217850.5978 | 4823196.5706 | 3151037.7506 | 3557724.5978 | 4163070.5706 | 5.7734 | 6.3895 | 7.3065 | 6.1115
13084 | Distribution Feeder Hardening | Distribution Feeder Hardening-Breaker-60061491 | Feeder | 13492 |  | 43 | 399 | 397423 | 2024 | 2232842.7598 | 2524381.5308 | 2922658.0484 | 1835419.7598 | 2126958.5308 | 2525235.0484 | 5.6183 | 6.3519 | 7.354 | 6.0119
6838 | Distribution Feeder Hardening | Distribution Feeder Hardening-Breaker-60078488 | Feeder | 13039 |  | 38 | 299 | 340828 | 2024 | 1900260.8998 | 2164810.5362 | 2524757.7666 | 1559432.8998 | 1823982.5362 | 2183929.7666 | 5.5754 | 6.3516 | 7.4077 | 5.9915
6984 | Distribution Feeder Hardening | Distribution Feeder Hardening-Breaker-60071549 | Feeder | 13370 |  | 15 | 400 | 148141 | 2024 | 812183.9654 | 920665.0605 | 1066540.2696 | 664042.9654 | 772524.0605 | 918399.2696 | 5.4825 | 6.2148 | 7.1995 | 5.8739
10125 | Distribution Feeder Hardening | Distribution Feeder Hardening-Breaker-60064168 | Feeder | 13358 |  | 84 | 400 | 731807 | 2024 | 3536942.5959 | 4031131.0173 | 4691130.4315 | 2805135.5959 | 3299324.0173 | 3959323.4315 | 4.8332 | 5.5085 | 6.4103 | 5.1935
14153 | Distribution Feeder Hardening | Distribution Feeder Hardening-Breaker-60089836 | Feeder | 13098 |  | 55 | 400 | 524964 | 2024 | 2465489.279 | 2773697.4653 | 3203224.7641 | 1940525.279 | 2248733.4653 | 2678260.7641 | 4.6965 | 5.2836 | 6.1018 | 5.0132
13509 | Distribution Feeder Hardening | Distribution Feeder Hardening-Breaker-60055101 | Feeder | 13021 |  | 52 | 400 | 472348 | 2024 | 2086664.2298 | 2368752.009 | 2787690.2441 | 1614316.2298 | 1896404.009 | 2315342.2441 | 4.4176 | 5.0148 | 5.9018 | 4.7452
16825 | Distribution Feeder Hardening | Distribution Feeder Hardening-Breaker-60043943 | Feeder | 13211 |  | 22 | 112 | 220920 | 2024 | 898194.2104 | 1018527.1444 | 1184065.9107 | 677274.2104 | 797607.1444 | 963145.9107 | 4.0657 | 4.6104 | 5.3597 | 4.3585
7591 | Distribution Feeder Hardening | Distribution Feeder Hardening-Recloser-92252943 | Feeder | 13434 |  | 30 | 400 | 299414 | 2024 | 1162491.9735 | 1324423.8191 | 1569923.1446 | 863077.9735 | 1025009.8191 | 1270509.1446 | 3.8826 | 4.4234 | 5.2433 | 4.1809
14347 | Distribution Feeder Hardening | Distribution Feeder Hardening-Breaker-91055808 | Feeder | 13221 |  | 81 | 400 | 778463 | 2024 | 2728246.7359 | 3103148.0267 | 3629039.908 | 1949783.7359 | 2324685.0267 | 2850576.908 | 3.5047 | 3.9862 | 4.6618 | 3.7649
19053 | Distribution Feeder Hardening | Distribution Feeder Hardening-Breaker-60066489 | Feeder | 13460 |  | 47 | 130 | 414676 | 2024 | 1343863.0447 | 1523666.8743 | 1769791.2842 | 929187.0447 | 1108990.8743 | 1355115.2842 | 3.2408 | 3.6744 | 4.2679 | 3.4735
20372 | Distribution Feeder Hardening | FLISR-13221 | Automation Hardening | 13221 |  |  |  | 800000 | 2024 | 7993606.8934 | 7993606.8934 | 7993606.8934 | 7193606.8934 | 7193606.8934 | 7193606.8934 | 9.992 | 9.992 | 9.992 | 9.992
20269 | Distribution Feeder Hardening | FLISR-13460 | Automation Hardening | 13460 |  |  |  | 800000 | 2024 | 7186127.5123 | 7186127.5123 | 7186127.5123 | 6386127.5123 | 6386127.5123 | 6386127.5123 | 8.9827 | 8.9827 | 8.9827 | 8.9827
20120 | Distribution Feeder Hardening | FLISR-13098 | Automation Hardening | 13098 |  |  |  | 800000 | 2024 | 7055191.7132 | 7055191.7132 | 7055191.7132 | 6255191.7132 | 6255191.7132 | 6255191.7132 | 8.819 | 8.819 | 8.819 | 8.819
20022 | Distribution Feeder Hardening | FLISR-13211 | Automation Hardening | 13211 |  |  |  | 800000 | 2024 | 6456871.847 | 6456871.847 | 6456871.847 | 5656871.847 | 5656871.847 | 5656871.847 | 8.0711 | 8.0711 | 8.0711 | 8.0711
19785 | Distribution Feeder Hardening | FLISR-13021 | Automation Hardening | 13021 |  |  |  | 800000 | 2024 | 5989242.8279 | 5989242.8279 | 5989242.8279 | 5189242.8279 | 5189242.8279 | 5189242.8279 | 7.4866 | 7.4866 | 7.4866 | 7.4866
19830 | Distribution Feeder Hardening | FLISR-13358 | Automation Hardening | 13358 |  |  |  | 800000 | 2024 | 5960393.3721 | 5960393.3721 | 5960393.3721 | 5160393.3721 | 5160393.3721 | 5160393.3721 | 7.4505 | 7.4505 | 7.4505 | 7.4505
20339 | Distribution Feeder Hardening | FLISR-13442 | Automation Hardening | 13442 |  |  |  | 800000 | 2024 | 5158289.8696 | 5158289.8696 | 5158289.8696 | 4358289.8696 | 4358289.8696 | 4358289.8696 | 6.4479 | 6.4479 | 6.4479 | 6.4479
19874 | Distribution Feeder Hardening | FLISR-13204 | Automation Hardening | 13204 |  |  |  | 800000 | 2024 | 5081285.1645 | 5081285.1645 | 5081285.1645 | 4281285.1645 | 4281285.1645 | 4281285.1645 | 6.3516 | 6.3516 | 6.3516 | 6.3516
20291 | Distribution Feeder Hardening | FLISR-13645 | Automation Hardening | 13645 |  |  |  | 800000 | 2024 | 4984344.6753 | 4984344.6753 | 4984344.6753 | 4184344.6753 | 4184344.6753 | 4184344.6753 | 6.2304 | 6.2304 | 6.2304 | 6.2304
19908 | Distribution Feeder Hardening | FLISR-13687 | Automation Hardening | 13687 |  |  |  | 800000 | 2024 | 4915685.7728 | 4915685.7728 | 4915685.7728 | 4115685.7728 | 4115685.7728 | 4115685.7728 | 6.1446 | 6.1446 | 6.1446 | 6.1446
20012 | Distribution Feeder Hardening | FLISR-13293 | Automation Hardening | 13293 |  |  |  | 800000 | 2024 | 4915188.9325 | 4915188.9325 | 4915188.9325 | 4115188.9325 | 4115188.9325 | 4115188.9325 | 6.144 | 6.144 | 6.144 | 6.144
19855 | Distribution Feeder Hardening | FLISR-13152 | Automation Hardening | 13152 |  |  |  | 800000 | 2024 | 4896634.0487 | 4896634.0487 | 4896634.0487 | 4096634.0487 | 4096634.0487 | 4096634.0487 | 6.1208 | 6.1208 | 6.1208 | 6.1208
20345 | Distribution Feeder Hardening | FLISR-13370 | Automation Hardening | 13370 |  |  |  | 800000 | 2024 | 4784882.4322 | 4784882.4322 | 4784882.4322 | 3984882.4322 | 3984882.4322 | 3984882.4322 | 5.9811 | 5.9811 | 5.9811 | 5.9811
20034 | Distribution Feeder Hardening | FLISR-13417 | Automation Hardening | 13417 |  |  |  | 800000 | 2024 | 4553197.1729 | 4553197.1729 | 4553197.1729 | 3753197.1729 | 3753197.1729 | 3753197.1729 | 5.6915 | 5.6915 | 5.6915 | 5.6915
20004 | Distribution Feeder Hardening | FLISR-13329 | Automation Hardening | 13329 |  |  |  | 800000 | 2024 | 3843625.412 | 3843625.412 | 3843625.412 | 3043625.412 | 3043625.412 | 3043625.412 | 4.8045 | 4.8045 | 4.8045 | 4.8045
20005 | Distribution Feeder Hardening | FLISR-14042 | Automation Hardening | 14042 |  |  |  | 800000 | 2024 | 2701755.7025 | 2701755.7025 | 2701755.7025 | 1901755.7025 | 1901755.7025 | 1901755.7025 | 3.3772 | 3.3772 | 3.3772 | 3.3772
1712 | Distribution Feeder Hardening | Distribution Feeder Hardening-Recloser-92353462 | Feeder | 13630 |  | 31 | 400 | 264861 | 2025 | 2179097.3519 | 2464988.2204 | 2853667.1472 | 1914236.3519 | 2200127.2204 | 2588806.1472 | 8.2273 | 9.3067 | 10.7742 | 8.8058
3682 | Distribution Feeder Hardening | Distribution Feeder Hardening-Breaker-90113599 | Feeder | 14025 |  | 9 | 400 | 84698 | 2025 | 600268.206 | 700677.3523 | 860902.1499 | 515570.206 | 615979.3523 | 776204.1499 | 7.0872 | 8.2727 | 10.1644 | 7.7505
1888 | Distribution Feeder Hardening | Distribution Feeder Hardening-Breaker-60070972 | Feeder | 13210 |  | 9 | 400 | 76491 | 2025 | 523035.4258 | 590877.0797 | 695075.601 | 446544.4258 | 514386.0797 | 618584.601 | 6.8379 | 7.7248 | 9.087 | 7.3289
1928 | Distribution Feeder Hardening | Distribution Feeder Hardening-Breaker-60055085 | Feeder | 13011 |  | 40 | 337 | 386374 | 2025 | 2490645.0701 | 2798161.8608 | 3220948.8718 | 2104271.0701 | 2411787.8608 | 2834574.8718 | 6.4462 | 7.2421 | 8.3363 | 6.874
13946 | Distribution Feeder Hardening | Distribution Feeder Hardening-Breaker-60569602 | Feeder | 13696 |  | 27 | 400 | 238813 | 2025 | 1405990.8435 | 1593948.9748 | 1868495.9756 | 1167177.8435 | 1355135.9748 | 1629682.9756 | 5.8874 | 6.6745 | 7.8241 | 6.3172
12486 | Distribution Feeder Hardening | Distribution Feeder Hardening-Recloser-92662818 | Feeder | 13522 |  | 45 | 400 | 390285 | 2025 | 2294459.9337 | 2578627.0127 | 3020045.9392 | 1904174.9337 | 2188342.0127 | 2629760.9392 | 5.8789 | 6.607 | 7.7381 | 6.2833
5428 | Distribution Feeder Hardening | Distribution Feeder Hardening-Breaker-60075207 | Feeder | 13756 |  | 54 | 400 | 447284 | 2025 | 2471630.7813 | 2811471.5021 | 3313601.666 | 2024346.7813 | 2364187.5021 | 2866317.666 | 5.5259 | 6.2857 | 7.4083 | 5.942
15318 | Distribution Feeder Hardening | Distribution Feeder Hardening-Breaker-60061265 | Feeder | 13178 |  | 84 | 150 | 776019 | 2025 | 4289322.8817 | 4853316.8301 | 5636134.7558 | 3513303.8817 | 4077297.8301 | 4860115.7558 | 5.5273 | 6.2541 | 7.2629 | 5.9189
13681 | Distribution Feeder Hardening | Distribution Feeder Hardening-Breaker-60185111 | Feeder | 13279 |  | 177 | 400 | 1650873 | 2025 | 9284861.9689 | 10112852.5089 | 11269289.5161 | 7633988.9689 | 8461979.5089 | 9618416.5161 | 5.6242 | 6.1258 | 6.8263 | 5.8949
6695 | Distribution Feeder Hardening | Distribution Feeder Hardening-Breaker-60075341 | Feeder | 13864 |  | 31 | 101 | 267993 | 2025 | 1468300.76 | 1662498.548 | 1927485.9398 | 1200307.76 | 1394505.548 | 1659492.9398 | 5.4789 | 6.2035 | 7.1923 | 5.8676
9770 | Distribution Feeder Hardening | Distribution Feeder Hardening-Breaker-60049901 | Feeder | 13229 |  | 54 | 400 | 480758 | 2025 | 2624513.6767 | 2989191.6896 | 3465933.0765 | 2143755.6767 | 2508433.6896 | 2985175.0765 | 5.4591 | 6.2177 | 7.2093 | 5.8617
19124 | Distribution Feeder Hardening | Distribution Feeder Hardening-Breaker-60055072 | Feeder | 13010 |  | 32 | 400 | 283104 | 2025 | 1547981.4774 | 1753751.9483 | 2033144.2121 | 1264877.4774 | 1470647.9483 | 1750040.2121 | 5.4679 | 6.1947 | 7.1816 | 5.8573
5148 | Distribution Feeder Hardening | Distribution Feeder Hardening-Breaker-60083928 | Feeder | 13455 |  | 48 | 400 | 442091 | 2025 | 2403006.8967 | 2707422.129 | 3173853.6845 | 1960915.8967 | 2265331.129 | 2731762.6845 | 5.4355 | 6.1241 | 7.1792 | 5.8165
2023 | Distribution Feeder Hardening | Distribution Feeder Hardening-Breaker-60185135 | Feeder | 13280 |  | 64 | 156 | 603077 | 2025 | 3246006.4403 | 3697413.1421 | 4292875.3335 | 2642929.4403 | 3094336.1421 | 3689798.3335 | 5.3824 | 6.1309 | 7.1183 | 5.7805
14373 | Distribution Feeder Hardening | Distribution Feeder Hardening-Breaker-60075196 | Feeder | 13753 |  | 63 | 400 | 565400 | 2025 | 3046261.9721 | 3453467.2129 | 4005365.8225 | 2480861.9721 | 2888067.2129 | 3439965.8225 | 5.3878 | 6.108 | 7.0841 | 5.7735
5741 | Distribution Feeder Hardening | Distribution Feeder Hardening-Breaker-60049836 | Feeder | 13167 |  | 91 | 400 | 776777 | 2025 | 4191039.4078 | 4725407.5117 | 5458221.9925 | 3414262.4078 | 3948630.5117 | 4681444.9925 | 5.3954 | 6.0834 | 7.0268 | 5.7649
9841 | Distribution Feeder Hardening | Distribution Feeder Hardening-Breaker-60066460 | Feeder | 13748 |  | 49 | 399 | 459789 | 2025 | 2470443.3967 | 2779238.384 | 3211653.3515 | 2010654.3967 | 2319449.384 | 2751864.3515 | 5.373 | 6.0446 | 6.9851 | 5.7357
7361 | Distribution Feeder Hardening | Distribution Feeder Hardening-Breaker-72902449 | Feeder | 13948 |  | 86 | 400 | 766826 | 2025 | 4090633.2553 | 4623634.9262 | 5387746.3582 | 3323807.2553 | 3856808.9262 | 4620920.3582 | 5.3345 | 6.0296 | 7.026 | 5.7122
14843 | Distribution Feeder Hardening | Distribution Feeder Hardening-Breaker-60067335 | Feeder | 13289 |  | 45 | 400 | 405833 | 2025 | 2148710.5731 | 2447292.3979 | 2842583.6064 | 1742877.5731 | 2041459.3979 | 2436750.6064 | 5.2946 | 6.0303 | 7.0043 | 5.6863
17145 | Distribution Feeder Hardening | Distribution Feeder Hardening-Breaker-72902316 | Feeder | 13103 |  | 40 | 308 | 350748 | 2025 | 1857085.3284 | 2102269.5303 | 2439729.3343 | 1506337.3284 | 1751521.5303 | 2088981.3343 | 5.2946 | 5.9937 | 6.9558 | 5.6705
5408 | Distribution Feeder Hardening | Distribution Feeder Hardening-Breaker-60185177 | Feeder | 13278 |  | 92 | 400 | 841720 | 2025 | 4412444.5968 | 4945208.7988 | 5698554.2413 | 3570724.5968 | 4103488.7988 | 4856834.2413 | 5.2422 | 5.8751 | 6.7701 | 5.5849
1453 | Distribution Feeder Hardening | Distribution Feeder Hardening-Breaker-60061559 | Feeder | 13388 |  | 70 | 401 | 623609 | 2025 | 3256622.1544 | 3638005.1338 | 4115410.7326 | 2633013.1544 | 3014396.1338 | 3491801.7326 | 5.2222 | 5.8338 | 6.5993 | 5.5434
6856 | Distribution Feeder Hardening | Distribution Feeder Hardening-Recloser-92886373 | Feeder | 13010 |  | 37 | 400 | 374625 | 2025 | 1893413.4058 | 2157296.975 | 2518878.5896 | 1518788.4058 | 1782671.975 | 2144253.5896 | 5.0542 | 5.7586 | 6.7237 | 5.4324
1479 | Distribution Feeder Hardening | Distribution Feeder Hardening-Breaker-60021259 | Feeder | 13004 |  | 92 | 400 | 864818 | 2025 | 4429836.4814 | 4909350.4264 | 5580217.0154 | 3565018.4814 | 4044532.4264 | 4715399.0154 | 5.1223 | 5.6767 | 6.4525 | 5.4216
1310 | Distribution Feeder Hardening | Distribution Feeder Hardening-Breaker-60089591 | Feeder | 13115 |  | 61 | 400 | 539667 | 2025 | 2725495.9124 | 3080314.8187 | 3612869.6493 | 2185828.9124 | 2540647.8187 | 3073202.6493 | 5.0503 | 5.7078 | 6.6946 | 5.412
5126 | Distribution Feeder Hardening | Distribution Feeder Hardening-Breaker-60068649 | Feeder | 13150 |  | 29 | 400 | 265847 | 2025 | 1334835.146 | 1520427.3218 | 1794321.739 | 1068988.146 | 1254580.3218 | 1528474.739 | 5.0211 | 5.7192 | 6.7495 | 5.4033
2755 | Distribution Feeder Hardening | Distribution Feeder Hardening-Breaker-60042020 | Feeder | 13228 |  | 58 | 400 | 537846 | 2025 | 2699577.3419 | 3071256.6781 | 3566652.8367 | 2161731.3419 | 2533410.6781 | 3028806.8367 | 5.0192 | 5.7103 | 6.6314 | 5.3878
2162 | Distribution Feeder Hardening | Distribution Feeder Hardening-Breaker-60022641 | Feeder | 13007 |  | 20 | 305 | 190866 | 2025 | 960552.8252 | 1084590.9206 | 1260791.7506 | 769686.8252 | 893724.9206 | 1069925.7506 | 5.0326 | 5.6825 | 6.6056 | 5.3849
13169 | Distribution Feeder Hardening | Distribution Feeder Hardening-Breaker-60070928 | Feeder | 13206 |  | 75 | 400 | 649431 | 2025 | 3248957.7976 | 3652906.3355 | 4224808.4869 | 2599526.7976 | 3003475.3355 | 3575377.4869 | 5.0028 | 5.6248 | 6.5054 | 5.3396
2158 | Distribution Feeder Hardening | Distribution Feeder Hardening-Breaker-60066352 | Feeder | 13547 |  | 82 | 400 | 782388 | 2025 | 3887122.611 | 4401589.5882 | 5106604.8983 | 3104734.611 | 3619201.5882 | 4324216.8983 | 4.9683 | 5.6258 | 6.5269 | 5.3214
17745 | Distribution Feeder Hardening | Distribution Feeder Hardening-Breaker-60440054 | Feeder | 13217 |  | 29 | 214 | 254997 | 2025 | 1268803.1883 | 1432989.7882 | 1657016.1842 | 1013806.1883 | 1177992.7882 | 1402019.1842 | 4.9758 | 5.6196 | 6.4982 | 5.3212
17944 | Distribution Feeder Hardening | Distribution Feeder Hardening-Breaker-60078081 | Feeder | 13068 |  | 104 | 400 | 904428 | 2025 | 4505730.9244 | 5039724.2104 | 5811089.2391 | 3601302.9244 | 4135296.2104 | 4906661.2391 | 4.9819 | 5.5723 | 6.4252 | 5.3033
7509 | Distribution Feeder Hardening | Distribution Feeder Hardening-Breaker-60079689 | Feeder | 13909 |  | 16 | 400 | 139986 | 2025 | 691508.1426 | 782533.6238 | 905079.9726 | 551522.1426 | 642547.6238 | 765093.9726 | 4.9398 | 5.5901 | 6.4655 | 5.2875
13003 | Distribution Feeder Hardening | Distribution Feeder Hardening-Recloser-92482277 | Feeder | 13210 |  | 55 | 400 | 528363 | 2025 | 2576824.5823 | 2921669.6105 | 3427408.4833 | 2048461.5823 | 2393306.6105 | 2899045.4833 | 4.877 | 5.5297 | 6.4868 | 5.2338
5046 | Distribution Feeder Hardening | Distribution Feeder Hardening-Breaker-60089600 | Feeder | 13117 |  | 57 | 400 | 490129 | 2025 | 2256205.8391 | 2563975.7817 | 2993651.1575 | 1766076.8391 | 2073846.7817 | 2503522.1575 | 4.6033 | 5.2312 | 6.1079 | 4.9421
16590 | Distribution Feeder Hardening | Distribution Feeder Hardening-Breaker-60049915 | Feeder | 13230 |  | 44 | 400 | 389434 | 2025 | 1708475.5258 | 1931175.2477 | 2248192.5926 | 1319041.5258 | 1541741.2477 | 1858758.5926 | 4.3871 | 4.9589 | 5.773 | 4.6972
2675 | Distribution Feeder Hardening | Distribution Feeder Hardening-Recloser-93230352 | Feeder | 13696 |  | 106 | 400 | 931951 | 2025 | 3843716.7861 | 4343753.3843 | 5016068.4418 | 2911765.7861 | 3411802.3843 | 4084117.4418 | 4.1244 | 4.6609 | 5.3823 | 4.4111
6314 | Distribution Feeder Hardening | Distribution Feeder Hardening-Recloser-93338298 | Feeder | 13117 |  | 53 | 400 | 503272 | 2025 | 1882443.2342 | 2147994.2957 | 2512574.8399 | 1379171.2342 | 1644722.2957 | 2009302.8399 | 3.7404 | 4.2681 | 4.9925 | 4.0239
1573 | Distribution Feeder Hardening | Distribution Feeder Hardening-Recloser-93229369 | Feeder | 13696 |  | 16 | 214 | 141552 | 2025 | 532845.5835 | 598674.9799 | 702409.477 | 391293.5835 | 457122.9799 | 560857.477 | 3.7643 | 4.2294 | 4.9622 | 4.0236
6597 | Distribution Feeder Hardening | Distribution Feeder Hardening-Breaker-60075442 | Feeder | 13630 |  | 57 | 400 | 510431 | 2025 | 1866200.064 | 2128777.3949 | 2497942.1936 | 1355769.064 | 1618346.3949 | 1987511.1936 | 3.6561 | 4.1705 | 4.8938 | 3.9342
14384 | Distribution Feeder Hardening | Distribution Feeder Hardening-Recloser-93346318 | Feeder | 13011 |  | 3 | 69 | 26541 | 2025 | 93719.1282 | 106458.7966 | 122717.6027 | 67178.1282 | 79917.7966 | 96176.6027 | 3.5311 | 4.0111 | 4.6237 | 3.7844
9363 | Distribution Feeder Hardening | Distribution Feeder Hardening-Recloser-92857582 | Feeder | 13011 |  | 37 | 244 | 353625 | 2025 | 1205459.4882 | 1371010.6747 | 1585253.2738 | 851834.4882 | 1017385.6747 | 1231628.2738 | 3.4089 | 3.877 | 4.4829 | 3.6567
14285 | Distribution Feeder Hardening | Distribution Feeder Hardening-Breaker-60068805 | Feeder | 13254 |  | 58 | 367 | 550262 | 2025 | 1832448.4355 | 2056588.6538 | 2385151.8453 | 1282186.4355 | 1506326.6538 | 1834889.8453 | 3.3301 | 3.7375 | 4.3346 | 3.5528
18159 | Distribution Feeder Hardening | Distribution Feeder Hardening-Breaker-60078225 | Feeder | 13522 |  | 18 | 400 | 154548 | 2025 | 505081.301 | 571687.4597 | 667933.9624 | 350533.301 | 417139.4597 | 513385.9624 | 3.2681 | 3.6991 | 4.3219 | 3.5028
20207 | Distribution Feeder Hardening | FLISR-13696 | Automation Hardening | 13696 |  |  |  | 800000 | 2025 | 6295978.9899 | 6295978.9899 | 6295978.9899 | 5495978.9899 | 5495978.9899 | 5495978.9899 | 7.87 | 7.87 | 7.87 | 7.87
19946 | Distribution Feeder Hardening | FLISR-13117 | Automation Hardening | 13117 |  |  |  | 800000 | 2025 | 5795528.7152 | 5795528.7152 | 5795528.7152 | 4995528.7152 | 4995528.7152 | 4995528.7152 | 7.2444 | 7.2444 | 7.2444 | 7.2444
20117 | Distribution Feeder Hardening | FLISR-13254 | Automation Hardening | 13254 |  |  |  | 800000 | 2025 | 5490517.6257 | 5490517.6257 | 5490517.6257 | 4690517.6257 | 4690517.6257 | 4690517.6257 | 6.8631 | 6.8631 | 6.8631 | 6.8631
19861 | Distribution Feeder Hardening | FLISR-13230 | Automation Hardening | 13230 |  |  |  | 800000 | 2025 | 4895706.8766 | 4895706.8766 | 4895706.8766 | 4095706.8766 | 4095706.8766 | 4095706.8766 | 6.1196 | 6.1196 | 6.1196 | 6.1196
19942 | Distribution Feeder Hardening | FLISR-13004 | Automation Hardening | 13004 |  |  |  | 800000 | 2025 | 4697566.4886 | 4697566.4886 | 4697566.4886 | 3897566.4886 | 3897566.4886 | 3897566.4886 | 5.872 | 5.872 | 5.872 | 5.872
20031 | Distribution Feeder Hardening | FLISR-13854 | Automation Hardening | 13854 |  |  |  | 800000 | 2025 | 4593060.7896 | 4593060.7896 | 4593060.7896 | 3793060.7896 | 3793060.7896 | 3793060.7896 | 5.7413 | 5.7413 | 5.7413 | 5.7413
20449 | Distribution Feeder Hardening | FLISR-13136 | Automation Hardening | 13136 |  |  |  | 800000 | 2025 | 4530959.9404 | 4530959.9404 | 4530959.9404 | 3730959.9404 | 3730959.9404 | 3730959.9404 | 5.6637 | 5.6637 | 5.6637 | 5.6637
20154 | Distribution Feeder Hardening | FLISR-13962 | Automation Hardening | 13962 |  |  |  | 800000 | 2025 | 4387074.9122 | 4387074.9122 | 4387074.9122 | 3587074.9122 | 3587074.9122 | 3587074.9122 | 5.4838 | 5.4838 | 5.4838 | 5.4838
20413 | Distribution Feeder Hardening | FLISR-13772 | Automation Hardening | 13772 |  |  |  | 800000 | 2025 | 4320960.4245 | 4320960.4245 | 4320960.4245 | 3520960.4245 | 3520960.4245 | 3520960.4245 | 5.4012 | 5.4012 | 5.4012 | 5.4012
20417 | Distribution Feeder Hardening | FLISR-13470 | Automation Hardening | 13470 |  |  |  | 800000 | 2025 | 4233162.0524 | 4233162.0524 | 4233162.0524 | 3433162.0524 | 3433162.0524 | 3433162.0524 | 5.2915 | 5.2915 | 5.2915 | 5.2915
20157 | Distribution Feeder Hardening | FLISR-13279 | Automation Hardening | 13279 |  |  |  | 800000 | 2025 | 3713549.2607 | 3713549.2607 | 3713549.2607 | 2913549.2607 | 2913549.2607 | 2913549.2607 | 4.6419 | 4.6419 | 4.6419 | 4.6419
10942 | Distribution Feeder Hardening | Distribution Feeder Hardening-Breaker-60320283 | Feeder | 13291 |  | 15 | 400 | 141989 | 2026 | 1250621.2352 | 1418111.5107 | 1649457.3557 | 1108632.2352 | 1276122.5107 | 1507468.3557 | 8.8079 | 9.9875 | 11.6168 | 9.4426
10589 | Distribution Feeder Hardening | Distribution Feeder Hardening-Breaker-60066714 | Feeder | 13899 |  | 58 | 400 | 512747 | 2026 | 3356403.2833 | 3746564.5944 | 4304107.8276 | 2843656.2833 | 3233817.5944 | 3791360.8276 | 6.5459 | 7.3068 | 8.3942 | 6.959
6389 | Distribution Feeder Hardening | Distribution Feeder Hardening-Recloser-93311192 | Feeder | 13128 |  | 27 | 400 | 238869 | 2026 | 1297414.4412 | 1475929.7331 | 1739640.5436 | 1058545.4412 | 1237060.7331 | 1500771.5436 | 5.4315 | 6.1788 | 7.2828 | 5.8408
2292 | Distribution Feeder Hardening | Distribution Feeder Hardening-Breaker-74210846 | Feeder | 13305 |  | 88 | 400 | 765474 | 2026 | 4001918.5382 | 4488874.5615 | 5147344.24 | 3236444.5382 | 3723400.5615 | 4381870.24 | 5.228 | 5.8642 | 6.7244 | 5.5685
4900 | Distribution Feeder Hardening | Distribution Feeder Hardening-Recloser-91767542 | Feeder | 13294 |  | 33 | 152 | 285687 | 2026 | 1476639.2486 | 1671138.3504 | 1963345.6819 | 1190952.2486 | 1385451.3504 | 1677658.6819 | 5.1687 | 5.8495 | 6.8724 | 5.5433
2085 | Distribution Feeder Hardening | Distribution Feeder Hardening-Breaker-60320295 | Feeder | 13294 |  | 48 | 400 | 452508 | 2026 | 2312559.3572 | 2612667.2449 | 3029117.6426 | 1860051.3572 | 2160159.2449 | 2576609.6426 | 5.1105 | 5.7737 | 6.6941 | 5.4679
14498 | Distribution Feeder Hardening | Distribution Feeder Hardening-Recloser-91857057 | Feeder | 13817 |  | 29 | 400 | 263314 | 2026 | 1314835.9296 | 1493274.1434 | 1755484.0874 | 1051521.9296 | 1229960.1434 | 1492170.0874 | 4.9934 | 5.6711 | 6.6669 | 5.3641
11311 | Distribution Feeder Hardening | Distribution Feeder Hardening-Breaker-60061229 | Feeder | 13214 |  | 90 | 146 | 841250 | 2026 | 4159003.4258 | 4665137.3076 | 5376833.9634 | 3317753.4258 | 3823887.3076 | 4535583.9634 | 4.9438 | 5.5455 | 6.3915 | 5.2691
12123 | Distribution Feeder Hardening | Distribution Feeder Hardening-Breaker-60070737 | Feeder | 13440 |  | 63 | 400 | 789461 | 2026 | 3947270.6915 | 4318305.2046 | 4832062.1034 | 3157809.6915 | 3528844.2046 | 4042601.1034 | 5 | 5.4699 | 6.1207 | 5.253
6242 | Distribution Feeder Hardening | Distribution Feeder Hardening-Breaker-60398972 | Feeder | 13505 |  | 19 | 400 | 168093 | 2026 | 822999.8629 | 929168.1349 | 1086317.2647 | 654906.8629 | 761075.1349 | 918224.2647 | 4.8961 | 5.5277 | 6.4626 | 5.2422
9606 | Distribution Feeder Hardening | Distribution Feeder Hardening-Breaker-60075429 | Feeder | 13631 |  | 33 | 400 | 296593 | 2026 | 1453302.4594 | 1636069.6398 | 1918186.7089 | 1156709.4594 | 1339476.6398 | 1621593.7089 | 4.9 | 5.5162 | 6.4674 | 5.2416
3176 | Distribution Feeder Hardening | Distribution Feeder Hardening-Breaker-60061444 | Feeder | 13139 |  | 43 | 399 | 378799 | 2026 | 1852033.7052 | 2095733.8597 | 2432434.3832 | 1473234.7052 | 1716934.8597 | 2053635.3832 | 4.8892 | 5.5326 | 6.4214 | 5.2355
16427 | Distribution Feeder Hardening | Distribution Feeder Hardening-Breaker-60077548 | Feeder | 13107 |  | 80 | 400 | 703060 | 2026 | 3379954.9976 | 3864217.4465 | 4490572.5187 | 2676894.9976 | 3161157.4465 | 3787512.5187 | 4.8075 | 5.4963 | 6.3872 | 5.1721
10824 | Distribution Feeder Hardening | Distribution Feeder Hardening-Breaker-60070655 | Feeder | 13034 |  | 95 | 400 | 834089 | 2026 | 4022391.6874 | 4508364.9653 | 5221674.6307 | 3188302.6874 | 3674275.9653 | 4387585.6307 | 4.8225 | 5.4051 | 6.2603 | 5.1411
17525 | Distribution Feeder Hardening | Distribution Feeder Hardening-Breaker-60304843 | Feeder | 14116 |  | 26 | 372 | 243948 | 2026 | 1166618.3766 | 1324040.0849 | 1531949.6038 | 922670.3766 | 1080092.0849 | 1288001.6038 | 4.7822 | 5.4276 | 6.2798 | 5.1256
10166 | Distribution Feeder Hardening | Distribution Feeder Hardening-Breaker-60078500 | Feeder | 13038 |  | 27 | 400 | 237303 | 2026 | 1134904.5477 | 1281811.1976 | 1505591.3143 | 897601.5477 | 1044508.1976 | 1268288.3143 | 4.7825 | 5.4016 | 6.3446 | 5.1244
11813 | Distribution Feeder Hardening | Distribution Feeder Hardening-Breaker-60067499 | Feeder | 13428 |  | 19 | 400 | 164961 | 2026 | 780519.5355 | 888499.3733 | 1039321.9382 | 615558.5355 | 723538.3733 | 874360.9382 | 4.7315 | 5.3861 | 6.3004 | 5.0848
9617 | Distribution Feeder Hardening | Distribution Feeder Hardening-Recloser-92324569 | Feeder | 13656 |  | 52 | 400 | 452214 | 2026 | 2143884.221 | 2421740.1432 | 2798426.2367 | 1691670.221 | 1969526.1432 | 2346212.2367 | 4.7409 | 5.3553 | 6.1883 | 5.0699
7829 | Distribution Feeder Hardening | Distribution Feeder Hardening-Recloser-92189254 | Feeder | 13786 |  | 38 | 400 | 340828 | 2026 | 1599395.3661 | 1812969.9176 | 2104849.3653 | 1258567.3661 | 1472141.9176 | 1764021.3653 | 4.6927 | 5.3193 | 6.1757 | 5.029
9322 | Distribution Feeder Hardening | Distribution Feeder Hardening-Breaker-60063930 | Feeder | 13090 |  | 62 | 400 | 578042 | 2026 | 2695529.4519 | 3051698.3049 | 3571048.7547 | 2117487.4519 | 2473656.3049 | 2993006.7547 | 4.6632 | 5.2794 | 6.1778 | 4.9995
14681 | Distribution Feeder Hardening | Distribution Feeder Hardening-Breaker-91231587 | Feeder | 13126 |  | 28 | 73 | 257000 | 2026 | 1189330.5146 | 1350911.7348 | 1594977.5526 | 932330.5146 | 1093911.7348 | 1337977.5526 | 4.6277 | 5.2565 | 6.2061 | 4.9742
16852 | Distribution Feeder Hardening | Distribution Feeder Hardening-Breaker-60245783 | Feeder | 13342 |  | 16 | 400 | 187972 | 2026 | 868632.6495 | 986351.8607 | 1161049.0124 | 680660.6495 | 798379.8607 | 973077.0124 | 4.6211 | 5.2473 | 6.1767 | 4.9645
7376 | Distribution Feeder Hardening | Distribution Feeder Hardening-Breaker-60001805 | Feeder | 13016 |  | 28 | 129 | 257000 | 2026 | 1187848.1371 | 1342689.8116 | 1552073.147 | 930848.1371 | 1085689.8116 | 1295073.147 | 4.622 | 5.2245 | 6.0392 | 4.9444
9324 | Distribution Feeder Hardening | Distribution Feeder Hardening-Breaker-72902433 | Feeder | 13946 |  | 72 | 400 | 611928 | 2026 | 2822421.4998 | 3187235.4298 | 3721347.462 | 2210493.4998 | 2575307.4298 | 3109419.462 | 4.6123 | 5.2085 | 6.0813 | 4.9381
9228 | Distribution Feeder Hardening | Distribution Feeder Hardening-Breaker-60089423 | Feeder | 13796 |  | 17 | 400 | 148833 | 2026 | 678364.2735 | 777922.2401 | 932862.0047 | 529531.2735 | 629089.2401 | 784029.0047 | 4.5579 | 5.2268 | 6.2678 | 4.9296
16654 | Distribution Feeder Hardening | Distribution Feeder Hardening-Breaker-60077522 | Feeder | 13105 |  | 75 | 400 | 651374 | 2026 | 3001084.4462 | 3374582.8154 | 3903262.9493 | 2349710.4462 | 2723208.8154 | 3251888.9493 | 4.6073 | 5.1807 | 5.9924 | 4.9178
15969 | Distribution Feeder Hardening | Distribution Feeder Hardening-Breaker-60064526 | Feeder | 13398 |  | 4 | 400 | 35388 | 2026 | 161149.0194 | 183563.5018 | 212002.7271 | 125761.0194 | 148175.5018 | 176614.7271 | 4.5538 | 5.1872 | 5.9908 | 4.8875
17941 | Distribution Feeder Hardening | Distribution Feeder Hardening-Breaker-60070846 | Feeder | 13082 |  | 31 | 400 | 268325 | 2026 | 1220590.2655 | 1380631.3087 | 1614051.5213 | 952265.2655 | 1112306.3087 | 1345726.5213 | 4.5489 | 5.1454 | 6.0153 | 4.8745
8911 | Distribution Feeder Hardening | Distribution Feeder Hardening-Recloser-90657911 | Feeder | 13097 |  | 23 | 400 | 198783 | 2026 | 897464.0857 | 1022178.0379 | 1197814.3145 | 698681.0857 | 823395.0379 | 999031.3145 | 4.5148 | 5.1422 | 6.0257 | 4.8541
11689 | Distribution Feeder Hardening | Distribution Feeder Hardening-Breaker-60055336 | Feeder | 13205 |  | 32 | 400 | 334166 | 2026 | 1497757.0242 | 1700972.163 | 1973560.9493 | 1163591.0242 | 1366806.163 | 1639394.9493 | 4.4821 | 5.0902 | 5.9059 | 4.8069
2879 | Distribution Feeder Hardening | Distribution Feeder Hardening-Breaker-60049784 | Feeder | 13091 |  | 147 | 400 | 1275397 | 2026 | 5766682.6512 | 6440641.5396 | 7372360.8214 | 4491285.6512 | 5165244.5396 | 6096963.8214 | 4.5215 | 5.0499 | 5.7804 | 4.8059
6584 | Distribution Feeder Hardening | Distribution Feeder Hardening-Breaker-60089365 | Feeder | 13435 |  | 49 | 115 | 521701 | 2026 | 2320602.8699 | 2656976.6813 | 3119255.8053 | 1798901.8699 | 2135275.6813 | 2597554.8053 | 4.4481 | 5.0929 | 5.979 | 4.7947
17771 | Distribution Feeder Hardening | Distribution Feeder Hardening-Recloser-91847106 | Feeder | 13023 |  | 18 | 400 | 151416 | 2026 | 674797.3574 | 761186.2638 | 886799.9963 | 523381.3574 | 609770.2638 | 735383.9963 | 4.4566 | 5.0271 | 5.8567 | 4.7678
18257 | Distribution Feeder Hardening | Distribution Feeder Hardening-Breaker-60068778 | Feeder | 13722 |  | 73 | 400 | 640866 | 2026 | 2853188.4356 | 3183876.7336 | 3621927.2067 | 2212322.4356 | 2543010.7336 | 2981061.2067 | 4.4521 | 4.9681 | 5.6516 | 4.7268
10385 | Distribution Feeder Hardening | Distribution Feeder Hardening-Breaker-60083955 | Feeder | 13457 |  | 49 | 400 | 452071 | 2026 | 1984004.0873 | 2250050.5592 | 2635324.6938 | 1531933.0873 | 1797979.5592 | 2183253.6938 | 4.3887 | 4.9772 | 5.8294 | 4.7093
10574 | Distribution Feeder Hardening | Distribution Feeder Hardening-Breaker-92347723 | Feeder | 13972 |  | 63 | 400 | 571231 | 2026 | 2500407.1403 | 2829584.8856 | 3285818.4386 | 1929176.1403 | 2258353.8856 | 2714587.4386 | 4.3772 | 4.9535 | 5.7522 | 4.6876
17790 | Distribution Feeder Hardening | Distribution Feeder Hardening-Breaker-60103712 | Feeder | 13432 |  | 53 | 400 | 519953 | 2026 | 2276301.9288 | 2575295.4721 | 2982212.4332 | 1756348.9288 | 2055342.4721 | 2462259.4332 | 4.3779 | 4.9529 | 5.7355 | 4.6862
12115 | Distribution Feeder Hardening | Distribution Feeder Hardening-Breaker-60066599 | Feeder | 13340 |  | 32 | 400 | 359541 | 2026 | 1502146.0626 | 1700291.1201 | 1995344.7048 | 1142605.0626 | 1340750.1201 | 1635803.7048 | 4.178 | 4.7291 | 5.5497 | 4.4805
17878 | Distribution Feeder Hardening | Distribution Feeder Hardening-Breaker-60071612 | Feeder | 13892 |  | 17 | 400 | 155041 | 2026 | 633178.5615 | 724509.3331 | 842240.3371 | 478137.5615 | 569468.3331 | 687199.3371 | 4.0839 | 4.673 | 5.4324 | 4.3955
17736 | Distribution Feeder Hardening | Distribution Feeder Hardening-Breaker-60055271 | Feeder | 13656 |  | 40 | 400 | 355823 | 2026 | 1445045.4814 | 1613815.9455 | 1835577.0739 | 1089222.4814 | 1257992.9455 | 1479754.0739 | 4.0611 | 4.5354 | 5.1587 | 4.3132
8573 | Distribution Feeder Hardening | Distribution Feeder Hardening-Recloser-10072042 | Feeder | 13305 |  | 20 | 235 | 181582 | 2026 | 658767.666 | 748810.0956 | 866459.506 | 477185.666 | 567228.0956 | 684877.506 | 3.6279 | 4.1238 | 4.7717 | 3.8911
14902 | Distribution Feeder Hardening | Distribution Feeder Hardening-Recloser-92776874 | Feeder | 13423 |  | 57 | 400 | 506543 | 2026 | 1831622.0325 | 2082670.7027 | 2443400.1057 | 1325079.0325 | 1576127.7027 | 1936857.1057 | 3.6159 | 4.1115 | 4.8237 | 3.8854
8918 | Distribution Feeder Hardening | Distribution Feeder Hardening-Breaker-60066560 | Feeder | 13330 |  | 32 | 400 | 317541 | 2026 | 1148566.4787 | 1306284.8988 | 1520137.2444 | 831025.4787 | 988743.8988 | 1202596.2444 | 3.6171 | 4.1138 | 4.7872 | 3.8831
15893 | Distribution Feeder Hardening | Distribution Feeder Hardening-Breaker-60315131 | Feeder | 13128 |  | 26 | 400 | 228456 | 2026 | 823757.7041 | 937571.221 | 1098728.8781 | 595301.7041 | 709115.221 | 870272.8781 | 3.6058 | 4.1039 | 4.8094 | 3.8756
4832 | Distribution Feeder Hardening | Distribution Feeder Hardening-Recloser-93201166 | Feeder | 13656 |  | 12 | 390 | 124732 | 2026 | 415465.1666 | 473253.6037 | 552861.7509 | 290733.1666 | 348521.6037 | 428129.7509 | 3.3309 | 3.7942 | 4.4324 | 3.58
7488 | Distribution Feeder Hardening | Distribution Feeder Hardening-Breaker-60049362 | Feeder | 13423 |  | 96 | 399 | 964395 | 2026 | 3228422.5273 | 3610561.0964 | 4130451.7209 | 2264027.5273 | 2646166.0964 | 3166056.7209 | 3.3476 | 3.7439 | 4.2829 | 3.56
13216 | Distribution Feeder Hardening | Distribution Feeder Hardening-Recloser-91762954 | Feeder | 13153 |  | 10 | 400 | 86904 | 2026 | 279484.5447 | 319510.9429 | 377829.7433 | 192580.5447 | 232606.9429 | 290925.7433 | 3.216 | 3.6766 | 4.3477 | 3.4674
15719 | Distribution Feeder Hardening | Distribution Feeder Hardening-Recloser-91719763 | Feeder | 13294 |  | 26 | 400 | 222192 | 2026 | 703979.4413 | 802963.7275 | 938859.4924 | 481787.4413 | 580771.7275 | 716667.4924 | 3.1683 | 3.6138 | 4.2254 | 3.4077
14861 | Distribution Feeder Hardening | Distribution Feeder Hardening-Recloser-91864353 | Feeder | 13330 |  | 38 | 400 | 350056 | 2026 | 1073619.3349 | 1220932.586 | 1435948.2573 | 723563.3349 | 870876.586 | 1085892.2573 | 3.067 | 3.4878 | 4.1021 | 3.2967
20030 | Distribution Feeder Hardening | FLISR-13423 | Automation Hardening | 13423 |  |  |  | 800000 | 2026 | 5981444.1201 | 5981444.1201 | 5981444.1201 | 5181444.1201 | 5181444.1201 | 5181444.1201 | 7.4768 | 7.4768 | 7.4768 | 7.4768
19918 | Distribution Feeder Hardening | FLISR-13330 | Automation Hardening | 13330 |  |  |  | 800000 | 2026 | 4746499.9636 | 4746499.9636 | 4746499.9636 | 3946499.9636 | 3946499.9636 | 3946499.9636 | 5.9331 | 5.9331 | 5.9331 | 5.9331
20412 | Distribution Feeder Hardening | FLISR-13892 | Automation Hardening | 13892 |  |  |  | 800000 | 2026 | 4333615.3383 | 4333615.3383 | 4333615.3383 | 3533615.3383 | 3533615.3383 | 3533615.3383 | 5.417 | 5.417 | 5.417 | 5.417
19940 | Distribution Feeder Hardening | FLISR-13699 | Automation Hardening | 13699 |  |  |  | 800000 | 2026 | 4207811.0313 | 4207811.0313 | 4207811.0313 | 3407811.0313 | 3407811.0313 | 3407811.0313 | 5.2598 | 5.2598 | 5.2598 | 5.2598
20264 | Distribution Feeder Hardening | FLISR-13656 | Automation Hardening | 13656 |  |  |  | 800000 | 2026 | 4130074.3313 | 4130074.3313 | 4130074.3313 | 3330074.3313 | 3330074.3313 | 3330074.3313 | 5.1626 | 5.1626 | 5.1626 | 5.1626
19881 | Distribution Feeder Hardening | FLISR-13987 | Automation Hardening | 13987 |  |  |  | 800000 | 2026 | 4123814.9443 | 4123814.9443 | 4123814.9443 | 3323814.9443 | 3323814.9443 | 3323814.9443 | 5.1548 | 5.1548 | 5.1548 | 5.1548
20293 | Distribution Feeder Hardening | FLISR-13817 | Automation Hardening | 13817 |  |  |  | 800000 | 2026 | 4017642.9024 | 4017642.9024 | 4017642.9024 | 3217642.9024 | 3217642.9024 | 3217642.9024 | 5.0221 | 5.0221 | 5.0221 | 5.0221
20284 | Distribution Feeder Hardening | FLISR-13657 | Automation Hardening | 13657 |  |  |  | 800000 | 2026 | 3993748.9815 | 3993748.9815 | 3993748.9815 | 3193748.9815 | 3193748.9815 | 3193748.9815 | 4.9922 | 4.9922 | 4.9922 | 4.9922
20418 | Distribution Feeder Hardening | FLISR-13826 | Automation Hardening | 13826 |  |  |  | 800000 | 2026 | 3969335.2387 | 3969335.2387 | 3969335.2387 | 3169335.2387 | 3169335.2387 | 3169335.2387 | 4.9617 | 4.9617 | 4.9617 | 4.9617
20194 | Distribution Feeder Hardening | FLISR-13153 | Automation Hardening | 13153 |  |  |  | 800000 | 2026 | 3907514.6718 | 3907514.6718 | 3907514.6718 | 3107514.6718 | 3107514.6718 | 3107514.6718 | 4.8844 | 4.8844 | 4.8844 | 4.8844
20313 | Distribution Feeder Hardening | FLISR-13291 | Automation Hardening | 13291 |  |  |  | 800000 | 2026 | 3598785.1859 | 3598785.1859 | 3598785.1859 | 2798785.1859 | 2798785.1859 | 2798785.1859 | 4.4985 | 4.4985 | 4.4985 | 4.4985
20423 | Distribution Feeder Hardening | FLISR-13294 | Automation Hardening | 13294 |  |  |  | 800000 | 2026 | 3542626.0624 | 3542626.0624 | 3542626.0624 | 2742626.0624 | 2742626.0624 | 2742626.0624 | 4.4283 | 4.4283 | 4.4283 | 4.4283
20448 | Distribution Feeder Hardening | FLISR-13899 | Automation Hardening | 13899 |  |  |  | 800000 | 2026 | 2938993.2184 | 2938993.2184 | 2938993.2184 | 2138993.2184 | 2138993.2184 | 2138993.2184 | 3.6737 | 3.6737 | 3.6737 | 3.6737
5599 | Distribution Feeder Hardening | Distribution Feeder Hardening-Breaker-91055817 | Feeder | 13224 |  | 33 | 400 | 352297 | 2027 | 1898627.2572 | 2145923.3562 | 2486957.7743 | 1546330.2572 | 1793626.3562 | 2134660.7743 | 5.3893 | 6.0912 | 7.0593 | 5.7669
9924 | Distribution Feeder Hardening | Distribution Feeder Hardening-Breaker-60071691 | Feeder | 13838 |  | 35 | 401 | 306401 | 2027 | 1525416.5946 | 1723726.5769 | 2027727.4192 | 1219015.5946 | 1417325.5769 | 1721326.4192 | 4.9785 | 5.6257 | 6.6179 | 5.3366
3280 | Distribution Feeder Hardening | Distribution Feeder Hardening-Breaker-60049612 | Feeder | 13198 |  | 76 | 400 | 771530 | 2027 | 3849306.6179 | 4279454.3647 | 4810462.4098 | 3077776.6179 | 3507924.3647 | 4038932.4098 | 4.9892 | 5.5467 | 6.235 | 5.281
16802 | Distribution Feeder Hardening | Distribution Feeder Hardening-Breaker-91055797 | Feeder | 13469 |  | 91 | 399 | 834870 | 2027 | 3998920.7974 | 4539449.5817 | 5286968.4367 | 3164050.7974 | 3704579.5817 | 4452098.4367 | 4.7899 | 5.4373 | 6.3327 | 5.1384
13619 | Distribution Feeder Hardening | Distribution Feeder Hardening-Breaker-92300432 | Feeder | 13079 |  | 70 | 400 | 614269 | 2027 | 2821004.559 | 3196780.5864 | 3733800.5384 | 2206735.559 | 2582511.5864 | 3119531.5384 | 4.5925 | 5.2042 | 6.0784 | 4.9246
800 | Distribution Feeder Hardening | Distribution Feeder Hardening-Recloser-93063658 | Feeder | 13019 |  | 36 | 400 | 349097 | 2027 | 1561336.3992 | 1781287.9883 | 2069566.1638 | 1212239.3992 | 1432190.9883 | 1720469.1638 | 4.4725 | 5.1026 | 5.9283 | 4.8071
16732 | Distribution Feeder Hardening | Distribution Feeder Hardening-Breaker-60056053 | Feeder | 13290 |  | 53 | 400 | 532257 | 2027 | 2371782.5632 | 2678176.4807 | 3114853.3278 | 1839525.5632 | 2145919.4807 | 2582596.3278 | 4.4561 | 5.0317 | 5.8522 | 4.7684
6323 | Distribution Feeder Hardening | Distribution Feeder Hardening-Breaker-60009209 | Feeder | 13113 |  | 15 | 400 | 132705 | 2027 | 573809.7385 | 646505.6235 | 752686.1999 | 441104.7385 | 513800.6235 | 619981.1999 | 4.3239 | 4.8718 | 5.6719 | 4.6231
10588 | Distribution Feeder Hardening | Distribution Feeder Hardening-Recloser-91829103 | Feeder | 13686 |  | 26 | 400 | 224357 | 2027 | 961376.121 | 1095210.7684 | 1297644.9961 | 737019.121 | 870853.7684 | 1073287.9961 | 4.285 | 4.8816 | 5.7838 | 4.6139
9297 | Distribution Feeder Hardening | Distribution Feeder Hardening-Recloser-91874930 | Feeder | 14024 |  | 59 | 400 | 507879 | 2027 | 2182670.0072 | 2453923.9455 | 2804475.2693 | 1674791.0072 | 1946044.9455 | 2296596.2693 | 4.2976 | 4.8317 | 5.5219 | 4.5803
9374 | Distribution Feeder Hardening | Distribution Feeder Hardening-Breaker-60064551 | Feeder | 13400 |  | 54 | 400 | 488420 | 2027 | 2066790.5322 | 2358524.4631 | 2736254.2188 | 1578370.5322 | 1870104.4631 | 2247834.2188 | 4.2316 | 4.8289 | 5.6023 | 4.5478
4691 | Distribution Feeder Hardening | Distribution Feeder Hardening-Breaker-60589833 | Feeder | 13719 |  | 28 | 114 | 289494 | 2027 | 1227621.2509 | 1386664.3944 | 1627140.252 | 938127.2509 | 1097170.3944 | 1337646.252 | 4.2406 | 4.79 | 5.6206 | 4.5434
16938 | Distribution Feeder Hardening | Distribution Feeder Hardening-Recloser-92301521 | Feeder | 13331 |  | 25 | 379 | 270671 | 2027 | 1132860.5643 | 1292801.1891 | 1508499.9937 | 862189.5643 | 1022130.1891 | 1237828.9937 | 4.1854 | 4.7763 | 5.5732 | 4.5014
14429 | Distribution Feeder Hardening | Distribution Feeder Hardening-Recloser-91751598 | Feeder | 13371 |  | 9 | 243 | 82699 | 2027 | 343188.2591 | 387186.2266 | 450461.6876 | 260489.2591 | 304487.2266 | 367762.6876 | 4.1498 | 4.6819 | 5.447 | 4.4392
7060 | Distribution Feeder Hardening | Distribution Feeder Hardening-Breaker-90033165 | Feeder | 13712 |  | 79 | 400 | 699234 | 2027 | 2922439.2625 | 3258096.374 | 3727112.6368 | 2223205.2625 | 2558862.374 | 3027878.6368 | 4.1795 | 4.6595 | 5.3303 | 4.4386
3262 | Distribution Feeder Hardening | Distribution Feeder Hardening-Breaker-60078236 | Feeder | 13523 |  | 96 | 400 | 813294 | 2027 | 3359092.9795 | 3789043.6537 | 4468691.1193 | 2545798.9795 | 2975749.6537 | 3655397.1193 | 4.1302 | 4.6589 | 5.4946 | 4.4253
16892 | Distribution Feeder Hardening | Distribution Feeder Hardening-Breaker-60095763 | Feeder | 13020 |  | 70 | 400 | 663554 | 2027 | 2759424.1165 | 3081996.2749 | 3545411.9541 | 2095870.1165 | 2418442.2749 | 2881857.9541 | 4.1586 | 4.6447 | 5.3431 | 4.4228
10706 | Distribution Feeder Hardening | Distribution Feeder Hardening-Breaker-60028944 | Feeder | 13088 |  | 62 | 400 | 546892 | 2027 | 2246875.0161 | 2559647.6966 | 3002359.463 | 1699983.0161 | 2012755.6966 | 2455467.463 | 4.1084 | 4.6804 | 5.4899 | 4.4182
17616 | Distribution Feeder Hardening | Distribution Feeder Hardening-Breaker-60061250 | Feeder | 13181 |  | 114 | 400 | 1022484 | 2027 | 4184451.6547 | 4789158.8657 | 5558777.5633 | 3161967.6547 | 3766674.8657 | 4536293.5633 | 4.0924 | 4.6838 | 5.4365 | 4.4043
6138 | Distribution Feeder Hardening | Distribution Feeder Hardening-Breaker-60061524 | Feeder | 13493 |  | 46 | 400 | 484310 | 2027 | 1974937.7682 | 2251884.1462 | 2663010.4818 | 1490627.7682 | 1767574.1462 | 2178700.4818 | 4.0778 | 4.6497 | 5.4986 | 4.3915
10677 | Distribution Feeder Hardening | Distribution Feeder Hardening-Breaker-60055526 | Feeder | 13159 |  | 6 | 400 | 53082 | 2027 | 216846.1129 | 246518.4531 | 288320.9232 | 163764.1129 | 193436.4531 | 235238.9232 | 4.0851 | 4.6441 | 5.4316 | 4.3875
5617 | Distribution Feeder Hardening | Distribution Feeder Hardening-Breaker-60075244 | Feeder | 13030 |  | 76 | 400 | 714527 | 2027 | 2926670.5346 | 3301969.7265 | 3830086.9905 | 2212143.5346 | 2587442.7265 | 3115559.9905 | 4.096 | 4.6212 | 5.3603 | 4.38
5785 | Distribution Feeder Hardening | Distribution Feeder Hardening-Breaker-60066679 | Feeder | 13896 |  | 20 | 400 | 188167 | 2027 | 755276.5257 | 881342.7356 | 1062481.8321 | 567109.5257 | 693175.7356 | 874314.8321 | 4.0139 | 4.6838 | 5.6465 | 4.3781
14274 | Distribution Feeder Hardening | Distribution Feeder Hardening-Breaker-60089400 | Feeder | 13436 |  | 26 | 400 | 226890 | 2027 | 926882.3543 | 1047259.9325 | 1218470.081 | 699992.3543 | 820369.9325 | 991580.081 | 4.0852 | 4.6157 | 5.3703 | 4.3728
2898 | Distribution Feeder Hardening | Distribution Feeder Hardening-Breaker-60064539 | Feeder | 13397 |  | 23 | 218 | 204991 | 2027 | 836226.8629 | 946625.3835 | 1093179.5538 | 631235.8629 | 741634.3835 | 888188.5538 | 4.0793 | 4.6179 | 5.3328 | 4.3662
1341 | Distribution Feeder Hardening | Distribution Feeder Hardening-Breaker-60077231 | Feeder | 13481 |  | 53 | 400 | 710275 | 2027 | 2895074.9291 | 3259045.4147 | 3778852.3746 | 2184799.9291 | 2548770.4147 | 3068577.3746 | 4.076 | 4.5884 | 5.3203 | 4.3541
2193 | Distribution Feeder Hardening | Distribution Feeder Hardening-Breaker-72902368 | Feeder | 13102 |  | 94 | 400 | 831562 | 2027 | 3378524.4231 | 3804768.6361 | 4405706.6793 | 2546962.4231 | 2973206.6361 | 3574144.6793 | 4.0629 | 4.5754 | 5.2981 | 4.3402
14055 | Distribution Feeder Hardening | Distribution Feeder Hardening-Recloser-93121634 | Feeder | 13290 |  | 56 | 400 | 490734 | 2027 | 1979114.3497 | 2254671.3239 | 2636952.6004 | 1488380.3497 | 1763937.3239 | 2146218.6004 | 4.033 | 4.5945 | 5.3735 | 4.3355
5650 | Distribution Feeder Hardening | Distribution Feeder Hardening-Breaker-60064155 | Feeder | 13142 |  | 52 | 400 | 463064 | 2027 | 1862359.6831 | 2107746.2133 | 2480675.3793 | 1399295.6831 | 1644682.2133 | 2017611.3793 | 4.0218 | 4.5517 | 5.3571 | 4.3143
10402 | Distribution Feeder Hardening | Distribution Feeder Hardening-Breaker-60049757 | Feeder | 13089 |  | 63 | 400 | 576683 | 2027 | 2307134.3889 | 2631624.5692 | 3098155.0717 | 1730451.3889 | 2054941.5692 | 2521472.0717 | 4.0007 | 4.5634 | 5.3724 | 4.3067
2083 | Distribution Feeder Hardening | Distribution Feeder Hardening-Breaker-60066616 | Feeder | 13341 |  | 12 | 400 | 109617 | 2027 | 433683.43 | 503580.8082 | 607181.3122 | 324066.43 | 393963.8082 | 497564.3122 | 3.9564 | 4.594 | 5.5391 | 4.3059
8896 | Distribution Feeder Hardening | Distribution Feeder Hardening-Breaker-60077093 | Feeder | 13514 |  | 45 | 400 | 403134 | 2027 | 1615545.291 | 1824864.7009 | 2145585.6676 | 1212411.291 | 1421730.7009 | 1742451.6676 | 4.0075 | 4.5267 | 5.3223 | 4.2947
2721 | Distribution Feeder Hardening | Distribution Feeder Hardening-Breaker-60029555 | Feeder | 13093 |  | 74 | 400 | 684040 | 2027 | 2738998.5109 | 3087462.7918 | 3612652.6649 | 2054958.5109 | 2403422.7918 | 2928612.6649 | 4.0041 | 4.5136 | 5.2813 | 4.2847
17037 | Distribution Feeder Hardening | Distribution Feeder Hardening-Breaker-60061659 | Feeder | 13326 |  | 103 | 115 | 1213947 | 2027 | 4942947.1758 | 5414739.1434 | 6055986.0362 | 3729000.1758 | 4200792.1434 | 4842039.0362 | 4.0718 | 4.4604 | 4.9887 | 4.2801
16727 | Distribution Feeder Hardening | Distribution Feeder Hardening-Breaker-60070624 | Feeder | 13036 |  | 69 | 400 | 599481 | 2027 | 2350701.4373 | 2668961.1976 | 3133219.9925 | 1751220.4373 | 2069480.1976 | 2533738.9925 | 3.9212 | 4.4521 | 5.2266 | 4.211
1486 | Distribution Feeder Hardening | Distribution Feeder Hardening-Recloser-92354214 | Feeder | 13838 |  | 45 | 399 | 404211 | 2027 | 1580261.6574 | 1786652.2412 | 2105061.4268 | 1176050.6574 | 1382441.2412 | 1700850.4268 | 3.9095 | 4.4201 | 5.2078 | 4.1925
18577 | Distribution Feeder Hardening | Distribution Feeder Hardening-Breaker-60077113 | Feeder | 13516 |  | 21 | 401 | 190373 | 2027 | 729914.1921 | 831390.4813 | 970345.5515 | 539541.1921 | 641017.4813 | 779972.5515 | 3.8341 | 4.3672 | 5.0971 | 4.1203
10055 | Distribution Feeder Hardening | Distribution Feeder Hardening-Recloser-91800857 | Feeder | 13224 |  | 36 | 400 | 318492 | 2027 | 1033178.5195 | 1173726.7914 | 1381755.57 | 714686.5195 | 855234.7914 | 1063263.57 | 3.244 | 3.6853 | 4.3384 | 3.4858
835 | Distribution Feeder Hardening | Distribution Feeder Hardening-Breaker-91780073 | Feeder | 13463 |  | 53 | 42 | 483250 | 2027 | 1560514.6917 | 1779485.8436 | 2076491.4529 | 1077264.6917 | 1296235.8436 | 1593241.4529 | 3.2292 | 3.6823 | 4.2969 | 3.4719
11060 | Distribution Feeder Hardening | Distribution Feeder Hardening-Breaker-60095751 | Feeder | 13019 |  | 8 | 400 | 107912 | 2027 | 318079.4088 | 357524.8656 | 418692.9885 | 210167.4088 | 249612.8656 | 310780.9885 | 2.9476 | 3.3131 | 3.8799 | 3.1505
20094 | Distribution Feeder Hardening | FLISR-13463 | Automation Hardening | 13463 |  |  |  | 800000 | 2027 | 3816845.4225 | 3816845.4225 | 3816845.4225 | 3016845.4225 | 3016845.4225 | 3016845.4225 | 4.7711 | 4.7711 | 4.7711 | 4.7711
20168 | Distribution Feeder Hardening | FLISR-13187 | Automation Hardening | 13187 |  |  |  | 800000 | 2027 | 3710807.7647 | 3710807.7647 | 3710807.7647 | 2910807.7647 | 2910807.7647 | 2910807.7647 | 4.6385 | 4.6385 | 4.6385 | 4.6385
20317 | Distribution Feeder Hardening | FLISR-13030 | Automation Hardening | 13030 |  |  |  | 800000 | 2027 | 3702042.347 | 3702042.347 | 3702042.347 | 2902042.347 | 2902042.347 | 2902042.347 | 4.6276 | 4.6276 | 4.6276 | 4.6276
20422 | Distribution Feeder Hardening | FLISR-13911 | Automation Hardening | 13911 |  |  |  | 800000 | 2027 | 3695063.5305 | 3695063.5305 | 3695063.5305 | 2895063.5305 | 2895063.5305 | 2895063.5305 | 4.6188 | 4.6188 | 4.6188 | 4.6188
19975 | Distribution Feeder Hardening | FLISR-13717 | Automation Hardening | 13717 |  |  |  | 800000 | 2027 | 3686594.139 | 3686594.139 | 3686594.139 | 2886594.139 | 2886594.139 | 2886594.139 | 4.6082 | 4.6082 | 4.6082 | 4.6082
20263 | Distribution Feeder Hardening | FLISR-13916 | Automation Hardening | 13916 |  |  |  | 800000 | 2027 | 3576683.7099 | 3576683.7099 | 3576683.7099 | 2776683.7099 | 2776683.7099 | 2776683.7099 | 4.4709 | 4.4709 | 4.4709 | 4.4709
20426 | Distribution Feeder Hardening | FLISR-13516 | Automation Hardening | 13516 |  |  |  | 800000 | 2027 | 3537273.3816 | 3537273.3816 | 3537273.3816 | 2737273.3816 | 2737273.3816 | 2737273.3816 | 4.4216 | 4.4216 | 4.4216 | 4.4216
19962 | Distribution Feeder Hardening | FLISR-13036 | Automation Hardening | 13036 |  |  |  | 800000 | 2027 | 3514509.9089 | 3514509.9089 | 3514509.9089 | 2714509.9089 | 2714509.9089 | 2714509.9089 | 4.3931 | 4.3931 | 4.3931 | 4.3931
20439 | Distribution Feeder Hardening | FLISR-14024 | Automation Hardening | 14024 |  |  |  | 800000 | 2027 | 3397512.9914 | 3397512.9914 | 3397512.9914 | 2597512.9914 | 2597512.9914 | 2597512.9914 | 4.2469 | 4.2469 | 4.2469 | 4.2469
20130 | Distribution Feeder Hardening | FLISR-13079 | Automation Hardening | 13079 |  |  |  | 800000 | 2027 | 3242297.6371 | 3242297.6371 | 3242297.6371 | 2442297.6371 | 2442297.6371 | 2442297.6371 | 4.0529 | 4.0529 | 4.0529 | 4.0529
20448 | Distribution Feeder Hardening | FLISR-13198 | Automation Hardening | 13198 |  |  |  | 800000 | 2027 | 3038841.8602 | 3038841.8602 | 3038841.8602 | 2238841.8602 | 2238841.8602 | 2238841.8602 | 3.7986 | 3.7986 | 3.7986 | 3.7986
20299 | Distribution Feeder Hardening | FLISR-13469 | Automation Hardening | 13469 |  |  |  | 800000 | 2027 | 3009176.1824 | 3009176.1824 | 3009176.1824 | 2209176.1824 | 2209176.1824 | 2209176.1824 | 3.7615 | 3.7615 | 3.7615 | 3.7615
6690 | Distribution Feeder Hardening | Distribution Feeder Hardening-Breaker-74208623 | Feeder | 13592 |  | 4 | 400 | 35388 | 2028 | 182615.9971 | 205930.4751 | 239139.2189 | 147227.9971 | 170542.4751 | 203751.2189 | 5.1604 | 5.8192 | 6.7576 | 5.5178
17439 | Distribution Feeder Hardening | Distribution Feeder Hardening-Breaker-60068564 | Feeder | 13737 |  | 48 | 400 | 429298 | 2028 | 1962422.6942 | 2218769.3928 | 2578161.3802 | 1533124.6942 | 1789471.3928 | 2148863.3802 | 4.5712 | 5.1684 | 6.0055 | 4.8938
1655 | Distribution Feeder Hardening | Distribution Feeder Hardening-Recloser-91720823 | Feeder | 13422 |  | 48 | 357 | 432807 | 2028 | 1929827.8556 | 2175646.332 | 2515447.5467 | 1497020.8556 | 1742839.332 | 2082640.5467 | 4.4589 | 5.0268 | 5.8119 | 4.7646
14560 | Distribution Feeder Hardening | Distribution Feeder Hardening-Breaker-60068519 | Feeder | 13698 |  | 47 | 400 | 432977 | 2028 | 1921524.6206 | 2179027.483 | 2553993.9457 | 1488547.6206 | 1746050.483 | 2121016.9457 | 4.4379 | 5.0327 | 5.8987 | 4.7624
2837 | Distribution Feeder Hardening | Distribution Feeder Hardening-Recloser-91851236 | Feeder | 13787 |  | 86 | 401 | 785995 | 2028 | 3249525.4572 | 3568684.7077 | 3977581.852 | 2463530.4572 | 2782689.7077 | 3191586.852 | 4.1343 | 4.5403 | 5.0606 | 4.3487
6513 | Distribution Feeder Hardening | Distribution Feeder Hardening-Recloser-91970022 | Feeder | 13422 |  | 30 | 400 | 265787 | 2028 | 1082371.1274 | 1220563.4373 | 1396317.8024 | 816584.1274 | 954776.4373 | 1130530.8024 | 4.0723 | 4.5923 | 5.2535 | 4.3464
19442 | Distribution Feeder Hardening | Distribution Feeder Hardening-Breaker-60051790 | Feeder | 13163 |  | 40 | 400 | 399333 | 2028 | 1595725.1985 | 1809042.5336 | 2122960.8947 | 1196392.1985 | 1409709.5336 | 1723627.8947 | 3.996 | 4.5302 | 5.3163 | 4.2883
2597 | Distribution Feeder Hardening | Distribution Feeder Hardening-Breaker-60061326 | Feeder | 13043 |  | 114 | 400 | 1020862 | 2028 | 4068905.8883 | 4617910.2715 | 5374466.9624 | 3048043.8883 | 3597048.2715 | 4353604.9624 | 3.9858 | 4.5235 | 5.2646 | 4.275
18435 | Distribution Feeder Hardening | Distribution Feeder Hardening-Breaker-60064635 | Feeder | 13121 |  | 77 | 73 | 705939 | 2028 | 2784402.5115 | 3168846.6447 | 3744617.5418 | 2078463.5115 | 2462907.6447 | 3038678.5418 | 3.9443 | 4.4888 | 5.3044 | 4.2436
8750 | Distribution Feeder Hardening | Distribution Feeder Hardening-Recloser-92627083 | Feeder | 13141 |  | 9 | 400 | 79623 | 2028 | 314095.4057 | 353260.8251 | 414060.5992 | 234472.4057 | 273637.8251 | 334437.5992 | 3.9448 | 4.4367 | 5.2003 | 4.2179
10814 | Distribution Feeder Hardening | Distribution Feeder Hardening-Recloser-91836675 | Feeder | 13592 |  | 71 | 400 | 622250 | 2028 | 2440703.7864 | 2769455.2705 | 3252900.9976 | 1818453.7864 | 2147205.2705 | 2630650.9976 | 3.9224 | 4.4507 | 5.2276 | 4.2114
15589 | Distribution Feeder Hardening | Distribution Feeder Hardening-Breaker-60056885 | Feeder | 13112 |  | 102 | 400 | 1271443 | 2028 | 4969653.2356 | 5568468.3831 | 6422288.411 | 3698210.2356 | 4297025.3831 | 5150845.411 | 3.9087 | 4.3796 | 5.0512 | 4.1642
12051 | Distribution Feeder Hardening | Distribution Feeder Hardening-Breaker-60317732 | Feeder | 13866 |  | 95 | 216 | 939134 | 2028 | 3638349.1938 | 4133046.6637 | 4810632.1576 | 2699215.1938 | 3193912.6637 | 3871498.1576 | 3.8742 | 4.4009 | 5.1224 | 4.157
16434 | Distribution Feeder Hardening | Distribution Feeder Hardening-Breaker-60095731 | Feeder | 13769 |  | 5 | 190 | 44235 | 2028 | 170572.1531 | 194227.9314 | 227214.5093 | 126337.1531 | 149992.9314 | 182979.5093 | 3.856 | 4.3908 | 5.1365 | 4.1445
19726 | Distribution Feeder Hardening | Distribution Feeder Hardening-Breaker-60066517 | Feeder | 13458 |  | 130 | 400 | 1232798 | 2028 | 4872761.933 | 5307248.6826 | 5891429.0108 | 3639963.933 | 4074450.6826 | 4658631.0108 | 3.9526 | 4.305 | 4.7789 | 4.141
16055 | Distribution Feeder Hardening | Distribution Feeder Hardening-Breaker-60075288 | Feeder | 13518 |  | 24 | 170 | 212328 | 2028 | 817872.0241 | 931391.408 | 1088788.4745 | 605544.0241 | 719063.408 | 876460.4745 | 3.8519 | 4.3866 | 5.1279 | 4.1399
6923 | Distribution Feeder Hardening | Distribution Feeder Hardening-Breaker-60061458 | Feeder | 13220 |  | 15 | 400 | 137347 | 2028 | 529480.3806 | 598245.1036 | 697605.3913 | 392133.3806 | 460898.1036 | 560258.3913 | 3.8551 | 4.3557 | 5.0791 | 4.1277
2111 | Distribution Feeder Hardening | Distribution Feeder Hardening-Breaker-60075219 | Feeder | 13754 |  | 62 | 400 | 526590 | 2028 | 2021421.0474 | 2305143.4624 | 2690910.105 | 1494831.0474 | 1778553.4624 | 2164320.105 | 3.8387 | 4.3775 | 5.1101 | 4.1275
5238 | Distribution Feeder Hardening | Distribution Feeder Hardening-Breaker-60061395 | Feeder | 13138 |  | 24 | 278 | 215404 | 2028 | 828597.4015 | 935106.3567 | 1080407.803 | 613193.4015 | 719702.3567 | 865003.803 | 3.8467 | 4.3412 | 5.0157 | 4.112
351 | Distribution Feeder Hardening | Distribution Feeder Hardening-Breaker-60063774 | Feeder | 13226 |  | 10 | 398 | 88470 | 2028 | 337885.7626 | 382626.5063 | 441119.0349 | 249415.7626 | 294156.5063 | 352649.0349 | 3.8192 | 4.3249 | 4.9861 | 4.0876
11715 | Distribution Feeder Hardening | Distribution Feeder Hardening-Breaker-60066530 | Feeder | 13459 |  | 37 | 326 | 324207 | 2028 | 1227075.3658 | 1396207.8778 | 1643438.2502 | 902868.3658 | 1072000.8778 | 1319231.2502 | 3.7849 | 4.3065 | 5.0691 | 4.0698
2840 | Distribution Feeder Hardening | Distribution Feeder Hardening-Breaker-72902561 | Feeder | 13005 |  | 88 | 400 | 891342 | 2028 | 3381056.0178 | 3791761.3852 | 4341371.3305 | 2489714.0178 | 2900419.3852 | 3450029.3305 | 3.7932 | 4.254 | 4.8706 | 4.0392
3172 | Distribution Feeder Hardening | Distribution Feeder Hardening-Breaker-90658036 | Feeder | 14144 |  | 12 | 400 | 140823 | 2028 | 525663.2696 | 604097.3708 | 720526.359 | 384840.2696 | 463274.3708 | 579703.359 | 3.7328 | 4.2898 | 5.1165 | 4.0383
15179 | Distribution Feeder Hardening | Distribution Feeder Hardening-Breaker-60547295 | Feeder | 13161 |  | 33 | 400 | 282555 | 2028 | 1060105.7775 | 1202438.2255 | 1411169.4263 | 777550.7775 | 919883.2255 | 1128614.4263 | 3.7519 | 4.2556 | 4.9943 | 4.0272
19167 | Distribution Feeder Hardening | Distribution Feeder Hardening-Breaker-60580884 | Feeder | 14306 |  | 83 | 400 | 818178 | 2028 | 3079880.9404 | 3454181.2071 | 3984673.7723 | 2261702.9404 | 2636003.2071 | 3166495.7723 | 3.7643 | 4.2218 | 4.8702 | 4.0121
19468 | Distribution Feeder Hardening | Distribution Feeder Hardening-Recloser-60475646 | Feeder | 13096 |  | 26 | 199 | 225324 | 2028 | 837560.0337 | 952691.5687 | 1124741.0972 | 612236.0337 | 727367.5687 | 899417.0972 | 3.7171 | 4.2281 | 4.9917 | 3.9979
9842 | Distribution Feeder Hardening | Distribution Feeder Hardening-Breaker-60064746 | Feeder | 13708 |  | 39 | 400 | 355827 | 2028 | 1310530.1354 | 1494917.6038 | 1769247.1913 | 954703.1354 | 1139090.6038 | 1413420.1913 | 3.6831 | 4.2012 | 4.9722 | 3.9674
1853 | Distribution Feeder Hardening | Distribution Feeder Hardening-Breaker-60095635 | Feeder | 13242 |  | 64 | 400 | 588229 | 2028 | 2200487.9755 | 2432516.8854 | 2719371.1527 | 1612258.9755 | 1844287.8854 | 2131142.1527 | 3.7409 | 4.1353 | 4.623 | 3.9474
11347 | Distribution Feeder Hardening | Distribution Feeder Hardening-Breaker-60049627 | Feeder | 13199 |  | 38 | 400 | 353188 | 2028 | 1290261.8188 | 1464951.5534 | 1697124.2675 | 937073.8188 | 1111763.5534 | 1343936.2675 | 3.6532 | 4.1478 | 4.8052 | 3.9168
5167 | Distribution Feeder Hardening | Distribution Feeder Hardening-Breaker-60071666 | Feeder | 13840 |  | 78 | 400 | 671238 | 2028 | 2490080.513 | 2737887.2276 | 3045796.9331 | 1818842.513 | 2066649.2276 | 2374558.9331 | 3.7097 | 4.0789 | 4.5376 | 3.9032
4140 | Distribution Feeder Hardening | Distribution Feeder Hardening-Breaker-60061388 | Feeder | 13218 |  | 27 | 400 | 232605 | 2028 | 840058.9247 | 957418.8019 | 1132603.2221 | 607453.9247 | 724813.8019 | 899998.2221 | 3.6115 | 4.1161 | 4.8692 | 3.8887
19534 | Distribution Feeder Hardening | Distribution Feeder Hardening-Breaker-60070711 | Feeder | 13438 |  | 3 | 400 | 28051 | 2028 | 96647.9479 | 116910.636 | 159089.8497 | 68596.9479 | 88859.636 | 131038.8497 | 3.4454 | 4.1678 | 5.6715 | 3.8847
71 | Distribution Feeder Hardening | Distribution Feeder Hardening-Breaker-60061338 | Feeder | 13044 |  | 111 | 400 | 975697 | 2028 | 3540018.6283 | 3958975.3471 | 4577278.7576 | 2564321.6283 | 2983278.3471 | 3601581.7576 | 3.6282 | 4.0576 | 4.6913 | 3.8633
513 | Distribution Feeder Hardening | Distribution Feeder Hardening-Breaker-60077111 | Feeder | 13513 |  | 21 | 320 | 199713 | 2028 | 719877.5941 | 816206.9188 | 946655.9654 | 520164.5941 | 616493.9188 | 746942.9654 | 3.6046 | 4.0869 | 4.7401 | 3.8628
12916 | Distribution Feeder Hardening | Distribution Feeder Hardening-Recloser-93322588 | Feeder | 13723 |  | 51 | 198 | 446499 | 2028 | 1608139.901 | 1821342.4587 | 2129103.6348 | 1161640.901 | 1374843.4587 | 1682604.6348 | 3.6017 | 4.0792 | 4.7684 | 3.8616
10367 | Distribution Feeder Hardening | Distribution Feeder Hardening-Breaker-60320313 | Feeder | 13860 |  | 39 | 400 | 332449 | 2028 | 1197020.9164 | 1353445.3173 | 1592706.9017 | 864571.9164 | 1020996.3173 | 1260257.9017 | 3.6006 | 4.0711 | 4.7908 | 3.8608
10969 | Distribution Feeder Hardening | Distribution Feeder Hardening-Breaker-60064622 | Feeder | 13120 |  | 33 | 400 | 322879 | 2028 | 1158321.5444 | 1316094.995 | 1547056.5782 | 835442.5444 | 993215.995 | 1224177.5782 | 3.5875 | 4.0761 | 4.7914 | 3.8545
18972 | Distribution Feeder Hardening | Distribution Feeder Hardening-Breaker-60095597 | Feeder | 13147 |  | 49 | 400 | 431937 | 2028 | 1577332.1233 | 1742745.7904 | 1954003.9032 | 1145395.1233 | 1310808.7904 | 1522066.9032 | 3.6518 | 4.0347 | 4.5238 | 3.8539
1499 | Distribution Feeder Hardening | Distribution Feeder Hardening-Breaker-60049871 | Feeder | 13165 |  | 23 | 308 | 198783 | 2028 | 715714.9828 | 807138.85 | 932551.2588 | 516931.9828 | 608355.85 | 733768.2588 | 3.6005 | 4.0604 | 4.6913 | 3.8475
11714 | Distribution Feeder Hardening | Distribution Feeder Hardening-Breaker-60040741 | Feeder | 13012 |  | 22 | 102 | 194634 | 2028 | 697072.358 | 793911.9135 | 922061.799 | 502438.358 | 599277.9135 | 727427.799 | 3.5815 | 4.079 | 4.7374 | 3.8463
19140 | Distribution Feeder Hardening | Distribution Feeder Hardening-Breaker-60061206 | Feeder | 13611 |  | 56 | 400 | 626707 | 2028 | 2234933.3477 | 2546980.4642 | 3000666.834 | 1608226.3477 | 1920273.4642 | 2373959.834 | 3.5662 | 4.0641 | 4.788 | 3.8377
6024 | Distribution Feeder Hardening | Distribution Feeder Hardening-Breaker-60089543 | Feeder | 13412 |  | 78 | 162 | 846705 | 2028 | 3039748.4048 | 3417454.5488 | 3955043.6309 | 2193043.4048 | 2570749.5488 | 3108338.6309 | 3.5901 | 4.0362 | 4.6711 | 3.832
8350 | Distribution Feeder Hardening | Distribution Feeder Hardening-Breaker-90535772 | Feeder | 13391 |  | 43 | 400 | 404118 | 2028 | 1447704.48 | 1635961.1655 | 1891230.4653 | 1043586.48 | 1231843.1655 | 1487112.4653 | 3.5824 | 4.0482 | 4.6799 | 3.8319
19662 | Distribution Feeder Hardening | Distribution Feeder Hardening-Breaker-74213954 | Feeder | 14145 |  | 3 | 400 | 40467 | 2028 | 137824.7152 | 165695.7227 | 218819.7883 | 97357.7152 | 125228.7227 | 178352.7883 | 3.4059 | 4.0946 | 5.4074 | 3.8126
19436 | Distribution Feeder Hardening | Distribution Feeder Hardening-Breaker-60061655 | Feeder | 13324 |  | 61 | 67 | 614805 | 2028 | 2164531.2792 | 2467479.3699 | 2907864.2221 | 1549726.2792 | 1852674.3699 | 2293059.2221 | 3.5207 | 4.0134 | 4.7297 | 3.7894
614 | Distribution Feeder Hardening | Distribution Feeder Hardening-Breaker-74207197 | Feeder | 13051 |  | 23 | 400 | 212765 | 2028 | 752188.8737 | 849423.0515 | 981829.9539 | 539423.8737 | 636658.0515 | 769064.9539 | 3.5353 | 3.9923 | 4.6146 | 3.7803
5379 | Distribution Feeder Hardening | Distribution Feeder Hardening-Recloser-91847101 | Feeder | 14040 |  | 70 | 399 | 649406 | 2028 | 2284784.9912 | 2600735.2942 | 3021080.5595 | 1635378.9912 | 1951329.2942 | 2371674.5595 | 3.5183 | 4.0048 | 4.6521 | 3.7776
9610 | Distribution Feeder Hardening | Distribution Feeder Hardening-Breaker-60089655 | Feeder | 13444 |  | 40 | 400 | 356900 | 2028 | 1251736.2318 | 1425051.8782 | 1689889.5366 | 894836.2318 | 1068151.8782 | 1332989.5366 | 3.5072 | 3.9929 | 4.7349 | 3.7757
5289 | Distribution Feeder Hardening | Distribution Feeder Hardening-Breaker-60068735 | Feeder | 13193 |  | 19 | 400 | 191303 | 2028 | 669840.2615 | 761922.8232 | 904413.4046 | 478537.2615 | 570619.8232 | 713110.4046 | 3.5015 | 3.9828 | 4.7276 | 3.7685
18309 | Distribution Feeder Hardening | Distribution Feeder Hardening-Breaker-60055142 | Feeder | 13420 |  | 44 | 400 | 383004 | 2028 | 1339993.8685 | 1525855.186 | 1789185.4374 | 956989.8685 | 1142851.186 | 1406181.4374 | 3.4986 | 3.9839 | 4.6715 | 3.7615
8677 | Distribution Feeder Hardening | Distribution Feeder Hardening-Breaker-60075300 | Feeder | 13520 |  | 31 | 400 | 269503 | 2028 | 943014.1132 | 1067232.7493 | 1252526.5622 | 673511.1132 | 797729.7493 | 983023.5622 | 3.4991 | 3.96 | 4.6475 | 3.7522
5250 | Distribution Feeder Hardening | Distribution Feeder Hardening-Breaker-60067595 | Feeder | 13637 |  | 82 | 279 | 715078 | 2028 | 2499863.9288 | 2832039.4497 | 3324228.1367 | 1784785.9288 | 2116961.4497 | 2609150.1367 | 3.4959 | 3.9605 | 4.6488 | 3.7506
8798 | Distribution Feeder Hardening | Distribution Feeder Hardening-Breaker-60079685 | Feeder | 13906 |  | 38 | 400 | 368680 | 2028 | 1281018.8567 | 1460768.5837 | 1726233.2298 | 912338.8567 | 1092088.5837 | 1357553.2298 | 3.4746 | 3.9622 | 4.6822 | 3.7416
1520 | Distribution Feeder Hardening | Distribution Feeder Hardening-Breaker-60075308 | Feeder | 13519 |  | 22 | 348 | 206994 | 2028 | 716435.7024 | 812932.4499 | 955029.2051 | 509441.7024 | 605938.4499 | 748035.2051 | 3.4611 | 3.9273 | 4.6138 | 3.7163
12652 | Distribution Feeder Hardening | Distribution Feeder Hardening-Recloser-92487168 | Feeder | 13910 |  | 10 | 400 | 83772 | 2028 | 288250.3182 | 327808.3109 | 382187.3826 | 204478.3182 | 244036.3109 | 298415.3826 | 3.4409 | 3.9131 | 4.5622 | 3.6947
329 | Distribution Feeder Hardening | Distribution Feeder Hardening-Breaker-60095586 | Feeder | 13146 |  | 76 | 401 | 669516 | 2028 | 2351857.6076 | 2576985.6426 | 2877341.0136 | 1682341.6076 | 1907469.6426 | 2207825.0136 | 3.5128 | 3.849 | 4.2976 | 3.6921
8001 | Distribution Feeder Hardening | Distribution Feeder Hardening-Breaker-60317377 | Feeder | 13485 |  | 34 | 400 | 308516 | 2028 | 1061610.4717 | 1200497.444 | 1396983.0184 | 753094.4717 | 891981.444 | 1088467.0184 | 3.441 | 3.8912 | 4.5281 | 3.6848
12505 | Distribution Feeder Hardening | Distribution Feeder Hardening-Breaker-60056859 | Feeder | 13109 |  | 33 | 400 | 290385 | 2028 | 982394.2889 | 1118880.8779 | 1313702.1028 | 692009.2889 | 828495.8779 | 1023317.1028 | 3.3831 | 3.8531 | 4.524 | 3.6382
13974 | Distribution Feeder Hardening | Distribution Feeder Hardening-Breaker-60066736 | Feeder | 13825 |  | 42 | 400 | 365310 | 2028 | 1233159.2337 | 1402493.5896 | 1644424.3628 | 867849.2337 | 1037183.5896 | 1279114.3628 | 3.3757 | 3.8392 | 4.5014 | 3.6273
20443 | Distribution Feeder Hardening | FLISR-13576 | Automation Hardening | 13576 |  |  |  | 800000 | 2028 | 3392911.2112 | 3392911.2112 | 3392911.2112 | 2592911.2112 | 2592911.2112 | 2592911.2112 | 4.2411 | 4.2411 | 4.2411 | 4.2411
20221 | Distribution Feeder Hardening | FLISR-13592 | Automation Hardening | 13592 |  |  |  | 800000 | 2028 | 3320051.0288 | 3320051.0288 | 3320051.0288 | 2520051.0288 | 2520051.0288 | 2520051.0288 | 4.1501 | 4.1501 | 4.1501 | 4.1501
19935 | Distribution Feeder Hardening | FLISR-13787 | Automation Hardening | 13787 |  |  |  | 800000 | 2028 | 3112311.9062 | 3112311.9062 | 3112311.9062 | 2312311.9062 | 2312311.9062 | 2312311.9062 | 3.8904 | 3.8904 | 3.8904 | 3.8904
20187 | Distribution Feeder Hardening | FLISR-13479 | Automation Hardening | 13479 |  |  |  | 800000 | 2028 | 3097426.9278 | 3097426.9278 | 3097426.9278 | 2297426.9278 | 2297426.9278 | 2297426.9278 | 3.8718 | 3.8718 | 3.8718 | 3.8718
20115 | Distribution Feeder Hardening | FLISR-13737 | Automation Hardening | 13737 |  |  |  | 800000 | 2028 | 2905798.2863 | 2905798.2863 | 2905798.2863 | 2105798.2863 | 2105798.2863 | 2105798.2863 | 3.6322 | 3.6322 | 3.6322 | 3.6322
19789 | Distribution Feeder Hardening | FLISR-13422 | Automation Hardening | 13422 |  |  |  | 800000 | 2028 | 2890071.7046 | 2890071.7046 | 2890071.7046 | 2090071.7046 | 2090071.7046 | 2090071.7046 | 3.6126 | 3.6126 | 3.6126 | 3.6126
19790 | Distribution Feeder Hardening | FLISR-13698 | Automation Hardening | 13698 |  |  |  | 800000 | 2028 | 2669859.3855 | 2669859.3855 | 2669859.3855 | 1869859.3855 | 1869859.3855 | 1869859.3855 | 3.3373 | 3.3373 | 3.3373 | 3.3373
9106 | Distribution Feeder Hardening | Distribution Feeder Hardening-Breaker-60066655 | Feeder | 13943 |  | 26 | 400 | 230022 | 2029 | 964143.0893 | 1087934.2018 | 1256054.5021 | 734121.0893 | 857912.2018 | 1026032.5021 | 4.1915 | 4.7297 | 5.4606 | 4.4799
4167 | Distribution Feeder Hardening | Distribution Feeder Hardening-Breaker-60031651 | Feeder | 13110 |  | 24 | 400 | 244822 | 2029 | 1022545.0646 | 1159661.0783 | 1343736.3725 | 777723.0646 | 914839.0783 | 1098914.3725 | 4.1767 | 4.7368 | 5.4886 | 4.4759
18157 | Distribution Feeder Hardening | Distribution Feeder Hardening-Breaker-91120912 | Feeder | 13192 |  | 55 | 400 | 498945 | 2029 | 1946690.3118 | 2209399.0662 | 2580827.9552 | 1447745.3118 | 1710454.0662 | 2081882.9552 | 3.9016 | 4.4281 | 5.1726 | 4.1867
5165 | Distribution Feeder Hardening | Distribution Feeder Hardening-Recloser-91368952 | Feeder | 13839 |  | 34 | 378 | 296533 | 2029 | 1135860.6367 | 1292854.7465 | 1512843.4128 | 839327.6367 | 996321.7465 | 1216310.4128 | 3.8305 | 4.3599 | 5.1018 | 4.1164
11007 | Distribution Feeder Hardening | Distribution Feeder Hardening-Breaker-60063763 | Feeder | 13231 |  | 26 | 400 | 241249 | 2029 | 893417.7933 | 1015545.5314 | 1187119.5035 | 652168.7933 | 774296.5314 | 945870.5035 | 3.7033 | 4.2095 | 4.9207 | 3.9769
3610 | Distribution Feeder Hardening | Distribution Feeder Hardening-Breaker-60066323 | Feeder | 13968 |  | 109 | 400 | 967287 | 2029 | 3531462.7143 | 3977713.4341 | 4609063.8114 | 2564175.7143 | 3010426.4341 | 3641776.8114 | 3.6509 | 4.1122 | 4.7649 | 3.9007
14598 | Distribution Feeder Hardening | Distribution Feeder Hardening-Breaker-60068791 | Feeder | 13724 |  | 28 | 400 | 246150 | 2029 | 856850.7201 | 971467.7372 | 1142912.4178 | 610700.7201 | 725317.7372 | 896762.4178 | 3.481 | 3.9466 | 4.6432 | 3.7369
2930 | Distribution Feeder Hardening | Distribution Feeder Hardening-Breaker-60044837 | Feeder | 13288 |  | 34 | 281 | 330160 | 2029 | 1115793.2794 | 1266587.8001 | 1465055.1921 | 785633.2794 | 936427.8001 | 1134895.1921 | 3.3796 | 3.8363 | 4.4374 | 3.6224
5217 | Distribution Feeder Hardening | Distribution Feeder Hardening-Breaker-60002314 | Feeder | 13024 |  | 40 | 400 | 352314 | 2029 | 1182326.2945 | 1349483.6416 | 1605338.7717 | 830012.2945 | 997169.6416 | 1253024.7717 | 3.3559 | 3.8303 | 4.5566 | 3.6183
4383 | Distribution Feeder Hardening | Distribution Feeder Hardening-Breaker-90038763 | Feeder | 13237 |  | 14 | 400 | 184204 | 2029 | 611892.6728 | 695804.9873 | 816979.0523 | 427688.6728 | 511600.9873 | 632775.0523 | 3.3218 | 3.7774 | 4.4352 | 3.5698
5550 | Distribution Feeder Hardening | Distribution Feeder Hardening-Breaker-60061695 | Feeder | 13270 |  | 19 | 400 | 168093 | 2029 | 557831.4634 | 635609.4442 | 743724.1797 | 389738.4634 | 467516.4442 | 575631.1797 | 3.3186 | 3.7813 | 4.4245 | 3.568
11480 | Distribution Feeder Hardening | Distribution Feeder Hardening-Breaker-74207235 | Feeder | 13496 |  | 20 | 271 | 190866 | 2029 | 632256.6152 | 715788.1144 | 840013.4287 | 441390.6152 | 524922.1144 | 649147.4287 | 3.3126 | 3.7502 | 4.4011 | 3.5527
17368 | Distribution Feeder Hardening | Distribution Feeder Hardening-Breaker-60075508 | Feeder | 13186 |  | 32 | 400 | 292388 | 2029 | 963496.144 | 1098227.7915 | 1286939.8301 | 671108.144 | 805839.7915 | 994551.8301 | 3.2953 | 3.7561 | 4.4015 | 3.5441
11875 | Distribution Feeder Hardening | Distribution Feeder Hardening-Breaker-60071803 | Feeder | 13334 |  | 42 | 400 | 408710 | 2029 | 1346693.1636 | 1532627.3073 | 1788688.1398 | 937983.1636 | 1123917.3073 | 1379978.1398 | 3.295 | 3.7499 | 4.3764 | 3.5396
9206 | Distribution Feeder Hardening | Distribution Feeder Hardening-Breaker-60077299 | Feeder | 13606 |  | 44 | 256 | 412422 | 2029 | 1355600.3569 | 1546881.2472 | 1819996.962 | 943178.3569 | 1134459.2472 | 1407574.962 | 3.2869 | 3.7507 | 4.4129 | 3.5387
11373 | Distribution Feeder Hardening | Distribution Feeder Hardening-Breaker-60012274 | Feeder | 13070 |  | 30 | 400 | 262222 | 2029 | 863688.0029 | 981825.9044 | 1136828.7441 | 601466.0029 | 719603.9044 | 874606.7441 | 3.2937 | 3.7443 | 4.3354 | 3.5331
8126 | Distribution Feeder Hardening | Distribution Feeder Hardening-Breaker-60064515 | Feeder | 13509 |  | 63 | 400 | 636275 | 2029 | 2095587.4996 | 2368052.2542 | 2776542.6249 | 1459312.4996 | 1731777.2542 | 2140267.6249 | 3.2935 | 3.7217 | 4.3637 | 3.529
4881 | Distribution Feeder Hardening | Distribution Feeder Hardening-Breaker-60077166 | Feeder | 13511 |  | 36 | 400 | 349853 | 2029 | 1147237.902 | 1303695.2994 | 1536684.872 | 797384.902 | 953842.2994 | 1186831.872 | 3.2792 | 3.7264 | 4.3924 | 3.5247
13232 | Distribution Feeder Hardening | Distribution Feeder Hardening-Breaker-60071689 | Feeder | 13839 |  | 34 | 400 | 297666 | 2029 | 971913.0694 | 1094826.3002 | 1282173.7984 | 674247.0694 | 797160.3002 | 984507.7984 | 3.2651 | 3.678 | 4.3074 | 3.4932
15763 | Distribution Feeder Hardening | Distribution Feeder Hardening-Breaker-60071547 | Feeder | 13372 |  | 61 | 375 | 567407 | 2029 | 1841124.4612 | 2084455.0276 | 2417131.0024 | 1273717.4612 | 1517048.0276 | 1849724.0024 | 3.2448 | 3.6737 | 4.26 | 3.475
17612 | Distribution Feeder Hardening | Distribution Feeder Hardening-Breaker-60063796 | Feeder | 13225 |  | 44 | 400 | 393798 | 2029 | 1271993.0858 | 1448443.5148 | 1695418.1182 | 878195.0858 | 1054645.5148 | 1301620.1182 | 3.2301 | 3.6781 | 4.3053 | 3.472
10211 | Distribution Feeder Hardening | Distribution Feeder Hardening-Recloser-91842540 | Feeder | 14274 |  | 53 | 89 | 469755 | 2029 | 1515897.0494 | 1723201.5066 | 2017028.9352 | 1046142.0494 | 1253446.5066 | 1547273.9352 | 3.227 | 3.6683 | 4.2938 | 3.4661
10885 | Distribution Feeder Hardening | Distribution Feeder Hardening-Breaker-90012823 | Feeder | 13495 |  | 15 | 400 | 141989 | 2029 | 459181.9915 | 519596.6559 | 606418.5011 | 317192.9915 | 377607.6559 | 464429.5011 | 3.2339 | 3.6594 | 4.2709 | 3.4653
10121 | Distribution Feeder Hardening | Distribution Feeder Hardening-Recloser-91747677 | Feeder | 13724 |  | 73 | 400 | 643453 | 2029 | 2083831.7024 | 2350278.8406 | 2712204.4227 | 1440378.7024 | 1706825.8406 | 2068751.4227 | 3.2385 | 3.6526 | 4.2151 | 3.4604
13877 | Distribution Feeder Hardening | Distribution Feeder Hardening-Breaker-60443918 | Feeder | 14112 |  | 49 | 400 | 433503 | 2029 | 1366596.2687 | 1568021.0945 | 1827127.9914 | 933093.2687 | 1134518.0945 | 1393624.9914 | 3.1524 | 3.6171 | 4.2148 | 3.3981
18452 | Distribution Feeder Hardening | Distribution Feeder Hardening-Breaker-92063419 | Feeder | 13935 |  | 34 | 400 | 305384 | 2029 | 963411.8469 | 1099142.6795 | 1295609.1176 | 658027.8469 | 793758.6795 | 990225.1176 | 3.1548 | 3.5992 | 4.2426 | 3.3969
4854 | Distribution Feeder Hardening | Distribution Feeder Hardening-Breaker-92344240 | Feeder | 13003 |  | 25 | 396 | 235478 | 2029 | 739758.0399 | 843025.7348 | 993029.4524 | 504280.0399 | 607547.7348 | 757551.4524 | 3.1415 | 3.5801 | 4.2171 | 3.3806
9136 | Distribution Feeder Hardening | Distribution Feeder Hardening-Breaker-60055201 | Feeder | 13235 |  | 24 | 400 | 263390 | 2029 | 829551.0275 | 937044.2016 | 1091006.8864 | 566161.0275 | 673654.2016 | 827616.8864 | 3.1495 | 3.5576 | 4.1422 | 3.3712
8751 | Distribution Feeder Hardening | Distribution Feeder Hardening-Breaker-60003855 | Feeder | 13009 |  | 53 | 65 | 557089 | 2029 | 1740380.9267 | 1965972.678 | 2304169.0323 | 1183291.9267 | 1408883.678 | 1747080.0323 | 3.1241 | 3.529 | 4.1361 | 3.3467
15860 | Distribution Feeder Hardening | Distribution Feeder Hardening-Breaker-60055242 | Feeder | 13304 |  | 49 | 400 | 559703 | 2029 | 1734702.9287 | 1967961.5143 | 2286926.9757 | 1174999.9287 | 1408258.5143 | 1727223.9757 | 3.0993 | 3.5161 | 4.086 | 3.323
4065 | Distribution Feeder Hardening | Distribution Feeder Hardening-Breaker-60067668 | Feeder | 13348 |  | 29 | 400 | 253431 | 2029 | 781194.7607 | 887760.7723 | 1045209.329 | 527763.7607 | 634329.7723 | 791778.329 | 3.0825 | 3.503 | 4.1242 | 3.3128
10320 | Distribution Feeder Hardening | Distribution Feeder Hardening-Breaker-90101423 | Feeder | 13897 |  | 17 | 400 | 151265 | 2029 | 462916.2749 | 532062.3731 | 636062.5329 | 311651.2749 | 380797.3731 | 484797.5329 | 3.0603 | 3.5174 | 4.205 | 3.3119
3781 | Distribution Feeder Hardening | Distribution Feeder Hardening-Breaker-90023214 | Feeder | 14274 |  | 72 | 400 | 657006 | 2029 | 2035779.3422 | 2294453.0365 | 2658482.9059 | 1378773.3422 | 1637447.0365 | 2001476.9059 | 3.0986 | 3.4923 | 4.0464 | 3.3115
6793 | Distribution Feeder Hardening | Distribution Feeder Hardening-Breaker-92300414 | Feeder | 13076 |  | 32 | 39 | 297030 | 2029 | 911054.6379 | 1038445.9651 | 1205343.2368 | 614024.6379 | 741415.9651 | 908313.2368 | 3.0672 | 3.4961 | 4.058 | 3.295
17708 | Distribution Feeder Hardening | Distribution Feeder Hardening-Breaker-74208634 | Feeder | 13590 |  | 53 | 400 | 554334 | 2029 | 1686690.2608 | 1915035.5004 | 2241239.5806 | 1132356.2608 | 1360701.5004 | 1686905.5806 | 3.0427 | 3.4547 | 4.0431 | 3.2663
17695 | Distribution Feeder Hardening | Distribution Feeder Hardening-Breaker-60022868 | Feeder | 13612 |  | 30 | 400 | 285488 | 2029 | 867755.5238 | 980622.8871 | 1149002.4386 | 582267.5238 | 695134.8871 | 863514.4386 | 3.0396 | 3.4349 | 4.0247 | 3.2567
15484 | Distribution Feeder Hardening | Distribution Feeder Hardening-Breaker-60370112 | Feeder | 13798 |  | 57 | 400 | 494504 | 2029 | 1495255.5387 | 1688410.0304 | 1998889.0527 | 1000751.5387 | 1193906.0304 | 1504385.0527 | 3.0237 | 3.4144 | 4.0422 | 3.2428
11018 | Distribution Feeder Hardening | Distribution Feeder Hardening-Recloser-92194542 | Feeder | 13001 |  | 39 | 400 | 345033 | 2029 | 1038001.3708 | 1183508.7998 | 1399122.0724 | 692968.3708 | 838475.7998 | 1054089.0724 | 3.0084 | 3.4301 | 4.055 | 3.2396
5124 | Distribution Feeder Hardening | Distribution Feeder Hardening-Breaker-60095851 | Feeder | 14020 |  | 71 | 400 | 678932 | 2029 | 2033634.6147 | 2322074.3165 | 2747573.9319 | 1354702.6147 | 1643142.3165 | 2068641.9319 | 2.9953 | 3.4202 | 4.0469 | 3.228
19654 | Distribution Feeder Hardening | Distribution Feeder Hardening-Breaker-60014622 | Feeder | 13029 |  | 61 | 400 | 549761 | 2029 | 1647307.295 | 1880039.3135 | 2214172.2079 | 1097546.295 | 1330278.3135 | 1664411.2079 | 2.9964 | 3.4197 | 4.0275 | 3.2265
10358 | Distribution Feeder Hardening | Distribution Feeder Hardening-Breaker-90025354 | Feeder | 13973 |  | 51 | 145 | 455839 | 2029 | 1367161.0769 | 1556342.7231 | 1819731.2224 | 911322.0769 | 1100503.7231 | 1363892.2224 | 2.9992 | 3.4142 | 3.992 | 3.223
1852 | Distribution Feeder Hardening | Distribution Feeder Hardening-Breaker-60067383 | Feeder | 13087 |  | 42 | 400 | 371574 | 2029 | 1102940.0661 | 1263714.4498 | 1466834 | 731366.0661 | 892140.4498 | 1095260 | 2.9683 | 3.401 | 3.9476 | 3.196
12233 | Distribution Feeder Hardening | Distribution Feeder Hardening-Breaker-60055453 | Feeder | 13064 |  | 37 | 400 | 331869 | 2029 | 985381.5848 | 1120377.4793 | 1313873.6603 | 653512.5848 | 788508.4793 | 982004.6603 | 2.9692 | 3.376 | 3.959 | 3.1902
1275 | Distribution Feeder Hardening | Distribution Feeder Hardening-Breaker-60052071 | Feeder | 13046 |  | 100 | 400 | 878436 | 2029 | 2630015.3066 | 2949545.6048 | 3379190.4185 | 1751579.3066 | 2071109.6048 | 2500754.4185 | 2.994 | 3.3577 | 3.8468 | 3.1884
6515 | Distribution Feeder Hardening | Distribution Feeder Hardening-Breaker-60057598 | Feeder | 13073 |  | 57 | 400 | 543302 | 2029 | 1606772.9842 | 1832933.5126 | 2162739.1788 | 1063470.9842 | 1289631.5126 | 1619437.1788 | 2.9574 | 3.3737 | 3.9807 | 3.1846
4631 | Distribution Feeder Hardening | Distribution Feeder Hardening-Breaker-60070765 | Feeder | 13494 |  | 33 | 400 | 319803 | 2029 | 942887.3594 | 1072221.1355 | 1258451.7038 | 623084.3594 | 752418.1355 | 938648.7038 | 2.9483 | 3.3528 | 3.9351 | 3.1683
5296 | Distribution Feeder Hardening | Distribution Feeder Hardening-Breaker-60070668 | Feeder | 13037 |  | 92 | 400 | 784170 | 2029 | 2312160.5807 | 2623464.6345 | 3087684.465 | 1527990.5807 | 1839294.6345 | 2303514.465 | 2.9485 | 3.3455 | 3.9375 | 3.1665
19066 | Distribution Feeder Hardening | Distribution Feeder Hardening-Breaker-60103681 | Feeder | 13099 |  | 41 | 400 | 360028 | 2029 | 1063841.7091 | 1194025.6031 | 1374963.4285 | 703813.7091 | 833997.6031 | 1014935.4285 | 2.9549 | 3.3165 | 3.819 | 3.1498
8470 | Distribution Feeder Hardening | Distribution Feeder Hardening-Breaker-60061342 | Feeder | 13045 |  | 85 | 400 | 733203 | 2029 | 2145658.2868 | 2425476.4515 | 2813883.9177 | 1412455.2868 | 1692273.4515 | 2080680.9177 | 2.9264 | 3.3081 | 3.8378 | 3.132
19071 | Distribution Feeder Hardening | Distribution Feeder Hardening-Recloser-92671822 | Feeder | 13064 |  | 17 | 400 | 150832 | 2029 | 441488.4876 | 497113.8464 | 582469.3343 | 290656.4876 | 346281.8464 | 431637.3343 | 2.927 | 3.2958 | 3.8617 | 3.1311
3265 | Distribution Feeder Hardening | Distribution Feeder Hardening-Recloser-91829699 | Feeder | 13348 |  | 43 | 400 | 356875 | 2029 | 1024410.464 | 1163595.2106 | 1367272.0646 | 667535.464 | 806720.2106 | 1010397.0646 | 2.8705 | 3.2605 | 3.8312 | 3.0836
20444 | Distribution Feeder Hardening | FLISR-13046 | Automation Hardening | 13046 |  |  |  | 800000 | 2029 | 3237653.1844 | 3237653.1844 | 3237653.1844 | 2437653.1844 | 2437653.1844 | 2437653.1844 | 4.0471 | 4.0471 | 4.0471 | 4.0471
20448 | Distribution Feeder Hardening | FLISR-13918 | Automation Hardening | 13918 |  |  |  | 800000 | 2029 | 2863085.7708 | 2863085.7708 | 2863085.7708 | 2063085.7708 | 2063085.7708 | 2063085.7708 | 3.5789 | 3.5789 | 3.5789 | 3.5789
19797 | Distribution Feeder Hardening | FLISR-13839 | Automation Hardening | 13839 |  |  |  | 800000 | 2029 | 2795424.7917 | 2795424.7917 | 2795424.7917 | 1995424.7917 | 1995424.7917 | 1995424.7917 | 3.4943 | 3.4943 | 3.4943 | 3.4943
20448 | Distribution Feeder Hardening | FLISR-13967 | Automation Hardening | 13967 |  |  |  | 800000 | 2029 | 2784048.3476 | 2784048.3476 | 2784048.3476 | 1984048.3476 | 1984048.3476 | 1984048.3476 | 3.4801 | 3.4801 | 3.4801 | 3.4801
20448 | Distribution Feeder Hardening | FLISR-13028 | Automation Hardening | 13028 |  |  |  | 800000 | 2029 | 2704653.3567 | 2704653.3567 | 2704653.3567 | 1904653.3567 | 1904653.3567 | 1904653.3567 | 3.3808 | 3.3808 | 3.3808 | 3.3808
20449 | Distribution Feeder Hardening | FLISR-13106 | Automation Hardening | 13106 |  |  |  | 800000 | 2029 | 2675520.5792 | 2675520.5792 | 2675520.5792 | 1875520.5792 | 1875520.5792 | 1875520.5792 | 3.3444 | 3.3444 | 3.3444 | 3.3444
20450 | Distribution Feeder Hardening | FLISR-13795 | Automation Hardening | 13795 |  |  |  | 800000 | 2029 | 2600072.0224 | 2600072.0224 | 2600072.0224 | 1800072.0224 | 1800072.0224 | 1800072.0224 | 3.2501 | 3.2501 | 3.2501 | 3.2501
20451 | Distribution Feeder Hardening | FLISR-13231 | Automation Hardening | 13231 |  |  |  | 800000 | 2029 | 2585401.3666 | 2585401.3666 | 2585401.3666 | 1785401.3666 | 1785401.3666 | 1785401.3666 | 3.2318 | 3.2318 | 3.2318 | 3.2318
20014 | Distribution Feeder Hardening | FLISR-13192 | Automation Hardening | 13192 |  |  |  | 800000 | 2029 | 2573925.0769 | 2573925.0769 | 2573925.0769 | 1773925.0769 | 1773925.0769 | 1773925.0769 | 3.2174 | 3.2174 | 3.2174 | 3.2174
20203 | Distribution Feeder Hardening | FLISR-13705 | Automation Hardening | 13705 |  |  |  | 800000 | 2029 | 2547710.8021 | 2547710.8021 | 2547710.8021 | 1747710.8021 | 1747710.8021 | 1747710.8021 | 3.1846 | 3.1846 | 3.1846 | 3.1846
20178 | Distribution Feeder Hardening | FLISR-13983 | Automation Hardening | 13983 |  |  |  | 800000 | 2029 | 2521902.3022 | 2521902.3022 | 2521902.3022 | 1721902.3022 | 1721902.3022 | 1721902.3022 | 3.1524 | 3.1524 | 3.1524 | 3.1524
20043 | Distribution Feeder Hardening | FLISR-13968 | Automation Hardening | 13968 |  |  |  | 800000 | 2029 | 2507021.0072 | 2507021.0072 | 2507021.0072 | 1707021.0072 | 1707021.0072 | 1707021.0072 | 3.1338 | 3.1338 | 3.1338 | 3.1338

## Manual Adjustments
|  | #N/A | #N/A
ProjectID | ProgramID | Circuit | Model Year | Manual Adjustments | Net Change | Plan Install Date
Distribution Feeder Hardening-Breaker-10030014 | Distribution Feeder Hardening | 13406 | 0 |  | 0 | 0
Distribution Feeder Hardening-Breaker-10085054 | Distribution Feeder Hardening | 13204 | 0 |  | 0 | 0 |  | 10 | 0
Distribution Feeder Hardening-Breaker-60001290 | Distribution Feeder Hardening | 13023 | 0 |  | 0 | 0 |  | 9 | 0
Distribution Feeder Hardening-Breaker-60001805 | Distribution Feeder Hardening | 13016 | 2026 |  | 0 | 2026 |  | 8 | 0
Distribution Feeder Hardening-Breaker-60002173 | Distribution Feeder Hardening | 13002 | 0 |  | 0 | 0 |  | 7 | 0
Distribution Feeder Hardening-Breaker-60002314 | Distribution Feeder Hardening | 13024 | 2029 |  | 0 | 2029 |  | 6 | 0
Distribution Feeder Hardening-Breaker-60003333 | Distribution Feeder Hardening | 13042 | 2023 |  | 0 | 2023 |  | 5 | 0
Distribution Feeder Hardening-Breaker-60003855 | Distribution Feeder Hardening | 13009 | 2029 |  | 0 | 2029 |  | 4 | 0
Distribution Feeder Hardening-Breaker-60006560 | Distribution Feeder Hardening | 13092 | 0 |  | 0 | 0 |  | 3 | 0
Distribution Feeder Hardening-Breaker-60008906 | Distribution Feeder Hardening | 13047 | 0 |  | 0 | 0 |  | 2 | 9
Distribution Feeder Hardening-Breaker-60009209 | Distribution Feeder Hardening | 13113 | 2027 |  | 0 | 2027 |  | 1 | 25
Distribution Feeder Hardening-Breaker-60009675 | Distribution Feeder Hardening | 13027 | 0 |  | 0 | 0 |  | -1 | 26
Distribution Feeder Hardening-Breaker-60010280 | Distribution Feeder Hardening | 13158 | 0 |  | 0 | 0 |  | -2 | 21
Distribution Feeder Hardening-Breaker-60012274 | Distribution Feeder Hardening | 13070 | 2029 |  | 0 | 2029 |  | -3 | 0
Distribution Feeder Hardening-Breaker-60013037 | Distribution Feeder Hardening | 13655 | 0 |  | 0 | 0 |  | -4 | 0
Distribution Feeder Hardening-Breaker-60013388 | Distribution Feeder Hardening | 13008 | 2024 |  | 0 | 2024 |  | -5 | 0
Distribution Feeder Hardening-Breaker-60014070 | Distribution Feeder Hardening | 13049 | 0 |  | 0 | 0 |  | -6 | 0
Distribution Feeder Hardening-Breaker-60014622 | Distribution Feeder Hardening | 13029 | 2029 |  | 0 | 2029 |  | -7 | 0
Distribution Feeder Hardening-Breaker-60018671 | Distribution Feeder Hardening | 13086 | 2024 |  | 0 | 2024 |  | -8 | 0
Distribution Feeder Hardening-Breaker-60021259 | Distribution Feeder Hardening | 13004 | 2025 |  | 0 | 2025 |  | -9 | 0
Distribution Feeder Hardening-Breaker-60022641 | Distribution Feeder Hardening | 13007 | 2025 |  | 0 | 2025 |  | -10 | 0
Distribution Feeder Hardening-Breaker-60022868 | Distribution Feeder Hardening | 13612 | 2029 |  | 0 | 2029
Distribution Feeder Hardening-Breaker-60025418 | Distribution Feeder Hardening | 13236 | 2023 |  | 0 | 2023
Distribution Feeder Hardening-Breaker-60027239 | Distribution Feeder Hardening | 13062 | 0 |  | 0 | 0
Distribution Feeder Hardening-Breaker-60028944 | Distribution Feeder Hardening | 13088 | 2027 |  | 0 | 2027
Distribution Feeder Hardening-Breaker-60029555 | Distribution Feeder Hardening | 13093 | 2027 |  | 0 | 2027
Distribution Feeder Hardening-Breaker-60030006 | Distribution Feeder Hardening | 13322 | 0 |  | 0 | 0
Distribution Feeder Hardening-Breaker-60031651 | Distribution Feeder Hardening | 13110 | 2027 | 2029 | -2 | 2029
Distribution Feeder Hardening-Breaker-60034172 | Distribution Feeder Hardening | 13114 | 0 |  | 0 | 0
Distribution Feeder Hardening-Breaker-60034550 | Distribution Feeder Hardening | 13160 | 0 |  | 0 | 0
Distribution Feeder Hardening-Breaker-60036098 | Distribution Feeder Hardening | 13156 | 0 |  | 0 | 0
Distribution Feeder Hardening-Breaker-60036296 | Distribution Feeder Hardening | 13183 | 2023 |  | 0 | 2023
Distribution Feeder Hardening-Breaker-60037672 | Distribution Feeder Hardening | 13189 | 0 |  | 0 | 0
Distribution Feeder Hardening-Breaker-60038043 | Distribution Feeder Hardening | 13452 | 0 |  | 0 | 0
Distribution Feeder Hardening-Breaker-60038686 | Distribution Feeder Hardening | 13490 | 0 |  | 0 | 0
Distribution Feeder Hardening-Breaker-60038767 | Distribution Feeder Hardening | 13551 | 0 |  | 0 | 0
Distribution Feeder Hardening-Breaker-60038804 | Distribution Feeder Hardening | 13764 | 0 |  | 0 | 0
Distribution Feeder Hardening-Breaker-60039129 | Distribution Feeder Hardening | 14001 | 0 |  | 0 | 0
Distribution Feeder Hardening-Breaker-60039190 | Distribution Feeder Hardening | 13636 | 0 |  | 0 | 0
Distribution Feeder Hardening-Breaker-60039269 | Distribution Feeder Hardening | 13919 | 0 |  | 0 | 0
Distribution Feeder Hardening-Breaker-60040741 | Distribution Feeder Hardening | 13012 | 2028 |  | 0 | 2028
Distribution Feeder Hardening-Breaker-60041002 | Distribution Feeder Hardening | 13535 | 0 |  | 0 | 0
Distribution Feeder Hardening-Breaker-60042020 | Distribution Feeder Hardening | 13228 | 2025 |  | 0 | 2025
Distribution Feeder Hardening-Breaker-60042687 | Distribution Feeder Hardening | 13310 | 2024 |  | 0 | 2024
Distribution Feeder Hardening-Breaker-60043685 | Distribution Feeder Hardening | 13325 | 0 |  | 0 | 0
Distribution Feeder Hardening-Breaker-60043943 | Distribution Feeder Hardening | 13211 | 2024 |  | 0 | 2024
Distribution Feeder Hardening-Breaker-60044837 | Distribution Feeder Hardening | 13288 | 2029 |  | 0 | 2029
Distribution Feeder Hardening-Breaker-60045839 | Distribution Feeder Hardening | 13327 | 0 |  | 0 | 0
Distribution Feeder Hardening-Breaker-60046622 | Distribution Feeder Hardening | 13448 | 0 |  | 0 | 0
Distribution Feeder Hardening-Breaker-60047447 | Distribution Feeder Hardening | 13350 | 0 |  | 0 | 0
Distribution Feeder Hardening-Breaker-60047858 | Distribution Feeder Hardening | 13504 | 0 |  | 0 | 0
Distribution Feeder Hardening-Breaker-60049362 | Distribution Feeder Hardening | 13423 | 2026 |  | 0 | 2026
Distribution Feeder Hardening-Breaker-60049612 | Distribution Feeder Hardening | 13198 | 2027 |  | 0 | 2027
Distribution Feeder Hardening-Breaker-60049627 | Distribution Feeder Hardening | 13199 | 2028 |  | 0 | 2028
Distribution Feeder Hardening-Breaker-60049638 | Distribution Feeder Hardening | 13201 | 0 |  | 0 | 0
Distribution Feeder Hardening-Breaker-60049656 | Distribution Feeder Hardening | 13200 | 0 |  | 0 | 0
Distribution Feeder Hardening-Breaker-60049757 | Distribution Feeder Hardening | 13089 | 2027 |  | 0 | 2027
Distribution Feeder Hardening-Breaker-60049772 | Distribution Feeder Hardening | 13094 | 2022 |  | 0 | 2022
Distribution Feeder Hardening-Breaker-60049784 | Distribution Feeder Hardening | 13091 | 2026 |  | 0 | 2026
Distribution Feeder Hardening-Breaker-60049828 | Distribution Feeder Hardening | 13162 | 2024 |  | 0 | 2024
Distribution Feeder Hardening-Breaker-60049836 | Distribution Feeder Hardening | 13167 | 2025 |  | 0 | 2025
Distribution Feeder Hardening-Breaker-60049850 | Distribution Feeder Hardening | 13166 | 0 |  | 0 | 0
Distribution Feeder Hardening-Breaker-60049869 | Distribution Feeder Hardening | 13164 | 0 |  | 0 | 0
Distribution Feeder Hardening-Breaker-60049871 | Distribution Feeder Hardening | 13165 | 2028 |  | 0 | 2028
Distribution Feeder Hardening-Breaker-60049901 | Distribution Feeder Hardening | 13229 | 2025 |  | 0 | 2025
Distribution Feeder Hardening-Breaker-60049915 | Distribution Feeder Hardening | 13230 | 2025 |  | 0 | 2025
Distribution Feeder Hardening-Breaker-60051790 | Distribution Feeder Hardening | 13163 | 2027 | 2028 | -1 | 2028
Distribution Feeder Hardening-Breaker-60052071 | Distribution Feeder Hardening | 13046 | 2029 |  | 0 | 2029
Distribution Feeder Hardening-Breaker-60055072 | Distribution Feeder Hardening | 13010 | 2025 |  | 0 | 2025
Distribution Feeder Hardening-Breaker-60055085 | Distribution Feeder Hardening | 13011 | 2025 |  | 0 | 2025
Distribution Feeder Hardening-Breaker-60055101 | Distribution Feeder Hardening | 13021 | 2024 |  | 0 | 2024
Distribution Feeder Hardening-Breaker-60055110 | Distribution Feeder Hardening | 13022 | 2024 |  | 0 | 2024
Distribution Feeder Hardening-Breaker-60055119 | Distribution Feeder Hardening | 13418 | 0 |  | 0 | 0
Distribution Feeder Hardening-Breaker-60055127 | Distribution Feeder Hardening | 13417 | 2024 |  | 0 | 2024
Distribution Feeder Hardening-Breaker-60055142 | Distribution Feeder Hardening | 13420 | 2028 |  | 0 | 2028
Distribution Feeder Hardening-Breaker-60055156 | Distribution Feeder Hardening | 13071 | 0 |  | 0 | 0
Distribution Feeder Hardening-Breaker-60055168 | Distribution Feeder Hardening | 13405 | 0 |  | 0 | 0
Distribution Feeder Hardening-Breaker-60055201 | Distribution Feeder Hardening | 13235 | 2029 |  | 0 | 2029
Distribution Feeder Hardening-Breaker-60055210 | Distribution Feeder Hardening | 13233 | 2024 |  | 0 | 2024
Distribution Feeder Hardening-Breaker-60055236 | Distribution Feeder Hardening | 13302 | 0 |  | 0 | 0
Distribution Feeder Hardening-Breaker-60055242 | Distribution Feeder Hardening | 13304 | 2029 |  | 0 | 2029
Distribution Feeder Hardening-Breaker-60055271 | Distribution Feeder Hardening | 13656 | 2026 |  | 0 | 2026 | 2028
Distribution Feeder Hardening-Breaker-60055284 | Distribution Feeder Hardening | 13657 | 0 |  | 0 | 0 | 2025
Distribution Feeder Hardening-Breaker-60055291 | Distribution Feeder Hardening | 13668 | 0 |  | 0 | 0 | 2023
Distribution Feeder Hardening-Breaker-60055336 | Distribution Feeder Hardening | 13205 | 2026 |  | 0 | 2026 | 2023
Distribution Feeder Hardening-Breaker-60055353 | Distribution Feeder Hardening | 13028 | 0 |  | 0 | 0 | 2028
Distribution Feeder Hardening-Breaker-60055375 | Distribution Feeder Hardening | 13026 | 0 |  | 0 | 0 | 2028
Distribution Feeder Hardening-Breaker-60055437 | Distribution Feeder Hardening | 13059 | 0 |  | 0 | 0 | 2025
Distribution Feeder Hardening-Breaker-60055443 | Distribution Feeder Hardening | 13065 | 0 |  | 0 | 0 | 2028
Distribution Feeder Hardening-Breaker-60055453 | Distribution Feeder Hardening | 13064 | 2029 |  | 0 | 2029
Distribution Feeder Hardening-Breaker-60055464 | Distribution Feeder Hardening | 13063 | 0 |  | 0 | 0
Distribution Feeder Hardening-Breaker-60055479 | Distribution Feeder Hardening | 13061 | 0 |  | 0 | 0
Distribution Feeder Hardening-Breaker-60055499 | Distribution Feeder Hardening | 13060 | 0 |  | 0 | 0
Distribution Feeder Hardening-Breaker-60055510 | Distribution Feeder Hardening | 13600 | 0 |  | 0 | 0
Distribution Feeder Hardening-Breaker-60055526 | Distribution Feeder Hardening | 13159 | 2027 |  | 0 | 2027
Distribution Feeder Hardening-Breaker-60055546 | Distribution Feeder Hardening | 13762 | 0 |  | 0 | 0
Distribution Feeder Hardening-Breaker-60056053 | Distribution Feeder Hardening | 13290 | 2027 |  | 0 | 2027
Distribution Feeder Hardening-Breaker-60056803 | Distribution Feeder Hardening | 13540 | 0 |  | 0 | 0
Distribution Feeder Hardening-Breaker-60056817 | Distribution Feeder Hardening | 13539 | 0 |  | 0 | 0
Distribution Feeder Hardening-Breaker-60056831 | Distribution Feeder Hardening | 13538 | 0 |  | 0 | 0
Distribution Feeder Hardening-Breaker-60056843 | Distribution Feeder Hardening | 13544 | 0 |  | 0 | 0
Distribution Feeder Hardening-Breaker-60056859 | Distribution Feeder Hardening | 13109 | 2028 |  | 0 | 2028
Distribution Feeder Hardening-Breaker-60056870 | Distribution Feeder Hardening | 13111 | 2023 | 2021 | 2 | 2021
Distribution Feeder Hardening-Breaker-60056885 | Distribution Feeder Hardening | 13112 | 2028 |  | 0 | 2028
Distribution Feeder Hardening-Breaker-60056889 | Distribution Feeder Hardening | 13013 | 2023 | 2024 | -1 | 2024
Distribution Feeder Hardening-Breaker-60057165 | Distribution Feeder Hardening | 13878 | 0 |  | 0 | 0
Distribution Feeder Hardening-Breaker-60057185 | Distribution Feeder Hardening | 13881 | 0 |  | 0 | 0
Distribution Feeder Hardening-Breaker-60057203 | Distribution Feeder Hardening | 13880 | 0 |  | 0 | 0
Distribution Feeder Hardening-Breaker-60057307 | Distribution Feeder Hardening | 13879 | 0 |  | 0 | 0
Distribution Feeder Hardening-Breaker-60057327 | Distribution Feeder Hardening | 13884 | 0 |  | 0 | 0
Distribution Feeder Hardening-Breaker-60057356 | Distribution Feeder Hardening | 13883 | 0 |  | 0 | 0
Distribution Feeder Hardening-Breaker-60057586 | Distribution Feeder Hardening | 13072 | 2023 |  | 0 | 2023
Distribution Feeder Hardening-Breaker-60057598 | Distribution Feeder Hardening | 13073 | 2029 |  | 0 | 2029
Distribution Feeder Hardening-Breaker-60061198 | Distribution Feeder Hardening | 13613 | 0 |  | 0 | 0
Distribution Feeder Hardening-Breaker-60061206 | Distribution Feeder Hardening | 13611 | 2028 |  | 0 | 2028
Distribution Feeder Hardening-Breaker-60061214 | Distribution Feeder Hardening | 13610 | 2023 |  | 0 | 2023
Distribution Feeder Hardening-Breaker-60061229 | Distribution Feeder Hardening | 13214 | 2026 |  | 0 | 2026
Distribution Feeder Hardening-Breaker-60061250 | Distribution Feeder Hardening | 13181 | 2027 |  | 0 | 2027
Distribution Feeder Hardening-Breaker-60061265 | Distribution Feeder Hardening | 13178 | 2025 |  | 0 | 2025
Distribution Feeder Hardening-Breaker-60061275 | Distribution Feeder Hardening | 13184 | 2024 |  | 0 | 2024
Distribution Feeder Hardening-Breaker-60061287 | Distribution Feeder Hardening | 13177 | 2024 |  | 0 | 2024
Distribution Feeder Hardening-Breaker-60061300 | Distribution Feeder Hardening | 13176 | 2023 |  | 0 | 2023
Distribution Feeder Hardening-Breaker-60061309 | Distribution Feeder Hardening | 13175 | 2022 | 2023 | -1 | 2023
Distribution Feeder Hardening-Breaker-60061326 | Distribution Feeder Hardening | 13043 | 2028 |  | 0 | 2028
Distribution Feeder Hardening-Breaker-60061338 | Distribution Feeder Hardening | 13044 | 2028 |  | 0 | 2028
Distribution Feeder Hardening-Breaker-60061342 | Distribution Feeder Hardening | 13045 | 2029 |  | 0 | 2029
Distribution Feeder Hardening-Breaker-60061388 | Distribution Feeder Hardening | 13218 | 2028 |  | 0 | 2028
Distribution Feeder Hardening-Breaker-60061395 | Distribution Feeder Hardening | 13138 | 2028 |  | 0 | 2028
Distribution Feeder Hardening-Breaker-60061407 | Distribution Feeder Hardening | 13137 | 0 |  | 0 | 0
Distribution Feeder Hardening-Breaker-60061419 | Distribution Feeder Hardening | 13136 | 0 |  | 0 | 0
Distribution Feeder Hardening-Breaker-60061429 | Distribution Feeder Hardening | 13219 | 0 |  | 0 | 0
Distribution Feeder Hardening-Breaker-60061444 | Distribution Feeder Hardening | 13139 | 2026 |  | 0 | 2026
Distribution Feeder Hardening-Breaker-60061458 | Distribution Feeder Hardening | 13220 | 2028 |  | 0 | 2028
Distribution Feeder Hardening-Breaker-60061467 | Distribution Feeder Hardening | 13154 | 0 |  | 0 | 0
Distribution Feeder Hardening-Breaker-60061491 | Distribution Feeder Hardening | 13492 | 2024 |  | 0 | 2024
Distribution Feeder Hardening-Breaker-60061503 | Distribution Feeder Hardening | 13155 | 0 |  | 0 | 0
Distribution Feeder Hardening-Breaker-60061515 | Distribution Feeder Hardening | 13491 | 0 |  | 0 | 0
Distribution Feeder Hardening-Breaker-60061524 | Distribution Feeder Hardening | 13493 | 2027 |  | 0 | 2027
Distribution Feeder Hardening-Breaker-60061559 | Distribution Feeder Hardening | 13388 | 2025 |  | 0 | 2025
Distribution Feeder Hardening-Breaker-60061573 | Distribution Feeder Hardening | 13390 | 0 |  | 0 | 0
Distribution Feeder Hardening-Breaker-60061598 | Distribution Feeder Hardening | 13918 | 0 |  | 0 | 0
Distribution Feeder Hardening-Breaker-60061609 | Distribution Feeder Hardening | 13916 | 0 |  | 0 | 0
Distribution Feeder Hardening-Breaker-60061655 | Distribution Feeder Hardening | 13324 | 2028 |  | 0 | 2028
Distribution Feeder Hardening-Breaker-60061659 | Distribution Feeder Hardening | 13326 | 2027 |  | 0 | 2027
Distribution Feeder Hardening-Breaker-60061695 | Distribution Feeder Hardening | 13270 | 2029 |  | 0 | 2029
Distribution Feeder Hardening-Breaker-60063763 | Distribution Feeder Hardening | 13231 | 2029 |  | 0 | 2029
Distribution Feeder Hardening-Breaker-60063774 | Distribution Feeder Hardening | 13226 | 2028 |  | 0 | 2028
Distribution Feeder Hardening-Breaker-60063796 | Distribution Feeder Hardening | 13225 | 2029 |  | 0 | 2029
Distribution Feeder Hardening-Breaker-60063798 | Distribution Feeder Hardening | 13227 | 2021 |  | 0 | 2021
Distribution Feeder Hardening-Breaker-60063857 | Distribution Feeder Hardening | 13447 | 0 |  | 0 | 0
Distribution Feeder Hardening-Breaker-60063865 | Distribution Feeder Hardening | 13449 | 0 |  | 0 | 0
Distribution Feeder Hardening-Breaker-60063873 | Distribution Feeder Hardening | 13450 | 0 |  | 0 | 0
Distribution Feeder Hardening-Breaker-60063930 | Distribution Feeder Hardening | 13090 | 2026 |  | 0 | 2026
Distribution Feeder Hardening-Breaker-60064101 | Distribution Feeder Hardening | 13143 | 0 |  | 0 | 0
Distribution Feeder Hardening-Breaker-60064140 | Distribution Feeder Hardening | 13141 | 0 |  | 0 | 0
Distribution Feeder Hardening-Breaker-60064142 | Distribution Feeder Hardening | 13140 | 0 |  | 0 | 0
Distribution Feeder Hardening-Breaker-60064155 | Distribution Feeder Hardening | 13142 | 2027 |  | 0 | 2027
Distribution Feeder Hardening-Breaker-60064168 | Distribution Feeder Hardening | 13358 | 2024 |  | 0 | 2024
Distribution Feeder Hardening-Breaker-60064181 | Distribution Feeder Hardening | 13359 | 0 |  | 0 | 0
Distribution Feeder Hardening-Breaker-60064214 | Distribution Feeder Hardening | 13295 | 0 |  | 0 | 0
Distribution Feeder Hardening-Breaker-60064222 | Distribution Feeder Hardening | 13297 | 0 |  | 0 | 0
Distribution Feeder Hardening-Breaker-60064234 | Distribution Feeder Hardening | 13296 | 2022 |  | 0 | 2022
Distribution Feeder Hardening-Breaker-60064265 | Distribution Feeder Hardening | 13761 | 0 |  | 0 | 0
Distribution Feeder Hardening-Breaker-60064306 | Distribution Feeder Hardening | 13078 | 0 |  | 0 | 0
Distribution Feeder Hardening-Breaker-60064331 | Distribution Feeder Hardening | 13530 | 0 |  | 0 | 0
Distribution Feeder Hardening-Breaker-60064337 | Distribution Feeder Hardening | 13533 | 2020 |  | 0 | 2020
Distribution Feeder Hardening-Breaker-60064396 | Distribution Feeder Hardening | 13817 | 0 |  | 0 | 0
Distribution Feeder Hardening-Breaker-60064435 | Distribution Feeder Hardening | 13502 | 0 |  | 0 | 0
Distribution Feeder Hardening-Breaker-60064450 | Distribution Feeder Hardening | 13501 | 0 |  | 0 | 0
Distribution Feeder Hardening-Breaker-60064488 | Distribution Feeder Hardening | 13506 | 0 |  | 0 | 0
Distribution Feeder Hardening-Breaker-60064515 | Distribution Feeder Hardening | 13509 | 2029 |  | 0 | 2029
Distribution Feeder Hardening-Breaker-60064526 | Distribution Feeder Hardening | 13398 | 2026 |  | 0 | 2026
Distribution Feeder Hardening-Breaker-60064539 | Distribution Feeder Hardening | 13397 | 2027 |  | 0 | 2027
Distribution Feeder Hardening-Breaker-60064551 | Distribution Feeder Hardening | 13400 | 2027 |  | 0 | 2027
Distribution Feeder Hardening-Breaker-60064560 | Distribution Feeder Hardening | 13399 | 0 |  | 0 | 0
Distribution Feeder Hardening-Breaker-60064581 | Distribution Feeder Hardening | 13464 | 0 |  | 0 | 0
Distribution Feeder Hardening-Breaker-60064595 | Distribution Feeder Hardening | 13119 | 0 |  | 0 | 0
Distribution Feeder Hardening-Breaker-60064622 | Distribution Feeder Hardening | 13120 | 2028 |  | 0 | 2028
Distribution Feeder Hardening-Breaker-60064635 | Distribution Feeder Hardening | 13121 | 2028 |  | 0 | 2028
Distribution Feeder Hardening-Breaker-60064648 | Distribution Feeder Hardening | 13122 | 2023 |  | 0 | 2023
Distribution Feeder Hardening-Breaker-60064661 | Distribution Feeder Hardening | 13123 | 2024 |  | 0 | 2024
Distribution Feeder Hardening-Breaker-60064676 | Distribution Feeder Hardening | 13462 | 2021 |  | 0 | 2021
Distribution Feeder Hardening-Breaker-60064721 | Distribution Feeder Hardening | 13707 | 0 |  | 0 | 0
Distribution Feeder Hardening-Breaker-60064746 | Distribution Feeder Hardening | 13708 | 2028 |  | 0 | 2028
Distribution Feeder Hardening-Breaker-60064761 | Distribution Feeder Hardening | 13709 | 0 |  | 0 | 0
Distribution Feeder Hardening-Breaker-60066310 | Distribution Feeder Hardening | 13967 | 0 |  | 0 | 0
Distribution Feeder Hardening-Breaker-60066323 | Distribution Feeder Hardening | 13968 | 2029 |  | 0 | 2029
Distribution Feeder Hardening-Breaker-60066344 | Distribution Feeder Hardening | 13546 | 0 |  | 0 | 0
Distribution Feeder Hardening-Breaker-60066352 | Distribution Feeder Hardening | 13547 | 2025 |  | 0 | 2025
Distribution Feeder Hardening-Breaker-60066445 | Distribution Feeder Hardening | 13745 | 2020 |  | 0 | 2020
Distribution Feeder Hardening-Breaker-60066460 | Distribution Feeder Hardening | 13748 | 2025 |  | 0 | 2025
Distribution Feeder Hardening-Breaker-60066471 | Distribution Feeder Hardening | 13747 | 0 |  | 0 | 0
Distribution Feeder Hardening-Breaker-60066489 | Distribution Feeder Hardening | 13460 | 2024 |  | 0 | 2024
Distribution Feeder Hardening-Breaker-60066502 | Distribution Feeder Hardening | 13461 | 2021 |  | 0 | 2021
Distribution Feeder Hardening-Breaker-60066517 | Distribution Feeder Hardening | 13458 | 2028 |  | 0 | 2028
Distribution Feeder Hardening-Breaker-60066530 | Distribution Feeder Hardening | 13459 | 2028 |  | 0 | 2028
Distribution Feeder Hardening-Breaker-60066545 | Distribution Feeder Hardening | 13329 | 2024 |  | 0 | 2024
Distribution Feeder Hardening-Breaker-60066560 | Distribution Feeder Hardening | 13330 | 2026 |  | 0 | 2026
Distribution Feeder Hardening-Breaker-60066573 | Distribution Feeder Hardening | 13331 | 0 |  | 0 | 0
Distribution Feeder Hardening-Breaker-60066584 | Distribution Feeder Hardening | 13328 | 2023 |  | 0 | 2023
Distribution Feeder Hardening-Breaker-60066599 | Distribution Feeder Hardening | 13340 | 2027 | 2026 | 1 | 2026
Distribution Feeder Hardening-Breaker-60066616 | Distribution Feeder Hardening | 13341 | 2027 |  | 0 | 2027
Distribution Feeder Hardening-Breaker-60066633 | Distribution Feeder Hardening | 13942 | 0 |  | 0 | 0
Distribution Feeder Hardening-Breaker-60066655 | Distribution Feeder Hardening | 13943 | 2027 | 2029 | -2 | 2029
Distribution Feeder Hardening-Breaker-60066663 | Distribution Feeder Hardening | 13944 | 0 |  | 0 | 0
Distribution Feeder Hardening-Breaker-60066679 | Distribution Feeder Hardening | 13896 | 2027 |  | 0 | 2027
Distribution Feeder Hardening-Breaker-60066696 | Distribution Feeder Hardening | 13900 | 0 |  | 0 | 0
Distribution Feeder Hardening-Breaker-60066714 | Distribution Feeder Hardening | 13899 | 2026 |  | 0 | 2026
Distribution Feeder Hardening-Breaker-60066736 | Distribution Feeder Hardening | 13825 | 2028 |  | 0 | 2028
Distribution Feeder Hardening-Breaker-60066749 | Distribution Feeder Hardening | 13826 | 0 |  | 0 | 0
Distribution Feeder Hardening-Breaker-60066760 | Distribution Feeder Hardening | 13827 | 0 |  | 0 | 0
Distribution Feeder Hardening-Breaker-60066810 | Distribution Feeder Hardening | 13831 | 0 |  | 0 | 0
Distribution Feeder Hardening-Breaker-60066812 | Distribution Feeder Hardening | 13830 | 0 |  | 0 | 0
Distribution Feeder Hardening-Breaker-60066896 | Distribution Feeder Hardening | 13695 | 0 |  | 0 | 0
Distribution Feeder Hardening-Breaker-60067335 | Distribution Feeder Hardening | 13289 | 2025 |  | 0 | 2025
Distribution Feeder Hardening-Breaker-60067361 | Distribution Feeder Hardening | 13292 | 0 |  | 0 | 0
Distribution Feeder Hardening-Breaker-60067372 | Distribution Feeder Hardening | 13293 | 2024 |  | 0 | 2024
Distribution Feeder Hardening-Breaker-60067383 | Distribution Feeder Hardening | 13087 | 2029 |  | 0 | 2029
Distribution Feeder Hardening-Breaker-60067411 | Distribution Feeder Hardening | 13084 | 2023 |  | 0 | 2023
Distribution Feeder Hardening-Breaker-60067420 | Distribution Feeder Hardening | 13964 | 2021 |  | 0 | 2021
Distribution Feeder Hardening-Breaker-60067451 | Distribution Feeder Hardening | 13426 | 0 |  | 0 | 0
Distribution Feeder Hardening-Breaker-60067462 | Distribution Feeder Hardening | 13425 | 0 |  | 0 | 0
Distribution Feeder Hardening-Breaker-60067475 | Distribution Feeder Hardening | 13427 | 0 |  | 0 | 0
Distribution Feeder Hardening-Breaker-60067499 | Distribution Feeder Hardening | 13428 | 2026 |  | 0 | 2026
Distribution Feeder Hardening-Breaker-60067512 | Distribution Feeder Hardening | 13573 | 0 |  | 0 | 0
Distribution Feeder Hardening-Breaker-60067524 | Distribution Feeder Hardening | 13572 | 0 |  | 0 | 0
Distribution Feeder Hardening-Breaker-60067539 | Distribution Feeder Hardening | 13574 | 0 |  | 0 | 0
Distribution Feeder Hardening-Breaker-60067581 | Distribution Feeder Hardening | 13635 | 0 |  | 0 | 0
Distribution Feeder Hardening-Breaker-60067595 | Distribution Feeder Hardening | 13637 | 2028 |  | 0 | 2028
Distribution Feeder Hardening-Breaker-60067652 | Distribution Feeder Hardening | 13351 | 0 |  | 0 | 0
Distribution Feeder Hardening-Breaker-60067660 | Distribution Feeder Hardening | 13352 | 0 |  | 0 | 0
Distribution Feeder Hardening-Breaker-60067668 | Distribution Feeder Hardening | 13348 | 2029 |  | 0 | 2029
Distribution Feeder Hardening-Breaker-60067676 | Distribution Feeder Hardening | 13349 | 0 |  | 0 | 0
Distribution Feeder Hardening-Breaker-60067692 | Distribution Feeder Hardening | 13354 | 0 |  | 0 | 0
Distribution Feeder Hardening-Breaker-60067708 | Distribution Feeder Hardening | 13311 | 2024 |  | 0 | 2024
Distribution Feeder Hardening-Breaker-60067726 | Distribution Feeder Hardening | 13312 | 2023 | 2022 | 1 | 2022
Distribution Feeder Hardening-Breaker-60067730 | Distribution Feeder Hardening | 13313 | 2023 | 2021 | 2 | 2021
Distribution Feeder Hardening-Breaker-60067748 | Distribution Feeder Hardening | 13309 | 2023 | 2021 | 2 | 2021
Distribution Feeder Hardening-Breaker-60067752 | Distribution Feeder Hardening | 13308 | 2020 |  | 0 | 2020
Distribution Feeder Hardening-Breaker-60067758 | Distribution Feeder Hardening | 13314 | 2021 |  | 0 | 2021
Distribution Feeder Hardening-Breaker-60067808 | Distribution Feeder Hardening | 13785 | 0 |  | 0 | 0
Distribution Feeder Hardening-Breaker-60067810 | Distribution Feeder Hardening | 13786 | 0 |  | 0 | 0
Distribution Feeder Hardening-Breaker-60067812 | Distribution Feeder Hardening | 13787 | 0 |  | 0 | 0
Distribution Feeder Hardening-Breaker-60068371 | Distribution Feeder Hardening | 13323 | 0 |  | 0 | 0
Distribution Feeder Hardening-Breaker-60068415 | Distribution Feeder Hardening | 13317 | 0 |  | 0 | 0
Distribution Feeder Hardening-Breaker-60068426 | Distribution Feeder Hardening | 13366 | 0 |  | 0 | 0
Distribution Feeder Hardening-Breaker-60068434 | Distribution Feeder Hardening | 13364 | 0 |  | 0 | 0
Distribution Feeder Hardening-Breaker-60068463 | Distribution Feeder Hardening | 13367 | 0 |  | 0 | 0
Distribution Feeder Hardening-Breaker-60068485 | Distribution Feeder Hardening | 13365 | 0 |  | 0 | 0
Distribution Feeder Hardening-Breaker-60068509 | Distribution Feeder Hardening | 13699 | 0 |  | 0 | 0
Distribution Feeder Hardening-Breaker-60068519 | Distribution Feeder Hardening | 13698 | 2028 |  | 0 | 2028
Distribution Feeder Hardening-Breaker-60068536 | Distribution Feeder Hardening | 13815 | 0 |  | 0 | 0
Distribution Feeder Hardening-Breaker-60068550 | Distribution Feeder Hardening | 13813 | 0 |  | 0 | 0
Distribution Feeder Hardening-Breaker-60068564 | Distribution Feeder Hardening | 13737 | 2028 |  | 0 | 2028
Distribution Feeder Hardening-Breaker-60068572 | Distribution Feeder Hardening | 13740 | 2024 |  | 0 | 2024
Distribution Feeder Hardening-Breaker-60068588 | Distribution Feeder Hardening | 13739 | 2024 |  | 0 | 2024
Distribution Feeder Hardening-Breaker-60068601 | Distribution Feeder Hardening | 13738 | 0 |  | 0 | 0
Distribution Feeder Hardening-Breaker-60068616 | Distribution Feeder Hardening | 13980 | 0 |  | 0 | 0
Distribution Feeder Hardening-Breaker-60068626 | Distribution Feeder Hardening | 13983 | 0 |  | 0 | 0
Distribution Feeder Hardening-Breaker-60068638 | Distribution Feeder Hardening | 13984 | 2022 |  | 0 | 2022
Distribution Feeder Hardening-Breaker-60068649 | Distribution Feeder Hardening | 13150 | 2025 |  | 0 | 2025
Distribution Feeder Hardening-Breaker-60068662 | Distribution Feeder Hardening | 13151 | 0 |  | 0 | 0
Distribution Feeder Hardening-Breaker-60068676 | Distribution Feeder Hardening | 13152 | 0 |  | 0 | 0
Distribution Feeder Hardening-Breaker-60068683 | Distribution Feeder Hardening | 13153 | 0 |  | 0 | 0
Distribution Feeder Hardening-Breaker-60068697 | Distribution Feeder Hardening | 13194 | 0 |  | 0 | 0
Distribution Feeder Hardening-Breaker-60068735 | Distribution Feeder Hardening | 13193 | 2028 |  | 0 | 2028
Distribution Feeder Hardening-Breaker-60068749 | Distribution Feeder Hardening | 13191 | 2024 |  | 0 | 2024
Distribution Feeder Hardening-Breaker-60068778 | Distribution Feeder Hardening | 13722 | 2026 |  | 0 | 2026
Distribution Feeder Hardening-Breaker-60068791 | Distribution Feeder Hardening | 13724 | 2029 |  | 0 | 2029
Distribution Feeder Hardening-Breaker-60068805 | Distribution Feeder Hardening | 13254 | 2025 |  | 0 | 2025 | 2025
Distribution Feeder Hardening-Breaker-60068817 | Distribution Feeder Hardening | 13256 | 0 |  | 0 | 0
Distribution Feeder Hardening-Breaker-60068831 | Distribution Feeder Hardening | 13066 | 0 |  | 0 | 0
Distribution Feeder Hardening-Breaker-60068841 | Distribution Feeder Hardening | 13069 | 0 |  | 0 | 0
Distribution Feeder Hardening-Breaker-60070624 | Distribution Feeder Hardening | 13036 | 2027 |  | 0 | 2027
Distribution Feeder Hardening-Breaker-60070642 | Distribution Feeder Hardening | 13035 | 2023 |  | 0 | 2023
Distribution Feeder Hardening-Breaker-60070655 | Distribution Feeder Hardening | 13034 | 2026 |  | 0 | 2026
Distribution Feeder Hardening-Breaker-60070668 | Distribution Feeder Hardening | 13037 | 2029 |  | 0 | 2029
Distribution Feeder Hardening-Breaker-60070711 | Distribution Feeder Hardening | 13438 | 2028 |  | 0 | 2028
Distribution Feeder Hardening-Breaker-60070724 | Distribution Feeder Hardening | 13439 | 2024 |  | 0 | 2024
Distribution Feeder Hardening-Breaker-60070737 | Distribution Feeder Hardening | 13440 | 2026 |  | 0 | 2026
Distribution Feeder Hardening-Breaker-60070765 | Distribution Feeder Hardening | 13494 | 2029 |  | 0 | 2029
Distribution Feeder Hardening-Breaker-60070776 | Distribution Feeder Hardening | 13489 | 2022 | 2023 | -1 | 2023
Distribution Feeder Hardening-Breaker-60070787 | Distribution Feeder Hardening | 13488 | 0 |  | 0 | 0
Distribution Feeder Hardening-Breaker-60070816 | Distribution Feeder Hardening | 13080 | 0 |  | 0 | 0
Distribution Feeder Hardening-Breaker-60070833 | Distribution Feeder Hardening | 13081 | 0 |  | 0 | 0
Distribution Feeder Hardening-Breaker-60070846 | Distribution Feeder Hardening | 13082 | 2026 |  | 0 | 2026
Distribution Feeder Hardening-Breaker-60070928 | Distribution Feeder Hardening | 13206 | 2025 |  | 0 | 2025
Distribution Feeder Hardening-Breaker-60070940 | Distribution Feeder Hardening | 13207 | 0 |  | 0 | 0
Distribution Feeder Hardening-Breaker-60070972 | Distribution Feeder Hardening | 13210 | 2025 |  | 0 | 2025
Distribution Feeder Hardening-Breaker-60071487 | Distribution Feeder Hardening | 13731 | 0 |  | 0 | 0
Distribution Feeder Hardening-Breaker-60071505 | Distribution Feeder Hardening | 13729 | 0 |  | 0 | 0
Distribution Feeder Hardening-Breaker-60071527 | Distribution Feeder Hardening | 13371 | 0 |  | 0 | 0
Distribution Feeder Hardening-Breaker-60071529 | Distribution Feeder Hardening | 13373 | 2023 |  | 0 | 2023
Distribution Feeder Hardening-Breaker-60071547 | Distribution Feeder Hardening | 13372 | 2029 |  | 0 | 2029
Distribution Feeder Hardening-Breaker-60071549 | Distribution Feeder Hardening | 13370 | 2024 |  | 0 | 2024
Distribution Feeder Hardening-Breaker-60071568 | Distribution Feeder Hardening | 13888 | 0 |  | 0 | 0
Distribution Feeder Hardening-Breaker-60071602 | Distribution Feeder Hardening | 13889 | 2024 |  | 0 | 2024
Distribution Feeder Hardening-Breaker-60071606 | Distribution Feeder Hardening | 13886 | 0 |  | 0 | 0
Distribution Feeder Hardening-Breaker-60071608 | Distribution Feeder Hardening | 13891 | 0 |  | 0 | 0
Distribution Feeder Hardening-Breaker-60071610 | Distribution Feeder Hardening | 13895 | 0 |  | 0 | 0
Distribution Feeder Hardening-Breaker-60071612 | Distribution Feeder Hardening | 13892 | 2026 |  | 0 | 2026
Distribution Feeder Hardening-Breaker-60071666 | Distribution Feeder Hardening | 13840 | 2028 |  | 0 | 2028
Distribution Feeder Hardening-Breaker-60071687 | Distribution Feeder Hardening | 13835 | 2023 |  | 0 | 2023
Distribution Feeder Hardening-Breaker-60071689 | Distribution Feeder Hardening | 13839 | 2029 |  | 0 | 2029
Distribution Feeder Hardening-Breaker-60071691 | Distribution Feeder Hardening | 13838 | 2027 |  | 0 | 2027
Distribution Feeder Hardening-Breaker-60071718 | Distribution Feeder Hardening | 14011 | 0 |  | 0 | 0
Distribution Feeder Hardening-Breaker-60071736 | Distribution Feeder Hardening | 14012 | 0 |  | 0 | 0
Distribution Feeder Hardening-Breaker-60071758 | Distribution Feeder Hardening | 13339 | 2021 |  | 0 | 2021
Distribution Feeder Hardening-Breaker-60071797 | Distribution Feeder Hardening | 13337 | 0 |  | 0 | 0
Distribution Feeder Hardening-Breaker-60071799 | Distribution Feeder Hardening | 13336 | 0 |  | 0 | 0
Distribution Feeder Hardening-Breaker-60071801 | Distribution Feeder Hardening | 13333 | 0 |  | 0 | 0
Distribution Feeder Hardening-Breaker-60071803 | Distribution Feeder Hardening | 13334 | 2029 |  | 0 | 2029
Distribution Feeder Hardening-Breaker-60071805 | Distribution Feeder Hardening | 13338 | 2023 |  | 0 | 2023
Distribution Feeder Hardening-Breaker-60071807 | Distribution Feeder Hardening | 13332 | 0 |  | 0 | 0
Distribution Feeder Hardening-Breaker-60071809 | Distribution Feeder Hardening | 13335 | 0 |  | 0 | 0
Distribution Feeder Hardening-Breaker-60071861 | Distribution Feeder Hardening | 13679 | 0 |  | 0 | 0
Distribution Feeder Hardening-Breaker-60071879 | Distribution Feeder Hardening | 13678 | 0 |  | 0 | 0
Distribution Feeder Hardening-Breaker-60071884 | Distribution Feeder Hardening | 13677 | 0 |  | 0 | 0
Distribution Feeder Hardening-Breaker-60071905 | Distribution Feeder Hardening | 14032 | 0 |  | 0 | 0
Distribution Feeder Hardening-Breaker-60071931 | Distribution Feeder Hardening | 14035 | 0 |  | 0 | 0
Distribution Feeder Hardening-Breaker-60071933 | Distribution Feeder Hardening | 14036 | 0 |  | 0 | 0
Distribution Feeder Hardening-Breaker-60071935 | Distribution Feeder Hardening | 14030 | 0 |  | 0 | 0
Distribution Feeder Hardening-Breaker-60075015 | Distribution Feeder Hardening | 13710 | 0 |  | 0 | 0
Distribution Feeder Hardening-Breaker-60075033 | Distribution Feeder Hardening | 13706 | 0 |  | 0 | 0
Distribution Feeder Hardening-Breaker-60075046 | Distribution Feeder Hardening | 13711 | 0 |  | 0 | 0
Distribution Feeder Hardening-Breaker-60075058 | Distribution Feeder Hardening | 13705 | 0 |  | 0 | 0
Distribution Feeder Hardening-Breaker-60075088 | Distribution Feeder Hardening | 13584 | 0 |  | 0 | 0
Distribution Feeder Hardening-Breaker-60075101 | Distribution Feeder Hardening | 13585 | 0 |  | 0 | 0
Distribution Feeder Hardening-Breaker-60075115 | Distribution Feeder Hardening | 13586 | 0 |  | 0 | 0
Distribution Feeder Hardening-Breaker-60075129 | Distribution Feeder Hardening | 13587 | 0 |  | 0 | 0
Distribution Feeder Hardening-Breaker-60075141 | Distribution Feeder Hardening | 13583 | 0 |  | 0 | 0
Distribution Feeder Hardening-Breaker-60075167 | Distribution Feeder Hardening | 13589 | 0 |  | 0 | 0
Distribution Feeder Hardening-Breaker-60075183 | Distribution Feeder Hardening | 13582 | 0 |  | 0 | 0
Distribution Feeder Hardening-Breaker-60075196 | Distribution Feeder Hardening | 13753 | 2025 |  | 0 | 2025
Distribution Feeder Hardening-Breaker-60075207 | Distribution Feeder Hardening | 13756 | 2025 |  | 0 | 2025
Distribution Feeder Hardening-Breaker-60075219 | Distribution Feeder Hardening | 13754 | 2028 |  | 0 | 2028
Distribution Feeder Hardening-Breaker-60075237 | Distribution Feeder Hardening | 13031 | 0 |  | 0 | 0
Distribution Feeder Hardening-Breaker-60075244 | Distribution Feeder Hardening | 13030 | 2027 |  | 0 | 2027
Distribution Feeder Hardening-Breaker-60075260 | Distribution Feeder Hardening | 13521 | 0 |  | 0 | 0
Distribution Feeder Hardening-Breaker-60075288 | Distribution Feeder Hardening | 13518 | 2028 |  | 0 | 2028
Distribution Feeder Hardening-Breaker-60075300 | Distribution Feeder Hardening | 13520 | 2028 |  | 0 | 2028
Distribution Feeder Hardening-Breaker-60075308 | Distribution Feeder Hardening | 13519 | 2028 |  | 0 | 2028
Distribution Feeder Hardening-Breaker-60075328 | Distribution Feeder Hardening | 13863 | 0 |  | 0 | 0
Distribution Feeder Hardening-Breaker-60075341 | Distribution Feeder Hardening | 13864 | 2025 |  | 0 | 2025
Distribution Feeder Hardening-Breaker-60075356 | Distribution Feeder Hardening | 13865 | 0 |  | 0 | 0
Distribution Feeder Hardening-Breaker-60075392 | Distribution Feeder Hardening | 13869 | 0 |  | 0 | 0
Distribution Feeder Hardening-Breaker-60075416 | Distribution Feeder Hardening | 13632 | 0 |  | 0 | 0
Distribution Feeder Hardening-Breaker-60075429 | Distribution Feeder Hardening | 13631 | 2026 |  | 0 | 2026
Distribution Feeder Hardening-Breaker-60075442 | Distribution Feeder Hardening | 13630 | 2025 |  | 0 | 2025
Distribution Feeder Hardening-Breaker-60075458 | Distribution Feeder Hardening | 13187 | 0 |  | 0 | 0
Distribution Feeder Hardening-Breaker-60075477 | Distribution Feeder Hardening | 13633 | 2021 |  | 0 | 2021
Distribution Feeder Hardening-Breaker-60075495 | Distribution Feeder Hardening | 13185 | 0 |  | 0 | 0
Distribution Feeder Hardening-Breaker-60075508 | Distribution Feeder Hardening | 13186 | 2029 |  | 0 | 2029
Distribution Feeder Hardening-Breaker-60075517 | Distribution Feeder Hardening | 13188 | 0 |  | 0 | 0
Distribution Feeder Hardening-Breaker-60077081 | Distribution Feeder Hardening | 13829 | 0 |  | 0 | 0
Distribution Feeder Hardening-Breaker-60077093 | Distribution Feeder Hardening | 13514 | 2027 |  | 0 | 2027
Distribution Feeder Hardening-Breaker-60077111 | Distribution Feeder Hardening | 13513 | 2028 |  | 0 | 2028
Distribution Feeder Hardening-Breaker-60077113 | Distribution Feeder Hardening | 13516 | 2027 |  | 0 | 2027
Distribution Feeder Hardening-Breaker-60077140 | Distribution Feeder Hardening | 13517 | 2023 |  | 0 | 2023
Distribution Feeder Hardening-Breaker-60077142 | Distribution Feeder Hardening | 13512 | 0 |  | 0 | 0
Distribution Feeder Hardening-Breaker-60077164 | Distribution Feeder Hardening | 13510 | 0 |  | 0 | 0
Distribution Feeder Hardening-Breaker-60077166 | Distribution Feeder Hardening | 13511 | 2029 |  | 0 | 2029
Distribution Feeder Hardening-Breaker-60077231 | Distribution Feeder Hardening | 13481 | 2027 |  | 0 | 2027
Distribution Feeder Hardening-Breaker-60077256 | Distribution Feeder Hardening | 13482 | 0 |  | 0 | 0
Distribution Feeder Hardening-Breaker-60077260 | Distribution Feeder Hardening | 13484 | 0 |  | 0 | 0
Distribution Feeder Hardening-Breaker-60077283 | Distribution Feeder Hardening | 13480 | 0 |  | 0 | 0
Distribution Feeder Hardening-Breaker-60077299 | Distribution Feeder Hardening | 13606 | 2029 |  | 0 | 2029
Distribution Feeder Hardening-Breaker-60077314 | Distribution Feeder Hardening | 13605 | 0 |  | 0 | 0
Distribution Feeder Hardening-Breaker-60077328 | Distribution Feeder Hardening | 13669 | 0 |  | 0 | 0
Distribution Feeder Hardening-Breaker-60077340 | Distribution Feeder Hardening | 13672 | 0 |  | 0 | 0
Distribution Feeder Hardening-Breaker-60077364 | Distribution Feeder Hardening | 13671 | 0 |  | 0 | 0
Distribution Feeder Hardening-Breaker-60077367 | Distribution Feeder Hardening | 13670 | 0 |  | 0 | 0
Distribution Feeder Hardening-Breaker-60077387 | Distribution Feeder Hardening | 14069 | 0 |  | 0 | 0
Distribution Feeder Hardening-Breaker-60077402 | Distribution Feeder Hardening | 14070 | 0 |  | 0 | 0
Distribution Feeder Hardening-Breaker-60077522 | Distribution Feeder Hardening | 13105 | 2026 |  | 0 | 2026
Distribution Feeder Hardening-Breaker-60077537 | Distribution Feeder Hardening | 13104 | 2023 | 2021 | 2 | 2021
Distribution Feeder Hardening-Breaker-60077548 | Distribution Feeder Hardening | 13107 | 2026 |  | 0 | 2026
Distribution Feeder Hardening-Breaker-60077552 | Distribution Feeder Hardening | 13106 | 0 |  | 0 | 0
Distribution Feeder Hardening-Breaker-60078081 | Distribution Feeder Hardening | 13068 | 2025 |  | 0 | 2025
Distribution Feeder Hardening-Breaker-60078101 | Distribution Feeder Hardening | 13870 | 0 |  | 0 | 0
Distribution Feeder Hardening-Breaker-60078128 | Distribution Feeder Hardening | 13871 | 0 |  | 0 | 0
Distribution Feeder Hardening-Breaker-60078138 | Distribution Feeder Hardening | 13872 | 0 |  | 0 | 0
Distribution Feeder Hardening-Breaker-60078179 | Distribution Feeder Hardening | 13524 | 0 |  | 0 | 0
Distribution Feeder Hardening-Breaker-60078225 | Distribution Feeder Hardening | 13522 | 2025 |  | 0 | 2025
Distribution Feeder Hardening-Breaker-60078236 | Distribution Feeder Hardening | 13523 | 2027 |  | 0 | 2027
Distribution Feeder Hardening-Breaker-60078347 | Distribution Feeder Hardening | 13985 | 0 |  | 0 | 0
Distribution Feeder Hardening-Breaker-60078358 | Distribution Feeder Hardening | 13987 | 0 |  | 0 | 0
Distribution Feeder Hardening-Breaker-60078377 | Distribution Feeder Hardening | 13986 | 0 |  | 0 | 0
Distribution Feeder Hardening-Breaker-60078387 | Distribution Feeder Hardening | 14090 | 0 |  | 0 | 0
Distribution Feeder Hardening-Breaker-60078400 | Distribution Feeder Hardening | 14091 | 0 |  | 0 | 0
Distribution Feeder Hardening-Breaker-60078412 | Distribution Feeder Hardening | 14094 | 2022 |  | 0 | 2022
Distribution Feeder Hardening-Breaker-60078428 | Distribution Feeder Hardening | 14096 | 0 |  | 0 | 0
Distribution Feeder Hardening-Breaker-60078440 | Distribution Feeder Hardening | 14089 | 0 |  | 0 | 0
Distribution Feeder Hardening-Breaker-60078463 | Distribution Feeder Hardening | 13041 | 0 |  | 0 | 0
Distribution Feeder Hardening-Breaker-60078476 | Distribution Feeder Hardening | 13040 | 0 |  | 0 | 0
Distribution Feeder Hardening-Breaker-60078488 | Distribution Feeder Hardening | 13039 | 2024 |  | 0 | 2024
Distribution Feeder Hardening-Breaker-60078500 | Distribution Feeder Hardening | 13038 | 2026 |  | 0 | 2026
Distribution Feeder Hardening-Breaker-60078511 | Distribution Feeder Hardening | 14109 | 0 |  | 0 | 0
Distribution Feeder Hardening-Breaker-60078523 | Distribution Feeder Hardening | 14110 | 0 |  | 0 | 0
Distribution Feeder Hardening-Breaker-60078537 | Distribution Feeder Hardening | 13134 | 0 |  | 0 | 0
Distribution Feeder Hardening-Breaker-60078551 | Distribution Feeder Hardening | 13132 | 0 |  | 0 | 0
Distribution Feeder Hardening-Breaker-60079617 | Distribution Feeder Hardening | 14031 | 0 |  | 0 | 0
Distribution Feeder Hardening-Breaker-60079685 | Distribution Feeder Hardening | 13906 | 2028 |  | 0 | 2028
Distribution Feeder Hardening-Breaker-60079687 | Distribution Feeder Hardening | 13910 | 0 |  | 0 | 0
Distribution Feeder Hardening-Breaker-60079689 | Distribution Feeder Hardening | 13909 | 2025 |  | 0 | 2025
Distribution Feeder Hardening-Breaker-60080654 | Distribution Feeder Hardening | 13939 | 2021 |  | 0 | 2021
Distribution Feeder Hardening-Breaker-60080671 | Distribution Feeder Hardening | 13932 | 0 |  | 0 | 0
Distribution Feeder Hardening-Breaker-60080691 | Distribution Feeder Hardening | 13934 | 0 |  | 0 | 0
Distribution Feeder Hardening-Breaker-60083737 | Distribution Feeder Hardening | 13714 | 0 |  | 0 | 0
Distribution Feeder Hardening-Breaker-60083767 | Distribution Feeder Hardening | 13716 | 0 |  | 0 | 0
Distribution Feeder Hardening-Breaker-60083780 | Distribution Feeder Hardening | 13713 | 0 |  | 0 | 0
Distribution Feeder Hardening-Breaker-60083799 | Distribution Feeder Hardening | 13127 | 0 |  | 0 | 0
Distribution Feeder Hardening-Breaker-60083825 | Distribution Feeder Hardening | 13130 | 2023 |  | 0 | 2023
Distribution Feeder Hardening-Breaker-60083838 | Distribution Feeder Hardening | 13129 | 0 |  | 0 | 0
Distribution Feeder Hardening-Breaker-60083865 | Distribution Feeder Hardening | 13579 | 0 |  | 0 | 0
Distribution Feeder Hardening-Breaker-60083874 | Distribution Feeder Hardening | 13577 | 0 |  | 0 | 0
Distribution Feeder Hardening-Breaker-60083890 | Distribution Feeder Hardening | 13576 | 0 |  | 0 | 0
Distribution Feeder Hardening-Breaker-60083908 | Distribution Feeder Hardening | 13456 | 0 |  | 0 | 0
Distribution Feeder Hardening-Breaker-60083928 | Distribution Feeder Hardening | 13455 | 2025 |  | 0 | 2025
Distribution Feeder Hardening-Breaker-60083941 | Distribution Feeder Hardening | 13454 | 0 |  | 0 | 0
Distribution Feeder Hardening-Breaker-60083955 | Distribution Feeder Hardening | 13457 | 2026 |  | 0 | 2026
Distribution Feeder Hardening-Breaker-60083975 | Distribution Feeder Hardening | 13685 | 0 |  | 0 | 0
Distribution Feeder Hardening-Breaker-60083992 | Distribution Feeder Hardening | 13687 | 0 |  | 0 | 0
Distribution Feeder Hardening-Breaker-60084007 | Distribution Feeder Hardening | 13686 | 0 |  | 0 | 0
Distribution Feeder Hardening-Breaker-60084026 | Distribution Feeder Hardening | 13690 | 0 |  | 0 | 0
Distribution Feeder Hardening-Breaker-60084050 | Distribution Feeder Hardening | 13691 | 0 |  | 0 | 0
Distribution Feeder Hardening-Breaker-60084063 | Distribution Feeder Hardening | 13692 | 0 |  | 0 | 0
Distribution Feeder Hardening-Breaker-60084076 | Distribution Feeder Hardening | 13693 | 0 |  | 0 | 0
Distribution Feeder Hardening-Breaker-60084101 | Distribution Feeder Hardening | 14040 | 0 |  | 0 | 0
Distribution Feeder Hardening-Breaker-60084114 | Distribution Feeder Hardening | 14042 | 2024 |  | 0 | 2024
Distribution Feeder Hardening-Breaker-60084127 | Distribution Feeder Hardening | 14041 | 0 |  | 0 | 0
Distribution Feeder Hardening-Breaker-60084147 | Distribution Feeder Hardening | 14199 | 0 |  | 0 | 0
Distribution Feeder Hardening-Breaker-60084160 | Distribution Feeder Hardening | 14197 | 0 |  | 0 | 0
Distribution Feeder Hardening-Breaker-60084172 | Distribution Feeder Hardening | 14198 | 0 |  | 0 | 0
Distribution Feeder Hardening-Breaker-60084202 | Distribution Feeder Hardening | 13808 | 0 |  | 0 | 0
Distribution Feeder Hardening-Breaker-60084404 | Distribution Feeder Hardening | 13621 | 0 |  | 0 | 0
Distribution Feeder Hardening-Breaker-60084421 | Distribution Feeder Hardening | 13624 | 0 |  | 0 | 0
Distribution Feeder Hardening-Breaker-60089365 | Distribution Feeder Hardening | 13435 | 2026 |  | 0 | 2026
Distribution Feeder Hardening-Breaker-60089378 | Distribution Feeder Hardening | 13434 | 2024 |  | 0 | 2024
Distribution Feeder Hardening-Breaker-60089387 | Distribution Feeder Hardening | 13433 | 2023 | 2021 | 2 | 2021
Distribution Feeder Hardening-Breaker-60089400 | Distribution Feeder Hardening | 13436 | 2027 |  | 0 | 2027
Distribution Feeder Hardening-Breaker-60089414 | Distribution Feeder Hardening | 13793 | 0 |  | 0 | 0
Distribution Feeder Hardening-Breaker-60089423 | Distribution Feeder Hardening | 13796 | 2026 |  | 0 | 2026
Distribution Feeder Hardening-Breaker-60089438 | Distribution Feeder Hardening | 13795 | 0 |  | 0 | 0
Distribution Feeder Hardening-Breaker-60089448 | Distribution Feeder Hardening | 13956 | 0 |  | 0 | 0
Distribution Feeder Hardening-Breaker-60089459 | Distribution Feeder Hardening | 13954 | 0 |  | 0 | 0
Distribution Feeder Hardening-Breaker-60089471 | Distribution Feeder Hardening | 13953 | 0 |  | 0 | 0
Distribution Feeder Hardening-Breaker-60089495 | Distribution Feeder Hardening | 13955 | 0 |  | 0 | 0
Distribution Feeder Hardening-Breaker-60089519 | Distribution Feeder Hardening | 13951 | 0 |  | 0 | 0
Distribution Feeder Hardening-Breaker-60089532 | Distribution Feeder Hardening | 13125 | 0 |  | 0 | 0
Distribution Feeder Hardening-Breaker-60089543 | Distribution Feeder Hardening | 13412 | 2028 |  | 0 | 2028
Distribution Feeder Hardening-Breaker-60089557 | Distribution Feeder Hardening | 13124 | 2023 |  | 0 | 2023
Distribution Feeder Hardening-Breaker-60089566 | Distribution Feeder Hardening | 13414 | 2024 |  | 0 | 2024
Distribution Feeder Hardening-Breaker-60089591 | Distribution Feeder Hardening | 13115 | 2025 |  | 0 | 2025
Distribution Feeder Hardening-Breaker-60089600 | Distribution Feeder Hardening | 13117 | 2025 |  | 0 | 2025
Distribution Feeder Hardening-Breaker-60089608 | Distribution Feeder Hardening | 13118 | 2022 |  | 0 | 2022
Distribution Feeder Hardening-Breaker-60089644 | Distribution Feeder Hardening | 13443 | 2021 |  | 0 | 2021
Distribution Feeder Hardening-Breaker-60089655 | Distribution Feeder Hardening | 13444 | 2028 |  | 0 | 2028
Distribution Feeder Hardening-Breaker-60089666 | Distribution Feeder Hardening | 13442 | 0 |  | 0 | 0
Distribution Feeder Hardening-Breaker-60089680 | Distribution Feeder Hardening | 13470 | 0 |  | 0 | 0
Distribution Feeder Hardening-Breaker-60089692 | Distribution Feeder Hardening | 13471 | 0 |  | 0 | 0
Distribution Feeder Hardening-Breaker-60089703 | Distribution Feeder Hardening | 13479 | 0 |  | 0 | 0
Distribution Feeder Hardening-Breaker-60089715 | Distribution Feeder Hardening | 13473 | 0 |  | 0 | 0
Distribution Feeder Hardening-Breaker-60089729 | Distribution Feeder Hardening | 13659 | 0 |  | 0 | 0
Distribution Feeder Hardening-Breaker-60089741 | Distribution Feeder Hardening | 13661 | 0 |  | 0 | 0
Distribution Feeder Hardening-Breaker-60089757 | Distribution Feeder Hardening | 13924 | 0 |  | 0 | 0
Distribution Feeder Hardening-Breaker-60089768 | Distribution Feeder Hardening | 13927 | 0 |  | 0 | 0
Distribution Feeder Hardening-Breaker-60089782 | Distribution Feeder Hardening | 13648 | 0 |  | 0 | 0
Distribution Feeder Hardening-Breaker-60089808 | Distribution Feeder Hardening | 13645 | 0 |  | 0 | 0
Distribution Feeder Hardening-Breaker-60089820 | Distribution Feeder Hardening | 13652 | 0 |  | 0 | 0
Distribution Feeder Hardening-Breaker-60089836 | Distribution Feeder Hardening | 13098 | 2024 |  | 0 | 2024
Distribution Feeder Hardening-Breaker-60089846 | Distribution Feeder Hardening | 13096 | 0 |  | 0 | 0
Distribution Feeder Hardening-Breaker-60095496 | Distribution Feeder Hardening | 13807 | 2020 |  | 0 | 2020
Distribution Feeder Hardening-Breaker-60095527 | Distribution Feeder Hardening | 13854 | 0 |  | 0 | 0
Distribution Feeder Hardening-Breaker-60095544 | Distribution Feeder Hardening | 13853 | 0 |  | 0 | 0
Distribution Feeder Hardening-Breaker-60095556 | Distribution Feeder Hardening | 13850 | 0 |  | 0 | 0
Distribution Feeder Hardening-Breaker-60095573 | Distribution Feeder Hardening | 13148 | 2022 |  | 0 | 2022
Distribution Feeder Hardening-Breaker-60095586 | Distribution Feeder Hardening | 13146 | 2028 |  | 0 | 2028
Distribution Feeder Hardening-Breaker-60095597 | Distribution Feeder Hardening | 13147 | 2028 |  | 0 | 2028
Distribution Feeder Hardening-Breaker-60095616 | Distribution Feeder Hardening | 13243 | 2024 |  | 0 | 2024
Distribution Feeder Hardening-Breaker-60095635 | Distribution Feeder Hardening | 13242 | 2028 |  | 0 | 2028
Distribution Feeder Hardening-Breaker-60095645 | Distribution Feeder Hardening | 13241 | 2024 |  | 0 | 2024
Distribution Feeder Hardening-Breaker-60095675 | Distribution Feeder Hardening | 13962 | 0 |  | 0 | 0
Distribution Feeder Hardening-Breaker-60095687 | Distribution Feeder Hardening | 13959 | 2024 |  | 0 | 2024
Distribution Feeder Hardening-Breaker-60095705 | Distribution Feeder Hardening | 13770 | 2022 |  | 0 | 2022
Distribution Feeder Hardening-Breaker-60095718 | Distribution Feeder Hardening | 13772 | 0 |  | 0 | 0
Distribution Feeder Hardening-Breaker-60095731 | Distribution Feeder Hardening | 13769 | 2028 |  | 0 | 2028
Distribution Feeder Hardening-Breaker-60095751 | Distribution Feeder Hardening | 13019 | 2027 |  | 0 | 2027
Distribution Feeder Hardening-Breaker-60095763 | Distribution Feeder Hardening | 13020 | 2027 |  | 0 | 2027
Distribution Feeder Hardening-Breaker-60095782 | Distribution Feeder Hardening | 13781 | 0 |  | 0 | 0
Distribution Feeder Hardening-Breaker-60095794 | Distribution Feeder Hardening | 13780 | 0 |  | 0 | 0
Distribution Feeder Hardening-Breaker-60095806 | Distribution Feeder Hardening | 13777 | 0 |  | 0 | 0
Distribution Feeder Hardening-Breaker-60095825 | Distribution Feeder Hardening | 14021 | 0 |  | 0 | 0
Distribution Feeder Hardening-Breaker-60095851 | Distribution Feeder Hardening | 14020 | 2029 |  | 0 | 2029
Distribution Feeder Hardening-Breaker-60103681 | Distribution Feeder Hardening | 13099 | 2029 |  | 0 | 2029
Distribution Feeder Hardening-Breaker-60103712 | Distribution Feeder Hardening | 13432 | 2026 |  | 0 | 2026
Distribution Feeder Hardening-Breaker-60103728 | Distribution Feeder Hardening | 13431 | 0 |  | 0 | 0
Distribution Feeder Hardening-Breaker-60104173 | Distribution Feeder Hardening | 13971 | 0 |  | 0 | 0
Distribution Feeder Hardening-Breaker-60134308 | Distribution Feeder Hardening | 14050 | 0 |  | 0 | 0
Distribution Feeder Hardening-Breaker-60185111 | Distribution Feeder Hardening | 13279 | 2025 |  | 0 | 2025
Distribution Feeder Hardening-Breaker-60185135 | Distribution Feeder Hardening | 13280 | 2025 |  | 0 | 2025
Distribution Feeder Hardening-Breaker-60185161 | Distribution Feeder Hardening | 13282 | 0 |  | 0 | 0
Distribution Feeder Hardening-Breaker-60185177 | Distribution Feeder Hardening | 13278 | 2025 |  | 0 | 2025
Distribution Feeder Hardening-Breaker-60192961 | Distribution Feeder Hardening | 13419 | 0 |  | 0 | 0
Distribution Feeder Hardening-Breaker-60245699 | Distribution Feeder Hardening | 13797 | 0 |  | 0 | 0
Distribution Feeder Hardening-Breaker-60245783 | Distribution Feeder Hardening | 13342 | 2026 |  | 0 | 2026
Distribution Feeder Hardening-Breaker-60253135 | Distribution Feeder Hardening | 13963 | 0 |  | 0 | 0
Distribution Feeder Hardening-Breaker-60272378 | Distribution Feeder Hardening | 14099 | 0 |  | 0 | 0
Distribution Feeder Hardening-Breaker-60300014 | Distribution Feeder Hardening | 14207 | 0 |  | 0 | 0
Distribution Feeder Hardening-Breaker-60300031 | Distribution Feeder Hardening | 14111 | 0 |  | 0 | 0
Distribution Feeder Hardening-Breaker-60301587 | Distribution Feeder Hardening | 13717 | 0 |  | 0 | 0
Distribution Feeder Hardening-Breaker-60301817 | Distribution Feeder Hardening | 14114 | 0 |  | 0 | 0
Distribution Feeder Hardening-Breaker-60304843 | Distribution Feeder Hardening | 14116 | 2026 |  | 0 | 2026
Distribution Feeder Hardening-Breaker-60306487 | Distribution Feeder Hardening | 14115 | 0 |  | 0 | 0
Distribution Feeder Hardening-Breaker-60307582 | Distribution Feeder Hardening | 13836 | 0 |  | 0 | 0
Distribution Feeder Hardening-Breaker-60307607 | Distribution Feeder Hardening | 14004 | 0 |  | 0 | 0
Distribution Feeder Hardening-Breaker-60307644 | Distribution Feeder Hardening | 14023 | 0 |  | 0 | 0
Distribution Feeder Hardening-Breaker-60310705 | Distribution Feeder Hardening | 13837 | 0 |  | 0 | 0
Distribution Feeder Hardening-Breaker-60311514 | Distribution Feeder Hardening | 13451 | 0 |  | 0 | 0
Distribution Feeder Hardening-Breaker-60311518 | Distribution Feeder Hardening | 13453 | 0 |  | 0 | 0
Distribution Feeder Hardening-Breaker-60313156 | Distribution Feeder Hardening | 14002 | 0 |  | 0 | 0
Distribution Feeder Hardening-Breaker-60315127 | Distribution Feeder Hardening | 13805 | 2020 |  | 0 | 2020
Distribution Feeder Hardening-Breaker-60315131 | Distribution Feeder Hardening | 13128 | 2026 |  | 0 | 2026
Distribution Feeder Hardening-Breaker-60317216 | Distribution Feeder Hardening | 13733 | 0 |  | 0 | 0
Distribution Feeder Hardening-Breaker-60317377 | Distribution Feeder Hardening | 13485 | 2028 |  | 0 | 2028
Distribution Feeder Hardening-Breaker-60317719 | Distribution Feeder Hardening | 13422 | 0 |  | 0 | 0
Distribution Feeder Hardening-Breaker-60317730 | Distribution Feeder Hardening | 13180 | 2023 |  | 0 | 2023
Distribution Feeder Hardening-Breaker-60317732 | Distribution Feeder Hardening | 13866 | 2028 |  | 0 | 2028
Distribution Feeder Hardening-Breaker-60320276 | Distribution Feeder Hardening | 13048 | 2022 |  | 0 | 2022
Distribution Feeder Hardening-Breaker-60320278 | Distribution Feeder Hardening | 13961 | 2024 |  | 0 | 2024
Distribution Feeder Hardening-Breaker-60320283 | Distribution Feeder Hardening | 13291 | 2026 |  | 0 | 2026
Distribution Feeder Hardening-Breaker-60320295 | Distribution Feeder Hardening | 13294 | 2026 |  | 0 | 2026
Distribution Feeder Hardening-Breaker-60320300 | Distribution Feeder Hardening | 13299 | 0 |  | 0 | 0
Distribution Feeder Hardening-Breaker-60320313 | Distribution Feeder Hardening | 13860 | 2028 |  | 0 | 2028
Distribution Feeder Hardening-Breaker-60320350 | Distribution Feeder Hardening | 13890 | 2021 |  | 0 | 2021
Distribution Feeder Hardening-Breaker-60320358 | Distribution Feeder Hardening | 13006 | 2023 |  | 0 | 2023
Distribution Feeder Hardening-Breaker-60320550 | Distribution Feeder Hardening | 13911 | 0 |  | 0 | 0
Distribution Feeder Hardening-Breaker-60320600 | Distribution Feeder Hardening | 14000 | 0 |  | 0 | 0
Distribution Feeder Hardening-Breaker-60320623 | Distribution Feeder Hardening | 13067 | 2023 |  | 0 | 2023
Distribution Feeder Hardening-Breaker-60320625 | Distribution Feeder Hardening | 14022 | 0 |  | 0 | 0
Distribution Feeder Hardening-Breaker-60320761 | Distribution Feeder Hardening | 13001 | 0 |  | 0 | 0
Distribution Feeder Hardening-Breaker-60336767 | Distribution Feeder Hardening | 13195 | 0 |  | 0 | 0
Distribution Feeder Hardening-Breaker-60352704 | Distribution Feeder Hardening | 13190 | 0 |  | 0 | 0
Distribution Feeder Hardening-Breaker-60364699 | Distribution Feeder Hardening | 13575 | 0 |  | 0 | 0
Distribution Feeder Hardening-Breaker-60370097 | Distribution Feeder Hardening | 13799 | 0 |  | 0 | 0
Distribution Feeder Hardening-Breaker-60370112 | Distribution Feeder Hardening | 13798 | 2029 |  | 0 | 2029
Distribution Feeder Hardening-Breaker-60372814 | Distribution Feeder Hardening | 14037 | 0 |  | 0 | 0
Distribution Feeder Hardening-Breaker-60373323 | Distribution Feeder Hardening | 13715 | 0 |  | 0 | 0
Distribution Feeder Hardening-Breaker-60373547 | Distribution Feeder Hardening | 13867 | 0 |  | 0 | 0
Distribution Feeder Hardening-Breaker-60376096 | Distribution Feeder Hardening | 14071 | 0 |  | 0 | 0
Distribution Feeder Hardening-Breaker-60394386 | Distribution Feeder Hardening | 13993 | 0 |  | 0 | 0
Distribution Feeder Hardening-Breaker-60398972 | Distribution Feeder Hardening | 13505 | 2026 |  | 0 | 2026
Distribution Feeder Hardening-Breaker-60405879 | Distribution Feeder Hardening | 13097 | 0 |  | 0 | 0
Distribution Feeder Hardening-Breaker-60408193 | Distribution Feeder Hardening | 13298 | 0 |  | 0 | 0
Distribution Feeder Hardening-Breaker-60413621 | Distribution Feeder Hardening | 13982 | 0 |  | 0 | 0
Distribution Feeder Hardening-Breaker-60413838 | Distribution Feeder Hardening | 13660 | 0 |  | 0 | 0
Distribution Feeder Hardening-Breaker-60434711 | Distribution Feeder Hardening | 14120 | 0 |  | 0 | 0
Distribution Feeder Hardening-Breaker-60434737 | Distribution Feeder Hardening | 14121 | 2021 |  | 0 | 2021
Distribution Feeder Hardening-Breaker-60434848 | Distribution Feeder Hardening | 13723 | 0 |  | 0 | 0
Distribution Feeder Hardening-Breaker-60440054 | Distribution Feeder Hardening | 13217 | 2025 |  | 0 | 2025
Distribution Feeder Hardening-Breaker-60442635 | Distribution Feeder Hardening | 13885 | 0 |  | 0 | 0
Distribution Feeder Hardening-Breaker-60443918 | Distribution Feeder Hardening | 14112 | 2029 |  | 0 | 2029
Distribution Feeder Hardening-Breaker-60452714 | Distribution Feeder Hardening | 13650 | 0 |  | 0 | 0
Distribution Feeder Hardening-Breaker-60452716 | Distribution Feeder Hardening | 13651 | 2023 | 2022 | 1 | 2022
Distribution Feeder Hardening-Breaker-60456891 | Distribution Feeder Hardening | 13749 | 0 |  | 0 | 0
Distribution Feeder Hardening-Breaker-60464905 | Distribution Feeder Hardening | 13989 | 2022 |  | 0 | 2022 | 2023
Distribution Feeder Hardening-Breaker-60464973 | Distribution Feeder Hardening | 13344 | 0 |  | 0 | 0
Distribution Feeder Hardening-Breaker-60498456 | Distribution Feeder Hardening | 13173 | 0 |  | 0 | 0
Distribution Feeder Hardening-Breaker-60498458 | Distribution Feeder Hardening | 13169 | 0 |  | 0 | 0
Distribution Feeder Hardening-Breaker-60498460 | Distribution Feeder Hardening | 13172 | 0 |  | 0 | 0
Distribution Feeder Hardening-Breaker-60498462 | Distribution Feeder Hardening | 13170 | 0 |  | 0 | 0
Distribution Feeder Hardening-Breaker-60498464 | Distribution Feeder Hardening | 13171 | 0 |  | 0 | 0
Distribution Feeder Hardening-Breaker-60515756 | Distribution Feeder Hardening | 13622 | 0 |  | 0 | 0
Distribution Feeder Hardening-Breaker-60519432 | Distribution Feeder Hardening | 14102 | 0 |  | 0 | 0
Distribution Feeder Hardening-Breaker-60546229 | Distribution Feeder Hardening | 13360 | 0 |  | 0 | 0
Distribution Feeder Hardening-Breaker-60547295 | Distribution Feeder Hardening | 13161 | 2028 |  | 0 | 2028
Distribution Feeder Hardening-Breaker-60547348 | Distribution Feeder Hardening | 13990 | 0 |  | 0 | 0
Distribution Feeder Hardening-Breaker-60553658 | Distribution Feeder Hardening | 13750 | 0 |  | 0 | 0
Distribution Feeder Hardening-Breaker-60561268 | Distribution Feeder Hardening | 13208 | 0 |  | 0 | 0
Distribution Feeder Hardening-Breaker-60561342 | Distribution Feeder Hardening | 13649 | 0 |  | 0 | 0
Distribution Feeder Hardening-Breaker-60562007 | Distribution Feeder Hardening | 13920 | 0 |  | 0 | 0
Distribution Feeder Hardening-Breaker-60562022 | Distribution Feeder Hardening | 13921 | 0 |  | 0 | 0
Distribution Feeder Hardening-Breaker-60565180 | Distribution Feeder Hardening | 14117 | 0 |  | 0 | 0
Distribution Feeder Hardening-Breaker-60569602 | Distribution Feeder Hardening | 13696 | 2025 |  | 0 | 2025
Distribution Feeder Hardening-Breaker-60569626 | Distribution Feeder Hardening | 13697 | 0 |  | 0 | 0
Distribution Feeder Hardening-Breaker-60580884 | Distribution Feeder Hardening | 14306 | 2028 |  | 0 | 2028
Distribution Feeder Hardening-Breaker-60585011 | Distribution Feeder Hardening | 13085 | 0 |  | 0 | 0
Distribution Feeder Hardening-Breaker-60589831 | Distribution Feeder Hardening | 13718 | 0 |  | 0 | 0
Distribution Feeder Hardening-Breaker-60589833 | Distribution Feeder Hardening | 13719 | 2027 |  | 0 | 2027
Distribution Feeder Hardening-Breaker-60592664 | Distribution Feeder Hardening | 13017 | 0 |  | 0 | 0
Distribution Feeder Hardening-Breaker-60622771 | Distribution Feeder Hardening | 14341 | 0 |  | 0 | 0
Distribution Feeder Hardening-Breaker-60626255 | Distribution Feeder Hardening | 13646 | 0 |  | 0 | 0
Distribution Feeder Hardening-Breaker-72901629 | Distribution Feeder Hardening | 14084 | 0 |  | 0 | 0
Distribution Feeder Hardening-Breaker-72901653 | Distribution Feeder Hardening | 14079 | 0 |  | 0 | 0
Distribution Feeder Hardening-Breaker-72901667 | Distribution Feeder Hardening | 14081 | 0 |  | 0 | 0
Distribution Feeder Hardening-Breaker-72901684 | Distribution Feeder Hardening | 14080 | 0 |  | 0 | 0
Distribution Feeder Hardening-Breaker-72902179 | Distribution Feeder Hardening | 13832 | 0 |  | 0 | 0
Distribution Feeder Hardening-Breaker-72902316 | Distribution Feeder Hardening | 13103 | 2025 |  | 0 | 2025
Distribution Feeder Hardening-Breaker-72902329 | Distribution Feeder Hardening | 13101 | 2023 | 2021 | 2 | 2021
Distribution Feeder Hardening-Breaker-72902355 | Distribution Feeder Hardening | 13100 | 0 |  | 0 | 0
Distribution Feeder Hardening-Breaker-72902368 | Distribution Feeder Hardening | 13102 | 2027 |  | 0 | 2027
Distribution Feeder Hardening-Breaker-72902414 | Distribution Feeder Hardening | 13947 | 0 |  | 0 | 0
Distribution Feeder Hardening-Breaker-72902433 | Distribution Feeder Hardening | 13946 | 2026 |  | 0 | 2026
Distribution Feeder Hardening-Breaker-72902449 | Distribution Feeder Hardening | 13948 | 2025 |  | 0 | 2025
Distribution Feeder Hardening-Breaker-72902561 | Distribution Feeder Hardening | 13005 | 2028 |  | 0 | 2028
Distribution Feeder Hardening-Breaker-74207161 | Distribution Feeder Hardening | 13050 | 0 |  | 0 | 0
Distribution Feeder Hardening-Breaker-74207172 | Distribution Feeder Hardening | 13053 | 0 |  | 0 | 0
Distribution Feeder Hardening-Breaker-74207197 | Distribution Feeder Hardening | 13051 | 2028 |  | 0 | 2028
Distribution Feeder Hardening-Breaker-74207235 | Distribution Feeder Hardening | 13496 | 2029 |  | 0 | 2029
Distribution Feeder Hardening-Breaker-74207259 | Distribution Feeder Hardening | 13497 | 0 |  | 0 | 0
Distribution Feeder Hardening-Breaker-74207270 | Distribution Feeder Hardening | 13499 | 0 |  | 0 | 0
Distribution Feeder Hardening-Breaker-74207739 | Distribution Feeder Hardening | 13844 | 0 |  | 0 | 0
Distribution Feeder Hardening-Breaker-74207817 | Distribution Feeder Hardening | 13054 | 0 |  | 0 | 0
Distribution Feeder Hardening-Breaker-74207830 | Distribution Feeder Hardening | 13055 | 0 |  | 0 | 0
Distribution Feeder Hardening-Breaker-74207843 | Distribution Feeder Hardening | 13057 | 0 |  | 0 | 0
Distribution Feeder Hardening-Breaker-74208600 | Distribution Feeder Hardening | 13593 | 2023 |  | 0 | 2023
Distribution Feeder Hardening-Breaker-74208610 | Distribution Feeder Hardening | 13591 | 0 |  | 0 | 0
Distribution Feeder Hardening-Breaker-74208623 | Distribution Feeder Hardening | 13592 | 2028 |  | 0 | 2028
Distribution Feeder Hardening-Breaker-74208634 | Distribution Feeder Hardening | 13590 | 2029 |  | 0 | 2029
Distribution Feeder Hardening-Breaker-74210829 | Distribution Feeder Hardening | 13303 | 2023 |  | 0 | 2023
Distribution Feeder Hardening-Breaker-74210846 | Distribution Feeder Hardening | 13305 | 2026 |  | 0 | 2026
Distribution Feeder Hardening-Breaker-74213954 | Distribution Feeder Hardening | 14145 | 2028 |  | 0 | 2028
Distribution Feeder Hardening-Breaker-76251434 | Distribution Feeder Hardening | 13343 | 0 |  | 0 | 0
Distribution Feeder Hardening-Breaker-90012823 | Distribution Feeder Hardening | 13495 | 2029 |  | 0 | 2029
Distribution Feeder Hardening-Breaker-90020780 | Distribution Feeder Hardening | 13922 | 0 |  | 0 | 0
Distribution Feeder Hardening-Breaker-90022822 | Distribution Feeder Hardening | 14275 | 0 |  | 0 | 0
Distribution Feeder Hardening-Breaker-90023214 | Distribution Feeder Hardening | 14274 | 2029 |  | 0 | 2029
Distribution Feeder Hardening-Breaker-90025354 | Distribution Feeder Hardening | 13973 | 2029 |  | 0 | 2029
Distribution Feeder Hardening-Breaker-90033165 | Distribution Feeder Hardening | 13712 | 2027 |  | 0 | 2027
Distribution Feeder Hardening-Breaker-90035947 | Distribution Feeder Hardening | 14123 | 2022 |  | 0 | 2022
Distribution Feeder Hardening-Breaker-90038763 | Distribution Feeder Hardening | 13237 | 2029 |  | 0 | 2029
Distribution Feeder Hardening-Breaker-90101423 | Distribution Feeder Hardening | 13897 | 2029 |  | 0 | 2029
Distribution Feeder Hardening-Breaker-90113599 | Distribution Feeder Hardening | 14025 | 2023 | 2025 | -2 | 2025
Distribution Feeder Hardening-Breaker-90113644 | Distribution Feeder Hardening | 14024 | 0 |  | 0 | 0
Distribution Feeder Hardening-Breaker-90187104 | Distribution Feeder Hardening | 13238 | 0 |  | 0 | 0
Distribution Feeder Hardening-Breaker-90382426 | Distribution Feeder Hardening | 13674 | 0 |  | 0 | 0
Distribution Feeder Hardening-Breaker-90384599 | Distribution Feeder Hardening | 13898 | 0 |  | 0 | 0
Distribution Feeder Hardening-Breaker-90446638 | Distribution Feeder Hardening | 13638 | 0 |  | 0 | 0
Distribution Feeder Hardening-Breaker-90535729 | Distribution Feeder Hardening | 13389 | 0 |  | 0 | 0
Distribution Feeder Hardening-Breaker-90535772 | Distribution Feeder Hardening | 13391 | 2028 |  | 0 | 2028
Distribution Feeder Hardening-Breaker-90617318 | Distribution Feeder Hardening | 14216 | 0 |  | 0 | 0
Distribution Feeder Hardening-Breaker-90617419 | Distribution Feeder Hardening | 14218 | 2023 |  | 0 | 2023
Distribution Feeder Hardening-Breaker-90658036 | Distribution Feeder Hardening | 14144 | 2028 |  | 0 | 2028
Distribution Feeder Hardening-Breaker-90679359 | Distribution Feeder Hardening | 13174 | 0 |  | 0 | 0
Distribution Feeder Hardening-Breaker-90730773 | Distribution Feeder Hardening | 14026 | 0 |  | 0 | 0
Distribution Feeder Hardening-Breaker-90731413 | Distribution Feeder Hardening | 13133 | 0 |  | 0 | 0
Distribution Feeder Hardening-Breaker-90939808 | Distribution Feeder Hardening | 14014 | 0 |  | 0 | 0
Distribution Feeder Hardening-Breaker-90981294 | Distribution Feeder Hardening | 13362 | 0 |  | 0 | 0
Distribution Feeder Hardening-Breaker-91055796 | Distribution Feeder Hardening | 13466 | 2023 |  | 0 | 2023
Distribution Feeder Hardening-Breaker-91055797 | Distribution Feeder Hardening | 13469 | 2027 |  | 0 | 2027
Distribution Feeder Hardening-Breaker-91055799 | Distribution Feeder Hardening | 13468 | 2024 |  | 0 | 2024
Distribution Feeder Hardening-Breaker-91055802 | Distribution Feeder Hardening | 13223 | 2023 |  | 0 | 2023
Distribution Feeder Hardening-Breaker-91055808 | Distribution Feeder Hardening | 13221 | 2024 |  | 0 | 2024
Distribution Feeder Hardening-Breaker-91055817 | Distribution Feeder Hardening | 13224 | 2027 |  | 0 | 2027
Distribution Feeder Hardening-Breaker-91055818 | Distribution Feeder Hardening | 13222 | 2024 |  | 0 | 2024
Distribution Feeder Hardening-Breaker-91109735 | Distribution Feeder Hardening | 13552 | 0 |  | 0 | 0
Distribution Feeder Hardening-Breaker-91120912 | Distribution Feeder Hardening | 13192 | 2029 |  | 0 | 2029
Distribution Feeder Hardening-Breaker-91231587 | Distribution Feeder Hardening | 13126 | 2026 |  | 0 | 2026
Distribution Feeder Hardening-Breaker-91497617 | Distribution Feeder Hardening | 13957 | 0 |  | 0 | 0
Distribution Feeder Hardening-Breaker-91780073 | Distribution Feeder Hardening | 13463 | 2027 |  | 0 | 2027
Distribution Feeder Hardening-Breaker-91922236 | Distribution Feeder Hardening | 14119 | 0 |  | 0 | 0
Distribution Feeder Hardening-Breaker-92063419 | Distribution Feeder Hardening | 13935 | 2029 |  | 0 | 2029
Distribution Feeder Hardening-Breaker-92114306 | Distribution Feeder Hardening | 13267 | 0 |  | 0 | 0
Distribution Feeder Hardening-Breaker-92114668 | Distribution Feeder Hardening | 13268 | 0 |  | 0 | 0
Distribution Feeder Hardening-Breaker-92144309 | Distribution Feeder Hardening | 13828 | 2024 |  | 0 | 2024
Distribution Feeder Hardening-Breaker-92300414 | Distribution Feeder Hardening | 13076 | 2029 |  | 0 | 2029
Distribution Feeder Hardening-Breaker-92300431 | Distribution Feeder Hardening | 13077 | 0 |  | 0 | 0
Distribution Feeder Hardening-Breaker-92300432 | Distribution Feeder Hardening | 13079 | 2027 |  | 0 | 2027
Distribution Feeder Hardening-Breaker-92300437 | Distribution Feeder Hardening | 13531 | 0 |  | 0 | 0
Distribution Feeder Hardening-Breaker-92300438 | Distribution Feeder Hardening | 13532 | 0 |  | 0 | 0
Distribution Feeder Hardening-Breaker-92304969 | Distribution Feeder Hardening | 13215 | 0 |  | 0 | 0
Distribution Feeder Hardening-Breaker-92306922 | Distribution Feeder Hardening | 13647 | 0 |  | 0 | 0
Distribution Feeder Hardening-Breaker-92308985 | Distribution Feeder Hardening | 13873 | 0 |  | 0 | 0
Distribution Feeder Hardening-Breaker-92344189 | Distribution Feeder Hardening | 13819 | 0 |  | 0 | 0
Distribution Feeder Hardening-Breaker-92344240 | Distribution Feeder Hardening | 13003 | 2029 |  | 0 | 2029
Distribution Feeder Hardening-Breaker-92344367 | Distribution Feeder Hardening | 13820 | 0 |  | 0 | 0
Distribution Feeder Hardening-Breaker-92347482 | Distribution Feeder Hardening | 13818 | 0 |  | 0 | 0
Distribution Feeder Hardening-Breaker-92347706 | Distribution Feeder Hardening | 13052 | 0 |  | 0 | 0
Distribution Feeder Hardening-Breaker-92347723 | Distribution Feeder Hardening | 13972 | 2026 |  | 0 | 2026
Distribution Feeder Hardening-Breaker-92384664 | Distribution Feeder Hardening | 13377 | 0 |  | 0 | 0
Distribution Feeder Hardening-Breaker-92611763 | Distribution Feeder Hardening | 13213 | 2023 |  | 0 | 2023
Distribution Feeder Hardening-Breaker-92699942 | Distribution Feeder Hardening | 13346 | 2023 | 2022 | 1 | 2022
Distribution Feeder Hardening-Breaker-92778981 | Distribution Feeder Hardening | 14124 | 0 |  | 0 | 0
Distribution Feeder Hardening-Breaker-92875026 | Distribution Feeder Hardening | 13239 | 2023 |  | 0 | 2023
Distribution Feeder Hardening-Breaker-93005991 | Distribution Feeder Hardening | 14355 | 0 |  | 0 | 0
Distribution Feeder Hardening-Breaker-93006035 | Distribution Feeder Hardening | 14356 | 0 |  | 0 | 0
Distribution Feeder Hardening-Breaker-93006090 | Distribution Feeder Hardening | 14358 | 0 |  | 0 | 0
Distribution Feeder Hardening-Breaker-93043091 | Distribution Feeder Hardening | 13264 | 0 |  | 0 | 0
Distribution Feeder Hardening-Breaker-93217360 | Distribution Feeder Hardening | 14266 | 0 |  | 0 | 0
Distribution Feeder Hardening-Breaker-93217548 | Distribution Feeder Hardening | 14267 | 0 |  | 0 | 0
Distribution Feeder Hardening-Recloser-10072042 | Distribution Feeder Hardening | 13305 | 2026 |  | 0 | 2026
Distribution Feeder Hardening-Recloser-10556811 | Distribution Feeder Hardening | 13298 | 0 |  | 0 | 0
Distribution Feeder Hardening-Recloser-60072474 | Distribution Feeder Hardening | 13786 | 0 |  | 0 | 0
Distribution Feeder Hardening-Recloser-60114228 | Distribution Feeder Hardening | 13099 | 0 |  | 0 | 0
Distribution Feeder Hardening-Recloser-60192230 | Distribution Feeder Hardening | 13254 | 0 |  | 0 | 0
Distribution Feeder Hardening-Recloser-60195643 | Distribution Feeder Hardening | 13962 | 0 |  | 0 | 0
Distribution Feeder Hardening-Recloser-60381849 | Distribution Feeder Hardening | 13298 | 0 |  | 0 | 0
Distribution Feeder Hardening-Recloser-60475646 | Distribution Feeder Hardening | 13096 | 2028 |  | 0 | 2028
Distribution Feeder Hardening-Recloser-60575158 | Distribution Feeder Hardening | 13305 | 0 |  | 0 | 0
Distribution Feeder Hardening-Recloser-90031396 | Distribution Feeder Hardening | 13298 | 0 |  | 0 | 0
Distribution Feeder Hardening-Recloser-90056034 | Distribution Feeder Hardening | 13927 | 0 |  | 0 | 0
Distribution Feeder Hardening-Recloser-90473587 | Distribution Feeder Hardening | 13460 | 0 |  | 0 | 0
Distribution Feeder Hardening-Recloser-90657911 | Distribution Feeder Hardening | 13097 | 2026 |  | 0 | 2026
Distribution Feeder Hardening-Recloser-90661972 | Distribution Feeder Hardening | 13236 | 0 |  | 0 | 0
Distribution Feeder Hardening-Recloser-90709100 | Distribution Feeder Hardening | 14306 | 0 |  | 0 | 0
Distribution Feeder Hardening-Recloser-90804200 | Distribution Feeder Hardening | 13031 | 0 |  | 0 | 0
Distribution Feeder Hardening-Recloser-90830496 | Distribution Feeder Hardening | 13423 | 0 |  | 0 | 0
Distribution Feeder Hardening-Recloser-90875231 | Distribution Feeder Hardening | 13924 | 0 |  | 0 | 0
Distribution Feeder Hardening-Recloser-90975782 | Distribution Feeder Hardening | 13924 | 0 |  | 0 | 0
Distribution Feeder Hardening-Recloser-90985217 | Distribution Feeder Hardening | 13422 | 0 |  | 0 | 0
Distribution Feeder Hardening-Recloser-91018683 | Distribution Feeder Hardening | 13298 | 0 |  | 0 | 0
Distribution Feeder Hardening-Recloser-91088654 | Distribution Feeder Hardening | 13098 | 0 |  | 0 | 0
Distribution Feeder Hardening-Recloser-91231447 | Distribution Feeder Hardening | 13007 | 0 |  | 0 | 0
Distribution Feeder Hardening-Recloser-91368952 | Distribution Feeder Hardening | 13839 | 2029 |  | 0 | 2029
Distribution Feeder Hardening-Recloser-91416211 | Distribution Feeder Hardening | 13326 | 0 |  | 0 | 0
Distribution Feeder Hardening-Recloser-91536298 | Distribution Feeder Hardening | 13470 | 0 |  | 0 | 0
Distribution Feeder Hardening-Recloser-91617385 | Distribution Feeder Hardening | 13622 | 0 |  | 0 | 0
Distribution Feeder Hardening-Recloser-91619221 | Distribution Feeder Hardening | 13007 | 0 |  | 0 | 0
Distribution Feeder Hardening-Recloser-91659653 | Distribution Feeder Hardening | 13698 | 0 |  | 0 | 0
Distribution Feeder Hardening-Recloser-91711545 | Distribution Feeder Hardening | 13479 | 0 |  | 0 | 0
Distribution Feeder Hardening-Recloser-91719763 | Distribution Feeder Hardening | 13294 | 2026 |  | 0 | 2026
Distribution Feeder Hardening-Recloser-91720823 | Distribution Feeder Hardening | 13422 | 2028 |  | 0 | 2028
Distribution Feeder Hardening-Recloser-91747677 | Distribution Feeder Hardening | 13724 | 2029 |  | 0 | 2029
Distribution Feeder Hardening-Recloser-91751598 | Distribution Feeder Hardening | 13371 | 2027 |  | 0 | 2027
Distribution Feeder Hardening-Recloser-91756216 | Distribution Feeder Hardening | 13795 | 0 |  | 0 | 0
Distribution Feeder Hardening-Recloser-91756511 | Distribution Feeder Hardening | 13229 | 0 |  | 0 | 0
Distribution Feeder Hardening-Recloser-91762954 | Distribution Feeder Hardening | 13153 | 2026 |  | 0 | 2026
Distribution Feeder Hardening-Recloser-91767542 | Distribution Feeder Hardening | 13294 | 2026 |  | 0 | 2026
Distribution Feeder Hardening-Recloser-91772565 | Distribution Feeder Hardening | 13769 | 0 |  | 0 | 0
Distribution Feeder Hardening-Recloser-91796306 | Distribution Feeder Hardening | 13030 | 0 |  | 0 | 0
Distribution Feeder Hardening-Recloser-91800857 | Distribution Feeder Hardening | 13224 | 2027 |  | 0 | 2027
Distribution Feeder Hardening-Recloser-91805865 | Distribution Feeder Hardening | 13993 | 0 |  | 0 | 0
Distribution Feeder Hardening-Recloser-91822080 | Distribution Feeder Hardening | 13631 | 0 |  | 0 | 0
Distribution Feeder Hardening-Recloser-91829103 | Distribution Feeder Hardening | 13686 | 2027 |  | 0 | 2027
Distribution Feeder Hardening-Recloser-91829699 | Distribution Feeder Hardening | 13348 | 0 | 2029 | -2029 | 2029
Distribution Feeder Hardening-Recloser-91833171 | Distribution Feeder Hardening | 14012 | 0 |  | 0 | 0
Distribution Feeder Hardening-Recloser-91836675 | Distribution Feeder Hardening | 13592 | 2028 |  | 0 | 2028
Distribution Feeder Hardening-Recloser-91838500 | Distribution Feeder Hardening | 13939 | 2021 |  | 0 | 2021
Distribution Feeder Hardening-Recloser-91839434 | Distribution Feeder Hardening | 13672 | 0 |  | 0 | 0
Distribution Feeder Hardening-Recloser-91841297 | Distribution Feeder Hardening | 13705 | 0 |  | 0 | 0
Distribution Feeder Hardening-Recloser-91842145 | Distribution Feeder Hardening | 14275 | 0 |  | 0 | 0
Distribution Feeder Hardening-Recloser-91842540 | Distribution Feeder Hardening | 14274 | 2029 |  | 0 | 2029
Distribution Feeder Hardening-Recloser-91842748 | Distribution Feeder Hardening | 13825 | 0 |  | 0 | 0
Distribution Feeder Hardening-Recloser-91843222 | Distribution Feeder Hardening | 13041 | 0 |  | 0 | 0
Distribution Feeder Hardening-Recloser-91843955 | Distribution Feeder Hardening | 13579 | 0 |  | 0 | 0
Distribution Feeder Hardening-Recloser-91847101 | Distribution Feeder Hardening | 14040 | 2028 |  | 0 | 2028
Distribution Feeder Hardening-Recloser-91847106 | Distribution Feeder Hardening | 13023 | 2026 |  | 0 | 2026
Distribution Feeder Hardening-Recloser-91851236 | Distribution Feeder Hardening | 13787 | 2028 |  | 0 | 2028
Distribution Feeder Hardening-Recloser-91851870 | Distribution Feeder Hardening | 13657 | 0 |  | 0 | 0
Distribution Feeder Hardening-Recloser-91857057 | Distribution Feeder Hardening | 13817 | 2026 |  | 0 | 2026
Distribution Feeder Hardening-Recloser-91864353 | Distribution Feeder Hardening | 13330 | 2026 |  | 0 | 2026
Distribution Feeder Hardening-Recloser-91870887 | Distribution Feeder Hardening | 13679 | 0 |  | 0 | 0
Distribution Feeder Hardening-Recloser-91874930 | Distribution Feeder Hardening | 14024 | 2027 |  | 0 | 2027
Distribution Feeder Hardening-Recloser-91901169 | Distribution Feeder Hardening | 13071 | 0 |  | 0 | 0
Distribution Feeder Hardening-Recloser-91929188 | Distribution Feeder Hardening | 13461 | 2021 |  | 0 | 2021
Distribution Feeder Hardening-Recloser-91932790 | Distribution Feeder Hardening | 14114 | 0 |  | 0 | 0
Distribution Feeder Hardening-Recloser-91942651 | Distribution Feeder Hardening | 13148 | 2022 |  | 0 | 2022 | 2023
Distribution Feeder Hardening-Recloser-91970022 | Distribution Feeder Hardening | 13422 | 2028 |  | 0 | 2028
Distribution Feeder Hardening-Recloser-91992448 | Distribution Feeder Hardening | 13431 | 0 |  | 0 | 0
Distribution Feeder Hardening-Recloser-91993927 | Distribution Feeder Hardening | 13772 | 0 |  | 0 | 0
Distribution Feeder Hardening-Recloser-92000970 | Distribution Feeder Hardening | 13677 | 0 |  | 0 | 0
Distribution Feeder Hardening-Recloser-92001028 | Distribution Feeder Hardening | 13621 | 0 |  | 0 | 0
Distribution Feeder Hardening-Recloser-92006399 | Distribution Feeder Hardening | 14012 | 0 |  | 0 | 0
Distribution Feeder Hardening-Recloser-92017439 | Distribution Feeder Hardening | 13390 | 0 |  | 0 | 0
Distribution Feeder Hardening-Recloser-92018434 | Distribution Feeder Hardening | 13687 | 0 |  | 0 | 0
Distribution Feeder Hardening-Recloser-92026983 | Distribution Feeder Hardening | 14041 | 0 |  | 0 | 0
Distribution Feeder Hardening-Recloser-92060671 | Distribution Feeder Hardening | 13815 | 0 |  | 0 | 0
Distribution Feeder Hardening-Recloser-92065773 | Distribution Feeder Hardening | 13772 | 0 |  | 0 | 0
Distribution Feeder Hardening-Recloser-92066074 | Distribution Feeder Hardening | 13459 | 0 |  | 0 | 0
Distribution Feeder Hardening-Recloser-92162970 | Distribution Feeder Hardening | 13909 | 0 |  | 0 | 0
Distribution Feeder Hardening-Recloser-92168818 | Distribution Feeder Hardening | 13828 | 0 |  | 0 | 0
Distribution Feeder Hardening-Recloser-92178953 | Distribution Feeder Hardening | 13373 | 0 |  | 0 | 0
Distribution Feeder Hardening-Recloser-92189137 | Distribution Feeder Hardening | 13805 | 2020 |  | 0 | 2020
Distribution Feeder Hardening-Recloser-92189254 | Distribution Feeder Hardening | 13786 | 2026 |  | 0 | 2026
Distribution Feeder Hardening-Recloser-92194516 | Distribution Feeder Hardening | 13035 | 2023 |  | 0 | 2023
Distribution Feeder Hardening-Recloser-92194542 | Distribution Feeder Hardening | 13001 | 2029 |  | 0 | 2029
Distribution Feeder Hardening-Recloser-92198638 | Distribution Feeder Hardening | 13035 | 0 |  | 0 | 0
Distribution Feeder Hardening-Recloser-92203202 | Distribution Feeder Hardening | 13807 | 2020 |  | 0 | 2020
Distribution Feeder Hardening-Recloser-92204879 | Distribution Feeder Hardening | 13391 | 0 |  | 0 | 0
Distribution Feeder Hardening-Recloser-92204888 | Distribution Feeder Hardening | 13391 | 0 |  | 0 | 0
Distribution Feeder Hardening-Recloser-92204970 | Distribution Feeder Hardening | 13414 | 2024 |  | 0 | 2024
Distribution Feeder Hardening-Recloser-92217186 | Distribution Feeder Hardening | 13489 | 2022 | 2023 | -1 | 2023
Distribution Feeder Hardening-Recloser-92219810 | Distribution Feeder Hardening | 13254 | 0 |  | 0 | 0
Distribution Feeder Hardening-Recloser-92226382 | Distribution Feeder Hardening | 13133 | 0 |  | 0 | 0
Distribution Feeder Hardening-Recloser-92232093 | Distribution Feeder Hardening | 13436 | 0 |  | 0 | 0
Distribution Feeder Hardening-Recloser-92236722 | Distribution Feeder Hardening | 13359 | 0 |  | 0 | 0
Distribution Feeder Hardening-Recloser-92237787 | Distribution Feeder Hardening | 13377 | 0 |  | 0 | 0
Distribution Feeder Hardening-Recloser-92238019 | Distribution Feeder Hardening | 13003 | 0 |  | 0 | 0
Distribution Feeder Hardening-Recloser-92239261 | Distribution Feeder Hardening | 13365 | 0 |  | 0 | 0
Distribution Feeder Hardening-Recloser-92239656 | Distribution Feeder Hardening | 13910 | 0 |  | 0 | 0
Distribution Feeder Hardening-Recloser-92252943 | Distribution Feeder Hardening | 13434 | 2024 |  | 0 | 2024
Distribution Feeder Hardening-Recloser-92261314 | Distribution Feeder Hardening | 13377 | 0 |  | 0 | 0
Distribution Feeder Hardening-Recloser-92261342 | Distribution Feeder Hardening | 13377 | 0 |  | 0 | 0
Distribution Feeder Hardening-Recloser-92262005 | Distribution Feeder Hardening | 13003 | 0 |  | 0 | 0
Distribution Feeder Hardening-Recloser-92301521 | Distribution Feeder Hardening | 13331 | 2027 |  | 0 | 2027
Distribution Feeder Hardening-Recloser-92324569 | Distribution Feeder Hardening | 13656 | 2026 |  | 0 | 2026 | 2028
Distribution Feeder Hardening-Recloser-92334619 | Distribution Feeder Hardening | 13030 | 0 |  | 0 | 0
Distribution Feeder Hardening-Recloser-92336023 | Distribution Feeder Hardening | 13668 | 0 |  | 0 | 0
Distribution Feeder Hardening-Recloser-92346074 | Distribution Feeder Hardening | 13006 | 0 |  | 0 | 0
Distribution Feeder Hardening-Recloser-92353462 | Distribution Feeder Hardening | 13630 | 2025 |  | 0 | 2025
Distribution Feeder Hardening-Recloser-92354214 | Distribution Feeder Hardening | 13838 | 2027 |  | 0 | 2027
Distribution Feeder Hardening-Recloser-92357154 | Distribution Feeder Hardening | 14042 | 2024 |  | 0 | 2024
Distribution Feeder Hardening-Recloser-92422659 | Distribution Feeder Hardening | 13470 | 0 |  | 0 | 0
Distribution Feeder Hardening-Recloser-92437771 | Distribution Feeder Hardening | 13431 | 0 |  | 0 | 0
Distribution Feeder Hardening-Recloser-92437862 | Distribution Feeder Hardening | 13422 | 0 |  | 0 | 0
Distribution Feeder Hardening-Recloser-92464472 | Distribution Feeder Hardening | 13007 | 0 |  | 0 | 0
Distribution Feeder Hardening-Recloser-92465979 | Distribution Feeder Hardening | 13391 | 0 |  | 0 | 0
Distribution Feeder Hardening-Recloser-92469481 | Distribution Feeder Hardening | 13118 | 2022 |  | 0 | 2022
Distribution Feeder Hardening-Recloser-92477213 | Distribution Feeder Hardening | 13236 | 0 |  | 0 | 0
Distribution Feeder Hardening-Recloser-92477366 | Distribution Feeder Hardening | 13256 | 0 |  | 0 | 0
Distribution Feeder Hardening-Recloser-92477491 | Distribution Feeder Hardening | 13808 | 0 |  | 0 | 0
Distribution Feeder Hardening-Recloser-92477860 | Distribution Feeder Hardening | 13008 | 0 |  | 0 | 0
Distribution Feeder Hardening-Recloser-92481163 | Distribution Feeder Hardening | 13219 | 0 |  | 0 | 0
Distribution Feeder Hardening-Recloser-92482277 | Distribution Feeder Hardening | 13210 | 2025 |  | 0 | 2025
Distribution Feeder Hardening-Recloser-92482279 | Distribution Feeder Hardening | 13063 | 0 |  | 0 | 0
Distribution Feeder Hardening-Recloser-92487168 | Distribution Feeder Hardening | 13910 | 2028 |  | 0 | 2028
Distribution Feeder Hardening-Recloser-92488482 | Distribution Feeder Hardening | 13390 | 2023 |  | 0 | 2023
Distribution Feeder Hardening-Recloser-92530328 | Distribution Feeder Hardening | 13772 | 0 |  | 0 | 0
Distribution Feeder Hardening-Recloser-92532877 | Distribution Feeder Hardening | 13473 | 0 |  | 0 | 0
Distribution Feeder Hardening-Recloser-92568897 | Distribution Feeder Hardening | 13370 | 2024 |  | 0 | 2024
Distribution Feeder Hardening-Recloser-92583655 | Distribution Feeder Hardening | 13674 | 0 |  | 0 | 0
Distribution Feeder Hardening-Recloser-92601367 | Distribution Feeder Hardening | 13303 | 0 |  | 0 | 0
Distribution Feeder Hardening-Recloser-92601796 | Distribution Feeder Hardening | 13303 | 0 |  | 0 | 0
Distribution Feeder Hardening-Recloser-92627022 | Distribution Feeder Hardening | 13303 | 2023 |  | 0 | 2023
Distribution Feeder Hardening-Recloser-92627083 | Distribution Feeder Hardening | 13141 | 2028 |  | 0 | 2028
Distribution Feeder Hardening-Recloser-92629092 | Distribution Feeder Hardening | 13390 | 0 |  | 0 | 0
Distribution Feeder Hardening-Recloser-92644266 | Distribution Feeder Hardening | 13298 | 0 |  | 0 | 0
Distribution Feeder Hardening-Recloser-92661419 | Distribution Feeder Hardening | 13127 | 0 |  | 0 | 0
Distribution Feeder Hardening-Recloser-92661531 | Distribution Feeder Hardening | 13924 | 0 |  | 0 | 0
Distribution Feeder Hardening-Recloser-92662818 | Distribution Feeder Hardening | 13522 | 2025 |  | 0 | 2025
Distribution Feeder Hardening-Recloser-92664334 | Distribution Feeder Hardening | 13226 | 0 |  | 0 | 0
Distribution Feeder Hardening-Recloser-92666525 | Distribution Feeder Hardening | 14030 | 0 |  | 0 | 0
Distribution Feeder Hardening-Recloser-92668683 | Distribution Feeder Hardening | 14030 | 0 |  | 0 | 0
Distribution Feeder Hardening-Recloser-92671822 | Distribution Feeder Hardening | 13064 | 2029 |  | 0 | 2029
Distribution Feeder Hardening-Recloser-92685811 | Distribution Feeder Hardening | 13793 | 0 |  | 0 | 0
Distribution Feeder Hardening-Recloser-92756882 | Distribution Feeder Hardening | 13830 | 0 |  | 0 | 0
Distribution Feeder Hardening-Recloser-92757733 | Distribution Feeder Hardening | 13830 | 0 |  | 0 | 0
Distribution Feeder Hardening-Recloser-92776874 | Distribution Feeder Hardening | 13423 | 2026 |  | 0 | 2026
Distribution Feeder Hardening-Recloser-92780593 | Distribution Feeder Hardening | 13624 | 0 |  | 0 | 0
Distribution Feeder Hardening-Recloser-92793889 | Distribution Feeder Hardening | 13648 | 0 |  | 0 | 0
Distribution Feeder Hardening-Recloser-92834613 | Distribution Feeder Hardening | 13961 | 0 |  | 0 | 0
Distribution Feeder Hardening-Recloser-92857582 | Distribution Feeder Hardening | 13011 | 2025 |  | 0 | 2025
Distribution Feeder Hardening-Recloser-92867665 | Distribution Feeder Hardening | 13711 | 0 |  | 0 | 0
Distribution Feeder Hardening-Recloser-92868232 | Distribution Feeder Hardening | 13051 | 0 |  | 0 | 0
Distribution Feeder Hardening-Recloser-92877151 | Distribution Feeder Hardening | 13327 | 0 |  | 0 | 0
Distribution Feeder Hardening-Recloser-92882043 | Distribution Feeder Hardening | 13460 | 0 |  | 0 | 0
Distribution Feeder Hardening-Recloser-92882327 | Distribution Feeder Hardening | 13460 | 0 |  | 0 | 0
Distribution Feeder Hardening-Recloser-92884592 | Distribution Feeder Hardening | 13710 | 0 |  | 0 | 0
Distribution Feeder Hardening-Recloser-92886373 | Distribution Feeder Hardening | 13010 | 2025 |  | 0 | 2025
Distribution Feeder Hardening-Recloser-92901786 | Distribution Feeder Hardening | 13854 | 0 |  | 0 | 0
Distribution Feeder Hardening-Recloser-92906139 | Distribution Feeder Hardening | 13826 | 0 |  | 0 | 0
Distribution Feeder Hardening-Recloser-92906442 | Distribution Feeder Hardening | 13442 | 0 |  | 0 | 0
Distribution Feeder Hardening-Recloser-92908163 | Distribution Feeder Hardening | 13159 | 0 |  | 0 | 0
Distribution Feeder Hardening-Recloser-92908823 | Distribution Feeder Hardening | 13159 | 0 |  | 0 | 0
Distribution Feeder Hardening-Recloser-92946458 | Distribution Feeder Hardening | 13330 | 0 |  | 0 | 0
Distribution Feeder Hardening-Recloser-92949312 | Distribution Feeder Hardening | 13889 | 0 |  | 0 | 0
Distribution Feeder Hardening-Recloser-92949698 | Distribution Feeder Hardening | 13006 | 0 |  | 0 | 0
Distribution Feeder Hardening-Recloser-92959008 | Distribution Feeder Hardening | 14144 | 0 |  | 0 | 0
Distribution Feeder Hardening-Recloser-92959412 | Distribution Feeder Hardening | 13898 | 0 |  | 0 | 0
Distribution Feeder Hardening-Recloser-92977157 | Distribution Feeder Hardening | 14071 | 0 |  | 0 | 0
Distribution Feeder Hardening-Recloser-92983683 | Distribution Feeder Hardening | 13535 | 0 |  | 0 | 0
Distribution Feeder Hardening-Recloser-92983708 | Distribution Feeder Hardening | 13482 | 0 |  | 0 | 0
Distribution Feeder Hardening-Recloser-93007844 | Distribution Feeder Hardening | 13298 | 0 |  | 0 | 0
Distribution Feeder Hardening-Recloser-93032566 | Distribution Feeder Hardening | 13813 | 0 |  | 0 | 0
Distribution Feeder Hardening-Recloser-93038852 | Distribution Feeder Hardening | 13006 | 0 |  | 0 | 0
Distribution Feeder Hardening-Recloser-93047972 | Distribution Feeder Hardening | 13748 | 0 |  | 0 | 0
Distribution Feeder Hardening-Recloser-93051731 | Distribution Feeder Hardening | 13019 | 0 |  | 0 | 0
Distribution Feeder Hardening-Recloser-93055685 | Distribution Feeder Hardening | 13019 | 0 |  | 0 | 0
Distribution Feeder Hardening-Recloser-93058393 | Distribution Feeder Hardening | 13593 | 0 |  | 0 | 0
Distribution Feeder Hardening-Recloser-93063658 | Distribution Feeder Hardening | 13019 | 2027 |  | 0 | 2027
Distribution Feeder Hardening-Recloser-93089839 | Distribution Feeder Hardening | 13622 | 0 |  | 0 | 0
Distribution Feeder Hardening-Recloser-93092600 | Distribution Feeder Hardening | 13070 | 0 |  | 0 | 0
Distribution Feeder Hardening-Recloser-93107313 | Distribution Feeder Hardening | 13714 | 0 |  | 0 | 0
Distribution Feeder Hardening-Recloser-93114052 | Distribution Feeder Hardening | 14199 | 0 |  | 0 | 0
Distribution Feeder Hardening-Recloser-93114092 | Distribution Feeder Hardening | 13296 | 2022 |  | 0 | 2022
Distribution Feeder Hardening-Recloser-93114549 | Distribution Feeder Hardening | 14050 | 0 |  | 0 | 0
Distribution Feeder Hardening-Recloser-93115984 | Distribution Feeder Hardening | 13470 | 0 |  | 0 | 0
Distribution Feeder Hardening-Recloser-93121634 | Distribution Feeder Hardening | 13290 | 2027 |  | 0 | 2027
Distribution Feeder Hardening-Recloser-93124663 | Distribution Feeder Hardening | 13815 | 0 |  | 0 | 0
Distribution Feeder Hardening-Recloser-93125222 | Distribution Feeder Hardening | 13836 | 0 |  | 0 | 0
Distribution Feeder Hardening-Recloser-93201166 | Distribution Feeder Hardening | 13656 | 2026 |  | 0 | 2026 | 2028
Distribution Feeder Hardening-Recloser-93214214 | Distribution Feeder Hardening | 13459 | 0 |  | 0 | 0
Distribution Feeder Hardening-Recloser-93223839 | Distribution Feeder Hardening | 13213 | 0 |  | 0 | 0
Distribution Feeder Hardening-Recloser-93229369 | Distribution Feeder Hardening | 13696 | 2025 |  | 0 | 2025
Distribution Feeder Hardening-Recloser-93230352 | Distribution Feeder Hardening | 13696 | 2025 |  | 0 | 2025
Distribution Feeder Hardening-Recloser-93235888 | Distribution Feeder Hardening | 13696 | 0 |  | 0 | 0
Distribution Feeder Hardening-Recloser-93239888 | Distribution Feeder Hardening | 13114 | 0 |  | 0 | 0
Distribution Feeder Hardening-Recloser-93243482 | Distribution Feeder Hardening | 13175 | 2022 | 2023 | -1 | 2023
Distribution Feeder Hardening-Recloser-93247105 | Distribution Feeder Hardening | 13808 | 2021 | 2023 | -2 | 2023
Distribution Feeder Hardening-Recloser-93267026 | Distribution Feeder Hardening | 13042 | 0 |  | 0 | 0
Distribution Feeder Hardening-Recloser-93267906 | Distribution Feeder Hardening | 13042 | 0 |  | 0 | 0
Distribution Feeder Hardening-Recloser-93280362 | Distribution Feeder Hardening | 13299 | 0 |  | 0 | 0
Distribution Feeder Hardening-Recloser-93281395 | Distribution Feeder Hardening | 13351 | 0 |  | 0 | 0
Distribution Feeder Hardening-Recloser-93284379 | Distribution Feeder Hardening | 13351 | 0 |  | 0 | 0
Distribution Feeder Hardening-Recloser-93288863 | Distribution Feeder Hardening | 13808 | 0 |  | 0 | 0
Distribution Feeder Hardening-Recloser-93289303 | Distribution Feeder Hardening | 13808 | 0 |  | 0 | 0
Distribution Feeder Hardening-Recloser-93294591 | Distribution Feeder Hardening | 13656 | 0 |  | 0 | 0
Distribution Feeder Hardening-Recloser-93311192 | Distribution Feeder Hardening | 13128 | 2026 |  | 0 | 2026
Distribution Feeder Hardening-Recloser-93314936 | Distribution Feeder Hardening | 13174 | 0 |  | 0 | 0
Distribution Feeder Hardening-Recloser-93317202 | Distribution Feeder Hardening | 13906 | 0 |  | 0 | 0
Distribution Feeder Hardening-Recloser-93322588 | Distribution Feeder Hardening | 13723 | 2028 |  | 0 | 2028
Distribution Feeder Hardening-Recloser-93327296 | Distribution Feeder Hardening | 13985 | 0 |  | 0 | 0
Distribution Feeder Hardening-Recloser-93333901 | Distribution Feeder Hardening | 13889 | 0 |  | 0 | 0
Distribution Feeder Hardening-Recloser-93334804 | Distribution Feeder Hardening | 13213 | 0 |  | 0 | 0
Distribution Feeder Hardening-Recloser-93335211 | Distribution Feeder Hardening | 13213 | 2023 |  | 0 | 2023
Distribution Feeder Hardening-Recloser-93335953 | Distribution Feeder Hardening | 13889 | 0 |  | 0 | 0
Distribution Feeder Hardening-Recloser-93336396 | Distribution Feeder Hardening | 13114 | 0 |  | 0 | 0
Distribution Feeder Hardening-Recloser-93336597 | Distribution Feeder Hardening | 13723 | 0 |  | 0 | 0
Distribution Feeder Hardening-Recloser-93338298 | Distribution Feeder Hardening | 13117 | 2025 |  | 0 | 2025
Distribution Feeder Hardening-Recloser-93346318 | Distribution Feeder Hardening | 13011 | 2025 |  | 0 | 2025
Distribution Feeder Hardening-Recloser-93356630 | Distribution Feeder Hardening | 13808 | 0 |  | 0 | 0
Distribution Feeder Hardening-Recloser-93360846 | Distribution Feeder Hardening | 13298 | 0 |  | 0 | 0
Distribution Feeder Hardening-Recloser-93364602 | Distribution Feeder Hardening | 13213 | 0 |  | 0 | 0
Distribution Feeder Hardening-Recloser-93381126 | Distribution Feeder Hardening | 13808 | 0 |  | 0 | 0
Distribution Feeder Hardening-Recloser-93390070 | Distribution Feeder Hardening | 13985 | 0 |  | 0 | 0
Distribution Feeder Hardening-Recloser-93420969 | Distribution Feeder Hardening | 13080 | 0 |  | 0 | 0
FLISR--1 | FLISR | SR--1 | 0 |  | 0 | 0
FLISR-13001 | FLISR | 13001 | 0 |  | 0 | 0
FLISR-13002 | FLISR | 13002 | 0 |  | 0 | 0
FLISR-13003 | FLISR | 13003 | 0 |  | 0 | 0
FLISR-13004 | FLISR | 13004 | 2025 |  | 0 | 2025
FLISR-13005 | FLISR | 13005 | 0 |  | 0 | 0
FLISR-13006 | FLISR | 13006 | 2023 |  | 0 | 2023
FLISR-13007 | FLISR | 13007 | 0 |  | 0 | 0
FLISR-13008 | FLISR | 13008 | 0 |  | 0 | 0
FLISR-13009 | FLISR | 13009 | 0 |  | 0 | 0
FLISR-13010 | FLISR | 13010 | 0 |  | 0 | 0
FLISR-13011 | FLISR | 13011 | 0 |  | 0 | 0
FLISR-13012 | FLISR | 13012 | 0 |  | 0 | 0
FLISR-13013 | FLISR | 13013 | 0 |  | 0 | 0
FLISR-13016 | FLISR | 13016 | 0 |  | 0 | 0
FLISR-13017 | FLISR | 13017 | 0 |  | 0 | 0
FLISR-13019 | FLISR | 13019 | 0 |  | 0 | 0
FLISR-13020 | FLISR | 13020 | 0 |  | 0 | 0
FLISR-13021 | FLISR | 13021 | 2024 |  | 0 | 2024
FLISR-13022 | FLISR | 13022 | 0 |  | 0 | 0
FLISR-13023 | FLISR | 13023 | 0 |  | 0 | 0
FLISR-13024 | FLISR | 13024 | 0 |  | 0 | 0
FLISR-13026 | FLISR | 13026 | 0 |  | 0 | 0
FLISR-13027 | FLISR | 13027 | 0 |  | 0 | 0
FLISR-13028 | FLISR | 13028 | 2029 |  | 0 | 2029
FLISR-13029 | FLISR | 13029 | 0 |  | 0 | 0
FLISR-13030 | FLISR | 13030 | 2027 |  | 0 | 2027
FLISR-13031 | FLISR | 13031 | 0 |  | 0 | 0
FLISR-13034 | FLISR | 13034 | 0 |  | 0 | 0
FLISR-13035 | FLISR | 13035 | 0 |  | 0 | 0
FLISR-13036 | FLISR | 13036 | 2027 |  | 0 | 2027
FLISR-13037 | FLISR | 13037 | 0 |  | 0 | 0
FLISR-13038 | FLISR | 13038 | 0 |  | 0 | 0
FLISR-13039 | FLISR | 13039 | 0 |  | 0 | 0
FLISR-13040 | FLISR | 13040 | 0 |  | 0 | 0
FLISR-13041 | FLISR | 13041 | 0 |  | 0 | 0
FLISR-13042 | FLISR | 13042 | 2023 |  | 0 | 2023
FLISR-13043 | FLISR | 13043 | 0 |  | 0 | 0
FLISR-13044 | FLISR | 13044 | 0 |  | 0 | 0
FLISR-13045 | FLISR | 13045 | 0 |  | 0 | 0
FLISR-13046 | FLISR | 13046 | 2029 |  | 0 | 2029
FLISR-13047 | FLISR | 13047 | 0 |  | 0 | 0
FLISR-13048 | FLISR | 13048 | 2022 |  | 0 | 2022
FLISR-13049 | FLISR | 13049 | 0 |  | 0 | 0
FLISR-13051 | FLISR | 13051 | 0 |  | 0 | 0
FLISR-13052 | FLISR | 13052 | 0 |  | 0 | 0
FLISR-13053 | FLISR | 13053 | 0 |  | 0 | 0
FLISR-13054 | FLISR | 13054 | 0 |  | 0 | 0
FLISR-13055 | FLISR | 13055 | 0 |  | 0 | 0
FLISR-13057 | FLISR | 13057 | 0 |  | 0 | 0
FLISR-13059 | FLISR | 13059 | 0 |  | 0 | 0
FLISR-13060 | FLISR | 13060 | 0 |  | 0 | 0
FLISR-13061 | FLISR | 13061 | 0 |  | 0 | 0
FLISR-13062 | FLISR | 13062 | 0 |  | 0 | 0
FLISR-13063 | FLISR | 13063 | 0 |  | 0 | 0
FLISR-13064 | FLISR | 13064 | 0 |  | 0 | 0
FLISR-13065 | FLISR | 13065 | 0 |  | 0 | 0
FLISR-13066 | FLISR | 13066 | 0 |  | 0 | 0
FLISR-13067 | FLISR | 13067 | 0 |  | 0 | 0
FLISR-13068 | FLISR | 13068 | 0 |  | 0 | 0
FLISR-13069 | FLISR | 13069 | 2023 |  | 0 | 2023
FLISR-13070 | FLISR | 13070 | 0 |  | 0 | 0
FLISR-13071 | FLISR | 13071 | 0 |  | 0 | 0
FLISR-13072 | FLISR | 13072 | 0 |  | 0 | 0
FLISR-13073 | FLISR | 13073 | 0 |  | 0 | 0
FLISR-13076 | FLISR | 13076 | 0 |  | 0 | 0
FLISR-13077 | FLISR | 13077 | 2023 |  | 0 | 2023
FLISR-13078 | FLISR | 13078 | 0 |  | 0 | 0
FLISR-13079 | FLISR | 13079 | 2027 |  | 0 | 2027
FLISR-13080 | FLISR | 13080 | 0 |  | 0 | 0
FLISR-13081 | FLISR | 13081 | 0 |  | 0 | 0
FLISR-13082 | FLISR | 13082 | 0 |  | 0 | 0
FLISR-13084 | FLISR | 13084 | 0 |  | 0 | 0
FLISR-13086 | FLISR | 13086 | 0 |  | 0 | 0
FLISR-13087 | FLISR | 13087 | 0 |  | 0 | 0
FLISR-13088 | FLISR | 13088 | 0 |  | 0 | 0
FLISR-13089 | FLISR | 13089 | 0 |  | 0 | 0
FLISR-13090 | FLISR | 13090 | 0 |  | 0 | 0
FLISR-13091 | FLISR | 13091 | 0 |  | 0 | 0
FLISR-13092 | FLISR | 13092 | 0 |  | 0 | 0
FLISR-13093 | FLISR | 13093 | 0 |  | 0 | 0
FLISR-13094 | FLISR | 13094 | 2022 |  | 0 | 2022
FLISR-13096 | FLISR | 13096 | 0 |  | 0 | 0
FLISR-13097 | FLISR | 13097 | 0 |  | 0 | 0
FLISR-13098 | FLISR | 13098 | 2024 |  | 0 | 2024
FLISR-13099 | FLISR | 13099 | 0 |  | 0 | 0
FLISR-13100 | FLISR | 13100 | 0 |  | 0 | 0
FLISR-13101 | FLISR | 13101 | 0 |  | 0 | 0
FLISR-13102 | FLISR | 13102 | 0 |  | 0 | 0
FLISR-13103 | FLISR | 13103 | 0 |  | 0 | 0
FLISR-13104 | FLISR | 13104 | 0 |  | 0 | 0
FLISR-13105 | FLISR | 13105 | 0 |  | 0 | 0
FLISR-13106 | FLISR | 13106 | 2029 |  | 0 | 2029
FLISR-13107 | FLISR | 13107 | 0 |  | 0 | 0
FLISR-13109 | FLISR | 13109 | 0 |  | 0 | 0
FLISR-13110 | FLISR | 13110 | 0 |  | 0 | 0
FLISR-13111 | FLISR | 13111 | 0 |  | 0 | 0
FLISR-13112 | FLISR | 13112 | 0 |  | 0 | 0
FLISR-13113 | FLISR | 13113 | 0 |  | 0 | 0
FLISR-13114 | FLISR | 13114 | 0 |  | 0 | 0
FLISR-13115 | FLISR | 13115 | 0 |  | 0 | 0
FLISR-13117 | FLISR | 13117 | 2025 |  | 0 | 2025
FLISR-13118 | FLISR | 13118 | 2022 |  | 0 | 2022
FLISR-13119 | FLISR | 13119 | 2021 | 2023 | -2 | 2023
FLISR-13120 | FLISR | 13120 | 0 |  | 0 | 0
FLISR-13121 | FLISR | 13121 | 0 |  | 0 | 0
FLISR-13122 | FLISR | 13122 | 0 |  | 0 | 0
FLISR-13123 | FLISR | 13123 | 0 |  | 0 | 0
FLISR-13124 | FLISR | 13124 | 0 |  | 0 | 0
FLISR-13125 | FLISR | 13125 | 0 |  | 0 | 0
FLISR-13126 | FLISR | 13126 | 0 |  | 0 | 0
FLISR-13127 | FLISR | 13127 | 0 |  | 0 | 0
FLISR-13128 | FLISR | 13128 | 0 |  | 0 | 0
FLISR-13129 | FLISR | 13129 | 0 |  | 0 | 0
FLISR-13130 | FLISR | 13130 | 0 |  | 0 | 0
FLISR-13132 | FLISR | 13132 | 0 |  | 0 | 0
FLISR-13133 | FLISR | 13133 | 0 |  | 0 | 0
FLISR-13134 | FLISR | 13134 | 0 |  | 0 | 0
FLISR-13136 | FLISR | 13136 | 2025 |  | 0 | 2025
FLISR-13137 | FLISR | 13137 | 0 |  | 0 | 0
FLISR-13138 | FLISR | 13138 | 0 |  | 0 | 0
FLISR-13139 | FLISR | 13139 | 0 |  | 0 | 0
FLISR-13140 | FLISR | 13140 | 0 |  | 0 | 0
FLISR-13141 | FLISR | 13141 | 0 |  | 0 | 0
FLISR-13142 | FLISR | 13142 | 0 |  | 0 | 0
FLISR-13143 | FLISR | 13143 | 0 |  | 0 | 0
FLISR-13146 | FLISR | 13146 | 0 |  | 0 | 0
FLISR-13147 | FLISR | 13147 | 0 |  | 0 | 0
FLISR-13148 | FLISR | 13148 | 2022 |  | 0 | 2022
FLISR-13150 | FLISR | 13150 | 0 |  | 0 | 0
FLISR-13151 | FLISR | 13151 | 2023 |  | 0 | 2023
FLISR-13152 | FLISR | 13152 | 2024 |  | 0 | 2024
FLISR-13153 | FLISR | 13153 | 2026 |  | 0 | 2026
FLISR-13154 | FLISR | 13154 | 0 |  | 0 | 0
FLISR-13155 | FLISR | 13155 | 0 |  | 0 | 0
FLISR-13156 | FLISR | 13156 | 0 |  | 0 | 0
FLISR-13157 | FLISR | 13157 | 0 |  | 0 | 0
FLISR-13158 | FLISR | 13158 | 0 |  | 0 | 0
FLISR-13159 | FLISR | 13159 | 0 |  | 0 | 0
FLISR-13160 | FLISR | 13160 | 0 |  | 0 | 0
FLISR-13161 | FLISR | 13161 | 0 |  | 0 | 0
FLISR-13162 | FLISR | 13162 | 0 |  | 0 | 0
FLISR-13163 | FLISR | 13163 | 0 |  | 0 | 0
FLISR-13164 | FLISR | 13164 | 0 |  | 0 | 0
FLISR-13165 | FLISR | 13165 | 0 |  | 0 | 0
FLISR-13166 | FLISR | 13166 | 0 |  | 0 | 0
FLISR-13167 | FLISR | 13167 | 0 |  | 0 | 0
FLISR-13169 | FLISR | 13169 | 0 |  | 0 | 0
FLISR-13170 | FLISR | 13170 | 0 |  | 0 | 0
FLISR-13171 | FLISR | 13171 | 0 |  | 0 | 0
FLISR-13172 | FLISR | 13172 | 0 |  | 0 | 0
FLISR-13173 | FLISR | 13173 | 0 |  | 0 | 0
FLISR-13174 | FLISR | 13174 | 0 |  | 0 | 0
FLISR-13175 | FLISR | 13175 | 2022 | 2023 | -1 | 2023
FLISR-13176 | FLISR | 13176 | 2023 |  | 0 | 2023
FLISR-13177 | FLISR | 13177 | 0 |  | 0 | 0
FLISR-13178 | FLISR | 13178 | 0 |  | 0 | 0
FLISR-13180 | FLISR | 13180 | 0 |  | 0 | 0
FLISR-13181 | FLISR | 13181 | 0 |  | 0 | 0
FLISR-13183 | FLISR | 13183 | 0 |  | 0 | 0
FLISR-13184 | FLISR | 13184 | 0 |  | 0 | 0
FLISR-13185 | FLISR | 13185 | 0 |  | 0 | 0
FLISR-13186 | FLISR | 13186 | 0 |  | 0 | 0
FLISR-13187 | FLISR | 13187 | 2027 |  | 0 | 2027
FLISR-13188 | FLISR | 13188 | 0 |  | 0 | 0
FLISR-13189 | FLISR | 13189 | 0 |  | 0 | 0
FLISR-13190 | FLISR | 13190 | 0 |  | 0 | 0
FLISR-13191 | FLISR | 13191 | 0 |  | 0 | 0
FLISR-13192 | FLISR | 13192 | 2029 |  | 0 | 2029
FLISR-13193 | FLISR | 13193 | 0 |  | 0 | 0
FLISR-13194 | FLISR | 13194 | 0 |  | 0 | 0
FLISR-13195 | FLISR | 13195 | 0 |  | 0 | 0
FLISR-13198 | FLISR | 13198 | 2027 |  | 0 | 2027
FLISR-13199 | FLISR | 13199 | 0 |  | 0 | 0
FLISR-13201 | FLISR | 13201 | 0 |  | 0 | 0
FLISR-13204 | FLISR | 13204 | 2024 |  | 0 | 2024
FLISR-13205 | FLISR | 13205 | 0 |  | 0 | 0
FLISR-13206 | FLISR | 13206 | 0 |  | 0 | 0
FLISR-13207 | FLISR | 13207 | 0 |  | 0 | 0
FLISR-13208 | FLISR | 13208 | 0 |  | 0 | 0
FLISR-13210 | FLISR | 13210 | 0 |  | 0 | 0
FLISR-13211 | FLISR | 13211 | 2024 |  | 0 | 2024
FLISR-13213 | FLISR | 13213 | 0 |  | 0 | 0
FLISR-13214 | FLISR | 13214 | 0 |  | 0 | 0
FLISR-13217 | FLISR | 13217 | 0 |  | 0 | 0
FLISR-13218 | FLISR | 13218 | 0 |  | 0 | 0
FLISR-13219 | FLISR | 13219 | 0 |  | 0 | 0
FLISR-13220 | FLISR | 13220 | 0 |  | 0 | 0
FLISR-13221 | FLISR | 13221 | 2024 |  | 0 | 2024
FLISR-13222 | FLISR | 13222 | 0 |  | 0 | 0
FLISR-13223 | FLISR | 13223 | 0 |  | 0 | 0
FLISR-13224 | FLISR | 13224 | 0 |  | 0 | 0
FLISR-13225 | FLISR | 13225 | 0 |  | 0 | 0
FLISR-13226 | FLISR | 13226 | 0 |  | 0 | 0
FLISR-13227 | FLISR | 13227 | 2021 |  | 0 | 2021
FLISR-13228 | FLISR | 13228 | 0 |  | 0 | 0
FLISR-13229 | FLISR | 13229 | 0 |  | 0 | 0
FLISR-13230 | FLISR | 13230 | 2025 |  | 0 | 2025
FLISR-13231 | FLISR | 13231 | 2029 |  | 0 | 2029
FLISR-13233 | FLISR | 13233 | 0 |  | 0 | 0
FLISR-13235 | FLISR | 13235 | 0 |  | 0 | 0
FLISR-13236 | FLISR | 13236 | 2023 |  | 0 | 2023
FLISR-13237 | FLISR | 13237 | 0 |  | 0 | 0
FLISR-13238 | FLISR | 13238 | 0 |  | 0 | 0
FLISR-13241 | FLISR | 13241 | 0 |  | 0 | 0
FLISR-13242 | FLISR | 13242 | 0 |  | 0 | 0
FLISR-13243 | FLISR | 13243 | 0 |  | 0 | 0
FLISR-13254 | FLISR | 13254 | 2025 |  | 0 | 2025 | 2025
FLISR-13256 | FLISR | 13256 | 0 |  | 0 | 0
FLISR-13264 | FLISR | 13264 | 0 |  | 0 | 0
FLISR-13267 | FLISR | 13267 | 0 |  | 0 | 0
FLISR-13268 | FLISR | 13268 | 0 |  | 0 | 0
FLISR-13270 | FLISR | 13270 | 0 |  | 0 | 0
FLISR-13276 | FLISR | 13276 | 0 |  | 0 | 0
FLISR-13278 | FLISR | 13278 | 0 |  | 0 | 0
FLISR-13279 | FLISR | 13279 | 2025 |  | 0 | 2025
FLISR-13280 | FLISR | 13280 | 0 |  | 0 | 0
FLISR-13281 | FLISR | 13281 | 0 |  | 0 | 0
FLISR-13282 | FLISR | 13282 | 0 |  | 0 | 0
FLISR-13283 | FLISR | 13283 | 0 |  | 0 | 0
FLISR-13288 | FLISR | 13288 | 0 |  | 0 | 0
FLISR-13289 | FLISR | 13289 | 0 |  | 0 | 0
FLISR-13290 | FLISR | 13290 | 0 |  | 0 | 0
FLISR-13291 | FLISR | 13291 | 2026 |  | 0 | 2026
FLISR-13292 | FLISR | 13292 | 0 |  | 0 | 0
FLISR-13293 | FLISR | 13293 | 2024 |  | 0 | 2024
FLISR-13294 | FLISR | 13294 | 2026 |  | 0 | 2026
FLISR-13295 | FLISR | 13295 | 0 |  | 0 | 0
FLISR-13296 | FLISR | 13296 | 2022 |  | 0 | 2022
FLISR-13297 | FLISR | 13297 | 2023 |  | 0 | 2023
FLISR-13298 | FLISR | 13298 | 0 |  | 0 | 0
FLISR-13299 | FLISR | 13299 | 0 |  | 0 | 0
FLISR-13302 | FLISR | 13302 | 0 |  | 0 | 0
FLISR-13303 | FLISR | 13303 | 2023 |  | 0 | 2023
FLISR-13304 | FLISR | 13304 | 0 |  | 0 | 0
FLISR-13305 | FLISR | 13305 | 0 |  | 0 | 0
FLISR-13308 | FLISR | 13308 | 2020 |  | 0 | 2020
FLISR-13309 | FLISR | 13309 | 0 |  | 0 | 0
FLISR-13310 | FLISR | 13310 | 0 |  | 0 | 0
FLISR-13311 | FLISR | 13311 | 0 |  | 0 | 0
FLISR-13312 | FLISR | 13312 | 0 |  | 0 | 0
FLISR-13313 | FLISR | 13313 | 0 |  | 0 | 0
FLISR-13314 | FLISR | 13314 | 0 |  | 0 | 0
FLISR-13322 | FLISR | 13322 | 0 |  | 0 | 0
FLISR-13323 | FLISR | 13323 | 0 |  | 0 | 0
FLISR-13324 | FLISR | 13324 | 0 |  | 0 | 0
FLISR-13325 | FLISR | 13325 | 0 |  | 0 | 0
FLISR-13326 | FLISR | 13326 | 0 |  | 0 | 0
FLISR-13327 | FLISR | 13327 | 0 |  | 0 | 0
FLISR-13328 | FLISR | 13328 | 0 |  | 0 | 0
FLISR-13329 | FLISR | 13329 | 2024 |  | 0 | 2024
FLISR-13330 | FLISR | 13330 | 2026 |  | 0 | 2026
FLISR-13331 | FLISR | 13331 | 0 |  | 0 | 0
FLISR-13332 | FLISR | 13332 | 0 |  | 0 | 0
FLISR-13333 | FLISR | 13333 | 0 |  | 0 | 0
FLISR-13334 | FLISR | 13334 | 0 |  | 0 | 0
FLISR-13335 | FLISR | 13335 | 0 |  | 0 | 0
FLISR-13336 | FLISR | 13336 | 0 |  | 0 | 0
FLISR-13337 | FLISR | 13337 | 0 |  | 0 | 0
FLISR-13338 | FLISR | 13338 | 0 |  | 0 | 0
FLISR-13339 | FLISR | 13339 | 0 |  | 0 | 0
FLISR-13340 | FLISR | 13340 | 0 |  | 0 | 0
FLISR-13341 | FLISR | 13341 | 0 |  | 0 | 0
FLISR-13342 | FLISR | 13342 | 0 |  | 0 | 0
FLISR-13343 | FLISR | 13343 | 0 |  | 0 | 0
FLISR-13344 | FLISR | 13344 | 0 |  | 0 | 0
FLISR-13348 | FLISR | 13348 | 0 |  | 0 | 0
FLISR-13349 | FLISR | 13349 | 0 |  | 0 | 0
FLISR-13351 | FLISR | 13351 | 2023 |  | 0 | 2023
FLISR-13352 | FLISR | 13352 | 0 |  | 0 | 0
FLISR-13354 | FLISR | 13354 | 0 |  | 0 | 0
FLISR-13358 | FLISR | 13358 | 2024 |  | 0 | 2024
FLISR-13359 | FLISR | 13359 | 0 |  | 0 | 0
FLISR-13360 | FLISR | 13360 | 0 |  | 0 | 0
FLISR-13363 | FLISR | 13363 | 2023 |  | 0 | 2023
FLISR-13364 | FLISR | 13364 | 0 |  | 0 | 0
FLISR-13365 | FLISR | 13365 | 0 |  | 0 | 0
FLISR-13366 | FLISR | 13366 | 0 |  | 0 | 0
FLISR-13367 | FLISR | 13367 | 2021 | 2023 | -2 | 2023
FLISR-13368 | FLISR | 13368 | 0 |  | 0 | 0
FLISR-13370 | FLISR | 13370 | 2024 |  | 0 | 2024
FLISR-13371 | FLISR | 13371 | 0 |  | 0 | 0
FLISR-13372 | FLISR | 13372 | 0 |  | 0 | 0
FLISR-13373 | FLISR | 13373 | 2023 |  | 0 | 2023
FLISR-13377 | FLISR | 13377 | 0 |  | 0 | 0
FLISR-13379 | FLISR | 13379 | 0 |  | 0 | 0
FLISR-13382 | FLISR | 13382 | 0 |  | 0 | 0
FLISR-13388 | FLISR | 13388 | 0 |  | 0 | 0
FLISR-13389 | FLISR | 13389 | 0 |  | 0 | 0
FLISR-13390 | FLISR | 13390 | 2023 |  | 0 | 2023
FLISR-13391 | FLISR | 13391 | 0 |  | 0 | 0
FLISR-13397 | FLISR | 13397 | 0 |  | 0 | 0
FLISR-13398 | FLISR | 13398 | 0 |  | 0 | 0
FLISR-13399 | FLISR | 13399 | 0 |  | 0 | 0
FLISR-13400 | FLISR | 13400 | 0 |  | 0 | 0
FLISR-13405 | FLISR | 13405 | 0 |  | 0 | 0
FLISR-13406 | FLISR | 13406 | 0 |  | 0 | 0
FLISR-13412 | FLISR | 13412 | 0 |  | 0 | 0
FLISR-13414 | FLISR | 13414 | 0 |  | 0 | 0
FLISR-13417 | FLISR | 13417 | 2024 |  | 0 | 2024
FLISR-13418 | FLISR | 13418 | 0 |  | 0 | 0
FLISR-13419 | FLISR | 13419 | 0 |  | 0 | 0
FLISR-13420 | FLISR | 13420 | 0 |  | 0 | 0
FLISR-13422 | FLISR | 13422 | 2028 |  | 0 | 2028
FLISR-13423 | FLISR | 13423 | 2026 |  | 0 | 2026
FLISR-13425 | FLISR | 13425 | 0 |  | 0 | 0
FLISR-13426 | FLISR | 13426 | 0 |  | 0 | 0
FLISR-13427 | FLISR | 13427 | 0 |  | 0 | 0
FLISR-13428 | FLISR | 13428 | 0 |  | 0 | 0
FLISR-13431 | FLISR | 13431 | 2023 |  | 0 | 2023
FLISR-13432 | FLISR | 13432 | 0 |  | 0 | 0
FLISR-13433 | FLISR | 13433 | 0 |  | 0 | 0
FLISR-13434 | FLISR | 13434 | 0 |  | 0 | 0
FLISR-13435 | FLISR | 13435 | 0 |  | 0 | 0
FLISR-13436 | FLISR | 13436 | 0 |  | 0 | 0
FLISR-13438 | FLISR | 13438 | 0 |  | 0 | 0
FLISR-13439 | FLISR | 13439 | 0 |  | 0 | 0
FLISR-13440 | FLISR | 13440 | 0 |  | 0 | 0
FLISR-13442 | FLISR | 13442 | 2024 |  | 0 | 2024
FLISR-13443 | FLISR | 13443 | 2021 |  | 0 | 2021
FLISR-13444 | FLISR | 13444 | 0 |  | 0 | 0
FLISR-13447 | FLISR | 13447 | 0 |  | 0 | 0
FLISR-13448 | FLISR | 13448 | 0 |  | 0 | 0
FLISR-13449 | FLISR | 13449 | 0 |  | 0 | 0
FLISR-13450 | FLISR | 13450 | 0 |  | 0 | 0
FLISR-13451 | FLISR | 13451 | 0 |  | 0 | 0
FLISR-13452 | FLISR | 13452 | 0 |  | 0 | 0
FLISR-13453 | FLISR | 13453 | 0 |  | 0 | 0
FLISR-13454 | FLISR | 13454 | 0 |  | 0 | 0
FLISR-13455 | FLISR | 13455 | 0 |  | 0 | 0
FLISR-13456 | FLISR | 13456 | 0 |  | 0 | 0
FLISR-13457 | FLISR | 13457 | 0 |  | 0 | 0
FLISR-13458 | FLISR | 13458 | 0 |  | 0 | 0
FLISR-13459 | FLISR | 13459 | 0 |  | 0 | 0
FLISR-13460 | FLISR | 13460 | 2024 |  | 0 | 2024
FLISR-13461 | FLISR | 13461 | 2021 |  | 0 | 2021
FLISR-13462 | FLISR | 13462 | 2021 |  | 0 | 2021
FLISR-13463 | FLISR | 13463 | 2027 |  | 0 | 2027
FLISR-13464 | FLISR | 13464 | 0 |  | 0 | 0
FLISR-13466 | FLISR | 13466 | 0 |  | 0 | 0
FLISR-13467 | FLISR | 13467 | 0 |  | 0 | 0
FLISR-13468 | FLISR | 13468 | 0 |  | 0 | 0
FLISR-13469 | FLISR | 13469 | 2027 |  | 0 | 2027
FLISR-13470 | FLISR | 13470 | 2025 |  | 0 | 2025
FLISR-13471 | FLISR | 13471 | 0 |  | 0 | 0
FLISR-13473 | FLISR | 13473 | 0 |  | 0 | 0
FLISR-13479 | FLISR | 13479 | 2028 |  | 0 | 2028
FLISR-13480 | FLISR | 13480 | 0 |  | 0 | 0
FLISR-13481 | FLISR | 13481 | 0 |  | 0 | 0
FLISR-13482 | FLISR | 13482 | 0 |  | 0 | 0
FLISR-13483 | FLISR | 13483 | 0 |  | 0 | 0
FLISR-13484 | FLISR | 13484 | 0 |  | 0 | 0
FLISR-13485 | FLISR | 13485 | 0 |  | 0 | 0
FLISR-13488 | FLISR | 13488 | 0 |  | 0 | 0
FLISR-13489 | FLISR | 13489 | 2022 | 2023 | -1 | 2023
FLISR-13490 | FLISR | 13490 | 0 |  | 0 | 0
FLISR-13491 | FLISR | 13491 | 0 |  | 0 | 0
FLISR-13492 | FLISR | 13492 | 0 |  | 0 | 0
FLISR-13493 | FLISR | 13493 | 0 |  | 0 | 0
FLISR-13494 | FLISR | 13494 | 0 |  | 0 | 0
FLISR-13495 | FLISR | 13495 | 0 |  | 0 | 0
FLISR-13496 | FLISR | 13496 | 0 |  | 0 | 0
FLISR-13497 | FLISR | 13497 | 0 |  | 0 | 0
FLISR-13499 | FLISR | 13499 | 0 |  | 0 | 0
FLISR-13501 | FLISR | 13501 | 0 |  | 0 | 0
FLISR-13502 | FLISR | 13502 | 0 |  | 0 | 0
FLISR-13505 | FLISR | 13505 | 0 |  | 0 | 0
FLISR-13506 | FLISR | 13506 | 0 |  | 0 | 0
FLISR-13507 | FLISR | 13507 | 0 |  | 0 | 0
FLISR-13509 | FLISR | 13509 | 0 |  | 0 | 0
FLISR-13510 | FLISR | 13510 | 0 |  | 0 | 0
FLISR-13511 | FLISR | 13511 | 0 |  | 0 | 0
FLISR-13512 | FLISR | 13512 | 0 |  | 0 | 0
FLISR-13513 | FLISR | 13513 | 0 |  | 0 | 0
FLISR-13514 | FLISR | 13514 | 0 |  | 0 | 0
FLISR-13516 | FLISR | 13516 | 2027 |  | 0 | 2027
FLISR-13517 | FLISR | 13517 | 0 |  | 0 | 0
FLISR-13518 | FLISR | 13518 | 0 |  | 0 | 0
FLISR-13520 | FLISR | 13520 | 0 |  | 0 | 0
FLISR-13521 | FLISR | 13521 | 0 |  | 0 | 0
FLISR-13522 | FLISR | 13522 | 0 |  | 0 | 0
FLISR-13523 | FLISR | 13523 | 0 |  | 0 | 0
FLISR-13524 | FLISR | 13524 | 0 |  | 0 | 0
FLISR-13530 | FLISR | 13530 | 0 |  | 0 | 0
FLISR-13531 | FLISR | 13531 | 0 |  | 0 | 0
FLISR-13532 | FLISR | 13532 | 0 |  | 0 | 0
FLISR-13533 | FLISR | 13533 | 2020 |  | 0 | 2020
FLISR-13535 | FLISR | 13535 | 0 |  | 0 | 0
FLISR-13538 | FLISR | 13538 | 0 |  | 0 | 0
FLISR-13539 | FLISR | 13539 | 0 |  | 0 | 0
FLISR-13540 | FLISR | 13540 | 0 |  | 0 | 0
FLISR-13541 | FLISR | 13541 | 0 |  | 0 | 0
FLISR-13544 | FLISR | 13544 | 0 |  | 0 | 0
FLISR-13546 | FLISR | 13546 | 0 |  | 0 | 0
FLISR-13547 | FLISR | 13547 | 0 |  | 0 | 0
FLISR-13551 | FLISR | 13551 | 0 |  | 0 | 0
FLISR-13552 | FLISR | 13552 | 0 |  | 0 | 0
FLISR-13553 | FLISR | 13553 | 0 |  | 0 | 0
FLISR-13572 | FLISR | 13572 | 0 |  | 0 | 0
FLISR-13573 | FLISR | 13573 | 0 |  | 0 | 0
FLISR-13574 | FLISR | 13574 | 0 |  | 0 | 0
FLISR-13575 | FLISR | 13575 | 0 |  | 0 | 0
FLISR-13576 | FLISR | 13576 | 2028 |  | 0 | 2028
FLISR-13577 | FLISR | 13577 | 0 |  | 0 | 0
FLISR-13579 | FLISR | 13579 | 0 |  | 0 | 0
FLISR-13582 | FLISR | 13582 | 0 |  | 0 | 0
FLISR-13583 | FLISR | 13583 | 0 |  | 0 | 0
FLISR-13584 | FLISR | 13584 | 0 |  | 0 | 0
FLISR-13585 | FLISR | 13585 | 0 |  | 0 | 0
FLISR-13586 | FLISR | 13586 | 0 |  | 0 | 0
FLISR-13587 | FLISR | 13587 | 0 |  | 0 | 0
FLISR-13590 | FLISR | 13590 | 0 |  | 0 | 0
FLISR-13591 | FLISR | 13591 | 0 |  | 0 | 0
FLISR-13592 | FLISR | 13592 | 2028 |  | 0 | 2028
FLISR-13593 | FLISR | 13593 | 0 |  | 0 | 0
FLISR-136 | FLISR | R-136 | 0 |  | 0 | 0
FLISR-13600 | FLISR | 13600 | 0 |  | 0 | 0
FLISR-13605 | FLISR | 13605 | 0 |  | 0 | 0
FLISR-13606 | FLISR | 13606 | 0 |  | 0 | 0
FLISR-13610 | FLISR | 13610 | 0 |  | 0 | 0
FLISR-13611 | FLISR | 13611 | 0 |  | 0 | 0
FLISR-13612 | FLISR | 13612 | 0 |  | 0 | 0
FLISR-13613 | FLISR | 13613 | 0 |  | 0 | 0
FLISR-13621 | FLISR | 13621 | 0 |  | 0 | 0
FLISR-13622 | FLISR | 13622 | 0 |  | 0 | 0
FLISR-13624 | FLISR | 13624 | 0 |  | 0 | 0
FLISR-13630 | FLISR | 13630 | 0 |  | 0 | 0
FLISR-13631 | FLISR | 13631 | 0 |  | 0 | 0
FLISR-13632 | FLISR | 13632 | 0 |  | 0 | 0
FLISR-13633 | FLISR | 13633 | 2021 |  | 0 | 2021
FLISR-13635 | FLISR | 13635 | 0 |  | 0 | 0
FLISR-13636 | FLISR | 13636 | 0 |  | 0 | 0
FLISR-13637 | FLISR | 13637 | 0 |  | 0 | 0
FLISR-13638 | FLISR | 13638 | 0 |  | 0 | 0
FLISR-13639 | FLISR | 13639 | 0 |  | 0 | 0
FLISR-13643 | FLISR | 13643 | 0 |  | 0 | 0
FLISR-13645 | FLISR | 13645 | 2024 |  | 0 | 2024
FLISR-13648 | FLISR | 13648 | 0 |  | 0 | 0
FLISR-13649 | FLISR | 13649 | 0 |  | 0 | 0
FLISR-13650 | FLISR | 13650 | 0 |  | 0 | 0
FLISR-13651 | FLISR | 13651 | 0 |  | 0 | 0
FLISR-13652 | FLISR | 13652 | 0 |  | 0 | 0
FLISR-13655 | FLISR | 13655 | 0 |  | 0 | 0
FLISR-13656 | FLISR | 13656 | 2026 |  | 0 | 2026 | 2028
FLISR-13657 | FLISR | 13657 | 2026 |  | 0 | 2026
FLISR-13659 | FLISR | 13659 | 0 |  | 0 | 0
FLISR-13660 | FLISR | 13660 | 0 |  | 0 | 0
FLISR-13661 | FLISR | 13661 | 0 |  | 0 | 0
FLISR-13668 | FLISR | 13668 | 0 |  | 0 | 0
FLISR-13669 | FLISR | 13669 | 0 |  | 0 | 0
FLISR-13671 | FLISR | 13671 | 0 |  | 0 | 0
FLISR-13672 | FLISR | 13672 | 0 |  | 0 | 0
FLISR-13674 | FLISR | 13674 | 0 |  | 0 | 0
FLISR-13677 | FLISR | 13677 | 0 |  | 0 | 0
FLISR-13678 | FLISR | 13678 | 0 |  | 0 | 0
FLISR-13679 | FLISR | 13679 | 0 |  | 0 | 0
FLISR-13685 | FLISR | 13685 | 0 |  | 0 | 0
FLISR-13686 | FLISR | 13686 | 0 |  | 0 | 0
FLISR-13687 | FLISR | 13687 | 2024 |  | 0 | 2024
FLISR-13690 | FLISR | 13690 | 0 |  | 0 | 0
FLISR-13691 | FLISR | 13691 | 0 |  | 0 | 0
FLISR-13692 | FLISR | 13692 | 0 |  | 0 | 0
FLISR-13693 | FLISR | 13693 | 0 |  | 0 | 0
FLISR-13695 | FLISR | 13695 | 2023 |  | 0 | 2023
FLISR-13696 | FLISR | 13696 | 2025 |  | 0 | 2025
FLISR-13697 | FLISR | 13697 | 0 |  | 0 | 0
FLISR-13698 | FLISR | 13698 | 2028 |  | 0 | 2028
FLISR-13699 | FLISR | 13699 | 2026 |  | 0 | 2026
FLISR-13705 | FLISR | 13705 | 2029 |  | 0 | 2029
FLISR-13706 | FLISR | 13706 | 0 |  | 0 | 0
FLISR-13707 | FLISR | 13707 | 0 |  | 0 | 0
FLISR-13708 | FLISR | 13708 | 0 |  | 0 | 0
FLISR-13709 | FLISR | 13709 | 0 |  | 0 | 0
FLISR-13710 | FLISR | 13710 | 2021 | 2023 | -2 | 2023
FLISR-13711 | FLISR | 13711 | 0 |  | 0 | 0
FLISR-13712 | FLISR | 13712 | 0 |  | 0 | 0
FLISR-13713 | FLISR | 13713 | 0 |  | 0 | 0
FLISR-13714 | FLISR | 13714 | 0 |  | 0 | 0
FLISR-13715 | FLISR | 13715 | 0 |  | 0 | 0
FLISR-13716 | FLISR | 13716 | 0 |  | 0 | 0
FLISR-13717 | FLISR | 13717 | 2027 |  | 0 | 2027
FLISR-13718 | FLISR | 13718 | 0 |  | 0 | 0
FLISR-13719 | FLISR | 13719 | 0 |  | 0 | 0
FLISR-13722 | FLISR | 13722 | 0 |  | 0 | 0
FLISR-13723 | FLISR | 13723 | 0 |  | 0 | 0
FLISR-13724 | FLISR | 13724 | 0 |  | 0 | 0
FLISR-13729 | FLISR | 13729 | 0 |  | 0 | 0
FLISR-13731 | FLISR | 13731 | 0 |  | 0 | 0
FLISR-13732 | FLISR | 13732 | 0 |  | 0 | 0
FLISR-13733 | FLISR | 13733 | 0 |  | 0 | 0
FLISR-13737 | FLISR | 13737 | 2028 |  | 0 | 2028
FLISR-13738 | FLISR | 13738 | 0 |  | 0 | 0
FLISR-13739 | FLISR | 13739 | 0 |  | 0 | 0
FLISR-13740 | FLISR | 13740 | 0 |  | 0 | 0
FLISR-13745 | FLISR | 13745 | 2020 |  | 0 | 2020
FLISR-13747 | FLISR | 13747 | 0 |  | 0 | 0
FLISR-13748 | FLISR | 13748 | 0 |  | 0 | 0
FLISR-13749 | FLISR | 13749 | 0 |  | 0 | 0
FLISR-13750 | FLISR | 13750 | 0 |  | 0 | 0
FLISR-13753 | FLISR | 13753 | 0 |  | 0 | 0
FLISR-13754 | FLISR | 13754 | 0 |  | 0 | 0
FLISR-13756 | FLISR | 13756 | 0 |  | 0 | 0
FLISR-13761 | FLISR | 13761 | 0 |  | 0 | 0
FLISR-13764 | FLISR | 13764 | 0 |  | 0 | 0
FLISR-13769 | FLISR | 13769 | 0 |  | 0 | 0
FLISR-13770 | FLISR | 13770 | 2022 |  | 0 | 2022
FLISR-13772 | FLISR | 13772 | 2025 |  | 0 | 2025
FLISR-13777 | FLISR | 13777 | 0 |  | 0 | 0
FLISR-13780 | FLISR | 13780 | 0 |  | 0 | 0
FLISR-13781 | FLISR | 13781 | 0 |  | 0 | 0
FLISR-13785 | FLISR | 13785 | 0 |  | 0 | 0
FLISR-13786 | FLISR | 13786 | 0 |  | 0 | 0
FLISR-13787 | FLISR | 13787 | 2028 |  | 0 | 2028
FLISR-13793 | FLISR | 13793 | 0 |  | 0 | 0
FLISR-13795 | FLISR | 13795 | 2029 |  | 0 | 2029
FLISR-13796 | FLISR | 13796 | 0 |  | 0 | 0
FLISR-13797 | FLISR | 13797 | 0 |  | 0 | 0
FLISR-13798 | FLISR | 13798 | 0 |  | 0 | 0
FLISR-13799 | FLISR | 13799 | 0 |  | 0 | 0
FLISR-13805 | FLISR | 13805 | 2020 |  | 0 | 2020
FLISR-13807 | FLISR | 13807 | 2020 |  | 0 | 2020
FLISR-13808 | FLISR | 13808 | 2021 |  | 0 | 2021
FLISR-13813 | FLISR | 13813 | 0 |  | 0 | 0
FLISR-13815 | FLISR | 13815 | 0 |  | 0 | 0
FLISR-13817 | FLISR | 13817 | 2026 |  | 0 | 2026
FLISR-13818 | FLISR | 13818 | 0 |  | 0 | 0
FLISR-13820 | FLISR | 13820 | 0 |  | 0 | 0
FLISR-13825 | FLISR | 13825 | 0 |  | 0 | 0
FLISR-13826 | FLISR | 13826 | 2026 |  | 0 | 2026
FLISR-13827 | FLISR | 13827 | 0 |  | 0 | 0
FLISR-13828 | FLISR | 13828 | 0 |  | 0 | 0
FLISR-13829 | FLISR | 13829 | 0 |  | 0 | 0
FLISR-13830 | FLISR | 13830 | 0 |  | 0 | 0
FLISR-13831 | FLISR | 13831 | 0 |  | 0 | 0
FLISR-13832 | FLISR | 13832 | 0 |  | 0 | 0
FLISR-13835 | FLISR | 13835 | 2023 |  | 0 | 2023
FLISR-13836 | FLISR | 13836 | 0 |  | 0 | 0
FLISR-13837 | FLISR | 13837 | 0 |  | 0 | 0
FLISR-13838 | FLISR | 13838 | 0 |  | 0 | 0
FLISR-13839 | FLISR | 13839 | 2029 |  | 0 | 2029
FLISR-13840 | FLISR | 13840 | 0 |  | 0 | 0
FLISR-13844 | FLISR | 13844 | 0 |  | 0 | 0
FLISR-13850 | FLISR | 13850 | 0 |  | 0 | 0
FLISR-13853 | FLISR | 13853 | 0 |  | 0 | 0
FLISR-13854 | FLISR | 13854 | 2025 |  | 0 | 2025
FLISR-13860 | FLISR | 13860 | 0 |  | 0 | 0
FLISR-13863 | FLISR | 13863 | 0 |  | 0 | 0
FLISR-13864 | FLISR | 13864 | 0 |  | 0 | 0
FLISR-13865 | FLISR | 13865 | 0 |  | 0 | 0
FLISR-13866 | FLISR | 13866 | 0 |  | 0 | 0
FLISR-13867 | FLISR | 13867 | 0 |  | 0 | 0
FLISR-13869 | FLISR | 13869 | 0 |  | 0 | 0
FLISR-13870 | FLISR | 13870 | 0 |  | 0 | 0
FLISR-13871 | FLISR | 13871 | 0 |  | 0 | 0
FLISR-13872 | FLISR | 13872 | 0 |  | 0 | 0
FLISR-13873 | FLISR | 13873 | 0 |  | 0 | 0
FLISR-13878 | FLISR | 13878 | 0 |  | 0 | 0
FLISR-13879 | FLISR | 13879 | 0 |  | 0 | 0
FLISR-13880 | FLISR | 13880 | 0 |  | 0 | 0
FLISR-13882 | FLISR | 13882 | 0 |  | 0 | 0
FLISR-13883 | FLISR | 13883 | 0 |  | 0 | 0
FLISR-13884 | FLISR | 13884 | 0 |  | 0 | 0
FLISR-13885 | FLISR | 13885 | 0 |  | 0 | 0
FLISR-13886 | FLISR | 13886 | 0 |  | 0 | 0
FLISR-13888 | FLISR | 13888 | 0 |  | 0 | 0
FLISR-13889 | FLISR | 13889 | 0 |  | 0 | 0
FLISR-13890 | FLISR | 13890 | 2021 |  | 0 | 2021
FLISR-13891 | FLISR | 13891 | 0 |  | 0 | 0
FLISR-13892 | FLISR | 13892 | 2026 |  | 0 | 2026
FLISR-13895 | FLISR | 13895 | 0 |  | 0 | 0
FLISR-13896 | FLISR | 13896 | 0 |  | 0 | 0
FLISR-13897 | FLISR | 13897 | 0 |  | 0 | 0
FLISR-13898 | FLISR | 13898 | 0 |  | 0 | 0
FLISR-13899 | FLISR | 13899 | 2026 |  | 0 | 2026
FLISR-13900 | FLISR | 13900 | 0 |  | 0 | 0
FLISR-13906 | FLISR | 13906 | 0 |  | 0 | 0
FLISR-13909 | FLISR | 13909 | 0 |  | 0 | 0
FLISR-13910 | FLISR | 13910 | 0 |  | 0 | 0
FLISR-13911 | FLISR | 13911 | 2027 |  | 0 | 2027
FLISR-13916 | FLISR | 13916 | 2027 |  | 0 | 2027
FLISR-13918 | FLISR | 13918 | 2029 |  | 0 | 2029
FLISR-13919 | FLISR | 13919 | 0 |  | 0 | 0
FLISR-13920 | FLISR | 13920 | 0 |  | 0 | 0
FLISR-13921 | FLISR | 13921 | 0 |  | 0 | 0
FLISR-13922 | FLISR | 13922 | 0 |  | 0 | 0
FLISR-13924 | FLISR | 13924 | 0 |  | 0 | 0
FLISR-13927 | FLISR | 13927 | 0 |  | 0 | 0
FLISR-13932 | FLISR | 13932 | 0 |  | 0 | 0
FLISR-13934 | FLISR | 13934 | 0 |  | 0 | 0
FLISR-13935 | FLISR | 13935 | 0 |  | 0 | 0
FLISR-13939 | FLISR | 13939 | 2021 |  | 0 | 2021
FLISR-13942 | FLISR | 13942 | 0 |  | 0 | 0
FLISR-13943 | FLISR | 13943 | 0 |  | 0 | 0
FLISR-13944 | FLISR | 13944 | 0 |  | 0 | 0
FLISR-13946 | FLISR | 13946 | 0 |  | 0 | 0
FLISR-13947 | FLISR | 13947 | 0 |  | 0 | 0
FLISR-13948 | FLISR | 13948 | 0 |  | 0 | 0
FLISR-13951 | FLISR | 13951 | 0 |  | 0 | 0
FLISR-13953 | FLISR | 13953 | 0 |  | 0 | 0
FLISR-13954 | FLISR | 13954 | 0 |  | 0 | 0
FLISR-13955 | FLISR | 13955 | 0 |  | 0 | 0
FLISR-13956 | FLISR | 13956 | 0 |  | 0 | 0
FLISR-13959 | FLISR | 13959 | 0 |  | 0 | 0
FLISR-13961 | FLISR | 13961 | 0 |  | 0 | 0
FLISR-13962 | FLISR | 13962 | 2025 |  | 0 | 2025
FLISR-13963 | FLISR | 13963 | 0 |  | 0 | 0
FLISR-13964 | FLISR | 13964 | 0 |  | 0 | 0
FLISR-13967 | FLISR | 13967 | 2029 |  | 0 | 2029
FLISR-13968 | FLISR | 13968 | 2029 |  | 0 | 2029
FLISR-13971 | FLISR | 13971 | 0 |  | 0 | 0
FLISR-13972 | FLISR | 13972 | 0 |  | 0 | 0
FLISR-13980 | FLISR | 13980 | 0 |  | 0 | 0
FLISR-13982 | FLISR | 13982 | 0 |  | 0 | 0
FLISR-13983 | FLISR | 13983 | 2029 |  | 0 | 2029
FLISR-13984 | FLISR | 13984 | 2022 |  | 0 | 2022
FLISR-13985 | FLISR | 13985 | 0 |  | 0 | 0
FLISR-13986 | FLISR | 13986 | 0 |  | 0 | 0
FLISR-13987 | FLISR | 13987 | 2026 |  | 0 | 2026
FLISR-13988 | FLISR | 13988 | 0 |  | 0 | 0
FLISR-13989 | FLISR | 13989 | 2022 |  | 0 | 2022
FLISR-13990 | FLISR | 13990 | 0 |  | 0 | 0
FLISR-13991 | FLISR | 13991 | 0 |  | 0 | 0
FLISR-13993 | FLISR | 13993 | 0 |  | 0 | 0
FLISR-14000 | FLISR | 14000 | 0 |  | 0 | 0
FLISR-14001 | FLISR | 14001 | 0 |  | 0 | 0
FLISR-14002 | FLISR | 14002 | 0 |  | 0 | 0
FLISR-14010 | FLISR | 14010 | 0 |  | 0 | 0
FLISR-14011 | FLISR | 14011 | 2023 |  | 0 | 2023
FLISR-14012 | FLISR | 14012 | 0 |  | 0 | 0
FLISR-14014 | FLISR | 14014 | 0 |  | 0 | 0
FLISR-14020 | FLISR | 14020 | 0 |  | 0 | 0
FLISR-14021 | FLISR | 14021 | 0 |  | 0 | 0
FLISR-14022 | FLISR | 14022 | 0 |  | 0 | 0
FLISR-14023 | FLISR | 14023 | 0 |  | 0 | 0
FLISR-14024 | FLISR | 14024 | 2027 |  | 0 | 2027
FLISR-14025 | FLISR | 14025 | 0 |  | 0 | 0
FLISR-14026 | FLISR | 14026 | 0 |  | 0 | 0
FLISR-14030 | FLISR | 14030 | 0 |  | 0 | 0
FLISR-14031 | FLISR | 14031 | 0 |  | 0 | 0
FLISR-14032 | FLISR | 14032 | 0 |  | 0 | 0
FLISR-14035 | FLISR | 14035 | 0 |  | 0 | 0
FLISR-14036 | FLISR | 14036 | 0 |  | 0 | 0
FLISR-14037 | FLISR | 14037 | 0 |  | 0 | 0
FLISR-14040 | FLISR | 14040 | 0 |  | 0 | 0
FLISR-14041 | FLISR | 14041 | 0 |  | 0 | 0
FLISR-14042 | FLISR | 14042 | 2024 |  | 0 | 2024
FLISR-14050 | FLISR | 14050 | 0 |  | 0 | 0
FLISR-14065 | FLISR | 14065 | 0 |  | 0 | 0
FLISR-14069 | FLISR | 14069 | 0 |  | 0 | 0
FLISR-14070 | FLISR | 14070 | 0 |  | 0 | 0
FLISR-14071 | FLISR | 14071 | 0 |  | 0 | 0
FLISR-14079 | FLISR | 14079 | 0 |  | 0 | 0
FLISR-14080 | FLISR | 14080 | 0 |  | 0 | 0
FLISR-14081 | FLISR | 14081 | 0 |  | 0 | 0
FLISR-14082 | FLISR | 14082 | 0 |  | 0 | 0
FLISR-14083 | FLISR | 14083 | 0 |  | 0 | 0
FLISR-14084 | FLISR | 14084 | 0 |  | 0 | 0
FLISR-14089 | FLISR | 14089 | 0 |  | 0 | 0
FLISR-14090 | FLISR | 14090 | 0 |  | 0 | 0
FLISR-14091 | FLISR | 14091 | 0 |  | 0 | 0
FLISR-14094 | FLISR | 14094 | 0 |  | 0 | 0
FLISR-14095 | FLISR | 14095 | 0 |  | 0 | 0
FLISR-14096 | FLISR | 14096 | 0 |  | 0 | 0
FLISR-14099 | FLISR | 14099 | 0 |  | 0 | 0
FLISR-14100 | FLISR | 14100 | 0 |  | 0 | 0
FLISR-14101 | FLISR | 14101 | 0 |  | 0 | 0
FLISR-14102 | FLISR | 14102 | 0 |  | 0 | 0
FLISR-14109 | FLISR | 14109 | 0 |  | 0 | 0
FLISR-14110 | FLISR | 14110 | 0 |  | 0 | 0
FLISR-14111 | FLISR | 14111 | 0 |  | 0 | 0
FLISR-14112 | FLISR | 14112 | 0 |  | 0 | 0
FLISR-14114 | FLISR | 14114 | 0 |  | 0 | 0
FLISR-14115 | FLISR | 14115 | 0 |  | 0 | 0
FLISR-14116 | FLISR | 14116 | 0 |  | 0 | 0
FLISR-14117 | FLISR | 14117 | 0 |  | 0 | 0
FLISR-14119 | FLISR | 14119 | 0 |  | 0 | 0
FLISR-14120 | FLISR | 14120 | 0 |  | 0 | 0
FLISR-14121 | FLISR | 14121 | 2021 |  | 0 | 2021
FLISR-14122 | FLISR | 14122 | 0 |  | 0 | 0
FLISR-14123 | FLISR | 14123 | 2022 |  | 0 | 2022
FLISR-14144 | FLISR | 14144 | 0 |  | 0 | 0
FLISR-14145 | FLISR | 14145 | 0 |  | 0 | 0
FLISR-14197 | FLISR | 14197 | 0 |  | 0 | 0
FLISR-14198 | FLISR | 14198 | 0 |  | 0 | 0
FLISR-14199 | FLISR | 14199 | 0 |  | 0 | 0
FLISR-14216 | FLISR | 14216 | 0 |  | 0 | 0
FLISR-14217 | FLISR | 14217 | 0 |  | 0 | 0
FLISR-14218 | FLISR | 14218 | 0 |  | 0 | 0
FLISR-14274 | FLISR | 14274 | 0 |  | 0 | 0
FLISR-14275 | FLISR | 14275 | 0 |  | 0 | 0
FLISR-14306 | FLISR | 14306 | 0 |  | 0 | 0
FLISR-14341 | FLISR | 14341 | 0 |  | 0 | 0
FLISR-213 | FLISR | R-213 | 0 |  | 0 | 0
FLISR-230 | FLISR | R-230 | 0 |  | 0 | 0
FLISR-354 | FLISR | R-354 | 0 |  | 0 | 0
FLISR-58 | FLISR | SR-58 | 0 |  | 0 | 0
FLISR-79 | FLISR | SR-79 | 0 |  | 0 | 0
Lateral Hardening-Fuse-10000696 | Lateral Hardening | 13236 | 0 |  | 0 | 0
Lateral Hardening-Fuse-10000698 | Lateral Hardening | 13236 | 0 |  | 0 | 0
Lateral Hardening-Fuse-10000701 | Lateral Hardening | 13236 | 0 |  | 0 | 0
Lateral Hardening-Fuse-10000703 | Lateral Hardening | 13236 | 2029 |  | 0 | 2029
Lateral Hardening-Fuse-10000707 | Lateral Hardening | 13236 | 0 |  | 0 | 0
Lateral Hardening-Fuse-10000708 | Lateral Hardening | 13236 | 0 |  | 0 | 0
Lateral Hardening-Fuse-10000711 | Lateral Hardening | 13236 | 0 |  | 0 | 0
Lateral Hardening-Fuse-10000714 | Lateral Hardening | 13236 | 2029 |  | 0 | 2029
Lateral Hardening-Fuse-10000717 | Lateral Hardening | 13236 | 0 |  | 0 | 0
Lateral Hardening-Fuse-10000718 | Lateral Hardening | 13236 | 0 |  | 0 | 0
Lateral Hardening-Fuse-10000725 | Lateral Hardening | 13236 | 0 |  | 0 | 0
Lateral Hardening-Fuse-10000734 | Lateral Hardening | 13236 | 0 |  | 0 | 0
Lateral Hardening-Fuse-10000740 | Lateral Hardening | 13236 | 0 |  | 0 | 0
Lateral Hardening-Fuse-10000744 | Lateral Hardening | 13236 | 0 |  | 0 | 0
Lateral Hardening-Fuse-10000751 | Lateral Hardening | 13236 | 0 |  | 0 | 0
Lateral Hardening-Fuse-10000752 | Lateral Hardening | 13236 | 0 |  | 0 | 0
Lateral Hardening-Fuse-10000753 | Lateral Hardening | 13648 | 0 |  | 0 | 0
Lateral Hardening-Fuse-10000755 | Lateral Hardening | 13648 | 0 |  | 0 | 0
Lateral Hardening-Fuse-10000758 | Lateral Hardening | 13648 | 0 |  | 0 | 0
Lateral Hardening-Fuse-10000768 | Lateral Hardening | 13648 | 0 |  | 0 | 0
Lateral Hardening-Fuse-10000771 | Lateral Hardening | 13236 | 0 |  | 0 | 0
Lateral Hardening-Fuse-10000777 | Lateral Hardening | 13236 | 0 |  | 0 | 0
Lateral Hardening-Fuse-10000783 | Lateral Hardening | 13236 | 2029 |  | 0 | 2029
Lateral Hardening-Fuse-10000785 | Lateral Hardening | 13236 | 0 |  | 0 | 0
Lateral Hardening-Fuse-10000787 | Lateral Hardening | 13236 | 0 |  | 0 | 0
Lateral Hardening-Fuse-10000811 | Lateral Hardening | 13236 | 0 |  | 0 | 0
Lateral Hardening-Fuse-10000816 | Lateral Hardening | 13236 | 0 |  | 0 | 0
Lateral Hardening-Fuse-10000823 | Lateral Hardening | 13236 | 2029 |  | 0 | 2029
Lateral Hardening-Fuse-10000824 | Lateral Hardening | 13236 | 0 |  | 0 | 0
Lateral Hardening-Fuse-10000836 | Lateral Hardening | 13236 | 2029 |  | 0 | 2029
Lateral Hardening-Fuse-10000839 | Lateral Hardening | 13236 | 0 |  | 0 | 0
Lateral Hardening-Fuse-10000856 | Lateral Hardening | 13236 | 2029 |  | 0 | 2029
Lateral Hardening-Fuse-10000871 | Lateral Hardening | 13236 | 0 |  | 0 | 0
Lateral Hardening-Fuse-10000873 | Lateral Hardening | 13236 | 0 |  | 0 | 0
Lateral Hardening-Fuse-10000877 | Lateral Hardening | 13236 | 0 |  | 0 | 0
Lateral Hardening-Fuse-10000878 | Lateral Hardening | 13236 | 0 |  | 0 | 0
Lateral Hardening-Fuse-10000880 | Lateral Hardening | 13236 | 0 |  | 0 | 0
Lateral Hardening-Fuse-10000883 | Lateral Hardening | 13236 | 0 |  | 0 | 0
Lateral Hardening-Fuse-10000885 | Lateral Hardening | 13236 | 0 |  | 0 | 0
Lateral Hardening-Fuse-10000886 | Lateral Hardening | 13236 | 0 |  | 0 | 0
Lateral Hardening-Fuse-10000887 | Lateral Hardening | 13236 | 0 |  | 0 | 0
Lateral Hardening-Fuse-10000888 | Lateral Hardening | 13236 | 0 |  | 0 | 0
Lateral Hardening-Fuse-10000889 | Lateral Hardening | 13236 | 0 |  | 0 | 0
Lateral Hardening-Fuse-10000890 | Lateral Hardening | 13648 | 0 |  | 0 | 0
Lateral Hardening-Fuse-10000895 | Lateral Hardening | 13236 | 2029 |  | 0 | 2029
Lateral Hardening-Fuse-10000903 | Lateral Hardening | 13236 | 0 |  | 0 | 0
Lateral Hardening-Fuse-10000904 | Lateral Hardening | 13236 | 0 |  | 0 | 0
Lateral Hardening-Fuse-10000906 | Lateral Hardening | 13236 | 2029 |  | 0 | 2029
Lateral Hardening-Fuse-10000907 | Lateral Hardening | 13236 | 2029 |  | 0 | 2029
Lateral Hardening-Fuse-10000909 | Lateral Hardening | 13236 | 0 |  | 0 | 0
Lateral Hardening-Fuse-10000910 | Lateral Hardening | 13648 | 0 |  | 0 | 0
Lateral Hardening-Fuse-10000912 | Lateral Hardening | 13648 | 0 |  | 0 | 0
Lateral Hardening-Fuse-10000913 | Lateral Hardening | 13648 | 0 |  | 0 | 0
Lateral Hardening-Fuse-10000920 | Lateral Hardening | 13236 | 0 |  | 0 | 0
Lateral Hardening-Fuse-10000921 | Lateral Hardening | 13236 | 0 |  | 0 | 0
Lateral Hardening-Fuse-10000922 | Lateral Hardening | 13648 | 0 |  | 0 | 0
Lateral Hardening-Fuse-10000923 | Lateral Hardening | 13236 | 0 |  | 0 | 0
Lateral Hardening-Fuse-10003899 | Lateral Hardening | 13156 | 0 |  | 0 | 0
Lateral Hardening-Fuse-10003902 | Lateral Hardening | 13156 | 0 |  | 0 | 0
Lateral Hardening-Fuse-10003905 | Lateral Hardening | 13156 | 0 |  | 0 | 0
Lateral Hardening-Fuse-10003906 | Lateral Hardening | 13156 | 0 |  | 0 | 0
Lateral Hardening-Fuse-10004625 | Lateral Hardening | 13159 | 0 |  | 0 | 0
Lateral Hardening-Fuse-10004629 | Lateral Hardening | 13159 | 2025 |  | 0 | 2025
Lateral Hardening-Fuse-10004631 | Lateral Hardening | 13159 | 0 |  | 0 | 0
Lateral Hardening-Fuse-10004633 | Lateral Hardening | 13159 | 0 |  | 0 | 0
Lateral Hardening-Fuse-10004634 | Lateral Hardening | 13159 | 2025 |  | 0 | 2025
Lateral Hardening-Fuse-10004635 | Lateral Hardening | 13159 | 0 |  | 0 | 0
Lateral Hardening-Fuse-10005210 | Lateral Hardening | 13160 | 2026 |  | 0 | 2026
Lateral Hardening-Fuse-10005214 | Lateral Hardening | 13160 | 0 |  | 0 | 0
Lateral Hardening-Fuse-10005221 | Lateral Hardening | 13160 | 2026 |  | 0 | 2026
Lateral Hardening-Fuse-10005222 | Lateral Hardening | 13160 | 0 |  | 0 | 0
Lateral Hardening-Fuse-10005224 | Lateral Hardening | 13160 | 0 |  | 0 | 0
Lateral Hardening-Fuse-10005226 | Lateral Hardening | 13160 | 0 |  | 0 | 0
Lateral Hardening-Fuse-10005228 | Lateral Hardening | 13160 | 0 |  | 0 | 0
Lateral Hardening-Fuse-10005811 | Lateral Hardening | 13183 | 2023 |  | 0 | 2023
Lateral Hardening-Fuse-10005845 | Lateral Hardening | 13183 | 0 |  | 0 | 0
Lateral Hardening-Fuse-10005847 | Lateral Hardening | 13183 | 0 |  | 0 | 0
Lateral Hardening-Fuse-10005855 | Lateral Hardening | 13183 | 0 |  | 0 | 0
Lateral Hardening-Fuse-10005857 | Lateral Hardening | 13183 | 2023 |  | 0 | 2023
Lateral Hardening-Fuse-10005863 | Lateral Hardening | 13183 | 2023 |  | 0 | 2023
Lateral Hardening-Fuse-10005873 | Lateral Hardening | 13183 | 0 |  | 0 | 0
Lateral Hardening-Fuse-10005887 | Lateral Hardening | 13183 | 0 |  | 0 | 0
Lateral Hardening-Fuse-10005894 | Lateral Hardening | 13183 | 0 |  | 0 | 0
Lateral Hardening-Fuse-10005895 | Lateral Hardening | 13183 | 0 |  | 0 | 0
Lateral Hardening-Fuse-10005898 | Lateral Hardening | 13183 | 2023 |  | 0 | 2023
Lateral Hardening-Fuse-10006669 | Lateral Hardening | 13189 | 0 |  | 0 | 0
Lateral Hardening-Fuse-10007252 | Lateral Hardening | 13737 | 0 |  | 0 | 0
Lateral Hardening-Fuse-10007255 | Lateral Hardening | 13737 | 0 |  | 0 | 0
Lateral Hardening-Fuse-10007260 | Lateral Hardening | 13737 | 0 |  | 0 | 0
Lateral Hardening-Fuse-10007582 | Lateral Hardening | 13333 | 2021 |  | 0 | 2021
Lateral Hardening-Fuse-10007588 | Lateral Hardening | 13333 | 2021 |  | 0 | 2021
Lateral Hardening-Fuse-10007594 | Lateral Hardening | 13333 | 0 |  | 0 | 0
Lateral Hardening-Fuse-10007595 | Lateral Hardening | 13333 | 0 |  | 0 | 0
Lateral Hardening-Fuse-10012509 | Lateral Hardening | 13039 | 0 |  | 0 | 0
Lateral Hardening-Fuse-10012536 | Lateral Hardening | 13039 | 0 |  | 0 | 0
Lateral Hardening-Fuse-10012540 | Lateral Hardening | 13039 | 0 |  | 0 | 0
Lateral Hardening-Fuse-10013916 | Lateral Hardening | 13140 | 2021 |  | 0 | 2021
Lateral Hardening-Fuse-10013927 | Lateral Hardening | 13140 | 0 |  | 0 | 0
Lateral Hardening-Fuse-10014421 | Lateral Hardening | 13016 | 0 |  | 0 | 0
Lateral Hardening-Fuse-10014422 | Lateral Hardening | 13012 | 0 |  | 0 | 0
Lateral Hardening-Fuse-10015759 | Lateral Hardening | 13161 | 0 |  | 0 | 0
Lateral Hardening-Fuse-10015761 | Lateral Hardening | 13161 | 0 |  | 0 | 0
Lateral Hardening-Fuse-10015762 | Lateral Hardening | 13161 | 0 |  | 0 | 0
Lateral Hardening-Fuse-10015764 | Lateral Hardening | 13161 | 0 |  | 0 | 0
Lateral Hardening-Fuse-10016615 | Lateral Hardening | 13535 | 0 |  | 0 | 0
Lateral Hardening-Fuse-10016620 | Lateral Hardening | 13535 | 0 |  | 0 | 0
Lateral Hardening-Fuse-10020749 | Lateral Hardening | 13221 | 0 |  | 0 | 0
Lateral Hardening-Fuse-10020750 | Lateral Hardening | 13221 | 0 |  | 0 | 0
Lateral Hardening-Fuse-10020753 | Lateral Hardening | 13221 | 0 |  | 0 | 0
Lateral Hardening-Fuse-10025058 | Lateral Hardening | 13294 | 0 |  | 0 | 0
Lateral Hardening-Fuse-10025061 | Lateral Hardening | 13294 | 0 |  | 0 | 0
Lateral Hardening-Fuse-10025070 | Lateral Hardening | 13294 | 2027 | 2028 | -1 | 2028
Lateral Hardening-Fuse-10025071 | Lateral Hardening | 13294 | 0 |  | 0 | 0
Lateral Hardening-Fuse-10025072 | Lateral Hardening | 13294 | 0 |  | 0 | 0
Lateral Hardening-Fuse-10025073 | Lateral Hardening | 13294 | 0 |  | 0 | 0
Lateral Hardening-Fuse-10025079 | Lateral Hardening | 13294 | 0 |  | 0 | 0
Lateral Hardening-Fuse-10025081 | Lateral Hardening | 13294 | 0 |  | 0 | 0
Lateral Hardening-Fuse-10025082 | Lateral Hardening | 13373 | 0 |  | 0 | 0
Lateral Hardening-Fuse-10025084 | Lateral Hardening | 13373 | 0 |  | 0 | 0
Lateral Hardening-Fuse-10025085 | Lateral Hardening | 13373 | 0 |  | 0 | 0
Lateral Hardening-Fuse-10025088 | Lateral Hardening | 13373 | 2024 |  | 0 | 2024
Lateral Hardening-Fuse-10025093 | Lateral Hardening | 13373 | 0 |  | 0 | 0
Lateral Hardening-Fuse-10025094 | Lateral Hardening | 13373 | 0 |  | 0 | 0
Lateral Hardening-Fuse-10025099 | Lateral Hardening | 13373 | 2024 |  | 0 | 2024
Lateral Hardening-Fuse-10025101 | Lateral Hardening | 13373 | 0 |  | 0 | 0
Lateral Hardening-Fuse-10025105 | Lateral Hardening | 13294 | 0 |  | 0 | 0
Lateral Hardening-Fuse-10025106 | Lateral Hardening | 13373 | 0 |  | 0 | 0
Lateral Hardening-Fuse-10025107 | Lateral Hardening | 13373 | 0 |  | 0 | 0
Lateral Hardening-Fuse-10025111 | Lateral Hardening | 13373 | 0 |  | 0 | 0
Lateral Hardening-Fuse-10028764 | Lateral Hardening | 13217 | 0 |  | 0 | 0
Lateral Hardening-Fuse-10028768 | Lateral Hardening | 13217 | 2025 |  | 0 | 2025
Lateral Hardening-Fuse-10029687 | Lateral Hardening | 13279 | 0 |  | 0 | 0
Lateral Hardening-Fuse-10029689 | Lateral Hardening | 13279 | 0 |  | 0 | 0
Lateral Hardening-Fuse-10029691 | Lateral Hardening | 13279 | 0 |  | 0 | 0
Lateral Hardening-Fuse-10029857 | Lateral Hardening | 13406 | 0 |  | 0 | 0
Lateral Hardening-Fuse-10030639 | Lateral Hardening | 13622 | 0 |  | 0 | 0
Lateral Hardening-Fuse-10030640 | Lateral Hardening | 13622 | 0 |  | 0 | 0
Lateral Hardening-Fuse-10030676 | Lateral Hardening | 13622 | 0 |  | 0 | 0
Lateral Hardening-Fuse-10030687 | Lateral Hardening | 13621 | 0 |  | 0 | 0
Lateral Hardening-Fuse-10030688 | Lateral Hardening | 13621 | 0 |  | 0 | 0
Lateral Hardening-Fuse-10030689 | Lateral Hardening | 13621 | 0 |  | 0 | 0
Lateral Hardening-Fuse-10030697 | Lateral Hardening | 13622 | 0 |  | 0 | 0
Lateral Hardening-Fuse-10030702 | Lateral Hardening | 13621 | 0 |  | 0 | 0
Lateral Hardening-Fuse-10030706 | Lateral Hardening | 13622 | 0 |  | 0 | 0
Lateral Hardening-Fuse-10047151 | Lateral Hardening | 13888 | 0 |  | 0 | 0
Lateral Hardening-Fuse-10047154 | Lateral Hardening | 13888 | 0 |  | 0 | 0
Lateral Hardening-Fuse-10050719 | Lateral Hardening | 13199 | 2026 |  | 0 | 2026
Lateral Hardening-Fuse-10050722 | Lateral Hardening | 13199 | 0 |  | 0 | 0
Lateral Hardening-Fuse-10050727 | Lateral Hardening | 13199 | 0 |  | 0 | 0
Lateral Hardening-Fuse-10050728 | Lateral Hardening | 13199 | 0 |  | 0 | 0
Lateral Hardening-Fuse-10050730 | Lateral Hardening | 13199 | 2026 |  | 0 | 2026
Lateral Hardening-Fuse-10050732 | Lateral Hardening | 13199 | 2026 |  | 0 | 2026
Lateral Hardening-Fuse-10050733 | Lateral Hardening | 13199 | 0 |  | 0 | 0
Lateral Hardening-Fuse-10050734 | Lateral Hardening | 13199 | 0 |  | 0 | 0
Lateral Hardening-Fuse-10051146 | Lateral Hardening | 13021 | 2022 |  | 0 | 2022
Lateral Hardening-Fuse-10051153 | Lateral Hardening | 13021 | 2022 |  | 0 | 2022
Lateral Hardening-Fuse-10051161 | Lateral Hardening | 13021 | 0 |  | 0 | 0
Lateral Hardening-Fuse-10051836 | Lateral Hardening | 13198 | 0 |  | 0 | 0
Lateral Hardening-Fuse-10051851 | Lateral Hardening | 13198 | 2022 |  | 0 | 2022
Lateral Hardening-Fuse-10051852 | Lateral Hardening | 13198 | 2022 |  | 0 | 2022
Lateral Hardening-Fuse-10051856 | Lateral Hardening | 13198 | 0 |  | 0 | 0
Lateral Hardening-Fuse-10051863 | Lateral Hardening | 13198 | 0 |  | 0 | 0
Lateral Hardening-Fuse-10051865 | Lateral Hardening | 13198 | 0 |  | 0 | 0
Lateral Hardening-Fuse-10051873 | Lateral Hardening | 13198 | 0 |  | 0 | 0
Lateral Hardening-Fuse-10051875 | Lateral Hardening | 13198 | 2022 |  | 0 | 2022
Lateral Hardening-Fuse-10051879 | Lateral Hardening | 13198 | 0 |  | 0 | 0
Lateral Hardening-Fuse-10051881 | Lateral Hardening | 13198 | 0 |  | 0 | 0
Lateral Hardening-Fuse-10051883 | Lateral Hardening | 13198 | 0 |  | 0 | 0
Lateral Hardening-Fuse-10051886 | Lateral Hardening | 13198 | 0 |  | 0 | 0
Lateral Hardening-Fuse-10051889 | Lateral Hardening | 13198 | 0 |  | 0 | 0
Lateral Hardening-Fuse-10051892 | Lateral Hardening | 13198 | 0 |  | 0 | 0
Lateral Hardening-Fuse-10051896 | Lateral Hardening | 13198 | 2022 |  | 0 | 2022
Lateral Hardening-Fuse-10051898 | Lateral Hardening | 13198 | 0 |  | 0 | 0
Lateral Hardening-Fuse-10052663 | Lateral Hardening | 13417 | 2024 |  | 0 | 2024
Lateral Hardening-Fuse-10052665 | Lateral Hardening | 13417 | 0 |  | 0 | 0
Lateral Hardening-Fuse-10052675 | Lateral Hardening | 13417 | 0 |  | 0 | 0
Lateral Hardening-Fuse-10053266 | Lateral Hardening | 13544 | 2021 |  | 0 | 2021
Lateral Hardening-Fuse-10053269 | Lateral Hardening | 13544 | 2021 |  | 0 | 2021
Lateral Hardening-Fuse-10053270 | Lateral Hardening | 13544 | 0 |  | 0 | 0
Lateral Hardening-Fuse-10054332 | Lateral Hardening | 13205 | 0 |  | 0 | 0
Lateral Hardening-Fuse-10054994 | Lateral Hardening | 13419 | 2026 |  | 0 | 2026
Lateral Hardening-Fuse-10054998 | Lateral Hardening | 13419 | 0 |  | 0 | 0
Lateral Hardening-Fuse-10054999 | Lateral Hardening | 13419 | 2026 |  | 0 | 2026
Lateral Hardening-Fuse-10055000 | Lateral Hardening | 13419 | 2026 |  | 0 | 2026
Lateral Hardening-Fuse-10055003 | Lateral Hardening | 13419 | 0 |  | 0 | 0
Lateral Hardening-Fuse-10055005 | Lateral Hardening | 13419 | 0 |  | 0 | 0
Lateral Hardening-Fuse-10055006 | Lateral Hardening | 13419 | 0 |  | 0 | 0
Lateral Hardening-Fuse-10055007 | Lateral Hardening | 13419 | 0 |  | 0 | 0
Lateral Hardening-Fuse-10055015 | Lateral Hardening | 13419 | 0 |  | 0 | 0
Lateral Hardening-Fuse-10055016 | Lateral Hardening | 13419 | 0 |  | 0 | 0
Lateral Hardening-Fuse-10055018 | Lateral Hardening | 13419 | 0 |  | 0 | 0
Lateral Hardening-Fuse-10055019 | Lateral Hardening | 13419 | 0 |  | 0 | 0
Lateral Hardening-Fuse-10055020 | Lateral Hardening | 13419 | 2026 |  | 0 | 2026
Lateral Hardening-Fuse-10055023 | Lateral Hardening | 13419 | 0 |  | 0 | 0
Lateral Hardening-Fuse-10055027 | Lateral Hardening | 13419 | 0 |  | 0 | 0
Lateral Hardening-Fuse-10055030 | Lateral Hardening | 13419 | 0 |  | 0 | 0
Lateral Hardening-Fuse-10055032 | Lateral Hardening | 13419 | 0 |  | 0 | 0
Lateral Hardening-Fuse-10055033 | Lateral Hardening | 13419 | 0 |  | 0 | 0
Lateral Hardening-Fuse-10055039 | Lateral Hardening | 13419 | 0 |  | 0 | 0
Lateral Hardening-Fuse-10055042 | Lateral Hardening | 13419 | 0 |  | 0 | 0
Lateral Hardening-Fuse-10055052 | Lateral Hardening | 13419 | 0 |  | 0 | 0
Lateral Hardening-Fuse-10055061 | Lateral Hardening | 13419 | 2026 |  | 0 | 2026
Lateral Hardening-Fuse-10055929 | Lateral Hardening | 13420 | 2023 |  | 0 | 2023
Lateral Hardening-Fuse-10055936 | Lateral Hardening | 13420 | 0 |  | 0 | 0
Lateral Hardening-Fuse-10055939 | Lateral Hardening | 13420 | 0 |  | 0 | 0
Lateral Hardening-Fuse-10055940 | Lateral Hardening | 13420 | 2023 |  | 0 | 2023
Lateral Hardening-Fuse-10055941 | Lateral Hardening | 13420 | 2023 |  | 0 | 2023
Lateral Hardening-Fuse-10055942 | Lateral Hardening | 13420 | 0 |  | 0 | 0
Lateral Hardening-Fuse-10055944 | Lateral Hardening | 13420 | 0 |  | 0 | 0
Lateral Hardening-Fuse-10057082 | Lateral Hardening | 13005 | 0 |  | 0 | 0
Lateral Hardening-Fuse-10057085 | Lateral Hardening | 13005 | 0 |  | 0 | 0
Lateral Hardening-Fuse-10057089 | Lateral Hardening | 13005 | 2024 |  | 0 | 2024
Lateral Hardening-Fuse-10057093 | Lateral Hardening | 13005 | 0 |  | 0 | 0
Lateral Hardening-Fuse-10057098 | Lateral Hardening | 13005 | 0 |  | 0 | 0
Lateral Hardening-Fuse-10057099 | Lateral Hardening | 13005 | 0 |  | 0 | 0
Lateral Hardening-Fuse-10057102 | Lateral Hardening | 13005 | 2024 |  | 0 | 2024
Lateral Hardening-Fuse-10057938 | Lateral Hardening | 13010 | 0 |  | 0 | 0
Lateral Hardening-Fuse-10060321 | Lateral Hardening | 13418 | 0 |  | 0 | 0
Lateral Hardening-Fuse-10060322 | Lateral Hardening | 13418 | 0 |  | 0 | 0
Lateral Hardening-Fuse-10061157 | Lateral Hardening | 13406 | 0 |  | 0 | 0
Lateral Hardening-Fuse-10061183 | Lateral Hardening | 13071 | 0 |  | 0 | 0
Lateral Hardening-Fuse-10061188 | Lateral Hardening | 13071 | 0 |  | 0 | 0
Lateral Hardening-Fuse-10061189 | Lateral Hardening | 13071 | 0 |  | 0 | 0
Lateral Hardening-Fuse-10061190 | Lateral Hardening | 13071 | 0 |  | 0 | 0
Lateral Hardening-Fuse-10061191 | Lateral Hardening | 13071 | 0 |  | 0 | 0
Lateral Hardening-Fuse-10061193 | Lateral Hardening | 13071 | 0 |  | 0 | 0
Lateral Hardening-Fuse-10061200 | Lateral Hardening | 13071 | 0 |  | 0 | 0
Lateral Hardening-Fuse-10061207 | Lateral Hardening | 13071 | 0 |  | 0 | 0
Lateral Hardening-Fuse-10061210 | Lateral Hardening | 13406 | 0 |  | 0 | 0
Lateral Hardening-Fuse-10061211 | Lateral Hardening | 13406 | 0 |  | 0 | 0
Lateral Hardening-Fuse-10061213 | Lateral Hardening | 13071 | 0 |  | 0 | 0
Lateral Hardening-Fuse-10061217 | Lateral Hardening | 13071 | 0 |  | 0 | 0
Lateral Hardening-Fuse-10061218 | Lateral Hardening | 13406 | 0 |  | 0 | 0
Lateral Hardening-Fuse-10064487 | Lateral Hardening | 13405 | 0 |  | 0 | 0
Lateral Hardening-Fuse-10064493 | Lateral Hardening | 13405 | 0 |  | 0 | 0
Lateral Hardening-Fuse-10064500 | Lateral Hardening | 14274 | 0 |  | 0 | 0
Lateral Hardening-Fuse-10064503 | Lateral Hardening | 13405 | 0 |  | 0 | 0
Lateral Hardening-Fuse-10064506 | Lateral Hardening | 13405 | 0 |  | 0 | 0
Lateral Hardening-Fuse-10064507 | Lateral Hardening | 13405 | 2025 |  | 0 | 2025
Lateral Hardening-Fuse-10064508 | Lateral Hardening | 13405 | 2025 |  | 0 | 2025
Lateral Hardening-Fuse-10064509 | Lateral Hardening | 13405 | 2025 |  | 0 | 2025
Lateral Hardening-Fuse-10064510 | Lateral Hardening | 13405 | 0 |  | 0 | 0
Lateral Hardening-Fuse-10064515 | Lateral Hardening | 14274 | 0 |  | 0 | 0
Lateral Hardening-Fuse-10064516 | Lateral Hardening | 13405 | 0 |  | 0 | 0
Lateral Hardening-Fuse-10064520 | Lateral Hardening | 13405 | 0 |  | 0 | 0
Lateral Hardening-Fuse-10064521 | Lateral Hardening | 13405 | 0 |  | 0 | 0
Lateral Hardening-Fuse-10064522 | Lateral Hardening | 13405 | 0 |  | 0 | 0
Lateral Hardening-Fuse-10064523 | Lateral Hardening | 13405 | 2025 |  | 0 | 2025
Lateral Hardening-Fuse-10064524 | Lateral Hardening | 13405 | 0 |  | 0 | 0
Lateral Hardening-Fuse-10064525 | Lateral Hardening | 13405 | 0 |  | 0 | 0
Lateral Hardening-Fuse-10064526 | Lateral Hardening | 13405 | 0 |  | 0 | 0
Lateral Hardening-Fuse-10067959 | Lateral Hardening | 13233 | 0 |  | 0 | 0
Lateral Hardening-Fuse-10067975 | Lateral Hardening | 13233 | 0 |  | 0 | 0
Lateral Hardening-Fuse-10070651 | Lateral Hardening | 13984 | 0 |  | 0 | 0
Lateral Hardening-Fuse-10070652 | Lateral Hardening | 13984 | 2028 |  | 0 | 2028
Lateral Hardening-Fuse-10070656 | Lateral Hardening | 13984 | 0 |  | 0 | 0
Lateral Hardening-Fuse-10070659 | Lateral Hardening | 13984 | 0 |  | 0 | 0
Lateral Hardening-Fuse-10070660 | Lateral Hardening | 13984 | 0 |  | 0 | 0
Lateral Hardening-Fuse-10070661 | Lateral Hardening | 13984 | 0 |  | 0 | 0
Lateral Hardening-Fuse-10070662 | Lateral Hardening | 13984 | 0 |  | 0 | 0
Lateral Hardening-Fuse-10070663 | Lateral Hardening | 13657 | 2024 |  | 0 | 2024
Lateral Hardening-Fuse-10070665 | Lateral Hardening | 13657 | 0 |  | 0 | 0
Lateral Hardening-Fuse-10070671 | Lateral Hardening | 13657 | 0 |  | 0 | 0
Lateral Hardening-Fuse-10070673 | Lateral Hardening | 13657 | 0 |  | 0 | 0
Lateral Hardening-Fuse-10070674 | Lateral Hardening | 13657 | 0 |  | 0 | 0
Lateral Hardening-Fuse-10070676 | Lateral Hardening | 13984 | 2028 |  | 0 | 2028
Lateral Hardening-Fuse-10070678 | Lateral Hardening | 13657 | 0 |  | 0 | 0
Lateral Hardening-Fuse-10070679 | Lateral Hardening | 13657 | 2024 |  | 0 | 2024
Lateral Hardening-Fuse-10070681 | Lateral Hardening | 13657 | 0 |  | 0 | 0
Lateral Hardening-Fuse-10070683 | Lateral Hardening | 13657 | 0 |  | 0 | 0
Lateral Hardening-Fuse-10070688 | Lateral Hardening | 13657 | 0 |  | 0 | 0
Lateral Hardening-Fuse-10070691 | Lateral Hardening | 13657 | 0 |  | 0 | 0
Lateral Hardening-Fuse-10070692 | Lateral Hardening | 13657 | 0 |  | 0 | 0
Lateral Hardening-Fuse-10070694 | Lateral Hardening | 13657 | 0 |  | 0 | 0
Lateral Hardening-Fuse-10070695 | Lateral Hardening | 13268 | 0 |  | 0 | 0
Lateral Hardening-Fuse-10070696 | Lateral Hardening | 13657 | 2024 |  | 0 | 2024
Lateral Hardening-Fuse-10070701 | Lateral Hardening | 13657 | 0 |  | 0 | 0
Lateral Hardening-Fuse-10070702 | Lateral Hardening | 13657 | 2024 |  | 0 | 2024
Lateral Hardening-Fuse-10070704 | Lateral Hardening | 13657 | 0 |  | 0 | 0
Lateral Hardening-Fuse-10070706 | Lateral Hardening | 13657 | 0 |  | 0 | 0
Lateral Hardening-Fuse-10070707 | Lateral Hardening | 13657 | 0 |  | 0 | 0
Lateral Hardening-Fuse-10070708 | Lateral Hardening | 13657 | 0 |  | 0 | 0
Lateral Hardening-Fuse-10070709 | Lateral Hardening | 13657 | 2024 |  | 0 | 2024
Lateral Hardening-Fuse-10070711 | Lateral Hardening | 13657 | 0 |  | 0 | 0
Lateral Hardening-Fuse-10070713 | Lateral Hardening | 13657 | 0 |  | 0 | 0
Lateral Hardening-Fuse-10070714 | Lateral Hardening | 13657 | 0 |  | 0 | 0
Lateral Hardening-Fuse-10070715 | Lateral Hardening | 13657 | 0 |  | 0 | 0
Lateral Hardening-Fuse-10070716 | Lateral Hardening | 13657 | 0 |  | 0 | 0
Lateral Hardening-Fuse-10070717 | Lateral Hardening | 13657 | 0 |  | 0 | 0
Lateral Hardening-Fuse-10070718 | Lateral Hardening | 13657 | 0 |  | 0 | 0
Lateral Hardening-Fuse-10070720 | Lateral Hardening | 13657 | 0 |  | 0 | 0
Lateral Hardening-Fuse-10070726 | Lateral Hardening | 13984 | 0 |  | 0 | 0
Lateral Hardening-Fuse-10070727 | Lateral Hardening | 13984 | 0 |  | 0 | 0
Lateral Hardening-Fuse-10070728 | Lateral Hardening | 13984 | 0 |  | 0 | 0
Lateral Hardening-Fuse-10070730 | Lateral Hardening | 13984 | 0 |  | 0 | 0
Lateral Hardening-Fuse-10070731 | Lateral Hardening | 13984 | 0 |  | 0 | 0
Lateral Hardening-Fuse-10070732 | Lateral Hardening | 13984 | 0 |  | 0 | 0
Lateral Hardening-Fuse-10070735 | Lateral Hardening | 13984 | 0 |  | 0 | 0
Lateral Hardening-Fuse-10070737 | Lateral Hardening | 13984 | 0 |  | 0 | 0
Lateral Hardening-Fuse-10070738 | Lateral Hardening | 13984 | 0 |  | 0 | 0
Lateral Hardening-Fuse-10070739 | Lateral Hardening | 13984 | 2028 |  | 0 | 2028
Lateral Hardening-Fuse-10070740 | Lateral Hardening | 13984 | 0 |  | 0 | 0
Lateral Hardening-Fuse-10070741 | Lateral Hardening | 13984 | 0 |  | 0 | 0
Lateral Hardening-Fuse-10070743 | Lateral Hardening | 13657 | 0 |  | 0 | 0
Lateral Hardening-Fuse-10070744 | Lateral Hardening | 13657 | 2024 |  | 0 | 2024
Lateral Hardening-Fuse-10070746 | Lateral Hardening | 13657 | 0 |  | 0 | 0
Lateral Hardening-Fuse-10070747 | Lateral Hardening | 13657 | 0 |  | 0 | 0
Lateral Hardening-Fuse-10070749 | Lateral Hardening | 13657 | 0 |  | 0 | 0
Lateral Hardening-Fuse-10070750 | Lateral Hardening | 13657 | 0 |  | 0 | 0
Lateral Hardening-Fuse-10070752 | Lateral Hardening | 13657 | 0 |  | 0 | 0
Lateral Hardening-Fuse-10070758 | Lateral Hardening | 13657 | 0 |  | 0 | 0
Lateral Hardening-Fuse-10070760 | Lateral Hardening | 13657 | 0 |  | 0 | 0
Lateral Hardening-Fuse-10070761 | Lateral Hardening | 13984 | 0 |  | 0 | 0
Lateral Hardening-Fuse-10070762 | Lateral Hardening | 13657 | 0 |  | 0 | 0
Lateral Hardening-Fuse-10070763 | Lateral Hardening | 13657 | 0 |  | 0 | 0
Lateral Hardening-Fuse-10070764 | Lateral Hardening | 13657 | 0 |  | 0 | 0
Lateral Hardening-Fuse-10070766 | Lateral Hardening | 13657 | 0 |  | 0 | 0
Lateral Hardening-Fuse-10070767 | Lateral Hardening | 13657 | 0 |  | 0 | 0
Lateral Hardening-Fuse-10070769 | Lateral Hardening | 13657 | 0 |  | 0 | 0
Lateral Hardening-Fuse-10071927 | Lateral Hardening | 13305 | 0 |  | 0 | 0
Lateral Hardening-Fuse-10071929 | Lateral Hardening | 13305 | 2026 |  | 0 | 2026
Lateral Hardening-Fuse-10071933 | Lateral Hardening | 13305 | 2026 |  | 0 | 2026
Lateral Hardening-Fuse-10071934 | Lateral Hardening | 13305 | 0 |  | 0 | 0
Lateral Hardening-Fuse-10071935 | Lateral Hardening | 13305 | 0 |  | 0 | 0
Lateral Hardening-Fuse-10071936 | Lateral Hardening | 13305 | 0 |  | 0 | 0
Lateral Hardening-Fuse-10071937 | Lateral Hardening | 13305 | 0 |  | 0 | 0
Lateral Hardening-Fuse-10071938 | Lateral Hardening | 13305 | 0 |  | 0 | 0
Lateral Hardening-Fuse-10071941 | Lateral Hardening | 13305 | 2026 |  | 0 | 2026
Lateral Hardening-Fuse-10071944 | Lateral Hardening | 13305 | 0 |  | 0 | 0
Lateral Hardening-Fuse-10071945 | Lateral Hardening | 13305 | 0 |  | 0 | 0
Lateral Hardening-Fuse-10071949 | Lateral Hardening | 13305 | 0 |  | 0 | 0
Lateral Hardening-Fuse-10071952 | Lateral Hardening | 13305 | 0 |  | 0 | 0
Lateral Hardening-Fuse-10071954 | Lateral Hardening | 13305 | 0 |  | 0 | 0
Lateral Hardening-Fuse-10071955 | Lateral Hardening | 13305 | 0 |  | 0 | 0
Lateral Hardening-Fuse-10071956 | Lateral Hardening | 13305 | 0 |  | 0 | 0
Lateral Hardening-Fuse-10071958 | Lateral Hardening | 13305 | 0 |  | 0 | 0
Lateral Hardening-Fuse-10071961 | Lateral Hardening | 13305 | 2026 |  | 0 | 2026
Lateral Hardening-Fuse-10071962 | Lateral Hardening | 13305 | 2026 |  | 0 | 2026
Lateral Hardening-Fuse-10071964 | Lateral Hardening | 13305 | 0 |  | 0 | 0
Lateral Hardening-Fuse-10071965 | Lateral Hardening | 13305 | 0 |  | 0 | 0
Lateral Hardening-Fuse-10071966 | Lateral Hardening | 13305 | 2026 |  | 0 | 2026
Lateral Hardening-Fuse-10071967 | Lateral Hardening | 13305 | 0 |  | 0 | 0
Lateral Hardening-Fuse-10071969 | Lateral Hardening | 13305 | 0 |  | 0 | 0
Lateral Hardening-Fuse-10071970 | Lateral Hardening | 13305 | 0 |  | 0 | 0
Lateral Hardening-Fuse-10071973 | Lateral Hardening | 13305 | 0 |  | 0 | 0
Lateral Hardening-Fuse-10071974 | Lateral Hardening | 13305 | 0 |  | 0 | 0
Lateral Hardening-Fuse-10071989 | Lateral Hardening | 13305 | 2026 |  | 0 | 2026
Lateral Hardening-Fuse-10071990 | Lateral Hardening | 13305 | 0 |  | 0 | 0
Lateral Hardening-Fuse-10071991 | Lateral Hardening | 13305 | 0 |  | 0 | 0
Lateral Hardening-Fuse-10071992 | Lateral Hardening | 13305 | 0 |  | 0 | 0
Lateral Hardening-Fuse-10071994 | Lateral Hardening | 13305 | 0 |  | 0 | 0
Lateral Hardening-Fuse-10072002 | Lateral Hardening | 13305 | 0 |  | 0 | 0
Lateral Hardening-Fuse-10072003 | Lateral Hardening | 13305 | 0 |  | 0 | 0
Lateral Hardening-Fuse-10072004 | Lateral Hardening | 13305 | 0 |  | 0 | 0
Lateral Hardening-Fuse-10072005 | Lateral Hardening | 13305 | 0 |  | 0 | 0
Lateral Hardening-Fuse-10072006 | Lateral Hardening | 13305 | 0 |  | 0 | 0
Lateral Hardening-Fuse-10072007 | Lateral Hardening | 13305 | 0 |  | 0 | 0
Lateral Hardening-Fuse-10072009 | Lateral Hardening | 13305 | 2026 |  | 0 | 2026
Lateral Hardening-Fuse-10072011 | Lateral Hardening | 13305 | 0 |  | 0 | 0
Lateral Hardening-Fuse-10072012 | Lateral Hardening | 13305 | 0 |  | 0 | 0
Lateral Hardening-Fuse-10072013 | Lateral Hardening | 13305 | 0 |  | 0 | 0
Lateral Hardening-Fuse-10072014 | Lateral Hardening | 13305 | 0 |  | 0 | 0
Lateral Hardening-Fuse-10072015 | Lateral Hardening | 13305 | 0 |  | 0 | 0
Lateral Hardening-Fuse-10072016 | Lateral Hardening | 13305 | 2026 |  | 0 | 2026
Lateral Hardening-Fuse-10075183 | Lateral Hardening | 13656 | 0 |  | 0 | 0
Lateral Hardening-Fuse-10075189 | Lateral Hardening | 13656 | 0 |  | 0 | 0
Lateral Hardening-Fuse-10075203 | Lateral Hardening | 13656 | 0 |  | 0 | 0
Lateral Hardening-Fuse-10075211 | Lateral Hardening | 13656 | 0 |  | 0 | 0
Lateral Hardening-Fuse-10075218 | Lateral Hardening | 13656 | 0 |  | 0 | 0
Lateral Hardening-Fuse-10075221 | Lateral Hardening | 13656 | 0 |  | 0 | 0
Lateral Hardening-Fuse-10075222 | Lateral Hardening | 13656 | 0 |  | 0 | 0
Lateral Hardening-Fuse-10075223 | Lateral Hardening | 13656 | 0 |  | 0 | 0
Lateral Hardening-Fuse-10075228 | Lateral Hardening | 13656 | 0 |  | 0 | 0
Lateral Hardening-Fuse-10075230 | Lateral Hardening | 13656 | 0 |  | 0 | 0
Lateral Hardening-Fuse-10075231 | Lateral Hardening | 13656 | 0 |  | 0 | 0
Lateral Hardening-Fuse-10075232 | Lateral Hardening | 13656 | 0 |  | 0 | 0
Lateral Hardening-Fuse-10075234 | Lateral Hardening | 13656 | 0 |  | 0 | 0
Lateral Hardening-Fuse-10075240 | Lateral Hardening | 13656 | 0 |  | 0 | 0
Lateral Hardening-Fuse-10075242 | Lateral Hardening | 13656 | 0 |  | 0 | 0
Lateral Hardening-Fuse-10075243 | Lateral Hardening | 13656 | 0 |  | 0 | 0
Lateral Hardening-Fuse-10075244 | Lateral Hardening | 13656 | 0 |  | 0 | 0
Lateral Hardening-Fuse-10075245 | Lateral Hardening | 13656 | 0 |  | 0 | 0
Lateral Hardening-Fuse-10075246 | Lateral Hardening | 13656 | 0 |  | 0 | 0
Lateral Hardening-Fuse-10075247 | Lateral Hardening | 13656 | 0 |  | 0 | 0
Lateral Hardening-Fuse-10075249 | Lateral Hardening | 13656 | 0 |  | 0 | 0
Lateral Hardening-Fuse-10075253 | Lateral Hardening | 13656 | 0 |  | 0 | 0
Lateral Hardening-Fuse-10075259 | Lateral Hardening | 13656 | 0 |  | 0 | 0
Lateral Hardening-Fuse-10075260 | Lateral Hardening | 13656 | 0 |  | 0 | 0
Lateral Hardening-Fuse-10075267 | Lateral Hardening | 13656 | 0 |  | 0 | 0
Lateral Hardening-Fuse-10075278 | Lateral Hardening | 13656 | 2025 |  | 0 | 2025
Lateral Hardening-Fuse-10075279 | Lateral Hardening | 13656 | 0 |  | 0 | 0
Lateral Hardening-Fuse-10075285 | Lateral Hardening | 13656 | 0 |  | 0 | 0
Lateral Hardening-Fuse-10075286 | Lateral Hardening | 13656 | 0 |  | 0 | 0
Lateral Hardening-Fuse-10075287 | Lateral Hardening | 13656 | 0 |  | 0 | 0
Lateral Hardening-Fuse-10075288 | Lateral Hardening | 13656 | 0 |  | 0 | 0
Lateral Hardening-Fuse-10075289 | Lateral Hardening | 13656 | 0 |  | 0 | 0
Lateral Hardening-Fuse-10075293 | Lateral Hardening | 13656 | 0 |  | 0 | 0
Lateral Hardening-Fuse-10075294 | Lateral Hardening | 13656 | 0 |  | 0 | 0
Lateral Hardening-Fuse-10075295 | Lateral Hardening | 13656 | 0 |  | 0 | 0
Lateral Hardening-Fuse-10075298 | Lateral Hardening | 13656 | 0 |  | 0 | 0
Lateral Hardening-Fuse-10075299 | Lateral Hardening | 13656 | 0 |  | 0 | 0
Lateral Hardening-Fuse-10075301 | Lateral Hardening | 13656 | 0 |  | 0 | 0
Lateral Hardening-Fuse-10075303 | Lateral Hardening | 13656 | 0 |  | 0 | 0
Lateral Hardening-Fuse-10075304 | Lateral Hardening | 13656 | 2025 |  | 0 | 2025
Lateral Hardening-Fuse-10075305 | Lateral Hardening | 13656 | 0 |  | 0 | 0
Lateral Hardening-Fuse-10075306 | Lateral Hardening | 13656 | 0 |  | 0 | 0
Lateral Hardening-Fuse-10075312 | Lateral Hardening | 13656 | 0 |  | 0 | 0
Lateral Hardening-Fuse-10075313 | Lateral Hardening | 13656 | 0 |  | 0 | 0
Lateral Hardening-Fuse-10075314 | Lateral Hardening | 13656 | 0 |  | 0 | 0
Lateral Hardening-Fuse-10075317 | Lateral Hardening | 13656 | 0 |  | 0 | 0
Lateral Hardening-Fuse-10075319 | Lateral Hardening | 13656 | 2025 |  | 0 | 2025
Lateral Hardening-Fuse-10075333 | Lateral Hardening | 13656 | 0 |  | 0 | 0
Lateral Hardening-Fuse-10075336 | Lateral Hardening | 13656 | 2025 |  | 0 | 2025
Lateral Hardening-Fuse-10075339 | Lateral Hardening | 13656 | 0 |  | 0 | 0
Lateral Hardening-Fuse-10075340 | Lateral Hardening | 13656 | 0 |  | 0 | 0
Lateral Hardening-Fuse-10075341 | Lateral Hardening | 13656 | 0 |  | 0 | 0
Lateral Hardening-Fuse-10075343 | Lateral Hardening | 13656 | 0 |  | 0 | 0
Lateral Hardening-Fuse-10075346 | Lateral Hardening | 13656 | 0 |  | 0 | 0
Lateral Hardening-Fuse-10075347 | Lateral Hardening | 13656 | 0 |  | 0 | 0
Lateral Hardening-Fuse-10075350 | Lateral Hardening | 13656 | 0 |  | 0 | 0
Lateral Hardening-Fuse-10075352 | Lateral Hardening | 13656 | 0 |  | 0 | 0
Lateral Hardening-Fuse-10075353 | Lateral Hardening | 13656 | 0 |  | 0 | 0
Lateral Hardening-Fuse-10075354 | Lateral Hardening | 13656 | 0 |  | 0 | 0
Lateral Hardening-Fuse-10075355 | Lateral Hardening | 13656 | 2025 |  | 0 | 2025
Lateral Hardening-Fuse-10075360 | Lateral Hardening | 13656 | 0 |  | 0 | 0
Lateral Hardening-Fuse-10077309 | Lateral Hardening | 14144 | 0 |  | 0 | 0
Lateral Hardening-Fuse-10077312 | Lateral Hardening | 14144 | 0 |  | 0 | 0
Lateral Hardening-Fuse-10077313 | Lateral Hardening | 14144 | 0 |  | 0 | 0
Lateral Hardening-Fuse-10077317 | Lateral Hardening | 13304 | 0 |  | 0 | 0
Lateral Hardening-Fuse-10077321 | Lateral Hardening | 14144 | 0 |  | 0 | 0
Lateral Hardening-Fuse-10080873 | Lateral Hardening | 13668 | 0 |  | 0 | 0
Lateral Hardening-Fuse-10080875 | Lateral Hardening | 13668 | 0 |  | 0 | 0
Lateral Hardening-Fuse-10080876 | Lateral Hardening | 13668 | 0 |  | 0 | 0
Lateral Hardening-Fuse-10080878 | Lateral Hardening | 13668 | 0 |  | 0 | 0
Lateral Hardening-Fuse-10080879 | Lateral Hardening | 13668 | 0 |  | 0 | 0
Lateral Hardening-Fuse-10080880 | Lateral Hardening | 13668 | 0 |  | 0 | 0
Lateral Hardening-Fuse-10080881 | Lateral Hardening | 13668 | 0 |  | 0 | 0
Lateral Hardening-Fuse-10080884 | Lateral Hardening | 13668 | 2027 |  | 0 | 2027
Lateral Hardening-Fuse-10080885 | Lateral Hardening | 13668 | 0 |  | 0 | 0
Lateral Hardening-Fuse-10080887 | Lateral Hardening | 13668 | 0 |  | 0 | 0
Lateral Hardening-Fuse-10080890 | Lateral Hardening | 13668 | 0 |  | 0 | 0
Lateral Hardening-Fuse-10080891 | Lateral Hardening | 14000 | 0 |  | 0 | 0
Lateral Hardening-Fuse-10080894 | Lateral Hardening | 14000 | 0 |  | 0 | 0
Lateral Hardening-Fuse-10080895 | Lateral Hardening | 14000 | 2024 |  | 0 | 2024
Lateral Hardening-Fuse-10080898 | Lateral Hardening | 14000 | 0 |  | 0 | 0
Lateral Hardening-Fuse-10080905 | Lateral Hardening | 14000 | 0 |  | 0 | 0
Lateral Hardening-Fuse-10080906 | Lateral Hardening | 14000 | 0 |  | 0 | 0
Lateral Hardening-Fuse-10080907 | Lateral Hardening | 14000 | 0 |  | 0 | 0
Lateral Hardening-Fuse-10080908 | Lateral Hardening | 14000 | 0 |  | 0 | 0
Lateral Hardening-Fuse-10080909 | Lateral Hardening | 14000 | 0 |  | 0 | 0
Lateral Hardening-Fuse-10080910 | Lateral Hardening | 14000 | 0 |  | 0 | 0
Lateral Hardening-Fuse-10080911 | Lateral Hardening | 13668 | 0 |  | 0 | 0
Lateral Hardening-Fuse-10080912 | Lateral Hardening | 13668 | 2027 |  | 0 | 2027
Lateral Hardening-Fuse-10080918 | Lateral Hardening | 13668 | 0 |  | 0 | 0
Lateral Hardening-Fuse-10080921 | Lateral Hardening | 14000 | 2024 |  | 0 | 2024
Lateral Hardening-Fuse-10080923 | Lateral Hardening | 14000 | 0 |  | 0 | 0
Lateral Hardening-Fuse-10080925 | Lateral Hardening | 14000 | 0 |  | 0 | 0
Lateral Hardening-Fuse-10080926 | Lateral Hardening | 14000 | 0 |  | 0 | 0
Lateral Hardening-Fuse-10080927 | Lateral Hardening | 14000 | 0 |  | 0 | 0
Lateral Hardening-Fuse-10080929 | Lateral Hardening | 14000 | 0 |  | 0 | 0
Lateral Hardening-Fuse-10080930 | Lateral Hardening | 14000 | 0 |  | 0 | 0
Lateral Hardening-Fuse-10080932 | Lateral Hardening | 14000 | 2024 |  | 0 | 2024
Lateral Hardening-Fuse-10080933 | Lateral Hardening | 14000 | 0 |  | 0 | 0
Lateral Hardening-Fuse-10080934 | Lateral Hardening | 14000 | 0 |  | 0 | 0
Lateral Hardening-Fuse-10080935 | Lateral Hardening | 14000 | 0 |  | 0 | 0
Lateral Hardening-Fuse-10080936 | Lateral Hardening | 14000 | 0 |  | 0 | 0
Lateral Hardening-Fuse-10080937 | Lateral Hardening | 13668 | 0 |  | 0 | 0
Lateral Hardening-Fuse-10080938 | Lateral Hardening | 14000 | 0 |  | 0 | 0
Lateral Hardening-Fuse-10080939 | Lateral Hardening | 14000 | 0 |  | 0 | 0
Lateral Hardening-Fuse-10080940 | Lateral Hardening | 14000 | 0 |  | 0 | 0
Lateral Hardening-Fuse-10080944 | Lateral Hardening | 13668 | 0 |  | 0 | 0
Lateral Hardening-Fuse-10080947 | Lateral Hardening | 13668 | 0 |  | 0 | 0
Lateral Hardening-Fuse-10080948 | Lateral Hardening | 13668 | 0 |  | 0 | 0
Lateral Hardening-Fuse-10080955 | Lateral Hardening | 14000 | 0 |  | 0 | 0
Lateral Hardening-Fuse-10080956 | Lateral Hardening | 14000 | 0 |  | 0 | 0
Lateral Hardening-Fuse-10080958 | Lateral Hardening | 13668 | 0 |  | 0 | 0
Lateral Hardening-Fuse-10080960 | Lateral Hardening | 13668 | 0 |  | 0 | 0
Lateral Hardening-Fuse-10080962 | Lateral Hardening | 14000 | 0 |  | 0 | 0
Lateral Hardening-Fuse-10080963 | Lateral Hardening | 14000 | 0 |  | 0 | 0
Lateral Hardening-Fuse-10080964 | Lateral Hardening | 14000 | 0 |  | 0 | 0
Lateral Hardening-Fuse-10080965 | Lateral Hardening | 14000 | 0 |  | 0 | 0
Lateral Hardening-Fuse-10080966 | Lateral Hardening | 14000 | 0 |  | 0 | 0
Lateral Hardening-Fuse-10080967 | Lateral Hardening | 14000 | 0 |  | 0 | 0
Lateral Hardening-Fuse-10080968 | Lateral Hardening | 14000 | 0 |  | 0 | 0
Lateral Hardening-Fuse-10080969 | Lateral Hardening | 14000 | 0 |  | 0 | 0
Lateral Hardening-Fuse-10080970 | Lateral Hardening | 14000 | 0 |  | 0 | 0
Lateral Hardening-Fuse-10080971 | Lateral Hardening | 14000 | 0 |  | 0 | 0
Lateral Hardening-Fuse-10080973 | Lateral Hardening | 13668 | 0 |  | 0 | 0
Lateral Hardening-Fuse-10080974 | Lateral Hardening | 13668 | 0 |  | 0 | 0
Lateral Hardening-Fuse-10080975 | Lateral Hardening | 13668 | 0 |  | 0 | 0
Lateral Hardening-Fuse-10080976 | Lateral Hardening | 13668 | 0 |  | 0 | 0
Lateral Hardening-Fuse-10080977 | Lateral Hardening | 13668 | 2027 |  | 0 | 2027
Lateral Hardening-Fuse-10080979 | Lateral Hardening | 14000 | 0 |  | 0 | 0
Lateral Hardening-Fuse-10080980 | Lateral Hardening | 13668 | 0 |  | 0 | 0
Lateral Hardening-Fuse-10080984 | Lateral Hardening | 14000 | 0 |  | 0 | 0
Lateral Hardening-Fuse-10080985 | Lateral Hardening | 13668 | 0 |  | 0 | 0
Lateral Hardening-Fuse-10080987 | Lateral Hardening | 13668 | 0 |  | 0 | 0
Lateral Hardening-Fuse-10084364 | Lateral Hardening | 13204 | 0 |  | 0 | 0
Lateral Hardening-Fuse-10084365 | Lateral Hardening | 13204 | 0 |  | 0 | 0
Lateral Hardening-Fuse-10085305 | Lateral Hardening | 13028 | 0 |  | 0 | 0
Lateral Hardening-Fuse-10085312 | Lateral Hardening | 13028 | 0 |  | 0 | 0
Lateral Hardening-Fuse-10085313 | Lateral Hardening | 13028 | 0 |  | 0 | 0
Lateral Hardening-Fuse-10085314 | Lateral Hardening | 13028 | 0 |  | 0 | 0
Lateral Hardening-Fuse-10085315 | Lateral Hardening | 13028 | 0 |  | 0 | 0
Lateral Hardening-Fuse-10085316 | Lateral Hardening | 13028 | 0 |  | 0 | 0
Lateral Hardening-Fuse-10085317 | Lateral Hardening | 13028 | 0 |  | 0 | 0
Lateral Hardening-Fuse-10085327 | Lateral Hardening | 13028 | 0 |  | 0 | 0
Lateral Hardening-Fuse-10085332 | Lateral Hardening | 13028 | 2023 |  | 0 | 2023
Lateral Hardening-Fuse-10086434 | Lateral Hardening | 13026 | 0 |  | 0 | 0
Lateral Hardening-Fuse-10086437 | Lateral Hardening | 13026 | 0 |  | 0 | 0
Lateral Hardening-Fuse-10087539 | Lateral Hardening | 13389 | 0 |  | 0 | 0
Lateral Hardening-Fuse-10087540 | Lateral Hardening | 13389 | 0 |  | 0 | 0
Lateral Hardening-Fuse-10087541 | Lateral Hardening | 13389 | 0 |  | 0 | 0
Lateral Hardening-Fuse-10087542 | Lateral Hardening | 13389 | 0 |  | 0 | 0
Lateral Hardening-Fuse-10087543 | Lateral Hardening | 13389 | 0 |  | 0 | 0
Lateral Hardening-Fuse-10087545 | Lateral Hardening | 13389 | 2025 |  | 0 | 2025
Lateral Hardening-Fuse-10087546 | Lateral Hardening | 13389 | 0 |  | 0 | 0
Lateral Hardening-Fuse-10087547 | Lateral Hardening | 13389 | 0 |  | 0 | 0
Lateral Hardening-Fuse-10087548 | Lateral Hardening | 13389 | 0 |  | 0 | 0
Lateral Hardening-Fuse-10087549 | Lateral Hardening | 13389 | 0 |  | 0 | 0
Lateral Hardening-Fuse-10087551 | Lateral Hardening | 13389 | 0 |  | 0 | 0
Lateral Hardening-Fuse-10087559 | Lateral Hardening | 13389 | 0 |  | 0 | 0
Lateral Hardening-Fuse-10087561 | Lateral Hardening | 13389 | 0 |  | 0 | 0
Lateral Hardening-Fuse-10087562 | Lateral Hardening | 13389 | 0 |  | 0 | 0
Lateral Hardening-Fuse-10087563 | Lateral Hardening | 13389 | 0 |  | 0 | 0
Lateral Hardening-Fuse-10087566 | Lateral Hardening | 13389 | 0 |  | 0 | 0
Lateral Hardening-Fuse-10087567 | Lateral Hardening | 13389 | 0 |  | 0 | 0
Lateral Hardening-Fuse-10087570 | Lateral Hardening | 13389 | 0 |  | 0 | 0
Lateral Hardening-Fuse-10087572 | Lateral Hardening | 13389 | 0 |  | 0 | 0
Lateral Hardening-Fuse-10087575 | Lateral Hardening | 13389 | 2025 |  | 0 | 2025
Lateral Hardening-Fuse-10087578 | Lateral Hardening | 13389 | 0 |  | 0 | 0
Lateral Hardening-Fuse-10087587 | Lateral Hardening | 13389 | 2025 |  | 0 | 2025
Lateral Hardening-Fuse-10087588 | Lateral Hardening | 13389 | 0 |  | 0 | 0
Lateral Hardening-Fuse-10087589 | Lateral Hardening | 13389 | 0 |  | 0 | 0
Lateral Hardening-Fuse-10087590 | Lateral Hardening | 13389 | 0 |  | 0 | 0
Lateral Hardening-Fuse-10087591 | Lateral Hardening | 13389 | 0 |  | 0 | 0
Lateral Hardening-Fuse-10087593 | Lateral Hardening | 13389 | 0 |  | 0 | 0
Lateral Hardening-Fuse-10087596 | Lateral Hardening | 13389 | 2025 |  | 0 | 2025
Lateral Hardening-Fuse-10087598 | Lateral Hardening | 13389 | 2025 |  | 0 | 2025
Lateral Hardening-Fuse-10087599 | Lateral Hardening | 13389 | 0 |  | 0 | 0
Lateral Hardening-Fuse-10087600 | Lateral Hardening | 13389 | 2025 |  | 0 | 2025
Lateral Hardening-Fuse-10087604 | Lateral Hardening | 13389 | 0 |  | 0 | 0
Lateral Hardening-Fuse-10087605 | Lateral Hardening | 13389 | 0 |  | 0 | 0
Lateral Hardening-Fuse-10087609 | Lateral Hardening | 13389 | 0 |  | 0 | 0
Lateral Hardening-Fuse-10087610 | Lateral Hardening | 13389 | 0 |  | 0 | 0
Lateral Hardening-Fuse-10087611 | Lateral Hardening | 13389 | 0 |  | 0 | 0
Lateral Hardening-Fuse-10087612 | Lateral Hardening | 13389 | 0 |  | 0 | 0
Lateral Hardening-Fuse-10087613 | Lateral Hardening | 13389 | 0 |  | 0 | 0
Lateral Hardening-Fuse-10087614 | Lateral Hardening | 13389 | 0 |  | 0 | 0
Lateral Hardening-Fuse-10087615 | Lateral Hardening | 13389 | 0 |  | 0 | 0
Lateral Hardening-Fuse-10088500 | Lateral Hardening | 13175 | 0 |  | 0 | 0
Lateral Hardening-Fuse-10088509 | Lateral Hardening | 13175 | 0 |  | 0 | 0
Lateral Hardening-Fuse-10088510 | Lateral Hardening | 13175 | 0 |  | 0 | 0
Lateral Hardening-Fuse-10088511 | Lateral Hardening | 13175 | 0 |  | 0 | 0
Lateral Hardening-Fuse-10088519 | Lateral Hardening | 13175 | 0 |  | 0 | 0
Lateral Hardening-Fuse-10088520 | Lateral Hardening | 13175 | 0 |  | 0 | 0
Lateral Hardening-Fuse-10088540 | Lateral Hardening | 13175 | 0 |  | 0 | 0
Lateral Hardening-Fuse-10088546 | Lateral Hardening | 13175 | 0 |  | 0 | 0
Lateral Hardening-Fuse-10088547 | Lateral Hardening | 13175 | 0 |  | 0 | 0
Lateral Hardening-Fuse-10089355 | Lateral Hardening | 13278 | 2027 |  | 0 | 2027
Lateral Hardening-Fuse-10089358 | Lateral Hardening | 13278 | 0 |  | 0 | 0
Lateral Hardening-Fuse-10089363 | Lateral Hardening | 13278 | 0 |  | 0 | 0
Lateral Hardening-Fuse-10089364 | Lateral Hardening | 13278 | 0 |  | 0 | 0
Lateral Hardening-Fuse-10089365 | Lateral Hardening | 13278 | 0 |  | 0 | 0
Lateral Hardening-Fuse-10089366 | Lateral Hardening | 13278 | 0 |  | 0 | 0
Lateral Hardening-Fuse-10089367 | Lateral Hardening | 13278 | 2027 |  | 0 | 2027
Lateral Hardening-Fuse-10089368 | Lateral Hardening | 13278 | 0 |  | 0 | 0
Lateral Hardening-Fuse-10089369 | Lateral Hardening | 13278 | 0 |  | 0 | 0
Lateral Hardening-Fuse-10089371 | Lateral Hardening | 13278 | 2027 |  | 0 | 2027
Lateral Hardening-Fuse-10089374 | Lateral Hardening | 13278 | 2027 |  | 0 | 2027
Lateral Hardening-Fuse-10089376 | Lateral Hardening | 13278 | 0 |  | 0 | 0
Lateral Hardening-Fuse-10089378 | Lateral Hardening | 13278 | 0 |  | 0 | 0
Lateral Hardening-Fuse-10089380 | Lateral Hardening | 13278 | 2027 |  | 0 | 2027
Lateral Hardening-Fuse-10089383 | Lateral Hardening | 13278 | 0 |  | 0 | 0
Lateral Hardening-Fuse-10089386 | Lateral Hardening | 13278 | 0 |  | 0 | 0
Lateral Hardening-Fuse-10089387 | Lateral Hardening | 13278 | 0 |  | 0 | 0
Lateral Hardening-Fuse-10089388 | Lateral Hardening | 13278 | 0 |  | 0 | 0
Lateral Hardening-Fuse-10089390 | Lateral Hardening | 13278 | 2027 |  | 0 | 2027
Lateral Hardening-Fuse-10089965 | Lateral Hardening | 13279 | 2027 |  | 0 | 2027
Lateral Hardening-Fuse-10089968 | Lateral Hardening | 13279 | 0 |  | 0 | 0
Lateral Hardening-Fuse-10089969 | Lateral Hardening | 13279 | 0 |  | 0 | 0
Lateral Hardening-Fuse-10089975 | Lateral Hardening | 13279 | 2027 |  | 0 | 2027
Lateral Hardening-Fuse-10090001 | Lateral Hardening | 13279 | 0 |  | 0 | 0
Lateral Hardening-Fuse-10090003 | Lateral Hardening | 13279 | 0 |  | 0 | 0
Lateral Hardening-Fuse-10090442 | Lateral Hardening | 13280 | 0 |  | 0 | 0
Lateral Hardening-Fuse-10090451 | Lateral Hardening | 13280 | 0 |  | 0 | 0
Lateral Hardening-Fuse-10090452 | Lateral Hardening | 13280 | 0 |  | 0 | 0
Lateral Hardening-Fuse-10090454 | Lateral Hardening | 13280 | 0 |  | 0 | 0
Lateral Hardening-Fuse-10090739 | Lateral Hardening | 13294 | 0 |  | 0 | 0
Lateral Hardening-Fuse-10090747 | Lateral Hardening | 13294 | 0 |  | 0 | 0
Lateral Hardening-Fuse-10090748 | Lateral Hardening | 13294 | 2027 | 2028 | -1 | 2028
Lateral Hardening-Fuse-10090751 | Lateral Hardening | 13294 | 0 |  | 0 | 0
Lateral Hardening-Fuse-10090763 | Lateral Hardening | 13294 | 0 |  | 0 | 0
Lateral Hardening-Fuse-10090768 | Lateral Hardening | 13294 | 0 |  | 0 | 0
Lateral Hardening-Fuse-10090771 | Lateral Hardening | 13294 | 0 |  | 0 | 0
Lateral Hardening-Fuse-10090774 | Lateral Hardening | 13294 | 0 |  | 0 | 0
Lateral Hardening-Fuse-10090783 | Lateral Hardening | 13294 | 0 |  | 0 | 0
Lateral Hardening-Fuse-10091379 | Lateral Hardening | 13279 | 0 |  | 0 | 0
Lateral Hardening-Fuse-10091380 | Lateral Hardening | 13279 | 0 |  | 0 | 0
Lateral Hardening-Fuse-10091389 | Lateral Hardening | 13370 | 0 |  | 0 | 0
Lateral Hardening-Fuse-10091390 | Lateral Hardening | 13370 | 0 |  | 0 | 0
Lateral Hardening-Fuse-10091392 | Lateral Hardening | 13370 | 0 |  | 0 | 0
Lateral Hardening-Fuse-10091393 | Lateral Hardening | 13279 | 0 |  | 0 | 0
Lateral Hardening-Fuse-10091394 | Lateral Hardening | 13278 | 0 |  | 0 | 0
Lateral Hardening-Fuse-10091397 | Lateral Hardening | 13373 | 0 |  | 0 | 0
Lateral Hardening-Fuse-10091401 | Lateral Hardening | 13373 | 0 |  | 0 | 0
Lateral Hardening-Fuse-10091403 | Lateral Hardening | 13373 | 0 |  | 0 | 0
Lateral Hardening-Fuse-10091410 | Lateral Hardening | 13373 | 0 |  | 0 | 0
Lateral Hardening-Fuse-10091416 | Lateral Hardening | 13373 | 0 |  | 0 | 0
Lateral Hardening-Fuse-10091423 | Lateral Hardening | 13373 | 0 |  | 0 | 0
Lateral Hardening-Fuse-10091424 | Lateral Hardening | 13373 | 0 |  | 0 | 0
Lateral Hardening-Fuse-10091427 | Lateral Hardening | 13370 | 0 |  | 0 | 0
Lateral Hardening-Fuse-10092391 | Lateral Hardening | 13610 | 0 |  | 0 | 0
Lateral Hardening-Fuse-10092392 | Lateral Hardening | 13610 | 0 |  | 0 | 0
Lateral Hardening-Fuse-10092393 | Lateral Hardening | 13610 | 0 |  | 0 | 0
Lateral Hardening-Fuse-10092395 | Lateral Hardening | 13610 | 0 |  | 0 | 0
Lateral Hardening-Fuse-10092872 | Lateral Hardening | 13611 | 2028 |  | 0 | 2028
Lateral Hardening-Fuse-10092873 | Lateral Hardening | 13611 | 0 |  | 0 | 0
Lateral Hardening-Fuse-10092874 | Lateral Hardening | 13611 | 0 |  | 0 | 0
Lateral Hardening-Fuse-10092875 | Lateral Hardening | 13611 | 2028 |  | 0 | 2028
Lateral Hardening-Fuse-10092879 | Lateral Hardening | 13611 | 0 |  | 0 | 0
Lateral Hardening-Fuse-10092882 | Lateral Hardening | 13611 | 0 |  | 0 | 0
Lateral Hardening-Fuse-10093141 | Lateral Hardening | 13613 | 0 |  | 0 | 0
Lateral Hardening-Fuse-10093145 | Lateral Hardening | 13613 | 0 |  | 0 | 0
Lateral Hardening-Fuse-10093146 | Lateral Hardening | 13613 | 0 |  | 0 | 0
Lateral Hardening-Fuse-10093147 | Lateral Hardening | 13613 | 0 |  | 0 | 0
Lateral Hardening-Fuse-10093148 | Lateral Hardening | 13613 | 0 |  | 0 | 0
Lateral Hardening-Fuse-10093628 | Lateral Hardening | 13043 | 2025 |  | 0 | 2025
Lateral Hardening-Fuse-10093636 | Lateral Hardening | 13043 | 0 |  | 0 | 0
Lateral Hardening-Fuse-10093638 | Lateral Hardening | 13043 | 0 |  | 0 | 0
Lateral Hardening-Fuse-10093646 | Lateral Hardening | 13043 | 2025 |  | 0 | 2025
Lateral Hardening-Fuse-10093649 | Lateral Hardening | 13043 | 0 |  | 0 | 0
Lateral Hardening-Fuse-10093656 | Lateral Hardening | 13043 | 0 |  | 0 | 0
Lateral Hardening-Fuse-10093657 | Lateral Hardening | 13043 | 0 |  | 0 | 0
Lateral Hardening-Fuse-10093658 | Lateral Hardening | 13043 | 2025 |  | 0 | 2025
Lateral Hardening-Fuse-10093659 | Lateral Hardening | 13043 | 0 |  | 0 | 0
Lateral Hardening-Fuse-10093663 | Lateral Hardening | 13043 | 0 |  | 0 | 0
Lateral Hardening-Fuse-10093665 | Lateral Hardening | 13043 | 0 |  | 0 | 0
Lateral Hardening-Fuse-10093667 | Lateral Hardening | 13043 | 0 |  | 0 | 0
Lateral Hardening-Fuse-10093672 | Lateral Hardening | 13043 | 0 |  | 0 | 0
Lateral Hardening-Fuse-10093678 | Lateral Hardening | 13043 | 0 |  | 0 | 0
Lateral Hardening-Fuse-10093680 | Lateral Hardening | 13043 | 0 |  | 0 | 0
Lateral Hardening-Fuse-10093683 | Lateral Hardening | 13043 | 2025 |  | 0 | 2025
Lateral Hardening-Fuse-10093684 | Lateral Hardening | 13043 | 0 |  | 0 | 0
Lateral Hardening-Fuse-10093686 | Lateral Hardening | 13043 | 0 |  | 0 | 0
Lateral Hardening-Fuse-10093687 | Lateral Hardening | 13043 | 0 |  | 0 | 0
Lateral Hardening-Fuse-10093691 | Lateral Hardening | 13043 | 0 |  | 0 | 0
Lateral Hardening-Fuse-10095389 | Lateral Hardening | 13786 | 2024 |  | 0 | 2024
Lateral Hardening-Fuse-10095391 | Lateral Hardening | 13786 | 0 |  | 0 | 0
Lateral Hardening-Fuse-10095392 | Lateral Hardening | 13786 | 0 |  | 0 | 0
Lateral Hardening-Fuse-10095393 | Lateral Hardening | 13786 | 0 |  | 0 | 0
Lateral Hardening-Fuse-10095394 | Lateral Hardening | 13786 | 0 |  | 0 | 0
Lateral Hardening-Fuse-10095398 | Lateral Hardening | 13786 | 0 |  | 0 | 0
Lateral Hardening-Fuse-10095403 | Lateral Hardening | 13786 | 0 |  | 0 | 0
Lateral Hardening-Fuse-10095410 | Lateral Hardening | 13786 | 0 |  | 0 | 0
Lateral Hardening-Fuse-10095413 | Lateral Hardening | 13786 | 0 |  | 0 | 0
Lateral Hardening-Fuse-10095415 | Lateral Hardening | 13786 | 0 |  | 0 | 0
Lateral Hardening-Fuse-10095422 | Lateral Hardening | 13786 | 0 |  | 0 | 0
Lateral Hardening-Fuse-10095424 | Lateral Hardening | 13786 | 0 |  | 0 | 0
Lateral Hardening-Fuse-10095426 | Lateral Hardening | 13786 | 0 |  | 0 | 0
Lateral Hardening-Fuse-10095430 | Lateral Hardening | 13786 | 0 |  | 0 | 0
Lateral Hardening-Fuse-10095431 | Lateral Hardening | 13786 | 0 |  | 0 | 0
Lateral Hardening-Fuse-10095432 | Lateral Hardening | 13786 | 0 |  | 0 | 0
Lateral Hardening-Fuse-10095434 | Lateral Hardening | 13786 | 0 |  | 0 | 0
Lateral Hardening-Fuse-10095435 | Lateral Hardening | 13786 | 0 |  | 0 | 0
Lateral Hardening-Fuse-10095438 | Lateral Hardening | 13786 | 0 |  | 0 | 0
Lateral Hardening-Fuse-10095441 | Lateral Hardening | 13786 | 0 |  | 0 | 0
Lateral Hardening-Fuse-10095445 | Lateral Hardening | 13786 | 0 |  | 0 | 0
Lateral Hardening-Fuse-10095448 | Lateral Hardening | 13786 | 0 |  | 0 | 0
Lateral Hardening-Fuse-10095449 | Lateral Hardening | 13786 | 0 |  | 0 | 0
Lateral Hardening-Fuse-10095454 | Lateral Hardening | 13786 | 2024 |  | 0 | 2024
Lateral Hardening-Fuse-10095458 | Lateral Hardening | 13786 | 0 |  | 0 | 0
Lateral Hardening-Fuse-10095459 | Lateral Hardening | 13786 | 0 |  | 0 | 0
Lateral Hardening-Fuse-10095467 | Lateral Hardening | 13786 | 0 |  | 0 | 0
Lateral Hardening-Fuse-10095469 | Lateral Hardening | 13786 | 0 |  | 0 | 0
Lateral Hardening-Fuse-10095471 | Lateral Hardening | 13786 | 0 |  | 0 | 0
Lateral Hardening-Fuse-10095472 | Lateral Hardening | 13786 | 0 |  | 0 | 0
Lateral Hardening-Fuse-10095473 | Lateral Hardening | 13786 | 0 |  | 0 | 0
Lateral Hardening-Fuse-10095474 | Lateral Hardening | 13786 | 0 |  | 0 | 0
Lateral Hardening-Fuse-10095475 | Lateral Hardening | 13786 | 2024 |  | 0 | 2024
Lateral Hardening-Fuse-10095478 | Lateral Hardening | 13786 | 0 |  | 0 | 0
Lateral Hardening-Fuse-10095479 | Lateral Hardening | 13786 | 0 |  | 0 | 0
Lateral Hardening-Fuse-10095482 | Lateral Hardening | 13786 | 0 |  | 0 | 0
Lateral Hardening-Fuse-10095485 | Lateral Hardening | 13786 | 0 |  | 0 | 0
Lateral Hardening-Fuse-10095486 | Lateral Hardening | 13786 | 0 |  | 0 | 0
Lateral Hardening-Fuse-10095487 | Lateral Hardening | 13786 | 0 |  | 0 | 0
Lateral Hardening-Fuse-10095488 | Lateral Hardening | 13786 | 0 |  | 0 | 0
Lateral Hardening-Fuse-10095489 | Lateral Hardening | 13786 | 0 |  | 0 | 0
Lateral Hardening-Fuse-10095490 | Lateral Hardening | 13786 | 0 |  | 0 | 0
Lateral Hardening-Fuse-10095493 | Lateral Hardening | 13786 | 0 |  | 0 | 0
Lateral Hardening-Fuse-10095500 | Lateral Hardening | 13786 | 0 |  | 0 | 0
Lateral Hardening-Fuse-10095502 | Lateral Hardening | 13786 | 0 |  | 0 | 0
Lateral Hardening-Fuse-10095504 | Lateral Hardening | 13786 | 0 |  | 0 | 0
Lateral Hardening-Fuse-10095505 | Lateral Hardening | 13786 | 0 |  | 0 | 0
Lateral Hardening-Fuse-10095508 | Lateral Hardening | 13786 | 0 |  | 0 | 0
Lateral Hardening-Fuse-10095509 | Lateral Hardening | 13786 | 0 |  | 0 | 0
Lateral Hardening-Fuse-10095510 | Lateral Hardening | 13786 | 0 |  | 0 | 0
Lateral Hardening-Fuse-10095511 | Lateral Hardening | 13786 | 0 |  | 0 | 0
Lateral Hardening-Fuse-10095513 | Lateral Hardening | 13786 | 0 |  | 0 | 0
Lateral Hardening-Fuse-10095515 | Lateral Hardening | 13786 | 0 |  | 0 | 0
Lateral Hardening-Fuse-10095516 | Lateral Hardening | 13786 | 0 |  | 0 | 0
Lateral Hardening-Fuse-10095520 | Lateral Hardening | 13786 | 0 |  | 0 | 0
Lateral Hardening-Fuse-10095521 | Lateral Hardening | 13786 | 0 |  | 0 | 0
Lateral Hardening-Fuse-10095522 | Lateral Hardening | 13786 | 0 |  | 0 | 0
Lateral Hardening-Fuse-10095523 | Lateral Hardening | 13786 | 0 |  | 0 | 0
Lateral Hardening-Fuse-10095526 | Lateral Hardening | 13786 | 0 |  | 0 | 0
Lateral Hardening-Fuse-10095528 | Lateral Hardening | 13786 | 0 |  | 0 | 0
Lateral Hardening-Fuse-10095530 | Lateral Hardening | 13786 | 0 |  | 0 | 0
Lateral Hardening-Fuse-10095531 | Lateral Hardening | 13786 | 0 |  | 0 | 0
Lateral Hardening-Fuse-10095532 | Lateral Hardening | 13786 | 0 |  | 0 | 0
Lateral Hardening-Fuse-10095535 | Lateral Hardening | 13786 | 0 |  | 0 | 0
Lateral Hardening-Fuse-10095539 | Lateral Hardening | 13786 | 0 |  | 0 | 0
Lateral Hardening-Fuse-10095541 | Lateral Hardening | 13786 | 0 |  | 0 | 0
Lateral Hardening-Fuse-10095542 | Lateral Hardening | 13786 | 0 |  | 0 | 0
Lateral Hardening-Fuse-10095543 | Lateral Hardening | 13786 | 0 |  | 0 | 0
Lateral Hardening-Fuse-10095544 | Lateral Hardening | 13786 | 0 |  | 0 | 0
Lateral Hardening-Fuse-10095547 | Lateral Hardening | 13786 | 0 |  | 0 | 0
Lateral Hardening-Fuse-10095548 | Lateral Hardening | 13786 | 0 |  | 0 | 0
Lateral Hardening-Fuse-10095549 | Lateral Hardening | 13786 | 0 |  | 0 | 0
Lateral Hardening-Fuse-10095552 | Lateral Hardening | 13786 | 0 |  | 0 | 0
Lateral Hardening-Fuse-10096960 | Lateral Hardening | 13906 | 2023 |  | 0 | 2023
Lateral Hardening-Fuse-10096964 | Lateral Hardening | 13906 | 2023 |  | 0 | 2023
Lateral Hardening-Fuse-10096968 | Lateral Hardening | 13906 | 2023 |  | 0 | 2023
Lateral Hardening-Fuse-10096979 | Lateral Hardening | 13461 | 2026 |  | 0 | 2026
Lateral Hardening-Fuse-10096985 | Lateral Hardening | 13906 | 0 |  | 0 | 0
Lateral Hardening-Fuse-10096999 | Lateral Hardening | 13461 | 0 |  | 0 | 0
Lateral Hardening-Fuse-10097003 | Lateral Hardening | 13461 | 0 |  | 0 | 0
Lateral Hardening-Fuse-10097004 | Lateral Hardening | 13461 | 0 |  | 0 | 0
Lateral Hardening-Fuse-10097009 | Lateral Hardening | 13906 | 0 |  | 0 | 0
Lateral Hardening-Fuse-10097011 | Lateral Hardening | 13461 | 0 |  | 0 | 0
Lateral Hardening-Fuse-10097020 | Lateral Hardening | 13461 | 0 |  | 0 | 0
Lateral Hardening-Fuse-10097021 | Lateral Hardening | 13461 | 0 |  | 0 | 0
Lateral Hardening-Fuse-10097023 | Lateral Hardening | 13461 | 0 |  | 0 | 0
Lateral Hardening-Fuse-10097025 | Lateral Hardening | 13906 | 0 |  | 0 | 0
Lateral Hardening-Fuse-10097028 | Lateral Hardening | 13461 | 0 |  | 0 | 0
Lateral Hardening-Fuse-10097031 | Lateral Hardening | 13906 | 0 |  | 0 | 0
Lateral Hardening-Fuse-10097032 | Lateral Hardening | 13461 | 0 |  | 0 | 0
Lateral Hardening-Fuse-10097033 | Lateral Hardening | 13461 | 0 |  | 0 | 0
Lateral Hardening-Fuse-10097034 | Lateral Hardening | 13461 | 0 |  | 0 | 0
Lateral Hardening-Fuse-10097043 | Lateral Hardening | 13461 | 0 |  | 0 | 0
Lateral Hardening-Fuse-10097044 | Lateral Hardening | 13461 | 0 |  | 0 | 0
Lateral Hardening-Fuse-10097045 | Lateral Hardening | 13906 | 2023 |  | 0 | 2023
Lateral Hardening-Fuse-10097048 | Lateral Hardening | 13461 | 0 |  | 0 | 0
Lateral Hardening-Fuse-10097050 | Lateral Hardening | 13909 | 0 |  | 0 | 0
Lateral Hardening-Fuse-10097053 | Lateral Hardening | 13461 | 0 |  | 0 | 0
Lateral Hardening-Fuse-10097054 | Lateral Hardening | 13461 | 0 |  | 0 | 0
Lateral Hardening-Fuse-10097058 | Lateral Hardening | 13461 | 0 |  | 0 | 0
Lateral Hardening-Fuse-10097059 | Lateral Hardening | 13461 | 0 |  | 0 | 0
Lateral Hardening-Fuse-10097063 | Lateral Hardening | 13909 | 2023 |  | 0 | 2023
Lateral Hardening-Fuse-10097065 | Lateral Hardening | 13461 | 0 |  | 0 | 0
Lateral Hardening-Fuse-10098182 | Lateral Hardening | 13084 | 0 |  | 0 | 0
Lateral Hardening-Fuse-10098183 | Lateral Hardening | 13084 | 0 |  | 0 | 0
Lateral Hardening-Fuse-10098184 | Lateral Hardening | 13084 | 0 |  | 0 | 0
Lateral Hardening-Fuse-10098191 | Lateral Hardening | 13084 | 0 |  | 0 | 0
Lateral Hardening-Fuse-10098194 | Lateral Hardening | 13084 | 2029 |  | 0 | 2029
Lateral Hardening-Fuse-10098197 | Lateral Hardening | 13084 | 0 |  | 0 | 0
Lateral Hardening-Fuse-10098198 | Lateral Hardening | 13084 | 0 |  | 0 | 0
Lateral Hardening-Fuse-10098199 | Lateral Hardening | 13084 | 0 |  | 0 | 0
Lateral Hardening-Fuse-10098200 | Lateral Hardening | 13084 | 0 |  | 0 | 0
Lateral Hardening-Fuse-10098508 | Lateral Hardening | 13085 | 0 |  | 0 | 0
Lateral Hardening-Fuse-10098509 | Lateral Hardening | 13085 | 0 |  | 0 | 0
Lateral Hardening-Fuse-10098510 | Lateral Hardening | 13085 | 0 |  | 0 | 0
Lateral Hardening-Fuse-10098512 | Lateral Hardening | 13085 | 0 |  | 0 | 0
Lateral Hardening-Fuse-10098735 | Lateral Hardening | 13087 | 2029 |  | 0 | 2029
Lateral Hardening-Fuse-10098736 | Lateral Hardening | 13087 | 0 |  | 0 | 0
Lateral Hardening-Fuse-10098737 | Lateral Hardening | 13087 | 0 |  | 0 | 0
Lateral Hardening-Fuse-10098738 | Lateral Hardening | 13087 | 0 |  | 0 | 0
Lateral Hardening-Fuse-10098739 | Lateral Hardening | 13087 | 2029 |  | 0 | 2029
Lateral Hardening-Fuse-10098740 | Lateral Hardening | 13087 | 2029 |  | 0 | 2029
Lateral Hardening-Fuse-10099320 | Lateral Hardening | 13087 | 0 |  | 0 | 0
Lateral Hardening-Fuse-10099330 | Lateral Hardening | 13963 | 0 |  | 0 | 0
Lateral Hardening-Fuse-10099334 | Lateral Hardening | 13087 | 0 |  | 0 | 0
Lateral Hardening-Fuse-10099338 | Lateral Hardening | 13087 | 0 |  | 0 | 0
Lateral Hardening-Fuse-10099342 | Lateral Hardening | 13963 | 0 |  | 0 | 0
Lateral Hardening-Fuse-10099348 | Lateral Hardening | 13963 | 0 |  | 0 | 0
Lateral Hardening-Fuse-10099350 | Lateral Hardening | 13963 | 0 |  | 0 | 0
Lateral Hardening-Fuse-10099354 | Lateral Hardening | 13963 | 0 |  | 0 | 0
Lateral Hardening-Fuse-10099360 | Lateral Hardening | 13963 | 0 |  | 0 | 0
Lateral Hardening-Fuse-10099361 | Lateral Hardening | 13963 | 0 |  | 0 | 0
Lateral Hardening-Fuse-10099363 | Lateral Hardening | 13963 | 0 |  | 0 | 0
Lateral Hardening-Fuse-10099364 | Lateral Hardening | 13963 | 0 |  | 0 | 0
Lateral Hardening-Fuse-10099365 | Lateral Hardening | 13963 | 0 |  | 0 | 0
Lateral Hardening-Fuse-10099366 | Lateral Hardening | 13963 | 0 |  | 0 | 0
Lateral Hardening-Fuse-10099367 | Lateral Hardening | 13963 | 0 |  | 0 | 0
Lateral Hardening-Fuse-10099368 | Lateral Hardening | 13963 | 0 |  | 0 | 0
Lateral Hardening-Fuse-10099369 | Lateral Hardening | 13963 | 0 |  | 0 | 0
Lateral Hardening-Fuse-10100683 | Lateral Hardening | 13048 | 0 |  | 0 | 0
Lateral Hardening-Fuse-10100684 | Lateral Hardening | 13048 | 0 |  | 0 | 0
Lateral Hardening-Fuse-10100689 | Lateral Hardening | 13048 | 0 |  | 0 | 0
Lateral Hardening-Fuse-10100690 | Lateral Hardening | 13048 | 2027 |  | 0 | 2027
Lateral Hardening-Fuse-10100691 | Lateral Hardening | 13048 | 0 |  | 0 | 0
Lateral Hardening-Fuse-10100699 | Lateral Hardening | 13048 | 0 |  | 0 | 0
Lateral Hardening-Fuse-10100700 | Lateral Hardening | 13048 | 0 |  | 0 | 0
Lateral Hardening-Fuse-10100701 | Lateral Hardening | 13048 | 0 |  | 0 | 0
Lateral Hardening-Fuse-10100702 | Lateral Hardening | 13048 | 0 |  | 0 | 0
Lateral Hardening-Fuse-10100704 | Lateral Hardening | 13048 | 0 |  | 0 | 0
Lateral Hardening-Fuse-10100708 | Lateral Hardening | 13048 | 0 |  | 0 | 0
Lateral Hardening-Fuse-10100709 | Lateral Hardening | 13048 | 0 |  | 0 | 0
Lateral Hardening-Fuse-10100711 | Lateral Hardening | 13048 | 0 |  | 0 | 0
Lateral Hardening-Fuse-10100712 | Lateral Hardening | 13048 | 0 |  | 0 | 0
Lateral Hardening-Fuse-10100713 | Lateral Hardening | 13048 | 0 |  | 0 | 0
Lateral Hardening-Fuse-10100714 | Lateral Hardening | 13048 | 2027 |  | 0 | 2027
Lateral Hardening-Fuse-10100715 | Lateral Hardening | 13048 | 0 |  | 0 | 0
Lateral Hardening-Fuse-10100716 | Lateral Hardening | 13048 | 2027 |  | 0 | 2027
Lateral Hardening-Fuse-10100717 | Lateral Hardening | 13048 | 0 |  | 0 | 0
Lateral Hardening-Fuse-10100719 | Lateral Hardening | 13048 | 0 |  | 0 | 0
Lateral Hardening-Fuse-10100720 | Lateral Hardening | 13048 | 0 |  | 0 | 0
Lateral Hardening-Fuse-10100721 | Lateral Hardening | 13048 | 2027 |  | 0 | 2027
Lateral Hardening-Fuse-10100722 | Lateral Hardening | 13048 | 2027 |  | 0 | 2027
Lateral Hardening-Fuse-10100724 | Lateral Hardening | 13048 | 2027 |  | 0 | 2027
Lateral Hardening-Fuse-10100725 | Lateral Hardening | 13048 | 0 |  | 0 | 0
Lateral Hardening-Fuse-10100728 | Lateral Hardening | 13048 | 0 |  | 0 | 0
Lateral Hardening-Fuse-10101245 | Lateral Hardening | 13046 | 0 |  | 0 | 0
Lateral Hardening-Fuse-10101247 | Lateral Hardening | 13046 | 2025 |  | 0 | 2025
Lateral Hardening-Fuse-10101248 | Lateral Hardening | 13046 | 0 |  | 0 | 0
Lateral Hardening-Fuse-10101249 | Lateral Hardening | 13046 | 0 |  | 0 | 0
Lateral Hardening-Fuse-10101252 | Lateral Hardening | 13046 | 0 |  | 0 | 0
Lateral Hardening-Fuse-10101253 | Lateral Hardening | 13046 | 2025 |  | 0 | 2025
Lateral Hardening-Fuse-10101255 | Lateral Hardening | 13046 | 0 |  | 0 | 0
Lateral Hardening-Fuse-10101256 | Lateral Hardening | 13046 | 0 |  | 0 | 0
Lateral Hardening-Fuse-10101257 | Lateral Hardening | 13046 | 2025 |  | 0 | 2025
Lateral Hardening-Fuse-10101258 | Lateral Hardening | 13046 | 0 |  | 0 | 0
Lateral Hardening-Fuse-10101265 | Lateral Hardening | 13046 | 2025 |  | 0 | 2025
Lateral Hardening-Fuse-10101267 | Lateral Hardening | 13046 | 0 |  | 0 | 0
Lateral Hardening-Fuse-10101268 | Lateral Hardening | 13046 | 0 |  | 0 | 0
Lateral Hardening-Fuse-10101272 | Lateral Hardening | 13046 | 0 |  | 0 | 0
Lateral Hardening-Fuse-10101273 | Lateral Hardening | 13046 | 0 |  | 0 | 0
Lateral Hardening-Fuse-10101274 | Lateral Hardening | 13046 | 0 |  | 0 | 0
Lateral Hardening-Fuse-10101275 | Lateral Hardening | 13046 | 0 |  | 0 | 0
Lateral Hardening-Fuse-10101285 | Lateral Hardening | 13046 | 0 |  | 0 | 0
Lateral Hardening-Fuse-10101286 | Lateral Hardening | 13046 | 2025 |  | 0 | 2025
Lateral Hardening-Fuse-10101287 | Lateral Hardening | 13046 | 0 |  | 0 | 0
Lateral Hardening-Fuse-10101288 | Lateral Hardening | 13046 | 0 |  | 0 | 0
Lateral Hardening-Fuse-10101290 | Lateral Hardening | 13046 | 0 |  | 0 | 0
Lateral Hardening-Fuse-10101291 | Lateral Hardening | 13046 | 0 |  | 0 | 0
Lateral Hardening-Fuse-10101293 | Lateral Hardening | 13046 | 0 |  | 0 | 0
Lateral Hardening-Fuse-10101298 | Lateral Hardening | 13046 | 0 |  | 0 | 0
Lateral Hardening-Fuse-10104976 | Lateral Hardening | 13600 | 0 |  | 0 | 0
Lateral Hardening-Fuse-10104979 | Lateral Hardening | 13600 | 0 |  | 0 | 0
Lateral Hardening-Fuse-10105677 | Lateral Hardening | 13878 | 0 |  | 0 | 0
Lateral Hardening-Fuse-10105716 | Lateral Hardening | 13878 | 0 |  | 0 | 0
Lateral Hardening-Fuse-10105717 | Lateral Hardening | 13878 | 2022 |  | 0 | 2022
Lateral Hardening-Fuse-10105723 | Lateral Hardening | 13878 | 2022 |  | 0 | 2022
Lateral Hardening-Fuse-10105726 | Lateral Hardening | 13878 | 2022 |  | 0 | 2022
Lateral Hardening-Fuse-10105728 | Lateral Hardening | 13878 | 2022 |  | 0 | 2022
Lateral Hardening-Fuse-10120770 | Lateral Hardening | 13053 | 0 |  | 0 | 0
Lateral Hardening-Fuse-10120771 | Lateral Hardening | 13053 | 0 |  | 0 | 0
Lateral Hardening-Fuse-10120773 | Lateral Hardening | 13053 | 0 |  | 0 | 0
Lateral Hardening-Fuse-10120776 | Lateral Hardening | 13053 | 2025 |  | 0 | 2025
Lateral Hardening-Fuse-10120778 | Lateral Hardening | 13053 | 0 |  | 0 | 0
Lateral Hardening-Fuse-10120780 | Lateral Hardening | 13053 | 0 |  | 0 | 0
Lateral Hardening-Fuse-10120781 | Lateral Hardening | 13053 | 2025 |  | 0 | 2025
Lateral Hardening-Fuse-10120782 | Lateral Hardening | 13053 | 2025 |  | 0 | 2025
Lateral Hardening-Fuse-10120786 | Lateral Hardening | 13053 | 2025 |  | 0 | 2025
Lateral Hardening-Fuse-10120787 | Lateral Hardening | 13053 | 2025 |  | 0 | 2025
Lateral Hardening-Fuse-10120788 | Lateral Hardening | 13053 | 2025 |  | 0 | 2025
Lateral Hardening-Fuse-10120789 | Lateral Hardening | 13053 | 0 |  | 0 | 0
Lateral Hardening-Fuse-10120790 | Lateral Hardening | 13053 | 0 |  | 0 | 0
Lateral Hardening-Fuse-10120791 | Lateral Hardening | 13053 | 0 |  | 0 | 0
Lateral Hardening-Fuse-10120792 | Lateral Hardening | 13053 | 0 |  | 0 | 0
Lateral Hardening-Fuse-10120794 | Lateral Hardening | 13053 | 0 |  | 0 | 0
Lateral Hardening-Fuse-10120796 | Lateral Hardening | 13053 | 2025 |  | 0 | 2025
Lateral Hardening-Fuse-10120797 | Lateral Hardening | 13053 | 0 |  | 0 | 0
Lateral Hardening-Fuse-10120798 | Lateral Hardening | 13053 | 0 |  | 0 | 0
Lateral Hardening-Fuse-10120800 | Lateral Hardening | 13053 | 0 |  | 0 | 0
Lateral Hardening-Fuse-10120803 | Lateral Hardening | 13053 | 0 |  | 0 | 0
Lateral Hardening-Fuse-10121709 | Lateral Hardening | 13057 | 2021 |  | 0 | 2021
Lateral Hardening-Fuse-10121721 | Lateral Hardening | 13102 | 0 |  | 0 | 0
Lateral Hardening-Fuse-10121722 | Lateral Hardening | 13102 | 0 |  | 0 | 0
Lateral Hardening-Fuse-10122214 | Lateral Hardening | 13059 | 0 |  | 0 | 0
Lateral Hardening-Fuse-10122222 | Lateral Hardening | 13059 | 0 |  | 0 | 0
Lateral Hardening-Fuse-10122223 | Lateral Hardening | 13059 | 0 |  | 0 | 0
Lateral Hardening-Fuse-10122224 | Lateral Hardening | 13059 | 0 |  | 0 | 0
Lateral Hardening-Fuse-10122225 | Lateral Hardening | 13059 | 0 |  | 0 | 0
Lateral Hardening-Fuse-10122226 | Lateral Hardening | 13059 | 0 |  | 0 | 0
Lateral Hardening-Fuse-10122228 | Lateral Hardening | 13059 | 0 |  | 0 | 0
Lateral Hardening-Fuse-10122231 | Lateral Hardening | 13059 | 0 |  | 0 | 0
Lateral Hardening-Fuse-10122236 | Lateral Hardening | 13059 | 2024 |  | 0 | 2024
Lateral Hardening-Fuse-10122239 | Lateral Hardening | 13059 | 2024 |  | 0 | 2024
Lateral Hardening-Fuse-10122240 | Lateral Hardening | 13059 | 0 |  | 0 | 0
Lateral Hardening-Fuse-10122241 | Lateral Hardening | 13059 | 0 |  | 0 | 0
Lateral Hardening-Fuse-10123787 | Lateral Hardening | 13060 | 0 |  | 0 | 0
Lateral Hardening-Fuse-10123789 | Lateral Hardening | 13060 | 0 |  | 0 | 0
Lateral Hardening-Fuse-10123790 | Lateral Hardening | 13060 | 0 |  | 0 | 0
Lateral Hardening-Fuse-10123793 | Lateral Hardening | 13060 | 0 |  | 0 | 0
Lateral Hardening-Fuse-10123795 | Lateral Hardening | 13060 | 0 |  | 0 | 0
Lateral Hardening-Fuse-10123796 | Lateral Hardening | 13060 | 2026 |  | 0 | 2026
Lateral Hardening-Fuse-10123797 | Lateral Hardening | 13060 | 0 |  | 0 | 0
Lateral Hardening-Fuse-10123802 | Lateral Hardening | 13060 | 0 |  | 0 | 0
Lateral Hardening-Fuse-10123803 | Lateral Hardening | 13060 | 0 |  | 0 | 0
Lateral Hardening-Fuse-10123804 | Lateral Hardening | 13060 | 0 |  | 0 | 0
Lateral Hardening-Fuse-10123810 | Lateral Hardening | 13060 | 0 |  | 0 | 0
Lateral Hardening-Fuse-10124533 | Lateral Hardening | 13063 | 2029 |  | 0 | 2029
Lateral Hardening-Fuse-10124536 | Lateral Hardening | 13063 | 0 |  | 0 | 0
Lateral Hardening-Fuse-10124538 | Lateral Hardening | 13063 | 0 |  | 0 | 0
Lateral Hardening-Fuse-10124540 | Lateral Hardening | 13063 | 2029 |  | 0 | 2029
Lateral Hardening-Fuse-10124541 | Lateral Hardening | 13063 | 0 |  | 0 | 0
Lateral Hardening-Fuse-10124545 | Lateral Hardening | 13063 | 0 |  | 0 | 0
Lateral Hardening-Fuse-10125778 | Lateral Hardening | 13064 | 0 |  | 0 | 0
Lateral Hardening-Fuse-10125798 | Lateral Hardening | 13064 | 2029 |  | 0 | 2029
Lateral Hardening-Fuse-10125810 | Lateral Hardening | 13064 | 0 |  | 0 | 0
Lateral Hardening-Fuse-10125813 | Lateral Hardening | 13064 | 0 |  | 0 | 0
Lateral Hardening-Fuse-10125814 | Lateral Hardening | 13064 | 0 |  | 0 | 0
Lateral Hardening-Fuse-10125819 | Lateral Hardening | 13064 | 0 |  | 0 | 0
Lateral Hardening-Fuse-10126962 | Lateral Hardening | 13065 | 0 |  | 0 | 0
Lateral Hardening-Fuse-10126968 | Lateral Hardening | 13065 | 0 |  | 0 | 0
Lateral Hardening-Fuse-10126969 | Lateral Hardening | 13065 | 0 |  | 0 | 0
Lateral Hardening-Fuse-10126971 | Lateral Hardening | 13065 | 0 |  | 0 | 0
Lateral Hardening-Fuse-10126973 | Lateral Hardening | 13065 | 0 |  | 0 | 0
Lateral Hardening-Fuse-10126974 | Lateral Hardening | 13065 | 0 |  | 0 | 0
Lateral Hardening-Fuse-10126980 | Lateral Hardening | 13065 | 2028 |  | 0 | 2028
Lateral Hardening-Fuse-10127379 | Lateral Hardening | 13077 | 0 |  | 0 | 0
Lateral Hardening-Fuse-10127381 | Lateral Hardening | 13077 | 0 |  | 0 | 0
Lateral Hardening-Fuse-10127391 | Lateral Hardening | 13077 | 2028 |  | 0 | 2028
Lateral Hardening-Fuse-10127394 | Lateral Hardening | 13077 | 0 |  | 0 | 0
Lateral Hardening-Fuse-10127399 | Lateral Hardening | 13077 | 0 |  | 0 | 0
Lateral Hardening-Fuse-10127933 | Lateral Hardening | 13078 | 0 |  | 0 | 0
Lateral Hardening-Fuse-10127934 | Lateral Hardening | 13078 | 0 |  | 0 | 0
Lateral Hardening-Fuse-10127935 | Lateral Hardening | 13078 | 0 |  | 0 | 0
Lateral Hardening-Fuse-10127936 | Lateral Hardening | 13078 | 0 |  | 0 | 0
Lateral Hardening-Fuse-10127937 | Lateral Hardening | 13078 | 0 |  | 0 | 0
Lateral Hardening-Fuse-10127938 | Lateral Hardening | 13078 | 0 |  | 0 | 0
Lateral Hardening-Fuse-10127939 | Lateral Hardening | 13078 | 0 |  | 0 | 0
Lateral Hardening-Fuse-10127940 | Lateral Hardening | 13078 | 0 |  | 0 | 0
Lateral Hardening-Fuse-10127945 | Lateral Hardening | 13078 | 0 |  | 0 | 0
Lateral Hardening-Fuse-10127947 | Lateral Hardening | 13078 | 0 |  | 0 | 0
Lateral Hardening-Fuse-10127948 | Lateral Hardening | 13078 | 0 |  | 0 | 0
Lateral Hardening-Fuse-10127949 | Lateral Hardening | 13078 | 0 |  | 0 | 0
Lateral Hardening-Fuse-10127950 | Lateral Hardening | 13078 | 0 |  | 0 | 0
Lateral Hardening-Fuse-10127951 | Lateral Hardening | 13078 | 0 |  | 0 | 0
Lateral Hardening-Fuse-10127952 | Lateral Hardening | 13078 | 0 |  | 0 | 0
Lateral Hardening-Fuse-10127953 | Lateral Hardening | 13078 | 0 |  | 0 | 0
Lateral Hardening-Fuse-10127954 | Lateral Hardening | 13078 | 0 |  | 0 | 0
Lateral Hardening-Fuse-10127955 | Lateral Hardening | 13078 | 2023 |  | 0 | 2023
Lateral Hardening-Fuse-10127957 | Lateral Hardening | 13078 | 0 |  | 0 | 0
Lateral Hardening-Fuse-10127958 | Lateral Hardening | 13078 | 2023 |  | 0 | 2023
Lateral Hardening-Fuse-10128489 | Lateral Hardening | 13079 | 0 |  | 0 | 0
Lateral Hardening-Fuse-10128491 | Lateral Hardening | 13079 | 0 |  | 0 | 0
Lateral Hardening-Fuse-10128493 | Lateral Hardening | 13079 | 0 |  | 0 | 0
Lateral Hardening-Fuse-10128495 | Lateral Hardening | 13079 | 0 |  | 0 | 0
Lateral Hardening-Fuse-10128497 | Lateral Hardening | 13079 | 0 |  | 0 | 0
Lateral Hardening-Fuse-10128499 | Lateral Hardening | 13079 | 0 |  | 0 | 0
Lateral Hardening-Fuse-10128501 | Lateral Hardening | 13079 | 0 |  | 0 | 0
Lateral Hardening-Fuse-10128503 | Lateral Hardening | 13079 | 0 |  | 0 | 0
Lateral Hardening-Fuse-10128505 | Lateral Hardening | 13079 | 0 |  | 0 | 0
Lateral Hardening-Fuse-10128507 | Lateral Hardening | 13079 | 0 |  | 0 | 0
Lateral Hardening-Fuse-10128511 | Lateral Hardening | 13079 | 0 |  | 0 | 0
Lateral Hardening-Fuse-10129739 | Lateral Hardening | 13006 | 0 |  | 0 | 0
Lateral Hardening-Fuse-10129776 | Lateral Hardening | 13006 | 0 |  | 0 | 0
Lateral Hardening-Fuse-10129777 | Lateral Hardening | 13006 | 2022 |  | 0 | 2022
Lateral Hardening-Fuse-10129778 | Lateral Hardening | 13006 | 0 |  | 0 | 0
Lateral Hardening-Fuse-10129781 | Lateral Hardening | 13006 | 0 |  | 0 | 0
Lateral Hardening-Fuse-10129786 | Lateral Hardening | 13006 | 2022 |  | 0 | 2022
Lateral Hardening-Fuse-10129794 | Lateral Hardening | 13006 | 0 |  | 0 | 0
Lateral Hardening-Fuse-10129795 | Lateral Hardening | 13006 | 0 |  | 0 | 0
Lateral Hardening-Fuse-10129796 | Lateral Hardening | 13006 | 0 |  | 0 | 0
Lateral Hardening-Fuse-10129802 | Lateral Hardening | 13423 | 0 |  | 0 | 0
Lateral Hardening-Fuse-10129804 | Lateral Hardening | 13423 | 0 |  | 0 | 0
Lateral Hardening-Fuse-10129805 | Lateral Hardening | 13423 | 0 |  | 0 | 0
Lateral Hardening-Fuse-10129807 | Lateral Hardening | 13423 | 0 |  | 0 | 0
Lateral Hardening-Fuse-10129810 | Lateral Hardening | 13423 | 0 |  | 0 | 0
Lateral Hardening-Fuse-10129813 | Lateral Hardening | 13422 | 0 |  | 0 | 0
Lateral Hardening-Fuse-10129814 | Lateral Hardening | 13422 | 2024 |  | 0 | 2024
Lateral Hardening-Fuse-10129816 | Lateral Hardening | 13422 | 0 |  | 0 | 0
Lateral Hardening-Fuse-10129818 | Lateral Hardening | 13422 | 0 |  | 0 | 0
Lateral Hardening-Fuse-10129822 | Lateral Hardening | 13422 | 0 |  | 0 | 0
Lateral Hardening-Fuse-10129824 | Lateral Hardening | 13422 | 0 |  | 0 | 0
Lateral Hardening-Fuse-10129828 | Lateral Hardening | 13422 | 0 |  | 0 | 0
Lateral Hardening-Fuse-10129832 | Lateral Hardening | 13422 | 2024 |  | 0 | 2024
Lateral Hardening-Fuse-10129834 | Lateral Hardening | 13422 | 2024 |  | 0 | 2024
Lateral Hardening-Fuse-10129836 | Lateral Hardening | 13422 | 2024 |  | 0 | 2024
Lateral Hardening-Fuse-10129837 | Lateral Hardening | 13422 | 0 |  | 0 | 0
Lateral Hardening-Fuse-10129843 | Lateral Hardening | 13006 | 2022 |  | 0 | 2022
Lateral Hardening-Fuse-10129847 | Lateral Hardening | 13006 | 0 |  | 0 | 0
Lateral Hardening-Fuse-10129849 | Lateral Hardening | 13006 | 0 |  | 0 | 0
Lateral Hardening-Fuse-10129850 | Lateral Hardening | 13006 | 0 |  | 0 | 0
Lateral Hardening-Fuse-10129851 | Lateral Hardening | 13423 | 0 |  | 0 | 0
Lateral Hardening-Fuse-10129853 | Lateral Hardening | 13006 | 0 |  | 0 | 0
Lateral Hardening-Fuse-10129859 | Lateral Hardening | 13423 | 0 |  | 0 | 0
Lateral Hardening-Fuse-10129864 | Lateral Hardening | 13006 | 0 |  | 0 | 0
Lateral Hardening-Fuse-10129866 | Lateral Hardening | 13006 | 0 |  | 0 | 0
Lateral Hardening-Fuse-10129867 | Lateral Hardening | 13006 | 0 |  | 0 | 0
Lateral Hardening-Fuse-10129872 | Lateral Hardening | 13006 | 0 |  | 0 | 0
Lateral Hardening-Fuse-10129876 | Lateral Hardening | 13006 | 0 |  | 0 | 0
Lateral Hardening-Fuse-10129877 | Lateral Hardening | 13422 | 0 |  | 0 | 0
Lateral Hardening-Fuse-10129879 | Lateral Hardening | 13422 | 0 |  | 0 | 0
Lateral Hardening-Fuse-10129880 | Lateral Hardening | 13422 | 0 |  | 0 | 0
Lateral Hardening-Fuse-10129883 | Lateral Hardening | 13422 | 0 |  | 0 | 0
Lateral Hardening-Fuse-10129885 | Lateral Hardening | 13422 | 0 |  | 0 | 0
Lateral Hardening-Fuse-10129888 | Lateral Hardening | 13006 | 0 |  | 0 | 0
Lateral Hardening-Fuse-10129890 | Lateral Hardening | 13422 | 0 |  | 0 | 0
Lateral Hardening-Fuse-10129893 | Lateral Hardening | 13422 | 2024 |  | 0 | 2024
Lateral Hardening-Fuse-10129894 | Lateral Hardening | 13006 | 0 |  | 0 | 0
Lateral Hardening-Fuse-10129898 | Lateral Hardening | 13422 | 0 |  | 0 | 0
Lateral Hardening-Fuse-10129899 | Lateral Hardening | 13006 | 0 |  | 0 | 0
Lateral Hardening-Fuse-10129906 | Lateral Hardening | 13006 | 0 |  | 0 | 0
Lateral Hardening-Fuse-10129907 | Lateral Hardening | 13006 | 0 |  | 0 | 0
Lateral Hardening-Fuse-10129908 | Lateral Hardening | 13006 | 0 |  | 0 | 0
Lateral Hardening-Fuse-10129910 | Lateral Hardening | 13006 | 0 |  | 0 | 0
Lateral Hardening-Fuse-10132248 | Lateral Hardening | 13080 | 0 |  | 0 | 0
Lateral Hardening-Fuse-10132253 | Lateral Hardening | 13080 | 0 |  | 0 | 0
Lateral Hardening-Fuse-10132833 | Lateral Hardening | 13082 | 0 |  | 0 | 0
Lateral Hardening-Fuse-10136403 | Lateral Hardening | 13119 | 0 |  | 0 | 0
Lateral Hardening-Fuse-10136412 | Lateral Hardening | 13119 | 0 |  | 0 | 0
Lateral Hardening-Fuse-10136417 | Lateral Hardening | 13119 | 0 |  | 0 | 0
Lateral Hardening-Fuse-10140397 | Lateral Hardening | 13121 | 0 |  | 0 | 0
Lateral Hardening-Fuse-10140422 | Lateral Hardening | 13121 | 0 |  | 0 | 0
Lateral Hardening-Fuse-10140425 | Lateral Hardening | 13121 | 0 |  | 0 | 0
Lateral Hardening-Fuse-10141640 | Lateral Hardening | 13122 | 0 |  | 0 | 0
Lateral Hardening-Fuse-10141642 | Lateral Hardening | 13122 | 0 |  | 0 | 0
Lateral Hardening-Fuse-10141663 | Lateral Hardening | 13122 | 0 |  | 0 | 0
Lateral Hardening-Fuse-10141664 | Lateral Hardening | 13122 | 0 |  | 0 | 0
Lateral Hardening-Fuse-10141670 | Lateral Hardening | 13122 | 0 |  | 0 | 0
Lateral Hardening-Fuse-10141673 | Lateral Hardening | 13122 | 2026 |  | 0 | 2026
Lateral Hardening-Fuse-10141676 | Lateral Hardening | 13122 | 0 |  | 0 | 0
Lateral Hardening-Fuse-10141680 | Lateral Hardening | 13122 | 0 |  | 0 | 0
Lateral Hardening-Fuse-10141686 | Lateral Hardening | 13122 | 2026 |  | 0 | 2026
Lateral Hardening-Fuse-10141687 | Lateral Hardening | 13122 | 2026 |  | 0 | 2026
Lateral Hardening-Fuse-10141689 | Lateral Hardening | 13122 | 0 |  | 0 | 0
Lateral Hardening-Fuse-10141692 | Lateral Hardening | 13122 | 0 |  | 0 | 0
Lateral Hardening-Fuse-10141693 | Lateral Hardening | 13122 | 0 |  | 0 | 0
Lateral Hardening-Fuse-10142228 | Lateral Hardening | 13034 | 0 |  | 0 | 0
Lateral Hardening-Fuse-10142230 | Lateral Hardening | 13034 | 2028 |  | 0 | 2028
Lateral Hardening-Fuse-10142231 | Lateral Hardening | 13034 | 0 |  | 0 | 0
Lateral Hardening-Fuse-10142232 | Lateral Hardening | 13034 | 0 |  | 0 | 0
Lateral Hardening-Fuse-10142235 | Lateral Hardening | 13034 | 0 |  | 0 | 0
Lateral Hardening-Fuse-10142236 | Lateral Hardening | 13034 | 0 |  | 0 | 0
Lateral Hardening-Fuse-10142237 | Lateral Hardening | 13034 | 2028 |  | 0 | 2028
Lateral Hardening-Fuse-10142238 | Lateral Hardening | 13034 | 2028 |  | 0 | 2028
Lateral Hardening-Fuse-10142241 | Lateral Hardening | 13034 | 0 |  | 0 | 0
Lateral Hardening-Fuse-10142245 | Lateral Hardening | 13034 | 0 |  | 0 | 0
Lateral Hardening-Fuse-10142246 | Lateral Hardening | 13034 | 2028 |  | 0 | 2028
Lateral Hardening-Fuse-10142248 | Lateral Hardening | 13034 | 0 |  | 0 | 0
Lateral Hardening-Fuse-10142251 | Lateral Hardening | 13034 | 0 |  | 0 | 0
Lateral Hardening-Fuse-10142252 | Lateral Hardening | 13034 | 0 |  | 0 | 0
Lateral Hardening-Fuse-10142253 | Lateral Hardening | 13034 | 0 |  | 0 | 0
Lateral Hardening-Fuse-10142254 | Lateral Hardening | 13034 | 0 |  | 0 | 0
Lateral Hardening-Fuse-10142255 | Lateral Hardening | 13034 | 0 |  | 0 | 0
Lateral Hardening-Fuse-10142256 | Lateral Hardening | 13034 | 0 |  | 0 | 0
Lateral Hardening-Fuse-10142257 | Lateral Hardening | 13034 | 2028 |  | 0 | 2028
Lateral Hardening-Fuse-10142259 | Lateral Hardening | 13034 | 0 |  | 0 | 0
Lateral Hardening-Fuse-10142260 | Lateral Hardening | 13034 | 0 |  | 0 | 0
Lateral Hardening-Fuse-10142261 | Lateral Hardening | 13034 | 0 |  | 0 | 0
Lateral Hardening-Fuse-10142262 | Lateral Hardening | 13034 | 0 |  | 0 | 0
Lateral Hardening-Fuse-10142263 | Lateral Hardening | 13034 | 0 |  | 0 | 0
Lateral Hardening-Fuse-10142266 | Lateral Hardening | 13034 | 2028 |  | 0 | 2028
Lateral Hardening-Fuse-10142267 | Lateral Hardening | 13034 | 0 |  | 0 | 0
Lateral Hardening-Fuse-10142269 | Lateral Hardening | 13034 | 0 |  | 0 | 0
Lateral Hardening-Fuse-10142270 | Lateral Hardening | 13034 | 0 |  | 0 | 0
Lateral Hardening-Fuse-10142271 | Lateral Hardening | 13034 | 0 |  | 0 | 0
Lateral Hardening-Fuse-10142273 | Lateral Hardening | 13034 | 0 |  | 0 | 0
Lateral Hardening-Fuse-10142276 | Lateral Hardening | 13034 | 0 |  | 0 | 0
Lateral Hardening-Fuse-10142905 | Lateral Hardening | 13035 | 0 |  | 0 | 0
Lateral Hardening-Fuse-10142911 | Lateral Hardening | 13035 | 2028 |  | 0 | 2028
Lateral Hardening-Fuse-10142918 | Lateral Hardening | 13035 | 0 |  | 0 | 0
Lateral Hardening-Fuse-10142920 | Lateral Hardening | 13035 | 0 |  | 0 | 0
Lateral Hardening-Fuse-10142922 | Lateral Hardening | 13035 | 0 |  | 0 | 0
Lateral Hardening-Fuse-10142924 | Lateral Hardening | 13035 | 0 |  | 0 | 0
Lateral Hardening-Fuse-10142925 | Lateral Hardening | 13035 | 0 |  | 0 | 0
Lateral Hardening-Fuse-10142929 | Lateral Hardening | 13035 | 0 |  | 0 | 0
Lateral Hardening-Fuse-10142935 | Lateral Hardening | 13035 | 0 |  | 0 | 0
Lateral Hardening-Fuse-10142938 | Lateral Hardening | 13035 | 0 |  | 0 | 0
Lateral Hardening-Fuse-10142939 | Lateral Hardening | 13035 | 2028 |  | 0 | 2028
Lateral Hardening-Fuse-10142942 | Lateral Hardening | 13035 | 0 |  | 0 | 0
Lateral Hardening-Fuse-10143504 | Lateral Hardening | 13036 | 0 |  | 0 | 0
Lateral Hardening-Fuse-10143508 | Lateral Hardening | 13036 | 0 |  | 0 | 0
Lateral Hardening-Fuse-10143510 | Lateral Hardening | 13036 | 0 |  | 0 | 0
Lateral Hardening-Fuse-10143512 | Lateral Hardening | 13036 | 0 |  | 0 | 0
Lateral Hardening-Fuse-10143516 | Lateral Hardening | 13036 | 0 |  | 0 | 0
Lateral Hardening-Fuse-10143520 | Lateral Hardening | 13036 | 0 |  | 0 | 0
Lateral Hardening-Fuse-10143530 | Lateral Hardening | 13036 | 0 |  | 0 | 0
Lateral Hardening-Fuse-10143544 | Lateral Hardening | 13036 | 0 |  | 0 | 0
Lateral Hardening-Fuse-10143546 | Lateral Hardening | 13036 | 2026 |  | 0 | 2026
Lateral Hardening-Fuse-10143559 | Lateral Hardening | 13036 | 0 |  | 0 | 0
Lateral Hardening-Fuse-10143560 | Lateral Hardening | 13036 | 0 |  | 0 | 0
Lateral Hardening-Fuse-10143561 | Lateral Hardening | 13036 | 2026 |  | 0 | 2026
Lateral Hardening-Fuse-10143562 | Lateral Hardening | 13036 | 0 |  | 0 | 0
Lateral Hardening-Fuse-10143563 | Lateral Hardening | 13036 | 0 |  | 0 | 0
Lateral Hardening-Fuse-10143564 | Lateral Hardening | 13036 | 0 |  | 0 | 0
Lateral Hardening-Fuse-10143566 | Lateral Hardening | 13036 | 0 |  | 0 | 0
Lateral Hardening-Fuse-10143567 | Lateral Hardening | 13036 | 0 |  | 0 | 0
Lateral Hardening-Fuse-10143568 | Lateral Hardening | 13036 | 0 |  | 0 | 0
Lateral Hardening-Fuse-10143570 | Lateral Hardening | 13036 | 0 |  | 0 | 0
Lateral Hardening-Fuse-10144150 | Lateral Hardening | 13123 | 2028 |  | 0 | 2028
Lateral Hardening-Fuse-10144153 | Lateral Hardening | 13123 | 2028 |  | 0 | 2028
Lateral Hardening-Fuse-10144159 | Lateral Hardening | 13123 | 0 |  | 0 | 0
Lateral Hardening-Fuse-10144167 | Lateral Hardening | 13123 | 0 |  | 0 | 0
Lateral Hardening-Fuse-10144170 | Lateral Hardening | 13123 | 0 |  | 0 | 0
Lateral Hardening-Fuse-10144171 | Lateral Hardening | 13123 | 0 |  | 0 | 0
Lateral Hardening-Fuse-10144174 | Lateral Hardening | 13123 | 2028 |  | 0 | 2028
Lateral Hardening-Fuse-10144177 | Lateral Hardening | 13123 | 0 |  | 0 | 0
Lateral Hardening-Fuse-10144178 | Lateral Hardening | 13123 | 0 |  | 0 | 0
Lateral Hardening-Fuse-10144180 | Lateral Hardening | 13123 | 0 |  | 0 | 0
Lateral Hardening-Fuse-10144182 | Lateral Hardening | 13123 | 0 |  | 0 | 0
Lateral Hardening-Fuse-10144183 | Lateral Hardening | 13123 | 0 |  | 0 | 0
Lateral Hardening-Fuse-10144184 | Lateral Hardening | 13123 | 0 |  | 0 | 0
Lateral Hardening-Fuse-10144186 | Lateral Hardening | 13123 | 0 |  | 0 | 0
Lateral Hardening-Fuse-10144721 | Lateral Hardening | 13136 | 0 |  | 0 | 0
Lateral Hardening-Fuse-10144729 | Lateral Hardening | 13136 | 0 |  | 0 | 0
Lateral Hardening-Fuse-10144733 | Lateral Hardening | 13136 | 2029 |  | 0 | 2029
Lateral Hardening-Fuse-10144740 | Lateral Hardening | 13136 | 0 |  | 0 | 0
Lateral Hardening-Fuse-10144741 | Lateral Hardening | 13136 | 2029 |  | 0 | 2029
Lateral Hardening-Fuse-10144742 | Lateral Hardening | 13136 | 0 |  | 0 | 0
Lateral Hardening-Fuse-10144743 | Lateral Hardening | 13136 | 2029 |  | 0 | 2029
Lateral Hardening-Fuse-10144744 | Lateral Hardening | 13136 | 0 |  | 0 | 0
Lateral Hardening-Fuse-10145602 | Lateral Hardening | 13138 | 2022 |  | 0 | 2022
Lateral Hardening-Fuse-10145606 | Lateral Hardening | 13138 | 2022 |  | 0 | 2022
Lateral Hardening-Fuse-10145618 | Lateral Hardening | 13138 | 2022 |  | 0 | 2022
Lateral Hardening-Fuse-10145624 | Lateral Hardening | 13138 | 0 |  | 0 | 0
Lateral Hardening-Fuse-10145625 | Lateral Hardening | 13138 | 2022 |  | 0 | 2022
Lateral Hardening-Fuse-10145626 | Lateral Hardening | 13138 | 0 |  | 0 | 0
Lateral Hardening-Fuse-10145628 | Lateral Hardening | 13138 | 2022 |  | 0 | 2022
Lateral Hardening-Fuse-10145629 | Lateral Hardening | 13138 | 2022 |  | 0 | 2022
Lateral Hardening-Fuse-10145630 | Lateral Hardening | 13138 | 0 |  | 0 | 0
Lateral Hardening-Fuse-10145632 | Lateral Hardening | 13138 | 0 |  | 0 | 0
Lateral Hardening-Fuse-10145633 | Lateral Hardening | 13138 | 0 |  | 0 | 0
Lateral Hardening-Fuse-10146481 | Lateral Hardening | 13139 | 0 |  | 0 | 0
Lateral Hardening-Fuse-10146484 | Lateral Hardening | 13139 | 0 |  | 0 | 0
Lateral Hardening-Fuse-10147338 | Lateral Hardening | 13141 | 0 |  | 0 | 0
Lateral Hardening-Fuse-10147344 | Lateral Hardening | 13141 | 2021 |  | 0 | 2021
Lateral Hardening-Fuse-10147350 | Lateral Hardening | 13141 | 0 |  | 0 | 0
Lateral Hardening-Fuse-10147351 | Lateral Hardening | 13358 | 0 |  | 0 | 0
Lateral Hardening-Fuse-10147354 | Lateral Hardening | 13358 | 2025 |  | 0 | 2025
Lateral Hardening-Fuse-10147357 | Lateral Hardening | 13358 | 0 |  | 0 | 0
Lateral Hardening-Fuse-10147363 | Lateral Hardening | 13141 | 0 |  | 0 | 0
Lateral Hardening-Fuse-10147371 | Lateral Hardening | 13141 | 2021 |  | 0 | 2021
Lateral Hardening-Fuse-10147997 | Lateral Hardening | 13150 | 0 |  | 0 | 0
Lateral Hardening-Fuse-10148006 | Lateral Hardening | 13150 | 0 |  | 0 | 0
Lateral Hardening-Fuse-10148007 | Lateral Hardening | 13150 | 0 |  | 0 | 0
Lateral Hardening-Fuse-10148010 | Lateral Hardening | 13150 | 0 |  | 0 | 0
Lateral Hardening-Fuse-10148028 | Lateral Hardening | 13150 | 2029 |  | 0 | 2029
Lateral Hardening-Fuse-10148030 | Lateral Hardening | 13150 | 0 |  | 0 | 0
Lateral Hardening-Fuse-10148036 | Lateral Hardening | 13150 | 0 |  | 0 | 0
Lateral Hardening-Fuse-10148042 | Lateral Hardening | 13150 | 0 |  | 0 | 0
Lateral Hardening-Fuse-10148835 | Lateral Hardening | 13661 | 0 |  | 0 | 0
Lateral Hardening-Fuse-10151661 | Lateral Hardening | 13153 | 2028 |  | 0 | 2028
Lateral Hardening-Fuse-10151662 | Lateral Hardening | 13153 | 2028 |  | 0 | 2028
Lateral Hardening-Fuse-10151665 | Lateral Hardening | 13153 | 0 |  | 0 | 0
Lateral Hardening-Fuse-10151669 | Lateral Hardening | 13153 | 0 |  | 0 | 0
Lateral Hardening-Fuse-10151670 | Lateral Hardening | 13153 | 0 |  | 0 | 0
Lateral Hardening-Fuse-10151672 | Lateral Hardening | 13153 | 0 |  | 0 | 0
Lateral Hardening-Fuse-10151715 | Lateral Hardening | 13443 | 0 |  | 0 | 0
Lateral Hardening-Fuse-10151717 | Lateral Hardening | 13153 | 2028 |  | 0 | 2028
Lateral Hardening-Fuse-10153131 | Lateral Hardening | 13154 | 2029 |  | 0 | 2029
Lateral Hardening-Fuse-10153134 | Lateral Hardening | 13154 | 0 |  | 0 | 0
Lateral Hardening-Fuse-10153135 | Lateral Hardening | 13154 | 0 |  | 0 | 0
Lateral Hardening-Fuse-10153136 | Lateral Hardening | 13154 | 0 |  | 0 | 0
Lateral Hardening-Fuse-10153139 | Lateral Hardening | 13154 | 0 |  | 0 | 0
Lateral Hardening-Fuse-10153141 | Lateral Hardening | 13154 | 0 |  | 0 | 0
Lateral Hardening-Fuse-10153145 | Lateral Hardening | 13154 | 0 |  | 0 | 0
Lateral Hardening-Fuse-10155412 | Lateral Hardening | 13067 | 0 |  | 0 | 0
Lateral Hardening-Fuse-10155413 | Lateral Hardening | 13067 | 2029 |  | 0 | 2029
Lateral Hardening-Fuse-10155416 | Lateral Hardening | 13067 | 0 |  | 0 | 0
Lateral Hardening-Fuse-10155418 | Lateral Hardening | 13067 | 0 |  | 0 | 0
Lateral Hardening-Fuse-10155419 | Lateral Hardening | 13067 | 0 |  | 0 | 0
Lateral Hardening-Fuse-10155423 | Lateral Hardening | 13067 | 0 |  | 0 | 0
Lateral Hardening-Fuse-10155424 | Lateral Hardening | 13067 | 0 |  | 0 | 0
Lateral Hardening-Fuse-10155425 | Lateral Hardening | 13067 | 0 |  | 0 | 0
Lateral Hardening-Fuse-10155427 | Lateral Hardening | 13067 | 0 |  | 0 | 0
Lateral Hardening-Fuse-10155428 | Lateral Hardening | 13067 | 0 |  | 0 | 0
Lateral Hardening-Fuse-10155429 | Lateral Hardening | 13067 | 0 |  | 0 | 0
Lateral Hardening-Fuse-10155430 | Lateral Hardening | 13067 | 2029 |  | 0 | 2029
Lateral Hardening-Fuse-10156225 | Lateral Hardening | 13069 | 2028 |  | 0 | 2028
Lateral Hardening-Fuse-10156230 | Lateral Hardening | 13069 | 0 |  | 0 | 0
Lateral Hardening-Fuse-10156232 | Lateral Hardening | 13069 | 0 |  | 0 | 0
Lateral Hardening-Fuse-10156234 | Lateral Hardening | 13069 | 0 |  | 0 | 0
Lateral Hardening-Fuse-10156235 | Lateral Hardening | 13069 | 0 |  | 0 | 0
Lateral Hardening-Fuse-10156236 | Lateral Hardening | 13069 | 2028 |  | 0 | 2028
Lateral Hardening-Fuse-10156238 | Lateral Hardening | 13069 | 0 |  | 0 | 0
Lateral Hardening-Fuse-10156239 | Lateral Hardening | 13069 | 0 |  | 0 | 0
Lateral Hardening-Fuse-10158421 | Lateral Hardening | 13162 | 0 |  | 0 | 0
Lateral Hardening-Fuse-10158425 | Lateral Hardening | 13162 | 0 |  | 0 | 0
Lateral Hardening-Fuse-10158426 | Lateral Hardening | 13162 | 0 |  | 0 | 0
Lateral Hardening-Fuse-10158428 | Lateral Hardening | 13162 | 0 |  | 0 | 0
Lateral Hardening-Fuse-10158429 | Lateral Hardening | 13162 | 0 |  | 0 | 0
Lateral Hardening-Fuse-10158432 | Lateral Hardening | 13162 | 2022 |  | 0 | 2022
Lateral Hardening-Fuse-10158433 | Lateral Hardening | 13162 | 0 |  | 0 | 0
Lateral Hardening-Fuse-10158434 | Lateral Hardening | 13162 | 2022 |  | 0 | 2022
Lateral Hardening-Fuse-10158442 | Lateral Hardening | 13162 | 0 |  | 0 | 0
Lateral Hardening-Fuse-10158444 | Lateral Hardening | 13162 | 0 |  | 0 | 0
Lateral Hardening-Fuse-10158448 | Lateral Hardening | 13162 | 0 |  | 0 | 0
Lateral Hardening-Fuse-10158907 | Lateral Hardening | 13164 | 0 |  | 0 | 0
Lateral Hardening-Fuse-10158909 | Lateral Hardening | 13164 | 2021 |  | 0 | 2021
Lateral Hardening-Fuse-10158912 | Lateral Hardening | 13164 | 2021 |  | 0 | 2021
Lateral Hardening-Fuse-10158915 | Lateral Hardening | 13164 | 0 |  | 0 | 0
Lateral Hardening-Fuse-10158917 | Lateral Hardening | 13164 | 0 |  | 0 | 0
Lateral Hardening-Fuse-10158921 | Lateral Hardening | 13164 | 0 |  | 0 | 0
Lateral Hardening-Fuse-10158925 | Lateral Hardening | 13164 | 0 |  | 0 | 0
Lateral Hardening-Fuse-10158929 | Lateral Hardening | 13164 | 0 |  | 0 | 0
Lateral Hardening-Fuse-10158930 | Lateral Hardening | 13164 | 0 |  | 0 | 0
Lateral Hardening-Fuse-10158931 | Lateral Hardening | 13164 | 0 |  | 0 | 0
Lateral Hardening-Fuse-10158932 | Lateral Hardening | 13164 | 0 |  | 0 | 0
Lateral Hardening-Fuse-10158934 | Lateral Hardening | 13164 | 0 |  | 0 | 0
Lateral Hardening-Fuse-10158935 | Lateral Hardening | 13164 | 0 |  | 0 | 0
Lateral Hardening-Fuse-10158936 | Lateral Hardening | 13164 | 0 |  | 0 | 0
Lateral Hardening-Fuse-10159436 | Lateral Hardening | 13166 | 0 |  | 0 | 0
Lateral Hardening-Fuse-10159437 | Lateral Hardening | 13166 | 0 |  | 0 | 0
Lateral Hardening-Fuse-10159454 | Lateral Hardening | 13523 | 0 |  | 0 | 0
Lateral Hardening-Fuse-10159457 | Lateral Hardening | 13523 | 0 |  | 0 | 0
Lateral Hardening-Fuse-10159460 | Lateral Hardening | 13523 | 0 |  | 0 | 0
Lateral Hardening-Fuse-10159463 | Lateral Hardening | 13523 | 2028 |  | 0 | 2028
Lateral Hardening-Fuse-10159466 | Lateral Hardening | 13523 | 2028 |  | 0 | 2028
Lateral Hardening-Fuse-10159468 | Lateral Hardening | 13166 | 0 |  | 0 | 0
Lateral Hardening-Fuse-10159469 | Lateral Hardening | 13166 | 0 |  | 0 | 0
Lateral Hardening-Fuse-10159470 | Lateral Hardening | 13166 | 0 |  | 0 | 0
Lateral Hardening-Fuse-10159471 | Lateral Hardening | 13166 | 0 |  | 0 | 0
Lateral Hardening-Fuse-10159472 | Lateral Hardening | 13166 | 0 |  | 0 | 0
Lateral Hardening-Fuse-10159481 | Lateral Hardening | 13166 | 0 |  | 0 | 0
Lateral Hardening-Fuse-10159483 | Lateral Hardening | 13166 | 0 |  | 0 | 0
Lateral Hardening-Fuse-10160195 | Lateral Hardening | 13167 | 0 |  | 0 | 0
Lateral Hardening-Fuse-10160197 | Lateral Hardening | 13167 | 0 |  | 0 | 0
Lateral Hardening-Fuse-10160201 | Lateral Hardening | 13167 | 0 |  | 0 | 0
Lateral Hardening-Fuse-10160207 | Lateral Hardening | 13167 | 0 |  | 0 | 0
Lateral Hardening-Fuse-10160208 | Lateral Hardening | 13167 | 0 |  | 0 | 0
Lateral Hardening-Fuse-10160210 | Lateral Hardening | 13167 | 0 |  | 0 | 0
Lateral Hardening-Fuse-10160211 | Lateral Hardening | 13167 | 0 |  | 0 | 0
Lateral Hardening-Fuse-10160212 | Lateral Hardening | 13167 | 2029 |  | 0 | 2029
Lateral Hardening-Fuse-10160214 | Lateral Hardening | 13167 | 0 |  | 0 | 0
Lateral Hardening-Fuse-10162063 | Lateral Hardening | 13142 | 0 |  | 0 | 0
Lateral Hardening-Fuse-10162064 | Lateral Hardening | 13142 | 0 |  | 0 | 0
Lateral Hardening-Fuse-10162067 | Lateral Hardening | 13142 | 0 |  | 0 | 0
Lateral Hardening-Fuse-10162070 | Lateral Hardening | 13142 | 0 |  | 0 | 0
Lateral Hardening-Fuse-10162072 | Lateral Hardening | 13142 | 0 |  | 0 | 0
Lateral Hardening-Fuse-10162073 | Lateral Hardening | 13142 | 2024 |  | 0 | 2024
Lateral Hardening-Fuse-10162075 | Lateral Hardening | 13142 | 0 |  | 0 | 0
Lateral Hardening-Fuse-10162076 | Lateral Hardening | 13142 | 0 |  | 0 | 0
Lateral Hardening-Fuse-10162079 | Lateral Hardening | 13142 | 0 |  | 0 | 0
Lateral Hardening-Fuse-10162579 | Lateral Hardening | 13031 | 0 |  | 0 | 0
Lateral Hardening-Fuse-10162580 | Lateral Hardening | 13031 | 0 |  | 0 | 0
Lateral Hardening-Fuse-10162582 | Lateral Hardening | 13031 | 0 |  | 0 | 0
Lateral Hardening-Fuse-10162585 | Lateral Hardening | 13031 | 0 |  | 0 | 0
Lateral Hardening-Fuse-10162586 | Lateral Hardening | 13031 | 0 |  | 0 | 0
Lateral Hardening-Fuse-10162587 | Lateral Hardening | 13031 | 0 |  | 0 | 0
Lateral Hardening-Fuse-10162591 | Lateral Hardening | 13031 | 2029 |  | 0 | 2029
Lateral Hardening-Fuse-10162593 | Lateral Hardening | 13031 | 0 |  | 0 | 0
Lateral Hardening-Fuse-10162594 | Lateral Hardening | 13031 | 2029 |  | 0 | 2029
Lateral Hardening-Fuse-10162595 | Lateral Hardening | 13031 | 0 |  | 0 | 0
Lateral Hardening-Fuse-10162599 | Lateral Hardening | 13031 | 0 |  | 0 | 0
Lateral Hardening-Fuse-10162600 | Lateral Hardening | 13031 | 0 |  | 0 | 0
Lateral Hardening-Fuse-10162601 | Lateral Hardening | 13031 | 0 |  | 0 | 0
Lateral Hardening-Fuse-10162602 | Lateral Hardening | 13031 | 0 |  | 0 | 0
Lateral Hardening-Fuse-10162603 | Lateral Hardening | 13031 | 0 |  | 0 | 0
Lateral Hardening-Fuse-10162606 | Lateral Hardening | 13031 | 0 |  | 0 | 0
Lateral Hardening-Fuse-10162607 | Lateral Hardening | 13031 | 0 |  | 0 | 0
Lateral Hardening-Fuse-10162608 | Lateral Hardening | 13031 | 0 |  | 0 | 0
Lateral Hardening-Fuse-10162609 | Lateral Hardening | 13031 | 2029 |  | 0 | 2029
Lateral Hardening-Fuse-10162611 | Lateral Hardening | 13031 | 0 |  | 0 | 0
Lateral Hardening-Fuse-10162612 | Lateral Hardening | 13031 | 0 |  | 0 | 0
Lateral Hardening-Fuse-10162613 | Lateral Hardening | 13031 | 0 |  | 0 | 0
Lateral Hardening-Fuse-10163185 | Lateral Hardening | 13091 | 0 |  | 0 | 0
Lateral Hardening-Fuse-10163189 | Lateral Hardening | 13091 | 0 |  | 0 | 0
Lateral Hardening-Fuse-10163190 | Lateral Hardening | 13091 | 0 |  | 0 | 0
Lateral Hardening-Fuse-10163191 | Lateral Hardening | 13091 | 0 |  | 0 | 0
Lateral Hardening-Fuse-10163202 | Lateral Hardening | 13091 | 2025 |  | 0 | 2025
Lateral Hardening-Fuse-10163206 | Lateral Hardening | 13091 | 0 |  | 0 | 0
Lateral Hardening-Fuse-10163207 | Lateral Hardening | 13091 | 0 |  | 0 | 0
Lateral Hardening-Fuse-10163208 | Lateral Hardening | 13091 | 0 |  | 0 | 0
Lateral Hardening-Fuse-10163211 | Lateral Hardening | 13091 | 0 |  | 0 | 0
Lateral Hardening-Fuse-10163212 | Lateral Hardening | 13091 | 0 |  | 0 | 0
Lateral Hardening-Fuse-10163213 | Lateral Hardening | 13091 | 0 |  | 0 | 0
Lateral Hardening-Fuse-10163214 | Lateral Hardening | 13091 | 0 |  | 0 | 0
Lateral Hardening-Fuse-10163215 | Lateral Hardening | 13091 | 0 |  | 0 | 0
Lateral Hardening-Fuse-10163217 | Lateral Hardening | 13091 | 2025 |  | 0 | 2025
Lateral Hardening-Fuse-10163218 | Lateral Hardening | 13091 | 0 |  | 0 | 0
Lateral Hardening-Fuse-10163220 | Lateral Hardening | 13091 | 0 |  | 0 | 0
Lateral Hardening-Fuse-10163221 | Lateral Hardening | 13091 | 0 |  | 0 | 0
Lateral Hardening-Fuse-10163222 | Lateral Hardening | 13091 | 0 |  | 0 | 0
Lateral Hardening-Fuse-10163223 | Lateral Hardening | 13091 | 0 |  | 0 | 0
Lateral Hardening-Fuse-10163224 | Lateral Hardening | 13091 | 2025 |  | 0 | 2025
Lateral Hardening-Fuse-10163225 | Lateral Hardening | 13091 | 2025 |  | 0 | 2025
Lateral Hardening-Fuse-10163227 | Lateral Hardening | 13091 | 0 |  | 0 | 0
Lateral Hardening-Fuse-10163228 | Lateral Hardening | 13091 | 2025 |  | 0 | 2025
Lateral Hardening-Fuse-10163230 | Lateral Hardening | 13091 | 0 |  | 0 | 0
Lateral Hardening-Fuse-10163232 | Lateral Hardening | 13091 | 0 |  | 0 | 0
Lateral Hardening-Fuse-10163233 | Lateral Hardening | 13091 | 0 |  | 0 | 0
Lateral Hardening-Fuse-10163234 | Lateral Hardening | 13091 | 0 |  | 0 | 0
Lateral Hardening-Fuse-10163235 | Lateral Hardening | 13091 | 2025 |  | 0 | 2025
Lateral Hardening-Fuse-10163236 | Lateral Hardening | 13091 | 0 |  | 0 | 0
Lateral Hardening-Fuse-10163238 | Lateral Hardening | 13091 | 2025 |  | 0 | 2025
Lateral Hardening-Fuse-10163239 | Lateral Hardening | 13091 | 0 |  | 0 | 0
Lateral Hardening-Fuse-10163240 | Lateral Hardening | 13091 | 0 |  | 0 | 0
Lateral Hardening-Fuse-10163241 | Lateral Hardening | 13091 | 2025 |  | 0 | 2025
Lateral Hardening-Fuse-10163243 | Lateral Hardening | 13091 | 2025 |  | 0 | 2025
Lateral Hardening-Fuse-10163244 | Lateral Hardening | 13091 | 0 |  | 0 | 0
Lateral Hardening-Fuse-10163740 | Lateral Hardening | 13066 | 2029 |  | 0 | 2029
Lateral Hardening-Fuse-10163743 | Lateral Hardening | 13066 | 0 |  | 0 | 0
Lateral Hardening-Fuse-10163749 | Lateral Hardening | 13066 | 0 |  | 0 | 0
Lateral Hardening-Fuse-10164196 | Lateral Hardening | 13190 | 0 |  | 0 | 0
Lateral Hardening-Fuse-10164206 | Lateral Hardening | 13190 | 0 |  | 0 | 0
Lateral Hardening-Fuse-10164207 | Lateral Hardening | 13190 | 0 |  | 0 | 0
Lateral Hardening-Fuse-10165355 | Lateral Hardening | 13045 | 0 |  | 0 | 0
Lateral Hardening-Fuse-10165356 | Lateral Hardening | 13045 | 2025 |  | 0 | 2025
Lateral Hardening-Fuse-10165359 | Lateral Hardening | 13045 | 0 |  | 0 | 0
Lateral Hardening-Fuse-10165360 | Lateral Hardening | 13045 | 0 |  | 0 | 0
Lateral Hardening-Fuse-10165361 | Lateral Hardening | 13045 | 0 |  | 0 | 0
Lateral Hardening-Fuse-10165363 | Lateral Hardening | 13045 | 0 |  | 0 | 0
Lateral Hardening-Fuse-10165365 | Lateral Hardening | 13045 | 0 |  | 0 | 0
Lateral Hardening-Fuse-10165366 | Lateral Hardening | 13045 | 0 |  | 0 | 0
Lateral Hardening-Fuse-10165367 | Lateral Hardening | 13045 | 0 |  | 0 | 0
Lateral Hardening-Fuse-10165368 | Lateral Hardening | 13045 | 0 |  | 0 | 0
Lateral Hardening-Fuse-10165369 | Lateral Hardening | 13045 | 0 |  | 0 | 0
Lateral Hardening-Fuse-10165370 | Lateral Hardening | 13045 | 0 |  | 0 | 0
Lateral Hardening-Fuse-10165375 | Lateral Hardening | 13045 | 0 |  | 0 | 0
Lateral Hardening-Fuse-10165376 | Lateral Hardening | 13045 | 0 |  | 0 | 0
Lateral Hardening-Fuse-10165377 | Lateral Hardening | 13045 | 0 |  | 0 | 0
Lateral Hardening-Fuse-10165380 | Lateral Hardening | 13045 | 2025 |  | 0 | 2025
Lateral Hardening-Fuse-10165381 | Lateral Hardening | 13045 | 2025 |  | 0 | 2025
Lateral Hardening-Fuse-10165382 | Lateral Hardening | 13045 | 2025 |  | 0 | 2025
Lateral Hardening-Fuse-10165386 | Lateral Hardening | 13045 | 2025 |  | 0 | 2025
Lateral Hardening-Fuse-10165387 | Lateral Hardening | 13045 | 0 |  | 0 | 0
Lateral Hardening-Fuse-10165789 | Lateral Hardening | 13072 | 0 |  | 0 | 0
Lateral Hardening-Fuse-10165794 | Lateral Hardening | 13072 | 0 |  | 0 | 0
Lateral Hardening-Fuse-10165797 | Lateral Hardening | 13072 | 2029 |  | 0 | 2029
Lateral Hardening-Fuse-10165803 | Lateral Hardening | 13072 | 0 |  | 0 | 0
Lateral Hardening-Fuse-10165804 | Lateral Hardening | 13072 | 0 |  | 0 | 0
Lateral Hardening-Fuse-10165805 | Lateral Hardening | 13072 | 0 |  | 0 | 0
Lateral Hardening-Fuse-10165807 | Lateral Hardening | 13072 | 2029 |  | 0 | 2029
Lateral Hardening-Fuse-10165809 | Lateral Hardening | 13072 | 0 |  | 0 | 0
Lateral Hardening-Fuse-10165810 | Lateral Hardening | 13072 | 0 |  | 0 | 0
Lateral Hardening-Fuse-10165816 | Lateral Hardening | 13072 | 2029 |  | 0 | 2029
Lateral Hardening-Fuse-10165822 | Lateral Hardening | 13072 | 0 |  | 0 | 0
Lateral Hardening-Fuse-10165823 | Lateral Hardening | 13072 | 0 |  | 0 | 0
Lateral Hardening-Fuse-10165825 | Lateral Hardening | 13072 | 0 |  | 0 | 0
Lateral Hardening-Fuse-10165826 | Lateral Hardening | 13072 | 0 |  | 0 | 0
Lateral Hardening-Fuse-10165827 | Lateral Hardening | 13072 | 0 |  | 0 | 0
Lateral Hardening-Fuse-10165828 | Lateral Hardening | 13072 | 0 |  | 0 | 0
Lateral Hardening-Fuse-10166379 | Lateral Hardening | 13073 | 0 |  | 0 | 0
Lateral Hardening-Fuse-10166391 | Lateral Hardening | 13073 | 0 |  | 0 | 0
Lateral Hardening-Fuse-10166392 | Lateral Hardening | 13073 | 0 |  | 0 | 0
Lateral Hardening-Fuse-10166409 | Lateral Hardening | 13073 | 0 |  | 0 | 0
Lateral Hardening-Fuse-10166413 | Lateral Hardening | 13073 | 0 |  | 0 | 0
Lateral Hardening-Fuse-10166414 | Lateral Hardening | 13073 | 0 |  | 0 | 0
Lateral Hardening-Fuse-10166415 | Lateral Hardening | 13073 | 0 |  | 0 | 0
Lateral Hardening-Fuse-10166416 | Lateral Hardening | 13073 | 0 |  | 0 | 0
Lateral Hardening-Fuse-10166417 | Lateral Hardening | 13073 | 0 |  | 0 | 0
Lateral Hardening-Fuse-10167751 | Lateral Hardening | 13206 | 0 |  | 0 | 0
Lateral Hardening-Fuse-10167753 | Lateral Hardening | 13206 | 0 |  | 0 | 0
Lateral Hardening-Fuse-10167755 | Lateral Hardening | 13206 | 0 |  | 0 | 0
Lateral Hardening-Fuse-10167756 | Lateral Hardening | 13206 | 0 |  | 0 | 0
Lateral Hardening-Fuse-10167762 | Lateral Hardening | 13206 | 0 |  | 0 | 0
Lateral Hardening-Fuse-10167768 | Lateral Hardening | 13206 | 2026 |  | 0 | 2026
Lateral Hardening-Fuse-10167775 | Lateral Hardening | 13206 | 0 |  | 0 | 0
Lateral Hardening-Fuse-10167776 | Lateral Hardening | 13206 | 0 |  | 0 | 0
Lateral Hardening-Fuse-10167777 | Lateral Hardening | 13206 | 0 |  | 0 | 0
Lateral Hardening-Fuse-10167779 | Lateral Hardening | 13206 | 0 |  | 0 | 0
Lateral Hardening-Fuse-10167784 | Lateral Hardening | 13206 | 2026 |  | 0 | 2026
Lateral Hardening-Fuse-10167786 | Lateral Hardening | 13206 | 0 |  | 0 | 0
Lateral Hardening-Fuse-10167792 | Lateral Hardening | 13206 | 0 |  | 0 | 0
Lateral Hardening-Fuse-10167793 | Lateral Hardening | 13206 | 0 |  | 0 | 0
Lateral Hardening-Fuse-10167794 | Lateral Hardening | 13206 | 0 |  | 0 | 0
Lateral Hardening-Fuse-10167796 | Lateral Hardening | 13206 | 0 |  | 0 | 0
Lateral Hardening-Fuse-10168318 | Lateral Hardening | 13207 | 0 |  | 0 | 0
Lateral Hardening-Fuse-10168319 | Lateral Hardening | 13207 | 0 |  | 0 | 0
Lateral Hardening-Fuse-10168321 | Lateral Hardening | 13207 | 0 |  | 0 | 0
Lateral Hardening-Fuse-10168325 | Lateral Hardening | 13207 | 0 |  | 0 | 0
Lateral Hardening-Fuse-10168326 | Lateral Hardening | 13207 | 2024 |  | 0 | 2024
Lateral Hardening-Fuse-10168329 | Lateral Hardening | 13207 | 2024 |  | 0 | 2024
Lateral Hardening-Fuse-10168331 | Lateral Hardening | 13207 | 0 |  | 0 | 0
Lateral Hardening-Fuse-10168335 | Lateral Hardening | 13207 | 0 |  | 0 | 0
Lateral Hardening-Fuse-10168338 | Lateral Hardening | 13207 | 0 |  | 0 | 0
Lateral Hardening-Fuse-10168341 | Lateral Hardening | 13207 | 0 |  | 0 | 0
Lateral Hardening-Fuse-10168342 | Lateral Hardening | 13207 | 0 |  | 0 | 0
Lateral Hardening-Fuse-10168343 | Lateral Hardening | 13207 | 0 |  | 0 | 0
Lateral Hardening-Fuse-10168346 | Lateral Hardening | 13207 | 0 |  | 0 | 0
Lateral Hardening-Fuse-10168352 | Lateral Hardening | 13207 | 0 |  | 0 | 0
Lateral Hardening-Fuse-10168787 | Lateral Hardening | 13208 | 0 |  | 0 | 0
Lateral Hardening-Fuse-10168789 | Lateral Hardening | 13208 | 0 |  | 0 | 0
Lateral Hardening-Fuse-10168792 | Lateral Hardening | 13208 | 0 |  | 0 | 0
Lateral Hardening-Fuse-10168793 | Lateral Hardening | 13208 | 0 |  | 0 | 0
Lateral Hardening-Fuse-10168794 | Lateral Hardening | 13208 | 0 |  | 0 | 0
Lateral Hardening-Fuse-10168798 | Lateral Hardening | 13208 | 0 |  | 0 | 0
Lateral Hardening-Fuse-10169217 | Lateral Hardening | 13210 | 0 |  | 0 | 0
Lateral Hardening-Fuse-10169218 | Lateral Hardening | 13210 | 0 |  | 0 | 0
Lateral Hardening-Fuse-10169223 | Lateral Hardening | 13210 | 0 |  | 0 | 0
Lateral Hardening-Fuse-10169240 | Lateral Hardening | 13210 | 0 |  | 0 | 0
Lateral Hardening-Fuse-10169242 | Lateral Hardening | 13210 | 0 |  | 0 | 0
Lateral Hardening-Fuse-10169244 | Lateral Hardening | 13210 | 0 |  | 0 | 0
Lateral Hardening-Fuse-10169248 | Lateral Hardening | 13210 | 0 |  | 0 | 0
Lateral Hardening-Fuse-10169249 | Lateral Hardening | 13210 | 0 |  | 0 | 0
Lateral Hardening-Fuse-10170000 | Lateral Hardening | 13030 | 0 |  | 0 | 0
Lateral Hardening-Fuse-10170006 | Lateral Hardening | 13030 | 0 |  | 0 | 0
Lateral Hardening-Fuse-10170027 | Lateral Hardening | 13030 | 0 |  | 0 | 0
Lateral Hardening-Fuse-10170039 | Lateral Hardening | 13030 | 0 |  | 0 | 0
Lateral Hardening-Fuse-10170041 | Lateral Hardening | 13030 | 0 |  | 0 | 0
Lateral Hardening-Fuse-10170042 | Lateral Hardening | 13030 | 0 |  | 0 | 0
Lateral Hardening-Fuse-10170081 | Lateral Hardening | 13030 | 0 |  | 0 | 0
Lateral Hardening-Fuse-10171808 | Lateral Hardening | 13218 | 0 |  | 0 | 0
Lateral Hardening-Fuse-10171811 | Lateral Hardening | 13218 | 0 |  | 0 | 0
Lateral Hardening-Fuse-10172605 | Lateral Hardening | 13219 | 0 |  | 0 | 0
Lateral Hardening-Fuse-10172607 | Lateral Hardening | 13219 | 0 |  | 0 | 0
Lateral Hardening-Fuse-10172610 | Lateral Hardening | 13219 | 2028 |  | 0 | 2028
Lateral Hardening-Fuse-10172613 | Lateral Hardening | 13219 | 0 |  | 0 | 0
Lateral Hardening-Fuse-10172614 | Lateral Hardening | 13219 | 0 |  | 0 | 0
Lateral Hardening-Fuse-10172618 | Lateral Hardening | 13219 | 0 |  | 0 | 0
Lateral Hardening-Fuse-10173482 | Lateral Hardening | 13483 | 0 |  | 0 | 0
Lateral Hardening-Fuse-10173483 | Lateral Hardening | 13191 | 0 |  | 0 | 0
Lateral Hardening-Fuse-10173491 | Lateral Hardening | 13191 | 2025 |  | 0 | 2025
Lateral Hardening-Fuse-10173494 | Lateral Hardening | 13191 | 2025 |  | 0 | 2025
Lateral Hardening-Fuse-10173497 | Lateral Hardening | 13191 | 0 |  | 0 | 0
Lateral Hardening-Fuse-10173498 | Lateral Hardening | 13191 | 0 |  | 0 | 0
Lateral Hardening-Fuse-10173500 | Lateral Hardening | 13191 | 2025 |  | 0 | 2025
Lateral Hardening-Fuse-10173501 | Lateral Hardening | 13191 | 0 |  | 0 | 0
Lateral Hardening-Fuse-10173513 | Lateral Hardening | 13483 | 2023 |  | 0 | 2023
Lateral Hardening-Fuse-10173515 | Lateral Hardening | 13191 | 0 |  | 0 | 0
Lateral Hardening-Fuse-10173516 | Lateral Hardening | 13191 | 0 |  | 0 | 0
Lateral Hardening-Fuse-10173517 | Lateral Hardening | 13191 | 0 |  | 0 | 0
Lateral Hardening-Fuse-10173518 | Lateral Hardening | 13191 | 2025 |  | 0 | 2025
Lateral Hardening-Fuse-10173520 | Lateral Hardening | 13191 | 0 |  | 0 | 0
Lateral Hardening-Fuse-10173521 | Lateral Hardening | 13191 | 0 |  | 0 | 0
Lateral Hardening-Fuse-10173522 | Lateral Hardening | 13191 | 0 |  | 0 | 0
Lateral Hardening-Fuse-10191173 | Lateral Hardening | 13220 | 2024 |  | 0 | 2024
Lateral Hardening-Fuse-10191184 | Lateral Hardening | 13220 | 0 |  | 0 | 0
Lateral Hardening-Fuse-10195191 | Lateral Hardening | 13323 | 0 |  | 0 | 0
Lateral Hardening-Fuse-10195194 | Lateral Hardening | 13323 | 0 |  | 0 | 0
Lateral Hardening-Fuse-10195195 | Lateral Hardening | 13323 | 0 |  | 0 | 0
Lateral Hardening-Fuse-10195196 | Lateral Hardening | 13323 | 0 |  | 0 | 0
Lateral Hardening-Fuse-10195198 | Lateral Hardening | 13323 | 0 |  | 0 | 0
Lateral Hardening-Fuse-10195200 | Lateral Hardening | 13323 | 0 |  | 0 | 0
Lateral Hardening-Fuse-10196991 | Lateral Hardening | 13359 | 0 |  | 0 | 0
Lateral Hardening-Fuse-10196997 | Lateral Hardening | 13359 | 0 |  | 0 | 0
Lateral Hardening-Fuse-10196999 | Lateral Hardening | 13359 | 0 |  | 0 | 0
Lateral Hardening-Fuse-10197001 | Lateral Hardening | 13359 | 0 |  | 0 | 0
Lateral Hardening-Fuse-10197003 | Lateral Hardening | 13359 | 0 |  | 0 | 0
Lateral Hardening-Fuse-10197004 | Lateral Hardening | 13359 | 0 |  | 0 | 0
Lateral Hardening-Fuse-10197015 | Lateral Hardening | 13359 | 0 |  | 0 | 0
Lateral Hardening-Fuse-10197016 | Lateral Hardening | 13359 | 0 |  | 0 | 0
Lateral Hardening-Fuse-10197018 | Lateral Hardening | 13359 | 2029 |  | 0 | 2029
Lateral Hardening-Fuse-10197574 | Lateral Hardening | 13358 | 0 |  | 0 | 0
Lateral Hardening-Fuse-10197575 | Lateral Hardening | 13358 | 2025 |  | 0 | 2025
Lateral Hardening-Fuse-10197577 | Lateral Hardening | 13358 | 2025 |  | 0 | 2025
Lateral Hardening-Fuse-10198075 | Lateral Hardening | 13334 | 0 |  | 0 | 0
Lateral Hardening-Fuse-10198083 | Lateral Hardening | 13334 | 0 |  | 0 | 0
Lateral Hardening-Fuse-10198084 | Lateral Hardening | 13334 | 0 |  | 0 | 0
Lateral Hardening-Fuse-10198085 | Lateral Hardening | 13334 | 0 |  | 0 | 0
Lateral Hardening-Fuse-10198086 | Lateral Hardening | 13334 | 0 |  | 0 | 0
Lateral Hardening-Fuse-10198087 | Lateral Hardening | 13334 | 0 |  | 0 | 0
Lateral Hardening-Fuse-10198088 | Lateral Hardening | 13334 | 0 |  | 0 | 0
Lateral Hardening-Fuse-10198089 | Lateral Hardening | 13334 | 0 |  | 0 | 0
Lateral Hardening-Fuse-10199123 | Lateral Hardening | 13867 | 0 |  | 0 | 0
Lateral Hardening-Fuse-10199125 | Lateral Hardening | 13867 | 0 |  | 0 | 0
Lateral Hardening-Fuse-10199128 | Lateral Hardening | 13867 | 0 |  | 0 | 0
Lateral Hardening-Fuse-10199131 | Lateral Hardening | 13867 | 0 |  | 0 | 0
Lateral Hardening-Fuse-10199134 | Lateral Hardening | 13336 | 0 |  | 0 | 0
Lateral Hardening-Fuse-10199138 | Lateral Hardening | 13867 | 0 |  | 0 | 0
Lateral Hardening-Fuse-10199140 | Lateral Hardening | 13867 | 0 |  | 0 | 0
Lateral Hardening-Fuse-10199649 | Lateral Hardening | 13338 | 2026 |  | 0 | 2026
Lateral Hardening-Fuse-10199652 | Lateral Hardening | 13338 | 0 |  | 0 | 0
Lateral Hardening-Fuse-10199653 | Lateral Hardening | 13338 | 0 |  | 0 | 0
Lateral Hardening-Fuse-10199656 | Lateral Hardening | 13338 | 0 |  | 0 | 0
Lateral Hardening-Fuse-10199659 | Lateral Hardening | 13338 | 0 |  | 0 | 0
Lateral Hardening-Fuse-10199662 | Lateral Hardening | 13338 | 0 |  | 0 | 0
Lateral Hardening-Fuse-10199665 | Lateral Hardening | 13338 | 0 |  | 0 | 0
Lateral Hardening-Fuse-10204412 | Lateral Hardening | 13337 | 2026 |  | 0 | 2026
Lateral Hardening-Fuse-10204413 | Lateral Hardening | 13337 | 0 |  | 0 | 0
Lateral Hardening-Fuse-10204414 | Lateral Hardening | 13337 | 0 |  | 0 | 0
Lateral Hardening-Fuse-10204416 | Lateral Hardening | 13337 | 0 |  | 0 | 0
Lateral Hardening-Fuse-10204417 | Lateral Hardening | 13337 | 0 |  | 0 | 0
Lateral Hardening-Fuse-10204418 | Lateral Hardening | 13337 | 0 |  | 0 | 0
Lateral Hardening-Fuse-10204420 | Lateral Hardening | 13332 | 0 |  | 0 | 0
Lateral Hardening-Fuse-10204426 | Lateral Hardening | 13021 | 0 |  | 0 | 0
Lateral Hardening-Fuse-10204428 | Lateral Hardening | 13337 | 0 |  | 0 | 0
Lateral Hardening-Fuse-10204430 | Lateral Hardening | 13337 | 0 |  | 0 | 0
Lateral Hardening-Fuse-10204436 | Lateral Hardening | 13337 | 0 |  | 0 | 0
Lateral Hardening-Fuse-10204438 | Lateral Hardening | 13332 | 0 |  | 0 | 0
Lateral Hardening-Fuse-10204442 | Lateral Hardening | 13337 | 0 |  | 0 | 0
Lateral Hardening-Fuse-10210643 | Lateral Hardening | 13426 | 0 |  | 0 | 0
Lateral Hardening-Fuse-10210645 | Lateral Hardening | 13426 | 0 |  | 0 | 0
Lateral Hardening-Fuse-10210651 | Lateral Hardening | 13426 | 0 |  | 0 | 0
Lateral Hardening-Fuse-10210652 | Lateral Hardening | 13426 | 0 |  | 0 | 0
Lateral Hardening-Fuse-10210653 | Lateral Hardening | 13426 | 2027 |  | 0 | 2027
Lateral Hardening-Fuse-10210654 | Lateral Hardening | 13426 | 0 |  | 0 | 0
Lateral Hardening-Fuse-10210655 | Lateral Hardening | 13426 | 0 |  | 0 | 0
Lateral Hardening-Fuse-10210656 | Lateral Hardening | 13426 | 0 |  | 0 | 0
Lateral Hardening-Fuse-10213404 | Lateral Hardening | 13428 | 0 |  | 0 | 0
Lateral Hardening-Fuse-10213407 | Lateral Hardening | 13428 | 0 |  | 0 | 0
Lateral Hardening-Fuse-10215345 | Lateral Hardening | 13447 | 0 |  | 0 | 0
Lateral Hardening-Fuse-10215346 | Lateral Hardening | 13447 | 0 |  | 0 | 0
Lateral Hardening-Fuse-10215348 | Lateral Hardening | 13447 | 0 |  | 0 | 0
Lateral Hardening-Fuse-10215652 | Lateral Hardening | 13449 | 0 |  | 0 | 0
Lateral Hardening-Fuse-10215653 | Lateral Hardening | 13449 | 0 |  | 0 | 0
Lateral Hardening-Fuse-10215655 | Lateral Hardening | 13449 | 0 |  | 0 | 0
Lateral Hardening-Fuse-10215656 | Lateral Hardening | 13449 | 0 |  | 0 | 0
Lateral Hardening-Fuse-10215658 | Lateral Hardening | 13449 | 0 |  | 0 | 0
Lateral Hardening-Fuse-10215659 | Lateral Hardening | 13449 | 0 |  | 0 | 0
Lateral Hardening-Fuse-10216476 | Lateral Hardening | 13492 | 0 |  | 0 | 0
Lateral Hardening-Fuse-10216479 | Lateral Hardening | 13492 | 0 |  | 0 | 0
Lateral Hardening-Fuse-10216484 | Lateral Hardening | 13492 | 0 |  | 0 | 0
Lateral Hardening-Fuse-10216485 | Lateral Hardening | 13492 | 0 |  | 0 | 0
Lateral Hardening-Fuse-10216489 | Lateral Hardening | 13492 | 0 |  | 0 | 0
Lateral Hardening-Fuse-10216498 | Lateral Hardening | 13492 | 0 |  | 0 | 0
Lateral Hardening-Fuse-10216503 | Lateral Hardening | 13492 | 0 |  | 0 | 0
Lateral Hardening-Fuse-10216504 | Lateral Hardening | 13492 | 0 |  | 0 | 0
Lateral Hardening-Fuse-10217766 | Lateral Hardening | 13493 | 0 |  | 0 | 0
Lateral Hardening-Fuse-10217767 | Lateral Hardening | 13493 | 0 |  | 0 | 0
Lateral Hardening-Fuse-10217770 | Lateral Hardening | 13493 | 0 |  | 0 | 0
Lateral Hardening-Fuse-10217771 | Lateral Hardening | 13493 | 0 |  | 0 | 0
Lateral Hardening-Fuse-10218976 | Lateral Hardening | 13510 | 2024 |  | 0 | 2024
Lateral Hardening-Fuse-10218977 | Lateral Hardening | 13510 | 0 |  | 0 | 0
Lateral Hardening-Fuse-10218978 | Lateral Hardening | 13510 | 0 |  | 0 | 0
Lateral Hardening-Fuse-10218979 | Lateral Hardening | 13510 | 0 |  | 0 | 0
Lateral Hardening-Fuse-10218987 | Lateral Hardening | 13510 | 2024 |  | 0 | 2024
Lateral Hardening-Fuse-10218990 | Lateral Hardening | 13510 | 2024 |  | 0 | 2024
Lateral Hardening-Fuse-10218991 | Lateral Hardening | 13510 | 0 |  | 0 | 0
Lateral Hardening-Fuse-10218993 | Lateral Hardening | 13510 | 0 |  | 0 | 0
Lateral Hardening-Fuse-10218994 | Lateral Hardening | 13510 | 0 |  | 0 | 0
Lateral Hardening-Fuse-10218995 | Lateral Hardening | 13510 | 0 |  | 0 | 0
Lateral Hardening-Fuse-10230118 | Lateral Hardening | 13491 | 2021 |  | 0 | 2021
Lateral Hardening-Fuse-10230125 | Lateral Hardening | 13491 | 0 |  | 0 | 0
Lateral Hardening-Fuse-10236639 | Lateral Hardening | 13511 | 0 |  | 0 | 0
Lateral Hardening-Fuse-10236640 | Lateral Hardening | 13511 | 0 |  | 0 | 0
Lateral Hardening-Fuse-10236641 | Lateral Hardening | 13511 | 0 |  | 0 | 0
Lateral Hardening-Fuse-10236643 | Lateral Hardening | 13511 | 0 |  | 0 | 0
Lateral Hardening-Fuse-10236644 | Lateral Hardening | 13511 | 0 |  | 0 | 0
Lateral Hardening-Fuse-10236645 | Lateral Hardening | 13511 | 0 |  | 0 | 0
Lateral Hardening-Fuse-10236646 | Lateral Hardening | 13511 | 0 |  | 0 | 0
Lateral Hardening-Fuse-10236647 | Lateral Hardening | 13511 | 0 |  | 0 | 0
Lateral Hardening-Fuse-10236648 | Lateral Hardening | 13511 | 0 |  | 0 | 0
Lateral Hardening-Fuse-10236649 | Lateral Hardening | 13511 | 0 |  | 0 | 0
Lateral Hardening-Fuse-10236650 | Lateral Hardening | 13511 | 0 |  | 0 | 0
Lateral Hardening-Fuse-10236651 | Lateral Hardening | 13511 | 0 |  | 0 | 0
Lateral Hardening-Fuse-10236652 | Lateral Hardening | 13511 | 0 |  | 0 | 0
Lateral Hardening-Fuse-10236653 | Lateral Hardening | 13511 | 0 |  | 0 | 0
Lateral Hardening-Fuse-10236654 | Lateral Hardening | 13511 | 2029 |  | 0 | 2029
Lateral Hardening-Fuse-10236656 | Lateral Hardening | 13511 | 0 |  | 0 | 0
Lateral Hardening-Fuse-10236658 | Lateral Hardening | 13511 | 0 |  | 0 | 0
Lateral Hardening-Fuse-10237835 | Lateral Hardening | 13512 | 0 |  | 0 | 0
Lateral Hardening-Fuse-10237836 | Lateral Hardening | 13512 | 0 |  | 0 | 0
Lateral Hardening-Fuse-10237844 | Lateral Hardening | 13512 | 0 |  | 0 | 0
Lateral Hardening-Fuse-10237845 | Lateral Hardening | 13512 | 0 |  | 0 | 0
Lateral Hardening-Fuse-10240061 | Lateral Hardening | 13513 | 2028 |  | 0 | 2028
Lateral Hardening-Fuse-10240464 | Lateral Hardening | 13530 | 0 |  | 0 | 0
Lateral Hardening-Fuse-10240465 | Lateral Hardening | 13530 | 0 |  | 0 | 0
Lateral Hardening-Fuse-10240466 | Lateral Hardening | 13530 | 0 |  | 0 | 0
Lateral Hardening-Fuse-10240467 | Lateral Hardening | 13530 | 0 |  | 0 | 0
Lateral Hardening-Fuse-10240468 | Lateral Hardening | 13530 | 0 |  | 0 | 0
Lateral Hardening-Fuse-10240469 | Lateral Hardening | 13530 | 0 |  | 0 | 0
Lateral Hardening-Fuse-10240470 | Lateral Hardening | 13530 | 0 |  | 0 | 0
Lateral Hardening-Fuse-10240471 | Lateral Hardening | 13530 | 0 |  | 0 | 0
Lateral Hardening-Fuse-10240472 | Lateral Hardening | 13530 | 0 |  | 0 | 0
Lateral Hardening-Fuse-10240473 | Lateral Hardening | 13530 | 0 |  | 0 | 0
Lateral Hardening-Fuse-10240474 | Lateral Hardening | 13530 | 0 |  | 0 | 0
Lateral Hardening-Fuse-10240475 | Lateral Hardening | 13530 | 0 |  | 0 | 0
Lateral Hardening-Fuse-10240476 | Lateral Hardening | 13530 | 0 |  | 0 | 0
Lateral Hardening-Fuse-10240477 | Lateral Hardening | 13530 | 0 |  | 0 | 0
Lateral Hardening-Fuse-10240716 | Lateral Hardening | 13518 | 0 |  | 0 | 0
Lateral Hardening-Fuse-10240719 | Lateral Hardening | 13518 | 0 |  | 0 | 0
Lateral Hardening-Fuse-10240721 | Lateral Hardening | 13518 | 2027 |  | 0 | 2027
Lateral Hardening-Fuse-10241042 | Lateral Hardening | 13531 | 0 |  | 0 | 0
Lateral Hardening-Fuse-10241045 | Lateral Hardening | 13077 | 0 |  | 0 | 0
Lateral Hardening-Fuse-10241048 | Lateral Hardening | 13077 | 0 |  | 0 | 0
Lateral Hardening-Fuse-10241072 | Lateral Hardening | 13531 | 0 |  | 0 | 0
Lateral Hardening-Fuse-10241074 | Lateral Hardening | 13531 | 0 |  | 0 | 0
Lateral Hardening-Fuse-10241079 | Lateral Hardening | 13531 | 0 |  | 0 | 0
Lateral Hardening-Fuse-10241575 | Lateral Hardening | 13517 | 0 |  | 0 | 0
Lateral Hardening-Fuse-10241583 | Lateral Hardening | 13517 | 0 |  | 0 | 0
Lateral Hardening-Fuse-10241584 | Lateral Hardening | 13517 | 0 |  | 0 | 0
Lateral Hardening-Fuse-10241585 | Lateral Hardening | 13517 | 0 |  | 0 | 0
Lateral Hardening-Fuse-10241588 | Lateral Hardening | 13517 | 0 |  | 0 | 0
Lateral Hardening-Fuse-10241591 | Lateral Hardening | 13517 | 0 |  | 0 | 0
Lateral Hardening-Fuse-10242254 | Lateral Hardening | 13520 | 0 |  | 0 | 0
Lateral Hardening-Fuse-10242256 | Lateral Hardening | 13520 | 0 |  | 0 | 0
Lateral Hardening-Fuse-10242257 | Lateral Hardening | 13520 | 2022 |  | 0 | 2022
Lateral Hardening-Fuse-10242261 | Lateral Hardening | 13520 | 0 |  | 0 | 0
Lateral Hardening-Fuse-10242802 | Lateral Hardening | 13532 | 0 |  | 0 | 0
Lateral Hardening-Fuse-10242807 | Lateral Hardening | 13532 | 0 |  | 0 | 0
Lateral Hardening-Fuse-10242810 | Lateral Hardening | 13532 | 2028 |  | 0 | 2028
Lateral Hardening-Fuse-10242820 | Lateral Hardening | 13532 | 0 |  | 0 | 0
Lateral Hardening-Fuse-10242825 | Lateral Hardening | 13532 | 0 |  | 0 | 0
Lateral Hardening-Fuse-10242826 | Lateral Hardening | 13532 | 0 |  | 0 | 0
Lateral Hardening-Fuse-10244449 | Lateral Hardening | 13425 | 2021 |  | 0 | 2021
Lateral Hardening-Fuse-10244455 | Lateral Hardening | 13865 | 0 |  | 0 | 0
Lateral Hardening-Fuse-10247169 | Lateral Hardening | 13063 | 0 |  | 0 | 0
Lateral Hardening-Fuse-10247173 | Lateral Hardening | 13606 | 0 |  | 0 | 0
Lateral Hardening-Fuse-10247189 | Lateral Hardening | 13112 | 0 |  | 0 | 0
Lateral Hardening-Fuse-10247844 | Lateral Hardening | 13533 | 0 |  | 0 | 0
Lateral Hardening-Fuse-10247846 | Lateral Hardening | 13533 | 0 |  | 0 | 0
Lateral Hardening-Fuse-10247854 | Lateral Hardening | 13217 | 0 |  | 0 | 0
Lateral Hardening-Fuse-10247858 | Lateral Hardening | 13217 | 0 |  | 0 | 0
Lateral Hardening-Fuse-10247860 | Lateral Hardening | 13533 | 2024 |  | 0 | 2024
Lateral Hardening-Fuse-10247861 | Lateral Hardening | 13217 | 0 |  | 0 | 0
Lateral Hardening-Fuse-10248867 | Lateral Hardening | 13572 | 2027 |  | 0 | 2027
Lateral Hardening-Fuse-10248871 | Lateral Hardening | 13572 | 0 |  | 0 | 0
Lateral Hardening-Fuse-10250638 | Lateral Hardening | 13574 | 2022 |  | 0 | 2022
Lateral Hardening-Fuse-10250639 | Lateral Hardening | 13574 | 0 |  | 0 | 0
Lateral Hardening-Fuse-10250641 | Lateral Hardening | 13574 | 0 |  | 0 | 0
Lateral Hardening-Fuse-10250643 | Lateral Hardening | 13574 | 0 |  | 0 | 0
Lateral Hardening-Fuse-10253096 | Lateral Hardening | 13605 | 0 |  | 0 | 0
Lateral Hardening-Fuse-10253101 | Lateral Hardening | 13065 | 0 |  | 0 | 0
Lateral Hardening-Fuse-10253102 | Lateral Hardening | 13065 | 0 |  | 0 | 0
Lateral Hardening-Fuse-10253103 | Lateral Hardening | 13065 | 0 |  | 0 | 0
Lateral Hardening-Fuse-10253108 | Lateral Hardening | 13065 | 2028 |  | 0 | 2028
Lateral Hardening-Fuse-10253109 | Lateral Hardening | 13605 | 0 |  | 0 | 0
Lateral Hardening-Fuse-10253111 | Lateral Hardening | 13605 | 0 |  | 0 | 0
Lateral Hardening-Fuse-10253117 | Lateral Hardening | 13065 | 0 |  | 0 | 0
Lateral Hardening-Fuse-10254040 | Lateral Hardening | 13583 | 0 |  | 0 | 0
Lateral Hardening-Fuse-10254042 | Lateral Hardening | 13583 | 0 |  | 0 | 0
Lateral Hardening-Fuse-10254043 | Lateral Hardening | 13583 | 0 |  | 0 | 0
Lateral Hardening-Fuse-10254045 | Lateral Hardening | 13583 | 0 |  | 0 | 0
Lateral Hardening-Fuse-10254047 | Lateral Hardening | 13583 | 2028 |  | 0 | 2028
Lateral Hardening-Fuse-10254049 | Lateral Hardening | 13583 | 0 |  | 0 | 0
Lateral Hardening-Fuse-10254057 | Lateral Hardening | 13583 | 0 |  | 0 | 0
Lateral Hardening-Fuse-10254058 | Lateral Hardening | 13678 | 0 |  | 0 | 0
Lateral Hardening-Fuse-10254059 | Lateral Hardening | 13678 | 0 |  | 0 | 0
Lateral Hardening-Fuse-10254063 | Lateral Hardening | 13678 | 2021 |  | 0 | 2021
Lateral Hardening-Fuse-10255332 | Lateral Hardening | 13586 | 0 |  | 0 | 0
Lateral Hardening-Fuse-10255333 | Lateral Hardening | 13586 | 2021 |  | 0 | 2021
Lateral Hardening-Fuse-10255334 | Lateral Hardening | 13586 | 0 |  | 0 | 0
Lateral Hardening-Fuse-10255336 | Lateral Hardening | 13586 | 0 |  | 0 | 0
Lateral Hardening-Fuse-10255344 | Lateral Hardening | 13586 | 0 |  | 0 | 0
Lateral Hardening-Fuse-10255345 | Lateral Hardening | 13586 | 0 |  | 0 | 0
Lateral Hardening-Fuse-10255351 | Lateral Hardening | 13586 | 0 |  | 0 | 0
Lateral Hardening-Fuse-10255354 | Lateral Hardening | 13586 | 0 |  | 0 | 0
Lateral Hardening-Fuse-10255357 | Lateral Hardening | 13586 | 0 |  | 0 | 0
Lateral Hardening-Fuse-10255359 | Lateral Hardening | 13586 | 0 |  | 0 | 0
Lateral Hardening-Fuse-10255361 | Lateral Hardening | 13586 | 2021 |  | 0 | 2021
Lateral Hardening-Fuse-10266391 | Lateral Hardening | 13679 | 0 |  | 0 | 0
Lateral Hardening-Fuse-10266392 | Lateral Hardening | 13679 | 0 |  | 0 | 0
Lateral Hardening-Fuse-10266398 | Lateral Hardening | 13889 | 0 |  | 0 | 0
Lateral Hardening-Fuse-10266402 | Lateral Hardening | 13679 | 0 |  | 0 | 0
Lateral Hardening-Fuse-10266403 | Lateral Hardening | 13679 | 0 |  | 0 | 0
Lateral Hardening-Fuse-10266405 | Lateral Hardening | 13679 | 0 |  | 0 | 0
Lateral Hardening-Fuse-10266409 | Lateral Hardening | 13889 | 0 |  | 0 | 0
Lateral Hardening-Fuse-10266411 | Lateral Hardening | 13679 | 0 |  | 0 | 0
Lateral Hardening-Fuse-10266413 | Lateral Hardening | 13889 | 2025 |  | 0 | 2025
Lateral Hardening-Fuse-10271806 | Lateral Hardening | 13677 | 2027 |  | 0 | 2027
Lateral Hardening-Fuse-10271814 | Lateral Hardening | 13677 | 0 |  | 0 | 0
Lateral Hardening-Fuse-10271816 | Lateral Hardening | 13677 | 0 |  | 0 | 0
Lateral Hardening-Fuse-10271824 | Lateral Hardening | 13621 | 0 |  | 0 | 0
Lateral Hardening-Fuse-10271826 | Lateral Hardening | 13621 | 0 |  | 0 | 0
Lateral Hardening-Fuse-10271830 | Lateral Hardening | 13621 | 0 |  | 0 | 0
Lateral Hardening-Fuse-10271832 | Lateral Hardening | 13621 | 0 |  | 0 | 0
Lateral Hardening-Fuse-10271834 | Lateral Hardening | 13621 | 0 |  | 0 | 0
Lateral Hardening-Fuse-10271835 | Lateral Hardening | 13621 | 0 |  | 0 | 0
Lateral Hardening-Fuse-10271836 | Lateral Hardening | 13621 | 0 |  | 0 | 0
Lateral Hardening-Fuse-10271838 | Lateral Hardening | 13621 | 0 |  | 0 | 0
Lateral Hardening-Fuse-10271842 | Lateral Hardening | 13621 | 2029 |  | 0 | 2029
Lateral Hardening-Fuse-10271846 | Lateral Hardening | 13621 | 0 |  | 0 | 0
Lateral Hardening-Fuse-10271848 | Lateral Hardening | 13621 | 0 |  | 0 | 0
Lateral Hardening-Fuse-10271850 | Lateral Hardening | 13621 | 0 |  | 0 | 0
Lateral Hardening-Fuse-10271852 | Lateral Hardening | 13621 | 0 |  | 0 | 0
Lateral Hardening-Fuse-10271854 | Lateral Hardening | 13677 | 2027 |  | 0 | 2027
Lateral Hardening-Fuse-10271856 | Lateral Hardening | 13677 | 0 |  | 0 | 0
Lateral Hardening-Fuse-10271858 | Lateral Hardening | 13621 | 0 |  | 0 | 0
Lateral Hardening-Fuse-10271860 | Lateral Hardening | 13621 | 2029 |  | 0 | 2029
Lateral Hardening-Fuse-10271862 | Lateral Hardening | 13621 | 0 |  | 0 | 0
Lateral Hardening-Fuse-10271864 | Lateral Hardening | 13621 | 0 |  | 0 | 0
Lateral Hardening-Fuse-10271866 | Lateral Hardening | 13621 | 0 |  | 0 | 0
Lateral Hardening-Fuse-10271870 | Lateral Hardening | 13621 | 0 |  | 0 | 0
Lateral Hardening-Fuse-10271872 | Lateral Hardening | 13677 | 2027 |  | 0 | 2027
Lateral Hardening-Fuse-10274688 | Lateral Hardening | 13624 | 0 |  | 0 | 0
Lateral Hardening-Fuse-10274695 | Lateral Hardening | 13624 | 0 |  | 0 | 0
Lateral Hardening-Fuse-10274698 | Lateral Hardening | 13622 | 0 |  | 0 | 0
Lateral Hardening-Fuse-10274703 | Lateral Hardening | 13624 | 0 |  | 0 | 0
Lateral Hardening-Fuse-10274704 | Lateral Hardening | 13624 | 0 |  | 0 | 0
Lateral Hardening-Fuse-10274705 | Lateral Hardening | 13624 | 2027 |  | 0 | 2027
Lateral Hardening-Fuse-10274709 | Lateral Hardening | 13624 | 0 |  | 0 | 0
Lateral Hardening-Fuse-10274713 | Lateral Hardening | 13624 | 0 |  | 0 | 0
Lateral Hardening-Fuse-10274715 | Lateral Hardening | 13624 | 0 |  | 0 | 0
Lateral Hardening-Fuse-10274716 | Lateral Hardening | 13624 | 0 |  | 0 | 0
Lateral Hardening-Fuse-10274717 | Lateral Hardening | 13624 | 0 |  | 0 | 0
Lateral Hardening-Fuse-10274718 | Lateral Hardening | 13624 | 0 |  | 0 | 0
Lateral Hardening-Fuse-10274722 | Lateral Hardening | 13624 | 0 |  | 0 | 0
Lateral Hardening-Fuse-10274723 | Lateral Hardening | 13624 | 0 |  | 0 | 0
Lateral Hardening-Fuse-10274724 | Lateral Hardening | 13624 | 0 |  | 0 | 0
Lateral Hardening-Fuse-10274726 | Lateral Hardening | 13624 | 0 |  | 0 | 0
Lateral Hardening-Fuse-10274727 | Lateral Hardening | 13624 | 0 |  | 0 | 0
Lateral Hardening-Fuse-10274735 | Lateral Hardening | 14274 | 0 |  | 0 | 0
Lateral Hardening-Fuse-10274740 | Lateral Hardening | 14274 | 0 |  | 0 | 0
Lateral Hardening-Fuse-10274748 | Lateral Hardening | 13624 | 2027 |  | 0 | 2027
Lateral Hardening-Fuse-10274749 | Lateral Hardening | 13624 | 0 |  | 0 | 0
Lateral Hardening-Fuse-10274754 | Lateral Hardening | 13624 | 0 |  | 0 | 0
Lateral Hardening-Fuse-10274759 | Lateral Hardening | 13624 | 0 |  | 0 | 0
Lateral Hardening-Fuse-10274764 | Lateral Hardening | 14274 | 0 |  | 0 | 0
Lateral Hardening-Fuse-10274775 | Lateral Hardening | 14274 | 0 |  | 0 | 0
Lateral Hardening-Fuse-10274778 | Lateral Hardening | 14274 | 2026 |  | 0 | 2026
Lateral Hardening-Fuse-10274779 | Lateral Hardening | 14274 | 0 |  | 0 | 0
Lateral Hardening-Fuse-10274780 | Lateral Hardening | 14274 | 2026 |  | 0 | 2026
Lateral Hardening-Fuse-10274784 | Lateral Hardening | 13624 | 0 |  | 0 | 0
Lateral Hardening-Fuse-10274791 | Lateral Hardening | 13624 | 0 |  | 0 | 0
Lateral Hardening-Fuse-10274792 | Lateral Hardening | 13624 | 0 |  | 0 | 0
Lateral Hardening-Fuse-10274793 | Lateral Hardening | 13624 | 0 |  | 0 | 0
Lateral Hardening-Fuse-10274794 | Lateral Hardening | 13624 | 0 |  | 0 | 0
Lateral Hardening-Fuse-10274796 | Lateral Hardening | 14274 | 0 |  | 0 | 0
Lateral Hardening-Fuse-10274798 | Lateral Hardening | 14274 | 0 |  | 0 | 0
Lateral Hardening-Fuse-10274799 | Lateral Hardening | 14274 | 0 |  | 0 | 0
Lateral Hardening-Fuse-10274801 | Lateral Hardening | 14274 | 0 |  | 0 | 0
Lateral Hardening-Fuse-10274803 | Lateral Hardening | 14274 | 0 |  | 0 | 0
Lateral Hardening-Fuse-10274806 | Lateral Hardening | 14274 | 0 |  | 0 | 0
Lateral Hardening-Fuse-10274811 | Lateral Hardening | 14274 | 0 |  | 0 | 0
Lateral Hardening-Fuse-10274812 | Lateral Hardening | 14274 | 2026 |  | 0 | 2026
Lateral Hardening-Fuse-10274813 | Lateral Hardening | 14274 | 0 |  | 0 | 0
Lateral Hardening-Fuse-10274816 | Lateral Hardening | 13624 | 2027 |  | 0 | 2027
Lateral Hardening-Fuse-10274819 | Lateral Hardening | 13624 | 0 |  | 0 | 0
Lateral Hardening-Fuse-10274822 | Lateral Hardening | 14274 | 0 |  | 0 | 0
Lateral Hardening-Fuse-10274831 | Lateral Hardening | 14274 | 2026 |  | 0 | 2026
Lateral Hardening-Fuse-10274832 | Lateral Hardening | 14274 | 0 |  | 0 | 0
Lateral Hardening-Fuse-10274833 | Lateral Hardening | 14274 | 0 |  | 0 | 0
Lateral Hardening-Fuse-10274834 | Lateral Hardening | 14274 | 0 |  | 0 | 0
Lateral Hardening-Fuse-10274840 | Lateral Hardening | 14274 | 0 |  | 0 | 0
Lateral Hardening-Fuse-10274841 | Lateral Hardening | 14274 | 0 |  | 0 | 0
Lateral Hardening-Fuse-10274844 | Lateral Hardening | 13624 | 0 |  | 0 | 0
Lateral Hardening-Fuse-10274846 | Lateral Hardening | 14274 | 0 |  | 0 | 0
Lateral Hardening-Fuse-10277739 | Lateral Hardening | 13669 | 0 |  | 0 | 0
Lateral Hardening-Fuse-10277740 | Lateral Hardening | 13669 | 0 |  | 0 | 0
Lateral Hardening-Fuse-10277741 | Lateral Hardening | 13669 | 0 |  | 0 | 0
Lateral Hardening-Fuse-10277744 | Lateral Hardening | 13673 | 2021 |  | 0 | 2021
Lateral Hardening-Fuse-10277747 | Lateral Hardening | 13674 | 2022 |  | 0 | 2022
Lateral Hardening-Fuse-10282248 | Lateral Hardening | 13638 | 2028 |  | 0 | 2028
Lateral Hardening-Fuse-10282727 | Lateral Hardening | 13672 | 0 |  | 0 | 0
Lateral Hardening-Fuse-10282728 | Lateral Hardening | 13669 | 0 |  | 0 | 0
Lateral Hardening-Fuse-10282729 | Lateral Hardening | 13669 | 0 |  | 0 | 0
Lateral Hardening-Fuse-10282731 | Lateral Hardening | 13669 | 0 |  | 0 | 0
Lateral Hardening-Fuse-10282733 | Lateral Hardening | 13672 | 0 |  | 0 | 0
Lateral Hardening-Fuse-10282740 | Lateral Hardening | 13669 | 0 |  | 0 | 0
Lateral Hardening-Fuse-10283693 | Lateral Hardening | 13490 | 0 |  | 0 | 0
Lateral Hardening-Fuse-10286116 | Lateral Hardening | 13194 | 0 |  | 0 | 0
Lateral Hardening-Fuse-10286117 | Lateral Hardening | 13194 | 0 |  | 0 | 0
Lateral Hardening-Fuse-10286118 | Lateral Hardening | 13194 | 0 |  | 0 | 0
Lateral Hardening-Fuse-10286119 | Lateral Hardening | 13194 | 0 |  | 0 | 0
Lateral Hardening-Fuse-10286120 | Lateral Hardening | 13194 | 0 |  | 0 | 0
Lateral Hardening-Fuse-10286121 | Lateral Hardening | 13194 | 0 |  | 0 | 0
Lateral Hardening-Fuse-10286125 | Lateral Hardening | 13194 | 0 |  | 0 | 0
Lateral Hardening-Fuse-10288729 | Lateral Hardening | 13678 | 0 |  | 0 | 0
Lateral Hardening-Fuse-10288737 | Lateral Hardening | 13678 | 0 |  | 0 | 0
Lateral Hardening-Fuse-10288738 | Lateral Hardening | 13678 | 2021 |  | 0 | 2021
Lateral Hardening-Fuse-10290386 | Lateral Hardening | 13155 | 0 |  | 0 | 0
Lateral Hardening-Fuse-10290390 | Lateral Hardening | 13155 | 0 |  | 0 | 0
Lateral Hardening-Fuse-10290397 | Lateral Hardening | 13155 | 0 |  | 0 | 0
Lateral Hardening-Fuse-10290398 | Lateral Hardening | 13155 | 0 |  | 0 | 0
Lateral Hardening-Fuse-10292438 | Lateral Hardening | 13485 | 0 |  | 0 | 0
Lateral Hardening-Fuse-10292439 | Lateral Hardening | 13482 | 0 |  | 0 | 0
Lateral Hardening-Fuse-10296941 | Lateral Hardening | 13753 | 0 |  | 0 | 0
Lateral Hardening-Fuse-10296947 | Lateral Hardening | 13753 | 0 |  | 0 | 0
Lateral Hardening-Fuse-10296948 | Lateral Hardening | 13753 | 0 |  | 0 | 0
Lateral Hardening-Fuse-10296950 | Lateral Hardening | 13753 | 0 |  | 0 | 0
Lateral Hardening-Fuse-10296951 | Lateral Hardening | 13753 | 0 |  | 0 | 0
Lateral Hardening-Fuse-10296952 | Lateral Hardening | 13753 | 0 |  | 0 | 0
Lateral Hardening-Fuse-10296955 | Lateral Hardening | 13753 | 0 |  | 0 | 0
Lateral Hardening-Fuse-10296956 | Lateral Hardening | 13753 | 2026 |  | 0 | 2026
Lateral Hardening-Fuse-10296959 | Lateral Hardening | 13753 | 0 |  | 0 | 0
Lateral Hardening-Fuse-10296962 | Lateral Hardening | 13753 | 0 |  | 0 | 0
Lateral Hardening-Fuse-10297412 | Lateral Hardening | 13754 | 0 |  | 0 | 0
Lateral Hardening-Fuse-10297432 | Lateral Hardening | 13754 | 0 |  | 0 | 0
Lateral Hardening-Fuse-10297433 | Lateral Hardening | 13754 | 0 |  | 0 | 0
Lateral Hardening-Fuse-10297434 | Lateral Hardening | 13754 | 0 |  | 0 | 0
Lateral Hardening-Fuse-10297440 | Lateral Hardening | 13754 | 2025 |  | 0 | 2025
Lateral Hardening-Fuse-10297442 | Lateral Hardening | 13754 | 2025 |  | 0 | 2025
Lateral Hardening-Fuse-10297927 | Lateral Hardening | 13737 | 0 |  | 0 | 0
Lateral Hardening-Fuse-10297933 | Lateral Hardening | 13737 | 0 |  | 0 | 0
Lateral Hardening-Fuse-10297934 | Lateral Hardening | 13737 | 2023 |  | 0 | 2023
Lateral Hardening-Fuse-10297939 | Lateral Hardening | 13737 | 0 |  | 0 | 0
Lateral Hardening-Fuse-10297942 | Lateral Hardening | 13737 | 0 |  | 0 | 0
Lateral Hardening-Fuse-10297943 | Lateral Hardening | 13737 | 2023 |  | 0 | 2023
Lateral Hardening-Fuse-10298286 | Lateral Hardening | 13738 | 2024 |  | 0 | 2024
Lateral Hardening-Fuse-10298289 | Lateral Hardening | 13738 | 0 |  | 0 | 0
Lateral Hardening-Fuse-10298290 | Lateral Hardening | 13738 | 0 |  | 0 | 0
Lateral Hardening-Fuse-10298293 | Lateral Hardening | 13738 | 0 |  | 0 | 0
Lateral Hardening-Fuse-10298296 | Lateral Hardening | 13738 | 2024 |  | 0 | 2024
Lateral Hardening-Fuse-10298299 | Lateral Hardening | 13738 | 2024 |  | 0 | 2024
Lateral Hardening-Fuse-10298300 | Lateral Hardening | 13738 | 0 |  | 0 | 0
Lateral Hardening-Fuse-10299009 | Lateral Hardening | 13740 | 2025 |  | 0 | 2025
Lateral Hardening-Fuse-10299012 | Lateral Hardening | 13740 | 0 |  | 0 | 0
Lateral Hardening-Fuse-10299739 | Lateral Hardening | 13747 | 2021 |  | 0 | 2021
Lateral Hardening-Fuse-10299740 | Lateral Hardening | 13747 | 0 |  | 0 | 0
Lateral Hardening-Fuse-10299747 | Lateral Hardening | 13747 | 0 |  | 0 | 0
Lateral Hardening-Fuse-10302321 | Lateral Hardening | 13539 | 2029 |  | 0 | 2029
Lateral Hardening-Fuse-10307212 | Lateral Hardening | 13860 | 2021 |  | 0 | 2021
Lateral Hardening-Fuse-10307215 | Lateral Hardening | 13860 | 2021 |  | 0 | 2021
Lateral Hardening-Fuse-10309098 | Lateral Hardening | 13863 | 0 |  | 0 | 0
Lateral Hardening-Fuse-10310445 | Lateral Hardening | 13864 | 0 |  | 0 | 0
Lateral Hardening-Fuse-10310460 | Lateral Hardening | 13864 | 0 |  | 0 | 0
Lateral Hardening-Fuse-10310464 | Lateral Hardening | 13864 | 0 |  | 0 | 0
Lateral Hardening-Fuse-10310468 | Lateral Hardening | 13864 | 2021 |  | 0 | 2021
Lateral Hardening-Fuse-10310471 | Lateral Hardening | 13338 | 0 |  | 0 | 0
Lateral Hardening-Fuse-10310477 | Lateral Hardening | 13864 | 2021 |  | 0 | 2021
Lateral Hardening-Fuse-10310480 | Lateral Hardening | 13864 | 0 |  | 0 | 0
Lateral Hardening-Fuse-10310482 | Lateral Hardening | 13531 | 0 |  | 0 | 0
Lateral Hardening-Fuse-10310485 | Lateral Hardening | 13864 | 0 |  | 0 | 0
Lateral Hardening-Fuse-10310488 | Lateral Hardening | 13864 | 0 |  | 0 | 0
Lateral Hardening-Fuse-10310489 | Lateral Hardening | 13338 | 0 |  | 0 | 0
Lateral Hardening-Fuse-10310492 | Lateral Hardening | 13864 | 0 |  | 0 | 0
Lateral Hardening-Fuse-10310496 | Lateral Hardening | 13864 | 0 |  | 0 | 0
Lateral Hardening-Fuse-10310497 | Lateral Hardening | 13864 | 2021 |  | 0 | 2021
Lateral Hardening-Fuse-10310498 | Lateral Hardening | 13864 | 0 |  | 0 | 0
Lateral Hardening-Fuse-10310499 | Lateral Hardening | 13531 | 0 |  | 0 | 0
Lateral Hardening-Fuse-10310502 | Lateral Hardening | 13531 | 0 |  | 0 | 0
Lateral Hardening-Fuse-10310505 | Lateral Hardening | 13864 | 2021 |  | 0 | 2021
Lateral Hardening-Fuse-10310508 | Lateral Hardening | 13864 | 0 |  | 0 | 0
Lateral Hardening-Fuse-10310509 | Lateral Hardening | 13338 | 0 |  | 0 | 0
Lateral Hardening-Fuse-10310511 | Lateral Hardening | 13338 | 0 |  | 0 | 0
Lateral Hardening-Fuse-10311263 | Lateral Hardening | 14031 | 0 |  | 0 | 0
Lateral Hardening-Fuse-10311264 | Lateral Hardening | 14031 | 0 |  | 0 | 0
Lateral Hardening-Fuse-10311265 | Lateral Hardening | 14031 | 0 |  | 0 | 0
Lateral Hardening-Fuse-10311268 | Lateral Hardening | 13865 | 0 |  | 0 | 0
Lateral Hardening-Fuse-10311270 | Lateral Hardening | 13865 | 0 |  | 0 | 0
Lateral Hardening-Fuse-10311272 | Lateral Hardening | 13865 | 0 |  | 0 | 0
Lateral Hardening-Fuse-10311273 | Lateral Hardening | 13865 | 0 |  | 0 | 0
Lateral Hardening-Fuse-10311274 | Lateral Hardening | 13865 | 0 |  | 0 | 0
Lateral Hardening-Fuse-10311280 | Lateral Hardening | 13865 | 2024 |  | 0 | 2024
Lateral Hardening-Fuse-10313323 | Lateral Hardening | 13866 | 0 |  | 0 | 0
Lateral Hardening-Fuse-10313353 | Lateral Hardening | 13866 | 2029 |  | 0 | 2029
Lateral Hardening-Fuse-10313356 | Lateral Hardening | 13866 | 0 |  | 0 | 0
Lateral Hardening-Fuse-10313361 | Lateral Hardening | 13866 | 0 |  | 0 | 0
Lateral Hardening-Fuse-10313363 | Lateral Hardening | 13866 | 0 |  | 0 | 0
Lateral Hardening-Fuse-10313366 | Lateral Hardening | 13866 | 0 |  | 0 | 0
Lateral Hardening-Fuse-10313370 | Lateral Hardening | 13866 | 0 |  | 0 | 0
Lateral Hardening-Fuse-10313376 | Lateral Hardening | 13866 | 0 |  | 0 | 0
Lateral Hardening-Fuse-10313377 | Lateral Hardening | 13866 | 0 |  | 0 | 0
Lateral Hardening-Fuse-10313379 | Lateral Hardening | 13866 | 0 |  | 0 | 0
Lateral Hardening-Fuse-10313380 | Lateral Hardening | 13866 | 2029 |  | 0 | 2029
Lateral Hardening-Fuse-10313381 | Lateral Hardening | 13866 | 0 |  | 0 | 0
Lateral Hardening-Fuse-10313382 | Lateral Hardening | 13866 | 0 |  | 0 | 0
Lateral Hardening-Fuse-10313385 | Lateral Hardening | 13866 | 0 |  | 0 | 0
Lateral Hardening-Fuse-10313390 | Lateral Hardening | 13866 | 2029 |  | 0 | 2029
Lateral Hardening-Fuse-10313393 | Lateral Hardening | 13750 | 0 |  | 0 | 0
Lateral Hardening-Fuse-10317618 | Lateral Hardening | 13748 | 2028 |  | 0 | 2028
Lateral Hardening-Fuse-10317624 | Lateral Hardening | 13748 | 0 |  | 0 | 0
Lateral Hardening-Fuse-10317649 | Lateral Hardening | 13748 | 2028 |  | 0 | 2028
Lateral Hardening-Fuse-10317653 | Lateral Hardening | 13748 | 0 |  | 0 | 0
Lateral Hardening-Fuse-10317657 | Lateral Hardening | 13748 | 0 |  | 0 | 0
Lateral Hardening-Fuse-10317659 | Lateral Hardening | 13021 | 0 |  | 0 | 0
Lateral Hardening-Fuse-10317660 | Lateral Hardening | 13021 | 0 |  | 0 | 0
Lateral Hardening-Fuse-10317661 | Lateral Hardening | 13021 | 0 |  | 0 | 0
Lateral Hardening-Fuse-10317662 | Lateral Hardening | 13748 | 0 |  | 0 | 0
Lateral Hardening-Fuse-10317663 | Lateral Hardening | 13748 | 0 |  | 0 | 0
Lateral Hardening-Fuse-10317664 | Lateral Hardening | 13021 | 0 |  | 0 | 0
Lateral Hardening-Fuse-10320670 | Lateral Hardening | 13870 | 2024 |  | 0 | 2024
Lateral Hardening-Fuse-10320672 | Lateral Hardening | 13870 | 2024 |  | 0 | 2024
Lateral Hardening-Fuse-10320675 | Lateral Hardening | 13870 | 0 |  | 0 | 0
Lateral Hardening-Fuse-10320678 | Lateral Hardening | 13870 | 0 |  | 0 | 0
Lateral Hardening-Fuse-10320680 | Lateral Hardening | 13870 | 0 |  | 0 | 0
Lateral Hardening-Fuse-10320683 | Lateral Hardening | 13870 | 0 |  | 0 | 0
Lateral Hardening-Fuse-10320685 | Lateral Hardening | 13870 | 0 |  | 0 | 0
Lateral Hardening-Fuse-10320688 | Lateral Hardening | 13870 | 2024 |  | 0 | 2024
Lateral Hardening-Fuse-10324179 | Lateral Hardening | 13889 | 0 |  | 0 | 0
Lateral Hardening-Fuse-10324180 | Lateral Hardening | 13889 | 0 |  | 0 | 0
Lateral Hardening-Fuse-10324181 | Lateral Hardening | 13889 | 0 |  | 0 | 0
Lateral Hardening-Fuse-10328026 | Lateral Hardening | 13889 | 0 |  | 0 | 0
Lateral Hardening-Fuse-10333108 | Lateral Hardening | 13890 | 0 |  | 0 | 0
Lateral Hardening-Fuse-10338448 | Lateral Hardening | 13892 | 2022 |  | 0 | 2022
Lateral Hardening-Fuse-10338454 | Lateral Hardening | 13892 | 0 |  | 0 | 0
Lateral Hardening-Fuse-10338460 | Lateral Hardening | 13892 | 0 |  | 0 | 0
Lateral Hardening-Fuse-10338462 | Lateral Hardening | 13585 | 0 |  | 0 | 0
Lateral Hardening-Fuse-10339548 | Lateral Hardening | 13895 | 0 |  | 0 | 0
Lateral Hardening-Fuse-10339836 | Lateral Hardening | 14032 | 2021 |  | 0 | 2021
Lateral Hardening-Fuse-10339856 | Lateral Hardening | 14032 | 0 |  | 0 | 0
Lateral Hardening-Fuse-10340721 | Lateral Hardening | 14037 | 2028 |  | 0 | 2028
Lateral Hardening-Fuse-10340747 | Lateral Hardening | 13425 | 0 |  | 0 | 0
Lateral Hardening-Fuse-10340753 | Lateral Hardening | 14031 | 2025 |  | 0 | 2025
Lateral Hardening-Fuse-10340775 | Lateral Hardening | 14031 | 2025 |  | 0 | 2025
Lateral Hardening-Fuse-10340777 | Lateral Hardening | 14037 | 2028 |  | 0 | 2028
Lateral Hardening-Fuse-10340780 | Lateral Hardening | 14031 | 0 |  | 0 | 0
Lateral Hardening-Fuse-10360534 | Lateral Hardening | 13484 | 0 |  | 0 | 0
Lateral Hardening-Fuse-10361894 | Lateral Hardening | 13106 | 2022 |  | 0 | 2022
Lateral Hardening-Fuse-10361899 | Lateral Hardening | 13106 | 2022 |  | 0 | 2022
Lateral Hardening-Fuse-10361900 | Lateral Hardening | 13106 | 0 |  | 0 | 0
Lateral Hardening-Fuse-10361901 | Lateral Hardening | 13106 | 2022 |  | 0 | 2022
Lateral Hardening-Fuse-10362863 | Lateral Hardening | 13104 | 0 |  | 0 | 0
Lateral Hardening-Fuse-10362866 | Lateral Hardening | 13104 | 0 |  | 0 | 0
Lateral Hardening-Fuse-10362868 | Lateral Hardening | 13104 | 0 |  | 0 | 0
Lateral Hardening-Fuse-10362869 | Lateral Hardening | 13104 | 2022 |  | 0 | 2022
Lateral Hardening-Fuse-10362871 | Lateral Hardening | 13104 | 2022 |  | 0 | 2022
Lateral Hardening-Fuse-10362873 | Lateral Hardening | 13104 | 0 |  | 0 | 0
Lateral Hardening-Fuse-10362874 | Lateral Hardening | 13104 | 2022 |  | 0 | 2022
Lateral Hardening-Fuse-10362876 | Lateral Hardening | 13104 | 0 |  | 0 | 0
Lateral Hardening-Fuse-10362878 | Lateral Hardening | 13104 | 0 |  | 0 | 0
Lateral Hardening-Fuse-10362880 | Lateral Hardening | 13104 | 0 |  | 0 | 0
Lateral Hardening-Fuse-10362881 | Lateral Hardening | 13104 | 2022 |  | 0 | 2022
Lateral Hardening-Fuse-10362882 | Lateral Hardening | 13104 | 2022 |  | 0 | 2022
Lateral Hardening-Fuse-10362883 | Lateral Hardening | 13104 | 0 |  | 0 | 0
Lateral Hardening-Fuse-10362885 | Lateral Hardening | 13104 | 0 |  | 0 | 0
Lateral Hardening-Fuse-10362886 | Lateral Hardening | 13104 | 0 |  | 0 | 0
Lateral Hardening-Fuse-10363872 | Lateral Hardening | 14071 | 0 |  | 0 | 0
Lateral Hardening-Fuse-10363878 | Lateral Hardening | 14071 | 0 |  | 0 | 0
Lateral Hardening-Fuse-10363882 | Lateral Hardening | 14071 | 0 |  | 0 | 0
Lateral Hardening-Fuse-10363884 | Lateral Hardening | 13096 | 0 |  | 0 | 0
Lateral Hardening-Fuse-10363886 | Lateral Hardening | 13096 | 0 |  | 0 | 0
Lateral Hardening-Fuse-10363891 | Lateral Hardening | 13096 | 0 |  | 0 | 0
Lateral Hardening-Fuse-10363893 | Lateral Hardening | 13096 | 0 |  | 0 | 0
Lateral Hardening-Fuse-10363895 | Lateral Hardening | 14071 | 2028 |  | 0 | 2028
Lateral Hardening-Fuse-10363899 | Lateral Hardening | 14071 | 0 |  | 0 | 0
Lateral Hardening-Fuse-10363901 | Lateral Hardening | 14071 | 0 |  | 0 | 0
Lateral Hardening-Fuse-10363903 | Lateral Hardening | 14071 | 0 |  | 0 | 0
Lateral Hardening-Fuse-10363905 | Lateral Hardening | 14071 | 0 |  | 0 | 0
Lateral Hardening-Fuse-10363911 | Lateral Hardening | 13096 | 2027 |  | 0 | 2027
Lateral Hardening-Fuse-10363917 | Lateral Hardening | 13096 | 2027 |  | 0 | 2027
Lateral Hardening-Fuse-10363923 | Lateral Hardening | 13096 | 0 |  | 0 | 0
Lateral Hardening-Fuse-10363933 | Lateral Hardening | 13096 | 2027 |  | 0 | 2027
Lateral Hardening-Fuse-10363934 | Lateral Hardening | 13096 | 2027 |  | 0 | 2027
Lateral Hardening-Fuse-10363936 | Lateral Hardening | 13096 | 0 |  | 0 | 0
Lateral Hardening-Fuse-10363937 | Lateral Hardening | 13096 | 0 |  | 0 | 0
Lateral Hardening-Fuse-10363938 | Lateral Hardening | 13096 | 0 |  | 0 | 0
Lateral Hardening-Fuse-10363939 | Lateral Hardening | 13096 | 2027 |  | 0 | 2027
Lateral Hardening-Fuse-10363940 | Lateral Hardening | 13096 | 2027 |  | 0 | 2027
Lateral Hardening-Fuse-10363941 | Lateral Hardening | 13096 | 0 |  | 0 | 0
Lateral Hardening-Fuse-10363942 | Lateral Hardening | 13096 | 0 |  | 0 | 0
Lateral Hardening-Fuse-10363946 | Lateral Hardening | 13096 | 0 |  | 0 | 0
Lateral Hardening-Fuse-10363948 | Lateral Hardening | 13096 | 0 |  | 0 | 0
Lateral Hardening-Fuse-10363954 | Lateral Hardening | 13096 | 0 |  | 0 | 0
Lateral Hardening-Fuse-10363960 | Lateral Hardening | 13096 | 0 |  | 0 | 0
Lateral Hardening-Fuse-10363963 | Lateral Hardening | 13096 | 0 |  | 0 | 0
Lateral Hardening-Fuse-10363965 | Lateral Hardening | 13096 | 0 |  | 0 | 0
Lateral Hardening-Fuse-10363968 | Lateral Hardening | 13096 | 0 |  | 0 | 0
Lateral Hardening-Fuse-10363969 | Lateral Hardening | 13096 | 0 |  | 0 | 0
Lateral Hardening-Fuse-10363970 | Lateral Hardening | 13096 | 0 |  | 0 | 0
Lateral Hardening-Fuse-10363971 | Lateral Hardening | 13096 | 0 |  | 0 | 0
Lateral Hardening-Fuse-10363973 | Lateral Hardening | 13096 | 0 |  | 0 | 0
Lateral Hardening-Fuse-10363976 | Lateral Hardening | 13096 | 0 |  | 0 | 0
Lateral Hardening-Fuse-10363977 | Lateral Hardening | 14071 | 0 |  | 0 | 0
Lateral Hardening-Fuse-10363978 | Lateral Hardening | 13096 | 0 |  | 0 | 0
Lateral Hardening-Fuse-10363980 | Lateral Hardening | 13096 | 0 |  | 0 | 0
Lateral Hardening-Fuse-10363981 | Lateral Hardening | 13096 | 0 |  | 0 | 0
Lateral Hardening-Fuse-10363985 | Lateral Hardening | 13096 | 0 |  | 0 | 0
Lateral Hardening-Fuse-10363992 | Lateral Hardening | 13096 | 0 |  | 0 | 0
Lateral Hardening-Fuse-10363996 | Lateral Hardening | 13096 | 0 |  | 0 | 0
Lateral Hardening-Fuse-10365926 | Lateral Hardening | 13044 | 0 |  | 0 | 0
Lateral Hardening-Fuse-10366499 | Lateral Hardening | 13089 | 0 |  | 0 | 0
Lateral Hardening-Fuse-10366507 | Lateral Hardening | 13089 | 2024 |  | 0 | 2024
Lateral Hardening-Fuse-10366513 | Lateral Hardening | 13089 | 0 |  | 0 | 0
Lateral Hardening-Fuse-10366514 | Lateral Hardening | 13089 | 0 |  | 0 | 0
Lateral Hardening-Fuse-10366515 | Lateral Hardening | 13089 | 0 |  | 0 | 0
Lateral Hardening-Fuse-10366516 | Lateral Hardening | 13089 | 0 |  | 0 | 0
Lateral Hardening-Fuse-10366517 | Lateral Hardening | 13089 | 0 |  | 0 | 0
Lateral Hardening-Fuse-10366518 | Lateral Hardening | 13089 | 0 |  | 0 | 0
Lateral Hardening-Fuse-10366527 | Lateral Hardening | 13089 | 0 |  | 0 | 0
Lateral Hardening-Fuse-10366528 | Lateral Hardening | 13089 | 2024 |  | 0 | 2024
Lateral Hardening-Fuse-10366529 | Lateral Hardening | 13089 | 0 |  | 0 | 0
Lateral Hardening-Fuse-10366530 | Lateral Hardening | 13089 | 0 |  | 0 | 0
Lateral Hardening-Fuse-10366531 | Lateral Hardening | 13089 | 0 |  | 0 | 0
Lateral Hardening-Fuse-10366532 | Lateral Hardening | 13089 | 0 |  | 0 | 0
Lateral Hardening-Fuse-10366533 | Lateral Hardening | 13089 | 0 |  | 0 | 0
Lateral Hardening-Fuse-10366534 | Lateral Hardening | 13089 | 2024 |  | 0 | 2024
Lateral Hardening-Fuse-10366535 | Lateral Hardening | 13089 | 2024 |  | 0 | 2024
Lateral Hardening-Fuse-10366849 | Lateral Hardening | 13101 | 0 |  | 0 | 0
Lateral Hardening-Fuse-10366851 | Lateral Hardening | 13101 | 0 |  | 0 | 0
Lateral Hardening-Fuse-10366852 | Lateral Hardening | 13101 | 0 |  | 0 | 0
Lateral Hardening-Fuse-10366853 | Lateral Hardening | 13101 | 0 |  | 0 | 0
Lateral Hardening-Fuse-10366854 | Lateral Hardening | 13101 | 0 |  | 0 | 0
Lateral Hardening-Fuse-10366862 | Lateral Hardening | 13101 | 0 |  | 0 | 0
Lateral Hardening-Fuse-10366866 | Lateral Hardening | 13101 | 0 |  | 0 | 0
Lateral Hardening-Fuse-10366868 | Lateral Hardening | 13101 | 2023 |  | 0 | 2023
Lateral Hardening-Fuse-10367294 | Lateral Hardening | 13102 | 0 |  | 0 | 0
Lateral Hardening-Fuse-10367295 | Lateral Hardening | 13102 | 0 |  | 0 | 0
Lateral Hardening-Fuse-10367296 | Lateral Hardening | 13102 | 0 |  | 0 | 0
Lateral Hardening-Fuse-10367298 | Lateral Hardening | 13102 | 0 |  | 0 | 0
Lateral Hardening-Fuse-10367299 | Lateral Hardening | 13102 | 0 |  | 0 | 0
Lateral Hardening-Fuse-10367312 | Lateral Hardening | 13102 | 0 |  | 0 | 0
Lateral Hardening-Fuse-10367318 | Lateral Hardening | 13102 | 0 |  | 0 | 0
Lateral Hardening-Fuse-10367872 | Lateral Hardening | 13103 | 0 |  | 0 | 0
Lateral Hardening-Fuse-10367874 | Lateral Hardening | 13103 | 0 |  | 0 | 0
Lateral Hardening-Fuse-10367875 | Lateral Hardening | 13103 | 0 |  | 0 | 0
Lateral Hardening-Fuse-10367916 | Lateral Hardening | 13103 | 0 |  | 0 | 0
Lateral Hardening-Fuse-10368929 | Lateral Hardening | 13099 | 0 |  | 0 | 0
Lateral Hardening-Fuse-10368932 | Lateral Hardening | 13097 | 0 |  | 0 | 0
Lateral Hardening-Fuse-10368938 | Lateral Hardening | 13097 | 0 |  | 0 | 0
Lateral Hardening-Fuse-10368940 | Lateral Hardening | 13097 | 0 |  | 0 | 0
Lateral Hardening-Fuse-10368941 | Lateral Hardening | 13097 | 0 |  | 0 | 0
Lateral Hardening-Fuse-10368943 | Lateral Hardening | 13099 | 2022 |  | 0 | 2022
Lateral Hardening-Fuse-10368945 | Lateral Hardening | 13097 | 0 |  | 0 | 0
Lateral Hardening-Fuse-10368948 | Lateral Hardening | 13099 | 0 |  | 0 | 0
Lateral Hardening-Fuse-10368952 | Lateral Hardening | 13097 | 0 |  | 0 | 0
Lateral Hardening-Fuse-10368953 | Lateral Hardening | 13097 | 0 |  | 0 | 0
Lateral Hardening-Fuse-10368966 | Lateral Hardening | 13097 | 0 |  | 0 | 0
Lateral Hardening-Fuse-10368967 | Lateral Hardening | 13097 | 0 |  | 0 | 0
Lateral Hardening-Fuse-10368968 | Lateral Hardening | 13097 | 0 |  | 0 | 0
Lateral Hardening-Fuse-10368969 | Lateral Hardening | 13097 | 0 |  | 0 | 0
Lateral Hardening-Fuse-10368970 | Lateral Hardening | 13097 | 0 |  | 0 | 0
Lateral Hardening-Fuse-10368972 | Lateral Hardening | 13099 | 0 |  | 0 | 0
Lateral Hardening-Fuse-10368980 | Lateral Hardening | 13097 | 0 |  | 0 | 0
Lateral Hardening-Fuse-10368992 | Lateral Hardening | 13099 | 0 |  | 0 | 0
Lateral Hardening-Fuse-10371684 | Lateral Hardening | 13100 | 0 |  | 0 | 0
Lateral Hardening-Fuse-10371688 | Lateral Hardening | 13100 | 0 |  | 0 | 0
Lateral Hardening-Fuse-10371690 | Lateral Hardening | 13100 | 0 |  | 0 | 0
Lateral Hardening-Fuse-10371693 | Lateral Hardening | 13100 | 0 |  | 0 | 0
Lateral Hardening-Fuse-10371697 | Lateral Hardening | 13100 | 2021 |  | 0 | 2021
Lateral Hardening-Fuse-10371698 | Lateral Hardening | 13100 | 0 |  | 0 | 0
Lateral Hardening-Fuse-10371701 | Lateral Hardening | 13100 | 0 |  | 0 | 0
Lateral Hardening-Fuse-10371702 | Lateral Hardening | 13100 | 0 |  | 0 | 0
Lateral Hardening-Fuse-10371703 | Lateral Hardening | 13100 | 2021 |  | 0 | 2021
Lateral Hardening-Fuse-10371704 | Lateral Hardening | 13100 | 0 |  | 0 | 0
Lateral Hardening-Fuse-10371706 | Lateral Hardening | 13100 | 0 |  | 0 | 0
Lateral Hardening-Fuse-10371708 | Lateral Hardening | 13100 | 0 |  | 0 | 0
Lateral Hardening-Fuse-10371710 | Lateral Hardening | 13100 | 0 |  | 0 | 0
Lateral Hardening-Fuse-10371711 | Lateral Hardening | 13100 | 0 |  | 0 | 0
Lateral Hardening-Fuse-10371712 | Lateral Hardening | 13100 | 0 |  | 0 | 0
Lateral Hardening-Fuse-10371714 | Lateral Hardening | 13100 | 0 |  | 0 | 0
Lateral Hardening-Fuse-10371715 | Lateral Hardening | 13100 | 0 |  | 0 | 0
Lateral Hardening-Fuse-10372395 | Lateral Hardening | 13097 | 0 |  | 0 | 0
Lateral Hardening-Fuse-10372407 | Lateral Hardening | 13097 | 2025 |  | 0 | 2025
Lateral Hardening-Fuse-10372409 | Lateral Hardening | 13097 | 0 |  | 0 | 0
Lateral Hardening-Fuse-10372412 | Lateral Hardening | 13993 | 0 |  | 0 | 0
Lateral Hardening-Fuse-10372413 | Lateral Hardening | 13993 | 0 |  | 0 | 0
Lateral Hardening-Fuse-10372414 | Lateral Hardening | 13993 | 2021 |  | 0 | 2021
Lateral Hardening-Fuse-10372424 | Lateral Hardening | 13097 | 0 |  | 0 | 0
Lateral Hardening-Fuse-10372427 | Lateral Hardening | 13097 | 0 |  | 0 | 0
Lateral Hardening-Fuse-10372428 | Lateral Hardening | 13097 | 0 |  | 0 | 0
Lateral Hardening-Fuse-10372429 | Lateral Hardening | 13097 | 0 |  | 0 | 0
Lateral Hardening-Fuse-10372430 | Lateral Hardening | 13097 | 0 |  | 0 | 0
Lateral Hardening-Fuse-10372431 | Lateral Hardening | 13097 | 2025 |  | 0 | 2025
Lateral Hardening-Fuse-10372443 | Lateral Hardening | 13993 | 0 |  | 0 | 0
Lateral Hardening-Fuse-10372445 | Lateral Hardening | 13097 | 2025 |  | 0 | 2025
Lateral Hardening-Fuse-10372446 | Lateral Hardening | 13097 | 0 |  | 0 | 0
Lateral Hardening-Fuse-10372447 | Lateral Hardening | 13993 | 0 |  | 0 | 0
Lateral Hardening-Fuse-10372448 | Lateral Hardening | 13097 | 0 |  | 0 | 0
Lateral Hardening-Fuse-10372449 | Lateral Hardening | 13097 | 0 |  | 0 | 0
Lateral Hardening-Fuse-10374094 | Lateral Hardening | 13178 | 2029 |  | 0 | 2029
Lateral Hardening-Fuse-10374104 | Lateral Hardening | 13178 | 0 |  | 0 | 0
Lateral Hardening-Fuse-10374105 | Lateral Hardening | 13178 | 2029 |  | 0 | 2029
Lateral Hardening-Fuse-10374540 | Lateral Hardening | 13547 | 0 |  | 0 | 0
Lateral Hardening-Fuse-10374541 | Lateral Hardening | 13547 | 0 |  | 0 | 0
Lateral Hardening-Fuse-10374545 | Lateral Hardening | 13547 | 0 |  | 0 | 0
Lateral Hardening-Fuse-10375124 | Lateral Hardening | 13176 | 0 |  | 0 | 0
Lateral Hardening-Fuse-10375125 | Lateral Hardening | 13176 | 0 |  | 0 | 0
Lateral Hardening-Fuse-10375129 | Lateral Hardening | 13176 | 0 |  | 0 | 0
Lateral Hardening-Fuse-10375130 | Lateral Hardening | 13176 | 2022 |  | 0 | 2022
Lateral Hardening-Fuse-10375132 | Lateral Hardening | 13176 | 0 |  | 0 | 0
Lateral Hardening-Fuse-10375133 | Lateral Hardening | 13176 | 2022 |  | 0 | 2022
Lateral Hardening-Fuse-10375134 | Lateral Hardening | 13176 | 2022 |  | 0 | 2022
Lateral Hardening-Fuse-10375136 | Lateral Hardening | 13176 | 2022 |  | 0 | 2022
Lateral Hardening-Fuse-10375139 | Lateral Hardening | 13176 | 0 |  | 0 | 0
Lateral Hardening-Fuse-10375140 | Lateral Hardening | 13176 | 0 |  | 0 | 0
Lateral Hardening-Fuse-10375141 | Lateral Hardening | 13176 | 2022 |  | 0 | 2022
Lateral Hardening-Fuse-10375143 | Lateral Hardening | 13176 | 0 |  | 0 | 0
Lateral Hardening-Fuse-10375145 | Lateral Hardening | 13176 | 0 |  | 0 | 0
Lateral Hardening-Fuse-10375148 | Lateral Hardening | 13176 | 2022 |  | 0 | 2022
Lateral Hardening-Fuse-10375151 | Lateral Hardening | 13176 | 0 |  | 0 | 0
Lateral Hardening-Fuse-10375152 | Lateral Hardening | 13176 | 0 |  | 0 | 0
Lateral Hardening-Fuse-10375153 | Lateral Hardening | 13176 | 0 |  | 0 | 0
Lateral Hardening-Fuse-10375154 | Lateral Hardening | 13176 | 0 |  | 0 | 0
Lateral Hardening-Fuse-10375157 | Lateral Hardening | 13176 | 0 |  | 0 | 0
Lateral Hardening-Fuse-10375159 | Lateral Hardening | 13176 | 0 |  | 0 | 0
Lateral Hardening-Fuse-10376172 | Lateral Hardening | 13107 | 0 |  | 0 | 0
Lateral Hardening-Fuse-10376173 | Lateral Hardening | 13107 | 2021 |  | 0 | 2021
Lateral Hardening-Fuse-10376182 | Lateral Hardening | 13107 | 0 |  | 0 | 0
Lateral Hardening-Fuse-10376183 | Lateral Hardening | 13107 | 0 |  | 0 | 0
Lateral Hardening-Fuse-10376186 | Lateral Hardening | 13107 | 2021 |  | 0 | 2021
Lateral Hardening-Fuse-10376188 | Lateral Hardening | 13107 | 0 |  | 0 | 0
Lateral Hardening-Fuse-10376189 | Lateral Hardening | 13107 | 0 |  | 0 | 0
Lateral Hardening-Fuse-10376190 | Lateral Hardening | 13107 | 0 |  | 0 | 0
Lateral Hardening-Fuse-10376196 | Lateral Hardening | 13107 | 0 |  | 0 | 0
Lateral Hardening-Fuse-10376197 | Lateral Hardening | 13107 | 0 |  | 0 | 0
Lateral Hardening-Fuse-10376201 | Lateral Hardening | 13107 | 2021 |  | 0 | 2021
Lateral Hardening-Fuse-10377784 | Lateral Hardening | 13184 | 0 |  | 0 | 0
Lateral Hardening-Fuse-10377785 | Lateral Hardening | 13184 | 0 |  | 0 | 0
Lateral Hardening-Fuse-10377786 | Lateral Hardening | 13184 | 0 |  | 0 | 0
Lateral Hardening-Fuse-10377794 | Lateral Hardening | 13184 | 0 |  | 0 | 0
Lateral Hardening-Fuse-10377800 | Lateral Hardening | 13184 | 0 |  | 0 | 0
Lateral Hardening-Fuse-10378197 | Lateral Hardening | 13185 | 0 |  | 0 | 0
Lateral Hardening-Fuse-10379343 | Lateral Hardening | 13186 | 0 |  | 0 | 0
Lateral Hardening-Fuse-10379357 | Lateral Hardening | 13186 | 0 |  | 0 | 0
Lateral Hardening-Fuse-10379365 | Lateral Hardening | 13186 | 0 |  | 0 | 0
Lateral Hardening-Fuse-10379366 | Lateral Hardening | 13186 | 0 |  | 0 | 0
Lateral Hardening-Fuse-10379973 | Lateral Hardening | 13187 | 0 |  | 0 | 0
Lateral Hardening-Fuse-10379974 | Lateral Hardening | 13187 | 0 |  | 0 | 0
Lateral Hardening-Fuse-10379981 | Lateral Hardening | 13187 | 0 |  | 0 | 0
Lateral Hardening-Fuse-10379985 | Lateral Hardening | 13187 | 0 |  | 0 | 0
Lateral Hardening-Fuse-10379986 | Lateral Hardening | 13187 | 0 |  | 0 | 0
Lateral Hardening-Fuse-10379987 | Lateral Hardening | 13187 | 0 |  | 0 | 0
Lateral Hardening-Fuse-10379988 | Lateral Hardening | 13187 | 0 |  | 0 | 0
Lateral Hardening-Fuse-10379989 | Lateral Hardening | 13187 | 0 |  | 0 | 0
Lateral Hardening-Fuse-10379990 | Lateral Hardening | 13187 | 0 |  | 0 | 0
Lateral Hardening-Fuse-10379993 | Lateral Hardening | 13187 | 2026 |  | 0 | 2026
Lateral Hardening-Fuse-10379997 | Lateral Hardening | 13187 | 0 |  | 0 | 0
Lateral Hardening-Fuse-10379998 | Lateral Hardening | 13187 | 0 |  | 0 | 0
Lateral Hardening-Fuse-10379999 | Lateral Hardening | 13187 | 0 |  | 0 | 0
Lateral Hardening-Fuse-10381170 | Lateral Hardening | 13222 | 0 |  | 0 | 0
Lateral Hardening-Fuse-10381176 | Lateral Hardening | 13087 | 0 |  | 0 | 0
Lateral Hardening-Fuse-10381182 | Lateral Hardening | 13087 | 0 |  | 0 | 0
Lateral Hardening-Fuse-10381188 | Lateral Hardening | 13222 | 0 |  | 0 | 0
Lateral Hardening-Fuse-10381202 | Lateral Hardening | 13222 | 0 |  | 0 | 0
Lateral Hardening-Fuse-10381214 | Lateral Hardening | 13222 | 0 |  | 0 | 0
Lateral Hardening-Fuse-10381232 | Lateral Hardening | 13087 | 0 |  | 0 | 0
Lateral Hardening-Fuse-10381698 | Lateral Hardening | 13223 | 0 |  | 0 | 0
Lateral Hardening-Fuse-10381700 | Lateral Hardening | 13223 | 0 |  | 0 | 0
Lateral Hardening-Fuse-10381704 | Lateral Hardening | 13223 | 0 |  | 0 | 0
Lateral Hardening-Fuse-10381720 | Lateral Hardening | 13222 | 2025 |  | 0 | 2025
Lateral Hardening-Fuse-10381727 | Lateral Hardening | 13223 | 0 |  | 0 | 0
Lateral Hardening-Fuse-10381733 | Lateral Hardening | 13223 | 0 |  | 0 | 0
Lateral Hardening-Fuse-10381745 | Lateral Hardening | 13223 | 0 |  | 0 | 0
Lateral Hardening-Fuse-10381757 | Lateral Hardening | 13223 | 0 |  | 0 | 0
Lateral Hardening-Fuse-10381758 | Lateral Hardening | 13223 | 0 |  | 0 | 0
Lateral Hardening-Fuse-10381759 | Lateral Hardening | 13222 | 0 |  | 0 | 0
Lateral Hardening-Fuse-10381760 | Lateral Hardening | 13223 | 0 |  | 0 | 0
Lateral Hardening-Fuse-10381761 | Lateral Hardening | 13223 | 0 |  | 0 | 0
Lateral Hardening-Fuse-10382337 | Lateral Hardening | 13224 | 0 |  | 0 | 0
Lateral Hardening-Fuse-10382339 | Lateral Hardening | 13224 | 0 |  | 0 | 0
Lateral Hardening-Fuse-10382345 | Lateral Hardening | 13224 | 0 |  | 0 | 0
Lateral Hardening-Fuse-10382346 | Lateral Hardening | 13224 | 0 |  | 0 | 0
Lateral Hardening-Fuse-10382347 | Lateral Hardening | 13224 | 0 |  | 0 | 0
Lateral Hardening-Fuse-10382348 | Lateral Hardening | 13224 | 0 |  | 0 | 0
Lateral Hardening-Fuse-10382349 | Lateral Hardening | 13224 | 0 |  | 0 | 0
Lateral Hardening-Fuse-10382354 | Lateral Hardening | 13224 | 0 |  | 0 | 0
Lateral Hardening-Fuse-10382358 | Lateral Hardening | 13224 | 0 |  | 0 | 0
Lateral Hardening-Fuse-10382366 | Lateral Hardening | 13224 | 0 |  | 0 | 0
Lateral Hardening-Fuse-10382368 | Lateral Hardening | 13224 | 0 |  | 0 | 0
Lateral Hardening-Fuse-10382376 | Lateral Hardening | 13224 | 2025 |  | 0 | 2025
Lateral Hardening-Fuse-10382378 | Lateral Hardening | 13224 | 0 |  | 0 | 0
Lateral Hardening-Fuse-10382388 | Lateral Hardening | 13224 | 0 |  | 0 | 0
Lateral Hardening-Fuse-10382389 | Lateral Hardening | 13224 | 2025 |  | 0 | 2025
Lateral Hardening-Fuse-10382391 | Lateral Hardening | 13224 | 0 |  | 0 | 0
Lateral Hardening-Fuse-10382393 | Lateral Hardening | 13224 | 0 |  | 0 | 0
Lateral Hardening-Fuse-10382395 | Lateral Hardening | 13224 | 0 |  | 0 | 0
Lateral Hardening-Fuse-10383149 | Lateral Hardening | 13348 | 2023 |  | 0 | 2023
Lateral Hardening-Fuse-10383155 | Lateral Hardening | 13348 | 0 |  | 0 | 0
Lateral Hardening-Fuse-10384704 | Lateral Hardening | 13351 | 0 |  | 0 | 0
Lateral Hardening-Fuse-10384705 | Lateral Hardening | 13351 | 0 |  | 0 | 0
Lateral Hardening-Fuse-10384706 | Lateral Hardening | 13351 | 2023 |  | 0 | 2023
Lateral Hardening-Fuse-10384723 | Lateral Hardening | 13351 | 2023 |  | 0 | 2023
Lateral Hardening-Fuse-10385758 | Lateral Hardening | 13352 | 2027 |  | 0 | 2027
Lateral Hardening-Fuse-10385763 | Lateral Hardening | 13352 | 0 |  | 0 | 0
Lateral Hardening-Fuse-10386679 | Lateral Hardening | 13715 | 0 |  | 0 | 0
Lateral Hardening-Fuse-10387731 | Lateral Hardening | 13714 | 0 |  | 0 | 0
Lateral Hardening-Fuse-10387734 | Lateral Hardening | 13714 | 0 |  | 0 | 0
Lateral Hardening-Fuse-10388510 | Lateral Hardening | 13466 | 0 |  | 0 | 0
Lateral Hardening-Fuse-10388513 | Lateral Hardening | 13466 | 0 |  | 0 | 0
Lateral Hardening-Fuse-10388514 | Lateral Hardening | 13466 | 0 |  | 0 | 0
Lateral Hardening-Fuse-10388515 | Lateral Hardening | 13466 | 0 |  | 0 | 0
Lateral Hardening-Fuse-10388518 | Lateral Hardening | 13466 | 0 |  | 0 | 0
Lateral Hardening-Fuse-10388831 | Lateral Hardening | 13221 | 0 |  | 0 | 0
Lateral Hardening-Fuse-10388833 | Lateral Hardening | 13221 | 0 |  | 0 | 0
Lateral Hardening-Fuse-10388837 | Lateral Hardening | 13221 | 0 |  | 0 | 0
Lateral Hardening-Fuse-10388844 | Lateral Hardening | 13221 | 0 |  | 0 | 0
Lateral Hardening-Fuse-10389244 | Lateral Hardening | 13365 | 0 |  | 0 | 0
Lateral Hardening-Fuse-10389247 | Lateral Hardening | 13365 | 2028 |  | 0 | 2028
Lateral Hardening-Fuse-10389250 | Lateral Hardening | 13365 | 0 |  | 0 | 0
Lateral Hardening-Fuse-10389252 | Lateral Hardening | 13365 | 0 |  | 0 | 0
Lateral Hardening-Fuse-10391084 | Lateral Hardening | 13469 | 0 |  | 0 | 0
Lateral Hardening-Fuse-10391085 | Lateral Hardening | 13469 | 0 |  | 0 | 0
Lateral Hardening-Fuse-10391640 | Lateral Hardening | 13546 | 0 |  | 0 | 0
Lateral Hardening-Fuse-10391643 | Lateral Hardening | 13546 | 0 |  | 0 | 0
Lateral Hardening-Fuse-10391646 | Lateral Hardening | 13546 | 0 |  | 0 | 0
Lateral Hardening-Fuse-10391649 | Lateral Hardening | 13546 | 0 |  | 0 | 0
Lateral Hardening-Fuse-10391652 | Lateral Hardening | 13546 | 0 |  | 0 | 0
Lateral Hardening-Fuse-10391655 | Lateral Hardening | 13546 | 0 |  | 0 | 0
Lateral Hardening-Fuse-10391656 | Lateral Hardening | 13546 | 0 |  | 0 | 0
Lateral Hardening-Fuse-10391657 | Lateral Hardening | 13546 | 0 |  | 0 | 0
Lateral Hardening-Fuse-10391666 | Lateral Hardening | 13546 | 0 |  | 0 | 0
Lateral Hardening-Fuse-10391672 | Lateral Hardening | 13546 | 0 |  | 0 | 0
Lateral Hardening-Fuse-10391678 | Lateral Hardening | 13546 | 0 |  | 0 | 0
Lateral Hardening-Fuse-10391681 | Lateral Hardening | 13546 | 0 |  | 0 | 0
Lateral Hardening-Fuse-10391682 | Lateral Hardening | 13546 | 2029 |  | 0 | 2029
Lateral Hardening-Fuse-10391686 | Lateral Hardening | 13546 | 0 |  | 0 | 0
Lateral Hardening-Fuse-10391687 | Lateral Hardening | 13546 | 0 |  | 0 | 0
Lateral Hardening-Fuse-10392348 | Lateral Hardening | 13496 | 2027 |  | 0 | 2027
Lateral Hardening-Fuse-10392349 | Lateral Hardening | 13496 | 0 |  | 0 | 0
Lateral Hardening-Fuse-10392863 | Lateral Hardening | 13522 | 0 |  | 0 | 0
Lateral Hardening-Fuse-10392864 | Lateral Hardening | 13522 | 2023 |  | 0 | 2023
Lateral Hardening-Fuse-10392870 | Lateral Hardening | 13522 | 0 |  | 0 | 0
Lateral Hardening-Fuse-10392871 | Lateral Hardening | 13522 | 0 |  | 0 | 0
Lateral Hardening-Fuse-10392874 | Lateral Hardening | 13522 | 2023 |  | 0 | 2023
Lateral Hardening-Fuse-10392876 | Lateral Hardening | 13522 | 0 |  | 0 | 0
Lateral Hardening-Fuse-10392877 | Lateral Hardening | 13522 | 0 |  | 0 | 0
Lateral Hardening-Fuse-10392880 | Lateral Hardening | 13522 | 0 |  | 0 | 0
Lateral Hardening-Fuse-10392882 | Lateral Hardening | 13522 | 2023 |  | 0 | 2023
Lateral Hardening-Fuse-10392886 | Lateral Hardening | 13522 | 0 |  | 0 | 0
Lateral Hardening-Fuse-10392893 | Lateral Hardening | 13522 | 0 |  | 0 | 0
Lateral Hardening-Fuse-10392900 | Lateral Hardening | 13522 | 0 |  | 0 | 0
Lateral Hardening-Fuse-10392902 | Lateral Hardening | 13522 | 2023 |  | 0 | 2023
Lateral Hardening-Fuse-10392905 | Lateral Hardening | 13522 | 2023 |  | 0 | 2023
Lateral Hardening-Fuse-10392911 | Lateral Hardening | 13522 | 0 |  | 0 | 0
Lateral Hardening-Fuse-10392912 | Lateral Hardening | 13522 | 0 |  | 0 | 0
Lateral Hardening-Fuse-10392913 | Lateral Hardening | 13522 | 0 |  | 0 | 0
Lateral Hardening-Fuse-10392916 | Lateral Hardening | 13522 | 0 |  | 0 | 0
Lateral Hardening-Fuse-10392919 | Lateral Hardening | 13522 | 0 |  | 0 | 0
Lateral Hardening-Fuse-10392920 | Lateral Hardening | 13522 | 0 |  | 0 | 0
Lateral Hardening-Fuse-10392921 | Lateral Hardening | 13522 | 0 |  | 0 | 0
Lateral Hardening-Fuse-10392922 | Lateral Hardening | 13522 | 0 |  | 0 | 0
Lateral Hardening-Fuse-10392923 | Lateral Hardening | 13522 | 0 |  | 0 | 0
Lateral Hardening-Fuse-10392924 | Lateral Hardening | 13522 | 2023 |  | 0 | 2023
Lateral Hardening-Fuse-10392925 | Lateral Hardening | 13522 | 0 |  | 0 | 0
Lateral Hardening-Fuse-10393581 | Lateral Hardening | 13523 | 2028 |  | 0 | 2028
Lateral Hardening-Fuse-10393584 | Lateral Hardening | 13523 | 0 |  | 0 | 0
Lateral Hardening-Fuse-10393586 | Lateral Hardening | 13523 | 0 |  | 0 | 0
Lateral Hardening-Fuse-10393590 | Lateral Hardening | 13523 | 0 |  | 0 | 0
Lateral Hardening-Fuse-10393592 | Lateral Hardening | 13523 | 2028 |  | 0 | 2028
Lateral Hardening-Fuse-10393881 | Lateral Hardening | 13547 | 0 |  | 0 | 0
Lateral Hardening-Fuse-10394119 | Lateral Hardening | 13552 | 0 |  | 0 | 0
Lateral Hardening-Fuse-10394122 | Lateral Hardening | 13552 | 0 |  | 0 | 0
Lateral Hardening-Fuse-10394125 | Lateral Hardening | 13552 | 0 |  | 0 | 0
Lateral Hardening-Fuse-10394126 | Lateral Hardening | 13552 | 0 |  | 0 | 0
Lateral Hardening-Fuse-10394127 | Lateral Hardening | 13552 | 0 |  | 0 | 0
Lateral Hardening-Fuse-10396295 | Lateral Hardening | 13590 | 0 |  | 0 | 0
Lateral Hardening-Fuse-10396296 | Lateral Hardening | 13590 | 0 |  | 0 | 0
Lateral Hardening-Fuse-10396297 | Lateral Hardening | 13590 | 0 |  | 0 | 0
Lateral Hardening-Fuse-10396298 | Lateral Hardening | 13590 | 0 |  | 0 | 0
Lateral Hardening-Fuse-10396299 | Lateral Hardening | 13590 | 0 |  | 0 | 0
Lateral Hardening-Fuse-10396301 | Lateral Hardening | 13590 | 0 |  | 0 | 0
Lateral Hardening-Fuse-10396305 | Lateral Hardening | 13590 | 0 |  | 0 | 0
Lateral Hardening-Fuse-10396307 | Lateral Hardening | 13590 | 0 |  | 0 | 0
Lateral Hardening-Fuse-10397049 | Lateral Hardening | 13591 | 0 |  | 0 | 0
Lateral Hardening-Fuse-10397050 | Lateral Hardening | 13591 | 0 |  | 0 | 0
Lateral Hardening-Fuse-10397051 | Lateral Hardening | 13591 | 0 |  | 0 | 0
Lateral Hardening-Fuse-10397053 | Lateral Hardening | 13591 | 2024 |  | 0 | 2024
Lateral Hardening-Fuse-10397056 | Lateral Hardening | 13591 | 0 |  | 0 | 0
Lateral Hardening-Fuse-10397059 | Lateral Hardening | 13591 | 0 |  | 0 | 0
Lateral Hardening-Fuse-10397060 | Lateral Hardening | 13591 | 2024 |  | 0 | 2024
Lateral Hardening-Fuse-10397061 | Lateral Hardening | 13591 | 0 |  | 0 | 0
Lateral Hardening-Fuse-10397064 | Lateral Hardening | 13591 | 0 |  | 0 | 0
Lateral Hardening-Fuse-10397069 | Lateral Hardening | 13591 | 0 |  | 0 | 0
Lateral Hardening-Fuse-10397072 | Lateral Hardening | 13591 | 0 |  | 0 | 0
Lateral Hardening-Fuse-10397073 | Lateral Hardening | 13591 | 0 |  | 0 | 0
Lateral Hardening-Fuse-10397076 | Lateral Hardening | 13591 | 0 |  | 0 | 0
Lateral Hardening-Fuse-10397077 | Lateral Hardening | 13591 | 0 |  | 0 | 0
Lateral Hardening-Fuse-10397078 | Lateral Hardening | 13591 | 2024 |  | 0 | 2024
Lateral Hardening-Fuse-10397081 | Lateral Hardening | 13591 | 2024 |  | 0 | 2024
Lateral Hardening-Fuse-10397083 | Lateral Hardening | 13591 | 0 |  | 0 | 0
Lateral Hardening-Fuse-10397084 | Lateral Hardening | 13591 | 0 |  | 0 | 0
Lateral Hardening-Fuse-10397086 | Lateral Hardening | 13591 | 0 |  | 0 | 0
Lateral Hardening-Fuse-10397087 | Lateral Hardening | 13591 | 0 |  | 0 | 0
Lateral Hardening-Fuse-10397088 | Lateral Hardening | 13591 | 0 |  | 0 | 0
Lateral Hardening-Fuse-10397089 | Lateral Hardening | 13591 | 0 |  | 0 | 0
Lateral Hardening-Fuse-10397090 | Lateral Hardening | 13591 | 0 |  | 0 | 0
Lateral Hardening-Fuse-10397091 | Lateral Hardening | 13591 | 0 |  | 0 | 0
Lateral Hardening-Fuse-10402228 | Lateral Hardening | 13592 | 0 |  | 0 | 0
Lateral Hardening-Fuse-10402230 | Lateral Hardening | 13592 | 0 |  | 0 | 0
Lateral Hardening-Fuse-10402231 | Lateral Hardening | 13592 | 0 |  | 0 | 0
Lateral Hardening-Fuse-10402233 | Lateral Hardening | 13592 | 0 |  | 0 | 0
Lateral Hardening-Fuse-10402234 | Lateral Hardening | 13592 | 0 |  | 0 | 0
Lateral Hardening-Fuse-10402235 | Lateral Hardening | 13592 | 0 |  | 0 | 0
Lateral Hardening-Fuse-10402236 | Lateral Hardening | 13592 | 2022 |  | 0 | 2022
Lateral Hardening-Fuse-10402239 | Lateral Hardening | 13592 | 2022 |  | 0 | 2022
Lateral Hardening-Fuse-10402243 | Lateral Hardening | 13592 | 0 |  | 0 | 0
Lateral Hardening-Fuse-10402244 | Lateral Hardening | 13592 | 0 |  | 0 | 0
Lateral Hardening-Fuse-10402245 | Lateral Hardening | 13592 | 0 |  | 0 | 0
Lateral Hardening-Fuse-10402248 | Lateral Hardening | 13592 | 0 |  | 0 | 0
Lateral Hardening-Fuse-10402252 | Lateral Hardening | 13592 | 0 |  | 0 | 0
Lateral Hardening-Fuse-10402253 | Lateral Hardening | 13592 | 0 |  | 0 | 0
Lateral Hardening-Fuse-10402259 | Lateral Hardening | 13592 | 2022 |  | 0 | 2022
Lateral Hardening-Fuse-10402262 | Lateral Hardening | 13592 | 0 |  | 0 | 0
Lateral Hardening-Fuse-10402265 | Lateral Hardening | 13592 | 0 |  | 0 | 0
Lateral Hardening-Fuse-10402266 | Lateral Hardening | 13592 | 0 |  | 0 | 0
Lateral Hardening-Fuse-10402275 | Lateral Hardening | 13592 | 0 |  | 0 | 0
Lateral Hardening-Fuse-10402276 | Lateral Hardening | 13592 | 2022 |  | 0 | 2022
Lateral Hardening-Fuse-10402277 | Lateral Hardening | 13592 | 0 |  | 0 | 0
Lateral Hardening-Fuse-10402889 | Lateral Hardening | 13593 | 0 |  | 0 | 0
Lateral Hardening-Fuse-10406661 | Lateral Hardening | 13837 | 2029 |  | 0 | 2029
Lateral Hardening-Fuse-10406667 | Lateral Hardening | 13630 | 0 |  | 0 | 0
Lateral Hardening-Fuse-10406693 | Lateral Hardening | 13837 | 2029 |  | 0 | 2029
Lateral Hardening-Fuse-10406696 | Lateral Hardening | 13837 | 2029 |  | 0 | 2029
Lateral Hardening-Fuse-10406697 | Lateral Hardening | 13837 | 0 |  | 0 | 0
Lateral Hardening-Fuse-10408250 | Lateral Hardening | 13632 | 0 |  | 0 | 0
Lateral Hardening-Fuse-10408252 | Lateral Hardening | 13632 | 0 |  | 0 | 0
Lateral Hardening-Fuse-10408254 | Lateral Hardening | 13632 | 0 |  | 0 | 0
Lateral Hardening-Fuse-10408256 | Lateral Hardening | 13632 | 0 |  | 0 | 0
Lateral Hardening-Fuse-10408258 | Lateral Hardening | 13632 | 0 |  | 0 | 0
Lateral Hardening-Fuse-10408262 | Lateral Hardening | 13632 | 0 |  | 0 | 0
Lateral Hardening-Fuse-10408272 | Lateral Hardening | 13632 | 2022 |  | 0 | 2022
Lateral Hardening-Fuse-10408276 | Lateral Hardening | 13632 | 0 |  | 0 | 0
Lateral Hardening-Fuse-10408280 | Lateral Hardening | 13632 | 2022 |  | 0 | 2022
Lateral Hardening-Fuse-10408286 | Lateral Hardening | 13632 | 0 |  | 0 | 0
Lateral Hardening-Fuse-10408287 | Lateral Hardening | 13632 | 0 |  | 0 | 0
Lateral Hardening-Fuse-10408288 | Lateral Hardening | 13632 | 0 |  | 0 | 0
Lateral Hardening-Fuse-10408289 | Lateral Hardening | 13632 | 0 |  | 0 | 0
Lateral Hardening-Fuse-10408290 | Lateral Hardening | 13632 | 2022 |  | 0 | 2022
Lateral Hardening-Fuse-10409206 | Lateral Hardening | 13631 | 2026 |  | 0 | 2026
Lateral Hardening-Fuse-10409220 | Lateral Hardening | 13631 | 0 |  | 0 | 0
Lateral Hardening-Fuse-10409224 | Lateral Hardening | 13631 | 0 |  | 0 | 0
Lateral Hardening-Fuse-10409228 | Lateral Hardening | 13631 | 0 |  | 0 | 0
Lateral Hardening-Fuse-10409230 | Lateral Hardening | 13631 | 0 |  | 0 | 0
Lateral Hardening-Fuse-10409232 | Lateral Hardening | 13631 | 0 |  | 0 | 0
Lateral Hardening-Fuse-10409236 | Lateral Hardening | 13631 | 0 |  | 0 | 0
Lateral Hardening-Fuse-10409244 | Lateral Hardening | 13631 | 0 |  | 0 | 0
Lateral Hardening-Fuse-10411560 | Lateral Hardening | 13633 | 0 |  | 0 | 0
Lateral Hardening-Fuse-10411562 | Lateral Hardening | 13633 | 0 |  | 0 | 0
Lateral Hardening-Fuse-10411564 | Lateral Hardening | 13633 | 0 |  | 0 | 0
Lateral Hardening-Fuse-10411566 | Lateral Hardening | 13633 | 0 |  | 0 | 0
Lateral Hardening-Fuse-10411572 | Lateral Hardening | 13633 | 0 |  | 0 | 0
Lateral Hardening-Fuse-10411575 | Lateral Hardening | 13633 | 0 |  | 0 | 0
Lateral Hardening-Fuse-10411577 | Lateral Hardening | 13633 | 0 |  | 0 | 0
Lateral Hardening-Fuse-10411579 | Lateral Hardening | 13633 | 0 |  | 0 | 0
Lateral Hardening-Fuse-10411581 | Lateral Hardening | 13633 | 0 |  | 0 | 0
Lateral Hardening-Fuse-10411583 | Lateral Hardening | 13633 | 0 |  | 0 | 0
Lateral Hardening-Fuse-10411587 | Lateral Hardening | 13633 | 0 |  | 0 | 0
Lateral Hardening-Fuse-10420547 | Lateral Hardening | 13825 | 0 |  | 0 | 0
Lateral Hardening-Fuse-10420548 | Lateral Hardening | 13825 | 0 |  | 0 | 0
Lateral Hardening-Fuse-10420555 | Lateral Hardening | 13825 | 0 |  | 0 | 0
Lateral Hardening-Fuse-10420562 | Lateral Hardening | 13825 | 0 |  | 0 | 0
Lateral Hardening-Fuse-10420563 | Lateral Hardening | 13825 | 0 |  | 0 | 0
Lateral Hardening-Fuse-10420575 | Lateral Hardening | 13825 | 0 |  | 0 | 0
Lateral Hardening-Fuse-10420580 | Lateral Hardening | 13825 | 0 |  | 0 | 0
Lateral Hardening-Fuse-10421435 | Lateral Hardening | 13826 | 2023 |  | 0 | 2023
Lateral Hardening-Fuse-10421438 | Lateral Hardening | 13826 | 0 |  | 0 | 0
Lateral Hardening-Fuse-10421439 | Lateral Hardening | 13826 | 2023 |  | 0 | 2023
Lateral Hardening-Fuse-10421442 | Lateral Hardening | 13826 | 0 |  | 0 | 0
Lateral Hardening-Fuse-10421443 | Lateral Hardening | 13826 | 0 |  | 0 | 0
Lateral Hardening-Fuse-10421444 | Lateral Hardening | 13826 | 0 |  | 0 | 0
Lateral Hardening-Fuse-10421448 | Lateral Hardening | 13826 | 0 |  | 0 | 0
Lateral Hardening-Fuse-10421449 | Lateral Hardening | 13826 | 0 |  | 0 | 0
Lateral Hardening-Fuse-10421458 | Lateral Hardening | 13826 | 0 |  | 0 | 0
Lateral Hardening-Fuse-10421462 | Lateral Hardening | 13826 | 0 |  | 0 | 0
Lateral Hardening-Fuse-10422954 | Lateral Hardening | 13827 | 0 |  | 0 | 0
Lateral Hardening-Fuse-10422956 | Lateral Hardening | 13827 | 0 |  | 0 | 0
Lateral Hardening-Fuse-10422958 | Lateral Hardening | 13827 | 0 |  | 0 | 0
Lateral Hardening-Fuse-10422959 | Lateral Hardening | 13827 | 0 |  | 0 | 0
Lateral Hardening-Fuse-10422960 | Lateral Hardening | 13827 | 0 |  | 0 | 0
Lateral Hardening-Fuse-10422961 | Lateral Hardening | 13827 | 0 |  | 0 | 0
Lateral Hardening-Fuse-10422962 | Lateral Hardening | 13827 | 0 |  | 0 | 0
Lateral Hardening-Fuse-10422964 | Lateral Hardening | 13827 | 0 |  | 0 | 0
Lateral Hardening-Fuse-10422965 | Lateral Hardening | 13827 | 0 |  | 0 | 0
Lateral Hardening-Fuse-10422966 | Lateral Hardening | 13827 | 0 |  | 0 | 0
Lateral Hardening-Fuse-10422967 | Lateral Hardening | 13827 | 0 |  | 0 | 0
Lateral Hardening-Fuse-10424215 | Lateral Hardening | 13828 | 0 |  | 0 | 0
Lateral Hardening-Fuse-10424216 | Lateral Hardening | 13828 | 0 |  | 0 | 0
Lateral Hardening-Fuse-10424217 | Lateral Hardening | 13828 | 2023 |  | 0 | 2023
Lateral Hardening-Fuse-10424218 | Lateral Hardening | 13828 | 0 |  | 0 | 0
Lateral Hardening-Fuse-10424219 | Lateral Hardening | 13828 | 0 |  | 0 | 0
Lateral Hardening-Fuse-10424220 | Lateral Hardening | 13828 | 0 |  | 0 | 0
Lateral Hardening-Fuse-10424221 | Lateral Hardening | 13828 | 2023 |  | 0 | 2023
Lateral Hardening-Fuse-10424227 | Lateral Hardening | 13828 | 2023 |  | 0 | 2023
Lateral Hardening-Fuse-10424228 | Lateral Hardening | 13828 | 0 |  | 0 | 0
Lateral Hardening-Fuse-10424237 | Lateral Hardening | 13828 | 0 |  | 0 | 0
Lateral Hardening-Fuse-10424239 | Lateral Hardening | 13828 | 2023 |  | 0 | 2023
Lateral Hardening-Fuse-10424240 | Lateral Hardening | 13828 | 0 |  | 0 | 0
Lateral Hardening-Fuse-10424241 | Lateral Hardening | 13828 | 2023 |  | 0 | 2023
Lateral Hardening-Fuse-10425054 | Lateral Hardening | 13829 | 2023 |  | 0 | 2023
Lateral Hardening-Fuse-10425055 | Lateral Hardening | 13829 | 0 |  | 0 | 0
Lateral Hardening-Fuse-10425057 | Lateral Hardening | 13829 | 0 |  | 0 | 0
Lateral Hardening-Fuse-10426537 | Lateral Hardening | 13830 | 0 |  | 0 | 0
Lateral Hardening-Fuse-10426538 | Lateral Hardening | 13830 | 2025 |  | 0 | 2025
Lateral Hardening-Fuse-10426541 | Lateral Hardening | 13830 | 0 |  | 0 | 0
Lateral Hardening-Fuse-10426543 | Lateral Hardening | 13830 | 0 |  | 0 | 0
Lateral Hardening-Fuse-10426546 | Lateral Hardening | 13830 | 0 |  | 0 | 0
Lateral Hardening-Fuse-10426548 | Lateral Hardening | 13830 | 2025 |  | 0 | 2025
Lateral Hardening-Fuse-10427677 | Lateral Hardening | 13831 | 2021 |  | 0 | 2021
Lateral Hardening-Fuse-10427678 | Lateral Hardening | 13831 | 0 |  | 0 | 0
Lateral Hardening-Fuse-10427679 | Lateral Hardening | 13831 | 0 |  | 0 | 0
Lateral Hardening-Fuse-10428630 | Lateral Hardening | 13832 | 0 |  | 0 | 0
Lateral Hardening-Fuse-10428632 | Lateral Hardening | 13832 | 0 |  | 0 | 0
Lateral Hardening-Fuse-10428633 | Lateral Hardening | 13832 | 0 |  | 0 | 0
Lateral Hardening-Fuse-10428639 | Lateral Hardening | 13832 | 2029 |  | 0 | 2029
Lateral Hardening-Fuse-10429498 | Lateral Hardening | 13835 | 0 |  | 0 | 0
Lateral Hardening-Fuse-10429499 | Lateral Hardening | 13835 | 2022 |  | 0 | 2022
Lateral Hardening-Fuse-10429502 | Lateral Hardening | 13835 | 0 |  | 0 | 0
Lateral Hardening-Fuse-10429504 | Lateral Hardening | 13835 | 0 |  | 0 | 0
Lateral Hardening-Fuse-10429505 | Lateral Hardening | 13835 | 2022 |  | 0 | 2022
Lateral Hardening-Fuse-10429512 | Lateral Hardening | 13835 | 2022 |  | 0 | 2022
Lateral Hardening-Fuse-10429519 | Lateral Hardening | 13835 | 0 |  | 0 | 0
Lateral Hardening-Fuse-10429522 | Lateral Hardening | 13835 | 2022 |  | 0 | 2022
Lateral Hardening-Fuse-10429525 | Lateral Hardening | 13835 | 0 |  | 0 | 0
Lateral Hardening-Fuse-10429526 | Lateral Hardening | 13835 | 0 |  | 0 | 0
Lateral Hardening-Fuse-10429527 | Lateral Hardening | 13835 | 0 |  | 0 | 0
Lateral Hardening-Fuse-10429528 | Lateral Hardening | 13835 | 2022 |  | 0 | 2022
Lateral Hardening-Fuse-10429529 | Lateral Hardening | 13835 | 0 |  | 0 | 0
Lateral Hardening-Fuse-10429530 | Lateral Hardening | 13630 | 2023 |  | 0 | 2023
Lateral Hardening-Fuse-10429536 | Lateral Hardening | 13630 | 2023 |  | 0 | 2023
Lateral Hardening-Fuse-10429548 | Lateral Hardening | 13835 | 0 |  | 0 | 0
Lateral Hardening-Fuse-10429550 | Lateral Hardening | 13835 | 2022 |  | 0 | 2022
Lateral Hardening-Fuse-10431773 | Lateral Hardening | 13838 | 0 |  | 0 | 0
Lateral Hardening-Fuse-10431777 | Lateral Hardening | 13838 | 0 |  | 0 | 0
Lateral Hardening-Fuse-10431783 | Lateral Hardening | 13838 | 0 |  | 0 | 0
Lateral Hardening-Fuse-10431789 | Lateral Hardening | 13838 | 0 |  | 0 | 0
Lateral Hardening-Fuse-10431794 | Lateral Hardening | 13838 | 0 |  | 0 | 0
Lateral Hardening-Fuse-10433107 | Lateral Hardening | 13098 | 0 |  | 0 | 0
Lateral Hardening-Fuse-10433141 | Lateral Hardening | 13993 | 0 |  | 0 | 0
Lateral Hardening-Fuse-10433142 | Lateral Hardening | 13993 | 0 |  | 0 | 0
Lateral Hardening-Fuse-10433143 | Lateral Hardening | 13993 | 0 |  | 0 | 0
Lateral Hardening-Fuse-10433144 | Lateral Hardening | 13993 | 2021 |  | 0 | 2021
Lateral Hardening-Fuse-10433146 | Lateral Hardening | 13993 | 0 |  | 0 | 0
Lateral Hardening-Fuse-10433147 | Lateral Hardening | 13993 | 0 |  | 0 | 0
Lateral Hardening-Fuse-10433148 | Lateral Hardening | 13993 | 0 |  | 0 | 0
Lateral Hardening-Fuse-10433150 | Lateral Hardening | 13993 | 0 |  | 0 | 0
Lateral Hardening-Fuse-10433153 | Lateral Hardening | 13839 | 0 |  | 0 | 0
Lateral Hardening-Fuse-10433154 | Lateral Hardening | 13839 | 0 |  | 0 | 0
Lateral Hardening-Fuse-10433157 | Lateral Hardening | 13839 | 0 |  | 0 | 0
Lateral Hardening-Fuse-10433159 | Lateral Hardening | 13839 | 2027 | 2026 | 1 | 2026
Lateral Hardening-Fuse-10433160 | Lateral Hardening | 13839 | 0 |  | 0 | 0
Lateral Hardening-Fuse-10433165 | Lateral Hardening | 13839 | 0 |  | 0 | 0
Lateral Hardening-Fuse-10433175 | Lateral Hardening | 13993 | 0 |  | 0 | 0
Lateral Hardening-Fuse-10433176 | Lateral Hardening | 13993 | 0 |  | 0 | 0
Lateral Hardening-Fuse-10433179 | Lateral Hardening | 13993 | 0 |  | 0 | 0
Lateral Hardening-Fuse-10433184 | Lateral Hardening | 13993 | 0 |  | 0 | 0
Lateral Hardening-Fuse-10433187 | Lateral Hardening | 13993 | 0 |  | 0 | 0
Lateral Hardening-Fuse-10433188 | Lateral Hardening | 13993 | 0 |  | 0 | 0
Lateral Hardening-Fuse-10433189 | Lateral Hardening | 13839 | 0 |  | 0 | 0
Lateral Hardening-Fuse-10433191 | Lateral Hardening | 13993 | 0 |  | 0 | 0
Lateral Hardening-Fuse-10433194 | Lateral Hardening | 13993 | 0 |  | 0 | 0
Lateral Hardening-Fuse-10433195 | Lateral Hardening | 13993 | 0 |  | 0 | 0
Lateral Hardening-Fuse-10433196 | Lateral Hardening | 13993 | 0 |  | 0 | 0
Lateral Hardening-Fuse-10433198 | Lateral Hardening | 13993 | 0 |  | 0 | 0
Lateral Hardening-Fuse-10433200 | Lateral Hardening | 13839 | 2027 | 2026 | 1 | 2026
Lateral Hardening-Fuse-10436873 | Lateral Hardening | 13932 | 0 |  | 0 | 0
Lateral Hardening-Fuse-10436874 | Lateral Hardening | 13932 | 0 |  | 0 | 0
Lateral Hardening-Fuse-10436876 | Lateral Hardening | 13836 | 0 |  | 0 | 0
Lateral Hardening-Fuse-10436881 | Lateral Hardening | 13932 | 0 |  | 0 | 0
Lateral Hardening-Fuse-10436885 | Lateral Hardening | 13932 | 0 |  | 0 | 0
Lateral Hardening-Fuse-10436886 | Lateral Hardening | 13836 | 0 |  | 0 | 0
Lateral Hardening-Fuse-10438386 | Lateral Hardening | 13935 | 0 |  | 0 | 0
Lateral Hardening-Fuse-10438388 | Lateral Hardening | 13837 | 0 |  | 0 | 0
Lateral Hardening-Fuse-10438389 | Lateral Hardening | 13837 | 0 |  | 0 | 0
Lateral Hardening-Fuse-10438390 | Lateral Hardening | 13837 | 0 |  | 0 | 0
Lateral Hardening-Fuse-10439593 | Lateral Hardening | 13939 | 0 |  | 0 | 0
Lateral Hardening-Fuse-10441185 | Lateral Hardening | 13946 | 0 |  | 0 | 0
Lateral Hardening-Fuse-10441187 | Lateral Hardening | 13946 | 0 |  | 0 | 0
Lateral Hardening-Fuse-10441188 | Lateral Hardening | 13946 | 0 |  | 0 | 0
Lateral Hardening-Fuse-10441189 | Lateral Hardening | 13946 | 0 |  | 0 | 0
Lateral Hardening-Fuse-10441190 | Lateral Hardening | 13946 | 0 |  | 0 | 0
Lateral Hardening-Fuse-10441191 | Lateral Hardening | 13946 | 0 |  | 0 | 0
Lateral Hardening-Fuse-10441192 | Lateral Hardening | 13946 | 0 |  | 0 | 0
Lateral Hardening-Fuse-10441193 | Lateral Hardening | 13946 | 0 |  | 0 | 0
Lateral Hardening-Fuse-10441194 | Lateral Hardening | 13946 | 0 |  | 0 | 0
Lateral Hardening-Fuse-10441195 | Lateral Hardening | 13946 | 0 |  | 0 | 0
Lateral Hardening-Fuse-10441196 | Lateral Hardening | 13946 | 0 |  | 0 | 0
Lateral Hardening-Fuse-10441197 | Lateral Hardening | 13946 | 0 |  | 0 | 0
Lateral Hardening-Fuse-10441198 | Lateral Hardening | 13946 | 0 |  | 0 | 0
Lateral Hardening-Fuse-10441200 | Lateral Hardening | 13946 | 0 |  | 0 | 0
Lateral Hardening-Fuse-10441209 | Lateral Hardening | 13946 | 2023 |  | 0 | 2023
Lateral Hardening-Fuse-10441212 | Lateral Hardening | 13946 | 2023 |  | 0 | 2023
Lateral Hardening-Fuse-10441215 | Lateral Hardening | 13946 | 0 |  | 0 | 0
Lateral Hardening-Fuse-10441791 | Lateral Hardening | 13947 | 0 |  | 0 | 0
Lateral Hardening-Fuse-10441793 | Lateral Hardening | 13947 | 0 |  | 0 | 0
Lateral Hardening-Fuse-10441794 | Lateral Hardening | 13947 | 0 |  | 0 | 0
Lateral Hardening-Fuse-10441795 | Lateral Hardening | 13947 | 0 |  | 0 | 0
Lateral Hardening-Fuse-10441796 | Lateral Hardening | 13947 | 0 |  | 0 | 0
Lateral Hardening-Fuse-10441797 | Lateral Hardening | 13947 | 0 |  | 0 | 0
Lateral Hardening-Fuse-10441798 | Lateral Hardening | 13947 | 0 |  | 0 | 0
Lateral Hardening-Fuse-10441799 | Lateral Hardening | 13947 | 0 |  | 0 | 0
Lateral Hardening-Fuse-10441800 | Lateral Hardening | 13947 | 0 |  | 0 | 0
Lateral Hardening-Fuse-10441802 | Lateral Hardening | 13947 | 0 |  | 0 | 0
Lateral Hardening-Fuse-10441805 | Lateral Hardening | 13947 | 0 |  | 0 | 0
Lateral Hardening-Fuse-10441806 | Lateral Hardening | 13947 | 0 |  | 0 | 0
Lateral Hardening-Fuse-10441811 | Lateral Hardening | 13947 | 0 |  | 0 | 0
Lateral Hardening-Fuse-10441812 | Lateral Hardening | 13947 | 0 |  | 0 | 0
Lateral Hardening-Fuse-10441813 | Lateral Hardening | 13947 | 0 |  | 0 | 0
Lateral Hardening-Fuse-10441814 | Lateral Hardening | 13947 | 2025 |  | 0 | 2025
Lateral Hardening-Fuse-10441816 | Lateral Hardening | 13947 | 0 |  | 0 | 0
Lateral Hardening-Fuse-10441822 | Lateral Hardening | 13947 | 2025 |  | 0 | 2025
Lateral Hardening-Fuse-10441823 | Lateral Hardening | 13947 | 2025 |  | 0 | 2025
Lateral Hardening-Fuse-10441824 | Lateral Hardening | 13947 | 2025 |  | 0 | 2025
Lateral Hardening-Fuse-10441825 | Lateral Hardening | 13947 | 0 |  | 0 | 0
Lateral Hardening-Fuse-10441826 | Lateral Hardening | 13947 | 0 |  | 0 | 0
Lateral Hardening-Fuse-10442370 | Lateral Hardening | 13948 | 0 |  | 0 | 0
Lateral Hardening-Fuse-10442372 | Lateral Hardening | 13948 | 2022 |  | 0 | 2022
Lateral Hardening-Fuse-10442374 | Lateral Hardening | 13948 | 0 |  | 0 | 0
Lateral Hardening-Fuse-10442375 | Lateral Hardening | 13948 | 0 |  | 0 | 0
Lateral Hardening-Fuse-10442377 | Lateral Hardening | 13948 | 0 |  | 0 | 0
Lateral Hardening-Fuse-10442378 | Lateral Hardening | 13948 | 0 |  | 0 | 0
Lateral Hardening-Fuse-10442379 | Lateral Hardening | 13948 | 2022 |  | 0 | 2022
Lateral Hardening-Fuse-10442382 | Lateral Hardening | 13948 | 0 |  | 0 | 0
Lateral Hardening-Fuse-10442383 | Lateral Hardening | 13948 | 0 |  | 0 | 0
Lateral Hardening-Fuse-10442384 | Lateral Hardening | 13948 | 0 |  | 0 | 0
Lateral Hardening-Fuse-10442385 | Lateral Hardening | 13948 | 2022 |  | 0 | 2022
Lateral Hardening-Fuse-10442389 | Lateral Hardening | 13948 | 2022 |  | 0 | 2022
Lateral Hardening-Fuse-10442390 | Lateral Hardening | 13948 | 0 |  | 0 | 0
Lateral Hardening-Fuse-10442391 | Lateral Hardening | 13948 | 2022 |  | 0 | 2022
Lateral Hardening-Fuse-10443455 | Lateral Hardening | 13132 | 2029 |  | 0 | 2029
Lateral Hardening-Fuse-10443458 | Lateral Hardening | 13132 | 2029 |  | 0 | 2029
Lateral Hardening-Fuse-10443864 | Lateral Hardening | 13172 | 0 |  | 0 | 0
Lateral Hardening-Fuse-10443866 | Lateral Hardening | 13172 | 0 |  | 0 | 0
Lateral Hardening-Fuse-10443867 | Lateral Hardening | 13172 | 0 |  | 0 | 0
Lateral Hardening-Fuse-10443870 | Lateral Hardening | 13172 | 0 |  | 0 | 0
Lateral Hardening-Fuse-10443874 | Lateral Hardening | 13172 | 2024 |  | 0 | 2024
Lateral Hardening-Fuse-10443879 | Lateral Hardening | 13172 | 0 |  | 0 | 0
Lateral Hardening-Fuse-10443883 | Lateral Hardening | 13172 | 0 |  | 0 | 0
Lateral Hardening-Fuse-10445018 | Lateral Hardening | 13986 | 2029 |  | 0 | 2029
Lateral Hardening-Fuse-10451462 | Lateral Hardening | 13128 | 0 |  | 0 | 0
Lateral Hardening-Fuse-10451463 | Lateral Hardening | 13128 | 0 |  | 0 | 0
Lateral Hardening-Fuse-10451467 | Lateral Hardening | 13128 | 0 |  | 0 | 0
Lateral Hardening-Fuse-10451468 | Lateral Hardening | 13128 | 2024 |  | 0 | 2024
Lateral Hardening-Fuse-10451474 | Lateral Hardening | 13128 | 0 |  | 0 | 0
Lateral Hardening-Fuse-10451476 | Lateral Hardening | 13128 | 0 |  | 0 | 0
Lateral Hardening-Fuse-10451477 | Lateral Hardening | 13128 | 0 |  | 0 | 0
Lateral Hardening-Fuse-10452687 | Lateral Hardening | 13129 | 0 |  | 0 | 0
Lateral Hardening-Fuse-10452688 | Lateral Hardening | 13129 | 0 |  | 0 | 0
Lateral Hardening-Fuse-10452690 | Lateral Hardening | 13129 | 0 |  | 0 | 0
Lateral Hardening-Fuse-10452692 | Lateral Hardening | 13129 | 0 |  | 0 | 0
Lateral Hardening-Fuse-10452693 | Lateral Hardening | 13129 | 0 |  | 0 | 0
Lateral Hardening-Fuse-10452694 | Lateral Hardening | 13129 | 0 |  | 0 | 0
Lateral Hardening-Fuse-10452695 | Lateral Hardening | 13129 | 0 |  | 0 | 0
Lateral Hardening-Fuse-10452700 | Lateral Hardening | 13129 | 0 |  | 0 | 0
Lateral Hardening-Fuse-10452702 | Lateral Hardening | 13129 | 0 |  | 0 | 0
Lateral Hardening-Fuse-10452703 | Lateral Hardening | 13129 | 0 |  | 0 | 0
Lateral Hardening-Fuse-10452704 | Lateral Hardening | 13129 | 0 |  | 0 | 0
Lateral Hardening-Fuse-10452705 | Lateral Hardening | 13129 | 0 |  | 0 | 0
Lateral Hardening-Fuse-10453978 | Lateral Hardening | 13130 | 0 |  | 0 | 0
Lateral Hardening-Fuse-10453984 | Lateral Hardening | 13130 | 0 |  | 0 | 0
Lateral Hardening-Fuse-10453985 | Lateral Hardening | 13130 | 0 |  | 0 | 0
Lateral Hardening-Fuse-10453987 | Lateral Hardening | 13130 | 0 |  | 0 | 0
Lateral Hardening-Fuse-10453988 | Lateral Hardening | 13130 | 0 |  | 0 | 0
Lateral Hardening-Fuse-10453989 | Lateral Hardening | 13130 | 0 |  | 0 | 0
Lateral Hardening-Fuse-10453992 | Lateral Hardening | 13130 | 0 |  | 0 | 0
Lateral Hardening-Fuse-10453994 | Lateral Hardening | 13130 | 0 |  | 0 | 0
Lateral Hardening-Fuse-10453995 | Lateral Hardening | 13130 | 0 |  | 0 | 0
Lateral Hardening-Fuse-10453996 | Lateral Hardening | 13130 | 2029 |  | 0 | 2029
Lateral Hardening-Fuse-10453998 | Lateral Hardening | 13130 | 0 |  | 0 | 0
Lateral Hardening-Fuse-10454000 | Lateral Hardening | 13130 | 0 |  | 0 | 0
Lateral Hardening-Fuse-10454003 | Lateral Hardening | 13130 | 0 |  | 0 | 0
Lateral Hardening-Fuse-10454008 | Lateral Hardening | 13130 | 0 |  | 0 | 0
Lateral Hardening-Fuse-10455359 | Lateral Hardening | 13495 | 0 |  | 0 | 0
Lateral Hardening-Fuse-10455361 | Lateral Hardening | 13171 | 0 |  | 0 | 0
Lateral Hardening-Fuse-10455363 | Lateral Hardening | 13171 | 0 |  | 0 | 0
Lateral Hardening-Fuse-10455366 | Lateral Hardening | 13171 | 0 |  | 0 | 0
Lateral Hardening-Fuse-10455371 | Lateral Hardening | 13171 | 0 |  | 0 | 0
Lateral Hardening-Fuse-10455376 | Lateral Hardening | 13495 | 0 |  | 0 | 0
Lateral Hardening-Fuse-10455377 | Lateral Hardening | 13171 | 0 |  | 0 | 0
Lateral Hardening-Fuse-10455378 | Lateral Hardening | 13171 | 0 |  | 0 | 0
Lateral Hardening-Fuse-10455379 | Lateral Hardening | 13171 | 0 |  | 0 | 0
Lateral Hardening-Fuse-10455381 | Lateral Hardening | 13171 | 2021 |  | 0 | 2021
Lateral Hardening-Fuse-10455386 | Lateral Hardening | 13171 | 0 |  | 0 | 0
Lateral Hardening-Fuse-10455388 | Lateral Hardening | 13171 | 0 |  | 0 | 0
Lateral Hardening-Fuse-10455393 | Lateral Hardening | 13172 | 0 |  | 0 | 0
Lateral Hardening-Fuse-10455396 | Lateral Hardening | 13495 | 0 |  | 0 | 0
Lateral Hardening-Fuse-10455397 | Lateral Hardening | 13171 | 0 |  | 0 | 0
Lateral Hardening-Fuse-10455398 | Lateral Hardening | 13171 | 0 |  | 0 | 0
Lateral Hardening-Fuse-10455400 | Lateral Hardening | 13495 | 0 |  | 0 | 0
Lateral Hardening-Fuse-10455402 | Lateral Hardening | 13495 | 0 |  | 0 | 0
Lateral Hardening-Fuse-10455403 | Lateral Hardening | 13495 | 0 |  | 0 | 0
Lateral Hardening-Fuse-10455404 | Lateral Hardening | 13171 | 0 |  | 0 | 0
Lateral Hardening-Fuse-10455405 | Lateral Hardening | 13171 | 0 |  | 0 | 0
Lateral Hardening-Fuse-10455407 | Lateral Hardening | 13171 | 0 |  | 0 | 0
Lateral Hardening-Fuse-10455410 | Lateral Hardening | 13171 | 0 |  | 0 | 0
Lateral Hardening-Fuse-10455411 | Lateral Hardening | 13171 | 0 |  | 0 | 0
Lateral Hardening-Fuse-10455412 | Lateral Hardening | 13171 | 0 |  | 0 | 0
Lateral Hardening-Fuse-10455413 | Lateral Hardening | 13171 | 0 |  | 0 | 0
Lateral Hardening-Fuse-10455414 | Lateral Hardening | 13171 | 2021 |  | 0 | 2021
Lateral Hardening-Fuse-10455415 | Lateral Hardening | 13171 | 0 |  | 0 | 0
Lateral Hardening-Fuse-10456312 | Lateral Hardening | 13225 | 0 |  | 0 | 0
Lateral Hardening-Fuse-10456315 | Lateral Hardening | 13225 | 0 |  | 0 | 0
Lateral Hardening-Fuse-10456316 | Lateral Hardening | 13225 | 0 |  | 0 | 0
Lateral Hardening-Fuse-10456317 | Lateral Hardening | 13225 | 0 |  | 0 | 0
Lateral Hardening-Fuse-10456319 | Lateral Hardening | 13225 | 0 |  | 0 | 0
Lateral Hardening-Fuse-10456320 | Lateral Hardening | 13225 | 0 |  | 0 | 0
Lateral Hardening-Fuse-10456323 | Lateral Hardening | 13225 | 0 |  | 0 | 0
Lateral Hardening-Fuse-10456324 | Lateral Hardening | 13225 | 0 |  | 0 | 0
Lateral Hardening-Fuse-10456325 | Lateral Hardening | 13225 | 0 |  | 0 | 0
Lateral Hardening-Fuse-10456328 | Lateral Hardening | 13225 | 0 |  | 0 | 0
Lateral Hardening-Fuse-10456329 | Lateral Hardening | 13225 | 0 |  | 0 | 0
Lateral Hardening-Fuse-10456330 | Lateral Hardening | 13225 | 0 |  | 0 | 0
Lateral Hardening-Fuse-10457696 | Lateral Hardening | 13229 | 0 |  | 0 | 0
Lateral Hardening-Fuse-10457697 | Lateral Hardening | 13229 | 0 |  | 0 | 0
Lateral Hardening-Fuse-10457701 | Lateral Hardening | 13229 | 2023 |  | 0 | 2023
Lateral Hardening-Fuse-10457702 | Lateral Hardening | 13229 | 0 |  | 0 | 0
Lateral Hardening-Fuse-10457704 | Lateral Hardening | 13229 | 2023 |  | 0 | 2023
Lateral Hardening-Fuse-10457707 | Lateral Hardening | 13229 | 0 |  | 0 | 0
Lateral Hardening-Fuse-10457708 | Lateral Hardening | 13229 | 0 |  | 0 | 0
Lateral Hardening-Fuse-10457710 | Lateral Hardening | 13229 | 0 |  | 0 | 0
Lateral Hardening-Fuse-10457713 | Lateral Hardening | 13229 | 2023 |  | 0 | 2023
Lateral Hardening-Fuse-10457714 | Lateral Hardening | 13229 | 0 |  | 0 | 0
Lateral Hardening-Fuse-10457718 | Lateral Hardening | 13229 | 0 |  | 0 | 0
Lateral Hardening-Fuse-10457719 | Lateral Hardening | 13229 | 0 |  | 0 | 0
Lateral Hardening-Fuse-10457720 | Lateral Hardening | 13229 | 0 |  | 0 | 0
Lateral Hardening-Fuse-10457721 | Lateral Hardening | 13229 | 0 |  | 0 | 0
Lateral Hardening-Fuse-10457728 | Lateral Hardening | 13229 | 0 |  | 0 | 0
Lateral Hardening-Fuse-10457729 | Lateral Hardening | 13229 | 0 |  | 0 | 0
Lateral Hardening-Fuse-10457730 | Lateral Hardening | 13229 | 0 |  | 0 | 0
Lateral Hardening-Fuse-10457731 | Lateral Hardening | 13229 | 0 |  | 0 | 0
Lateral Hardening-Fuse-10457732 | Lateral Hardening | 13229 | 0 |  | 0 | 0
Lateral Hardening-Fuse-10457733 | Lateral Hardening | 13229 | 0 |  | 0 | 0
Lateral Hardening-Fuse-10457740 | Lateral Hardening | 13229 | 0 |  | 0 | 0
Lateral Hardening-Fuse-10462545 | Lateral Hardening | 13226 | 0 |  | 0 | 0
Lateral Hardening-Fuse-10462554 | Lateral Hardening | 13798 | 0 |  | 0 | 0
Lateral Hardening-Fuse-10462556 | Lateral Hardening | 13798 | 0 |  | 0 | 0
Lateral Hardening-Fuse-10462557 | Lateral Hardening | 13798 | 0 |  | 0 | 0
Lateral Hardening-Fuse-10462562 | Lateral Hardening | 13226 | 0 |  | 0 | 0
Lateral Hardening-Fuse-10462572 | Lateral Hardening | 13798 | 0 |  | 0 | 0
Lateral Hardening-Fuse-10462582 | Lateral Hardening | 13798 | 0 |  | 0 | 0
Lateral Hardening-Fuse-10462583 | Lateral Hardening | 13226 | 2021 |  | 0 | 2021
Lateral Hardening-Fuse-10465295 | Lateral Hardening | 13434 | 0 |  | 0 | 0
Lateral Hardening-Fuse-10465296 | Lateral Hardening | 13434 | 2027 |  | 0 | 2027
Lateral Hardening-Fuse-10465297 | Lateral Hardening | 13434 | 0 |  | 0 | 0
Lateral Hardening-Fuse-10465298 | Lateral Hardening | 13434 | 0 |  | 0 | 0
Lateral Hardening-Fuse-10465299 | Lateral Hardening | 13434 | 0 |  | 0 | 0
Lateral Hardening-Fuse-10465302 | Lateral Hardening | 13434 | 0 |  | 0 | 0
Lateral Hardening-Fuse-10465303 | Lateral Hardening | 13434 | 0 |  | 0 | 0
Lateral Hardening-Fuse-10465308 | Lateral Hardening | 13434 | 2027 |  | 0 | 2027
Lateral Hardening-Fuse-10465314 | Lateral Hardening | 13434 | 0 |  | 0 | 0
Lateral Hardening-Fuse-10465315 | Lateral Hardening | 13434 | 0 |  | 0 | 0
Lateral Hardening-Fuse-10465316 | Lateral Hardening | 13434 | 2027 |  | 0 | 2027
Lateral Hardening-Fuse-10465317 | Lateral Hardening | 13434 | 0 |  | 0 | 0
Lateral Hardening-Fuse-10465318 | Lateral Hardening | 13434 | 0 |  | 0 | 0
Lateral Hardening-Fuse-10465320 | Lateral Hardening | 13434 | 0 |  | 0 | 0
Lateral Hardening-Fuse-10465327 | Lateral Hardening | 13434 | 2027 |  | 0 | 2027
Lateral Hardening-Fuse-10465329 | Lateral Hardening | 13434 | 0 |  | 0 | 0
Lateral Hardening-Fuse-10465331 | Lateral Hardening | 13434 | 2027 |  | 0 | 2027
Lateral Hardening-Fuse-10465334 | Lateral Hardening | 13434 | 0 |  | 0 | 0
Lateral Hardening-Fuse-10465336 | Lateral Hardening | 13434 | 2027 |  | 0 | 2027
Lateral Hardening-Fuse-10465338 | Lateral Hardening | 13434 | 2027 |  | 0 | 2027
Lateral Hardening-Fuse-10465340 | Lateral Hardening | 13434 | 0 |  | 0 | 0
Lateral Hardening-Fuse-10466883 | Lateral Hardening | 13433 | 0 |  | 0 | 0
Lateral Hardening-Fuse-10466886 | Lateral Hardening | 13433 | 0 |  | 0 | 0
Lateral Hardening-Fuse-10466890 | Lateral Hardening | 13433 | 0 |  | 0 | 0
Lateral Hardening-Fuse-10466897 | Lateral Hardening | 13433 | 0 |  | 0 | 0
Lateral Hardening-Fuse-10466905 | Lateral Hardening | 13433 | 0 |  | 0 | 0
Lateral Hardening-Fuse-10466908 | Lateral Hardening | 13433 | 0 |  | 0 | 0
Lateral Hardening-Fuse-10466909 | Lateral Hardening | 13433 | 0 |  | 0 | 0
Lateral Hardening-Fuse-10466910 | Lateral Hardening | 13433 | 0 |  | 0 | 0
Lateral Hardening-Fuse-10466911 | Lateral Hardening | 13433 | 2021 |  | 0 | 2021
Lateral Hardening-Fuse-10466913 | Lateral Hardening | 13433 | 0 |  | 0 | 0
Lateral Hardening-Fuse-10466914 | Lateral Hardening | 13433 | 0 |  | 0 | 0
Lateral Hardening-Fuse-10466915 | Lateral Hardening | 13433 | 0 |  | 0 | 0
Lateral Hardening-Fuse-10466916 | Lateral Hardening | 13433 | 0 |  | 0 | 0
Lateral Hardening-Fuse-10466918 | Lateral Hardening | 13433 | 0 |  | 0 | 0
Lateral Hardening-Fuse-10467575 | Lateral Hardening | 13934 | 2021 |  | 0 | 2021
Lateral Hardening-Fuse-10467577 | Lateral Hardening | 13934 | 0 |  | 0 | 0
Lateral Hardening-Fuse-10467581 | Lateral Hardening | 13934 | 0 |  | 0 | 0
Lateral Hardening-Fuse-10467583 | Lateral Hardening | 13934 | 0 |  | 0 | 0
Lateral Hardening-Fuse-10467591 | Lateral Hardening | 13939 | 0 |  | 0 | 0
Lateral Hardening-Fuse-10467597 | Lateral Hardening | 13934 | 2021 |  | 0 | 2021
Lateral Hardening-Fuse-10467606 | Lateral Hardening | 13934 | 2021 |  | 0 | 2021
Lateral Hardening-Fuse-10469901 | Lateral Hardening | 13213 | 0 |  | 0 | 0
Lateral Hardening-Fuse-10469909 | Lateral Hardening | 13213 | 0 |  | 0 | 0
Lateral Hardening-Fuse-10469920 | Lateral Hardening | 13213 | 2027 |  | 0 | 2027
Lateral Hardening-Fuse-10469943 | Lateral Hardening | 13213 | 2027 |  | 0 | 2027
Lateral Hardening-Fuse-10469944 | Lateral Hardening | 13213 | 0 |  | 0 | 0
Lateral Hardening-Fuse-10469946 | Lateral Hardening | 13213 | 0 |  | 0 | 0
Lateral Hardening-Fuse-10469947 | Lateral Hardening | 13213 | 2027 |  | 0 | 2027
Lateral Hardening-Fuse-10469948 | Lateral Hardening | 13213 | 0 |  | 0 | 0
Lateral Hardening-Fuse-10469950 | Lateral Hardening | 13213 | 0 |  | 0 | 0
Lateral Hardening-Fuse-10471348 | Lateral Hardening | 13230 | 0 |  | 0 | 0
Lateral Hardening-Fuse-10471354 | Lateral Hardening | 13230 | 2021 |  | 0 | 2021
Lateral Hardening-Fuse-10471363 | Lateral Hardening | 13230 | 0 |  | 0 | 0
Lateral Hardening-Fuse-10471366 | Lateral Hardening | 13230 | 0 |  | 0 | 0
Lateral Hardening-Fuse-10471367 | Lateral Hardening | 13230 | 0 |  | 0 | 0
Lateral Hardening-Fuse-10471368 | Lateral Hardening | 13230 | 0 |  | 0 | 0
Lateral Hardening-Fuse-10471377 | Lateral Hardening | 13230 | 2021 |  | 0 | 2021
Lateral Hardening-Fuse-10472614 | Lateral Hardening | 14114 | 0 |  | 0 | 0
Lateral Hardening-Fuse-10472615 | Lateral Hardening | 14114 | 0 |  | 0 | 0
Lateral Hardening-Fuse-10472616 | Lateral Hardening | 14114 | 0 |  | 0 | 0
Lateral Hardening-Fuse-10472618 | Lateral Hardening | 14114 | 0 |  | 0 | 0
Lateral Hardening-Fuse-10472621 | Lateral Hardening | 13454 | 0 |  | 0 | 0
Lateral Hardening-Fuse-10472622 | Lateral Hardening | 13454 | 0 |  | 0 | 0
Lateral Hardening-Fuse-10472625 | Lateral Hardening | 14114 | 0 |  | 0 | 0
Lateral Hardening-Fuse-10472626 | Lateral Hardening | 14114 | 0 |  | 0 | 0
Lateral Hardening-Fuse-10472627 | Lateral Hardening | 14114 | 0 |  | 0 | 0
Lateral Hardening-Fuse-10472630 | Lateral Hardening | 14114 | 0 |  | 0 | 0
Lateral Hardening-Fuse-10472631 | Lateral Hardening | 14114 | 0 |  | 0 | 0
Lateral Hardening-Fuse-10472634 | Lateral Hardening | 13454 | 2021 |  | 0 | 2021
Lateral Hardening-Fuse-10472635 | Lateral Hardening | 14114 | 0 |  | 0 | 0
Lateral Hardening-Fuse-10475330 | Lateral Hardening | 14117 | 0 |  | 0 | 0
Lateral Hardening-Fuse-10475333 | Lateral Hardening | 13455 | 0 |  | 0 | 0
Lateral Hardening-Fuse-10475339 | Lateral Hardening | 14116 | 0 |  | 0 | 0
Lateral Hardening-Fuse-10475345 | Lateral Hardening | 13455 | 2025 |  | 0 | 2025
Lateral Hardening-Fuse-10475346 | Lateral Hardening | 14116 | 0 |  | 0 | 0
Lateral Hardening-Fuse-10475349 | Lateral Hardening | 13455 | 2025 |  | 0 | 2025
Lateral Hardening-Fuse-10476014 | Lateral Hardening | 13324 | 0 |  | 0 | 0
Lateral Hardening-Fuse-10476017 | Lateral Hardening | 13436 | 0 |  | 0 | 0
Lateral Hardening-Fuse-10476018 | Lateral Hardening | 13436 | 2023 | 2025 | -2 | 2025
Lateral Hardening-Fuse-10476020 | Lateral Hardening | 13324 | 2029 |  | 0 | 2029
Lateral Hardening-Fuse-10476021 | Lateral Hardening | 13435 | 0 |  | 0 | 0
Lateral Hardening-Fuse-10476024 | Lateral Hardening | 13436 | 2023 | 2025 | -2 | 2025
Lateral Hardening-Fuse-10476025 | Lateral Hardening | 13435 | 0 |  | 0 | 0
Lateral Hardening-Fuse-10476029 | Lateral Hardening | 13324 | 2029 |  | 0 | 2029
Lateral Hardening-Fuse-10476032 | Lateral Hardening | 13324 | 0 |  | 0 | 0
Lateral Hardening-Fuse-10476039 | Lateral Hardening | 13435 | 0 |  | 0 | 0
Lateral Hardening-Fuse-10476040 | Lateral Hardening | 13435 | 0 |  | 0 | 0
Lateral Hardening-Fuse-10476041 | Lateral Hardening | 13436 | 2023 | 2025 | -2 | 2025
Lateral Hardening-Fuse-10476042 | Lateral Hardening | 13436 | 0 |  | 0 | 0
Lateral Hardening-Fuse-10476044 | Lateral Hardening | 13436 | 0 |  | 0 | 0
Lateral Hardening-Fuse-10476045 | Lateral Hardening | 13436 | 0 |  | 0 | 0
Lateral Hardening-Fuse-10476046 | Lateral Hardening | 13436 | 0 |  | 0 | 0
Lateral Hardening-Fuse-10476047 | Lateral Hardening | 13436 | 2023 | 2025 | -2 | 2025
Lateral Hardening-Fuse-10476049 | Lateral Hardening | 13436 | 0 |  | 0 | 0
Lateral Hardening-Fuse-10476050 | Lateral Hardening | 13436 | 2023 | 2025 | -2 | 2025
Lateral Hardening-Fuse-10476051 | Lateral Hardening | 13436 | 2023 | 2025 | -2 | 2025
Lateral Hardening-Fuse-10476052 | Lateral Hardening | 13436 | 0 |  | 0 | 0
Lateral Hardening-Fuse-10476053 | Lateral Hardening | 13435 | 2028 |  | 0 | 2028
Lateral Hardening-Fuse-10476054 | Lateral Hardening | 13324 | 2029 |  | 0 | 2029
Lateral Hardening-Fuse-10476055 | Lateral Hardening | 13324 | 0 |  | 0 | 0
Lateral Hardening-Fuse-10476056 | Lateral Hardening | 13324 | 0 |  | 0 | 0
Lateral Hardening-Fuse-10476057 | Lateral Hardening | 13324 | 0 |  | 0 | 0
Lateral Hardening-Fuse-10476059 | Lateral Hardening | 13324 | 2029 |  | 0 | 2029
Lateral Hardening-Fuse-10477195 | Lateral Hardening | 13326 | 0 |  | 0 | 0
Lateral Hardening-Fuse-10477198 | Lateral Hardening | 13326 | 0 |  | 0 | 0
Lateral Hardening-Fuse-10477201 | Lateral Hardening | 13326 | 0 |  | 0 | 0
Lateral Hardening-Fuse-10477204 | Lateral Hardening | 13326 | 0 |  | 0 | 0
Lateral Hardening-Fuse-10477210 | Lateral Hardening | 13326 | 0 |  | 0 | 0
Lateral Hardening-Fuse-10477218 | Lateral Hardening | 13326 | 0 |  | 0 | 0
Lateral Hardening-Fuse-10477219 | Lateral Hardening | 13326 | 0 |  | 0 | 0
Lateral Hardening-Fuse-10477221 | Lateral Hardening | 13326 | 0 |  | 0 | 0
Lateral Hardening-Fuse-10477222 | Lateral Hardening | 13326 | 0 |  | 0 | 0
Lateral Hardening-Fuse-10477223 | Lateral Hardening | 13326 | 0 |  | 0 | 0
Lateral Hardening-Fuse-10477225 | Lateral Hardening | 13326 | 0 |  | 0 | 0
Lateral Hardening-Fuse-10477226 | Lateral Hardening | 13326 | 0 |  | 0 | 0
Lateral Hardening-Fuse-10477227 | Lateral Hardening | 13326 | 0 |  | 0 | 0
Lateral Hardening-Fuse-10477228 | Lateral Hardening | 13326 | 2028 |  | 0 | 2028
Lateral Hardening-Fuse-10477230 | Lateral Hardening | 13326 | 0 |  | 0 | 0
Lateral Hardening-Fuse-10477231 | Lateral Hardening | 13326 | 0 |  | 0 | 0
Lateral Hardening-Fuse-10477232 | Lateral Hardening | 13326 | 2028 |  | 0 | 2028
Lateral Hardening-Fuse-10477646 | Lateral Hardening | 13435 | 2028 |  | 0 | 2028
Lateral Hardening-Fuse-10477648 | Lateral Hardening | 13435 | 0 |  | 0 | 0
Lateral Hardening-Fuse-10477654 | Lateral Hardening | 13435 | 0 |  | 0 | 0
Lateral Hardening-Fuse-10477659 | Lateral Hardening | 13435 | 0 |  | 0 | 0
Lateral Hardening-Fuse-10477660 | Lateral Hardening | 13435 | 0 |  | 0 | 0
Lateral Hardening-Fuse-10477661 | Lateral Hardening | 13435 | 0 |  | 0 | 0
Lateral Hardening-Fuse-10477662 | Lateral Hardening | 13435 | 0 |  | 0 | 0
Lateral Hardening-Fuse-10477663 | Lateral Hardening | 13435 | 0 |  | 0 | 0
Lateral Hardening-Fuse-10477668 | Lateral Hardening | 13435 | 2028 |  | 0 | 2028
Lateral Hardening-Fuse-10477670 | Lateral Hardening | 13435 | 0 |  | 0 | 0
Lateral Hardening-Fuse-10477673 | Lateral Hardening | 13435 | 0 |  | 0 | 0
Lateral Hardening-Fuse-10478104 | Lateral Hardening | 13436 | 0 |  | 0 | 0
Lateral Hardening-Fuse-10478105 | Lateral Hardening | 13436 | 0 |  | 0 | 0
Lateral Hardening-Fuse-10479371 | Lateral Hardening | 14012 | 0 |  | 0 | 0
Lateral Hardening-Fuse-10479379 | Lateral Hardening | 14012 | 0 |  | 0 | 0
Lateral Hardening-Fuse-10479381 | Lateral Hardening | 14012 | 2024 |  | 0 | 2024
Lateral Hardening-Fuse-10479383 | Lateral Hardening | 14012 | 0 |  | 0 | 0
Lateral Hardening-Fuse-10479385 | Lateral Hardening | 14012 | 0 |  | 0 | 0
Lateral Hardening-Fuse-10479389 | Lateral Hardening | 14012 | 0 |  | 0 | 0
Lateral Hardening-Fuse-10479397 | Lateral Hardening | 14216 | 0 |  | 0 | 0
Lateral Hardening-Fuse-10479399 | Lateral Hardening | 14216 | 0 |  | 0 | 0
Lateral Hardening-Fuse-10479400 | Lateral Hardening | 14012 | 0 |  | 0 | 0
Lateral Hardening-Fuse-10479404 | Lateral Hardening | 14012 | 0 |  | 0 | 0
Lateral Hardening-Fuse-10479406 | Lateral Hardening | 14012 | 0 |  | 0 | 0
Lateral Hardening-Fuse-10479414 | Lateral Hardening | 14099 | 0 |  | 0 | 0
Lateral Hardening-Fuse-10479416 | Lateral Hardening | 14217 | 0 |  | 0 | 0
Lateral Hardening-Fuse-10479418 | Lateral Hardening | 14217 | 2028 |  | 0 | 2028
Lateral Hardening-Fuse-10479420 | Lateral Hardening | 14099 | 0 |  | 0 | 0
Lateral Hardening-Fuse-10479424 | Lateral Hardening | 14099 | 0 |  | 0 | 0
Lateral Hardening-Fuse-10479426 | Lateral Hardening | 14099 | 0 |  | 0 | 0
Lateral Hardening-Fuse-10479428 | Lateral Hardening | 14216 | 0 |  | 0 | 0
Lateral Hardening-Fuse-10479430 | Lateral Hardening | 14217 | 0 |  | 0 | 0
Lateral Hardening-Fuse-10479437 | Lateral Hardening | 14216 | 0 |  | 0 | 0
Lateral Hardening-Fuse-10479439 | Lateral Hardening | 14217 | 2028 |  | 0 | 2028
Lateral Hardening-Fuse-10479443 | Lateral Hardening | 14012 | 2024 |  | 0 | 2024
Lateral Hardening-Fuse-10481905 | Lateral Hardening | 13883 | 0 |  | 0 | 0
Lateral Hardening-Fuse-10481911 | Lateral Hardening | 13456 | 0 |  | 0 | 0
Lateral Hardening-Fuse-10482592 | Lateral Hardening | 13457 | 0 |  | 0 | 0
Lateral Hardening-Fuse-10482593 | Lateral Hardening | 13457 | 2022 |  | 0 | 2022
Lateral Hardening-Fuse-10482595 | Lateral Hardening | 13457 | 0 |  | 0 | 0
Lateral Hardening-Fuse-10482598 | Lateral Hardening | 13455 | 0 |  | 0 | 0
Lateral Hardening-Fuse-10482599 | Lateral Hardening | 13455 | 0 |  | 0 | 0
Lateral Hardening-Fuse-10482600 | Lateral Hardening | 13455 | 2025 |  | 0 | 2025
Lateral Hardening-Fuse-10482605 | Lateral Hardening | 13457 | 0 |  | 0 | 0
Lateral Hardening-Fuse-10482606 | Lateral Hardening | 13457 | 0 |  | 0 | 0
Lateral Hardening-Fuse-10482607 | Lateral Hardening | 13457 | 0 |  | 0 | 0
Lateral Hardening-Fuse-10482609 | Lateral Hardening | 13457 | 0 |  | 0 | 0
Lateral Hardening-Fuse-10482610 | Lateral Hardening | 13457 | 0 |  | 0 | 0
Lateral Hardening-Fuse-10482611 | Lateral Hardening | 13457 | 0 |  | 0 | 0
Lateral Hardening-Fuse-10482612 | Lateral Hardening | 13457 | 0 |  | 0 | 0
Lateral Hardening-Fuse-10482615 | Lateral Hardening | 13455 | 0 |  | 0 | 0
Lateral Hardening-Fuse-10482617 | Lateral Hardening | 13455 | 2025 |  | 0 | 2025
Lateral Hardening-Fuse-10482618 | Lateral Hardening | 13457 | 0 |  | 0 | 0
Lateral Hardening-Fuse-10483754 | Lateral Hardening | 13458 | 0 |  | 0 | 0
Lateral Hardening-Fuse-10483756 | Lateral Hardening | 14012 | 2024 |  | 0 | 2024
Lateral Hardening-Fuse-10483757 | Lateral Hardening | 14012 | 2024 |  | 0 | 2024
Lateral Hardening-Fuse-10483771 | Lateral Hardening | 14012 | 0 |  | 0 | 0
Lateral Hardening-Fuse-10483785 | Lateral Hardening | 14012 | 2024 |  | 0 | 2024
Lateral Hardening-Fuse-10483787 | Lateral Hardening | 13458 | 0 |  | 0 | 0
Lateral Hardening-Fuse-10483791 | Lateral Hardening | 13458 | 2026 |  | 0 | 2026
Lateral Hardening-Fuse-10483807 | Lateral Hardening | 13458 | 0 |  | 0 | 0
Lateral Hardening-Fuse-10483813 | Lateral Hardening | 14012 | 0 |  | 0 | 0
Lateral Hardening-Fuse-10483818 | Lateral Hardening | 14012 | 0 |  | 0 | 0
Lateral Hardening-Fuse-10483820 | Lateral Hardening | 14012 | 0 |  | 0 | 0
Lateral Hardening-Fuse-10483831 | Lateral Hardening | 14012 | 0 |  | 0 | 0
Lateral Hardening-Fuse-10484759 | Lateral Hardening | 13461 | 0 |  | 0 | 0
Lateral Hardening-Fuse-10484779 | Lateral Hardening | 13458 | 0 |  | 0 | 0
Lateral Hardening-Fuse-10484792 | Lateral Hardening | 13461 | 0 |  | 0 | 0
Lateral Hardening-Fuse-10484794 | Lateral Hardening | 13461 | 0 |  | 0 | 0
Lateral Hardening-Fuse-10484796 | Lateral Hardening | 13461 | 0 |  | 0 | 0
Lateral Hardening-Fuse-10484800 | Lateral Hardening | 13458 | 2026 |  | 0 | 2026
Lateral Hardening-Fuse-10484801 | Lateral Hardening | 13458 | 0 |  | 0 | 0
Lateral Hardening-Fuse-10484802 | Lateral Hardening | 13458 | 0 |  | 0 | 0
Lateral Hardening-Fuse-10484806 | Lateral Hardening | 13459 | 0 |  | 0 | 0
Lateral Hardening-Fuse-10484813 | Lateral Hardening | 13461 | 0 |  | 0 | 0
Lateral Hardening-Fuse-10484816 | Lateral Hardening | 13459 | 0 |  | 0 | 0
Lateral Hardening-Fuse-10484830 | Lateral Hardening | 13459 | 2028 |  | 0 | 2028
Lateral Hardening-Fuse-10484831 | Lateral Hardening | 13461 | 0 |  | 0 | 0
Lateral Hardening-Fuse-10484837 | Lateral Hardening | 13458 | 0 |  | 0 | 0
Lateral Hardening-Fuse-10487430 | Lateral Hardening | 13458 | 0 |  | 0 | 0
Lateral Hardening-Fuse-10487438 | Lateral Hardening | 13458 | 0 |  | 0 | 0
Lateral Hardening-Fuse-10487439 | Lateral Hardening | 13458 | 0 |  | 0 | 0
Lateral Hardening-Fuse-10487450 | Lateral Hardening | 13458 | 0 |  | 0 | 0
Lateral Hardening-Fuse-10487454 | Lateral Hardening | 13458 | 0 |  | 0 | 0
Lateral Hardening-Fuse-10487457 | Lateral Hardening | 13458 | 2026 |  | 0 | 2026
Lateral Hardening-Fuse-10487460 | Lateral Hardening | 13458 | 0 |  | 0 | 0
Lateral Hardening-Fuse-10487461 | Lateral Hardening | 13458 | 0 |  | 0 | 0
Lateral Hardening-Fuse-10487462 | Lateral Hardening | 13458 | 0 |  | 0 | 0
Lateral Hardening-Fuse-10487463 | Lateral Hardening | 13458 | 2026 |  | 0 | 2026
Lateral Hardening-Fuse-10487466 | Lateral Hardening | 13458 | 0 |  | 0 | 0
Lateral Hardening-Fuse-10487467 | Lateral Hardening | 13458 | 0 |  | 0 | 0
Lateral Hardening-Fuse-10487468 | Lateral Hardening | 13458 | 0 |  | 0 | 0
Lateral Hardening-Fuse-10487486 | Lateral Hardening | 13460 | 0 |  | 0 | 0
Lateral Hardening-Fuse-10487487 | Lateral Hardening | 13460 | 0 |  | 0 | 0
Lateral Hardening-Fuse-10487494 | Lateral Hardening | 13460 | 0 |  | 0 | 0
Lateral Hardening-Fuse-10487500 | Lateral Hardening | 13460 | 0 |  | 0 | 0
Lateral Hardening-Fuse-10487509 | Lateral Hardening | 13458 | 0 |  | 0 | 0
Lateral Hardening-Fuse-10487517 | Lateral Hardening | 13460 | 0 |  | 0 | 0
Lateral Hardening-Fuse-10487518 | Lateral Hardening | 13458 | 0 |  | 0 | 0
Lateral Hardening-Fuse-10487519 | Lateral Hardening | 14341 | 0 |  | 0 | 0
Lateral Hardening-Fuse-10487520 | Lateral Hardening | 13460 | 0 |  | 0 | 0
Lateral Hardening-Fuse-10487521 | Lateral Hardening | 13460 | 0 |  | 0 | 0
Lateral Hardening-Fuse-10487522 | Lateral Hardening | 13460 | 0 |  | 0 | 0
Lateral Hardening-Fuse-10487523 | Lateral Hardening | 13460 | 2024 |  | 0 | 2024
Lateral Hardening-Fuse-10487525 | Lateral Hardening | 13460 | 0 |  | 0 | 0
Lateral Hardening-Fuse-10487526 | Lateral Hardening | 13460 | 2024 |  | 0 | 2024
Lateral Hardening-Fuse-10487547 | Lateral Hardening | 13458 | 0 |  | 0 | 0
Lateral Hardening-Fuse-10487551 | Lateral Hardening | 13458 | 0 |  | 0 | 0
Lateral Hardening-Fuse-10487571 | Lateral Hardening | 13458 | 0 |  | 0 | 0
Lateral Hardening-Fuse-10487579 | Lateral Hardening | 13458 | 0 |  | 0 | 0
Lateral Hardening-Fuse-10487580 | Lateral Hardening | 13458 | 0 |  | 0 | 0
Lateral Hardening-Fuse-10487581 | Lateral Hardening | 13458 | 0 |  | 0 | 0
Lateral Hardening-Fuse-10487585 | Lateral Hardening | 13460 | 2024 |  | 0 | 2024
Lateral Hardening-Fuse-10487590 | Lateral Hardening | 13460 | 0 |  | 0 | 0
Lateral Hardening-Fuse-10487593 | Lateral Hardening | 13460 | 0 |  | 0 | 0
Lateral Hardening-Fuse-10492866 | Lateral Hardening | 13461 | 0 |  | 0 | 0
Lateral Hardening-Fuse-10492896 | Lateral Hardening | 14041 | 0 |  | 0 | 0
Lateral Hardening-Fuse-10492944 | Lateral Hardening | 14041 | 0 |  | 0 | 0
Lateral Hardening-Fuse-10492948 | Lateral Hardening | 14041 | 0 |  | 0 | 0
Lateral Hardening-Fuse-10492951 | Lateral Hardening | 14041 | 0 |  | 0 | 0
Lateral Hardening-Fuse-10493792 | Lateral Hardening | 13672 | 0 |  | 0 | 0
Lateral Hardening-Fuse-10493793 | Lateral Hardening | 13672 | 0 |  | 0 | 0
Lateral Hardening-Fuse-10493794 | Lateral Hardening | 13672 | 0 |  | 0 | 0
Lateral Hardening-Fuse-10493801 | Lateral Hardening | 13672 | 2021 |  | 0 | 2021
Lateral Hardening-Fuse-10496839 | Lateral Hardening | 13501 | 0 |  | 0 | 0
Lateral Hardening-Fuse-10496841 | Lateral Hardening | 13501 | 0 |  | 0 | 0
Lateral Hardening-Fuse-10496844 | Lateral Hardening | 13084 | 0 |  | 0 | 0
Lateral Hardening-Fuse-10496847 | Lateral Hardening | 13084 | 0 |  | 0 | 0
Lateral Hardening-Fuse-10496850 | Lateral Hardening | 13084 | 0 |  | 0 | 0
Lateral Hardening-Fuse-10496855 | Lateral Hardening | 13084 | 0 |  | 0 | 0
Lateral Hardening-Fuse-10497389 | Lateral Hardening | 13502 | 0 |  | 0 | 0
Lateral Hardening-Fuse-10497391 | Lateral Hardening | 13502 | 0 |  | 0 | 0
Lateral Hardening-Fuse-10497396 | Lateral Hardening | 13502 | 2021 |  | 0 | 2021
Lateral Hardening-Fuse-10497397 | Lateral Hardening | 13502 | 0 |  | 0 | 0
Lateral Hardening-Fuse-10497398 | Lateral Hardening | 13502 | 0 |  | 0 | 0
Lateral Hardening-Fuse-10497400 | Lateral Hardening | 13502 | 0 |  | 0 | 0
Lateral Hardening-Fuse-10497403 | Lateral Hardening | 13502 | 0 |  | 0 | 0
Lateral Hardening-Fuse-10501109 | Lateral Hardening | 13509 | 0 |  | 0 | 0
Lateral Hardening-Fuse-10501110 | Lateral Hardening | 13509 | 2021 |  | 0 | 2021
Lateral Hardening-Fuse-10501112 | Lateral Hardening | 13509 | 0 |  | 0 | 0
Lateral Hardening-Fuse-10501126 | Lateral Hardening | 13509 | 0 |  | 0 | 0
Lateral Hardening-Fuse-10501127 | Lateral Hardening | 13509 | 0 |  | 0 | 0
Lateral Hardening-Fuse-10501128 | Lateral Hardening | 13509 | 0 |  | 0 | 0
Lateral Hardening-Fuse-10501129 | Lateral Hardening | 13509 | 0 |  | 0 | 0
Lateral Hardening-Fuse-10501132 | Lateral Hardening | 13509 | 2021 |  | 0 | 2021
Lateral Hardening-Fuse-10501133 | Lateral Hardening | 13509 | 2021 |  | 0 | 2021
Lateral Hardening-Fuse-10501136 | Lateral Hardening | 13509 | 0 |  | 0 | 0
Lateral Hardening-Fuse-10501137 | Lateral Hardening | 13509 | 0 |  | 0 | 0
Lateral Hardening-Fuse-10501138 | Lateral Hardening | 13509 | 0 |  | 0 | 0
Lateral Hardening-Fuse-10501141 | Lateral Hardening | 13509 | 2021 |  | 0 | 2021
Lateral Hardening-Fuse-10501142 | Lateral Hardening | 13509 | 0 |  | 0 | 0
Lateral Hardening-Fuse-10501145 | Lateral Hardening | 13509 | 0 |  | 0 | 0
Lateral Hardening-Fuse-10501149 | Lateral Hardening | 13509 | 0 |  | 0 | 0
Lateral Hardening-Fuse-10501150 | Lateral Hardening | 13509 | 2021 |  | 0 | 2021
Lateral Hardening-Fuse-10501155 | Lateral Hardening | 13509 | 0 |  | 0 | 0
Lateral Hardening-Fuse-10503439 | Lateral Hardening | 13576 | 0 |  | 0 | 0
Lateral Hardening-Fuse-10503441 | Lateral Hardening | 13576 | 0 |  | 0 | 0
Lateral Hardening-Fuse-10503447 | Lateral Hardening | 13576 | 0 |  | 0 | 0
Lateral Hardening-Fuse-10503448 | Lateral Hardening | 13576 | 0 |  | 0 | 0
Lateral Hardening-Fuse-10503449 | Lateral Hardening | 13576 | 0 |  | 0 | 0
Lateral Hardening-Fuse-10503450 | Lateral Hardening | 13576 | 0 |  | 0 | 0
Lateral Hardening-Fuse-10503451 | Lateral Hardening | 13576 | 0 |  | 0 | 0
Lateral Hardening-Fuse-10503458 | Lateral Hardening | 13576 | 0 |  | 0 | 0
Lateral Hardening-Fuse-10503459 | Lateral Hardening | 13576 | 0 |  | 0 | 0
Lateral Hardening-Fuse-10503460 | Lateral Hardening | 13576 | 0 |  | 0 | 0
Lateral Hardening-Fuse-10503461 | Lateral Hardening | 13576 | 0 |  | 0 | 0
Lateral Hardening-Fuse-10503462 | Lateral Hardening | 13576 | 0 |  | 0 | 0
Lateral Hardening-Fuse-10503463 | Lateral Hardening | 13576 | 0 |  | 0 | 0
Lateral Hardening-Fuse-10503464 | Lateral Hardening | 13576 | 0 |  | 0 | 0
Lateral Hardening-Fuse-10509552 | Lateral Hardening | 13128 | 0 |  | 0 | 0
Lateral Hardening-Fuse-10509553 | Lateral Hardening | 13128 | 0 |  | 0 | 0
Lateral Hardening-Fuse-10509555 | Lateral Hardening | 13128 | 0 |  | 0 | 0
Lateral Hardening-Fuse-10509556 | Lateral Hardening | 13128 | 2024 |  | 0 | 2024
Lateral Hardening-Fuse-10509557 | Lateral Hardening | 13128 | 0 |  | 0 | 0
Lateral Hardening-Fuse-10509558 | Lateral Hardening | 13579 | 0 |  | 0 | 0
Lateral Hardening-Fuse-10509559 | Lateral Hardening | 13579 | 0 |  | 0 | 0
Lateral Hardening-Fuse-10509566 | Lateral Hardening | 13128 | 0 |  | 0 | 0
Lateral Hardening-Fuse-10509569 | Lateral Hardening | 13128 | 0 |  | 0 | 0
Lateral Hardening-Fuse-10509570 | Lateral Hardening | 13128 | 0 |  | 0 | 0
Lateral Hardening-Fuse-10509571 | Lateral Hardening | 13128 | 0 |  | 0 | 0
Lateral Hardening-Fuse-10509573 | Lateral Hardening | 13128 | 0 |  | 0 | 0
Lateral Hardening-Fuse-10509579 | Lateral Hardening | 13579 | 0 |  | 0 | 0
Lateral Hardening-Fuse-10509580 | Lateral Hardening | 13128 | 0 |  | 0 | 0
Lateral Hardening-Fuse-10509581 | Lateral Hardening | 13128 | 2024 |  | 0 | 2024
Lateral Hardening-Fuse-10510808 | Lateral Hardening | 14123 | 0 |  | 0 | 0
Lateral Hardening-Fuse-10510811 | Lateral Hardening | 13685 | 0 |  | 0 | 0
Lateral Hardening-Fuse-10510813 | Lateral Hardening | 14123 | 0 |  | 0 | 0
Lateral Hardening-Fuse-10510817 | Lateral Hardening | 13693 | 0 |  | 0 | 0
Lateral Hardening-Fuse-10510818 | Lateral Hardening | 13693 | 2029 |  | 0 | 2029
Lateral Hardening-Fuse-10510823 | Lateral Hardening | 13693 | 0 |  | 0 | 0
Lateral Hardening-Fuse-10510825 | Lateral Hardening | 14123 | 0 |  | 0 | 0
Lateral Hardening-Fuse-10510827 | Lateral Hardening | 13685 | 0 |  | 0 | 0
Lateral Hardening-Fuse-10510831 | Lateral Hardening | 13693 | 0 |  | 0 | 0
Lateral Hardening-Fuse-10512792 | Lateral Hardening | 14110 | 0 |  | 0 | 0
Lateral Hardening-Fuse-10512795 | Lateral Hardening | 14110 | 0 |  | 0 | 0
Lateral Hardening-Fuse-10512800 | Lateral Hardening | 14110 | 0 |  | 0 | 0
Lateral Hardening-Fuse-10512812 | Lateral Hardening | 14110 | 2027 |  | 0 | 2027
Lateral Hardening-Fuse-10516391 | Lateral Hardening | 13797 | 0 |  | 0 | 0
Lateral Hardening-Fuse-10516393 | Lateral Hardening | 13797 | 0 |  | 0 | 0
Lateral Hardening-Fuse-10516395 | Lateral Hardening | 13799 | 0 |  | 0 | 0
Lateral Hardening-Fuse-10516399 | Lateral Hardening | 13041 | 0 |  | 0 | 0
Lateral Hardening-Fuse-10516400 | Lateral Hardening | 13686 | 0 |  | 0 | 0
Lateral Hardening-Fuse-10516402 | Lateral Hardening | 13692 | 0 |  | 0 | 0
Lateral Hardening-Fuse-10516405 | Lateral Hardening | 13692 | 0 |  | 0 | 0
Lateral Hardening-Fuse-10516406 | Lateral Hardening | 13692 | 2029 |  | 0 | 2029
Lateral Hardening-Fuse-10516408 | Lateral Hardening | 13686 | 0 |  | 0 | 0
Lateral Hardening-Fuse-10516409 | Lateral Hardening | 13692 | 0 |  | 0 | 0
Lateral Hardening-Fuse-10516411 | Lateral Hardening | 13686 | 0 |  | 0 | 0
Lateral Hardening-Fuse-10516412 | Lateral Hardening | 13686 | 0 |  | 0 | 0
Lateral Hardening-Fuse-10516414 | Lateral Hardening | 13686 | 2023 |  | 0 | 2023
Lateral Hardening-Fuse-10516415 | Lateral Hardening | 13692 | 0 |  | 0 | 0
Lateral Hardening-Fuse-10516417 | Lateral Hardening | 13797 | 0 |  | 0 | 0
Lateral Hardening-Fuse-10521028 | Lateral Hardening | 13691 | 0 |  | 0 | 0
Lateral Hardening-Fuse-10521030 | Lateral Hardening | 13691 | 2029 |  | 0 | 2029
Lateral Hardening-Fuse-10521031 | Lateral Hardening | 13691 | 2029 |  | 0 | 2029
Lateral Hardening-Fuse-10525927 | Lateral Hardening | 13729 | 0 |  | 0 | 0
Lateral Hardening-Fuse-10525939 | Lateral Hardening | 14023 | 0 |  | 0 | 0
Lateral Hardening-Fuse-10526053 | Lateral Hardening | 14023 | 0 |  | 0 | 0
Lateral Hardening-Fuse-10526054 | Lateral Hardening | 13648 | 0 |  | 0 | 0
Lateral Hardening-Fuse-10526061 | Lateral Hardening | 14023 | 0 |  | 0 | 0
Lateral Hardening-Fuse-10526062 | Lateral Hardening | 14023 | 0 |  | 0 | 0
Lateral Hardening-Fuse-10526063 | Lateral Hardening | 14023 | 0 |  | 0 | 0
Lateral Hardening-Fuse-10530043 | Lateral Hardening | 13710 | 0 |  | 0 | 0
Lateral Hardening-Fuse-10532898 | Lateral Hardening | 13705 | 2027 |  | 0 | 2027
Lateral Hardening-Fuse-10532909 | Lateral Hardening | 13705 | 2027 |  | 0 | 2027
Lateral Hardening-Fuse-10532910 | Lateral Hardening | 13705 | 2027 |  | 0 | 2027
Lateral Hardening-Fuse-10532915 | Lateral Hardening | 13705 | 0 |  | 0 | 0
Lateral Hardening-Fuse-10532916 | Lateral Hardening | 13705 | 0 |  | 0 | 0
Lateral Hardening-Fuse-10532917 | Lateral Hardening | 13705 | 0 |  | 0 | 0
Lateral Hardening-Fuse-10532920 | Lateral Hardening | 13705 | 0 |  | 0 | 0
Lateral Hardening-Fuse-10535978 | Lateral Hardening | 13115 | 0 |  | 0 | 0
Lateral Hardening-Fuse-10535980 | Lateral Hardening | 13115 | 0 |  | 0 | 0
Lateral Hardening-Fuse-10535985 | Lateral Hardening | 13115 | 0 |  | 0 | 0
Lateral Hardening-Fuse-10535986 | Lateral Hardening | 13115 | 2022 |  | 0 | 2022
Lateral Hardening-Fuse-10535987 | Lateral Hardening | 13115 | 0 |  | 0 | 0
Lateral Hardening-Fuse-10535988 | Lateral Hardening | 13115 | 0 |  | 0 | 0
Lateral Hardening-Fuse-10535989 | Lateral Hardening | 13115 | 0 |  | 0 | 0
Lateral Hardening-Fuse-10535990 | Lateral Hardening | 13115 | 0 |  | 0 | 0
Lateral Hardening-Fuse-10535991 | Lateral Hardening | 13115 | 2022 |  | 0 | 2022
Lateral Hardening-Fuse-10535995 | Lateral Hardening | 13118 | 2021 |  | 0 | 2021
Lateral Hardening-Fuse-10535999 | Lateral Hardening | 13118 | 2021 |  | 0 | 2021
Lateral Hardening-Fuse-10536000 | Lateral Hardening | 13115 | 0 |  | 0 | 0
Lateral Hardening-Fuse-10536001 | Lateral Hardening | 13118 | 0 |  | 0 | 0
Lateral Hardening-Fuse-10536015 | Lateral Hardening | 13115 | 0 |  | 0 | 0
Lateral Hardening-Fuse-10536016 | Lateral Hardening | 13115 | 2022 |  | 0 | 2022
Lateral Hardening-Fuse-10536018 | Lateral Hardening | 13115 | 0 |  | 0 | 0
Lateral Hardening-Fuse-10536019 | Lateral Hardening | 13115 | 0 |  | 0 | 0
Lateral Hardening-Fuse-10536022 | Lateral Hardening | 13115 | 0 |  | 0 | 0
Lateral Hardening-Fuse-10536023 | Lateral Hardening | 13115 | 2022 |  | 0 | 2022
Lateral Hardening-Fuse-10536026 | Lateral Hardening | 13115 | 0 |  | 0 | 0
Lateral Hardening-Fuse-10536027 | Lateral Hardening | 13115 | 0 |  | 0 | 0
Lateral Hardening-Fuse-10536028 | Lateral Hardening | 13115 | 0 |  | 0 | 0
Lateral Hardening-Fuse-10536032 | Lateral Hardening | 13115 | 0 |  | 0 | 0
Lateral Hardening-Fuse-10536035 | Lateral Hardening | 13118 | 0 |  | 0 | 0
Lateral Hardening-Fuse-10537245 | Lateral Hardening | 13117 | 0 |  | 0 | 0
Lateral Hardening-Fuse-10537246 | Lateral Hardening | 13117 | 0 |  | 0 | 0
Lateral Hardening-Fuse-10537251 | Lateral Hardening | 13117 | 0 |  | 0 | 0
Lateral Hardening-Fuse-10537252 | Lateral Hardening | 13117 | 0 |  | 0 | 0
Lateral Hardening-Fuse-10537271 | Lateral Hardening | 13117 | 0 |  | 0 | 0
Lateral Hardening-Fuse-10537282 | Lateral Hardening | 13117 | 0 |  | 0 | 0
Lateral Hardening-Fuse-10537284 | Lateral Hardening | 13117 | 0 |  | 0 | 0
Lateral Hardening-Fuse-10537285 | Lateral Hardening | 13117 | 0 |  | 0 | 0
Lateral Hardening-Fuse-10537287 | Lateral Hardening | 13117 | 0 |  | 0 | 0
Lateral Hardening-Fuse-10537296 | Lateral Hardening | 13117 | 0 |  | 0 | 0
Lateral Hardening-Fuse-10537306 | Lateral Hardening | 13117 | 2027 |  | 0 | 2027
Lateral Hardening-Fuse-10537309 | Lateral Hardening | 13117 | 0 |  | 0 | 0
Lateral Hardening-Fuse-10537311 | Lateral Hardening | 13117 | 0 |  | 0 | 0
Lateral Hardening-Fuse-10537312 | Lateral Hardening | 13117 | 0 |  | 0 | 0
Lateral Hardening-Fuse-10537315 | Lateral Hardening | 13117 | 2027 |  | 0 | 2027
Lateral Hardening-Fuse-10538848 | Lateral Hardening | 13118 | 0 |  | 0 | 0
Lateral Hardening-Fuse-10538857 | Lateral Hardening | 13118 | 0 |  | 0 | 0
Lateral Hardening-Fuse-10538858 | Lateral Hardening | 13118 | 0 |  | 0 | 0
Lateral Hardening-Fuse-10539844 | Lateral Hardening | 14117 | 0 |  | 0 | 0
Lateral Hardening-Fuse-10540462 | Lateral Hardening | 13964 | 2028 |  | 0 | 2028
Lateral Hardening-Fuse-10540484 | Lateral Hardening | 13964 | 2028 |  | 0 | 2028
Lateral Hardening-Fuse-10540496 | Lateral Hardening | 13964 | 0 |  | 0 | 0
Lateral Hardening-Fuse-10540502 | Lateral Hardening | 13964 | 2028 |  | 0 | 2028
Lateral Hardening-Fuse-10540504 | Lateral Hardening | 13964 | 0 |  | 0 | 0
Lateral Hardening-Fuse-10540506 | Lateral Hardening | 13964 | 0 |  | 0 | 0
Lateral Hardening-Fuse-10540507 | Lateral Hardening | 13964 | 2028 |  | 0 | 2028
Lateral Hardening-Fuse-10540508 | Lateral Hardening | 13964 | 0 |  | 0 | 0
Lateral Hardening-Fuse-10540509 | Lateral Hardening | 13964 | 0 |  | 0 | 0
Lateral Hardening-Fuse-10540510 | Lateral Hardening | 13964 | 0 |  | 0 | 0
Lateral Hardening-Fuse-10540511 | Lateral Hardening | 13964 | 0 |  | 0 | 0
Lateral Hardening-Fuse-10540513 | Lateral Hardening | 13964 | 2028 |  | 0 | 2028
Lateral Hardening-Fuse-10540516 | Lateral Hardening | 13964 | 0 |  | 0 | 0
Lateral Hardening-Fuse-10540518 | Lateral Hardening | 13964 | 2028 |  | 0 | 2028
Lateral Hardening-Fuse-10540519 | Lateral Hardening | 13964 | 0 |  | 0 | 0
Lateral Hardening-Fuse-10541452 | Lateral Hardening | 13884 | 2026 |  | 0 | 2026
Lateral Hardening-Fuse-10544572 | Lateral Hardening | 13909 | 0 |  | 0 | 0
Lateral Hardening-Fuse-10544574 | Lateral Hardening | 13909 | 0 |  | 0 | 0
Lateral Hardening-Fuse-10544608 | Lateral Hardening | 13213 | 0 |  | 0 | 0
Lateral Hardening-Fuse-10544609 | Lateral Hardening | 13213 | 0 |  | 0 | 0
Lateral Hardening-Fuse-10544611 | Lateral Hardening | 13213 | 0 |  | 0 | 0
Lateral Hardening-Fuse-10544626 | Lateral Hardening | 13909 | 0 |  | 0 | 0
Lateral Hardening-Fuse-10544627 | Lateral Hardening | 13909 | 0 |  | 0 | 0
Lateral Hardening-Fuse-10544630 | Lateral Hardening | 13911 | 0 |  | 0 | 0
Lateral Hardening-Fuse-10544631 | Lateral Hardening | 13911 | 0 |  | 0 | 0
Lateral Hardening-Fuse-10544633 | Lateral Hardening | 13911 | 2022 |  | 0 | 2022
Lateral Hardening-Fuse-10544635 | Lateral Hardening | 13911 | 2022 |  | 0 | 2022
Lateral Hardening-Fuse-10544642 | Lateral Hardening | 13911 | 0 |  | 0 | 0
Lateral Hardening-Fuse-10545819 | Lateral Hardening | 13910 | 0 |  | 0 | 0
Lateral Hardening-Fuse-10545826 | Lateral Hardening | 13910 | 0 |  | 0 | 0
Lateral Hardening-Fuse-10545833 | Lateral Hardening | 13910 | 2024 |  | 0 | 2024
Lateral Hardening-Fuse-10545835 | Lateral Hardening | 13910 | 0 |  | 0 | 0
Lateral Hardening-Fuse-10545839 | Lateral Hardening | 13910 | 0 |  | 0 | 0
Lateral Hardening-Fuse-10545845 | Lateral Hardening | 13910 | 2024 |  | 0 | 2024
Lateral Hardening-Fuse-10545847 | Lateral Hardening | 13910 | 2024 |  | 0 | 2024
Lateral Hardening-Fuse-10545848 | Lateral Hardening | 13910 | 2024 |  | 0 | 2024
Lateral Hardening-Fuse-10545851 | Lateral Hardening | 13906 | 0 |  | 0 | 0
Lateral Hardening-Fuse-10545861 | Lateral Hardening | 13910 | 2024 |  | 0 | 2024
Lateral Hardening-Fuse-10548823 | Lateral Hardening | 13690 | 0 |  | 0 | 0
Lateral Hardening-Fuse-10548836 | Lateral Hardening | 13690 | 0 |  | 0 | 0
Lateral Hardening-Fuse-10548838 | Lateral Hardening | 13690 | 0 |  | 0 | 0
Lateral Hardening-Fuse-10548839 | Lateral Hardening | 13690 | 0 |  | 0 | 0
Lateral Hardening-Fuse-10548843 | Lateral Hardening | 13690 | 0 |  | 0 | 0
Lateral Hardening-Fuse-10548846 | Lateral Hardening | 13693 | 0 |  | 0 | 0
Lateral Hardening-Fuse-10548847 | Lateral Hardening | 13693 | 0 |  | 0 | 0
Lateral Hardening-Fuse-10548848 | Lateral Hardening | 13693 | 2029 |  | 0 | 2029
Lateral Hardening-Fuse-10548850 | Lateral Hardening | 13693 | 0 |  | 0 | 0
Lateral Hardening-Fuse-10548851 | Lateral Hardening | 13693 | 0 |  | 0 | 0
Lateral Hardening-Fuse-10548854 | Lateral Hardening | 13693 | 0 |  | 0 | 0
Lateral Hardening-Fuse-10548856 | Lateral Hardening | 13693 | 0 |  | 0 | 0
Lateral Hardening-Fuse-10548859 | Lateral Hardening | 14112 | 0 |  | 0 | 0
Lateral Hardening-Fuse-10552442 | Lateral Hardening | 13577 | 0 |  | 0 | 0
Lateral Hardening-Fuse-10552444 | Lateral Hardening | 13577 | 0 |  | 0 | 0
Lateral Hardening-Fuse-10552451 | Lateral Hardening | 13577 | 0 |  | 0 | 0
Lateral Hardening-Fuse-10552452 | Lateral Hardening | 13577 | 0 |  | 0 | 0
Lateral Hardening-Fuse-10554582 | Lateral Hardening | 13911 | 0 |  | 0 | 0
Lateral Hardening-Fuse-10554583 | Lateral Hardening | 13911 | 0 |  | 0 | 0
Lateral Hardening-Fuse-10554584 | Lateral Hardening | 13911 | 0 |  | 0 | 0
Lateral Hardening-Fuse-10554585 | Lateral Hardening | 13911 | 0 |  | 0 | 0
Lateral Hardening-Fuse-10554588 | Lateral Hardening | 13911 | 2022 |  | 0 | 2022
Lateral Hardening-Fuse-10554589 | Lateral Hardening | 13911 | 0 |  | 0 | 0
Lateral Hardening-Fuse-10554595 | Lateral Hardening | 13911 | 2022 |  | 0 | 2022
Lateral Hardening-Fuse-10554603 | Lateral Hardening | 13911 | 0 |  | 0 | 0
Lateral Hardening-Fuse-10556518 | Lateral Hardening | 13298 | 0 |  | 0 | 0
Lateral Hardening-Fuse-10556519 | Lateral Hardening | 13298 | 0 |  | 0 | 0
Lateral Hardening-Fuse-10556523 | Lateral Hardening | 13924 | 0 |  | 0 | 0
Lateral Hardening-Fuse-10556531 | Lateral Hardening | 13298 | 0 |  | 0 | 0
Lateral Hardening-Fuse-10556535 | Lateral Hardening | 13298 | 0 |  | 0 | 0
Lateral Hardening-Fuse-10556536 | Lateral Hardening | 13298 | 0 |  | 0 | 0
Lateral Hardening-Fuse-10556537 | Lateral Hardening | 13298 | 0 |  | 0 | 0
Lateral Hardening-Fuse-10556539 | Lateral Hardening | 13298 | 0 |  | 0 | 0
Lateral Hardening-Fuse-10556540 | Lateral Hardening | 13298 | 0 |  | 0 | 0
Lateral Hardening-Fuse-10556541 | Lateral Hardening | 13298 | 0 |  | 0 | 0
Lateral Hardening-Fuse-10556542 | Lateral Hardening | 13298 | 0 |  | 0 | 0
Lateral Hardening-Fuse-10556549 | Lateral Hardening | 13298 | 2029 |  | 0 | 2029
Lateral Hardening-Fuse-10556552 | Lateral Hardening | 13298 | 0 |  | 0 | 0
Lateral Hardening-Fuse-10556554 | Lateral Hardening | 13298 | 0 |  | 0 | 0
Lateral Hardening-Fuse-10556555 | Lateral Hardening | 13298 | 0 |  | 0 | 0
Lateral Hardening-Fuse-10556557 | Lateral Hardening | 13298 | 0 |  | 0 | 0
Lateral Hardening-Fuse-10556558 | Lateral Hardening | 13298 | 0 |  | 0 | 0
Lateral Hardening-Fuse-10556559 | Lateral Hardening | 13298 | 0 |  | 0 | 0
Lateral Hardening-Fuse-10556561 | Lateral Hardening | 13298 | 0 |  | 0 | 0
Lateral Hardening-Fuse-10556564 | Lateral Hardening | 13298 | 0 |  | 0 | 0
Lateral Hardening-Fuse-10556566 | Lateral Hardening | 13298 | 0 |  | 0 | 0
Lateral Hardening-Fuse-10556567 | Lateral Hardening | 13298 | 0 |  | 0 | 0
Lateral Hardening-Fuse-10556569 | Lateral Hardening | 13298 | 0 |  | 0 | 0
Lateral Hardening-Fuse-10556570 | Lateral Hardening | 13298 | 0 |  | 0 | 0
Lateral Hardening-Fuse-10556574 | Lateral Hardening | 13298 | 0 |  | 0 | 0
Lateral Hardening-Fuse-10556575 | Lateral Hardening | 13298 | 0 |  | 0 | 0
Lateral Hardening-Fuse-10556577 | Lateral Hardening | 13298 | 0 |  | 0 | 0
Lateral Hardening-Fuse-10556578 | Lateral Hardening | 13298 | 0 |  | 0 | 0
Lateral Hardening-Fuse-10556579 | Lateral Hardening | 13298 | 0 |  | 0 | 0
Lateral Hardening-Fuse-10556580 | Lateral Hardening | 13298 | 0 |  | 0 | 0
Lateral Hardening-Fuse-10556581 | Lateral Hardening | 13298 | 0 |  | 0 | 0
Lateral Hardening-Fuse-10556582 | Lateral Hardening | 13298 | 0 |  | 0 | 0
Lateral Hardening-Fuse-10556583 | Lateral Hardening | 13298 | 0 |  | 0 | 0
Lateral Hardening-Fuse-10556584 | Lateral Hardening | 13298 | 0 |  | 0 | 0
Lateral Hardening-Fuse-10556585 | Lateral Hardening | 13298 | 0 |  | 0 | 0
Lateral Hardening-Fuse-10556586 | Lateral Hardening | 13298 | 0 |  | 0 | 0
Lateral Hardening-Fuse-10556587 | Lateral Hardening | 13298 | 0 |  | 0 | 0
Lateral Hardening-Fuse-10556588 | Lateral Hardening | 13298 | 0 |  | 0 | 0
Lateral Hardening-Fuse-10556589 | Lateral Hardening | 13298 | 0 |  | 0 | 0
Lateral Hardening-Fuse-10556590 | Lateral Hardening | 13298 | 0 |  | 0 | 0
Lateral Hardening-Fuse-10556591 | Lateral Hardening | 13298 | 0 |  | 0 | 0
Lateral Hardening-Fuse-10556592 | Lateral Hardening | 13298 | 0 |  | 0 | 0
Lateral Hardening-Fuse-10556593 | Lateral Hardening | 13298 | 0 |  | 0 | 0
Lateral Hardening-Fuse-10556595 | Lateral Hardening | 13298 | 0 |  | 0 | 0
Lateral Hardening-Fuse-10556596 | Lateral Hardening | 13298 | 0 |  | 0 | 0
Lateral Hardening-Fuse-10556597 | Lateral Hardening | 13298 | 0 |  | 0 | 0
Lateral Hardening-Fuse-10556598 | Lateral Hardening | 13298 | 0 |  | 0 | 0
Lateral Hardening-Fuse-10556599 | Lateral Hardening | 13298 | 0 |  | 0 | 0
Lateral Hardening-Fuse-10556600 | Lateral Hardening | 13298 | 0 |  | 0 | 0
Lateral Hardening-Fuse-10556601 | Lateral Hardening | 13298 | 0 |  | 0 | 0
Lateral Hardening-Fuse-10556602 | Lateral Hardening | 13298 | 0 |  | 0 | 0
Lateral Hardening-Fuse-10556603 | Lateral Hardening | 13924 | 0 |  | 0 | 0
Lateral Hardening-Fuse-10556606 | Lateral Hardening | 13298 | 0 |  | 0 | 0
Lateral Hardening-Fuse-10556607 | Lateral Hardening | 13298 | 0 |  | 0 | 0
Lateral Hardening-Fuse-10556608 | Lateral Hardening | 13298 | 0 |  | 0 | 0
Lateral Hardening-Fuse-10556611 | Lateral Hardening | 13298 | 0 |  | 0 | 0
Lateral Hardening-Fuse-10556612 | Lateral Hardening | 13298 | 0 |  | 0 | 0
Lateral Hardening-Fuse-10556613 | Lateral Hardening | 13298 | 0 |  | 0 | 0
Lateral Hardening-Fuse-10556614 | Lateral Hardening | 13298 | 2029 |  | 0 | 2029
Lateral Hardening-Fuse-10556616 | Lateral Hardening | 13298 | 0 |  | 0 | 0
Lateral Hardening-Fuse-10556619 | Lateral Hardening | 13298 | 0 |  | 0 | 0
Lateral Hardening-Fuse-10556620 | Lateral Hardening | 13298 | 0 |  | 0 | 0
Lateral Hardening-Fuse-10556621 | Lateral Hardening | 13298 | 0 |  | 0 | 0
Lateral Hardening-Fuse-10556622 | Lateral Hardening | 13298 | 0 |  | 0 | 0
Lateral Hardening-Fuse-10556623 | Lateral Hardening | 13298 | 2029 |  | 0 | 2029
Lateral Hardening-Fuse-10556629 | Lateral Hardening | 13298 | 0 |  | 0 | 0
Lateral Hardening-Fuse-10556630 | Lateral Hardening | 13298 | 0 |  | 0 | 0
Lateral Hardening-Fuse-10556631 | Lateral Hardening | 13298 | 0 |  | 0 | 0
Lateral Hardening-Fuse-10556633 | Lateral Hardening | 13298 | 0 |  | 0 | 0
Lateral Hardening-Fuse-10556634 | Lateral Hardening | 13298 | 0 |  | 0 | 0
Lateral Hardening-Fuse-10556638 | Lateral Hardening | 13298 | 0 |  | 0 | 0
Lateral Hardening-Fuse-10556639 | Lateral Hardening | 13298 | 0 |  | 0 | 0
Lateral Hardening-Fuse-10556640 | Lateral Hardening | 13298 | 0 |  | 0 | 0
Lateral Hardening-Fuse-10556642 | Lateral Hardening | 13298 | 0 |  | 0 | 0
Lateral Hardening-Fuse-10556643 | Lateral Hardening | 13298 | 0 |  | 0 | 0
Lateral Hardening-Fuse-10556644 | Lateral Hardening | 13298 | 0 |  | 0 | 0
Lateral Hardening-Fuse-10556647 | Lateral Hardening | 13298 | 0 |  | 0 | 0
Lateral Hardening-Fuse-10556648 | Lateral Hardening | 13298 | 0 |  | 0 | 0
Lateral Hardening-Fuse-10556649 | Lateral Hardening | 13298 | 0 |  | 0 | 0
Lateral Hardening-Fuse-10556650 | Lateral Hardening | 13298 | 0 |  | 0 | 0
Lateral Hardening-Fuse-10556651 | Lateral Hardening | 13298 | 2029 |  | 0 | 2029
Lateral Hardening-Fuse-10556652 | Lateral Hardening | 13298 | 0 |  | 0 | 0
Lateral Hardening-Fuse-10556653 | Lateral Hardening | 13298 | 0 |  | 0 | 0
Lateral Hardening-Fuse-10556654 | Lateral Hardening | 13298 | 0 |  | 0 | 0
Lateral Hardening-Fuse-10556657 | Lateral Hardening | 13298 | 0 |  | 0 | 0
Lateral Hardening-Fuse-10556658 | Lateral Hardening | 13298 | 0 |  | 0 | 0
Lateral Hardening-Fuse-10556659 | Lateral Hardening | 13298 | 0 |  | 0 | 0
Lateral Hardening-Fuse-10556660 | Lateral Hardening | 13298 | 0 |  | 0 | 0
Lateral Hardening-Fuse-10556661 | Lateral Hardening | 13298 | 0 |  | 0 | 0
Lateral Hardening-Fuse-10556662 | Lateral Hardening | 13298 | 0 |  | 0 | 0
Lateral Hardening-Fuse-10556663 | Lateral Hardening | 13298 | 0 |  | 0 | 0
Lateral Hardening-Fuse-10556665 | Lateral Hardening | 13298 | 0 |  | 0 | 0
Lateral Hardening-Fuse-10556666 | Lateral Hardening | 13298 | 0 |  | 0 | 0
Lateral Hardening-Fuse-10556669 | Lateral Hardening | 13298 | 0 |  | 0 | 0
Lateral Hardening-Fuse-10556670 | Lateral Hardening | 13298 | 0 |  | 0 | 0
Lateral Hardening-Fuse-10556672 | Lateral Hardening | 13298 | 0 |  | 0 | 0
Lateral Hardening-Fuse-10556673 | Lateral Hardening | 13298 | 0 |  | 0 | 0
Lateral Hardening-Fuse-10556674 | Lateral Hardening | 13298 | 0 |  | 0 | 0
Lateral Hardening-Fuse-10556676 | Lateral Hardening | 13298 | 0 |  | 0 | 0
Lateral Hardening-Fuse-10556677 | Lateral Hardening | 13298 | 0 |  | 0 | 0
Lateral Hardening-Fuse-10556680 | Lateral Hardening | 13298 | 0 |  | 0 | 0
Lateral Hardening-Fuse-10556681 | Lateral Hardening | 13298 | 2029 |  | 0 | 2029
Lateral Hardening-Fuse-10556682 | Lateral Hardening | 13298 | 2029 |  | 0 | 2029
Lateral Hardening-Fuse-10556684 | Lateral Hardening | 13298 | 0 |  | 0 | 0
Lateral Hardening-Fuse-10556685 | Lateral Hardening | 13298 | 0 |  | 0 | 0
Lateral Hardening-Fuse-10556687 | Lateral Hardening | 13298 | 0 |  | 0 | 0
Lateral Hardening-Fuse-10556688 | Lateral Hardening | 13298 | 0 |  | 0 | 0
Lateral Hardening-Fuse-10556691 | Lateral Hardening | 13298 | 0 |  | 0 | 0
Lateral Hardening-Fuse-10556696 | Lateral Hardening | 13298 | 0 |  | 0 | 0
Lateral Hardening-Fuse-10556698 | Lateral Hardening | 13298 | 0 |  | 0 | 0
Lateral Hardening-Fuse-10556699 | Lateral Hardening | 13298 | 0 |  | 0 | 0
Lateral Hardening-Fuse-10556700 | Lateral Hardening | 13298 | 0 |  | 0 | 0
Lateral Hardening-Fuse-10556701 | Lateral Hardening | 13298 | 0 |  | 0 | 0
Lateral Hardening-Fuse-10556704 | Lateral Hardening | 13924 | 0 |  | 0 | 0
Lateral Hardening-Fuse-10556707 | Lateral Hardening | 13298 | 0 |  | 0 | 0
Lateral Hardening-Fuse-10556709 | Lateral Hardening | 13298 | 0 |  | 0 | 0
Lateral Hardening-Fuse-10556710 | Lateral Hardening | 13298 | 2029 |  | 0 | 2029
Lateral Hardening-Fuse-10556714 | Lateral Hardening | 13298 | 0 |  | 0 | 0
Lateral Hardening-Fuse-10556715 | Lateral Hardening | 13298 | 0 |  | 0 | 0
Lateral Hardening-Fuse-10556716 | Lateral Hardening | 13298 | 0 |  | 0 | 0
Lateral Hardening-Fuse-10556717 | Lateral Hardening | 13298 | 2029 |  | 0 | 2029
Lateral Hardening-Fuse-10556718 | Lateral Hardening | 13298 | 0 |  | 0 | 0
Lateral Hardening-Fuse-10556719 | Lateral Hardening | 13298 | 0 |  | 0 | 0
Lateral Hardening-Fuse-10556720 | Lateral Hardening | 13298 | 0 |  | 0 | 0
Lateral Hardening-Fuse-10556721 | Lateral Hardening | 13298 | 0 |  | 0 | 0
Lateral Hardening-Fuse-10556723 | Lateral Hardening | 13298 | 0 |  | 0 | 0
Lateral Hardening-Fuse-10556727 | Lateral Hardening | 13298 | 0 |  | 0 | 0
Lateral Hardening-Fuse-10556728 | Lateral Hardening | 13298 | 0 |  | 0 | 0
Lateral Hardening-Fuse-10556729 | Lateral Hardening | 13298 | 0 |  | 0 | 0
Lateral Hardening-Fuse-10556730 | Lateral Hardening | 13298 | 0 |  | 0 | 0
Lateral Hardening-Fuse-10556731 | Lateral Hardening | 13298 | 0 |  | 0 | 0
Lateral Hardening-Fuse-10556732 | Lateral Hardening | 13298 | 0 |  | 0 | 0
Lateral Hardening-Fuse-10556733 | Lateral Hardening | 13298 | 0 |  | 0 | 0
Lateral Hardening-Fuse-10556735 | Lateral Hardening | 13298 | 0 |  | 0 | 0
Lateral Hardening-Fuse-10556736 | Lateral Hardening | 13298 | 0 |  | 0 | 0
Lateral Hardening-Fuse-10556737 | Lateral Hardening | 13298 | 0 |  | 0 | 0
Lateral Hardening-Fuse-10556738 | Lateral Hardening | 13298 | 0 |  | 0 | 0
Lateral Hardening-Fuse-10556739 | Lateral Hardening | 13298 | 0 |  | 0 | 0
Lateral Hardening-Fuse-10556741 | Lateral Hardening | 13298 | 0 |  | 0 | 0
Lateral Hardening-Fuse-10556743 | Lateral Hardening | 13298 | 0 |  | 0 | 0
Lateral Hardening-Fuse-10556749 | Lateral Hardening | 13298 | 0 |  | 0 | 0
Lateral Hardening-Fuse-10556751 | Lateral Hardening | 13298 | 0 |  | 0 | 0
Lateral Hardening-Fuse-10556752 | Lateral Hardening | 13298 | 0 |  | 0 | 0
Lateral Hardening-Fuse-10556753 | Lateral Hardening | 13298 | 0 |  | 0 | 0
Lateral Hardening-Fuse-10556754 | Lateral Hardening | 13298 | 0 |  | 0 | 0
Lateral Hardening-Fuse-10556757 | Lateral Hardening | 13298 | 2029 |  | 0 | 2029
Lateral Hardening-Fuse-10556759 | Lateral Hardening | 13298 | 2029 |  | 0 | 2029
Lateral Hardening-Fuse-10558842 | Lateral Hardening | 13299 | 0 |  | 0 | 0
Lateral Hardening-Fuse-10558844 | Lateral Hardening | 13299 | 0 |  | 0 | 0
Lateral Hardening-Fuse-10558852 | Lateral Hardening | 13299 | 0 |  | 0 | 0
Lateral Hardening-Fuse-10558853 | Lateral Hardening | 13299 | 0 |  | 0 | 0
Lateral Hardening-Fuse-10558854 | Lateral Hardening | 13299 | 0 |  | 0 | 0
Lateral Hardening-Fuse-10558855 | Lateral Hardening | 13299 | 0 |  | 0 | 0
Lateral Hardening-Fuse-10558858 | Lateral Hardening | 13772 | 0 |  | 0 | 0
Lateral Hardening-Fuse-10558865 | Lateral Hardening | 13299 | 0 |  | 0 | 0
Lateral Hardening-Fuse-10558883 | Lateral Hardening | 13299 | 0 |  | 0 | 0
Lateral Hardening-Fuse-10558892 | Lateral Hardening | 13299 | 0 |  | 0 | 0
Lateral Hardening-Fuse-10558896 | Lateral Hardening | 13299 | 0 |  | 0 | 0
Lateral Hardening-Fuse-10558902 | Lateral Hardening | 13299 | 2023 |  | 0 | 2023
Lateral Hardening-Fuse-10560398 | Lateral Hardening | 13297 | 2021 |  | 0 | 2021
Lateral Hardening-Fuse-10560401 | Lateral Hardening | 13297 | 0 |  | 0 | 0
Lateral Hardening-Fuse-10560403 | Lateral Hardening | 13297 | 0 |  | 0 | 0
Lateral Hardening-Fuse-10560408 | Lateral Hardening | 13297 | 0 |  | 0 | 0
Lateral Hardening-Fuse-10560409 | Lateral Hardening | 13297 | 0 |  | 0 | 0
Lateral Hardening-Fuse-10560410 | Lateral Hardening | 13297 | 0 |  | 0 | 0
Lateral Hardening-Fuse-10560411 | Lateral Hardening | 13297 | 0 |  | 0 | 0
Lateral Hardening-Fuse-10560414 | Lateral Hardening | 13297 | 0 |  | 0 | 0
Lateral Hardening-Fuse-10560416 | Lateral Hardening | 13297 | 0 |  | 0 | 0
Lateral Hardening-Fuse-10560423 | Lateral Hardening | 13297 | 0 |  | 0 | 0
Lateral Hardening-Fuse-10560424 | Lateral Hardening | 13297 | 0 |  | 0 | 0
Lateral Hardening-Fuse-10560425 | Lateral Hardening | 13297 | 2021 |  | 0 | 2021
Lateral Hardening-Fuse-10560426 | Lateral Hardening | 13297 | 0 |  | 0 | 0
Lateral Hardening-Fuse-10560428 | Lateral Hardening | 13297 | 0 |  | 0 | 0
Lateral Hardening-Fuse-10560429 | Lateral Hardening | 13297 | 0 |  | 0 | 0
Lateral Hardening-Fuse-10560430 | Lateral Hardening | 13297 | 2021 |  | 0 | 2021
Lateral Hardening-Fuse-10560432 | Lateral Hardening | 13297 | 2021 |  | 0 | 2021
Lateral Hardening-Fuse-10562334 | Lateral Hardening | 13296 | 0 |  | 0 | 0
Lateral Hardening-Fuse-10562336 | Lateral Hardening | 13296 | 0 |  | 0 | 0
Lateral Hardening-Fuse-10562339 | Lateral Hardening | 13296 | 0 |  | 0 | 0
Lateral Hardening-Fuse-10562342 | Lateral Hardening | 13296 | 2021 |  | 0 | 2021
Lateral Hardening-Fuse-10562345 | Lateral Hardening | 13296 | 0 |  | 0 | 0
Lateral Hardening-Fuse-10562348 | Lateral Hardening | 13296 | 0 |  | 0 | 0
Lateral Hardening-Fuse-10562350 | Lateral Hardening | 13296 | 0 |  | 0 | 0
Lateral Hardening-Fuse-10562354 | Lateral Hardening | 13296 | 0 |  | 0 | 0
Lateral Hardening-Fuse-10562356 | Lateral Hardening | 13296 | 2021 |  | 0 | 2021
Lateral Hardening-Fuse-10562357 | Lateral Hardening | 13296 | 0 |  | 0 | 0
Lateral Hardening-Fuse-10562359 | Lateral Hardening | 13296 | 0 |  | 0 | 0
Lateral Hardening-Fuse-10562361 | Lateral Hardening | 13296 | 2021 |  | 0 | 2021
Lateral Hardening-Fuse-10562364 | Lateral Hardening | 13296 | 0 |  | 0 | 0
Lateral Hardening-Fuse-10562365 | Lateral Hardening | 13296 | 0 |  | 0 | 0
Lateral Hardening-Fuse-10562366 | Lateral Hardening | 13296 | 0 |  | 0 | 0
Lateral Hardening-Fuse-10562369 | Lateral Hardening | 13296 | 0 |  | 0 | 0
Lateral Hardening-Fuse-10562370 | Lateral Hardening | 13296 | 0 |  | 0 | 0
Lateral Hardening-Fuse-10562371 | Lateral Hardening | 13296 | 0 |  | 0 | 0
Lateral Hardening-Fuse-10562372 | Lateral Hardening | 13296 | 0 |  | 0 | 0
Lateral Hardening-Fuse-10562373 | Lateral Hardening | 13296 | 0 |  | 0 | 0
Lateral Hardening-Fuse-10562374 | Lateral Hardening | 13296 | 0 |  | 0 | 0
Lateral Hardening-Fuse-10562375 | Lateral Hardening | 13296 | 0 |  | 0 | 0
Lateral Hardening-Fuse-10562376 | Lateral Hardening | 13296 | 0 |  | 0 | 0
Lateral Hardening-Fuse-10562378 | Lateral Hardening | 13296 | 0 |  | 0 | 0
Lateral Hardening-Fuse-10562381 | Lateral Hardening | 13296 | 0 |  | 0 | 0
Lateral Hardening-Fuse-10562383 | Lateral Hardening | 13296 | 0 |  | 0 | 0
Lateral Hardening-Fuse-10563760 | Lateral Hardening | 13293 | 0 |  | 0 | 0
Lateral Hardening-Fuse-10563762 | Lateral Hardening | 13293 | 0 |  | 0 | 0
Lateral Hardening-Fuse-10563763 | Lateral Hardening | 13293 | 0 |  | 0 | 0
Lateral Hardening-Fuse-10563765 | Lateral Hardening | 13293 | 0 |  | 0 | 0
Lateral Hardening-Fuse-10563769 | Lateral Hardening | 13293 | 2024 |  | 0 | 2024
Lateral Hardening-Fuse-10563774 | Lateral Hardening | 13293 | 0 |  | 0 | 0
Lateral Hardening-Fuse-10563776 | Lateral Hardening | 13293 | 0 |  | 0 | 0
Lateral Hardening-Fuse-10563780 | Lateral Hardening | 13293 | 0 |  | 0 | 0
Lateral Hardening-Fuse-10563782 | Lateral Hardening | 13293 | 0 |  | 0 | 0
Lateral Hardening-Fuse-10563783 | Lateral Hardening | 13293 | 2024 |  | 0 | 2024
Lateral Hardening-Fuse-10563786 | Lateral Hardening | 13293 | 0 |  | 0 | 0
Lateral Hardening-Fuse-10563787 | Lateral Hardening | 13293 | 0 |  | 0 | 0
Lateral Hardening-Fuse-10563790 | Lateral Hardening | 13293 | 0 |  | 0 | 0
Lateral Hardening-Fuse-10563796 | Lateral Hardening | 13293 | 0 |  | 0 | 0
Lateral Hardening-Fuse-10563799 | Lateral Hardening | 13293 | 2024 |  | 0 | 2024
Lateral Hardening-Fuse-10563800 | Lateral Hardening | 13293 | 2024 |  | 0 | 2024
Lateral Hardening-Fuse-10563808 | Lateral Hardening | 13293 | 2024 |  | 0 | 2024
Lateral Hardening-Fuse-10563812 | Lateral Hardening | 13293 | 0 |  | 0 | 0
Lateral Hardening-Fuse-10563815 | Lateral Hardening | 13293 | 2024 |  | 0 | 2024
Lateral Hardening-Fuse-10564602 | Lateral Hardening | 13292 | 0 |  | 0 | 0
Lateral Hardening-Fuse-10564603 | Lateral Hardening | 13292 | 0 |  | 0 | 0
Lateral Hardening-Fuse-10564604 | Lateral Hardening | 13292 | 0 |  | 0 | 0
Lateral Hardening-Fuse-10564605 | Lateral Hardening | 13292 | 0 |  | 0 | 0
Lateral Hardening-Fuse-10564609 | Lateral Hardening | 13292 | 0 |  | 0 | 0
Lateral Hardening-Fuse-10564610 | Lateral Hardening | 13292 | 2027 |  | 0 | 2027
Lateral Hardening-Fuse-10564613 | Lateral Hardening | 13292 | 0 |  | 0 | 0
Lateral Hardening-Fuse-10564619 | Lateral Hardening | 13292 | 0 |  | 0 | 0
Lateral Hardening-Fuse-10564624 | Lateral Hardening | 13292 | 2027 |  | 0 | 2027
Lateral Hardening-Fuse-10565116 | Lateral Hardening | 13291 | 0 |  | 0 | 0
Lateral Hardening-Fuse-10565122 | Lateral Hardening | 13291 | 0 |  | 0 | 0
Lateral Hardening-Fuse-10565125 | Lateral Hardening | 13291 | 2028 |  | 0 | 2028
Lateral Hardening-Fuse-10565127 | Lateral Hardening | 13291 | 2028 |  | 0 | 2028
Lateral Hardening-Fuse-10565129 | Lateral Hardening | 13291 | 0 |  | 0 | 0
Lateral Hardening-Fuse-10565130 | Lateral Hardening | 13291 | 2028 |  | 0 | 2028
Lateral Hardening-Fuse-10565133 | Lateral Hardening | 13291 | 2028 |  | 0 | 2028
Lateral Hardening-Fuse-10565136 | Lateral Hardening | 13291 | 2028 |  | 0 | 2028
Lateral Hardening-Fuse-10565138 | Lateral Hardening | 13291 | 2028 |  | 0 | 2028
Lateral Hardening-Fuse-10565140 | Lateral Hardening | 13291 | 2028 |  | 0 | 2028
Lateral Hardening-Fuse-10565143 | Lateral Hardening | 13291 | 2028 |  | 0 | 2028
Lateral Hardening-Fuse-10565867 | Lateral Hardening | 13290 | 2025 |  | 0 | 2025
Lateral Hardening-Fuse-10565868 | Lateral Hardening | 13290 | 2025 |  | 0 | 2025
Lateral Hardening-Fuse-10565871 | Lateral Hardening | 13290 | 0 |  | 0 | 0
Lateral Hardening-Fuse-10565875 | Lateral Hardening | 13290 | 0 |  | 0 | 0
Lateral Hardening-Fuse-10565884 | Lateral Hardening | 13290 | 0 |  | 0 | 0
Lateral Hardening-Fuse-10565885 | Lateral Hardening | 13290 | 0 |  | 0 | 0
Lateral Hardening-Fuse-10565886 | Lateral Hardening | 13290 | 0 |  | 0 | 0
Lateral Hardening-Fuse-10565887 | Lateral Hardening | 13290 | 2025 |  | 0 | 2025
Lateral Hardening-Fuse-10565888 | Lateral Hardening | 13290 | 2025 |  | 0 | 2025
Lateral Hardening-Fuse-10565890 | Lateral Hardening | 13290 | 0 |  | 0 | 0
Lateral Hardening-Fuse-10565891 | Lateral Hardening | 13290 | 0 |  | 0 | 0
Lateral Hardening-Fuse-10565892 | Lateral Hardening | 13290 | 0 |  | 0 | 0
Lateral Hardening-Fuse-10565895 | Lateral Hardening | 13290 | 2025 |  | 0 | 2025
Lateral Hardening-Fuse-10565896 | Lateral Hardening | 13290 | 0 |  | 0 | 0
Lateral Hardening-Fuse-10565897 | Lateral Hardening | 13290 | 0 |  | 0 | 0
Lateral Hardening-Fuse-10565898 | Lateral Hardening | 13290 | 0 |  | 0 | 0
Lateral Hardening-Fuse-10565899 | Lateral Hardening | 13290 | 0 |  | 0 | 0
Lateral Hardening-Fuse-10565903 | Lateral Hardening | 13290 | 0 |  | 0 | 0
Lateral Hardening-Fuse-10566557 | Lateral Hardening | 13289 | 0 |  | 0 | 0
Lateral Hardening-Fuse-10566561 | Lateral Hardening | 13289 | 0 |  | 0 | 0
Lateral Hardening-Fuse-10566562 | Lateral Hardening | 13289 | 0 |  | 0 | 0
Lateral Hardening-Fuse-10566565 | Lateral Hardening | 13289 | 0 |  | 0 | 0
Lateral Hardening-Fuse-10566566 | Lateral Hardening | 13289 | 2022 |  | 0 | 2022
Lateral Hardening-Fuse-10566569 | Lateral Hardening | 13289 | 0 |  | 0 | 0
Lateral Hardening-Fuse-10566570 | Lateral Hardening | 13289 | 0 |  | 0 | 0
Lateral Hardening-Fuse-10566571 | Lateral Hardening | 13289 | 0 |  | 0 | 0
Lateral Hardening-Fuse-10566573 | Lateral Hardening | 13289 | 0 |  | 0 | 0
Lateral Hardening-Fuse-10566574 | Lateral Hardening | 13289 | 0 |  | 0 | 0
Lateral Hardening-Fuse-10566576 | Lateral Hardening | 13289 | 0 |  | 0 | 0
Lateral Hardening-Fuse-10566579 | Lateral Hardening | 13289 | 0 |  | 0 | 0
Lateral Hardening-Fuse-10566580 | Lateral Hardening | 13289 | 2022 |  | 0 | 2022
Lateral Hardening-Fuse-10566581 | Lateral Hardening | 13289 | 0 |  | 0 | 0
Lateral Hardening-Fuse-10566582 | Lateral Hardening | 13289 | 0 |  | 0 | 0
Lateral Hardening-Fuse-10566583 | Lateral Hardening | 13289 | 0 |  | 0 | 0
Lateral Hardening-Fuse-10566584 | Lateral Hardening | 13289 | 0 |  | 0 | 0
Lateral Hardening-Fuse-10566585 | Lateral Hardening | 13289 | 0 |  | 0 | 0
Lateral Hardening-Fuse-10567057 | Lateral Hardening | 13314 | 0 |  | 0 | 0
Lateral Hardening-Fuse-10567058 | Lateral Hardening | 13314 | 0 |  | 0 | 0
Lateral Hardening-Fuse-10567076 | Lateral Hardening | 13314 | 2021 |  | 0 | 2021
Lateral Hardening-Fuse-10567082 | Lateral Hardening | 13314 | 0 |  | 0 | 0
Lateral Hardening-Fuse-10567085 | Lateral Hardening | 13314 | 0 |  | 0 | 0
Lateral Hardening-Fuse-10567092 | Lateral Hardening | 13314 | 0 |  | 0 | 0
Lateral Hardening-Fuse-10567093 | Lateral Hardening | 13314 | 0 |  | 0 | 0
Lateral Hardening-Fuse-10567744 | Lateral Hardening | 13117 | 0 |  | 0 | 0
Lateral Hardening-Fuse-10567749 | Lateral Hardening | 13117 | 0 |  | 0 | 0
Lateral Hardening-Fuse-10567750 | Lateral Hardening | 13117 | 0 |  | 0 | 0
Lateral Hardening-Fuse-10567751 | Lateral Hardening | 13117 | 2027 |  | 0 | 2027
Lateral Hardening-Fuse-10567752 | Lateral Hardening | 13117 | 0 |  | 0 | 0
Lateral Hardening-Fuse-10567753 | Lateral Hardening | 13117 | 0 |  | 0 | 0
Lateral Hardening-Fuse-10567756 | Lateral Hardening | 13370 | 0 |  | 0 | 0
Lateral Hardening-Fuse-10567760 | Lateral Hardening | 13370 | 0 |  | 0 | 0
Lateral Hardening-Fuse-10567761 | Lateral Hardening | 13370 | 0 |  | 0 | 0
Lateral Hardening-Fuse-10567762 | Lateral Hardening | 13370 | 0 |  | 0 | 0
Lateral Hardening-Fuse-10567768 | Lateral Hardening | 13370 | 0 |  | 0 | 0
Lateral Hardening-Fuse-10567770 | Lateral Hardening | 13370 | 0 |  | 0 | 0
Lateral Hardening-Fuse-10567771 | Lateral Hardening | 13370 | 0 |  | 0 | 0
Lateral Hardening-Fuse-10567774 | Lateral Hardening | 13279 | 2027 |  | 0 | 2027
Lateral Hardening-Fuse-10567775 | Lateral Hardening | 13279 | 0 |  | 0 | 0
Lateral Hardening-Fuse-10567776 | Lateral Hardening | 13279 | 0 |  | 0 | 0
Lateral Hardening-Fuse-10567777 | Lateral Hardening | 13279 | 0 |  | 0 | 0
Lateral Hardening-Fuse-10567778 | Lateral Hardening | 13279 | 0 |  | 0 | 0
Lateral Hardening-Fuse-10567779 | Lateral Hardening | 13279 | 0 |  | 0 | 0
Lateral Hardening-Fuse-10567780 | Lateral Hardening | 13279 | 0 |  | 0 | 0
Lateral Hardening-Fuse-10567781 | Lateral Hardening | 13279 | 0 |  | 0 | 0
Lateral Hardening-Fuse-10567784 | Lateral Hardening | 13279 | 2027 |  | 0 | 2027
Lateral Hardening-Fuse-10567788 | Lateral Hardening | 13117 | 0 |  | 0 | 0
Lateral Hardening-Fuse-10567789 | Lateral Hardening | 13117 | 0 |  | 0 | 0
Lateral Hardening-Fuse-10567791 | Lateral Hardening | 13370 | 0 |  | 0 | 0
Lateral Hardening-Fuse-10567792 | Lateral Hardening | 13279 | 2027 |  | 0 | 2027
Lateral Hardening-Fuse-10567793 | Lateral Hardening | 13279 | 0 |  | 0 | 0
Lateral Hardening-Fuse-10569605 | Lateral Hardening | 13372 | 0 |  | 0 | 0
Lateral Hardening-Fuse-10569606 | Lateral Hardening | 13372 | 0 |  | 0 | 0
Lateral Hardening-Fuse-10569607 | Lateral Hardening | 13372 | 0 |  | 0 | 0
Lateral Hardening-Fuse-10569610 | Lateral Hardening | 13372 | 0 |  | 0 | 0
Lateral Hardening-Fuse-10569611 | Lateral Hardening | 13372 | 0 |  | 0 | 0
Lateral Hardening-Fuse-10569612 | Lateral Hardening | 13372 | 0 |  | 0 | 0
Lateral Hardening-Fuse-10569613 | Lateral Hardening | 13372 | 0 |  | 0 | 0
Lateral Hardening-Fuse-10569614 | Lateral Hardening | 13372 | 0 |  | 0 | 0
Lateral Hardening-Fuse-10569623 | Lateral Hardening | 13372 | 0 |  | 0 | 0
Lateral Hardening-Fuse-10569624 | Lateral Hardening | 13372 | 0 |  | 0 | 0
Lateral Hardening-Fuse-10569627 | Lateral Hardening | 13372 | 0 |  | 0 | 0
Lateral Hardening-Fuse-10569628 | Lateral Hardening | 13279 | 0 |  | 0 | 0
Lateral Hardening-Fuse-10570211 | Lateral Hardening | 13373 | 0 |  | 0 | 0
Lateral Hardening-Fuse-10570216 | Lateral Hardening | 13373 | 0 |  | 0 | 0
Lateral Hardening-Fuse-10570218 | Lateral Hardening | 13373 | 0 |  | 0 | 0
Lateral Hardening-Fuse-10570221 | Lateral Hardening | 13373 | 2024 |  | 0 | 2024
Lateral Hardening-Fuse-10570224 | Lateral Hardening | 13373 | 2024 |  | 0 | 2024
Lateral Hardening-Fuse-10570225 | Lateral Hardening | 13373 | 0 |  | 0 | 0
Lateral Hardening-Fuse-10570226 | Lateral Hardening | 13373 | 0 |  | 0 | 0
Lateral Hardening-Fuse-10570230 | Lateral Hardening | 13373 | 0 |  | 0 | 0
Lateral Hardening-Fuse-10570232 | Lateral Hardening | 13373 | 0 |  | 0 | 0
Lateral Hardening-Fuse-10570233 | Lateral Hardening | 13373 | 0 |  | 0 | 0
Lateral Hardening-Fuse-10570235 | Lateral Hardening | 13373 | 2024 |  | 0 | 2024
Lateral Hardening-Fuse-10570243 | Lateral Hardening | 13373 | 0 |  | 0 | 0
Lateral Hardening-Fuse-10570244 | Lateral Hardening | 13373 | 0 |  | 0 | 0
Lateral Hardening-Fuse-10570245 | Lateral Hardening | 13373 | 2024 |  | 0 | 2024
Lateral Hardening-Fuse-10570251 | Lateral Hardening | 13373 | 0 |  | 0 | 0
Lateral Hardening-Fuse-10570255 | Lateral Hardening | 13373 | 0 |  | 0 | 0
Lateral Hardening-Fuse-10570257 | Lateral Hardening | 13373 | 0 |  | 0 | 0
Lateral Hardening-Fuse-10570258 | Lateral Hardening | 13373 | 2024 |  | 0 | 2024
Lateral Hardening-Fuse-10570261 | Lateral Hardening | 13373 | 0 |  | 0 | 0
Lateral Hardening-Fuse-10570264 | Lateral Hardening | 13373 | 0 |  | 0 | 0
Lateral Hardening-Fuse-10570265 | Lateral Hardening | 13373 | 0 |  | 0 | 0
Lateral Hardening-Fuse-10571245 | Lateral Hardening | 14266 | 0 |  | 0 | 0
Lateral Hardening-Fuse-10571247 | Lateral Hardening | 14266 | 2023 |  | 0 | 2023
Lateral Hardening-Fuse-10572955 | Lateral Hardening | 13371 | 0 |  | 0 | 0
Lateral Hardening-Fuse-10572963 | Lateral Hardening | 13371 | 0 |  | 0 | 0
Lateral Hardening-Fuse-10572964 | Lateral Hardening | 13371 | 0 |  | 0 | 0
Lateral Hardening-Fuse-10572982 | Lateral Hardening | 13371 | 2026 |  | 0 | 2026
Lateral Hardening-Fuse-10572992 | Lateral Hardening | 13371 | 0 |  | 0 | 0
Lateral Hardening-Fuse-10572993 | Lateral Hardening | 13117 | 0 |  | 0 | 0
Lateral Hardening-Fuse-10572996 | Lateral Hardening | 13371 | 2026 |  | 0 | 2026
Lateral Hardening-Fuse-10572997 | Lateral Hardening | 13371 | 0 |  | 0 | 0
Lateral Hardening-Fuse-10573743 | Lateral Hardening | 13443 | 2022 |  | 0 | 2022
Lateral Hardening-Fuse-10573751 | Lateral Hardening | 13443 | 0 |  | 0 | 0
Lateral Hardening-Fuse-10573754 | Lateral Hardening | 13443 | 2022 |  | 0 | 2022
Lateral Hardening-Fuse-10573761 | Lateral Hardening | 13443 | 2022 |  | 0 | 2022
Lateral Hardening-Fuse-10573762 | Lateral Hardening | 13443 | 2022 |  | 0 | 2022
Lateral Hardening-Fuse-10573766 | Lateral Hardening | 13443 | 0 |  | 0 | 0
Lateral Hardening-Fuse-10573771 | Lateral Hardening | 13443 | 0 |  | 0 | 0
Lateral Hardening-Fuse-10573774 | Lateral Hardening | 13443 | 0 |  | 0 | 0
Lateral Hardening-Fuse-10577997 | Lateral Hardening | 13442 | 0 |  | 0 | 0
Lateral Hardening-Fuse-10578001 | Lateral Hardening | 13442 | 0 |  | 0 | 0
Lateral Hardening-Fuse-10578002 | Lateral Hardening | 13442 | 0 |  | 0 | 0
Lateral Hardening-Fuse-10578015 | Lateral Hardening | 13442 | 0 |  | 0 | 0
Lateral Hardening-Fuse-10578020 | Lateral Hardening | 13442 | 0 |  | 0 | 0
Lateral Hardening-Fuse-10578021 | Lateral Hardening | 13442 | 0 |  | 0 | 0
Lateral Hardening-Fuse-10580647 | Lateral Hardening | 13105 | 0 |  | 0 | 0
Lateral Hardening-Fuse-10580648 | Lateral Hardening | 13630 | 0 |  | 0 | 0
Lateral Hardening-Fuse-10580651 | Lateral Hardening | 13105 | 0 |  | 0 | 0
Lateral Hardening-Fuse-10580656 | Lateral Hardening | 13105 | 0 |  | 0 | 0
Lateral Hardening-Fuse-10580657 | Lateral Hardening | 13105 | 0 |  | 0 | 0
Lateral Hardening-Fuse-10580658 | Lateral Hardening | 13105 | 0 |  | 0 | 0
Lateral Hardening-Fuse-10580659 | Lateral Hardening | 13105 | 0 |  | 0 | 0
Lateral Hardening-Fuse-10580661 | Lateral Hardening | 13105 | 0 |  | 0 | 0
Lateral Hardening-Fuse-10580662 | Lateral Hardening | 13105 | 0 |  | 0 | 0
Lateral Hardening-Fuse-10580664 | Lateral Hardening | 13105 | 0 |  | 0 | 0
Lateral Hardening-Fuse-10580666 | Lateral Hardening | 13105 | 0 |  | 0 | 0
Lateral Hardening-Fuse-10580675 | Lateral Hardening | 13105 | 0 |  | 0 | 0
Lateral Hardening-Fuse-10580676 | Lateral Hardening | 13105 | 2021 |  | 0 | 2021
Lateral Hardening-Fuse-10580678 | Lateral Hardening | 13105 | 2021 |  | 0 | 2021
Lateral Hardening-Fuse-10580679 | Lateral Hardening | 13105 | 0 |  | 0 | 0
Lateral Hardening-Fuse-10580681 | Lateral Hardening | 13105 | 0 |  | 0 | 0
Lateral Hardening-Fuse-10580684 | Lateral Hardening | 13105 | 0 |  | 0 | 0
Lateral Hardening-Fuse-10580685 | Lateral Hardening | 13105 | 0 |  | 0 | 0
Lateral Hardening-Fuse-10580686 | Lateral Hardening | 13105 | 0 |  | 0 | 0
Lateral Hardening-Fuse-10580687 | Lateral Hardening | 13105 | 0 |  | 0 | 0
Lateral Hardening-Fuse-10580688 | Lateral Hardening | 13105 | 0 |  | 0 | 0
Lateral Hardening-Fuse-10580689 | Lateral Hardening | 13105 | 2021 |  | 0 | 2021
Lateral Hardening-Fuse-10580690 | Lateral Hardening | 13105 | 2021 |  | 0 | 2021
Lateral Hardening-Fuse-10580691 | Lateral Hardening | 13105 | 0 |  | 0 | 0
Lateral Hardening-Fuse-10580692 | Lateral Hardening | 13105 | 0 |  | 0 | 0
Lateral Hardening-Fuse-10580694 | Lateral Hardening | 13105 | 0 |  | 0 | 0
Lateral Hardening-Fuse-10580697 | Lateral Hardening | 13105 | 0 |  | 0 | 0
Lateral Hardening-Fuse-10580698 | Lateral Hardening | 13105 | 0 |  | 0 | 0
Lateral Hardening-Fuse-10580708 | Lateral Hardening | 13105 | 0 |  | 0 | 0
Lateral Hardening-Fuse-10581457 | Lateral Hardening | 13181 | 0 |  | 0 | 0
Lateral Hardening-Fuse-10581460 | Lateral Hardening | 13181 | 0 |  | 0 | 0
Lateral Hardening-Fuse-10582057 | Lateral Hardening | 13838 | 2026 |  | 0 | 2026
Lateral Hardening-Fuse-10582069 | Lateral Hardening | 13354 | 2021 |  | 0 | 2021
Lateral Hardening-Fuse-10583637 | Lateral Hardening | 13840 | 0 |  | 0 | 0
Lateral Hardening-Fuse-10583638 | Lateral Hardening | 13840 | 2023 |  | 0 | 2023
Lateral Hardening-Fuse-10583642 | Lateral Hardening | 13840 | 0 |  | 0 | 0
Lateral Hardening-Fuse-10583646 | Lateral Hardening | 13840 | 0 |  | 0 | 0
Lateral Hardening-Fuse-10583650 | Lateral Hardening | 13840 | 0 |  | 0 | 0
Lateral Hardening-Fuse-10583651 | Lateral Hardening | 13840 | 0 |  | 0 | 0
Lateral Hardening-Fuse-10583652 | Lateral Hardening | 13840 | 2023 |  | 0 | 2023
Lateral Hardening-Fuse-10583657 | Lateral Hardening | 13840 | 2023 |  | 0 | 2023
Lateral Hardening-Fuse-10583659 | Lateral Hardening | 13840 | 0 |  | 0 | 0
Lateral Hardening-Fuse-10583660 | Lateral Hardening | 13840 | 0 |  | 0 | 0
Lateral Hardening-Fuse-10583671 | Lateral Hardening | 13840 | 0 |  | 0 | 0
Lateral Hardening-Fuse-10583674 | Lateral Hardening | 13840 | 0 |  | 0 | 0
Lateral Hardening-Fuse-10588268 | Lateral Hardening | 13444 | 0 |  | 0 | 0
Lateral Hardening-Fuse-10588269 | Lateral Hardening | 13444 | 0 |  | 0 | 0
Lateral Hardening-Fuse-10588272 | Lateral Hardening | 13444 | 0 |  | 0 | 0
Lateral Hardening-Fuse-10588273 | Lateral Hardening | 13444 | 0 |  | 0 | 0
Lateral Hardening-Fuse-10588274 | Lateral Hardening | 13444 | 0 |  | 0 | 0
Lateral Hardening-Fuse-10588275 | Lateral Hardening | 13444 | 0 |  | 0 | 0
Lateral Hardening-Fuse-10588277 | Lateral Hardening | 13444 | 0 |  | 0 | 0
Lateral Hardening-Fuse-10588280 | Lateral Hardening | 13444 | 0 |  | 0 | 0
Lateral Hardening-Fuse-10588281 | Lateral Hardening | 13444 | 2029 |  | 0 | 2029
Lateral Hardening-Fuse-10588283 | Lateral Hardening | 13444 | 0 |  | 0 | 0
Lateral Hardening-Fuse-10588284 | Lateral Hardening | 13444 | 0 |  | 0 | 0
Lateral Hardening-Fuse-10588290 | Lateral Hardening | 13444 | 0 |  | 0 | 0
Lateral Hardening-Fuse-10588294 | Lateral Hardening | 13444 | 0 |  | 0 | 0
Lateral Hardening-Fuse-10588295 | Lateral Hardening | 13444 | 0 |  | 0 | 0
Lateral Hardening-Fuse-10588296 | Lateral Hardening | 13444 | 0 |  | 0 | 0
Lateral Hardening-Fuse-10588297 | Lateral Hardening | 13444 | 0 |  | 0 | 0
Lateral Hardening-Fuse-10588791 | Lateral Hardening | 13471 | 0 |  | 0 | 0
Lateral Hardening-Fuse-10588792 | Lateral Hardening | 13471 | 0 |  | 0 | 0
Lateral Hardening-Fuse-10588793 | Lateral Hardening | 13471 | 0 |  | 0 | 0
Lateral Hardening-Fuse-10588795 | Lateral Hardening | 13471 | 0 |  | 0 | 0
Lateral Hardening-Fuse-10588796 | Lateral Hardening | 13471 | 0 |  | 0 | 0
Lateral Hardening-Fuse-10588797 | Lateral Hardening | 13471 | 0 |  | 0 | 0
Lateral Hardening-Fuse-10588798 | Lateral Hardening | 13471 | 0 |  | 0 | 0
Lateral Hardening-Fuse-10588799 | Lateral Hardening | 13471 | 0 |  | 0 | 0
Lateral Hardening-Fuse-10588801 | Lateral Hardening | 13471 | 0 |  | 0 | 0
Lateral Hardening-Fuse-10588804 | Lateral Hardening | 13471 | 0 |  | 0 | 0
Lateral Hardening-Fuse-10588805 | Lateral Hardening | 13471 | 0 |  | 0 | 0
Lateral Hardening-Fuse-10588807 | Lateral Hardening | 13471 | 0 |  | 0 | 0
Lateral Hardening-Fuse-10588812 | Lateral Hardening | 13471 | 0 |  | 0 | 0
Lateral Hardening-Fuse-10588817 | Lateral Hardening | 13471 | 0 |  | 0 | 0
Lateral Hardening-Fuse-10588819 | Lateral Hardening | 13471 | 0 |  | 0 | 0
Lateral Hardening-Fuse-10588822 | Lateral Hardening | 13471 | 0 |  | 0 | 0
Lateral Hardening-Fuse-10588824 | Lateral Hardening | 13471 | 0 |  | 0 | 0
Lateral Hardening-Fuse-10588826 | Lateral Hardening | 13471 | 0 |  | 0 | 0
Lateral Hardening-Fuse-10588828 | Lateral Hardening | 13471 | 0 |  | 0 | 0
Lateral Hardening-Fuse-10589587 | Lateral Hardening | 13756 | 2021 |  | 0 | 2021
Lateral Hardening-Fuse-10589590 | Lateral Hardening | 13756 | 0 |  | 0 | 0
Lateral Hardening-Fuse-10589595 | Lateral Hardening | 13756 | 2021 |  | 0 | 2021
Lateral Hardening-Fuse-10589600 | Lateral Hardening | 13756 | 0 |  | 0 | 0
Lateral Hardening-Fuse-10589601 | Lateral Hardening | 13756 | 0 |  | 0 | 0
Lateral Hardening-Fuse-10589602 | Lateral Hardening | 13756 | 0 |  | 0 | 0
Lateral Hardening-Fuse-10590610 | Lateral Hardening | 13127 | 0 |  | 0 | 0
Lateral Hardening-Fuse-10590611 | Lateral Hardening | 13579 | 0 |  | 0 | 0
Lateral Hardening-Fuse-10590614 | Lateral Hardening | 13579 | 0 |  | 0 | 0
Lateral Hardening-Fuse-10590617 | Lateral Hardening | 13579 | 0 |  | 0 | 0
Lateral Hardening-Fuse-10590622 | Lateral Hardening | 13579 | 0 |  | 0 | 0
Lateral Hardening-Fuse-10590623 | Lateral Hardening | 13127 | 0 |  | 0 | 0
Lateral Hardening-Fuse-10590624 | Lateral Hardening | 13127 | 0 |  | 0 | 0
Lateral Hardening-Fuse-10590625 | Lateral Hardening | 13127 | 0 |  | 0 | 0
Lateral Hardening-Fuse-10590626 | Lateral Hardening | 13127 | 0 |  | 0 | 0
Lateral Hardening-Fuse-10590628 | Lateral Hardening | 13579 | 0 |  | 0 | 0
Lateral Hardening-Fuse-10590629 | Lateral Hardening | 13579 | 0 |  | 0 | 0
Lateral Hardening-Fuse-10590630 | Lateral Hardening | 13579 | 2027 |  | 0 | 2027
Lateral Hardening-Fuse-10590631 | Lateral Hardening | 13579 | 0 |  | 0 | 0
Lateral Hardening-Fuse-10590637 | Lateral Hardening | 13579 | 0 |  | 0 | 0
Lateral Hardening-Fuse-10590638 | Lateral Hardening | 13579 | 0 |  | 0 | 0
Lateral Hardening-Fuse-10590641 | Lateral Hardening | 13127 | 0 |  | 0 | 0
Lateral Hardening-Fuse-10590645 | Lateral Hardening | 13127 | 0 |  | 0 | 0
Lateral Hardening-Fuse-10594239 | Lateral Hardening | 13516 | 0 |  | 0 | 0
Lateral Hardening-Fuse-10594240 | Lateral Hardening | 13516 | 0 |  | 0 | 0
Lateral Hardening-Fuse-10594242 | Lateral Hardening | 13516 | 0 |  | 0 | 0
Lateral Hardening-Fuse-10594243 | Lateral Hardening | 13516 | 0 |  | 0 | 0
Lateral Hardening-Fuse-10594246 | Lateral Hardening | 13516 | 0 |  | 0 | 0
Lateral Hardening-Fuse-10594254 | Lateral Hardening | 13516 | 0 |  | 0 | 0
Lateral Hardening-Fuse-10594255 | Lateral Hardening | 13516 | 0 |  | 0 | 0
Lateral Hardening-Fuse-10594256 | Lateral Hardening | 13516 | 0 |  | 0 | 0
Lateral Hardening-Fuse-10594261 | Lateral Hardening | 13516 | 0 |  | 0 | 0
Lateral Hardening-Fuse-10595449 | Lateral Hardening | 13294 | 0 |  | 0 | 0
Lateral Hardening-Fuse-10595452 | Lateral Hardening | 13294 | 0 |  | 0 | 0
Lateral Hardening-Fuse-10595464 | Lateral Hardening | 13698 | 0 |  | 0 | 0
Lateral Hardening-Fuse-10595467 | Lateral Hardening | 13698 | 0 |  | 0 | 0
Lateral Hardening-Fuse-10595470 | Lateral Hardening | 13698 | 2022 |  | 0 | 2022
Lateral Hardening-Fuse-10595473 | Lateral Hardening | 13698 | 0 |  | 0 | 0
Lateral Hardening-Fuse-10595474 | Lateral Hardening | 13698 | 0 |  | 0 | 0
Lateral Hardening-Fuse-10595476 | Lateral Hardening | 13698 | 0 |  | 0 | 0
Lateral Hardening-Fuse-10595477 | Lateral Hardening | 13698 | 0 |  | 0 | 0
Lateral Hardening-Fuse-10595478 | Lateral Hardening | 13698 | 0 |  | 0 | 0
Lateral Hardening-Fuse-10595479 | Lateral Hardening | 13698 | 0 |  | 0 | 0
Lateral Hardening-Fuse-10595480 | Lateral Hardening | 13698 | 0 |  | 0 | 0
Lateral Hardening-Fuse-10595481 | Lateral Hardening | 13698 | 0 |  | 0 | 0
Lateral Hardening-Fuse-10595483 | Lateral Hardening | 13698 | 0 |  | 0 | 0
Lateral Hardening-Fuse-10595485 | Lateral Hardening | 13698 | 0 |  | 0 | 0
Lateral Hardening-Fuse-10595487 | Lateral Hardening | 13698 | 0 |  | 0 | 0
Lateral Hardening-Fuse-10595490 | Lateral Hardening | 13698 | 0 |  | 0 | 0
Lateral Hardening-Fuse-10595492 | Lateral Hardening | 13698 | 0 |  | 0 | 0
Lateral Hardening-Fuse-10595493 | Lateral Hardening | 13698 | 0 |  | 0 | 0
Lateral Hardening-Fuse-10595494 | Lateral Hardening | 13698 | 0 |  | 0 | 0
Lateral Hardening-Fuse-10595496 | Lateral Hardening | 13698 | 0 |  | 0 | 0
Lateral Hardening-Fuse-10595497 | Lateral Hardening | 13698 | 0 |  | 0 | 0
Lateral Hardening-Fuse-10595498 | Lateral Hardening | 13698 | 0 |  | 0 | 0
Lateral Hardening-Fuse-10595500 | Lateral Hardening | 13698 | 2022 |  | 0 | 2022
Lateral Hardening-Fuse-10595504 | Lateral Hardening | 13698 | 0 |  | 0 | 0
Lateral Hardening-Fuse-10595506 | Lateral Hardening | 13698 | 0 |  | 0 | 0
Lateral Hardening-Fuse-10595510 | Lateral Hardening | 13698 | 0 |  | 0 | 0
Lateral Hardening-Fuse-10595511 | Lateral Hardening | 13698 | 0 |  | 0 | 0
Lateral Hardening-Fuse-10595513 | Lateral Hardening | 13698 | 0 |  | 0 | 0
Lateral Hardening-Fuse-10595515 | Lateral Hardening | 13698 | 0 |  | 0 | 0
Lateral Hardening-Fuse-10595516 | Lateral Hardening | 13294 | 0 |  | 0 | 0
Lateral Hardening-Fuse-10595517 | Lateral Hardening | 13294 | 0 |  | 0 | 0
Lateral Hardening-Fuse-10595520 | Lateral Hardening | 13698 | 0 |  | 0 | 0
Lateral Hardening-Fuse-10595521 | Lateral Hardening | 13698 | 0 |  | 0 | 0
Lateral Hardening-Fuse-10595523 | Lateral Hardening | 13698 | 0 |  | 0 | 0
Lateral Hardening-Fuse-10595524 | Lateral Hardening | 13698 | 0 |  | 0 | 0
Lateral Hardening-Fuse-10595525 | Lateral Hardening | 13698 | 0 |  | 0 | 0
Lateral Hardening-Fuse-10595526 | Lateral Hardening | 13698 | 0 |  | 0 | 0
Lateral Hardening-Fuse-10595527 | Lateral Hardening | 13294 | 0 |  | 0 | 0
Lateral Hardening-Fuse-10595529 | Lateral Hardening | 13698 | 0 |  | 0 | 0
Lateral Hardening-Fuse-10595530 | Lateral Hardening | 13698 | 0 |  | 0 | 0
Lateral Hardening-Fuse-10595531 | Lateral Hardening | 13698 | 0 |  | 0 | 0
Lateral Hardening-Fuse-10595532 | Lateral Hardening | 13294 | 0 |  | 0 | 0
Lateral Hardening-Fuse-10595533 | Lateral Hardening | 13698 | 0 |  | 0 | 0
Lateral Hardening-Fuse-10596807 | Lateral Hardening | 13770 | 0 |  | 0 | 0
Lateral Hardening-Fuse-10596832 | Lateral Hardening | 13770 | 2023 |  | 0 | 2023
Lateral Hardening-Fuse-10596839 | Lateral Hardening | 13770 | 0 |  | 0 | 0
Lateral Hardening-Fuse-10596841 | Lateral Hardening | 13770 | 2023 |  | 0 | 2023
Lateral Hardening-Fuse-10596847 | Lateral Hardening | 13770 | 0 |  | 0 | 0
Lateral Hardening-Fuse-10596850 | Lateral Hardening | 13770 | 2023 |  | 0 | 2023
Lateral Hardening-Fuse-10596851 | Lateral Hardening | 13770 | 0 |  | 0 | 0
Lateral Hardening-Fuse-10596852 | Lateral Hardening | 13770 | 0 |  | 0 | 0
Lateral Hardening-Fuse-10596853 | Lateral Hardening | 13770 | 0 |  | 0 | 0
Lateral Hardening-Fuse-10599389 | Lateral Hardening | 13473 | 0 |  | 0 | 0
Lateral Hardening-Fuse-10599390 | Lateral Hardening | 13473 | 0 |  | 0 | 0
Lateral Hardening-Fuse-10599392 | Lateral Hardening | 13473 | 0 |  | 0 | 0
Lateral Hardening-Fuse-10599396 | Lateral Hardening | 13473 | 0 |  | 0 | 0
Lateral Hardening-Fuse-10599398 | Lateral Hardening | 13473 | 0 |  | 0 | 0
Lateral Hardening-Fuse-10599399 | Lateral Hardening | 13473 | 0 |  | 0 | 0
Lateral Hardening-Fuse-10599405 | Lateral Hardening | 13473 | 0 |  | 0 | 0
Lateral Hardening-Fuse-10599406 | Lateral Hardening | 13473 | 0 |  | 0 | 0
Lateral Hardening-Fuse-10599416 | Lateral Hardening | 13473 | 2021 |  | 0 | 2021
Lateral Hardening-Fuse-10599419 | Lateral Hardening | 13473 | 0 |  | 0 | 0
Lateral Hardening-Fuse-10599422 | Lateral Hardening | 13473 | 0 |  | 0 | 0
Lateral Hardening-Fuse-10599428 | Lateral Hardening | 13473 | 0 |  | 0 | 0
Lateral Hardening-Fuse-10599429 | Lateral Hardening | 13473 | 0 |  | 0 | 0
Lateral Hardening-Fuse-10599430 | Lateral Hardening | 13473 | 0 |  | 0 | 0
Lateral Hardening-Fuse-10599433 | Lateral Hardening | 13473 | 0 |  | 0 | 0
Lateral Hardening-Fuse-10599435 | Lateral Hardening | 13473 | 0 |  | 0 | 0
Lateral Hardening-Fuse-10599440 | Lateral Hardening | 13473 | 0 |  | 0 | 0
Lateral Hardening-Fuse-10600225 | Lateral Hardening | 13479 | 0 |  | 0 | 0
Lateral Hardening-Fuse-10600226 | Lateral Hardening | 13479 | 0 |  | 0 | 0
Lateral Hardening-Fuse-10601408 | Lateral Hardening | 13661 | 0 |  | 0 | 0
Lateral Hardening-Fuse-10601413 | Lateral Hardening | 13661 | 0 |  | 0 | 0
Lateral Hardening-Fuse-10601416 | Lateral Hardening | 13661 | 0 |  | 0 | 0
Lateral Hardening-Fuse-10601422 | Lateral Hardening | 13918 | 0 |  | 0 | 0
Lateral Hardening-Fuse-10601425 | Lateral Hardening | 13661 | 0 |  | 0 | 0
Lateral Hardening-Fuse-10601433 | Lateral Hardening | 13918 | 0 |  | 0 | 0
Lateral Hardening-Fuse-10601445 | Lateral Hardening | 13922 | 0 |  | 0 | 0
Lateral Hardening-Fuse-10603600 | Lateral Hardening | 13772 | 0 |  | 0 | 0
Lateral Hardening-Fuse-10603605 | Lateral Hardening | 13772 | 0 |  | 0 | 0
Lateral Hardening-Fuse-10603627 | Lateral Hardening | 13772 | 0 |  | 0 | 0
Lateral Hardening-Fuse-10603632 | Lateral Hardening | 13772 | 0 |  | 0 | 0
Lateral Hardening-Fuse-10603635 | Lateral Hardening | 13772 | 0 |  | 0 | 0
Lateral Hardening-Fuse-10603642 | Lateral Hardening | 13772 | 0 |  | 0 | 0
Lateral Hardening-Fuse-10603652 | Lateral Hardening | 13772 | 0 |  | 0 | 0
Lateral Hardening-Fuse-10603657 | Lateral Hardening | 13772 | 2024 |  | 0 | 2024
Lateral Hardening-Fuse-10603659 | Lateral Hardening | 13772 | 0 |  | 0 | 0
Lateral Hardening-Fuse-10605099 | Lateral Hardening | 13924 | 0 |  | 0 | 0
Lateral Hardening-Fuse-10605101 | Lateral Hardening | 13924 | 0 |  | 0 | 0
Lateral Hardening-Fuse-10605102 | Lateral Hardening | 13924 | 2029 |  | 0 | 2029
Lateral Hardening-Fuse-10605105 | Lateral Hardening | 13924 | 0 |  | 0 | 0
Lateral Hardening-Fuse-10605108 | Lateral Hardening | 13924 | 0 |  | 0 | 0
Lateral Hardening-Fuse-10605109 | Lateral Hardening | 13924 | 0 |  | 0 | 0
Lateral Hardening-Fuse-10605111 | Lateral Hardening | 13924 | 0 |  | 0 | 0
Lateral Hardening-Fuse-10605127 | Lateral Hardening | 13924 | 0 |  | 0 | 0
Lateral Hardening-Fuse-10605128 | Lateral Hardening | 13924 | 0 |  | 0 | 0
Lateral Hardening-Fuse-10605134 | Lateral Hardening | 13924 | 0 |  | 0 | 0
Lateral Hardening-Fuse-10605136 | Lateral Hardening | 13924 | 0 |  | 0 | 0
Lateral Hardening-Fuse-10605137 | Lateral Hardening | 13924 | 0 |  | 0 | 0
Lateral Hardening-Fuse-10605142 | Lateral Hardening | 13924 | 0 |  | 0 | 0
Lateral Hardening-Fuse-10605144 | Lateral Hardening | 13924 | 0 |  | 0 | 0
Lateral Hardening-Fuse-10605145 | Lateral Hardening | 13924 | 0 |  | 0 | 0
Lateral Hardening-Fuse-10605147 | Lateral Hardening | 13924 | 0 |  | 0 | 0
Lateral Hardening-Fuse-10605148 | Lateral Hardening | 13924 | 0 |  | 0 | 0
Lateral Hardening-Fuse-10605149 | Lateral Hardening | 13924 | 2029 |  | 0 | 2029
Lateral Hardening-Fuse-10605153 | Lateral Hardening | 13924 | 2029 |  | 0 | 2029
Lateral Hardening-Fuse-10605156 | Lateral Hardening | 13924 | 0 |  | 0 | 0
Lateral Hardening-Fuse-10605162 | Lateral Hardening | 13924 | 0 |  | 0 | 0
Lateral Hardening-Fuse-10605167 | Lateral Hardening | 13924 | 0 |  | 0 | 0
Lateral Hardening-Fuse-10605168 | Lateral Hardening | 13924 | 0 |  | 0 | 0
Lateral Hardening-Fuse-10605169 | Lateral Hardening | 13924 | 0 |  | 0 | 0
Lateral Hardening-Fuse-10605170 | Lateral Hardening | 13924 | 0 |  | 0 | 0
Lateral Hardening-Fuse-10605171 | Lateral Hardening | 13924 | 2029 |  | 0 | 2029
Lateral Hardening-Fuse-10605172 | Lateral Hardening | 13924 | 0 |  | 0 | 0
Lateral Hardening-Fuse-10605174 | Lateral Hardening | 13924 | 0 |  | 0 | 0
Lateral Hardening-Fuse-10605175 | Lateral Hardening | 13924 | 0 |  | 0 | 0
Lateral Hardening-Fuse-10605180 | Lateral Hardening | 13924 | 0 |  | 0 | 0
Lateral Hardening-Fuse-10605182 | Lateral Hardening | 13924 | 0 |  | 0 | 0
Lateral Hardening-Fuse-10605185 | Lateral Hardening | 13924 | 0 |  | 0 | 0
Lateral Hardening-Fuse-10605192 | Lateral Hardening | 13924 | 0 |  | 0 | 0
Lateral Hardening-Fuse-10605193 | Lateral Hardening | 13924 | 0 |  | 0 | 0
Lateral Hardening-Fuse-10605194 | Lateral Hardening | 13924 | 0 |  | 0 | 0
Lateral Hardening-Fuse-10605196 | Lateral Hardening | 13924 | 0 |  | 0 | 0
Lateral Hardening-Fuse-10605199 | Lateral Hardening | 13924 | 0 |  | 0 | 0
Lateral Hardening-Fuse-10605200 | Lateral Hardening | 13924 | 0 |  | 0 | 0
Lateral Hardening-Fuse-10605201 | Lateral Hardening | 13924 | 0 |  | 0 | 0
Lateral Hardening-Fuse-10605202 | Lateral Hardening | 13924 | 0 |  | 0 | 0
Lateral Hardening-Fuse-10605203 | Lateral Hardening | 13924 | 0 |  | 0 | 0
Lateral Hardening-Fuse-10605207 | Lateral Hardening | 13924 | 0 |  | 0 | 0
Lateral Hardening-Fuse-10605210 | Lateral Hardening | 13924 | 0 |  | 0 | 0
Lateral Hardening-Fuse-10605212 | Lateral Hardening | 13924 | 0 |  | 0 | 0
Lateral Hardening-Fuse-10606348 | Lateral Hardening | 13151 | 0 |  | 0 | 0
Lateral Hardening-Fuse-10606352 | Lateral Hardening | 13151 | 0 |  | 0 | 0
Lateral Hardening-Fuse-10608711 | Lateral Hardening | 13916 | 0 |  | 0 | 0
Lateral Hardening-Fuse-10608740 | Lateral Hardening | 13921 | 0 |  | 0 | 0
Lateral Hardening-Fuse-10608741 | Lateral Hardening | 13921 | 0 |  | 0 | 0
Lateral Hardening-Fuse-10608742 | Lateral Hardening | 13921 | 0 |  | 0 | 0
Lateral Hardening-Fuse-10608744 | Lateral Hardening | 13921 | 0 |  | 0 | 0
Lateral Hardening-Fuse-10608746 | Lateral Hardening | 13916 | 0 |  | 0 | 0
Lateral Hardening-Fuse-10612028 | Lateral Hardening | 13927 | 0 |  | 0 | 0
Lateral Hardening-Fuse-10612047 | Lateral Hardening | 13927 | 0 |  | 0 | 0
Lateral Hardening-Fuse-10612050 | Lateral Hardening | 13927 | 2024 |  | 0 | 2024
Lateral Hardening-Fuse-10612053 | Lateral Hardening | 13927 | 0 |  | 0 | 0
Lateral Hardening-Fuse-10612058 | Lateral Hardening | 13927 | 0 |  | 0 | 0
Lateral Hardening-Fuse-10612060 | Lateral Hardening | 13927 | 0 |  | 0 | 0
Lateral Hardening-Fuse-10612062 | Lateral Hardening | 13927 | 0 |  | 0 | 0
Lateral Hardening-Fuse-10612064 | Lateral Hardening | 13927 | 2024 |  | 0 | 2024
Lateral Hardening-Fuse-10612066 | Lateral Hardening | 13927 | 0 |  | 0 | 0
Lateral Hardening-Fuse-10612067 | Lateral Hardening | 13927 | 0 |  | 0 | 0
Lateral Hardening-Fuse-10612068 | Lateral Hardening | 13927 | 0 |  | 0 | 0
Lateral Hardening-Fuse-10612069 | Lateral Hardening | 13927 | 0 |  | 0 | 0
Lateral Hardening-Fuse-10612070 | Lateral Hardening | 13927 | 0 |  | 0 | 0
Lateral Hardening-Fuse-10612071 | Lateral Hardening | 13927 | 2024 |  | 0 | 2024
Lateral Hardening-Fuse-10612072 | Lateral Hardening | 13927 | 0 |  | 0 | 0
Lateral Hardening-Fuse-10612078 | Lateral Hardening | 13927 | 2024 |  | 0 | 2024
Lateral Hardening-Fuse-10612079 | Lateral Hardening | 13927 | 2024 |  | 0 | 2024
Lateral Hardening-Fuse-10612081 | Lateral Hardening | 13927 | 0 |  | 0 | 0
Lateral Hardening-Fuse-10612083 | Lateral Hardening | 13927 | 2024 |  | 0 | 2024
Lateral Hardening-Fuse-10612084 | Lateral Hardening | 13927 | 0 |  | 0 | 0
Lateral Hardening-Fuse-10612085 | Lateral Hardening | 13927 | 0 |  | 0 | 0
Lateral Hardening-Fuse-10612086 | Lateral Hardening | 13927 | 0 |  | 0 | 0
Lateral Hardening-Fuse-10612089 | Lateral Hardening | 13927 | 0 |  | 0 | 0
Lateral Hardening-Fuse-10612093 | Lateral Hardening | 13927 | 0 |  | 0 | 0
Lateral Hardening-Fuse-10612094 | Lateral Hardening | 13927 | 0 |  | 0 | 0
Lateral Hardening-Fuse-10612095 | Lateral Hardening | 13927 | 0 |  | 0 | 0
Lateral Hardening-Fuse-10612096 | Lateral Hardening | 13927 | 0 |  | 0 | 0
Lateral Hardening-Fuse-10612098 | Lateral Hardening | 13927 | 0 |  | 0 | 0
Lateral Hardening-Fuse-10612102 | Lateral Hardening | 13927 | 0 |  | 0 | 0
Lateral Hardening-Fuse-10612105 | Lateral Hardening | 13927 | 0 |  | 0 | 0
Lateral Hardening-Fuse-10612107 | Lateral Hardening | 13927 | 0 |  | 0 | 0
Lateral Hardening-Fuse-10612108 | Lateral Hardening | 13927 | 0 |  | 0 | 0
Lateral Hardening-Fuse-10612109 | Lateral Hardening | 13927 | 0 |  | 0 | 0
Lateral Hardening-Fuse-10612113 | Lateral Hardening | 13927 | 0 |  | 0 | 0
Lateral Hardening-Fuse-10612114 | Lateral Hardening | 13927 | 0 |  | 0 | 0
Lateral Hardening-Fuse-10612115 | Lateral Hardening | 13927 | 0 |  | 0 | 0
Lateral Hardening-Fuse-10612118 | Lateral Hardening | 13927 | 0 |  | 0 | 0
Lateral Hardening-Fuse-10612119 | Lateral Hardening | 13927 | 0 |  | 0 | 0
Lateral Hardening-Fuse-10612120 | Lateral Hardening | 13927 | 0 |  | 0 | 0
Lateral Hardening-Fuse-10612121 | Lateral Hardening | 13927 | 0 |  | 0 | 0
Lateral Hardening-Fuse-10612123 | Lateral Hardening | 13927 | 0 |  | 0 | 0
Lateral Hardening-Fuse-10612126 | Lateral Hardening | 13927 | 0 |  | 0 | 0
Lateral Hardening-Fuse-10612127 | Lateral Hardening | 13927 | 0 |  | 0 | 0
Lateral Hardening-Fuse-10612129 | Lateral Hardening | 13927 | 0 |  | 0 | 0
Lateral Hardening-Fuse-10612131 | Lateral Hardening | 13927 | 0 |  | 0 | 0
Lateral Hardening-Fuse-10612133 | Lateral Hardening | 13927 | 0 |  | 0 | 0
Lateral Hardening-Fuse-10612135 | Lateral Hardening | 13927 | 0 |  | 0 | 0
Lateral Hardening-Fuse-10612136 | Lateral Hardening | 13927 | 0 |  | 0 | 0
Lateral Hardening-Fuse-10612137 | Lateral Hardening | 13927 | 0 |  | 0 | 0
Lateral Hardening-Fuse-10612139 | Lateral Hardening | 13927 | 0 |  | 0 | 0
Lateral Hardening-Fuse-10612140 | Lateral Hardening | 13927 | 0 |  | 0 | 0
Lateral Hardening-Fuse-10615013 | Lateral Hardening | 13125 | 2024 |  | 0 | 2024
Lateral Hardening-Fuse-10615016 | Lateral Hardening | 13125 | 2024 |  | 0 | 2024
Lateral Hardening-Fuse-10615019 | Lateral Hardening | 13125 | 0 |  | 0 | 0
Lateral Hardening-Fuse-10615020 | Lateral Hardening | 13125 | 0 |  | 0 | 0
Lateral Hardening-Fuse-10615022 | Lateral Hardening | 13125 | 0 |  | 0 | 0
Lateral Hardening-Fuse-10615023 | Lateral Hardening | 13125 | 2024 |  | 0 | 2024
Lateral Hardening-Fuse-10615024 | Lateral Hardening | 13125 | 2024 |  | 0 | 2024
Lateral Hardening-Fuse-10615026 | Lateral Hardening | 13125 | 0 |  | 0 | 0
Lateral Hardening-Fuse-10615027 | Lateral Hardening | 13125 | 0 |  | 0 | 0
Lateral Hardening-Fuse-10615030 | Lateral Hardening | 13125 | 0 |  | 0 | 0
Lateral Hardening-Fuse-10615032 | Lateral Hardening | 13125 | 0 |  | 0 | 0
Lateral Hardening-Fuse-10616389 | Lateral Hardening | 13124 | 0 |  | 0 | 0
Lateral Hardening-Fuse-10616392 | Lateral Hardening | 13126 | 0 |  | 0 | 0
Lateral Hardening-Fuse-10616419 | Lateral Hardening | 13126 | 2029 |  | 0 | 2029
Lateral Hardening-Fuse-10616422 | Lateral Hardening | 13126 | 0 |  | 0 | 0
Lateral Hardening-Fuse-10616431 | Lateral Hardening | 13124 | 0 |  | 0 | 0
Lateral Hardening-Fuse-10616433 | Lateral Hardening | 13124 | 0 |  | 0 | 0
Lateral Hardening-Fuse-10616434 | Lateral Hardening | 13124 | 0 |  | 0 | 0
Lateral Hardening-Fuse-10616436 | Lateral Hardening | 13124 | 0 |  | 0 | 0
Lateral Hardening-Fuse-10616441 | Lateral Hardening | 13126 | 0 |  | 0 | 0
Lateral Hardening-Fuse-10616445 | Lateral Hardening | 13126 | 0 |  | 0 | 0
Lateral Hardening-Fuse-10616446 | Lateral Hardening | 13126 | 0 |  | 0 | 0
Lateral Hardening-Fuse-10616447 | Lateral Hardening | 13124 | 0 |  | 0 | 0
Lateral Hardening-Fuse-10616453 | Lateral Hardening | 13126 | 0 |  | 0 | 0
Lateral Hardening-Fuse-10616454 | Lateral Hardening | 13126 | 0 |  | 0 | 0
Lateral Hardening-Fuse-10616460 | Lateral Hardening | 13124 | 0 |  | 0 | 0
Lateral Hardening-Fuse-10616466 | Lateral Hardening | 13126 | 2029 |  | 0 | 2029
Lateral Hardening-Fuse-10616467 | Lateral Hardening | 13126 | 0 |  | 0 | 0
Lateral Hardening-Fuse-10616469 | Lateral Hardening | 13124 | 0 |  | 0 | 0
Lateral Hardening-Fuse-10616470 | Lateral Hardening | 13124 | 0 |  | 0 | 0
Lateral Hardening-Fuse-10616472 | Lateral Hardening | 13124 | 0 |  | 0 | 0
Lateral Hardening-Fuse-10616475 | Lateral Hardening | 13126 | 2029 |  | 0 | 2029
Lateral Hardening-Fuse-10616478 | Lateral Hardening | 13126 | 0 |  | 0 | 0
Lateral Hardening-Fuse-10616479 | Lateral Hardening | 13124 | 0 |  | 0 | 0
Lateral Hardening-Fuse-10616482 | Lateral Hardening | 13124 | 0 |  | 0 | 0
Lateral Hardening-Fuse-10618020 | Lateral Hardening | 13118 | 0 |  | 0 | 0
Lateral Hardening-Fuse-10618037 | Lateral Hardening | 13972 | 2029 |  | 0 | 2029
Lateral Hardening-Fuse-10618038 | Lateral Hardening | 13972 | 0 |  | 0 | 0
Lateral Hardening-Fuse-10618059 | Lateral Hardening | 13972 | 0 |  | 0 | 0
Lateral Hardening-Fuse-10618060 | Lateral Hardening | 13972 | 0 |  | 0 | 0
Lateral Hardening-Fuse-10619763 | Lateral Hardening | 13973 | 0 |  | 0 | 0
Lateral Hardening-Fuse-10619766 | Lateral Hardening | 13973 | 0 |  | 0 | 0
Lateral Hardening-Fuse-10619767 | Lateral Hardening | 13973 | 0 |  | 0 | 0
Lateral Hardening-Fuse-10619770 | Lateral Hardening | 13973 | 0 |  | 0 | 0
Lateral Hardening-Fuse-10624922 | Lateral Hardening | 13511 | 0 |  | 0 | 0
Lateral Hardening-Fuse-10624934 | Lateral Hardening | 13514 | 2023 | 2022 | 1 | 2022
Lateral Hardening-Fuse-10625679 | Lateral Hardening | 13011 | 0 |  | 0 | 0
Lateral Hardening-Fuse-10625680 | Lateral Hardening | 13011 | 0 |  | 0 | 0
Lateral Hardening-Fuse-10625681 | Lateral Hardening | 13011 | 0 |  | 0 | 0
Lateral Hardening-Fuse-10625686 | Lateral Hardening | 13011 | 0 |  | 0 | 0
Lateral Hardening-Fuse-10625688 | Lateral Hardening | 13011 | 0 |  | 0 | 0
Lateral Hardening-Fuse-10625690 | Lateral Hardening | 13011 | 0 |  | 0 | 0
Lateral Hardening-Fuse-10625691 | Lateral Hardening | 13011 | 0 |  | 0 | 0
Lateral Hardening-Fuse-10625694 | Lateral Hardening | 13011 | 0 |  | 0 | 0
Lateral Hardening-Fuse-10625697 | Lateral Hardening | 13011 | 2028 |  | 0 | 2028
Lateral Hardening-Fuse-10625698 | Lateral Hardening | 13011 | 2028 |  | 0 | 2028
Lateral Hardening-Fuse-10625703 | Lateral Hardening | 13011 | 0 |  | 0 | 0
Lateral Hardening-Fuse-10625704 | Lateral Hardening | 13011 | 0 |  | 0 | 0
Lateral Hardening-Fuse-10625705 | Lateral Hardening | 13011 | 2028 |  | 0 | 2028
Lateral Hardening-Fuse-10625707 | Lateral Hardening | 13011 | 0 |  | 0 | 0
Lateral Hardening-Fuse-10625709 | Lateral Hardening | 13011 | 0 |  | 0 | 0
Lateral Hardening-Fuse-10625710 | Lateral Hardening | 13011 | 0 |  | 0 | 0
Lateral Hardening-Fuse-10625713 | Lateral Hardening | 13011 | 0 |  | 0 | 0
Lateral Hardening-Fuse-10625714 | Lateral Hardening | 13011 | 0 |  | 0 | 0
Lateral Hardening-Fuse-10625715 | Lateral Hardening | 13011 | 0 |  | 0 | 0
Lateral Hardening-Fuse-10625716 | Lateral Hardening | 13011 | 0 |  | 0 | 0
Lateral Hardening-Fuse-10625718 | Lateral Hardening | 13011 | 0 |  | 0 | 0
Lateral Hardening-Fuse-10625725 | Lateral Hardening | 13011 | 0 |  | 0 | 0
Lateral Hardening-Fuse-10625734 | Lateral Hardening | 13011 | 0 |  | 0 | 0
Lateral Hardening-Fuse-10625735 | Lateral Hardening | 13011 | 0 |  | 0 | 0
Lateral Hardening-Fuse-10625738 | Lateral Hardening | 13011 | 0 |  | 0 | 0
Lateral Hardening-Fuse-10625741 | Lateral Hardening | 13011 | 0 |  | 0 | 0
Lateral Hardening-Fuse-10625742 | Lateral Hardening | 13011 | 0 |  | 0 | 0
Lateral Hardening-Fuse-10626984 | Lateral Hardening | 13147 | 0 |  | 0 | 0
Lateral Hardening-Fuse-10626991 | Lateral Hardening | 13657 | 0 |  | 0 | 0
Lateral Hardening-Fuse-10626993 | Lateral Hardening | 13146 | 0 |  | 0 | 0
Lateral Hardening-Fuse-10626994 | Lateral Hardening | 13146 | 0 |  | 0 | 0
Lateral Hardening-Fuse-10626998 | Lateral Hardening | 13146 | 0 |  | 0 | 0
Lateral Hardening-Fuse-10627000 | Lateral Hardening | 13146 | 0 |  | 0 | 0
Lateral Hardening-Fuse-10627001 | Lateral Hardening | 13657 | 0 |  | 0 | 0
Lateral Hardening-Fuse-10627005 | Lateral Hardening | 13146 | 0 |  | 0 | 0
Lateral Hardening-Fuse-10627006 | Lateral Hardening | 13147 | 0 |  | 0 | 0
Lateral Hardening-Fuse-10627012 | Lateral Hardening | 13147 | 0 |  | 0 | 0
Lateral Hardening-Fuse-10627016 | Lateral Hardening | 13147 | 0 |  | 0 | 0
Lateral Hardening-Fuse-10627018 | Lateral Hardening | 13147 | 0 |  | 0 | 0
Lateral Hardening-Fuse-10627019 | Lateral Hardening | 13147 | 0 |  | 0 | 0
Lateral Hardening-Fuse-10627020 | Lateral Hardening | 13147 | 0 |  | 0 | 0
Lateral Hardening-Fuse-10627026 | Lateral Hardening | 13147 | 0 |  | 0 | 0
Lateral Hardening-Fuse-10627027 | Lateral Hardening | 13147 | 0 |  | 0 | 0
Lateral Hardening-Fuse-10627028 | Lateral Hardening | 13147 | 0 |  | 0 | 0
Lateral Hardening-Fuse-10627029 | Lateral Hardening | 13147 | 0 |  | 0 | 0
Lateral Hardening-Fuse-10627030 | Lateral Hardening | 13147 | 0 |  | 0 | 0
Lateral Hardening-Fuse-10627031 | Lateral Hardening | 13147 | 0 |  | 0 | 0
Lateral Hardening-Fuse-10627032 | Lateral Hardening | 13147 | 0 |  | 0 | 0
Lateral Hardening-Fuse-10627033 | Lateral Hardening | 13147 | 0 |  | 0 | 0
Lateral Hardening-Fuse-10627034 | Lateral Hardening | 13147 | 2026 |  | 0 | 2026
Lateral Hardening-Fuse-10627039 | Lateral Hardening | 13147 | 0 |  | 0 | 0
Lateral Hardening-Fuse-10627040 | Lateral Hardening | 13147 | 0 |  | 0 | 0
Lateral Hardening-Fuse-10627041 | Lateral Hardening | 13147 | 0 |  | 0 | 0
Lateral Hardening-Fuse-10627043 | Lateral Hardening | 13147 | 0 |  | 0 | 0
Lateral Hardening-Fuse-10627046 | Lateral Hardening | 13147 | 0 |  | 0 | 0
Lateral Hardening-Fuse-10627047 | Lateral Hardening | 13147 | 0 |  | 0 | 0
Lateral Hardening-Fuse-10627049 | Lateral Hardening | 13147 | 0 |  | 0 | 0
Lateral Hardening-Fuse-10627050 | Lateral Hardening | 13147 | 0 |  | 0 | 0
Lateral Hardening-Fuse-10627052 | Lateral Hardening | 13147 | 0 |  | 0 | 0
Lateral Hardening-Fuse-10627054 | Lateral Hardening | 13147 | 0 |  | 0 | 0
Lateral Hardening-Fuse-10627055 | Lateral Hardening | 13147 | 0 |  | 0 | 0
Lateral Hardening-Fuse-10627056 | Lateral Hardening | 13147 | 0 |  | 0 | 0
Lateral Hardening-Fuse-10627057 | Lateral Hardening | 13147 | 0 |  | 0 | 0
Lateral Hardening-Fuse-10627059 | Lateral Hardening | 13657 | 0 |  | 0 | 0
Lateral Hardening-Fuse-10627061 | Lateral Hardening | 13146 | 0 |  | 0 | 0
Lateral Hardening-Fuse-10627064 | Lateral Hardening | 13147 | 0 |  | 0 | 0
Lateral Hardening-Fuse-10627065 | Lateral Hardening | 13147 | 0 |  | 0 | 0
Lateral Hardening-Fuse-10627066 | Lateral Hardening | 13147 | 2026 |  | 0 | 2026
Lateral Hardening-Fuse-10627067 | Lateral Hardening | 13147 | 0 |  | 0 | 0
Lateral Hardening-Fuse-10627068 | Lateral Hardening | 13147 | 0 |  | 0 | 0
Lateral Hardening-Fuse-10627069 | Lateral Hardening | 13147 | 0 |  | 0 | 0
Lateral Hardening-Fuse-10627070 | Lateral Hardening | 13147 | 0 |  | 0 | 0
Lateral Hardening-Fuse-10627073 | Lateral Hardening | 13147 | 0 |  | 0 | 0
Lateral Hardening-Fuse-10627074 | Lateral Hardening | 13147 | 0 |  | 0 | 0
Lateral Hardening-Fuse-10627078 | Lateral Hardening | 13146 | 0 |  | 0 | 0
Lateral Hardening-Fuse-10627079 | Lateral Hardening | 13147 | 0 |  | 0 | 0
Lateral Hardening-Fuse-10627080 | Lateral Hardening | 13147 | 0 |  | 0 | 0
Lateral Hardening-Fuse-10627082 | Lateral Hardening | 13147 | 0 |  | 0 | 0
Lateral Hardening-Fuse-10627083 | Lateral Hardening | 13147 | 0 |  | 0 | 0
Lateral Hardening-Fuse-10627084 | Lateral Hardening | 13147 | 0 |  | 0 | 0
Lateral Hardening-Fuse-10627085 | Lateral Hardening | 13147 | 0 |  | 0 | 0
Lateral Hardening-Fuse-10627086 | Lateral Hardening | 13146 | 0 |  | 0 | 0
Lateral Hardening-Fuse-10627087 | Lateral Hardening | 13147 | 0 |  | 0 | 0
Lateral Hardening-Fuse-10627088 | Lateral Hardening | 13147 | 0 |  | 0 | 0
Lateral Hardening-Fuse-10627089 | Lateral Hardening | 13146 | 0 |  | 0 | 0
Lateral Hardening-Fuse-10627090 | Lateral Hardening | 13657 | 0 |  | 0 | 0
Lateral Hardening-Fuse-10627093 | Lateral Hardening | 13147 | 0 |  | 0 | 0
Lateral Hardening-Fuse-10628923 | Lateral Hardening | 13146 | 0 |  | 0 | 0
Lateral Hardening-Fuse-10628924 | Lateral Hardening | 13146 | 0 |  | 0 | 0
Lateral Hardening-Fuse-10628929 | Lateral Hardening | 13146 | 0 |  | 0 | 0
Lateral Hardening-Fuse-10628930 | Lateral Hardening | 13146 | 0 |  | 0 | 0
Lateral Hardening-Fuse-10628934 | Lateral Hardening | 13146 | 0 |  | 0 | 0
Lateral Hardening-Fuse-10628936 | Lateral Hardening | 13146 | 0 |  | 0 | 0
Lateral Hardening-Fuse-10628944 | Lateral Hardening | 13787 | 0 |  | 0 | 0
Lateral Hardening-Fuse-10628960 | Lateral Hardening | 13787 | 0 |  | 0 | 0
Lateral Hardening-Fuse-10628961 | Lateral Hardening | 13787 | 0 |  | 0 | 0
Lateral Hardening-Fuse-10628962 | Lateral Hardening | 13787 | 0 |  | 0 | 0
Lateral Hardening-Fuse-10628963 | Lateral Hardening | 13787 | 0 |  | 0 | 0
Lateral Hardening-Fuse-10628966 | Lateral Hardening | 13787 | 0 |  | 0 | 0
Lateral Hardening-Fuse-10628968 | Lateral Hardening | 13787 | 0 |  | 0 | 0
Lateral Hardening-Fuse-10628969 | Lateral Hardening | 13787 | 0 |  | 0 | 0
Lateral Hardening-Fuse-10628970 | Lateral Hardening | 13146 | 0 |  | 0 | 0
Lateral Hardening-Fuse-10628984 | Lateral Hardening | 13146 | 0 |  | 0 | 0
Lateral Hardening-Fuse-10628985 | Lateral Hardening | 13146 | 0 |  | 0 | 0
Lateral Hardening-Fuse-10628988 | Lateral Hardening | 13787 | 0 |  | 0 | 0
Lateral Hardening-Fuse-10628989 | Lateral Hardening | 13146 | 0 |  | 0 | 0
Lateral Hardening-Fuse-10628990 | Lateral Hardening | 13146 | 0 |  | 0 | 0
Lateral Hardening-Fuse-10628991 | Lateral Hardening | 13787 | 0 |  | 0 | 0
Lateral Hardening-Fuse-10628992 | Lateral Hardening | 13146 | 0 |  | 0 | 0
Lateral Hardening-Fuse-10628993 | Lateral Hardening | 13146 | 0 |  | 0 | 0
Lateral Hardening-Fuse-10628995 | Lateral Hardening | 13146 | 0 |  | 0 | 0
Lateral Hardening-Fuse-10628996 | Lateral Hardening | 13146 | 2026 |  | 0 | 2026
Lateral Hardening-Fuse-10628997 | Lateral Hardening | 13146 | 0 |  | 0 | 0
Lateral Hardening-Fuse-10629002 | Lateral Hardening | 13787 | 0 |  | 0 | 0
Lateral Hardening-Fuse-10629004 | Lateral Hardening | 13787 | 2027 |  | 0 | 2027
Lateral Hardening-Fuse-10629007 | Lateral Hardening | 13787 | 0 |  | 0 | 0
Lateral Hardening-Fuse-10629011 | Lateral Hardening | 13146 | 0 |  | 0 | 0
Lateral Hardening-Fuse-10629012 | Lateral Hardening | 13146 | 0 |  | 0 | 0
Lateral Hardening-Fuse-10629013 | Lateral Hardening | 13146 | 0 |  | 0 | 0
Lateral Hardening-Fuse-10629014 | Lateral Hardening | 13146 | 2020 |  | 0 | 2020
Lateral Hardening-Fuse-10629015 | Lateral Hardening | 13146 | 0 |  | 0 | 0
Lateral Hardening-Fuse-10629016 | Lateral Hardening | 13146 | 0 |  | 0 | 0
Lateral Hardening-Fuse-10629018 | Lateral Hardening | 13787 | 0 |  | 0 | 0
Lateral Hardening-Fuse-10629021 | Lateral Hardening | 13787 | 0 |  | 0 | 0
Lateral Hardening-Fuse-10629022 | Lateral Hardening | 13146 | 0 |  | 0 | 0
Lateral Hardening-Fuse-10629026 | Lateral Hardening | 13146 | 0 |  | 0 | 0
Lateral Hardening-Fuse-10629028 | Lateral Hardening | 13146 | 0 |  | 0 | 0
Lateral Hardening-Fuse-10629029 | Lateral Hardening | 13787 | 2027 |  | 0 | 2027
Lateral Hardening-Fuse-10629030 | Lateral Hardening | 13787 | 0 |  | 0 | 0
Lateral Hardening-Fuse-10629034 | Lateral Hardening | 13146 | 0 |  | 0 | 0
Lateral Hardening-Fuse-10629035 | Lateral Hardening | 13146 | 0 |  | 0 | 0
Lateral Hardening-Fuse-10629036 | Lateral Hardening | 13787 | 0 |  | 0 | 0
Lateral Hardening-Fuse-10629037 | Lateral Hardening | 13787 | 0 |  | 0 | 0
Lateral Hardening-Fuse-10629038 | Lateral Hardening | 13787 | 0 |  | 0 | 0
Lateral Hardening-Fuse-10629041 | Lateral Hardening | 13787 | 0 |  | 0 | 0
Lateral Hardening-Fuse-10629042 | Lateral Hardening | 13787 | 0 |  | 0 | 0
Lateral Hardening-Fuse-10629044 | Lateral Hardening | 13787 | 0 |  | 0 | 0
Lateral Hardening-Fuse-10629045 | Lateral Hardening | 13146 | 0 |  | 0 | 0
Lateral Hardening-Fuse-10629047 | Lateral Hardening | 13146 | 0 |  | 0 | 0
Lateral Hardening-Fuse-10629049 | Lateral Hardening | 13146 | 0 |  | 0 | 0
Lateral Hardening-Fuse-10629051 | Lateral Hardening | 13146 | 0 |  | 0 | 0
Lateral Hardening-Fuse-10629052 | Lateral Hardening | 13787 | 0 |  | 0 | 0
Lateral Hardening-Fuse-10629056 | Lateral Hardening | 13787 | 0 |  | 0 | 0
Lateral Hardening-Fuse-10629061 | Lateral Hardening | 13787 | 0 |  | 0 | 0
Lateral Hardening-Fuse-10629063 | Lateral Hardening | 13787 | 0 |  | 0 | 0
Lateral Hardening-Fuse-10629064 | Lateral Hardening | 13787 | 0 |  | 0 | 0
Lateral Hardening-Fuse-10629065 | Lateral Hardening | 13787 | 0 |  | 0 | 0
Lateral Hardening-Fuse-10629066 | Lateral Hardening | 13787 | 0 |  | 0 | 0
Lateral Hardening-Fuse-10629067 | Lateral Hardening | 13146 | 0 |  | 0 | 0
Lateral Hardening-Fuse-10629071 | Lateral Hardening | 13146 | 0 |  | 0 | 0
Lateral Hardening-Fuse-10629072 | Lateral Hardening | 13787 | 0 |  | 0 | 0
Lateral Hardening-Fuse-10629075 | Lateral Hardening | 13787 | 0 |  | 0 | 0
Lateral Hardening-Fuse-10629077 | Lateral Hardening | 13787 | 0 |  | 0 | 0
Lateral Hardening-Fuse-10629080 | Lateral Hardening | 13146 | 0 |  | 0 | 0
Lateral Hardening-Fuse-10629081 | Lateral Hardening | 13146 | 2026 |  | 0 | 2026
Lateral Hardening-Fuse-10629082 | Lateral Hardening | 13146 | 0 |  | 0 | 0
Lateral Hardening-Fuse-10629084 | Lateral Hardening | 13146 | 0 |  | 0 | 0
Lateral Hardening-Fuse-10629086 | Lateral Hardening | 13787 | 0 |  | 0 | 0
Lateral Hardening-Fuse-10629088 | Lateral Hardening | 13146 | 0 |  | 0 | 0
Lateral Hardening-Fuse-10629091 | Lateral Hardening | 13146 | 0 |  | 0 | 0
Lateral Hardening-Fuse-10629092 | Lateral Hardening | 13146 | 0 |  | 0 | 0
Lateral Hardening-Fuse-10632095 | Lateral Hardening | 13311 | 2027 |  | 0 | 2027
Lateral Hardening-Fuse-10632098 | Lateral Hardening | 13311 | 2027 |  | 0 | 2027
Lateral Hardening-Fuse-10632099 | Lateral Hardening | 13311 | 2027 |  | 0 | 2027
Lateral Hardening-Fuse-10632100 | Lateral Hardening | 13311 | 0 |  | 0 | 0
Lateral Hardening-Fuse-10632101 | Lateral Hardening | 13311 | 2027 |  | 0 | 2027
Lateral Hardening-Fuse-10632105 | Lateral Hardening | 13311 | 0 |  | 0 | 0
Lateral Hardening-Fuse-10632106 | Lateral Hardening | 13311 | 0 |  | 0 | 0
Lateral Hardening-Fuse-10632107 | Lateral Hardening | 13311 | 0 |  | 0 | 0
Lateral Hardening-Fuse-10632109 | Lateral Hardening | 13311 | 0 |  | 0 | 0
Lateral Hardening-Fuse-10632110 | Lateral Hardening | 13311 | 0 |  | 0 | 0
Lateral Hardening-Fuse-10632113 | Lateral Hardening | 13311 | 0 |  | 0 | 0
Lateral Hardening-Fuse-10632114 | Lateral Hardening | 13311 | 0 |  | 0 | 0
Lateral Hardening-Fuse-10632116 | Lateral Hardening | 13311 | 2027 |  | 0 | 2027
Lateral Hardening-Fuse-10632119 | Lateral Hardening | 13311 | 0 |  | 0 | 0
Lateral Hardening-Fuse-10632120 | Lateral Hardening | 13311 | 0 |  | 0 | 0
Lateral Hardening-Fuse-10632121 | Lateral Hardening | 13311 | 0 |  | 0 | 0
Lateral Hardening-Fuse-10632125 | Lateral Hardening | 13311 | 2027 |  | 0 | 2027
Lateral Hardening-Fuse-10632128 | Lateral Hardening | 13311 | 0 |  | 0 | 0
Lateral Hardening-Fuse-10632129 | Lateral Hardening | 13311 | 0 |  | 0 | 0
Lateral Hardening-Fuse-10632130 | Lateral Hardening | 13311 | 0 |  | 0 | 0
Lateral Hardening-Fuse-10632131 | Lateral Hardening | 13311 | 0 |  | 0 | 0
Lateral Hardening-Fuse-10632132 | Lateral Hardening | 13311 | 0 |  | 0 | 0
Lateral Hardening-Fuse-10632666 | Lateral Hardening | 13312 | 0 |  | 0 | 0
Lateral Hardening-Fuse-10632667 | Lateral Hardening | 13312 | 0 |  | 0 | 0
Lateral Hardening-Fuse-10632668 | Lateral Hardening | 13312 | 0 |  | 0 | 0
Lateral Hardening-Fuse-10632688 | Lateral Hardening | 13312 | 0 |  | 0 | 0
Lateral Hardening-Fuse-10632690 | Lateral Hardening | 13312 | 0 |  | 0 | 0
Lateral Hardening-Fuse-10632722 | Lateral Hardening | 13312 | 0 |  | 0 | 0
Lateral Hardening-Fuse-10632723 | Lateral Hardening | 13312 | 2026 |  | 0 | 2026
Lateral Hardening-Fuse-10632726 | Lateral Hardening | 13312 | 2026 |  | 0 | 2026
Lateral Hardening-Fuse-10632727 | Lateral Hardening | 13312 | 2026 |  | 0 | 2026
Lateral Hardening-Fuse-10633644 | Lateral Hardening | 13241 | 0 |  | 0 | 0
Lateral Hardening-Fuse-10633649 | Lateral Hardening | 13241 | 2023 |  | 0 | 2023
Lateral Hardening-Fuse-10633652 | Lateral Hardening | 13241 | 0 |  | 0 | 0
Lateral Hardening-Fuse-10633654 | Lateral Hardening | 13241 | 0 |  | 0 | 0
Lateral Hardening-Fuse-10633655 | Lateral Hardening | 13241 | 0 |  | 0 | 0
Lateral Hardening-Fuse-10633656 | Lateral Hardening | 13241 | 2023 |  | 0 | 2023
Lateral Hardening-Fuse-10633659 | Lateral Hardening | 13241 | 2023 |  | 0 | 2023
Lateral Hardening-Fuse-10633660 | Lateral Hardening | 13241 | 0 |  | 0 | 0
Lateral Hardening-Fuse-10633661 | Lateral Hardening | 13241 | 0 |  | 0 | 0
Lateral Hardening-Fuse-10633662 | Lateral Hardening | 13241 | 0 |  | 0 | 0
Lateral Hardening-Fuse-10633663 | Lateral Hardening | 13241 | 0 |  | 0 | 0
Lateral Hardening-Fuse-10633664 | Lateral Hardening | 13241 | 0 |  | 0 | 0
Lateral Hardening-Fuse-10633665 | Lateral Hardening | 13241 | 0 |  | 0 | 0
Lateral Hardening-Fuse-10633666 | Lateral Hardening | 13241 | 0 |  | 0 | 0
Lateral Hardening-Fuse-10633668 | Lateral Hardening | 13241 | 0 |  | 0 | 0
Lateral Hardening-Fuse-10633669 | Lateral Hardening | 13241 | 2023 |  | 0 | 2023
Lateral Hardening-Fuse-10633670 | Lateral Hardening | 13241 | 0 |  | 0 | 0
Lateral Hardening-Fuse-10633672 | Lateral Hardening | 13241 | 0 |  | 0 | 0
Lateral Hardening-Fuse-10633673 | Lateral Hardening | 13241 | 0 |  | 0 | 0
Lateral Hardening-Fuse-10633674 | Lateral Hardening | 13241 | 0 |  | 0 | 0
Lateral Hardening-Fuse-10633677 | Lateral Hardening | 13241 | 0 |  | 0 | 0
Lateral Hardening-Fuse-10633678 | Lateral Hardening | 13241 | 2023 |  | 0 | 2023
Lateral Hardening-Fuse-10633680 | Lateral Hardening | 13241 | 0 |  | 0 | 0
Lateral Hardening-Fuse-10633682 | Lateral Hardening | 13241 | 2023 |  | 0 | 2023
Lateral Hardening-Fuse-10633683 | Lateral Hardening | 13241 | 0 |  | 0 | 0
Lateral Hardening-Fuse-10633684 | Lateral Hardening | 13241 | 0 |  | 0 | 0
Lateral Hardening-Fuse-10633687 | Lateral Hardening | 13241 | 0 |  | 0 | 0
Lateral Hardening-Fuse-10633689 | Lateral Hardening | 13241 | 0 |  | 0 | 0
Lateral Hardening-Fuse-10633690 | Lateral Hardening | 13241 | 2023 |  | 0 | 2023
Lateral Hardening-Fuse-10633693 | Lateral Hardening | 13241 | 0 |  | 0 | 0
Lateral Hardening-Fuse-10633695 | Lateral Hardening | 13241 | 0 |  | 0 | 0
Lateral Hardening-Fuse-10635131 | Lateral Hardening | 13242 | 2028 |  | 0 | 2028
Lateral Hardening-Fuse-10635133 | Lateral Hardening | 13242 | 0 |  | 0 | 0
Lateral Hardening-Fuse-10635134 | Lateral Hardening | 13242 | 0 |  | 0 | 0
Lateral Hardening-Fuse-10635135 | Lateral Hardening | 13242 | 2028 |  | 0 | 2028
Lateral Hardening-Fuse-10635136 | Lateral Hardening | 13242 | 2028 |  | 0 | 2028
Lateral Hardening-Fuse-10635137 | Lateral Hardening | 13242 | 0 |  | 0 | 0
Lateral Hardening-Fuse-10635138 | Lateral Hardening | 13242 | 0 |  | 0 | 0
Lateral Hardening-Fuse-10635139 | Lateral Hardening | 13242 | 0 |  | 0 | 0
Lateral Hardening-Fuse-10635140 | Lateral Hardening | 13242 | 0 |  | 0 | 0
Lateral Hardening-Fuse-10635141 | Lateral Hardening | 13242 | 0 |  | 0 | 0
Lateral Hardening-Fuse-10635142 | Lateral Hardening | 13242 | 0 |  | 0 | 0
Lateral Hardening-Fuse-10635143 | Lateral Hardening | 13242 | 2028 |  | 0 | 2028
Lateral Hardening-Fuse-10635145 | Lateral Hardening | 13242 | 0 |  | 0 | 0
Lateral Hardening-Fuse-10635146 | Lateral Hardening | 13242 | 0 |  | 0 | 0
Lateral Hardening-Fuse-10635147 | Lateral Hardening | 13242 | 0 |  | 0 | 0
Lateral Hardening-Fuse-10635148 | Lateral Hardening | 13242 | 0 |  | 0 | 0
Lateral Hardening-Fuse-10635149 | Lateral Hardening | 13242 | 0 |  | 0 | 0
Lateral Hardening-Fuse-10635150 | Lateral Hardening | 13242 | 0 |  | 0 | 0
Lateral Hardening-Fuse-10635151 | Lateral Hardening | 13242 | 0 |  | 0 | 0
Lateral Hardening-Fuse-10635153 | Lateral Hardening | 13242 | 0 |  | 0 | 0
Lateral Hardening-Fuse-10635154 | Lateral Hardening | 13242 | 0 |  | 0 | 0
Lateral Hardening-Fuse-10635155 | Lateral Hardening | 13242 | 2028 |  | 0 | 2028
Lateral Hardening-Fuse-10635156 | Lateral Hardening | 13242 | 0 |  | 0 | 0
Lateral Hardening-Fuse-10635158 | Lateral Hardening | 13242 | 0 |  | 0 | 0
Lateral Hardening-Fuse-10635159 | Lateral Hardening | 13242 | 0 |  | 0 | 0
Lateral Hardening-Fuse-10635160 | Lateral Hardening | 13242 | 2028 |  | 0 | 2028
Lateral Hardening-Fuse-10635925 | Lateral Hardening | 13388 | 0 |  | 0 | 0
Lateral Hardening-Fuse-10635926 | Lateral Hardening | 13388 | 0 |  | 0 | 0
Lateral Hardening-Fuse-10635927 | Lateral Hardening | 13388 | 0 |  | 0 | 0
Lateral Hardening-Fuse-10635930 | Lateral Hardening | 13388 | 0 |  | 0 | 0
Lateral Hardening-Fuse-10635935 | Lateral Hardening | 13388 | 0 |  | 0 | 0
Lateral Hardening-Fuse-10635941 | Lateral Hardening | 13388 | 0 |  | 0 | 0
Lateral Hardening-Fuse-10635942 | Lateral Hardening | 13388 | 0 |  | 0 | 0
Lateral Hardening-Fuse-10635945 | Lateral Hardening | 13388 | 0 |  | 0 | 0
Lateral Hardening-Fuse-10635947 | Lateral Hardening | 13388 | 0 |  | 0 | 0
Lateral Hardening-Fuse-10635949 | Lateral Hardening | 13388 | 0 |  | 0 | 0
Lateral Hardening-Fuse-10635953 | Lateral Hardening | 13388 | 2024 |  | 0 | 2024
Lateral Hardening-Fuse-10635960 | Lateral Hardening | 13388 | 0 |  | 0 | 0
Lateral Hardening-Fuse-10635962 | Lateral Hardening | 13388 | 0 |  | 0 | 0
Lateral Hardening-Fuse-10635964 | Lateral Hardening | 13722 | 0 |  | 0 | 0
Lateral Hardening-Fuse-10635987 | Lateral Hardening | 13722 | 0 |  | 0 | 0
Lateral Hardening-Fuse-10635989 | Lateral Hardening | 13388 | 0 |  | 0 | 0
Lateral Hardening-Fuse-10635991 | Lateral Hardening | 13388 | 2024 |  | 0 | 2024
Lateral Hardening-Fuse-10635994 | Lateral Hardening | 13388 | 0 |  | 0 | 0
Lateral Hardening-Fuse-10635995 | Lateral Hardening | 13388 | 0 |  | 0 | 0
Lateral Hardening-Fuse-10635996 | Lateral Hardening | 13388 | 0 |  | 0 | 0
Lateral Hardening-Fuse-10635997 | Lateral Hardening | 13388 | 0 |  | 0 | 0
Lateral Hardening-Fuse-10635998 | Lateral Hardening | 13388 | 0 |  | 0 | 0
Lateral Hardening-Fuse-10636000 | Lateral Hardening | 13388 | 0 |  | 0 | 0
Lateral Hardening-Fuse-10636006 | Lateral Hardening | 13388 | 0 |  | 0 | 0
Lateral Hardening-Fuse-10636007 | Lateral Hardening | 13722 | 0 |  | 0 | 0
Lateral Hardening-Fuse-10636011 | Lateral Hardening | 13388 | 0 |  | 0 | 0
Lateral Hardening-Fuse-10636013 | Lateral Hardening | 13388 | 0 |  | 0 | 0
Lateral Hardening-Fuse-10636014 | Lateral Hardening | 13388 | 2024 |  | 0 | 2024
Lateral Hardening-Fuse-10636015 | Lateral Hardening | 13388 | 0 |  | 0 | 0
Lateral Hardening-Fuse-10636019 | Lateral Hardening | 13388 | 0 |  | 0 | 0
Lateral Hardening-Fuse-10636020 | Lateral Hardening | 13388 | 0 |  | 0 | 0
Lateral Hardening-Fuse-10636023 | Lateral Hardening | 13388 | 0 |  | 0 | 0
Lateral Hardening-Fuse-10636024 | Lateral Hardening | 13388 | 0 |  | 0 | 0
Lateral Hardening-Fuse-10636025 | Lateral Hardening | 13388 | 0 |  | 0 | 0
Lateral Hardening-Fuse-10636031 | Lateral Hardening | 13388 | 0 |  | 0 | 0
Lateral Hardening-Fuse-10636033 | Lateral Hardening | 13388 | 0 |  | 0 | 0
Lateral Hardening-Fuse-10636034 | Lateral Hardening | 13388 | 0 |  | 0 | 0
Lateral Hardening-Fuse-10636037 | Lateral Hardening | 13388 | 0 |  | 0 | 0
Lateral Hardening-Fuse-10636040 | Lateral Hardening | 13388 | 0 |  | 0 | 0
Lateral Hardening-Fuse-10637208 | Lateral Hardening | 13699 | 0 |  | 0 | 0
Lateral Hardening-Fuse-10637209 | Lateral Hardening | 13699 | 2021 |  | 0 | 2021
Lateral Hardening-Fuse-10637211 | Lateral Hardening | 13699 | 0 |  | 0 | 0
Lateral Hardening-Fuse-10637218 | Lateral Hardening | 13696 | 2027 |  | 0 | 2027
Lateral Hardening-Fuse-10637226 | Lateral Hardening | 13696 | 0 |  | 0 | 0
Lateral Hardening-Fuse-10637229 | Lateral Hardening | 13696 | 0 |  | 0 | 0
Lateral Hardening-Fuse-10637232 | Lateral Hardening | 13696 | 0 |  | 0 | 0
Lateral Hardening-Fuse-10637235 | Lateral Hardening | 13699 | 0 |  | 0 | 0
Lateral Hardening-Fuse-10637236 | Lateral Hardening | 13699 | 0 |  | 0 | 0
Lateral Hardening-Fuse-10637239 | Lateral Hardening | 13699 | 0 |  | 0 | 0
Lateral Hardening-Fuse-10637240 | Lateral Hardening | 13699 | 2021 |  | 0 | 2021
Lateral Hardening-Fuse-10637242 | Lateral Hardening | 13699 | 2021 |  | 0 | 2021
Lateral Hardening-Fuse-10637246 | Lateral Hardening | 13696 | 0 |  | 0 | 0
Lateral Hardening-Fuse-10637247 | Lateral Hardening | 13699 | 2021 |  | 0 | 2021
Lateral Hardening-Fuse-10637250 | Lateral Hardening | 13699 | 0 |  | 0 | 0
Lateral Hardening-Fuse-10637254 | Lateral Hardening | 13696 | 0 |  | 0 | 0
Lateral Hardening-Fuse-10637258 | Lateral Hardening | 13699 | 0 |  | 0 | 0
Lateral Hardening-Fuse-10637259 | Lateral Hardening | 13699 | 2021 |  | 0 | 2021
Lateral Hardening-Fuse-10637261 | Lateral Hardening | 13699 | 0 |  | 0 | 0
Lateral Hardening-Fuse-10640103 | Lateral Hardening | 13724 | 2022 |  | 0 | 2022
Lateral Hardening-Fuse-10640106 | Lateral Hardening | 13724 | 0 |  | 0 | 0
Lateral Hardening-Fuse-10640107 | Lateral Hardening | 13579 | 0 |  | 0 | 0
Lateral Hardening-Fuse-10640108 | Lateral Hardening | 13579 | 0 |  | 0 | 0
Lateral Hardening-Fuse-10640110 | Lateral Hardening | 13579 | 2027 |  | 0 | 2027
Lateral Hardening-Fuse-10640111 | Lateral Hardening | 13579 | 0 |  | 0 | 0
Lateral Hardening-Fuse-10640112 | Lateral Hardening | 13579 | 0 |  | 0 | 0
Lateral Hardening-Fuse-10640113 | Lateral Hardening | 13579 | 2027 |  | 0 | 2027
Lateral Hardening-Fuse-10640121 | Lateral Hardening | 13795 | 0 |  | 0 | 0
Lateral Hardening-Fuse-10640135 | Lateral Hardening | 13795 | 2027 |  | 0 | 2027
Lateral Hardening-Fuse-10640136 | Lateral Hardening | 13795 | 0 |  | 0 | 0
Lateral Hardening-Fuse-10640137 | Lateral Hardening | 13795 | 2027 |  | 0 | 2027
Lateral Hardening-Fuse-10640144 | Lateral Hardening | 13795 | 0 |  | 0 | 0
Lateral Hardening-Fuse-10640145 | Lateral Hardening | 13795 | 0 |  | 0 | 0
Lateral Hardening-Fuse-10640146 | Lateral Hardening | 13795 | 0 |  | 0 | 0
Lateral Hardening-Fuse-10640147 | Lateral Hardening | 13795 | 0 |  | 0 | 0
Lateral Hardening-Fuse-10640149 | Lateral Hardening | 13795 | 0 |  | 0 | 0
Lateral Hardening-Fuse-10640150 | Lateral Hardening | 13795 | 0 |  | 0 | 0
Lateral Hardening-Fuse-10640151 | Lateral Hardening | 13795 | 0 |  | 0 | 0
Lateral Hardening-Fuse-10640153 | Lateral Hardening | 13795 | 0 |  | 0 | 0
Lateral Hardening-Fuse-10640154 | Lateral Hardening | 13795 | 0 |  | 0 | 0
Lateral Hardening-Fuse-10640155 | Lateral Hardening | 13795 | 0 |  | 0 | 0
Lateral Hardening-Fuse-10640159 | Lateral Hardening | 13795 | 0 |  | 0 | 0
Lateral Hardening-Fuse-10640160 | Lateral Hardening | 13795 | 2027 |  | 0 | 2027
Lateral Hardening-Fuse-10643403 | Lateral Hardening | 13390 | 0 |  | 0 | 0
Lateral Hardening-Fuse-10643404 | Lateral Hardening | 13390 | 2023 |  | 0 | 2023
Lateral Hardening-Fuse-10643407 | Lateral Hardening | 13390 | 0 |  | 0 | 0
Lateral Hardening-Fuse-10643410 | Lateral Hardening | 13390 | 0 |  | 0 | 0
Lateral Hardening-Fuse-10643412 | Lateral Hardening | 13390 | 0 |  | 0 | 0
Lateral Hardening-Fuse-10643414 | Lateral Hardening | 13390 | 0 |  | 0 | 0
Lateral Hardening-Fuse-10643421 | Lateral Hardening | 13390 | 0 |  | 0 | 0
Lateral Hardening-Fuse-10643424 | Lateral Hardening | 13390 | 0 |  | 0 | 0
Lateral Hardening-Fuse-10643429 | Lateral Hardening | 13390 | 2023 |  | 0 | 2023
Lateral Hardening-Fuse-10643448 | Lateral Hardening | 13390 | 0 |  | 0 | 0
Lateral Hardening-Fuse-10643453 | Lateral Hardening | 13390 | 2023 |  | 0 | 2023
Lateral Hardening-Fuse-10643463 | Lateral Hardening | 13390 | 0 |  | 0 | 0
Lateral Hardening-Fuse-10643464 | Lateral Hardening | 13390 | 0 |  | 0 | 0
Lateral Hardening-Fuse-10643465 | Lateral Hardening | 13390 | 0 |  | 0 | 0
Lateral Hardening-Fuse-10643466 | Lateral Hardening | 13390 | 0 |  | 0 | 0
Lateral Hardening-Fuse-10643479 | Lateral Hardening | 13390 | 0 |  | 0 | 0
Lateral Hardening-Fuse-10643480 | Lateral Hardening | 13390 | 0 |  | 0 | 0
Lateral Hardening-Fuse-10643481 | Lateral Hardening | 13390 | 0 |  | 0 | 0
Lateral Hardening-Fuse-10643482 | Lateral Hardening | 13390 | 0 |  | 0 | 0
Lateral Hardening-Fuse-10643484 | Lateral Hardening | 13390 | 0 |  | 0 | 0
Lateral Hardening-Fuse-10643486 | Lateral Hardening | 13390 | 2023 |  | 0 | 2023
Lateral Hardening-Fuse-10643487 | Lateral Hardening | 13390 | 0 |  | 0 | 0
Lateral Hardening-Fuse-10643488 | Lateral Hardening | 13390 | 0 |  | 0 | 0
Lateral Hardening-Fuse-10643489 | Lateral Hardening | 13390 | 0 |  | 0 | 0
Lateral Hardening-Fuse-10643490 | Lateral Hardening | 13390 | 0 |  | 0 | 0
Lateral Hardening-Fuse-10643494 | Lateral Hardening | 13390 | 0 |  | 0 | 0
Lateral Hardening-Fuse-10643495 | Lateral Hardening | 13390 | 0 |  | 0 | 0
Lateral Hardening-Fuse-10643496 | Lateral Hardening | 13390 | 0 |  | 0 | 0
Lateral Hardening-Fuse-10643501 | Lateral Hardening | 13390 | 0 |  | 0 | 0
Lateral Hardening-Fuse-10643509 | Lateral Hardening | 13390 | 2023 |  | 0 | 2023
Lateral Hardening-Fuse-10643510 | Lateral Hardening | 13390 | 2023 |  | 0 | 2023
Lateral Hardening-Fuse-10643511 | Lateral Hardening | 13390 | 0 |  | 0 | 0
Lateral Hardening-Fuse-10643512 | Lateral Hardening | 13390 | 0 |  | 0 | 0
Lateral Hardening-Fuse-10643522 | Lateral Hardening | 13390 | 0 |  | 0 | 0
Lateral Hardening-Fuse-10643524 | Lateral Hardening | 13390 | 0 |  | 0 | 0
Lateral Hardening-Fuse-10643525 | Lateral Hardening | 13390 | 0 |  | 0 | 0
Lateral Hardening-Fuse-10643527 | Lateral Hardening | 13390 | 0 |  | 0 | 0
Lateral Hardening-Fuse-10643528 | Lateral Hardening | 13390 | 0 |  | 0 | 0
Lateral Hardening-Fuse-10643529 | Lateral Hardening | 13390 | 0 |  | 0 | 0
Lateral Hardening-Fuse-10643530 | Lateral Hardening | 13390 | 0 |  | 0 | 0
Lateral Hardening-Fuse-10643533 | Lateral Hardening | 13390 | 0 |  | 0 | 0
Lateral Hardening-Fuse-10643535 | Lateral Hardening | 13390 | 0 |  | 0 | 0
Lateral Hardening-Fuse-10643536 | Lateral Hardening | 13390 | 0 |  | 0 | 0
Lateral Hardening-Fuse-10643537 | Lateral Hardening | 13390 | 0 |  | 0 | 0
Lateral Hardening-Fuse-10643538 | Lateral Hardening | 13390 | 2023 |  | 0 | 2023
Lateral Hardening-Fuse-10643540 | Lateral Hardening | 13390 | 0 |  | 0 | 0
Lateral Hardening-Fuse-10643541 | Lateral Hardening | 13390 | 2020 |  | 0 | 2020
Lateral Hardening-Fuse-10643555 | Lateral Hardening | 13390 | 0 |  | 0 | 0
Lateral Hardening-Fuse-10645428 | Lateral Hardening | 13148 | 0 |  | 0 | 0
Lateral Hardening-Fuse-10645429 | Lateral Hardening | 13148 | 2025 |  | 0 | 2025
Lateral Hardening-Fuse-10645436 | Lateral Hardening | 13148 | 2025 |  | 0 | 2025
Lateral Hardening-Fuse-10645442 | Lateral Hardening | 13148 | 0 |  | 0 | 0
Lateral Hardening-Fuse-10645451 | Lateral Hardening | 13148 | 0 |  | 0 | 0
Lateral Hardening-Fuse-10645452 | Lateral Hardening | 13148 | 0 |  | 0 | 0
Lateral Hardening-Fuse-10645456 | Lateral Hardening | 13148 | 0 |  | 0 | 0
Lateral Hardening-Fuse-10645457 | Lateral Hardening | 13148 | 0 |  | 0 | 0
Lateral Hardening-Fuse-10645459 | Lateral Hardening | 13148 | 0 |  | 0 | 0
Lateral Hardening-Fuse-10645461 | Lateral Hardening | 13148 | 0 |  | 0 | 0
Lateral Hardening-Fuse-10645467 | Lateral Hardening | 13148 | 0 |  | 0 | 0
Lateral Hardening-Fuse-10645468 | Lateral Hardening | 13148 | 0 |  | 0 | 0
Lateral Hardening-Fuse-10645469 | Lateral Hardening | 13148 | 0 |  | 0 | 0
Lateral Hardening-Fuse-10645472 | Lateral Hardening | 13148 | 0 |  | 0 | 0
Lateral Hardening-Fuse-10645473 | Lateral Hardening | 13148 | 0 |  | 0 | 0
Lateral Hardening-Fuse-10645475 | Lateral Hardening | 13148 | 0 |  | 0 | 0
Lateral Hardening-Fuse-10645478 | Lateral Hardening | 13148 | 0 |  | 0 | 0
Lateral Hardening-Fuse-10645480 | Lateral Hardening | 13148 | 0 |  | 0 | 0
Lateral Hardening-Fuse-10645484 | Lateral Hardening | 13148 | 0 |  | 0 | 0
Lateral Hardening-Fuse-10645486 | Lateral Hardening | 13148 | 0 |  | 0 | 0
Lateral Hardening-Fuse-10645487 | Lateral Hardening | 13148 | 0 |  | 0 | 0
Lateral Hardening-Fuse-10645489 | Lateral Hardening | 13148 | 2025 |  | 0 | 2025
Lateral Hardening-Fuse-10645493 | Lateral Hardening | 13148 | 0 |  | 0 | 0
Lateral Hardening-Fuse-10645494 | Lateral Hardening | 13148 | 0 |  | 0 | 0
Lateral Hardening-Fuse-10645495 | Lateral Hardening | 13148 | 0 |  | 0 | 0
Lateral Hardening-Fuse-10645497 | Lateral Hardening | 13148 | 0 |  | 0 | 0
Lateral Hardening-Fuse-10645499 | Lateral Hardening | 13148 | 0 |  | 0 | 0
Lateral Hardening-Fuse-10645500 | Lateral Hardening | 13148 | 0 |  | 0 | 0
Lateral Hardening-Fuse-10645501 | Lateral Hardening | 13148 | 0 |  | 0 | 0
Lateral Hardening-Fuse-10645502 | Lateral Hardening | 13148 | 0 |  | 0 | 0
Lateral Hardening-Fuse-10645504 | Lateral Hardening | 13148 | 0 |  | 0 | 0
Lateral Hardening-Fuse-10645505 | Lateral Hardening | 13148 | 0 |  | 0 | 0
Lateral Hardening-Fuse-10645507 | Lateral Hardening | 13148 | 0 |  | 0 | 0
Lateral Hardening-Fuse-10645508 | Lateral Hardening | 13148 | 0 |  | 0 | 0
Lateral Hardening-Fuse-10645509 | Lateral Hardening | 13148 | 0 |  | 0 | 0
Lateral Hardening-Fuse-10645510 | Lateral Hardening | 13148 | 0 |  | 0 | 0
Lateral Hardening-Fuse-10645512 | Lateral Hardening | 13148 | 0 |  | 0 | 0
Lateral Hardening-Fuse-10645513 | Lateral Hardening | 13148 | 0 |  | 0 | 0
Lateral Hardening-Fuse-10645514 | Lateral Hardening | 13148 | 0 |  | 0 | 0
Lateral Hardening-Fuse-10645517 | Lateral Hardening | 13148 | 0 |  | 0 | 0
Lateral Hardening-Fuse-10645518 | Lateral Hardening | 13148 | 0 |  | 0 | 0
Lateral Hardening-Fuse-10645519 | Lateral Hardening | 13148 | 0 |  | 0 | 0
Lateral Hardening-Fuse-10645520 | Lateral Hardening | 13148 | 0 |  | 0 | 0
Lateral Hardening-Fuse-10645524 | Lateral Hardening | 13148 | 0 |  | 0 | 0
Lateral Hardening-Fuse-10645526 | Lateral Hardening | 13148 | 0 |  | 0 | 0
Lateral Hardening-Fuse-10645528 | Lateral Hardening | 13148 | 2025 |  | 0 | 2025
Lateral Hardening-Fuse-10645529 | Lateral Hardening | 13148 | 0 |  | 0 | 0
Lateral Hardening-Fuse-10645530 | Lateral Hardening | 13148 | 0 |  | 0 | 0
Lateral Hardening-Fuse-10645533 | Lateral Hardening | 13148 | 0 |  | 0 | 0
Lateral Hardening-Fuse-10645534 | Lateral Hardening | 13148 | 0 |  | 0 | 0
Lateral Hardening-Fuse-10645535 | Lateral Hardening | 13148 | 0 |  | 0 | 0
Lateral Hardening-Fuse-10645537 | Lateral Hardening | 13148 | 0 |  | 0 | 0
Lateral Hardening-Fuse-10645538 | Lateral Hardening | 13148 | 0 |  | 0 | 0
Lateral Hardening-Fuse-10645539 | Lateral Hardening | 13148 | 0 |  | 0 | 0
Lateral Hardening-Fuse-10645542 | Lateral Hardening | 13148 | 0 |  | 0 | 0
Lateral Hardening-Fuse-10645543 | Lateral Hardening | 13148 | 0 |  | 0 | 0
Lateral Hardening-Fuse-10645545 | Lateral Hardening | 13148 | 0 |  | 0 | 0
Lateral Hardening-Fuse-10645546 | Lateral Hardening | 13148 | 0 |  | 0 | 0
Lateral Hardening-Fuse-10645547 | Lateral Hardening | 13148 | 0 |  | 0 | 0
Lateral Hardening-Fuse-10645548 | Lateral Hardening | 13148 | 0 |  | 0 | 0
Lateral Hardening-Fuse-10645549 | Lateral Hardening | 13148 | 0 |  | 0 | 0
Lateral Hardening-Fuse-10645556 | Lateral Hardening | 13148 | 0 |  | 0 | 0
Lateral Hardening-Fuse-10645558 | Lateral Hardening | 13148 | 0 |  | 0 | 0
Lateral Hardening-Fuse-10645560 | Lateral Hardening | 13148 | 0 |  | 0 | 0
Lateral Hardening-Fuse-10645562 | Lateral Hardening | 13148 | 0 |  | 0 | 0
Lateral Hardening-Fuse-10645563 | Lateral Hardening | 13148 | 0 |  | 0 | 0
Lateral Hardening-Fuse-10645564 | Lateral Hardening | 13148 | 0 |  | 0 | 0
Lateral Hardening-Fuse-10650302 | Lateral Hardening | 13391 | 0 |  | 0 | 0
Lateral Hardening-Fuse-10650307 | Lateral Hardening | 13391 | 0 |  | 0 | 0
Lateral Hardening-Fuse-10650309 | Lateral Hardening | 13391 | 0 |  | 0 | 0
Lateral Hardening-Fuse-10650310 | Lateral Hardening | 13391 | 0 |  | 0 | 0
Lateral Hardening-Fuse-10650317 | Lateral Hardening | 13391 | 2028 |  | 0 | 2028
Lateral Hardening-Fuse-10650319 | Lateral Hardening | 13391 | 0 |  | 0 | 0
Lateral Hardening-Fuse-10650323 | Lateral Hardening | 13391 | 0 |  | 0 | 0
Lateral Hardening-Fuse-10650325 | Lateral Hardening | 13391 | 0 |  | 0 | 0
Lateral Hardening-Fuse-10650327 | Lateral Hardening | 13391 | 0 |  | 0 | 0
Lateral Hardening-Fuse-10650337 | Lateral Hardening | 13391 | 0 |  | 0 | 0
Lateral Hardening-Fuse-10650339 | Lateral Hardening | 13391 | 0 |  | 0 | 0
Lateral Hardening-Fuse-10650341 | Lateral Hardening | 13391 | 0 |  | 0 | 0
Lateral Hardening-Fuse-10650351 | Lateral Hardening | 13391 | 0 |  | 0 | 0
Lateral Hardening-Fuse-10650353 | Lateral Hardening | 13391 | 0 |  | 0 | 0
Lateral Hardening-Fuse-10650355 | Lateral Hardening | 13391 | 0 |  | 0 | 0
Lateral Hardening-Fuse-10650357 | Lateral Hardening | 13391 | 0 |  | 0 | 0
Lateral Hardening-Fuse-10650358 | Lateral Hardening | 13391 | 0 |  | 0 | 0
Lateral Hardening-Fuse-10650360 | Lateral Hardening | 13391 | 0 |  | 0 | 0
Lateral Hardening-Fuse-10650362 | Lateral Hardening | 13391 | 0 |  | 0 | 0
Lateral Hardening-Fuse-10650370 | Lateral Hardening | 13391 | 0 |  | 0 | 0
Lateral Hardening-Fuse-10650374 | Lateral Hardening | 13391 | 2028 |  | 0 | 2028
Lateral Hardening-Fuse-10650379 | Lateral Hardening | 13391 | 0 |  | 0 | 0
Lateral Hardening-Fuse-10650384 | Lateral Hardening | 13391 | 0 |  | 0 | 0
Lateral Hardening-Fuse-10650388 | Lateral Hardening | 13391 | 0 |  | 0 | 0
Lateral Hardening-Fuse-10650392 | Lateral Hardening | 13391 | 0 |  | 0 | 0
Lateral Hardening-Fuse-10650394 | Lateral Hardening | 13391 | 0 |  | 0 | 0
Lateral Hardening-Fuse-10650396 | Lateral Hardening | 13391 | 0 |  | 0 | 0
Lateral Hardening-Fuse-10650408 | Lateral Hardening | 13391 | 0 |  | 0 | 0
Lateral Hardening-Fuse-10650411 | Lateral Hardening | 13391 | 0 |  | 0 | 0
Lateral Hardening-Fuse-10650417 | Lateral Hardening | 13391 | 2028 |  | 0 | 2028
Lateral Hardening-Fuse-10650423 | Lateral Hardening | 13391 | 0 |  | 0 | 0
Lateral Hardening-Fuse-10650425 | Lateral Hardening | 13391 | 0 |  | 0 | 0
Lateral Hardening-Fuse-10650427 | Lateral Hardening | 13391 | 0 |  | 0 | 0
Lateral Hardening-Fuse-10650429 | Lateral Hardening | 13391 | 0 |  | 0 | 0
Lateral Hardening-Fuse-10650431 | Lateral Hardening | 13391 | 0 |  | 0 | 0
Lateral Hardening-Fuse-10650435 | Lateral Hardening | 13391 | 0 |  | 0 | 0
Lateral Hardening-Fuse-10650437 | Lateral Hardening | 13391 | 0 |  | 0 | 0
Lateral Hardening-Fuse-10650439 | Lateral Hardening | 13391 | 0 |  | 0 | 0
Lateral Hardening-Fuse-10650440 | Lateral Hardening | 13391 | 0 |  | 0 | 0
Lateral Hardening-Fuse-10650442 | Lateral Hardening | 13391 | 0 |  | 0 | 0
Lateral Hardening-Fuse-10650444 | Lateral Hardening | 13391 | 0 |  | 0 | 0
Lateral Hardening-Fuse-10650454 | Lateral Hardening | 13391 | 0 |  | 0 | 0
Lateral Hardening-Fuse-10650459 | Lateral Hardening | 13391 | 0 |  | 0 | 0
Lateral Hardening-Fuse-10650460 | Lateral Hardening | 13391 | 0 |  | 0 | 0
Lateral Hardening-Fuse-10650461 | Lateral Hardening | 13391 | 0 |  | 0 | 0
Lateral Hardening-Fuse-10650462 | Lateral Hardening | 13391 | 0 |  | 0 | 0
Lateral Hardening-Fuse-10650464 | Lateral Hardening | 13391 | 0 |  | 0 | 0
Lateral Hardening-Fuse-10650466 | Lateral Hardening | 13807 | 0 |  | 0 | 0
Lateral Hardening-Fuse-10650467 | Lateral Hardening | 13391 | 0 |  | 0 | 0
Lateral Hardening-Fuse-10650471 | Lateral Hardening | 13391 | 0 |  | 0 | 0
Lateral Hardening-Fuse-10650473 | Lateral Hardening | 13391 | 0 |  | 0 | 0
Lateral Hardening-Fuse-10650475 | Lateral Hardening | 13391 | 0 |  | 0 | 0
Lateral Hardening-Fuse-10650485 | Lateral Hardening | 13391 | 0 |  | 0 | 0
Lateral Hardening-Fuse-10650487 | Lateral Hardening | 13391 | 0 |  | 0 | 0
Lateral Hardening-Fuse-10650489 | Lateral Hardening | 13391 | 0 |  | 0 | 0
Lateral Hardening-Fuse-10650490 | Lateral Hardening | 13391 | 0 |  | 0 | 0
Lateral Hardening-Fuse-10650493 | Lateral Hardening | 13391 | 0 |  | 0 | 0
Lateral Hardening-Fuse-10650495 | Lateral Hardening | 13391 | 0 |  | 0 | 0
Lateral Hardening-Fuse-10650497 | Lateral Hardening | 13391 | 0 |  | 0 | 0
Lateral Hardening-Fuse-10650500 | Lateral Hardening | 13391 | 0 |  | 0 | 0
Lateral Hardening-Fuse-10650502 | Lateral Hardening | 13391 | 0 |  | 0 | 0
Lateral Hardening-Fuse-10650514 | Lateral Hardening | 13391 | 0 |  | 0 | 0
Lateral Hardening-Fuse-10650518 | Lateral Hardening | 13391 | 0 |  | 0 | 0
Lateral Hardening-Fuse-10650522 | Lateral Hardening | 13391 | 0 |  | 0 | 0
Lateral Hardening-Fuse-10650524 | Lateral Hardening | 13391 | 0 |  | 0 | 0
Lateral Hardening-Fuse-10650526 | Lateral Hardening | 13391 | 0 |  | 0 | 0
Lateral Hardening-Fuse-10650532 | Lateral Hardening | 13391 | 0 |  | 0 | 0
Lateral Hardening-Fuse-10650534 | Lateral Hardening | 13391 | 0 |  | 0 | 0
Lateral Hardening-Fuse-10650535 | Lateral Hardening | 13391 | 0 |  | 0 | 0
Lateral Hardening-Fuse-10650536 | Lateral Hardening | 13391 | 0 |  | 0 | 0
Lateral Hardening-Fuse-10650537 | Lateral Hardening | 13391 | 0 |  | 0 | 0
Lateral Hardening-Fuse-10650539 | Lateral Hardening | 13391 | 0 |  | 0 | 0
Lateral Hardening-Fuse-10650540 | Lateral Hardening | 13391 | 0 |  | 0 | 0
Lateral Hardening-Fuse-10650543 | Lateral Hardening | 13391 | 0 |  | 0 | 0
Lateral Hardening-Fuse-10650544 | Lateral Hardening | 13391 | 0 |  | 0 | 0
Lateral Hardening-Fuse-10650545 | Lateral Hardening | 13391 | 0 |  | 0 | 0
Lateral Hardening-Fuse-10650546 | Lateral Hardening | 13391 | 0 |  | 0 | 0
Lateral Hardening-Fuse-10650547 | Lateral Hardening | 13391 | 0 |  | 0 | 0
Lateral Hardening-Fuse-10650548 | Lateral Hardening | 13391 | 0 |  | 0 | 0
Lateral Hardening-Fuse-10650549 | Lateral Hardening | 13391 | 0 |  | 0 | 0
Lateral Hardening-Fuse-10650550 | Lateral Hardening | 13391 | 0 |  | 0 | 0
Lateral Hardening-Fuse-10650551 | Lateral Hardening | 13391 | 0 |  | 0 | 0
Lateral Hardening-Fuse-10650552 | Lateral Hardening | 13391 | 0 |  | 0 | 0
Lateral Hardening-Fuse-10650553 | Lateral Hardening | 13391 | 0 |  | 0 | 0
Lateral Hardening-Fuse-10650554 | Lateral Hardening | 13391 | 0 |  | 0 | 0
Lateral Hardening-Fuse-10650555 | Lateral Hardening | 13391 | 0 |  | 0 | 0
Lateral Hardening-Fuse-10650558 | Lateral Hardening | 13391 | 0 |  | 0 | 0
Lateral Hardening-Fuse-10650560 | Lateral Hardening | 13391 | 0 |  | 0 | 0
Lateral Hardening-Fuse-10650562 | Lateral Hardening | 13391 | 0 |  | 0 | 0
Lateral Hardening-Fuse-10650563 | Lateral Hardening | 13391 | 0 |  | 0 | 0
Lateral Hardening-Fuse-10650564 | Lateral Hardening | 13391 | 0 |  | 0 | 0
Lateral Hardening-Fuse-10650565 | Lateral Hardening | 13391 | 0 |  | 0 | 0
Lateral Hardening-Fuse-10650566 | Lateral Hardening | 13391 | 0 |  | 0 | 0
Lateral Hardening-Fuse-10650567 | Lateral Hardening | 13391 | 0 |  | 0 | 0
Lateral Hardening-Fuse-10650572 | Lateral Hardening | 13391 | 0 |  | 0 | 0
Lateral Hardening-Fuse-10650574 | Lateral Hardening | 13391 | 0 |  | 0 | 0
Lateral Hardening-Fuse-10650575 | Lateral Hardening | 13391 | 0 |  | 0 | 0
Lateral Hardening-Fuse-10650577 | Lateral Hardening | 13391 | 0 |  | 0 | 0
Lateral Hardening-Fuse-10650578 | Lateral Hardening | 13391 | 0 |  | 0 | 0
Lateral Hardening-Fuse-10650579 | Lateral Hardening | 13391 | 0 |  | 0 | 0
Lateral Hardening-Fuse-10650580 | Lateral Hardening | 13391 | 0 |  | 0 | 0
Lateral Hardening-Fuse-10650581 | Lateral Hardening | 13391 | 0 |  | 0 | 0
Lateral Hardening-Fuse-10650582 | Lateral Hardening | 13391 | 0 |  | 0 | 0
Lateral Hardening-Fuse-10650583 | Lateral Hardening | 13391 | 0 |  | 0 | 0
Lateral Hardening-Fuse-10650584 | Lateral Hardening | 13391 | 0 |  | 0 | 0
Lateral Hardening-Fuse-10650585 | Lateral Hardening | 13391 | 0 |  | 0 | 0
Lateral Hardening-Fuse-10650588 | Lateral Hardening | 13391 | 0 |  | 0 | 0
Lateral Hardening-Fuse-10650589 | Lateral Hardening | 13391 | 0 |  | 0 | 0
Lateral Hardening-Fuse-10650590 | Lateral Hardening | 13391 | 0 |  | 0 | 0
Lateral Hardening-Fuse-10650592 | Lateral Hardening | 13391 | 0 |  | 0 | 0
Lateral Hardening-Fuse-10650594 | Lateral Hardening | 13391 | 0 |  | 0 | 0
Lateral Hardening-Fuse-10650595 | Lateral Hardening | 13391 | 0 |  | 0 | 0
Lateral Hardening-Fuse-10650596 | Lateral Hardening | 13391 | 0 |  | 0 | 0
Lateral Hardening-Fuse-10650599 | Lateral Hardening | 13391 | 0 |  | 0 | 0
Lateral Hardening-Fuse-10650600 | Lateral Hardening | 13391 | 0 |  | 0 | 0
Lateral Hardening-Fuse-10650601 | Lateral Hardening | 13391 | 0 |  | 0 | 0
Lateral Hardening-Fuse-10652513 | Lateral Hardening | 13967 | 2025 |  | 0 | 2025
Lateral Hardening-Fuse-10652515 | Lateral Hardening | 13967 | 0 |  | 0 | 0
Lateral Hardening-Fuse-10652520 | Lateral Hardening | 13967 | 0 |  | 0 | 0
Lateral Hardening-Fuse-10652521 | Lateral Hardening | 13967 | 0 |  | 0 | 0
Lateral Hardening-Fuse-10652527 | Lateral Hardening | 13967 | 0 |  | 0 | 0
Lateral Hardening-Fuse-10655430 | Lateral Hardening | 13188 | 0 |  | 0 | 0
Lateral Hardening-Fuse-10655431 | Lateral Hardening | 13188 | 0 |  | 0 | 0
Lateral Hardening-Fuse-10655433 | Lateral Hardening | 13188 | 0 |  | 0 | 0
Lateral Hardening-Fuse-10655436 | Lateral Hardening | 13188 | 0 |  | 0 | 0
Lateral Hardening-Fuse-10655439 | Lateral Hardening | 13188 | 0 |  | 0 | 0
Lateral Hardening-Fuse-10655444 | Lateral Hardening | 13188 | 0 |  | 0 | 0
Lateral Hardening-Fuse-10655446 | Lateral Hardening | 13188 | 0 |  | 0 | 0
Lateral Hardening-Fuse-10655448 | Lateral Hardening | 13188 | 0 |  | 0 | 0
Lateral Hardening-Fuse-10655450 | Lateral Hardening | 13188 | 0 |  | 0 | 0
Lateral Hardening-Fuse-10655453 | Lateral Hardening | 13188 | 2021 |  | 0 | 2021
Lateral Hardening-Fuse-10655459 | Lateral Hardening | 13188 | 0 |  | 0 | 0
Lateral Hardening-Fuse-10655460 | Lateral Hardening | 13188 | 0 |  | 0 | 0
Lateral Hardening-Fuse-10655463 | Lateral Hardening | 13188 | 0 |  | 0 | 0
Lateral Hardening-Fuse-10655464 | Lateral Hardening | 13188 | 0 |  | 0 | 0
Lateral Hardening-Fuse-10655465 | Lateral Hardening | 13188 | 0 |  | 0 | 0
Lateral Hardening-Fuse-10655467 | Lateral Hardening | 13188 | 0 |  | 0 | 0
Lateral Hardening-Fuse-10657007 | Lateral Hardening | 13098 | 0 |  | 0 | 0
Lateral Hardening-Fuse-10657010 | Lateral Hardening | 13098 | 0 |  | 0 | 0
Lateral Hardening-Fuse-10657012 | Lateral Hardening | 13098 | 0 |  | 0 | 0
Lateral Hardening-Fuse-10657013 | Lateral Hardening | 13098 | 0 |  | 0 | 0
Lateral Hardening-Fuse-10657016 | Lateral Hardening | 13098 | 0 |  | 0 | 0
Lateral Hardening-Fuse-10657017 | Lateral Hardening | 13098 | 0 |  | 0 | 0
Lateral Hardening-Fuse-10657018 | Lateral Hardening | 13098 | 0 |  | 0 | 0
Lateral Hardening-Fuse-10657019 | Lateral Hardening | 13098 | 2024 |  | 0 | 2024
Lateral Hardening-Fuse-10657022 | Lateral Hardening | 13098 | 0 |  | 0 | 0
Lateral Hardening-Fuse-10657023 | Lateral Hardening | 13098 | 0 |  | 0 | 0
Lateral Hardening-Fuse-10657024 | Lateral Hardening | 13098 | 2024 |  | 0 | 2024
Lateral Hardening-Fuse-10657025 | Lateral Hardening | 13098 | 0 |  | 0 | 0
Lateral Hardening-Fuse-10657026 | Lateral Hardening | 13098 | 0 |  | 0 | 0
Lateral Hardening-Fuse-10657027 | Lateral Hardening | 13098 | 2024 |  | 0 | 2024
Lateral Hardening-Fuse-10657033 | Lateral Hardening | 13098 | 0 |  | 0 | 0
Lateral Hardening-Fuse-10657034 | Lateral Hardening | 13098 | 0 |  | 0 | 0
Lateral Hardening-Fuse-10657035 | Lateral Hardening | 13098 | 0 |  | 0 | 0
Lateral Hardening-Fuse-10657036 | Lateral Hardening | 13098 | 2024 |  | 0 | 2024
Lateral Hardening-Fuse-10657038 | Lateral Hardening | 13098 | 0 |  | 0 | 0
Lateral Hardening-Fuse-10657042 | Lateral Hardening | 13098 | 0 |  | 0 | 0
Lateral Hardening-Fuse-10657045 | Lateral Hardening | 13098 | 0 |  | 0 | 0
Lateral Hardening-Fuse-10657046 | Lateral Hardening | 13098 | 0 |  | 0 | 0
Lateral Hardening-Fuse-10657053 | Lateral Hardening | 13098 | 0 |  | 0 | 0
Lateral Hardening-Fuse-10657055 | Lateral Hardening | 13098 | 0 |  | 0 | 0
Lateral Hardening-Fuse-10657056 | Lateral Hardening | 13098 | 0 |  | 0 | 0
Lateral Hardening-Fuse-10657057 | Lateral Hardening | 13098 | 0 |  | 0 | 0
Lateral Hardening-Fuse-10662313 | Lateral Hardening | 13473 | 0 |  | 0 | 0
Lateral Hardening-Fuse-10662314 | Lateral Hardening | 13473 | 0 |  | 0 | 0
Lateral Hardening-Fuse-10662315 | Lateral Hardening | 13473 | 0 |  | 0 | 0
Lateral Hardening-Fuse-10662316 | Lateral Hardening | 13473 | 0 |  | 0 | 0
Lateral Hardening-Fuse-10662318 | Lateral Hardening | 13473 | 0 |  | 0 | 0
Lateral Hardening-Fuse-10662319 | Lateral Hardening | 13470 | 0 |  | 0 | 0
Lateral Hardening-Fuse-10662320 | Lateral Hardening | 13470 | 0 |  | 0 | 0
Lateral Hardening-Fuse-10662321 | Lateral Hardening | 13470 | 0 |  | 0 | 0
Lateral Hardening-Fuse-10662323 | Lateral Hardening | 13470 | 0 |  | 0 | 0
Lateral Hardening-Fuse-10662324 | Lateral Hardening | 13473 | 0 |  | 0 | 0
Lateral Hardening-Fuse-10662326 | Lateral Hardening | 13470 | 0 |  | 0 | 0
Lateral Hardening-Fuse-10662328 | Lateral Hardening | 13470 | 2026 |  | 0 | 2026
Lateral Hardening-Fuse-10662329 | Lateral Hardening | 13470 | 0 |  | 0 | 0
Lateral Hardening-Fuse-10662330 | Lateral Hardening | 13470 | 0 |  | 0 | 0
Lateral Hardening-Fuse-10662331 | Lateral Hardening | 13470 | 0 |  | 0 | 0
Lateral Hardening-Fuse-10662336 | Lateral Hardening | 13470 | 0 |  | 0 | 0
Lateral Hardening-Fuse-10662337 | Lateral Hardening | 13470 | 0 |  | 0 | 0
Lateral Hardening-Fuse-10662340 | Lateral Hardening | 13470 | 0 |  | 0 | 0
Lateral Hardening-Fuse-10662341 | Lateral Hardening | 13470 | 0 |  | 0 | 0
Lateral Hardening-Fuse-10662342 | Lateral Hardening | 13470 | 0 |  | 0 | 0
Lateral Hardening-Fuse-10662343 | Lateral Hardening | 13470 | 0 |  | 0 | 0
Lateral Hardening-Fuse-10662344 | Lateral Hardening | 13470 | 0 |  | 0 | 0
Lateral Hardening-Fuse-10662345 | Lateral Hardening | 13470 | 0 |  | 0 | 0
Lateral Hardening-Fuse-10662346 | Lateral Hardening | 13470 | 2026 |  | 0 | 2026
Lateral Hardening-Fuse-10662349 | Lateral Hardening | 13470 | 2026 |  | 0 | 2026
Lateral Hardening-Fuse-10662354 | Lateral Hardening | 13470 | 0 |  | 0 | 0
Lateral Hardening-Fuse-10662355 | Lateral Hardening | 13470 | 2026 |  | 0 | 2026
Lateral Hardening-Fuse-10662358 | Lateral Hardening | 13470 | 0 |  | 0 | 0
Lateral Hardening-Fuse-10662359 | Lateral Hardening | 13470 | 0 |  | 0 | 0
Lateral Hardening-Fuse-10662360 | Lateral Hardening | 13470 | 0 |  | 0 | 0
Lateral Hardening-Fuse-10662363 | Lateral Hardening | 13470 | 0 |  | 0 | 0
Lateral Hardening-Fuse-10662366 | Lateral Hardening | 13470 | 0 |  | 0 | 0
Lateral Hardening-Fuse-10662367 | Lateral Hardening | 13473 | 0 |  | 0 | 0
Lateral Hardening-Fuse-10662370 | Lateral Hardening | 13470 | 0 |  | 0 | 0
Lateral Hardening-Fuse-10662371 | Lateral Hardening | 13470 | 0 |  | 0 | 0
Lateral Hardening-Fuse-10662374 | Lateral Hardening | 13470 | 0 |  | 0 | 0
Lateral Hardening-Fuse-10662375 | Lateral Hardening | 13470 | 0 |  | 0 | 0
Lateral Hardening-Fuse-10663240 | Lateral Hardening | 13001 | 2021 |  | 0 | 2021
Lateral Hardening-Fuse-10663245 | Lateral Hardening | 13001 | 0 |  | 0 | 0
Lateral Hardening-Fuse-10663246 | Lateral Hardening | 13001 | 2021 |  | 0 | 2021
Lateral Hardening-Fuse-10663249 | Lateral Hardening | 13001 | 0 |  | 0 | 0
Lateral Hardening-Fuse-10663251 | Lateral Hardening | 13001 | 2021 |  | 0 | 2021
Lateral Hardening-Fuse-10663254 | Lateral Hardening | 13001 | 0 |  | 0 | 0
Lateral Hardening-Fuse-10663255 | Lateral Hardening | 13001 | 0 |  | 0 | 0
Lateral Hardening-Fuse-10663256 | Lateral Hardening | 13001 | 0 |  | 0 | 0
Lateral Hardening-Fuse-10663258 | Lateral Hardening | 13001 | 2021 |  | 0 | 2021
Lateral Hardening-Fuse-10663262 | Lateral Hardening | 13001 | 2021 |  | 0 | 2021
Lateral Hardening-Fuse-10663264 | Lateral Hardening | 13001 | 0 |  | 0 | 0
Lateral Hardening-Fuse-10663268 | Lateral Hardening | 13001 | 0 |  | 0 | 0
Lateral Hardening-Fuse-10663269 | Lateral Hardening | 13001 | 2021 |  | 0 | 2021
Lateral Hardening-Fuse-10663273 | Lateral Hardening | 13001 | 0 |  | 0 | 0
Lateral Hardening-Fuse-10663280 | Lateral Hardening | 13001 | 0 |  | 0 | 0
Lateral Hardening-Fuse-10663281 | Lateral Hardening | 13001 | 0 |  | 0 | 0
Lateral Hardening-Fuse-10663288 | Lateral Hardening | 13001 | 0 |  | 0 | 0
Lateral Hardening-Fuse-10664556 | Lateral Hardening | 14090 | 0 |  | 0 | 0
Lateral Hardening-Fuse-10667323 | Lateral Hardening | 13787 | 0 |  | 0 | 0
Lateral Hardening-Fuse-10667326 | Lateral Hardening | 13785 | 0 |  | 0 | 0
Lateral Hardening-Fuse-10667327 | Lateral Hardening | 13785 | 0 |  | 0 | 0
Lateral Hardening-Fuse-10667328 | Lateral Hardening | 13785 | 0 |  | 0 | 0
Lateral Hardening-Fuse-10667329 | Lateral Hardening | 13785 | 0 |  | 0 | 0
Lateral Hardening-Fuse-10667330 | Lateral Hardening | 13787 | 2027 |  | 0 | 2027
Lateral Hardening-Fuse-10667331 | Lateral Hardening | 13787 | 0 |  | 0 | 0
Lateral Hardening-Fuse-10667332 | Lateral Hardening | 13787 | 0 |  | 0 | 0
Lateral Hardening-Fuse-10667333 | Lateral Hardening | 13785 | 0 |  | 0 | 0
Lateral Hardening-Fuse-10667336 | Lateral Hardening | 13785 | 0 |  | 0 | 0
Lateral Hardening-Fuse-10667338 | Lateral Hardening | 13785 | 0 |  | 0 | 0
Lateral Hardening-Fuse-10667339 | Lateral Hardening | 13785 | 0 |  | 0 | 0
Lateral Hardening-Fuse-10667340 | Lateral Hardening | 13787 | 0 |  | 0 | 0
Lateral Hardening-Fuse-10667346 | Lateral Hardening | 13785 | 0 |  | 0 | 0
Lateral Hardening-Fuse-10667347 | Lateral Hardening | 13785 | 0 |  | 0 | 0
Lateral Hardening-Fuse-10667348 | Lateral Hardening | 13785 | 0 |  | 0 | 0
Lateral Hardening-Fuse-10667351 | Lateral Hardening | 13785 | 0 |  | 0 | 0
Lateral Hardening-Fuse-10667353 | Lateral Hardening | 13785 | 0 |  | 0 | 0
Lateral Hardening-Fuse-10667354 | Lateral Hardening | 13785 | 0 |  | 0 | 0
Lateral Hardening-Fuse-10667355 | Lateral Hardening | 13785 | 0 |  | 0 | 0
Lateral Hardening-Fuse-10667356 | Lateral Hardening | 13785 | 0 |  | 0 | 0
Lateral Hardening-Fuse-10667358 | Lateral Hardening | 13785 | 0 |  | 0 | 0
Lateral Hardening-Fuse-10667361 | Lateral Hardening | 13785 | 2021 |  | 0 | 2021
Lateral Hardening-Fuse-10667365 | Lateral Hardening | 13785 | 0 |  | 0 | 0
Lateral Hardening-Fuse-10667366 | Lateral Hardening | 13785 | 2021 |  | 0 | 2021
Lateral Hardening-Fuse-10667367 | Lateral Hardening | 13787 | 0 |  | 0 | 0
Lateral Hardening-Fuse-10667368 | Lateral Hardening | 13787 | 0 |  | 0 | 0
Lateral Hardening-Fuse-10667369 | Lateral Hardening | 13785 | 0 |  | 0 | 0
Lateral Hardening-Fuse-10667370 | Lateral Hardening | 13785 | 0 |  | 0 | 0
Lateral Hardening-Fuse-10667371 | Lateral Hardening | 13785 | 0 |  | 0 | 0
Lateral Hardening-Fuse-10667372 | Lateral Hardening | 13787 | 0 |  | 0 | 0
Lateral Hardening-Fuse-10667373 | Lateral Hardening | 14121 | 0 |  | 0 | 0
Lateral Hardening-Fuse-10667376 | Lateral Hardening | 13787 | 0 |  | 0 | 0
Lateral Hardening-Fuse-10667379 | Lateral Hardening | 13785 | 0 |  | 0 | 0
Lateral Hardening-Fuse-10667380 | Lateral Hardening | 13785 | 0 |  | 0 | 0
Lateral Hardening-Fuse-10667382 | Lateral Hardening | 13785 | 0 |  | 0 | 0
Lateral Hardening-Fuse-10667385 | Lateral Hardening | 13787 | 0 |  | 0 | 0
Lateral Hardening-Fuse-10667386 | Lateral Hardening | 13787 | 0 |  | 0 | 0
Lateral Hardening-Fuse-10667387 | Lateral Hardening | 13787 | 0 |  | 0 | 0
Lateral Hardening-Fuse-10667388 | Lateral Hardening | 14121 | 0 |  | 0 | 0
Lateral Hardening-Fuse-10667389 | Lateral Hardening | 13785 | 0 |  | 0 | 0
Lateral Hardening-Fuse-10667391 | Lateral Hardening | 13785 | 2021 |  | 0 | 2021
Lateral Hardening-Fuse-10668786 | Lateral Hardening | 13723 | 0 |  | 0 | 0
Lateral Hardening-Fuse-10668787 | Lateral Hardening | 13723 | 0 |  | 0 | 0
Lateral Hardening-Fuse-10668798 | Lateral Hardening | 13723 | 0 |  | 0 | 0
Lateral Hardening-Fuse-10668800 | Lateral Hardening | 13723 | 2024 |  | 0 | 2024
Lateral Hardening-Fuse-10668823 | Lateral Hardening | 13723 | 0 |  | 0 | 0
Lateral Hardening-Fuse-10668850 | Lateral Hardening | 13722 | 0 |  | 0 | 0
Lateral Hardening-Fuse-10668851 | Lateral Hardening | 13722 | 0 |  | 0 | 0
Lateral Hardening-Fuse-10668853 | Lateral Hardening | 13722 | 0 |  | 0 | 0
Lateral Hardening-Fuse-10668856 | Lateral Hardening | 13722 | 2022 |  | 0 | 2022
Lateral Hardening-Fuse-10668865 | Lateral Hardening | 13723 | 0 |  | 0 | 0
Lateral Hardening-Fuse-10668872 | Lateral Hardening | 13722 | 0 |  | 0 | 0
Lateral Hardening-Fuse-10668873 | Lateral Hardening | 13722 | 0 |  | 0 | 0
Lateral Hardening-Fuse-10668878 | Lateral Hardening | 13723 | 0 |  | 0 | 0
Lateral Hardening-Fuse-10668880 | Lateral Hardening | 13723 | 0 |  | 0 | 0
Lateral Hardening-Fuse-10668885 | Lateral Hardening | 13723 | 0 |  | 0 | 0
Lateral Hardening-Fuse-10668889 | Lateral Hardening | 13723 | 2024 |  | 0 | 2024
Lateral Hardening-Fuse-10668890 | Lateral Hardening | 13723 | 2024 |  | 0 | 2024
Lateral Hardening-Fuse-10668891 | Lateral Hardening | 13723 | 0 |  | 0 | 0
Lateral Hardening-Fuse-10668899 | Lateral Hardening | 13722 | 0 |  | 0 | 0
Lateral Hardening-Fuse-10668901 | Lateral Hardening | 13722 | 0 |  | 0 | 0
Lateral Hardening-Fuse-10668902 | Lateral Hardening | 13722 | 0 |  | 0 | 0
Lateral Hardening-Fuse-10668904 | Lateral Hardening | 13722 | 0 |  | 0 | 0
Lateral Hardening-Fuse-10668905 | Lateral Hardening | 13722 | 0 |  | 0 | 0
Lateral Hardening-Fuse-10668906 | Lateral Hardening | 13722 | 0 |  | 0 | 0
Lateral Hardening-Fuse-10668910 | Lateral Hardening | 13722 | 0 |  | 0 | 0
Lateral Hardening-Fuse-10669968 | Lateral Hardening | 13462 | 0 |  | 0 | 0
Lateral Hardening-Fuse-10669975 | Lateral Hardening | 13462 | 0 |  | 0 | 0
Lateral Hardening-Fuse-10669976 | Lateral Hardening | 13462 | 0 |  | 0 | 0
Lateral Hardening-Fuse-10669979 | Lateral Hardening | 13462 | 0 |  | 0 | 0
Lateral Hardening-Fuse-10669989 | Lateral Hardening | 13462 | 0 |  | 0 | 0
Lateral Hardening-Fuse-10671176 | Lateral Hardening | 13724 | 0 |  | 0 | 0
Lateral Hardening-Fuse-10671177 | Lateral Hardening | 13724 | 0 |  | 0 | 0
Lateral Hardening-Fuse-10671178 | Lateral Hardening | 13724 | 0 |  | 0 | 0
Lateral Hardening-Fuse-10671179 | Lateral Hardening | 13724 | 0 |  | 0 | 0
Lateral Hardening-Fuse-10671185 | Lateral Hardening | 13724 | 0 |  | 0 | 0
Lateral Hardening-Fuse-10671186 | Lateral Hardening | 13724 | 0 |  | 0 | 0
Lateral Hardening-Fuse-10671188 | Lateral Hardening | 13724 | 0 |  | 0 | 0
Lateral Hardening-Fuse-10671189 | Lateral Hardening | 13389 | 2025 |  | 0 | 2025
Lateral Hardening-Fuse-10671192 | Lateral Hardening | 13389 | 0 |  | 0 | 0
Lateral Hardening-Fuse-10671196 | Lateral Hardening | 13724 | 0 |  | 0 | 0
Lateral Hardening-Fuse-10671198 | Lateral Hardening | 13724 | 0 |  | 0 | 0
Lateral Hardening-Fuse-10671199 | Lateral Hardening | 13724 | 0 |  | 0 | 0
Lateral Hardening-Fuse-10671200 | Lateral Hardening | 13724 | 0 |  | 0 | 0
Lateral Hardening-Fuse-10671202 | Lateral Hardening | 13724 | 0 |  | 0 | 0
Lateral Hardening-Fuse-10671206 | Lateral Hardening | 13724 | 2022 |  | 0 | 2022
Lateral Hardening-Fuse-10671207 | Lateral Hardening | 13724 | 0 |  | 0 | 0
Lateral Hardening-Fuse-10671208 | Lateral Hardening | 13724 | 2022 |  | 0 | 2022
Lateral Hardening-Fuse-10671209 | Lateral Hardening | 13724 | 0 |  | 0 | 0
Lateral Hardening-Fuse-10671210 | Lateral Hardening | 13724 | 0 |  | 0 | 0
Lateral Hardening-Fuse-10671211 | Lateral Hardening | 13724 | 0 |  | 0 | 0
Lateral Hardening-Fuse-10671213 | Lateral Hardening | 13724 | 0 |  | 0 | 0
Lateral Hardening-Fuse-10671214 | Lateral Hardening | 13724 | 0 |  | 0 | 0
Lateral Hardening-Fuse-10671215 | Lateral Hardening | 13724 | 0 |  | 0 | 0
Lateral Hardening-Fuse-10671217 | Lateral Hardening | 13724 | 0 |  | 0 | 0
Lateral Hardening-Fuse-10671219 | Lateral Hardening | 13724 | 0 |  | 0 | 0
Lateral Hardening-Fuse-10671222 | Lateral Hardening | 13724 | 0 |  | 0 | 0
Lateral Hardening-Fuse-10671224 | Lateral Hardening | 13724 | 2022 |  | 0 | 2022
Lateral Hardening-Fuse-10671227 | Lateral Hardening | 13724 | 0 |  | 0 | 0
Lateral Hardening-Fuse-10671229 | Lateral Hardening | 13724 | 2022 |  | 0 | 2022
Lateral Hardening-Fuse-10671231 | Lateral Hardening | 13724 | 0 |  | 0 | 0
Lateral Hardening-Fuse-10671233 | Lateral Hardening | 13724 | 2022 |  | 0 | 2022
Lateral Hardening-Fuse-10671235 | Lateral Hardening | 13724 | 0 |  | 0 | 0
Lateral Hardening-Fuse-10671239 | Lateral Hardening | 13724 | 0 |  | 0 | 0
Lateral Hardening-Fuse-10671241 | Lateral Hardening | 13724 | 0 |  | 0 | 0
Lateral Hardening-Fuse-10671243 | Lateral Hardening | 13724 | 0 |  | 0 | 0
Lateral Hardening-Fuse-10671248 | Lateral Hardening | 13724 | 0 |  | 0 | 0
Lateral Hardening-Fuse-10671250 | Lateral Hardening | 13724 | 0 |  | 0 | 0
Lateral Hardening-Fuse-10671251 | Lateral Hardening | 13724 | 0 |  | 0 | 0
Lateral Hardening-Fuse-10671252 | Lateral Hardening | 13389 | 0 |  | 0 | 0
Lateral Hardening-Fuse-10671258 | Lateral Hardening | 13389 | 0 |  | 0 | 0
Lateral Hardening-Fuse-10671261 | Lateral Hardening | 13389 | 0 |  | 0 | 0
Lateral Hardening-Fuse-10671263 | Lateral Hardening | 13724 | 0 |  | 0 | 0
Lateral Hardening-Fuse-10671269 | Lateral Hardening | 13724 | 0 |  | 0 | 0
Lateral Hardening-Fuse-10671274 | Lateral Hardening | 13724 | 0 |  | 0 | 0
Lateral Hardening-Fuse-10671276 | Lateral Hardening | 13724 | 0 |  | 0 | 0
Lateral Hardening-Fuse-10671277 | Lateral Hardening | 13724 | 0 |  | 0 | 0
Lateral Hardening-Fuse-10671281 | Lateral Hardening | 13724 | 0 |  | 0 | 0
Lateral Hardening-Fuse-10671282 | Lateral Hardening | 13724 | 0 |  | 0 | 0
Lateral Hardening-Fuse-10671283 | Lateral Hardening | 13724 | 2022 |  | 0 | 2022
Lateral Hardening-Fuse-10671286 | Lateral Hardening | 13724 | 0 |  | 0 | 0
Lateral Hardening-Fuse-10671287 | Lateral Hardening | 13724 | 2022 |  | 0 | 2022
Lateral Hardening-Fuse-10671289 | Lateral Hardening | 13724 | 0 |  | 0 | 0
Lateral Hardening-Fuse-10671291 | Lateral Hardening | 13389 | 0 |  | 0 | 0
Lateral Hardening-Fuse-10671294 | Lateral Hardening | 13724 | 0 |  | 0 | 0
Lateral Hardening-Fuse-10671295 | Lateral Hardening | 13724 | 0 |  | 0 | 0
Lateral Hardening-Fuse-10671296 | Lateral Hardening | 13724 | 0 |  | 0 | 0
Lateral Hardening-Fuse-10671297 | Lateral Hardening | 13724 | 0 |  | 0 | 0
Lateral Hardening-Fuse-10671298 | Lateral Hardening | 13724 | 0 |  | 0 | 0
Lateral Hardening-Fuse-10671303 | Lateral Hardening | 13724 | 0 |  | 0 | 0
Lateral Hardening-Fuse-10671304 | Lateral Hardening | 13724 | 0 |  | 0 | 0
Lateral Hardening-Fuse-10671305 | Lateral Hardening | 13724 | 0 |  | 0 | 0
Lateral Hardening-Fuse-10671306 | Lateral Hardening | 13724 | 2022 |  | 0 | 2022
Lateral Hardening-Fuse-10671307 | Lateral Hardening | 13389 | 0 |  | 0 | 0
Lateral Hardening-Fuse-10671308 | Lateral Hardening | 13724 | 0 |  | 0 | 0
Lateral Hardening-Fuse-10671309 | Lateral Hardening | 13724 | 0 |  | 0 | 0
Lateral Hardening-Fuse-10671310 | Lateral Hardening | 13724 | 2022 |  | 0 | 2022
Lateral Hardening-Fuse-10671312 | Lateral Hardening | 13724 | 0 |  | 0 | 0
Lateral Hardening-Fuse-10671313 | Lateral Hardening | 13724 | 0 |  | 0 | 0
Lateral Hardening-Fuse-10671314 | Lateral Hardening | 13389 | 0 |  | 0 | 0
Lateral Hardening-Fuse-10671315 | Lateral Hardening | 13389 | 0 |  | 0 | 0
Lateral Hardening-Fuse-10671316 | Lateral Hardening | 13389 | 0 |  | 0 | 0
Lateral Hardening-Fuse-10671317 | Lateral Hardening | 13389 | 0 |  | 0 | 0
Lateral Hardening-Fuse-10671318 | Lateral Hardening | 13724 | 0 |  | 0 | 0
Lateral Hardening-Fuse-10671319 | Lateral Hardening | 13724 | 2022 |  | 0 | 2022
Lateral Hardening-Fuse-10671320 | Lateral Hardening | 13724 | 0 |  | 0 | 0
Lateral Hardening-Fuse-10671321 | Lateral Hardening | 13724 | 0 |  | 0 | 0
Lateral Hardening-Fuse-10671323 | Lateral Hardening | 13724 | 0 |  | 0 | 0
Lateral Hardening-Fuse-10671324 | Lateral Hardening | 13724 | 0 |  | 0 | 0
Lateral Hardening-Fuse-10671325 | Lateral Hardening | 13724 | 0 |  | 0 | 0
Lateral Hardening-Fuse-10671326 | Lateral Hardening | 13724 | 0 |  | 0 | 0
Lateral Hardening-Fuse-10671327 | Lateral Hardening | 13724 | 2022 |  | 0 | 2022
Lateral Hardening-Fuse-10671328 | Lateral Hardening | 13724 | 0 |  | 0 | 0
Lateral Hardening-Fuse-10671332 | Lateral Hardening | 13724 | 0 |  | 0 | 0
Lateral Hardening-Fuse-10671334 | Lateral Hardening | 13724 | 2022 |  | 0 | 2022
Lateral Hardening-Fuse-10674214 | Lateral Hardening | 13414 | 0 |  | 0 | 0
Lateral Hardening-Fuse-10674215 | Lateral Hardening | 13414 | 0 |  | 0 | 0
Lateral Hardening-Fuse-10674218 | Lateral Hardening | 13414 | 0 |  | 0 | 0
Lateral Hardening-Fuse-10674221 | Lateral Hardening | 13414 | 0 |  | 0 | 0
Lateral Hardening-Fuse-10674223 | Lateral Hardening | 13414 | 0 |  | 0 | 0
Lateral Hardening-Fuse-10674224 | Lateral Hardening | 13414 | 0 |  | 0 | 0
Lateral Hardening-Fuse-10674227 | Lateral Hardening | 13414 | 0 |  | 0 | 0
Lateral Hardening-Fuse-10674228 | Lateral Hardening | 13414 | 0 |  | 0 | 0
Lateral Hardening-Fuse-10674229 | Lateral Hardening | 13414 | 0 |  | 0 | 0
Lateral Hardening-Fuse-10674230 | Lateral Hardening | 13414 | 0 |  | 0 | 0
Lateral Hardening-Fuse-10674231 | Lateral Hardening | 13414 | 0 |  | 0 | 0
Lateral Hardening-Fuse-10674233 | Lateral Hardening | 13414 | 0 |  | 0 | 0
Lateral Hardening-Fuse-10674239 | Lateral Hardening | 13414 | 0 |  | 0 | 0
Lateral Hardening-Fuse-10674240 | Lateral Hardening | 13414 | 2027 |  | 0 | 2027
Lateral Hardening-Fuse-10674241 | Lateral Hardening | 13414 | 0 |  | 0 | 0
Lateral Hardening-Fuse-10674243 | Lateral Hardening | 13414 | 0 |  | 0 | 0
Lateral Hardening-Fuse-10674247 | Lateral Hardening | 13414 | 0 |  | 0 | 0
Lateral Hardening-Fuse-10674250 | Lateral Hardening | 13414 | 2027 |  | 0 | 2027
Lateral Hardening-Fuse-10674252 | Lateral Hardening | 13414 | 0 |  | 0 | 0
Lateral Hardening-Fuse-10674255 | Lateral Hardening | 13414 | 0 |  | 0 | 0
Lateral Hardening-Fuse-10674256 | Lateral Hardening | 13414 | 0 |  | 0 | 0
Lateral Hardening-Fuse-10674258 | Lateral Hardening | 13414 | 0 |  | 0 | 0
Lateral Hardening-Fuse-10674259 | Lateral Hardening | 13414 | 0 |  | 0 | 0
Lateral Hardening-Fuse-10674260 | Lateral Hardening | 13414 | 0 |  | 0 | 0
Lateral Hardening-Fuse-10674263 | Lateral Hardening | 13414 | 0 |  | 0 | 0
Lateral Hardening-Fuse-10674778 | Lateral Hardening | 13412 | 0 |  | 0 | 0
Lateral Hardening-Fuse-10674780 | Lateral Hardening | 13412 | 2029 |  | 0 | 2029
Lateral Hardening-Fuse-10674783 | Lateral Hardening | 13412 | 2029 |  | 0 | 2029
Lateral Hardening-Fuse-10674784 | Lateral Hardening | 13412 | 0 |  | 0 | 0
Lateral Hardening-Fuse-10674785 | Lateral Hardening | 13412 | 0 |  | 0 | 0
Lateral Hardening-Fuse-10674787 | Lateral Hardening | 13412 | 0 |  | 0 | 0
Lateral Hardening-Fuse-10674790 | Lateral Hardening | 13412 | 0 |  | 0 | 0
Lateral Hardening-Fuse-10674798 | Lateral Hardening | 13412 | 0 |  | 0 | 0
Lateral Hardening-Fuse-10674802 | Lateral Hardening | 13412 | 0 |  | 0 | 0
Lateral Hardening-Fuse-10674805 | Lateral Hardening | 13412 | 0 |  | 0 | 0
Lateral Hardening-Fuse-10675158 | Lateral Hardening | 13464 | 2027 |  | 0 | 2027
Lateral Hardening-Fuse-10675160 | Lateral Hardening | 13464 | 2027 |  | 0 | 2027
Lateral Hardening-Fuse-10675163 | Lateral Hardening | 13464 | 0 |  | 0 | 0
Lateral Hardening-Fuse-10675171 | Lateral Hardening | 13464 | 0 |  | 0 | 0
Lateral Hardening-Fuse-10675172 | Lateral Hardening | 13464 | 0 |  | 0 | 0
Lateral Hardening-Fuse-10675173 | Lateral Hardening | 13464 | 2027 |  | 0 | 2027
Lateral Hardening-Fuse-10675174 | Lateral Hardening | 13464 | 0 |  | 0 | 0
Lateral Hardening-Fuse-10675175 | Lateral Hardening | 13464 | 0 |  | 0 | 0
Lateral Hardening-Fuse-10675176 | Lateral Hardening | 13464 | 2027 |  | 0 | 2027
Lateral Hardening-Fuse-10675177 | Lateral Hardening | 13464 | 2027 |  | 0 | 2027
Lateral Hardening-Fuse-10675178 | Lateral Hardening | 13464 | 2027 |  | 0 | 2027
Lateral Hardening-Fuse-10675179 | Lateral Hardening | 13464 | 0 |  | 0 | 0
Lateral Hardening-Fuse-10676163 | Lateral Hardening | 14123 | 0 |  | 0 | 0
Lateral Hardening-Fuse-10676164 | Lateral Hardening | 14123 | 0 |  | 0 | 0
Lateral Hardening-Fuse-10676165 | Lateral Hardening | 14123 | 0 |  | 0 | 0
Lateral Hardening-Fuse-10676166 | Lateral Hardening | 14123 | 0 |  | 0 | 0
Lateral Hardening-Fuse-10676168 | Lateral Hardening | 14123 | 0 |  | 0 | 0
Lateral Hardening-Fuse-10676169 | Lateral Hardening | 14123 | 0 |  | 0 | 0
Lateral Hardening-Fuse-10676170 | Lateral Hardening | 14123 | 0 |  | 0 | 0
Lateral Hardening-Fuse-10676171 | Lateral Hardening | 14123 | 0 |  | 0 | 0
Lateral Hardening-Fuse-10676172 | Lateral Hardening | 14123 | 0 |  | 0 | 0
Lateral Hardening-Fuse-10676173 | Lateral Hardening | 14123 | 0 |  | 0 | 0
Lateral Hardening-Fuse-10676175 | Lateral Hardening | 14123 | 0 |  | 0 | 0
Lateral Hardening-Fuse-10676200 | Lateral Hardening | 13787 | 0 |  | 0 | 0
Lateral Hardening-Fuse-10676203 | Lateral Hardening | 13787 | 0 |  | 0 | 0
Lateral Hardening-Fuse-10676209 | Lateral Hardening | 13785 | 2021 |  | 0 | 2021
Lateral Hardening-Fuse-10676212 | Lateral Hardening | 13785 | 0 |  | 0 | 0
Lateral Hardening-Fuse-10676213 | Lateral Hardening | 13785 | 0 |  | 0 | 0
Lateral Hardening-Fuse-10676215 | Lateral Hardening | 14124 | 0 |  | 0 | 0
Lateral Hardening-Fuse-10676228 | Lateral Hardening | 14124 | 2028 |  | 0 | 2028
Lateral Hardening-Fuse-10676229 | Lateral Hardening | 14124 | 0 |  | 0 | 0
Lateral Hardening-Fuse-10676230 | Lateral Hardening | 14124 | 0 |  | 0 | 0
Lateral Hardening-Fuse-10676231 | Lateral Hardening | 13785 | 0 |  | 0 | 0
Lateral Hardening-Fuse-10676234 | Lateral Hardening | 13785 | 0 |  | 0 | 0
Lateral Hardening-Fuse-10676236 | Lateral Hardening | 13785 | 0 |  | 0 | 0
Lateral Hardening-Fuse-10676240 | Lateral Hardening | 13785 | 0 |  | 0 | 0
Lateral Hardening-Fuse-10676243 | Lateral Hardening | 13787 | 0 |  | 0 | 0
Lateral Hardening-Fuse-10676244 | Lateral Hardening | 13787 | 0 |  | 0 | 0
Lateral Hardening-Fuse-10676247 | Lateral Hardening | 13787 | 0 |  | 0 | 0
Lateral Hardening-Fuse-10676251 | Lateral Hardening | 13787 | 0 |  | 0 | 0
Lateral Hardening-Fuse-10676253 | Lateral Hardening | 13787 | 2027 |  | 0 | 2027
Lateral Hardening-Fuse-10676255 | Lateral Hardening | 13787 | 0 |  | 0 | 0
Lateral Hardening-Fuse-10676258 | Lateral Hardening | 13787 | 0 |  | 0 | 0
Lateral Hardening-Fuse-10676268 | Lateral Hardening | 13787 | 0 |  | 0 | 0
Lateral Hardening-Fuse-10676270 | Lateral Hardening | 13787 | 0 |  | 0 | 0
Lateral Hardening-Fuse-10676280 | Lateral Hardening | 13787 | 0 |  | 0 | 0
Lateral Hardening-Fuse-10676281 | Lateral Hardening | 14124 | 0 |  | 0 | 0
Lateral Hardening-Fuse-10676282 | Lateral Hardening | 14124 | 0 |  | 0 | 0
Lateral Hardening-Fuse-10676285 | Lateral Hardening | 13785 | 0 |  | 0 | 0
Lateral Hardening-Fuse-10676287 | Lateral Hardening | 13785 | 0 |  | 0 | 0
Lateral Hardening-Fuse-10676291 | Lateral Hardening | 13785 | 0 |  | 0 | 0
Lateral Hardening-Fuse-10676292 | Lateral Hardening | 13785 | 0 |  | 0 | 0
Lateral Hardening-Fuse-10676295 | Lateral Hardening | 13785 | 0 |  | 0 | 0
Lateral Hardening-Fuse-10676298 | Lateral Hardening | 14123 | 0 |  | 0 | 0
Lateral Hardening-Fuse-10676299 | Lateral Hardening | 13785 | 0 |  | 0 | 0
Lateral Hardening-Fuse-10676300 | Lateral Hardening | 13787 | 0 |  | 0 | 0
Lateral Hardening-Fuse-10676307 | Lateral Hardening | 13787 | 0 |  | 0 | 0
Lateral Hardening-Fuse-10676308 | Lateral Hardening | 13787 | 0 |  | 0 | 0
Lateral Hardening-Fuse-10676310 | Lateral Hardening | 13785 | 0 |  | 0 | 0
Lateral Hardening-Fuse-10676311 | Lateral Hardening | 13785 | 0 |  | 0 | 0
Lateral Hardening-Fuse-10676313 | Lateral Hardening | 14124 | 0 |  | 0 | 0
Lateral Hardening-Fuse-10676318 | Lateral Hardening | 14124 | 0 |  | 0 | 0
Lateral Hardening-Fuse-10676321 | Lateral Hardening | 13785 | 0 |  | 0 | 0
Lateral Hardening-Fuse-10676322 | Lateral Hardening | 13787 | 0 |  | 0 | 0
Lateral Hardening-Fuse-10679296 | Lateral Hardening | 13807 | 0 |  | 0 | 0
Lateral Hardening-Fuse-10679297 | Lateral Hardening | 13807 | 0 |  | 0 | 0
Lateral Hardening-Fuse-10679298 | Lateral Hardening | 13807 | 2028 |  | 0 | 2028
Lateral Hardening-Fuse-10679300 | Lateral Hardening | 13807 | 0 |  | 0 | 0
Lateral Hardening-Fuse-10679301 | Lateral Hardening | 13807 | 0 |  | 0 | 0
Lateral Hardening-Fuse-10679302 | Lateral Hardening | 13807 | 0 |  | 0 | 0
Lateral Hardening-Fuse-10679303 | Lateral Hardening | 13807 | 0 |  | 0 | 0
Lateral Hardening-Fuse-10679304 | Lateral Hardening | 13807 | 0 |  | 0 | 0
Lateral Hardening-Fuse-10679305 | Lateral Hardening | 13807 | 0 |  | 0 | 0
Lateral Hardening-Fuse-10679310 | Lateral Hardening | 13807 | 0 |  | 0 | 0
Lateral Hardening-Fuse-10679312 | Lateral Hardening | 13807 | 0 |  | 0 | 0
Lateral Hardening-Fuse-10679314 | Lateral Hardening | 13807 | 0 |  | 0 | 0
Lateral Hardening-Fuse-10679316 | Lateral Hardening | 13807 | 0 |  | 0 | 0
Lateral Hardening-Fuse-10679318 | Lateral Hardening | 13807 | 0 |  | 0 | 0
Lateral Hardening-Fuse-10679319 | Lateral Hardening | 13807 | 0 |  | 0 | 0
Lateral Hardening-Fuse-10679320 | Lateral Hardening | 13807 | 0 |  | 0 | 0
Lateral Hardening-Fuse-10679321 | Lateral Hardening | 13807 | 0 |  | 0 | 0
Lateral Hardening-Fuse-10679322 | Lateral Hardening | 13807 | 0 |  | 0 | 0
Lateral Hardening-Fuse-10679324 | Lateral Hardening | 13807 | 0 |  | 0 | 0
Lateral Hardening-Fuse-10679326 | Lateral Hardening | 13807 | 0 |  | 0 | 0
Lateral Hardening-Fuse-10679327 | Lateral Hardening | 13807 | 0 |  | 0 | 0
Lateral Hardening-Fuse-10679330 | Lateral Hardening | 13807 | 0 |  | 0 | 0
Lateral Hardening-Fuse-10679331 | Lateral Hardening | 13807 | 0 |  | 0 | 0
Lateral Hardening-Fuse-10679332 | Lateral Hardening | 13807 | 0 |  | 0 | 0
Lateral Hardening-Fuse-10679333 | Lateral Hardening | 13807 | 0 |  | 0 | 0
Lateral Hardening-Fuse-10679334 | Lateral Hardening | 13807 | 0 |  | 0 | 0
Lateral Hardening-Fuse-10679335 | Lateral Hardening | 13807 | 0 |  | 0 | 0
Lateral Hardening-Fuse-10679336 | Lateral Hardening | 13807 | 0 |  | 0 | 0
Lateral Hardening-Fuse-10679337 | Lateral Hardening | 13807 | 2028 |  | 0 | 2028
Lateral Hardening-Fuse-10679338 | Lateral Hardening | 13807 | 0 |  | 0 | 0
Lateral Hardening-Fuse-10679339 | Lateral Hardening | 13807 | 0 |  | 0 | 0
Lateral Hardening-Fuse-10679340 | Lateral Hardening | 13807 | 0 |  | 0 | 0
Lateral Hardening-Fuse-10679341 | Lateral Hardening | 13807 | 0 |  | 0 | 0
Lateral Hardening-Fuse-10679343 | Lateral Hardening | 13807 | 0 |  | 0 | 0
Lateral Hardening-Fuse-10679344 | Lateral Hardening | 13807 | 0 |  | 0 | 0
Lateral Hardening-Fuse-10679345 | Lateral Hardening | 13807 | 0 |  | 0 | 0
Lateral Hardening-Fuse-10679346 | Lateral Hardening | 13807 | 0 |  | 0 | 0
Lateral Hardening-Fuse-10679348 | Lateral Hardening | 13807 | 0 |  | 0 | 0
Lateral Hardening-Fuse-10679350 | Lateral Hardening | 13807 | 0 |  | 0 | 0
Lateral Hardening-Fuse-10679352 | Lateral Hardening | 13807 | 0 |  | 0 | 0
Lateral Hardening-Fuse-10679353 | Lateral Hardening | 13807 | 0 |  | 0 | 0
Lateral Hardening-Fuse-10679354 | Lateral Hardening | 13807 | 0 |  | 0 | 0
Lateral Hardening-Fuse-10679355 | Lateral Hardening | 13807 | 0 |  | 0 | 0
Lateral Hardening-Fuse-10679356 | Lateral Hardening | 13807 | 0 |  | 0 | 0
Lateral Hardening-Fuse-10679358 | Lateral Hardening | 13807 | 0 |  | 0 | 0
Lateral Hardening-Fuse-10679360 | Lateral Hardening | 13807 | 0 |  | 0 | 0
Lateral Hardening-Fuse-10679361 | Lateral Hardening | 13807 | 0 |  | 0 | 0
Lateral Hardening-Fuse-10679362 | Lateral Hardening | 13807 | 0 |  | 0 | 0
Lateral Hardening-Fuse-10679367 | Lateral Hardening | 13807 | 2028 |  | 0 | 2028
Lateral Hardening-Fuse-10679374 | Lateral Hardening | 13807 | 0 |  | 0 | 0
Lateral Hardening-Fuse-10679375 | Lateral Hardening | 13807 | 0 |  | 0 | 0
Lateral Hardening-Fuse-10679376 | Lateral Hardening | 13807 | 0 |  | 0 | 0
Lateral Hardening-Fuse-10679385 | Lateral Hardening | 13807 | 2028 |  | 0 | 2028
Lateral Hardening-Fuse-10679388 | Lateral Hardening | 13807 | 0 |  | 0 | 0
Lateral Hardening-Fuse-10679391 | Lateral Hardening | 13807 | 2028 |  | 0 | 2028
Lateral Hardening-Fuse-10679394 | Lateral Hardening | 13807 | 0 |  | 0 | 0
Lateral Hardening-Fuse-10679397 | Lateral Hardening | 13807 | 0 |  | 0 | 0
Lateral Hardening-Fuse-10679399 | Lateral Hardening | 13807 | 2028 |  | 0 | 2028
Lateral Hardening-Fuse-10679401 | Lateral Hardening | 13807 | 0 |  | 0 | 0
Lateral Hardening-Fuse-10679402 | Lateral Hardening | 13807 | 0 |  | 0 | 0
Lateral Hardening-Fuse-10679404 | Lateral Hardening | 13807 | 0 |  | 0 | 0
Lateral Hardening-Fuse-10679407 | Lateral Hardening | 13807 | 0 |  | 0 | 0
Lateral Hardening-Fuse-10679408 | Lateral Hardening | 13807 | 0 |  | 0 | 0
Lateral Hardening-Fuse-10679409 | Lateral Hardening | 13807 | 0 |  | 0 | 0
Lateral Hardening-Fuse-10679411 | Lateral Hardening | 13807 | 0 |  | 0 | 0
Lateral Hardening-Fuse-10679412 | Lateral Hardening | 13807 | 0 |  | 0 | 0
Lateral Hardening-Fuse-10679413 | Lateral Hardening | 13807 | 0 |  | 0 | 0
Lateral Hardening-Fuse-10679415 | Lateral Hardening | 13807 | 0 |  | 0 | 0
Lateral Hardening-Fuse-10679418 | Lateral Hardening | 13807 | 0 |  | 0 | 0
Lateral Hardening-Fuse-10679419 | Lateral Hardening | 13807 | 0 |  | 0 | 0
Lateral Hardening-Fuse-10679420 | Lateral Hardening | 13807 | 0 |  | 0 | 0
Lateral Hardening-Fuse-10679421 | Lateral Hardening | 13807 | 0 |  | 0 | 0
Lateral Hardening-Fuse-10679425 | Lateral Hardening | 13807 | 0 |  | 0 | 0
Lateral Hardening-Fuse-10679426 | Lateral Hardening | 13807 | 0 |  | 0 | 0
Lateral Hardening-Fuse-10679427 | Lateral Hardening | 13807 | 0 |  | 0 | 0
Lateral Hardening-Fuse-10679428 | Lateral Hardening | 13807 | 0 |  | 0 | 0
Lateral Hardening-Fuse-10679429 | Lateral Hardening | 13807 | 0 |  | 0 | 0
Lateral Hardening-Fuse-10679430 | Lateral Hardening | 13807 | 2028 |  | 0 | 2028
Lateral Hardening-Fuse-10679431 | Lateral Hardening | 13807 | 0 |  | 0 | 0
Lateral Hardening-Fuse-10679432 | Lateral Hardening | 13807 | 0 |  | 0 | 0
Lateral Hardening-Fuse-10679433 | Lateral Hardening | 13807 | 0 |  | 0 | 0
Lateral Hardening-Fuse-10679434 | Lateral Hardening | 13807 | 0 |  | 0 | 0
Lateral Hardening-Fuse-10679435 | Lateral Hardening | 13807 | 0 |  | 0 | 0
Lateral Hardening-Fuse-10679436 | Lateral Hardening | 13807 | 0 |  | 0 | 0
Lateral Hardening-Fuse-10679437 | Lateral Hardening | 13807 | 0 |  | 0 | 0
Lateral Hardening-Fuse-10679438 | Lateral Hardening | 13807 | 0 |  | 0 | 0
Lateral Hardening-Fuse-10679439 | Lateral Hardening | 13807 | 0 |  | 0 | 0
Lateral Hardening-Fuse-10679440 | Lateral Hardening | 13807 | 0 |  | 0 | 0
Lateral Hardening-Fuse-10679442 | Lateral Hardening | 13807 | 2028 |  | 0 | 2028
Lateral Hardening-Fuse-10679444 | Lateral Hardening | 13807 | 0 |  | 0 | 0
Lateral Hardening-Fuse-10679445 | Lateral Hardening | 13807 | 0 |  | 0 | 0
Lateral Hardening-Fuse-10679447 | Lateral Hardening | 13807 | 0 |  | 0 | 0
Lateral Hardening-Fuse-10679448 | Lateral Hardening | 13807 | 0 |  | 0 | 0
Lateral Hardening-Fuse-10679449 | Lateral Hardening | 13807 | 0 |  | 0 | 0
Lateral Hardening-Fuse-10679450 | Lateral Hardening | 13807 | 0 |  | 0 | 0
Lateral Hardening-Fuse-10679454 | Lateral Hardening | 13807 | 0 |  | 0 | 0
Lateral Hardening-Fuse-10680805 | Lateral Hardening | 13308 | 0 |  | 0 | 0
Lateral Hardening-Fuse-10680814 | Lateral Hardening | 13308 | 0 |  | 0 | 0
Lateral Hardening-Fuse-10680816 | Lateral Hardening | 13308 | 2026 |  | 0 | 2026
Lateral Hardening-Fuse-10680817 | Lateral Hardening | 13308 | 0 |  | 0 | 0
Lateral Hardening-Fuse-10680818 | Lateral Hardening | 13308 | 2026 |  | 0 | 2026
Lateral Hardening-Fuse-10680819 | Lateral Hardening | 13308 | 0 |  | 0 | 0
Lateral Hardening-Fuse-10680820 | Lateral Hardening | 13308 | 0 |  | 0 | 0
Lateral Hardening-Fuse-10680821 | Lateral Hardening | 13308 | 0 |  | 0 | 0
Lateral Hardening-Fuse-10680822 | Lateral Hardening | 13308 | 2026 |  | 0 | 2026
Lateral Hardening-Fuse-10680823 | Lateral Hardening | 13308 | 2026 |  | 0 | 2026
Lateral Hardening-Fuse-10680824 | Lateral Hardening | 13308 | 0 |  | 0 | 0
Lateral Hardening-Fuse-10680825 | Lateral Hardening | 13308 | 0 |  | 0 | 0
Lateral Hardening-Fuse-10680826 | Lateral Hardening | 13308 | 0 |  | 0 | 0
Lateral Hardening-Fuse-10680830 | Lateral Hardening | 13308 | 2026 |  | 0 | 2026
Lateral Hardening-Fuse-10680831 | Lateral Hardening | 13308 | 0 |  | 0 | 0
Lateral Hardening-Fuse-10680834 | Lateral Hardening | 13308 | 0 |  | 0 | 0
Lateral Hardening-Fuse-10681823 | Lateral Hardening | 13214 | 0 |  | 0 | 0
Lateral Hardening-Fuse-10681824 | Lateral Hardening | 13214 | 0 |  | 0 | 0
Lateral Hardening-Fuse-10681825 | Lateral Hardening | 13214 | 0 |  | 0 | 0
Lateral Hardening-Fuse-10681827 | Lateral Hardening | 13214 | 0 |  | 0 | 0
Lateral Hardening-Fuse-10681828 | Lateral Hardening | 13214 | 0 |  | 0 | 0
Lateral Hardening-Fuse-10681831 | Lateral Hardening | 13214 | 0 |  | 0 | 0
Lateral Hardening-Fuse-10681833 | Lateral Hardening | 13214 | 0 |  | 0 | 0
Lateral Hardening-Fuse-10681836 | Lateral Hardening | 13214 | 2025 |  | 0 | 2025
Lateral Hardening-Fuse-10681837 | Lateral Hardening | 13214 | 0 |  | 0 | 0
Lateral Hardening-Fuse-10681839 | Lateral Hardening | 13214 | 0 |  | 0 | 0
Lateral Hardening-Fuse-10681841 | Lateral Hardening | 13214 | 0 |  | 0 | 0
Lateral Hardening-Fuse-10681845 | Lateral Hardening | 13214 | 0 |  | 0 | 0
Lateral Hardening-Fuse-10681849 | Lateral Hardening | 13214 | 0 |  | 0 | 0
Lateral Hardening-Fuse-10681851 | Lateral Hardening | 13214 | 0 |  | 0 | 0
Lateral Hardening-Fuse-10681854 | Lateral Hardening | 13214 | 2025 |  | 0 | 2025
Lateral Hardening-Fuse-10682994 | Lateral Hardening | 13850 | 0 |  | 0 | 0
Lateral Hardening-Fuse-10682997 | Lateral Hardening | 13011 | 0 |  | 0 | 0
Lateral Hardening-Fuse-10684549 | Lateral Hardening | 13313 | 0 |  | 0 | 0
Lateral Hardening-Fuse-10684572 | Lateral Hardening | 13313 | 0 |  | 0 | 0
Lateral Hardening-Fuse-10684573 | Lateral Hardening | 13313 | 0 |  | 0 | 0
Lateral Hardening-Fuse-10684577 | Lateral Hardening | 13313 | 0 |  | 0 | 0
Lateral Hardening-Fuse-10684580 | Lateral Hardening | 13313 | 0 |  | 0 | 0
Lateral Hardening-Fuse-10684581 | Lateral Hardening | 13313 | 2021 |  | 0 | 2021
Lateral Hardening-Fuse-10684584 | Lateral Hardening | 13313 | 2021 |  | 0 | 2021
Lateral Hardening-Fuse-10684587 | Lateral Hardening | 13313 | 0 |  | 0 | 0
Lateral Hardening-Fuse-10684588 | Lateral Hardening | 13313 | 2021 |  | 0 | 2021
Lateral Hardening-Fuse-10684591 | Lateral Hardening | 13313 | 0 |  | 0 | 0
Lateral Hardening-Fuse-10684596 | Lateral Hardening | 13313 | 0 |  | 0 | 0
Lateral Hardening-Fuse-10684599 | Lateral Hardening | 13313 | 0 |  | 0 | 0
Lateral Hardening-Fuse-10684602 | Lateral Hardening | 13313 | 0 |  | 0 | 0
Lateral Hardening-Fuse-10684608 | Lateral Hardening | 13313 | 2021 |  | 0 | 2021
Lateral Hardening-Fuse-10684611 | Lateral Hardening | 13313 | 0 |  | 0 | 0
Lateral Hardening-Fuse-10684613 | Lateral Hardening | 13313 | 2021 |  | 0 | 2021
Lateral Hardening-Fuse-10684614 | Lateral Hardening | 13313 | 2021 |  | 0 | 2021
Lateral Hardening-Fuse-10685998 | Lateral Hardening | 13808 | 0 |  | 0 | 0
Lateral Hardening-Fuse-10686003 | Lateral Hardening | 13808 | 0 |  | 0 | 0
Lateral Hardening-Fuse-10686005 | Lateral Hardening | 13808 | 0 |  | 0 | 0
Lateral Hardening-Fuse-10686006 | Lateral Hardening | 13808 | 2027 |  | 0 | 2027
Lateral Hardening-Fuse-10686007 | Lateral Hardening | 13808 | 0 |  | 0 | 0
Lateral Hardening-Fuse-10686008 | Lateral Hardening | 13808 | 0 |  | 0 | 0
Lateral Hardening-Fuse-10686009 | Lateral Hardening | 13808 | 0 |  | 0 | 0
Lateral Hardening-Fuse-10686015 | Lateral Hardening | 13808 | 2027 |  | 0 | 2027
Lateral Hardening-Fuse-10686016 | Lateral Hardening | 13808 | 0 |  | 0 | 0
Lateral Hardening-Fuse-10686017 | Lateral Hardening | 13808 | 0 |  | 0 | 0
Lateral Hardening-Fuse-10686019 | Lateral Hardening | 13808 | 2027 |  | 0 | 2027
Lateral Hardening-Fuse-10686022 | Lateral Hardening | 13808 | 0 |  | 0 | 0
Lateral Hardening-Fuse-10686023 | Lateral Hardening | 13808 | 0 |  | 0 | 0
Lateral Hardening-Fuse-10686025 | Lateral Hardening | 13808 | 0 |  | 0 | 0
Lateral Hardening-Fuse-10686027 | Lateral Hardening | 13808 | 0 |  | 0 | 0
Lateral Hardening-Fuse-10686028 | Lateral Hardening | 13808 | 0 |  | 0 | 0
Lateral Hardening-Fuse-10686029 | Lateral Hardening | 13808 | 0 |  | 0 | 0
Lateral Hardening-Fuse-10686030 | Lateral Hardening | 13808 | 0 |  | 0 | 0
Lateral Hardening-Fuse-10686033 | Lateral Hardening | 13808 | 0 |  | 0 | 0
Lateral Hardening-Fuse-10686035 | Lateral Hardening | 13808 | 0 |  | 0 | 0
Lateral Hardening-Fuse-10686038 | Lateral Hardening | 13808 | 0 |  | 0 | 0
Lateral Hardening-Fuse-10686040 | Lateral Hardening | 13808 | 0 |  | 0 | 0
Lateral Hardening-Fuse-10686043 | Lateral Hardening | 13808 | 0 |  | 0 | 0
Lateral Hardening-Fuse-10686044 | Lateral Hardening | 13808 | 0 |  | 0 | 0
Lateral Hardening-Fuse-10686045 | Lateral Hardening | 13808 | 0 |  | 0 | 0
Lateral Hardening-Fuse-10686046 | Lateral Hardening | 13808 | 0 |  | 0 | 0
Lateral Hardening-Fuse-10686047 | Lateral Hardening | 13808 | 0 |  | 0 | 0
Lateral Hardening-Fuse-10686048 | Lateral Hardening | 13808 | 0 |  | 0 | 0
Lateral Hardening-Fuse-10686053 | Lateral Hardening | 13808 | 0 |  | 0 | 0
Lateral Hardening-Fuse-10686055 | Lateral Hardening | 13808 | 0 |  | 0 | 0
Lateral Hardening-Fuse-10686056 | Lateral Hardening | 13808 | 0 |  | 0 | 0
Lateral Hardening-Fuse-10686057 | Lateral Hardening | 13808 | 2027 |  | 0 | 2027
Lateral Hardening-Fuse-10686058 | Lateral Hardening | 13808 | 0 |  | 0 | 0
Lateral Hardening-Fuse-10686059 | Lateral Hardening | 13808 | 0 |  | 0 | 0
Lateral Hardening-Fuse-10686060 | Lateral Hardening | 13808 | 0 |  | 0 | 0
Lateral Hardening-Fuse-10686061 | Lateral Hardening | 13808 | 0 |  | 0 | 0
Lateral Hardening-Fuse-10686062 | Lateral Hardening | 13808 | 0 |  | 0 | 0
Lateral Hardening-Fuse-10686073 | Lateral Hardening | 13808 | 0 |  | 0 | 0
Lateral Hardening-Fuse-10686075 | Lateral Hardening | 13808 | 0 |  | 0 | 0
Lateral Hardening-Fuse-10686076 | Lateral Hardening | 13808 | 0 |  | 0 | 0
Lateral Hardening-Fuse-10686087 | Lateral Hardening | 13808 | 0 |  | 0 | 0
Lateral Hardening-Fuse-10686088 | Lateral Hardening | 13808 | 0 |  | 0 | 0
Lateral Hardening-Fuse-10686090 | Lateral Hardening | 13808 | 0 |  | 0 | 0
Lateral Hardening-Fuse-10686091 | Lateral Hardening | 13808 | 0 |  | 0 | 0
Lateral Hardening-Fuse-10686097 | Lateral Hardening | 13808 | 0 |  | 0 | 0
Lateral Hardening-Fuse-10686098 | Lateral Hardening | 13808 | 0 |  | 0 | 0
Lateral Hardening-Fuse-10686101 | Lateral Hardening | 13808 | 0 |  | 0 | 0
Lateral Hardening-Fuse-10686102 | Lateral Hardening | 13808 | 0 |  | 0 | 0
Lateral Hardening-Fuse-10686103 | Lateral Hardening | 13808 | 0 |  | 0 | 0
Lateral Hardening-Fuse-10686106 | Lateral Hardening | 13808 | 0 |  | 0 | 0
Lateral Hardening-Fuse-10686109 | Lateral Hardening | 13808 | 0 |  | 0 | 0
Lateral Hardening-Fuse-10686114 | Lateral Hardening | 13808 | 0 |  | 0 | 0
Lateral Hardening-Fuse-10686115 | Lateral Hardening | 13808 | 0 |  | 0 | 0
Lateral Hardening-Fuse-10686118 | Lateral Hardening | 13808 | 0 |  | 0 | 0
Lateral Hardening-Fuse-10686119 | Lateral Hardening | 13808 | 0 |  | 0 | 0
Lateral Hardening-Fuse-10686123 | Lateral Hardening | 13808 | 0 |  | 0 | 0
Lateral Hardening-Fuse-10686124 | Lateral Hardening | 13808 | 0 |  | 0 | 0
Lateral Hardening-Fuse-10686126 | Lateral Hardening | 13808 | 2027 |  | 0 | 2027
Lateral Hardening-Fuse-10686127 | Lateral Hardening | 13808 | 0 |  | 0 | 0
Lateral Hardening-Fuse-10686128 | Lateral Hardening | 13808 | 2027 |  | 0 | 2027
Lateral Hardening-Fuse-10686129 | Lateral Hardening | 13808 | 2027 |  | 0 | 2027
Lateral Hardening-Fuse-10686137 | Lateral Hardening | 13808 | 0 |  | 0 | 0
Lateral Hardening-Fuse-10686144 | Lateral Hardening | 13808 | 0 |  | 0 | 0
Lateral Hardening-Fuse-10686145 | Lateral Hardening | 13808 | 0 |  | 0 | 0
Lateral Hardening-Fuse-10686152 | Lateral Hardening | 13808 | 2027 |  | 0 | 2027
Lateral Hardening-Fuse-10686154 | Lateral Hardening | 13808 | 0 |  | 0 | 0
Lateral Hardening-Fuse-10686158 | Lateral Hardening | 13808 | 0 |  | 0 | 0
Lateral Hardening-Fuse-10686164 | Lateral Hardening | 13808 | 0 |  | 0 | 0
Lateral Hardening-Fuse-10686166 | Lateral Hardening | 13808 | 0 |  | 0 | 0
Lateral Hardening-Fuse-10686169 | Lateral Hardening | 13808 | 0 |  | 0 | 0
Lateral Hardening-Fuse-10686171 | Lateral Hardening | 13808 | 0 |  | 0 | 0
Lateral Hardening-Fuse-10686173 | Lateral Hardening | 13808 | 0 |  | 0 | 0
Lateral Hardening-Fuse-10686176 | Lateral Hardening | 13808 | 0 |  | 0 | 0
Lateral Hardening-Fuse-10686183 | Lateral Hardening | 13808 | 0 |  | 0 | 0
Lateral Hardening-Fuse-10686184 | Lateral Hardening | 13808 | 0 |  | 0 | 0
Lateral Hardening-Fuse-10686185 | Lateral Hardening | 13808 | 2027 |  | 0 | 2027
Lateral Hardening-Fuse-10686187 | Lateral Hardening | 13808 | 0 |  | 0 | 0
Lateral Hardening-Fuse-10686189 | Lateral Hardening | 13808 | 0 |  | 0 | 0
Lateral Hardening-Fuse-10686192 | Lateral Hardening | 13808 | 0 |  | 0 | 0
Lateral Hardening-Fuse-10686193 | Lateral Hardening | 13808 | 0 |  | 0 | 0
Lateral Hardening-Fuse-10686196 | Lateral Hardening | 13808 | 0 |  | 0 | 0
Lateral Hardening-Fuse-10686197 | Lateral Hardening | 13808 | 0 |  | 0 | 0
Lateral Hardening-Fuse-10686199 | Lateral Hardening | 13808 | 0 |  | 0 | 0
Lateral Hardening-Fuse-10686202 | Lateral Hardening | 13808 | 0 |  | 0 | 0
Lateral Hardening-Fuse-10686203 | Lateral Hardening | 13808 | 0 |  | 0 | 0
Lateral Hardening-Fuse-10686205 | Lateral Hardening | 13808 | 0 |  | 0 | 0
Lateral Hardening-Fuse-10686206 | Lateral Hardening | 13808 | 0 |  | 0 | 0
Lateral Hardening-Fuse-10686207 | Lateral Hardening | 13808 | 0 |  | 0 | 0
Lateral Hardening-Fuse-10686209 | Lateral Hardening | 13808 | 0 |  | 0 | 0
Lateral Hardening-Fuse-10686211 | Lateral Hardening | 13808 | 0 |  | 0 | 0
Lateral Hardening-Fuse-10686215 | Lateral Hardening | 13808 | 0 |  | 0 | 0
Lateral Hardening-Fuse-10686216 | Lateral Hardening | 13808 | 0 |  | 0 | 0
Lateral Hardening-Fuse-10686217 | Lateral Hardening | 13808 | 0 |  | 0 | 0
Lateral Hardening-Fuse-10686218 | Lateral Hardening | 13808 | 2027 |  | 0 | 2027
Lateral Hardening-Fuse-10686219 | Lateral Hardening | 13808 | 2027 |  | 0 | 2027
Lateral Hardening-Fuse-10686220 | Lateral Hardening | 13808 | 0 |  | 0 | 0
Lateral Hardening-Fuse-10686221 | Lateral Hardening | 13808 | 0 |  | 0 | 0
Lateral Hardening-Fuse-10686222 | Lateral Hardening | 13808 | 0 |  | 0 | 0
Lateral Hardening-Fuse-10686223 | Lateral Hardening | 13808 | 0 |  | 0 | 0
Lateral Hardening-Fuse-10686232 | Lateral Hardening | 13808 | 0 |  | 0 | 0
Lateral Hardening-Fuse-10686234 | Lateral Hardening | 13808 | 0 |  | 0 | 0
Lateral Hardening-Fuse-10686235 | Lateral Hardening | 13808 | 0 |  | 0 | 0
Lateral Hardening-Fuse-10686237 | Lateral Hardening | 13808 | 0 |  | 0 | 0
Lateral Hardening-Fuse-10686238 | Lateral Hardening | 13808 | 0 |  | 0 | 0
Lateral Hardening-Fuse-10686239 | Lateral Hardening | 13808 | 0 |  | 0 | 0
Lateral Hardening-Fuse-10686240 | Lateral Hardening | 13808 | 0 |  | 0 | 0
Lateral Hardening-Fuse-10686242 | Lateral Hardening | 13808 | 0 |  | 0 | 0
Lateral Hardening-Fuse-10686245 | Lateral Hardening | 13808 | 0 |  | 0 | 0
Lateral Hardening-Fuse-10686246 | Lateral Hardening | 13808 | 0 |  | 0 | 0
Lateral Hardening-Fuse-10686248 | Lateral Hardening | 13808 | 0 |  | 0 | 0
Lateral Hardening-Fuse-10686249 | Lateral Hardening | 13808 | 0 |  | 0 | 0
Lateral Hardening-Fuse-10686251 | Lateral Hardening | 13808 | 0 |  | 0 | 0
Lateral Hardening-Fuse-10686255 | Lateral Hardening | 13808 | 0 |  | 0 | 0
Lateral Hardening-Fuse-10686256 | Lateral Hardening | 13808 | 0 |  | 0 | 0
Lateral Hardening-Fuse-10686257 | Lateral Hardening | 13808 | 0 |  | 0 | 0
Lateral Hardening-Fuse-10686258 | Lateral Hardening | 13808 | 0 |  | 0 | 0
Lateral Hardening-Fuse-10686259 | Lateral Hardening | 13808 | 0 |  | 0 | 0
Lateral Hardening-Fuse-10686263 | Lateral Hardening | 13808 | 0 |  | 0 | 0
Lateral Hardening-Fuse-10686266 | Lateral Hardening | 13808 | 0 |  | 0 | 0
Lateral Hardening-Fuse-10686271 | Lateral Hardening | 13808 | 0 |  | 0 | 0
Lateral Hardening-Fuse-10686274 | Lateral Hardening | 13808 | 0 |  | 0 | 0
Lateral Hardening-Fuse-10686275 | Lateral Hardening | 13808 | 0 |  | 0 | 0
Lateral Hardening-Fuse-10686276 | Lateral Hardening | 13808 | 0 |  | 0 | 0
Lateral Hardening-Fuse-10686278 | Lateral Hardening | 13808 | 0 |  | 0 | 0
Lateral Hardening-Fuse-10686280 | Lateral Hardening | 13808 | 0 |  | 0 | 0
Lateral Hardening-Fuse-10686283 | Lateral Hardening | 13808 | 0 |  | 0 | 0
Lateral Hardening-Fuse-10686284 | Lateral Hardening | 13808 | 0 |  | 0 | 0
Lateral Hardening-Fuse-10686291 | Lateral Hardening | 13808 | 0 |  | 0 | 0
Lateral Hardening-Fuse-10686292 | Lateral Hardening | 13808 | 0 |  | 0 | 0
Lateral Hardening-Fuse-10686294 | Lateral Hardening | 13808 | 0 |  | 0 | 0
Lateral Hardening-Fuse-10686296 | Lateral Hardening | 13808 | 0 |  | 0 | 0
Lateral Hardening-Fuse-10688316 | Lateral Hardening | 13068 | 2027 |  | 0 | 2027
Lateral Hardening-Fuse-10688326 | Lateral Hardening | 13068 | 0 |  | 0 | 0
Lateral Hardening-Fuse-10688328 | Lateral Hardening | 13068 | 0 |  | 0 | 0
Lateral Hardening-Fuse-10688330 | Lateral Hardening | 13068 | 0 |  | 0 | 0
Lateral Hardening-Fuse-10688332 | Lateral Hardening | 13068 | 0 |  | 0 | 0
Lateral Hardening-Fuse-10688339 | Lateral Hardening | 13068 | 0 |  | 0 | 0
Lateral Hardening-Fuse-10688904 | Lateral Hardening | 13335 | 0 |  | 0 | 0
Lateral Hardening-Fuse-10689684 | Lateral Hardening | 13854 | 0 |  | 0 | 0
Lateral Hardening-Fuse-10689694 | Lateral Hardening | 13854 | 0 |  | 0 | 0
Lateral Hardening-Fuse-10692795 | Lateral Hardening | 13463 | 0 |  | 0 | 0
Lateral Hardening-Fuse-10692796 | Lateral Hardening | 13463 | 0 |  | 0 | 0
Lateral Hardening-Fuse-10692797 | Lateral Hardening | 13463 | 2028 |  | 0 | 2028
Lateral Hardening-Fuse-10692799 | Lateral Hardening | 13463 | 0 |  | 0 | 0
Lateral Hardening-Fuse-10692803 | Lateral Hardening | 13463 | 2028 |  | 0 | 2028
Lateral Hardening-Fuse-10692804 | Lateral Hardening | 13463 | 0 |  | 0 | 0
Lateral Hardening-Fuse-10693236 | Lateral Hardening | 13147 | 0 |  | 0 | 0
Lateral Hardening-Fuse-10693237 | Lateral Hardening | 13147 | 2026 |  | 0 | 2026
Lateral Hardening-Fuse-10693246 | Lateral Hardening | 13147 | 0 |  | 0 | 0
Lateral Hardening-Fuse-10693250 | Lateral Hardening | 13147 | 0 |  | 0 | 0
Lateral Hardening-Fuse-10693256 | Lateral Hardening | 13854 | 0 |  | 0 | 0
Lateral Hardening-Fuse-10693264 | Lateral Hardening | 13854 | 0 |  | 0 | 0
Lateral Hardening-Fuse-10693268 | Lateral Hardening | 13147 | 2026 |  | 0 | 2026
Lateral Hardening-Fuse-10693269 | Lateral Hardening | 13147 | 0 |  | 0 | 0
Lateral Hardening-Fuse-10694105 | Lateral Hardening | 13254 | 2027 |  | 0 | 2027
Lateral Hardening-Fuse-10694109 | Lateral Hardening | 13254 | 0 |  | 0 | 0
Lateral Hardening-Fuse-10694123 | Lateral Hardening | 13254 | 0 |  | 0 | 0
Lateral Hardening-Fuse-10694130 | Lateral Hardening | 13254 | 0 |  | 0 | 0
Lateral Hardening-Fuse-10694135 | Lateral Hardening | 13254 | 0 |  | 0 | 0
Lateral Hardening-Fuse-10694140 | Lateral Hardening | 13254 | 0 |  | 0 | 0
Lateral Hardening-Fuse-10694151 | Lateral Hardening | 13254 | 2027 |  | 0 | 2027
Lateral Hardening-Fuse-10694153 | Lateral Hardening | 13254 | 0 |  | 0 | 0
Lateral Hardening-Fuse-10694154 | Lateral Hardening | 13254 | 0 |  | 0 | 0
Lateral Hardening-Fuse-10694157 | Lateral Hardening | 13254 | 0 |  | 0 | 0
Lateral Hardening-Fuse-10694158 | Lateral Hardening | 13254 | 0 |  | 0 | 0
Lateral Hardening-Fuse-10694159 | Lateral Hardening | 13254 | 0 |  | 0 | 0
Lateral Hardening-Fuse-10694160 | Lateral Hardening | 13254 | 0 |  | 0 | 0
Lateral Hardening-Fuse-10694161 | Lateral Hardening | 13254 | 0 |  | 0 | 0
Lateral Hardening-Fuse-10694163 | Lateral Hardening | 13254 | 0 |  | 0 | 0
Lateral Hardening-Fuse-10694166 | Lateral Hardening | 13254 | 0 |  | 0 | 0
Lateral Hardening-Fuse-10694171 | Lateral Hardening | 13254 | 0 |  | 0 | 0
Lateral Hardening-Fuse-10694172 | Lateral Hardening | 13254 | 0 |  | 0 | 0
Lateral Hardening-Fuse-10694176 | Lateral Hardening | 13254 | 0 |  | 0 | 0
Lateral Hardening-Fuse-10694184 | Lateral Hardening | 13254 | 0 |  | 0 | 0
Lateral Hardening-Fuse-10696386 | Lateral Hardening | 13961 | 0 |  | 0 | 0
Lateral Hardening-Fuse-10696398 | Lateral Hardening | 13961 | 0 |  | 0 | 0
Lateral Hardening-Fuse-10696400 | Lateral Hardening | 13961 | 0 |  | 0 | 0
Lateral Hardening-Fuse-10696413 | Lateral Hardening | 13961 | 0 |  | 0 | 0
Lateral Hardening-Fuse-10696415 | Lateral Hardening | 13961 | 0 |  | 0 | 0
Lateral Hardening-Fuse-10696416 | Lateral Hardening | 13961 | 0 |  | 0 | 0
Lateral Hardening-Fuse-10696417 | Lateral Hardening | 13961 | 2021 |  | 0 | 2021
Lateral Hardening-Fuse-10696418 | Lateral Hardening | 13961 | 0 |  | 0 | 0
Lateral Hardening-Fuse-10696419 | Lateral Hardening | 13961 | 2021 |  | 0 | 2021
Lateral Hardening-Fuse-10696420 | Lateral Hardening | 13961 | 0 |  | 0 | 0
Lateral Hardening-Fuse-10696423 | Lateral Hardening | 13961 | 0 |  | 0 | 0
Lateral Hardening-Fuse-10696424 | Lateral Hardening | 13961 | 0 |  | 0 | 0
Lateral Hardening-Fuse-10696427 | Lateral Hardening | 13961 | 0 |  | 0 | 0
Lateral Hardening-Fuse-10696428 | Lateral Hardening | 13961 | 0 |  | 0 | 0
Lateral Hardening-Fuse-10696429 | Lateral Hardening | 13961 | 2021 |  | 0 | 2021
Lateral Hardening-Fuse-10696430 | Lateral Hardening | 13961 | 0 |  | 0 | 0
Lateral Hardening-Fuse-10696431 | Lateral Hardening | 13961 | 2021 |  | 0 | 2021
Lateral Hardening-Fuse-10696432 | Lateral Hardening | 13961 | 0 |  | 0 | 0
Lateral Hardening-Fuse-10696434 | Lateral Hardening | 13961 | 0 |  | 0 | 0
Lateral Hardening-Fuse-10696435 | Lateral Hardening | 13961 | 2021 |  | 0 | 2021
Lateral Hardening-Fuse-10696436 | Lateral Hardening | 13961 | 0 |  | 0 | 0
Lateral Hardening-Fuse-10696437 | Lateral Hardening | 13961 | 0 |  | 0 | 0
Lateral Hardening-Fuse-10696440 | Lateral Hardening | 13961 | 0 |  | 0 | 0
Lateral Hardening-Fuse-10696442 | Lateral Hardening | 13961 | 0 |  | 0 | 0
Lateral Hardening-Fuse-10696453 | Lateral Hardening | 13961 | 0 |  | 0 | 0
Lateral Hardening-Fuse-10696454 | Lateral Hardening | 13961 | 0 |  | 0 | 0
Lateral Hardening-Fuse-10696458 | Lateral Hardening | 13961 | 0 |  | 0 | 0
Lateral Hardening-Fuse-10696461 | Lateral Hardening | 13961 | 0 |  | 0 | 0
Lateral Hardening-Fuse-10696463 | Lateral Hardening | 13961 | 0 |  | 0 | 0
Lateral Hardening-Fuse-10696464 | Lateral Hardening | 13961 | 0 |  | 0 | 0
Lateral Hardening-Fuse-10696467 | Lateral Hardening | 13961 | 0 |  | 0 | 0
Lateral Hardening-Fuse-10696468 | Lateral Hardening | 13961 | 0 |  | 0 | 0
Lateral Hardening-Fuse-10696469 | Lateral Hardening | 13961 | 0 |  | 0 | 0
Lateral Hardening-Fuse-10696470 | Lateral Hardening | 13961 | 0 |  | 0 | 0
Lateral Hardening-Fuse-10696481 | Lateral Hardening | 13961 | 0 |  | 0 | 0
Lateral Hardening-Fuse-10696482 | Lateral Hardening | 13961 | 0 |  | 0 | 0
Lateral Hardening-Fuse-10696486 | Lateral Hardening | 13961 | 2021 |  | 0 | 2021
Lateral Hardening-Fuse-10696487 | Lateral Hardening | 13961 | 0 |  | 0 | 0
Lateral Hardening-Fuse-10696488 | Lateral Hardening | 13961 | 0 |  | 0 | 0
Lateral Hardening-Fuse-10696489 | Lateral Hardening | 13961 | 0 |  | 0 | 0
Lateral Hardening-Fuse-10696490 | Lateral Hardening | 13961 | 0 |  | 0 | 0
Lateral Hardening-Fuse-10696491 | Lateral Hardening | 13961 | 0 |  | 0 | 0
Lateral Hardening-Fuse-10696492 | Lateral Hardening | 13961 | 0 |  | 0 | 0
Lateral Hardening-Fuse-10696496 | Lateral Hardening | 13961 | 0 |  | 0 | 0
Lateral Hardening-Fuse-10696498 | Lateral Hardening | 13961 | 2021 |  | 0 | 2021
Lateral Hardening-Fuse-10696499 | Lateral Hardening | 13961 | 0 |  | 0 | 0
Lateral Hardening-Fuse-10696500 | Lateral Hardening | 13961 | 0 |  | 0 | 0
Lateral Hardening-Fuse-10696501 | Lateral Hardening | 13961 | 0 |  | 0 | 0
Lateral Hardening-Fuse-10696502 | Lateral Hardening | 13961 | 0 |  | 0 | 0
Lateral Hardening-Fuse-10696503 | Lateral Hardening | 13961 | 0 |  | 0 | 0
Lateral Hardening-Fuse-10696504 | Lateral Hardening | 13961 | 0 |  | 0 | 0
Lateral Hardening-Fuse-10696505 | Lateral Hardening | 13961 | 0 |  | 0 | 0
Lateral Hardening-Fuse-10696506 | Lateral Hardening | 13961 | 0 |  | 0 | 0
Lateral Hardening-Fuse-10696507 | Lateral Hardening | 13961 | 0 |  | 0 | 0
Lateral Hardening-Fuse-10696508 | Lateral Hardening | 13961 | 0 |  | 0 | 0
Lateral Hardening-Fuse-10700744 | Lateral Hardening | 13192 | 0 |  | 0 | 0
Lateral Hardening-Fuse-10700752 | Lateral Hardening | 13192 | 0 |  | 0 | 0
Lateral Hardening-Fuse-10700755 | Lateral Hardening | 13192 | 0 |  | 0 | 0
Lateral Hardening-Fuse-10700758 | Lateral Hardening | 13192 | 0 |  | 0 | 0
Lateral Hardening-Fuse-10700761 | Lateral Hardening | 13192 | 0 |  | 0 | 0
Lateral Hardening-Fuse-10700764 | Lateral Hardening | 13192 | 0 |  | 0 | 0
Lateral Hardening-Fuse-10700767 | Lateral Hardening | 13192 | 0 |  | 0 | 0
Lateral Hardening-Fuse-10700783 | Lateral Hardening | 13192 | 0 |  | 0 | 0
Lateral Hardening-Fuse-10700791 | Lateral Hardening | 13192 | 0 |  | 0 | 0
Lateral Hardening-Fuse-10704064 | Lateral Hardening | 13962 | 0 |  | 0 | 0
Lateral Hardening-Fuse-10704087 | Lateral Hardening | 13962 | 0 |  | 0 | 0
Lateral Hardening-Fuse-10704088 | Lateral Hardening | 13962 | 0 |  | 0 | 0
Lateral Hardening-Fuse-10704104 | Lateral Hardening | 13962 | 0 |  | 0 | 0
Lateral Hardening-Fuse-10704107 | Lateral Hardening | 13962 | 0 |  | 0 | 0
Lateral Hardening-Fuse-10704108 | Lateral Hardening | 13962 | 0 |  | 0 | 0
Lateral Hardening-Fuse-10704111 | Lateral Hardening | 13962 | 0 |  | 0 | 0
Lateral Hardening-Fuse-10704113 | Lateral Hardening | 13962 | 0 |  | 0 | 0
Lateral Hardening-Fuse-10704114 | Lateral Hardening | 13962 | 0 |  | 0 | 0
Lateral Hardening-Fuse-10704115 | Lateral Hardening | 13962 | 0 |  | 0 | 0
Lateral Hardening-Fuse-10704118 | Lateral Hardening | 13962 | 0 |  | 0 | 0
Lateral Hardening-Fuse-10704119 | Lateral Hardening | 13962 | 0 |  | 0 | 0
Lateral Hardening-Fuse-10704120 | Lateral Hardening | 13962 | 0 |  | 0 | 0
Lateral Hardening-Fuse-10704121 | Lateral Hardening | 13962 | 0 |  | 0 | 0
Lateral Hardening-Fuse-10704122 | Lateral Hardening | 13962 | 2027 |  | 0 | 2027
Lateral Hardening-Fuse-10704123 | Lateral Hardening | 13962 | 0 |  | 0 | 0
Lateral Hardening-Fuse-10704124 | Lateral Hardening | 13962 | 0 |  | 0 | 0
Lateral Hardening-Fuse-10704125 | Lateral Hardening | 13962 | 0 |  | 0 | 0
Lateral Hardening-Fuse-10704130 | Lateral Hardening | 13962 | 0 |  | 0 | 0
Lateral Hardening-Fuse-10704131 | Lateral Hardening | 13962 | 0 |  | 0 | 0
Lateral Hardening-Fuse-10704134 | Lateral Hardening | 13962 | 2027 |  | 0 | 2027
Lateral Hardening-Fuse-10704135 | Lateral Hardening | 13962 | 0 |  | 0 | 0
Lateral Hardening-Fuse-10704137 | Lateral Hardening | 13962 | 0 |  | 0 | 0
Lateral Hardening-Fuse-10704138 | Lateral Hardening | 13962 | 0 |  | 0 | 0
Lateral Hardening-Fuse-10704144 | Lateral Hardening | 13962 | 0 |  | 0 | 0
Lateral Hardening-Fuse-10704145 | Lateral Hardening | 13962 | 2027 |  | 0 | 2027
Lateral Hardening-Fuse-10704147 | Lateral Hardening | 13962 | 0 |  | 0 | 0
Lateral Hardening-Fuse-10704148 | Lateral Hardening | 13962 | 2027 |  | 0 | 2027
Lateral Hardening-Fuse-10704150 | Lateral Hardening | 13962 | 0 |  | 0 | 0
Lateral Hardening-Fuse-10704151 | Lateral Hardening | 13962 | 0 |  | 0 | 0
Lateral Hardening-Fuse-10704152 | Lateral Hardening | 13962 | 0 |  | 0 | 0
Lateral Hardening-Fuse-10704153 | Lateral Hardening | 13962 | 0 |  | 0 | 0
Lateral Hardening-Fuse-10704161 | Lateral Hardening | 13962 | 0 |  | 0 | 0
Lateral Hardening-Fuse-10704163 | Lateral Hardening | 13962 | 0 |  | 0 | 0
Lateral Hardening-Fuse-10704165 | Lateral Hardening | 13962 | 0 |  | 0 | 0
Lateral Hardening-Fuse-10704166 | Lateral Hardening | 13962 | 0 |  | 0 | 0
Lateral Hardening-Fuse-10704167 | Lateral Hardening | 13962 | 0 |  | 0 | 0
Lateral Hardening-Fuse-10704168 | Lateral Hardening | 13962 | 0 |  | 0 | 0
Lateral Hardening-Fuse-10704169 | Lateral Hardening | 13125 | 0 |  | 0 | 0
Lateral Hardening-Fuse-10704174 | Lateral Hardening | 13962 | 0 |  | 0 | 0
Lateral Hardening-Fuse-10704175 | Lateral Hardening | 13962 | 0 |  | 0 | 0
Lateral Hardening-Fuse-10704178 | Lateral Hardening | 13962 | 0 |  | 0 | 0
Lateral Hardening-Fuse-10704179 | Lateral Hardening | 13962 | 2027 |  | 0 | 2027
Lateral Hardening-Fuse-10704180 | Lateral Hardening | 13962 | 0 |  | 0 | 0
Lateral Hardening-Fuse-10704181 | Lateral Hardening | 13125 | 0 |  | 0 | 0
Lateral Hardening-Fuse-10705804 | Lateral Hardening | 13268 | 0 |  | 0 | 0
Lateral Hardening-Fuse-10705806 | Lateral Hardening | 13268 | 0 |  | 0 | 0
Lateral Hardening-Fuse-10705809 | Lateral Hardening | 13268 | 0 |  | 0 | 0
Lateral Hardening-Fuse-10705811 | Lateral Hardening | 13268 | 0 |  | 0 | 0
Lateral Hardening-Fuse-10705812 | Lateral Hardening | 13983 | 0 |  | 0 | 0
Lateral Hardening-Fuse-10705814 | Lateral Hardening | 13983 | 0 |  | 0 | 0
Lateral Hardening-Fuse-10705816 | Lateral Hardening | 13983 | 0 |  | 0 | 0
Lateral Hardening-Fuse-10705817 | Lateral Hardening | 13983 | 0 |  | 0 | 0
Lateral Hardening-Fuse-10705819 | Lateral Hardening | 13983 | 0 |  | 0 | 0
Lateral Hardening-Fuse-10705822 | Lateral Hardening | 13983 | 2029 |  | 0 | 2029
Lateral Hardening-Fuse-10705824 | Lateral Hardening | 13268 | 0 |  | 0 | 0
Lateral Hardening-Fuse-10705825 | Lateral Hardening | 13268 | 0 |  | 0 | 0
Lateral Hardening-Fuse-10705826 | Lateral Hardening | 13268 | 0 |  | 0 | 0
Lateral Hardening-Fuse-10705828 | Lateral Hardening | 13268 | 0 |  | 0 | 0
Lateral Hardening-Fuse-10705829 | Lateral Hardening | 13268 | 2022 |  | 0 | 2022
Lateral Hardening-Fuse-10705832 | Lateral Hardening | 13983 | 0 |  | 0 | 0
Lateral Hardening-Fuse-10705834 | Lateral Hardening | 13268 | 0 |  | 0 | 0
Lateral Hardening-Fuse-10705835 | Lateral Hardening | 13268 | 0 |  | 0 | 0
Lateral Hardening-Fuse-10705836 | Lateral Hardening | 13268 | 0 |  | 0 | 0
Lateral Hardening-Fuse-10705837 | Lateral Hardening | 13268 | 0 |  | 0 | 0
Lateral Hardening-Fuse-10705843 | Lateral Hardening | 13268 | 0 |  | 0 | 0
Lateral Hardening-Fuse-10705847 | Lateral Hardening | 13268 | 2022 |  | 0 | 2022
Lateral Hardening-Fuse-10705849 | Lateral Hardening | 13268 | 0 |  | 0 | 0
Lateral Hardening-Fuse-10705850 | Lateral Hardening | 13268 | 0 |  | 0 | 0
Lateral Hardening-Fuse-10705852 | Lateral Hardening | 13268 | 0 |  | 0 | 0
Lateral Hardening-Fuse-10705854 | Lateral Hardening | 13268 | 0 |  | 0 | 0
Lateral Hardening-Fuse-10705855 | Lateral Hardening | 13268 | 0 |  | 0 | 0
Lateral Hardening-Fuse-10705859 | Lateral Hardening | 13268 | 0 |  | 0 | 0
Lateral Hardening-Fuse-10705861 | Lateral Hardening | 13268 | 0 |  | 0 | 0
Lateral Hardening-Fuse-10705862 | Lateral Hardening | 13268 | 0 |  | 0 | 0
Lateral Hardening-Fuse-10705864 | Lateral Hardening | 13268 | 0 |  | 0 | 0
Lateral Hardening-Fuse-10705873 | Lateral Hardening | 13268 | 0 |  | 0 | 0
Lateral Hardening-Fuse-10705875 | Lateral Hardening | 13268 | 0 |  | 0 | 0
Lateral Hardening-Fuse-10705876 | Lateral Hardening | 13268 | 0 |  | 0 | 0
Lateral Hardening-Fuse-10705878 | Lateral Hardening | 13268 | 0 |  | 0 | 0
Lateral Hardening-Fuse-10705880 | Lateral Hardening | 13268 | 0 |  | 0 | 0
Lateral Hardening-Fuse-10705881 | Lateral Hardening | 13268 | 0 |  | 0 | 0
Lateral Hardening-Fuse-10705882 | Lateral Hardening | 13268 | 0 |  | 0 | 0
Lateral Hardening-Fuse-10705883 | Lateral Hardening | 13268 | 2022 |  | 0 | 2022
Lateral Hardening-Fuse-10705887 | Lateral Hardening | 13268 | 0 |  | 0 | 0
Lateral Hardening-Fuse-10705889 | Lateral Hardening | 13268 | 2022 |  | 0 | 2022
Lateral Hardening-Fuse-10705892 | Lateral Hardening | 13268 | 0 |  | 0 | 0
Lateral Hardening-Fuse-10705898 | Lateral Hardening | 13982 | 0 |  | 0 | 0
Lateral Hardening-Fuse-10705900 | Lateral Hardening | 13268 | 0 |  | 0 | 0
Lateral Hardening-Fuse-10705901 | Lateral Hardening | 13268 | 0 |  | 0 | 0
Lateral Hardening-Fuse-10705902 | Lateral Hardening | 13268 | 0 |  | 0 | 0
Lateral Hardening-Fuse-10705903 | Lateral Hardening | 13268 | 0 |  | 0 | 0
Lateral Hardening-Fuse-10705904 | Lateral Hardening | 13268 | 0 |  | 0 | 0
Lateral Hardening-Fuse-10705906 | Lateral Hardening | 13268 | 0 |  | 0 | 0
Lateral Hardening-Fuse-10705908 | Lateral Hardening | 13268 | 0 |  | 0 | 0
Lateral Hardening-Fuse-10705909 | Lateral Hardening | 13268 | 0 |  | 0 | 0
Lateral Hardening-Fuse-10705913 | Lateral Hardening | 13268 | 0 |  | 0 | 0
Lateral Hardening-Fuse-10705914 | Lateral Hardening | 13268 | 0 |  | 0 | 0
Lateral Hardening-Fuse-10705916 | Lateral Hardening | 13268 | 0 |  | 0 | 0
Lateral Hardening-Fuse-10705917 | Lateral Hardening | 13268 | 0 |  | 0 | 0
Lateral Hardening-Fuse-10705918 | Lateral Hardening | 13268 | 0 |  | 0 | 0
Lateral Hardening-Fuse-10705919 | Lateral Hardening | 13268 | 0 |  | 0 | 0
Lateral Hardening-Fuse-10705920 | Lateral Hardening | 13983 | 0 |  | 0 | 0
Lateral Hardening-Fuse-10705921 | Lateral Hardening | 13983 | 0 |  | 0 | 0
Lateral Hardening-Fuse-10705924 | Lateral Hardening | 13268 | 0 |  | 0 | 0
Lateral Hardening-Fuse-10705925 | Lateral Hardening | 13268 | 0 |  | 0 | 0
Lateral Hardening-Fuse-10705927 | Lateral Hardening | 13268 | 0 |  | 0 | 0
Lateral Hardening-Fuse-10705928 | Lateral Hardening | 13268 | 0 |  | 0 | 0
Lateral Hardening-Fuse-10705929 | Lateral Hardening | 13268 | 0 |  | 0 | 0
Lateral Hardening-Fuse-10705930 | Lateral Hardening | 13268 | 0 |  | 0 | 0
Lateral Hardening-Fuse-10705932 | Lateral Hardening | 13268 | 0 |  | 0 | 0
Lateral Hardening-Fuse-10705933 | Lateral Hardening | 13268 | 0 |  | 0 | 0
Lateral Hardening-Fuse-10705934 | Lateral Hardening | 13268 | 2022 |  | 0 | 2022
Lateral Hardening-Fuse-10705935 | Lateral Hardening | 13268 | 0 |  | 0 | 0
Lateral Hardening-Fuse-10705936 | Lateral Hardening | 13268 | 0 |  | 0 | 0
Lateral Hardening-Fuse-10705937 | Lateral Hardening | 13268 | 0 |  | 0 | 0
Lateral Hardening-Fuse-10705938 | Lateral Hardening | 13268 | 0 |  | 0 | 0
Lateral Hardening-Fuse-10705939 | Lateral Hardening | 13268 | 0 |  | 0 | 0
Lateral Hardening-Fuse-10705941 | Lateral Hardening | 13268 | 0 |  | 0 | 0
Lateral Hardening-Fuse-10705942 | Lateral Hardening | 13268 | 0 |  | 0 | 0
Lateral Hardening-Fuse-10705944 | Lateral Hardening | 13268 | 0 |  | 0 | 0
Lateral Hardening-Fuse-10705945 | Lateral Hardening | 13268 | 2022 |  | 0 | 2022
Lateral Hardening-Fuse-10705948 | Lateral Hardening | 13268 | 0 |  | 0 | 0
Lateral Hardening-Fuse-10707423 | Lateral Hardening | 13302 | 0 |  | 0 | 0
Lateral Hardening-Fuse-10707424 | Lateral Hardening | 13302 | 0 |  | 0 | 0
Lateral Hardening-Fuse-10707425 | Lateral Hardening | 13302 | 2024 |  | 0 | 2024
Lateral Hardening-Fuse-10710598 | Lateral Hardening | 14001 | 2029 |  | 0 | 2029
Lateral Hardening-Fuse-10710599 | Lateral Hardening | 14001 | 0 |  | 0 | 0
Lateral Hardening-Fuse-10710601 | Lateral Hardening | 14000 | 0 |  | 0 | 0
Lateral Hardening-Fuse-10710602 | Lateral Hardening | 14000 | 0 |  | 0 | 0
Lateral Hardening-Fuse-10710603 | Lateral Hardening | 14000 | 0 |  | 0 | 0
Lateral Hardening-Fuse-10710604 | Lateral Hardening | 14000 | 0 |  | 0 | 0
Lateral Hardening-Fuse-10710605 | Lateral Hardening | 14000 | 0 |  | 0 | 0
Lateral Hardening-Fuse-10710606 | Lateral Hardening | 14000 | 2024 |  | 0 | 2024
Lateral Hardening-Fuse-10710619 | Lateral Hardening | 14000 | 0 |  | 0 | 0
Lateral Hardening-Fuse-10710620 | Lateral Hardening | 14000 | 0 |  | 0 | 0
Lateral Hardening-Fuse-10710621 | Lateral Hardening | 14000 | 0 |  | 0 | 0
Lateral Hardening-Fuse-10710622 | Lateral Hardening | 14000 | 0 |  | 0 | 0
Lateral Hardening-Fuse-10710623 | Lateral Hardening | 14000 | 0 |  | 0 | 0
Lateral Hardening-Fuse-10710625 | Lateral Hardening | 14000 | 0 |  | 0 | 0
Lateral Hardening-Fuse-10710627 | Lateral Hardening | 14000 | 0 |  | 0 | 0
Lateral Hardening-Fuse-10710633 | Lateral Hardening | 14000 | 2024 |  | 0 | 2024
Lateral Hardening-Fuse-10710635 | Lateral Hardening | 14000 | 0 |  | 0 | 0
Lateral Hardening-Fuse-10710636 | Lateral Hardening | 14000 | 0 |  | 0 | 0
Lateral Hardening-Fuse-10710637 | Lateral Hardening | 14000 | 0 |  | 0 | 0
Lateral Hardening-Fuse-10710638 | Lateral Hardening | 14000 | 0 |  | 0 | 0
Lateral Hardening-Fuse-10710640 | Lateral Hardening | 14000 | 0 |  | 0 | 0
Lateral Hardening-Fuse-10710641 | Lateral Hardening | 14000 | 0 |  | 0 | 0
Lateral Hardening-Fuse-10710642 | Lateral Hardening | 14000 | 2024 |  | 0 | 2024
Lateral Hardening-Fuse-10710643 | Lateral Hardening | 14001 | 0 |  | 0 | 0
Lateral Hardening-Fuse-10710646 | Lateral Hardening | 14000 | 0 |  | 0 | 0
Lateral Hardening-Fuse-10710647 | Lateral Hardening | 14000 | 0 |  | 0 | 0
Lateral Hardening-Fuse-10710651 | Lateral Hardening | 14000 | 0 |  | 0 | 0
Lateral Hardening-Fuse-10712376 | Lateral Hardening | 13256 | 0 |  | 0 | 0
Lateral Hardening-Fuse-10712378 | Lateral Hardening | 13256 | 0 |  | 0 | 0
Lateral Hardening-Fuse-10712379 | Lateral Hardening | 13256 | 0 |  | 0 | 0
Lateral Hardening-Fuse-10712381 | Lateral Hardening | 13256 | 0 |  | 0 | 0
Lateral Hardening-Fuse-10712384 | Lateral Hardening | 13256 | 0 |  | 0 | 0
Lateral Hardening-Fuse-10712386 | Lateral Hardening | 13256 | 0 |  | 0 | 0
Lateral Hardening-Fuse-10712387 | Lateral Hardening | 13256 | 0 |  | 0 | 0
Lateral Hardening-Fuse-10712390 | Lateral Hardening | 13256 | 0 |  | 0 | 0
Lateral Hardening-Fuse-10712393 | Lateral Hardening | 13256 | 2029 |  | 0 | 2029
Lateral Hardening-Fuse-10712394 | Lateral Hardening | 13256 | 0 |  | 0 | 0
Lateral Hardening-Fuse-10712396 | Lateral Hardening | 13256 | 0 |  | 0 | 0
Lateral Hardening-Fuse-10712399 | Lateral Hardening | 13256 | 0 |  | 0 | 0
Lateral Hardening-Fuse-10712403 | Lateral Hardening | 13256 | 0 |  | 0 | 0
Lateral Hardening-Fuse-10712404 | Lateral Hardening | 13256 | 0 |  | 0 | 0
Lateral Hardening-Fuse-10712407 | Lateral Hardening | 13256 | 0 |  | 0 | 0
Lateral Hardening-Fuse-10712413 | Lateral Hardening | 13256 | 0 |  | 0 | 0
Lateral Hardening-Fuse-10712419 | Lateral Hardening | 13256 | 0 |  | 0 | 0
Lateral Hardening-Fuse-10714620 | Lateral Hardening | 13019 | 0 |  | 0 | 0
Lateral Hardening-Fuse-10714645 | Lateral Hardening | 13019 | 0 |  | 0 | 0
Lateral Hardening-Fuse-10714649 | Lateral Hardening | 13019 | 0 |  | 0 | 0
Lateral Hardening-Fuse-10714650 | Lateral Hardening | 13019 | 0 |  | 0 | 0
Lateral Hardening-Fuse-10714652 | Lateral Hardening | 13019 | 0 |  | 0 | 0
Lateral Hardening-Fuse-10714653 | Lateral Hardening | 13019 | 0 |  | 0 | 0
Lateral Hardening-Fuse-10714658 | Lateral Hardening | 13019 | 0 |  | 0 | 0
Lateral Hardening-Fuse-10714663 | Lateral Hardening | 13019 | 0 |  | 0 | 0
Lateral Hardening-Fuse-10714664 | Lateral Hardening | 13019 | 0 |  | 0 | 0
Lateral Hardening-Fuse-10714671 | Lateral Hardening | 13019 | 0 |  | 0 | 0
Lateral Hardening-Fuse-10714673 | Lateral Hardening | 13019 | 0 |  | 0 | 0
Lateral Hardening-Fuse-10714683 | Lateral Hardening | 13019 | 0 |  | 0 | 0
Lateral Hardening-Fuse-10714688 | Lateral Hardening | 13019 | 0 |  | 0 | 0
Lateral Hardening-Fuse-10714691 | Lateral Hardening | 13019 | 0 |  | 0 | 0
Lateral Hardening-Fuse-10714692 | Lateral Hardening | 13019 | 0 |  | 0 | 0
Lateral Hardening-Fuse-10714694 | Lateral Hardening | 13019 | 0 |  | 0 | 0
Lateral Hardening-Fuse-10714696 | Lateral Hardening | 13019 | 0 |  | 0 | 0
Lateral Hardening-Fuse-10715645 | Lateral Hardening | 13984 | 2028 |  | 0 | 2028
Lateral Hardening-Fuse-10715646 | Lateral Hardening | 13984 | 0 |  | 0 | 0
Lateral Hardening-Fuse-10715647 | Lateral Hardening | 13984 | 0 |  | 0 | 0
Lateral Hardening-Fuse-10715651 | Lateral Hardening | 13984 | 0 |  | 0 | 0
Lateral Hardening-Fuse-10715653 | Lateral Hardening | 13984 | 0 |  | 0 | 0
Lateral Hardening-Fuse-10715655 | Lateral Hardening | 13984 | 0 |  | 0 | 0
Lateral Hardening-Fuse-10715656 | Lateral Hardening | 13984 | 0 |  | 0 | 0
Lateral Hardening-Fuse-10715657 | Lateral Hardening | 13984 | 0 |  | 0 | 0
Lateral Hardening-Fuse-10715658 | Lateral Hardening | 13984 | 2028 |  | 0 | 2028
Lateral Hardening-Fuse-10715659 | Lateral Hardening | 13984 | 0 |  | 0 | 0
Lateral Hardening-Fuse-10715661 | Lateral Hardening | 13984 | 0 |  | 0 | 0
Lateral Hardening-Fuse-10715662 | Lateral Hardening | 13984 | 0 |  | 0 | 0
Lateral Hardening-Fuse-10715663 | Lateral Hardening | 13984 | 0 |  | 0 | 0
Lateral Hardening-Fuse-10715664 | Lateral Hardening | 13984 | 0 |  | 0 | 0
Lateral Hardening-Fuse-10716303 | Lateral Hardening | 13959 | 2024 |  | 0 | 2024
Lateral Hardening-Fuse-10716304 | Lateral Hardening | 13959 | 0 |  | 0 | 0
Lateral Hardening-Fuse-10716305 | Lateral Hardening | 13959 | 0 |  | 0 | 0
Lateral Hardening-Fuse-10716306 | Lateral Hardening | 13959 | 0 |  | 0 | 0
Lateral Hardening-Fuse-10716311 | Lateral Hardening | 13959 | 0 |  | 0 | 0
Lateral Hardening-Fuse-10716312 | Lateral Hardening | 13959 | 0 |  | 0 | 0
Lateral Hardening-Fuse-10716313 | Lateral Hardening | 13959 | 0 |  | 0 | 0
Lateral Hardening-Fuse-10716314 | Lateral Hardening | 13959 | 0 |  | 0 | 0
Lateral Hardening-Fuse-10716315 | Lateral Hardening | 13959 | 2024 |  | 0 | 2024
Lateral Hardening-Fuse-10716317 | Lateral Hardening | 13959 | 0 |  | 0 | 0
Lateral Hardening-Fuse-10716318 | Lateral Hardening | 13959 | 2024 |  | 0 | 2024
Lateral Hardening-Fuse-10716319 | Lateral Hardening | 13959 | 0 |  | 0 | 0
Lateral Hardening-Fuse-10716320 | Lateral Hardening | 13959 | 2024 |  | 0 | 2024
Lateral Hardening-Fuse-10716327 | Lateral Hardening | 13959 | 2024 |  | 0 | 2024
Lateral Hardening-Fuse-10716331 | Lateral Hardening | 13959 | 0 |  | 0 | 0
Lateral Hardening-Fuse-10716333 | Lateral Hardening | 13959 | 0 |  | 0 | 0
Lateral Hardening-Fuse-10716338 | Lateral Hardening | 13959 | 0 |  | 0 | 0
Lateral Hardening-Fuse-10716340 | Lateral Hardening | 13959 | 0 |  | 0 | 0
Lateral Hardening-Fuse-10716341 | Lateral Hardening | 13959 | 0 |  | 0 | 0
Lateral Hardening-Fuse-10716343 | Lateral Hardening | 13959 | 0 |  | 0 | 0
Lateral Hardening-Fuse-10716344 | Lateral Hardening | 13959 | 0 |  | 0 | 0
Lateral Hardening-Fuse-10716345 | Lateral Hardening | 13959 | 0 |  | 0 | 0
Lateral Hardening-Fuse-10716347 | Lateral Hardening | 13959 | 0 |  | 0 | 0
Lateral Hardening-Fuse-10716349 | Lateral Hardening | 13959 | 0 |  | 0 | 0
Lateral Hardening-Fuse-10716351 | Lateral Hardening | 13959 | 0 |  | 0 | 0
Lateral Hardening-Fuse-10716352 | Lateral Hardening | 13959 | 0 |  | 0 | 0
Lateral Hardening-Fuse-10716353 | Lateral Hardening | 13959 | 0 |  | 0 | 0
Lateral Hardening-Fuse-10716354 | Lateral Hardening | 13959 | 2024 |  | 0 | 2024
Lateral Hardening-Fuse-10716356 | Lateral Hardening | 13959 | 0 |  | 0 | 0
Lateral Hardening-Fuse-10716357 | Lateral Hardening | 13959 | 0 |  | 0 | 0
Lateral Hardening-Fuse-10716358 | Lateral Hardening | 13959 | 0 |  | 0 | 0
Lateral Hardening-Fuse-10716359 | Lateral Hardening | 13959 | 0 |  | 0 | 0
Lateral Hardening-Fuse-10716368 | Lateral Hardening | 13959 | 0 |  | 0 | 0
Lateral Hardening-Fuse-10716369 | Lateral Hardening | 13959 | 0 |  | 0 | 0
Lateral Hardening-Fuse-10716372 | Lateral Hardening | 13959 | 0 |  | 0 | 0
Lateral Hardening-Fuse-10716375 | Lateral Hardening | 13959 | 0 |  | 0 | 0
Lateral Hardening-Fuse-10716376 | Lateral Hardening | 13959 | 0 |  | 0 | 0
Lateral Hardening-Fuse-10716378 | Lateral Hardening | 13959 | 0 |  | 0 | 0
Lateral Hardening-Fuse-10716379 | Lateral Hardening | 13959 | 0 |  | 0 | 0
Lateral Hardening-Fuse-10716380 | Lateral Hardening | 13959 | 0 |  | 0 | 0
Lateral Hardening-Fuse-10716382 | Lateral Hardening | 13959 | 0 |  | 0 | 0
Lateral Hardening-Fuse-10716384 | Lateral Hardening | 13959 | 0 |  | 0 | 0
Lateral Hardening-Fuse-10716386 | Lateral Hardening | 13959 | 0 |  | 0 | 0
Lateral Hardening-Fuse-10716387 | Lateral Hardening | 13959 | 0 |  | 0 | 0
Lateral Hardening-Fuse-10716388 | Lateral Hardening | 13959 | 0 |  | 0 | 0
Lateral Hardening-Fuse-10717257 | Lateral Hardening | 13900 | 0 |  | 0 | 0
Lateral Hardening-Fuse-10717266 | Lateral Hardening | 13900 | 0 |  | 0 | 0
Lateral Hardening-Fuse-10717269 | Lateral Hardening | 13900 | 2021 |  | 0 | 2021
Lateral Hardening-Fuse-10717271 | Lateral Hardening | 13900 | 0 |  | 0 | 0
Lateral Hardening-Fuse-10717532 | Lateral Hardening | 13899 | 0 |  | 0 | 0
Lateral Hardening-Fuse-10717534 | Lateral Hardening | 13899 | 0 |  | 0 | 0
Lateral Hardening-Fuse-10717538 | Lateral Hardening | 13899 | 0 |  | 0 | 0
Lateral Hardening-Fuse-10718202 | Lateral Hardening | 13777 | 0 |  | 0 | 0
Lateral Hardening-Fuse-10718203 | Lateral Hardening | 13777 | 0 |  | 0 | 0
Lateral Hardening-Fuse-10718205 | Lateral Hardening | 13777 | 0 |  | 0 | 0
Lateral Hardening-Fuse-10718207 | Lateral Hardening | 13777 | 2029 |  | 0 | 2029
Lateral Hardening-Fuse-10722371 | Lateral Hardening | 13817 | 2023 |  | 0 | 2023
Lateral Hardening-Fuse-10722373 | Lateral Hardening | 13817 | 0 |  | 0 | 0
Lateral Hardening-Fuse-10722386 | Lateral Hardening | 13817 | 0 |  | 0 | 0
Lateral Hardening-Fuse-10722387 | Lateral Hardening | 13817 | 0 |  | 0 | 0
Lateral Hardening-Fuse-10722388 | Lateral Hardening | 13817 | 2023 |  | 0 | 2023
Lateral Hardening-Fuse-10722402 | Lateral Hardening | 13817 | 0 |  | 0 | 0
Lateral Hardening-Fuse-10722405 | Lateral Hardening | 13817 | 0 |  | 0 | 0
Lateral Hardening-Fuse-10722406 | Lateral Hardening | 13817 | 0 |  | 0 | 0
Lateral Hardening-Fuse-10722407 | Lateral Hardening | 13817 | 0 |  | 0 | 0
Lateral Hardening-Fuse-10722410 | Lateral Hardening | 13817 | 0 |  | 0 | 0
Lateral Hardening-Fuse-10722411 | Lateral Hardening | 13817 | 0 |  | 0 | 0
Lateral Hardening-Fuse-10722413 | Lateral Hardening | 13817 | 0 |  | 0 | 0
Lateral Hardening-Fuse-10722416 | Lateral Hardening | 13817 | 2023 |  | 0 | 2023
Lateral Hardening-Fuse-10722417 | Lateral Hardening | 13817 | 2023 |  | 0 | 2023
Lateral Hardening-Fuse-10722418 | Lateral Hardening | 13817 | 0 |  | 0 | 0
Lateral Hardening-Fuse-10722420 | Lateral Hardening | 13817 | 0 |  | 0 | 0
Lateral Hardening-Fuse-10722422 | Lateral Hardening | 13817 | 0 |  | 0 | 0
Lateral Hardening-Fuse-10722423 | Lateral Hardening | 13817 | 0 |  | 0 | 0
Lateral Hardening-Fuse-10722426 | Lateral Hardening | 13817 | 0 |  | 0 | 0
Lateral Hardening-Fuse-10722427 | Lateral Hardening | 13817 | 0 |  | 0 | 0
Lateral Hardening-Fuse-10722428 | Lateral Hardening | 13817 | 0 |  | 0 | 0
Lateral Hardening-Fuse-10722429 | Lateral Hardening | 13817 | 2023 |  | 0 | 2023
Lateral Hardening-Fuse-10722434 | Lateral Hardening | 13817 | 0 |  | 0 | 0
Lateral Hardening-Fuse-10722436 | Lateral Hardening | 13817 | 0 |  | 0 | 0
Lateral Hardening-Fuse-10723972 | Lateral Hardening | 13780 | 0 |  | 0 | 0
Lateral Hardening-Fuse-10723975 | Lateral Hardening | 13780 | 0 |  | 0 | 0
Lateral Hardening-Fuse-10723976 | Lateral Hardening | 13780 | 0 |  | 0 | 0
Lateral Hardening-Fuse-10723979 | Lateral Hardening | 13780 | 0 |  | 0 | 0
Lateral Hardening-Fuse-10723980 | Lateral Hardening | 13780 | 0 |  | 0 | 0
Lateral Hardening-Fuse-10723983 | Lateral Hardening | 13780 | 0 |  | 0 | 0
Lateral Hardening-Fuse-10723986 | Lateral Hardening | 13780 | 0 |  | 0 | 0
Lateral Hardening-Fuse-10723990 | Lateral Hardening | 13780 | 0 |  | 0 | 0
Lateral Hardening-Fuse-10723991 | Lateral Hardening | 13780 | 0 |  | 0 | 0
Lateral Hardening-Fuse-10723992 | Lateral Hardening | 13780 | 0 |  | 0 | 0
Lateral Hardening-Fuse-10723993 | Lateral Hardening | 13780 | 2021 |  | 0 | 2021
Lateral Hardening-Fuse-10723996 | Lateral Hardening | 13780 | 0 |  | 0 | 0
Lateral Hardening-Fuse-10726457 | Lateral Hardening | 13648 | 0 |  | 0 | 0
Lateral Hardening-Fuse-10726459 | Lateral Hardening | 13648 | 0 |  | 0 | 0
Lateral Hardening-Fuse-10726463 | Lateral Hardening | 13648 | 0 |  | 0 | 0
Lateral Hardening-Fuse-10726469 | Lateral Hardening | 13648 | 0 |  | 0 | 0
Lateral Hardening-Fuse-10726471 | Lateral Hardening | 13648 | 0 |  | 0 | 0
Lateral Hardening-Fuse-10726473 | Lateral Hardening | 14023 | 0 |  | 0 | 0
Lateral Hardening-Fuse-10726475 | Lateral Hardening | 14023 | 2029 |  | 0 | 2029
Lateral Hardening-Fuse-10726479 | Lateral Hardening | 14023 | 2029 |  | 0 | 2029
Lateral Hardening-Fuse-10726481 | Lateral Hardening | 14023 | 0 |  | 0 | 0
Lateral Hardening-Fuse-10726483 | Lateral Hardening | 14023 | 0 |  | 0 | 0
Lateral Hardening-Fuse-10726503 | Lateral Hardening | 13648 | 0 |  | 0 | 0
Lateral Hardening-Fuse-10726507 | Lateral Hardening | 13648 | 0 |  | 0 | 0
Lateral Hardening-Fuse-10726511 | Lateral Hardening | 14023 | 0 |  | 0 | 0
Lateral Hardening-Fuse-10726513 | Lateral Hardening | 13648 | 0 |  | 0 | 0
Lateral Hardening-Fuse-10726517 | Lateral Hardening | 14023 | 0 |  | 0 | 0
Lateral Hardening-Fuse-10726528 | Lateral Hardening | 13648 | 0 |  | 0 | 0
Lateral Hardening-Fuse-10726530 | Lateral Hardening | 13648 | 0 |  | 0 | 0
Lateral Hardening-Fuse-10726532 | Lateral Hardening | 13648 | 0 |  | 0 | 0
Lateral Hardening-Fuse-10726533 | Lateral Hardening | 13648 | 0 |  | 0 | 0
Lateral Hardening-Fuse-10726540 | Lateral Hardening | 13648 | 0 |  | 0 | 0
Lateral Hardening-Fuse-10726541 | Lateral Hardening | 14023 | 0 |  | 0 | 0
Lateral Hardening-Fuse-10726542 | Lateral Hardening | 13648 | 0 |  | 0 | 0
Lateral Hardening-Fuse-10726543 | Lateral Hardening | 13648 | 2026 |  | 0 | 2026
Lateral Hardening-Fuse-10726546 | Lateral Hardening | 13648 | 0 |  | 0 | 0
Lateral Hardening-Fuse-10726547 | Lateral Hardening | 13648 | 0 |  | 0 | 0
Lateral Hardening-Fuse-10727403 | Lateral Hardening | 13440 | 0 |  | 0 | 0
Lateral Hardening-Fuse-10727406 | Lateral Hardening | 13440 | 0 |  | 0 | 0
Lateral Hardening-Fuse-10727416 | Lateral Hardening | 13440 | 0 |  | 0 | 0
Lateral Hardening-Fuse-10730231 | Lateral Hardening | 13488 | 0 |  | 0 | 0
Lateral Hardening-Fuse-10730233 | Lateral Hardening | 13488 | 0 |  | 0 | 0
Lateral Hardening-Fuse-10730234 | Lateral Hardening | 13488 | 0 |  | 0 | 0
Lateral Hardening-Fuse-10734145 | Lateral Hardening | 13781 | 0 |  | 0 | 0
Lateral Hardening-Fuse-10737660 | Lateral Hardening | 13489 | 0 |  | 0 | 0
Lateral Hardening-Fuse-10737663 | Lateral Hardening | 13489 | 0 |  | 0 | 0
Lateral Hardening-Fuse-10737664 | Lateral Hardening | 13489 | 0 |  | 0 | 0
Lateral Hardening-Fuse-10737681 | Lateral Hardening | 13489 | 2023 |  | 0 | 2023
Lateral Hardening-Fuse-10737682 | Lateral Hardening | 13489 | 0 |  | 0 | 0
Lateral Hardening-Fuse-10737690 | Lateral Hardening | 13489 | 0 |  | 0 | 0
Lateral Hardening-Fuse-10742009 | Lateral Hardening | 14020 | 2022 |  | 0 | 2022
Lateral Hardening-Fuse-10742010 | Lateral Hardening | 14020 | 0 |  | 0 | 0
Lateral Hardening-Fuse-10742012 | Lateral Hardening | 14024 | 0 |  | 0 | 0
Lateral Hardening-Fuse-10742013 | Lateral Hardening | 14020 | 2022 |  | 0 | 2022
Lateral Hardening-Fuse-10742014 | Lateral Hardening | 14024 | 0 |  | 0 | 0
Lateral Hardening-Fuse-10742015 | Lateral Hardening | 14020 | 2022 |  | 0 | 2022
Lateral Hardening-Fuse-10742032 | Lateral Hardening | 14020 | 0 |  | 0 | 0
Lateral Hardening-Fuse-10742039 | Lateral Hardening | 14020 | 0 |  | 0 | 0
Lateral Hardening-Fuse-10743714 | Lateral Hardening | 13328 | 0 |  | 0 | 0
Lateral Hardening-Fuse-10743715 | Lateral Hardening | 13328 | 0 |  | 0 | 0
Lateral Hardening-Fuse-10743723 | Lateral Hardening | 13328 | 0 |  | 0 | 0
Lateral Hardening-Fuse-10743727 | Lateral Hardening | 13328 | 0 |  | 0 | 0
Lateral Hardening-Fuse-10743728 | Lateral Hardening | 13328 | 0 |  | 0 | 0
Lateral Hardening-Fuse-10744370 | Lateral Hardening | 13329 | 0 |  | 0 | 0
Lateral Hardening-Fuse-10744371 | Lateral Hardening | 13329 | 0 |  | 0 | 0
Lateral Hardening-Fuse-10744375 | Lateral Hardening | 13329 | 0 |  | 0 | 0
Lateral Hardening-Fuse-10744376 | Lateral Hardening | 13329 | 0 |  | 0 | 0
Lateral Hardening-Fuse-10744379 | Lateral Hardening | 13329 | 0 |  | 0 | 0
Lateral Hardening-Fuse-10745477 | Lateral Hardening | 13431 | 0 |  | 0 | 0
Lateral Hardening-Fuse-10745481 | Lateral Hardening | 13330 | 2025 |  | 0 | 2025
Lateral Hardening-Fuse-10745484 | Lateral Hardening | 13815 | 0 |  | 0 | 0
Lateral Hardening-Fuse-10745485 | Lateral Hardening | 13330 | 0 |  | 0 | 0
Lateral Hardening-Fuse-10745486 | Lateral Hardening | 13431 | 0 |  | 0 | 0
Lateral Hardening-Fuse-10745487 | Lateral Hardening | 13330 | 2025 |  | 0 | 2025
Lateral Hardening-Fuse-10745488 | Lateral Hardening | 13431 | 0 |  | 0 | 0
Lateral Hardening-Fuse-10745489 | Lateral Hardening | 13431 | 0 |  | 0 | 0
Lateral Hardening-Fuse-10745490 | Lateral Hardening | 13431 | 0 |  | 0 | 0
Lateral Hardening-Fuse-10745492 | Lateral Hardening | 13815 | 0 |  | 0 | 0
Lateral Hardening-Fuse-10745503 | Lateral Hardening | 13431 | 0 |  | 0 | 0
Lateral Hardening-Fuse-10745509 | Lateral Hardening | 13431 | 0 |  | 0 | 0
Lateral Hardening-Fuse-10745511 | Lateral Hardening | 13431 | 0 |  | 0 | 0
Lateral Hardening-Fuse-10745513 | Lateral Hardening | 13431 | 0 |  | 0 | 0
Lateral Hardening-Fuse-10745516 | Lateral Hardening | 13815 | 0 |  | 0 | 0
Lateral Hardening-Fuse-10745517 | Lateral Hardening | 13815 | 0 |  | 0 | 0
Lateral Hardening-Fuse-10745518 | Lateral Hardening | 13815 | 0 |  | 0 | 0
Lateral Hardening-Fuse-10745520 | Lateral Hardening | 13815 | 0 |  | 0 | 0
Lateral Hardening-Fuse-10745521 | Lateral Hardening | 13815 | 0 |  | 0 | 0
Lateral Hardening-Fuse-10745522 | Lateral Hardening | 13815 | 0 |  | 0 | 0
Lateral Hardening-Fuse-10745523 | Lateral Hardening | 13815 | 2027 |  | 0 | 2027
Lateral Hardening-Fuse-10745524 | Lateral Hardening | 13815 | 0 |  | 0 | 0
Lateral Hardening-Fuse-10745530 | Lateral Hardening | 13431 | 0 |  | 0 | 0
Lateral Hardening-Fuse-10745533 | Lateral Hardening | 13431 | 0 |  | 0 | 0
Lateral Hardening-Fuse-10745535 | Lateral Hardening | 13815 | 0 |  | 0 | 0
Lateral Hardening-Fuse-10745536 | Lateral Hardening | 13330 | 0 |  | 0 | 0
Lateral Hardening-Fuse-10745537 | Lateral Hardening | 13330 | 0 |  | 0 | 0
Lateral Hardening-Fuse-10745538 | Lateral Hardening | 13330 | 0 |  | 0 | 0
Lateral Hardening-Fuse-10745539 | Lateral Hardening | 13330 | 0 |  | 0 | 0
Lateral Hardening-Fuse-10745540 | Lateral Hardening | 13330 | 0 |  | 0 | 0
Lateral Hardening-Fuse-10745541 | Lateral Hardening | 13330 | 2025 |  | 0 | 2025
Lateral Hardening-Fuse-10745542 | Lateral Hardening | 13330 | 2025 |  | 0 | 2025
Lateral Hardening-Fuse-10745543 | Lateral Hardening | 13330 | 0 |  | 0 | 0
Lateral Hardening-Fuse-10745544 | Lateral Hardening | 13330 | 0 |  | 0 | 0
Lateral Hardening-Fuse-10745546 | Lateral Hardening | 13330 | 0 |  | 0 | 0
Lateral Hardening-Fuse-10745547 | Lateral Hardening | 13330 | 0 |  | 0 | 0
Lateral Hardening-Fuse-10745550 | Lateral Hardening | 13330 | 0 |  | 0 | 0
Lateral Hardening-Fuse-10745552 | Lateral Hardening | 13330 | 0 |  | 0 | 0
Lateral Hardening-Fuse-10745553 | Lateral Hardening | 13330 | 0 |  | 0 | 0
Lateral Hardening-Fuse-10745554 | Lateral Hardening | 13431 | 0 |  | 0 | 0
Lateral Hardening-Fuse-10745555 | Lateral Hardening | 13815 | 0 |  | 0 | 0
Lateral Hardening-Fuse-10745557 | Lateral Hardening | 13815 | 0 |  | 0 | 0
Lateral Hardening-Fuse-10745558 | Lateral Hardening | 13431 | 0 |  | 0 | 0
Lateral Hardening-Fuse-10745559 | Lateral Hardening | 13431 | 0 |  | 0 | 0
Lateral Hardening-Fuse-10745561 | Lateral Hardening | 13431 | 0 |  | 0 | 0
Lateral Hardening-Fuse-10745562 | Lateral Hardening | 13431 | 0 |  | 0 | 0
Lateral Hardening-Fuse-10745563 | Lateral Hardening | 13330 | 0 |  | 0 | 0
Lateral Hardening-Fuse-10745564 | Lateral Hardening | 13431 | 0 |  | 0 | 0
Lateral Hardening-Fuse-10745565 | Lateral Hardening | 13431 | 0 |  | 0 | 0
Lateral Hardening-Fuse-10745566 | Lateral Hardening | 13431 | 0 |  | 0 | 0
Lateral Hardening-Fuse-10745568 | Lateral Hardening | 13431 | 0 |  | 0 | 0
Lateral Hardening-Fuse-10745569 | Lateral Hardening | 13431 | 0 |  | 0 | 0
Lateral Hardening-Fuse-10745570 | Lateral Hardening | 13431 | 0 |  | 0 | 0
Lateral Hardening-Fuse-10745571 | Lateral Hardening | 13431 | 0 |  | 0 | 0
Lateral Hardening-Fuse-10745574 | Lateral Hardening | 13431 | 0 |  | 0 | 0
Lateral Hardening-Fuse-10745575 | Lateral Hardening | 13431 | 0 |  | 0 | 0
Lateral Hardening-Fuse-10745576 | Lateral Hardening | 13431 | 0 |  | 0 | 0
Lateral Hardening-Fuse-10745579 | Lateral Hardening | 13431 | 0 |  | 0 | 0
Lateral Hardening-Fuse-10745580 | Lateral Hardening | 13431 | 2023 |  | 0 | 2023
Lateral Hardening-Fuse-10745583 | Lateral Hardening | 13431 | 0 |  | 0 | 0
Lateral Hardening-Fuse-10745584 | Lateral Hardening | 13431 | 0 |  | 0 | 0
Lateral Hardening-Fuse-10745586 | Lateral Hardening | 13431 | 0 |  | 0 | 0
Lateral Hardening-Fuse-10745587 | Lateral Hardening | 13431 | 0 |  | 0 | 0
Lateral Hardening-Fuse-10745588 | Lateral Hardening | 13431 | 0 |  | 0 | 0
Lateral Hardening-Fuse-10745590 | Lateral Hardening | 13431 | 0 |  | 0 | 0
Lateral Hardening-Fuse-10745591 | Lateral Hardening | 13431 | 0 |  | 0 | 0
Lateral Hardening-Fuse-10745594 | Lateral Hardening | 13431 | 0 |  | 0 | 0
Lateral Hardening-Fuse-10745598 | Lateral Hardening | 13330 | 0 |  | 0 | 0
Lateral Hardening-Fuse-10745599 | Lateral Hardening | 13330 | 0 |  | 0 | 0
Lateral Hardening-Fuse-10745601 | Lateral Hardening | 13330 | 0 |  | 0 | 0
Lateral Hardening-Fuse-10745603 | Lateral Hardening | 13330 | 0 |  | 0 | 0
Lateral Hardening-Fuse-10745604 | Lateral Hardening | 13431 | 0 |  | 0 | 0
Lateral Hardening-Fuse-10745607 | Lateral Hardening | 13815 | 0 |  | 0 | 0
Lateral Hardening-Fuse-10745608 | Lateral Hardening | 13815 | 0 |  | 0 | 0
Lateral Hardening-Fuse-10745609 | Lateral Hardening | 13815 | 0 |  | 0 | 0
Lateral Hardening-Fuse-10745610 | Lateral Hardening | 13330 | 0 |  | 0 | 0
Lateral Hardening-Fuse-10745611 | Lateral Hardening | 13330 | 2025 |  | 0 | 2025
Lateral Hardening-Fuse-10745612 | Lateral Hardening | 13815 | 2027 |  | 0 | 2027
Lateral Hardening-Fuse-10745613 | Lateral Hardening | 13815 | 0 |  | 0 | 0
Lateral Hardening-Fuse-10745614 | Lateral Hardening | 13815 | 0 |  | 0 | 0
Lateral Hardening-Fuse-10745615 | Lateral Hardening | 13815 | 0 |  | 0 | 0
Lateral Hardening-Fuse-10745616 | Lateral Hardening | 13815 | 0 |  | 0 | 0
Lateral Hardening-Fuse-10745617 | Lateral Hardening | 13815 | 0 |  | 0 | 0
Lateral Hardening-Fuse-10745619 | Lateral Hardening | 13815 | 0 |  | 0 | 0
Lateral Hardening-Fuse-10745620 | Lateral Hardening | 13815 | 2027 |  | 0 | 2027
Lateral Hardening-Fuse-10745624 | Lateral Hardening | 13815 | 0 |  | 0 | 0
Lateral Hardening-Fuse-10745625 | Lateral Hardening | 13815 | 0 |  | 0 | 0
Lateral Hardening-Fuse-10745627 | Lateral Hardening | 13815 | 2027 |  | 0 | 2027
Lateral Hardening-Fuse-10745628 | Lateral Hardening | 13815 | 0 |  | 0 | 0
Lateral Hardening-Fuse-10745630 | Lateral Hardening | 13431 | 0 |  | 0 | 0
Lateral Hardening-Fuse-10745632 | Lateral Hardening | 13431 | 0 |  | 0 | 0
Lateral Hardening-Fuse-10745633 | Lateral Hardening | 13431 | 0 |  | 0 | 0
Lateral Hardening-Fuse-10745634 | Lateral Hardening | 13431 | 0 |  | 0 | 0
Lateral Hardening-Fuse-10745635 | Lateral Hardening | 13431 | 0 |  | 0 | 0
Lateral Hardening-Fuse-10745636 | Lateral Hardening | 13815 | 0 |  | 0 | 0
Lateral Hardening-Fuse-10745638 | Lateral Hardening | 13431 | 0 |  | 0 | 0
Lateral Hardening-Fuse-10745641 | Lateral Hardening | 13431 | 2023 |  | 0 | 2023
Lateral Hardening-Fuse-10745642 | Lateral Hardening | 13431 | 0 |  | 0 | 0
Lateral Hardening-Fuse-10745643 | Lateral Hardening | 13431 | 0 |  | 0 | 0
Lateral Hardening-Fuse-10745644 | Lateral Hardening | 13431 | 0 |  | 0 | 0
Lateral Hardening-Fuse-10745645 | Lateral Hardening | 13431 | 0 |  | 0 | 0
Lateral Hardening-Fuse-10745647 | Lateral Hardening | 13431 | 0 |  | 0 | 0
Lateral Hardening-Fuse-10745650 | Lateral Hardening | 13431 | 0 |  | 0 | 0
Lateral Hardening-Fuse-10745651 | Lateral Hardening | 13431 | 0 |  | 0 | 0
Lateral Hardening-Fuse-10745656 | Lateral Hardening | 13431 | 0 |  | 0 | 0
Lateral Hardening-Fuse-10745657 | Lateral Hardening | 13431 | 0 |  | 0 | 0
Lateral Hardening-Fuse-10745658 | Lateral Hardening | 13431 | 0 |  | 0 | 0
Lateral Hardening-Fuse-10745659 | Lateral Hardening | 13431 | 0 |  | 0 | 0
Lateral Hardening-Fuse-10745661 | Lateral Hardening | 13431 | 0 |  | 0 | 0
Lateral Hardening-Fuse-10745663 | Lateral Hardening | 13431 | 0 |  | 0 | 0
Lateral Hardening-Fuse-10745665 | Lateral Hardening | 13431 | 0 |  | 0 | 0
Lateral Hardening-Fuse-10745667 | Lateral Hardening | 13431 | 0 |  | 0 | 0
Lateral Hardening-Fuse-10747874 | Lateral Hardening | 14024 | 2023 |  | 0 | 2023
Lateral Hardening-Fuse-10747877 | Lateral Hardening | 14021 | 0 |  | 0 | 0
Lateral Hardening-Fuse-10747878 | Lateral Hardening | 14021 | 0 |  | 0 | 0
Lateral Hardening-Fuse-10747882 | Lateral Hardening | 13705 | 0 |  | 0 | 0
Lateral Hardening-Fuse-10747883 | Lateral Hardening | 13705 | 0 |  | 0 | 0
Lateral Hardening-Fuse-10747884 | Lateral Hardening | 13705 | 0 |  | 0 | 0
Lateral Hardening-Fuse-10747889 | Lateral Hardening | 14021 | 0 |  | 0 | 0
Lateral Hardening-Fuse-10747891 | Lateral Hardening | 14024 | 0 |  | 0 | 0
Lateral Hardening-Fuse-10747892 | Lateral Hardening | 14024 | 0 |  | 0 | 0
Lateral Hardening-Fuse-10747893 | Lateral Hardening | 14024 | 0 |  | 0 | 0
Lateral Hardening-Fuse-10747894 | Lateral Hardening | 14021 | 0 |  | 0 | 0
Lateral Hardening-Fuse-10747897 | Lateral Hardening | 14021 | 0 |  | 0 | 0
Lateral Hardening-Fuse-10747898 | Lateral Hardening | 14021 | 0 |  | 0 | 0
Lateral Hardening-Fuse-10747900 | Lateral Hardening | 13705 | 0 |  | 0 | 0
Lateral Hardening-Fuse-10747902 | Lateral Hardening | 14021 | 2029 |  | 0 | 2029
Lateral Hardening-Fuse-10747909 | Lateral Hardening | 14021 | 2029 |  | 0 | 2029
Lateral Hardening-Fuse-10747911 | Lateral Hardening | 14021 | 0 |  | 0 | 0
Lateral Hardening-Fuse-10747912 | Lateral Hardening | 14021 | 0 |  | 0 | 0
Lateral Hardening-Fuse-10747918 | Lateral Hardening | 14021 | 0 |  | 0 | 0
Lateral Hardening-Fuse-10747919 | Lateral Hardening | 14021 | 0 |  | 0 | 0
Lateral Hardening-Fuse-10747920 | Lateral Hardening | 13705 | 2027 |  | 0 | 2027
Lateral Hardening-Fuse-10747921 | Lateral Hardening | 13705 | 0 |  | 0 | 0
Lateral Hardening-Fuse-10747922 | Lateral Hardening | 14025 | 0 |  | 0 | 0
Lateral Hardening-Fuse-10747925 | Lateral Hardening | 14021 | 2029 |  | 0 | 2029
Lateral Hardening-Fuse-10747930 | Lateral Hardening | 14023 | 0 |  | 0 | 0
Lateral Hardening-Fuse-10747931 | Lateral Hardening | 14023 | 0 |  | 0 | 0
Lateral Hardening-Fuse-10750272 | Lateral Hardening | 14026 | 0 |  | 0 | 0
Lateral Hardening-Fuse-10750273 | Lateral Hardening | 14026 | 2027 |  | 0 | 2027
Lateral Hardening-Fuse-10750276 | Lateral Hardening | 14026 | 0 |  | 0 | 0
Lateral Hardening-Fuse-10753363 | Lateral Hardening | 13330 | 0 |  | 0 | 0
Lateral Hardening-Fuse-10753376 | Lateral Hardening | 13330 | 0 |  | 0 | 0
Lateral Hardening-Fuse-10753378 | Lateral Hardening | 13330 | 0 |  | 0 | 0
Lateral Hardening-Fuse-10753383 | Lateral Hardening | 13330 | 2025 |  | 0 | 2025
Lateral Hardening-Fuse-10753384 | Lateral Hardening | 13330 | 0 |  | 0 | 0
Lateral Hardening-Fuse-10753385 | Lateral Hardening | 13330 | 0 |  | 0 | 0
Lateral Hardening-Fuse-10753387 | Lateral Hardening | 13330 | 0 |  | 0 | 0
Lateral Hardening-Fuse-10753388 | Lateral Hardening | 13330 | 0 |  | 0 | 0
Lateral Hardening-Fuse-10753392 | Lateral Hardening | 13330 | 0 |  | 0 | 0
Lateral Hardening-Fuse-10753397 | Lateral Hardening | 13330 | 2025 |  | 0 | 2025
Lateral Hardening-Fuse-10753398 | Lateral Hardening | 13330 | 0 |  | 0 | 0
Lateral Hardening-Fuse-10753399 | Lateral Hardening | 13330 | 0 |  | 0 | 0
Lateral Hardening-Fuse-10753401 | Lateral Hardening | 13330 | 0 |  | 0 | 0
Lateral Hardening-Fuse-10753402 | Lateral Hardening | 13330 | 0 |  | 0 | 0
Lateral Hardening-Fuse-10753403 | Lateral Hardening | 13330 | 2025 |  | 0 | 2025
Lateral Hardening-Fuse-10753404 | Lateral Hardening | 13330 | 0 |  | 0 | 0
Lateral Hardening-Fuse-10753405 | Lateral Hardening | 13330 | 0 |  | 0 | 0
Lateral Hardening-Fuse-10753406 | Lateral Hardening | 13330 | 0 |  | 0 | 0
Lateral Hardening-Fuse-10753409 | Lateral Hardening | 13330 | 0 |  | 0 | 0
Lateral Hardening-Fuse-10753412 | Lateral Hardening | 13330 | 2025 |  | 0 | 2025
Lateral Hardening-Fuse-10753413 | Lateral Hardening | 13330 | 0 |  | 0 | 0
Lateral Hardening-Fuse-10753414 | Lateral Hardening | 13330 | 0 |  | 0 | 0
Lateral Hardening-Fuse-10753416 | Lateral Hardening | 13330 | 0 |  | 0 | 0
Lateral Hardening-Fuse-10753417 | Lateral Hardening | 13330 | 0 |  | 0 | 0
Lateral Hardening-Fuse-10753418 | Lateral Hardening | 13330 | 0 |  | 0 | 0
Lateral Hardening-Fuse-10753419 | Lateral Hardening | 13330 | 0 |  | 0 | 0
Lateral Hardening-Fuse-10753421 | Lateral Hardening | 13330 | 0 |  | 0 | 0
Lateral Hardening-Fuse-10753435 | Lateral Hardening | 13330 | 0 |  | 0 | 0
Lateral Hardening-Fuse-10753436 | Lateral Hardening | 13330 | 0 |  | 0 | 0
Lateral Hardening-Fuse-10753439 | Lateral Hardening | 13330 | 0 |  | 0 | 0
Lateral Hardening-Fuse-10753450 | Lateral Hardening | 13330 | 0 |  | 0 | 0
Lateral Hardening-Fuse-10754731 | Lateral Hardening | 14306 | 0 |  | 0 | 0
Lateral Hardening-Fuse-10754733 | Lateral Hardening | 14306 | 0 |  | 0 | 0
Lateral Hardening-Fuse-10754734 | Lateral Hardening | 14306 | 0 |  | 0 | 0
Lateral Hardening-Fuse-10754735 | Lateral Hardening | 14306 | 0 |  | 0 | 0
Lateral Hardening-Fuse-10754736 | Lateral Hardening | 14306 | 2029 |  | 0 | 2029
Lateral Hardening-Fuse-10754737 | Lateral Hardening | 14306 | 0 |  | 0 | 0
Lateral Hardening-Fuse-10754738 | Lateral Hardening | 14306 | 0 |  | 0 | 0
Lateral Hardening-Fuse-10754739 | Lateral Hardening | 14306 | 0 |  | 0 | 0
Lateral Hardening-Fuse-10754745 | Lateral Hardening | 14306 | 0 |  | 0 | 0
Lateral Hardening-Fuse-10754746 | Lateral Hardening | 14306 | 0 |  | 0 | 0
Lateral Hardening-Fuse-10754747 | Lateral Hardening | 14306 | 0 |  | 0 | 0
Lateral Hardening-Fuse-10754754 | Lateral Hardening | 14306 | 0 |  | 0 | 0
Lateral Hardening-Fuse-10754777 | Lateral Hardening | 13331 | 0 |  | 0 | 0
Lateral Hardening-Fuse-10754778 | Lateral Hardening | 13331 | 0 |  | 0 | 0
Lateral Hardening-Fuse-10754779 | Lateral Hardening | 13331 | 0 |  | 0 | 0
Lateral Hardening-Fuse-10754790 | Lateral Hardening | 14306 | 0 |  | 0 | 0
Lateral Hardening-Fuse-10754793 | Lateral Hardening | 13331 | 0 |  | 0 | 0
Lateral Hardening-Fuse-10754794 | Lateral Hardening | 13331 | 0 |  | 0 | 0
Lateral Hardening-Fuse-10754795 | Lateral Hardening | 14306 | 0 |  | 0 | 0
Lateral Hardening-Fuse-10754796 | Lateral Hardening | 14306 | 0 |  | 0 | 0
Lateral Hardening-Fuse-10755921 | Lateral Hardening | 13332 | 0 |  | 0 | 0
Lateral Hardening-Fuse-10755927 | Lateral Hardening | 13332 | 0 |  | 0 | 0
Lateral Hardening-Fuse-10755929 | Lateral Hardening | 13749 | 0 |  | 0 | 0
Lateral Hardening-Fuse-10755941 | Lateral Hardening | 13749 | 0 |  | 0 | 0
Lateral Hardening-Fuse-10755949 | Lateral Hardening | 13332 | 0 |  | 0 | 0
Lateral Hardening-Fuse-10757362 | Lateral Hardening | 13423 | 0 |  | 0 | 0
Lateral Hardening-Fuse-10757367 | Lateral Hardening | 13423 | 2028 |  | 0 | 2028
Lateral Hardening-Fuse-10757369 | Lateral Hardening | 13423 | 2028 |  | 0 | 2028
Lateral Hardening-Fuse-10757370 | Lateral Hardening | 13423 | 0 |  | 0 | 0
Lateral Hardening-Fuse-10757374 | Lateral Hardening | 13423 | 0 |  | 0 | 0
Lateral Hardening-Fuse-10757375 | Lateral Hardening | 13423 | 0 |  | 0 | 0
Lateral Hardening-Fuse-10757376 | Lateral Hardening | 13423 | 2028 |  | 0 | 2028
Lateral Hardening-Fuse-10757377 | Lateral Hardening | 13423 | 2028 |  | 0 | 2028
Lateral Hardening-Fuse-10757378 | Lateral Hardening | 13423 | 0 |  | 0 | 0
Lateral Hardening-Fuse-10757379 | Lateral Hardening | 13423 | 0 |  | 0 | 0
Lateral Hardening-Fuse-10757381 | Lateral Hardening | 13423 | 0 |  | 0 | 0
Lateral Hardening-Fuse-10757382 | Lateral Hardening | 13423 | 0 |  | 0 | 0
Lateral Hardening-Fuse-10757384 | Lateral Hardening | 13423 | 0 |  | 0 | 0
Lateral Hardening-Fuse-10757386 | Lateral Hardening | 13423 | 0 |  | 0 | 0
Lateral Hardening-Fuse-10757387 | Lateral Hardening | 13423 | 0 |  | 0 | 0
Lateral Hardening-Fuse-10757388 | Lateral Hardening | 13423 | 2028 |  | 0 | 2028
Lateral Hardening-Fuse-10757394 | Lateral Hardening | 13423 | 0 |  | 0 | 0
Lateral Hardening-Fuse-10757396 | Lateral Hardening | 13423 | 0 |  | 0 | 0
Lateral Hardening-Fuse-10757398 | Lateral Hardening | 13423 | 2028 |  | 0 | 2028
Lateral Hardening-Fuse-10757399 | Lateral Hardening | 13423 | 0 |  | 0 | 0
Lateral Hardening-Fuse-10757400 | Lateral Hardening | 13423 | 0 |  | 0 | 0
Lateral Hardening-Fuse-10757401 | Lateral Hardening | 13423 | 0 |  | 0 | 0
Lateral Hardening-Fuse-10758533 | Lateral Hardening | 13431 | 2023 |  | 0 | 2023
Lateral Hardening-Fuse-10758536 | Lateral Hardening | 13004 | 2023 |  | 0 | 2023
Lateral Hardening-Fuse-10758543 | Lateral Hardening | 13422 | 2024 |  | 0 | 2024
Lateral Hardening-Fuse-10758544 | Lateral Hardening | 13422 | 0 |  | 0 | 0
Lateral Hardening-Fuse-10758547 | Lateral Hardening | 13422 | 2024 |  | 0 | 2024
Lateral Hardening-Fuse-10758548 | Lateral Hardening | 13422 | 2024 |  | 0 | 2024
Lateral Hardening-Fuse-10758551 | Lateral Hardening | 13422 | 0 |  | 0 | 0
Lateral Hardening-Fuse-10758553 | Lateral Hardening | 13004 | 0 |  | 0 | 0
Lateral Hardening-Fuse-10758556 | Lateral Hardening | 13004 | 2023 |  | 0 | 2023
Lateral Hardening-Fuse-10758557 | Lateral Hardening | 13004 | 0 |  | 0 | 0
Lateral Hardening-Fuse-10758558 | Lateral Hardening | 13422 | 0 |  | 0 | 0
Lateral Hardening-Fuse-10758559 | Lateral Hardening | 13422 | 0 |  | 0 | 0
Lateral Hardening-Fuse-10758560 | Lateral Hardening | 13422 | 0 |  | 0 | 0
Lateral Hardening-Fuse-10758565 | Lateral Hardening | 13004 | 0 |  | 0 | 0
Lateral Hardening-Fuse-10758566 | Lateral Hardening | 13431 | 0 |  | 0 | 0
Lateral Hardening-Fuse-10758567 | Lateral Hardening | 13422 | 0 |  | 0 | 0
Lateral Hardening-Fuse-10758569 | Lateral Hardening | 13422 | 0 |  | 0 | 0
Lateral Hardening-Fuse-10758571 | Lateral Hardening | 13422 | 0 |  | 0 | 0
Lateral Hardening-Fuse-10758572 | Lateral Hardening | 13004 | 0 |  | 0 | 0
Lateral Hardening-Fuse-10758576 | Lateral Hardening | 13004 | 0 |  | 0 | 0
Lateral Hardening-Fuse-10758580 | Lateral Hardening | 13431 | 0 |  | 0 | 0
Lateral Hardening-Fuse-10758583 | Lateral Hardening | 13431 | 2023 |  | 0 | 2023
Lateral Hardening-Fuse-10758584 | Lateral Hardening | 13431 | 0 |  | 0 | 0
Lateral Hardening-Fuse-10758585 | Lateral Hardening | 13422 | 0 |  | 0 | 0
Lateral Hardening-Fuse-10758588 | Lateral Hardening | 13431 | 0 |  | 0 | 0
Lateral Hardening-Fuse-10758589 | Lateral Hardening | 13422 | 0 |  | 0 | 0
Lateral Hardening-Fuse-10758590 | Lateral Hardening | 13422 | 0 |  | 0 | 0
Lateral Hardening-Fuse-10758591 | Lateral Hardening | 13422 | 0 |  | 0 | 0
Lateral Hardening-Fuse-10758593 | Lateral Hardening | 13422 | 0 |  | 0 | 0
Lateral Hardening-Fuse-10758594 | Lateral Hardening | 13422 | 0 |  | 0 | 0
Lateral Hardening-Fuse-10758595 | Lateral Hardening | 13422 | 0 |  | 0 | 0
Lateral Hardening-Fuse-10758596 | Lateral Hardening | 13422 | 0 |  | 0 | 0
Lateral Hardening-Fuse-10758597 | Lateral Hardening | 13422 | 0 |  | 0 | 0
Lateral Hardening-Fuse-10758598 | Lateral Hardening | 13422 | 0 |  | 0 | 0
Lateral Hardening-Fuse-10758601 | Lateral Hardening | 13422 | 0 |  | 0 | 0
Lateral Hardening-Fuse-10758602 | Lateral Hardening | 13422 | 0 |  | 0 | 0
Lateral Hardening-Fuse-10758603 | Lateral Hardening | 13422 | 0 |  | 0 | 0
Lateral Hardening-Fuse-10758604 | Lateral Hardening | 13422 | 0 |  | 0 | 0
Lateral Hardening-Fuse-10758606 | Lateral Hardening | 13004 | 0 |  | 0 | 0
Lateral Hardening-Fuse-10758607 | Lateral Hardening | 13422 | 0 |  | 0 | 0
Lateral Hardening-Fuse-10758608 | Lateral Hardening | 13431 | 0 |  | 0 | 0
Lateral Hardening-Fuse-10758609 | Lateral Hardening | 13004 | 0 |  | 0 | 0
Lateral Hardening-Fuse-10759867 | Lateral Hardening | 13813 | 2028 |  | 0 | 2028
Lateral Hardening-Fuse-10759868 | Lateral Hardening | 13813 | 0 |  | 0 | 0
Lateral Hardening-Fuse-10759874 | Lateral Hardening | 13813 | 0 |  | 0 | 0
Lateral Hardening-Fuse-10759875 | Lateral Hardening | 13813 | 0 |  | 0 | 0
Lateral Hardening-Fuse-10759876 | Lateral Hardening | 13813 | 0 |  | 0 | 0
Lateral Hardening-Fuse-10759877 | Lateral Hardening | 13813 | 0 |  | 0 | 0
Lateral Hardening-Fuse-10759879 | Lateral Hardening | 13813 | 0 |  | 0 | 0
Lateral Hardening-Fuse-10759885 | Lateral Hardening | 13813 | 0 |  | 0 | 0
Lateral Hardening-Fuse-10759887 | Lateral Hardening | 13813 | 0 |  | 0 | 0
Lateral Hardening-Fuse-10759888 | Lateral Hardening | 13813 | 0 |  | 0 | 0
Lateral Hardening-Fuse-10759891 | Lateral Hardening | 13813 | 0 |  | 0 | 0
Lateral Hardening-Fuse-10759895 | Lateral Hardening | 13813 | 0 |  | 0 | 0
Lateral Hardening-Fuse-10759911 | Lateral Hardening | 13331 | 0 |  | 0 | 0
Lateral Hardening-Fuse-10759921 | Lateral Hardening | 13331 | 0 |  | 0 | 0
Lateral Hardening-Fuse-10759922 | Lateral Hardening | 13331 | 0 |  | 0 | 0
Lateral Hardening-Fuse-10759923 | Lateral Hardening | 13331 | 0 |  | 0 | 0
Lateral Hardening-Fuse-10759924 | Lateral Hardening | 13331 | 0 |  | 0 | 0
Lateral Hardening-Fuse-10759925 | Lateral Hardening | 13331 | 0 |  | 0 | 0
Lateral Hardening-Fuse-10759926 | Lateral Hardening | 13331 | 0 |  | 0 | 0
Lateral Hardening-Fuse-10759927 | Lateral Hardening | 13331 | 0 |  | 0 | 0
Lateral Hardening-Fuse-10759928 | Lateral Hardening | 13331 | 0 |  | 0 | 0
Lateral Hardening-Fuse-10759932 | Lateral Hardening | 13331 | 0 |  | 0 | 0
Lateral Hardening-Fuse-10759933 | Lateral Hardening | 13331 | 0 |  | 0 | 0
Lateral Hardening-Fuse-10759936 | Lateral Hardening | 13331 | 2026 |  | 0 | 2026
Lateral Hardening-Fuse-10759938 | Lateral Hardening | 13331 | 0 |  | 0 | 0
Lateral Hardening-Fuse-10759944 | Lateral Hardening | 13813 | 0 |  | 0 | 0
Lateral Hardening-Fuse-10759945 | Lateral Hardening | 13813 | 0 |  | 0 | 0
Lateral Hardening-Fuse-10759946 | Lateral Hardening | 13813 | 0 |  | 0 | 0
Lateral Hardening-Fuse-10759951 | Lateral Hardening | 13813 | 0 |  | 0 | 0
Lateral Hardening-Fuse-10759954 | Lateral Hardening | 13331 | 0 |  | 0 | 0
Lateral Hardening-Fuse-10759955 | Lateral Hardening | 13331 | 0 |  | 0 | 0
Lateral Hardening-Fuse-10759957 | Lateral Hardening | 13331 | 0 |  | 0 | 0
Lateral Hardening-Fuse-10759958 | Lateral Hardening | 13813 | 0 |  | 0 | 0
Lateral Hardening-Fuse-10759959 | Lateral Hardening | 13813 | 0 |  | 0 | 0
Lateral Hardening-Fuse-10759963 | Lateral Hardening | 13331 | 0 |  | 0 | 0
Lateral Hardening-Fuse-10759967 | Lateral Hardening | 13331 | 2026 |  | 0 | 2026
Lateral Hardening-Fuse-10759968 | Lateral Hardening | 13331 | 0 |  | 0 | 0
Lateral Hardening-Fuse-10759972 | Lateral Hardening | 13331 | 0 |  | 0 | 0
Lateral Hardening-Fuse-10759975 | Lateral Hardening | 13813 | 0 |  | 0 | 0
Lateral Hardening-Fuse-10759978 | Lateral Hardening | 13813 | 0 |  | 0 | 0
Lateral Hardening-Fuse-10759979 | Lateral Hardening | 13813 | 0 |  | 0 | 0
Lateral Hardening-Fuse-10759985 | Lateral Hardening | 13813 | 0 |  | 0 | 0
Lateral Hardening-Fuse-10759989 | Lateral Hardening | 13813 | 0 |  | 0 | 0
Lateral Hardening-Fuse-10759995 | Lateral Hardening | 13331 | 0 |  | 0 | 0
Lateral Hardening-Fuse-10759996 | Lateral Hardening | 13813 | 0 |  | 0 | 0
Lateral Hardening-Fuse-10759997 | Lateral Hardening | 13813 | 0 |  | 0 | 0
Lateral Hardening-Fuse-10759998 | Lateral Hardening | 13813 | 0 |  | 0 | 0
Lateral Hardening-Fuse-10760000 | Lateral Hardening | 13813 | 0 |  | 0 | 0
Lateral Hardening-Fuse-10760003 | Lateral Hardening | 13331 | 0 |  | 0 | 0
Lateral Hardening-Fuse-10760006 | Lateral Hardening | 13813 | 0 |  | 0 | 0
Lateral Hardening-Fuse-10760010 | Lateral Hardening | 13331 | 0 |  | 0 | 0
Lateral Hardening-Fuse-10761244 | Lateral Hardening | 13422 | 0 |  | 0 | 0
Lateral Hardening-Fuse-10761245 | Lateral Hardening | 13422 | 0 |  | 0 | 0
Lateral Hardening-Fuse-10761249 | Lateral Hardening | 13330 | 0 |  | 0 | 0
Lateral Hardening-Fuse-10761250 | Lateral Hardening | 13422 | 0 |  | 0 | 0
Lateral Hardening-Fuse-10761255 | Lateral Hardening | 13432 | 0 |  | 0 | 0
Lateral Hardening-Fuse-10761256 | Lateral Hardening | 13432 | 0 |  | 0 | 0
Lateral Hardening-Fuse-10761257 | Lateral Hardening | 13432 | 2021 |  | 0 | 2021
Lateral Hardening-Fuse-10761260 | Lateral Hardening | 13432 | 0 |  | 0 | 0
Lateral Hardening-Fuse-10761261 | Lateral Hardening | 13422 | 0 |  | 0 | 0
Lateral Hardening-Fuse-10761262 | Lateral Hardening | 13422 | 0 |  | 0 | 0
Lateral Hardening-Fuse-10761263 | Lateral Hardening | 13432 | 0 |  | 0 | 0
Lateral Hardening-Fuse-10761264 | Lateral Hardening | 13432 | 0 |  | 0 | 0
Lateral Hardening-Fuse-10761268 | Lateral Hardening | 13330 | 0 |  | 0 | 0
Lateral Hardening-Fuse-10761269 | Lateral Hardening | 13330 | 0 |  | 0 | 0
Lateral Hardening-Fuse-10761270 | Lateral Hardening | 13330 | 0 |  | 0 | 0
Lateral Hardening-Fuse-10761271 | Lateral Hardening | 13330 | 2025 |  | 0 | 2025
Lateral Hardening-Fuse-10761272 | Lateral Hardening | 13330 | 0 |  | 0 | 0
Lateral Hardening-Fuse-10761273 | Lateral Hardening | 13330 | 0 |  | 0 | 0
Lateral Hardening-Fuse-10761274 | Lateral Hardening | 13330 | 0 |  | 0 | 0
Lateral Hardening-Fuse-10761276 | Lateral Hardening | 13330 | 0 |  | 0 | 0
Lateral Hardening-Fuse-10761278 | Lateral Hardening | 13422 | 0 |  | 0 | 0
Lateral Hardening-Fuse-10761279 | Lateral Hardening | 13422 | 0 |  | 0 | 0
Lateral Hardening-Fuse-10761281 | Lateral Hardening | 13422 | 0 |  | 0 | 0
Lateral Hardening-Fuse-10761282 | Lateral Hardening | 13330 | 0 |  | 0 | 0
Lateral Hardening-Fuse-10762822 | Lateral Hardening | 13815 | 2027 |  | 0 | 2027
Lateral Hardening-Fuse-10762842 | Lateral Hardening | 13813 | 0 |  | 0 | 0
Lateral Hardening-Fuse-10762844 | Lateral Hardening | 13815 | 0 |  | 0 | 0
Lateral Hardening-Fuse-10762846 | Lateral Hardening | 13813 | 2028 |  | 0 | 2028
Lateral Hardening-Fuse-10762850 | Lateral Hardening | 13815 | 0 |  | 0 | 0
Lateral Hardening-Fuse-10762852 | Lateral Hardening | 13815 | 0 |  | 0 | 0
Lateral Hardening-Fuse-10762854 | Lateral Hardening | 13815 | 0 |  | 0 | 0
Lateral Hardening-Fuse-10762855 | Lateral Hardening | 13815 | 0 |  | 0 | 0
Lateral Hardening-Fuse-10762856 | Lateral Hardening | 13815 | 2027 |  | 0 | 2027
Lateral Hardening-Fuse-10762859 | Lateral Hardening | 13815 | 0 |  | 0 | 0
Lateral Hardening-Fuse-10762860 | Lateral Hardening | 13815 | 0 |  | 0 | 0
Lateral Hardening-Fuse-10762861 | Lateral Hardening | 13815 | 0 |  | 0 | 0
Lateral Hardening-Fuse-10762869 | Lateral Hardening | 13815 | 0 |  | 0 | 0
Lateral Hardening-Fuse-10762870 | Lateral Hardening | 13815 | 0 |  | 0 | 0
Lateral Hardening-Fuse-10762871 | Lateral Hardening | 13815 | 0 |  | 0 | 0
Lateral Hardening-Fuse-10762872 | Lateral Hardening | 13815 | 0 |  | 0 | 0
Lateral Hardening-Fuse-10762875 | Lateral Hardening | 13815 | 0 |  | 0 | 0
Lateral Hardening-Fuse-10762876 | Lateral Hardening | 13815 | 0 |  | 0 | 0
Lateral Hardening-Fuse-10762877 | Lateral Hardening | 13815 | 0 |  | 0 | 0
Lateral Hardening-Fuse-10762878 | Lateral Hardening | 13815 | 2027 |  | 0 | 2027
Lateral Hardening-Fuse-10762879 | Lateral Hardening | 13815 | 0 |  | 0 | 0
Lateral Hardening-Fuse-10762880 | Lateral Hardening | 13815 | 0 |  | 0 | 0
Lateral Hardening-Fuse-10762882 | Lateral Hardening | 13815 | 2027 |  | 0 | 2027
Lateral Hardening-Fuse-10762883 | Lateral Hardening | 13815 | 0 |  | 0 | 0
Lateral Hardening-Fuse-10762884 | Lateral Hardening | 13815 | 0 |  | 0 | 0
Lateral Hardening-Fuse-10762885 | Lateral Hardening | 13815 | 0 |  | 0 | 0
Lateral Hardening-Fuse-10762886 | Lateral Hardening | 13815 | 0 |  | 0 | 0
Lateral Hardening-Fuse-10762888 | Lateral Hardening | 13815 | 0 |  | 0 | 0
Lateral Hardening-Fuse-10762889 | Lateral Hardening | 13815 | 0 |  | 0 | 0
Lateral Hardening-Fuse-10762891 | Lateral Hardening | 13815 | 0 |  | 0 | 0
Lateral Hardening-Fuse-10762892 | Lateral Hardening | 13815 | 0 |  | 0 | 0
Lateral Hardening-Fuse-10762893 | Lateral Hardening | 13813 | 0 |  | 0 | 0
Lateral Hardening-Fuse-10762897 | Lateral Hardening | 13815 | 0 |  | 0 | 0
Lateral Hardening-Fuse-10762899 | Lateral Hardening | 13813 | 0 |  | 0 | 0
Lateral Hardening-Fuse-10762902 | Lateral Hardening | 13815 | 0 |  | 0 | 0
Lateral Hardening-Fuse-10762904 | Lateral Hardening | 13815 | 0 |  | 0 | 0
Lateral Hardening-Fuse-10762905 | Lateral Hardening | 13815 | 0 |  | 0 | 0
Lateral Hardening-Fuse-10762908 | Lateral Hardening | 13815 | 0 |  | 0 | 0
Lateral Hardening-Fuse-10762910 | Lateral Hardening | 13813 | 0 |  | 0 | 0
Lateral Hardening-Fuse-10762911 | Lateral Hardening | 13815 | 0 |  | 0 | 0
Lateral Hardening-Fuse-10762912 | Lateral Hardening | 13815 | 0 |  | 0 | 0
Lateral Hardening-Fuse-10762913 | Lateral Hardening | 13815 | 0 |  | 0 | 0
Lateral Hardening-Fuse-10762914 | Lateral Hardening | 13815 | 0 |  | 0 | 0
Lateral Hardening-Fuse-10762923 | Lateral Hardening | 13815 | 0 |  | 0 | 0
Lateral Hardening-Fuse-10762925 | Lateral Hardening | 13815 | 0 |  | 0 | 0
Lateral Hardening-Fuse-10762926 | Lateral Hardening | 13815 | 0 |  | 0 | 0
Lateral Hardening-Fuse-10762927 | Lateral Hardening | 13815 | 0 |  | 0 | 0
Lateral Hardening-Fuse-10762932 | Lateral Hardening | 13815 | 0 |  | 0 | 0
Lateral Hardening-Fuse-10762933 | Lateral Hardening | 13815 | 0 |  | 0 | 0
Lateral Hardening-Fuse-10762935 | Lateral Hardening | 13815 | 0 |  | 0 | 0
Lateral Hardening-Fuse-10762941 | Lateral Hardening | 13813 | 0 |  | 0 | 0
Lateral Hardening-Fuse-10762943 | Lateral Hardening | 13815 | 0 |  | 0 | 0
Lateral Hardening-Fuse-10762944 | Lateral Hardening | 13813 | 0 |  | 0 | 0
Lateral Hardening-Fuse-10767784 | Lateral Hardening | 14197 | 0 |  | 0 | 0
Lateral Hardening-Fuse-10767787 | Lateral Hardening | 14197 | 0 |  | 0 | 0
Lateral Hardening-Fuse-10774279 | Lateral Hardening | 13469 | 0 |  | 0 | 0
Lateral Hardening-Fuse-10774281 | Lateral Hardening | 13469 | 2029 |  | 0 | 2029
Lateral Hardening-Fuse-10774285 | Lateral Hardening | 13469 | 0 |  | 0 | 0
Lateral Hardening-Fuse-10774289 | Lateral Hardening | 13469 | 0 |  | 0 | 0
Lateral Hardening-Fuse-10774301 | Lateral Hardening | 14042 | 0 |  | 0 | 0
Lateral Hardening-Fuse-10774307 | Lateral Hardening | 14042 | 0 |  | 0 | 0
Lateral Hardening-Fuse-10774309 | Lateral Hardening | 13469 | 0 |  | 0 | 0
Lateral Hardening-Fuse-10774311 | Lateral Hardening | 14042 | 0 |  | 0 | 0
Lateral Hardening-Fuse-10776322 | Lateral Hardening | 14071 | 0 |  | 0 | 0
Lateral Hardening-Fuse-10776331 | Lateral Hardening | 14071 | 2028 |  | 0 | 2028
Lateral Hardening-Fuse-10776334 | Lateral Hardening | 14071 | 0 |  | 0 | 0
Lateral Hardening-Fuse-10776336 | Lateral Hardening | 14071 | 0 |  | 0 | 0
Lateral Hardening-Fuse-10776338 | Lateral Hardening | 14071 | 0 |  | 0 | 0
Lateral Hardening-Fuse-10781375 | Lateral Hardening | 13706 | 0 |  | 0 | 0
Lateral Hardening-Fuse-10781383 | Lateral Hardening | 13712 | 2026 |  | 0 | 2026
Lateral Hardening-Fuse-10781384 | Lateral Hardening | 13712 | 0 |  | 0 | 0
Lateral Hardening-Fuse-10781387 | Lateral Hardening | 13712 | 2026 |  | 0 | 2026
Lateral Hardening-Fuse-10781391 | Lateral Hardening | 13712 | 0 |  | 0 | 0
Lateral Hardening-Fuse-10781392 | Lateral Hardening | 13712 | 0 |  | 0 | 0
Lateral Hardening-Fuse-10781402 | Lateral Hardening | 13706 | 0 |  | 0 | 0
Lateral Hardening-Fuse-10781405 | Lateral Hardening | 13171 | 0 |  | 0 | 0
Lateral Hardening-Fuse-10781406 | Lateral Hardening | 13171 | 0 |  | 0 | 0
Lateral Hardening-Fuse-10781411 | Lateral Hardening | 13171 | 0 |  | 0 | 0
Lateral Hardening-Fuse-10786340 | Lateral Hardening | 14040 | 0 |  | 0 | 0
Lateral Hardening-Fuse-10786346 | Lateral Hardening | 14040 | 0 |  | 0 | 0
Lateral Hardening-Fuse-10786348 | Lateral Hardening | 14040 | 0 |  | 0 | 0
Lateral Hardening-Fuse-10786358 | Lateral Hardening | 14040 | 2026 |  | 0 | 2026
Lateral Hardening-Fuse-10786360 | Lateral Hardening | 14040 | 0 |  | 0 | 0
Lateral Hardening-Fuse-10786362 | Lateral Hardening | 14040 | 0 |  | 0 | 0
Lateral Hardening-Fuse-10786368 | Lateral Hardening | 14040 | 0 |  | 0 | 0
Lateral Hardening-Fuse-10786374 | Lateral Hardening | 14040 | 2020 |  | 0 | 2020
Lateral Hardening-Fuse-10786378 | Lateral Hardening | 14040 | 0 |  | 0 | 0
Lateral Hardening-Fuse-10786379 | Lateral Hardening | 14040 | 0 |  | 0 | 0
Lateral Hardening-Fuse-10786380 | Lateral Hardening | 14040 | 0 |  | 0 | 0
Lateral Hardening-Fuse-10786382 | Lateral Hardening | 14040 | 2020 |  | 0 | 2020
Lateral Hardening-Fuse-10786383 | Lateral Hardening | 14040 | 0 |  | 0 | 0
Lateral Hardening-Fuse-10786385 | Lateral Hardening | 14040 | 0 |  | 0 | 0
Lateral Hardening-Fuse-10786386 | Lateral Hardening | 14040 | 0 |  | 0 | 0
Lateral Hardening-Fuse-10791848 | Lateral Hardening | 13243 | 0 |  | 0 | 0
Lateral Hardening-Fuse-10791852 | Lateral Hardening | 13243 | 0 |  | 0 | 0
Lateral Hardening-Fuse-10791853 | Lateral Hardening | 13243 | 2022 |  | 0 | 2022
Lateral Hardening-Fuse-10791855 | Lateral Hardening | 13243 | 0 |  | 0 | 0
Lateral Hardening-Fuse-10791856 | Lateral Hardening | 13243 | 0 |  | 0 | 0
Lateral Hardening-Fuse-10791862 | Lateral Hardening | 13243 | 0 |  | 0 | 0
Lateral Hardening-Fuse-10791863 | Lateral Hardening | 13243 | 0 |  | 0 | 0
Lateral Hardening-Fuse-10791865 | Lateral Hardening | 13243 | 2022 |  | 0 | 2022
Lateral Hardening-Fuse-10791868 | Lateral Hardening | 13243 | 0 |  | 0 | 0
Lateral Hardening-Fuse-10791869 | Lateral Hardening | 13243 | 0 |  | 0 | 0
Lateral Hardening-Fuse-10791870 | Lateral Hardening | 13243 | 0 |  | 0 | 0
Lateral Hardening-Fuse-10791871 | Lateral Hardening | 13243 | 0 |  | 0 | 0
Lateral Hardening-Fuse-10791872 | Lateral Hardening | 13243 | 0 |  | 0 | 0
Lateral Hardening-Fuse-10791873 | Lateral Hardening | 13243 | 0 |  | 0 | 0
Lateral Hardening-Fuse-10791876 | Lateral Hardening | 13243 | 0 |  | 0 | 0
Lateral Hardening-Fuse-10791877 | Lateral Hardening | 13243 | 0 |  | 0 | 0
Lateral Hardening-Fuse-10791889 | Lateral Hardening | 13243 | 2022 |  | 0 | 2022
Lateral Hardening-Fuse-10793096 | Lateral Hardening | 13470 | 0 |  | 0 | 0
Lateral Hardening-Fuse-10793101 | Lateral Hardening | 13470 | 0 |  | 0 | 0
Lateral Hardening-Fuse-10793102 | Lateral Hardening | 13470 | 2026 |  | 0 | 2026
Lateral Hardening-Fuse-10793104 | Lateral Hardening | 13470 | 2026 |  | 0 | 2026
Lateral Hardening-Fuse-10793105 | Lateral Hardening | 13470 | 0 |  | 0 | 0
Lateral Hardening-Fuse-10793109 | Lateral Hardening | 13470 | 0 |  | 0 | 0
Lateral Hardening-Fuse-10793110 | Lateral Hardening | 13470 | 0 |  | 0 | 0
Lateral Hardening-Fuse-10793111 | Lateral Hardening | 13470 | 0 |  | 0 | 0
Lateral Hardening-Fuse-10793112 | Lateral Hardening | 13470 | 0 |  | 0 | 0
Lateral Hardening-Fuse-10793113 | Lateral Hardening | 13659 | 0 |  | 0 | 0
Lateral Hardening-Fuse-10793116 | Lateral Hardening | 13659 | 0 |  | 0 | 0
Lateral Hardening-Fuse-10793119 | Lateral Hardening | 13659 | 0 |  | 0 | 0
Lateral Hardening-Fuse-10793120 | Lateral Hardening | 13659 | 0 |  | 0 | 0
Lateral Hardening-Fuse-10793121 | Lateral Hardening | 13659 | 2023 |  | 0 | 2023
Lateral Hardening-Fuse-10793123 | Lateral Hardening | 13659 | 2023 |  | 0 | 2023
Lateral Hardening-Fuse-10793124 | Lateral Hardening | 13470 | 0 |  | 0 | 0
Lateral Hardening-Fuse-10793125 | Lateral Hardening | 13470 | 0 |  | 0 | 0
Lateral Hardening-Fuse-10793131 | Lateral Hardening | 13470 | 0 |  | 0 | 0
Lateral Hardening-Fuse-10793133 | Lateral Hardening | 13470 | 0 |  | 0 | 0
Lateral Hardening-Fuse-10793135 | Lateral Hardening | 13470 | 0 |  | 0 | 0
Lateral Hardening-Fuse-10793136 | Lateral Hardening | 13470 | 0 |  | 0 | 0
Lateral Hardening-Fuse-10793140 | Lateral Hardening | 13470 | 0 |  | 0 | 0
Lateral Hardening-Fuse-10793145 | Lateral Hardening | 13470 | 0 |  | 0 | 0
Lateral Hardening-Fuse-10793147 | Lateral Hardening | 13470 | 0 |  | 0 | 0
Lateral Hardening-Fuse-10793149 | Lateral Hardening | 13470 | 2026 |  | 0 | 2026
Lateral Hardening-Fuse-10793151 | Lateral Hardening | 13470 | 0 |  | 0 | 0
Lateral Hardening-Fuse-10793152 | Lateral Hardening | 13470 | 0 |  | 0 | 0
Lateral Hardening-Fuse-10793153 | Lateral Hardening | 13659 | 0 |  | 0 | 0
Lateral Hardening-Fuse-10793155 | Lateral Hardening | 13470 | 0 |  | 0 | 0
Lateral Hardening-Fuse-10793156 | Lateral Hardening | 13470 | 0 |  | 0 | 0
Lateral Hardening-Fuse-10793157 | Lateral Hardening | 13470 | 0 |  | 0 | 0
Lateral Hardening-Fuse-10793158 | Lateral Hardening | 13470 | 0 |  | 0 | 0
Lateral Hardening-Fuse-10793159 | Lateral Hardening | 13470 | 0 |  | 0 | 0
Lateral Hardening-Fuse-10793160 | Lateral Hardening | 13470 | 0 |  | 0 | 0
Lateral Hardening-Fuse-10793161 | Lateral Hardening | 13470 | 0 |  | 0 | 0
Lateral Hardening-Fuse-10793163 | Lateral Hardening | 13659 | 0 |  | 0 | 0
Lateral Hardening-Fuse-10793164 | Lateral Hardening | 13470 | 0 |  | 0 | 0
Lateral Hardening-Fuse-10793169 | Lateral Hardening | 13470 | 0 |  | 0 | 0
Lateral Hardening-Fuse-10793170 | Lateral Hardening | 13470 | 0 |  | 0 | 0
Lateral Hardening-Fuse-10793174 | Lateral Hardening | 13470 | 0 |  | 0 | 0
Lateral Hardening-Fuse-10793180 | Lateral Hardening | 13470 | 0 |  | 0 | 0
Lateral Hardening-Fuse-10793181 | Lateral Hardening | 13470 | 0 |  | 0 | 0
Lateral Hardening-Fuse-10793185 | Lateral Hardening | 13470 | 0 |  | 0 | 0
Lateral Hardening-Fuse-10793192 | Lateral Hardening | 13470 | 0 |  | 0 | 0
Lateral Hardening-Fuse-10795711 | Lateral Hardening | 13695 | 0 |  | 0 | 0
Lateral Hardening-Fuse-10795712 | Lateral Hardening | 13695 | 0 |  | 0 | 0
Lateral Hardening-Fuse-10795713 | Lateral Hardening | 13695 | 2023 |  | 0 | 2023
Lateral Hardening-Fuse-10795714 | Lateral Hardening | 13695 | 0 |  | 0 | 0
Lateral Hardening-Fuse-10795715 | Lateral Hardening | 13695 | 0 |  | 0 | 0
Lateral Hardening-Fuse-10795719 | Lateral Hardening | 13695 | 0 |  | 0 | 0
Lateral Hardening-Fuse-10795721 | Lateral Hardening | 13695 | 0 |  | 0 | 0
Lateral Hardening-Fuse-10795722 | Lateral Hardening | 13695 | 0 |  | 0 | 0
Lateral Hardening-Fuse-10795723 | Lateral Hardening | 13695 | 0 |  | 0 | 0
Lateral Hardening-Fuse-10795724 | Lateral Hardening | 13695 | 0 |  | 0 | 0
Lateral Hardening-Fuse-10795727 | Lateral Hardening | 13695 | 0 |  | 0 | 0
Lateral Hardening-Fuse-10795728 | Lateral Hardening | 13695 | 0 |  | 0 | 0
Lateral Hardening-Fuse-10795729 | Lateral Hardening | 13695 | 0 |  | 0 | 0
Lateral Hardening-Fuse-10795730 | Lateral Hardening | 13695 | 0 |  | 0 | 0
Lateral Hardening-Fuse-10795731 | Lateral Hardening | 13695 | 0 |  | 0 | 0
Lateral Hardening-Fuse-10795735 | Lateral Hardening | 13695 | 0 |  | 0 | 0
Lateral Hardening-Fuse-10795736 | Lateral Hardening | 13695 | 0 |  | 0 | 0
Lateral Hardening-Fuse-10795737 | Lateral Hardening | 13695 | 2023 |  | 0 | 2023
Lateral Hardening-Fuse-10795738 | Lateral Hardening | 13695 | 0 |  | 0 | 0
Lateral Hardening-Fuse-10795741 | Lateral Hardening | 13695 | 2023 |  | 0 | 2023
Lateral Hardening-Fuse-10795742 | Lateral Hardening | 13695 | 0 |  | 0 | 0
Lateral Hardening-Fuse-10795743 | Lateral Hardening | 13695 | 0 |  | 0 | 0
Lateral Hardening-Fuse-10795745 | Lateral Hardening | 13695 | 0 |  | 0 | 0
Lateral Hardening-Fuse-10795746 | Lateral Hardening | 13695 | 0 |  | 0 | 0
Lateral Hardening-Fuse-10795751 | Lateral Hardening | 13695 | 2023 |  | 0 | 2023
Lateral Hardening-Fuse-10795754 | Lateral Hardening | 13695 | 0 |  | 0 | 0
Lateral Hardening-Fuse-10795755 | Lateral Hardening | 13695 | 0 |  | 0 | 0
Lateral Hardening-Fuse-10795756 | Lateral Hardening | 13695 | 2023 |  | 0 | 2023
Lateral Hardening-Fuse-10795758 | Lateral Hardening | 13695 | 0 |  | 0 | 0
Lateral Hardening-Fuse-10795760 | Lateral Hardening | 13695 | 0 |  | 0 | 0
Lateral Hardening-Fuse-10795761 | Lateral Hardening | 13695 | 0 |  | 0 | 0
Lateral Hardening-Fuse-10795763 | Lateral Hardening | 13695 | 0 |  | 0 | 0
Lateral Hardening-Fuse-10795764 | Lateral Hardening | 13695 | 0 |  | 0 | 0
Lateral Hardening-Fuse-10795765 | Lateral Hardening | 13695 | 0 |  | 0 | 0
Lateral Hardening-Fuse-10795766 | Lateral Hardening | 13695 | 0 |  | 0 | 0
Lateral Hardening-Fuse-10795767 | Lateral Hardening | 13695 | 0 |  | 0 | 0
Lateral Hardening-Fuse-10795768 | Lateral Hardening | 13695 | 0 |  | 0 | 0
Lateral Hardening-Fuse-10795769 | Lateral Hardening | 13695 | 0 |  | 0 | 0
Lateral Hardening-Fuse-10795770 | Lateral Hardening | 13695 | 2023 |  | 0 | 2023
Lateral Hardening-Fuse-10795771 | Lateral Hardening | 13695 | 0 |  | 0 | 0
Lateral Hardening-Fuse-10795772 | Lateral Hardening | 13695 | 0 |  | 0 | 0
Lateral Hardening-Fuse-10795773 | Lateral Hardening | 13695 | 0 |  | 0 | 0
Lateral Hardening-Fuse-10795774 | Lateral Hardening | 13695 | 0 |  | 0 | 0
Lateral Hardening-Fuse-10795783 | Lateral Hardening | 13695 | 2023 |  | 0 | 2023
Lateral Hardening-Fuse-10795792 | Lateral Hardening | 13696 | 0 |  | 0 | 0
Lateral Hardening-Fuse-10795800 | Lateral Hardening | 13696 | 0 |  | 0 | 0
Lateral Hardening-Fuse-10795801 | Lateral Hardening | 13696 | 0 |  | 0 | 0
Lateral Hardening-Fuse-10795802 | Lateral Hardening | 13696 | 0 |  | 0 | 0
Lateral Hardening-Fuse-10795803 | Lateral Hardening | 13695 | 2023 |  | 0 | 2023
Lateral Hardening-Fuse-10797369 | Lateral Hardening | 14041 | 0 |  | 0 | 0
Lateral Hardening-Fuse-10797375 | Lateral Hardening | 14041 | 0 |  | 0 | 0
Lateral Hardening-Fuse-10797387 | Lateral Hardening | 14042 | 0 |  | 0 | 0
Lateral Hardening-Fuse-10797393 | Lateral Hardening | 14041 | 0 |  | 0 | 0
Lateral Hardening-Fuse-10797399 | Lateral Hardening | 14041 | 0 |  | 0 | 0
Lateral Hardening-Fuse-10797405 | Lateral Hardening | 14041 | 0 |  | 0 | 0
Lateral Hardening-Fuse-10797411 | Lateral Hardening | 14041 | 0 |  | 0 | 0
Lateral Hardening-Fuse-10797431 | Lateral Hardening | 14042 | 0 |  | 0 | 0
Lateral Hardening-Fuse-10797437 | Lateral Hardening | 14041 | 2023 |  | 0 | 2023
Lateral Hardening-Fuse-10797443 | Lateral Hardening | 14041 | 0 |  | 0 | 0
Lateral Hardening-Fuse-10797444 | Lateral Hardening | 14041 | 0 |  | 0 | 0
Lateral Hardening-Fuse-10797459 | Lateral Hardening | 14041 | 0 |  | 0 | 0
Lateral Hardening-Fuse-10797461 | Lateral Hardening | 14041 | 0 |  | 0 | 0
Lateral Hardening-Fuse-10797463 | Lateral Hardening | 14041 | 2023 |  | 0 | 2023
Lateral Hardening-Fuse-10797475 | Lateral Hardening | 14041 | 0 |  | 0 | 0
Lateral Hardening-Fuse-10797476 | Lateral Hardening | 14042 | 0 |  | 0 | 0
Lateral Hardening-Fuse-10798730 | Lateral Hardening | 14020 | 0 |  | 0 | 0
Lateral Hardening-Fuse-10798761 | Lateral Hardening | 14025 | 0 |  | 0 | 0
Lateral Hardening-Fuse-10798763 | Lateral Hardening | 14025 | 2029 |  | 0 | 2029
Lateral Hardening-Fuse-10798766 | Lateral Hardening | 14025 | 0 |  | 0 | 0
Lateral Hardening-Fuse-10798777 | Lateral Hardening | 14025 | 0 |  | 0 | 0
Lateral Hardening-Fuse-10798778 | Lateral Hardening | 14025 | 0 |  | 0 | 0
Lateral Hardening-Fuse-10798779 | Lateral Hardening | 14025 | 0 |  | 0 | 0
Lateral Hardening-Fuse-10798780 | Lateral Hardening | 14025 | 0 |  | 0 | 0
Lateral Hardening-Fuse-10798782 | Lateral Hardening | 14025 | 0 |  | 0 | 0
Lateral Hardening-Fuse-10798785 | Lateral Hardening | 13645 | 0 |  | 0 | 0
Lateral Hardening-Fuse-10798803 | Lateral Hardening | 14025 | 0 |  | 0 | 0
Lateral Hardening-Fuse-10798804 | Lateral Hardening | 14025 | 0 |  | 0 | 0
Lateral Hardening-Fuse-10798806 | Lateral Hardening | 14025 | 0 |  | 0 | 0
Lateral Hardening-Fuse-10798807 | Lateral Hardening | 14025 | 2029 |  | 0 | 2029
Lateral Hardening-Fuse-10798812 | Lateral Hardening | 13650 | 0 |  | 0 | 0
Lateral Hardening-Fuse-10801194 | Lateral Hardening | 13954 | 0 |  | 0 | 0
Lateral Hardening-Fuse-10801197 | Lateral Hardening | 13954 | 0 |  | 0 | 0
Lateral Hardening-Fuse-10801201 | Lateral Hardening | 13954 | 0 |  | 0 | 0
Lateral Hardening-Fuse-10801777 | Lateral Hardening | 13506 | 2029 |  | 0 | 2029
Lateral Hardening-Fuse-10801781 | Lateral Hardening | 13506 | 0 |  | 0 | 0
Lateral Hardening-Fuse-10801785 | Lateral Hardening | 13506 | 0 |  | 0 | 0
Lateral Hardening-Fuse-10801788 | Lateral Hardening | 13506 | 2029 |  | 0 | 2029
Lateral Hardening-Fuse-10801792 | Lateral Hardening | 13953 | 0 |  | 0 | 0
Lateral Hardening-Fuse-10801797 | Lateral Hardening | 13506 | 0 |  | 0 | 0
Lateral Hardening-Fuse-10801798 | Lateral Hardening | 13953 | 0 |  | 0 | 0
Lateral Hardening-Fuse-10802824 | Lateral Hardening | 13133 | 0 |  | 0 | 0
Lateral Hardening-Fuse-10802831 | Lateral Hardening | 13133 | 0 |  | 0 | 0
Lateral Hardening-Fuse-10802835 | Lateral Hardening | 13133 | 0 |  | 0 | 0
Lateral Hardening-Fuse-10802838 | Lateral Hardening | 13133 | 0 |  | 0 | 0
Lateral Hardening-Fuse-10802839 | Lateral Hardening | 13133 | 0 |  | 0 | 0
Lateral Hardening-Fuse-10802840 | Lateral Hardening | 13133 | 0 |  | 0 | 0
Lateral Hardening-Fuse-10802841 | Lateral Hardening | 13133 | 0 |  | 0 | 0
Lateral Hardening-Fuse-10802844 | Lateral Hardening | 13133 | 2027 |  | 0 | 2027
Lateral Hardening-Fuse-10802845 | Lateral Hardening | 13133 | 0 |  | 0 | 0
Lateral Hardening-Fuse-10802848 | Lateral Hardening | 13133 | 0 |  | 0 | 0
Lateral Hardening-Fuse-10802849 | Lateral Hardening | 13133 | 0 |  | 0 | 0
Lateral Hardening-Fuse-10802850 | Lateral Hardening | 13133 | 2027 |  | 0 | 2027
Lateral Hardening-Fuse-10802853 | Lateral Hardening | 13133 | 0 |  | 0 | 0
Lateral Hardening-Fuse-10802856 | Lateral Hardening | 13133 | 0 |  | 0 | 0
Lateral Hardening-Fuse-10802857 | Lateral Hardening | 13133 | 0 |  | 0 | 0
Lateral Hardening-Fuse-10802859 | Lateral Hardening | 13133 | 0 |  | 0 | 0
Lateral Hardening-Fuse-10802860 | Lateral Hardening | 13133 | 0 |  | 0 | 0
Lateral Hardening-Fuse-10802861 | Lateral Hardening | 13133 | 0 |  | 0 | 0
Lateral Hardening-Fuse-10802862 | Lateral Hardening | 13133 | 0 |  | 0 | 0
Lateral Hardening-Fuse-10802865 | Lateral Hardening | 13133 | 0 |  | 0 | 0
Lateral Hardening-Fuse-10802866 | Lateral Hardening | 13133 | 0 |  | 0 | 0
Lateral Hardening-Fuse-10802867 | Lateral Hardening | 13133 | 0 |  | 0 | 0
Lateral Hardening-Fuse-10802868 | Lateral Hardening | 13133 | 0 |  | 0 | 0
Lateral Hardening-Fuse-10802869 | Lateral Hardening | 13133 | 0 |  | 0 | 0
Lateral Hardening-Fuse-10802870 | Lateral Hardening | 13133 | 0 |  | 0 | 0
Lateral Hardening-Fuse-10802871 | Lateral Hardening | 13133 | 0 |  | 0 | 0
Lateral Hardening-Fuse-10802872 | Lateral Hardening | 13133 | 0 |  | 0 | 0
Lateral Hardening-Fuse-10802873 | Lateral Hardening | 13133 | 0 |  | 0 | 0
Lateral Hardening-Fuse-10802874 | Lateral Hardening | 13133 | 2027 |  | 0 | 2027
Lateral Hardening-Fuse-10802875 | Lateral Hardening | 13133 | 0 |  | 0 | 0
Lateral Hardening-Fuse-10802876 | Lateral Hardening | 13133 | 0 |  | 0 | 0
Lateral Hardening-Fuse-10802878 | Lateral Hardening | 13133 | 0 |  | 0 | 0
Lateral Hardening-Fuse-10802879 | Lateral Hardening | 13133 | 0 |  | 0 | 0
Lateral Hardening-Fuse-10802881 | Lateral Hardening | 13133 | 0 |  | 0 | 0
Lateral Hardening-Fuse-10802883 | Lateral Hardening | 13133 | 0 |  | 0 | 0
Lateral Hardening-Fuse-10802892 | Lateral Hardening | 13133 | 0 |  | 0 | 0
Lateral Hardening-Fuse-10802893 | Lateral Hardening | 13133 | 0 |  | 0 | 0
Lateral Hardening-Fuse-10802895 | Lateral Hardening | 13133 | 0 |  | 0 | 0
Lateral Hardening-Fuse-10802897 | Lateral Hardening | 13133 | 2027 |  | 0 | 2027
Lateral Hardening-Fuse-10804170 | Lateral Hardening | 13173 | 0 |  | 0 | 0
Lateral Hardening-Fuse-10804173 | Lateral Hardening | 13173 | 0 |  | 0 | 0
Lateral Hardening-Fuse-10804178 | Lateral Hardening | 13173 | 0 |  | 0 | 0
Lateral Hardening-Fuse-10804179 | Lateral Hardening | 13173 | 0 |  | 0 | 0
Lateral Hardening-Fuse-10804180 | Lateral Hardening | 13173 | 0 |  | 0 | 0
Lateral Hardening-Fuse-10804181 | Lateral Hardening | 13173 | 0 |  | 0 | 0
Lateral Hardening-Fuse-10804804 | Lateral Hardening | 13454 | 0 |  | 0 | 0
Lateral Hardening-Fuse-10804812 | Lateral Hardening | 13454 | 0 |  | 0 | 0
Lateral Hardening-Fuse-10804815 | Lateral Hardening | 13951 | 2029 |  | 0 | 2029
Lateral Hardening-Fuse-10804820 | Lateral Hardening | 13953 | 0 |  | 0 | 0
Lateral Hardening-Fuse-10804821 | Lateral Hardening | 13951 | 0 |  | 0 | 0
Lateral Hardening-Fuse-10804822 | Lateral Hardening | 13951 | 0 |  | 0 | 0
Lateral Hardening-Fuse-10804823 | Lateral Hardening | 13953 | 0 |  | 0 | 0
Lateral Hardening-Fuse-10804826 | Lateral Hardening | 13953 | 0 |  | 0 | 0
Lateral Hardening-Fuse-10805971 | Lateral Hardening | 14115 | 0 |  | 0 | 0
Lateral Hardening-Fuse-10805974 | Lateral Hardening | 14115 | 0 |  | 0 | 0
Lateral Hardening-Fuse-10805976 | Lateral Hardening | 13951 | 0 |  | 0 | 0
Lateral Hardening-Fuse-10806530 | Lateral Hardening | 14199 | 0 |  | 0 | 0
Lateral Hardening-Fuse-10806537 | Lateral Hardening | 14199 | 0 |  | 0 | 0
Lateral Hardening-Fuse-10806803 | Lateral Hardening | 14198 | 0 |  | 0 | 0
Lateral Hardening-Fuse-10806815 | Lateral Hardening | 13433 | 0 |  | 0 | 0
Lateral Hardening-Fuse-10807546 | Lateral Hardening | 13020 | 2028 |  | 0 | 2028
Lateral Hardening-Fuse-10807547 | Lateral Hardening | 13020 | 0 |  | 0 | 0
Lateral Hardening-Fuse-10807548 | Lateral Hardening | 13020 | 0 |  | 0 | 0
Lateral Hardening-Fuse-10807550 | Lateral Hardening | 13020 | 0 |  | 0 | 0
Lateral Hardening-Fuse-10807551 | Lateral Hardening | 13020 | 0 |  | 0 | 0
Lateral Hardening-Fuse-10807552 | Lateral Hardening | 13020 | 0 |  | 0 | 0
Lateral Hardening-Fuse-10807553 | Lateral Hardening | 13020 | 2028 |  | 0 | 2028
Lateral Hardening-Fuse-10807557 | Lateral Hardening | 13020 | 2028 |  | 0 | 2028
Lateral Hardening-Fuse-10807559 | Lateral Hardening | 13020 | 0 |  | 0 | 0
Lateral Hardening-Fuse-10807561 | Lateral Hardening | 13020 | 0 |  | 0 | 0
Lateral Hardening-Fuse-10807562 | Lateral Hardening | 13020 | 0 |  | 0 | 0
Lateral Hardening-Fuse-10807563 | Lateral Hardening | 13020 | 0 |  | 0 | 0
Lateral Hardening-Fuse-10807564 | Lateral Hardening | 13020 | 0 |  | 0 | 0
Lateral Hardening-Fuse-10807565 | Lateral Hardening | 13020 | 0 |  | 0 | 0
Lateral Hardening-Fuse-10807572 | Lateral Hardening | 13020 | 0 |  | 0 | 0
Lateral Hardening-Fuse-10807574 | Lateral Hardening | 13020 | 0 |  | 0 | 0
Lateral Hardening-Fuse-10807579 | Lateral Hardening | 13020 | 0 |  | 0 | 0
Lateral Hardening-Fuse-10807581 | Lateral Hardening | 13020 | 0 |  | 0 | 0
Lateral Hardening-Fuse-10807584 | Lateral Hardening | 13020 | 0 |  | 0 | 0
Lateral Hardening-Fuse-10807585 | Lateral Hardening | 13020 | 0 |  | 0 | 0
Lateral Hardening-Fuse-10807586 | Lateral Hardening | 13020 | 0 |  | 0 | 0
Lateral Hardening-Fuse-10807587 | Lateral Hardening | 13020 | 0 |  | 0 | 0
Lateral Hardening-Fuse-10807588 | Lateral Hardening | 13020 | 0 |  | 0 | 0
Lateral Hardening-Fuse-10807589 | Lateral Hardening | 13020 | 0 |  | 0 | 0
Lateral Hardening-Fuse-10807590 | Lateral Hardening | 13020 | 0 |  | 0 | 0
Lateral Hardening-Fuse-10807592 | Lateral Hardening | 13020 | 2028 |  | 0 | 2028
Lateral Hardening-Fuse-10807595 | Lateral Hardening | 13020 | 0 |  | 0 | 0
Lateral Hardening-Fuse-10807597 | Lateral Hardening | 13020 | 0 |  | 0 | 0
Lateral Hardening-Fuse-10807599 | Lateral Hardening | 13020 | 0 |  | 0 | 0
Lateral Hardening-Fuse-10807602 | Lateral Hardening | 13020 | 0 |  | 0 | 0
Lateral Hardening-Fuse-10808172 | Lateral Hardening | 13340 | 0 |  | 0 | 0
Lateral Hardening-Fuse-10808182 | Lateral Hardening | 13340 | 0 |  | 0 | 0
Lateral Hardening-Fuse-10808185 | Lateral Hardening | 13340 | 0 |  | 0 | 0
Lateral Hardening-Fuse-10808196 | Lateral Hardening | 13340 | 0 |  | 0 | 0
Lateral Hardening-Fuse-10808201 | Lateral Hardening | 13340 | 0 |  | 0 | 0
Lateral Hardening-Fuse-10813092 | Lateral Hardening | 13341 | 0 |  | 0 | 0
Lateral Hardening-Fuse-10813098 | Lateral Hardening | 13237 | 0 |  | 0 | 0
Lateral Hardening-Fuse-10813102 | Lateral Hardening | 13238 | 0 |  | 0 | 0
Lateral Hardening-Fuse-10813106 | Lateral Hardening | 13341 | 0 |  | 0 | 0
Lateral Hardening-Fuse-10813116 | Lateral Hardening | 13645 | 0 |  | 0 | 0
Lateral Hardening-Fuse-10813117 | Lateral Hardening | 13645 | 0 |  | 0 | 0
Lateral Hardening-Fuse-10813122 | Lateral Hardening | 13344 | 2022 |  | 0 | 2022
Lateral Hardening-Fuse-10813124 | Lateral Hardening | 13341 | 0 |  | 0 | 0
Lateral Hardening-Fuse-10813126 | Lateral Hardening | 13341 | 2022 |  | 0 | 2022
Lateral Hardening-Fuse-10813128 | Lateral Hardening | 13238 | 0 |  | 0 | 0
Lateral Hardening-Fuse-10813130 | Lateral Hardening | 13238 | 0 |  | 0 | 0
Lateral Hardening-Fuse-10813131 | Lateral Hardening | 13341 | 0 |  | 0 | 0
Lateral Hardening-Fuse-10813138 | Lateral Hardening | 13341 | 0 |  | 0 | 0
Lateral Hardening-Fuse-10813139 | Lateral Hardening | 13341 | 0 |  | 0 | 0
Lateral Hardening-Fuse-10813140 | Lateral Hardening | 13341 | 0 |  | 0 | 0
Lateral Hardening-Fuse-10813141 | Lateral Hardening | 13341 | 0 |  | 0 | 0
Lateral Hardening-Fuse-10813142 | Lateral Hardening | 13341 | 0 |  | 0 | 0
Lateral Hardening-Fuse-10813143 | Lateral Hardening | 13341 | 0 |  | 0 | 0
Lateral Hardening-Fuse-10813144 | Lateral Hardening | 13341 | 0 |  | 0 | 0
Lateral Hardening-Fuse-10820611 | Lateral Hardening | 13873 | 0 |  | 0 | 0
Lateral Hardening-Fuse-10820612 | Lateral Hardening | 13873 | 2022 |  | 0 | 2022
Lateral Hardening-Fuse-10820614 | Lateral Hardening | 14032 | 2021 |  | 0 | 2021
Lateral Hardening-Fuse-10820615 | Lateral Hardening | 14035 | 0 |  | 0 | 0
Lateral Hardening-Fuse-10820617 | Lateral Hardening | 13873 | 0 |  | 0 | 0
Lateral Hardening-Fuse-10820629 | Lateral Hardening | 13873 | 0 |  | 0 | 0
Lateral Hardening-Fuse-10820630 | Lateral Hardening | 14032 | 0 |  | 0 | 0
Lateral Hardening-Fuse-10820635 | Lateral Hardening | 14032 | 0 |  | 0 | 0
Lateral Hardening-Fuse-10823009 | Lateral Hardening | 13652 | 0 |  | 0 | 0
Lateral Hardening-Fuse-10823013 | Lateral Hardening | 13651 | 2028 |  | 0 | 2028
Lateral Hardening-Fuse-10823018 | Lateral Hardening | 13652 | 0 |  | 0 | 0
Lateral Hardening-Fuse-10823020 | Lateral Hardening | 13652 | 0 |  | 0 | 0
Lateral Hardening-Fuse-10823026 | Lateral Hardening | 13651 | 0 |  | 0 | 0
Lateral Hardening-Fuse-10827098 | Lateral Hardening | 13769 | 2028 |  | 0 | 2028
Lateral Hardening-Fuse-10827099 | Lateral Hardening | 13769 | 0 |  | 0 | 0
Lateral Hardening-Fuse-10827104 | Lateral Hardening | 13769 | 0 |  | 0 | 0
Lateral Hardening-Fuse-10827112 | Lateral Hardening | 13769 | 0 |  | 0 | 0
Lateral Hardening-Fuse-10827113 | Lateral Hardening | 13769 | 0 |  | 0 | 0
Lateral Hardening-Fuse-10827119 | Lateral Hardening | 13769 | 0 |  | 0 | 0
Lateral Hardening-Fuse-10827120 | Lateral Hardening | 13769 | 0 |  | 0 | 0
Lateral Hardening-Fuse-10827122 | Lateral Hardening | 13769 | 0 |  | 0 | 0
Lateral Hardening-Fuse-10827124 | Lateral Hardening | 13769 | 0 |  | 0 | 0
Lateral Hardening-Fuse-10827125 | Lateral Hardening | 13769 | 0 |  | 0 | 0
Lateral Hardening-Fuse-10827126 | Lateral Hardening | 13769 | 0 |  | 0 | 0
Lateral Hardening-Fuse-10827129 | Lateral Hardening | 13769 | 0 |  | 0 | 0
Lateral Hardening-Fuse-10827130 | Lateral Hardening | 13769 | 0 |  | 0 | 0
Lateral Hardening-Fuse-10827131 | Lateral Hardening | 13769 | 0 |  | 0 | 0
Lateral Hardening-Fuse-10827134 | Lateral Hardening | 13769 | 2028 |  | 0 | 2028
Lateral Hardening-Fuse-10827137 | Lateral Hardening | 13769 | 0 |  | 0 | 0
Lateral Hardening-Fuse-10827144 | Lateral Hardening | 13769 | 0 |  | 0 | 0
Lateral Hardening-Fuse-10827145 | Lateral Hardening | 13769 | 2028 |  | 0 | 2028
Lateral Hardening-Fuse-10827152 | Lateral Hardening | 13769 | 0 |  | 0 | 0
Lateral Hardening-Fuse-10829390 | Lateral Hardening | 13687 | 0 |  | 0 | 0
Lateral Hardening-Fuse-10829392 | Lateral Hardening | 13687 | 0 |  | 0 | 0
Lateral Hardening-Fuse-10829398 | Lateral Hardening | 13687 | 2028 |  | 0 | 2028
Lateral Hardening-Fuse-10829402 | Lateral Hardening | 13687 | 0 |  | 0 | 0
Lateral Hardening-Fuse-10829406 | Lateral Hardening | 13687 | 0 |  | 0 | 0
Lateral Hardening-Fuse-10829408 | Lateral Hardening | 13687 | 0 |  | 0 | 0
Lateral Hardening-Fuse-10829410 | Lateral Hardening | 13687 | 0 |  | 0 | 0
Lateral Hardening-Fuse-10829416 | Lateral Hardening | 13687 | 0 |  | 0 | 0
Lateral Hardening-Fuse-10829422 | Lateral Hardening | 13687 | 0 |  | 0 | 0
Lateral Hardening-Fuse-10829428 | Lateral Hardening | 13687 | 2028 |  | 0 | 2028
Lateral Hardening-Fuse-10829430 | Lateral Hardening | 13687 | 0 |  | 0 | 0
Lateral Hardening-Fuse-10829434 | Lateral Hardening | 13687 | 0 |  | 0 | 0
Lateral Hardening-Fuse-10829438 | Lateral Hardening | 13687 | 0 |  | 0 | 0
Lateral Hardening-Fuse-10829440 | Lateral Hardening | 13687 | 0 |  | 0 | 0
Lateral Hardening-Fuse-10829442 | Lateral Hardening | 13687 | 0 |  | 0 | 0
Lateral Hardening-Fuse-10829444 | Lateral Hardening | 13687 | 0 |  | 0 | 0
Lateral Hardening-Fuse-10829450 | Lateral Hardening | 13687 | 0 |  | 0 | 0
Lateral Hardening-Fuse-10829452 | Lateral Hardening | 13687 | 0 |  | 0 | 0
Lateral Hardening-Fuse-10829454 | Lateral Hardening | 13687 | 0 |  | 0 | 0
Lateral Hardening-Fuse-10829456 | Lateral Hardening | 13687 | 0 |  | 0 | 0
Lateral Hardening-Fuse-10829458 | Lateral Hardening | 13687 | 0 |  | 0 | 0
Lateral Hardening-Fuse-10829464 | Lateral Hardening | 13687 | 0 |  | 0 | 0
Lateral Hardening-Fuse-10829466 | Lateral Hardening | 13687 | 0 |  | 0 | 0
Lateral Hardening-Fuse-10829468 | Lateral Hardening | 13687 | 0 |  | 0 | 0
Lateral Hardening-Fuse-10829470 | Lateral Hardening | 13687 | 0 |  | 0 | 0
Lateral Hardening-Fuse-10829472 | Lateral Hardening | 13687 | 0 |  | 0 | 0
Lateral Hardening-Fuse-10829478 | Lateral Hardening | 13687 | 0 |  | 0 | 0
Lateral Hardening-Fuse-10829480 | Lateral Hardening | 13687 | 0 |  | 0 | 0
Lateral Hardening-Fuse-10829482 | Lateral Hardening | 13687 | 2028 |  | 0 | 2028
Lateral Hardening-Fuse-10829486 | Lateral Hardening | 13687 | 0 |  | 0 | 0
Lateral Hardening-Fuse-10829490 | Lateral Hardening | 13687 | 0 |  | 0 | 0
Lateral Hardening-Fuse-10829492 | Lateral Hardening | 13687 | 0 |  | 0 | 0
Lateral Hardening-Fuse-10829494 | Lateral Hardening | 13687 | 0 |  | 0 | 0
Lateral Hardening-Fuse-10829496 | Lateral Hardening | 13687 | 0 |  | 0 | 0
Lateral Hardening-Fuse-10829497 | Lateral Hardening | 13687 | 0 |  | 0 | 0
Lateral Hardening-Fuse-10829498 | Lateral Hardening | 13687 | 0 |  | 0 | 0
Lateral Hardening-Fuse-10829499 | Lateral Hardening | 13687 | 0 |  | 0 | 0
Lateral Hardening-Fuse-10829500 | Lateral Hardening | 13687 | 0 |  | 0 | 0
Lateral Hardening-Fuse-10829501 | Lateral Hardening | 13687 | 0 |  | 0 | 0
Lateral Hardening-Fuse-10829502 | Lateral Hardening | 13687 | 2028 |  | 0 | 2028
Lateral Hardening-Fuse-10829504 | Lateral Hardening | 13687 | 0 |  | 0 | 0
Lateral Hardening-Fuse-10829507 | Lateral Hardening | 13687 | 0 |  | 0 | 0
Lateral Hardening-Fuse-10829508 | Lateral Hardening | 13687 | 0 |  | 0 | 0
Lateral Hardening-Fuse-10829513 | Lateral Hardening | 13687 | 0 |  | 0 | 0
Lateral Hardening-Fuse-10829514 | Lateral Hardening | 13687 | 0 |  | 0 | 0
Lateral Hardening-Fuse-10829518 | Lateral Hardening | 13687 | 0 |  | 0 | 0
Lateral Hardening-Fuse-10829520 | Lateral Hardening | 13687 | 0 |  | 0 | 0
Lateral Hardening-Fuse-10829522 | Lateral Hardening | 13687 | 0 |  | 0 | 0
Lateral Hardening-Fuse-10829524 | Lateral Hardening | 13687 | 0 |  | 0 | 0
Lateral Hardening-Fuse-10831915 | Lateral Hardening | 13295 | 0 |  | 0 | 0
Lateral Hardening-Fuse-10834645 | Lateral Hardening | 13041 | 0 |  | 0 | 0
Lateral Hardening-Fuse-10834648 | Lateral Hardening | 13041 | 0 |  | 0 | 0
Lateral Hardening-Fuse-10834649 | Lateral Hardening | 13041 | 0 |  | 0 | 0
Lateral Hardening-Fuse-10834650 | Lateral Hardening | 13041 | 0 |  | 0 | 0
Lateral Hardening-Fuse-10834651 | Lateral Hardening | 13041 | 0 |  | 0 | 0
Lateral Hardening-Fuse-10834652 | Lateral Hardening | 13041 | 0 |  | 0 | 0
Lateral Hardening-Fuse-10834654 | Lateral Hardening | 13041 | 0 |  | 0 | 0
Lateral Hardening-Fuse-10834655 | Lateral Hardening | 13041 | 0 |  | 0 | 0
Lateral Hardening-Fuse-10834656 | Lateral Hardening | 13041 | 2024 |  | 0 | 2024
Lateral Hardening-Fuse-10834659 | Lateral Hardening | 13041 | 0 |  | 0 | 0
Lateral Hardening-Fuse-10834660 | Lateral Hardening | 13041 | 0 |  | 0 | 0
Lateral Hardening-Fuse-10834661 | Lateral Hardening | 13041 | 0 |  | 0 | 0
Lateral Hardening-Fuse-10836901 | Lateral Hardening | 13127 | 2022 |  | 0 | 2022
Lateral Hardening-Fuse-10836903 | Lateral Hardening | 13127 | 0 |  | 0 | 0
Lateral Hardening-Fuse-10836920 | Lateral Hardening | 13793 | 0 |  | 0 | 0
Lateral Hardening-Fuse-10840129 | Lateral Hardening | 14112 | 0 |  | 0 | 0
Lateral Hardening-Fuse-10840130 | Lateral Hardening | 14112 | 0 |  | 0 | 0
Lateral Hardening-Fuse-10840131 | Lateral Hardening | 14112 | 0 |  | 0 | 0
Lateral Hardening-Fuse-10840132 | Lateral Hardening | 13686 | 0 |  | 0 | 0
Lateral Hardening-Fuse-10840133 | Lateral Hardening | 13686 | 2023 |  | 0 | 2023
Lateral Hardening-Fuse-10840134 | Lateral Hardening | 13686 | 2023 |  | 0 | 2023
Lateral Hardening-Fuse-10840135 | Lateral Hardening | 13686 | 0 |  | 0 | 0
Lateral Hardening-Fuse-10840136 | Lateral Hardening | 14112 | 0 |  | 0 | 0
Lateral Hardening-Fuse-10840138 | Lateral Hardening | 14112 | 0 |  | 0 | 0
Lateral Hardening-Fuse-10840139 | Lateral Hardening | 14112 | 0 |  | 0 | 0
Lateral Hardening-Fuse-10840140 | Lateral Hardening | 14112 | 2024 |  | 0 | 2024
Lateral Hardening-Fuse-10842821 | Lateral Hardening | 13796 | 0 |  | 0 | 0
Lateral Hardening-Fuse-10842822 | Lateral Hardening | 13796 | 0 |  | 0 | 0
Lateral Hardening-Fuse-10842823 | Lateral Hardening | 13796 | 2021 |  | 0 | 2021
Lateral Hardening-Fuse-10842826 | Lateral Hardening | 13796 | 2021 |  | 0 | 2021
Lateral Hardening-Fuse-10842828 | Lateral Hardening | 13798 | 0 |  | 0 | 0
Lateral Hardening-Fuse-10842829 | Lateral Hardening | 13798 | 2027 | 2029 | -2 | 2029
Lateral Hardening-Fuse-10842832 | Lateral Hardening | 13798 | 0 |  | 0 | 0
Lateral Hardening-Fuse-10842833 | Lateral Hardening | 13798 | 0 |  | 0 | 0
Lateral Hardening-Fuse-10842834 | Lateral Hardening | 13798 | 2027 | 2029 | -2 | 2029
Lateral Hardening-Fuse-10842835 | Lateral Hardening | 13796 | 0 |  | 0 | 0
Lateral Hardening-Fuse-10842840 | Lateral Hardening | 13796 | 0 |  | 0 | 0
Lateral Hardening-Fuse-10842843 | Lateral Hardening | 13796 | 0 |  | 0 | 0
Lateral Hardening-Fuse-10842847 | Lateral Hardening | 13798 | 0 |  | 0 | 0
Lateral Hardening-Fuse-10842848 | Lateral Hardening | 13796 | 0 |  | 0 | 0
Lateral Hardening-Fuse-10844919 | Lateral Hardening | 13762 | 0 |  | 0 | 0
Lateral Hardening-Fuse-10844924 | Lateral Hardening | 13761 | 0 |  | 0 | 0
Lateral Hardening-Fuse-10844927 | Lateral Hardening | 13761 | 0 |  | 0 | 0
Lateral Hardening-Fuse-10846380 | Lateral Hardening | 13109 | 0 |  | 0 | 0
Lateral Hardening-Fuse-10846381 | Lateral Hardening | 13109 | 0 |  | 0 | 0
Lateral Hardening-Fuse-10846386 | Lateral Hardening | 13109 | 0 |  | 0 | 0
Lateral Hardening-Fuse-10846390 | Lateral Hardening | 13109 | 2022 |  | 0 | 2022
Lateral Hardening-Fuse-10846392 | Lateral Hardening | 13109 | 0 |  | 0 | 0
Lateral Hardening-Fuse-10846393 | Lateral Hardening | 13109 | 0 |  | 0 | 0
Lateral Hardening-Fuse-10846404 | Lateral Hardening | 13109 | 0 |  | 0 | 0
Lateral Hardening-Fuse-10846405 | Lateral Hardening | 13109 | 0 |  | 0 | 0
Lateral Hardening-Fuse-10846409 | Lateral Hardening | 13109 | 0 |  | 0 | 0
Lateral Hardening-Fuse-10847284 | Lateral Hardening | 13707 | 0 |  | 0 | 0
Lateral Hardening-Fuse-10847292 | Lateral Hardening | 13707 | 0 |  | 0 | 0
Lateral Hardening-Fuse-10857243 | Lateral Hardening | 13040 | 0 |  | 0 | 0
Lateral Hardening-Fuse-10857249 | Lateral Hardening | 13040 | 2027 |  | 0 | 2027
Lateral Hardening-Fuse-10859730 | Lateral Hardening | 13038 | 2023 |  | 0 | 2023
Lateral Hardening-Fuse-10859733 | Lateral Hardening | 13038 | 0 |  | 0 | 0
Lateral Hardening-Fuse-10859734 | Lateral Hardening | 13038 | 0 |  | 0 | 0
Lateral Hardening-Fuse-10859742 | Lateral Hardening | 13038 | 0 |  | 0 | 0
Lateral Hardening-Fuse-10859743 | Lateral Hardening | 13038 | 0 |  | 0 | 0
Lateral Hardening-Fuse-10859744 | Lateral Hardening | 13038 | 0 |  | 0 | 0
Lateral Hardening-Fuse-10866793 | Lateral Hardening | 13227 | 0 |  | 0 | 0
Lateral Hardening-Fuse-10866794 | Lateral Hardening | 13227 | 0 |  | 0 | 0
Lateral Hardening-Fuse-10866796 | Lateral Hardening | 13227 | 2026 |  | 0 | 2026
Lateral Hardening-Fuse-10866800 | Lateral Hardening | 13227 | 0 |  | 0 | 0
Lateral Hardening-Fuse-10866801 | Lateral Hardening | 13227 | 0 |  | 0 | 0
Lateral Hardening-Fuse-10866803 | Lateral Hardening | 13227 | 0 |  | 0 | 0
Lateral Hardening-Fuse-10868102 | Lateral Hardening | 13798 | 2027 | 2029 | -2 | 2029
Lateral Hardening-Fuse-10868106 | Lateral Hardening | 13798 | 0 |  | 0 | 0
Lateral Hardening-Fuse-10868107 | Lateral Hardening | 13798 | 2027 | 2029 | -2 | 2029
Lateral Hardening-Fuse-10868110 | Lateral Hardening | 13231 | 0 |  | 0 | 0
Lateral Hardening-Fuse-10868114 | Lateral Hardening | 13231 | 0 |  | 0 | 0
Lateral Hardening-Fuse-10868118 | Lateral Hardening | 13231 | 0 |  | 0 | 0
Lateral Hardening-Fuse-10868119 | Lateral Hardening | 13231 | 0 |  | 0 | 0
Lateral Hardening-Fuse-10868120 | Lateral Hardening | 13231 | 2021 |  | 0 | 2021
Lateral Hardening-Fuse-10868121 | Lateral Hardening | 13231 | 2021 |  | 0 | 2021
Lateral Hardening-Fuse-10868122 | Lateral Hardening | 13231 | 0 |  | 0 | 0
Lateral Hardening-Fuse-10868136 | Lateral Hardening | 13231 | 0 |  | 0 | 0
Lateral Hardening-Fuse-10868138 | Lateral Hardening | 13231 | 2021 |  | 0 | 2021
Lateral Hardening-Fuse-10871494 | Lateral Hardening | 14111 | 0 |  | 0 | 0
Lateral Hardening-Fuse-10871504 | Lateral Hardening | 14111 | 0 |  | 0 | 0
Lateral Hardening-Fuse-10871507 | Lateral Hardening | 14111 | 0 |  | 0 | 0
Lateral Hardening-Fuse-10871510 | Lateral Hardening | 14111 | 0 |  | 0 | 0
Lateral Hardening-Fuse-10871511 | Lateral Hardening | 14111 | 0 |  | 0 | 0
Lateral Hardening-Fuse-10873556 | Lateral Hardening | 14109 | 0 |  | 0 | 0
Lateral Hardening-Fuse-10873564 | Lateral Hardening | 14109 | 0 |  | 0 | 0
Lateral Hardening-Fuse-10873565 | Lateral Hardening | 14109 | 0 |  | 0 | 0
Lateral Hardening-Fuse-10876226 | Lateral Hardening | 13649 | 0 |  | 0 | 0
Lateral Hardening-Fuse-10876228 | Lateral Hardening | 13649 | 0 |  | 0 | 0
Lateral Hardening-Fuse-10876230 | Lateral Hardening | 14024 | 0 |  | 0 | 0
Lateral Hardening-Fuse-10876234 | Lateral Hardening | 14023 | 0 |  | 0 | 0
Lateral Hardening-Fuse-10876236 | Lateral Hardening | 14023 | 0 |  | 0 | 0
Lateral Hardening-Fuse-10876238 | Lateral Hardening | 14023 | 0 |  | 0 | 0
Lateral Hardening-Fuse-10876240 | Lateral Hardening | 14025 | 0 |  | 0 | 0
Lateral Hardening-Fuse-10876246 | Lateral Hardening | 14023 | 0 |  | 0 | 0
Lateral Hardening-Fuse-10876250 | Lateral Hardening | 14023 | 0 |  | 0 | 0
Lateral Hardening-Fuse-10876260 | Lateral Hardening | 13649 | 0 |  | 0 | 0
Lateral Hardening-Fuse-10876288 | Lateral Hardening | 14023 | 0 |  | 0 | 0
Lateral Hardening-Fuse-10876292 | Lateral Hardening | 14023 | 0 |  | 0 | 0
Lateral Hardening-Fuse-10876294 | Lateral Hardening | 14023 | 0 |  | 0 | 0
Lateral Hardening-Fuse-10876296 | Lateral Hardening | 14023 | 0 |  | 0 | 0
Lateral Hardening-Fuse-10876298 | Lateral Hardening | 14023 | 0 |  | 0 | 0
Lateral Hardening-Fuse-10876300 | Lateral Hardening | 14023 | 0 |  | 0 | 0
Lateral Hardening-Fuse-10876302 | Lateral Hardening | 14023 | 0 |  | 0 | 0
Lateral Hardening-Fuse-10876312 | Lateral Hardening | 14025 | 0 |  | 0 | 0
Lateral Hardening-Fuse-10876314 | Lateral Hardening | 14025 | 0 |  | 0 | 0
Lateral Hardening-Fuse-10876322 | Lateral Hardening | 14023 | 0 |  | 0 | 0
Lateral Hardening-Fuse-10876325 | Lateral Hardening | 13649 | 0 |  | 0 | 0
Lateral Hardening-Fuse-10876326 | Lateral Hardening | 14023 | 0 |  | 0 | 0
Lateral Hardening-Fuse-10876327 | Lateral Hardening | 14023 | 0 |  | 0 | 0
Lateral Hardening-Fuse-10876328 | Lateral Hardening | 14023 | 0 |  | 0 | 0
Lateral Hardening-Fuse-10876329 | Lateral Hardening | 14023 | 0 |  | 0 | 0
Lateral Hardening-Fuse-10876330 | Lateral Hardening | 13649 | 0 |  | 0 | 0
Lateral Hardening-Fuse-10876331 | Lateral Hardening | 13649 | 0 |  | 0 | 0
Lateral Hardening-Fuse-10876333 | Lateral Hardening | 14023 | 0 |  | 0 | 0
Lateral Hardening-Fuse-10876338 | Lateral Hardening | 14023 | 0 |  | 0 | 0
Lateral Hardening-Fuse-10876339 | Lateral Hardening | 14023 | 0 |  | 0 | 0
Lateral Hardening-Fuse-10876341 | Lateral Hardening | 14023 | 0 |  | 0 | 0
Lateral Hardening-Fuse-10877520 | Lateral Hardening | 14079 | 0 |  | 0 | 0
Lateral Hardening-Fuse-10895165 | Lateral Hardening | 13003 | 0 |  | 0 | 0
Lateral Hardening-Fuse-10895185 | Lateral Hardening | 13003 | 0 |  | 0 | 0
Lateral Hardening-Fuse-10895188 | Lateral Hardening | 13003 | 0 |  | 0 | 0
Lateral Hardening-Fuse-10895190 | Lateral Hardening | 13003 | 0 |  | 0 | 0
Lateral Hardening-Fuse-10895192 | Lateral Hardening | 13003 | 0 |  | 0 | 0
Lateral Hardening-Fuse-10895195 | Lateral Hardening | 13003 | 0 |  | 0 | 0
Lateral Hardening-Fuse-10895196 | Lateral Hardening | 13003 | 0 |  | 0 | 0
Lateral Hardening-Fuse-10895197 | Lateral Hardening | 13003 | 0 |  | 0 | 0
Lateral Hardening-Fuse-10895199 | Lateral Hardening | 13003 | 0 |  | 0 | 0
Lateral Hardening-Fuse-10895200 | Lateral Hardening | 13003 | 0 |  | 0 | 0
Lateral Hardening-Fuse-10895201 | Lateral Hardening | 13003 | 0 |  | 0 | 0
Lateral Hardening-Fuse-10895205 | Lateral Hardening | 13003 | 0 |  | 0 | 0
Lateral Hardening-Fuse-10895207 | Lateral Hardening | 13003 | 0 |  | 0 | 0
Lateral Hardening-Fuse-10895208 | Lateral Hardening | 13003 | 0 |  | 0 | 0
Lateral Hardening-Fuse-10895211 | Lateral Hardening | 13003 | 2022 |  | 0 | 2022
Lateral Hardening-Fuse-10895215 | Lateral Hardening | 13003 | 0 |  | 0 | 0
Lateral Hardening-Fuse-10895216 | Lateral Hardening | 13003 | 0 |  | 0 | 0
Lateral Hardening-Fuse-10895220 | Lateral Hardening | 13003 | 0 |  | 0 | 0
Lateral Hardening-Fuse-10895221 | Lateral Hardening | 13003 | 0 |  | 0 | 0
Lateral Hardening-Fuse-10895223 | Lateral Hardening | 13003 | 0 |  | 0 | 0
Lateral Hardening-Fuse-10895225 | Lateral Hardening | 13003 | 2022 |  | 0 | 2022
Lateral Hardening-Fuse-10895227 | Lateral Hardening | 13003 | 0 |  | 0 | 0
Lateral Hardening-Fuse-10895229 | Lateral Hardening | 13003 | 0 |  | 0 | 0
Lateral Hardening-Fuse-10895230 | Lateral Hardening | 13820 | 0 |  | 0 | 0
Lateral Hardening-Fuse-10895233 | Lateral Hardening | 13820 | 0 |  | 0 | 0
Lateral Hardening-Fuse-10895235 | Lateral Hardening | 13003 | 0 |  | 0 | 0
Lateral Hardening-Fuse-10895236 | Lateral Hardening | 13003 | 0 |  | 0 | 0
Lateral Hardening-Fuse-10895239 | Lateral Hardening | 13003 | 0 |  | 0 | 0
Lateral Hardening-Fuse-10895240 | Lateral Hardening | 13003 | 0 |  | 0 | 0
Lateral Hardening-Fuse-10895244 | Lateral Hardening | 13003 | 2022 |  | 0 | 2022
Lateral Hardening-Fuse-10895245 | Lateral Hardening | 13003 | 0 |  | 0 | 0
Lateral Hardening-Fuse-10895246 | Lateral Hardening | 13003 | 0 |  | 0 | 0
Lateral Hardening-Fuse-10895247 | Lateral Hardening | 13003 | 0 |  | 0 | 0
Lateral Hardening-Fuse-10895248 | Lateral Hardening | 13003 | 0 |  | 0 | 0
Lateral Hardening-Fuse-10895255 | Lateral Hardening | 13003 | 0 |  | 0 | 0
Lateral Hardening-Fuse-10895256 | Lateral Hardening | 13003 | 2022 |  | 0 | 2022
Lateral Hardening-Fuse-10895258 | Lateral Hardening | 13003 | 0 |  | 0 | 0
Lateral Hardening-Fuse-10895259 | Lateral Hardening | 13003 | 2022 |  | 0 | 2022
Lateral Hardening-Fuse-10895260 | Lateral Hardening | 13003 | 0 |  | 0 | 0
Lateral Hardening-Fuse-10895261 | Lateral Hardening | 13003 | 0 |  | 0 | 0
Lateral Hardening-Fuse-10895262 | Lateral Hardening | 13003 | 0 |  | 0 | 0
Lateral Hardening-Fuse-10895265 | Lateral Hardening | 13003 | 0 |  | 0 | 0
Lateral Hardening-Fuse-10895266 | Lateral Hardening | 13003 | 2022 |  | 0 | 2022
Lateral Hardening-Fuse-10895267 | Lateral Hardening | 13003 | 0 |  | 0 | 0
Lateral Hardening-Fuse-10895269 | Lateral Hardening | 13003 | 0 |  | 0 | 0
Lateral Hardening-Fuse-10895271 | Lateral Hardening | 13003 | 0 |  | 0 | 0
Lateral Hardening-Fuse-10895273 | Lateral Hardening | 13003 | 0 |  | 0 | 0
Lateral Hardening-Fuse-10895274 | Lateral Hardening | 13003 | 0 |  | 0 | 0
Lateral Hardening-Fuse-10895275 | Lateral Hardening | 13003 | 0 |  | 0 | 0
Lateral Hardening-Fuse-10895276 | Lateral Hardening | 13003 | 0 |  | 0 | 0
Lateral Hardening-Fuse-10895279 | Lateral Hardening | 13003 | 0 |  | 0 | 0
Lateral Hardening-Fuse-10895282 | Lateral Hardening | 13003 | 0 |  | 0 | 0
Lateral Hardening-Fuse-10895288 | Lateral Hardening | 13003 | 0 |  | 0 | 0
Lateral Hardening-Fuse-10896377 | Lateral Hardening | 13524 | 0 |  | 0 | 0
Lateral Hardening-Fuse-10896380 | Lateral Hardening | 13089 | 0 |  | 0 | 0
Lateral Hardening-Fuse-10897186 | Lateral Hardening | 14050 | 2029 |  | 0 | 2029
Lateral Hardening-Fuse-10897187 | Lateral Hardening | 14050 | 0 |  | 0 | 0
Lateral Hardening-Fuse-10897193 | Lateral Hardening | 14050 | 2029 |  | 0 | 2029
Lateral Hardening-Fuse-10897195 | Lateral Hardening | 14050 | 0 |  | 0 | 0
Lateral Hardening-Fuse-10897197 | Lateral Hardening | 14050 | 2029 |  | 0 | 2029
Lateral Hardening-Fuse-10897206 | Lateral Hardening | 14050 | 0 |  | 0 | 0
Lateral Hardening-Fuse-10897207 | Lateral Hardening | 14050 | 0 |  | 0 | 0
Lateral Hardening-Fuse-10897208 | Lateral Hardening | 14050 | 0 |  | 0 | 0
Lateral Hardening-Fuse-10897210 | Lateral Hardening | 14050 | 2029 |  | 0 | 2029
Lateral Hardening-Fuse-10897211 | Lateral Hardening | 14050 | 0 |  | 0 | 0
Lateral Hardening-Fuse-10897214 | Lateral Hardening | 14050 | 0 |  | 0 | 0
Lateral Hardening-Fuse-10897215 | Lateral Hardening | 14050 | 0 |  | 0 | 0
Lateral Hardening-Fuse-10897216 | Lateral Hardening | 14050 | 0 |  | 0 | 0
Lateral Hardening-Fuse-10897217 | Lateral Hardening | 14050 | 0 |  | 0 | 0
Lateral Hardening-Fuse-10897220 | Lateral Hardening | 14050 | 0 |  | 0 | 0
Lateral Hardening-Fuse-10897223 | Lateral Hardening | 14050 | 0 |  | 0 | 0
Lateral Hardening-Fuse-10897224 | Lateral Hardening | 14050 | 0 |  | 0 | 0
Lateral Hardening-Fuse-10897226 | Lateral Hardening | 14050 | 0 |  | 0 | 0
Lateral Hardening-Fuse-10897227 | Lateral Hardening | 14050 | 0 |  | 0 | 0
Lateral Hardening-Fuse-10897228 | Lateral Hardening | 14050 | 0 |  | 0 | 0
Lateral Hardening-Fuse-10897229 | Lateral Hardening | 14050 | 0 |  | 0 | 0
Lateral Hardening-Fuse-10897231 | Lateral Hardening | 14050 | 0 |  | 0 | 0
Lateral Hardening-Fuse-10897232 | Lateral Hardening | 14050 | 0 |  | 0 | 0
Lateral Hardening-Fuse-10897233 | Lateral Hardening | 14050 | 0 |  | 0 | 0
Lateral Hardening-Fuse-10897234 | Lateral Hardening | 14050 | 0 |  | 0 | 0
Lateral Hardening-Fuse-10897235 | Lateral Hardening | 14050 | 0 |  | 0 | 0
Lateral Hardening-Fuse-10897239 | Lateral Hardening | 14050 | 0 |  | 0 | 0
Lateral Hardening-Fuse-10897240 | Lateral Hardening | 14050 | 0 |  | 0 | 0
Lateral Hardening-Fuse-10897241 | Lateral Hardening | 14050 | 0 |  | 0 | 0
Lateral Hardening-Fuse-10897242 | Lateral Hardening | 14050 | 0 |  | 0 | 0
Lateral Hardening-Fuse-10897243 | Lateral Hardening | 14050 | 0 |  | 0 | 0
Lateral Hardening-Fuse-10897244 | Lateral Hardening | 14050 | 0 |  | 0 | 0
Lateral Hardening-Fuse-10898109 | Lateral Hardening | 13582 | 0 |  | 0 | 0
Lateral Hardening-Fuse-10898124 | Lateral Hardening | 13582 | 2028 |  | 0 | 2028
Lateral Hardening-Fuse-10898126 | Lateral Hardening | 13582 | 0 |  | 0 | 0
Lateral Hardening-Fuse-10898128 | Lateral Hardening | 13582 | 2028 |  | 0 | 2028
Lateral Hardening-Fuse-10898134 | Lateral Hardening | 13839 | 0 |  | 0 | 0
Lateral Hardening-Fuse-10898138 | Lateral Hardening | 13839 | 0 |  | 0 | 0
Lateral Hardening-Fuse-10898142 | Lateral Hardening | 13839 | 0 |  | 0 | 0
Lateral Hardening-Fuse-10898152 | Lateral Hardening | 13839 | 0 |  | 0 | 0
Lateral Hardening-Fuse-10898160 | Lateral Hardening | 13582 | 0 |  | 0 | 0
Lateral Hardening-Fuse-10898164 | Lateral Hardening | 13582 | 0 |  | 0 | 0
Lateral Hardening-Fuse-10898166 | Lateral Hardening | 13582 | 0 |  | 0 | 0
Lateral Hardening-Fuse-10898168 | Lateral Hardening | 13582 | 0 |  | 0 | 0
Lateral Hardening-Fuse-10898169 | Lateral Hardening | 13582 | 0 |  | 0 | 0
Lateral Hardening-Fuse-10898170 | Lateral Hardening | 13582 | 0 |  | 0 | 0
Lateral Hardening-Fuse-10898172 | Lateral Hardening | 13839 | 2027 | 2026 | 1 | 2026
Lateral Hardening-Fuse-10898182 | Lateral Hardening | 13582 | 0 |  | 0 | 0
Lateral Hardening-Fuse-10898184 | Lateral Hardening | 13582 | 0 |  | 0 | 0
Lateral Hardening-Fuse-10898188 | Lateral Hardening | 13582 | 0 |  | 0 | 0
Lateral Hardening-Fuse-10898190 | Lateral Hardening | 13582 | 0 |  | 0 | 0
Lateral Hardening-Fuse-10898194 | Lateral Hardening | 13582 | 0 |  | 0 | 0
Lateral Hardening-Fuse-10898212 | Lateral Hardening | 13582 | 0 |  | 0 | 0
Lateral Hardening-Fuse-10898214 | Lateral Hardening | 13839 | 2027 | 2026 | 1 | 2026
Lateral Hardening-Fuse-10898216 | Lateral Hardening | 13582 | 0 |  | 0 | 0
Lateral Hardening-Fuse-10898218 | Lateral Hardening | 13582 | 0 |  | 0 | 0
Lateral Hardening-Fuse-10898220 | Lateral Hardening | 13839 | 2027 | 2026 | 1 | 2026
Lateral Hardening-Fuse-10898221 | Lateral Hardening | 13582 | 0 |  | 0 | 0
Lateral Hardening-Fuse-10898222 | Lateral Hardening | 13839 | 0 |  | 0 | 0
Lateral Hardening-Fuse-10900094 | Lateral Hardening | 13587 | 0 |  | 0 | 0
Lateral Hardening-Fuse-10900096 | Lateral Hardening | 13587 | 0 |  | 0 | 0
Lateral Hardening-Fuse-10904161 | Lateral Hardening | 13712 | 0 |  | 0 | 0
Lateral Hardening-Fuse-10904162 | Lateral Hardening | 13709 | 0 |  | 0 | 0
Lateral Hardening-Fuse-10904163 | Lateral Hardening | 13709 | 0 |  | 0 | 0
Lateral Hardening-Fuse-10904164 | Lateral Hardening | 13709 | 0 |  | 0 | 0
Lateral Hardening-Fuse-10904165 | Lateral Hardening | 13709 | 0 |  | 0 | 0
Lateral Hardening-Fuse-10904171 | Lateral Hardening | 13712 | 2026 |  | 0 | 2026
Lateral Hardening-Fuse-10904174 | Lateral Hardening | 13712 | 0 |  | 0 | 0
Lateral Hardening-Fuse-10904179 | Lateral Hardening | 13712 | 2026 |  | 0 | 2026
Lateral Hardening-Fuse-10904182 | Lateral Hardening | 13712 | 2026 |  | 0 | 2026
Lateral Hardening-Fuse-10904183 | Lateral Hardening | 13709 | 0 |  | 0 | 0
Lateral Hardening-Fuse-10904184 | Lateral Hardening | 13709 | 0 |  | 0 | 0
Lateral Hardening-Fuse-10904185 | Lateral Hardening | 13709 | 0 |  | 0 | 0
Lateral Hardening-Fuse-10904188 | Lateral Hardening | 13709 | 0 |  | 0 | 0
Lateral Hardening-Fuse-10904189 | Lateral Hardening | 13709 | 0 |  | 0 | 0
Lateral Hardening-Fuse-10904190 | Lateral Hardening | 13709 | 0 |  | 0 | 0
Lateral Hardening-Fuse-10904197 | Lateral Hardening | 13712 | 0 |  | 0 | 0
Lateral Hardening-Fuse-10904198 | Lateral Hardening | 13712 | 0 |  | 0 | 0
Lateral Hardening-Fuse-10904200 | Lateral Hardening | 13709 | 0 |  | 0 | 0
Lateral Hardening-Fuse-10904201 | Lateral Hardening | 13709 | 0 |  | 0 | 0
Lateral Hardening-Fuse-10904203 | Lateral Hardening | 13709 | 0 |  | 0 | 0
Lateral Hardening-Fuse-10904204 | Lateral Hardening | 13712 | 0 |  | 0 | 0
Lateral Hardening-Fuse-10904208 | Lateral Hardening | 13709 | 0 |  | 0 | 0
Lateral Hardening-Fuse-10904211 | Lateral Hardening | 13709 | 0 |  | 0 | 0
Lateral Hardening-Fuse-10905456 | Lateral Hardening | 13990 | 0 |  | 0 | 0
Lateral Hardening-Fuse-10905457 | Lateral Hardening | 13990 | 0 |  | 0 | 0
Lateral Hardening-Fuse-10909494 | Lateral Hardening | 14091 | 0 |  | 0 | 0
Lateral Hardening-Fuse-10913189 | Lateral Hardening | 13706 | 2027 |  | 0 | 2027
Lateral Hardening-Fuse-10913192 | Lateral Hardening | 13706 | 0 |  | 0 | 0
Lateral Hardening-Fuse-10913196 | Lateral Hardening | 13174 | 2021 |  | 0 | 2021
Lateral Hardening-Fuse-10913197 | Lateral Hardening | 13174 | 2021 |  | 0 | 2021
Lateral Hardening-Fuse-10913200 | Lateral Hardening | 13174 | 0 |  | 0 | 0
Lateral Hardening-Fuse-10913203 | Lateral Hardening | 13706 | 0 |  | 0 | 0
Lateral Hardening-Fuse-10913204 | Lateral Hardening | 13706 | 0 |  | 0 | 0
Lateral Hardening-Fuse-10913206 | Lateral Hardening | 13708 | 0 |  | 0 | 0
Lateral Hardening-Fuse-10913207 | Lateral Hardening | 13708 | 0 |  | 0 | 0
Lateral Hardening-Fuse-10913210 | Lateral Hardening | 13706 | 0 |  | 0 | 0
Lateral Hardening-Fuse-10914140 | Lateral Hardening | 13152 | 0 |  | 0 | 0
Lateral Hardening-Fuse-10914143 | Lateral Hardening | 13152 | 2024 |  | 0 | 2024
Lateral Hardening-Fuse-10914147 | Lateral Hardening | 13152 | 0 |  | 0 | 0
Lateral Hardening-Fuse-10914149 | Lateral Hardening | 13152 | 0 |  | 0 | 0
Lateral Hardening-Fuse-10914151 | Lateral Hardening | 13152 | 0 |  | 0 | 0
Lateral Hardening-Fuse-10914154 | Lateral Hardening | 13152 | 0 |  | 0 | 0
Lateral Hardening-Fuse-10914155 | Lateral Hardening | 13152 | 0 |  | 0 | 0
Lateral Hardening-Fuse-10916718 | Lateral Hardening | 13805 | 0 |  | 0 | 0
Lateral Hardening-Fuse-10916720 | Lateral Hardening | 13805 | 0 |  | 0 | 0
Lateral Hardening-Fuse-10916722 | Lateral Hardening | 13805 | 0 |  | 0 | 0
Lateral Hardening-Fuse-10916728 | Lateral Hardening | 13805 | 0 |  | 0 | 0
Lateral Hardening-Fuse-10916730 | Lateral Hardening | 13805 | 0 |  | 0 | 0
Lateral Hardening-Fuse-10916731 | Lateral Hardening | 13805 | 0 |  | 0 | 0
Lateral Hardening-Fuse-10916743 | Lateral Hardening | 13805 | 2024 |  | 0 | 2024
Lateral Hardening-Fuse-10916745 | Lateral Hardening | 13805 | 0 |  | 0 | 0
Lateral Hardening-Fuse-10916755 | Lateral Hardening | 13805 | 0 |  | 0 | 0
Lateral Hardening-Fuse-10916756 | Lateral Hardening | 13805 | 0 |  | 0 | 0
Lateral Hardening-Fuse-10916757 | Lateral Hardening | 13805 | 0 |  | 0 | 0
Lateral Hardening-Fuse-10916759 | Lateral Hardening | 13805 | 0 |  | 0 | 0
Lateral Hardening-Fuse-10916761 | Lateral Hardening | 13805 | 0 |  | 0 | 0
Lateral Hardening-Fuse-10916762 | Lateral Hardening | 13805 | 0 |  | 0 | 0
Lateral Hardening-Fuse-10916764 | Lateral Hardening | 13805 | 0 |  | 0 | 0
Lateral Hardening-Fuse-10916765 | Lateral Hardening | 13805 | 0 |  | 0 | 0
Lateral Hardening-Fuse-10916766 | Lateral Hardening | 13805 | 0 |  | 0 | 0
Lateral Hardening-Fuse-10916767 | Lateral Hardening | 13805 | 0 |  | 0 | 0
Lateral Hardening-Fuse-10916775 | Lateral Hardening | 13805 | 0 |  | 0 | 0
Lateral Hardening-Fuse-10916795 | Lateral Hardening | 13805 | 0 |  | 0 | 0
Lateral Hardening-Fuse-10916796 | Lateral Hardening | 13805 | 0 |  | 0 | 0
Lateral Hardening-Fuse-10916803 | Lateral Hardening | 13805 | 0 |  | 0 | 0
Lateral Hardening-Fuse-10916806 | Lateral Hardening | 13805 | 0 |  | 0 | 0
Lateral Hardening-Fuse-10916815 | Lateral Hardening | 13805 | 0 |  | 0 | 0
Lateral Hardening-Fuse-10916827 | Lateral Hardening | 13805 | 2024 |  | 0 | 2024
Lateral Hardening-Fuse-10916828 | Lateral Hardening | 13805 | 0 |  | 0 | 0
Lateral Hardening-Fuse-10916829 | Lateral Hardening | 13805 | 0 |  | 0 | 0
Lateral Hardening-Fuse-10916830 | Lateral Hardening | 13805 | 0 |  | 0 | 0
Lateral Hardening-Fuse-10916831 | Lateral Hardening | 13805 | 0 |  | 0 | 0
Lateral Hardening-Fuse-10916832 | Lateral Hardening | 13805 | 0 |  | 0 | 0
Lateral Hardening-Fuse-10916833 | Lateral Hardening | 13805 | 0 |  | 0 | 0
Lateral Hardening-Fuse-10916834 | Lateral Hardening | 13805 | 0 |  | 0 | 0
Lateral Hardening-Fuse-10916835 | Lateral Hardening | 13805 | 0 |  | 0 | 0
Lateral Hardening-Fuse-10916836 | Lateral Hardening | 13805 | 0 |  | 0 | 0
Lateral Hardening-Fuse-10916837 | Lateral Hardening | 13805 | 0 |  | 0 | 0
Lateral Hardening-Fuse-10916838 | Lateral Hardening | 13805 | 0 |  | 0 | 0
Lateral Hardening-Fuse-10916841 | Lateral Hardening | 13805 | 2024 |  | 0 | 2024
Lateral Hardening-Fuse-10916844 | Lateral Hardening | 13805 | 0 |  | 0 | 0
Lateral Hardening-Fuse-10916846 | Lateral Hardening | 13805 | 0 |  | 0 | 0
Lateral Hardening-Fuse-10916848 | Lateral Hardening | 13805 | 0 |  | 0 | 0
Lateral Hardening-Fuse-10916849 | Lateral Hardening | 13805 | 0 |  | 0 | 0
Lateral Hardening-Fuse-10916852 | Lateral Hardening | 13805 | 0 |  | 0 | 0
Lateral Hardening-Fuse-10916853 | Lateral Hardening | 13805 | 0 |  | 0 | 0
Lateral Hardening-Fuse-10916854 | Lateral Hardening | 13805 | 0 |  | 0 | 0
Lateral Hardening-Fuse-10916856 | Lateral Hardening | 13805 | 0 |  | 0 | 0
Lateral Hardening-Fuse-10916858 | Lateral Hardening | 13805 | 0 |  | 0 | 0
Lateral Hardening-Fuse-10916863 | Lateral Hardening | 13805 | 0 |  | 0 | 0
Lateral Hardening-Fuse-10916864 | Lateral Hardening | 13805 | 0 |  | 0 | 0
Lateral Hardening-Fuse-10916865 | Lateral Hardening | 13805 | 0 |  | 0 | 0
Lateral Hardening-Fuse-10916866 | Lateral Hardening | 13805 | 0 |  | 0 | 0
Lateral Hardening-Fuse-10916869 | Lateral Hardening | 13805 | 0 |  | 0 | 0
Lateral Hardening-Fuse-10916871 | Lateral Hardening | 13805 | 0 |  | 0 | 0
Lateral Hardening-Fuse-10916874 | Lateral Hardening | 13805 | 0 |  | 0 | 0
Lateral Hardening-Fuse-10916878 | Lateral Hardening | 13805 | 0 |  | 0 | 0
Lateral Hardening-Fuse-10916880 | Lateral Hardening | 13805 | 0 |  | 0 | 0
Lateral Hardening-Fuse-10916881 | Lateral Hardening | 13805 | 2024 |  | 0 | 2024
Lateral Hardening-Fuse-10916885 | Lateral Hardening | 13805 | 0 |  | 0 | 0
Lateral Hardening-Fuse-10918214 | Lateral Hardening | 14069 | 0 |  | 0 | 0
Lateral Hardening-Fuse-10918217 | Lateral Hardening | 14069 | 0 |  | 0 | 0
Lateral Hardening-Fuse-10918236 | Lateral Hardening | 14069 | 0 |  | 0 | 0
Lateral Hardening-Fuse-10918240 | Lateral Hardening | 14069 | 0 |  | 0 | 0
Lateral Hardening-Fuse-10918242 | Lateral Hardening | 14069 | 0 |  | 0 | 0
Lateral Hardening-Fuse-10918244 | Lateral Hardening | 14069 | 0 |  | 0 | 0
Lateral Hardening-Fuse-10918246 | Lateral Hardening | 14069 | 0 |  | 0 | 0
Lateral Hardening-Fuse-10920942 | Lateral Hardening | 13797 | 0 |  | 0 | 0
Lateral Hardening-Fuse-10920943 | Lateral Hardening | 13797 | 0 |  | 0 | 0
Lateral Hardening-Fuse-10920945 | Lateral Hardening | 13797 | 0 |  | 0 | 0
Lateral Hardening-Fuse-10920948 | Lateral Hardening | 13797 | 0 |  | 0 | 0
Lateral Hardening-Fuse-10920949 | Lateral Hardening | 13797 | 0 |  | 0 | 0
Lateral Hardening-Fuse-10920967 | Lateral Hardening | 13797 | 0 |  | 0 | 0
Lateral Hardening-Fuse-10920968 | Lateral Hardening | 13797 | 0 |  | 0 | 0
Lateral Hardening-Fuse-10920969 | Lateral Hardening | 13797 | 0 |  | 0 | 0
Lateral Hardening-Fuse-10920970 | Lateral Hardening | 13797 | 0 |  | 0 | 0
Lateral Hardening-Fuse-10924397 | Lateral Hardening | 14356 | 0 |  | 0 | 0
Lateral Hardening-Fuse-10924402 | Lateral Hardening | 13955 | 0 |  | 0 | 0
Lateral Hardening-Fuse-10924407 | Lateral Hardening | 13955 | 0 |  | 0 | 0
Lateral Hardening-Fuse-10925087 | Lateral Hardening | 13342 | 0 |  | 0 | 0
Lateral Hardening-Fuse-10925091 | Lateral Hardening | 13342 | 0 |  | 0 | 0
Lateral Hardening-Fuse-10925093 | Lateral Hardening | 13342 | 0 |  | 0 | 0
Lateral Hardening-Fuse-10925094 | Lateral Hardening | 13342 | 2023 |  | 0 | 2023
Lateral Hardening-Fuse-10925095 | Lateral Hardening | 13342 | 0 |  | 0 | 0
Lateral Hardening-Fuse-10925103 | Lateral Hardening | 13342 | 0 |  | 0 | 0
Lateral Hardening-Fuse-10925106 | Lateral Hardening | 13342 | 2023 |  | 0 | 2023
Lateral Hardening-Fuse-10925107 | Lateral Hardening | 13342 | 0 |  | 0 | 0
Lateral Hardening-Fuse-10925109 | Lateral Hardening | 13342 | 0 |  | 0 | 0
Lateral Hardening-Fuse-10925114 | Lateral Hardening | 13342 | 0 |  | 0 | 0
Lateral Hardening-Fuse-10925116 | Lateral Hardening | 13342 | 0 |  | 0 | 0
Lateral Hardening-Fuse-10925119 | Lateral Hardening | 13342 | 2023 |  | 0 | 2023
Lateral Hardening-Fuse-10925122 | Lateral Hardening | 13342 | 0 |  | 0 | 0
Lateral Hardening-Fuse-10925123 | Lateral Hardening | 13342 | 0 |  | 0 | 0
Lateral Hardening-Fuse-10925129 | Lateral Hardening | 13342 | 0 |  | 0 | 0
Lateral Hardening-Fuse-10925131 | Lateral Hardening | 13342 | 0 |  | 0 | 0
Lateral Hardening-Fuse-10925133 | Lateral Hardening | 13342 | 0 |  | 0 | 0
Lateral Hardening-Fuse-10925134 | Lateral Hardening | 13342 | 0 |  | 0 | 0
Lateral Hardening-Fuse-10925137 | Lateral Hardening | 13342 | 2023 |  | 0 | 2023
Lateral Hardening-Fuse-10925139 | Lateral Hardening | 13342 | 0 |  | 0 | 0
Lateral Hardening-Fuse-10925140 | Lateral Hardening | 13017 | 2025 |  | 0 | 2025
Lateral Hardening-Fuse-10925145 | Lateral Hardening | 13017 | 0 |  | 0 | 0
Lateral Hardening-Fuse-10925146 | Lateral Hardening | 13017 | 2025 |  | 0 | 2025
Lateral Hardening-Fuse-10925152 | Lateral Hardening | 13017 | 0 |  | 0 | 0
Lateral Hardening-Fuse-10925160 | Lateral Hardening | 13017 | 0 |  | 0 | 0
Lateral Hardening-Fuse-10925165 | Lateral Hardening | 13017 | 0 |  | 0 | 0
Lateral Hardening-Fuse-10925169 | Lateral Hardening | 13342 | 0 |  | 0 | 0
Lateral Hardening-Fuse-10925170 | Lateral Hardening | 13342 | 0 |  | 0 | 0
Lateral Hardening-Fuse-10925171 | Lateral Hardening | 13020 | 0 |  | 0 | 0
Lateral Hardening-Fuse-10925172 | Lateral Hardening | 13020 | 0 |  | 0 | 0
Lateral Hardening-Fuse-10925174 | Lateral Hardening | 13017 | 0 |  | 0 | 0
Lateral Hardening-Fuse-10925176 | Lateral Hardening | 13017 | 2025 |  | 0 | 2025
Lateral Hardening-Fuse-10925177 | Lateral Hardening | 13017 | 0 |  | 0 | 0
Lateral Hardening-Fuse-10928275 | Lateral Hardening | 13143 | 2026 |  | 0 | 2026
Lateral Hardening-Fuse-10928277 | Lateral Hardening | 13143 | 0 |  | 0 | 0
Lateral Hardening-Fuse-10928279 | Lateral Hardening | 13143 | 0 |  | 0 | 0
Lateral Hardening-Fuse-10928288 | Lateral Hardening | 13143 | 0 |  | 0 | 0
Lateral Hardening-Fuse-10928291 | Lateral Hardening | 13143 | 0 |  | 0 | 0
Lateral Hardening-Fuse-10928293 | Lateral Hardening | 13143 | 0 |  | 0 | 0
Lateral Hardening-Fuse-10928297 | Lateral Hardening | 13143 | 0 |  | 0 | 0
Lateral Hardening-Fuse-10928770 | Lateral Hardening | 13377 | 0 |  | 0 | 0
Lateral Hardening-Fuse-10928776 | Lateral Hardening | 13377 | 0 |  | 0 | 0
Lateral Hardening-Fuse-10928779 | Lateral Hardening | 13377 | 0 |  | 0 | 0
Lateral Hardening-Fuse-10928792 | Lateral Hardening | 13377 | 0 |  | 0 | 0
Lateral Hardening-Fuse-10928793 | Lateral Hardening | 13377 | 0 |  | 0 | 0
Lateral Hardening-Fuse-10933122 | Lateral Hardening | 13897 | 2024 |  | 0 | 2024
Lateral Hardening-Fuse-10933137 | Lateral Hardening | 13896 | 2026 |  | 0 | 2026
Lateral Hardening-Fuse-10933142 | Lateral Hardening | 13897 | 0 |  | 0 | 0
Lateral Hardening-Fuse-10933143 | Lateral Hardening | 13896 | 2026 |  | 0 | 2026
Lateral Hardening-Fuse-10933149 | Lateral Hardening | 13897 | 0 |  | 0 | 0
Lateral Hardening-Fuse-10933150 | Lateral Hardening | 13897 | 0 |  | 0 | 0
Lateral Hardening-Fuse-10933151 | Lateral Hardening | 13897 | 2020 |  | 0 | 2020
Lateral Hardening-Fuse-10933156 | Lateral Hardening | 13896 | 0 |  | 0 | 0
Lateral Hardening-Fuse-10933157 | Lateral Hardening | 13896 | 2026 |  | 0 | 2026
Lateral Hardening-Fuse-10933158 | Lateral Hardening | 13896 | 0 |  | 0 | 0
Lateral Hardening-Fuse-10933165 | Lateral Hardening | 13896 | 0 |  | 0 | 0
Lateral Hardening-Fuse-10933171 | Lateral Hardening | 13896 | 0 |  | 0 | 0
Lateral Hardening-Fuse-10933172 | Lateral Hardening | 13896 | 0 |  | 0 | 0
Lateral Hardening-Fuse-10933173 | Lateral Hardening | 13896 | 0 |  | 0 | 0
Lateral Hardening-Fuse-10933189 | Lateral Hardening | 13896 | 0 |  | 0 | 0
Lateral Hardening-Fuse-10933192 | Lateral Hardening | 13896 | 0 |  | 0 | 0
Lateral Hardening-Fuse-10933193 | Lateral Hardening | 13897 | 0 |  | 0 | 0
Lateral Hardening-Fuse-5009247 | Lateral Hardening | 13037 | 0 |  | 0 | 0
Lateral Hardening-Fuse-5009249 | Lateral Hardening | 13037 | 0 |  | 0 | 0
Lateral Hardening-Fuse-5009250 | Lateral Hardening | 13037 | 0 |  | 0 | 0
Lateral Hardening-Fuse-5010506 | Lateral Hardening | 13198 | 0 |  | 0 | 0
Lateral Hardening-Fuse-5010510 | Lateral Hardening | 13198 | 0 |  | 0 | 0
Lateral Hardening-Fuse-60000884 | Lateral Hardening | 13004 | 0 |  | 0 | 0
Lateral Hardening-Fuse-60000885 | Lateral Hardening | 13004 | 0 |  | 0 | 0
Lateral Hardening-Fuse-60001367 | Lateral Hardening | 13023 | 0 |  | 0 | 0
Lateral Hardening-Fuse-60001425 | Lateral Hardening | 13023 | 0 |  | 0 | 0
Lateral Hardening-Fuse-60001461 | Lateral Hardening | 13023 | 0 |  | 0 | 0
Lateral Hardening-Fuse-60001491 | Lateral Hardening | 13023 | 0 |  | 0 | 0
Lateral Hardening-Fuse-60001550 | Lateral Hardening | 13023 | 0 |  | 0 | 0
Lateral Hardening-Fuse-60001552 | Lateral Hardening | 13023 | 0 |  | 0 | 0
Lateral Hardening-Fuse-60001598 | Lateral Hardening | 13023 | 2025 |  | 0 | 2025
Lateral Hardening-Fuse-60001609 | Lateral Hardening | 13023 | 0 |  | 0 | 0
Lateral Hardening-Fuse-60001697 | Lateral Hardening | 13023 | 0 |  | 0 | 0
Lateral Hardening-Fuse-60001724 | Lateral Hardening | 13023 | 0 |  | 0 | 0
Lateral Hardening-Fuse-60002015 | Lateral Hardening | 13016 | 0 |  | 0 | 0
Lateral Hardening-Fuse-60002207 | Lateral Hardening | 13002 | 0 |  | 0 | 0
Lateral Hardening-Fuse-60002221 | Lateral Hardening | 13899 | 0 |  | 0 | 0
Lateral Hardening-Fuse-60002241 | Lateral Hardening | 13899 | 0 |  | 0 | 0
Lateral Hardening-Fuse-60002340 | Lateral Hardening | 13024 | 0 |  | 0 | 0
Lateral Hardening-Fuse-60002342 | Lateral Hardening | 13024 | 0 |  | 0 | 0
Lateral Hardening-Fuse-60002373 | Lateral Hardening | 13024 | 0 |  | 0 | 0
Lateral Hardening-Fuse-60002460 | Lateral Hardening | 13024 | 0 |  | 0 | 0
Lateral Hardening-Fuse-60002474 | Lateral Hardening | 13024 | 0 |  | 0 | 0
Lateral Hardening-Fuse-60002476 | Lateral Hardening | 13024 | 0 |  | 0 | 0
Lateral Hardening-Fuse-60002577 | Lateral Hardening | 13024 | 2025 |  | 0 | 2025
Lateral Hardening-Fuse-60002742 | Lateral Hardening | 13024 | 0 |  | 0 | 0
Lateral Hardening-Fuse-60002770 | Lateral Hardening | 13024 | 0 |  | 0 | 0
Lateral Hardening-Fuse-60002774 | Lateral Hardening | 13024 | 0 |  | 0 | 0
Lateral Hardening-Fuse-60002815 | Lateral Hardening | 13024 | 0 |  | 0 | 0
Lateral Hardening-Fuse-60002970 | Lateral Hardening | 13612 | 2023 |  | 0 | 2023
Lateral Hardening-Fuse-60003135 | Lateral Hardening | 13612 | 2023 |  | 0 | 2023
Lateral Hardening-Fuse-60003162 | Lateral Hardening | 13612 | 0 |  | 0 | 0
Lateral Hardening-Fuse-60003381 | Lateral Hardening | 13042 | 2025 |  | 0 | 2025
Lateral Hardening-Fuse-60003414 | Lateral Hardening | 13042 | 2025 |  | 0 | 2025
Lateral Hardening-Fuse-60003427 | Lateral Hardening | 13042 | 0 |  | 0 | 0
Lateral Hardening-Fuse-60003441 | Lateral Hardening | 13042 | 0 |  | 0 | 0
Lateral Hardening-Fuse-60003772 | Lateral Hardening | 13159 | 2025 |  | 0 | 2025
Lateral Hardening-Fuse-60003887 | Lateral Hardening | 13009 | 0 |  | 0 | 0
Lateral Hardening-Fuse-60003898 | Lateral Hardening | 13009 | 0 |  | 0 | 0
Lateral Hardening-Fuse-60003922 | Lateral Hardening | 13009 | 0 |  | 0 | 0
Lateral Hardening-Fuse-60003930 | Lateral Hardening | 13009 | 0 |  | 0 | 0
Lateral Hardening-Fuse-60004007 | Lateral Hardening | 13009 | 0 |  | 0 | 0
Lateral Hardening-Fuse-60004216 | Lateral Hardening | 13037 | 0 |  | 0 | 0
Lateral Hardening-Fuse-60004301 | Lateral Hardening | 13037 | 0 |  | 0 | 0
Lateral Hardening-Fuse-60004311 | Lateral Hardening | 13037 | 0 |  | 0 | 0
Lateral Hardening-Fuse-60004327 | Lateral Hardening | 13037 | 0 |  | 0 | 0
Lateral Hardening-Fuse-60004358 | Lateral Hardening | 13023 | 2025 |  | 0 | 2025
Lateral Hardening-Fuse-60004363 | Lateral Hardening | 13023 | 0 |  | 0 | 0
Lateral Hardening-Fuse-60004411 | Lateral Hardening | 13023 | 0 |  | 0 | 0
Lateral Hardening-Fuse-60004426 | Lateral Hardening | 13023 | 0 |  | 0 | 0
Lateral Hardening-Fuse-60004440 | Lateral Hardening | 13023 | 0 |  | 0 | 0
Lateral Hardening-Fuse-60004448 | Lateral Hardening | 13023 | 0 |  | 0 | 0
Lateral Hardening-Fuse-60004451 | Lateral Hardening | 13023 | 0 |  | 0 | 0
Lateral Hardening-Fuse-60004601 | Lateral Hardening | 13023 | 0 |  | 0 | 0
Lateral Hardening-Fuse-60005005 | Lateral Hardening | 13024 | 0 |  | 0 | 0
Lateral Hardening-Fuse-60005028 | Lateral Hardening | 13024 | 0 |  | 0 | 0
Lateral Hardening-Fuse-60005045 | Lateral Hardening | 13024 | 0 |  | 0 | 0
Lateral Hardening-Fuse-60005047 | Lateral Hardening | 13024 | 0 |  | 0 | 0
Lateral Hardening-Fuse-60005096 | Lateral Hardening | 13024 | 0 |  | 0 | 0
Lateral Hardening-Fuse-60005358 | Lateral Hardening | 13825 | 0 |  | 0 | 0
Lateral Hardening-Fuse-60005360 | Lateral Hardening | 13825 | 0 |  | 0 | 0
Lateral Hardening-Fuse-60005364 | Lateral Hardening | 13825 | 0 |  | 0 | 0
Lateral Hardening-Fuse-60005444 | Lateral Hardening | 13037 | 2026 |  | 0 | 2026
Lateral Hardening-Fuse-60005457 | Lateral Hardening | 13037 | 2026 |  | 0 | 2026
Lateral Hardening-Fuse-60005473 | Lateral Hardening | 13037 | 0 |  | 0 | 0
Lateral Hardening-Fuse-60005665 | Lateral Hardening | 13037 | 0 |  | 0 | 0
Lateral Hardening-Fuse-60005722 | Lateral Hardening | 13037 | 0 |  | 0 | 0
Lateral Hardening-Fuse-60005739 | Lateral Hardening | 13037 | 2026 |  | 0 | 2026
Lateral Hardening-Fuse-60005765 | Lateral Hardening | 13037 | 0 |  | 0 | 0
Lateral Hardening-Fuse-60005771 | Lateral Hardening | 13037 | 2026 |  | 0 | 2026
Lateral Hardening-Fuse-60005823 | Lateral Hardening | 13037 | 0 |  | 0 | 0
Lateral Hardening-Fuse-60005950 | Lateral Hardening | 13899 | 0 |  | 0 | 0
Lateral Hardening-Fuse-60005952 | Lateral Hardening | 13899 | 0 |  | 0 | 0
Lateral Hardening-Fuse-60005954 | Lateral Hardening | 13899 | 2025 |  | 0 | 2025
Lateral Hardening-Fuse-60005956 | Lateral Hardening | 13899 | 2025 |  | 0 | 2025
Lateral Hardening-Fuse-60006121 | Lateral Hardening | 13899 | 0 |  | 0 | 0
Lateral Hardening-Fuse-60006169 | Lateral Hardening | 13899 | 0 |  | 0 | 0
Lateral Hardening-Fuse-60006189 | Lateral Hardening | 13899 | 2025 |  | 0 | 2025
Lateral Hardening-Fuse-60006197 | Lateral Hardening | 13899 | 0 |  | 0 | 0
Lateral Hardening-Fuse-60006341 | Lateral Hardening | 13899 | 0 |  | 0 | 0
Lateral Hardening-Fuse-60006347 | Lateral Hardening | 13899 | 0 |  | 0 | 0
Lateral Hardening-Fuse-60006349 | Lateral Hardening | 13899 | 2025 |  | 0 | 2025
Lateral Hardening-Fuse-60006352 | Lateral Hardening | 13899 | 0 |  | 0 | 0
Lateral Hardening-Fuse-60006432 | Lateral Hardening | 13159 | 0 |  | 0 | 0
Lateral Hardening-Fuse-60006445 | Lateral Hardening | 13159 | 0 |  | 0 | 0
Lateral Hardening-Fuse-60006484 | Lateral Hardening | 13159 | 0 |  | 0 | 0
Lateral Hardening-Fuse-60006591 | Lateral Hardening | 13092 | 0 |  | 0 | 0
Lateral Hardening-Fuse-60006598 | Lateral Hardening | 13092 | 0 |  | 0 | 0
Lateral Hardening-Fuse-60006690 | Lateral Hardening | 13092 | 2024 |  | 0 | 2024
Lateral Hardening-Fuse-60006699 | Lateral Hardening | 13092 | 0 |  | 0 | 0
Lateral Hardening-Fuse-60006778 | Lateral Hardening | 13092 | 0 |  | 0 | 0
Lateral Hardening-Fuse-60006782 | Lateral Hardening | 13092 | 0 |  | 0 | 0
Lateral Hardening-Fuse-60006787 | Lateral Hardening | 13092 | 0 |  | 0 | 0
Lateral Hardening-Fuse-60006801 | Lateral Hardening | 13092 | 0 |  | 0 | 0
Lateral Hardening-Fuse-60006810 | Lateral Hardening | 13092 | 0 |  | 0 | 0
Lateral Hardening-Fuse-60006819 | Lateral Hardening | 13092 | 0 |  | 0 | 0
Lateral Hardening-Fuse-60006837 | Lateral Hardening | 13092 | 0 |  | 0 | 0
Lateral Hardening-Fuse-60006842 | Lateral Hardening | 13092 | 0 |  | 0 | 0
Lateral Hardening-Fuse-60006850 | Lateral Hardening | 13092 | 0 |  | 0 | 0
Lateral Hardening-Fuse-60006861 | Lateral Hardening | 13092 | 0 |  | 0 | 0
Lateral Hardening-Fuse-60006902 | Lateral Hardening | 13092 | 0 |  | 0 | 0
Lateral Hardening-Fuse-60007354 | Lateral Hardening | 13081 | 2028 |  | 0 | 2028
Lateral Hardening-Fuse-60007455 | Lateral Hardening | 13076 | 0 |  | 0 | 0
Lateral Hardening-Fuse-60007478 | Lateral Hardening | 13076 | 0 |  | 0 | 0
Lateral Hardening-Fuse-60007516 | Lateral Hardening | 13076 | 0 |  | 0 | 0
Lateral Hardening-Fuse-60007518 | Lateral Hardening | 13076 | 0 |  | 0 | 0
Lateral Hardening-Fuse-60007524 | Lateral Hardening | 13076 | 0 |  | 0 | 0
Lateral Hardening-Fuse-60007526 | Lateral Hardening | 13076 | 0 |  | 0 | 0
Lateral Hardening-Fuse-60007538 | Lateral Hardening | 13076 | 0 |  | 0 | 0
Lateral Hardening-Fuse-60008018 | Lateral Hardening | 13090 | 0 |  | 0 | 0
Lateral Hardening-Fuse-60008073 | Lateral Hardening | 13090 | 0 |  | 0 | 0
Lateral Hardening-Fuse-60008098 | Lateral Hardening | 13090 | 0 |  | 0 | 0
Lateral Hardening-Fuse-60008122 | Lateral Hardening | 13090 | 0 |  | 0 | 0
Lateral Hardening-Fuse-60008124 | Lateral Hardening | 13090 | 0 |  | 0 | 0
Lateral Hardening-Fuse-60008221 | Lateral Hardening | 13090 | 2023 |  | 0 | 2023
Lateral Hardening-Fuse-60008392 | Lateral Hardening | 13090 | 0 |  | 0 | 0
Lateral Hardening-Fuse-60008399 | Lateral Hardening | 13090 | 0 |  | 0 | 0
Lateral Hardening-Fuse-60008401 | Lateral Hardening | 13090 | 0 |  | 0 | 0
Lateral Hardening-Fuse-60008403 | Lateral Hardening | 13090 | 0 |  | 0 | 0
Lateral Hardening-Fuse-60008460 | Lateral Hardening | 13081 | 2028 |  | 0 | 2028
Lateral Hardening-Fuse-60008489 | Lateral Hardening | 13081 | 0 |  | 0 | 0
Lateral Hardening-Fuse-60008530 | Lateral Hardening | 13081 | 2028 |  | 0 | 2028
Lateral Hardening-Fuse-60008571 | Lateral Hardening | 13081 | 0 |  | 0 | 0
Lateral Hardening-Fuse-60008652 | Lateral Hardening | 13081 | 2028 |  | 0 | 2028
Lateral Hardening-Fuse-60008718 | Lateral Hardening | 13081 | 2028 |  | 0 | 2028
Lateral Hardening-Fuse-60008928 | Lateral Hardening | 13047 | 0 |  | 0 | 0
Lateral Hardening-Fuse-60008958 | Lateral Hardening | 13047 | 0 |  | 0 | 0
Lateral Hardening-Fuse-60009035 | Lateral Hardening | 13825 | 0 |  | 0 | 0
Lateral Hardening-Fuse-60009038 | Lateral Hardening | 13825 | 0 |  | 0 | 0
Lateral Hardening-Fuse-60009044 | Lateral Hardening | 13825 | 0 |  | 0 | 0
Lateral Hardening-Fuse-60009050 | Lateral Hardening | 13825 | 0 |  | 0 | 0
Lateral Hardening-Fuse-60009069 | Lateral Hardening | 13825 | 0 |  | 0 | 0
Lateral Hardening-Fuse-60009259 | Lateral Hardening | 13113 | 0 |  | 0 | 0
Lateral Hardening-Fuse-60009268 | Lateral Hardening | 13113 | 0 |  | 0 | 0
Lateral Hardening-Fuse-60009273 | Lateral Hardening | 13113 | 0 |  | 0 | 0
Lateral Hardening-Fuse-60009298 | Lateral Hardening | 13113 | 0 |  | 0 | 0
Lateral Hardening-Fuse-60009306 | Lateral Hardening | 13113 | 0 |  | 0 | 0
Lateral Hardening-Fuse-60009308 | Lateral Hardening | 13113 | 0 |  | 0 | 0
Lateral Hardening-Fuse-60009310 | Lateral Hardening | 13113 | 0 |  | 0 | 0
Lateral Hardening-Fuse-60009312 | Lateral Hardening | 13113 | 0 |  | 0 | 0
Lateral Hardening-Fuse-60009393 | Lateral Hardening | 13113 | 0 |  | 0 | 0
Lateral Hardening-Fuse-60009395 | Lateral Hardening | 13113 | 0 |  | 0 | 0
Lateral Hardening-Fuse-60009401 | Lateral Hardening | 13113 | 0 |  | 0 | 0
Lateral Hardening-Fuse-60009403 | Lateral Hardening | 13113 | 0 |  | 0 | 0
Lateral Hardening-Fuse-60009819 | Lateral Hardening | 13027 | 0 |  | 0 | 0
Lateral Hardening-Fuse-60009841 | Lateral Hardening | 13027 | 0 |  | 0 | 0
Lateral Hardening-Fuse-60009866 | Lateral Hardening | 13027 | 0 |  | 0 | 0
Lateral Hardening-Fuse-60009868 | Lateral Hardening | 13027 | 0 |  | 0 | 0
Lateral Hardening-Fuse-60009871 | Lateral Hardening | 13027 | 0 |  | 0 | 0
Lateral Hardening-Fuse-60009902 | Lateral Hardening | 13027 | 0 |  | 0 | 0
Lateral Hardening-Fuse-60009904 | Lateral Hardening | 13027 | 0 |  | 0 | 0
Lateral Hardening-Fuse-60009921 | Lateral Hardening | 13027 | 0 |  | 0 | 0
Lateral Hardening-Fuse-60009924 | Lateral Hardening | 13027 | 2029 |  | 0 | 2029
Lateral Hardening-Fuse-60009944 | Lateral Hardening | 13027 | 0 |  | 0 | 0
Lateral Hardening-Fuse-60010026 | Lateral Hardening | 13090 | 2023 |  | 0 | 2023
Lateral Hardening-Fuse-60010030 | Lateral Hardening | 13090 | 0 |  | 0 | 0
Lateral Hardening-Fuse-60010034 | Lateral Hardening | 13090 | 0 |  | 0 | 0
Lateral Hardening-Fuse-60010037 | Lateral Hardening | 13090 | 2023 |  | 0 | 2023
Lateral Hardening-Fuse-60010164 | Lateral Hardening | 13090 | 2023 |  | 0 | 2023
Lateral Hardening-Fuse-60010320 | Lateral Hardening | 13158 | 0 |  | 0 | 0
Lateral Hardening-Fuse-60010328 | Lateral Hardening | 13158 | 0 |  | 0 | 0
Lateral Hardening-Fuse-60010343 | Lateral Hardening | 13158 | 0 |  | 0 | 0
Lateral Hardening-Fuse-60010345 | Lateral Hardening | 13158 | 0 |  | 0 | 0
Lateral Hardening-Fuse-60010408 | Lateral Hardening | 13158 | 0 |  | 0 | 0
Lateral Hardening-Fuse-60010474 | Lateral Hardening | 13158 | 0 |  | 0 | 0
Lateral Hardening-Fuse-60010481 | Lateral Hardening | 13158 | 0 |  | 0 | 0
Lateral Hardening-Fuse-60010809 | Lateral Hardening | 13027 | 0 |  | 0 | 0
Lateral Hardening-Fuse-60010864 | Lateral Hardening | 13027 | 0 |  | 0 | 0
Lateral Hardening-Fuse-60010878 | Lateral Hardening | 13027 | 0 |  | 0 | 0
Lateral Hardening-Fuse-60010952 | Lateral Hardening | 13027 | 0 |  | 0 | 0
Lateral Hardening-Fuse-60010958 | Lateral Hardening | 13027 | 0 |  | 0 | 0
Lateral Hardening-Fuse-60010997 | Lateral Hardening | 13027 | 0 |  | 0 | 0
Lateral Hardening-Fuse-60011039 | Lateral Hardening | 13047 | 0 |  | 0 | 0
Lateral Hardening-Fuse-60011056 | Lateral Hardening | 13047 | 0 |  | 0 | 0
Lateral Hardening-Fuse-60011165 | Lateral Hardening | 13181 | 0 |  | 0 | 0
Lateral Hardening-Fuse-60011246 | Lateral Hardening | 13181 | 0 |  | 0 | 0
Lateral Hardening-Fuse-60011271 | Lateral Hardening | 13181 | 0 |  | 0 | 0
Lateral Hardening-Fuse-60011307 | Lateral Hardening | 13094 | 2023 |  | 0 | 2023
Lateral Hardening-Fuse-60011363 | Lateral Hardening | 13094 | 0 |  | 0 | 0
Lateral Hardening-Fuse-60011372 | Lateral Hardening | 13094 | 0 |  | 0 | 0
Lateral Hardening-Fuse-60011374 | Lateral Hardening | 13094 | 0 |  | 0 | 0
Lateral Hardening-Fuse-60011392 | Lateral Hardening | 13047 | 2026 |  | 0 | 2026
Lateral Hardening-Fuse-60011571 | Lateral Hardening | 13158 | 0 |  | 0 | 0
Lateral Hardening-Fuse-60011604 | Lateral Hardening | 13158 | 0 |  | 0 | 0
Lateral Hardening-Fuse-60011606 | Lateral Hardening | 13158 | 0 |  | 0 | 0
Lateral Hardening-Fuse-60011749 | Lateral Hardening | 13158 | 0 |  | 0 | 0
Lateral Hardening-Fuse-60011810 | Lateral Hardening | 13158 | 2021 |  | 0 | 2021
Lateral Hardening-Fuse-60011823 | Lateral Hardening | 13158 | 0 |  | 0 | 0
Lateral Hardening-Fuse-60011894 | Lateral Hardening | 13158 | 0 |  | 0 | 0
Lateral Hardening-Fuse-60011895 | Lateral Hardening | 13158 | 0 |  | 0 | 0
Lateral Hardening-Fuse-60011945 | Lateral Hardening | 13158 | 0 |  | 0 | 0
Lateral Hardening-Fuse-60012055 | Lateral Hardening | 13092 | 0 |  | 0 | 0
Lateral Hardening-Fuse-60012112 | Lateral Hardening | 13092 | 2024 |  | 0 | 2024
Lateral Hardening-Fuse-60012114 | Lateral Hardening | 13092 | 0 |  | 0 | 0
Lateral Hardening-Fuse-60012131 | Lateral Hardening | 13092 | 0 |  | 0 | 0
Lateral Hardening-Fuse-60012146 | Lateral Hardening | 13092 | 0 |  | 0 | 0
Lateral Hardening-Fuse-60012152 | Lateral Hardening | 13092 | 0 |  | 0 | 0
Lateral Hardening-Fuse-60012177 | Lateral Hardening | 13092 | 0 |  | 0 | 0
Lateral Hardening-Fuse-60012180 | Lateral Hardening | 13092 | 2024 |  | 0 | 2024
Lateral Hardening-Fuse-60012217 | Lateral Hardening | 13092 | 0 |  | 0 | 0
Lateral Hardening-Fuse-60012298 | Lateral Hardening | 14274 | 2026 |  | 0 | 2026
Lateral Hardening-Fuse-60012343 | Lateral Hardening | 14274 | 0 |  | 0 | 0
Lateral Hardening-Fuse-60012345 | Lateral Hardening | 14274 | 0 |  | 0 | 0
Lateral Hardening-Fuse-60012398 | Lateral Hardening | 14274 | 0 |  | 0 | 0
Lateral Hardening-Fuse-60012403 | Lateral Hardening | 14274 | 0 |  | 0 | 0
Lateral Hardening-Fuse-60012412 | Lateral Hardening | 14274 | 0 |  | 0 | 0
Lateral Hardening-Fuse-60012420 | Lateral Hardening | 14274 | 0 |  | 0 | 0
Lateral Hardening-Fuse-60012580 | Lateral Hardening | 13027 | 2029 |  | 0 | 2029
Lateral Hardening-Fuse-60012593 | Lateral Hardening | 13027 | 0 |  | 0 | 0
Lateral Hardening-Fuse-60012638 | Lateral Hardening | 13027 | 0 |  | 0 | 0
Lateral Hardening-Fuse-60012648 | Lateral Hardening | 13027 | 0 |  | 0 | 0
Lateral Hardening-Fuse-60012667 | Lateral Hardening | 13027 | 0 |  | 0 | 0
Lateral Hardening-Fuse-60012675 | Lateral Hardening | 13027 | 0 |  | 0 | 0
Lateral Hardening-Fuse-60012680 | Lateral Hardening | 13027 | 2029 |  | 0 | 2029
Lateral Hardening-Fuse-60012698 | Lateral Hardening | 13027 | 0 |  | 0 | 0
Lateral Hardening-Fuse-60013397 | Lateral Hardening | 13016 | 0 |  | 0 | 0
Lateral Hardening-Fuse-60013501 | Lateral Hardening | 13008 | 2029 |  | 0 | 2029
Lateral Hardening-Fuse-60013568 | Lateral Hardening | 13047 | 0 |  | 0 | 0
Lateral Hardening-Fuse-60013633 | Lateral Hardening | 13047 | 0 |  | 0 | 0
Lateral Hardening-Fuse-60013683 | Lateral Hardening | 13047 | 0 |  | 0 | 0
Lateral Hardening-Fuse-60013712 | Lateral Hardening | 13047 | 0 |  | 0 | 0
Lateral Hardening-Fuse-60013749 | Lateral Hardening | 13047 | 0 |  | 0 | 0
Lateral Hardening-Fuse-60013764 | Lateral Hardening | 13094 | 2023 |  | 0 | 2023
Lateral Hardening-Fuse-60013778 | Lateral Hardening | 13094 | 2023 |  | 0 | 2023
Lateral Hardening-Fuse-60013811 | Lateral Hardening | 13094 | 0 |  | 0 | 0
Lateral Hardening-Fuse-60013838 | Lateral Hardening | 13094 | 2023 |  | 0 | 2023
Lateral Hardening-Fuse-60013871 | Lateral Hardening | 13094 | 0 |  | 0 | 0
Lateral Hardening-Fuse-60013882 | Lateral Hardening | 13094 | 0 |  | 0 | 0
Lateral Hardening-Fuse-60013890 | Lateral Hardening | 13094 | 0 |  | 0 | 0
Lateral Hardening-Fuse-60014139 | Lateral Hardening | 13655 | 0 |  | 0 | 0
Lateral Hardening-Fuse-60014217 | Lateral Hardening | 13037 | 0 |  | 0 | 0
Lateral Hardening-Fuse-60014236 | Lateral Hardening | 13009 | 0 |  | 0 | 0
Lateral Hardening-Fuse-60014348 | Lateral Hardening | 13655 | 0 |  | 0 | 0
Lateral Hardening-Fuse-60014384 | Lateral Hardening | 13655 | 0 |  | 0 | 0
Lateral Hardening-Fuse-60014408 | Lateral Hardening | 13655 | 0 |  | 0 | 0
Lateral Hardening-Fuse-60014431 | Lateral Hardening | 13655 | 0 |  | 0 | 0
Lateral Hardening-Fuse-60014474 | Lateral Hardening | 13655 | 0 |  | 0 | 0
Lateral Hardening-Fuse-60014516 | Lateral Hardening | 13655 | 0 |  | 0 | 0
Lateral Hardening-Fuse-60014589 | Lateral Hardening | 13120 | 0 |  | 0 | 0
Lateral Hardening-Fuse-60014749 | Lateral Hardening | 13029 | 0 |  | 0 | 0
Lateral Hardening-Fuse-60014753 | Lateral Hardening | 13029 | 0 |  | 0 | 0
Lateral Hardening-Fuse-60014808 | Lateral Hardening | 13029 | 0 |  | 0 | 0
Lateral Hardening-Fuse-60014826 | Lateral Hardening | 13029 | 0 |  | 0 | 0
Lateral Hardening-Fuse-60014828 | Lateral Hardening | 13029 | 0 |  | 0 | 0
Lateral Hardening-Fuse-60014830 | Lateral Hardening | 13029 | 2028 |  | 0 | 2028
Lateral Hardening-Fuse-60015117 | Lateral Hardening | 13008 | 2029 |  | 0 | 2029
Lateral Hardening-Fuse-60015235 | Lateral Hardening | 13008 | 0 |  | 0 | 0
Lateral Hardening-Fuse-60015262 | Lateral Hardening | 13008 | 0 |  | 0 | 0
Lateral Hardening-Fuse-60015274 | Lateral Hardening | 13008 | 0 |  | 0 | 0
Lateral Hardening-Fuse-60015290 | Lateral Hardening | 13008 | 0 |  | 0 | 0
Lateral Hardening-Fuse-60015304 | Lateral Hardening | 13008 | 0 |  | 0 | 0
Lateral Hardening-Fuse-60015315 | Lateral Hardening | 13008 | 0 |  | 0 | 0
Lateral Hardening-Fuse-60015346 | Lateral Hardening | 13008 | 2029 |  | 0 | 2029
Lateral Hardening-Fuse-60015362 | Lateral Hardening | 13008 | 0 |  | 0 | 0
Lateral Hardening-Fuse-60015373 | Lateral Hardening | 13008 | 0 |  | 0 | 0
Lateral Hardening-Fuse-60015398 | Lateral Hardening | 13008 | 0 |  | 0 | 0
Lateral Hardening-Fuse-60015412 | Lateral Hardening | 13008 | 0 |  | 0 | 0
Lateral Hardening-Fuse-60015427 | Lateral Hardening | 13008 | 2029 |  | 0 | 2029
Lateral Hardening-Fuse-60015483 | Lateral Hardening | 13008 | 0 |  | 0 | 0
Lateral Hardening-Fuse-60015509 | Lateral Hardening | 13008 | 0 |  | 0 | 0
Lateral Hardening-Fuse-60015514 | Lateral Hardening | 13008 | 0 |  | 0 | 0
Lateral Hardening-Fuse-60015632 | Lateral Hardening | 13120 | 2021 |  | 0 | 2021
Lateral Hardening-Fuse-60015642 | Lateral Hardening | 13120 | 0 |  | 0 | 0
Lateral Hardening-Fuse-60015650 | Lateral Hardening | 13120 | 0 |  | 0 | 0
Lateral Hardening-Fuse-60015679 | Lateral Hardening | 13120 | 0 |  | 0 | 0
Lateral Hardening-Fuse-60015715 | Lateral Hardening | 13120 | 0 |  | 0 | 0
Lateral Hardening-Fuse-60015748 | Lateral Hardening | 13120 | 0 |  | 0 | 0
Lateral Hardening-Fuse-60015764 | Lateral Hardening | 13120 | 0 |  | 0 | 0
Lateral Hardening-Fuse-60015968 | Lateral Hardening | 13120 | 0 |  | 0 | 0
Lateral Hardening-Fuse-60016217 | Lateral Hardening | 13049 | 2026 |  | 0 | 2026
Lateral Hardening-Fuse-60016220 | Lateral Hardening | 13049 | 0 |  | 0 | 0
Lateral Hardening-Fuse-60016232 | Lateral Hardening | 13049 | 0 |  | 0 | 0
Lateral Hardening-Fuse-60016282 | Lateral Hardening | 13049 | 2026 |  | 0 | 2026
Lateral Hardening-Fuse-60016353 | Lateral Hardening | 13049 | 0 |  | 0 | 0
Lateral Hardening-Fuse-60016378 | Lateral Hardening | 13049 | 0 |  | 0 | 0
Lateral Hardening-Fuse-60016409 | Lateral Hardening | 13049 | 0 |  | 0 | 0
Lateral Hardening-Fuse-60016425 | Lateral Hardening | 13049 | 0 |  | 0 | 0
Lateral Hardening-Fuse-60016497 | Lateral Hardening | 13049 | 2026 |  | 0 | 2026
Lateral Hardening-Fuse-60016525 | Lateral Hardening | 13049 | 0 |  | 0 | 0
Lateral Hardening-Fuse-60016531 | Lateral Hardening | 13049 | 0 |  | 0 | 0
Lateral Hardening-Fuse-60016559 | Lateral Hardening | 13049 | 0 |  | 0 | 0
Lateral Hardening-Fuse-60016569 | Lateral Hardening | 13049 | 0 |  | 0 | 0
Lateral Hardening-Fuse-60016599 | Lateral Hardening | 13049 | 0 |  | 0 | 0
Lateral Hardening-Fuse-60016601 | Lateral Hardening | 13049 | 0 |  | 0 | 0
Lateral Hardening-Fuse-60016617 | Lateral Hardening | 13049 | 0 |  | 0 | 0
Lateral Hardening-Fuse-60016639 | Lateral Hardening | 13049 | 0 |  | 0 | 0
Lateral Hardening-Fuse-60017286 | Lateral Hardening | 13029 | 0 |  | 0 | 0
Lateral Hardening-Fuse-60017412 | Lateral Hardening | 13029 | 0 |  | 0 | 0
Lateral Hardening-Fuse-60017415 | Lateral Hardening | 13029 | 0 |  | 0 | 0
Lateral Hardening-Fuse-60017417 | Lateral Hardening | 13029 | 0 |  | 0 | 0
Lateral Hardening-Fuse-60017419 | Lateral Hardening | 13029 | 0 |  | 0 | 0
Lateral Hardening-Fuse-60017421 | Lateral Hardening | 13029 | 0 |  | 0 | 0
Lateral Hardening-Fuse-60017423 | Lateral Hardening | 13029 | 0 |  | 0 | 0
Lateral Hardening-Fuse-60017425 | Lateral Hardening | 13029 | 0 |  | 0 | 0
Lateral Hardening-Fuse-60017429 | Lateral Hardening | 13029 | 2028 |  | 0 | 2028
Lateral Hardening-Fuse-60017431 | Lateral Hardening | 13029 | 0 |  | 0 | 0
Lateral Hardening-Fuse-60017510 | Lateral Hardening | 13029 | 0 |  | 0 | 0
Lateral Hardening-Fuse-60017516 | Lateral Hardening | 13029 | 0 |  | 0 | 0
Lateral Hardening-Fuse-60017616 | Lateral Hardening | 13029 | 0 |  | 0 | 0
Lateral Hardening-Fuse-60017617 | Lateral Hardening | 13029 | 0 |  | 0 | 0
Lateral Hardening-Fuse-60017628 | Lateral Hardening | 13029 | 0 |  | 0 | 0
Lateral Hardening-Fuse-60018018 | Lateral Hardening | 13303 | 2027 |  | 0 | 2027
Lateral Hardening-Fuse-60018020 | Lateral Hardening | 13303 | 0 |  | 0 | 0
Lateral Hardening-Fuse-60018112 | Lateral Hardening | 13303 | 0 |  | 0 | 0
Lateral Hardening-Fuse-60018141 | Lateral Hardening | 13303 | 0 |  | 0 | 0
Lateral Hardening-Fuse-60018158 | Lateral Hardening | 13303 | 0 |  | 0 | 0
Lateral Hardening-Fuse-60018172 | Lateral Hardening | 13303 | 0 |  | 0 | 0
Lateral Hardening-Fuse-60018197 | Lateral Hardening | 13049 | 2026 |  | 0 | 2026
Lateral Hardening-Fuse-60018219 | Lateral Hardening | 13049 | 0 |  | 0 | 0
Lateral Hardening-Fuse-60018263 | Lateral Hardening | 13049 | 0 |  | 0 | 0
Lateral Hardening-Fuse-60018305 | Lateral Hardening | 13049 | 2026 |  | 0 | 2026
Lateral Hardening-Fuse-60018312 | Lateral Hardening | 13049 | 2026 |  | 0 | 2026
Lateral Hardening-Fuse-60019275 | Lateral Hardening | 13165 | 0 |  | 0 | 0
Lateral Hardening-Fuse-60019620 | Lateral Hardening | 13161 | 0 |  | 0 | 0
Lateral Hardening-Fuse-60019636 | Lateral Hardening | 13161 | 0 |  | 0 | 0
Lateral Hardening-Fuse-60020272 | Lateral Hardening | 13070 | 0 |  | 0 | 0
Lateral Hardening-Fuse-60020326 | Lateral Hardening | 13070 | 0 |  | 0 | 0
Lateral Hardening-Fuse-60020380 | Lateral Hardening | 13070 | 0 |  | 0 | 0
Lateral Hardening-Fuse-60020382 | Lateral Hardening | 13070 | 2028 |  | 0 | 2028
Lateral Hardening-Fuse-60020417 | Lateral Hardening | 13070 | 0 |  | 0 | 0
Lateral Hardening-Fuse-60020429 | Lateral Hardening | 13070 | 0 |  | 0 | 0
Lateral Hardening-Fuse-60020431 | Lateral Hardening | 13070 | 0 |  | 0 | 0
Lateral Hardening-Fuse-60020513 | Lateral Hardening | 13679 | 0 |  | 0 | 0
Lateral Hardening-Fuse-60020524 | Lateral Hardening | 13679 | 2028 |  | 0 | 2028
Lateral Hardening-Fuse-60020543 | Lateral Hardening | 13679 | 0 |  | 0 | 0
Lateral Hardening-Fuse-60020581 | Lateral Hardening | 13679 | 0 |  | 0 | 0
Lateral Hardening-Fuse-60020594 | Lateral Hardening | 13679 | 0 |  | 0 | 0
Lateral Hardening-Fuse-60020598 | Lateral Hardening | 13679 | 0 |  | 0 | 0
Lateral Hardening-Fuse-60020600 | Lateral Hardening | 13679 | 0 |  | 0 | 0
Lateral Hardening-Fuse-60020618 | Lateral Hardening | 13679 | 2028 |  | 0 | 2028
Lateral Hardening-Fuse-60020642 | Lateral Hardening | 13679 | 0 |  | 0 | 0
Lateral Hardening-Fuse-60020646 | Lateral Hardening | 13679 | 0 |  | 0 | 0
Lateral Hardening-Fuse-60020652 | Lateral Hardening | 13679 | 0 |  | 0 | 0
Lateral Hardening-Fuse-60020682 | Lateral Hardening | 13679 | 0 |  | 0 | 0
Lateral Hardening-Fuse-60020710 | Lateral Hardening | 13679 | 0 |  | 0 | 0
Lateral Hardening-Fuse-60021267 | Lateral Hardening | 13004 | 0 |  | 0 | 0
Lateral Hardening-Fuse-60021314 | Lateral Hardening | 13004 | 0 |  | 0 | 0
Lateral Hardening-Fuse-60021316 | Lateral Hardening | 13004 | 0 |  | 0 | 0
Lateral Hardening-Fuse-60021320 | Lateral Hardening | 13004 | 0 |  | 0 | 0
Lateral Hardening-Fuse-60021371 | Lateral Hardening | 13004 | 0 |  | 0 | 0
Lateral Hardening-Fuse-60021419 | Lateral Hardening | 13004 | 0 |  | 0 | 0
Lateral Hardening-Fuse-60021534 | Lateral Hardening | 13004 | 2023 |  | 0 | 2023
Lateral Hardening-Fuse-60021600 | Lateral Hardening | 13004 | 0 |  | 0 | 0
Lateral Hardening-Fuse-60021611 | Lateral Hardening | 13004 | 0 |  | 0 | 0
Lateral Hardening-Fuse-60021650 | Lateral Hardening | 13004 | 0 |  | 0 | 0
Lateral Hardening-Fuse-60021666 | Lateral Hardening | 13004 | 0 |  | 0 | 0
Lateral Hardening-Fuse-60021682 | Lateral Hardening | 13004 | 0 |  | 0 | 0
Lateral Hardening-Fuse-60021684 | Lateral Hardening | 13004 | 0 |  | 0 | 0
Lateral Hardening-Fuse-60021763 | Lateral Hardening | 13303 | 0 |  | 0 | 0
Lateral Hardening-Fuse-60021793 | Lateral Hardening | 13303 | 0 |  | 0 | 0
Lateral Hardening-Fuse-60021798 | Lateral Hardening | 13303 | 0 |  | 0 | 0
Lateral Hardening-Fuse-60021877 | Lateral Hardening | 13303 | 2027 |  | 0 | 2027
Lateral Hardening-Fuse-60021886 | Lateral Hardening | 13303 | 0 |  | 0 | 0
Lateral Hardening-Fuse-60021888 | Lateral Hardening | 13303 | 0 |  | 0 | 0
Lateral Hardening-Fuse-60021890 | Lateral Hardening | 13303 | 2027 |  | 0 | 2027
Lateral Hardening-Fuse-60021892 | Lateral Hardening | 13303 | 0 |  | 0 | 0
Lateral Hardening-Fuse-60021903 | Lateral Hardening | 13303 | 0 |  | 0 | 0
Lateral Hardening-Fuse-60021945 | Lateral Hardening | 13303 | 0 |  | 0 | 0
Lateral Hardening-Fuse-60021987 | Lateral Hardening | 13303 | 0 |  | 0 | 0
Lateral Hardening-Fuse-60022435 | Lateral Hardening | 13086 | 0 |  | 0 | 0
Lateral Hardening-Fuse-60022446 | Lateral Hardening | 13086 | 0 |  | 0 | 0
Lateral Hardening-Fuse-60022465 | Lateral Hardening | 13086 | 0 |  | 0 | 0
Lateral Hardening-Fuse-60022541 | Lateral Hardening | 13086 | 0 |  | 0 | 0
Lateral Hardening-Fuse-60022601 | Lateral Hardening | 13086 | 0 |  | 0 | 0
Lateral Hardening-Fuse-60022626 | Lateral Hardening | 13086 | 0 |  | 0 | 0
Lateral Hardening-Fuse-60022680 | Lateral Hardening | 13007 | 0 |  | 0 | 0
Lateral Hardening-Fuse-60022693 | Lateral Hardening | 13007 | 0 |  | 0 | 0
Lateral Hardening-Fuse-60022877 | Lateral Hardening | 13612 | 2023 |  | 0 | 2023
Lateral Hardening-Fuse-60022883 | Lateral Hardening | 13612 | 0 |  | 0 | 0
Lateral Hardening-Fuse-60022966 | Lateral Hardening | 13612 | 0 |  | 0 | 0
Lateral Hardening-Fuse-60023012 | Lateral Hardening | 13612 | 0 |  | 0 | 0
Lateral Hardening-Fuse-60023301 | Lateral Hardening | 13303 | 0 |  | 0 | 0
Lateral Hardening-Fuse-60023505 | Lateral Hardening | 13303 | 2027 |  | 0 | 2027
Lateral Hardening-Fuse-60023512 | Lateral Hardening | 13303 | 0 |  | 0 | 0
Lateral Hardening-Fuse-60023519 | Lateral Hardening | 13303 | 0 |  | 0 | 0
Lateral Hardening-Fuse-60023529 | Lateral Hardening | 13303 | 0 |  | 0 | 0
Lateral Hardening-Fuse-60023630 | Lateral Hardening | 13303 | 0 |  | 0 | 0
Lateral Hardening-Fuse-60023643 | Lateral Hardening | 13303 | 0 |  | 0 | 0
Lateral Hardening-Fuse-60023662 | Lateral Hardening | 13303 | 0 |  | 0 | 0
Lateral Hardening-Fuse-60023677 | Lateral Hardening | 13303 | 0 |  | 0 | 0
Lateral Hardening-Fuse-60023682 | Lateral Hardening | 13303 | 0 |  | 0 | 0
Lateral Hardening-Fuse-60023826 | Lateral Hardening | 13679 | 0 |  | 0 | 0
Lateral Hardening-Fuse-60023887 | Lateral Hardening | 13679 | 2028 |  | 0 | 2028
Lateral Hardening-Fuse-60023993 | Lateral Hardening | 13679 | 0 |  | 0 | 0
Lateral Hardening-Fuse-60023999 | Lateral Hardening | 13679 | 0 |  | 0 | 0
Lateral Hardening-Fuse-60024005 | Lateral Hardening | 13679 | 2028 |  | 0 | 2028
Lateral Hardening-Fuse-60024010 | Lateral Hardening | 13679 | 0 |  | 0 | 0
Lateral Hardening-Fuse-60024022 | Lateral Hardening | 13679 | 2028 |  | 0 | 2028
Lateral Hardening-Fuse-60024043 | Lateral Hardening | 13679 | 0 |  | 0 | 0
Lateral Hardening-Fuse-60024439 | Lateral Hardening | 13303 | 2027 |  | 0 | 2027
Lateral Hardening-Fuse-60024588 | Lateral Hardening | 13303 | 0 |  | 0 | 0
Lateral Hardening-Fuse-60024590 | Lateral Hardening | 13303 | 0 |  | 0 | 0
Lateral Hardening-Fuse-60024604 | Lateral Hardening | 13303 | 0 |  | 0 | 0
Lateral Hardening-Fuse-60024624 | Lateral Hardening | 13303 | 0 |  | 0 | 0
Lateral Hardening-Fuse-60024727 | Lateral Hardening | 13303 | 0 |  | 0 | 0
Lateral Hardening-Fuse-60024752 | Lateral Hardening | 13303 | 0 |  | 0 | 0
Lateral Hardening-Fuse-60024757 | Lateral Hardening | 13303 | 0 |  | 0 | 0
Lateral Hardening-Fuse-60024768 | Lateral Hardening | 13303 | 0 |  | 0 | 0
Lateral Hardening-Fuse-60024810 | Lateral Hardening | 13303 | 0 |  | 0 | 0
Lateral Hardening-Fuse-60024819 | Lateral Hardening | 13303 | 0 |  | 0 | 0
Lateral Hardening-Fuse-60024824 | Lateral Hardening | 13303 | 0 |  | 0 | 0
Lateral Hardening-Fuse-60024852 | Lateral Hardening | 13303 | 0 |  | 0 | 0
Lateral Hardening-Fuse-60024865 | Lateral Hardening | 13303 | 0 |  | 0 | 0
Lateral Hardening-Fuse-60024887 | Lateral Hardening | 13303 | 0 |  | 0 | 0
Lateral Hardening-Fuse-60024888 | Lateral Hardening | 13303 | 0 |  | 0 | 0
Lateral Hardening-Fuse-60024898 | Lateral Hardening | 13303 | 0 |  | 0 | 0
Lateral Hardening-Fuse-60024910 | Lateral Hardening | 13303 | 0 |  | 0 | 0
Lateral Hardening-Fuse-60024926 | Lateral Hardening | 13303 | 0 |  | 0 | 0
Lateral Hardening-Fuse-60025136 | Lateral Hardening | 13303 | 0 |  | 0 | 0
Lateral Hardening-Fuse-60025214 | Lateral Hardening | 13303 | 0 |  | 0 | 0
Lateral Hardening-Fuse-60025215 | Lateral Hardening | 13303 | 2027 |  | 0 | 2027
Lateral Hardening-Fuse-60025313 | Lateral Hardening | 13303 | 2027 |  | 0 | 2027
Lateral Hardening-Fuse-60025454 | Lateral Hardening | 13236 | 0 |  | 0 | 0
Lateral Hardening-Fuse-60025455 | Lateral Hardening | 13236 | 0 |  | 0 | 0
Lateral Hardening-Fuse-60025463 | Lateral Hardening | 13236 | 0 |  | 0 | 0
Lateral Hardening-Fuse-60025467 | Lateral Hardening | 13236 | 0 |  | 0 | 0
Lateral Hardening-Fuse-60025500 | Lateral Hardening | 13236 | 0 |  | 0 | 0
Lateral Hardening-Fuse-60025501 | Lateral Hardening | 13236 | 0 |  | 0 | 0
Lateral Hardening-Fuse-60025506 | Lateral Hardening | 13236 | 0 |  | 0 | 0
Lateral Hardening-Fuse-60025512 | Lateral Hardening | 13648 | 0 |  | 0 | 0
Lateral Hardening-Fuse-60025518 | Lateral Hardening | 13648 | 0 |  | 0 | 0
Lateral Hardening-Fuse-60025521 | Lateral Hardening | 13648 | 0 |  | 0 | 0
Lateral Hardening-Fuse-60025528 | Lateral Hardening | 13236 | 0 |  | 0 | 0
Lateral Hardening-Fuse-60025580 | Lateral Hardening | 13236 | 0 |  | 0 | 0
Lateral Hardening-Fuse-60025586 | Lateral Hardening | 13236 | 0 |  | 0 | 0
Lateral Hardening-Fuse-60025914 | Lateral Hardening | 13303 | 0 |  | 0 | 0
Lateral Hardening-Fuse-60025919 | Lateral Hardening | 13303 | 0 |  | 0 | 0
Lateral Hardening-Fuse-60026580 | Lateral Hardening | 13070 | 0 |  | 0 | 0
Lateral Hardening-Fuse-60026588 | Lateral Hardening | 13070 | 0 |  | 0 | 0
Lateral Hardening-Fuse-60026652 | Lateral Hardening | 13070 | 0 |  | 0 | 0
Lateral Hardening-Fuse-60026684 | Lateral Hardening | 13070 | 0 |  | 0 | 0
Lateral Hardening-Fuse-60026686 | Lateral Hardening | 13070 | 2028 |  | 0 | 2028
Lateral Hardening-Fuse-60026919 | Lateral Hardening | 13303 | 0 |  | 0 | 0
Lateral Hardening-Fuse-60027274 | Lateral Hardening | 13062 | 0 |  | 0 | 0
Lateral Hardening-Fuse-60027317 | Lateral Hardening | 13062 | 0 |  | 0 | 0
Lateral Hardening-Fuse-60027364 | Lateral Hardening | 13062 | 0 |  | 0 | 0
Lateral Hardening-Fuse-60027375 | Lateral Hardening | 13062 | 0 |  | 0 | 0
Lateral Hardening-Fuse-60027459 | Lateral Hardening | 13094 | 0 |  | 0 | 0
Lateral Hardening-Fuse-60027475 | Lateral Hardening | 13094 | 0 |  | 0 | 0
Lateral Hardening-Fuse-60027530 | Lateral Hardening | 13094 | 0 |  | 0 | 0
Lateral Hardening-Fuse-60027553 | Lateral Hardening | 13094 | 0 |  | 0 | 0
Lateral Hardening-Fuse-60027570 | Lateral Hardening | 13094 | 0 |  | 0 | 0
Lateral Hardening-Fuse-60027573 | Lateral Hardening | 13094 | 2023 |  | 0 | 2023
Lateral Hardening-Fuse-60027575 | Lateral Hardening | 13094 | 0 |  | 0 | 0
Lateral Hardening-Fuse-60027583 | Lateral Hardening | 13094 | 0 |  | 0 | 0
Lateral Hardening-Fuse-60027593 | Lateral Hardening | 13094 | 0 |  | 0 | 0
Lateral Hardening-Fuse-60027609 | Lateral Hardening | 13094 | 0 |  | 0 | 0
Lateral Hardening-Fuse-60027615 | Lateral Hardening | 13094 | 0 |  | 0 | 0
Lateral Hardening-Fuse-60027647 | Lateral Hardening | 13094 | 0 |  | 0 | 0
Lateral Hardening-Fuse-60027837 | Lateral Hardening | 13094 | 0 |  | 0 | 0
Lateral Hardening-Fuse-60028431 | Lateral Hardening | 13007 | 0 |  | 0 | 0
Lateral Hardening-Fuse-60028438 | Lateral Hardening | 13007 | 0 |  | 0 | 0
Lateral Hardening-Fuse-60028474 | Lateral Hardening | 13007 | 0 |  | 0 | 0
Lateral Hardening-Fuse-60028557 | Lateral Hardening | 13007 | 0 |  | 0 | 0
Lateral Hardening-Fuse-60028585 | Lateral Hardening | 13007 | 2029 |  | 0 | 2029
Lateral Hardening-Fuse-60028593 | Lateral Hardening | 13007 | 0 |  | 0 | 0
Lateral Hardening-Fuse-60028603 | Lateral Hardening | 13007 | 0 |  | 0 | 0
Lateral Hardening-Fuse-60028650 | Lateral Hardening | 13007 | 2029 |  | 0 | 2029
Lateral Hardening-Fuse-60028695 | Lateral Hardening | 13007 | 0 |  | 0 | 0
Lateral Hardening-Fuse-60028713 | Lateral Hardening | 13007 | 2029 |  | 0 | 2029
Lateral Hardening-Fuse-60028796 | Lateral Hardening | 13007 | 0 |  | 0 | 0
Lateral Hardening-Fuse-60028881 | Lateral Hardening | 13007 | 0 |  | 0 | 0
Lateral Hardening-Fuse-60028885 | Lateral Hardening | 13007 | 0 |  | 0 | 0
Lateral Hardening-Fuse-60028891 | Lateral Hardening | 13007 | 0 |  | 0 | 0
Lateral Hardening-Fuse-60028969 | Lateral Hardening | 13088 | 0 |  | 0 | 0
Lateral Hardening-Fuse-60028980 | Lateral Hardening | 13088 | 0 |  | 0 | 0
Lateral Hardening-Fuse-60028982 | Lateral Hardening | 13088 | 0 |  | 0 | 0
Lateral Hardening-Fuse-60029011 | Lateral Hardening | 13088 | 0 |  | 0 | 0
Lateral Hardening-Fuse-60029058 | Lateral Hardening | 13088 | 2027 |  | 0 | 2027
Lateral Hardening-Fuse-60029080 | Lateral Hardening | 13088 | 0 |  | 0 | 0
Lateral Hardening-Fuse-60029109 | Lateral Hardening | 13088 | 2027 |  | 0 | 2027
Lateral Hardening-Fuse-60029111 | Lateral Hardening | 13088 | 0 |  | 0 | 0
Lateral Hardening-Fuse-60029135 | Lateral Hardening | 13088 | 0 |  | 0 | 0
Lateral Hardening-Fuse-60029159 | Lateral Hardening | 13088 | 0 |  | 0 | 0
Lateral Hardening-Fuse-60029194 | Lateral Hardening | 13088 | 0 |  | 0 | 0
Lateral Hardening-Fuse-60029211 | Lateral Hardening | 13088 | 0 |  | 0 | 0
Lateral Hardening-Fuse-60029440 | Lateral Hardening | 13062 | 0 |  | 0 | 0
Lateral Hardening-Fuse-60029467 | Lateral Hardening | 13062 | 0 |  | 0 | 0
Lateral Hardening-Fuse-60029573 | Lateral Hardening | 13093 | 0 |  | 0 | 0
Lateral Hardening-Fuse-60029575 | Lateral Hardening | 13093 | 0 |  | 0 | 0
Lateral Hardening-Fuse-60029585 | Lateral Hardening | 13093 | 0 |  | 0 | 0
Lateral Hardening-Fuse-60029587 | Lateral Hardening | 13093 | 0 |  | 0 | 0
Lateral Hardening-Fuse-60029613 | Lateral Hardening | 13093 | 0 |  | 0 | 0
Lateral Hardening-Fuse-60029622 | Lateral Hardening | 13093 | 0 |  | 0 | 0
Lateral Hardening-Fuse-60029624 | Lateral Hardening | 13093 | 0 |  | 0 | 0
Lateral Hardening-Fuse-60029634 | Lateral Hardening | 13093 | 0 |  | 0 | 0
Lateral Hardening-Fuse-60029660 | Lateral Hardening | 13093 | 0 |  | 0 | 0
Lateral Hardening-Fuse-60029681 | Lateral Hardening | 13093 | 0 |  | 0 | 0
Lateral Hardening-Fuse-60029683 | Lateral Hardening | 13093 | 2022 |  | 0 | 2022
Lateral Hardening-Fuse-60029704 | Lateral Hardening | 13093 | 0 |  | 0 | 0
Lateral Hardening-Fuse-60029711 | Lateral Hardening | 13093 | 0 |  | 0 | 0
Lateral Hardening-Fuse-60029740 | Lateral Hardening | 13093 | 2022 |  | 0 | 2022
Lateral Hardening-Fuse-60029758 | Lateral Hardening | 13093 | 2022 |  | 0 | 2022
Lateral Hardening-Fuse-60029776 | Lateral Hardening | 13093 | 2022 |  | 0 | 2022
Lateral Hardening-Fuse-60029778 | Lateral Hardening | 13093 | 2022 |  | 0 | 2022
Lateral Hardening-Fuse-60029810 | Lateral Hardening | 13093 | 0 |  | 0 | 0
Lateral Hardening-Fuse-60029812 | Lateral Hardening | 13093 | 0 |  | 0 | 0
Lateral Hardening-Fuse-60029840 | Lateral Hardening | 13093 | 0 |  | 0 | 0
Lateral Hardening-Fuse-60029890 | Lateral Hardening | 13091 | 0 |  | 0 | 0
Lateral Hardening-Fuse-60029897 | Lateral Hardening | 13091 | 0 |  | 0 | 0
Lateral Hardening-Fuse-60029925 | Lateral Hardening | 13091 | 2025 |  | 0 | 2025
Lateral Hardening-Fuse-60031511 | Lateral Hardening | 13093 | 2022 |  | 0 | 2022
Lateral Hardening-Fuse-60031542 | Lateral Hardening | 13093 | 0 |  | 0 | 0
Lateral Hardening-Fuse-60031547 | Lateral Hardening | 13093 | 0 |  | 0 | 0
Lateral Hardening-Fuse-60031553 | Lateral Hardening | 13093 | 0 |  | 0 | 0
Lateral Hardening-Fuse-60031588 | Lateral Hardening | 13093 | 0 |  | 0 | 0
Lateral Hardening-Fuse-60031679 | Lateral Hardening | 13110 | 0 |  | 0 | 0
Lateral Hardening-Fuse-60031780 | Lateral Hardening | 13110 | 0 |  | 0 | 0
Lateral Hardening-Fuse-60031810 | Lateral Hardening | 13613 | 0 |  | 0 | 0
Lateral Hardening-Fuse-60031829 | Lateral Hardening | 13613 | 0 |  | 0 | 0
Lateral Hardening-Fuse-60031834 | Lateral Hardening | 13613 | 0 |  | 0 | 0
Lateral Hardening-Fuse-60031836 | Lateral Hardening | 13613 | 0 |  | 0 | 0
Lateral Hardening-Fuse-60031838 | Lateral Hardening | 13613 | 2025 |  | 0 | 2025
Lateral Hardening-Fuse-60032611 | Lateral Hardening | 13007 | 0 |  | 0 | 0
Lateral Hardening-Fuse-60032618 | Lateral Hardening | 13007 | 0 |  | 0 | 0
Lateral Hardening-Fuse-60032666 | Lateral Hardening | 13007 | 0 |  | 0 | 0
Lateral Hardening-Fuse-60032671 | Lateral Hardening | 13007 | 0 |  | 0 | 0
Lateral Hardening-Fuse-60032734 | Lateral Hardening | 13007 | 0 |  | 0 | 0
Lateral Hardening-Fuse-60032795 | Lateral Hardening | 13007 | 0 |  | 0 | 0
Lateral Hardening-Fuse-60032800 | Lateral Hardening | 13007 | 0 |  | 0 | 0
Lateral Hardening-Fuse-60032880 | Lateral Hardening | 13007 | 0 |  | 0 | 0
Lateral Hardening-Fuse-60032885 | Lateral Hardening | 13007 | 0 |  | 0 | 0
Lateral Hardening-Fuse-60032919 | Lateral Hardening | 13007 | 0 |  | 0 | 0
Lateral Hardening-Fuse-60032977 | Lateral Hardening | 13007 | 0 |  | 0 | 0
Lateral Hardening-Fuse-60032985 | Lateral Hardening | 13007 | 0 |  | 0 | 0
Lateral Hardening-Fuse-60032993 | Lateral Hardening | 13007 | 0 |  | 0 | 0
Lateral Hardening-Fuse-60033211 | Lateral Hardening | 13163 | 2026 |  | 0 | 2026
Lateral Hardening-Fuse-60033355 | Lateral Hardening | 13163 | 0 |  | 0 | 0
Lateral Hardening-Fuse-60033370 | Lateral Hardening | 13163 | 2026 |  | 0 | 2026
Lateral Hardening-Fuse-60033388 | Lateral Hardening | 13163 | 2026 |  | 0 | 2026
Lateral Hardening-Fuse-60033418 | Lateral Hardening | 13163 | 2026 |  | 0 | 2026
Lateral Hardening-Fuse-60033787 | Lateral Hardening | 13110 | 0 |  | 0 | 0
Lateral Hardening-Fuse-60033789 | Lateral Hardening | 13110 | 0 |  | 0 | 0
Lateral Hardening-Fuse-60033830 | Lateral Hardening | 13134 | 0 |  | 0 | 0
Lateral Hardening-Fuse-60033836 | Lateral Hardening | 13134 | 0 |  | 0 | 0
Lateral Hardening-Fuse-60033907 | Lateral Hardening | 13134 | 0 |  | 0 | 0
Lateral Hardening-Fuse-60033908 | Lateral Hardening | 13134 | 0 |  | 0 | 0
Lateral Hardening-Fuse-60033917 | Lateral Hardening | 13134 | 0 |  | 0 | 0
Lateral Hardening-Fuse-60034467 | Lateral Hardening | 13143 | 0 |  | 0 | 0
Lateral Hardening-Fuse-60034470 | Lateral Hardening | 13143 | 0 |  | 0 | 0
Lateral Hardening-Fuse-60034473 | Lateral Hardening | 13143 | 0 |  | 0 | 0
Lateral Hardening-Fuse-60034477 | Lateral Hardening | 13143 | 0 |  | 0 | 0
Lateral Hardening-Fuse-60034479 | Lateral Hardening | 13143 | 0 |  | 0 | 0
Lateral Hardening-Fuse-60035103 | Lateral Hardening | 13007 | 0 |  | 0 | 0
Lateral Hardening-Fuse-60035108 | Lateral Hardening | 13007 | 0 |  | 0 | 0
Lateral Hardening-Fuse-60035298 | Lateral Hardening | 13007 | 0 |  | 0 | 0
Lateral Hardening-Fuse-60035303 | Lateral Hardening | 13007 | 0 |  | 0 | 0
Lateral Hardening-Fuse-60035346 | Lateral Hardening | 13007 | 2029 |  | 0 | 2029
Lateral Hardening-Fuse-60035479 | Lateral Hardening | 13159 | 0 |  | 0 | 0
Lateral Hardening-Fuse-60035481 | Lateral Hardening | 13159 | 0 |  | 0 | 0
Lateral Hardening-Fuse-60035493 | Lateral Hardening | 13159 | 2025 |  | 0 | 2025
Lateral Hardening-Fuse-60035501 | Lateral Hardening | 13159 | 0 |  | 0 | 0
Lateral Hardening-Fuse-60035502 | Lateral Hardening | 13159 | 0 |  | 0 | 0
Lateral Hardening-Fuse-60035503 | Lateral Hardening | 13159 | 0 |  | 0 | 0
Lateral Hardening-Fuse-60035505 | Lateral Hardening | 13159 | 0 |  | 0 | 0
Lateral Hardening-Fuse-60035741 | Lateral Hardening | 13303 | 0 |  | 0 | 0
Lateral Hardening-Fuse-60035810 | Lateral Hardening | 13207 | 0 |  | 0 | 0
Lateral Hardening-Fuse-60035870 | Lateral Hardening | 13390 | 0 |  | 0 | 0
Lateral Hardening-Fuse-60035879 | Lateral Hardening | 13004 | 0 |  | 0 | 0
Lateral Hardening-Fuse-60035903 | Lateral Hardening | 13298 | 0 |  | 0 | 0
Lateral Hardening-Fuse-60035974 | Lateral Hardening | 13023 | 0 |  | 0 | 0
Lateral Hardening-Fuse-60035995 | Lateral Hardening | 13006 | 2022 |  | 0 | 2022
Lateral Hardening-Fuse-60036008 | Lateral Hardening | 13038 | 0 |  | 0 | 0
Lateral Hardening-Fuse-60036093 | Lateral Hardening | 13076 | 2029 |  | 0 | 2029
Lateral Hardening-Fuse-60036198 | Lateral Hardening | 13156 | 0 |  | 0 | 0
Lateral Hardening-Fuse-60036199 | Lateral Hardening | 13156 | 0 |  | 0 | 0
Lateral Hardening-Fuse-60036314 | Lateral Hardening | 13183 | 2023 |  | 0 | 2023
Lateral Hardening-Fuse-60036315 | Lateral Hardening | 13183 | 0 |  | 0 | 0
Lateral Hardening-Fuse-60036344 | Lateral Hardening | 13183 | 2023 |  | 0 | 2023
Lateral Hardening-Fuse-60037170 | Lateral Hardening | 13163 | 0 |  | 0 | 0
Lateral Hardening-Fuse-60037174 | Lateral Hardening | 13163 | 2026 |  | 0 | 2026
Lateral Hardening-Fuse-60037223 | Lateral Hardening | 13163 | 0 |  | 0 | 0
Lateral Hardening-Fuse-60037437 | Lateral Hardening | 13333 | 0 |  | 0 | 0
Lateral Hardening-Fuse-60037448 | Lateral Hardening | 13333 | 0 |  | 0 | 0
Lateral Hardening-Fuse-60037530 | Lateral Hardening | 13333 | 0 |  | 0 | 0
Lateral Hardening-Fuse-60037693 | Lateral Hardening | 13189 | 0 |  | 0 | 0
Lateral Hardening-Fuse-60037717 | Lateral Hardening | 13189 | 0 |  | 0 | 0
Lateral Hardening-Fuse-60037718 | Lateral Hardening | 13189 | 0 |  | 0 | 0
Lateral Hardening-Fuse-60037987 | Lateral Hardening | 13399 | 2021 |  | 0 | 2021
Lateral Hardening-Fuse-60037992 | Lateral Hardening | 13399 | 0 |  | 0 | 0
Lateral Hardening-Fuse-60038004 | Lateral Hardening | 13399 | 0 |  | 0 | 0
Lateral Hardening-Fuse-60038615 | Lateral Hardening | 13039 | 0 |  | 0 | 0
Lateral Hardening-Fuse-60038626 | Lateral Hardening | 13039 | 0 |  | 0 | 0
Lateral Hardening-Fuse-60038633 | Lateral Hardening | 13039 | 0 |  | 0 | 0
Lateral Hardening-Fuse-60038639 | Lateral Hardening | 13039 | 0 |  | 0 | 0
Lateral Hardening-Fuse-60038640 | Lateral Hardening | 13039 | 0 |  | 0 | 0
Lateral Hardening-Fuse-60038642 | Lateral Hardening | 13039 | 0 |  | 0 | 0
Lateral Hardening-Fuse-60038722 | Lateral Hardening | 13490 | 0 |  | 0 | 0
Lateral Hardening-Fuse-60039784 | Lateral Hardening | 13140 | 0 |  | 0 | 0
Lateral Hardening-Fuse-60039884 | Lateral Hardening | 13294 | 0 |  | 0 | 0
Lateral Hardening-Fuse-60039904 | Lateral Hardening | 13373 | 0 |  | 0 | 0
Lateral Hardening-Fuse-60040069 | Lateral Hardening | 13180 | 2029 |  | 0 | 2029
Lateral Hardening-Fuse-60040223 | Lateral Hardening | 14001 | 0 |  | 0 | 0
Lateral Hardening-Fuse-60041755 | Lateral Hardening | 13221 | 0 |  | 0 | 0
Lateral Hardening-Fuse-60041756 | Lateral Hardening | 13221 | 0 |  | 0 | 0
Lateral Hardening-Fuse-60041762 | Lateral Hardening | 13221 | 0 |  | 0 | 0
Lateral Hardening-Fuse-60042278 | Lateral Hardening | 13039 | 0 |  | 0 | 0
Lateral Hardening-Fuse-60042279 | Lateral Hardening | 13039 | 0 |  | 0 | 0
Lateral Hardening-Fuse-60042290 | Lateral Hardening | 13039 | 0 |  | 0 | 0
Lateral Hardening-Fuse-60042489 | Lateral Hardening | 13039 | 0 |  | 0 | 0
Lateral Hardening-Fuse-60042505 | Lateral Hardening | 13039 | 0 |  | 0 | 0
Lateral Hardening-Fuse-60042719 | Lateral Hardening | 13310 | 0 |  | 0 | 0
Lateral Hardening-Fuse-60042726 | Lateral Hardening | 13310 | 0 |  | 0 | 0
Lateral Hardening-Fuse-60042734 | Lateral Hardening | 13310 | 0 |  | 0 | 0
Lateral Hardening-Fuse-60043695 | Lateral Hardening | 13325 | 0 |  | 0 | 0
Lateral Hardening-Fuse-60043762 | Lateral Hardening | 13325 | 0 |  | 0 | 0
Lateral Hardening-Fuse-60043772 | Lateral Hardening | 13325 | 0 |  | 0 | 0
Lateral Hardening-Fuse-60043774 | Lateral Hardening | 13325 | 0 |  | 0 | 0
Lateral Hardening-Fuse-60043973 | Lateral Hardening | 13211 | 0 |  | 0 | 0
Lateral Hardening-Fuse-60043986 | Lateral Hardening | 13211 | 0 |  | 0 | 0
Lateral Hardening-Fuse-60044009 | Lateral Hardening | 13211 | 0 |  | 0 | 0
Lateral Hardening-Fuse-60044017 | Lateral Hardening | 13211 | 0 |  | 0 | 0
Lateral Hardening-Fuse-60044019 | Lateral Hardening | 13211 | 2021 |  | 0 | 2021
Lateral Hardening-Fuse-60044023 | Lateral Hardening | 13211 | 0 |  | 0 | 0
Lateral Hardening-Fuse-60044034 | Lateral Hardening | 13211 | 0 |  | 0 | 0
Lateral Hardening-Fuse-60044047 | Lateral Hardening | 13211 | 0 |  | 0 | 0
Lateral Hardening-Fuse-60044065 | Lateral Hardening | 13211 | 0 |  | 0 | 0
Lateral Hardening-Fuse-60044801 | Lateral Hardening | 13180 | 0 |  | 0 | 0
Lateral Hardening-Fuse-60044927 | Lateral Hardening | 13288 | 2029 |  | 0 | 2029
Lateral Hardening-Fuse-60044940 | Lateral Hardening | 13288 | 0 |  | 0 | 0
Lateral Hardening-Fuse-60044987 | Lateral Hardening | 13288 | 0 |  | 0 | 0
Lateral Hardening-Fuse-60045012 | Lateral Hardening | 13288 | 0 |  | 0 | 0
Lateral Hardening-Fuse-60045457 | Lateral Hardening | 13217 | 0 |  | 0 | 0
Lateral Hardening-Fuse-60046361 | Lateral Hardening | 13310 | 0 |  | 0 | 0
Lateral Hardening-Fuse-60046402 | Lateral Hardening | 13310 | 2024 |  | 0 | 2024
Lateral Hardening-Fuse-60046437 | Lateral Hardening | 13310 | 2024 |  | 0 | 2024
Lateral Hardening-Fuse-60046446 | Lateral Hardening | 13310 | 0 |  | 0 | 0
Lateral Hardening-Fuse-60046464 | Lateral Hardening | 13310 | 2024 |  | 0 | 2024
Lateral Hardening-Fuse-60046508 | Lateral Hardening | 13310 | 0 |  | 0 | 0
Lateral Hardening-Fuse-60046541 | Lateral Hardening | 13310 | 0 |  | 0 | 0
Lateral Hardening-Fuse-60046549 | Lateral Hardening | 13310 | 0 |  | 0 | 0
Lateral Hardening-Fuse-60046557 | Lateral Hardening | 13310 | 0 |  | 0 | 0
Lateral Hardening-Fuse-60046608 | Lateral Hardening | 13310 | 2024 |  | 0 | 2024
Lateral Hardening-Fuse-60046683 | Lateral Hardening | 13448 | 0 |  | 0 | 0
Lateral Hardening-Fuse-60046854 | Lateral Hardening | 13228 | 0 |  | 0 | 0
Lateral Hardening-Fuse-60047114 | Lateral Hardening | 13228 | 0 |  | 0 | 0
Lateral Hardening-Fuse-60047144 | Lateral Hardening | 13228 | 0 |  | 0 | 0
Lateral Hardening-Fuse-60047158 | Lateral Hardening | 13228 | 0 |  | 0 | 0
Lateral Hardening-Fuse-60047164 | Lateral Hardening | 13228 | 0 |  | 0 | 0
Lateral Hardening-Fuse-60047220 | Lateral Hardening | 13228 | 0 |  | 0 | 0
Lateral Hardening-Fuse-60047241 | Lateral Hardening | 13228 | 0 |  | 0 | 0
Lateral Hardening-Fuse-60047246 | Lateral Hardening | 13228 | 0 |  | 0 | 0
Lateral Hardening-Fuse-60047264 | Lateral Hardening | 13228 | 0 |  | 0 | 0
Lateral Hardening-Fuse-60047317 | Lateral Hardening | 13228 | 0 |  | 0 | 0
Lateral Hardening-Fuse-60047463 | Lateral Hardening | 13350 | 2029 |  | 0 | 2029
Lateral Hardening-Fuse-60047741 | Lateral Hardening | 13052 | 0 |  | 0 | 0
Lateral Hardening-Fuse-60047772 | Lateral Hardening | 13052 | 2028 | 2027 | 1 | 2027
Lateral Hardening-Fuse-60048286 | Lateral Hardening | 13591 | 0 |  | 0 | 0
Lateral Hardening-Fuse-60048288 | Lateral Hardening | 13591 | 0 |  | 0 | 0
Lateral Hardening-Fuse-60048290 | Lateral Hardening | 13591 | 0 |  | 0 | 0
Lateral Hardening-Fuse-60048514 | Lateral Hardening | 13405 | 2025 |  | 0 | 2025
Lateral Hardening-Fuse-60048598 | Lateral Hardening | 13621 | 0 |  | 0 | 0
Lateral Hardening-Fuse-60048693 | Lateral Hardening | 13621 | 0 |  | 0 | 0
Lateral Hardening-Fuse-60048694 | Lateral Hardening | 13621 | 0 |  | 0 | 0
Lateral Hardening-Fuse-60048697 | Lateral Hardening | 13621 | 0 |  | 0 | 0
Lateral Hardening-Fuse-60048702 | Lateral Hardening | 13621 | 0 |  | 0 | 0
Lateral Hardening-Fuse-60048705 | Lateral Hardening | 13621 | 0 |  | 0 | 0
Lateral Hardening-Fuse-60048708 | Lateral Hardening | 13621 | 2029 |  | 0 | 2029
Lateral Hardening-Fuse-60048709 | Lateral Hardening | 13621 | 0 |  | 0 | 0
Lateral Hardening-Fuse-60048713 | Lateral Hardening | 13621 | 0 |  | 0 | 0
Lateral Hardening-Fuse-60048723 | Lateral Hardening | 13236 | 0 |  | 0 | 0
Lateral Hardening-Fuse-60048726 | Lateral Hardening | 13648 | 0 |  | 0 | 0
Lateral Hardening-Fuse-60048729 | Lateral Hardening | 13622 | 0 |  | 0 | 0
Lateral Hardening-Fuse-60048797 | Lateral Hardening | 13622 | 0 |  | 0 | 0
Lateral Hardening-Fuse-60048809 | Lateral Hardening | 13622 | 2028 |  | 0 | 2028
Lateral Hardening-Fuse-60048821 | Lateral Hardening | 13622 | 0 |  | 0 | 0
Lateral Hardening-Fuse-60048832 | Lateral Hardening | 13622 | 0 |  | 0 | 0
Lateral Hardening-Fuse-60048848 | Lateral Hardening | 13622 | 0 |  | 0 | 0
Lateral Hardening-Fuse-60048858 | Lateral Hardening | 13622 | 0 |  | 0 | 0
Lateral Hardening-Fuse-60050458 | Lateral Hardening | 13504 | 0 |  | 0 | 0
Lateral Hardening-Fuse-60056895 | Lateral Hardening | 13622 | 0 |  | 0 | 0
Lateral Hardening-Fuse-60056898 | Lateral Hardening | 13622 | 0 |  | 0 | 0
Lateral Hardening-Fuse-60056899 | Lateral Hardening | 13622 | 0 |  | 0 | 0
Lateral Hardening-Fuse-60056915 | Lateral Hardening | 13622 | 0 |  | 0 | 0
Lateral Hardening-Fuse-60056931 | Lateral Hardening | 13622 | 0 |  | 0 | 0
Lateral Hardening-Fuse-60057303 | Lateral Hardening | 13417 | 0 |  | 0 | 0
Lateral Hardening-Fuse-60057615 | Lateral Hardening | 13199 | 0 |  | 0 | 0
Lateral Hardening-Fuse-60057784 | Lateral Hardening | 13071 | 0 |  | 0 | 0
Lateral Hardening-Fuse-60057785 | Lateral Hardening | 13071 | 0 |  | 0 | 0
Lateral Hardening-Fuse-60058518 | Lateral Hardening | 13420 | 0 |  | 0 | 0
Lateral Hardening-Fuse-60058545 | Lateral Hardening | 13279 | 0 |  | 0 | 0
Lateral Hardening-Fuse-60058546 | Lateral Hardening | 13279 | 2027 |  | 0 | 2027
Lateral Hardening-Fuse-60058601 | Lateral Hardening | 13610 | 0 |  | 0 | 0
Lateral Hardening-Fuse-60058603 | Lateral Hardening | 13610 | 0 |  | 0 | 0
Lateral Hardening-Fuse-60058607 | Lateral Hardening | 13610 | 0 |  | 0 | 0
Lateral Hardening-Fuse-60058616 | Lateral Hardening | 13610 | 2029 |  | 0 | 2029
Lateral Hardening-Fuse-60058620 | Lateral Hardening | 13610 | 0 |  | 0 | 0
Lateral Hardening-Fuse-60058624 | Lateral Hardening | 13021 | 0 |  | 0 | 0
Lateral Hardening-Fuse-60058683 | Lateral Hardening | 13021 | 2022 |  | 0 | 2022
Lateral Hardening-Fuse-60058690 | Lateral Hardening | 13021 | 0 |  | 0 | 0
Lateral Hardening-Fuse-60058760 | Lateral Hardening | 13010 | 0 |  | 0 | 0
Lateral Hardening-Fuse-60059223 | Lateral Hardening | 13205 | 0 |  | 0 | 0
Lateral Hardening-Fuse-60059224 | Lateral Hardening | 13205 | 0 |  | 0 | 0
Lateral Hardening-Fuse-60059277 | Lateral Hardening | 13205 | 0 |  | 0 | 0
Lateral Hardening-Fuse-60059279 | Lateral Hardening | 13205 | 0 |  | 0 | 0
Lateral Hardening-Fuse-60059309 | Lateral Hardening | 13205 | 0 |  | 0 | 0
Lateral Hardening-Fuse-60059312 | Lateral Hardening | 13205 | 0 |  | 0 | 0
Lateral Hardening-Fuse-60059324 | Lateral Hardening | 13205 | 0 |  | 0 | 0
Lateral Hardening-Fuse-60059346 | Lateral Hardening | 13205 | 2021 |  | 0 | 2021
Lateral Hardening-Fuse-60059448 | Lateral Hardening | 13026 | 0 |  | 0 | 0
Lateral Hardening-Fuse-60059452 | Lateral Hardening | 13026 | 2022 |  | 0 | 2022
Lateral Hardening-Fuse-60059457 | Lateral Hardening | 13026 | 2022 |  | 0 | 2022
Lateral Hardening-Fuse-60059509 | Lateral Hardening | 13026 | 2022 |  | 0 | 2022
Lateral Hardening-Fuse-60059524 | Lateral Hardening | 13026 | 2022 |  | 0 | 2022
Lateral Hardening-Fuse-60060419 | Lateral Hardening | 13198 | 0 |  | 0 | 0
Lateral Hardening-Fuse-60060541 | Lateral Hardening | 13175 | 0 |  | 0 | 0
Lateral Hardening-Fuse-60060544 | Lateral Hardening | 13175 | 0 |  | 0 | 0
Lateral Hardening-Fuse-60060549 | Lateral Hardening | 13175 | 2028 |  | 0 | 2028
Lateral Hardening-Fuse-60060550 | Lateral Hardening | 13175 | 0 |  | 0 | 0
Lateral Hardening-Fuse-60060554 | Lateral Hardening | 13175 | 2028 |  | 0 | 2028
Lateral Hardening-Fuse-60060564 | Lateral Hardening | 13175 | 2028 |  | 0 | 2028
Lateral Hardening-Fuse-60060568 | Lateral Hardening | 13175 | 2028 |  | 0 | 2028
Lateral Hardening-Fuse-60060570 | Lateral Hardening | 13175 | 0 |  | 0 | 0
Lateral Hardening-Fuse-60060623 | Lateral Hardening | 13175 | 0 |  | 0 | 0
Lateral Hardening-Fuse-60060940 | Lateral Hardening | 13208 | 0 |  | 0 | 0
Lateral Hardening-Fuse-60061742 | Lateral Hardening | 13005 | 0 |  | 0 | 0
Lateral Hardening-Fuse-60061779 | Lateral Hardening | 13668 | 0 |  | 0 | 0
Lateral Hardening-Fuse-60061785 | Lateral Hardening | 13668 | 2027 |  | 0 | 2027
Lateral Hardening-Fuse-60061787 | Lateral Hardening | 13668 | 0 |  | 0 | 0
Lateral Hardening-Fuse-60061791 | Lateral Hardening | 13668 | 0 |  | 0 | 0
Lateral Hardening-Fuse-60061803 | Lateral Hardening | 13668 | 0 |  | 0 | 0
Lateral Hardening-Fuse-60061806 | Lateral Hardening | 13668 | 0 |  | 0 | 0
Lateral Hardening-Fuse-60062649 | Lateral Hardening | 13204 | 0 |  | 0 | 0
Lateral Hardening-Fuse-60062651 | Lateral Hardening | 13204 | 0 |  | 0 | 0
Lateral Hardening-Fuse-60062681 | Lateral Hardening | 13204 | 0 |  | 0 | 0
Lateral Hardening-Fuse-60062686 | Lateral Hardening | 13204 | 2022 |  | 0 | 2022
Lateral Hardening-Fuse-60062698 | Lateral Hardening | 13204 | 0 |  | 0 | 0
Lateral Hardening-Fuse-60062700 | Lateral Hardening | 13204 | 0 |  | 0 | 0
Lateral Hardening-Fuse-60062706 | Lateral Hardening | 13204 | 0 |  | 0 | 0
Lateral Hardening-Fuse-60062709 | Lateral Hardening | 13204 | 0 |  | 0 | 0
Lateral Hardening-Fuse-60062751 | Lateral Hardening | 13418 | 0 |  | 0 | 0
Lateral Hardening-Fuse-60062768 | Lateral Hardening | 13418 | 0 |  | 0 | 0
Lateral Hardening-Fuse-60063258 | Lateral Hardening | 13419 | 0 |  | 0 | 0
Lateral Hardening-Fuse-60063259 | Lateral Hardening | 13419 | 0 |  | 0 | 0
Lateral Hardening-Fuse-60064880 | Lateral Hardening | 13417 | 0 |  | 0 | 0
Lateral Hardening-Fuse-60064883 | Lateral Hardening | 13417 | 0 |  | 0 | 0
Lateral Hardening-Fuse-60064885 | Lateral Hardening | 13417 | 0 |  | 0 | 0
Lateral Hardening-Fuse-60065122 | Lateral Hardening | 13028 | 0 |  | 0 | 0
Lateral Hardening-Fuse-60065132 | Lateral Hardening | 13028 | 0 |  | 0 | 0
Lateral Hardening-Fuse-60065134 | Lateral Hardening | 13028 | 0 |  | 0 | 0
Lateral Hardening-Fuse-60065278 | Lateral Hardening | 13078 | 0 |  | 0 | 0
Lateral Hardening-Fuse-60065282 | Lateral Hardening | 13278 | 0 |  | 0 | 0
Lateral Hardening-Fuse-60065305 | Lateral Hardening | 13278 | 0 |  | 0 | 0
Lateral Hardening-Fuse-60065835 | Lateral Hardening | 13405 | 0 |  | 0 | 0
Lateral Hardening-Fuse-60065886 | Lateral Hardening | 14275 | 0 |  | 0 | 0
Lateral Hardening-Fuse-60065898 | Lateral Hardening | 14275 | 0 |  | 0 | 0
Lateral Hardening-Fuse-60068037 | Lateral Hardening | 13139 | 0 |  | 0 | 0
Lateral Hardening-Fuse-60068039 | Lateral Hardening | 13139 | 0 |  | 0 | 0
Lateral Hardening-Fuse-60068040 | Lateral Hardening | 13139 | 0 |  | 0 | 0
Lateral Hardening-Fuse-60068041 | Lateral Hardening | 13139 | 0 |  | 0 | 0
Lateral Hardening-Fuse-60068042 | Lateral Hardening | 13139 | 0 |  | 0 | 0
Lateral Hardening-Fuse-60068043 | Lateral Hardening | 13139 | 0 |  | 0 | 0
Lateral Hardening-Fuse-60068046 | Lateral Hardening | 13139 | 2027 |  | 0 | 2027
Lateral Hardening-Fuse-60068049 | Lateral Hardening | 13139 | 2027 |  | 0 | 2027
Lateral Hardening-Fuse-60068097 | Lateral Hardening | 13072 | 0 |  | 0 | 0
Lateral Hardening-Fuse-60068869 | Lateral Hardening | 13204 | 2022 |  | 0 | 2022
Lateral Hardening-Fuse-60068910 | Lateral Hardening | 13204 | 0 |  | 0 | 0
Lateral Hardening-Fuse-60068912 | Lateral Hardening | 13204 | 0 |  | 0 | 0
Lateral Hardening-Fuse-60068913 | Lateral Hardening | 13204 | 0 |  | 0 | 0
Lateral Hardening-Fuse-60068917 | Lateral Hardening | 13204 | 0 |  | 0 | 0
Lateral Hardening-Fuse-60068921 | Lateral Hardening | 13204 | 0 |  | 0 | 0
Lateral Hardening-Fuse-60068929 | Lateral Hardening | 13204 | 0 |  | 0 | 0
Lateral Hardening-Fuse-60069040 | Lateral Hardening | 13048 | 2027 |  | 0 | 2027
Lateral Hardening-Fuse-60069066 | Lateral Hardening | 13048 | 2027 |  | 0 | 2027
Lateral Hardening-Fuse-60069069 | Lateral Hardening | 13048 | 0 |  | 0 | 0
Lateral Hardening-Fuse-60069100 | Lateral Hardening | 13906 | 0 |  | 0 | 0
Lateral Hardening-Fuse-60069111 | Lateral Hardening | 13461 | 0 |  | 0 | 0
Lateral Hardening-Fuse-60069121 | Lateral Hardening | 13461 | 0 |  | 0 | 0
Lateral Hardening-Fuse-60069123 | Lateral Hardening | 13461 | 2026 |  | 0 | 2026
Lateral Hardening-Fuse-60069150 | Lateral Hardening | 13057 | 0 |  | 0 | 0
Lateral Hardening-Fuse-60069197 | Lateral Hardening | 13461 | 0 |  | 0 | 0
Lateral Hardening-Fuse-60069782 | Lateral Hardening | 13026 | 0 |  | 0 | 0
Lateral Hardening-Fuse-60069818 | Lateral Hardening | 13051 | 2025 | 2026 | -1 | 2026
Lateral Hardening-Fuse-60069819 | Lateral Hardening | 13051 | 0 |  | 0 | 0
Lateral Hardening-Fuse-60069823 | Lateral Hardening | 13051 | 2025 | 2026 | -1 | 2026
Lateral Hardening-Fuse-60069888 | Lateral Hardening | 13610 | 0 |  | 0 | 0
Lateral Hardening-Fuse-60069893 | Lateral Hardening | 13610 | 0 |  | 0 | 0
Lateral Hardening-Fuse-60069930 | Lateral Hardening | 13610 | 0 |  | 0 | 0
Lateral Hardening-Fuse-60069931 | Lateral Hardening | 13610 | 0 |  | 0 | 0
Lateral Hardening-Fuse-60069964 | Lateral Hardening | 13046 | 0 |  | 0 | 0
Lateral Hardening-Fuse-60069967 | Lateral Hardening | 13046 | 0 |  | 0 | 0
Lateral Hardening-Fuse-60069971 | Lateral Hardening | 13046 | 0 |  | 0 | 0
Lateral Hardening-Fuse-60069977 | Lateral Hardening | 13046 | 0 |  | 0 | 0
Lateral Hardening-Fuse-60069989 | Lateral Hardening | 13046 | 2025 |  | 0 | 2025
Lateral Hardening-Fuse-60069992 | Lateral Hardening | 13046 | 0 |  | 0 | 0
Lateral Hardening-Fuse-60069998 | Lateral Hardening | 13046 | 0 |  | 0 | 0
Lateral Hardening-Fuse-60070000 | Lateral Hardening | 13046 | 0 |  | 0 | 0
Lateral Hardening-Fuse-60070002 | Lateral Hardening | 13046 | 0 |  | 0 | 0
Lateral Hardening-Fuse-60070006 | Lateral Hardening | 13046 | 0 |  | 0 | 0
Lateral Hardening-Fuse-60070015 | Lateral Hardening | 13046 | 0 |  | 0 | 0
Lateral Hardening-Fuse-60070085 | Lateral Hardening | 13046 | 0 |  | 0 | 0
Lateral Hardening-Fuse-60070087 | Lateral Hardening | 13046 | 0 |  | 0 | 0
Lateral Hardening-Fuse-60070111 | Lateral Hardening | 13112 | 0 |  | 0 | 0
Lateral Hardening-Fuse-60070155 | Lateral Hardening | 13061 | 0 |  | 0 | 0
Lateral Hardening-Fuse-60070195 | Lateral Hardening | 13061 | 0 |  | 0 | 0
Lateral Hardening-Fuse-60070196 | Lateral Hardening | 13061 | 0 |  | 0 | 0
Lateral Hardening-Fuse-60070204 | Lateral Hardening | 13061 | 0 |  | 0 | 0
Lateral Hardening-Fuse-60070205 | Lateral Hardening | 13061 | 0 |  | 0 | 0
Lateral Hardening-Fuse-60070529 | Lateral Hardening | 13657 | 0 |  | 0 | 0
Lateral Hardening-Fuse-60070535 | Lateral Hardening | 13657 | 2024 |  | 0 | 2024
Lateral Hardening-Fuse-60070539 | Lateral Hardening | 13657 | 0 |  | 0 | 0
Lateral Hardening-Fuse-60071028 | Lateral Hardening | 13077 | 0 |  | 0 | 0
Lateral Hardening-Fuse-60071030 | Lateral Hardening | 13077 | 0 |  | 0 | 0
Lateral Hardening-Fuse-60071031 | Lateral Hardening | 13077 | 0 |  | 0 | 0
Lateral Hardening-Fuse-60071032 | Lateral Hardening | 13077 | 0 |  | 0 | 0
Lateral Hardening-Fuse-60071034 | Lateral Hardening | 13077 | 0 |  | 0 | 0
Lateral Hardening-Fuse-60071035 | Lateral Hardening | 13077 | 0 |  | 0 | 0
Lateral Hardening-Fuse-60071434 | Lateral Hardening | 13417 | 0 |  | 0 | 0
Lateral Hardening-Fuse-60072274 | Lateral Hardening | 13079 | 0 |  | 0 | 0
Lateral Hardening-Fuse-60072540 | Lateral Hardening | 13053 | 0 |  | 0 | 0
Lateral Hardening-Fuse-60072541 | Lateral Hardening | 13053 | 0 |  | 0 | 0
Lateral Hardening-Fuse-60072551 | Lateral Hardening | 13053 | 2025 |  | 0 | 2025
Lateral Hardening-Fuse-60072578 | Lateral Hardening | 13053 | 0 |  | 0 | 0
Lateral Hardening-Fuse-60072651 | Lateral Hardening | 13111 | 0 |  | 0 | 0
Lateral Hardening-Fuse-60072656 | Lateral Hardening | 13111 | 0 |  | 0 | 0
Lateral Hardening-Fuse-60072734 | Lateral Hardening | 13111 | 0 |  | 0 | 0
Lateral Hardening-Fuse-60072741 | Lateral Hardening | 13111 | 0 |  | 0 | 0
Lateral Hardening-Fuse-60072743 | Lateral Hardening | 13111 | 0 |  | 0 | 0
Lateral Hardening-Fuse-60072751 | Lateral Hardening | 13111 | 2021 |  | 0 | 2021
Lateral Hardening-Fuse-60072753 | Lateral Hardening | 13111 | 0 |  | 0 | 0
Lateral Hardening-Fuse-60072754 | Lateral Hardening | 13111 | 0 |  | 0 | 0
Lateral Hardening-Fuse-60072755 | Lateral Hardening | 13111 | 0 |  | 0 | 0
Lateral Hardening-Fuse-60072757 | Lateral Hardening | 13111 | 0 |  | 0 | 0
Lateral Hardening-Fuse-60072764 | Lateral Hardening | 13111 | 0 |  | 0 | 0
Lateral Hardening-Fuse-60072765 | Lateral Hardening | 13111 | 0 |  | 0 | 0
Lateral Hardening-Fuse-60072766 | Lateral Hardening | 13111 | 0 |  | 0 | 0
Lateral Hardening-Fuse-60072768 | Lateral Hardening | 13111 | 0 |  | 0 | 0
Lateral Hardening-Fuse-60072887 | Lateral Hardening | 13786 | 0 |  | 0 | 0
Lateral Hardening-Fuse-60072913 | Lateral Hardening | 13063 | 0 |  | 0 | 0
Lateral Hardening-Fuse-60073786 | Lateral Hardening | 13082 | 0 |  | 0 | 0
Lateral Hardening-Fuse-60073788 | Lateral Hardening | 13082 | 2029 |  | 0 | 2029
Lateral Hardening-Fuse-60073790 | Lateral Hardening | 13082 | 2029 |  | 0 | 2029
Lateral Hardening-Fuse-60073796 | Lateral Hardening | 13082 | 0 |  | 0 | 0
Lateral Hardening-Fuse-60073800 | Lateral Hardening | 13082 | 0 |  | 0 | 0
Lateral Hardening-Fuse-60073802 | Lateral Hardening | 13082 | 0 |  | 0 | 0
Lateral Hardening-Fuse-60073803 | Lateral Hardening | 13082 | 0 |  | 0 | 0
Lateral Hardening-Fuse-60073804 | Lateral Hardening | 13082 | 0 |  | 0 | 0
Lateral Hardening-Fuse-60073811 | Lateral Hardening | 13082 | 0 |  | 0 | 0
Lateral Hardening-Fuse-60073813 | Lateral Hardening | 13082 | 0 |  | 0 | 0
Lateral Hardening-Fuse-60073820 | Lateral Hardening | 13082 | 0 |  | 0 | 0
Lateral Hardening-Fuse-60074523 | Lateral Hardening | 13051 | 2025 | 2026 | -1 | 2026
Lateral Hardening-Fuse-60074888 | Lateral Hardening | 13668 | 0 |  | 0 | 0
Lateral Hardening-Fuse-60075639 | Lateral Hardening | 13077 | 0 |  | 0 | 0
Lateral Hardening-Fuse-60075640 | Lateral Hardening | 13077 | 0 |  | 0 | 0
Lateral Hardening-Fuse-60075666 | Lateral Hardening | 13122 | 0 |  | 0 | 0
Lateral Hardening-Fuse-60075873 | Lateral Hardening | 13122 | 0 |  | 0 | 0
Lateral Hardening-Fuse-60075908 | Lateral Hardening | 13122 | 0 |  | 0 | 0
Lateral Hardening-Fuse-60076345 | Lateral Hardening | 13661 | 0 |  | 0 | 0
Lateral Hardening-Fuse-60076375 | Lateral Hardening | 13036 | 2026 |  | 0 | 2026
Lateral Hardening-Fuse-60076425 | Lateral Hardening | 13164 | 0 |  | 0 | 0
Lateral Hardening-Fuse-60076446 | Lateral Hardening | 13036 | 0 |  | 0 | 0
Lateral Hardening-Fuse-60076447 | Lateral Hardening | 13036 | 0 |  | 0 | 0
Lateral Hardening-Fuse-60076448 | Lateral Hardening | 13036 | 0 |  | 0 | 0
Lateral Hardening-Fuse-60076449 | Lateral Hardening | 13036 | 0 |  | 0 | 0
Lateral Hardening-Fuse-60076821 | Lateral Hardening | 13121 | 0 |  | 0 | 0
Lateral Hardening-Fuse-60076834 | Lateral Hardening | 13121 | 0 |  | 0 | 0
Lateral Hardening-Fuse-60076894 | Lateral Hardening | 13121 | 0 |  | 0 | 0
Lateral Hardening-Fuse-60076896 | Lateral Hardening | 13121 | 0 |  | 0 | 0
Lateral Hardening-Fuse-60076917 | Lateral Hardening | 13121 | 0 |  | 0 | 0
Lateral Hardening-Fuse-60076924 | Lateral Hardening | 13121 | 0 |  | 0 | 0
Lateral Hardening-Fuse-60077605 | Lateral Hardening | 13079 | 2022 |  | 0 | 2022
Lateral Hardening-Fuse-60077624 | Lateral Hardening | 13079 | 2022 |  | 0 | 2022
Lateral Hardening-Fuse-60077860 | Lateral Hardening | 13153 | 2028 |  | 0 | 2028
Lateral Hardening-Fuse-60077871 | Lateral Hardening | 13153 | 0 |  | 0 | 0
Lateral Hardening-Fuse-60077875 | Lateral Hardening | 13153 | 0 |  | 0 | 0
Lateral Hardening-Fuse-60077876 | Lateral Hardening | 13153 | 0 |  | 0 | 0
Lateral Hardening-Fuse-60077878 | Lateral Hardening | 13153 | 0 |  | 0 | 0
Lateral Hardening-Fuse-60077880 | Lateral Hardening | 13153 | 0 |  | 0 | 0
Lateral Hardening-Fuse-60077881 | Lateral Hardening | 13153 | 0 |  | 0 | 0
Lateral Hardening-Fuse-60077882 | Lateral Hardening | 13443 | 2022 |  | 0 | 2022
Lateral Hardening-Fuse-60077885 | Lateral Hardening | 13443 | 0 |  | 0 | 0
Lateral Hardening-Fuse-60077887 | Lateral Hardening | 13443 | 0 |  | 0 | 0
Lateral Hardening-Fuse-60077889 | Lateral Hardening | 13443 | 0 |  | 0 | 0
Lateral Hardening-Fuse-60077890 | Lateral Hardening | 13443 | 2022 |  | 0 | 2022
Lateral Hardening-Fuse-60077891 | Lateral Hardening | 13443 | 2022 |  | 0 | 2022
Lateral Hardening-Fuse-60077909 | Lateral Hardening | 13443 | 0 |  | 0 | 0
Lateral Hardening-Fuse-60077910 | Lateral Hardening | 13443 | 0 |  | 0 | 0
Lateral Hardening-Fuse-60077911 | Lateral Hardening | 13443 | 0 |  | 0 | 0
Lateral Hardening-Fuse-60077913 | Lateral Hardening | 13153 | 0 |  | 0 | 0
Lateral Hardening-Fuse-60077914 | Lateral Hardening | 13153 | 0 |  | 0 | 0
Lateral Hardening-Fuse-60077915 | Lateral Hardening | 13153 | 0 |  | 0 | 0
Lateral Hardening-Fuse-60077916 | Lateral Hardening | 13153 | 0 |  | 0 | 0
Lateral Hardening-Fuse-60077918 | Lateral Hardening | 13153 | 0 |  | 0 | 0
Lateral Hardening-Fuse-60077922 | Lateral Hardening | 13153 | 0 |  | 0 | 0
Lateral Hardening-Fuse-60077924 | Lateral Hardening | 13153 | 0 |  | 0 | 0
Lateral Hardening-Fuse-60077926 | Lateral Hardening | 13153 | 0 |  | 0 | 0
Lateral Hardening-Fuse-60077927 | Lateral Hardening | 13153 | 0 |  | 0 | 0
Lateral Hardening-Fuse-60077931 | Lateral Hardening | 13153 | 2028 |  | 0 | 2028
Lateral Hardening-Fuse-60079238 | Lateral Hardening | 13138 | 0 |  | 0 | 0
Lateral Hardening-Fuse-60079253 | Lateral Hardening | 13138 | 0 |  | 0 | 0
Lateral Hardening-Fuse-60079254 | Lateral Hardening | 13138 | 2022 |  | 0 | 2022
Lateral Hardening-Fuse-60079330 | Lateral Hardening | 13136 | 0 |  | 0 | 0
Lateral Hardening-Fuse-60079353 | Lateral Hardening | 13138 | 0 |  | 0 | 0
Lateral Hardening-Fuse-60079455 | Lateral Hardening | 13483 | 2023 |  | 0 | 2023
Lateral Hardening-Fuse-60080443 | Lateral Hardening | 14000 | 0 |  | 0 | 0
Lateral Hardening-Fuse-60080446 | Lateral Hardening | 14000 | 2024 |  | 0 | 2024
Lateral Hardening-Fuse-60080581 | Lateral Hardening | 14000 | 0 |  | 0 | 0
Lateral Hardening-Fuse-60080856 | Lateral Hardening | 13207 | 0 |  | 0 | 0
Lateral Hardening-Fuse-60080883 | Lateral Hardening | 13449 | 0 |  | 0 | 0
Lateral Hardening-Fuse-60080932 | Lateral Hardening | 13122 | 0 |  | 0 | 0
Lateral Hardening-Fuse-60081129 | Lateral Hardening | 13045 | 0 |  | 0 | 0
Lateral Hardening-Fuse-60081130 | Lateral Hardening | 13045 | 0 |  | 0 | 0
Lateral Hardening-Fuse-60081134 | Lateral Hardening | 13045 | 2025 |  | 0 | 2025
Lateral Hardening-Fuse-60081135 | Lateral Hardening | 13045 | 0 |  | 0 | 0
Lateral Hardening-Fuse-60081239 | Lateral Hardening | 13082 | 0 |  | 0 | 0
Lateral Hardening-Fuse-60081240 | Lateral Hardening | 13082 | 2029 |  | 0 | 2029
Lateral Hardening-Fuse-60081242 | Lateral Hardening | 13082 | 0 |  | 0 | 0
Lateral Hardening-Fuse-60081246 | Lateral Hardening | 13082 | 0 |  | 0 | 0
Lateral Hardening-Fuse-60081251 | Lateral Hardening | 13082 | 0 |  | 0 | 0
Lateral Hardening-Fuse-60081630 | Lateral Hardening | 13418 | 0 |  | 0 | 0
Lateral Hardening-Fuse-60081632 | Lateral Hardening | 13418 | 0 |  | 0 | 0
Lateral Hardening-Fuse-60081634 | Lateral Hardening | 13418 | 0 |  | 0 | 0
Lateral Hardening-Fuse-60081636 | Lateral Hardening | 13418 | 0 |  | 0 | 0
Lateral Hardening-Fuse-60081638 | Lateral Hardening | 13418 | 0 |  | 0 | 0
Lateral Hardening-Fuse-60081644 | Lateral Hardening | 13418 | 0 |  | 0 | 0
Lateral Hardening-Fuse-60081646 | Lateral Hardening | 13418 | 0 |  | 0 | 0
Lateral Hardening-Fuse-60081648 | Lateral Hardening | 13418 | 0 |  | 0 | 0
Lateral Hardening-Fuse-60081658 | Lateral Hardening | 13418 | 0 |  | 0 | 0
Lateral Hardening-Fuse-60081660 | Lateral Hardening | 13418 | 2021 |  | 0 | 2021
Lateral Hardening-Fuse-60081662 | Lateral Hardening | 13418 | 0 |  | 0 | 0
Lateral Hardening-Fuse-60081731 | Lateral Hardening | 13358 | 2025 |  | 0 | 2025
Lateral Hardening-Fuse-60081732 | Lateral Hardening | 13358 | 0 |  | 0 | 0
Lateral Hardening-Fuse-60081751 | Lateral Hardening | 13035 | 0 |  | 0 | 0
Lateral Hardening-Fuse-60082088 | Lateral Hardening | 13447 | 0 |  | 0 | 0
Lateral Hardening-Fuse-60082906 | Lateral Hardening | 13091 | 0 |  | 0 | 0
Lateral Hardening-Fuse-60082917 | Lateral Hardening | 13091 | 0 |  | 0 | 0
Lateral Hardening-Fuse-60082932 | Lateral Hardening | 13091 | 0 |  | 0 | 0
Lateral Hardening-Fuse-60083264 | Lateral Hardening | 13123 | 0 |  | 0 | 0
Lateral Hardening-Fuse-60084307 | Lateral Hardening | 13786 | 0 |  | 0 | 0
Lateral Hardening-Fuse-60084363 | Lateral Hardening | 13422 | 2024 |  | 0 | 2024
Lateral Hardening-Fuse-60084380 | Lateral Hardening | 13422 | 0 |  | 0 | 0
Lateral Hardening-Fuse-60084391 | Lateral Hardening | 13080 | 0 |  | 0 | 0
Lateral Hardening-Fuse-60084392 | Lateral Hardening | 13080 | 2026 |  | 0 | 2026
Lateral Hardening-Fuse-60084637 | Lateral Hardening | 13059 | 2024 |  | 0 | 2024
Lateral Hardening-Fuse-60087041 | Lateral Hardening | 13079 | 0 |  | 0 | 0
Lateral Hardening-Fuse-60087052 | Lateral Hardening | 13359 | 2029 |  | 0 | 2029
Lateral Hardening-Fuse-60087053 | Lateral Hardening | 13359 | 0 |  | 0 | 0
Lateral Hardening-Fuse-60087285 | Lateral Hardening | 13359 | 2029 |  | 0 | 2029
Lateral Hardening-Fuse-60087359 | Lateral Hardening | 13164 | 0 |  | 0 | 0
Lateral Hardening-Fuse-60087488 | Lateral Hardening | 13036 | 2026 |  | 0 | 2026
Lateral Hardening-Fuse-60088175 | Lateral Hardening | 13139 | 2027 |  | 0 | 2027
Lateral Hardening-Fuse-60088181 | Lateral Hardening | 13139 | 0 |  | 0 | 0
Lateral Hardening-Fuse-60088182 | Lateral Hardening | 13139 | 0 |  | 0 | 0
Lateral Hardening-Fuse-60088184 | Lateral Hardening | 13139 | 0 |  | 0 | 0
Lateral Hardening-Fuse-60088186 | Lateral Hardening | 13139 | 2027 |  | 0 | 2027
Lateral Hardening-Fuse-60088199 | Lateral Hardening | 13139 | 2027 |  | 0 | 2027
Lateral Hardening-Fuse-60088200 | Lateral Hardening | 13139 | 2027 |  | 0 | 2027
Lateral Hardening-Fuse-60088410 | Lateral Hardening | 13073 | 0 |  | 0 | 0
Lateral Hardening-Fuse-60088566 | Lateral Hardening | 13510 | 0 |  | 0 | 0
Lateral Hardening-Fuse-60088567 | Lateral Hardening | 13510 | 2024 |  | 0 | 2024
Lateral Hardening-Fuse-60088568 | Lateral Hardening | 13510 | 0 |  | 0 | 0
Lateral Hardening-Fuse-60089041 | Lateral Hardening | 13219 | 2028 |  | 0 | 2028
Lateral Hardening-Fuse-60090174 | Lateral Hardening | 13162 | 0 |  | 0 | 0
Lateral Hardening-Fuse-60090178 | Lateral Hardening | 13162 | 0 |  | 0 | 0
Lateral Hardening-Fuse-60090179 | Lateral Hardening | 13162 | 0 |  | 0 | 0
Lateral Hardening-Fuse-60090214 | Lateral Hardening | 13162 | 0 |  | 0 | 0
Lateral Hardening-Fuse-60090589 | Lateral Hardening | 13492 | 0 |  | 0 | 0
Lateral Hardening-Fuse-60092324 | Lateral Hardening | 13021 | 0 |  | 0 | 0
Lateral Hardening-Fuse-60093415 | Lateral Hardening | 13520 | 0 |  | 0 | 0
Lateral Hardening-Fuse-60094069 | Lateral Hardening | 13533 | 2024 |  | 0 | 2024
Lateral Hardening-Fuse-60094815 | Lateral Hardening | 13491 | 0 |  | 0 | 0
Lateral Hardening-Fuse-60094909 | Lateral Hardening | 13531 | 0 |  | 0 | 0
Lateral Hardening-Fuse-60094912 | Lateral Hardening | 13531 | 0 |  | 0 | 0
Lateral Hardening-Fuse-60094921 | Lateral Hardening | 13531 | 0 |  | 0 | 0
Lateral Hardening-Fuse-60096423 | Lateral Hardening | 13739 | 0 |  | 0 | 0
Lateral Hardening-Fuse-60096424 | Lateral Hardening | 13739 | 0 |  | 0 | 0
Lateral Hardening-Fuse-60096425 | Lateral Hardening | 13739 | 2028 |  | 0 | 2028
Lateral Hardening-Fuse-60096583 | Lateral Hardening | 13059 | 0 |  | 0 | 0
Lateral Hardening-Fuse-60097512 | Lateral Hardening | 13139 | 0 |  | 0 | 0
Lateral Hardening-Fuse-60099090 | Lateral Hardening | 13453 | 0 |  | 0 | 0
Lateral Hardening-Fuse-60099092 | Lateral Hardening | 13453 | 0 |  | 0 | 0
Lateral Hardening-Fuse-60100181 | Lateral Hardening | 13531 | 0 |  | 0 | 0
Lateral Hardening-Fuse-60100195 | Lateral Hardening | 13531 | 0 |  | 0 | 0
Lateral Hardening-Fuse-60101193 | Lateral Hardening | 13635 | 0 |  | 0 | 0
Lateral Hardening-Fuse-60102109 | Lateral Hardening | 13670 | 0 |  | 0 | 0
Lateral Hardening-Fuse-60102577 | Lateral Hardening | 13677 | 0 |  | 0 | 0
Lateral Hardening-Fuse-60102708 | Lateral Hardening | 13043 | 0 |  | 0 | 0
Lateral Hardening-Fuse-60102897 | Lateral Hardening | 13043 | 0 |  | 0 | 0
Lateral Hardening-Fuse-60104155 | Lateral Hardening | 13303 | 0 |  | 0 | 0
Lateral Hardening-Fuse-60104318 | Lateral Hardening | 13334 | 0 |  | 0 | 0
Lateral Hardening-Fuse-60104319 | Lateral Hardening | 13334 | 0 |  | 0 | 0
Lateral Hardening-Fuse-60104320 | Lateral Hardening | 13334 | 0 |  | 0 | 0
Lateral Hardening-Fuse-60104322 | Lateral Hardening | 13334 | 0 |  | 0 | 0
Lateral Hardening-Fuse-60104332 | Lateral Hardening | 13079 | 0 |  | 0 | 0
Lateral Hardening-Fuse-60104341 | Lateral Hardening | 13334 | 2024 |  | 0 | 2024
Lateral Hardening-Fuse-60104344 | Lateral Hardening | 13079 | 2022 |  | 0 | 2022
Lateral Hardening-Fuse-60104598 | Lateral Hardening | 13740 | 0 |  | 0 | 0
Lateral Hardening-Fuse-60104601 | Lateral Hardening | 13740 | 0 |  | 0 | 0
Lateral Hardening-Fuse-60104604 | Lateral Hardening | 13740 | 2025 |  | 0 | 2025
Lateral Hardening-Fuse-60105297 | Lateral Hardening | 13030 | 2028 |  | 0 | 2028
Lateral Hardening-Fuse-60105301 | Lateral Hardening | 13030 | 0 |  | 0 | 0
Lateral Hardening-Fuse-60105304 | Lateral Hardening | 13030 | 0 |  | 0 | 0
Lateral Hardening-Fuse-60105311 | Lateral Hardening | 13030 | 0 |  | 0 | 0
Lateral Hardening-Fuse-60105320 | Lateral Hardening | 13030 | 0 |  | 0 | 0
Lateral Hardening-Fuse-60105323 | Lateral Hardening | 13030 | 0 |  | 0 | 0
Lateral Hardening-Fuse-60105326 | Lateral Hardening | 13473 | 2021 |  | 0 | 2021
Lateral Hardening-Fuse-60105327 | Lateral Hardening | 13473 | 0 |  | 0 | 0
Lateral Hardening-Fuse-60105331 | Lateral Hardening | 13473 | 0 |  | 0 | 0
Lateral Hardening-Fuse-60105333 | Lateral Hardening | 13030 | 0 |  | 0 | 0
Lateral Hardening-Fuse-60105334 | Lateral Hardening | 13030 | 0 |  | 0 | 0
Lateral Hardening-Fuse-60105335 | Lateral Hardening | 13030 | 0 |  | 0 | 0
Lateral Hardening-Fuse-60105502 | Lateral Hardening | 13030 | 0 |  | 0 | 0
Lateral Hardening-Fuse-60105504 | Lateral Hardening | 13030 | 0 |  | 0 | 0
Lateral Hardening-Fuse-60105505 | Lateral Hardening | 13030 | 0 |  | 0 | 0
Lateral Hardening-Fuse-60105510 | Lateral Hardening | 13030 | 0 |  | 0 | 0
Lateral Hardening-Fuse-60105572 | Lateral Hardening | 13030 | 0 |  | 0 | 0
Lateral Hardening-Fuse-60105573 | Lateral Hardening | 13030 | 0 |  | 0 | 0
Lateral Hardening-Fuse-60105923 | Lateral Hardening | 13753 | 0 |  | 0 | 0
Lateral Hardening-Fuse-60105982 | Lateral Hardening | 13586 | 0 |  | 0 | 0
Lateral Hardening-Fuse-60106849 | Lateral Hardening | 13672 | 2021 |  | 0 | 2021
Lateral Hardening-Fuse-60107060 | Lateral Hardening | 13672 | 0 |  | 0 | 0
Lateral Hardening-Fuse-60107076 | Lateral Hardening | 13669 | 2022 |  | 0 | 2022
Lateral Hardening-Fuse-60107288 | Lateral Hardening | 13737 | 0 |  | 0 | 0
Lateral Hardening-Fuse-60107459 | Lateral Hardening | 13491 | 0 |  | 0 | 0
Lateral Hardening-Fuse-60108272 | Lateral Hardening | 13895 | 0 |  | 0 | 0
Lateral Hardening-Fuse-60108553 | Lateral Hardening | 13600 | 0 |  | 0 | 0
Lateral Hardening-Fuse-60109620 | Lateral Hardening | 13511 | 0 |  | 0 | 0
Lateral Hardening-Fuse-60110399 | Lateral Hardening | 13738 | 0 |  | 0 | 0
Lateral Hardening-Fuse-60110680 | Lateral Hardening | 13750 | 2024 | 2022 | 2 | 2022
Lateral Hardening-Fuse-60110867 | Lateral Hardening | 13512 | 0 |  | 0 | 0
Lateral Hardening-Fuse-60110868 | Lateral Hardening | 13512 | 0 |  | 0 | 0
Lateral Hardening-Fuse-60111391 | Lateral Hardening | 13748 | 2028 |  | 0 | 2028
Lateral Hardening-Fuse-60111392 | Lateral Hardening | 13748 | 0 |  | 0 | 0
Lateral Hardening-Fuse-60112131 | Lateral Hardening | 13030 | 0 |  | 0 | 0
Lateral Hardening-Fuse-60112133 | Lateral Hardening | 13473 | 0 |  | 0 | 0
Lateral Hardening-Fuse-60114848 | Lateral Hardening | 13600 | 2029 |  | 0 | 2029
Lateral Hardening-Fuse-60114850 | Lateral Hardening | 13600 | 0 |  | 0 | 0
Lateral Hardening-Fuse-60114852 | Lateral Hardening | 13600 | 0 |  | 0 | 0
Lateral Hardening-Fuse-60114854 | Lateral Hardening | 13600 | 0 |  | 0 | 0
Lateral Hardening-Fuse-60114858 | Lateral Hardening | 13600 | 0 |  | 0 | 0
Lateral Hardening-Fuse-60114860 | Lateral Hardening | 13600 | 0 |  | 0 | 0
Lateral Hardening-Fuse-60114864 | Lateral Hardening | 13600 | 0 |  | 0 | 0
Lateral Hardening-Fuse-60114871 | Lateral Hardening | 13600 | 0 |  | 0 | 0
Lateral Hardening-Fuse-60114876 | Lateral Hardening | 13600 | 0 |  | 0 | 0
Lateral Hardening-Fuse-60114878 | Lateral Hardening | 13600 | 0 |  | 0 | 0
Lateral Hardening-Fuse-60114880 | Lateral Hardening | 13600 | 0 |  | 0 | 0
Lateral Hardening-Fuse-60114882 | Lateral Hardening | 13600 | 0 |  | 0 | 0
Lateral Hardening-Fuse-60117196 | Lateral Hardening | 13089 | 0 |  | 0 | 0
Lateral Hardening-Fuse-60117209 | Lateral Hardening | 13089 | 2024 |  | 0 | 2024
Lateral Hardening-Fuse-60117210 | Lateral Hardening | 13089 | 0 |  | 0 | 0
Lateral Hardening-Fuse-60117212 | Lateral Hardening | 13089 | 0 |  | 0 | 0
Lateral Hardening-Fuse-60117216 | Lateral Hardening | 13089 | 0 |  | 0 | 0
Lateral Hardening-Fuse-60117218 | Lateral Hardening | 13089 | 2024 |  | 0 | 2024
Lateral Hardening-Fuse-60117220 | Lateral Hardening | 13089 | 0 |  | 0 | 0
Lateral Hardening-Fuse-60117374 | Lateral Hardening | 13089 | 0 |  | 0 | 0
Lateral Hardening-Fuse-60117377 | Lateral Hardening | 13101 | 0 |  | 0 | 0
Lateral Hardening-Fuse-60117378 | Lateral Hardening | 13101 | 2023 |  | 0 | 2023
Lateral Hardening-Fuse-60117404 | Lateral Hardening | 13101 | 0 |  | 0 | 0
Lateral Hardening-Fuse-60117757 | Lateral Hardening | 13749 | 0 |  | 0 | 0
Lateral Hardening-Fuse-60117810 | Lateral Hardening | 13750 | 0 |  | 0 | 0
Lateral Hardening-Fuse-60117811 | Lateral Hardening | 13750 | 0 |  | 0 | 0
Lateral Hardening-Fuse-60117888 | Lateral Hardening | 13750 | 0 |  | 0 | 0
Lateral Hardening-Fuse-60117949 | Lateral Hardening | 13750 | 0 |  | 0 | 0
Lateral Hardening-Fuse-60117950 | Lateral Hardening | 13750 | 0 |  | 0 | 0
Lateral Hardening-Fuse-60118006 | Lateral Hardening | 13102 | 0 |  | 0 | 0
Lateral Hardening-Fuse-60118007 | Lateral Hardening | 13102 | 0 |  | 0 | 0
Lateral Hardening-Fuse-60118012 | Lateral Hardening | 13102 | 0 |  | 0 | 0
Lateral Hardening-Fuse-60118366 | Lateral Hardening | 13096 | 0 |  | 0 | 0
Lateral Hardening-Fuse-60118967 | Lateral Hardening | 13097 | 0 |  | 0 | 0
Lateral Hardening-Fuse-60118975 | Lateral Hardening | 13103 | 2024 |  | 0 | 2024
Lateral Hardening-Fuse-60119800 | Lateral Hardening | 13104 | 0 |  | 0 | 0
Lateral Hardening-Fuse-60119818 | Lateral Hardening | 13104 | 0 |  | 0 | 0
Lateral Hardening-Fuse-60120310 | Lateral Hardening | 13185 | 0 |  | 0 | 0
Lateral Hardening-Fuse-60120336 | Lateral Hardening | 13185 | 0 |  | 0 | 0
Lateral Hardening-Fuse-60120357 | Lateral Hardening | 13185 | 0 |  | 0 | 0
Lateral Hardening-Fuse-60120359 | Lateral Hardening | 13185 | 0 |  | 0 | 0
Lateral Hardening-Fuse-60120514 | Lateral Hardening | 13185 | 2029 |  | 0 | 2029
Lateral Hardening-Fuse-60120858 | Lateral Hardening | 13178 | 2029 |  | 0 | 2029
Lateral Hardening-Fuse-60121134 | Lateral Hardening | 13546 | 0 |  | 0 | 0
Lateral Hardening-Fuse-60121140 | Lateral Hardening | 13546 | 0 |  | 0 | 0
Lateral Hardening-Fuse-60121691 | Lateral Hardening | 13870 | 0 |  | 0 | 0
Lateral Hardening-Fuse-60121754 | Lateral Hardening | 13223 | 0 |  | 0 | 0
Lateral Hardening-Fuse-60122737 | Lateral Hardening | 13103 | 0 |  | 0 | 0
Lateral Hardening-Fuse-60123284 | Lateral Hardening | 13678 | 0 |  | 0 | 0
Lateral Hardening-Fuse-60123652 | Lateral Hardening | 13102 | 0 |  | 0 | 0
Lateral Hardening-Fuse-60123654 | Lateral Hardening | 13102 | 2022 |  | 0 | 2022
Lateral Hardening-Fuse-60123656 | Lateral Hardening | 13102 | 2022 |  | 0 | 2022
Lateral Hardening-Fuse-60123660 | Lateral Hardening | 13102 | 2022 |  | 0 | 2022
Lateral Hardening-Fuse-60123663 | Lateral Hardening | 13102 | 0 |  | 0 | 0
Lateral Hardening-Fuse-60123665 | Lateral Hardening | 13102 | 0 |  | 0 | 0
Lateral Hardening-Fuse-60123673 | Lateral Hardening | 13102 | 0 |  | 0 | 0
Lateral Hardening-Fuse-60123687 | Lateral Hardening | 13102 | 0 |  | 0 | 0
Lateral Hardening-Fuse-60123707 | Lateral Hardening | 13186 | 0 |  | 0 | 0
Lateral Hardening-Fuse-60123787 | Lateral Hardening | 13866 | 0 |  | 0 | 0
Lateral Hardening-Fuse-60123810 | Lateral Hardening | 13186 | 0 |  | 0 | 0
Lateral Hardening-Fuse-60123822 | Lateral Hardening | 13224 | 0 |  | 0 | 0
Lateral Hardening-Fuse-60123823 | Lateral Hardening | 13224 | 2025 |  | 0 | 2025
Lateral Hardening-Fuse-60123864 | Lateral Hardening | 13866 | 0 |  | 0 | 0
Lateral Hardening-Fuse-60123872 | Lateral Hardening | 13224 | 0 |  | 0 | 0
Lateral Hardening-Fuse-60123880 | Lateral Hardening | 13224 | 0 |  | 0 | 0
Lateral Hardening-Fuse-60123882 | Lateral Hardening | 13224 | 2025 |  | 0 | 2025
Lateral Hardening-Fuse-60123933 | Lateral Hardening | 13591 | 0 |  | 0 | 0
Lateral Hardening-Fuse-60124027 | Lateral Hardening | 13218 | 2029 |  | 0 | 2029
Lateral Hardening-Fuse-60124029 | Lateral Hardening | 13218 | 0 |  | 0 | 0
Lateral Hardening-Fuse-60124031 | Lateral Hardening | 13218 | 0 |  | 0 | 0
Lateral Hardening-Fuse-60124033 | Lateral Hardening | 13218 | 0 |  | 0 | 0
Lateral Hardening-Fuse-60124035 | Lateral Hardening | 13218 | 0 |  | 0 | 0
Lateral Hardening-Fuse-60124037 | Lateral Hardening | 13218 | 0 |  | 0 | 0
Lateral Hardening-Fuse-60124039 | Lateral Hardening | 13218 | 0 |  | 0 | 0
Lateral Hardening-Fuse-60124041 | Lateral Hardening | 13218 | 0 |  | 0 | 0
Lateral Hardening-Fuse-60124043 | Lateral Hardening | 13218 | 0 |  | 0 | 0
Lateral Hardening-Fuse-60124047 | Lateral Hardening | 13218 | 0 |  | 0 | 0
Lateral Hardening-Fuse-60124049 | Lateral Hardening | 13218 | 0 |  | 0 | 0
Lateral Hardening-Fuse-60124051 | Lateral Hardening | 13218 | 0 |  | 0 | 0
Lateral Hardening-Fuse-60124053 | Lateral Hardening | 13218 | 0 |  | 0 | 0
Lateral Hardening-Fuse-60124055 | Lateral Hardening | 13218 | 0 |  | 0 | 0
Lateral Hardening-Fuse-60124057 | Lateral Hardening | 13218 | 0 |  | 0 | 0
Lateral Hardening-Fuse-60124060 | Lateral Hardening | 13218 | 0 |  | 0 | 0
Lateral Hardening-Fuse-60124061 | Lateral Hardening | 13218 | 0 |  | 0 | 0
Lateral Hardening-Fuse-60124064 | Lateral Hardening | 13218 | 0 |  | 0 | 0
Lateral Hardening-Fuse-60124480 | Lateral Hardening | 13825 | 2023 |  | 0 | 2023
Lateral Hardening-Fuse-60124532 | Lateral Hardening | 13825 | 0 |  | 0 | 0
Lateral Hardening-Fuse-60124534 | Lateral Hardening | 13825 | 0 |  | 0 | 0
Lateral Hardening-Fuse-60124537 | Lateral Hardening | 13825 | 0 |  | 0 | 0
Lateral Hardening-Fuse-60124981 | Lateral Hardening | 13400 | 0 |  | 0 | 0
Lateral Hardening-Fuse-60125239 | Lateral Hardening | 13097 | 0 |  | 0 | 0
Lateral Hardening-Fuse-60125242 | Lateral Hardening | 13097 | 0 |  | 0 | 0
Lateral Hardening-Fuse-60125259 | Lateral Hardening | 13099 | 0 |  | 0 | 0
Lateral Hardening-Fuse-60125260 | Lateral Hardening | 13099 | 2022 |  | 0 | 2022
Lateral Hardening-Fuse-60125364 | Lateral Hardening | 13099 | 0 |  | 0 | 0
Lateral Hardening-Fuse-60125388 | Lateral Hardening | 13099 | 2022 |  | 0 | 2022
Lateral Hardening-Fuse-60125410 | Lateral Hardening | 13099 | 0 |  | 0 | 0
Lateral Hardening-Fuse-60125422 | Lateral Hardening | 13099 | 0 |  | 0 | 0
Lateral Hardening-Fuse-60125643 | Lateral Hardening | 14030 | 2023 |  | 0 | 2023
Lateral Hardening-Fuse-60125990 | Lateral Hardening | 13099 | 0 |  | 0 | 0
Lateral Hardening-Fuse-60126782 | Lateral Hardening | 13187 | 0 |  | 0 | 0
Lateral Hardening-Fuse-60127426 | Lateral Hardening | 13352 | 0 |  | 0 | 0
Lateral Hardening-Fuse-60127652 | Lateral Hardening | 13547 | 0 |  | 0 | 0
Lateral Hardening-Fuse-60127680 | Lateral Hardening | 13826 | 2023 |  | 0 | 2023
Lateral Hardening-Fuse-60128345 | Lateral Hardening | 13468 | 0 |  | 0 | 0
Lateral Hardening-Fuse-60128351 | Lateral Hardening | 13468 | 2022 |  | 0 | 2022
Lateral Hardening-Fuse-60128356 | Lateral Hardening | 13468 | 2022 |  | 0 | 2022
Lateral Hardening-Fuse-60128357 | Lateral Hardening | 13468 | 0 |  | 0 | 0
Lateral Hardening-Fuse-60128360 | Lateral Hardening | 13468 | 0 |  | 0 | 0
Lateral Hardening-Fuse-60128361 | Lateral Hardening | 13468 | 0 |  | 0 | 0
Lateral Hardening-Fuse-60128362 | Lateral Hardening | 13468 | 2022 |  | 0 | 2022
Lateral Hardening-Fuse-60128368 | Lateral Hardening | 13468 | 0 |  | 0 | 0
Lateral Hardening-Fuse-60128376 | Lateral Hardening | 13468 | 0 |  | 0 | 0
Lateral Hardening-Fuse-60128378 | Lateral Hardening | 13468 | 2022 |  | 0 | 2022
Lateral Hardening-Fuse-60128381 | Lateral Hardening | 13468 | 0 |  | 0 | 0
Lateral Hardening-Fuse-60128387 | Lateral Hardening | 13468 | 0 |  | 0 | 0
Lateral Hardening-Fuse-60128478 | Lateral Hardening | 13468 | 0 |  | 0 | 0
Lateral Hardening-Fuse-60128814 | Lateral Hardening | 13592 | 0 |  | 0 | 0
Lateral Hardening-Fuse-60128815 | Lateral Hardening | 13592 | 0 |  | 0 | 0
Lateral Hardening-Fuse-60129011 | Lateral Hardening | 13839 | 0 |  | 0 | 0
Lateral Hardening-Fuse-60129536 | Lateral Hardening | 13830 | 0 |  | 0 | 0
Lateral Hardening-Fuse-60129604 | Lateral Hardening | 13946 | 0 |  | 0 | 0
Lateral Hardening-Fuse-60129633 | Lateral Hardening | 13935 | 0 |  | 0 | 0
Lateral Hardening-Fuse-60129634 | Lateral Hardening | 13935 | 0 |  | 0 | 0
Lateral Hardening-Fuse-60129635 | Lateral Hardening | 13935 | 0 |  | 0 | 0
Lateral Hardening-Fuse-60129637 | Lateral Hardening | 13935 | 0 |  | 0 | 0
Lateral Hardening-Fuse-60129638 | Lateral Hardening | 13935 | 0 |  | 0 | 0
Lateral Hardening-Fuse-60129639 | Lateral Hardening | 13935 | 0 |  | 0 | 0
Lateral Hardening-Fuse-60129642 | Lateral Hardening | 13837 | 0 |  | 0 | 0
Lateral Hardening-Fuse-60129647 | Lateral Hardening | 13837 | 0 |  | 0 | 0
Lateral Hardening-Fuse-60129674 | Lateral Hardening | 13130 | 0 |  | 0 | 0
Lateral Hardening-Fuse-60129752 | Lateral Hardening | 13837 | 0 |  | 0 | 0
Lateral Hardening-Fuse-60129753 | Lateral Hardening | 13837 | 0 |  | 0 | 0
Lateral Hardening-Fuse-60129790 | Lateral Hardening | 13130 | 0 |  | 0 | 0
Lateral Hardening-Fuse-60129899 | Lateral Hardening | 13094 | 0 |  | 0 | 0
Lateral Hardening-Fuse-60130047 | Lateral Hardening | 13939 | 0 |  | 0 | 0
Lateral Hardening-Fuse-60130098 | Lateral Hardening | 13219 | 0 |  | 0 | 0
Lateral Hardening-Fuse-60130117 | Lateral Hardening | 13219 | 0 |  | 0 | 0
Lateral Hardening-Fuse-60130323 | Lateral Hardening | 14071 | 2028 |  | 0 | 2028
Lateral Hardening-Fuse-60130327 | Lateral Hardening | 13096 | 0 |  | 0 | 0
Lateral Hardening-Fuse-60130841 | Lateral Hardening | 13024 | 0 |  | 0 | 0
Lateral Hardening-Fuse-60130882 | Lateral Hardening | 13064 | 0 |  | 0 | 0
Lateral Hardening-Fuse-60130949 | Lateral Hardening | 13022 | 2026 |  | 0 | 2026
Lateral Hardening-Fuse-60130950 | Lateral Hardening | 13022 | 0 |  | 0 | 0
Lateral Hardening-Fuse-60130951 | Lateral Hardening | 13022 | 0 |  | 0 | 0
Lateral Hardening-Fuse-60130955 | Lateral Hardening | 13022 | 0 |  | 0 | 0
Lateral Hardening-Fuse-60130956 | Lateral Hardening | 13022 | 0 |  | 0 | 0
Lateral Hardening-Fuse-60130957 | Lateral Hardening | 13022 | 0 |  | 0 | 0
Lateral Hardening-Fuse-60130958 | Lateral Hardening | 13022 | 0 |  | 0 | 0
Lateral Hardening-Fuse-60130959 | Lateral Hardening | 13022 | 0 |  | 0 | 0
Lateral Hardening-Fuse-60130960 | Lateral Hardening | 13022 | 0 |  | 0 | 0
Lateral Hardening-Fuse-60130964 | Lateral Hardening | 13022 | 0 |  | 0 | 0
Lateral Hardening-Fuse-60131018 | Lateral Hardening | 13035 | 0 |  | 0 | 0
Lateral Hardening-Fuse-60131023 | Lateral Hardening | 13067 | 0 |  | 0 | 0
Lateral Hardening-Fuse-60131041 | Lateral Hardening | 13102 | 0 |  | 0 | 0
Lateral Hardening-Fuse-60131096 | Lateral Hardening | 13420 | 2023 |  | 0 | 2023
Lateral Hardening-Fuse-60131098 | Lateral Hardening | 13420 | 2023 |  | 0 | 2023
Lateral Hardening-Fuse-60131167 | Lateral Hardening | 13030 | 0 |  | 0 | 0
Lateral Hardening-Fuse-60131176 | Lateral Hardening | 13030 | 0 |  | 0 | 0
Lateral Hardening-Fuse-60131178 | Lateral Hardening | 13030 | 0 |  | 0 | 0
Lateral Hardening-Fuse-60131251 | Lateral Hardening | 13722 | 0 |  | 0 | 0
Lateral Hardening-Fuse-60131252 | Lateral Hardening | 13722 | 0 |  | 0 | 0
Lateral Hardening-Fuse-60131257 | Lateral Hardening | 13723 | 0 |  | 0 | 0
Lateral Hardening-Fuse-60131389 | Lateral Hardening | 14030 | 2023 |  | 0 | 2023
Lateral Hardening-Fuse-60131429 | Lateral Hardening | 13835 | 2022 |  | 0 | 2022
Lateral Hardening-Fuse-60131430 | Lateral Hardening | 13835 | 0 |  | 0 | 0
Lateral Hardening-Fuse-60131458 | Lateral Hardening | 13828 | 0 |  | 0 | 0
Lateral Hardening-Fuse-60131463 | Lateral Hardening | 13828 | 0 |  | 0 | 0
Lateral Hardening-Fuse-60131612 | Lateral Hardening | 13828 | 0 |  | 0 | 0
Lateral Hardening-Fuse-60131627 | Lateral Hardening | 13836 | 0 |  | 0 | 0
Lateral Hardening-Fuse-60131630 | Lateral Hardening | 13836 | 0 |  | 0 | 0
Lateral Hardening-Fuse-60131640 | Lateral Hardening | 13836 | 0 |  | 0 | 0
Lateral Hardening-Fuse-60132671 | Lateral Hardening | 13469 | 0 |  | 0 | 0
Lateral Hardening-Fuse-60133487 | Lateral Hardening | 13172 | 0 |  | 0 | 0
Lateral Hardening-Fuse-60133559 | Lateral Hardening | 13836 | 0 |  | 0 | 0
Lateral Hardening-Fuse-60133611 | Lateral Hardening | 13826 | 0 |  | 0 | 0
Lateral Hardening-Fuse-60133620 | Lateral Hardening | 13826 | 0 |  | 0 | 0
Lateral Hardening-Fuse-60133693 | Lateral Hardening | 13172 | 0 |  | 0 | 0
Lateral Hardening-Fuse-60133698 | Lateral Hardening | 13836 | 2021 |  | 0 | 2021
Lateral Hardening-Fuse-60133701 | Lateral Hardening | 13836 | 0 |  | 0 | 0
Lateral Hardening-Fuse-60133702 | Lateral Hardening | 13836 | 0 |  | 0 | 0
Lateral Hardening-Fuse-60133703 | Lateral Hardening | 13836 | 0 |  | 0 | 0
Lateral Hardening-Fuse-60133704 | Lateral Hardening | 13836 | 2021 |  | 0 | 2021
Lateral Hardening-Fuse-60133705 | Lateral Hardening | 13836 | 0 |  | 0 | 0
Lateral Hardening-Fuse-60133706 | Lateral Hardening | 13836 | 0 |  | 0 | 0
Lateral Hardening-Fuse-60133814 | Lateral Hardening | 13836 | 0 |  | 0 | 0
Lateral Hardening-Fuse-60134133 | Lateral Hardening | 13164 | 0 |  | 0 | 0
Lateral Hardening-Fuse-60134271 | Lateral Hardening | 13772 | 0 |  | 0 | 0
Lateral Hardening-Fuse-60134343 | Lateral Hardening | 13572 | 0 |  | 0 | 0
Lateral Hardening-Fuse-60135226 | Lateral Hardening | 13837 | 0 |  | 0 | 0
Lateral Hardening-Fuse-60135425 | Lateral Hardening | 13827 | 0 |  | 0 | 0
Lateral Hardening-Fuse-60135439 | Lateral Hardening | 13838 | 2026 |  | 0 | 2026
Lateral Hardening-Fuse-60136454 | Lateral Hardening | 13832 | 0 |  | 0 | 0
Lateral Hardening-Fuse-60136455 | Lateral Hardening | 13832 | 0 |  | 0 | 0
Lateral Hardening-Fuse-60136456 | Lateral Hardening | 13832 | 0 |  | 0 | 0
Lateral Hardening-Fuse-60136544 | Lateral Hardening | 13832 | 0 |  | 0 | 0
Lateral Hardening-Fuse-60136588 | Lateral Hardening | 13128 | 0 |  | 0 | 0
Lateral Hardening-Fuse-60136950 | Lateral Hardening | 13326 | 0 |  | 0 | 0
Lateral Hardening-Fuse-60139184 | Lateral Hardening | 13865 | 0 |  | 0 | 0
Lateral Hardening-Fuse-60139973 | Lateral Hardening | 13225 | 2021 |  | 0 | 2021
Lateral Hardening-Fuse-60140011 | Lateral Hardening | 14116 | 2021 |  | 0 | 2021
Lateral Hardening-Fuse-60140195 | Lateral Hardening | 13546 | 0 |  | 0 | 0
Lateral Hardening-Fuse-60140423 | Lateral Hardening | 13454 | 2021 |  | 0 | 2021
Lateral Hardening-Fuse-60140445 | Lateral Hardening | 14114 | 0 |  | 0 | 0
Lateral Hardening-Fuse-60141070 | Lateral Hardening | 13948 | 0 |  | 0 | 0
Lateral Hardening-Fuse-60141110 | Lateral Hardening | 13434 | 0 |  | 0 | 0
Lateral Hardening-Fuse-60141115 | Lateral Hardening | 13434 | 0 |  | 0 | 0
Lateral Hardening-Fuse-60141164 | Lateral Hardening | 13434 | 0 |  | 0 | 0
Lateral Hardening-Fuse-60141222 | Lateral Hardening | 13458 | 0 |  | 0 | 0
Lateral Hardening-Fuse-60141367 | Lateral Hardening | 13460 | 2024 |  | 0 | 2024
Lateral Hardening-Fuse-60142151 | Lateral Hardening | 13213 | 0 |  | 0 | 0
Lateral Hardening-Fuse-60142815 | Lateral Hardening | 13798 | 2027 | 2029 | -2 | 2029
Lateral Hardening-Fuse-60142845 | Lateral Hardening | 13102 | 0 |  | 0 | 0
Lateral Hardening-Fuse-60143196 | Lateral Hardening | 13934 | 0 |  | 0 | 0
Lateral Hardening-Fuse-60143389 | Lateral Hardening | 13512 | 0 |  | 0 | 0
Lateral Hardening-Fuse-60143950 | Lateral Hardening | 13839 | 0 |  | 0 | 0
Lateral Hardening-Fuse-60144143 | Lateral Hardening | 13939 | 0 |  | 0 | 0
Lateral Hardening-Fuse-60144160 | Lateral Hardening | 13939 | 0 |  | 0 | 0
Lateral Hardening-Fuse-60144161 | Lateral Hardening | 13939 | 0 |  | 0 | 0
Lateral Hardening-Fuse-60144162 | Lateral Hardening | 13939 | 0 |  | 0 | 0
Lateral Hardening-Fuse-60144163 | Lateral Hardening | 13939 | 0 |  | 0 | 0
Lateral Hardening-Fuse-60144164 | Lateral Hardening | 13939 | 2021 |  | 0 | 2021
Lateral Hardening-Fuse-60144172 | Lateral Hardening | 13939 | 2021 |  | 0 | 2021
Lateral Hardening-Fuse-60144173 | Lateral Hardening | 13939 | 0 |  | 0 | 0
Lateral Hardening-Fuse-60144176 | Lateral Hardening | 13939 | 0 |  | 0 | 0
Lateral Hardening-Fuse-60144177 | Lateral Hardening | 13939 | 0 |  | 0 | 0
Lateral Hardening-Fuse-60144204 | Lateral Hardening | 13176 | 0 |  | 0 | 0
Lateral Hardening-Fuse-60144205 | Lateral Hardening | 13176 | 0 |  | 0 | 0
Lateral Hardening-Fuse-60144246 | Lateral Hardening | 13155 | 2029 |  | 0 | 2029
Lateral Hardening-Fuse-60144458 | Lateral Hardening | 13167 | 2029 |  | 0 | 2029
Lateral Hardening-Fuse-60144460 | Lateral Hardening | 13167 | 0 |  | 0 | 0
Lateral Hardening-Fuse-60145852 | Lateral Hardening | 13294 | 0 |  | 0 | 0
Lateral Hardening-Fuse-60145853 | Lateral Hardening | 13294 | 0 |  | 0 | 0
Lateral Hardening-Fuse-60145854 | Lateral Hardening | 13294 | 0 |  | 0 | 0
Lateral Hardening-Fuse-60145858 | Lateral Hardening | 13373 | 0 |  | 0 | 0
Lateral Hardening-Fuse-60145926 | Lateral Hardening | 13236 | 0 |  | 0 | 0
Lateral Hardening-Fuse-60145938 | Lateral Hardening | 13102 | 0 |  | 0 | 0
Lateral Hardening-Fuse-60146694 | Lateral Hardening | 13326 | 0 |  | 0 | 0
Lateral Hardening-Fuse-60146703 | Lateral Hardening | 13326 | 0 |  | 0 | 0
Lateral Hardening-Fuse-60146704 | Lateral Hardening | 13326 | 0 |  | 0 | 0
Lateral Hardening-Fuse-60146751 | Lateral Hardening | 13436 | 2023 | 2025 | -2 | 2025
Lateral Hardening-Fuse-60146769 | Lateral Hardening | 13436 | 0 |  | 0 | 0
Lateral Hardening-Fuse-60146776 | Lateral Hardening | 13436 | 0 |  | 0 | 0
Lateral Hardening-Fuse-60146777 | Lateral Hardening | 13436 | 0 |  | 0 | 0
Lateral Hardening-Fuse-60146802 | Lateral Hardening | 13436 | 0 |  | 0 | 0
Lateral Hardening-Fuse-60146803 | Lateral Hardening | 13436 | 0 |  | 0 | 0
Lateral Hardening-Fuse-60146805 | Lateral Hardening | 13436 | 0 |  | 0 | 0
Lateral Hardening-Fuse-60146810 | Lateral Hardening | 13436 | 0 |  | 0 | 0
Lateral Hardening-Fuse-60146811 | Lateral Hardening | 13436 | 0 |  | 0 | 0
Lateral Hardening-Fuse-60146812 | Lateral Hardening | 13436 | 0 |  | 0 | 0
Lateral Hardening-Fuse-60146814 | Lateral Hardening | 13436 | 0 |  | 0 | 0
Lateral Hardening-Fuse-60147040 | Lateral Hardening | 13436 | 0 |  | 0 | 0
Lateral Hardening-Fuse-60148118 | Lateral Hardening | 14099 | 0 |  | 0 | 0
Lateral Hardening-Fuse-60148773 | Lateral Hardening | 13461 | 0 |  | 0 | 0
Lateral Hardening-Fuse-60148775 | Lateral Hardening | 13461 | 0 |  | 0 | 0
Lateral Hardening-Fuse-60148776 | Lateral Hardening | 13461 | 0 |  | 0 | 0
Lateral Hardening-Fuse-60148791 | Lateral Hardening | 14041 | 0 |  | 0 | 0
Lateral Hardening-Fuse-60149257 | Lateral Hardening | 13034 | 0 |  | 0 | 0
Lateral Hardening-Fuse-60149261 | Lateral Hardening | 13034 | 0 |  | 0 | 0
Lateral Hardening-Fuse-60149265 | Lateral Hardening | 13034 | 0 |  | 0 | 0
Lateral Hardening-Fuse-60149284 | Lateral Hardening | 13034 | 0 |  | 0 | 0
Lateral Hardening-Fuse-60149583 | Lateral Hardening | 13426 | 0 |  | 0 | 0
Lateral Hardening-Fuse-60150711 | Lateral Hardening | 13630 | 0 |  | 0 | 0
Lateral Hardening-Fuse-60150803 | Lateral Hardening | 14011 | 0 |  | 0 | 0
Lateral Hardening-Fuse-60150863 | Lateral Hardening | 13828 | 0 |  | 0 | 0
Lateral Hardening-Fuse-60151021 | Lateral Hardening | 13747 | 0 |  | 0 | 0
Lateral Hardening-Fuse-60151023 | Lateral Hardening | 13747 | 0 |  | 0 | 0
Lateral Hardening-Fuse-60152489 | Lateral Hardening | 13691 | 0 |  | 0 | 0
Lateral Hardening-Fuse-60154550 | Lateral Hardening | 13117 | 0 |  | 0 | 0
Lateral Hardening-Fuse-60154843 | Lateral Hardening | 13162 | 2022 |  | 0 | 2022
Lateral Hardening-Fuse-60154854 | Lateral Hardening | 13089 | 0 |  | 0 | 0
Lateral Hardening-Fuse-60154855 | Lateral Hardening | 13089 | 0 |  | 0 | 0
Lateral Hardening-Fuse-60155072 | Lateral Hardening | 13115 | 0 |  | 0 | 0
Lateral Hardening-Fuse-60155374 | Lateral Hardening | 13418 | 0 |  | 0 | 0
Lateral Hardening-Fuse-60155388 | Lateral Hardening | 13213 | 0 |  | 0 | 0
Lateral Hardening-Fuse-60156965 | Lateral Hardening | 13118 | 0 |  | 0 | 0
Lateral Hardening-Fuse-60157083 | Lateral Hardening | 14115 | 0 |  | 0 | 0
Lateral Hardening-Fuse-60157736 | Lateral Hardening | 13911 | 2022 |  | 0 | 2022
Lateral Hardening-Fuse-60157737 | Lateral Hardening | 13911 | 2022 |  | 0 | 2022
Lateral Hardening-Fuse-60157746 | Lateral Hardening | 13911 | 0 |  | 0 | 0
Lateral Hardening-Fuse-60158788 | Lateral Hardening | 14110 | 0 |  | 0 | 0
Lateral Hardening-Fuse-60160330 | Lateral Hardening | 14123 | 0 |  | 0 | 0
Lateral Hardening-Fuse-60160732 | Lateral Hardening | 13450 | 0 |  | 0 | 0
Lateral Hardening-Fuse-60161034 | Lateral Hardening | 13910 | 0 |  | 0 | 0
Lateral Hardening-Fuse-60161429 | Lateral Hardening | 13297 | 0 |  | 0 | 0
Lateral Hardening-Fuse-60161436 | Lateral Hardening | 13297 | 0 |  | 0 | 0
Lateral Hardening-Fuse-60161437 | Lateral Hardening | 13297 | 0 |  | 0 | 0
Lateral Hardening-Fuse-60161443 | Lateral Hardening | 13297 | 2021 |  | 0 | 2021
Lateral Hardening-Fuse-60161474 | Lateral Hardening | 13297 | 0 |  | 0 | 0
Lateral Hardening-Fuse-60162440 | Lateral Hardening | 13373 | 0 |  | 0 | 0
Lateral Hardening-Fuse-60162663 | Lateral Hardening | 13964 | 0 |  | 0 | 0
Lateral Hardening-Fuse-60162874 | Lateral Hardening | 13443 | 0 |  | 0 | 0
Lateral Hardening-Fuse-60163288 | Lateral Hardening | 13786 | 2024 |  | 0 | 2024
Lateral Hardening-Fuse-60163290 | Lateral Hardening | 13786 | 2024 |  | 0 | 2024
Lateral Hardening-Fuse-60163299 | Lateral Hardening | 13786 | 0 |  | 0 | 0
Lateral Hardening-Fuse-60163300 | Lateral Hardening | 13786 | 2024 |  | 0 | 2024
Lateral Hardening-Fuse-60163301 | Lateral Hardening | 13786 | 0 |  | 0 | 0
Lateral Hardening-Fuse-60163302 | Lateral Hardening | 13786 | 0 |  | 0 | 0
Lateral Hardening-Fuse-60163325 | Lateral Hardening | 13298 | 2029 |  | 0 | 2029
Lateral Hardening-Fuse-60163369 | Lateral Hardening | 13963 | 0 |  | 0 | 0
Lateral Hardening-Fuse-60163569 | Lateral Hardening | 13585 | 0 |  | 0 | 0
Lateral Hardening-Fuse-60163616 | Lateral Hardening | 13471 | 0 |  | 0 | 0
Lateral Hardening-Fuse-60163631 | Lateral Hardening | 13471 | 0 |  | 0 | 0
Lateral Hardening-Fuse-60164838 | Lateral Hardening | 13371 | 2026 |  | 0 | 2026
Lateral Hardening-Fuse-60164901 | Lateral Hardening | 13105 | 2021 |  | 0 | 2021
Lateral Hardening-Fuse-60165035 | Lateral Hardening | 13105 | 0 |  | 0 | 0
Lateral Hardening-Fuse-60165069 | Lateral Hardening | 13105 | 0 |  | 0 | 0
Lateral Hardening-Fuse-60165355 | Lateral Hardening | 13756 | 2021 |  | 0 | 2021
Lateral Hardening-Fuse-60165357 | Lateral Hardening | 13756 | 2021 |  | 0 | 2021
Lateral Hardening-Fuse-60165361 | Lateral Hardening | 13756 | 0 |  | 0 | 0
Lateral Hardening-Fuse-60165397 | Lateral Hardening | 13696 | 0 |  | 0 | 0
Lateral Hardening-Fuse-60165401 | Lateral Hardening | 13696 | 0 |  | 0 | 0
Lateral Hardening-Fuse-60165416 | Lateral Hardening | 13699 | 2021 |  | 0 | 2021
Lateral Hardening-Fuse-60165438 | Lateral Hardening | 13699 | 0 |  | 0 | 0
Lateral Hardening-Fuse-60165929 | Lateral Hardening | 13309 | 0 |  | 0 | 0
Lateral Hardening-Fuse-60166027 | Lateral Hardening | 13471 | 0 |  | 0 | 0
Lateral Hardening-Fuse-60166028 | Lateral Hardening | 13471 | 0 |  | 0 | 0
Lateral Hardening-Fuse-60166031 | Lateral Hardening | 13309 | 0 |  | 0 | 0
Lateral Hardening-Fuse-60166032 | Lateral Hardening | 13309 | 2022 |  | 0 | 2022
Lateral Hardening-Fuse-60166033 | Lateral Hardening | 13309 | 0 |  | 0 | 0
Lateral Hardening-Fuse-60166130 | Lateral Hardening | 13292 | 0 |  | 0 | 0
Lateral Hardening-Fuse-60166344 | Lateral Hardening | 13291 | 0 |  | 0 | 0
Lateral Hardening-Fuse-60166657 | Lateral Hardening | 13579 | 0 |  | 0 | 0
Lateral Hardening-Fuse-60166668 | Lateral Hardening | 13579 | 0 |  | 0 | 0
Lateral Hardening-Fuse-60166670 | Lateral Hardening | 13579 | 0 |  | 0 | 0
Lateral Hardening-Fuse-60166994 | Lateral Hardening | 13293 | 0 |  | 0 | 0
Lateral Hardening-Fuse-60166995 | Lateral Hardening | 13293 | 0 |  | 0 | 0
Lateral Hardening-Fuse-60166996 | Lateral Hardening | 13293 | 0 |  | 0 | 0
Lateral Hardening-Fuse-60166997 | Lateral Hardening | 13293 | 0 |  | 0 | 0
Lateral Hardening-Fuse-60166998 | Lateral Hardening | 13293 | 0 |  | 0 | 0
Lateral Hardening-Fuse-60167012 | Lateral Hardening | 13293 | 0 |  | 0 | 0
Lateral Hardening-Fuse-60167015 | Lateral Hardening | 13924 | 2029 |  | 0 | 2029
Lateral Hardening-Fuse-60167578 | Lateral Hardening | 13840 | 0 |  | 0 | 0
Lateral Hardening-Fuse-60167580 | Lateral Hardening | 13840 | 0 |  | 0 | 0
Lateral Hardening-Fuse-60168045 | Lateral Hardening | 13514 | 0 |  | 0 | 0
Lateral Hardening-Fuse-60168640 | Lateral Hardening | 14266 | 0 |  | 0 | 0
Lateral Hardening-Fuse-60168873 | Lateral Hardening | 13473 | 0 |  | 0 | 0
Lateral Hardening-Fuse-60168892 | Lateral Hardening | 13473 | 0 |  | 0 | 0
Lateral Hardening-Fuse-60168916 | Lateral Hardening | 13473 | 2021 |  | 0 | 2021
Lateral Hardening-Fuse-60168942 | Lateral Hardening | 13473 | 2021 |  | 0 | 2021
Lateral Hardening-Fuse-60168944 | Lateral Hardening | 13473 | 0 |  | 0 | 0
Lateral Hardening-Fuse-60168946 | Lateral Hardening | 13473 | 0 |  | 0 | 0
Lateral Hardening-Fuse-60168950 | Lateral Hardening | 13473 | 0 |  | 0 | 0
Lateral Hardening-Fuse-60169426 | Lateral Hardening | 13516 | 0 |  | 0 | 0
Lateral Hardening-Fuse-60169428 | Lateral Hardening | 13516 | 0 |  | 0 | 0
Lateral Hardening-Fuse-60169478 | Lateral Hardening | 13516 | 0 |  | 0 | 0
Lateral Hardening-Fuse-60169592 | Lateral Hardening | 13516 | 2021 |  | 0 | 2021
Lateral Hardening-Fuse-60169602 | Lateral Hardening | 13516 | 0 |  | 0 | 0
Lateral Hardening-Fuse-60170299 | Lateral Hardening | 13348 | 0 |  | 0 | 0
Lateral Hardening-Fuse-60170304 | Lateral Hardening | 13221 | 0 |  | 0 | 0
Lateral Hardening-Fuse-60170354 | Lateral Hardening | 13217 | 0 |  | 0 | 0
Lateral Hardening-Fuse-60170358 | Lateral Hardening | 13217 | 0 |  | 0 | 0
Lateral Hardening-Fuse-60170395 | Lateral Hardening | 13005 | 2024 |  | 0 | 2024
Lateral Hardening-Fuse-60170397 | Lateral Hardening | 13005 | 2024 |  | 0 | 2024
Lateral Hardening-Fuse-60170422 | Lateral Hardening | 13071 | 2022 |  | 0 | 2022
Lateral Hardening-Fuse-60170424 | Lateral Hardening | 13071 | 0 |  | 0 | 0
Lateral Hardening-Fuse-60170460 | Lateral Hardening | 13138 | 2022 |  | 0 | 2022
Lateral Hardening-Fuse-60170464 | Lateral Hardening | 13138 | 0 |  | 0 | 0
Lateral Hardening-Fuse-60170502 | Lateral Hardening | 13204 | 0 |  | 0 | 0
Lateral Hardening-Fuse-60170504 | Lateral Hardening | 13204 | 2022 |  | 0 | 2022
Lateral Hardening-Fuse-60170521 | Lateral Hardening | 13358 | 2025 |  | 0 | 2025
Lateral Hardening-Fuse-60170556 | Lateral Hardening | 13984 | 0 |  | 0 | 0
Lateral Hardening-Fuse-60170567 | Lateral Hardening | 13657 | 0 |  | 0 | 0
Lateral Hardening-Fuse-60170586 | Lateral Hardening | 13698 | 2022 |  | 0 | 2022
Lateral Hardening-Fuse-60170630 | Lateral Hardening | 13092 | 0 |  | 0 | 0
Lateral Hardening-Fuse-60170634 | Lateral Hardening | 13178 | 0 |  | 0 | 0
Lateral Hardening-Fuse-60170635 | Lateral Hardening | 13178 | 0 |  | 0 | 0
Lateral Hardening-Fuse-60170746 | Lateral Hardening | 13094 | 0 |  | 0 | 0
Lateral Hardening-Fuse-60170834 | Lateral Hardening | 13291 | 0 |  | 0 | 0
Lateral Hardening-Fuse-60171066 | Lateral Hardening | 13241 | 2023 |  | 0 | 2023
Lateral Hardening-Fuse-60171085 | Lateral Hardening | 13241 | 0 |  | 0 | 0
Lateral Hardening-Fuse-60171087 | Lateral Hardening | 13241 | 0 |  | 0 | 0
Lateral Hardening-Fuse-60171331 | Lateral Hardening | 13863 | 0 |  | 0 | 0
Lateral Hardening-Fuse-60171372 | Lateral Hardening | 13296 | 0 |  | 0 | 0
Lateral Hardening-Fuse-60171375 | Lateral Hardening | 13296 | 0 |  | 0 | 0
Lateral Hardening-Fuse-60171426 | Lateral Hardening | 13577 | 2029 |  | 0 | 2029
Lateral Hardening-Fuse-60171778 | Lateral Hardening | 13698 | 2022 |  | 0 | 2022
Lateral Hardening-Fuse-60171933 | Lateral Hardening | 13698 | 0 |  | 0 | 0
Lateral Hardening-Fuse-60171942 | Lateral Hardening | 13698 | 2022 |  | 0 | 2022
Lateral Hardening-Fuse-60171996 | Lateral Hardening | 13964 | 0 |  | 0 | 0
Lateral Hardening-Fuse-60172023 | Lateral Hardening | 13968 | 0 |  | 0 | 0
Lateral Hardening-Fuse-60172025 | Lateral Hardening | 13968 | 0 |  | 0 | 0
Lateral Hardening-Fuse-60172026 | Lateral Hardening | 13968 | 0 |  | 0 | 0
Lateral Hardening-Fuse-60172027 | Lateral Hardening | 13968 | 0 |  | 0 | 0
Lateral Hardening-Fuse-60172028 | Lateral Hardening | 13968 | 2029 |  | 0 | 2029
Lateral Hardening-Fuse-60172029 | Lateral Hardening | 13968 | 0 |  | 0 | 0
Lateral Hardening-Fuse-60172030 | Lateral Hardening | 13968 | 0 |  | 0 | 0
Lateral Hardening-Fuse-60172031 | Lateral Hardening | 13968 | 2029 |  | 0 | 2029
Lateral Hardening-Fuse-60172032 | Lateral Hardening | 13968 | 0 |  | 0 | 0
Lateral Hardening-Fuse-60172033 | Lateral Hardening | 13968 | 0 |  | 0 | 0
Lateral Hardening-Fuse-60172035 | Lateral Hardening | 13968 | 0 |  | 0 | 0
Lateral Hardening-Fuse-60172036 | Lateral Hardening | 13968 | 0 |  | 0 | 0
Lateral Hardening-Fuse-60172038 | Lateral Hardening | 13968 | 0 |  | 0 | 0
Lateral Hardening-Fuse-60172039 | Lateral Hardening | 13968 | 0 |  | 0 | 0
Lateral Hardening-Fuse-60172040 | Lateral Hardening | 13968 | 0 |  | 0 | 0
Lateral Hardening-Fuse-60172102 | Lateral Hardening | 13311 | 0 |  | 0 | 0
Lateral Hardening-Fuse-60172344 | Lateral Hardening | 13927 | 0 |  | 0 | 0
Lateral Hardening-Fuse-60172348 | Lateral Hardening | 13927 | 0 |  | 0 | 0
Lateral Hardening-Fuse-60172756 | Lateral Hardening | 13147 | 0 |  | 0 | 0
Lateral Hardening-Fuse-60172906 | Lateral Hardening | 13840 | 0 |  | 0 | 0
Lateral Hardening-Fuse-60172930 | Lateral Hardening | 13918 | 2023 |  | 0 | 2023
Lateral Hardening-Fuse-60172932 | Lateral Hardening | 13922 | 0 |  | 0 | 0
Lateral Hardening-Fuse-60172934 | Lateral Hardening | 13918 | 0 |  | 0 | 0
Lateral Hardening-Fuse-60172941 | Lateral Hardening | 13918 | 2023 |  | 0 | 2023
Lateral Hardening-Fuse-60173252 | Lateral Hardening | 14071 | 0 |  | 0 | 0
Lateral Hardening-Fuse-60173258 | Lateral Hardening | 13096 | 0 |  | 0 | 0
Lateral Hardening-Fuse-60174230 | Lateral Hardening | 13098 | 0 |  | 0 | 0
Lateral Hardening-Fuse-60174233 | Lateral Hardening | 13098 | 0 |  | 0 | 0
Lateral Hardening-Fuse-60174239 | Lateral Hardening | 13098 | 2024 |  | 0 | 2024
Lateral Hardening-Fuse-60174240 | Lateral Hardening | 13098 | 0 |  | 0 | 0
Lateral Hardening-Fuse-60174245 | Lateral Hardening | 13098 | 0 |  | 0 | 0
Lateral Hardening-Fuse-60174257 | Lateral Hardening | 13098 | 0 |  | 0 | 0
Lateral Hardening-Fuse-60174258 | Lateral Hardening | 13098 | 0 |  | 0 | 0
Lateral Hardening-Fuse-60174261 | Lateral Hardening | 13098 | 0 |  | 0 | 0
Lateral Hardening-Fuse-60174277 | Lateral Hardening | 13098 | 0 |  | 0 | 0
Lateral Hardening-Fuse-60174285 | Lateral Hardening | 13098 | 0 |  | 0 | 0
Lateral Hardening-Fuse-60174562 | Lateral Hardening | 13146 | 0 |  | 0 | 0
Lateral Hardening-Fuse-60174564 | Lateral Hardening | 13146 | 0 |  | 0 | 0
Lateral Hardening-Fuse-60174565 | Lateral Hardening | 13146 | 0 |  | 0 | 0
Lateral Hardening-Fuse-60174570 | Lateral Hardening | 13146 | 0 |  | 0 | 0
Lateral Hardening-Fuse-60174585 | Lateral Hardening | 13146 | 0 |  | 0 | 0
Lateral Hardening-Fuse-60174624 | Lateral Hardening | 13787 | 0 |  | 0 | 0
Lateral Hardening-Fuse-60174722 | Lateral Hardening | 13924 | 0 |  | 0 | 0
Lateral Hardening-Fuse-60174723 | Lateral Hardening | 13924 | 0 |  | 0 | 0
Lateral Hardening-Fuse-60174741 | Lateral Hardening | 13924 | 0 |  | 0 | 0
Lateral Hardening-Fuse-60174742 | Lateral Hardening | 13924 | 0 |  | 0 | 0
Lateral Hardening-Fuse-60174771 | Lateral Hardening | 13391 | 0 |  | 0 | 0
Lateral Hardening-Fuse-60174795 | Lateral Hardening | 13372 | 0 |  | 0 | 0
Lateral Hardening-Fuse-60174847 | Lateral Hardening | 13372 | 0 |  | 0 | 0
Lateral Hardening-Fuse-60175274 | Lateral Hardening | 13011 | 0 |  | 0 | 0
Lateral Hardening-Fuse-60175285 | Lateral Hardening | 13011 | 0 |  | 0 | 0
Lateral Hardening-Fuse-60175287 | Lateral Hardening | 13011 | 0 |  | 0 | 0
Lateral Hardening-Fuse-60175349 | Lateral Hardening | 13464 | 0 |  | 0 | 0
Lateral Hardening-Fuse-60175616 | Lateral Hardening | 13096 | 0 |  | 0 | 0
Lateral Hardening-Fuse-60176033 | Lateral Hardening | 13972 | 0 |  | 0 | 0
Lateral Hardening-Fuse-60176171 | Lateral Hardening | 13292 | 0 |  | 0 | 0
Lateral Hardening-Fuse-60176172 | Lateral Hardening | 13292 | 0 |  | 0 | 0
Lateral Hardening-Fuse-60176321 | Lateral Hardening | 13661 | 2029 |  | 0 | 2029
Lateral Hardening-Fuse-60177069 | Lateral Hardening | 13096 | 0 |  | 0 | 0
Lateral Hardening-Fuse-60177071 | Lateral Hardening | 14071 | 0 |  | 0 | 0
Lateral Hardening-Fuse-60177143 | Lateral Hardening | 13312 | 0 |  | 0 | 0
Lateral Hardening-Fuse-60177255 | Lateral Hardening | 13030 | 0 |  | 0 | 0
Lateral Hardening-Fuse-60177256 | Lateral Hardening | 13030 | 0 |  | 0 | 0
Lateral Hardening-Fuse-60177257 | Lateral Hardening | 13030 | 0 |  | 0 | 0
Lateral Hardening-Fuse-60177381 | Lateral Hardening | 13030 | 0 |  | 0 | 0
Lateral Hardening-Fuse-60178301 | Lateral Hardening | 13414 | 0 |  | 0 | 0
Lateral Hardening-Fuse-60178315 | Lateral Hardening | 13414 | 0 |  | 0 | 0
Lateral Hardening-Fuse-60178328 | Lateral Hardening | 13722 | 0 |  | 0 | 0
Lateral Hardening-Fuse-60178350 | Lateral Hardening | 13723 | 0 |  | 0 | 0
Lateral Hardening-Fuse-60178351 | Lateral Hardening | 13723 | 0 |  | 0 | 0
Lateral Hardening-Fuse-60178629 | Lateral Hardening | 13921 | 2022 |  | 0 | 2022
Lateral Hardening-Fuse-60179134 | Lateral Hardening | 13001 | 0 |  | 0 | 0
Lateral Hardening-Fuse-60179144 | Lateral Hardening | 13001 | 2021 |  | 0 | 2021
Lateral Hardening-Fuse-60179191 | Lateral Hardening | 13001 | 2021 |  | 0 | 2021
Lateral Hardening-Fuse-60179207 | Lateral Hardening | 13001 | 0 |  | 0 | 0
Lateral Hardening-Fuse-60179209 | Lateral Hardening | 13001 | 0 |  | 0 | 0
Lateral Hardening-Fuse-60179211 | Lateral Hardening | 13001 | 0 |  | 0 | 0
Lateral Hardening-Fuse-60179215 | Lateral Hardening | 13001 | 0 |  | 0 | 0
Lateral Hardening-Fuse-60179217 | Lateral Hardening | 13001 | 0 |  | 0 | 0
Lateral Hardening-Fuse-60179219 | Lateral Hardening | 13001 | 0 |  | 0 | 0
Lateral Hardening-Fuse-60179221 | Lateral Hardening | 13001 | 0 |  | 0 | 0
Lateral Hardening-Fuse-60179282 | Lateral Hardening | 13001 | 0 |  | 0 | 0
Lateral Hardening-Fuse-60179283 | Lateral Hardening | 13001 | 0 |  | 0 | 0
Lateral Hardening-Fuse-60179304 | Lateral Hardening | 13001 | 0 |  | 0 | 0
Lateral Hardening-Fuse-60179354 | Lateral Hardening | 13001 | 0 |  | 0 | 0
Lateral Hardening-Fuse-60179366 | Lateral Hardening | 13787 | 0 |  | 0 | 0
Lateral Hardening-Fuse-60179379 | Lateral Hardening | 13787 | 0 |  | 0 | 0
Lateral Hardening-Fuse-60179382 | Lateral Hardening | 13787 | 0 |  | 0 | 0
Lateral Hardening-Fuse-60179383 | Lateral Hardening | 13787 | 0 |  | 0 | 0
Lateral Hardening-Fuse-60179390 | Lateral Hardening | 13787 | 0 |  | 0 | 0
Lateral Hardening-Fuse-60179392 | Lateral Hardening | 13787 | 0 |  | 0 | 0
Lateral Hardening-Fuse-60180238 | Lateral Hardening | 13390 | 2023 |  | 0 | 2023
Lateral Hardening-Fuse-60180239 | Lateral Hardening | 13390 | 0 |  | 0 | 0
Lateral Hardening-Fuse-60180241 | Lateral Hardening | 13148 | 0 |  | 0 | 0
Lateral Hardening-Fuse-60180248 | Lateral Hardening | 13148 | 0 |  | 0 | 0
Lateral Hardening-Fuse-60180762 | Lateral Hardening | 13462 | 2021 |  | 0 | 2021
Lateral Hardening-Fuse-60181007 | Lateral Hardening | 13388 | 0 |  | 0 | 0
Lateral Hardening-Fuse-60181011 | Lateral Hardening | 13388 | 2024 |  | 0 | 2024
Lateral Hardening-Fuse-60181017 | Lateral Hardening | 13388 | 0 |  | 0 | 0
Lateral Hardening-Fuse-60181018 | Lateral Hardening | 13388 | 0 |  | 0 | 0
Lateral Hardening-Fuse-60181022 | Lateral Hardening | 13388 | 0 |  | 0 | 0
Lateral Hardening-Fuse-60181029 | Lateral Hardening | 13388 | 0 |  | 0 | 0
Lateral Hardening-Fuse-60181030 | Lateral Hardening | 13388 | 0 |  | 0 | 0
Lateral Hardening-Fuse-60181051 | Lateral Hardening | 13722 | 0 |  | 0 | 0
Lateral Hardening-Fuse-60181057 | Lateral Hardening | 13722 | 0 |  | 0 | 0
Lateral Hardening-Fuse-60181062 | Lateral Hardening | 13722 | 0 |  | 0 | 0
Lateral Hardening-Fuse-60181068 | Lateral Hardening | 13388 | 0 |  | 0 | 0
Lateral Hardening-Fuse-60181076 | Lateral Hardening | 13722 | 0 |  | 0 | 0
Lateral Hardening-Fuse-60181083 | Lateral Hardening | 13388 | 0 |  | 0 | 0
Lateral Hardening-Fuse-60181092 | Lateral Hardening | 13388 | 0 |  | 0 | 0
Lateral Hardening-Fuse-60181094 | Lateral Hardening | 13388 | 0 |  | 0 | 0
Lateral Hardening-Fuse-60182617 | Lateral Hardening | 13661 | 0 |  | 0 | 0
Lateral Hardening-Fuse-60182628 | Lateral Hardening | 13661 | 2029 |  | 0 | 2029
Lateral Hardening-Fuse-60182630 | Lateral Hardening | 13661 | 2029 |  | 0 | 2029
Lateral Hardening-Fuse-60182642 | Lateral Hardening | 13661 | 0 |  | 0 | 0
Lateral Hardening-Fuse-60182730 | Lateral Hardening | 13312 | 0 |  | 0 | 0
Lateral Hardening-Fuse-60182731 | Lateral Hardening | 13312 | 0 |  | 0 | 0
Lateral Hardening-Fuse-60182733 | Lateral Hardening | 13312 | 0 |  | 0 | 0
Lateral Hardening-Fuse-60182735 | Lateral Hardening | 13312 | 0 |  | 0 | 0
Lateral Hardening-Fuse-60182736 | Lateral Hardening | 13312 | 0 |  | 0 | 0
Lateral Hardening-Fuse-60182738 | Lateral Hardening | 13312 | 2026 |  | 0 | 2026
Lateral Hardening-Fuse-60182740 | Lateral Hardening | 13312 | 2026 |  | 0 | 2026
Lateral Hardening-Fuse-60182741 | Lateral Hardening | 13312 | 2020 |  | 0 | 2020
Lateral Hardening-Fuse-60182747 | Lateral Hardening | 13312 | 0 |  | 0 | 0
Lateral Hardening-Fuse-60182862 | Lateral Hardening | 13808 | 0 |  | 0 | 0
Lateral Hardening-Fuse-60183106 | Lateral Hardening | 14123 | 2025 |  | 0 | 2025
Lateral Hardening-Fuse-60185338 | Lateral Hardening | 13206 | 0 |  | 0 | 0
Lateral Hardening-Fuse-60185339 | Lateral Hardening | 13206 | 0 |  | 0 | 0
Lateral Hardening-Fuse-60188238 | Lateral Hardening | 13807 | 0 |  | 0 | 0
Lateral Hardening-Fuse-60188243 | Lateral Hardening | 13807 | 2028 |  | 0 | 2028
Lateral Hardening-Fuse-60188244 | Lateral Hardening | 13807 | 0 |  | 0 | 0
Lateral Hardening-Fuse-60188247 | Lateral Hardening | 13807 | 0 |  | 0 | 0
Lateral Hardening-Fuse-60188248 | Lateral Hardening | 13807 | 0 |  | 0 | 0
Lateral Hardening-Fuse-60188249 | Lateral Hardening | 13807 | 0 |  | 0 | 0
Lateral Hardening-Fuse-60188253 | Lateral Hardening | 13807 | 0 |  | 0 | 0
Lateral Hardening-Fuse-60188257 | Lateral Hardening | 13807 | 0 |  | 0 | 0
Lateral Hardening-Fuse-60188258 | Lateral Hardening | 13807 | 0 |  | 0 | 0
Lateral Hardening-Fuse-60188259 | Lateral Hardening | 13807 | 2028 |  | 0 | 2028
Lateral Hardening-Fuse-60188260 | Lateral Hardening | 13807 | 0 |  | 0 | 0
Lateral Hardening-Fuse-60188261 | Lateral Hardening | 13807 | 0 |  | 0 | 0
Lateral Hardening-Fuse-60188262 | Lateral Hardening | 13807 | 2028 |  | 0 | 2028
Lateral Hardening-Fuse-60188263 | Lateral Hardening | 13807 | 2028 |  | 0 | 2028
Lateral Hardening-Fuse-60188264 | Lateral Hardening | 13807 | 0 |  | 0 | 0
Lateral Hardening-Fuse-60188265 | Lateral Hardening | 13807 | 0 |  | 0 | 0
Lateral Hardening-Fuse-60188273 | Lateral Hardening | 13807 | 0 |  | 0 | 0
Lateral Hardening-Fuse-60188274 | Lateral Hardening | 13807 | 0 |  | 0 | 0
Lateral Hardening-Fuse-60188275 | Lateral Hardening | 13807 | 0 |  | 0 | 0
Lateral Hardening-Fuse-60188297 | Lateral Hardening | 13807 | 0 |  | 0 | 0
Lateral Hardening-Fuse-60188319 | Lateral Hardening | 13777 | 0 |  | 0 | 0
Lateral Hardening-Fuse-60189291 | Lateral Hardening | 13672 | 0 |  | 0 | 0
Lateral Hardening-Fuse-60189396 | Lateral Hardening | 13947 | 0 |  | 0 | 0
Lateral Hardening-Fuse-60189397 | Lateral Hardening | 13947 | 0 |  | 0 | 0
Lateral Hardening-Fuse-60189890 | Lateral Hardening | 13390 | 0 |  | 0 | 0
Lateral Hardening-Fuse-60189891 | Lateral Hardening | 13390 | 2023 |  | 0 | 2023
Lateral Hardening-Fuse-60190488 | Lateral Hardening | 13308 | 0 |  | 0 | 0
Lateral Hardening-Fuse-60190606 | Lateral Hardening | 13308 | 0 |  | 0 | 0
Lateral Hardening-Fuse-60190631 | Lateral Hardening | 13308 | 0 |  | 0 | 0
Lateral Hardening-Fuse-60190659 | Lateral Hardening | 13308 | 2026 |  | 0 | 2026
Lateral Hardening-Fuse-60190660 | Lateral Hardening | 13308 | 0 |  | 0 | 0
Lateral Hardening-Fuse-60190666 | Lateral Hardening | 13308 | 0 |  | 0 | 0
Lateral Hardening-Fuse-60190695 | Lateral Hardening | 13308 | 0 |  | 0 | 0
Lateral Hardening-Fuse-60191055 | Lateral Hardening | 13335 | 0 |  | 0 | 0
Lateral Hardening-Fuse-60191254 | Lateral Hardening | 13722 | 0 |  | 0 | 0
Lateral Hardening-Fuse-60191260 | Lateral Hardening | 13723 | 0 |  | 0 | 0
Lateral Hardening-Fuse-60191781 | Lateral Hardening | 13463 | 0 |  | 0 | 0
Lateral Hardening-Fuse-60191786 | Lateral Hardening | 13463 | 0 |  | 0 | 0
Lateral Hardening-Fuse-60192185 | Lateral Hardening | 13391 | 0 |  | 0 | 0
Lateral Hardening-Fuse-60192189 | Lateral Hardening | 13391 | 0 |  | 0 | 0
Lateral Hardening-Fuse-60192810 | Lateral Hardening | 13006 | 0 |  | 0 | 0
Lateral Hardening-Fuse-60192856 | Lateral Hardening | 13079 | 0 |  | 0 | 0
Lateral Hardening-Fuse-60192932 | Lateral Hardening | 13278 | 0 |  | 0 | 0
Lateral Hardening-Fuse-60192934 | Lateral Hardening | 13278 | 0 |  | 0 | 0
Lateral Hardening-Fuse-60192936 | Lateral Hardening | 13278 | 0 |  | 0 | 0
Lateral Hardening-Fuse-60192959 | Lateral Hardening | 13419 | 0 |  | 0 | 0
Lateral Hardening-Fuse-60193315 | Lateral Hardening | 13808 | 0 |  | 0 | 0
Lateral Hardening-Fuse-60193324 | Lateral Hardening | 13808 | 0 |  | 0 | 0
Lateral Hardening-Fuse-60193349 | Lateral Hardening | 13808 | 0 |  | 0 | 0
Lateral Hardening-Fuse-60193482 | Lateral Hardening | 13961 | 2021 |  | 0 | 2021
Lateral Hardening-Fuse-60193629 | Lateral Hardening | 13391 | 0 |  | 0 | 0
Lateral Hardening-Fuse-60194457 | Lateral Hardening | 13148 | 0 |  | 0 | 0
Lateral Hardening-Fuse-60194547 | Lateral Hardening | 13807 | 2028 |  | 0 | 2028
Lateral Hardening-Fuse-60194902 | Lateral Hardening | 13785 | 0 |  | 0 | 0
Lateral Hardening-Fuse-60195070 | Lateral Hardening | 13124 | 0 |  | 0 | 0
Lateral Hardening-Fuse-60195493 | Lateral Hardening | 13068 | 0 |  | 0 | 0
Lateral Hardening-Fuse-60195506 | Lateral Hardening | 13962 | 0 |  | 0 | 0
Lateral Hardening-Fuse-60195648 | Lateral Hardening | 13962 | 2027 |  | 0 | 2027
Lateral Hardening-Fuse-60195702 | Lateral Hardening | 13962 | 2027 |  | 0 | 2027
Lateral Hardening-Fuse-60196058 | Lateral Hardening | 13389 | 0 |  | 0 | 0
Lateral Hardening-Fuse-60196059 | Lateral Hardening | 13389 | 0 |  | 0 | 0
Lateral Hardening-Fuse-60200364 | Lateral Hardening | 13254 | 0 |  | 0 | 0
Lateral Hardening-Fuse-60200717 | Lateral Hardening | 13961 | 0 |  | 0 | 0
Lateral Hardening-Fuse-60200737 | Lateral Hardening | 13961 | 0 |  | 0 | 0
Lateral Hardening-Fuse-60200777 | Lateral Hardening | 13817 | 0 |  | 0 | 0
Lateral Hardening-Fuse-60201069 | Lateral Hardening | 13256 | 0 |  | 0 | 0
Lateral Hardening-Fuse-60201083 | Lateral Hardening | 13256 | 2029 |  | 0 | 2029
Lateral Hardening-Fuse-60201087 | Lateral Hardening | 13256 | 0 |  | 0 | 0
Lateral Hardening-Fuse-60201132 | Lateral Hardening | 13256 | 0 |  | 0 | 0
Lateral Hardening-Fuse-60201147 | Lateral Hardening | 13256 | 0 |  | 0 | 0
Lateral Hardening-Fuse-60201148 | Lateral Hardening | 13256 | 0 |  | 0 | 0
Lateral Hardening-Fuse-60201160 | Lateral Hardening | 13256 | 0 |  | 0 | 0
Lateral Hardening-Fuse-60201167 | Lateral Hardening | 13256 | 0 |  | 0 | 0
Lateral Hardening-Fuse-60201175 | Lateral Hardening | 14123 | 0 |  | 0 | 0
Lateral Hardening-Fuse-60201176 | Lateral Hardening | 14123 | 0 |  | 0 | 0
Lateral Hardening-Fuse-60201276 | Lateral Hardening | 13256 | 0 |  | 0 | 0
Lateral Hardening-Fuse-60201279 | Lateral Hardening | 14124 | 0 |  | 0 | 0
Lateral Hardening-Fuse-60201411 | Lateral Hardening | 13330 | 0 |  | 0 | 0
Lateral Hardening-Fuse-60201412 | Lateral Hardening | 13330 | 0 |  | 0 | 0
Lateral Hardening-Fuse-60201461 | Lateral Hardening | 13330 | 2025 |  | 0 | 2025
Lateral Hardening-Fuse-60201462 | Lateral Hardening | 13330 | 2025 |  | 0 | 2025
Lateral Hardening-Fuse-60201470 | Lateral Hardening | 13330 | 0 |  | 0 | 0
Lateral Hardening-Fuse-60201471 | Lateral Hardening | 13330 | 0 |  | 0 | 0
Lateral Hardening-Fuse-60201820 | Lateral Hardening | 14306 | 2029 |  | 0 | 2029
Lateral Hardening-Fuse-60202873 | Lateral Hardening | 13422 | 0 |  | 0 | 0
Lateral Hardening-Fuse-60202879 | Lateral Hardening | 13422 | 0 |  | 0 | 0
Lateral Hardening-Fuse-60203497 | Lateral Hardening | 13438 | 2029 |  | 0 | 2029
Lateral Hardening-Fuse-60203518 | Lateral Hardening | 13439 | 0 |  | 0 | 0
Lateral Hardening-Fuse-60203519 | Lateral Hardening | 13439 | 0 |  | 0 | 0
Lateral Hardening-Fuse-60203579 | Lateral Hardening | 13899 | 2025 |  | 0 | 2025
Lateral Hardening-Fuse-60203856 | Lateral Hardening | 13489 | 0 |  | 0 | 0
Lateral Hardening-Fuse-60205215 | Lateral Hardening | 13446 | 0 |  | 0 | 0
Lateral Hardening-Fuse-60205812 | Lateral Hardening | 13815 | 0 |  | 0 | 0
Lateral Hardening-Fuse-60205821 | Lateral Hardening | 13815 | 0 |  | 0 | 0
Lateral Hardening-Fuse-60205829 | Lateral Hardening | 13815 | 0 |  | 0 | 0
Lateral Hardening-Fuse-60205830 | Lateral Hardening | 13815 | 0 |  | 0 | 0
Lateral Hardening-Fuse-60205832 | Lateral Hardening | 13815 | 0 |  | 0 | 0
Lateral Hardening-Fuse-60206676 | Lateral Hardening | 13254 | 0 |  | 0 | 0
Lateral Hardening-Fuse-60206684 | Lateral Hardening | 13254 | 0 |  | 0 | 0
Lateral Hardening-Fuse-60206689 | Lateral Hardening | 13254 | 0 |  | 0 | 0
Lateral Hardening-Fuse-60206690 | Lateral Hardening | 13254 | 0 |  | 0 | 0
Lateral Hardening-Fuse-60206697 | Lateral Hardening | 13254 | 0 |  | 0 | 0
Lateral Hardening-Fuse-60206700 | Lateral Hardening | 13254 | 0 |  | 0 | 0
Lateral Hardening-Fuse-60206702 | Lateral Hardening | 13254 | 0 |  | 0 | 0
Lateral Hardening-Fuse-60206705 | Lateral Hardening | 13254 | 0 |  | 0 | 0
Lateral Hardening-Fuse-60206782 | Lateral Hardening | 13813 | 0 |  | 0 | 0
Lateral Hardening-Fuse-60206785 | Lateral Hardening | 14024 | 0 |  | 0 | 0
Lateral Hardening-Fuse-60206850 | Lateral Hardening | 13813 | 0 |  | 0 | 0
Lateral Hardening-Fuse-60206867 | Lateral Hardening | 13331 | 0 |  | 0 | 0
Lateral Hardening-Fuse-60208168 | Lateral Hardening | 13431 | 0 |  | 0 | 0
Lateral Hardening-Fuse-60208169 | Lateral Hardening | 13431 | 0 |  | 0 | 0
Lateral Hardening-Fuse-60208259 | Lateral Hardening | 13431 | 0 |  | 0 | 0
Lateral Hardening-Fuse-60208307 | Lateral Hardening | 13815 | 2027 |  | 0 | 2027
Lateral Hardening-Fuse-60208456 | Lateral Hardening | 13020 | 0 |  | 0 | 0
Lateral Hardening-Fuse-60208640 | Lateral Hardening | 13329 | 0 |  | 0 | 0
Lateral Hardening-Fuse-60209025 | Lateral Hardening | 13748 | 0 |  | 0 | 0
Lateral Hardening-Fuse-60209036 | Lateral Hardening | 13748 | 0 |  | 0 | 0
Lateral Hardening-Fuse-60209053 | Lateral Hardening | 13748 | 2028 |  | 0 | 2028
Lateral Hardening-Fuse-60209060 | Lateral Hardening | 13329 | 0 |  | 0 | 0
Lateral Hardening-Fuse-60209073 | Lateral Hardening | 13432 | 0 |  | 0 | 0
Lateral Hardening-Fuse-60209074 | Lateral Hardening | 13432 | 0 |  | 0 | 0
Lateral Hardening-Fuse-60209266 | Lateral Hardening | 13817 | 0 |  | 0 | 0
Lateral Hardening-Fuse-60209695 | Lateral Hardening | 13097 | 0 |  | 0 | 0
Lateral Hardening-Fuse-60210176 | Lateral Hardening | 13330 | 0 |  | 0 | 0
Lateral Hardening-Fuse-60210194 | Lateral Hardening | 13330 | 0 |  | 0 | 0
Lateral Hardening-Fuse-60210213 | Lateral Hardening | 14024 | 0 |  | 0 | 0
Lateral Hardening-Fuse-60210221 | Lateral Hardening | 14024 | 0 |  | 0 | 0
Lateral Hardening-Fuse-60210264 | Lateral Hardening | 13330 | 0 |  | 0 | 0
Lateral Hardening-Fuse-60210282 | Lateral Hardening | 13330 | 0 |  | 0 | 0
Lateral Hardening-Fuse-60210332 | Lateral Hardening | 14021 | 0 |  | 0 | 0
Lateral Hardening-Fuse-60210419 | Lateral Hardening | 13330 | 0 |  | 0 | 0
Lateral Hardening-Fuse-60210442 | Lateral Hardening | 13330 | 0 |  | 0 | 0
Lateral Hardening-Fuse-60210456 | Lateral Hardening | 13330 | 2025 |  | 0 | 2025
Lateral Hardening-Fuse-60210457 | Lateral Hardening | 13330 | 0 |  | 0 | 0
Lateral Hardening-Fuse-60210530 | Lateral Hardening | 14025 | 0 |  | 0 | 0
Lateral Hardening-Fuse-60210534 | Lateral Hardening | 14025 | 0 |  | 0 | 0
Lateral Hardening-Fuse-60210581 | Lateral Hardening | 14198 | 2026 |  | 0 | 2026
Lateral Hardening-Fuse-60210635 | Lateral Hardening | 13650 | 0 |  | 0 | 0
Lateral Hardening-Fuse-60210651 | Lateral Hardening | 13815 | 0 |  | 0 | 0
Lateral Hardening-Fuse-60211071 | Lateral Hardening | 14071 | 0 |  | 0 | 0
Lateral Hardening-Fuse-60211077 | Lateral Hardening | 14071 | 0 |  | 0 | 0
Lateral Hardening-Fuse-60211472 | Lateral Hardening | 13659 | 0 |  | 0 | 0
Lateral Hardening-Fuse-60211536 | Lateral Hardening | 13470 | 2026 |  | 0 | 2026
Lateral Hardening-Fuse-60211542 | Lateral Hardening | 13470 | 2026 |  | 0 | 2026
Lateral Hardening-Fuse-60211554 | Lateral Hardening | 13470 | 2026 |  | 0 | 2026
Lateral Hardening-Fuse-60211558 | Lateral Hardening | 13659 | 0 |  | 0 | 0
Lateral Hardening-Fuse-60211561 | Lateral Hardening | 13470 | 0 |  | 0 | 0
Lateral Hardening-Fuse-60211563 | Lateral Hardening | 13470 | 0 |  | 0 | 0
Lateral Hardening-Fuse-60211607 | Lateral Hardening | 14111 | 0 |  | 0 | 0
Lateral Hardening-Fuse-60211644 | Lateral Hardening | 14111 | 0 |  | 0 | 0
Lateral Hardening-Fuse-60212073 | Lateral Hardening | 13171 | 0 |  | 0 | 0
Lateral Hardening-Fuse-60212540 | Lateral Hardening | 13489 | 0 |  | 0 | 0
Lateral Hardening-Fuse-60213248 | Lateral Hardening | 13439 | 0 |  | 0 | 0
Lateral Hardening-Fuse-60213249 | Lateral Hardening | 13439 | 0 |  | 0 | 0
Lateral Hardening-Fuse-60213251 | Lateral Hardening | 13439 | 0 |  | 0 | 0
Lateral Hardening-Fuse-60213256 | Lateral Hardening | 13439 | 0 |  | 0 | 0
Lateral Hardening-Fuse-60213258 | Lateral Hardening | 13439 | 0 |  | 0 | 0
Lateral Hardening-Fuse-60213259 | Lateral Hardening | 13439 | 0 |  | 0 | 0
Lateral Hardening-Fuse-60214778 | Lateral Hardening | 13770 | 0 |  | 0 | 0
Lateral Hardening-Fuse-60214878 | Lateral Hardening | 14355 | 0 |  | 0 | 0
Lateral Hardening-Fuse-60215232 | Lateral Hardening | 13174 | 0 |  | 0 | 0
Lateral Hardening-Fuse-60217230 | Lateral Hardening | 14001 | 0 |  | 0 | 0
Lateral Hardening-Fuse-60217703 | Lateral Hardening | 13961 | 0 |  | 0 | 0
Lateral Hardening-Fuse-60218299 | Lateral Hardening | 13340 | 0 |  | 0 | 0
Lateral Hardening-Fuse-60218836 | Lateral Hardening | 13696 | 0 |  | 0 | 0
Lateral Hardening-Fuse-60219088 | Lateral Hardening | 13133 | 0 |  | 0 | 0
Lateral Hardening-Fuse-60219221 | Lateral Hardening | 13133 | 0 |  | 0 | 0
Lateral Hardening-Fuse-60219419 | Lateral Hardening | 14198 | 0 |  | 0 | 0
Lateral Hardening-Fuse-60219906 | Lateral Hardening | 13590 | 0 |  | 0 | 0
Lateral Hardening-Fuse-60219961 | Lateral Hardening | 14275 | 0 |  | 0 | 0
Lateral Hardening-Fuse-60223573 | Lateral Hardening | 14020 | 2022 |  | 0 | 2022
Lateral Hardening-Fuse-60224255 | Lateral Hardening | 13041 | 0 |  | 0 | 0
Lateral Hardening-Fuse-60224272 | Lateral Hardening | 13041 | 0 |  | 0 | 0
Lateral Hardening-Fuse-60224462 | Lateral Hardening | 13227 | 0 |  | 0 | 0
Lateral Hardening-Fuse-60224463 | Lateral Hardening | 13227 | 0 |  | 0 | 0
Lateral Hardening-Fuse-60224464 | Lateral Hardening | 13227 | 0 |  | 0 | 0
Lateral Hardening-Fuse-60224466 | Lateral Hardening | 13227 | 0 |  | 0 | 0
Lateral Hardening-Fuse-60224470 | Lateral Hardening | 13227 | 0 |  | 0 | 0
Lateral Hardening-Fuse-60224471 | Lateral Hardening | 13227 | 0 |  | 0 | 0
Lateral Hardening-Fuse-60225949 | Lateral Hardening | 13679 | 2028 |  | 0 | 2028
Lateral Hardening-Fuse-60225968 | Lateral Hardening | 13889 | 0 |  | 0 | 0
Lateral Hardening-Fuse-60226022 | Lateral Hardening | 13128 | 0 |  | 0 | 0
Lateral Hardening-Fuse-60226170 | Lateral Hardening | 13201 | 0 |  | 0 | 0
Lateral Hardening-Fuse-60226172 | Lateral Hardening | 13200 | 0 |  | 0 | 0
Lateral Hardening-Fuse-60226593 | Lateral Hardening | 14198 | 0 |  | 0 | 0
Lateral Hardening-Fuse-60226850 | Lateral Hardening | 13649 | 0 |  | 0 | 0
Lateral Hardening-Fuse-60227258 | Lateral Hardening | 13295 | 0 |  | 0 | 0
Lateral Hardening-Fuse-60227259 | Lateral Hardening | 13295 | 0 |  | 0 | 0
Lateral Hardening-Fuse-60227458 | Lateral Hardening | 13295 | 2029 |  | 0 | 2029
Lateral Hardening-Fuse-60228127 | Lateral Hardening | 13458 | 2026 |  | 0 | 2026
Lateral Hardening-Fuse-60229814 | Lateral Hardening | 13840 | 0 |  | 0 | 0
Lateral Hardening-Fuse-60230014 | Lateral Hardening | 13147 | 0 |  | 0 | 0
Lateral Hardening-Fuse-60230015 | Lateral Hardening | 13147 | 0 |  | 0 | 0
Lateral Hardening-Fuse-60232757 | Lateral Hardening | 14111 | 0 |  | 0 | 0
Lateral Hardening-Fuse-60233886 | Lateral Hardening | 14040 | 2026 |  | 0 | 2026
Lateral Hardening-Fuse-60233900 | Lateral Hardening | 13109 | 0 |  | 0 | 0
Lateral Hardening-Fuse-60233901 | Lateral Hardening | 13109 | 2022 |  | 0 | 2022
Lateral Hardening-Fuse-60233911 | Lateral Hardening | 13109 | 0 |  | 0 | 0
Lateral Hardening-Fuse-60234189 | Lateral Hardening | 13109 | 0 |  | 0 | 0
Lateral Hardening-Fuse-60234208 | Lateral Hardening | 13294 | 0 |  | 0 | 0
Lateral Hardening-Fuse-60234229 | Lateral Hardening | 13294 | 0 |  | 0 | 0
Lateral Hardening-Fuse-60234230 | Lateral Hardening | 13294 | 0 |  | 0 | 0
Lateral Hardening-Fuse-60234231 | Lateral Hardening | 13294 | 0 |  | 0 | 0
Lateral Hardening-Fuse-60236913 | Lateral Hardening | 14050 | 0 |  | 0 | 0
Lateral Hardening-Fuse-60237959 | Lateral Hardening | 13706 | 0 |  | 0 | 0
Lateral Hardening-Fuse-60238287 | Lateral Hardening | 13171 | 0 |  | 0 | 0
Lateral Hardening-Fuse-60238440 | Lateral Hardening | 14050 | 0 |  | 0 | 0
Lateral Hardening-Fuse-60238451 | Lateral Hardening | 14050 | 0 |  | 0 | 0
Lateral Hardening-Fuse-60238453 | Lateral Hardening | 14050 | 2029 |  | 0 | 2029
Lateral Hardening-Fuse-60238454 | Lateral Hardening | 14050 | 0 |  | 0 | 0
Lateral Hardening-Fuse-60238477 | Lateral Hardening | 13582 | 0 |  | 0 | 0
Lateral Hardening-Fuse-60238482 | Lateral Hardening | 13582 | 0 |  | 0 | 0
Lateral Hardening-Fuse-60238489 | Lateral Hardening | 13582 | 0 |  | 0 | 0
Lateral Hardening-Fuse-60238490 | Lateral Hardening | 13582 | 0 |  | 0 | 0
Lateral Hardening-Fuse-60238496 | Lateral Hardening | 13839 | 0 |  | 0 | 0
Lateral Hardening-Fuse-60238502 | Lateral Hardening | 13839 | 0 |  | 0 | 0
Lateral Hardening-Fuse-60238815 | Lateral Hardening | 13423 | 0 |  | 0 | 0
Lateral Hardening-Fuse-60238816 | Lateral Hardening | 13423 | 0 |  | 0 | 0
Lateral Hardening-Fuse-60238820 | Lateral Hardening | 13660 | 0 |  | 0 | 0
Lateral Hardening-Fuse-60241046 | Lateral Hardening | 13708 | 0 |  | 0 | 0
Lateral Hardening-Fuse-60241204 | Lateral Hardening | 13137 | 0 |  | 0 | 0
Lateral Hardening-Fuse-60241208 | Lateral Hardening | 13137 | 0 |  | 0 | 0
Lateral Hardening-Fuse-60241209 | Lateral Hardening | 13137 | 2028 |  | 0 | 2028
Lateral Hardening-Fuse-60241226 | Lateral Hardening | 13137 | 0 |  | 0 | 0
Lateral Hardening-Fuse-60241675 | Lateral Hardening | 13524 | 0 |  | 0 | 0
Lateral Hardening-Fuse-60242061 | Lateral Hardening | 13924 | 0 |  | 0 | 0
Lateral Hardening-Fuse-60242556 | Lateral Hardening | 13506 | 0 |  | 0 | 0
Lateral Hardening-Fuse-60243080 | Lateral Hardening | 13152 | 0 |  | 0 | 0
Lateral Hardening-Fuse-60244498 | Lateral Hardening | 13805 | 0 |  | 0 | 0
Lateral Hardening-Fuse-60245769 | Lateral Hardening | 13105 | 0 |  | 0 | 0
Lateral Hardening-Fuse-60245770 | Lateral Hardening | 13105 | 0 |  | 0 | 0
Lateral Hardening-Fuse-60249127 | Lateral Hardening | 13724 | 0 |  | 0 | 0
Lateral Hardening-Fuse-60249132 | Lateral Hardening | 13724 | 0 |  | 0 | 0
Lateral Hardening-Fuse-60249577 | Lateral Hardening | 13460 | 0 |  | 0 | 0
Lateral Hardening-Fuse-60249876 | Lateral Hardening | 13805 | 0 |  | 0 | 0
Lateral Hardening-Fuse-60249877 | Lateral Hardening | 13805 | 0 |  | 0 | 0
Lateral Hardening-Fuse-60249879 | Lateral Hardening | 13805 | 0 |  | 0 | 0
Lateral Hardening-Fuse-60250291 | Lateral Hardening | 13023 | 0 |  | 0 | 0
Lateral Hardening-Fuse-60250292 | Lateral Hardening | 13023 | 0 |  | 0 | 0
Lateral Hardening-Fuse-60250294 | Lateral Hardening | 13023 | 0 |  | 0 | 0
Lateral Hardening-Fuse-60250295 | Lateral Hardening | 13023 | 0 |  | 0 | 0
Lateral Hardening-Fuse-60250309 | Lateral Hardening | 13031 | 0 |  | 0 | 0
Lateral Hardening-Fuse-60251326 | Lateral Hardening | 13030 | 0 |  | 0 | 0
Lateral Hardening-Fuse-60251628 | Lateral Hardening | 13256 | 0 |  | 0 | 0
Lateral Hardening-Fuse-60251639 | Lateral Hardening | 13229 | 2023 |  | 0 | 2023
Lateral Hardening-Fuse-60252632 | Lateral Hardening | 13028 | 0 |  | 0 | 0
Lateral Hardening-Fuse-60252633 | Lateral Hardening | 13028 | 0 |  | 0 | 0
Lateral Hardening-Fuse-60253102 | Lateral Hardening | 14000 | 2024 |  | 0 | 2024
Lateral Hardening-Fuse-60253106 | Lateral Hardening | 13370 | 2022 |  | 0 | 2022
Lateral Hardening-Fuse-60253749 | Lateral Hardening | 13008 | 0 |  | 0 | 0
Lateral Hardening-Fuse-60253770 | Lateral Hardening | 13020 | 0 |  | 0 | 0
Lateral Hardening-Fuse-60253873 | Lateral Hardening | 13166 | 0 |  | 0 | 0
Lateral Hardening-Fuse-60253952 | Lateral Hardening | 13119 | 0 |  | 0 | 0
Lateral Hardening-Fuse-60253999 | Lateral Hardening | 13787 | 0 |  | 0 | 0
Lateral Hardening-Fuse-60255228 | Lateral Hardening | 13147 | 0 |  | 0 | 0
Lateral Hardening-Fuse-60255244 | Lateral Hardening | 13422 | 0 |  | 0 | 0
Lateral Hardening-Fuse-60255251 | Lateral Hardening | 13423 | 0 |  | 0 | 0
Lateral Hardening-Fuse-60255605 | Lateral Hardening | 13037 | 0 |  | 0 | 0
Lateral Hardening-Fuse-60255611 | Lateral Hardening | 13037 | 2026 |  | 0 | 2026
Lateral Hardening-Fuse-60255751 | Lateral Hardening | 13073 | 0 |  | 0 | 0
Lateral Hardening-Fuse-60256612 | Lateral Hardening | 13099 | 0 |  | 0 | 0
Lateral Hardening-Fuse-60256808 | Lateral Hardening | 13172 | 0 |  | 0 | 0
Lateral Hardening-Fuse-60256976 | Lateral Hardening | 13211 | 0 |  | 0 | 0
Lateral Hardening-Fuse-60256997 | Lateral Hardening | 13224 | 0 |  | 0 | 0
Lateral Hardening-Fuse-60257006 | Lateral Hardening | 13224 | 0 |  | 0 | 0
Lateral Hardening-Fuse-60257053 | Lateral Hardening | 13294 | 0 |  | 0 | 0
Lateral Hardening-Fuse-60257057 | Lateral Hardening | 13280 | 0 |  | 0 | 0
Lateral Hardening-Fuse-60257059 | Lateral Hardening | 13294 | 0 |  | 0 | 0
Lateral Hardening-Fuse-60257097 | Lateral Hardening | 13297 | 0 |  | 0 | 0
Lateral Hardening-Fuse-60257192 | Lateral Hardening | 13298 | 0 |  | 0 | 0
Lateral Hardening-Fuse-60257226 | Lateral Hardening | 13298 | 0 |  | 0 | 0
Lateral Hardening-Fuse-60257246 | Lateral Hardening | 13298 | 0 |  | 0 | 0
Lateral Hardening-Fuse-60257689 | Lateral Hardening | 13242 | 0 |  | 0 | 0
Lateral Hardening-Fuse-60258062 | Lateral Hardening | 13236 | 0 |  | 0 | 0
Lateral Hardening-Fuse-60258066 | Lateral Hardening | 13236 | 0 |  | 0 | 0
Lateral Hardening-Fuse-60258173 | Lateral Hardening | 14355 | 2022 |  | 0 | 2022
Lateral Hardening-Fuse-60258399 | Lateral Hardening | 13254 | 0 |  | 0 | 0
Lateral Hardening-Fuse-60258467 | Lateral Hardening | 13289 | 0 |  | 0 | 0
Lateral Hardening-Fuse-60258534 | Lateral Hardening | 13296 | 0 |  | 0 | 0
Lateral Hardening-Fuse-60258821 | Lateral Hardening | 13440 | 0 |  | 0 | 0
Lateral Hardening-Fuse-60258957 | Lateral Hardening | 13456 | 0 |  | 0 | 0
Lateral Hardening-Fuse-60258961 | Lateral Hardening | 13456 | 0 |  | 0 | 0
Lateral Hardening-Fuse-60258965 | Lateral Hardening | 13456 | 0 |  | 0 | 0
Lateral Hardening-Fuse-60258967 | Lateral Hardening | 13456 | 0 |  | 0 | 0
Lateral Hardening-Fuse-60258969 | Lateral Hardening | 13456 | 0 |  | 0 | 0
Lateral Hardening-Fuse-60258971 | Lateral Hardening | 13456 | 0 |  | 0 | 0
Lateral Hardening-Fuse-60258973 | Lateral Hardening | 13456 | 0 |  | 0 | 0
Lateral Hardening-Fuse-60258975 | Lateral Hardening | 13456 | 0 |  | 0 | 0
Lateral Hardening-Fuse-60259069 | Lateral Hardening | 13462 | 0 |  | 0 | 0
Lateral Hardening-Fuse-60259071 | Lateral Hardening | 13462 | 0 |  | 0 | 0
Lateral Hardening-Fuse-60259503 | Lateral Hardening | 14358 | 0 |  | 0 | 0
Lateral Hardening-Fuse-60259766 | Lateral Hardening | 13391 | 0 |  | 0 | 0
Lateral Hardening-Fuse-60259814 | Lateral Hardening | 13391 | 0 |  | 0 | 0
Lateral Hardening-Fuse-60259829 | Lateral Hardening | 13391 | 0 |  | 0 | 0
Lateral Hardening-Fuse-60261570 | Lateral Hardening | 13423 | 0 |  | 0 | 0
Lateral Hardening-Fuse-60261573 | Lateral Hardening | 13423 | 0 |  | 0 | 0
Lateral Hardening-Fuse-60261634 | Lateral Hardening | 13388 | 0 |  | 0 | 0
Lateral Hardening-Fuse-60261909 | Lateral Hardening | 13359 | 0 |  | 0 | 0
Lateral Hardening-Fuse-60262594 | Lateral Hardening | 13815 | 0 |  | 0 | 0
Lateral Hardening-Fuse-60262771 | Lateral Hardening | 14275 | 0 |  | 0 | 0
Lateral Hardening-Fuse-60262807 | Lateral Hardening | 13330 | 0 |  | 0 | 0
Lateral Hardening-Fuse-60263430 | Lateral Hardening | 13391 | 0 |  | 0 | 0
Lateral Hardening-Fuse-60263772 | Lateral Hardening | 13492 | 0 |  | 0 | 0
Lateral Hardening-Fuse-60263846 | Lateral Hardening | 14030 | 0 |  | 0 | 0
Lateral Hardening-Fuse-60265139 | Lateral Hardening | 13354 | 0 |  | 0 | 0
Lateral Hardening-Fuse-60265519 | Lateral Hardening | 13377 | 0 |  | 0 | 0
Lateral Hardening-Fuse-60265549 | Lateral Hardening | 13400 | 0 |  | 0 | 0
Lateral Hardening-Fuse-60265555 | Lateral Hardening | 13400 | 0 |  | 0 | 0
Lateral Hardening-Fuse-60265559 | Lateral Hardening | 13400 | 0 |  | 0 | 0
Lateral Hardening-Fuse-60265614 | Lateral Hardening | 13400 | 2029 | 2028 | 1 | 2028
Lateral Hardening-Fuse-60265619 | Lateral Hardening | 13400 | 0 |  | 0 | 0
Lateral Hardening-Fuse-60266136 | Lateral Hardening | 13749 | 2027 |  | 0 | 2027
Lateral Hardening-Fuse-60266186 | Lateral Hardening | 13043 | 0 |  | 0 | 0
Lateral Hardening-Fuse-60267848 | Lateral Hardening | 13059 | 0 |  | 0 | 0
Lateral Hardening-Fuse-60268229 | Lateral Hardening | 13631 | 0 |  | 0 | 0
Lateral Hardening-Fuse-60268237 | Lateral Hardening | 13668 | 0 |  | 0 | 0
Lateral Hardening-Fuse-60268248 | Lateral Hardening | 13668 | 0 |  | 0 | 0
Lateral Hardening-Fuse-60269076 | Lateral Hardening | 13967 | 0 |  | 0 | 0
Lateral Hardening-Fuse-60269456 | Lateral Hardening | 13297 | 2021 |  | 0 | 2021
Lateral Hardening-Fuse-60269473 | Lateral Hardening | 13661 | 0 |  | 0 | 0
Lateral Hardening-Fuse-60269652 | Lateral Hardening | 13648 | 0 |  | 0 | 0
Lateral Hardening-Fuse-60269660 | Lateral Hardening | 14024 | 0 |  | 0 | 0
Lateral Hardening-Fuse-60269819 | Lateral Hardening | 13889 | 0 |  | 0 | 0
Lateral Hardening-Fuse-60269893 | Lateral Hardening | 13712 | 0 |  | 0 | 0
Lateral Hardening-Fuse-60271833 | Lateral Hardening | 13724 | 0 |  | 0 | 0
Lateral Hardening-Fuse-60271990 | Lateral Hardening | 13805 | 0 |  | 0 | 0
Lateral Hardening-Fuse-60272018 | Lateral Hardening | 13805 | 0 |  | 0 | 0
Lateral Hardening-Fuse-60272048 | Lateral Hardening | 13805 | 0 |  | 0 | 0
Lateral Hardening-Fuse-60272365 | Lateral Hardening | 14109 | 2023 |  | 0 | 2023
Lateral Hardening-Fuse-60272574 | Lateral Hardening | 13690 | 0 |  | 0 | 0
Lateral Hardening-Fuse-60272745 | Lateral Hardening | 13687 | 0 |  | 0 | 0
Lateral Hardening-Fuse-60273868 | Lateral Hardening | 13723 | 0 |  | 0 | 0
Lateral Hardening-Fuse-60274033 | Lateral Hardening | 13786 | 0 |  | 0 | 0
Lateral Hardening-Fuse-60274157 | Lateral Hardening | 13808 | 0 |  | 0 | 0
Lateral Hardening-Fuse-60274169 | Lateral Hardening | 13808 | 0 |  | 0 | 0
Lateral Hardening-Fuse-60274576 | Lateral Hardening | 13786 | 0 |  | 0 | 0
Lateral Hardening-Fuse-60274637 | Lateral Hardening | 14021 | 2029 |  | 0 | 2029
Lateral Hardening-Fuse-60274647 | Lateral Hardening | 13813 | 0 |  | 0 | 0
Lateral Hardening-Fuse-60274846 | Lateral Hardening | 13770 | 0 |  | 0 | 0
Lateral Hardening-Fuse-60275103 | Lateral Hardening | 13797 | 0 |  | 0 | 0
Lateral Hardening-Fuse-60276766 | Lateral Hardening | 13785 | 0 |  | 0 | 0
Lateral Hardening-Fuse-60276772 | Lateral Hardening | 13785 | 0 |  | 0 | 0
Lateral Hardening-Fuse-60276917 | Lateral Hardening | 13785 | 0 |  | 0 | 0
Lateral Hardening-Fuse-60276943 | Lateral Hardening | 13815 | 2027 |  | 0 | 2027
Lateral Hardening-Fuse-60276969 | Lateral Hardening | 13817 | 0 |  | 0 | 0
Lateral Hardening-Fuse-60276989 | Lateral Hardening | 13807 | 0 |  | 0 | 0
Lateral Hardening-Fuse-60277026 | Lateral Hardening | 13807 | 0 |  | 0 | 0
Lateral Hardening-Fuse-60277046 | Lateral Hardening | 13807 | 0 |  | 0 | 0
Lateral Hardening-Fuse-60277066 | Lateral Hardening | 13807 | 0 |  | 0 | 0
Lateral Hardening-Fuse-60277090 | Lateral Hardening | 13785 | 0 |  | 0 | 0
Lateral Hardening-Fuse-60277281 | Lateral Hardening | 14059 | 0 |  | 0 | 0
Lateral Hardening-Fuse-60278009 | Lateral Hardening | 13799 | 0 |  | 0 | 0
Lateral Hardening-Fuse-60278015 | Lateral Hardening | 13799 | 0 |  | 0 | 0
Lateral Hardening-Fuse-60278018 | Lateral Hardening | 13799 | 0 |  | 0 | 0
Lateral Hardening-Fuse-60278024 | Lateral Hardening | 13993 | 0 |  | 0 | 0
Lateral Hardening-Fuse-60278587 | Lateral Hardening | 13870 | 0 |  | 0 | 0
Lateral Hardening-Fuse-60278588 | Lateral Hardening | 13870 | 0 |  | 0 | 0
Lateral Hardening-Fuse-60279300 | Lateral Hardening | 13808 | 0 |  | 0 | 0
Lateral Hardening-Fuse-60279623 | Lateral Hardening | 13916 | 2021 |  | 0 | 2021
Lateral Hardening-Fuse-60279838 | Lateral Hardening | 13863 | 2021 |  | 0 | 2021
Lateral Hardening-Fuse-60280071 | Lateral Hardening | 13962 | 0 |  | 0 | 0
Lateral Hardening-Fuse-60280079 | Lateral Hardening | 13962 | 0 |  | 0 | 0
Lateral Hardening-Fuse-60280097 | Lateral Hardening | 13962 | 0 |  | 0 | 0
Lateral Hardening-Fuse-60280101 | Lateral Hardening | 13962 | 0 |  | 0 | 0
Lateral Hardening-Fuse-60281135 | Lateral Hardening | 13836 | 0 |  | 0 | 0
Lateral Hardening-Fuse-60281201 | Lateral Hardening | 13961 | 0 |  | 0 | 0
Lateral Hardening-Fuse-60281262 | Lateral Hardening | 13268 | 0 |  | 0 | 0
Lateral Hardening-Fuse-60281265 | Lateral Hardening | 13268 | 0 |  | 0 | 0
Lateral Hardening-Fuse-60282361 | Lateral Hardening | 13927 | 0 |  | 0 | 0
Lateral Hardening-Fuse-60282418 | Lateral Hardening | 14000 | 0 |  | 0 | 0
Lateral Hardening-Fuse-60282899 | Lateral Hardening | 13922 | 0 |  | 0 | 0
Lateral Hardening-Fuse-60283393 | Lateral Hardening | 13927 | 0 |  | 0 | 0
Lateral Hardening-Fuse-60286199 | Lateral Hardening | 13388 | 0 |  | 0 | 0
Lateral Hardening-Fuse-60286295 | Lateral Hardening | 13146 | 0 |  | 0 | 0
Lateral Hardening-Fuse-60287236 | Lateral Hardening | 13509 | 2020 |  | 0 | 2020
Lateral Hardening-Fuse-60289071 | Lateral Hardening | 13045 | 2025 |  | 0 | 2025
Lateral Hardening-Fuse-60289930 | Lateral Hardening | 13097 | 0 |  | 0 | 0
Lateral Hardening-Fuse-60291206 | Lateral Hardening | 13201 | 0 |  | 0 | 0
Lateral Hardening-Fuse-60292125 | Lateral Hardening | 13029 | 0 |  | 0 | 0
Lateral Hardening-Fuse-60294821 | Lateral Hardening | 13298 | 0 |  | 0 | 0
Lateral Hardening-Fuse-60295687 | Lateral Hardening | 13422 | 0 |  | 0 | 0
Lateral Hardening-Fuse-60296207 | Lateral Hardening | 13422 | 0 |  | 0 | 0
Lateral Hardening-Fuse-60296493 | Lateral Hardening | 13091 | 2025 |  | 0 | 2025
Lateral Hardening-Fuse-60297772 | Lateral Hardening | 13414 | 2027 |  | 0 | 2027
Lateral Hardening-Fuse-60297955 | Lateral Hardening | 13431 | 2023 |  | 0 | 2023
Lateral Hardening-Fuse-60298078 | Lateral Hardening | 13254 | 0 |  | 0 | 0
Lateral Hardening-Fuse-60298201 | Lateral Hardening | 13228 | 0 |  | 0 | 0
Lateral Hardening-Fuse-60298262 | Lateral Hardening | 13298 | 0 |  | 0 | 0
Lateral Hardening-Fuse-60298363 | Lateral Hardening | 13298 | 0 |  | 0 | 0
Lateral Hardening-Fuse-60298472 | Lateral Hardening | 13924 | 0 |  | 0 | 0
Lateral Hardening-Fuse-60298476 | Lateral Hardening | 13924 | 0 |  | 0 | 0
Lateral Hardening-Fuse-60299196 | Lateral Hardening | 13037 | 0 |  | 0 | 0
Lateral Hardening-Fuse-60300051 | Lateral Hardening | 14111 | 0 |  | 0 | 0
Lateral Hardening-Fuse-60300667 | Lateral Hardening | 13241 | 0 |  | 0 | 0
Lateral Hardening-Fuse-60302536 | Lateral Hardening | 13899 | 0 |  | 0 | 0
Lateral Hardening-Fuse-60302601 | Lateral Hardening | 13059 | 2024 |  | 0 | 2024
Lateral Hardening-Fuse-60302646 | Lateral Hardening | 13071 | 0 |  | 0 | 0
Lateral Hardening-Fuse-60302650 | Lateral Hardening | 13091 | 0 |  | 0 | 0
Lateral Hardening-Fuse-60302651 | Lateral Hardening | 13091 | 2025 |  | 0 | 2025
Lateral Hardening-Fuse-60302671 | Lateral Hardening | 13122 | 0 |  | 0 | 0
Lateral Hardening-Fuse-60302764 | Lateral Hardening | 13098 | 0 |  | 0 | 0
Lateral Hardening-Fuse-60302816 | Lateral Hardening | 13129 | 0 |  | 0 | 0
Lateral Hardening-Fuse-60303514 | Lateral Hardening | 13198 | 0 |  | 0 | 0
Lateral Hardening-Fuse-60303627 | Lateral Hardening | 13586 | 2021 |  | 0 | 2021
Lateral Hardening-Fuse-60303699 | Lateral Hardening | 13448 | 0 |  | 0 | 0
Lateral Hardening-Fuse-60303760 | Lateral Hardening | 13460 | 0 |  | 0 | 0
Lateral Hardening-Fuse-60303783 | Lateral Hardening | 13468 | 0 |  | 0 | 0
Lateral Hardening-Fuse-60303784 | Lateral Hardening | 13468 | 0 |  | 0 | 0
Lateral Hardening-Fuse-60303818 | Lateral Hardening | 13471 | 0 |  | 0 | 0
Lateral Hardening-Fuse-60303829 | Lateral Hardening | 13473 | 0 |  | 0 | 0
Lateral Hardening-Fuse-60304587 | Lateral Hardening | 13687 | 0 |  | 0 | 0
Lateral Hardening-Fuse-60305446 | Lateral Hardening | 13656 | 0 |  | 0 | 0
Lateral Hardening-Fuse-60305522 | Lateral Hardening | 14274 | 0 |  | 0 | 0
Lateral Hardening-Fuse-60305523 | Lateral Hardening | 14274 | 0 |  | 0 | 0
Lateral Hardening-Fuse-60305645 | Lateral Hardening | 13953 | 0 |  | 0 | 0
Lateral Hardening-Fuse-60305649 | Lateral Hardening | 13516 | 0 |  | 0 | 0
Lateral Hardening-Fuse-60305720 | Lateral Hardening | 13522 | 2023 |  | 0 | 2023
Lateral Hardening-Fuse-60305728 | Lateral Hardening | 13522 | 2023 |  | 0 | 2023
Lateral Hardening-Fuse-60305729 | Lateral Hardening | 13522 | 0 |  | 0 | 0
Lateral Hardening-Fuse-60305732 | Lateral Hardening | 13522 | 0 |  | 0 | 0
Lateral Hardening-Fuse-60305733 | Lateral Hardening | 13522 | 0 |  | 0 | 0
Lateral Hardening-Fuse-60305740 | Lateral Hardening | 13865 | 2024 |  | 0 | 2024
Lateral Hardening-Fuse-60305741 | Lateral Hardening | 13865 | 0 |  | 0 | 0
Lateral Hardening-Fuse-60305774 | Lateral Hardening | 13622 | 0 |  | 0 | 0
Lateral Hardening-Fuse-60305848 | Lateral Hardening | 13632 | 2022 |  | 0 | 2022
Lateral Hardening-Fuse-60306429 | Lateral Hardening | 13372 | 0 |  | 0 | 0
Lateral Hardening-Fuse-60306546 | Lateral Hardening | 13883 | 0 |  | 0 | 0
Lateral Hardening-Fuse-60307779 | Lateral Hardening | 14041 | 0 |  | 0 | 0
Lateral Hardening-Fuse-60309992 | Lateral Hardening | 13648 | 0 |  | 0 | 0
Lateral Hardening-Fuse-60310011 | Lateral Hardening | 13660 | 0 |  | 0 | 0
Lateral Hardening-Fuse-60310419 | Lateral Hardening | 14020 | 0 |  | 0 | 0
Lateral Hardening-Fuse-60310732 | Lateral Hardening | 13935 | 0 |  | 0 | 0
Lateral Hardening-Fuse-60311045 | Lateral Hardening | 13470 | 0 |  | 0 | 0
Lateral Hardening-Fuse-60311122 | Lateral Hardening | 13873 | 2022 |  | 0 | 2022
Lateral Hardening-Fuse-60311130 | Lateral Hardening | 13419 | 0 |  | 0 | 0
Lateral Hardening-Fuse-60311131 | Lateral Hardening | 13419 | 0 |  | 0 | 0
Lateral Hardening-Fuse-60311176 | Lateral Hardening | 13279 | 0 |  | 0 | 0
Lateral Hardening-Fuse-60311177 | Lateral Hardening | 13279 | 0 |  | 0 | 0
Lateral Hardening-Fuse-60311185 | Lateral Hardening | 13279 | 0 |  | 0 | 0
Lateral Hardening-Fuse-60311189 | Lateral Hardening | 13373 | 0 |  | 0 | 0
Lateral Hardening-Fuse-60311190 | Lateral Hardening | 13373 | 2024 |  | 0 | 2024
Lateral Hardening-Fuse-60311194 | Lateral Hardening | 13687 | 0 |  | 0 | 0
Lateral Hardening-Fuse-60311213 | Lateral Hardening | 13707 | 0 |  | 0 | 0
Lateral Hardening-Fuse-60311255 | Lateral Hardening | 13722 | 0 |  | 0 | 0
Lateral Hardening-Fuse-60311267 | Lateral Hardening | 13722 | 0 |  | 0 | 0
Lateral Hardening-Fuse-60311272 | Lateral Hardening | 13722 | 0 |  | 0 | 0
Lateral Hardening-Fuse-60311290 | Lateral Hardening | 13722 | 0 |  | 0 | 0
Lateral Hardening-Fuse-60311313 | Lateral Hardening | 13722 | 0 |  | 0 | 0
Lateral Hardening-Fuse-60311364 | Lateral Hardening | 13724 | 0 |  | 0 | 0
Lateral Hardening-Fuse-60311365 | Lateral Hardening | 13724 | 0 |  | 0 | 0
Lateral Hardening-Fuse-60311366 | Lateral Hardening | 13724 | 2022 |  | 0 | 2022
Lateral Hardening-Fuse-60311395 | Lateral Hardening | 13737 | 0 |  | 0 | 0
Lateral Hardening-Fuse-60311396 | Lateral Hardening | 13737 | 2023 |  | 0 | 2023
Lateral Hardening-Fuse-60311397 | Lateral Hardening | 13737 | 0 |  | 0 | 0
Lateral Hardening-Fuse-60311490 | Lateral Hardening | 13769 | 0 |  | 0 | 0
Lateral Hardening-Fuse-60311511 | Lateral Hardening | 13805 | 0 |  | 0 | 0
Lateral Hardening-Fuse-60311537 | Lateral Hardening | 13805 | 0 |  | 0 | 0
Lateral Hardening-Fuse-60311548 | Lateral Hardening | 13331 | 2026 |  | 0 | 2026
Lateral Hardening-Fuse-60311595 | Lateral Hardening | 13298 | 0 |  | 0 | 0
Lateral Hardening-Fuse-60311619 | Lateral Hardening | 13297 | 0 |  | 0 | 0
Lateral Hardening-Fuse-60311659 | Lateral Hardening | 13770 | 0 |  | 0 | 0
Lateral Hardening-Fuse-60311796 | Lateral Hardening | 13473 | 0 |  | 0 | 0
Lateral Hardening-Fuse-60311936 | Lateral Hardening | 13298 | 0 |  | 0 | 0
Lateral Hardening-Fuse-60312288 | Lateral Hardening | 13583 | 0 |  | 0 | 0
Lateral Hardening-Fuse-60312472 | Lateral Hardening | 13147 | 0 |  | 0 | 0
Lateral Hardening-Fuse-60312511 | Lateral Hardening | 13242 | 0 |  | 0 | 0
Lateral Hardening-Fuse-60313285 | Lateral Hardening | 13439 | 0 |  | 0 | 0
Lateral Hardening-Fuse-60314625 | Lateral Hardening | 13817 | 0 |  | 0 | 0
Lateral Hardening-Fuse-60314634 | Lateral Hardening | 13840 | 0 |  | 0 | 0
Lateral Hardening-Fuse-60314670 | Lateral Hardening | 13835 | 2022 |  | 0 | 2022
Lateral Hardening-Fuse-60314752 | Lateral Hardening | 13993 | 0 |  | 0 | 0
Lateral Hardening-Fuse-60314756 | Lateral Hardening | 13863 | 0 |  | 0 | 0
Lateral Hardening-Fuse-60315128 | Lateral Hardening | 13128 | 0 |  | 0 | 0
Lateral Hardening-Fuse-60315129 | Lateral Hardening | 13128 | 0 |  | 0 | 0
Lateral Hardening-Fuse-60315845 | Lateral Hardening | 13304 | 0 |  | 0 | 0
Lateral Hardening-Fuse-60317198 | Lateral Hardening | 13733 | 2029 |  | 0 | 2029
Lateral Hardening-Fuse-60317698 | Lateral Hardening | 13866 | 0 |  | 0 | 0
Lateral Hardening-Fuse-60318044 | Lateral Hardening | 13097 | 0 |  | 0 | 0
Lateral Hardening-Fuse-60318065 | Lateral Hardening | 13218 | 2029 |  | 0 | 2029
Lateral Hardening-Fuse-60318141 | Lateral Hardening | 13922 | 0 |  | 0 | 0
Lateral Hardening-Fuse-60318162 | Lateral Hardening | 13290 | 0 |  | 0 | 0
Lateral Hardening-Fuse-60318165 | Lateral Hardening | 13290 | 0 |  | 0 | 0
Lateral Hardening-Fuse-60318166 | Lateral Hardening | 13290 | 0 |  | 0 | 0
Lateral Hardening-Fuse-60318167 | Lateral Hardening | 13290 | 0 |  | 0 | 0
Lateral Hardening-Fuse-60318168 | Lateral Hardening | 13290 | 0 |  | 0 | 0
Lateral Hardening-Fuse-60318178 | Lateral Hardening | 13927 | 0 |  | 0 | 0
Lateral Hardening-Fuse-60318187 | Lateral Hardening | 13236 | 0 |  | 0 | 0
Lateral Hardening-Fuse-60318189 | Lateral Hardening | 13236 | 0 |  | 0 | 0
Lateral Hardening-Fuse-60318199 | Lateral Hardening | 13236 | 0 |  | 0 | 0
Lateral Hardening-Fuse-60318201 | Lateral Hardening | 13236 | 0 |  | 0 | 0
Lateral Hardening-Fuse-60318202 | Lateral Hardening | 13236 | 0 |  | 0 | 0
Lateral Hardening-Fuse-60318205 | Lateral Hardening | 13048 | 0 |  | 0 | 0
Lateral Hardening-Fuse-60318206 | Lateral Hardening | 13048 | 0 |  | 0 | 0
Lateral Hardening-Fuse-60320273 | Lateral Hardening | 13961 | 0 |  | 0 | 0
Lateral Hardening-Fuse-60320292 | Lateral Hardening | 13291 | 2028 |  | 0 | 2028
Lateral Hardening-Fuse-60320298 | Lateral Hardening | 13373 | 0 |  | 0 | 0
Lateral Hardening-Fuse-60320319 | Lateral Hardening | 13303 | 0 |  | 0 | 0
Lateral Hardening-Fuse-60320387 | Lateral Hardening | 13006 | 0 |  | 0 | 0
Lateral Hardening-Fuse-60320388 | Lateral Hardening | 13006 | 0 |  | 0 | 0
Lateral Hardening-Fuse-60320447 | Lateral Hardening | 13391 | 0 |  | 0 | 0
Lateral Hardening-Fuse-60320466 | Lateral Hardening | 13420 | 0 |  | 0 | 0
Lateral Hardening-Fuse-60320467 | Lateral Hardening | 13420 | 2023 |  | 0 | 2023
Lateral Hardening-Fuse-60320551 | Lateral Hardening | 13911 | 0 |  | 0 | 0
Lateral Hardening-Fuse-60320571 | Lateral Hardening | 13948 | 2022 |  | 0 | 2022
Lateral Hardening-Fuse-60320579 | Lateral Hardening | 13268 | 0 |  | 0 | 0
Lateral Hardening-Fuse-60320582 | Lateral Hardening | 13268 | 0 |  | 0 | 0
Lateral Hardening-Fuse-60320590 | Lateral Hardening | 14000 | 0 |  | 0 | 0
Lateral Hardening-Fuse-60320764 | Lateral Hardening | 13698 | 0 |  | 0 | 0
Lateral Hardening-Fuse-60320765 | Lateral Hardening | 13698 | 0 |  | 0 | 0
Lateral Hardening-Fuse-60321299 | Lateral Hardening | 13298 | 0 |  | 0 | 0
Lateral Hardening-Fuse-60321330 | Lateral Hardening | 13699 | 0 |  | 0 | 0
Lateral Hardening-Fuse-60321354 | Lateral Hardening | 13371 | 0 |  | 0 | 0
Lateral Hardening-Fuse-60322364 | Lateral Hardening | 13100 | 0 |  | 0 | 0
Lateral Hardening-Fuse-60322379 | Lateral Hardening | 13485 | 0 |  | 0 | 0
Lateral Hardening-Fuse-60324318 | Lateral Hardening | 13436 | 0 |  | 0 | 0
Lateral Hardening-Fuse-60324332 | Lateral Hardening | 13436 | 0 |  | 0 | 0
Lateral Hardening-Fuse-60324372 | Lateral Hardening | 13298 | 0 |  | 0 | 0
Lateral Hardening-Fuse-60325257 | Lateral Hardening | 14274 | 0 |  | 0 | 0
Lateral Hardening-Fuse-60325892 | Lateral Hardening | 13098 | 2024 |  | 0 | 2024
Lateral Hardening-Fuse-60325910 | Lateral Hardening | 13097 | 2025 |  | 0 | 2025
Lateral Hardening-Fuse-60326098 | Lateral Hardening | 13785 | 0 |  | 0 | 0
Lateral Hardening-Fuse-60326099 | Lateral Hardening | 13785 | 0 |  | 0 | 0
Lateral Hardening-Fuse-60326233 | Lateral Hardening | 13785 | 0 |  | 0 | 0
Lateral Hardening-Fuse-60326286 | Lateral Hardening | 13785 | 0 |  | 0 | 0
Lateral Hardening-Fuse-60326342 | Lateral Hardening | 13785 | 0 |  | 0 | 0
Lateral Hardening-Fuse-60327730 | Lateral Hardening | 14042 | 0 |  | 0 | 0
Lateral Hardening-Fuse-60328602 | Lateral Hardening | 13226 | 0 |  | 0 | 0
Lateral Hardening-Fuse-60328654 | Lateral Hardening | 13229 | 0 |  | 0 | 0
Lateral Hardening-Fuse-60328664 | Lateral Hardening | 13229 | 0 |  | 0 | 0
Lateral Hardening-Fuse-60328686 | Lateral Hardening | 13707 | 0 |  | 0 | 0
Lateral Hardening-Fuse-60331160 | Lateral Hardening | 13070 | 0 |  | 0 | 0
Lateral Hardening-Fuse-60331444 | Lateral Hardening | 14274 | 0 |  | 0 | 0
Lateral Hardening-Fuse-60331515 | Lateral Hardening | 14000 | 0 |  | 0 | 0
Lateral Hardening-Fuse-60332330 | Lateral Hardening | 13906 | 0 |  | 0 | 0
Lateral Hardening-Fuse-60332337 | Lateral Hardening | 13461 | 0 |  | 0 | 0
Lateral Hardening-Fuse-60332366 | Lateral Hardening | 13461 | 0 |  | 0 | 0
Lateral Hardening-Fuse-60334626 | Lateral Hardening | 13325 | 0 |  | 0 | 0
Lateral Hardening-Fuse-60334640 | Lateral Hardening | 13326 | 0 |  | 0 | 0
Lateral Hardening-Fuse-60334991 | Lateral Hardening | 14117 | 0 |  | 0 | 0
Lateral Hardening-Fuse-60337673 | Lateral Hardening | 14001 | 0 |  | 0 | 0
Lateral Hardening-Fuse-60337680 | Lateral Hardening | 14001 | 0 |  | 0 | 0
Lateral Hardening-Fuse-60337682 | Lateral Hardening | 14001 | 0 |  | 0 | 0
Lateral Hardening-Fuse-60337684 | Lateral Hardening | 14001 | 0 |  | 0 | 0
Lateral Hardening-Fuse-60337816 | Lateral Hardening | 13655 | 0 |  | 0 | 0
Lateral Hardening-Fuse-60339020 | Lateral Hardening | 13317 | 0 |  | 0 | 0
Lateral Hardening-Fuse-60339040 | Lateral Hardening | 13016 | 0 |  | 0 | 0
Lateral Hardening-Fuse-60339714 | Lateral Hardening | 13898 | 0 |  | 0 | 0
Lateral Hardening-Fuse-60340774 | Lateral Hardening | 13113 | 2021 |  | 0 | 2021
Lateral Hardening-Fuse-60341012 | Lateral Hardening | 13191 | 0 |  | 0 | 0
Lateral Hardening-Fuse-60341032 | Lateral Hardening | 14030 | 2023 |  | 0 | 2023
Lateral Hardening-Fuse-60341748 | Lateral Hardening | 13328 | 2029 |  | 0 | 2029
Lateral Hardening-Fuse-60341796 | Lateral Hardening | 13984 | 0 |  | 0 | 0
Lateral Hardening-Fuse-60341835 | Lateral Hardening | 13657 | 0 |  | 0 | 0
Lateral Hardening-Fuse-60341857 | Lateral Hardening | 13983 | 0 |  | 0 | 0
Lateral Hardening-Fuse-60341892 | Lateral Hardening | 13657 | 0 |  | 0 | 0
Lateral Hardening-Fuse-60341894 | Lateral Hardening | 13268 | 0 |  | 0 | 0
Lateral Hardening-Fuse-60341897 | Lateral Hardening | 13268 | 0 |  | 0 | 0
Lateral Hardening-Fuse-60342383 | Lateral Hardening | 13899 | 0 |  | 0 | 0
Lateral Hardening-Fuse-60342385 | Lateral Hardening | 13899 | 0 |  | 0 | 0
Lateral Hardening-Fuse-60342398 | Lateral Hardening | 13899 | 0 |  | 0 | 0
Lateral Hardening-Fuse-60342436 | Lateral Hardening | 13003 | 0 |  | 0 | 0
Lateral Hardening-Fuse-60342437 | Lateral Hardening | 13003 | 0 |  | 0 | 0
Lateral Hardening-Fuse-60342621 | Lateral Hardening | 13019 | 0 |  | 0 | 0
Lateral Hardening-Fuse-60342967 | Lateral Hardening | 13096 | 0 |  | 0 | 0
Lateral Hardening-Fuse-60342974 | Lateral Hardening | 13096 | 0 |  | 0 | 0
Lateral Hardening-Fuse-60343039 | Lateral Hardening | 13099 | 0 |  | 0 | 0
Lateral Hardening-Fuse-60343119 | Lateral Hardening | 13223 | 0 |  | 0 | 0
Lateral Hardening-Fuse-60343339 | Lateral Hardening | 13749 | 0 |  | 0 | 0
Lateral Hardening-Fuse-60344401 | Lateral Hardening | 14117 | 0 |  | 0 | 0
Lateral Hardening-Fuse-60344447 | Lateral Hardening | 13687 | 0 |  | 0 | 0
Lateral Hardening-Fuse-60344578 | Lateral Hardening | 13506 | 0 |  | 0 | 0
Lateral Hardening-Fuse-60344694 | Lateral Hardening | 13506 | 0 |  | 0 | 0
Lateral Hardening-Fuse-60345378 | Lateral Hardening | 13864 | 0 |  | 0 | 0
Lateral Hardening-Fuse-60346591 | Lateral Hardening | 13509 | 0 |  | 0 | 0
Lateral Hardening-Fuse-60346593 | Lateral Hardening | 13509 | 0 |  | 0 | 0
Lateral Hardening-Fuse-60346595 | Lateral Hardening | 13509 | 2021 |  | 0 | 2021
Lateral Hardening-Fuse-60346597 | Lateral Hardening | 13509 | 0 |  | 0 | 0
Lateral Hardening-Fuse-60348623 | Lateral Hardening | 13390 | 0 |  | 0 | 0
Lateral Hardening-Fuse-60348634 | Lateral Hardening | 13391 | 0 |  | 0 | 0
Lateral Hardening-Fuse-60348697 | Lateral Hardening | 13391 | 0 |  | 0 | 0
Lateral Hardening-Fuse-60350013 | Lateral Hardening | 13102 | 2022 |  | 0 | 2022
Lateral Hardening-Fuse-60350014 | Lateral Hardening | 13102 | 2022 |  | 0 | 2022
Lateral Hardening-Fuse-60350024 | Lateral Hardening | 13097 | 2025 |  | 0 | 2025
Lateral Hardening-Fuse-60350622 | Lateral Hardening | 13143 | 0 |  | 0 | 0
Lateral Hardening-Fuse-60351102 | Lateral Hardening | 13870 | 0 |  | 0 | 0
Lateral Hardening-Fuse-60351348 | Lateral Hardening | 13747 | 0 |  | 0 | 0
Lateral Hardening-Fuse-60352070 | Lateral Hardening | 13128 | 0 |  | 0 | 0
Lateral Hardening-Fuse-60352611 | Lateral Hardening | 13236 | 0 |  | 0 | 0
Lateral Hardening-Fuse-60352613 | Lateral Hardening | 13236 | 0 |  | 0 | 0
Lateral Hardening-Fuse-60352620 | Lateral Hardening | 13236 | 0 |  | 0 | 0
Lateral Hardening-Fuse-60353487 | Lateral Hardening | 13268 | 0 |  | 0 | 0
Lateral Hardening-Fuse-60353489 | Lateral Hardening | 13268 | 0 |  | 0 | 0
Lateral Hardening-Fuse-60353491 | Lateral Hardening | 13268 | 0 |  | 0 | 0
Lateral Hardening-Fuse-60353493 | Lateral Hardening | 13268 | 0 |  | 0 | 0
Lateral Hardening-Fuse-60356451 | Lateral Hardening | 13146 | 0 |  | 0 | 0
Lateral Hardening-Fuse-60356453 | Lateral Hardening | 13146 | 2026 |  | 0 | 2026
Lateral Hardening-Fuse-60356679 | Lateral Hardening | 13468 | 0 |  | 0 | 0
Lateral Hardening-Fuse-60356761 | Lateral Hardening | 13830 | 0 |  | 0 | 0
Lateral Hardening-Fuse-60356996 | Lateral Hardening | 13838 | 0 |  | 0 | 0
Lateral Hardening-Fuse-60357423 | Lateral Hardening | 13041 | 0 |  | 0 | 0
Lateral Hardening-Fuse-60360376 | Lateral Hardening | 13687 | 0 |  | 0 | 0
Lateral Hardening-Fuse-60360492 | Lateral Hardening | 13968 | 0 |  | 0 | 0
Lateral Hardening-Fuse-60360534 | Lateral Hardening | 13698 | 0 |  | 0 | 0
Lateral Hardening-Fuse-60360537 | Lateral Hardening | 13698 | 0 |  | 0 | 0
Lateral Hardening-Fuse-60360851 | Lateral Hardening | 13722 | 2022 |  | 0 | 2022
Lateral Hardening-Fuse-60360857 | Lateral Hardening | 13722 | 0 |  | 0 | 0
Lateral Hardening-Fuse-60360859 | Lateral Hardening | 13722 | 2022 |  | 0 | 2022
Lateral Hardening-Fuse-60361545 | Lateral Hardening | 13303 | 0 |  | 0 | 0
Lateral Hardening-Fuse-60361697 | Lateral Hardening | 13305 | 0 |  | 0 | 0
Lateral Hardening-Fuse-60363057 | Lateral Hardening | 13017 | 0 |  | 0 | 0
Lateral Hardening-Fuse-60363297 | Lateral Hardening | 13832 | 0 |  | 0 | 0
Lateral Hardening-Fuse-60364318 | Lateral Hardening | 13198 | 0 |  | 0 | 0
Lateral Hardening-Fuse-60364320 | Lateral Hardening | 13198 | 0 |  | 0 | 0
Lateral Hardening-Fuse-60364324 | Lateral Hardening | 13873 | 0 |  | 0 | 0
Lateral Hardening-Fuse-60365361 | Lateral Hardening | 13962 | 2027 |  | 0 | 2027
Lateral Hardening-Fuse-60366531 | Lateral Hardening | 13656 | 0 |  | 0 | 0
Lateral Hardening-Fuse-60366676 | Lateral Hardening | 13656 | 0 |  | 0 | 0
Lateral Hardening-Fuse-60366831 | Lateral Hardening | 13298 | 0 |  | 0 | 0
Lateral Hardening-Fuse-60369995 | Lateral Hardening | 13808 | 2027 |  | 0 | 2027
Lateral Hardening-Fuse-60370001 | Lateral Hardening | 13808 | 0 |  | 0 | 0
Lateral Hardening-Fuse-60370038 | Lateral Hardening | 13808 | 0 |  | 0 | 0
Lateral Hardening-Fuse-60370044 | Lateral Hardening | 13808 | 0 |  | 0 | 0
Lateral Hardening-Fuse-60370135 | Lateral Hardening | 13808 | 0 |  | 0 | 0
Lateral Hardening-Fuse-60370163 | Lateral Hardening | 13808 | 0 |  | 0 | 0
Lateral Hardening-Fuse-60370177 | Lateral Hardening | 13808 | 0 |  | 0 | 0
Lateral Hardening-Fuse-60370216 | Lateral Hardening | 13808 | 0 |  | 0 | 0
Lateral Hardening-Fuse-60370239 | Lateral Hardening | 13808 | 0 |  | 0 | 0
Lateral Hardening-Fuse-60370290 | Lateral Hardening | 13786 | 0 |  | 0 | 0
Lateral Hardening-Fuse-60370315 | Lateral Hardening | 13786 | 0 |  | 0 | 0
Lateral Hardening-Fuse-60370374 | Lateral Hardening | 13799 | 0 |  | 0 | 0
Lateral Hardening-Fuse-60371213 | Lateral Hardening | 13993 | 0 |  | 0 | 0
Lateral Hardening-Fuse-60371216 | Lateral Hardening | 13993 | 0 |  | 0 | 0
Lateral Hardening-Fuse-60371501 | Lateral Hardening | 13807 | 0 |  | 0 | 0
Lateral Hardening-Fuse-60371512 | Lateral Hardening | 13807 | 0 |  | 0 | 0
Lateral Hardening-Fuse-60371528 | Lateral Hardening | 13807 | 0 |  | 0 | 0
Lateral Hardening-Fuse-60371545 | Lateral Hardening | 13807 | 0 |  | 0 | 0
Lateral Hardening-Fuse-60371557 | Lateral Hardening | 13807 | 0 |  | 0 | 0
Lateral Hardening-Fuse-60371561 | Lateral Hardening | 13807 | 0 |  | 0 | 0
Lateral Hardening-Fuse-60371572 | Lateral Hardening | 13807 | 0 |  | 0 | 0
Lateral Hardening-Fuse-60371578 | Lateral Hardening | 13807 | 0 |  | 0 | 0
Lateral Hardening-Fuse-60371582 | Lateral Hardening | 13805 | 0 |  | 0 | 0
Lateral Hardening-Fuse-60371634 | Lateral Hardening | 13805 | 0 |  | 0 | 0
Lateral Hardening-Fuse-60371642 | Lateral Hardening | 13805 | 0 |  | 0 | 0
Lateral Hardening-Fuse-60371718 | Lateral Hardening | 13961 | 0 |  | 0 | 0
Lateral Hardening-Fuse-60371720 | Lateral Hardening | 13961 | 0 |  | 0 | 0
Lateral Hardening-Fuse-60371722 | Lateral Hardening | 13961 | 0 |  | 0 | 0
Lateral Hardening-Fuse-60372713 | Lateral Hardening | 13210 | 0 |  | 0 | 0
Lateral Hardening-Fuse-60372736 | Lateral Hardening | 13485 | 0 |  | 0 | 0
Lateral Hardening-Fuse-60372920 | Lateral Hardening | 14037 | 2028 |  | 0 | 2028
Lateral Hardening-Fuse-60373621 | Lateral Hardening | 13693 | 0 |  | 0 | 0
Lateral Hardening-Fuse-60373624 | Lateral Hardening | 13693 | 0 |  | 0 | 0
Lateral Hardening-Fuse-60374286 | Lateral Hardening | 13865 | 0 |  | 0 | 0
Lateral Hardening-Fuse-60374763 | Lateral Hardening | 14216 | 0 |  | 0 | 0
Lateral Hardening-Fuse-60374771 | Lateral Hardening | 14217 | 0 |  | 0 | 0
Lateral Hardening-Fuse-60374774 | Lateral Hardening | 14099 | 0 |  | 0 | 0
Lateral Hardening-Fuse-60374776 | Lateral Hardening | 14099 | 0 |  | 0 | 0
Lateral Hardening-Fuse-60374778 | Lateral Hardening | 14099 | 0 |  | 0 | 0
Lateral Hardening-Fuse-60374780 | Lateral Hardening | 14099 | 0 |  | 0 | 0
Lateral Hardening-Fuse-60374781 | Lateral Hardening | 14102 | 0 |  | 0 | 0
Lateral Hardening-Fuse-60376101 | Lateral Hardening | 14071 | 0 |  | 0 | 0
Lateral Hardening-Fuse-60376489 | Lateral Hardening | 13898 | 0 |  | 0 | 0
Lateral Hardening-Fuse-60376501 | Lateral Hardening | 13146 | 0 |  | 0 | 0
Lateral Hardening-Fuse-60377640 | Lateral Hardening | 14217 | 0 |  | 0 | 0
Lateral Hardening-Fuse-60380454 | Lateral Hardening | 13864 | 2021 |  | 0 | 2021
Lateral Hardening-Fuse-60380731 | Lateral Hardening | 14114 | 2023 |  | 0 | 2023
Lateral Hardening-Fuse-60380735 | Lateral Hardening | 14114 | 0 |  | 0 | 0
Lateral Hardening-Fuse-60380739 | Lateral Hardening | 14114 | 0 |  | 0 | 0
Lateral Hardening-Fuse-60380891 | Lateral Hardening | 13455 | 0 |  | 0 | 0
Lateral Hardening-Fuse-60381963 | Lateral Hardening | 13299 | 0 |  | 0 | 0
Lateral Hardening-Fuse-60381977 | Lateral Hardening | 13298 | 0 |  | 0 | 0
Lateral Hardening-Fuse-60383203 | Lateral Hardening | 13924 | 0 |  | 0 | 0
Lateral Hardening-Fuse-60385711 | Lateral Hardening | 13967 | 0 |  | 0 | 0
Lateral Hardening-Fuse-60385713 | Lateral Hardening | 13967 | 0 |  | 0 | 0
Lateral Hardening-Fuse-60386581 | Lateral Hardening | 13687 | 0 |  | 0 | 0
Lateral Hardening-Fuse-60386939 | Lateral Hardening | 13724 | 0 |  | 0 | 0
Lateral Hardening-Fuse-60386980 | Lateral Hardening | 14001 | 0 |  | 0 | 0
Lateral Hardening-Fuse-60386998 | Lateral Hardening | 13268 | 0 |  | 0 | 0
Lateral Hardening-Fuse-60387021 | Lateral Hardening | 13808 | 0 |  | 0 | 0
Lateral Hardening-Fuse-60387069 | Lateral Hardening | 13724 | 0 |  | 0 | 0
Lateral Hardening-Fuse-60387227 | Lateral Hardening | 13723 | 2024 |  | 0 | 2024
Lateral Hardening-Fuse-60387941 | Lateral Hardening | 13295 | 0 |  | 0 | 0
Lateral Hardening-Fuse-60388167 | Lateral Hardening | 13815 | 0 |  | 0 | 0
Lateral Hardening-Fuse-60388347 | Lateral Hardening | 13423 | 0 |  | 0 | 0
Lateral Hardening-Fuse-60389100 | Lateral Hardening | 13431 | 2023 |  | 0 | 2023
Lateral Hardening-Fuse-60389229 | Lateral Hardening | 13330 | 0 |  | 0 | 0
Lateral Hardening-Fuse-60389591 | Lateral Hardening | 13365 | 0 |  | 0 | 0
Lateral Hardening-Fuse-60392721 | Lateral Hardening | 13422 | 0 |  | 0 | 0
Lateral Hardening-Fuse-60392757 | Lateral Hardening | 13295 | 0 |  | 0 | 0
Lateral Hardening-Fuse-60393235 | Lateral Hardening | 13785 | 2021 |  | 0 | 2021
Lateral Hardening-Fuse-60393455 | Lateral Hardening | 13483 | 2023 |  | 0 | 2023
Lateral Hardening-Fuse-60395568 | Lateral Hardening | 13799 | 2021 |  | 0 | 2021
Lateral Hardening-Fuse-60396313 | Lateral Hardening | 13483 | 0 |  | 0 | 0
Lateral Hardening-Fuse-60396352 | Lateral Hardening | 13089 | 0 |  | 0 | 0
Lateral Hardening-Fuse-60396580 | Lateral Hardening | 13458 | 0 |  | 0 | 0
Lateral Hardening-Fuse-60398085 | Lateral Hardening | 13785 | 2021 |  | 0 | 2021
Lateral Hardening-Fuse-60398289 | Lateral Hardening | 13391 | 0 |  | 0 | 0
Lateral Hardening-Fuse-60398333 | Lateral Hardening | 13805 | 0 |  | 0 | 0
Lateral Hardening-Fuse-60398335 | Lateral Hardening | 13805 | 0 |  | 0 | 0
Lateral Hardening-Fuse-60398337 | Lateral Hardening | 13805 | 0 |  | 0 | 0
Lateral Hardening-Fuse-60398339 | Lateral Hardening | 13805 | 0 |  | 0 | 0
Lateral Hardening-Fuse-60398391 | Lateral Hardening | 13656 | 0 |  | 0 | 0
Lateral Hardening-Fuse-60399037 | Lateral Hardening | 13213 | 2027 |  | 0 | 2027
Lateral Hardening-Fuse-60399045 | Lateral Hardening | 13213 | 2027 |  | 0 | 2027
Lateral Hardening-Fuse-60399063 | Lateral Hardening | 13213 | 2027 |  | 0 | 2027
Lateral Hardening-Fuse-60399088 | Lateral Hardening | 13505 | 2029 |  | 0 | 2029
Lateral Hardening-Fuse-60399271 | Lateral Hardening | 13148 | 0 |  | 0 | 0
Lateral Hardening-Fuse-60400885 | Lateral Hardening | 13943 | 2029 |  | 0 | 2029
Lateral Hardening-Fuse-60401671 | Lateral Hardening | 13505 | 0 |  | 0 | 0
Lateral Hardening-Fuse-60401679 | Lateral Hardening | 13505 | 2029 |  | 0 | 2029
Lateral Hardening-Fuse-60401685 | Lateral Hardening | 13505 | 0 |  | 0 | 0
Lateral Hardening-Fuse-60401695 | Lateral Hardening | 13505 | 0 |  | 0 | 0
Lateral Hardening-Fuse-60401772 | Lateral Hardening | 13505 | 0 |  | 0 | 0
Lateral Hardening-Fuse-60401787 | Lateral Hardening | 13505 | 0 |  | 0 | 0
Lateral Hardening-Fuse-60401793 | Lateral Hardening | 13505 | 0 |  | 0 | 0
Lateral Hardening-Fuse-60401804 | Lateral Hardening | 13505 | 0 |  | 0 | 0
Lateral Hardening-Fuse-60401822 | Lateral Hardening | 13505 | 0 |  | 0 | 0
Lateral Hardening-Fuse-60402779 | Lateral Hardening | 13213 | 2027 |  | 0 | 2027
Lateral Hardening-Fuse-60402783 | Lateral Hardening | 13213 | 0 |  | 0 | 0
Lateral Hardening-Fuse-60403113 | Lateral Hardening | 14123 | 0 |  | 0 | 0
Lateral Hardening-Fuse-60407618 | Lateral Hardening | 13043 | 0 |  | 0 | 0
Lateral Hardening-Fuse-60407620 | Lateral Hardening | 13043 | 2025 |  | 0 | 2025
Lateral Hardening-Fuse-60407622 | Lateral Hardening | 13043 | 0 |  | 0 | 0
Lateral Hardening-Fuse-60408293 | Lateral Hardening | 13924 | 0 |  | 0 | 0
Lateral Hardening-Fuse-60408982 | Lateral Hardening | 13162 | 0 |  | 0 | 0
Lateral Hardening-Fuse-60409229 | Lateral Hardening | 13163 | 0 |  | 0 | 0
Lateral Hardening-Fuse-60409642 | Lateral Hardening | 13470 | 0 |  | 0 | 0
Lateral Hardening-Fuse-60409665 | Lateral Hardening | 13289 | 0 |  | 0 | 0
Lateral Hardening-Fuse-60409674 | Lateral Hardening | 13431 | 0 |  | 0 | 0
Lateral Hardening-Fuse-60409684 | Lateral Hardening | 13786 | 0 |  | 0 | 0
Lateral Hardening-Fuse-60409689 | Lateral Hardening | 13786 | 0 |  | 0 | 0
Lateral Hardening-Fuse-60409705 | Lateral Hardening | 13808 | 0 |  | 0 | 0
Lateral Hardening-Fuse-60409985 | Lateral Hardening | 13435 | 0 |  | 0 | 0
Lateral Hardening-Fuse-60412087 | Lateral Hardening | 13659 | 2023 |  | 0 | 2023
Lateral Hardening-Fuse-60412307 | Lateral Hardening | 13982 | 0 |  | 0 | 0
Lateral Hardening-Fuse-60412330 | Lateral Hardening | 13268 | 0 |  | 0 | 0
Lateral Hardening-Fuse-60412352 | Lateral Hardening | 13786 | 0 |  | 0 | 0
Lateral Hardening-Fuse-60413484 | Lateral Hardening | 14112 | 0 |  | 0 | 0
Lateral Hardening-Fuse-60413710 | Lateral Hardening | 13236 | 0 |  | 0 | 0
Lateral Hardening-Fuse-60415735 | Lateral Hardening | 13769 | 0 |  | 0 | 0
Lateral Hardening-Fuse-60415989 | Lateral Hardening | 13329 | 0 |  | 0 | 0
Lateral Hardening-Fuse-60417256 | Lateral Hardening | 13458 | 0 |  | 0 | 0
Lateral Hardening-Fuse-60417317 | Lateral Hardening | 13686 | 0 |  | 0 | 0
Lateral Hardening-Fuse-60417325 | Lateral Hardening | 13686 | 0 |  | 0 | 0
Lateral Hardening-Fuse-60417529 | Lateral Hardening | 14112 | 0 |  | 0 | 0
Lateral Hardening-Fuse-60418185 | Lateral Hardening | 13724 | 0 |  | 0 | 0
Lateral Hardening-Fuse-60418231 | Lateral Hardening | 13808 | 0 |  | 0 | 0
Lateral Hardening-Fuse-60418676 | Lateral Hardening | 13097 | 0 |  | 0 | 0
Lateral Hardening-Fuse-60421959 | Lateral Hardening | 13696 | 0 |  | 0 | 0
Lateral Hardening-Fuse-60422059 | Lateral Hardening | 13723 | 2024 |  | 0 | 2024
Lateral Hardening-Fuse-60422073 | Lateral Hardening | 13289 | 0 |  | 0 | 0
Lateral Hardening-Fuse-60422118 | Lateral Hardening | 13927 | 0 |  | 0 | 0
Lateral Hardening-Fuse-60424318 | Lateral Hardening | 13295 | 0 |  | 0 | 0
Lateral Hardening-Fuse-60425883 | Lateral Hardening | 13201 | 0 |  | 0 | 0
Lateral Hardening-Fuse-60426294 | Lateral Hardening | 13096 | 0 |  | 0 | 0
Lateral Hardening-Fuse-60426395 | Lateral Hardening | 13045 | 2025 |  | 0 | 2025
Lateral Hardening-Fuse-60426708 | Lateral Hardening | 13222 | 0 |  | 0 | 0
Lateral Hardening-Fuse-60426711 | Lateral Hardening | 13222 | 0 |  | 0 | 0
Lateral Hardening-Fuse-60427280 | Lateral Hardening | 13785 | 0 |  | 0 | 0
Lateral Hardening-Fuse-60427328 | Lateral Hardening | 13785 | 0 |  | 0 | 0
Lateral Hardening-Fuse-60427354 | Lateral Hardening | 13147 | 0 |  | 0 | 0
Lateral Hardening-Fuse-60427491 | Lateral Hardening | 13786 | 0 |  | 0 | 0
Lateral Hardening-Fuse-60427515 | Lateral Hardening | 13298 | 0 |  | 0 | 0
Lateral Hardening-Fuse-60430093 | Lateral Hardening | 13220 | 0 |  | 0 | 0
Lateral Hardening-Fuse-60431978 | Lateral Hardening | 13398 | 0 |  | 0 | 0
Lateral Hardening-Fuse-60431984 | Lateral Hardening | 13024 | 0 |  | 0 | 0
Lateral Hardening-Fuse-60433130 | Lateral Hardening | 13011 | 0 |  | 0 | 0
Lateral Hardening-Fuse-60434187 | Lateral Hardening | 13669 | 0 |  | 0 | 0
Lateral Hardening-Fuse-60434242 | Lateral Hardening | 13208 | 0 |  | 0 | 0
Lateral Hardening-Fuse-60436003 | Lateral Hardening | 13808 | 0 |  | 0 | 0
Lateral Hardening-Fuse-60436317 | Lateral Hardening | 13808 | 0 |  | 0 | 0
Lateral Hardening-Fuse-60438050 | Lateral Hardening | 13546 | 0 |  | 0 | 0
Lateral Hardening-Fuse-60440025 | Lateral Hardening | 13303 | 0 |  | 0 | 0
Lateral Hardening-Fuse-60440034 | Lateral Hardening | 13256 | 0 |  | 0 | 0
Lateral Hardening-Fuse-60440050 | Lateral Hardening | 14020 | 0 |  | 0 | 0
Lateral Hardening-Fuse-60440052 | Lateral Hardening | 14020 | 2022 |  | 0 | 2022
Lateral Hardening-Fuse-60441559 | Lateral Hardening | 13297 | 0 |  | 0 | 0
Lateral Hardening-Fuse-60442405 | Lateral Hardening | 13657 | 0 |  | 0 | 0
Lateral Hardening-Fuse-60442542 | Lateral Hardening | 13724 | 0 |  | 0 | 0
Lateral Hardening-Fuse-60442577 | Lateral Hardening | 13298 | 0 |  | 0 | 0
Lateral Hardening-Fuse-60443951 | Lateral Hardening | 14112 | 0 |  | 0 | 0
Lateral Hardening-Fuse-60443955 | Lateral Hardening | 14112 | 2024 |  | 0 | 2024
Lateral Hardening-Fuse-60443984 | Lateral Hardening | 14112 | 0 |  | 0 | 0
Lateral Hardening-Fuse-60445799 | Lateral Hardening | 14023 | 0 |  | 0 | 0
Lateral Hardening-Fuse-60445801 | Lateral Hardening | 14023 | 0 |  | 0 | 0
Lateral Hardening-Fuse-60445803 | Lateral Hardening | 14023 | 0 |  | 0 | 0
Lateral Hardening-Fuse-60445804 | Lateral Hardening | 14023 | 0 |  | 0 | 0
Lateral Hardening-Fuse-60447298 | Lateral Hardening | 14041 | 0 |  | 0 | 0
Lateral Hardening-Fuse-60447995 | Lateral Hardening | 13370 | 0 |  | 0 | 0
Lateral Hardening-Fuse-60448047 | Lateral Hardening | 13973 | 0 |  | 0 | 0
Lateral Hardening-Fuse-60448294 | Lateral Hardening | 13325 | 0 |  | 0 | 0
Lateral Hardening-Fuse-60448943 | Lateral Hardening | 13342 | 0 |  | 0 | 0
Lateral Hardening-Fuse-60449432 | Lateral Hardening | 13146 | 0 |  | 0 | 0
Lateral Hardening-Fuse-60450486 | Lateral Hardening | 13764 | 0 |  | 0 | 0
Lateral Hardening-Fuse-60450824 | Lateral Hardening | 13422 | 0 |  | 0 | 0
Lateral Hardening-Fuse-60451018 | Lateral Hardening | 13312 | 0 |  | 0 | 0
Lateral Hardening-Fuse-60451110 | Lateral Hardening | 13785 | 0 |  | 0 | 0
Lateral Hardening-Fuse-60451113 | Lateral Hardening | 13785 | 0 |  | 0 | 0
Lateral Hardening-Fuse-60451131 | Lateral Hardening | 13968 | 0 |  | 0 | 0
Lateral Hardening-Fuse-60451138 | Lateral Hardening | 13968 | 0 |  | 0 | 0
Lateral Hardening-Fuse-60451260 | Lateral Hardening | 13414 | 0 |  | 0 | 0
Lateral Hardening-Fuse-60451285 | Lateral Hardening | 13786 | 0 |  | 0 | 0
Lateral Hardening-Fuse-60451315 | Lateral Hardening | 13805 | 0 |  | 0 | 0
Lateral Hardening-Fuse-60451701 | Lateral Hardening | 13174 | 2020 |  | 0 | 2020
Lateral Hardening-Fuse-60452324 | Lateral Hardening | 13324 | 0 |  | 0 | 0
Lateral Hardening-Fuse-60452457 | Lateral Hardening | 13705 | 0 |  | 0 | 0
Lateral Hardening-Fuse-60456185 | Lateral Hardening | 13089 | 0 |  | 0 | 0
Lateral Hardening-Fuse-60456515 | Lateral Hardening | 14274 | 0 |  | 0 | 0
Lateral Hardening-Fuse-60457580 | Lateral Hardening | 14306 | 0 |  | 0 | 0
Lateral Hardening-Fuse-60457756 | Lateral Hardening | 13146 | 0 |  | 0 | 0
Lateral Hardening-Fuse-60457758 | Lateral Hardening | 13146 | 0 |  | 0 | 0
Lateral Hardening-Fuse-60457816 | Lateral Hardening | 13303 | 0 |  | 0 | 0
Lateral Hardening-Fuse-60458175 | Lateral Hardening | 13462 | 2021 |  | 0 | 2021
Lateral Hardening-Fuse-60459119 | Lateral Hardening | 13324 | 0 |  | 0 | 0
Lateral Hardening-Fuse-60460415 | Lateral Hardening | 14124 | 0 |  | 0 | 0
Lateral Hardening-Fuse-60461226 | Lateral Hardening | 13461 | 0 |  | 0 | 0
Lateral Hardening-Fuse-60461547 | Lateral Hardening | 13254 | 0 |  | 0 | 0
Lateral Hardening-Fuse-60463701 | Lateral Hardening | 13805 | 0 |  | 0 | 0
Lateral Hardening-Fuse-60463709 | Lateral Hardening | 13805 | 0 |  | 0 | 0
Lateral Hardening-Fuse-60463710 | Lateral Hardening | 13805 | 0 |  | 0 | 0
Lateral Hardening-Fuse-60463714 | Lateral Hardening | 13853 | 2029 |  | 0 | 2029
Lateral Hardening-Fuse-60463810 | Lateral Hardening | 13011 | 0 |  | 0 | 0
Lateral Hardening-Fuse-60464640 | Lateral Hardening | 13706 | 2027 |  | 0 | 2027
Lateral Hardening-Fuse-60467074 | Lateral Hardening | 13107 | 0 |  | 0 | 0
Lateral Hardening-Fuse-60467103 | Lateral Hardening | 13298 | 0 |  | 0 | 0
Lateral Hardening-Fuse-60467501 | Lateral Hardening | 13815 | 0 |  | 0 | 0
Lateral Hardening-Fuse-60467537 | Lateral Hardening | 13431 | 0 |  | 0 | 0
Lateral Hardening-Fuse-60467540 | Lateral Hardening | 13431 | 0 |  | 0 | 0
Lateral Hardening-Fuse-60467559 | Lateral Hardening | 13006 | 0 |  | 0 | 0
Lateral Hardening-Fuse-60467591 | Lateral Hardening | 13657 | 0 |  | 0 | 0
Lateral Hardening-Fuse-60467609 | Lateral Hardening | 13268 | 0 |  | 0 | 0
Lateral Hardening-Fuse-60467624 | Lateral Hardening | 13808 | 0 |  | 0 | 0
Lateral Hardening-Fuse-60467660 | Lateral Hardening | 13146 | 0 |  | 0 | 0
Lateral Hardening-Fuse-60467685 | Lateral Hardening | 13422 | 0 |  | 0 | 0
Lateral Hardening-Fuse-60467710 | Lateral Hardening | 13815 | 0 |  | 0 | 0
Lateral Hardening-Fuse-60468602 | Lateral Hardening | 13304 | 0 |  | 0 | 0
Lateral Hardening-Fuse-60469650 | Lateral Hardening | 13458 | 0 |  | 0 | 0
Lateral Hardening-Fuse-60470026 | Lateral Hardening | 13146 | 0 |  | 0 | 0
Lateral Hardening-Fuse-60470150 | Lateral Hardening | 13724 | 0 |  | 0 | 0
Lateral Hardening-Fuse-60470174 | Lateral Hardening | 13422 | 0 |  | 0 | 0
Lateral Hardening-Fuse-60470279 | Lateral Hardening | 13171 | 0 |  | 0 | 0
Lateral Hardening-Fuse-60470500 | Lateral Hardening | 13171 | 0 |  | 0 | 0
Lateral Hardening-Fuse-60472284 | Lateral Hardening | 13063 | 0 |  | 0 | 0
Lateral Hardening-Fuse-60472993 | Lateral Hardening | 13085 | 0 |  | 0 | 0
Lateral Hardening-Fuse-60472997 | Lateral Hardening | 13099 | 0 |  | 0 | 0
Lateral Hardening-Fuse-60473285 | Lateral Hardening | 13241 | 0 |  | 0 | 0
Lateral Hardening-Fuse-60473286 | Lateral Hardening | 13241 | 0 |  | 0 | 0
Lateral Hardening-Fuse-60473308 | Lateral Hardening | 13170 | 0 |  | 0 | 0
Lateral Hardening-Fuse-60473311 | Lateral Hardening | 13003 | 0 |  | 0 | 0
Lateral Hardening-Fuse-60473952 | Lateral Hardening | 13298 | 0 |  | 0 | 0
Lateral Hardening-Fuse-60473960 | Lateral Hardening | 13346 | 2028 |  | 0 | 2028
Lateral Hardening-Fuse-60474568 | Lateral Hardening | 13348 | 0 |  | 0 | 0
Lateral Hardening-Fuse-60474882 | Lateral Hardening | 13191 | 2025 |  | 0 | 2025
Lateral Hardening-Fuse-60475527 | Lateral Hardening | 13787 | 0 |  | 0 | 0
Lateral Hardening-Fuse-60475606 | Lateral Hardening | 13805 | 0 |  | 0 | 0
Lateral Hardening-Fuse-60475640 | Lateral Hardening | 13011 | 0 |  | 0 | 0
Lateral Hardening-Fuse-60475863 | Lateral Hardening | 14274 | 2026 |  | 0 | 2026
Lateral Hardening-Fuse-60477098 | Lateral Hardening | 13808 | 0 |  | 0 | 0
Lateral Hardening-Fuse-60477751 | Lateral Hardening | 13920 | 0 |  | 0 | 0
Lateral Hardening-Fuse-60478232 | Lateral Hardening | 13795 | 0 |  | 0 | 0
Lateral Hardening-Fuse-60479145 | Lateral Hardening | 13373 | 0 |  | 0 | 0
Lateral Hardening-Fuse-60479175 | Lateral Hardening | 13031 | 0 |  | 0 | 0
Lateral Hardening-Fuse-60479437 | Lateral Hardening | 13389 | 0 |  | 0 | 0
Lateral Hardening-Fuse-60483968 | Lateral Hardening | 13808 | 0 |  | 0 | 0
Lateral Hardening-Fuse-60484120 | Lateral Hardening | 13781 | 0 |  | 0 | 0
Lateral Hardening-Fuse-60484966 | Lateral Hardening | 13470 | 0 |  | 0 | 0
Lateral Hardening-Fuse-60485290 | Lateral Hardening | 14020 | 0 |  | 0 | 0
Lateral Hardening-Fuse-60485443 | Lateral Hardening | 13341 | 0 |  | 0 | 0
Lateral Hardening-Fuse-60485445 | Lateral Hardening | 13341 | 0 |  | 0 | 0
Lateral Hardening-Fuse-60488522 | Lateral Hardening | 13011 | 0 |  | 0 | 0
Lateral Hardening-Fuse-60488523 | Lateral Hardening | 13019 | 0 |  | 0 | 0
Lateral Hardening-Fuse-60488534 | Lateral Hardening | 13236 | 0 |  | 0 | 0
Lateral Hardening-Fuse-60490730 | Lateral Hardening | 13808 | 0 |  | 0 | 0
Lateral Hardening-Fuse-60492313 | Lateral Hardening | 13657 | 0 |  | 0 | 0
Lateral Hardening-Fuse-60492880 | Lateral Hardening | 13150 | 0 |  | 0 | 0
Lateral Hardening-Fuse-60495030 | Lateral Hardening | 14274 | 0 |  | 0 | 0
Lateral Hardening-Fuse-60495065 | Lateral Hardening | 13358 | 0 |  | 0 | 0
Lateral Hardening-Fuse-60495183 | Lateral Hardening | 13540 | 0 |  | 0 | 0
Lateral Hardening-Fuse-60496431 | Lateral Hardening | 14197 | 0 |  | 0 | 0
Lateral Hardening-Fuse-60499213 | Lateral Hardening | 13147 | 2026 |  | 0 | 2026
Lateral Hardening-Fuse-60501800 | Lateral Hardening | 13889 | 0 |  | 0 | 0
Lateral Hardening-Fuse-60503818 | Lateral Hardening | 13724 | 2022 |  | 0 | 2022
Lateral Hardening-Fuse-60505673 | Lateral Hardening | 13358 | 2025 |  | 0 | 2025
Lateral Hardening-Fuse-60506642 | Lateral Hardening | 13961 | 0 |  | 0 | 0
Lateral Hardening-Fuse-60506653 | Lateral Hardening | 13241 | 0 |  | 0 | 0
Lateral Hardening-Fuse-60509265 | Lateral Hardening | 13579 | 0 |  | 0 | 0
Lateral Hardening-Fuse-60509312 | Lateral Hardening | 13147 | 0 |  | 0 | 0
Lateral Hardening-Fuse-60510237 | Lateral Hardening | 13865 | 0 |  | 0 | 0
Lateral Hardening-Fuse-60510256 | Lateral Hardening | 13166 | 0 |  | 0 | 0
Lateral Hardening-Fuse-60510259 | Lateral Hardening | 13166 | 0 |  | 0 | 0
Lateral Hardening-Fuse-60515167 | Lateral Hardening | 13391 | 2028 |  | 0 | 2028
Lateral Hardening-Fuse-60516068 | Lateral Hardening | 13656 | 0 |  | 0 | 0
Lateral Hardening-Fuse-60516085 | Lateral Hardening | 13123 | 0 |  | 0 | 0
Lateral Hardening-Fuse-60517302 | Lateral Hardening | 13373 | 0 |  | 0 | 0
Lateral Hardening-Fuse-60518113 | Lateral Hardening | 13043 | 2025 |  | 0 | 2025
Lateral Hardening-Fuse-60518283 | Lateral Hardening | 13236 | 0 |  | 0 | 0
Lateral Hardening-Fuse-60518296 | Lateral Hardening | 13305 | 0 |  | 0 | 0
Lateral Hardening-Fuse-60518342 | Lateral Hardening | 13219 | 2028 |  | 0 | 2028
Lateral Hardening-Fuse-60519553 | Lateral Hardening | 14102 | 0 |  | 0 | 0
Lateral Hardening-Fuse-60519554 | Lateral Hardening | 14102 | 0 |  | 0 | 0
Lateral Hardening-Fuse-60519555 | Lateral Hardening | 14102 | 0 |  | 0 | 0
Lateral Hardening-Fuse-60519556 | Lateral Hardening | 14102 | 0 |  | 0 | 0
Lateral Hardening-Fuse-60523583 | Lateral Hardening | 13140 | 0 |  | 0 | 0
Lateral Hardening-Fuse-60525928 | Lateral Hardening | 13008 | 2029 |  | 0 | 2029
Lateral Hardening-Fuse-60526215 | Lateral Hardening | 13293 | 0 |  | 0 | 0
Lateral Hardening-Fuse-60526221 | Lateral Hardening | 13293 | 0 |  | 0 | 0
Lateral Hardening-Fuse-60526224 | Lateral Hardening | 13293 | 0 |  | 0 | 0
Lateral Hardening-Fuse-60526230 | Lateral Hardening | 13293 | 2024 |  | 0 | 2024
Lateral Hardening-Fuse-60526621 | Lateral Hardening | 13457 | 0 |  | 0 | 0
Lateral Hardening-Fuse-60527683 | Lateral Hardening | 14123 | 0 |  | 0 | 0
Lateral Hardening-Fuse-60527799 | Lateral Hardening | 13431 | 0 |  | 0 | 0
Lateral Hardening-Fuse-60528150 | Lateral Hardening | 13326 | 0 |  | 0 | 0
Lateral Hardening-Fuse-60529999 | Lateral Hardening | 13431 | 2023 |  | 0 | 2023
Lateral Hardening-Fuse-60530363 | Lateral Hardening | 13698 | 0 |  | 0 | 0
Lateral Hardening-Fuse-60530431 | Lateral Hardening | 14000 | 0 |  | 0 | 0
Lateral Hardening-Fuse-60530692 | Lateral Hardening | 13431 | 0 |  | 0 | 0
Lateral Hardening-Fuse-60530974 | Lateral Hardening | 13344 | 0 |  | 0 | 0
Lateral Hardening-Fuse-60531017 | Lateral Hardening | 13123 | 0 |  | 0 | 0
Lateral Hardening-Fuse-60531111 | Lateral Hardening | 13296 | 2021 |  | 0 | 2021
Lateral Hardening-Fuse-60533372 | Lateral Hardening | 13303 | 0 |  | 0 | 0
Lateral Hardening-Fuse-60535915 | Lateral Hardening | 13708 | 0 |  | 0 | 0
Lateral Hardening-Fuse-60538038 | Lateral Hardening | 13983 | 0 |  | 0 | 0
Lateral Hardening-Fuse-60539433 | Lateral Hardening | 13331 | 0 |  | 0 | 0
Lateral Hardening-Fuse-60540624 | Lateral Hardening | 13305 | 0 |  | 0 | 0
Lateral Hardening-Fuse-60541911 | Lateral Hardening | 13268 | 0 |  | 0 | 0
Lateral Hardening-Fuse-60541991 | Lateral Hardening | 13344 | 0 |  | 0 | 0
Lateral Hardening-Fuse-60541999 | Lateral Hardening | 13344 | 0 |  | 0 | 0
Lateral Hardening-Fuse-60542660 | Lateral Hardening | 13817 | 0 |  | 0 | 0
Lateral Hardening-Fuse-60543582 | Lateral Hardening | 14081 | 0 |  | 0 | 0
Lateral Hardening-Fuse-60543692 | Lateral Hardening | 14306 | 0 |  | 0 | 0
Lateral Hardening-Fuse-60547972 | Lateral Hardening | 13906 | 0 |  | 0 | 0
Lateral Hardening-Fuse-60549561 | Lateral Hardening | 13081 | 0 |  | 0 | 0
Lateral Hardening-Fuse-60549851 | Lateral Hardening | 13139 | 0 |  | 0 | 0
Lateral Hardening-Fuse-60550476 | Lateral Hardening | 13434 | 0 |  | 0 | 0
Lateral Hardening-Fuse-60553672 | Lateral Hardening | 13749 | 0 |  | 0 | 0
Lateral Hardening-Fuse-60555532 | Lateral Hardening | 13679 | 0 |  | 0 | 0
Lateral Hardening-Fuse-60556488 | Lateral Hardening | 13622 | 0 |  | 0 | 0
Lateral Hardening-Fuse-60557656 | Lateral Hardening | 13657 | 0 |  | 0 | 0
Lateral Hardening-Fuse-60557696 | Lateral Hardening | 13787 | 0 |  | 0 | 0
Lateral Hardening-Fuse-60557714 | Lateral Hardening | 13808 | 0 |  | 0 | 0
Lateral Hardening-Fuse-60557720 | Lateral Hardening | 13268 | 0 |  | 0 | 0
Lateral Hardening-Fuse-60557727 | Lateral Hardening | 13983 | 0 |  | 0 | 0
Lateral Hardening-Fuse-60558340 | Lateral Hardening | 13896 | 0 |  | 0 | 0
Lateral Hardening-Fuse-60558439 | Lateral Hardening | 14114 | 0 |  | 0 | 0
Lateral Hardening-Fuse-60559529 | Lateral Hardening | 13808 | 0 |  | 0 | 0
Lateral Hardening-Fuse-60559666 | Lateral Hardening | 13305 | 0 |  | 0 | 0
Lateral Hardening-Fuse-60560736 | Lateral Hardening | 13582 | 2028 |  | 0 | 2028
Lateral Hardening-Fuse-60561915 | Lateral Hardening | 13719 | 0 |  | 0 | 0
Lateral Hardening-Fuse-60562062 | Lateral Hardening | 13920 | 0 |  | 0 | 0
Lateral Hardening-Fuse-60562104 | Lateral Hardening | 13921 | 0 |  | 0 | 0
Lateral Hardening-Fuse-60562109 | Lateral Hardening | 13921 | 0 |  | 0 | 0
Lateral Hardening-Fuse-60562111 | Lateral Hardening | 13921 | 0 |  | 0 | 0
Lateral Hardening-Fuse-60562118 | Lateral Hardening | 13921 | 0 |  | 0 | 0
Lateral Hardening-Fuse-60562480 | Lateral Hardening | 13460 | 0 |  | 0 | 0
Lateral Hardening-Fuse-60563697 | Lateral Hardening | 13089 | 2024 |  | 0 | 2024
Lateral Hardening-Fuse-60563698 | Lateral Hardening | 13099 | 2022 |  | 0 | 2022
Lateral Hardening-Fuse-60565160 | Lateral Hardening | 13657 | 0 |  | 0 | 0
Lateral Hardening-Fuse-60565547 | Lateral Hardening | 13461 | 0 |  | 0 | 0
Lateral Hardening-Fuse-60565851 | Lateral Hardening | 13236 | 0 |  | 0 | 0
Lateral Hardening-Fuse-60567503 | Lateral Hardening | 13817 | 0 |  | 0 | 0
Lateral Hardening-Fuse-60567506 | Lateral Hardening | 13817 | 0 |  | 0 | 0
Lateral Hardening-Fuse-60567507 | Lateral Hardening | 13817 | 0 |  | 0 | 0
Lateral Hardening-Fuse-60567508 | Lateral Hardening | 13817 | 0 |  | 0 | 0
Lateral Hardening-Fuse-60567509 | Lateral Hardening | 13817 | 0 |  | 0 | 0
Lateral Hardening-Fuse-60567510 | Lateral Hardening | 13817 | 0 |  | 0 | 0
Lateral Hardening-Fuse-60567511 | Lateral Hardening | 13817 | 0 |  | 0 | 0
Lateral Hardening-Fuse-60567512 | Lateral Hardening | 13817 | 0 |  | 0 | 0
Lateral Hardening-Fuse-60568345 | Lateral Hardening | 13298 | 0 |  | 0 | 0
Lateral Hardening-Fuse-60568375 | Lateral Hardening | 13313 | 2021 |  | 0 | 2021
Lateral Hardening-Fuse-60568913 | Lateral Hardening | 13065 | 0 |  | 0 | 0
Lateral Hardening-Fuse-60570726 | Lateral Hardening | 13198 | 0 |  | 0 | 0
Lateral Hardening-Fuse-60571872 | Lateral Hardening | 14121 | 0 |  | 0 | 0
Lateral Hardening-Fuse-60573492 | Lateral Hardening | 13547 | 0 |  | 0 | 0
Lateral Hardening-Fuse-60573498 | Lateral Hardening | 13342 | 0 |  | 0 | 0
Lateral Hardening-Fuse-60574511 | Lateral Hardening | 13724 | 0 |  | 0 | 0
Lateral Hardening-Fuse-60574520 | Lateral Hardening | 13723 | 0 |  | 0 | 0
Lateral Hardening-Fuse-60574531 | Lateral Hardening | 13724 | 0 |  | 0 | 0
Lateral Hardening-Fuse-60574707 | Lateral Hardening | 14041 | 0 |  | 0 | 0
Lateral Hardening-Fuse-60574732 | Lateral Hardening | 14102 | 0 |  | 0 | 0
Lateral Hardening-Fuse-60574946 | Lateral Hardening | 13298 | 0 |  | 0 | 0
Lateral Hardening-Fuse-60574957 | Lateral Hardening | 13298 | 0 |  | 0 | 0
Lateral Hardening-Fuse-60575459 | Lateral Hardening | 13268 | 0 |  | 0 | 0
Lateral Hardening-Fuse-60575594 | Lateral Hardening | 14020 | 0 |  | 0 | 0
Lateral Hardening-Fuse-60577103 | Lateral Hardening | 14000 | 0 |  | 0 | 0
Lateral Hardening-Fuse-60578503 | Lateral Hardening | 13298 | 0 |  | 0 | 0
Lateral Hardening-Fuse-60578546 | Lateral Hardening | 13331 | 0 |  | 0 | 0
Lateral Hardening-Fuse-60578988 | Lateral Hardening | 13942 | 2029 |  | 0 | 2029
Lateral Hardening-Fuse-60579046 | Lateral Hardening | 13712 | 0 |  | 0 | 0
Lateral Hardening-Fuse-60579278 | Lateral Hardening | 13916 | 0 |  | 0 | 0
Lateral Hardening-Fuse-60579717 | Lateral Hardening | 13310 | 0 |  | 0 | 0
Lateral Hardening-Fuse-60579730 | Lateral Hardening | 13072 | 0 |  | 0 | 0
Lateral Hardening-Fuse-60580391 | Lateral Hardening | 13236 | 0 |  | 0 | 0
Lateral Hardening-Fuse-60581080 | Lateral Hardening | 13191 | 0 |  | 0 | 0
Lateral Hardening-Fuse-60581683 | Lateral Hardening | 13679 | 0 |  | 0 | 0
Lateral Hardening-Fuse-60582268 | Lateral Hardening | 14071 | 2028 |  | 0 | 2028
Lateral Hardening-Fuse-60582837 | Lateral Hardening | 13808 | 0 |  | 0 | 0
Lateral Hardening-Fuse-60583268 | Lateral Hardening | 13651 | 0 |  | 0 | 0
Lateral Hardening-Fuse-60583303 | Lateral Hardening | 13236 | 0 |  | 0 | 0
Lateral Hardening-Fuse-60584220 | Lateral Hardening | 13896 | 2026 |  | 0 | 2026
Lateral Hardening-Fuse-60585042 | Lateral Hardening | 13023 | 2025 |  | 0 | 2025
Lateral Hardening-Fuse-60586034 | Lateral Hardening | 13391 | 0 |  | 0 | 0
Lateral Hardening-Fuse-60586181 | Lateral Hardening | 13442 | 2022 |  | 0 | 2022
Lateral Hardening-Fuse-60586613 | Lateral Hardening | 13146 | 0 |  | 0 | 0
Lateral Hardening-Fuse-60587528 | Lateral Hardening | 13461 | 0 |  | 0 | 0
Lateral Hardening-Fuse-60587612 | Lateral Hardening | 13023 | 2025 |  | 0 | 2025
Lateral Hardening-Fuse-60588225 | Lateral Hardening | 13174 | 2020 |  | 0 | 2020
Lateral Hardening-Fuse-60589775 | Lateral Hardening | 13205 | 0 |  | 0 | 0
Lateral Hardening-Fuse-60589871 | Lateral Hardening | 13808 | 0 |  | 0 | 0
Lateral Hardening-Fuse-60590419 | Lateral Hardening | 13927 | 0 |  | 0 | 0
Lateral Hardening-Fuse-60590491 | Lateral Hardening | 13983 | 0 |  | 0 | 0
Lateral Hardening-Fuse-60590586 | Lateral Hardening | 13256 | 0 |  | 0 | 0
Lateral Hardening-Fuse-60591631 | Lateral Hardening | 13431 | 0 |  | 0 | 0
Lateral Hardening-Fuse-60592044 | Lateral Hardening | 13695 | 0 |  | 0 | 0
Lateral Hardening-Fuse-60592046 | Lateral Hardening | 13695 | 0 |  | 0 | 0
Lateral Hardening-Fuse-60592688 | Lateral Hardening | 13017 | 2025 |  | 0 | 2025
Lateral Hardening-Fuse-60595892 | Lateral Hardening | 13897 | 0 |  | 0 | 0
Lateral Hardening-Fuse-60596390 | Lateral Hardening | 13097 | 0 |  | 0 | 0
Lateral Hardening-Fuse-60596460 | Lateral Hardening | 13035 | 0 |  | 0 | 0
Lateral Hardening-Fuse-60602366 | Lateral Hardening | 13813 | 0 |  | 0 | 0
Lateral Hardening-Fuse-60602976 | Lateral Hardening | 14024 | 0 |  | 0 | 0
Lateral Hardening-Fuse-60603415 | Lateral Hardening | 14000 | 2024 |  | 0 | 2024
Lateral Hardening-Fuse-60603448 | Lateral Hardening | 14341 | 2028 |  | 0 | 2028
Lateral Hardening-Fuse-60603537 | Lateral Hardening | 13612 | 0 |  | 0 | 0
Lateral Hardening-Fuse-60604159 | Lateral Hardening | 13325 | 0 |  | 0 | 0
Lateral Hardening-Fuse-60604564 | Lateral Hardening | 13724 | 0 |  | 0 | 0
Lateral Hardening-Fuse-60604588 | Lateral Hardening | 13007 | 0 |  | 0 | 0
Lateral Hardening-Fuse-60606885 | Lateral Hardening | 14041 | 0 |  | 0 | 0
Lateral Hardening-Fuse-60606971 | Lateral Hardening | 13461 | 0 |  | 0 | 0
Lateral Hardening-Fuse-60607806 | Lateral Hardening | 13461 | 0 |  | 0 | 0
Lateral Hardening-Fuse-60608602 | Lateral Hardening | 13293 | 0 |  | 0 | 0
Lateral Hardening-Fuse-60608637 | Lateral Hardening | 13984 | 0 |  | 0 | 0
Lateral Hardening-Fuse-60609109 | Lateral Hardening | 13143 | 0 |  | 0 | 0
Lateral Hardening-Fuse-60609622 | Lateral Hardening | 13030 | 2028 |  | 0 | 2028
Lateral Hardening-Fuse-60609632 | Lateral Hardening | 13501 | 0 |  | 0 | 0
Lateral Hardening-Fuse-60612936 | Lateral Hardening | 13138 | 0 |  | 0 | 0
Lateral Hardening-Fuse-60614298 | Lateral Hardening | 13740 | 2025 |  | 0 | 2025
Lateral Hardening-Fuse-60614684 | Lateral Hardening | 14306 | 0 |  | 0 | 0
Lateral Hardening-Fuse-60614690 | Lateral Hardening | 13470 | 0 |  | 0 | 0
Lateral Hardening-Fuse-60614861 | Lateral Hardening | 13298 | 0 |  | 0 | 0
Lateral Hardening-Fuse-60614876 | Lateral Hardening | 13117 | 0 |  | 0 | 0
Lateral Hardening-Fuse-60615130 | Lateral Hardening | 13298 | 0 |  | 0 | 0
Lateral Hardening-Fuse-60615401 | Lateral Hardening | 13853 | 0 |  | 0 | 0
Lateral Hardening-Fuse-60616216 | Lateral Hardening | 13117 | 0 |  | 0 | 0
Lateral Hardening-Fuse-60616539 | Lateral Hardening | 13815 | 0 |  | 0 | 0
Lateral Hardening-Fuse-60616622 | Lateral Hardening | 13586 | 0 |  | 0 | 0
Lateral Hardening-Fuse-60617340 | Lateral Hardening | 13147 | 0 |  | 0 | 0
Lateral Hardening-Fuse-60617471 | Lateral Hardening | 13491 | 0 |  | 0 | 0
Lateral Hardening-Fuse-60617817 | Lateral Hardening | 13953 | 0 |  | 0 | 0
Lateral Hardening-Fuse-60617837 | Lateral Hardening | 13005 | 0 |  | 0 | 0
Lateral Hardening-Fuse-60618017 | Lateral Hardening | 13236 | 0 |  | 0 | 0
Lateral Hardening-Fuse-60618071 | Lateral Hardening | 13243 | 0 |  | 0 | 0
Lateral Hardening-Fuse-60618079 | Lateral Hardening | 14306 | 0 |  | 0 | 0
Lateral Hardening-Fuse-60618552 | Lateral Hardening | 13458 | 0 |  | 0 | 0
Lateral Hardening-Fuse-60618805 | Lateral Hardening | 13957 | 0 |  | 0 | 0
Lateral Hardening-Fuse-60621698 | Lateral Hardening | 13296 | 0 |  | 0 | 0
Lateral Hardening-Fuse-60622326 | Lateral Hardening | 14341 | 0 |  | 0 | 0
Lateral Hardening-Fuse-60622327 | Lateral Hardening | 14341 | 2028 |  | 0 | 2028
Lateral Hardening-Fuse-60622336 | Lateral Hardening | 14341 | 0 |  | 0 | 0
Lateral Hardening-Fuse-60622397 | Lateral Hardening | 13458 | 0 |  | 0 | 0
Lateral Hardening-Fuse-60622767 | Lateral Hardening | 13668 | 0 |  | 0 | 0
Lateral Hardening-Fuse-60625088 | Lateral Hardening | 13652 | 0 |  | 0 | 0
Lateral Hardening-Fuse-60625209 | Lateral Hardening | 13706 | 0 |  | 0 | 0
Lateral Hardening-Fuse-60625508 | Lateral Hardening | 13030 | 0 |  | 0 | 0
Lateral Hardening-Fuse-60625612 | Lateral Hardening | 13645 | 0 |  | 0 | 0
Lateral Hardening-Fuse-60625619 | Lateral Hardening | 13648 | 0 |  | 0 | 0
Lateral Hardening-Fuse-60625725 | Lateral Hardening | 13462 | 0 |  | 0 | 0
Lateral Hardening-Fuse-60633465 | Lateral Hardening | 13372 | 0 |  | 0 | 0
Lateral Hardening-Fuse-60633543 | Lateral Hardening | 13298 | 0 |  | 0 | 0
Lateral Hardening-Fuse-60634429 | Lateral Hardening | 13485 | 0 |  | 0 | 0
Lateral Hardening-Fuse-60638950 | Lateral Hardening | 13221 | 0 |  | 0 | 0
Lateral Hardening-Fuse-60639016 | Lateral Hardening | 14023 | 0 |  | 0 | 0
Lateral Hardening-Fuse-60642582 | Lateral Hardening | 13808 | 0 |  | 0 | 0
Lateral Hardening-Fuse-60642642 | Lateral Hardening | 13808 | 0 |  | 0 | 0
Lateral Hardening-Fuse-60642676 | Lateral Hardening | 13006 | 2022 |  | 0 | 2022
Lateral Hardening-Fuse-60642682 | Lateral Hardening | 13006 | 0 |  | 0 | 0
Lateral Hardening-Fuse-60642685 | Lateral Hardening | 13006 | 0 |  | 0 | 0
Lateral Hardening-Fuse-60644786 | Lateral Hardening | 13159 | 0 |  | 0 | 0
Lateral Hardening-Fuse-60644870 | Lateral Hardening | 13254 | 0 |  | 0 | 0
Lateral Hardening-Fuse-60644931 | Lateral Hardening | 13962 | 0 |  | 0 | 0
Lateral Hardening-Fuse-60644977 | Lateral Hardening | 13769 | 0 |  | 0 | 0
Lateral Hardening-Fuse-60645144 | Lateral Hardening | 13192 | 0 |  | 0 | 0
Lateral Hardening-Fuse-60645745 | Lateral Hardening | 13051 | 0 |  | 0 | 0
Lateral Hardening-Fuse-60646127 | Lateral Hardening | 14020 | 0 |  | 0 | 0
Lateral Hardening-Fuse-60646433 | Lateral Hardening | 13712 | 0 |  | 0 | 0
Lateral Hardening-Fuse-60646569 | Lateral Hardening | 13787 | 0 |  | 0 | 0
Lateral Hardening-Fuse-60647523 | Lateral Hardening | 13391 | 0 |  | 0 | 0
Lateral Hardening-Fuse-60647656 | Lateral Hardening | 13071 | 0 |  | 0 | 0
Lateral Hardening-Fuse-60647729 | Lateral Hardening | 13206 | 0 |  | 0 | 0
Lateral Hardening-Fuse-60647777 | Lateral Hardening | 13341 | 0 |  | 0 | 0
Lateral Hardening-Fuse-60647792 | Lateral Hardening | 13207 | 0 |  | 0 | 0
Lateral Hardening-Fuse-60647797 | Lateral Hardening | 13946 | 0 |  | 0 | 0
Lateral Hardening-Fuse-60648542 | Lateral Hardening | 13769 | 0 |  | 0 | 0
Lateral Hardening-Fuse-60648690 | Lateral Hardening | 13236 | 0 |  | 0 | 0
Lateral Hardening-Fuse-60648797 | Lateral Hardening | 13233 | 0 |  | 0 | 0
Lateral Hardening-Fuse-60648801 | Lateral Hardening | 13233 | 0 |  | 0 | 0
Lateral Hardening-Fuse-60648804 | Lateral Hardening | 13233 | 0 |  | 0 | 0
Lateral Hardening-Fuse-60648806 | Lateral Hardening | 13233 | 0 |  | 0 | 0
Lateral Hardening-Fuse-60650868 | Lateral Hardening | 13786 | 0 |  | 0 | 0
Lateral Hardening-Fuse-60651538 | Lateral Hardening | 13815 | 2027 |  | 0 | 2027
Lateral Hardening-Fuse-60653825 | Lateral Hardening | 13522 | 0 |  | 0 | 0
Lateral Hardening-Fuse-60653831 | Lateral Hardening | 13523 | 0 |  | 0 | 0
Lateral Hardening-Fuse-60653865 | Lateral Hardening | 13647 | 0 |  | 0 | 0
Lateral Hardening-Fuse-60653867 | Lateral Hardening | 13652 | 0 |  | 0 | 0
Lateral Hardening-Fuse-60654119 | Lateral Hardening | 13047 | 0 |  | 0 | 0
Lateral Hardening-Fuse-60656406 | Lateral Hardening | 13256 | 0 |  | 0 | 0
Lateral Hardening-Fuse-60657304 | Lateral Hardening | 14124 | 2028 |  | 0 | 2028
Lateral Hardening-Fuse-60657329 | Lateral Hardening | 13122 | 0 |  | 0 | 0
Lateral Hardening-Fuse-60657337 | Lateral Hardening | 13754 | 0 |  | 0 | 0
Lateral Hardening-Fuse-60657346 | Lateral Hardening | 13754 | 0 |  | 0 | 0
Lateral Hardening-Fuse-60659082 | Lateral Hardening | 14022 | 0 |  | 0 | 0
Lateral Hardening-Fuse-60659771 | Lateral Hardening | 13808 | 0 |  | 0 | 0
Lateral Hardening-Fuse-60659922 | Lateral Hardening | 13217 | 2025 |  | 0 | 2025
Lateral Hardening-Fuse-60660001 | Lateral Hardening | 13099 | 0 |  | 0 | 0
Lateral Hardening-Fuse-60660038 | Lateral Hardening | 14306 | 0 |  | 0 | 0
Lateral Hardening-Fuse-60661400 | Lateral Hardening | 13808 | 0 |  | 0 | 0
Lateral Hardening-Fuse-60663177 | Lateral Hardening | 13698 | 0 |  | 0 | 0
Lateral Hardening-Fuse-90009124 | Lateral Hardening | 13651 | 0 |  | 0 | 0
Lateral Hardening-Fuse-90009140 | Lateral Hardening | 13291 | 0 |  | 0 | 0
Lateral Hardening-Fuse-90009339 | Lateral Hardening | 13787 | 0 |  | 0 | 0
Lateral Hardening-Fuse-90009373 | Lateral Hardening | 13924 | 0 |  | 0 | 0
Lateral Hardening-Fuse-90009411 | Lateral Hardening | 13470 | 0 |  | 0 | 0
Lateral Hardening-Fuse-90009515 | Lateral Hardening | 13787 | 0 |  | 0 | 0
Lateral Hardening-Fuse-90009614 | Lateral Hardening | 13150 | 0 |  | 0 | 0
Lateral Hardening-Fuse-90009640 | Lateral Hardening | 13150 | 0 |  | 0 | 0
Lateral Hardening-Fuse-90009947 | Lateral Hardening | 13228 | 0 |  | 0 | 0
Lateral Hardening-Fuse-90010089 | Lateral Hardening | 13296 | 0 |  | 0 | 0
Lateral Hardening-Fuse-90010185 | Lateral Hardening | 13298 | 0 |  | 0 | 0
Lateral Hardening-Fuse-90010262 | Lateral Hardening | 13298 | 0 |  | 0 | 0
Lateral Hardening-Fuse-90010289 | Lateral Hardening | 13296 | 2021 |  | 0 | 2021
Lateral Hardening-Fuse-90010306 | Lateral Hardening | 13461 | 0 |  | 0 | 0
Lateral Hardening-Fuse-90010358 | Lateral Hardening | 13695 | 0 |  | 0 | 0
Lateral Hardening-Fuse-90010418 | Lateral Hardening | 13461 | 0 |  | 0 | 0
Lateral Hardening-Fuse-90010800 | Lateral Hardening | 13391 | 0 |  | 0 | 0
Lateral Hardening-Fuse-90010860 | Lateral Hardening | 13962 | 0 |  | 0 | 0
Lateral Hardening-Fuse-90010869 | Lateral Hardening | 13962 | 0 |  | 0 | 0
Lateral Hardening-Fuse-90010871 | Lateral Hardening | 13962 | 0 |  | 0 | 0
Lateral Hardening-Fuse-90011846 | Lateral Hardening | 13808 | 0 |  | 0 | 0
Lateral Hardening-Fuse-90012369 | Lateral Hardening | 13227 | 0 |  | 0 | 0
Lateral Hardening-Fuse-90012506 | Lateral Hardening | 13346 | 0 |  | 0 | 0
Lateral Hardening-Fuse-90012560 | Lateral Hardening | 13011 | 0 |  | 0 | 0
Lateral Hardening-Fuse-90012606 | Lateral Hardening | 13330 | 0 |  | 0 | 0
Lateral Hardening-Fuse-90012645 | Lateral Hardening | 13927 | 0 |  | 0 | 0
Lateral Hardening-Fuse-90013183 | Lateral Hardening | 13484 | 0 |  | 0 | 0
Lateral Hardening-Fuse-90013698 | Lateral Hardening | 13815 | 0 |  | 0 | 0
Lateral Hardening-Fuse-90014421 | Lateral Hardening | 14071 | 2028 |  | 0 | 2028
Lateral Hardening-Fuse-90014436 | Lateral Hardening | 13331 | 2026 |  | 0 | 2026
Lateral Hardening-Fuse-90014653 | Lateral Hardening | 13961 | 0 |  | 0 | 0
Lateral Hardening-Fuse-90014891 | Lateral Hardening | 14306 | 0 |  | 0 | 0
Lateral Hardening-Fuse-90015275 | Lateral Hardening | 13820 | 2025 |  | 0 | 2025
Lateral Hardening-Fuse-90015543 | Lateral Hardening | 13172 | 0 |  | 0 | 0
Lateral Hardening-Fuse-90015613 | Lateral Hardening | 13172 | 0 |  | 0 | 0
Lateral Hardening-Fuse-90017806 | Lateral Hardening | 13959 | 0 |  | 0 | 0
Lateral Hardening-Fuse-90018076 | Lateral Hardening | 13796 | 0 |  | 0 | 0
Lateral Hardening-Fuse-90019806 | Lateral Hardening | 13461 | 2026 |  | 0 | 2026
Lateral Hardening-Fuse-90020537 | Lateral Hardening | 13006 | 0 |  | 0 | 0
Lateral Hardening-Fuse-90020653 | Lateral Hardening | 13297 | 0 |  | 0 | 0
Lateral Hardening-Fuse-90020682 | Lateral Hardening | 13495 | 0 |  | 0 | 0
Lateral Hardening-Fuse-90020991 | Lateral Hardening | 13435 | 0 |  | 0 | 0
Lateral Hardening-Fuse-90021816 | Lateral Hardening | 13330 | 0 |  | 0 | 0
Lateral Hardening-Fuse-90021867 | Lateral Hardening | 13330 | 0 |  | 0 | 0
Lateral Hardening-Fuse-90021958 | Lateral Hardening | 13458 | 2026 |  | 0 | 2026
Lateral Hardening-Fuse-90022146 | Lateral Hardening | 13172 | 0 |  | 0 | 0
Lateral Hardening-Fuse-90022283 | Lateral Hardening | 13330 | 0 |  | 0 | 0
Lateral Hardening-Fuse-90022392 | Lateral Hardening | 13172 | 2024 |  | 0 | 2024
Lateral Hardening-Fuse-90022483 | Lateral Hardening | 13172 | 0 |  | 0 | 0
Lateral Hardening-Fuse-90022504 | Lateral Hardening | 13172 | 0 |  | 0 | 0
Lateral Hardening-Fuse-90022611 | Lateral Hardening | 13172 | 0 |  | 0 | 0
Lateral Hardening-Fuse-90022802 | Lateral Hardening | 13205 | 2021 |  | 0 | 2021
Lateral Hardening-Fuse-90023149 | Lateral Hardening | 13461 | 0 |  | 0 | 0
Lateral Hardening-Fuse-90023800 | Lateral Hardening | 14275 | 2029 |  | 0 | 2029
Lateral Hardening-Fuse-90024957 | Lateral Hardening | 13072 | 2029 |  | 0 | 2029
Lateral Hardening-Fuse-90025482 | Lateral Hardening | 13391 | 0 |  | 0 | 0
Lateral Hardening-Fuse-90025540 | Lateral Hardening | 13391 | 0 |  | 0 | 0
Lateral Hardening-Fuse-90025580 | Lateral Hardening | 13391 | 0 |  | 0 | 0
Lateral Hardening-Fuse-90025581 | Lateral Hardening | 13391 | 0 |  | 0 | 0
Lateral Hardening-Fuse-90025584 | Lateral Hardening | 13391 | 0 |  | 0 | 0
Lateral Hardening-Fuse-90025621 | Lateral Hardening | 14274 | 0 |  | 0 | 0
Lateral Hardening-Fuse-90025643 | Lateral Hardening | 14274 | 0 |  | 0 | 0
Lateral Hardening-Fuse-90025648 | Lateral Hardening | 14274 | 0 |  | 0 | 0
Lateral Hardening-Fuse-90025655 | Lateral Hardening | 14274 | 0 |  | 0 | 0
Lateral Hardening-Fuse-90025758 | Lateral Hardening | 14274 | 0 |  | 0 | 0
Lateral Hardening-Fuse-90025941 | Lateral Hardening | 13097 | 0 |  | 0 | 0
Lateral Hardening-Fuse-90027512 | Lateral Hardening | 14275 | 0 |  | 0 | 0
Lateral Hardening-Fuse-90027581 | Lateral Hardening | 14275 | 0 |  | 0 | 0
Lateral Hardening-Fuse-90029736 | Lateral Hardening | 13489 | 0 |  | 0 | 0
Lateral Hardening-Fuse-90029762 | Lateral Hardening | 13489 | 0 |  | 0 | 0
Lateral Hardening-Fuse-90029774 | Lateral Hardening | 13769 | 0 |  | 0 | 0
Lateral Hardening-Fuse-90029780 | Lateral Hardening | 13769 | 0 |  | 0 | 0
Lateral Hardening-Fuse-90029856 | Lateral Hardening | 13972 | 0 |  | 0 | 0
Lateral Hardening-Fuse-90029893 | Lateral Hardening | 13769 | 0 |  | 0 | 0
Lateral Hardening-Fuse-90029895 | Lateral Hardening | 13769 | 0 |  | 0 | 0
Lateral Hardening-Fuse-90032924 | Lateral Hardening | 13695 | 0 |  | 0 | 0
Lateral Hardening-Fuse-90032927 | Lateral Hardening | 13695 | 2023 |  | 0 | 2023
Lateral Hardening-Fuse-90041929 | Lateral Hardening | 13146 | 0 |  | 0 | 0
Lateral Hardening-Fuse-90043683 | Lateral Hardening | 14000 | 2024 |  | 0 | 2024
Lateral Hardening-Fuse-90043714 | Lateral Hardening | 14000 | 0 |  | 0 | 0
Lateral Hardening-Fuse-90043718 | Lateral Hardening | 14000 | 0 |  | 0 | 0
Lateral Hardening-Fuse-90043858 | Lateral Hardening | 13071 | 0 |  | 0 | 0
Lateral Hardening-Fuse-90043897 | Lateral Hardening | 13031 | 0 |  | 0 | 0
Lateral Hardening-Fuse-90043934 | Lateral Hardening | 13031 | 0 |  | 0 | 0
Lateral Hardening-Fuse-90048102 | Lateral Hardening | 13461 | 0 |  | 0 | 0
Lateral Hardening-Fuse-90048152 | Lateral Hardening | 13461 | 0 |  | 0 | 0
Lateral Hardening-Fuse-90048452 | Lateral Hardening | 13060 | 0 |  | 0 | 0
Lateral Hardening-Fuse-90049920 | Lateral Hardening | 13305 | 0 |  | 0 | 0
Lateral Hardening-Fuse-90049936 | Lateral Hardening | 13390 | 0 |  | 0 | 0
Lateral Hardening-Fuse-90049950 | Lateral Hardening | 13390 | 0 |  | 0 | 0
Lateral Hardening-Fuse-90049984 | Lateral Hardening | 13390 | 0 |  | 0 | 0
Lateral Hardening-Fuse-90049990 | Lateral Hardening | 13390 | 0 |  | 0 | 0
Lateral Hardening-Fuse-90050012 | Lateral Hardening | 13390 | 0 |  | 0 | 0
Lateral Hardening-Fuse-90050020 | Lateral Hardening | 13390 | 0 |  | 0 | 0
Lateral Hardening-Fuse-90050079 | Lateral Hardening | 13391 | 0 |  | 0 | 0
Lateral Hardening-Fuse-90050599 | Lateral Hardening | 13808 | 0 |  | 0 | 0
Lateral Hardening-Fuse-90051527 | Lateral Hardening | 13295 | 0 |  | 0 | 0
Lateral Hardening-Fuse-90052199 | Lateral Hardening | 13313 | 0 |  | 0 | 0
Lateral Hardening-Fuse-90052898 | Lateral Hardening | 13668 | 0 |  | 0 | 0
Lateral Hardening-Fuse-90053406 | Lateral Hardening | 13808 | 0 |  | 0 | 0
Lateral Hardening-Fuse-90054386 | Lateral Hardening | 13575 | 2024 | 2023 | 1 | 2023
Lateral Hardening-Fuse-90054924 | Lateral Hardening | 13575 | 2024 | 2023 | 1 | 2023
Lateral Hardening-Fuse-90055183 | Lateral Hardening | 14123 | 0 |  | 0 | 0
Lateral Hardening-Fuse-90055652 | Lateral Hardening | 13201 | 0 |  | 0 | 0
Lateral Hardening-Fuse-90057779 | Lateral Hardening | 13461 | 0 |  | 0 | 0
Lateral Hardening-Fuse-90061740 | Lateral Hardening | 13299 | 0 |  | 0 | 0
Lateral Hardening-Fuse-90061967 | Lateral Hardening | 13722 | 0 |  | 0 | 0
Lateral Hardening-Fuse-90063240 | Lateral Hardening | 13866 | 0 |  | 0 | 0
Lateral Hardening-Fuse-90064731 | Lateral Hardening | 13294 | 0 |  | 0 | 0
Lateral Hardening-Fuse-90064942 | Lateral Hardening | 13305 | 0 |  | 0 | 0
Lateral Hardening-Fuse-90068428 | Lateral Hardening | 13332 | 0 |  | 0 | 0
Lateral Hardening-Fuse-90068573 | Lateral Hardening | 13073 | 0 |  | 0 | 0
Lateral Hardening-Fuse-90068617 | Lateral Hardening | 13422 | 0 |  | 0 | 0
Lateral Hardening-Fuse-90068881 | Lateral Hardening | 13431 | 0 |  | 0 | 0
Lateral Hardening-Fuse-90068884 | Lateral Hardening | 13072 | 0 |  | 0 | 0
Lateral Hardening-Fuse-90068953 | Lateral Hardening | 13072 | 0 |  | 0 | 0
Lateral Hardening-Fuse-90069577 | Lateral Hardening | 13072 | 2029 |  | 0 | 2029
Lateral Hardening-Fuse-90069630 | Lateral Hardening | 13072 | 0 |  | 0 | 0
Lateral Hardening-Fuse-90069659 | Lateral Hardening | 13207 | 0 |  | 0 | 0
Lateral Hardening-Fuse-90069715 | Lateral Hardening | 13207 | 0 |  | 0 | 0
Lateral Hardening-Fuse-90069783 | Lateral Hardening | 13072 | 0 |  | 0 | 0
Lateral Hardening-Fuse-90069845 | Lateral Hardening | 13072 | 0 |  | 0 | 0
Lateral Hardening-Fuse-90069876 | Lateral Hardening | 13072 | 0 |  | 0 | 0
Lateral Hardening-Fuse-90070700 | Lateral Hardening | 13162 | 0 |  | 0 | 0
Lateral Hardening-Fuse-90070890 | Lateral Hardening | 13072 | 0 |  | 0 | 0
Lateral Hardening-Fuse-90071431 | Lateral Hardening | 13436 | 0 |  | 0 | 0
Lateral Hardening-Fuse-90082535 | Lateral Hardening | 13183 | 0 |  | 0 | 0
Lateral Hardening-Fuse-90084626 | Lateral Hardening | 13313 | 2021 |  | 0 | 2021
Lateral Hardening-Fuse-90084703 | Lateral Hardening | 13133 | 0 |  | 0 | 0
Lateral Hardening-Fuse-90086119 | Lateral Hardening | 13295 | 0 |  | 0 | 0
Lateral Hardening-Fuse-90086807 | Lateral Hardening | 13125 | 0 |  | 0 | 0
Lateral Hardening-Fuse-90087506 | Lateral Hardening | 14025 | 0 |  | 0 | 0
Lateral Hardening-Fuse-90088327 | Lateral Hardening | 13672 | 0 |  | 0 | 0
Lateral Hardening-Fuse-90089033 | Lateral Hardening | 13133 | 0 |  | 0 | 0
Lateral Hardening-Fuse-90089877 | Lateral Hardening | 14025 | 0 |  | 0 | 0
Lateral Hardening-Fuse-90091121 | Lateral Hardening | 13750 | 0 |  | 0 | 0
Lateral Hardening-Fuse-90091328 | Lateral Hardening | 13677 | 0 |  | 0 | 0
Lateral Hardening-Fuse-90092119 | Lateral Hardening | 14355 | 0 |  | 0 | 0
Lateral Hardening-Fuse-90092140 | Lateral Hardening | 13622 | 0 |  | 0 | 0
Lateral Hardening-Fuse-90093328 | Lateral Hardening | 13030 | 0 |  | 0 | 0
Lateral Hardening-Fuse-90093960 | Lateral Hardening | 13199 | 0 |  | 0 | 0
Lateral Hardening-Fuse-90094488 | Lateral Hardening | 13705 | 0 |  | 0 | 0
Lateral Hardening-Fuse-90095683 | Lateral Hardening | 14024 | 0 |  | 0 | 0
Lateral Hardening-Fuse-90095846 | Lateral Hardening | 13370 | 0 |  | 0 | 0
Lateral Hardening-Fuse-90096217 | Lateral Hardening | 14111 | 0 |  | 0 | 0
Lateral Hardening-Fuse-90097418 | Lateral Hardening | 13458 | 2026 |  | 0 | 2026
Lateral Hardening-Fuse-90097462 | Lateral Hardening | 13458 | 0 |  | 0 | 0
Lateral Hardening-Fuse-90097464 | Lateral Hardening | 13458 | 0 |  | 0 | 0
Lateral Hardening-Fuse-90097468 | Lateral Hardening | 13458 | 2026 |  | 0 | 2026
Lateral Hardening-Fuse-90097470 | Lateral Hardening | 13458 | 0 |  | 0 | 0
Lateral Hardening-Fuse-90097474 | Lateral Hardening | 13754 | 2025 |  | 0 | 2025
Lateral Hardening-Fuse-90098676 | Lateral Hardening | 13190 | 2029 |  | 0 | 2029
Lateral Hardening-Fuse-90098837 | Lateral Hardening | 13959 | 0 |  | 0 | 0
Lateral Hardening-Fuse-90098845 | Lateral Hardening | 13959 | 0 |  | 0 | 0
Lateral Hardening-Fuse-90098852 | Lateral Hardening | 13959 | 0 |  | 0 | 0
Lateral Hardening-Fuse-90098856 | Lateral Hardening | 13959 | 0 |  | 0 | 0
Lateral Hardening-Fuse-90098866 | Lateral Hardening | 13959 | 2024 |  | 0 | 2024
Lateral Hardening-Fuse-90098936 | Lateral Hardening | 13959 | 2024 |  | 0 | 2024
Lateral Hardening-Fuse-90099848 | Lateral Hardening | 13805 | 0 |  | 0 | 0
Lateral Hardening-Fuse-90100002 | Lateral Hardening | 13208 | 0 |  | 0 | 0
Lateral Hardening-Fuse-90100434 | Lateral Hardening | 13808 | 2027 |  | 0 | 2027
Lateral Hardening-Fuse-90100436 | Lateral Hardening | 13808 | 0 |  | 0 | 0
Lateral Hardening-Fuse-90100437 | Lateral Hardening | 13808 | 0 |  | 0 | 0
Lateral Hardening-Fuse-90100438 | Lateral Hardening | 13808 | 0 |  | 0 | 0
Lateral Hardening-Fuse-90100439 | Lateral Hardening | 13808 | 0 |  | 0 | 0
Lateral Hardening-Fuse-90100440 | Lateral Hardening | 13808 | 0 |  | 0 | 0
Lateral Hardening-Fuse-90100441 | Lateral Hardening | 13808 | 0 |  | 0 | 0
Lateral Hardening-Fuse-90100442 | Lateral Hardening | 13808 | 0 |  | 0 | 0
Lateral Hardening-Fuse-90100443 | Lateral Hardening | 13808 | 0 |  | 0 | 0
Lateral Hardening-Fuse-90100444 | Lateral Hardening | 13808 | 0 |  | 0 | 0
Lateral Hardening-Fuse-90100445 | Lateral Hardening | 13808 | 0 |  | 0 | 0
Lateral Hardening-Fuse-90100446 | Lateral Hardening | 13808 | 0 |  | 0 | 0
Lateral Hardening-Fuse-90100447 | Lateral Hardening | 13808 | 0 |  | 0 | 0
Lateral Hardening-Fuse-90100448 | Lateral Hardening | 13808 | 0 |  | 0 | 0
Lateral Hardening-Fuse-90100450 | Lateral Hardening | 13808 | 0 |  | 0 | 0
Lateral Hardening-Fuse-90100451 | Lateral Hardening | 13808 | 0 |  | 0 | 0
Lateral Hardening-Fuse-90100452 | Lateral Hardening | 13808 | 0 |  | 0 | 0
Lateral Hardening-Fuse-90100453 | Lateral Hardening | 13808 | 0 |  | 0 | 0
Lateral Hardening-Fuse-90100454 | Lateral Hardening | 13808 | 0 |  | 0 | 0
Lateral Hardening-Fuse-90100577 | Lateral Hardening | 13267 | 0 |  | 0 | 0
Lateral Hardening-Fuse-90100688 | Lateral Hardening | 13808 | 0 |  | 0 | 0
Lateral Hardening-Fuse-90100697 | Lateral Hardening | 13808 | 0 |  | 0 | 0
Lateral Hardening-Fuse-90100722 | Lateral Hardening | 13808 | 0 |  | 0 | 0
Lateral Hardening-Fuse-90100796 | Lateral Hardening | 13808 | 0 |  | 0 | 0
Lateral Hardening-Fuse-90100838 | Lateral Hardening | 13808 | 0 |  | 0 | 0
Lateral Hardening-Fuse-90100882 | Lateral Hardening | 13808 | 0 |  | 0 | 0
Lateral Hardening-Fuse-90100980 | Lateral Hardening | 13808 | 0 |  | 0 | 0
Lateral Hardening-Fuse-90101005 | Lateral Hardening | 13808 | 0 |  | 0 | 0
Lateral Hardening-Fuse-90101020 | Lateral Hardening | 13808 | 0 |  | 0 | 0
Lateral Hardening-Fuse-90101040 | Lateral Hardening | 13808 | 0 |  | 0 | 0
Lateral Hardening-Fuse-90101100 | Lateral Hardening | 13808 | 0 |  | 0 | 0
Lateral Hardening-Fuse-90101172 | Lateral Hardening | 14199 | 0 |  | 0 | 0
Lateral Hardening-Fuse-90101188 | Lateral Hardening | 13808 | 0 |  | 0 | 0
Lateral Hardening-Fuse-90101189 | Lateral Hardening | 13547 | 0 |  | 0 | 0
Lateral Hardening-Fuse-90101464 | Lateral Hardening | 13808 | 0 |  | 0 | 0
Lateral Hardening-Fuse-90101467 | Lateral Hardening | 13808 | 0 |  | 0 | 0
Lateral Hardening-Fuse-90101476 | Lateral Hardening | 13808 | 0 |  | 0 | 0
Lateral Hardening-Fuse-90101664 | Lateral Hardening | 13959 | 0 |  | 0 | 0
Lateral Hardening-Fuse-90101690 | Lateral Hardening | 13959 | 0 |  | 0 | 0
Lateral Hardening-Fuse-90101731 | Lateral Hardening | 13959 | 0 |  | 0 | 0
Lateral Hardening-Fuse-90101928 | Lateral Hardening | 13808 | 0 |  | 0 | 0
Lateral Hardening-Fuse-90101989 | Lateral Hardening | 13808 | 0 |  | 0 | 0
Lateral Hardening-Fuse-90102144 | Lateral Hardening | 13808 | 0 |  | 0 | 0
Lateral Hardening-Fuse-90102447 | Lateral Hardening | 13405 | 0 |  | 0 | 0
Lateral Hardening-Fuse-90102491 | Lateral Hardening | 13373 | 0 |  | 0 | 0
Lateral Hardening-Fuse-90102546 | Lateral Hardening | 13405 | 0 |  | 0 | 0
Lateral Hardening-Fuse-90103280 | Lateral Hardening | 13808 | 0 |  | 0 | 0
Lateral Hardening-Fuse-90104196 | Lateral Hardening | 13962 | 0 |  | 0 | 0
Lateral Hardening-Fuse-90104233 | Lateral Hardening | 13962 | 0 |  | 0 | 0
Lateral Hardening-Fuse-90104277 | Lateral Hardening | 13962 | 0 |  | 0 | 0
Lateral Hardening-Fuse-90104281 | Lateral Hardening | 13962 | 0 |  | 0 | 0
Lateral Hardening-Fuse-90104283 | Lateral Hardening | 13962 | 0 |  | 0 | 0
Lateral Hardening-Fuse-90104324 | Lateral Hardening | 13125 | 0 |  | 0 | 0
Lateral Hardening-Fuse-90104383 | Lateral Hardening | 14024 | 0 |  | 0 | 0
Lateral Hardening-Fuse-90104823 | Lateral Hardening | 13224 | 0 |  | 0 | 0
Lateral Hardening-Fuse-90105155 | Lateral Hardening | 14024 | 0 |  | 0 | 0
Lateral Hardening-Fuse-90105346 | Lateral Hardening | 13808 | 0 |  | 0 | 0
Lateral Hardening-Fuse-90106373 | Lateral Hardening | 14024 | 0 |  | 0 | 0
Lateral Hardening-Fuse-90106377 | Lateral Hardening | 14024 | 0 |  | 0 | 0
Lateral Hardening-Fuse-90106398 | Lateral Hardening | 14024 | 0 |  | 0 | 0
Lateral Hardening-Fuse-90106442 | Lateral Hardening | 13391 | 2028 |  | 0 | 2028
Lateral Hardening-Fuse-90106466 | Lateral Hardening | 13391 | 0 |  | 0 | 0
Lateral Hardening-Fuse-90106483 | Lateral Hardening | 14024 | 2023 |  | 0 | 2023
Lateral Hardening-Fuse-90106496 | Lateral Hardening | 14024 | 0 |  | 0 | 0
Lateral Hardening-Fuse-90106548 | Lateral Hardening | 13808 | 0 |  | 0 | 0
Lateral Hardening-Fuse-90107049 | Lateral Hardening | 13808 | 2027 |  | 0 | 2027
Lateral Hardening-Fuse-90107050 | Lateral Hardening | 13808 | 0 |  | 0 | 0
Lateral Hardening-Fuse-90107060 | Lateral Hardening | 13808 | 0 |  | 0 | 0
Lateral Hardening-Fuse-90107066 | Lateral Hardening | 13808 | 0 |  | 0 | 0
Lateral Hardening-Fuse-90107067 | Lateral Hardening | 13808 | 0 |  | 0 | 0
Lateral Hardening-Fuse-90108761 | Lateral Hardening | 13712 | 0 |  | 0 | 0
Lateral Hardening-Fuse-90109322 | Lateral Hardening | 14021 | 2029 |  | 0 | 2029
Lateral Hardening-Fuse-90109963 | Lateral Hardening | 14024 | 0 |  | 0 | 0
Lateral Hardening-Fuse-90110205 | Lateral Hardening | 14025 | 0 |  | 0 | 0
Lateral Hardening-Fuse-90110279 | Lateral Hardening | 14025 | 0 |  | 0 | 0
Lateral Hardening-Fuse-90110592 | Lateral Hardening | 14024 | 0 |  | 0 | 0
Lateral Hardening-Fuse-90110678 | Lateral Hardening | 14024 | 0 |  | 0 | 0
Lateral Hardening-Fuse-90110972 | Lateral Hardening | 13897 | 2024 |  | 0 | 2024
Lateral Hardening-Fuse-90111178 | Lateral Hardening | 14024 | 2023 |  | 0 | 2023
Lateral Hardening-Fuse-90111342 | Lateral Hardening | 14024 | 0 |  | 0 | 0
Lateral Hardening-Fuse-90112240 | Lateral Hardening | 13896 | 2026 |  | 0 | 2026
Lateral Hardening-Fuse-90112369 | Lateral Hardening | 13896 | 0 |  | 0 | 0
Lateral Hardening-Fuse-90112417 | Lateral Hardening | 13896 | 0 |  | 0 | 0
Lateral Hardening-Fuse-90112431 | Lateral Hardening | 13896 | 0 |  | 0 | 0
Lateral Hardening-Fuse-90112658 | Lateral Hardening | 14025 | 0 |  | 0 | 0
Lateral Hardening-Fuse-90112748 | Lateral Hardening | 13896 | 0 |  | 0 | 0
Lateral Hardening-Fuse-90112839 | Lateral Hardening | 14025 | 0 |  | 0 | 0
Lateral Hardening-Fuse-90113117 | Lateral Hardening | 13896 | 0 |  | 0 | 0
Lateral Hardening-Fuse-90113172 | Lateral Hardening | 13896 | 0 |  | 0 | 0
Lateral Hardening-Fuse-90113193 | Lateral Hardening | 13023 | 0 |  | 0 | 0
Lateral Hardening-Fuse-90113808 | Lateral Hardening | 13896 | 0 |  | 0 | 0
Lateral Hardening-Fuse-90113831 | Lateral Hardening | 13896 | 2026 |  | 0 | 2026
Lateral Hardening-Fuse-90114231 | Lateral Hardening | 14024 | 0 |  | 0 | 0
Lateral Hardening-Fuse-90115651 | Lateral Hardening | 13897 | 0 |  | 0 | 0
Lateral Hardening-Fuse-90115898 | Lateral Hardening | 13896 | 0 |  | 0 | 0
Lateral Hardening-Fuse-90116187 | Lateral Hardening | 14024 | 0 |  | 0 | 0
Lateral Hardening-Fuse-90116190 | Lateral Hardening | 14024 | 2023 |  | 0 | 2023
Lateral Hardening-Fuse-90116193 | Lateral Hardening | 14024 | 0 |  | 0 | 0
Lateral Hardening-Fuse-90116196 | Lateral Hardening | 14024 | 0 |  | 0 | 0
Lateral Hardening-Fuse-90116385 | Lateral Hardening | 13896 | 0 |  | 0 | 0
Lateral Hardening-Fuse-90116388 | Lateral Hardening | 13896 | 0 |  | 0 | 0
Lateral Hardening-Fuse-90116389 | Lateral Hardening | 13896 | 0 |  | 0 | 0
Lateral Hardening-Fuse-90116542 | Lateral Hardening | 13435 | 0 |  | 0 | 0
Lateral Hardening-Fuse-90117271 | Lateral Hardening | 13435 | 0 |  | 0 | 0
Lateral Hardening-Fuse-90117824 | Lateral Hardening | 13621 | 0 |  | 0 | 0
Lateral Hardening-Fuse-90118049 | Lateral Hardening | 14024 | 0 |  | 0 | 0
Lateral Hardening-Fuse-90118327 | Lateral Hardening | 13007 | 0 |  | 0 | 0
Lateral Hardening-Fuse-90118453 | Lateral Hardening | 14024 | 0 |  | 0 | 0
Lateral Hardening-Fuse-90119210 | Lateral Hardening | 13715 | 0 |  | 0 | 0
Lateral Hardening-Fuse-90121203 | Lateral Hardening | 13305 | 0 |  | 0 | 0
Lateral Hardening-Fuse-90122624 | Lateral Hardening | 13405 | 0 |  | 0 | 0
Lateral Hardening-Fuse-90123199 | Lateral Hardening | 13391 | 0 |  | 0 | 0
Lateral Hardening-Fuse-90123666 | Lateral Hardening | 13226 | 0 |  | 0 | 0
Lateral Hardening-Fuse-90124224 | Lateral Hardening | 13100 | 0 |  | 0 | 0
Lateral Hardening-Fuse-90124992 | Lateral Hardening | 13769 | 0 |  | 0 | 0
Lateral Hardening-Fuse-90126542 | Lateral Hardening | 13754 | 0 |  | 0 | 0
Lateral Hardening-Fuse-90126804 | Lateral Hardening | 13910 | 0 |  | 0 | 0
Lateral Hardening-Fuse-90127053 | Lateral Hardening | 13080 | 0 |  | 0 | 0
Lateral Hardening-Fuse-90127147 | Lateral Hardening | 13461 | 0 |  | 0 | 0
Lateral Hardening-Fuse-90128130 | Lateral Hardening | 13190 | 0 |  | 0 | 0
Lateral Hardening-Fuse-90128675 | Lateral Hardening | 13911 | 0 |  | 0 | 0
Lateral Hardening-Fuse-90128958 | Lateral Hardening | 13909 | 0 |  | 0 | 0
Lateral Hardening-Fuse-90130568 | Lateral Hardening | 13911 | 2022 |  | 0 | 2022
Lateral Hardening-Fuse-90132288 | Lateral Hardening | 13461 | 0 |  | 0 | 0
Lateral Hardening-Fuse-90133557 | Lateral Hardening | 13695 | 0 |  | 0 | 0
Lateral Hardening-Fuse-90135503 | Lateral Hardening | 14124 | 0 |  | 0 | 0
Lateral Hardening-Fuse-90135596 | Lateral Hardening | 13622 | 0 |  | 0 | 0
Lateral Hardening-Fuse-90136651 | Lateral Hardening | 13724 | 0 |  | 0 | 0
Lateral Hardening-Fuse-90136731 | Lateral Hardening | 13724 | 0 |  | 0 | 0
Lateral Hardening-Fuse-90136791 | Lateral Hardening | 13724 | 0 |  | 0 | 0
Lateral Hardening-Fuse-90137810 | Lateral Hardening | 13906 | 2023 |  | 0 | 2023
Lateral Hardening-Fuse-90140005 | Lateral Hardening | 13795 | 0 |  | 0 | 0
Lateral Hardening-Fuse-90140472 | Lateral Hardening | 13461 | 0 |  | 0 | 0
Lateral Hardening-Fuse-90140548 | Lateral Hardening | 13712 | 0 |  | 0 | 0
Lateral Hardening-Fuse-90140731 | Lateral Hardening | 13712 | 0 |  | 0 | 0
Lateral Hardening-Fuse-90142559 | Lateral Hardening | 13795 | 0 |  | 0 | 0
Lateral Hardening-Fuse-90142851 | Lateral Hardening | 13705 | 0 |  | 0 | 0
Lateral Hardening-Fuse-90143410 | Lateral Hardening | 13705 | 0 |  | 0 | 0
Lateral Hardening-Fuse-90143792 | Lateral Hardening | 13706 | 2027 |  | 0 | 2027
Lateral Hardening-Fuse-90144168 | Lateral Hardening | 13840 | 0 |  | 0 | 0
Lateral Hardening-Fuse-90144722 | Lateral Hardening | 13039 | 0 |  | 0 | 0
Lateral Hardening-Fuse-90145296 | Lateral Hardening | 13148 | 0 |  | 0 | 0
Lateral Hardening-Fuse-90145773 | Lateral Hardening | 13672 | 0 |  | 0 | 0
Lateral Hardening-Fuse-90145788 | Lateral Hardening | 13207 | 0 |  | 0 | 0
Lateral Hardening-Fuse-90145970 | Lateral Hardening | 13207 | 0 |  | 0 | 0
Lateral Hardening-Fuse-90146008 | Lateral Hardening | 13207 | 2024 |  | 0 | 2024
Lateral Hardening-Fuse-90146016 | Lateral Hardening | 13207 | 0 |  | 0 | 0
Lateral Hardening-Fuse-90146568 | Lateral Hardening | 13207 | 0 |  | 0 | 0
Lateral Hardening-Fuse-90146615 | Lateral Hardening | 13207 | 0 |  | 0 | 0
Lateral Hardening-Fuse-90146892 | Lateral Hardening | 13207 | 2024 |  | 0 | 2024
Lateral Hardening-Fuse-90147001 | Lateral Hardening | 13207 | 0 |  | 0 | 0
Lateral Hardening-Fuse-90147164 | Lateral Hardening | 13207 | 0 |  | 0 | 0
Lateral Hardening-Fuse-90147167 | Lateral Hardening | 13207 | 0 |  | 0 | 0
Lateral Hardening-Fuse-90147302 | Lateral Hardening | 13207 | 0 |  | 0 | 0
Lateral Hardening-Fuse-90147316 | Lateral Hardening | 13207 | 2024 |  | 0 | 2024
Lateral Hardening-Fuse-90147927 | Lateral Hardening | 13207 | 0 |  | 0 | 0
Lateral Hardening-Fuse-90147931 | Lateral Hardening | 13207 | 0 |  | 0 | 0
Lateral Hardening-Fuse-90148080 | Lateral Hardening | 13708 | 0 |  | 0 | 0
Lateral Hardening-Fuse-90148142 | Lateral Hardening | 13207 | 0 |  | 0 | 0
Lateral Hardening-Fuse-90148151 | Lateral Hardening | 13207 | 0 |  | 0 | 0
Lateral Hardening-Fuse-90148291 | Lateral Hardening | 13391 | 0 |  | 0 | 0
Lateral Hardening-Fuse-90152415 | Lateral Hardening | 13208 | 2024 |  | 0 | 2024
Lateral Hardening-Fuse-90153172 | Lateral Hardening | 13208 | 0 |  | 0 | 0
Lateral Hardening-Fuse-90153246 | Lateral Hardening | 13208 | 0 |  | 0 | 0
Lateral Hardening-Fuse-90153247 | Lateral Hardening | 13208 | 0 |  | 0 | 0
Lateral Hardening-Fuse-90154936 | Lateral Hardening | 13210 | 0 |  | 0 | 0
Lateral Hardening-Fuse-90157556 | Lateral Hardening | 13067 | 2029 |  | 0 | 2029
Lateral Hardening-Fuse-90157760 | Lateral Hardening | 14023 | 0 |  | 0 | 0
Lateral Hardening-Fuse-90159255 | Lateral Hardening | 14021 | 0 |  | 0 | 0
Lateral Hardening-Fuse-90161190 | Lateral Hardening | 14021 | 0 |  | 0 | 0
Lateral Hardening-Fuse-90162065 | Lateral Hardening | 13805 | 0 |  | 0 | 0
Lateral Hardening-Fuse-90162091 | Lateral Hardening | 13805 | 0 |  | 0 | 0
Lateral Hardening-Fuse-90162111 | Lateral Hardening | 13805 | 0 |  | 0 | 0
Lateral Hardening-Fuse-90162122 | Lateral Hardening | 13805 | 0 |  | 0 | 0
Lateral Hardening-Fuse-90162226 | Lateral Hardening | 13805 | 0 |  | 0 | 0
Lateral Hardening-Fuse-90162234 | Lateral Hardening | 13805 | 0 |  | 0 | 0
Lateral Hardening-Fuse-90162296 | Lateral Hardening | 13805 | 0 |  | 0 | 0
Lateral Hardening-Fuse-90162502 | Lateral Hardening | 13805 | 0 |  | 0 | 0
Lateral Hardening-Fuse-90162514 | Lateral Hardening | 13805 | 0 |  | 0 | 0
Lateral Hardening-Fuse-90162541 | Lateral Hardening | 13805 | 0 |  | 0 | 0
Lateral Hardening-Fuse-90162677 | Lateral Hardening | 13656 | 0 |  | 0 | 0
Lateral Hardening-Fuse-90162720 | Lateral Hardening | 13656 | 0 |  | 0 | 0
Lateral Hardening-Fuse-90162751 | Lateral Hardening | 13254 | 0 |  | 0 | 0
Lateral Hardening-Fuse-90163261 | Lateral Hardening | 13739 | 0 |  | 0 | 0
Lateral Hardening-Fuse-90163917 | Lateral Hardening | 13003 | 0 |  | 0 | 0
Lateral Hardening-Fuse-90163978 | Lateral Hardening | 13785 | 0 |  | 0 | 0
Lateral Hardening-Fuse-90164138 | Lateral Hardening | 13699 | 0 |  | 0 | 0
Lateral Hardening-Fuse-90165527 | Lateral Hardening | 13431 | 2023 |  | 0 | 2023
Lateral Hardening-Fuse-90165656 | Lateral Hardening | 14025 | 0 |  | 0 | 0
Lateral Hardening-Fuse-90166679 | Lateral Hardening | 13454 | 0 |  | 0 | 0
Lateral Hardening-Fuse-90167053 | Lateral Hardening | 13650 | 0 |  | 0 | 0
Lateral Hardening-Fuse-90167416 | Lateral Hardening | 13649 | 0 |  | 0 | 0
Lateral Hardening-Fuse-90167481 | Lateral Hardening | 13077 | 2028 |  | 0 | 2028
Lateral Hardening-Fuse-90167928 | Lateral Hardening | 13458 | 0 |  | 0 | 0
Lateral Hardening-Fuse-90168653 | Lateral Hardening | 13236 | 0 |  | 0 | 0
Lateral Hardening-Fuse-90170067 | Lateral Hardening | 13303 | 2027 |  | 0 | 2027
Lateral Hardening-Fuse-90171796 | Lateral Hardening | 13236 | 0 |  | 0 | 0
Lateral Hardening-Fuse-90172465 | Lateral Hardening | 13236 | 0 |  | 0 | 0
Lateral Hardening-Fuse-90172479 | Lateral Hardening | 13236 | 0 |  | 0 | 0
Lateral Hardening-Fuse-90172778 | Lateral Hardening | 13236 | 0 |  | 0 | 0
Lateral Hardening-Fuse-90172793 | Lateral Hardening | 13236 | 0 |  | 0 | 0
Lateral Hardening-Fuse-90174858 | Lateral Hardening | 13458 | 0 |  | 0 | 0
Lateral Hardening-Fuse-90174887 | Lateral Hardening | 13458 | 0 |  | 0 | 0
Lateral Hardening-Fuse-90175021 | Lateral Hardening | 13657 | 2024 |  | 0 | 2024
Lateral Hardening-Fuse-90175022 | Lateral Hardening | 13458 | 0 |  | 0 | 0
Lateral Hardening-Fuse-90175048 | Lateral Hardening | 13458 | 0 |  | 0 | 0
Lateral Hardening-Fuse-90175459 | Lateral Hardening | 13303 | 2027 |  | 0 | 2027
Lateral Hardening-Fuse-90175830 | Lateral Hardening | 13458 | 0 |  | 0 | 0
Lateral Hardening-Fuse-90175857 | Lateral Hardening | 13458 | 0 |  | 0 | 0
Lateral Hardening-Fuse-90175921 | Lateral Hardening | 13458 | 0 |  | 0 | 0
Lateral Hardening-Fuse-90176244 | Lateral Hardening | 13748 | 0 |  | 0 | 0
Lateral Hardening-Fuse-90176591 | Lateral Hardening | 13457 | 2022 |  | 0 | 2022
Lateral Hardening-Fuse-90176882 | Lateral Hardening | 14030 | 0 |  | 0 | 0
Lateral Hardening-Fuse-90178586 | Lateral Hardening | 13299 | 0 |  | 0 | 0
Lateral Hardening-Fuse-90178686 | Lateral Hardening | 13330 | 0 |  | 0 | 0
Lateral Hardening-Fuse-90179103 | Lateral Hardening | 13630 | 2023 |  | 0 | 2023
Lateral Hardening-Fuse-90180055 | Lateral Hardening | 13303 | 0 |  | 0 | 0
Lateral Hardening-Fuse-90180061 | Lateral Hardening | 13303 | 0 |  | 0 | 0
Lateral Hardening-Fuse-90181363 | Lateral Hardening | 13839 | 0 |  | 0 | 0
Lateral Hardening-Fuse-90181522 | Lateral Hardening | 13651 | 2028 |  | 0 | 2028
Lateral Hardening-Fuse-90184824 | Lateral Hardening | 13241 | 0 |  | 0 | 0
Lateral Hardening-Fuse-90185157 | Lateral Hardening | 13895 | 0 |  | 0 | 0
Lateral Hardening-Fuse-90187222 | Lateral Hardening | 13613 | 0 |  | 0 | 0
Lateral Hardening-Fuse-90187592 | Lateral Hardening | 13304 | 0 |  | 0 | 0
Lateral Hardening-Fuse-90188551 | Lateral Hardening | 13454 | 2021 |  | 0 | 2021
Lateral Hardening-Fuse-90190460 | Lateral Hardening | 13236 | 0 |  | 0 | 0
Lateral Hardening-Fuse-90190774 | Lateral Hardening | 13208 | 0 |  | 0 | 0
Lateral Hardening-Fuse-90192315 | Lateral Hardening | 14069 | 0 |  | 0 | 0
Lateral Hardening-Fuse-90192568 | Lateral Hardening | 13418 | 0 |  | 0 | 0
Lateral Hardening-Fuse-90194446 | Lateral Hardening | 13214 | 0 |  | 0 | 0
Lateral Hardening-Fuse-90195024 | Lateral Hardening | 13420 | 0 |  | 0 | 0
Lateral Hardening-Fuse-90195695 | Lateral Hardening | 13003 | 0 |  | 0 | 0
Lateral Hardening-Fuse-90195900 | Lateral Hardening | 13190 | 0 |  | 0 | 0
Lateral Hardening-Fuse-90195950 | Lateral Hardening | 13190 | 0 |  | 0 | 0
Lateral Hardening-Fuse-90196714 | Lateral Hardening | 13458 | 0 |  | 0 | 0
Lateral Hardening-Fuse-90196769 | Lateral Hardening | 13358 | 0 |  | 0 | 0
Lateral Hardening-Fuse-90197634 | Lateral Hardening | 13696 | 0 |  | 0 | 0
Lateral Hardening-Fuse-90197814 | Lateral Hardening | 13805 | 0 |  | 0 | 0
Lateral Hardening-Fuse-90198337 | Lateral Hardening | 13219 | 0 |  | 0 | 0
Lateral Hardening-Fuse-90199873 | Lateral Hardening | 13817 | 2023 |  | 0 | 2023
Lateral Hardening-Fuse-90201397 | Lateral Hardening | 13698 | 0 |  | 0 | 0
Lateral Hardening-Fuse-90202609 | Lateral Hardening | 13325 | 0 |  | 0 | 0
Lateral Hardening-Fuse-90204872 | Lateral Hardening | 13772 | 0 |  | 0 | 0
Lateral Hardening-Fuse-90204879 | Lateral Hardening | 13817 | 2023 |  | 0 | 2023
Lateral Hardening-Fuse-90205211 | Lateral Hardening | 13023 | 0 |  | 0 | 0
Lateral Hardening-Fuse-90207829 | Lateral Hardening | 13756 | 0 |  | 0 | 0
Lateral Hardening-Fuse-90207831 | Lateral Hardening | 13756 | 2021 |  | 0 | 2021
Lateral Hardening-Fuse-90208679 | Lateral Hardening | 13695 | 0 |  | 0 | 0
Lateral Hardening-Fuse-90209318 | Lateral Hardening | 13298 | 0 |  | 0 | 0
Lateral Hardening-Fuse-90209776 | Lateral Hardening | 13695 | 0 |  | 0 | 0
Lateral Hardening-Fuse-90211134 | Lateral Hardening | 13162 | 0 |  | 0 | 0
Lateral Hardening-Fuse-90211136 | Lateral Hardening | 13162 | 0 |  | 0 | 0
Lateral Hardening-Fuse-90214420 | Lateral Hardening | 13697 | 2029 |  | 0 | 2029
Lateral Hardening-Fuse-90214742 | Lateral Hardening | 13817 | 0 |  | 0 | 0
Lateral Hardening-Fuse-90216520 | Lateral Hardening | 13909 | 0 |  | 0 | 0
Lateral Hardening-Fuse-90216846 | Lateral Hardening | 13207 | 2024 |  | 0 | 2024
Lateral Hardening-Fuse-90217579 | Lateral Hardening | 13583 | 2028 |  | 0 | 2028
Lateral Hardening-Fuse-90217789 | Lateral Hardening | 14024 | 0 |  | 0 | 0
Lateral Hardening-Fuse-90222085 | Lateral Hardening | 13305 | 0 |  | 0 | 0
Lateral Hardening-Fuse-90225421 | Lateral Hardening | 13434 | 0 |  | 0 | 0
Lateral Hardening-Fuse-90228153 | Lateral Hardening | 13443 | 0 |  | 0 | 0
Lateral Hardening-Fuse-90231391 | Lateral Hardening | 13153 | 0 |  | 0 | 0
Lateral Hardening-Fuse-90232181 | Lateral Hardening | 13153 | 0 |  | 0 | 0
Lateral Hardening-Fuse-90232194 | Lateral Hardening | 13308 | 0 |  | 0 | 0
Lateral Hardening-Fuse-90236769 | Lateral Hardening | 13807 | 2028 |  | 0 | 2028
Lateral Hardening-Fuse-90239048 | Lateral Hardening | 13510 | 0 |  | 0 | 0
Lateral Hardening-Fuse-90239072 | Lateral Hardening | 13510 | 0 |  | 0 | 0
Lateral Hardening-Fuse-90239166 | Lateral Hardening | 13785 | 2021 |  | 0 | 2021
Lateral Hardening-Fuse-90239520 | Lateral Hardening | 13165 | 2026 |  | 0 | 2026
Lateral Hardening-Fuse-90239533 | Lateral Hardening | 13805 | 0 |  | 0 | 0
Lateral Hardening-Fuse-90239781 | Lateral Hardening | 13133 | 0 |  | 0 | 0
Lateral Hardening-Fuse-90239827 | Lateral Hardening | 13166 | 0 |  | 0 | 0
Lateral Hardening-Fuse-90240169 | Lateral Hardening | 13133 | 2027 |  | 0 | 2027
Lateral Hardening-Fuse-90241323 | Lateral Hardening | 13166 | 0 |  | 0 | 0
Lateral Hardening-Fuse-90241523 | Lateral Hardening | 13324 | 0 |  | 0 | 0
Lateral Hardening-Fuse-90241528 | Lateral Hardening | 13324 | 0 |  | 0 | 0
Lateral Hardening-Fuse-90241628 | Lateral Hardening | 13136 | 0 |  | 0 | 0
Lateral Hardening-Fuse-90241729 | Lateral Hardening | 13442 | 0 |  | 0 | 0
Lateral Hardening-Fuse-90241764 | Lateral Hardening | 13136 | 0 |  | 0 | 0
Lateral Hardening-Fuse-90241880 | Lateral Hardening | 13972 | 2020 |  | 0 | 2020
Lateral Hardening-Fuse-90242061 | Lateral Hardening | 14030 | 0 |  | 0 | 0
Lateral Hardening-Fuse-90242102 | Lateral Hardening | 13164 | 0 |  | 0 | 0
Lateral Hardening-Fuse-90242104 | Lateral Hardening | 14030 | 2023 |  | 0 | 2023
Lateral Hardening-Fuse-90242603 | Lateral Hardening | 13523 | 0 |  | 0 | 0
Lateral Hardening-Fuse-90244220 | Lateral Hardening | 13136 | 0 |  | 0 | 0
Lateral Hardening-Fuse-90244271 | Lateral Hardening | 13136 | 0 |  | 0 | 0
Lateral Hardening-Fuse-90244411 | Lateral Hardening | 13136 | 0 |  | 0 | 0
Lateral Hardening-Fuse-90247061 | Lateral Hardening | 13165 | 2026 |  | 0 | 2026
Lateral Hardening-Fuse-90247492 | Lateral Hardening | 13435 | 0 |  | 0 | 0
Lateral Hardening-Fuse-90249097 | Lateral Hardening | 14031 | 0 |  | 0 | 0
Lateral Hardening-Fuse-90249126 | Lateral Hardening | 14031 | 0 |  | 0 | 0
Lateral Hardening-Fuse-90249278 | Lateral Hardening | 14014 | 2027 |  | 0 | 2027
Lateral Hardening-Fuse-90249988 | Lateral Hardening | 13115 | 0 |  | 0 | 0
Lateral Hardening-Fuse-90250126 | Lateral Hardening | 14031 | 0 |  | 0 | 0
Lateral Hardening-Fuse-90250144 | Lateral Hardening | 14031 | 0 |  | 0 | 0
Lateral Hardening-Fuse-90250169 | Lateral Hardening | 14031 | 0 |  | 0 | 0
Lateral Hardening-Fuse-90250170 | Lateral Hardening | 14031 | 0 |  | 0 | 0
Lateral Hardening-Fuse-90250181 | Lateral Hardening | 14031 | 0 |  | 0 | 0
Lateral Hardening-Fuse-90250916 | Lateral Hardening | 13297 | 2021 |  | 0 | 2021
Lateral Hardening-Fuse-90251195 | Lateral Hardening | 13292 | 0 |  | 0 | 0
Lateral Hardening-Fuse-90251447 | Lateral Hardening | 13219 | 0 |  | 0 | 0
Lateral Hardening-Fuse-90251758 | Lateral Hardening | 13001 | 2021 |  | 0 | 2021
Lateral Hardening-Fuse-90252201 | Lateral Hardening | 13612 | 0 |  | 0 | 0
Lateral Hardening-Fuse-90252529 | Lateral Hardening | 13164 | 0 |  | 0 | 0
Lateral Hardening-Fuse-90252541 | Lateral Hardening | 13164 | 0 |  | 0 | 0
Lateral Hardening-Fuse-90252585 | Lateral Hardening | 13164 | 0 |  | 0 | 0
Lateral Hardening-Fuse-90252589 | Lateral Hardening | 13164 | 0 |  | 0 | 0
Lateral Hardening-Fuse-90252716 | Lateral Hardening | 13164 | 2021 |  | 0 | 2021
Lateral Hardening-Fuse-90252810 | Lateral Hardening | 13298 | 0 |  | 0 | 0
Lateral Hardening-Fuse-90253065 | Lateral Hardening | 13924 | 0 |  | 0 | 0
Lateral Hardening-Fuse-90253266 | Lateral Hardening | 13656 | 0 |  | 0 | 0
Lateral Hardening-Fuse-90253315 | Lateral Hardening | 13924 | 0 |  | 0 | 0
Lateral Hardening-Fuse-90253480 | Lateral Hardening | 13656 | 0 |  | 0 | 0
Lateral Hardening-Fuse-90253483 | Lateral Hardening | 13656 | 0 |  | 0 | 0
Lateral Hardening-Fuse-90253520 | Lateral Hardening | 13656 | 0 |  | 0 | 0
Lateral Hardening-Fuse-90253887 | Lateral Hardening | 13190 | 0 |  | 0 | 0
Lateral Hardening-Fuse-90253912 | Lateral Hardening | 13190 | 0 |  | 0 | 0
Lateral Hardening-Fuse-90253943 | Lateral Hardening | 14012 | 0 |  | 0 | 0
Lateral Hardening-Fuse-90254018 | Lateral Hardening | 14012 | 0 |  | 0 | 0
Lateral Hardening-Fuse-90254565 | Lateral Hardening | 13656 | 0 |  | 0 | 0
Lateral Hardening-Fuse-90254764 | Lateral Hardening | 13166 | 0 |  | 0 | 0
Lateral Hardening-Fuse-90254959 | Lateral Hardening | 13454 | 0 |  | 0 | 0
Lateral Hardening-Fuse-90255106 | Lateral Hardening | 13190 | 0 |  | 0 | 0
Lateral Hardening-Fuse-90255945 | Lateral Hardening | 13166 | 0 |  | 0 | 0
Lateral Hardening-Fuse-90257531 | Lateral Hardening | 13136 | 0 |  | 0 | 0
Lateral Hardening-Fuse-90257534 | Lateral Hardening | 13136 | 0 |  | 0 | 0
Lateral Hardening-Fuse-90257631 | Lateral Hardening | 13622 | 0 |  | 0 | 0
Lateral Hardening-Fuse-90260216 | Lateral Hardening | 13656 | 0 |  | 0 | 0
Lateral Hardening-Fuse-90260222 | Lateral Hardening | 13206 | 0 |  | 0 | 0
Lateral Hardening-Fuse-90260267 | Lateral Hardening | 13656 | 0 |  | 0 | 0
Lateral Hardening-Fuse-90261018 | Lateral Hardening | 13656 | 0 |  | 0 | 0
Lateral Hardening-Fuse-90261165 | Lateral Hardening | 13656 | 0 |  | 0 | 0
Lateral Hardening-Fuse-90261206 | Lateral Hardening | 13656 | 2025 |  | 0 | 2025
Lateral Hardening-Fuse-90261391 | Lateral Hardening | 13656 | 0 |  | 0 | 0
Lateral Hardening-Fuse-90262004 | Lateral Hardening | 13786 | 0 |  | 0 | 0
Lateral Hardening-Fuse-90262628 | Lateral Hardening | 13870 | 0 |  | 0 | 0
Lateral Hardening-Fuse-90265051 | Lateral Hardening | 13166 | 0 |  | 0 | 0
Lateral Hardening-Fuse-90266289 | Lateral Hardening | 13236 | 2029 |  | 0 | 2029
Lateral Hardening-Fuse-90266740 | Lateral Hardening | 13647 | 0 |  | 0 | 0
Lateral Hardening-Fuse-90266817 | Lateral Hardening | 13612 | 2023 |  | 0 | 2023
Lateral Hardening-Fuse-90267141 | Lateral Hardening | 13738 | 2024 |  | 0 | 2024
Lateral Hardening-Fuse-90269295 | Lateral Hardening | 13191 | 0 |  | 0 | 0
Lateral Hardening-Fuse-90270496 | Lateral Hardening | 13166 | 0 |  | 0 | 0
Lateral Hardening-Fuse-90274945 | Lateral Hardening | 13190 | 0 |  | 0 | 0
Lateral Hardening-Fuse-90274986 | Lateral Hardening | 13191 | 0 |  | 0 | 0
Lateral Hardening-Fuse-90275189 | Lateral Hardening | 13724 | 0 |  | 0 | 0
Lateral Hardening-Fuse-90275224 | Lateral Hardening | 13724 | 0 |  | 0 | 0
Lateral Hardening-Fuse-90275234 | Lateral Hardening | 13724 | 0 |  | 0 | 0
Lateral Hardening-Fuse-90275246 | Lateral Hardening | 13724 | 0 |  | 0 | 0
Lateral Hardening-Fuse-90275286 | Lateral Hardening | 13724 | 0 |  | 0 | 0
Lateral Hardening-Fuse-90275302 | Lateral Hardening | 13724 | 0 |  | 0 | 0
Lateral Hardening-Fuse-90275340 | Lateral Hardening | 13724 | 0 |  | 0 | 0
Lateral Hardening-Fuse-90275342 | Lateral Hardening | 13724 | 0 |  | 0 | 0
Lateral Hardening-Fuse-90276421 | Lateral Hardening | 13191 | 0 |  | 0 | 0
Lateral Hardening-Fuse-90276432 | Lateral Hardening | 13190 | 0 |  | 0 | 0
Lateral Hardening-Fuse-90276809 | Lateral Hardening | 13136 | 0 |  | 0 | 0
Lateral Hardening-Fuse-90276841 | Lateral Hardening | 13204 | 0 |  | 0 | 0
Lateral Hardening-Fuse-90276864 | Lateral Hardening | 13807 | 0 |  | 0 | 0
Lateral Hardening-Fuse-90278425 | Lateral Hardening | 13523 | 0 |  | 0 | 0
Lateral Hardening-Fuse-90279239 | Lateral Hardening | 13389 | 0 |  | 0 | 0
Lateral Hardening-Fuse-90279346 | Lateral Hardening | 13060 | 0 |  | 0 | 0
Lateral Hardening-Fuse-90279599 | Lateral Hardening | 13807 | 0 |  | 0 | 0
Lateral Hardening-Fuse-90279644 | Lateral Hardening | 13807 | 0 |  | 0 | 0
Lateral Hardening-Fuse-90279746 | Lateral Hardening | 13147 | 0 |  | 0 | 0
Lateral Hardening-Fuse-90279830 | Lateral Hardening | 13060 | 0 |  | 0 | 0
Lateral Hardening-Fuse-90279838 | Lateral Hardening | 13147 | 0 |  | 0 | 0
Lateral Hardening-Fuse-90280224 | Lateral Hardening | 13389 | 2025 |  | 0 | 2025
Lateral Hardening-Fuse-90280577 | Lateral Hardening | 13389 | 0 |  | 0 | 0
Lateral Hardening-Fuse-90280609 | Lateral Hardening | 13389 | 0 |  | 0 | 0
Lateral Hardening-Fuse-90280634 | Lateral Hardening | 13389 | 2025 |  | 0 | 2025
Lateral Hardening-Fuse-90280933 | Lateral Hardening | 13523 | 0 |  | 0 | 0
Lateral Hardening-Fuse-90280939 | Lateral Hardening | 13621 | 0 |  | 0 | 0
Lateral Hardening-Fuse-90280953 | Lateral Hardening | 13724 | 0 |  | 0 | 0
Lateral Hardening-Fuse-90280957 | Lateral Hardening | 13724 | 0 |  | 0 | 0
Lateral Hardening-Fuse-90281071 | Lateral Hardening | 13147 | 0 |  | 0 | 0
Lateral Hardening-Fuse-90281199 | Lateral Hardening | 13096 | 0 |  | 0 | 0
Lateral Hardening-Fuse-90281731 | Lateral Hardening | 13147 | 0 |  | 0 | 0
Lateral Hardening-Fuse-90281832 | Lateral Hardening | 13147 | 0 |  | 0 | 0
Lateral Hardening-Fuse-90281864 | Lateral Hardening | 13389 | 0 |  | 0 | 0
Lateral Hardening-Fuse-90281914 | Lateral Hardening | 13389 | 0 |  | 0 | 0
Lateral Hardening-Fuse-90282787 | Lateral Hardening | 13389 | 0 |  | 0 | 0
Lateral Hardening-Fuse-90282812 | Lateral Hardening | 13389 | 0 |  | 0 | 0
Lateral Hardening-Fuse-90282832 | Lateral Hardening | 13389 | 0 |  | 0 | 0
Lateral Hardening-Fuse-90283168 | Lateral Hardening | 13807 | 2028 |  | 0 | 2028
Lateral Hardening-Fuse-90283263 | Lateral Hardening | 13190 | 0 |  | 0 | 0
Lateral Hardening-Fuse-90283658 | Lateral Hardening | 13807 | 0 |  | 0 | 0
Lateral Hardening-Fuse-90283756 | Lateral Hardening | 13621 | 0 |  | 0 | 0
Lateral Hardening-Fuse-90283771 | Lateral Hardening | 13807 | 0 |  | 0 | 0
Lateral Hardening-Fuse-90283799 | Lateral Hardening | 13389 | 0 |  | 0 | 0
Lateral Hardening-Fuse-90283805 | Lateral Hardening | 13807 | 0 |  | 0 | 0
Lateral Hardening-Fuse-90283820 | Lateral Hardening | 13389 | 0 |  | 0 | 0
Lateral Hardening-Fuse-90283831 | Lateral Hardening | 13389 | 0 |  | 0 | 0
Lateral Hardening-Fuse-90283953 | Lateral Hardening | 13389 | 0 |  | 0 | 0
Lateral Hardening-Fuse-90283995 | Lateral Hardening | 13807 | 0 |  | 0 | 0
Lateral Hardening-Fuse-90284019 | Lateral Hardening | 13807 | 0 |  | 0 | 0
Lateral Hardening-Fuse-90284139 | Lateral Hardening | 13389 | 0 |  | 0 | 0
Lateral Hardening-Fuse-90284266 | Lateral Hardening | 13060 | 0 |  | 0 | 0
Lateral Hardening-Fuse-90284565 | Lateral Hardening | 13060 | 0 |  | 0 | 0
Lateral Hardening-Fuse-90284723 | Lateral Hardening | 13807 | 0 |  | 0 | 0
Lateral Hardening-Fuse-90285009 | Lateral Hardening | 13147 | 0 |  | 0 | 0
Lateral Hardening-Fuse-90285061 | Lateral Hardening | 13147 | 0 |  | 0 | 0
Lateral Hardening-Fuse-90285170 | Lateral Hardening | 13147 | 2026 |  | 0 | 2026
Lateral Hardening-Fuse-90285297 | Lateral Hardening | 13807 | 0 |  | 0 | 0
Lateral Hardening-Fuse-90285405 | Lateral Hardening | 13523 | 2028 |  | 0 | 2028
Lateral Hardening-Fuse-90285412 | Lateral Hardening | 13807 | 0 |  | 0 | 0
Lateral Hardening-Fuse-90286089 | Lateral Hardening | 13807 | 0 |  | 0 | 0
Lateral Hardening-Fuse-90286229 | Lateral Hardening | 13807 | 0 |  | 0 | 0
Lateral Hardening-Fuse-90286252 | Lateral Hardening | 13147 | 0 |  | 0 | 0
Lateral Hardening-Fuse-90286313 | Lateral Hardening | 13389 | 0 |  | 0 | 0
Lateral Hardening-Fuse-90286358 | Lateral Hardening | 13389 | 0 |  | 0 | 0
Lateral Hardening-Fuse-90286453 | Lateral Hardening | 13146 | 0 |  | 0 | 0
Lateral Hardening-Fuse-90287234 | Lateral Hardening | 13807 | 0 |  | 0 | 0
Lateral Hardening-Fuse-90287384 | Lateral Hardening | 13807 | 0 |  | 0 | 0
Lateral Hardening-Fuse-90287399 | Lateral Hardening | 13807 | 0 |  | 0 | 0
Lateral Hardening-Fuse-90287406 | Lateral Hardening | 13807 | 0 |  | 0 | 0
Lateral Hardening-Fuse-90287500 | Lateral Hardening | 13815 | 0 |  | 0 | 0
Lateral Hardening-Fuse-90287531 | Lateral Hardening | 13389 | 0 |  | 0 | 0
Lateral Hardening-Fuse-90287681 | Lateral Hardening | 13679 | 2028 |  | 0 | 2028
Lateral Hardening-Fuse-90287711 | Lateral Hardening | 13807 | 0 |  | 0 | 0
Lateral Hardening-Fuse-90287839 | Lateral Hardening | 13389 | 0 |  | 0 | 0
Lateral Hardening-Fuse-90287905 | Lateral Hardening | 13807 | 0 |  | 0 | 0
Lateral Hardening-Fuse-90287998 | Lateral Hardening | 13071 | 0 |  | 0 | 0
Lateral Hardening-Fuse-90288071 | Lateral Hardening | 13389 | 0 |  | 0 | 0
Lateral Hardening-Fuse-90288082 | Lateral Hardening | 13389 | 0 |  | 0 | 0
Lateral Hardening-Fuse-90288088 | Lateral Hardening | 13389 | 0 |  | 0 | 0
Lateral Hardening-Fuse-90288097 | Lateral Hardening | 13071 | 0 |  | 0 | 0
Lateral Hardening-Fuse-90288102 | Lateral Hardening | 13389 | 0 |  | 0 | 0
Lateral Hardening-Fuse-90288369 | Lateral Hardening | 13910 | 0 |  | 0 | 0
Lateral Hardening-Fuse-90288442 | Lateral Hardening | 13807 | 0 |  | 0 | 0
Lateral Hardening-Fuse-90288450 | Lateral Hardening | 13815 | 0 |  | 0 | 0
Lateral Hardening-Fuse-90288535 | Lateral Hardening | 13389 | 0 |  | 0 | 0
Lateral Hardening-Fuse-90288542 | Lateral Hardening | 13389 | 0 |  | 0 | 0
Lateral Hardening-Fuse-90288550 | Lateral Hardening | 13389 | 0 |  | 0 | 0
Lateral Hardening-Fuse-90288577 | Lateral Hardening | 13389 | 2025 |  | 0 | 2025
Lateral Hardening-Fuse-90288582 | Lateral Hardening | 13060 | 0 |  | 0 | 0
Lateral Hardening-Fuse-90288598 | Lateral Hardening | 13815 | 0 |  | 0 | 0
Lateral Hardening-Fuse-90288606 | Lateral Hardening | 13147 | 0 |  | 0 | 0
Lateral Hardening-Fuse-90288609 | Lateral Hardening | 13807 | 0 |  | 0 | 0
Lateral Hardening-Fuse-90288627 | Lateral Hardening | 13815 | 2020 |  | 0 | 2020
Lateral Hardening-Fuse-90288662 | Lateral Hardening | 13147 | 0 |  | 0 | 0
Lateral Hardening-Fuse-90288707 | Lateral Hardening | 13815 | 2027 |  | 0 | 2027
Lateral Hardening-Fuse-90288749 | Lateral Hardening | 13807 | 0 |  | 0 | 0
Lateral Hardening-Fuse-90288840 | Lateral Hardening | 13679 | 0 |  | 0 | 0
Lateral Hardening-Fuse-90288908 | Lateral Hardening | 13807 | 0 |  | 0 | 0
Lateral Hardening-Fuse-90288910 | Lateral Hardening | 13807 | 0 |  | 0 | 0
Lateral Hardening-Fuse-90288918 | Lateral Hardening | 13007 | 0 |  | 0 | 0
Lateral Hardening-Fuse-90288923 | Lateral Hardening | 13807 | 0 |  | 0 | 0
Lateral Hardening-Fuse-90288924 | Lateral Hardening | 13807 | 2028 |  | 0 | 2028
Lateral Hardening-Fuse-90288926 | Lateral Hardening | 13807 | 0 |  | 0 | 0
Lateral Hardening-Fuse-90288927 | Lateral Hardening | 13807 | 0 |  | 0 | 0
Lateral Hardening-Fuse-90288928 | Lateral Hardening | 13807 | 0 |  | 0 | 0
Lateral Hardening-Fuse-90288942 | Lateral Hardening | 13007 | 0 |  | 0 | 0
Lateral Hardening-Fuse-90289008 | Lateral Hardening | 13071 | 0 |  | 0 | 0
Lateral Hardening-Fuse-90289396 | Lateral Hardening | 13679 | 0 |  | 0 | 0
Lateral Hardening-Fuse-90289570 | Lateral Hardening | 13146 | 0 |  | 0 | 0
Lateral Hardening-Fuse-90289619 | Lateral Hardening | 13679 | 0 |  | 0 | 0
Lateral Hardening-Fuse-90289640 | Lateral Hardening | 13679 | 2028 |  | 0 | 2028
Lateral Hardening-Fuse-90289743 | Lateral Hardening | 13807 | 0 |  | 0 | 0
Lateral Hardening-Fuse-90289868 | Lateral Hardening | 13147 | 0 |  | 0 | 0
Lateral Hardening-Fuse-90289876 | Lateral Hardening | 13147 | 0 |  | 0 | 0
Lateral Hardening-Fuse-90289882 | Lateral Hardening | 13815 | 0 |  | 0 | 0
Lateral Hardening-Fuse-90289995 | Lateral Hardening | 13147 | 0 |  | 0 | 0
Lateral Hardening-Fuse-90290002 | Lateral Hardening | 13146 | 0 |  | 0 | 0
Lateral Hardening-Fuse-90290006 | Lateral Hardening | 13807 | 0 |  | 0 | 0
Lateral Hardening-Fuse-90290014 | Lateral Hardening | 13807 | 0 |  | 0 | 0
Lateral Hardening-Fuse-90290038 | Lateral Hardening | 13815 | 0 |  | 0 | 0
Lateral Hardening-Fuse-90290042 | Lateral Hardening | 13815 | 0 |  | 0 | 0
Lateral Hardening-Fuse-90290131 | Lateral Hardening | 13621 | 0 |  | 0 | 0
Lateral Hardening-Fuse-90290158 | Lateral Hardening | 13815 | 0 |  | 0 | 0
Lateral Hardening-Fuse-90290161 | Lateral Hardening | 13724 | 0 |  | 0 | 0
Lateral Hardening-Fuse-90290167 | Lateral Hardening | 13815 | 0 |  | 0 | 0
Lateral Hardening-Fuse-90290192 | Lateral Hardening | 13724 | 0 |  | 0 | 0
Lateral Hardening-Fuse-90290223 | Lateral Hardening | 13621 | 0 |  | 0 | 0
Lateral Hardening-Fuse-90290282 | Lateral Hardening | 13612 | 0 |  | 0 | 0
Lateral Hardening-Fuse-90290284 | Lateral Hardening | 13622 | 2028 |  | 0 | 2028
Lateral Hardening-Fuse-90290298 | Lateral Hardening | 13622 | 0 |  | 0 | 0
Lateral Hardening-Fuse-90290300 | Lateral Hardening | 13622 | 0 |  | 0 | 0
Lateral Hardening-Fuse-90290310 | Lateral Hardening | 13622 | 0 |  | 0 | 0
Lateral Hardening-Fuse-90290311 | Lateral Hardening | 13612 | 0 |  | 0 | 0
Lateral Hardening-Fuse-90290462 | Lateral Hardening | 13724 | 0 |  | 0 | 0
Lateral Hardening-Fuse-90290474 | Lateral Hardening | 13007 | 0 |  | 0 | 0
Lateral Hardening-Fuse-90290858 | Lateral Hardening | 13622 | 0 |  | 0 | 0
Lateral Hardening-Fuse-90291029 | Lateral Hardening | 13679 | 0 |  | 0 | 0
Lateral Hardening-Fuse-90291123 | Lateral Hardening | 13612 | 2023 |  | 0 | 2023
Lateral Hardening-Fuse-90291171 | Lateral Hardening | 13612 | 0 |  | 0 | 0
Lateral Hardening-Fuse-90291313 | Lateral Hardening | 13071 | 0 |  | 0 | 0
Lateral Hardening-Fuse-90291399 | Lateral Hardening | 13442 | 0 |  | 0 | 0
Lateral Hardening-Fuse-90291455 | Lateral Hardening | 13679 | 0 |  | 0 | 0
Lateral Hardening-Fuse-90291488 | Lateral Hardening | 13457 | 2022 |  | 0 | 2022
Lateral Hardening-Fuse-90291712 | Lateral Hardening | 13612 | 0 |  | 0 | 0
Lateral Hardening-Fuse-90291783 | Lateral Hardening | 13679 | 0 |  | 0 | 0
Lateral Hardening-Fuse-90291790 | Lateral Hardening | 13815 | 0 |  | 0 | 0
Lateral Hardening-Fuse-90291797 | Lateral Hardening | 13815 | 0 |  | 0 | 0
Lateral Hardening-Fuse-90291829 | Lateral Hardening | 13007 | 0 |  | 0 | 0
Lateral Hardening-Fuse-90291850 | Lateral Hardening | 13007 | 0 |  | 0 | 0
Lateral Hardening-Fuse-90291865 | Lateral Hardening | 13007 | 0 |  | 0 | 0
Lateral Hardening-Fuse-90291927 | Lateral Hardening | 13007 | 0 |  | 0 | 0
Lateral Hardening-Fuse-90292717 | Lateral Hardening | 13622 | 0 |  | 0 | 0
Lateral Hardening-Fuse-90292719 | Lateral Hardening | 13622 | 0 |  | 0 | 0
Lateral Hardening-Fuse-90292732 | Lateral Hardening | 13622 | 0 |  | 0 | 0
Lateral Hardening-Fuse-90292762 | Lateral Hardening | 13815 | 0 |  | 0 | 0
Lateral Hardening-Fuse-90292767 | Lateral Hardening | 13622 | 2028 |  | 0 | 2028
Lateral Hardening-Fuse-90292803 | Lateral Hardening | 13622 | 0 |  | 0 | 0
Lateral Hardening-Fuse-90292804 | Lateral Hardening | 13622 | 0 |  | 0 | 0
Lateral Hardening-Fuse-90292824 | Lateral Hardening | 13815 | 0 |  | 0 | 0
Lateral Hardening-Fuse-90292852 | Lateral Hardening | 13622 | 0 |  | 0 | 0
Lateral Hardening-Fuse-90292855 | Lateral Hardening | 13071 | 0 |  | 0 | 0
Lateral Hardening-Fuse-90292858 | Lateral Hardening | 13622 | 0 |  | 0 | 0
Lateral Hardening-Fuse-90292859 | Lateral Hardening | 13071 | 0 |  | 0 | 0
Lateral Hardening-Fuse-90292890 | Lateral Hardening | 13622 | 0 |  | 0 | 0
Lateral Hardening-Fuse-90292891 | Lateral Hardening | 13622 | 0 |  | 0 | 0
Lateral Hardening-Fuse-90292894 | Lateral Hardening | 13622 | 0 |  | 0 | 0
Lateral Hardening-Fuse-90292896 | Lateral Hardening | 13622 | 0 |  | 0 | 0
Lateral Hardening-Fuse-90292898 | Lateral Hardening | 13622 | 0 |  | 0 | 0
Lateral Hardening-Fuse-90292906 | Lateral Hardening | 13622 | 0 |  | 0 | 0
Lateral Hardening-Fuse-90292907 | Lateral Hardening | 13622 | 0 |  | 0 | 0
Lateral Hardening-Fuse-90292909 | Lateral Hardening | 13622 | 0 |  | 0 | 0
Lateral Hardening-Fuse-90292938 | Lateral Hardening | 13622 | 0 |  | 0 | 0
Lateral Hardening-Fuse-90292940 | Lateral Hardening | 13622 | 0 |  | 0 | 0
Lateral Hardening-Fuse-90292941 | Lateral Hardening | 13622 | 0 |  | 0 | 0
Lateral Hardening-Fuse-90292943 | Lateral Hardening | 13622 | 0 |  | 0 | 0
Lateral Hardening-Fuse-90292944 | Lateral Hardening | 13622 | 0 |  | 0 | 0
Lateral Hardening-Fuse-90292967 | Lateral Hardening | 13724 | 0 |  | 0 | 0
Lateral Hardening-Fuse-90292968 | Lateral Hardening | 13724 | 0 |  | 0 | 0
Lateral Hardening-Fuse-90292970 | Lateral Hardening | 13724 | 0 |  | 0 | 0
Lateral Hardening-Fuse-90292996 | Lateral Hardening | 13146 | 0 |  | 0 | 0
Lateral Hardening-Fuse-90293072 | Lateral Hardening | 13146 | 2026 |  | 0 | 2026
Lateral Hardening-Fuse-90293109 | Lateral Hardening | 13146 | 0 |  | 0 | 0
Lateral Hardening-Fuse-90293123 | Lateral Hardening | 13146 | 2026 |  | 0 | 2026
Lateral Hardening-Fuse-90293150 | Lateral Hardening | 13146 | 0 |  | 0 | 0
Lateral Hardening-Fuse-90293198 | Lateral Hardening | 13724 | 0 |  | 0 | 0
Lateral Hardening-Fuse-90293238 | Lateral Hardening | 13679 | 0 |  | 0 | 0
Lateral Hardening-Fuse-90293243 | Lateral Hardening | 13679 | 2028 |  | 0 | 2028
Lateral Hardening-Fuse-90293337 | Lateral Hardening | 13060 | 2026 |  | 0 | 2026
Lateral Hardening-Fuse-90293338 | Lateral Hardening | 13060 | 2026 |  | 0 | 2026
Lateral Hardening-Fuse-90293341 | Lateral Hardening | 13815 | 2027 |  | 0 | 2027
Lateral Hardening-Fuse-90293379 | Lateral Hardening | 13815 | 0 |  | 0 | 0
Lateral Hardening-Fuse-90293688 | Lateral Hardening | 13060 | 2026 |  | 0 | 2026
Lateral Hardening-Fuse-90294102 | Lateral Hardening | 13815 | 0 |  | 0 | 0
Lateral Hardening-Fuse-90294140 | Lateral Hardening | 13815 | 0 |  | 0 | 0
Lateral Hardening-Fuse-90294145 | Lateral Hardening | 13815 | 0 |  | 0 | 0
Lateral Hardening-Fuse-90294217 | Lateral Hardening | 13679 | 2028 |  | 0 | 2028
Lateral Hardening-Fuse-90294221 | Lateral Hardening | 13679 | 0 |  | 0 | 0
Lateral Hardening-Fuse-90294222 | Lateral Hardening | 13815 | 0 |  | 0 | 0
Lateral Hardening-Fuse-90294410 | Lateral Hardening | 13813 | 0 |  | 0 | 0
Lateral Hardening-Fuse-90294438 | Lateral Hardening | 13813 | 0 |  | 0 | 0
Lateral Hardening-Fuse-90294487 | Lateral Hardening | 13813 | 0 |  | 0 | 0
Lateral Hardening-Fuse-90294505 | Lateral Hardening | 13679 | 0 |  | 0 | 0
Lateral Hardening-Fuse-90294532 | Lateral Hardening | 13679 | 0 |  | 0 | 0
Lateral Hardening-Fuse-90294620 | Lateral Hardening | 13813 | 0 |  | 0 | 0
Lateral Hardening-Fuse-90294631 | Lateral Hardening | 13813 | 0 |  | 0 | 0
Lateral Hardening-Fuse-90294650 | Lateral Hardening | 13813 | 0 |  | 0 | 0
Lateral Hardening-Fuse-90294838 | Lateral Hardening | 13813 | 0 |  | 0 | 0
Lateral Hardening-Fuse-90294916 | Lateral Hardening | 13813 | 0 |  | 0 | 0
Lateral Hardening-Fuse-90294944 | Lateral Hardening | 13813 | 0 |  | 0 | 0
Lateral Hardening-Fuse-90294958 | Lateral Hardening | 13813 | 0 |  | 0 | 0
Lateral Hardening-Fuse-90294962 | Lateral Hardening | 13431 | 0 |  | 0 | 0
Lateral Hardening-Fuse-90294963 | Lateral Hardening | 13813 | 0 |  | 0 | 0
Lateral Hardening-Fuse-90294967 | Lateral Hardening | 13431 | 0 |  | 0 | 0
Lateral Hardening-Fuse-90295005 | Lateral Hardening | 13813 | 0 |  | 0 | 0
Lateral Hardening-Fuse-90295023 | Lateral Hardening | 13679 | 0 |  | 0 | 0
Lateral Hardening-Fuse-90295085 | Lateral Hardening | 13815 | 0 |  | 0 | 0
Lateral Hardening-Fuse-90295106 | Lateral Hardening | 13060 | 0 |  | 0 | 0
Lateral Hardening-Fuse-90295206 | Lateral Hardening | 13724 | 2022 |  | 0 | 2022
Lateral Hardening-Fuse-90295207 | Lateral Hardening | 13724 | 2022 |  | 0 | 2022
Lateral Hardening-Fuse-90295213 | Lateral Hardening | 13724 | 0 |  | 0 | 0
Lateral Hardening-Fuse-90295231 | Lateral Hardening | 13724 | 0 |  | 0 | 0
Lateral Hardening-Fuse-90295812 | Lateral Hardening | 13815 | 0 |  | 0 | 0
Lateral Hardening-Fuse-90296020 | Lateral Hardening | 13389 | 0 |  | 0 | 0
Lateral Hardening-Fuse-90296037 | Lateral Hardening | 13431 | 0 |  | 0 | 0
Lateral Hardening-Fuse-90296055 | Lateral Hardening | 13815 | 0 |  | 0 | 0
Lateral Hardening-Fuse-90296123 | Lateral Hardening | 13815 | 0 |  | 0 | 0
Lateral Hardening-Fuse-90296259 | Lateral Hardening | 13431 | 0 |  | 0 | 0
Lateral Hardening-Fuse-90296599 | Lateral Hardening | 13815 | 0 |  | 0 | 0
Lateral Hardening-Fuse-90296844 | Lateral Hardening | 13007 | 0 |  | 0 | 0
Lateral Hardening-Fuse-90296900 | Lateral Hardening | 13007 | 2029 |  | 0 | 2029
Lateral Hardening-Fuse-90296902 | Lateral Hardening | 13007 | 0 |  | 0 | 0
Lateral Hardening-Fuse-90296905 | Lateral Hardening | 13007 | 0 |  | 0 | 0
Lateral Hardening-Fuse-90296926 | Lateral Hardening | 13007 | 0 |  | 0 | 0
Lateral Hardening-Fuse-90296947 | Lateral Hardening | 13007 | 0 |  | 0 | 0
Lateral Hardening-Fuse-90296980 | Lateral Hardening | 13724 | 0 |  | 0 | 0
Lateral Hardening-Fuse-90296981 | Lateral Hardening | 13724 | 2022 |  | 0 | 2022
Lateral Hardening-Fuse-90296983 | Lateral Hardening | 13724 | 0 |  | 0 | 0
Lateral Hardening-Fuse-90296985 | Lateral Hardening | 13724 | 0 |  | 0 | 0
Lateral Hardening-Fuse-90297008 | Lateral Hardening | 13389 | 0 |  | 0 | 0
Lateral Hardening-Fuse-90297365 | Lateral Hardening | 13724 | 0 |  | 0 | 0
Lateral Hardening-Fuse-90297370 | Lateral Hardening | 13724 | 0 |  | 0 | 0
Lateral Hardening-Fuse-90297540 | Lateral Hardening | 13007 | 0 |  | 0 | 0
Lateral Hardening-Fuse-90297635 | Lateral Hardening | 13007 | 2029 |  | 0 | 2029
Lateral Hardening-Fuse-90297638 | Lateral Hardening | 13007 | 0 |  | 0 | 0
Lateral Hardening-Fuse-90297643 | Lateral Hardening | 13724 | 0 |  | 0 | 0
Lateral Hardening-Fuse-90297798 | Lateral Hardening | 13147 | 0 |  | 0 | 0
Lateral Hardening-Fuse-90297883 | Lateral Hardening | 13007 | 0 |  | 0 | 0
Lateral Hardening-Fuse-90298251 | Lateral Hardening | 13769 | 0 |  | 0 | 0
Lateral Hardening-Fuse-90298333 | Lateral Hardening | 13007 | 0 |  | 0 | 0
Lateral Hardening-Fuse-90299164 | Lateral Hardening | 13813 | 0 |  | 0 | 0
Lateral Hardening-Fuse-90299538 | Lateral Hardening | 13813 | 0 |  | 0 | 0
Lateral Hardening-Fuse-90299563 | Lateral Hardening | 13813 | 0 |  | 0 | 0
Lateral Hardening-Fuse-90299626 | Lateral Hardening | 13813 | 0 |  | 0 | 0
Lateral Hardening-Fuse-90299791 | Lateral Hardening | 13813 | 0 |  | 0 | 0
Lateral Hardening-Fuse-90300018 | Lateral Hardening | 13813 | 0 |  | 0 | 0
Lateral Hardening-Fuse-90300059 | Lateral Hardening | 13813 | 0 |  | 0 | 0
Lateral Hardening-Fuse-90300372 | Lateral Hardening | 13836 | 0 |  | 0 | 0
Lateral Hardening-Fuse-90300653 | Lateral Hardening | 13962 | 0 |  | 0 | 0
Lateral Hardening-Fuse-90300743 | Lateral Hardening | 13813 | 0 |  | 0 | 0
Lateral Hardening-Fuse-90300748 | Lateral Hardening | 13813 | 0 |  | 0 | 0
Lateral Hardening-Fuse-90300829 | Lateral Hardening | 13813 | 0 |  | 0 | 0
Lateral Hardening-Fuse-90301096 | Lateral Hardening | 13813 | 0 |  | 0 | 0
Lateral Hardening-Fuse-90301113 | Lateral Hardening | 13813 | 0 |  | 0 | 0
Lateral Hardening-Fuse-90301178 | Lateral Hardening | 13813 | 0 |  | 0 | 0
Lateral Hardening-Fuse-90302942 | Lateral Hardening | 13962 | 0 |  | 0 | 0
Lateral Hardening-Fuse-90303412 | Lateral Hardening | 13440 | 0 |  | 0 | 0
Lateral Hardening-Fuse-90303471 | Lateral Hardening | 13162 | 0 |  | 0 | 0
Lateral Hardening-Fuse-90304278 | Lateral Hardening | 13661 | 0 |  | 0 | 0
Lateral Hardening-Fuse-90304987 | Lateral Hardening | 13003 | 0 |  | 0 | 0
Lateral Hardening-Fuse-90308381 | Lateral Hardening | 13924 | 0 |  | 0 | 0
Lateral Hardening-Fuse-90309641 | Lateral Hardening | 13839 | 0 |  | 0 | 0
Lateral Hardening-Fuse-90310117 | Lateral Hardening | 13817 | 0 |  | 0 | 0
Lateral Hardening-Fuse-90311205 | Lateral Hardening | 13817 | 0 |  | 0 | 0
Lateral Hardening-Fuse-90312305 | Lateral Hardening | 13612 | 2023 |  | 0 | 2023
Lateral Hardening-Fuse-90312416 | Lateral Hardening | 13612 | 0 |  | 0 | 0
Lateral Hardening-Fuse-90312418 | Lateral Hardening | 13612 | 0 |  | 0 | 0
Lateral Hardening-Fuse-90312567 | Lateral Hardening | 13612 | 0 |  | 0 | 0
Lateral Hardening-Fuse-90312570 | Lateral Hardening | 13612 | 2023 |  | 0 | 2023
Lateral Hardening-Fuse-90313370 | Lateral Hardening | 13001 | 0 |  | 0 | 0
Lateral Hardening-Fuse-90316946 | Lateral Hardening | 13807 | 0 |  | 0 | 0
Lateral Hardening-Fuse-90326143 | Lateral Hardening | 13358 | 0 |  | 0 | 0
Lateral Hardening-Fuse-90329814 | Lateral Hardening | 13236 | 0 |  | 0 | 0
Lateral Hardening-Fuse-90329970 | Lateral Hardening | 13003 | 0 |  | 0 | 0
Lateral Hardening-Fuse-90330657 | Lateral Hardening | 13939 | 0 |  | 0 | 0
Lateral Hardening-Fuse-90331673 | Lateral Hardening | 13963 | 0 |  | 0 | 0
Lateral Hardening-Fuse-90331749 | Lateral Hardening | 13495 | 0 |  | 0 | 0
Lateral Hardening-Fuse-90334678 | Lateral Hardening | 13127 | 0 |  | 0 | 0
Lateral Hardening-Fuse-90334707 | Lateral Hardening | 13127 | 2022 |  | 0 | 2022
Lateral Hardening-Fuse-90334731 | Lateral Hardening | 13127 | 2022 |  | 0 | 2022
Lateral Hardening-Fuse-90334732 | Lateral Hardening | 13729 | 0 |  | 0 | 0
Lateral Hardening-Fuse-90338056 | Lateral Hardening | 13431 | 0 |  | 0 | 0
Lateral Hardening-Fuse-90342767 | Lateral Hardening | 13324 | 2029 |  | 0 | 2029
Lateral Hardening-Fuse-90342774 | Lateral Hardening | 13324 | 0 |  | 0 | 0
Lateral Hardening-Fuse-90349338 | Lateral Hardening | 13146 | 0 |  | 0 | 0
Lateral Hardening-Fuse-90351925 | Lateral Hardening | 13910 | 0 |  | 0 | 0
Lateral Hardening-Fuse-90352889 | Lateral Hardening | 13242 | 0 |  | 0 | 0
Lateral Hardening-Fuse-90354866 | Lateral Hardening | 13984 | 0 |  | 0 | 0
Lateral Hardening-Fuse-90356585 | Lateral Hardening | 13060 | 0 |  | 0 | 0
Lateral Hardening-Fuse-90357256 | Lateral Hardening | 14041 | 0 |  | 0 | 0
Lateral Hardening-Fuse-90359990 | Lateral Hardening | 13772 | 0 |  | 0 | 0
Lateral Hardening-Fuse-90360967 | Lateral Hardening | 13444 | 0 |  | 0 | 0
Lateral Hardening-Fuse-90366655 | Lateral Hardening | 13011 | 0 |  | 0 | 0
Lateral Hardening-Fuse-90366715 | Lateral Hardening | 13011 | 0 |  | 0 | 0
Lateral Hardening-Fuse-90366790 | Lateral Hardening | 13011 | 0 |  | 0 | 0
Lateral Hardening-Fuse-90366814 | Lateral Hardening | 13011 | 0 |  | 0 | 0
Lateral Hardening-Fuse-90366842 | Lateral Hardening | 13011 | 0 |  | 0 | 0
Lateral Hardening-Fuse-90367628 | Lateral Hardening | 13489 | 2023 |  | 0 | 2023
Lateral Hardening-Fuse-90368684 | Lateral Hardening | 13389 | 0 |  | 0 | 0
Lateral Hardening-Fuse-90369694 | Lateral Hardening | 13423 | 0 |  | 0 | 0
Lateral Hardening-Fuse-90371225 | Lateral Hardening | 13003 | 0 |  | 0 | 0
Lateral Hardening-Fuse-90371485 | Lateral Hardening | 13044 | 0 |  | 0 | 0
Lateral Hardening-Fuse-90372104 | Lateral Hardening | 13419 | 0 |  | 0 | 0
Lateral Hardening-Fuse-90372106 | Lateral Hardening | 13419 | 0 |  | 0 | 0
Lateral Hardening-Fuse-90372159 | Lateral Hardening | 13419 | 0 |  | 0 | 0
Lateral Hardening-Fuse-90373171 | Lateral Hardening | 13939 | 0 |  | 0 | 0
Lateral Hardening-Fuse-90373239 | Lateral Hardening | 13712 | 0 |  | 0 | 0
Lateral Hardening-Fuse-90373312 | Lateral Hardening | 13712 | 0 |  | 0 | 0
Lateral Hardening-Fuse-90374558 | Lateral Hardening | 13171 | 2021 |  | 0 | 2021
Lateral Hardening-Fuse-90375096 | Lateral Hardening | 13693 | 0 |  | 0 | 0
Lateral Hardening-Fuse-90375255 | Lateral Hardening | 13984 | 0 |  | 0 | 0
Lateral Hardening-Fuse-90375314 | Lateral Hardening | 13268 | 0 |  | 0 | 0
Lateral Hardening-Fuse-90375327 | Lateral Hardening | 13150 | 0 |  | 0 | 0
Lateral Hardening-Fuse-90375328 | Lateral Hardening | 13150 | 0 |  | 0 | 0
Lateral Hardening-Fuse-90375617 | Lateral Hardening | 13909 | 0 |  | 0 | 0
Lateral Hardening-Fuse-90375741 | Lateral Hardening | 13657 | 0 |  | 0 | 0
Lateral Hardening-Fuse-90375756 | Lateral Hardening | 13657 | 0 |  | 0 | 0
Lateral Hardening-Fuse-90375794 | Lateral Hardening | 13268 | 0 |  | 0 | 0
Lateral Hardening-Fuse-90375800 | Lateral Hardening | 13268 | 2022 |  | 0 | 2022
Lateral Hardening-Fuse-90376074 | Lateral Hardening | 13458 | 0 |  | 0 | 0
Lateral Hardening-Fuse-90376155 | Lateral Hardening | 13305 | 2026 |  | 0 | 2026
Lateral Hardening-Fuse-90376949 | Lateral Hardening | 13171 | 0 |  | 0 | 0
Lateral Hardening-Fuse-90377105 | Lateral Hardening | 13171 | 0 |  | 0 | 0
Lateral Hardening-Fuse-90377189 | Lateral Hardening | 13171 | 0 |  | 0 | 0
Lateral Hardening-Fuse-90377733 | Lateral Hardening | 13389 | 2025 |  | 0 | 2025
Lateral Hardening-Fuse-90378605 | Lateral Hardening | 13171 | 0 |  | 0 | 0
Lateral Hardening-Fuse-90378633 | Lateral Hardening | 13171 | 0 |  | 0 | 0
Lateral Hardening-Fuse-90378714 | Lateral Hardening | 13268 | 0 |  | 0 | 0
Lateral Hardening-Fuse-90378808 | Lateral Hardening | 13268 | 2022 |  | 0 | 2022
Lateral Hardening-Fuse-90379002 | Lateral Hardening | 13754 | 2025 |  | 0 | 2025
Lateral Hardening-Fuse-90380124 | Lateral Hardening | 13412 | 0 |  | 0 | 0
Lateral Hardening-Fuse-90380435 | Lateral Hardening | 13909 | 2023 |  | 0 | 2023
Lateral Hardening-Fuse-90380898 | Lateral Hardening | 13153 | 0 |  | 0 | 0
Lateral Hardening-Fuse-90381064 | Lateral Hardening | 13184 | 0 |  | 0 | 0
Lateral Hardening-Fuse-90385626 | Lateral Hardening | 13669 | 0 |  | 0 | 0
Lateral Hardening-Fuse-90385635 | Lateral Hardening | 13669 | 0 |  | 0 | 0
Lateral Hardening-Fuse-90386206 | Lateral Hardening | 13669 | 0 |  | 0 | 0
Lateral Hardening-Fuse-90389136 | Lateral Hardening | 13308 | 0 |  | 0 | 0
Lateral Hardening-Fuse-90391916 | Lateral Hardening | 13279 | 0 |  | 0 | 0
Lateral Hardening-Fuse-90392839 | Lateral Hardening | 13740 | 2025 |  | 0 | 2025
Lateral Hardening-Fuse-90393154 | Lateral Hardening | 13622 | 0 |  | 0 | 0
Lateral Hardening-Fuse-90393156 | Lateral Hardening | 13622 | 0 |  | 0 | 0
Lateral Hardening-Fuse-90393306 | Lateral Hardening | 13657 | 2024 |  | 0 | 2024
Lateral Hardening-Fuse-90393572 | Lateral Hardening | 13470 | 0 |  | 0 | 0
Lateral Hardening-Fuse-90393804 | Lateral Hardening | 13854 | 0 |  | 0 | 0
Lateral Hardening-Fuse-90393812 | Lateral Hardening | 13854 | 0 |  | 0 | 0
Lateral Hardening-Fuse-90393843 | Lateral Hardening | 13147 | 0 |  | 0 | 0
Lateral Hardening-Fuse-90393848 | Lateral Hardening | 13147 | 0 |  | 0 | 0
Lateral Hardening-Fuse-90393849 | Lateral Hardening | 13147 | 0 |  | 0 | 0
Lateral Hardening-Fuse-90393956 | Lateral Hardening | 13147 | 0 |  | 0 | 0
Lateral Hardening-Fuse-90393957 | Lateral Hardening | 13147 | 0 |  | 0 | 0
Lateral Hardening-Fuse-90393999 | Lateral Hardening | 13854 | 0 |  | 0 | 0
Lateral Hardening-Fuse-90394648 | Lateral Hardening | 13854 | 0 |  | 0 | 0
Lateral Hardening-Fuse-90394652 | Lateral Hardening | 13389 | 2025 |  | 0 | 2025
Lateral Hardening-Fuse-90394766 | Lateral Hardening | 13147 | 0 |  | 0 | 0
Lateral Hardening-Fuse-90394774 | Lateral Hardening | 13147 | 0 |  | 0 | 0
Lateral Hardening-Fuse-90394776 | Lateral Hardening | 13147 | 0 |  | 0 | 0
Lateral Hardening-Fuse-90394789 | Lateral Hardening | 13147 | 0 |  | 0 | 0
Lateral Hardening-Fuse-90394811 | Lateral Hardening | 13147 | 0 |  | 0 | 0
Lateral Hardening-Fuse-90394819 | Lateral Hardening | 13147 | 0 |  | 0 | 0
Lateral Hardening-Fuse-90394820 | Lateral Hardening | 13147 | 0 |  | 0 | 0
Lateral Hardening-Fuse-90394860 | Lateral Hardening | 13854 | 0 |  | 0 | 0
Lateral Hardening-Fuse-90394884 | Lateral Hardening | 13854 | 0 |  | 0 | 0
Lateral Hardening-Fuse-90394885 | Lateral Hardening | 13305 | 0 |  | 0 | 0
Lateral Hardening-Fuse-90394890 | Lateral Hardening | 13305 | 0 |  | 0 | 0
Lateral Hardening-Fuse-90394892 | Lateral Hardening | 13854 | 0 |  | 0 | 0
Lateral Hardening-Fuse-90396157 | Lateral Hardening | 13388 | 2024 |  | 0 | 2024
Lateral Hardening-Fuse-90396888 | Lateral Hardening | 13389 | 0 |  | 0 | 0
Lateral Hardening-Fuse-90397369 | Lateral Hardening | 13454 | 2021 |  | 0 | 2021
Lateral Hardening-Fuse-90397839 | Lateral Hardening | 13906 | 2023 |  | 0 | 2023
Lateral Hardening-Fuse-90397845 | Lateral Hardening | 13906 | 2023 |  | 0 | 2023
Lateral Hardening-Fuse-90397846 | Lateral Hardening | 13906 | 0 |  | 0 | 0
Lateral Hardening-Fuse-90397948 | Lateral Hardening | 13583 | 0 |  | 0 | 0
Lateral Hardening-Fuse-90397971 | Lateral Hardening | 13698 | 0 |  | 0 | 0
Lateral Hardening-Fuse-90398046 | Lateral Hardening | 13795 | 0 |  | 0 | 0
Lateral Hardening-Fuse-90398056 | Lateral Hardening | 13422 | 0 |  | 0 | 0
Lateral Hardening-Fuse-90398187 | Lateral Hardening | 13795 | 0 |  | 0 | 0
Lateral Hardening-Fuse-90398774 | Lateral Hardening | 13899 | 2025 |  | 0 | 2025
Lateral Hardening-Fuse-90398961 | Lateral Hardening | 13795 | 2027 |  | 0 | 2027
Lateral Hardening-Fuse-90399380 | Lateral Hardening | 13864 | 0 |  | 0 | 0
Lateral Hardening-Fuse-90399458 | Lateral Hardening | 13305 | 0 |  | 0 | 0
Lateral Hardening-Fuse-90399851 | Lateral Hardening | 13419 | 2026 |  | 0 | 2026
Lateral Hardening-Fuse-90399956 | Lateral Hardening | 13389 | 0 |  | 0 | 0
Lateral Hardening-Fuse-90400109 | Lateral Hardening | 13659 | 0 |  | 0 | 0
Lateral Hardening-Fuse-90400270 | Lateral Hardening | 13698 | 0 |  | 0 | 0
Lateral Hardening-Fuse-90400771 | Lateral Hardening | 13785 | 0 |  | 0 | 0
Lateral Hardening-Fuse-90401922 | Lateral Hardening | 13724 | 0 |  | 0 | 0
Lateral Hardening-Fuse-90403268 | Lateral Hardening | 13311 | 0 |  | 0 | 0
Lateral Hardening-Fuse-90404034 | Lateral Hardening | 13311 | 0 |  | 0 | 0
Lateral Hardening-Fuse-90404886 | Lateral Hardening | 13657 | 0 |  | 0 | 0
Lateral Hardening-Fuse-90406657 | Lateral Hardening | 13652 | 0 |  | 0 | 0
Lateral Hardening-Fuse-90410874 | Lateral Hardening | 13219 | 0 |  | 0 | 0
Lateral Hardening-Fuse-90412400 | Lateral Hardening | 13652 | 0 |  | 0 | 0
Lateral Hardening-Fuse-90412491 | Lateral Hardening | 13652 | 0 |  | 0 | 0
Lateral Hardening-Fuse-90413214 | Lateral Hardening | 13918 | 2023 |  | 0 | 2023
Lateral Hardening-Fuse-90414375 | Lateral Hardening | 13920 | 0 |  | 0 | 0
Lateral Hardening-Fuse-90416605 | Lateral Hardening | 13081 | 0 |  | 0 | 0
Lateral Hardening-Fuse-90416641 | Lateral Hardening | 13436 | 0 |  | 0 | 0
Lateral Hardening-Fuse-90416741 | Lateral Hardening | 14274 | 0 |  | 0 | 0
Lateral Hardening-Fuse-90416955 | Lateral Hardening | 14274 | 2026 |  | 0 | 2026
Lateral Hardening-Fuse-90416981 | Lateral Hardening | 13190 | 0 |  | 0 | 0
Lateral Hardening-Fuse-90417130 | Lateral Hardening | 13190 | 0 |  | 0 | 0
Lateral Hardening-Fuse-90417360 | Lateral Hardening | 13496 | 0 |  | 0 | 0
Lateral Hardening-Fuse-90417748 | Lateral Hardening | 13077 | 0 |  | 0 | 0
Lateral Hardening-Fuse-90418178 | Lateral Hardening | 13007 | 0 |  | 0 | 0
Lateral Hardening-Fuse-90418531 | Lateral Hardening | 13006 | 0 |  | 0 | 0
Lateral Hardening-Fuse-90418738 | Lateral Hardening | 13006 | 2022 |  | 0 | 2022
Lateral Hardening-Fuse-90418765 | Lateral Hardening | 13006 | 0 |  | 0 | 0
Lateral Hardening-Fuse-90419047 | Lateral Hardening | 13006 | 0 |  | 0 | 0
Lateral Hardening-Fuse-90419893 | Lateral Hardening | 13171 | 0 |  | 0 | 0
Lateral Hardening-Fuse-90419947 | Lateral Hardening | 13171 | 0 |  | 0 | 0
Lateral Hardening-Fuse-90420206 | Lateral Hardening | 13423 | 0 |  | 0 | 0
Lateral Hardening-Fuse-90420693 | Lateral Hardening | 13674 | 2022 |  | 0 | 2022
Lateral Hardening-Fuse-90420747 | Lateral Hardening | 13423 | 0 |  | 0 | 0
Lateral Hardening-Fuse-90421295 | Lateral Hardening | 13389 | 0 |  | 0 | 0
Lateral Hardening-Fuse-90422220 | Lateral Hardening | 13143 | 0 |  | 0 | 0
Lateral Hardening-Fuse-90422237 | Lateral Hardening | 14306 | 0 |  | 0 | 0
Lateral Hardening-Fuse-90422326 | Lateral Hardening | 13514 | 0 |  | 0 | 0
Lateral Hardening-Fuse-90422522 | Lateral Hardening | 13113 | 2021 |  | 0 | 2021
Lateral Hardening-Fuse-90422962 | Lateral Hardening | 13840 | 0 |  | 0 | 0
Lateral Hardening-Fuse-90422989 | Lateral Hardening | 13112 | 0 |  | 0 | 0
Lateral Hardening-Fuse-90422996 | Lateral Hardening | 13112 | 0 |  | 0 | 0
Lateral Hardening-Fuse-90423097 | Lateral Hardening | 13574 | 0 |  | 0 | 0
Lateral Hardening-Fuse-90423115 | Lateral Hardening | 13574 | 0 |  | 0 | 0
Lateral Hardening-Fuse-90423127 | Lateral Hardening | 13080 | 0 |  | 0 | 0
Lateral Hardening-Fuse-90423415 | Lateral Hardening | 13433 | 0 |  | 0 | 0
Lateral Hardening-Fuse-90423418 | Lateral Hardening | 13433 | 0 |  | 0 | 0
Lateral Hardening-Fuse-90423451 | Lateral Hardening | 13748 | 0 |  | 0 | 0
Lateral Hardening-Fuse-90423466 | Lateral Hardening | 13748 | 0 |  | 0 | 0
Lateral Hardening-Fuse-90423524 | Lateral Hardening | 13754 | 2025 |  | 0 | 2025
Lateral Hardening-Fuse-90423648 | Lateral Hardening | 13672 | 0 |  | 0 | 0
Lateral Hardening-Fuse-90423649 | Lateral Hardening | 13672 | 0 |  | 0 | 0
Lateral Hardening-Fuse-90423835 | Lateral Hardening | 13428 | 2021 |  | 0 | 2021
Lateral Hardening-Fuse-90423946 | Lateral Hardening | 14030 | 0 |  | 0 | 0
Lateral Hardening-Fuse-90424414 | Lateral Hardening | 13895 | 2025 |  | 0 | 2025
Lateral Hardening-Fuse-90424475 | Lateral Hardening | 13707 | 0 |  | 0 | 0
Lateral Hardening-Fuse-90425091 | Lateral Hardening | 13190 | 0 |  | 0 | 0
Lateral Hardening-Fuse-90425861 | Lateral Hardening | 13924 | 0 |  | 0 | 0
Lateral Hardening-Fuse-90426233 | Lateral Hardening | 13660 | 0 |  | 0 | 0
Lateral Hardening-Fuse-90426238 | Lateral Hardening | 13660 | 2027 |  | 0 | 2027
Lateral Hardening-Fuse-90426389 | Lateral Hardening | 13190 | 0 |  | 0 | 0
Lateral Hardening-Fuse-90427351 | Lateral Hardening | 13605 | 2021 |  | 0 | 2021
Lateral Hardening-Fuse-90428273 | Lateral Hardening | 13870 | 2024 |  | 0 | 2024
Lateral Hardening-Fuse-90428275 | Lateral Hardening | 13870 | 0 |  | 0 | 0
Lateral Hardening-Fuse-90428763 | Lateral Hardening | 13655 | 0 |  | 0 | 0
Lateral Hardening-Fuse-90429032 | Lateral Hardening | 13655 | 0 |  | 0 | 0
Lateral Hardening-Fuse-90429143 | Lateral Hardening | 13454 | 0 |  | 0 | 0
Lateral Hardening-Fuse-90429155 | Lateral Hardening | 13454 | 2021 |  | 0 | 2021
Lateral Hardening-Fuse-90429391 | Lateral Hardening | 13655 | 0 |  | 0 | 0
Lateral Hardening-Fuse-90429622 | Lateral Hardening | 13655 | 0 |  | 0 | 0
Lateral Hardening-Fuse-90430158 | Lateral Hardening | 13190 | 0 |  | 0 | 0
Lateral Hardening-Fuse-90431393 | Lateral Hardening | 13655 | 2022 |  | 0 | 2022
Lateral Hardening-Fuse-90431480 | Lateral Hardening | 14306 | 0 |  | 0 | 0
Lateral Hardening-Fuse-90431811 | Lateral Hardening | 13655 | 0 |  | 0 | 0
Lateral Hardening-Fuse-90431820 | Lateral Hardening | 13146 | 0 |  | 0 | 0
Lateral Hardening-Fuse-90432013 | Lateral Hardening | 13656 | 0 |  | 0 | 0
Lateral Hardening-Fuse-90432732 | Lateral Hardening | 13655 | 0 |  | 0 | 0
Lateral Hardening-Fuse-90433583 | Lateral Hardening | 13670 | 0 |  | 0 | 0
Lateral Hardening-Fuse-90433645 | Lateral Hardening | 13575 | 0 |  | 0 | 0
Lateral Hardening-Fuse-90434168 | Lateral Hardening | 13158 | 0 |  | 0 | 0
Lateral Hardening-Fuse-90434194 | Lateral Hardening | 13309 | 0 |  | 0 | 0
Lateral Hardening-Fuse-90434264 | Lateral Hardening | 13655 | 0 |  | 0 | 0
Lateral Hardening-Fuse-90434378 | Lateral Hardening | 13655 | 0 |  | 0 | 0
Lateral Hardening-Fuse-90435103 | Lateral Hardening | 13162 | 0 |  | 0 | 0
Lateral Hardening-Fuse-90435139 | Lateral Hardening | 13162 | 2022 |  | 0 | 2022
Lateral Hardening-Fuse-90435153 | Lateral Hardening | 13359 | 0 |  | 0 | 0
Lateral Hardening-Fuse-90435738 | Lateral Hardening | 13190 | 0 |  | 0 | 0
Lateral Hardening-Fuse-90435778 | Lateral Hardening | 13096 | 2027 |  | 0 | 2027
Lateral Hardening-Fuse-90436120 | Lateral Hardening | 13490 | 0 |  | 0 | 0
Lateral Hardening-Fuse-90436228 | Lateral Hardening | 13120 | 0 |  | 0 | 0
Lateral Hardening-Fuse-90436493 | Lateral Hardening | 13120 | 0 |  | 0 | 0
Lateral Hardening-Fuse-90437083 | Lateral Hardening | 13120 | 0 |  | 0 | 0
Lateral Hardening-Fuse-90437197 | Lateral Hardening | 13120 | 0 |  | 0 | 0
Lateral Hardening-Fuse-90437579 | Lateral Hardening | 13308 | 0 |  | 0 | 0
Lateral Hardening-Fuse-90438317 | Lateral Hardening | 13206 | 0 |  | 0 | 0
Lateral Hardening-Fuse-90440083 | Lateral Hardening | 14306 | 0 |  | 0 | 0
Lateral Hardening-Fuse-90440184 | Lateral Hardening | 13612 | 2023 |  | 0 | 2023
Lateral Hardening-Fuse-90440534 | Lateral Hardening | 14306 | 0 |  | 0 | 0
Lateral Hardening-Fuse-90441083 | Lateral Hardening | 14207 | 0 |  | 0 | 0
Lateral Hardening-Fuse-90441325 | Lateral Hardening | 13612 | 0 |  | 0 | 0
Lateral Hardening-Fuse-90442230 | Lateral Hardening | 13205 | 2021 |  | 0 | 2021
Lateral Hardening-Fuse-90442368 | Lateral Hardening | 13072 | 0 |  | 0 | 0
Lateral Hardening-Fuse-90442665 | Lateral Hardening | 13308 | 0 |  | 0 | 0
Lateral Hardening-Fuse-90443583 | Lateral Hardening | 13308 | 0 |  | 0 | 0
Lateral Hardening-Fuse-90444241 | Lateral Hardening | 13078 | 0 |  | 0 | 0
Lateral Hardening-Fuse-90444552 | Lateral Hardening | 13241 | 0 |  | 0 | 0
Lateral Hardening-Fuse-90444618 | Lateral Hardening | 13078 | 0 |  | 0 | 0
Lateral Hardening-Fuse-90444684 | Lateral Hardening | 13078 | 0 |  | 0 | 0
Lateral Hardening-Fuse-90444754 | Lateral Hardening | 13078 | 0 |  | 0 | 0
Lateral Hardening-Fuse-90444860 | Lateral Hardening | 13163 | 0 |  | 0 | 0
Lateral Hardening-Fuse-90444881 | Lateral Hardening | 13163 | 0 |  | 0 | 0
Lateral Hardening-Fuse-90445238 | Lateral Hardening | 13064 | 0 |  | 0 | 0
Lateral Hardening-Fuse-90445309 | Lateral Hardening | 13724 | 0 |  | 0 | 0
Lateral Hardening-Fuse-90445315 | Lateral Hardening | 13724 | 2022 |  | 0 | 2022
Lateral Hardening-Fuse-90445370 | Lateral Hardening | 13064 | 0 |  | 0 | 0
Lateral Hardening-Fuse-90445619 | Lateral Hardening | 13064 | 0 |  | 0 | 0
Lateral Hardening-Fuse-90445634 | Lateral Hardening | 13064 | 0 |  | 0 | 0
Lateral Hardening-Fuse-90445638 | Lateral Hardening | 13064 | 0 |  | 0 | 0
Lateral Hardening-Fuse-90445651 | Lateral Hardening | 13064 | 0 |  | 0 | 0
Lateral Hardening-Fuse-90445689 | Lateral Hardening | 13064 | 0 |  | 0 | 0
Lateral Hardening-Fuse-90445715 | Lateral Hardening | 13358 | 0 |  | 0 | 0
Lateral Hardening-Fuse-90445774 | Lateral Hardening | 13584 | 0 |  | 0 | 0
Lateral Hardening-Fuse-90446255 | Lateral Hardening | 13612 | 0 |  | 0 | 0
Lateral Hardening-Fuse-90446262 | Lateral Hardening | 13612 | 0 |  | 0 | 0
Lateral Hardening-Fuse-90446633 | Lateral Hardening | 13008 | 0 |  | 0 | 0
Lateral Hardening-Fuse-90446689 | Lateral Hardening | 13661 | 0 |  | 0 | 0
Lateral Hardening-Fuse-90446791 | Lateral Hardening | 13661 | 0 |  | 0 | 0
Lateral Hardening-Fuse-90446796 | Lateral Hardening | 14123 | 2025 |  | 0 | 2025
Lateral Hardening-Fuse-90447169 | Lateral Hardening | 13294 | 0 |  | 0 | 0
Lateral Hardening-Fuse-90447724 | Lateral Hardening | 13506 | 0 |  | 0 | 0
Lateral Hardening-Fuse-90447822 | Lateral Hardening | 13613 | 0 |  | 0 | 0
Lateral Hardening-Fuse-90447830 | Lateral Hardening | 13613 | 0 |  | 0 | 0
Lateral Hardening-Fuse-90447866 | Lateral Hardening | 13613 | 0 |  | 0 | 0
Lateral Hardening-Fuse-90447961 | Lateral Hardening | 13613 | 0 |  | 0 | 0
Lateral Hardening-Fuse-90447983 | Lateral Hardening | 13613 | 0 |  | 0 | 0
Lateral Hardening-Fuse-90447989 | Lateral Hardening | 13613 | 0 |  | 0 | 0
Lateral Hardening-Fuse-90448787 | Lateral Hardening | 13143 | 0 |  | 0 | 0
Lateral Hardening-Fuse-90448841 | Lateral Hardening | 13143 | 0 |  | 0 | 0
Lateral Hardening-Fuse-90449608 | Lateral Hardening | 13208 | 2024 |  | 0 | 2024
Lateral Hardening-Fuse-90449990 | Lateral Hardening | 13236 | 0 |  | 0 | 0
Lateral Hardening-Fuse-90450471 | Lateral Hardening | 13208 | 0 |  | 0 | 0
Lateral Hardening-Fuse-90450499 | Lateral Hardening | 13208 | 0 |  | 0 | 0
Lateral Hardening-Fuse-90450645 | Lateral Hardening | 13080 | 0 |  | 0 | 0
Lateral Hardening-Fuse-90452177 | Lateral Hardening | 13443 | 0 |  | 0 | 0
Lateral Hardening-Fuse-90454457 | Lateral Hardening | 13443 | 0 |  | 0 | 0
Lateral Hardening-Fuse-90455391 | Lateral Hardening | 13443 | 0 |  | 0 | 0
Lateral Hardening-Fuse-90455912 | Lateral Hardening | 13150 | 2029 |  | 0 | 2029
Lateral Hardening-Fuse-90455975 | Lateral Hardening | 13443 | 0 |  | 0 | 0
Lateral Hardening-Fuse-90458154 | Lateral Hardening | 13753 | 0 |  | 0 | 0
Lateral Hardening-Fuse-90458164 | Lateral Hardening | 13443 | 0 |  | 0 | 0
Lateral Hardening-Fuse-90458617 | Lateral Hardening | 13188 | 0 |  | 0 | 0
Lateral Hardening-Fuse-90459314 | Lateral Hardening | 13177 | 0 |  | 0 | 0
Lateral Hardening-Fuse-90461242 | Lateral Hardening | 13461 | 0 |  | 0 | 0
Lateral Hardening-Fuse-90461511 | Lateral Hardening | 13511 | 0 |  | 0 | 0
Lateral Hardening-Fuse-90461834 | Lateral Hardening | 13419 | 2026 |  | 0 | 2026
Lateral Hardening-Fuse-90462298 | Lateral Hardening | 13388 | 0 |  | 0 | 0
Lateral Hardening-Fuse-90462546 | Lateral Hardening | 13230 | 0 |  | 0 | 0
Lateral Hardening-Fuse-90463422 | Lateral Hardening | 13153 | 0 |  | 0 | 0
Lateral Hardening-Fuse-90464567 | Lateral Hardening | 13419 | 2026 |  | 0 | 2026
Lateral Hardening-Fuse-90465023 | Lateral Hardening | 13916 | 0 |  | 0 | 0
Lateral Hardening-Fuse-90467409 | Lateral Hardening | 13406 | 0 |  | 0 | 0
Lateral Hardening-Fuse-90469010 | Lateral Hardening | 13096 | 0 |  | 0 | 0
Lateral Hardening-Fuse-90469039 | Lateral Hardening | 13096 | 0 |  | 0 | 0
Lateral Hardening-Fuse-90469050 | Lateral Hardening | 13219 | 2028 |  | 0 | 2028
Lateral Hardening-Fuse-90470188 | Lateral Hardening | 13296 | 0 |  | 0 | 0
Lateral Hardening-Fuse-90470839 | Lateral Hardening | 13433 | 0 |  | 0 | 0
Lateral Hardening-Fuse-90470923 | Lateral Hardening | 13096 | 0 |  | 0 | 0
Lateral Hardening-Fuse-90470986 | Lateral Hardening | 13096 | 2027 |  | 0 | 2027
Lateral Hardening-Fuse-90471033 | Lateral Hardening | 13695 | 0 |  | 0 | 0
Lateral Hardening-Fuse-90471037 | Lateral Hardening | 13433 | 0 |  | 0 | 0
Lateral Hardening-Fuse-90471297 | Lateral Hardening | 13311 | 0 |  | 0 | 0
Lateral Hardening-Fuse-90471314 | Lateral Hardening | 13305 | 0 |  | 0 | 0
Lateral Hardening-Fuse-90472060 | Lateral Hardening | 13096 | 0 |  | 0 | 0
Lateral Hardening-Fuse-90472267 | Lateral Hardening | 13655 | 0 |  | 0 | 0
Lateral Hardening-Fuse-90472822 | Lateral Hardening | 13064 | 2029 |  | 0 | 2029
Lateral Hardening-Fuse-90473819 | Lateral Hardening | 13153 | 0 |  | 0 | 0
Lateral Hardening-Fuse-90474168 | Lateral Hardening | 13310 | 0 |  | 0 | 0
Lateral Hardening-Fuse-90474235 | Lateral Hardening | 13955 | 0 |  | 0 | 0
Lateral Hardening-Fuse-90474396 | Lateral Hardening | 13605 | 0 |  | 0 | 0
Lateral Hardening-Fuse-90475111 | Lateral Hardening | 13698 | 0 |  | 0 | 0
Lateral Hardening-Fuse-90476102 | Lateral Hardening | 13583 | 0 |  | 0 | 0
Lateral Hardening-Fuse-90476111 | Lateral Hardening | 13314 | 0 |  | 0 | 0
Lateral Hardening-Fuse-90477846 | Lateral Hardening | 13516 | 0 |  | 0 | 0
Lateral Hardening-Fuse-90478173 | Lateral Hardening | 13808 | 0 |  | 0 | 0
Lateral Hardening-Fuse-90480263 | Lateral Hardening | 13808 | 0 |  | 0 | 0
Lateral Hardening-Fuse-90481342 | Lateral Hardening | 13458 | 0 |  | 0 | 0
Lateral Hardening-Fuse-90481737 | Lateral Hardening | 13458 | 0 |  | 0 | 0
Lateral Hardening-Fuse-90481750 | Lateral Hardening | 13458 | 0 |  | 0 | 0
Lateral Hardening-Fuse-90481773 | Lateral Hardening | 13458 | 0 |  | 0 | 0
Lateral Hardening-Fuse-90481856 | Lateral Hardening | 13583 | 0 |  | 0 | 0
Lateral Hardening-Fuse-90481867 | Lateral Hardening | 13583 | 0 |  | 0 | 0
Lateral Hardening-Fuse-90481902 | Lateral Hardening | 13583 | 0 |  | 0 | 0
Lateral Hardening-Fuse-90481910 | Lateral Hardening | 13583 | 0 |  | 0 | 0
Lateral Hardening-Fuse-90481940 | Lateral Hardening | 13678 | 0 |  | 0 | 0
Lateral Hardening-Fuse-90481954 | Lateral Hardening | 13678 | 0 |  | 0 | 0
Lateral Hardening-Fuse-90482144 | Lateral Hardening | 13206 | 0 |  | 0 | 0
Lateral Hardening-Fuse-90482362 | Lateral Hardening | 13206 | 0 |  | 0 | 0
Lateral Hardening-Fuse-90482454 | Lateral Hardening | 13206 | 2026 |  | 0 | 2026
Lateral Hardening-Fuse-90482463 | Lateral Hardening | 13206 | 0 |  | 0 | 0
Lateral Hardening-Fuse-90482469 | Lateral Hardening | 13206 | 0 |  | 0 | 0
Lateral Hardening-Fuse-90482506 | Lateral Hardening | 13206 | 0 |  | 0 | 0
Lateral Hardening-Fuse-90482792 | Lateral Hardening | 13473 | 0 |  | 0 | 0
Lateral Hardening-Fuse-90482891 | Lateral Hardening | 13039 | 0 |  | 0 | 0
Lateral Hardening-Fuse-90483296 | Lateral Hardening | 13080 | 0 |  | 0 | 0
Lateral Hardening-Fuse-90483312 | Lateral Hardening | 13080 | 0 |  | 0 | 0
Lateral Hardening-Fuse-90483376 | Lateral Hardening | 13080 | 0 |  | 0 | 0
Lateral Hardening-Fuse-90483806 | Lateral Hardening | 13612 | 0 |  | 0 | 0
Lateral Hardening-Fuse-90483818 | Lateral Hardening | 13612 | 0 |  | 0 | 0
Lateral Hardening-Fuse-90483820 | Lateral Hardening | 13612 | 0 |  | 0 | 0
Lateral Hardening-Fuse-90483827 | Lateral Hardening | 13612 | 0 |  | 0 | 0
Lateral Hardening-Fuse-90483895 | Lateral Hardening | 13612 | 0 |  | 0 | 0
Lateral Hardening-Fuse-90483935 | Lateral Hardening | 13612 | 0 |  | 0 | 0
Lateral Hardening-Fuse-90483978 | Lateral Hardening | 13612 | 0 |  | 0 | 0
Lateral Hardening-Fuse-90484443 | Lateral Hardening | 13191 | 0 |  | 0 | 0
Lateral Hardening-Fuse-90484754 | Lateral Hardening | 13612 | 0 |  | 0 | 0
Lateral Hardening-Fuse-90485394 | Lateral Hardening | 14040 | 0 |  | 0 | 0
Lateral Hardening-Fuse-90485522 | Lateral Hardening | 14040 | 2026 |  | 0 | 2026
Lateral Hardening-Fuse-90485558 | Lateral Hardening | 14040 | 0 |  | 0 | 0
Lateral Hardening-Fuse-90487680 | Lateral Hardening | 13740 | 0 |  | 0 | 0
Lateral Hardening-Fuse-90487798 | Lateral Hardening | 13740 | 2025 |  | 0 | 2025
Lateral Hardening-Fuse-90489051 | Lateral Hardening | 13227 | 0 |  | 0 | 0
Lateral Hardening-Fuse-90490257 | Lateral Hardening | 13294 | 0 |  | 0 | 0
Lateral Hardening-Fuse-90491627 | Lateral Hardening | 13076 | 0 |  | 0 | 0
Lateral Hardening-Fuse-90492124 | Lateral Hardening | 13942 | 0 |  | 0 | 0
Lateral Hardening-Fuse-90493831 | Lateral Hardening | 13115 | 2022 |  | 0 | 2022
Lateral Hardening-Fuse-90493850 | Lateral Hardening | 13805 | 0 |  | 0 | 0
Lateral Hardening-Fuse-90495837 | Lateral Hardening | 13330 | 0 |  | 0 | 0
Lateral Hardening-Fuse-90495927 | Lateral Hardening | 13805 | 2024 |  | 0 | 2024
Lateral Hardening-Fuse-90496393 | Lateral Hardening | 13808 | 0 |  | 0 | 0
Lateral Hardening-Fuse-90498312 | Lateral Hardening | 13388 | 0 |  | 0 | 0
Lateral Hardening-Fuse-90499921 | Lateral Hardening | 13279 | 0 |  | 0 | 0
Lateral Hardening-Fuse-90500142 | Lateral Hardening | 13435 | 0 |  | 0 | 0
Lateral Hardening-Fuse-90500582 | Lateral Hardening | 13279 | 0 |  | 0 | 0
Lateral Hardening-Fuse-90501289 | Lateral Hardening | 13111 | 0 |  | 0 | 0
Lateral Hardening-Fuse-90501515 | Lateral Hardening | 13740 | 0 |  | 0 | 0
Lateral Hardening-Fuse-90501544 | Lateral Hardening | 13740 | 0 |  | 0 | 0
Lateral Hardening-Fuse-90501597 | Lateral Hardening | 13740 | 0 |  | 0 | 0
Lateral Hardening-Fuse-90501642 | Lateral Hardening | 13740 | 0 |  | 0 | 0
Lateral Hardening-Fuse-90501939 | Lateral Hardening | 13172 | 0 |  | 0 | 0
Lateral Hardening-Fuse-90501989 | Lateral Hardening | 13172 | 2024 |  | 0 | 2024
Lateral Hardening-Fuse-90502164 | Lateral Hardening | 13740 | 0 |  | 0 | 0
Lateral Hardening-Fuse-90502192 | Lateral Hardening | 13740 | 0 |  | 0 | 0
Lateral Hardening-Fuse-90502266 | Lateral Hardening | 13740 | 0 |  | 0 | 0
Lateral Hardening-Fuse-90502549 | Lateral Hardening | 13079 | 0 |  | 0 | 0
Lateral Hardening-Fuse-90503633 | Lateral Hardening | 14274 | 2026 |  | 0 | 2026
Lateral Hardening-Fuse-90503634 | Lateral Hardening | 14274 | 0 |  | 0 | 0
Lateral Hardening-Fuse-90503929 | Lateral Hardening | 13123 | 0 |  | 0 | 0
Lateral Hardening-Fuse-90504134 | Lateral Hardening | 13435 | 0 |  | 0 | 0
Lateral Hardening-Fuse-90504849 | Lateral Hardening | 13509 | 2021 |  | 0 | 2021
Lateral Hardening-Fuse-90505992 | Lateral Hardening | 13964 | 0 |  | 0 | 0
Lateral Hardening-Fuse-90506573 | Lateral Hardening | 13391 | 0 |  | 0 | 0
Lateral Hardening-Fuse-90508146 | Lateral Hardening | 13079 | 0 |  | 0 | 0
Lateral Hardening-Fuse-90508177 | Lateral Hardening | 13079 | 0 |  | 0 | 0
Lateral Hardening-Fuse-90508200 | Lateral Hardening | 13079 | 0 |  | 0 | 0
Lateral Hardening-Fuse-90508217 | Lateral Hardening | 13079 | 0 |  | 0 | 0
Lateral Hardening-Fuse-90508218 | Lateral Hardening | 13079 | 0 |  | 0 | 0
Lateral Hardening-Fuse-90508275 | Lateral Hardening | 13079 | 0 |  | 0 | 0
Lateral Hardening-Fuse-90508301 | Lateral Hardening | 13079 | 0 |  | 0 | 0
Lateral Hardening-Fuse-90508344 | Lateral Hardening | 13079 | 0 |  | 0 | 0
Lateral Hardening-Fuse-90508362 | Lateral Hardening | 13079 | 0 |  | 0 | 0
Lateral Hardening-Fuse-90508424 | Lateral Hardening | 13079 | 0 |  | 0 | 0
Lateral Hardening-Fuse-90508503 | Lateral Hardening | 13079 | 0 |  | 0 | 0
Lateral Hardening-Fuse-90512037 | Lateral Hardening | 13096 | 0 |  | 0 | 0
Lateral Hardening-Fuse-90514649 | Lateral Hardening | 13678 | 2021 |  | 0 | 2021
Lateral Hardening-Fuse-90514661 | Lateral Hardening | 13678 | 0 |  | 0 | 0
Lateral Hardening-Fuse-90514668 | Lateral Hardening | 13678 | 0 |  | 0 | 0
Lateral Hardening-Fuse-90514671 | Lateral Hardening | 13678 | 0 |  | 0 | 0
Lateral Hardening-Fuse-90514672 | Lateral Hardening | 13678 | 2021 |  | 0 | 2021
Lateral Hardening-Fuse-90514694 | Lateral Hardening | 13678 | 0 |  | 0 | 0
Lateral Hardening-Fuse-90516086 | Lateral Hardening | 13103 | 0 |  | 0 | 0
Lateral Hardening-Fuse-90517178 | Lateral Hardening | 13079 | 2022 |  | 0 | 2022
Lateral Hardening-Fuse-90517183 | Lateral Hardening | 13079 | 0 |  | 0 | 0
Lateral Hardening-Fuse-90517354 | Lateral Hardening | 13889 | 0 |  | 0 | 0
Lateral Hardening-Fuse-90517359 | Lateral Hardening | 13889 | 0 |  | 0 | 0
Lateral Hardening-Fuse-90517362 | Lateral Hardening | 13889 | 0 |  | 0 | 0
Lateral Hardening-Fuse-90518413 | Lateral Hardening | 13128 | 0 |  | 0 | 0
Lateral Hardening-Fuse-90518571 | Lateral Hardening | 13103 | 0 |  | 0 | 0
Lateral Hardening-Fuse-90521469 | Lateral Hardening | 13206 | 0 |  | 0 | 0
Lateral Hardening-Fuse-90521752 | Lateral Hardening | 13164 | 0 |  | 0 | 0
Lateral Hardening-Fuse-90522191 | Lateral Hardening | 13206 | 0 |  | 0 | 0
Lateral Hardening-Fuse-90522268 | Lateral Hardening | 13206 | 0 |  | 0 | 0
Lateral Hardening-Fuse-90522277 | Lateral Hardening | 13206 | 0 |  | 0 | 0
Lateral Hardening-Fuse-90522305 | Lateral Hardening | 13206 | 0 |  | 0 | 0
Lateral Hardening-Fuse-90522309 | Lateral Hardening | 13206 | 2026 |  | 0 | 2026
Lateral Hardening-Fuse-90522324 | Lateral Hardening | 13241 | 0 |  | 0 | 0
Lateral Hardening-Fuse-90522434 | Lateral Hardening | 13198 | 0 |  | 0 | 0
Lateral Hardening-Fuse-90522456 | Lateral Hardening | 13483 | 0 |  | 0 | 0
Lateral Hardening-Fuse-90522472 | Lateral Hardening | 13483 | 0 |  | 0 | 0
Lateral Hardening-Fuse-90522475 | Lateral Hardening | 13483 | 0 |  | 0 | 0
Lateral Hardening-Fuse-90522487 | Lateral Hardening | 13191 | 0 |  | 0 | 0
Lateral Hardening-Fuse-90522502 | Lateral Hardening | 13191 | 0 |  | 0 | 0
Lateral Hardening-Fuse-90522517 | Lateral Hardening | 13359 | 2029 |  | 0 | 2029
Lateral Hardening-Fuse-90522532 | Lateral Hardening | 13191 | 0 |  | 0 | 0
Lateral Hardening-Fuse-90522567 | Lateral Hardening | 13162 | 0 |  | 0 | 0
Lateral Hardening-Fuse-90523015 | Lateral Hardening | 13612 | 0 |  | 0 | 0
Lateral Hardening-Fuse-90523017 | Lateral Hardening | 13612 | 0 |  | 0 | 0
Lateral Hardening-Fuse-90523035 | Lateral Hardening | 13612 | 0 |  | 0 | 0
Lateral Hardening-Fuse-90523072 | Lateral Hardening | 13459 | 0 |  | 0 | 0
Lateral Hardening-Fuse-90523937 | Lateral Hardening | 13624 | 2027 |  | 0 | 2027
Lateral Hardening-Fuse-90524592 | Lateral Hardening | 13050 | 0 |  | 0 | 0
Lateral Hardening-Fuse-90524876 | Lateral Hardening | 13624 | 0 |  | 0 | 0
Lateral Hardening-Fuse-90524959 | Lateral Hardening | 13624 | 0 |  | 0 | 0
Lateral Hardening-Fuse-90524967 | Lateral Hardening | 13624 | 0 |  | 0 | 0
Lateral Hardening-Fuse-90524988 | Lateral Hardening | 13638 | 0 |  | 0 | 0
Lateral Hardening-Fuse-90524990 | Lateral Hardening | 13638 | 0 |  | 0 | 0
Lateral Hardening-Fuse-90525063 | Lateral Hardening | 14030 | 0 |  | 0 | 0
Lateral Hardening-Fuse-90525064 | Lateral Hardening | 14030 | 0 |  | 0 | 0
Lateral Hardening-Fuse-90525592 | Lateral Hardening | 13583 | 0 |  | 0 | 0
Lateral Hardening-Fuse-90525642 | Lateral Hardening | 13583 | 0 |  | 0 | 0
Lateral Hardening-Fuse-90525946 | Lateral Hardening | 13162 | 0 |  | 0 | 0
Lateral Hardening-Fuse-90525954 | Lateral Hardening | 13162 | 0 |  | 0 | 0
Lateral Hardening-Fuse-90525976 | Lateral Hardening | 13162 | 0 |  | 0 | 0
Lateral Hardening-Fuse-90526036 | Lateral Hardening | 13112 | 0 |  | 0 | 0
Lateral Hardening-Fuse-90526040 | Lateral Hardening | 13112 | 0 |  | 0 | 0
Lateral Hardening-Fuse-90526516 | Lateral Hardening | 13210 | 0 |  | 0 | 0
Lateral Hardening-Fuse-90526565 | Lateral Hardening | 13493 | 0 |  | 0 | 0
Lateral Hardening-Fuse-90526573 | Lateral Hardening | 13493 | 0 |  | 0 | 0
Lateral Hardening-Fuse-90526575 | Lateral Hardening | 13493 | 0 |  | 0 | 0
Lateral Hardening-Fuse-90526660 | Lateral Hardening | 13064 | 0 |  | 0 | 0
Lateral Hardening-Fuse-90526664 | Lateral Hardening | 13158 | 0 |  | 0 | 0
Lateral Hardening-Fuse-90526744 | Lateral Hardening | 13199 | 2026 |  | 0 | 2026
Lateral Hardening-Fuse-90526758 | Lateral Hardening | 13199 | 0 |  | 0 | 0
Lateral Hardening-Fuse-90526768 | Lateral Hardening | 13199 | 2026 |  | 0 | 2026
Lateral Hardening-Fuse-90526776 | Lateral Hardening | 13199 | 0 |  | 0 | 0
Lateral Hardening-Fuse-90527115 | Lateral Hardening | 13199 | 0 |  | 0 | 0
Lateral Hardening-Fuse-90527117 | Lateral Hardening | 13199 | 0 |  | 0 | 0
Lateral Hardening-Fuse-90527122 | Lateral Hardening | 13199 | 0 |  | 0 | 0
Lateral Hardening-Fuse-90527202 | Lateral Hardening | 13516 | 0 |  | 0 | 0
Lateral Hardening-Fuse-90527363 | Lateral Hardening | 13342 | 2023 |  | 0 | 2023
Lateral Hardening-Fuse-90527469 | Lateral Hardening | 13516 | 0 |  | 0 | 0
Lateral Hardening-Fuse-90527492 | Lateral Hardening | 13622 | 0 |  | 0 | 0
Lateral Hardening-Fuse-90527557 | Lateral Hardening | 13391 | 0 |  | 0 | 0
Lateral Hardening-Fuse-90527620 | Lateral Hardening | 13359 | 0 |  | 0 | 0
Lateral Hardening-Fuse-90527798 | Lateral Hardening | 13622 | 0 |  | 0 | 0
Lateral Hardening-Fuse-90527893 | Lateral Hardening | 13622 | 0 |  | 0 | 0
Lateral Hardening-Fuse-90527901 | Lateral Hardening | 13622 | 0 |  | 0 | 0
Lateral Hardening-Fuse-90527917 | Lateral Hardening | 13622 | 2028 |  | 0 | 2028
Lateral Hardening-Fuse-90527935 | Lateral Hardening | 13622 | 0 |  | 0 | 0
Lateral Hardening-Fuse-90527947 | Lateral Hardening | 13622 | 0 |  | 0 | 0
Lateral Hardening-Fuse-90527964 | Lateral Hardening | 13622 | 0 |  | 0 | 0
Lateral Hardening-Fuse-90527967 | Lateral Hardening | 13622 | 0 |  | 0 | 0
Lateral Hardening-Fuse-90527992 | Lateral Hardening | 13621 | 0 |  | 0 | 0
Lateral Hardening-Fuse-90527995 | Lateral Hardening | 13621 | 0 |  | 0 | 0
Lateral Hardening-Fuse-90528004 | Lateral Hardening | 13621 | 0 |  | 0 | 0
Lateral Hardening-Fuse-90528008 | Lateral Hardening | 13621 | 0 |  | 0 | 0
Lateral Hardening-Fuse-90528012 | Lateral Hardening | 13435 | 2028 |  | 0 | 2028
Lateral Hardening-Fuse-90528055 | Lateral Hardening | 13621 | 0 |  | 0 | 0
Lateral Hardening-Fuse-90528104 | Lateral Hardening | 13621 | 0 |  | 0 | 0
Lateral Hardening-Fuse-90528804 | Lateral Hardening | 13621 | 0 |  | 0 | 0
Lateral Hardening-Fuse-90528811 | Lateral Hardening | 13621 | 0 |  | 0 | 0
Lateral Hardening-Fuse-90528829 | Lateral Hardening | 13621 | 0 |  | 0 | 0
Lateral Hardening-Fuse-90528831 | Lateral Hardening | 13621 | 0 |  | 0 | 0
Lateral Hardening-Fuse-90528838 | Lateral Hardening | 13621 | 2029 |  | 0 | 2029
Lateral Hardening-Fuse-90528913 | Lateral Hardening | 13201 | 0 |  | 0 | 0
Lateral Hardening-Fuse-90528941 | Lateral Hardening | 13201 | 0 |  | 0 | 0
Lateral Hardening-Fuse-90528991 | Lateral Hardening | 13359 | 0 |  | 0 | 0
Lateral Hardening-Fuse-90529726 | Lateral Hardening | 13460 | 0 |  | 0 | 0
Lateral Hardening-Fuse-90529838 | Lateral Hardening | 13460 | 0 |  | 0 | 0
Lateral Hardening-Fuse-90530156 | Lateral Hardening | 13224 | 2025 |  | 0 | 2025
Lateral Hardening-Fuse-90530159 | Lateral Hardening | 13613 | 2025 |  | 0 | 2025
Lateral Hardening-Fuse-90530168 | Lateral Hardening | 13224 | 0 |  | 0 | 0
Lateral Hardening-Fuse-90531031 | Lateral Hardening | 13865 | 2024 |  | 0 | 2024
Lateral Hardening-Fuse-90532325 | Lateral Hardening | 13677 | 0 |  | 0 | 0
Lateral Hardening-Fuse-90532326 | Lateral Hardening | 13677 | 0 |  | 0 | 0
Lateral Hardening-Fuse-90532438 | Lateral Hardening | 13839 | 0 |  | 0 | 0
Lateral Hardening-Fuse-90532502 | Lateral Hardening | 13839 | 0 |  | 0 | 0
Lateral Hardening-Fuse-90532513 | Lateral Hardening | 13839 | 0 |  | 0 | 0
Lateral Hardening-Fuse-90532518 | Lateral Hardening | 13839 | 0 |  | 0 | 0
Lateral Hardening-Fuse-90532545 | Lateral Hardening | 13839 | 0 |  | 0 | 0
Lateral Hardening-Fuse-90533311 | Lateral Hardening | 13097 | 0 |  | 0 | 0
Lateral Hardening-Fuse-90533344 | Lateral Hardening | 13839 | 0 |  | 0 | 0
Lateral Hardening-Fuse-90533515 | Lateral Hardening | 13722 | 0 |  | 0 | 0
Lateral Hardening-Fuse-90533606 | Lateral Hardening | 13839 | 0 |  | 0 | 0
Lateral Hardening-Fuse-90533667 | Lateral Hardening | 13839 | 0 |  | 0 | 0
Lateral Hardening-Fuse-90533672 | Lateral Hardening | 13839 | 0 |  | 0 | 0
Lateral Hardening-Fuse-90533682 | Lateral Hardening | 13839 | 0 |  | 0 | 0
Lateral Hardening-Fuse-90533683 | Lateral Hardening | 13839 | 0 |  | 0 | 0
Lateral Hardening-Fuse-90533776 | Lateral Hardening | 13582 | 0 |  | 0 | 0
Lateral Hardening-Fuse-90534616 | Lateral Hardening | 14069 | 0 |  | 0 | 0
Lateral Hardening-Fuse-90534627 | Lateral Hardening | 14069 | 0 |  | 0 | 0
Lateral Hardening-Fuse-90535062 | Lateral Hardening | 13656 | 0 |  | 0 | 0
Lateral Hardening-Fuse-90535235 | Lateral Hardening | 13839 | 0 |  | 0 | 0
Lateral Hardening-Fuse-90535237 | Lateral Hardening | 13839 | 0 |  | 0 | 0
Lateral Hardening-Fuse-90536063 | Lateral Hardening | 13808 | 0 |  | 0 | 0
Lateral Hardening-Fuse-90537026 | Lateral Hardening | 13807 | 2028 |  | 0 | 2028
Lateral Hardening-Fuse-90537790 | Lateral Hardening | 13461 | 0 |  | 0 | 0
Lateral Hardening-Fuse-90539976 | Lateral Hardening | 14355 | 0 |  | 0 | 0
Lateral Hardening-Fuse-90540498 | Lateral Hardening | 14026 | 0 |  | 0 | 0
Lateral Hardening-Fuse-90540557 | Lateral Hardening | 14026 | 0 |  | 0 | 0
Lateral Hardening-Fuse-90542593 | Lateral Hardening | 14022 | 0 |  | 0 | 0
Lateral Hardening-Fuse-90542599 | Lateral Hardening | 14026 | 2027 |  | 0 | 2027
Lateral Hardening-Fuse-90542605 | Lateral Hardening | 14026 | 0 |  | 0 | 0
Lateral Hardening-Fuse-90542625 | Lateral Hardening | 14026 | 0 |  | 0 | 0
Lateral Hardening-Fuse-90542645 | Lateral Hardening | 14022 | 0 |  | 0 | 0
Lateral Hardening-Fuse-90542653 | Lateral Hardening | 14022 | 0 |  | 0 | 0
Lateral Hardening-Fuse-90544238 | Lateral Hardening | 13103 | 0 |  | 0 | 0
Lateral Hardening-Fuse-90549633 | Lateral Hardening | 13189 | 0 |  | 0 | 0
Lateral Hardening-Fuse-90551179 | Lateral Hardening | 13008 | 0 |  | 0 | 0
Lateral Hardening-Fuse-90552509 | Lateral Hardening | 13104 | 0 |  | 0 | 0
Lateral Hardening-Fuse-90554072 | Lateral Hardening | 13633 | 0 |  | 0 | 0
Lateral Hardening-Fuse-90554076 | Lateral Hardening | 13633 | 0 |  | 0 | 0
Lateral Hardening-Fuse-90554092 | Lateral Hardening | 13633 | 0 |  | 0 | 0
Lateral Hardening-Fuse-90556652 | Lateral Hardening | 13096 | 2027 |  | 0 | 2027
Lateral Hardening-Fuse-90557297 | Lateral Hardening | 14217 | 0 |  | 0 | 0
Lateral Hardening-Fuse-90557554 | Lateral Hardening | 13294 | 0 |  | 0 | 0
Lateral Hardening-Fuse-90557872 | Lateral Hardening | 13633 | 0 |  | 0 | 0
Lateral Hardening-Fuse-90558179 | Lateral Hardening | 14217 | 0 |  | 0 | 0
Lateral Hardening-Fuse-90558581 | Lateral Hardening | 14217 | 0 |  | 0 | 0
Lateral Hardening-Fuse-90559544 | Lateral Hardening | 14218 | 0 |  | 0 | 0
Lateral Hardening-Fuse-90559863 | Lateral Hardening | 13170 | 0 |  | 0 | 0
Lateral Hardening-Fuse-90560110 | Lateral Hardening | 14217 | 2028 |  | 0 | 2028
Lateral Hardening-Fuse-90560376 | Lateral Hardening | 14216 | 2029 |  | 0 | 2029
Lateral Hardening-Fuse-90561646 | Lateral Hardening | 13656 | 0 |  | 0 | 0
Lateral Hardening-Fuse-90562315 | Lateral Hardening | 13712 | 0 |  | 0 | 0
Lateral Hardening-Fuse-90562316 | Lateral Hardening | 13712 | 0 |  | 0 | 0
Lateral Hardening-Fuse-90562365 | Lateral Hardening | 13697 | 0 |  | 0 | 0
Lateral Hardening-Fuse-90563835 | Lateral Hardening | 13236 | 0 |  | 0 | 0
Lateral Hardening-Fuse-90564142 | Lateral Hardening | 13633 | 2021 |  | 0 | 2021
Lateral Hardening-Fuse-90564150 | Lateral Hardening | 13633 | 0 |  | 0 | 0
Lateral Hardening-Fuse-90564179 | Lateral Hardening | 13633 | 0 |  | 0 | 0
Lateral Hardening-Fuse-90565824 | Lateral Hardening | 13698 | 0 |  | 0 | 0
Lateral Hardening-Fuse-90566593 | Lateral Hardening | 13471 | 2026 |  | 0 | 2026
Lateral Hardening-Fuse-90567743 | Lateral Hardening | 13096 | 0 |  | 0 | 0
Lateral Hardening-Fuse-90567851 | Lateral Hardening | 13096 | 0 |  | 0 | 0
Lateral Hardening-Fuse-90567948 | Lateral Hardening | 13698 | 0 |  | 0 | 0
Lateral Hardening-Fuse-90568373 | Lateral Hardening | 14050 | 0 |  | 0 | 0
Lateral Hardening-Fuse-90568909 | Lateral Hardening | 13605 | 2021 |  | 0 | 2021
Lateral Hardening-Fuse-90569388 | Lateral Hardening | 13128 | 0 |  | 0 | 0
Lateral Hardening-Fuse-90571156 | Lateral Hardening | 14050 | 0 |  | 0 | 0
Lateral Hardening-Fuse-90572318 | Lateral Hardening | 13371 | 2026 |  | 0 | 2026
Lateral Hardening-Fuse-90573741 | Lateral Hardening | 14050 | 0 |  | 0 | 0
Lateral Hardening-Fuse-90574267 | Lateral Hardening | 13769 | 0 |  | 0 | 0
Lateral Hardening-Fuse-90574795 | Lateral Hardening | 13101 | 0 |  | 0 | 0
Lateral Hardening-Fuse-90576764 | Lateral Hardening | 13693 | 0 |  | 0 | 0
Lateral Hardening-Fuse-90580822 | Lateral Hardening | 13947 | 0 |  | 0 | 0
Lateral Hardening-Fuse-90582506 | Lateral Hardening | 13115 | 2022 |  | 0 | 2022
Lateral Hardening-Fuse-90586046 | Lateral Hardening | 13243 | 2022 |  | 0 | 2022
Lateral Hardening-Fuse-90586047 | Lateral Hardening | 13243 | 2022 |  | 0 | 2022
Lateral Hardening-Fuse-90586048 | Lateral Hardening | 13243 | 0 |  | 0 | 0
Lateral Hardening-Fuse-90586054 | Lateral Hardening | 13243 | 2022 |  | 0 | 2022
Lateral Hardening-Fuse-90586055 | Lateral Hardening | 13243 | 0 |  | 0 | 0
Lateral Hardening-Fuse-90586056 | Lateral Hardening | 13243 | 0 |  | 0 | 0
Lateral Hardening-Fuse-90586057 | Lateral Hardening | 13243 | 0 |  | 0 | 0
Lateral Hardening-Fuse-90586059 | Lateral Hardening | 13243 | 0 |  | 0 | 0
Lateral Hardening-Fuse-90586163 | Lateral Hardening | 13243 | 0 |  | 0 | 0
Lateral Hardening-Fuse-90587526 | Lateral Hardening | 13753 | 0 |  | 0 | 0
Lateral Hardening-Fuse-90589638 | Lateral Hardening | 13072 | 2029 |  | 0 | 2029
Lateral Hardening-Fuse-90591463 | Lateral Hardening | 13279 | 0 |  | 0 | 0
Lateral Hardening-Fuse-90591555 | Lateral Hardening | 14022 | 2021 |  | 0 | 2021
Lateral Hardening-Fuse-90594232 | Lateral Hardening | 13126 | 2029 |  | 0 | 2029
Lateral Hardening-Fuse-90595095 | Lateral Hardening | 13096 | 0 |  | 0 | 0
Lateral Hardening-Fuse-90595487 | Lateral Hardening | 13331 | 0 |  | 0 | 0
Lateral Hardening-Fuse-90595696 | Lateral Hardening | 13342 | 0 |  | 0 | 0
Lateral Hardening-Fuse-90596266 | Lateral Hardening | 13303 | 2027 |  | 0 | 2027
Lateral Hardening-Fuse-90596357 | Lateral Hardening | 13001 | 0 |  | 0 | 0
Lateral Hardening-Fuse-90597086 | Lateral Hardening | 13119 | 0 |  | 0 | 0
Lateral Hardening-Fuse-90598389 | Lateral Hardening | 13171 | 2021 |  | 0 | 2021
Lateral Hardening-Fuse-90599092 | Lateral Hardening | 13927 | 0 |  | 0 | 0
Lateral Hardening-Fuse-90599934 | Lateral Hardening | 13972 | 0 |  | 0 | 0
Lateral Hardening-Fuse-90600457 | Lateral Hardening | 13100 | 0 |  | 0 | 0
Lateral Hardening-Fuse-90601121 | Lateral Hardening | 13656 | 0 |  | 0 | 0
Lateral Hardening-Fuse-90601895 | Lateral Hardening | 13808 | 0 |  | 0 | 0
Lateral Hardening-Fuse-90602625 | Lateral Hardening | 14031 | 0 |  | 0 | 0
Lateral Hardening-Fuse-90605212 | Lateral Hardening | 14050 | 0 |  | 0 | 0
Lateral Hardening-Fuse-90605775 | Lateral Hardening | 13972 | 0 |  | 0 | 0
Lateral Hardening-Fuse-90606361 | Lateral Hardening | 13679 | 0 |  | 0 | 0
Lateral Hardening-Fuse-90607461 | Lateral Hardening | 13293 | 2024 |  | 0 | 2024
Lateral Hardening-Fuse-90610608 | Lateral Hardening | 13964 | 0 |  | 0 | 0
Lateral Hardening-Fuse-90610924 | Lateral Hardening | 13686 | 0 |  | 0 | 0
Lateral Hardening-Fuse-90612535 | Lateral Hardening | 13524 | 0 |  | 0 | 0
Lateral Hardening-Fuse-90613782 | Lateral Hardening | 13207 | 2024 |  | 0 | 2024
Lateral Hardening-Fuse-90613909 | Lateral Hardening | 13163 | 0 |  | 0 | 0
Lateral Hardening-Fuse-90614370 | Lateral Hardening | 13959 | 0 |  | 0 | 0
Lateral Hardening-Fuse-90614754 | Lateral Hardening | 13190 | 0 |  | 0 | 0
Lateral Hardening-Fuse-90615239 | Lateral Hardening | 13291 | 0 |  | 0 | 0
Lateral Hardening-Fuse-90617833 | Lateral Hardening | 13470 | 0 |  | 0 | 0
Lateral Hardening-Fuse-90618872 | Lateral Hardening | 13086 | 0 |  | 0 | 0
Lateral Hardening-Fuse-90618909 | Lateral Hardening | 13086 | 0 |  | 0 | 0
Lateral Hardening-Fuse-90619241 | Lateral Hardening | 13290 | 0 |  | 0 | 0
Lateral Hardening-Fuse-90619404 | Lateral Hardening | 13290 | 0 |  | 0 | 0
Lateral Hardening-Fuse-90621213 | Lateral Hardening | 13176 | 0 |  | 0 | 0
Lateral Hardening-Fuse-90621444 | Lateral Hardening | 13167 | 0 |  | 0 | 0
Lateral Hardening-Fuse-90621992 | Lateral Hardening | 13712 | 0 |  | 0 | 0
Lateral Hardening-Fuse-90622921 | Lateral Hardening | 13024 | 0 |  | 0 | 0
Lateral Hardening-Fuse-90623632 | Lateral Hardening | 13113 | 0 |  | 0 | 0
Lateral Hardening-Fuse-90623993 | Lateral Hardening | 13679 | 0 |  | 0 | 0
Lateral Hardening-Fuse-90626759 | Lateral Hardening | 14041 | 0 |  | 0 | 0
Lateral Hardening-Fuse-90626817 | Lateral Hardening | 14041 | 0 |  | 0 | 0
Lateral Hardening-Fuse-90626824 | Lateral Hardening | 14041 | 0 |  | 0 | 0
Lateral Hardening-Fuse-90626840 | Lateral Hardening | 14041 | 0 |  | 0 | 0
Lateral Hardening-Fuse-90626843 | Lateral Hardening | 14041 | 0 |  | 0 | 0
Lateral Hardening-Fuse-90626846 | Lateral Hardening | 14041 | 0 |  | 0 | 0
Lateral Hardening-Fuse-90628229 | Lateral Hardening | 14041 | 0 |  | 0 | 0
Lateral Hardening-Fuse-90628364 | Lateral Hardening | 13838 | 2026 |  | 0 | 2026
Lateral Hardening-Fuse-90628439 | Lateral Hardening | 13817 | 0 |  | 0 | 0
Lateral Hardening-Fuse-90628666 | Lateral Hardening | 13161 | 0 |  | 0 | 0
Lateral Hardening-Fuse-90628828 | Lateral Hardening | 13073 | 0 |  | 0 | 0
Lateral Hardening-Fuse-90629081 | Lateral Hardening | 13329 | 0 |  | 0 | 0
Lateral Hardening-Fuse-90629745 | Lateral Hardening | 13030 | 0 |  | 0 | 0
Lateral Hardening-Fuse-90630341 | Lateral Hardening | 14111 | 0 |  | 0 | 0
Lateral Hardening-Fuse-90630346 | Lateral Hardening | 14111 | 0 |  | 0 | 0
Lateral Hardening-Fuse-90630567 | Lateral Hardening | 13754 | 2025 |  | 0 | 2025
Lateral Hardening-Fuse-90631758 | Lateral Hardening | 13579 | 0 |  | 0 | 0
Lateral Hardening-Fuse-90631769 | Lateral Hardening | 13519 | 0 |  | 0 | 0
Lateral Hardening-Fuse-90633859 | Lateral Hardening | 13633 | 2021 |  | 0 | 2021
Lateral Hardening-Fuse-90633915 | Lateral Hardening | 13109 | 0 |  | 0 | 0
Lateral Hardening-Fuse-90633932 | Lateral Hardening | 13510 | 0 |  | 0 | 0
Lateral Hardening-Fuse-90635605 | Lateral Hardening | 13501 | 0 |  | 0 | 0
Lateral Hardening-Fuse-90637854 | Lateral Hardening | 13737 | 0 |  | 0 | 0
Lateral Hardening-Fuse-90638274 | Lateral Hardening | 13003 | 0 |  | 0 | 0
Lateral Hardening-Fuse-90638278 | Lateral Hardening | 13003 | 2022 |  | 0 | 2022
Lateral Hardening-Fuse-90638283 | Lateral Hardening | 13003 | 2022 |  | 0 | 2022
Lateral Hardening-Fuse-90638284 | Lateral Hardening | 13003 | 0 |  | 0 | 0
Lateral Hardening-Fuse-90638745 | Lateral Hardening | 13657 | 0 |  | 0 | 0
Lateral Hardening-Fuse-90638888 | Lateral Hardening | 13303 | 0 |  | 0 | 0
Lateral Hardening-Fuse-90639971 | Lateral Hardening | 13311 | 0 |  | 0 | 0
Lateral Hardening-Fuse-90641822 | Lateral Hardening | 13109 | 2022 |  | 0 | 2022
Lateral Hardening-Fuse-90642286 | Lateral Hardening | 13073 | 0 |  | 0 | 0
Lateral Hardening-Fuse-90642288 | Lateral Hardening | 13073 | 0 |  | 0 | 0
Lateral Hardening-Fuse-90642289 | Lateral Hardening | 13007 | 0 |  | 0 | 0
Lateral Hardening-Fuse-90642325 | Lateral Hardening | 13007 | 0 |  | 0 | 0
Lateral Hardening-Fuse-90642992 | Lateral Hardening | 13612 | 0 |  | 0 | 0
Lateral Hardening-Fuse-90642995 | Lateral Hardening | 13612 | 0 |  | 0 | 0
Lateral Hardening-Fuse-90643551 | Lateral Hardening | 13109 | 2022 |  | 0 | 2022
Lateral Hardening-Fuse-90644189 | Lateral Hardening | 13405 | 0 |  | 0 | 0
Lateral Hardening-Fuse-90644976 | Lateral Hardening | 13325 | 0 |  | 0 | 0
Lateral Hardening-Fuse-90645500 | Lateral Hardening | 13194 | 0 |  | 0 | 0
Lateral Hardening-Fuse-90645535 | Lateral Hardening | 13194 | 2021 |  | 0 | 2021
Lateral Hardening-Fuse-90645892 | Lateral Hardening | 13298 | 0 |  | 0 | 0
Lateral Hardening-Fuse-90647240 | Lateral Hardening | 13171 | 0 |  | 0 | 0
Lateral Hardening-Fuse-90647971 | Lateral Hardening | 13147 | 0 |  | 0 | 0
Lateral Hardening-Fuse-90648844 | Lateral Hardening | 13007 | 0 |  | 0 | 0
Lateral Hardening-Fuse-90650140 | Lateral Hardening | 13840 | 0 |  | 0 | 0
Lateral Hardening-Fuse-90651567 | Lateral Hardening | 13288 | 0 |  | 0 | 0
Lateral Hardening-Fuse-90651568 | Lateral Hardening | 13348 | 0 |  | 0 | 0
Lateral Hardening-Fuse-90654074 | Lateral Hardening | 14112 | 0 |  | 0 | 0
Lateral Hardening-Fuse-90654632 | Lateral Hardening | 13130 | 0 |  | 0 | 0
Lateral Hardening-Fuse-90654965 | Lateral Hardening | 13128 | 0 |  | 0 | 0
Lateral Hardening-Fuse-90654993 | Lateral Hardening | 13613 | 0 |  | 0 | 0
Lateral Hardening-Fuse-90657228 | Lateral Hardening | 13128 | 2024 |  | 0 | 2024
Lateral Hardening-Fuse-90659992 | Lateral Hardening | 13435 | 0 |  | 0 | 0
Lateral Hardening-Fuse-90661100 | Lateral Hardening | 13808 | 0 |  | 0 | 0
Lateral Hardening-Fuse-90661633 | Lateral Hardening | 14119 | 0 |  | 0 | 0
Lateral Hardening-Fuse-90662519 | Lateral Hardening | 13370 | 0 |  | 0 | 0
Lateral Hardening-Fuse-90662685 | Lateral Hardening | 13924 | 0 |  | 0 | 0
Lateral Hardening-Fuse-90662747 | Lateral Hardening | 14218 | 0 |  | 0 | 0
Lateral Hardening-Fuse-90662781 | Lateral Hardening | 13659 | 0 |  | 0 | 0
Lateral Hardening-Fuse-90663622 | Lateral Hardening | 13738 | 0 |  | 0 | 0
Lateral Hardening-Fuse-90666149 | Lateral Hardening | 14199 | 0 |  | 0 | 0
Lateral Hardening-Fuse-90666423 | Lateral Hardening | 13206 | 2026 |  | 0 | 2026
Lateral Hardening-Fuse-90667493 | Lateral Hardening | 14050 | 0 |  | 0 | 0
Lateral Hardening-Fuse-90668420 | Lateral Hardening | 13148 | 0 |  | 0 | 0
Lateral Hardening-Fuse-90668598 | Lateral Hardening | 13220 | 2024 |  | 0 | 2024
Lateral Hardening-Fuse-90668780 | Lateral Hardening | 14050 | 0 |  | 0 | 0
Lateral Hardening-Fuse-90668793 | Lateral Hardening | 14042 | 2026 |  | 0 | 2026
Lateral Hardening-Fuse-90668863 | Lateral Hardening | 14071 | 0 |  | 0 | 0
Lateral Hardening-Fuse-90668922 | Lateral Hardening | 14069 | 2025 |  | 0 | 2025
Lateral Hardening-Fuse-90669188 | Lateral Hardening | 13027 | 0 |  | 0 | 0
Lateral Hardening-Fuse-90669782 | Lateral Hardening | 13112 | 0 |  | 0 | 0
Lateral Hardening-Fuse-90670594 | Lateral Hardening | 13097 | 2025 |  | 0 | 2025
Lateral Hardening-Fuse-90670712 | Lateral Hardening | 13097 | 0 |  | 0 | 0
Lateral Hardening-Fuse-90670719 | Lateral Hardening | 13097 | 0 |  | 0 | 0
Lateral Hardening-Fuse-90670797 | Lateral Hardening | 13097 | 0 |  | 0 | 0
Lateral Hardening-Fuse-90670872 | Lateral Hardening | 13097 | 0 |  | 0 | 0
Lateral Hardening-Fuse-90670914 | Lateral Hardening | 13097 | 2025 |  | 0 | 2025
Lateral Hardening-Fuse-90670957 | Lateral Hardening | 13097 | 0 |  | 0 | 0
Lateral Hardening-Fuse-90671027 | Lateral Hardening | 13097 | 0 |  | 0 | 0
Lateral Hardening-Fuse-90672098 | Lateral Hardening | 13007 | 0 |  | 0 | 0
Lateral Hardening-Fuse-90672170 | Lateral Hardening | 13613 | 0 |  | 0 | 0
Lateral Hardening-Fuse-90673399 | Lateral Hardening | 13325 | 0 |  | 0 | 0
Lateral Hardening-Fuse-90673514 | Lateral Hardening | 13496 | 0 |  | 0 | 0
Lateral Hardening-Fuse-90675766 | Lateral Hardening | 13096 | 0 |  | 0 | 0
Lateral Hardening-Fuse-90675817 | Lateral Hardening | 13096 | 0 |  | 0 | 0
Lateral Hardening-Fuse-90676974 | Lateral Hardening | 13123 | 0 |  | 0 | 0
Lateral Hardening-Fuse-90678008 | Lateral Hardening | 13719 | 0 |  | 0 | 0
Lateral Hardening-Fuse-90680569 | Lateral Hardening | 13546 | 0 |  | 0 | 0
Lateral Hardening-Fuse-90680573 | Lateral Hardening | 13546 | 0 |  | 0 | 0
Lateral Hardening-Fuse-90680884 | Lateral Hardening | 13303 | 0 |  | 0 | 0
Lateral Hardening-Fuse-90680896 | Lateral Hardening | 13470 | 0 |  | 0 | 0
Lateral Hardening-Fuse-90680897 | Lateral Hardening | 13749 | 0 |  | 0 | 0
Lateral Hardening-Fuse-90680906 | Lateral Hardening | 13177 | 0 |  | 0 | 0
Lateral Hardening-Fuse-90680913 | Lateral Hardening | 13207 | 0 |  | 0 | 0
Lateral Hardening-Fuse-90680918 | Lateral Hardening | 13207 | 0 |  | 0 | 0
Lateral Hardening-Fuse-90681371 | Lateral Hardening | 13346 | 0 |  | 0 | 0
Lateral Hardening-Fuse-90682309 | Lateral Hardening | 13435 | 0 |  | 0 | 0
Lateral Hardening-Fuse-90682765 | Lateral Hardening | 13206 | 0 |  | 0 | 0
Lateral Hardening-Fuse-90683160 | Lateral Hardening | 13312 | 0 |  | 0 | 0
Lateral Hardening-Fuse-90684154 | Lateral Hardening | 13243 | 2022 |  | 0 | 2022
Lateral Hardening-Fuse-90684489 | Lateral Hardening | 13177 | 0 |  | 0 | 0
Lateral Hardening-Fuse-90684903 | Lateral Hardening | 13613 | 0 |  | 0 | 0
Lateral Hardening-Fuse-90685496 | Lateral Hardening | 13206 | 0 |  | 0 | 0
Lateral Hardening-Fuse-90686935 | Lateral Hardening | 13096 | 2027 |  | 0 | 2027
Lateral Hardening-Fuse-90687233 | Lateral Hardening | 13096 | 0 |  | 0 | 0
Lateral Hardening-Fuse-90687239 | Lateral Hardening | 13096 | 0 |  | 0 | 0
Lateral Hardening-Fuse-90687261 | Lateral Hardening | 13096 | 2027 |  | 0 | 2027
Lateral Hardening-Fuse-90687263 | Lateral Hardening | 13096 | 0 |  | 0 | 0
Lateral Hardening-Fuse-90687684 | Lateral Hardening | 13096 | 0 |  | 0 | 0
Lateral Hardening-Fuse-90687705 | Lateral Hardening | 13096 | 0 |  | 0 | 0
Lateral Hardening-Fuse-90687737 | Lateral Hardening | 13096 | 0 |  | 0 | 0
Lateral Hardening-Fuse-90688070 | Lateral Hardening | 13177 | 0 |  | 0 | 0
Lateral Hardening-Fuse-90688538 | Lateral Hardening | 13303 | 0 |  | 0 | 0
Lateral Hardening-Fuse-90690907 | Lateral Hardening | 13143 | 2026 |  | 0 | 2026
Lateral Hardening-Fuse-90691149 | Lateral Hardening | 13206 | 0 |  | 0 | 0
Lateral Hardening-Fuse-90691155 | Lateral Hardening | 13206 | 0 |  | 0 | 0
Lateral Hardening-Fuse-90691701 | Lateral Hardening | 13045 | 0 |  | 0 | 0
Lateral Hardening-Fuse-90693945 | Lateral Hardening | 13797 | 0 |  | 0 | 0
Lateral Hardening-Fuse-90694474 | Lateral Hardening | 13769 | 0 |  | 0 | 0
Lateral Hardening-Fuse-90694475 | Lateral Hardening | 13769 | 0 |  | 0 | 0
Lateral Hardening-Fuse-90695437 | Lateral Hardening | 13473 | 0 |  | 0 | 0
Lateral Hardening-Fuse-90696750 | Lateral Hardening | 13008 | 0 |  | 0 | 0
Lateral Hardening-Fuse-90696764 | Lateral Hardening | 13177 | 0 |  | 0 | 0
Lateral Hardening-Fuse-90697505 | Lateral Hardening | 14040 | 0 |  | 0 | 0
Lateral Hardening-Fuse-90698508 | Lateral Hardening | 13373 | 0 |  | 0 | 0
Lateral Hardening-Fuse-90700005 | Lateral Hardening | 13443 | 0 |  | 0 | 0
Lateral Hardening-Fuse-90700006 | Lateral Hardening | 13443 | 0 |  | 0 | 0
Lateral Hardening-Fuse-90700391 | Lateral Hardening | 13030 | 0 |  | 0 | 0
Lateral Hardening-Fuse-90700851 | Lateral Hardening | 13176 | 0 |  | 0 | 0
Lateral Hardening-Fuse-90701163 | Lateral Hardening | 13840 | 0 |  | 0 | 0
Lateral Hardening-Fuse-90701538 | Lateral Hardening | 13805 | 0 |  | 0 | 0
Lateral Hardening-Fuse-90701555 | Lateral Hardening | 13303 | 0 |  | 0 | 0
Lateral Hardening-Fuse-90701827 | Lateral Hardening | 13017 | 0 |  | 0 | 0
Lateral Hardening-Fuse-90702015 | Lateral Hardening | 13294 | 0 |  | 0 | 0
Lateral Hardening-Fuse-90702556 | Lateral Hardening | 13163 | 0 |  | 0 | 0
Lateral Hardening-Fuse-90702579 | Lateral Hardening | 13163 | 0 |  | 0 | 0
Lateral Hardening-Fuse-90704011 | Lateral Hardening | 13082 | 0 |  | 0 | 0
Lateral Hardening-Fuse-90704056 | Lateral Hardening | 13370 | 0 |  | 0 | 0
Lateral Hardening-Fuse-90704066 | Lateral Hardening | 13370 | 0 |  | 0 | 0
Lateral Hardening-Fuse-90704750 | Lateral Hardening | 13117 | 0 |  | 0 | 0
Lateral Hardening-Fuse-90705444 | Lateral Hardening | 13299 | 0 |  | 0 | 0
Lateral Hardening-Fuse-90706391 | Lateral Hardening | 13133 | 0 |  | 0 | 0
Lateral Hardening-Fuse-90706574 | Lateral Hardening | 13373 | 0 |  | 0 | 0
Lateral Hardening-Fuse-90707500 | Lateral Hardening | 13772 | 0 |  | 0 | 0
Lateral Hardening-Fuse-90708105 | Lateral Hardening | 13294 | 0 |  | 0 | 0
Lateral Hardening-Fuse-90708438 | Lateral Hardening | 13206 | 0 |  | 0 | 0
Lateral Hardening-Fuse-90709930 | Lateral Hardening | 13167 | 0 |  | 0 | 0
Lateral Hardening-Fuse-90710187 | Lateral Hardening | 13115 | 0 |  | 0 | 0
Lateral Hardening-Fuse-90710761 | Lateral Hardening | 13330 | 0 |  | 0 | 0
Lateral Hardening-Fuse-90711161 | Lateral Hardening | 13104 | 0 |  | 0 | 0
Lateral Hardening-Fuse-90711829 | Lateral Hardening | 13045 | 0 |  | 0 | 0
Lateral Hardening-Fuse-90712609 | Lateral Hardening | 13003 | 0 |  | 0 | 0
Lateral Hardening-Fuse-90712970 | Lateral Hardening | 13164 | 0 |  | 0 | 0
Lateral Hardening-Fuse-90713239 | Lateral Hardening | 13813 | 0 |  | 0 | 0
Lateral Hardening-Fuse-90713427 | Lateral Hardening | 13461 | 0 |  | 0 | 0
Lateral Hardening-Fuse-90713739 | Lateral Hardening | 13656 | 2025 |  | 0 | 2025
Lateral Hardening-Fuse-90714605 | Lateral Hardening | 13190 | 0 |  | 0 | 0
Lateral Hardening-Fuse-90714797 | Lateral Hardening | 13294 | 0 |  | 0 | 0
Lateral Hardening-Fuse-90714806 | Lateral Hardening | 13294 | 0 |  | 0 | 0
Lateral Hardening-Fuse-90714900 | Lateral Hardening | 13236 | 0 |  | 0 | 0
Lateral Hardening-Fuse-90716385 | Lateral Hardening | 13813 | 0 |  | 0 | 0
Lateral Hardening-Fuse-90716416 | Lateral Hardening | 13198 | 0 |  | 0 | 0
Lateral Hardening-Fuse-90716530 | Lateral Hardening | 13645 | 0 |  | 0 | 0
Lateral Hardening-Fuse-90717538 | Lateral Hardening | 13461 | 0 |  | 0 | 0
Lateral Hardening-Fuse-90718102 | Lateral Hardening | 13813 | 0 |  | 0 | 0
Lateral Hardening-Fuse-90718240 | Lateral Hardening | 13254 | 2027 |  | 0 | 2027
Lateral Hardening-Fuse-90718270 | Lateral Hardening | 13927 | 2024 |  | 0 | 2024
Lateral Hardening-Fuse-90718329 | Lateral Hardening | 13813 | 0 |  | 0 | 0
Lateral Hardening-Fuse-90718455 | Lateral Hardening | 13030 | 0 |  | 0 | 0
Lateral Hardening-Fuse-90719549 | Lateral Hardening | 13007 | 0 |  | 0 | 0
Lateral Hardening-Fuse-90719743 | Lateral Hardening | 13176 | 2022 |  | 0 | 2022
Lateral Hardening-Fuse-90720720 | Lateral Hardening | 13813 | 0 |  | 0 | 0
Lateral Hardening-Fuse-90722415 | Lateral Hardening | 13808 | 0 |  | 0 | 0
Lateral Hardening-Fuse-90723592 | Lateral Hardening | 14306 | 0 |  | 0 | 0
Lateral Hardening-Fuse-90727016 | Lateral Hardening | 13648 | 0 |  | 0 | 0
Lateral Hardening-Fuse-90727942 | Lateral Hardening | 13539 | 0 |  | 0 | 0
Lateral Hardening-Fuse-90728045 | Lateral Hardening | 13099 | 0 |  | 0 | 0
Lateral Hardening-Fuse-90729885 | Lateral Hardening | 13431 | 0 |  | 0 | 0
Lateral Hardening-Fuse-90729949 | Lateral Hardening | 13254 | 0 |  | 0 | 0
Lateral Hardening-Fuse-90731128 | Lateral Hardening | 13294 | 0 |  | 0 | 0
Lateral Hardening-Fuse-90731194 | Lateral Hardening | 13462 | 0 |  | 0 | 0
Lateral Hardening-Fuse-90733129 | Lateral Hardening | 13082 | 2029 |  | 0 | 2029
Lateral Hardening-Fuse-90734326 | Lateral Hardening | 13470 | 2026 |  | 0 | 2026
Lateral Hardening-Fuse-90734367 | Lateral Hardening | 13935 | 0 |  | 0 | 0
Lateral Hardening-Fuse-90734368 | Lateral Hardening | 13133 | 2027 |  | 0 | 2027
Lateral Hardening-Fuse-90735204 | Lateral Hardening | 13613 | 0 |  | 0 | 0
Lateral Hardening-Fuse-90737020 | Lateral Hardening | 13715 | 2021 |  | 0 | 2021
Lateral Hardening-Fuse-90737773 | Lateral Hardening | 13125 | 0 |  | 0 | 0
Lateral Hardening-Fuse-90738378 | Lateral Hardening | 13071 | 2020 |  | 0 | 2020
Lateral Hardening-Fuse-90740214 | Lateral Hardening | 13737 | 2023 |  | 0 | 2023
Lateral Hardening-Fuse-90740675 | Lateral Hardening | 13373 | 0 |  | 0 | 0
Lateral Hardening-Fuse-90740699 | Lateral Hardening | 13737 | 2023 |  | 0 | 2023
Lateral Hardening-Fuse-90740787 | Lateral Hardening | 13373 | 0 |  | 0 | 0
Lateral Hardening-Fuse-90741316 | Lateral Hardening | 13019 | 0 |  | 0 | 0
Lateral Hardening-Fuse-90743601 | Lateral Hardening | 13436 | 0 |  | 0 | 0
Lateral Hardening-Fuse-90744093 | Lateral Hardening | 13126 | 0 |  | 0 | 0
Lateral Hardening-Fuse-90744576 | Lateral Hardening | 13579 | 0 |  | 0 | 0
Lateral Hardening-Fuse-90744865 | Lateral Hardening | 13657 | 0 |  | 0 | 0
Lateral Hardening-Fuse-90744982 | Lateral Hardening | 13034 | 0 |  | 0 | 0
Lateral Hardening-Fuse-90746059 | Lateral Hardening | 13423 | 0 |  | 0 | 0
Lateral Hardening-Fuse-90746512 | Lateral Hardening | 13661 | 0 |  | 0 | 0
Lateral Hardening-Fuse-90746814 | Lateral Hardening | 13993 | 0 |  | 0 | 0
Lateral Hardening-Fuse-90746817 | Lateral Hardening | 13007 | 0 |  | 0 | 0
Lateral Hardening-Fuse-90746960 | Lateral Hardening | 13813 | 0 |  | 0 | 0
Lateral Hardening-Fuse-90746962 | Lateral Hardening | 13813 | 0 |  | 0 | 0
Lateral Hardening-Fuse-90747061 | Lateral Hardening | 13030 | 0 |  | 0 | 0
Lateral Hardening-Fuse-90747175 | Lateral Hardening | 13656 | 0 |  | 0 | 0
Lateral Hardening-Fuse-90747292 | Lateral Hardening | 13942 | 0 |  | 0 | 0
Lateral Hardening-Fuse-90747349 | Lateral Hardening | 13391 | 0 |  | 0 | 0
Lateral Hardening-Fuse-90747757 | Lateral Hardening | 13370 | 2022 |  | 0 | 2022
Lateral Hardening-Fuse-90747759 | Lateral Hardening | 13370 | 2022 |  | 0 | 2022
Lateral Hardening-Fuse-90747854 | Lateral Hardening | 13207 | 0 |  | 0 | 0
Lateral Hardening-Fuse-90748003 | Lateral Hardening | 13166 | 0 |  | 0 | 0
Lateral Hardening-Fuse-90748138 | Lateral Hardening | 13103 | 2024 |  | 0 | 2024
Lateral Hardening-Fuse-90748252 | Lateral Hardening | 13102 | 2022 |  | 0 | 2022
Lateral Hardening-Fuse-90748869 | Lateral Hardening | 13935 | 0 |  | 0 | 0
Lateral Hardening-Fuse-90749642 | Lateral Hardening | 13081 | 0 |  | 0 | 0
Lateral Hardening-Fuse-90750012 | Lateral Hardening | 13082 | 0 |  | 0 | 0
Lateral Hardening-Fuse-90750650 | Lateral Hardening | 13690 | 0 |  | 0 | 0
Lateral Hardening-Fuse-90751081 | Lateral Hardening | 14000 | 0 |  | 0 | 0
Lateral Hardening-Fuse-90751124 | Lateral Hardening | 13017 | 2025 |  | 0 | 2025
Lateral Hardening-Fuse-90751205 | Lateral Hardening | 14000 | 0 |  | 0 | 0
Lateral Hardening-Fuse-90751259 | Lateral Hardening | 13098 | 0 |  | 0 | 0
Lateral Hardening-Fuse-90751844 | Lateral Hardening | 13229 | 0 |  | 0 | 0
Lateral Hardening-Fuse-90753978 | Lateral Hardening | 13065 | 0 |  | 0 | 0
Lateral Hardening-Fuse-90755914 | Lateral Hardening | 13065 | 0 |  | 0 | 0
Lateral Hardening-Fuse-90755954 | Lateral Hardening | 13454 | 2020 |  | 0 | 2020
Lateral Hardening-Fuse-90755987 | Lateral Hardening | 13314 | 0 |  | 0 | 0
Lateral Hardening-Fuse-90756993 | Lateral Hardening | 14050 | 0 |  | 0 | 0
Lateral Hardening-Fuse-90757102 | Lateral Hardening | 14050 | 0 |  | 0 | 0
Lateral Hardening-Fuse-90757858 | Lateral Hardening | 13440 | 0 |  | 0 | 0
Lateral Hardening-Fuse-90757969 | Lateral Hardening | 13065 | 0 |  | 0 | 0
Lateral Hardening-Fuse-90758161 | Lateral Hardening | 13471 | 0 |  | 0 | 0
Lateral Hardening-Fuse-90758311 | Lateral Hardening | 13278 | 0 |  | 0 | 0
Lateral Hardening-Fuse-90758946 | Lateral Hardening | 13943 | 0 |  | 0 | 0
Lateral Hardening-Fuse-90759504 | Lateral Hardening | 13576 | 0 |  | 0 | 0
Lateral Hardening-Fuse-90759671 | Lateral Hardening | 13813 | 0 |  | 0 | 0
Lateral Hardening-Fuse-90763094 | Lateral Hardening | 13177 | 0 |  | 0 | 0
Lateral Hardening-Fuse-90763682 | Lateral Hardening | 13839 | 2027 | 2026 | 1 | 2026
Lateral Hardening-Fuse-90765789 | Lateral Hardening | 13373 | 0 |  | 0 | 0
Lateral Hardening-Fuse-90766070 | Lateral Hardening | 13839 | 0 |  | 0 | 0
Lateral Hardening-Fuse-90766136 | Lateral Hardening | 13839 | 0 |  | 0 | 0
Lateral Hardening-Fuse-90767118 | Lateral Hardening | 13098 | 2024 |  | 0 | 2024
Lateral Hardening-Fuse-90767126 | Lateral Hardening | 13470 | 0 |  | 0 | 0
Lateral Hardening-Fuse-90767257 | Lateral Hardening | 13582 | 0 |  | 0 | 0
Lateral Hardening-Fuse-90767337 | Lateral Hardening | 14050 | 0 |  | 0 | 0
Lateral Hardening-Fuse-90767552 | Lateral Hardening | 13470 | 0 |  | 0 | 0
Lateral Hardening-Fuse-90767559 | Lateral Hardening | 14050 | 0 |  | 0 | 0
Lateral Hardening-Fuse-90767926 | Lateral Hardening | 13194 | 0 |  | 0 | 0
Lateral Hardening-Fuse-90768462 | Lateral Hardening | 13373 | 0 |  | 0 | 0
Lateral Hardening-Fuse-90769799 | Lateral Hardening | 13577 | 0 |  | 0 | 0
Lateral Hardening-Fuse-90770619 | Lateral Hardening | 13129 | 0 |  | 0 | 0
Lateral Hardening-Fuse-90770625 | Lateral Hardening | 13129 | 0 |  | 0 | 0
Lateral Hardening-Fuse-90771590 | Lateral Hardening | 13455 | 0 |  | 0 | 0
Lateral Hardening-Fuse-90771701 | Lateral Hardening | 14144 | 0 |  | 0 | 0
Lateral Hardening-Fuse-90772073 | Lateral Hardening | 14024 | 0 |  | 0 | 0
Lateral Hardening-Fuse-90772380 | Lateral Hardening | 14024 | 0 |  | 0 | 0
Lateral Hardening-Fuse-90772684 | Lateral Hardening | 13836 | 0 |  | 0 | 0
Lateral Hardening-Fuse-90773234 | Lateral Hardening | 13838 | 0 |  | 0 | 0
Lateral Hardening-Fuse-90773297 | Lateral Hardening | 13373 | 0 |  | 0 | 0
Lateral Hardening-Fuse-90773669 | Lateral Hardening | 13787 | 0 |  | 0 | 0
Lateral Hardening-Fuse-90773877 | Lateral Hardening | 13722 | 0 |  | 0 | 0
Lateral Hardening-Fuse-90773992 | Lateral Hardening | 13308 | 0 |  | 0 | 0
Lateral Hardening-Fuse-90775248 | Lateral Hardening | 13297 | 0 |  | 0 | 0
Lateral Hardening-Fuse-90776418 | Lateral Hardening | 14144 | 0 |  | 0 | 0
Lateral Hardening-Fuse-90776419 | Lateral Hardening | 14144 | 0 |  | 0 | 0
Lateral Hardening-Fuse-90776482 | Lateral Hardening | 13298 | 0 |  | 0 | 0
Lateral Hardening-Fuse-90776704 | Lateral Hardening | 13787 | 0 |  | 0 | 0
Lateral Hardening-Fuse-90778123 | Lateral Hardening | 13065 | 0 |  | 0 | 0
Lateral Hardening-Fuse-90778126 | Lateral Hardening | 13065 | 0 |  | 0 | 0
Lateral Hardening-Fuse-90780494 | Lateral Hardening | 13103 | 0 |  | 0 | 0
Lateral Hardening-Fuse-90780561 | Lateral Hardening | 13370 | 0 |  | 0 | 0
Lateral Hardening-Fuse-90782167 | Lateral Hardening | 13583 | 2028 |  | 0 | 2028
Lateral Hardening-Fuse-90782634 | Lateral Hardening | 13695 | 0 |  | 0 | 0
Lateral Hardening-Fuse-90782843 | Lateral Hardening | 13372 | 0 |  | 0 | 0
Lateral Hardening-Fuse-90783188 | Lateral Hardening | 13065 | 2028 |  | 0 | 2028
Lateral Hardening-Fuse-90783617 | Lateral Hardening | 13097 | 0 |  | 0 | 0
Lateral Hardening-Fuse-90784240 | Lateral Hardening | 13648 | 0 |  | 0 | 0
Lateral Hardening-Fuse-90784588 | Lateral Hardening | 13657 | 0 |  | 0 | 0
Lateral Hardening-Fuse-90785176 | Lateral Hardening | 13256 | 0 |  | 0 | 0
Lateral Hardening-Fuse-90785587 | Lateral Hardening | 13065 | 0 |  | 0 | 0
Lateral Hardening-Fuse-90787275 | Lateral Hardening | 13279 | 2027 |  | 0 | 2027
Lateral Hardening-Fuse-90787418 | Lateral Hardening | 13303 | 0 |  | 0 | 0
Lateral Hardening-Fuse-90789543 | Lateral Hardening | 13005 | 0 |  | 0 | 0
Lateral Hardening-Fuse-90789857 | Lateral Hardening | 13098 | 0 |  | 0 | 0
Lateral Hardening-Fuse-90789866 | Lateral Hardening | 14112 | 0 |  | 0 | 0
Lateral Hardening-Fuse-90789941 | Lateral Hardening | 13064 | 0 |  | 0 | 0
Lateral Hardening-Fuse-90791837 | Lateral Hardening | 13063 | 0 |  | 0 | 0
Lateral Hardening-Fuse-90792235 | Lateral Hardening | 13011 | 0 |  | 0 | 0
Lateral Hardening-Fuse-90792446 | Lateral Hardening | 13004 | 2023 |  | 0 | 2023
Lateral Hardening-Fuse-90792627 | Lateral Hardening | 13059 | 0 |  | 0 | 0
Lateral Hardening-Fuse-90793511 | Lateral Hardening | 14144 | 2029 |  | 0 | 2029
Lateral Hardening-Fuse-90793590 | Lateral Hardening | 13028 | 2023 |  | 0 | 2023
Lateral Hardening-Fuse-90795105 | Lateral Hardening | 13098 | 2024 |  | 0 | 2024
Lateral Hardening-Fuse-90796102 | Lateral Hardening | 13098 | 0 |  | 0 | 0
Lateral Hardening-Fuse-90796385 | Lateral Hardening | 13113 | 2021 |  | 0 | 2021
Lateral Hardening-Fuse-90797364 | Lateral Hardening | 13331 | 0 |  | 0 | 0
Lateral Hardening-Fuse-90797413 | Lateral Hardening | 13693 | 0 |  | 0 | 0
Lateral Hardening-Fuse-90797626 | Lateral Hardening | 13494 | 0 |  | 0 | 0
Lateral Hardening-Fuse-90798073 | Lateral Hardening | 13370 | 2022 |  | 0 | 2022
Lateral Hardening-Fuse-90798436 | Lateral Hardening | 13099 | 0 |  | 0 | 0
Lateral Hardening-Fuse-90799155 | Lateral Hardening | 13423 | 2028 |  | 0 | 2028
Lateral Hardening-Fuse-90800019 | Lateral Hardening | 13228 | 0 |  | 0 | 0
Lateral Hardening-Fuse-90800616 | Lateral Hardening | 13839 | 0 |  | 0 | 0
Lateral Hardening-Fuse-90800618 | Lateral Hardening | 13373 | 0 |  | 0 | 0
Lateral Hardening-Fuse-90800733 | Lateral Hardening | 13993 | 0 |  | 0 | 0
Lateral Hardening-Fuse-90801089 | Lateral Hardening | 13835 | 0 |  | 0 | 0
Lateral Hardening-Fuse-90801235 | Lateral Hardening | 13103 | 0 |  | 0 | 0
Lateral Hardening-Fuse-90801370 | Lateral Hardening | 13813 | 0 |  | 0 | 0
Lateral Hardening-Fuse-90801771 | Lateral Hardening | 13835 | 0 |  | 0 | 0
Lateral Hardening-Fuse-90801955 | Lateral Hardening | 13328 | 0 |  | 0 | 0
Lateral Hardening-Fuse-90802424 | Lateral Hardening | 13065 | 2028 |  | 0 | 2028
Lateral Hardening-Fuse-90802629 | Lateral Hardening | 13342 | 0 |  | 0 | 0
Lateral Hardening-Fuse-90802769 | Lateral Hardening | 13612 | 0 |  | 0 | 0
Lateral Hardening-Fuse-90802775 | Lateral Hardening | 13194 | 0 |  | 0 | 0
Lateral Hardening-Fuse-90802820 | Lateral Hardening | 13838 | 0 |  | 0 | 0
Lateral Hardening-Fuse-90802827 | Lateral Hardening | 13838 | 0 |  | 0 | 0
Lateral Hardening-Fuse-90802828 | Lateral Hardening | 13838 | 0 |  | 0 | 0
Lateral Hardening-Fuse-90804531 | Lateral Hardening | 13112 | 0 |  | 0 | 0
Lateral Hardening-Fuse-90804532 | Lateral Hardening | 13112 | 2028 |  | 0 | 2028
Lateral Hardening-Fuse-90804573 | Lateral Hardening | 13112 | 0 |  | 0 | 0
Lateral Hardening-Fuse-90804598 | Lateral Hardening | 14124 | 0 |  | 0 | 0
Lateral Hardening-Fuse-90805980 | Lateral Hardening | 13061 | 2029 |  | 0 | 2029
Lateral Hardening-Fuse-90806019 | Lateral Hardening | 13061 | 0 |  | 0 | 0
Lateral Hardening-Fuse-90807174 | Lateral Hardening | 13064 | 0 |  | 0 | 0
Lateral Hardening-Fuse-90807370 | Lateral Hardening | 13457 | 0 |  | 0 | 0
Lateral Hardening-Fuse-90808763 | Lateral Hardening | 14112 | 0 |  | 0 | 0
Lateral Hardening-Fuse-90809591 | Lateral Hardening | 13112 | 0 |  | 0 | 0
Lateral Hardening-Fuse-90810130 | Lateral Hardening | 13993 | 0 |  | 0 | 0
Lateral Hardening-Fuse-90810525 | Lateral Hardening | 13419 | 0 |  | 0 | 0
Lateral Hardening-Fuse-90810633 | Lateral Hardening | 13953 | 0 |  | 0 | 0
Lateral Hardening-Fuse-90812828 | Lateral Hardening | 13605 | 0 |  | 0 | 0
Lateral Hardening-Fuse-90813030 | Lateral Hardening | 13089 | 0 |  | 0 | 0
Lateral Hardening-Fuse-90813031 | Lateral Hardening | 13089 | 0 |  | 0 | 0
Lateral Hardening-Fuse-90813723 | Lateral Hardening | 13605 | 0 |  | 0 | 0
Lateral Hardening-Fuse-90813818 | Lateral Hardening | 13081 | 0 |  | 0 | 0
Lateral Hardening-Fuse-90815197 | Lateral Hardening | 13786 | 2024 |  | 0 | 2024
Lateral Hardening-Fuse-90815303 | Lateral Hardening | 13786 | 0 |  | 0 | 0
Lateral Hardening-Fuse-90816343 | Lateral Hardening | 13158 | 2021 |  | 0 | 2021
Lateral Hardening-Fuse-90816352 | Lateral Hardening | 13158 | 0 |  | 0 | 0
Lateral Hardening-Fuse-90816450 | Lateral Hardening | 13268 | 0 |  | 0 | 0
Lateral Hardening-Fuse-90816572 | Lateral Hardening | 13509 | 0 |  | 0 | 0
Lateral Hardening-Fuse-90816573 | Lateral Hardening | 13509 | 0 |  | 0 | 0
Lateral Hardening-Fuse-90816576 | Lateral Hardening | 13509 | 0 |  | 0 | 0
Lateral Hardening-Fuse-90816578 | Lateral Hardening | 13509 | 0 |  | 0 | 0
Lateral Hardening-Fuse-90816669 | Lateral Hardening | 13509 | 0 |  | 0 | 0
Lateral Hardening-Fuse-90816670 | Lateral Hardening | 13509 | 0 |  | 0 | 0
Lateral Hardening-Fuse-90816680 | Lateral Hardening | 13509 | 0 |  | 0 | 0
Lateral Hardening-Fuse-90816687 | Lateral Hardening | 13509 | 0 |  | 0 | 0
Lateral Hardening-Fuse-90817098 | Lateral Hardening | 13661 | 0 |  | 0 | 0
Lateral Hardening-Fuse-90817794 | Lateral Hardening | 13993 | 0 |  | 0 | 0
Lateral Hardening-Fuse-90818527 | Lateral Hardening | 13330 | 0 |  | 0 | 0
Lateral Hardening-Fuse-90819535 | Lateral Hardening | 13959 | 0 |  | 0 | 0
Lateral Hardening-Fuse-90819593 | Lateral Hardening | 13959 | 2024 |  | 0 | 2024
Lateral Hardening-Fuse-90820555 | Lateral Hardening | 13043 | 0 |  | 0 | 0
Lateral Hardening-Fuse-90821455 | Lateral Hardening | 13787 | 0 |  | 0 | 0
Lateral Hardening-Fuse-90821472 | Lateral Hardening | 13787 | 0 |  | 0 | 0
Lateral Hardening-Fuse-90822676 | Lateral Hardening | 13006 | 0 |  | 0 | 0
Lateral Hardening-Fuse-90823205 | Lateral Hardening | 13330 | 0 |  | 0 | 0
Lateral Hardening-Fuse-90823812 | Lateral Hardening | 13329 | 2022 |  | 0 | 2022
Lateral Hardening-Fuse-90823944 | Lateral Hardening | 14102 | 0 |  | 0 | 0
Lateral Hardening-Fuse-90824008 | Lateral Hardening | 13708 | 0 |  | 0 | 0
Lateral Hardening-Fuse-90824395 | Lateral Hardening | 13514 | 0 |  | 0 | 0
Lateral Hardening-Fuse-90824396 | Lateral Hardening | 13514 | 0 |  | 0 | 0
Lateral Hardening-Fuse-90824806 | Lateral Hardening | 13064 | 2029 |  | 0 | 2029
Lateral Hardening-Fuse-90825872 | Lateral Hardening | 13314 | 0 |  | 0 | 0
Lateral Hardening-Fuse-90826060 | Lateral Hardening | 13328 | 0 |  | 0 | 0
Lateral Hardening-Fuse-90826552 | Lateral Hardening | 13787 | 0 |  | 0 | 0
Lateral Hardening-Fuse-90826567 | Lateral Hardening | 13787 | 0 |  | 0 | 0
Lateral Hardening-Fuse-90827041 | Lateral Hardening | 13373 | 2024 |  | 0 | 2024
Lateral Hardening-Fuse-90829180 | Lateral Hardening | 13838 | 2026 |  | 0 | 2026
Lateral Hardening-Fuse-90830097 | Lateral Hardening | 13899 | 0 |  | 0 | 0
Lateral Hardening-Fuse-90830919 | Lateral Hardening | 13576 | 0 |  | 0 | 0
Lateral Hardening-Fuse-90830974 | Lateral Hardening | 13576 | 0 |  | 0 | 0
Lateral Hardening-Fuse-90830976 | Lateral Hardening | 13328 | 2029 |  | 0 | 2029
Lateral Hardening-Fuse-90831490 | Lateral Hardening | 13605 | 0 |  | 0 | 0
Lateral Hardening-Fuse-90832184 | Lateral Hardening | 13959 | 0 |  | 0 | 0
Lateral Hardening-Fuse-90832189 | Lateral Hardening | 13959 | 0 |  | 0 | 0
Lateral Hardening-Fuse-90832202 | Lateral Hardening | 13959 | 0 |  | 0 | 0
Lateral Hardening-Fuse-90832225 | Lateral Hardening | 13959 | 0 |  | 0 | 0
Lateral Hardening-Fuse-90832740 | Lateral Hardening | 13328 | 0 |  | 0 | 0
Lateral Hardening-Fuse-90832918 | Lateral Hardening | 13006 | 0 |  | 0 | 0
Lateral Hardening-Fuse-90833017 | Lateral Hardening | 13172 | 0 |  | 0 | 0
Lateral Hardening-Fuse-90833056 | Lateral Hardening | 13328 | 0 |  | 0 | 0
Lateral Hardening-Fuse-90833118 | Lateral Hardening | 13787 | 0 |  | 0 | 0
Lateral Hardening-Fuse-90833262 | Lateral Hardening | 13329 | 0 |  | 0 | 0
Lateral Hardening-Fuse-90833302 | Lateral Hardening | 13470 | 0 |  | 0 | 0
Lateral Hardening-Fuse-90833382 | Lateral Hardening | 13422 | 0 |  | 0 | 0
Lateral Hardening-Fuse-90833410 | Lateral Hardening | 14111 | 0 |  | 0 | 0
Lateral Hardening-Fuse-90833711 | Lateral Hardening | 14111 | 0 |  | 0 | 0
Lateral Hardening-Fuse-90833732 | Lateral Hardening | 14111 | 0 |  | 0 | 0
Lateral Hardening-Fuse-90834084 | Lateral Hardening | 13724 | 0 |  | 0 | 0
Lateral Hardening-Fuse-90834233 | Lateral Hardening | 13717 | 0 |  | 0 | 0
Lateral Hardening-Fuse-90834854 | Lateral Hardening | 13330 | 0 |  | 0 | 0
Lateral Hardening-Fuse-90835103 | Lateral Hardening | 13423 | 0 |  | 0 | 0
Lateral Hardening-Fuse-90835208 | Lateral Hardening | 13207 | 0 |  | 0 | 0
Lateral Hardening-Fuse-90835311 | Lateral Hardening | 13130 | 0 |  | 0 | 0
Lateral Hardening-Fuse-90836102 | Lateral Hardening | 13838 | 0 |  | 0 | 0
Lateral Hardening-Fuse-90836217 | Lateral Hardening | 13805 | 0 |  | 0 | 0
Lateral Hardening-Fuse-90836260 | Lateral Hardening | 13838 | 0 |  | 0 | 0
Lateral Hardening-Fuse-90836545 | Lateral Hardening | 13838 | 0 |  | 0 | 0
Lateral Hardening-Fuse-90836564 | Lateral Hardening | 13838 | 0 |  | 0 | 0
Lateral Hardening-Fuse-90836583 | Lateral Hardening | 13334 | 0 |  | 0 | 0
Lateral Hardening-Fuse-90836592 | Lateral Hardening | 13838 | 2026 |  | 0 | 2026
Lateral Hardening-Fuse-90836846 | Lateral Hardening | 13435 | 0 |  | 0 | 0
Lateral Hardening-Fuse-90837105 | Lateral Hardening | 13130 | 2029 |  | 0 | 2029
Lateral Hardening-Fuse-90837504 | Lateral Hardening | 13130 | 0 |  | 0 | 0
Lateral Hardening-Fuse-90837669 | Lateral Hardening | 13130 | 2029 |  | 0 | 2029
Lateral Hardening-Fuse-90837776 | Lateral Hardening | 13422 | 0 |  | 0 | 0
Lateral Hardening-Fuse-90837911 | Lateral Hardening | 13006 | 0 |  | 0 | 0
Lateral Hardening-Fuse-90838002 | Lateral Hardening | 13839 | 0 |  | 0 | 0
Lateral Hardening-Fuse-90838101 | Lateral Hardening | 13130 | 0 |  | 0 | 0
Lateral Hardening-Fuse-90838270 | Lateral Hardening | 13006 | 0 |  | 0 | 0
Lateral Hardening-Fuse-90838310 | Lateral Hardening | 13422 | 0 |  | 0 | 0
Lateral Hardening-Fuse-90839377 | Lateral Hardening | 13097 | 0 |  | 0 | 0
Lateral Hardening-Fuse-90839427 | Lateral Hardening | 13422 | 0 |  | 0 | 0
Lateral Hardening-Fuse-90840104 | Lateral Hardening | 13130 | 2029 |  | 0 | 2029
Lateral Hardening-Fuse-90840120 | Lateral Hardening | 13130 | 0 |  | 0 | 0
Lateral Hardening-Fuse-90840181 | Lateral Hardening | 13130 | 0 |  | 0 | 0
Lateral Hardening-Fuse-90840489 | Lateral Hardening | 13006 | 0 |  | 0 | 0
Lateral Hardening-Fuse-90840668 | Lateral Hardening | 13422 | 0 |  | 0 | 0
Lateral Hardening-Fuse-90840941 | Lateral Hardening | 13492 | 0 |  | 0 | 0
Lateral Hardening-Fuse-90840968 | Lateral Hardening | 13130 | 0 |  | 0 | 0
Lateral Hardening-Fuse-90841063 | Lateral Hardening | 13724 | 0 |  | 0 | 0
Lateral Hardening-Fuse-90841117 | Lateral Hardening | 13423 | 0 |  | 0 | 0
Lateral Hardening-Fuse-90841214 | Lateral Hardening | 13423 | 0 |  | 0 | 0
Lateral Hardening-Fuse-90842323 | Lateral Hardening | 13455 | 0 |  | 0 | 0
Lateral Hardening-Fuse-90842763 | Lateral Hardening | 13298 | 0 |  | 0 | 0
Lateral Hardening-Fuse-90843809 | Lateral Hardening | 13656 | 0 |  | 0 | 0
Lateral Hardening-Fuse-90843905 | Lateral Hardening | 13147 | 0 |  | 0 | 0
Lateral Hardening-Fuse-90844137 | Lateral Hardening | 13146 | 0 |  | 0 | 0
Lateral Hardening-Fuse-90844641 | Lateral Hardening | 13011 | 0 |  | 0 | 0
Lateral Hardening-Fuse-90845001 | Lateral Hardening | 13892 | 0 |  | 0 | 0
Lateral Hardening-Fuse-90845605 | Lateral Hardening | 13576 | 0 |  | 0 | 0
Lateral Hardening-Fuse-90845955 | Lateral Hardening | 13330 | 0 |  | 0 | 0
Lateral Hardening-Fuse-90846191 | Lateral Hardening | 13148 | 0 |  | 0 | 0
Lateral Hardening-Fuse-90846303 | Lateral Hardening | 13959 | 2024 |  | 0 | 2024
Lateral Hardening-Fuse-90846555 | Lateral Hardening | 13148 | 0 |  | 0 | 0
Lateral Hardening-Fuse-90847074 | Lateral Hardening | 13148 | 0 |  | 0 | 0
Lateral Hardening-Fuse-90847111 | Lateral Hardening | 13330 | 2025 |  | 0 | 2025
Lateral Hardening-Fuse-90847144 | Lateral Hardening | 13148 | 0 |  | 0 | 0
Lateral Hardening-Fuse-90847184 | Lateral Hardening | 14124 | 0 |  | 0 | 0
Lateral Hardening-Fuse-90847517 | Lateral Hardening | 13993 | 0 |  | 0 | 0
Lateral Hardening-Fuse-90847518 | Lateral Hardening | 13993 | 0 |  | 0 | 0
Lateral Hardening-Fuse-90847580 | Lateral Hardening | 13993 | 0 |  | 0 | 0
Lateral Hardening-Fuse-90847913 | Lateral Hardening | 13754 | 2025 |  | 0 | 2025
Lateral Hardening-Fuse-90847971 | Lateral Hardening | 13148 | 2025 |  | 0 | 2025
Lateral Hardening-Fuse-90848063 | Lateral Hardening | 13148 | 0 |  | 0 | 0
Lateral Hardening-Fuse-90848130 | Lateral Hardening | 13656 | 2025 |  | 0 | 2025
Lateral Hardening-Fuse-90848138 | Lateral Hardening | 13785 | 0 |  | 0 | 0
Lateral Hardening-Fuse-90848304 | Lateral Hardening | 13785 | 0 |  | 0 | 0
Lateral Hardening-Fuse-90849589 | Lateral Hardening | 13786 | 0 |  | 0 | 0
Lateral Hardening-Fuse-90849629 | Lateral Hardening | 14123 | 0 |  | 0 | 0
Lateral Hardening-Fuse-90850535 | Lateral Hardening | 13724 | 0 |  | 0 | 0
Lateral Hardening-Fuse-90850557 | Lateral Hardening | 13106 | 0 |  | 0 | 0
Lateral Hardening-Fuse-90850575 | Lateral Hardening | 13106 | 0 |  | 0 | 0
Lateral Hardening-Fuse-90850728 | Lateral Hardening | 13298 | 0 |  | 0 | 0
Lateral Hardening-Fuse-90850833 | Lateral Hardening | 13028 | 2023 |  | 0 | 2023
Lateral Hardening-Fuse-90851456 | Lateral Hardening | 13785 | 0 |  | 0 | 0
Lateral Hardening-Fuse-90851473 | Lateral Hardening | 13785 | 2021 |  | 0 | 2021
Lateral Hardening-Fuse-90851684 | Lateral Hardening | 13294 | 0 |  | 0 | 0
Lateral Hardening-Fuse-90852320 | Lateral Hardening | 13577 | 0 |  | 0 | 0
Lateral Hardening-Fuse-90852332 | Lateral Hardening | 13577 | 0 |  | 0 | 0
Lateral Hardening-Fuse-90852382 | Lateral Hardening | 13129 | 0 |  | 0 | 0
Lateral Hardening-Fuse-90852458 | Lateral Hardening | 13839 | 0 |  | 0 | 0
Lateral Hardening-Fuse-90852459 | Lateral Hardening | 13839 | 0 |  | 0 | 0
Lateral Hardening-Fuse-90852522 | Lateral Hardening | 13097 | 0 |  | 0 | 0
Lateral Hardening-Fuse-90852788 | Lateral Hardening | 13148 | 2025 |  | 0 | 2025
Lateral Hardening-Fuse-90852849 | Lateral Hardening | 13786 | 0 |  | 0 | 0
Lateral Hardening-Fuse-90853562 | Lateral Hardening | 13505 | 0 |  | 0 | 0
Lateral Hardening-Fuse-90855350 | Lateral Hardening | 13146 | 0 |  | 0 | 0
Lateral Hardening-Fuse-90856088 | Lateral Hardening | 13787 | 0 |  | 0 | 0
Lateral Hardening-Fuse-90856206 | Lateral Hardening | 13787 | 0 |  | 0 | 0
Lateral Hardening-Fuse-90856268 | Lateral Hardening | 13148 | 0 |  | 0 | 0
Lateral Hardening-Fuse-90856606 | Lateral Hardening | 13796 | 0 |  | 0 | 0
Lateral Hardening-Fuse-90856935 | Lateral Hardening | 13787 | 0 |  | 0 | 0
Lateral Hardening-Fuse-90857024 | Lateral Hardening | 13787 | 0 |  | 0 | 0
Lateral Hardening-Fuse-90857924 | Lateral Hardening | 13787 | 0 |  | 0 | 0
Lateral Hardening-Fuse-90858554 | Lateral Hardening | 13911 | 0 |  | 0 | 0
Lateral Hardening-Fuse-90858611 | Lateral Hardening | 13911 | 0 |  | 0 | 0
Lateral Hardening-Fuse-90859380 | Lateral Hardening | 13011 | 0 |  | 0 | 0
Lateral Hardening-Fuse-90859584 | Lateral Hardening | 13148 | 0 |  | 0 | 0
Lateral Hardening-Fuse-90860287 | Lateral Hardening | 13148 | 0 |  | 0 | 0
Lateral Hardening-Fuse-90860395 | Lateral Hardening | 13148 | 0 |  | 0 | 0
Lateral Hardening-Fuse-90860962 | Lateral Hardening | 13147 | 0 |  | 0 | 0
Lateral Hardening-Fuse-90861207 | Lateral Hardening | 14069 | 0 |  | 0 | 0
Lateral Hardening-Fuse-90861215 | Lateral Hardening | 14069 | 0 |  | 0 | 0
Lateral Hardening-Fuse-90861238 | Lateral Hardening | 13796 | 0 |  | 0 | 0
Lateral Hardening-Fuse-90862582 | Lateral Hardening | 14069 | 0 |  | 0 | 0
Lateral Hardening-Fuse-90862870 | Lateral Hardening | 13227 | 0 |  | 0 | 0
Lateral Hardening-Fuse-90863507 | Lateral Hardening | 13328 | 0 |  | 0 | 0
Lateral Hardening-Fuse-90863712 | Lateral Hardening | 13096 | 0 |  | 0 | 0
Lateral Hardening-Fuse-90864662 | Lateral Hardening | 13098 | 0 |  | 0 | 0
Lateral Hardening-Fuse-90864902 | Lateral Hardening | 14114 | 0 |  | 0 | 0
Lateral Hardening-Fuse-90865718 | Lateral Hardening | 13733 | 2029 |  | 0 | 2029
Lateral Hardening-Fuse-90866450 | Lateral Hardening | 13505 | 0 |  | 0 | 0
Lateral Hardening-Fuse-90867085 | Lateral Hardening | 13082 | 0 |  | 0 | 0
Lateral Hardening-Fuse-90867203 | Lateral Hardening | 13130 | 0 |  | 0 | 0
Lateral Hardening-Fuse-90867280 | Lateral Hardening | 13839 | 0 |  | 0 | 0
Lateral Hardening-Fuse-90867507 | Lateral Hardening | 13100 | 0 |  | 0 | 0
Lateral Hardening-Fuse-90867708 | Lateral Hardening | 13813 | 0 |  | 0 | 0
Lateral Hardening-Fuse-90867711 | Lateral Hardening | 13813 | 0 |  | 0 | 0
Lateral Hardening-Fuse-90868327 | Lateral Hardening | 13786 | 0 |  | 0 | 0
Lateral Hardening-Fuse-90868480 | Lateral Hardening | 13099 | 0 |  | 0 | 0
Lateral Hardening-Fuse-90868481 | Lateral Hardening | 13099 | 0 |  | 0 | 0
Lateral Hardening-Fuse-90868672 | Lateral Hardening | 13932 | 0 |  | 0 | 0
Lateral Hardening-Fuse-90869092 | Lateral Hardening | 13787 | 0 |  | 0 | 0
Lateral Hardening-Fuse-90869100 | Lateral Hardening | 13099 | 0 |  | 0 | 0
Lateral Hardening-Fuse-90869177 | Lateral Hardening | 13828 | 0 |  | 0 | 0
Lateral Hardening-Fuse-90869352 | Lateral Hardening | 13699 | 0 |  | 0 | 0
Lateral Hardening-Fuse-90869354 | Lateral Hardening | 13699 | 0 |  | 0 | 0
Lateral Hardening-Fuse-90869373 | Lateral Hardening | 13098 | 0 |  | 0 | 0
Lateral Hardening-Fuse-90869610 | Lateral Hardening | 13097 | 0 |  | 0 | 0
Lateral Hardening-Fuse-90869815 | Lateral Hardening | 13096 | 0 |  | 0 | 0
Lateral Hardening-Fuse-90870242 | Lateral Hardening | 13805 | 0 |  | 0 | 0
Lateral Hardening-Fuse-90870553 | Lateral Hardening | 13805 | 0 |  | 0 | 0
Lateral Hardening-Fuse-90870881 | Lateral Hardening | 13813 | 0 |  | 0 | 0
Lateral Hardening-Fuse-90871197 | Lateral Hardening | 13213 | 0 |  | 0 | 0
Lateral Hardening-Fuse-90871627 | Lateral Hardening | 13924 | 0 |  | 0 | 0
Lateral Hardening-Fuse-90871885 | Lateral Hardening | 13099 | 0 |  | 0 | 0
Lateral Hardening-Fuse-90872759 | Lateral Hardening | 13924 | 0 |  | 0 | 0
Lateral Hardening-Fuse-90872926 | Lateral Hardening | 13835 | 0 |  | 0 | 0
Lateral Hardening-Fuse-90872927 | Lateral Hardening | 13835 | 0 |  | 0 | 0
Lateral Hardening-Fuse-90873223 | Lateral Hardening | 13706 | 0 |  | 0 | 0
Lateral Hardening-Fuse-90873564 | Lateral Hardening | 13959 | 0 |  | 0 | 0
Lateral Hardening-Fuse-90873696 | Lateral Hardening | 13631 | 0 |  | 0 | 0
Lateral Hardening-Fuse-90873851 | Lateral Hardening | 13096 | 2027 |  | 0 | 2027
Lateral Hardening-Fuse-90873893 | Lateral Hardening | 13471 | 0 |  | 0 | 0
Lateral Hardening-Fuse-90873949 | Lateral Hardening | 13837 | 0 |  | 0 | 0
Lateral Hardening-Fuse-90874233 | Lateral Hardening | 13750 | 0 |  | 0 | 0
Lateral Hardening-Fuse-90874398 | Lateral Hardening | 13959 | 0 |  | 0 | 0
Lateral Hardening-Fuse-90874579 | Lateral Hardening | 13096 | 0 |  | 0 | 0
Lateral Hardening-Fuse-90874729 | Lateral Hardening | 13096 | 0 |  | 0 | 0
Lateral Hardening-Fuse-90875871 | Lateral Hardening | 13254 | 2027 |  | 0 | 2027
Lateral Hardening-Fuse-90876578 | Lateral Hardening | 13024 | 2025 |  | 0 | 2025
Lateral Hardening-Fuse-90877700 | Lateral Hardening | 13839 | 0 |  | 0 | 0
Lateral Hardening-Fuse-90877719 | Lateral Hardening | 13072 | 2029 |  | 0 | 2029
Lateral Hardening-Fuse-90877899 | Lateral Hardening | 13839 | 0 |  | 0 | 0
Lateral Hardening-Fuse-90877918 | Lateral Hardening | 13695 | 0 |  | 0 | 0
Lateral Hardening-Fuse-90878470 | Lateral Hardening | 13294 | 0 |  | 0 | 0
Lateral Hardening-Fuse-90878773 | Lateral Hardening | 13839 | 0 |  | 0 | 0
Lateral Hardening-Fuse-90879019 | Lateral Hardening | 13290 | 0 |  | 0 | 0
Lateral Hardening-Fuse-90879414 | Lateral Hardening | 13787 | 0 |  | 0 | 0
Lateral Hardening-Fuse-90879599 | Lateral Hardening | 13024 | 0 |  | 0 | 0
Lateral Hardening-Fuse-90880309 | Lateral Hardening | 13840 | 0 |  | 0 | 0
Lateral Hardening-Fuse-90880768 | Lateral Hardening | 13840 | 0 |  | 0 | 0
Lateral Hardening-Fuse-90881106 | Lateral Hardening | 13390 | 0 |  | 0 | 0
Lateral Hardening-Fuse-90881194 | Lateral Hardening | 13840 | 2023 |  | 0 | 2023
Lateral Hardening-Fuse-90881195 | Lateral Hardening | 13840 | 0 |  | 0 | 0
Lateral Hardening-Fuse-90882561 | Lateral Hardening | 13785 | 0 |  | 0 | 0
Lateral Hardening-Fuse-90882614 | Lateral Hardening | 13099 | 2022 |  | 0 | 2022
Lateral Hardening-Fuse-90882696 | Lateral Hardening | 13695 | 0 |  | 0 | 0
Lateral Hardening-Fuse-90883051 | Lateral Hardening | 13096 | 0 |  | 0 | 0
Lateral Hardening-Fuse-90883236 | Lateral Hardening | 13310 | 0 |  | 0 | 0
Lateral Hardening-Fuse-90883293 | Lateral Hardening | 13167 | 0 |  | 0 | 0
Lateral Hardening-Fuse-90883330 | Lateral Hardening | 13228 | 0 |  | 0 | 0
Lateral Hardening-Fuse-90883772 | Lateral Hardening | 13006 | 0 |  | 0 | 0
Lateral Hardening-Fuse-90883826 | Lateral Hardening | 13312 | 0 |  | 0 | 0
Lateral Hardening-Fuse-90883937 | Lateral Hardening | 13630 | 0 |  | 0 | 0
Lateral Hardening-Fuse-90884170 | Lateral Hardening | 13294 | 0 |  | 0 | 0
Lateral Hardening-Fuse-90884197 | Lateral Hardening | 13294 | 0 |  | 0 | 0
Lateral Hardening-Fuse-90884398 | Lateral Hardening | 13097 | 0 |  | 0 | 0
Lateral Hardening-Fuse-90884403 | Lateral Hardening | 13175 | 2028 |  | 0 | 2028
Lateral Hardening-Fuse-90885250 | Lateral Hardening | 13373 | 0 |  | 0 | 0
Lateral Hardening-Fuse-90886759 | Lateral Hardening | 14030 | 2023 |  | 0 | 2023
Lateral Hardening-Fuse-90887471 | Lateral Hardening | 13070 | 0 |  | 0 | 0
Lateral Hardening-Fuse-90887498 | Lateral Hardening | 13612 | 0 |  | 0 | 0
Lateral Hardening-Fuse-90887784 | Lateral Hardening | 13695 | 0 |  | 0 | 0
Lateral Hardening-Fuse-90888027 | Lateral Hardening | 13883 | 0 |  | 0 | 0
Lateral Hardening-Fuse-90888301 | Lateral Hardening | 13839 | 0 |  | 0 | 0
Lateral Hardening-Fuse-90888304 | Lateral Hardening | 13924 | 0 |  | 0 | 0
Lateral Hardening-Fuse-90888306 | Lateral Hardening | 13924 | 0 |  | 0 | 0
Lateral Hardening-Fuse-90888308 | Lateral Hardening | 13924 | 0 |  | 0 | 0
Lateral Hardening-Fuse-90889023 | Lateral Hardening | 13278 | 0 |  | 0 | 0
Lateral Hardening-Fuse-90889173 | Lateral Hardening | 13953 | 0 |  | 0 | 0
Lateral Hardening-Fuse-90889511 | Lateral Hardening | 13423 | 0 |  | 0 | 0
Lateral Hardening-Fuse-90889628 | Lateral Hardening | 13911 | 0 |  | 0 | 0
Lateral Hardening-Fuse-90889828 | Lateral Hardening | 13695 | 0 |  | 0 | 0
Lateral Hardening-Fuse-90889866 | Lateral Hardening | 14197 | 0 |  | 0 | 0
Lateral Hardening-Fuse-90890173 | Lateral Hardening | 13505 | 0 |  | 0 | 0
Lateral Hardening-Fuse-90890342 | Lateral Hardening | 13695 | 2023 |  | 0 | 2023
Lateral Hardening-Fuse-90890344 | Lateral Hardening | 13695 | 0 |  | 0 | 0
Lateral Hardening-Fuse-90890527 | Lateral Hardening | 13371 | 0 |  | 0 | 0
Lateral Hardening-Fuse-90890647 | Lateral Hardening | 13158 | 0 |  | 0 | 0
Lateral Hardening-Fuse-90890787 | Lateral Hardening | 13371 | 0 |  | 0 | 0
Lateral Hardening-Fuse-90890974 | Lateral Hardening | 13158 | 0 |  | 0 | 0
Lateral Hardening-Fuse-90890976 | Lateral Hardening | 13037 | 0 |  | 0 | 0
Lateral Hardening-Fuse-90892057 | Lateral Hardening | 13552 | 0 |  | 0 | 0
Lateral Hardening-Fuse-90892244 | Lateral Hardening | 13373 | 0 |  | 0 | 0
Lateral Hardening-Fuse-90893446 | Lateral Hardening | 13278 | 0 |  | 0 | 0
Lateral Hardening-Fuse-90893491 | Lateral Hardening | 13278 | 0 |  | 0 | 0
Lateral Hardening-Fuse-90893539 | Lateral Hardening | 13278 | 2027 |  | 0 | 2027
Lateral Hardening-Fuse-90893799 | Lateral Hardening | 13373 | 0 |  | 0 | 0
Lateral Hardening-Fuse-90893899 | Lateral Hardening | 13699 | 0 |  | 0 | 0
Lateral Hardening-Fuse-90894961 | Lateral Hardening | 13371 | 0 |  | 0 | 0
Lateral Hardening-Fuse-90896803 | Lateral Hardening | 13096 | 0 |  | 0 | 0
Lateral Hardening-Fuse-90896805 | Lateral Hardening | 13096 | 0 |  | 0 | 0
Lateral Hardening-Fuse-90896810 | Lateral Hardening | 13096 | 0 |  | 0 | 0
Lateral Hardening-Fuse-90896815 | Lateral Hardening | 13096 | 0 |  | 0 | 0
Lateral Hardening-Fuse-90896817 | Lateral Hardening | 13096 | 0 |  | 0 | 0
Lateral Hardening-Fuse-90896822 | Lateral Hardening | 13096 | 0 |  | 0 | 0
Lateral Hardening-Fuse-90896823 | Lateral Hardening | 13096 | 2027 |  | 0 | 2027
Lateral Hardening-Fuse-90897468 | Lateral Hardening | 13296 | 0 |  | 0 | 0
Lateral Hardening-Fuse-90897708 | Lateral Hardening | 13968 | 0 |  | 0 | 0
Lateral Hardening-Fuse-90898103 | Lateral Hardening | 13583 | 0 |  | 0 | 0
Lateral Hardening-Fuse-90898678 | Lateral Hardening | 13807 | 0 |  | 0 | 0
Lateral Hardening-Fuse-90898679 | Lateral Hardening | 13807 | 0 |  | 0 | 0
Lateral Hardening-Fuse-90898681 | Lateral Hardening | 13807 | 0 |  | 0 | 0
Lateral Hardening-Fuse-90899758 | Lateral Hardening | 13819 | 0 |  | 0 | 0
Lateral Hardening-Fuse-90900129 | Lateral Hardening | 13819 | 0 |  | 0 | 0
Lateral Hardening-Fuse-90900553 | Lateral Hardening | 13712 | 2026 |  | 0 | 2026
Lateral Hardening-Fuse-90901134 | Lateral Hardening | 13454 | 0 |  | 0 | 0
Lateral Hardening-Fuse-90901263 | Lateral Hardening | 13818 | 0 |  | 0 | 0
Lateral Hardening-Fuse-90901279 | Lateral Hardening | 13818 | 0 |  | 0 | 0
Lateral Hardening-Fuse-90901917 | Lateral Hardening | 13220 | 2024 |  | 0 | 2024
Lateral Hardening-Fuse-90902098 | Lateral Hardening | 13818 | 0 |  | 0 | 0
Lateral Hardening-Fuse-90902117 | Lateral Hardening | 13818 | 0 |  | 0 | 0
Lateral Hardening-Fuse-90902146 | Lateral Hardening | 13818 | 0 |  | 0 | 0
Lateral Hardening-Fuse-90902382 | Lateral Hardening | 13712 | 0 |  | 0 | 0
Lateral Hardening-Fuse-90902561 | Lateral Hardening | 13220 | 0 |  | 0 | 0
Lateral Hardening-Fuse-90902615 | Lateral Hardening | 13807 | 0 |  | 0 | 0
Lateral Hardening-Fuse-90902634 | Lateral Hardening | 13220 | 2024 |  | 0 | 2024
Lateral Hardening-Fuse-90902669 | Lateral Hardening | 13220 | 0 |  | 0 | 0
Lateral Hardening-Fuse-90902695 | Lateral Hardening | 13220 | 0 |  | 0 | 0
Lateral Hardening-Fuse-90902703 | Lateral Hardening | 13220 | 0 |  | 0 | 0
Lateral Hardening-Fuse-90902710 | Lateral Hardening | 13220 | 0 |  | 0 | 0
Lateral Hardening-Fuse-90902711 | Lateral Hardening | 13220 | 0 |  | 0 | 0
Lateral Hardening-Fuse-90902712 | Lateral Hardening | 13220 | 0 |  | 0 | 0
Lateral Hardening-Fuse-90902720 | Lateral Hardening | 13220 | 0 |  | 0 | 0
Lateral Hardening-Fuse-90902721 | Lateral Hardening | 13220 | 0 |  | 0 | 0
Lateral Hardening-Fuse-90902816 | Lateral Hardening | 13220 | 0 |  | 0 | 0
Lateral Hardening-Fuse-90902817 | Lateral Hardening | 13220 | 0 |  | 0 | 0
Lateral Hardening-Fuse-90902818 | Lateral Hardening | 13220 | 0 |  | 0 | 0
Lateral Hardening-Fuse-90902924 | Lateral Hardening | 13586 | 0 |  | 0 | 0
Lateral Hardening-Fuse-90902949 | Lateral Hardening | 13586 | 0 |  | 0 | 0
Lateral Hardening-Fuse-90902959 | Lateral Hardening | 13586 | 0 |  | 0 | 0
Lateral Hardening-Fuse-90902973 | Lateral Hardening | 13586 | 0 |  | 0 | 0
Lateral Hardening-Fuse-90903016 | Lateral Hardening | 13586 | 0 |  | 0 | 0
Lateral Hardening-Fuse-90903019 | Lateral Hardening | 13818 | 0 |  | 0 | 0
Lateral Hardening-Fuse-90903021 | Lateral Hardening | 13819 | 0 |  | 0 | 0
Lateral Hardening-Fuse-90903187 | Lateral Hardening | 13586 | 0 |  | 0 | 0
Lateral Hardening-Fuse-90903214 | Lateral Hardening | 13586 | 0 |  | 0 | 0
Lateral Hardening-Fuse-90903238 | Lateral Hardening | 13586 | 0 |  | 0 | 0
Lateral Hardening-Fuse-90903270 | Lateral Hardening | 13586 | 0 |  | 0 | 0
Lateral Hardening-Fuse-90903273 | Lateral Hardening | 13586 | 0 |  | 0 | 0
Lateral Hardening-Fuse-90904199 | Lateral Hardening | 13133 | 0 |  | 0 | 0
Lateral Hardening-Fuse-90904221 | Lateral Hardening | 13819 | 0 |  | 0 | 0
Lateral Hardening-Fuse-90906115 | Lateral Hardening | 13055 | 0 |  | 0 | 0
Lateral Hardening-Fuse-90906244 | Lateral Hardening | 13808 | 0 |  | 0 | 0
Lateral Hardening-Fuse-90906621 | Lateral Hardening | 13770 | 0 |  | 0 | 0
Lateral Hardening-Fuse-90906952 | Lateral Hardening | 14274 | 0 |  | 0 | 0
Lateral Hardening-Fuse-90907225 | Lateral Hardening | 13278 | 0 |  | 0 | 0
Lateral Hardening-Fuse-90907329 | Lateral Hardening | 13826 | 2023 |  | 0 | 2023
Lateral Hardening-Fuse-90907506 | Lateral Hardening | 13432 | 0 |  | 0 | 0
Lateral Hardening-Fuse-90907543 | Lateral Hardening | 13651 | 0 |  | 0 | 0
Lateral Hardening-Fuse-90908558 | Lateral Hardening | 13278 | 0 |  | 0 | 0
Lateral Hardening-Fuse-90908734 | Lateral Hardening | 13785 | 0 |  | 0 | 0
Lateral Hardening-Fuse-90908850 | Lateral Hardening | 13576 | 0 |  | 0 | 0
Lateral Hardening-Fuse-90909033 | Lateral Hardening | 13826 | 0 |  | 0 | 0
Lateral Hardening-Fuse-90909845 | Lateral Hardening | 13470 | 0 |  | 0 | 0
Lateral Hardening-Fuse-90910088 | Lateral Hardening | 13420 | 2023 |  | 0 | 2023
Lateral Hardening-Fuse-90910448 | Lateral Hardening | 13723 | 0 |  | 0 | 0
Lateral Hardening-Fuse-90910745 | Lateral Hardening | 13373 | 0 |  | 0 | 0
Lateral Hardening-Fuse-90911087 | Lateral Hardening | 13724 | 2020 |  | 0 | 2020
Lateral Hardening-Fuse-90911855 | Lateral Hardening | 13622 | 0 |  | 0 | 0
Lateral Hardening-Fuse-90913088 | Lateral Hardening | 13034 | 0 |  | 0 | 0
Lateral Hardening-Fuse-90913915 | Lateral Hardening | 14025 | 0 |  | 0 | 0
Lateral Hardening-Fuse-90914334 | Lateral Hardening | 13651 | 0 |  | 0 | 0
Lateral Hardening-Fuse-90914571 | Lateral Hardening | 13840 | 0 |  | 0 | 0
Lateral Hardening-Fuse-90915080 | Lateral Hardening | 13096 | 0 |  | 0 | 0
Lateral Hardening-Fuse-90915082 | Lateral Hardening | 13096 | 0 |  | 0 | 0
Lateral Hardening-Fuse-90915088 | Lateral Hardening | 13096 | 0 |  | 0 | 0
Lateral Hardening-Fuse-90915256 | Lateral Hardening | 13813 | 0 |  | 0 | 0
Lateral Hardening-Fuse-90915815 | Lateral Hardening | 13754 | 0 |  | 0 | 0
Lateral Hardening-Fuse-90916286 | Lateral Hardening | 13400 | 0 |  | 0 | 0
Lateral Hardening-Fuse-90917828 | Lateral Hardening | 13143 | 2026 |  | 0 | 2026
Lateral Hardening-Fuse-90918318 | Lateral Hardening | 13303 | 0 |  | 0 | 0
Lateral Hardening-Fuse-90918472 | Lateral Hardening | 13166 | 0 |  | 0 | 0
Lateral Hardening-Fuse-90918937 | Lateral Hardening | 13280 | 0 |  | 0 | 0
Lateral Hardening-Fuse-90920899 | Lateral Hardening | 13927 | 0 |  | 0 | 0
Lateral Hardening-Fuse-90921411 | Lateral Hardening | 13679 | 0 |  | 0 | 0
Lateral Hardening-Fuse-90921585 | Lateral Hardening | 13786 | 0 |  | 0 | 0
Lateral Hardening-Fuse-90923145 | Lateral Hardening | 13096 | 0 |  | 0 | 0
Lateral Hardening-Fuse-90923146 | Lateral Hardening | 13096 | 2027 |  | 0 | 2027
Lateral Hardening-Fuse-90923404 | Lateral Hardening | 13004 | 0 |  | 0 | 0
Lateral Hardening-Fuse-90923550 | Lateral Hardening | 13686 | 0 |  | 0 | 0
Lateral Hardening-Fuse-90924849 | Lateral Hardening | 13029 | 0 |  | 0 | 0
Lateral Hardening-Fuse-90925082 | Lateral Hardening | 13003 | 0 |  | 0 | 0
Lateral Hardening-Fuse-90926069 | Lateral Hardening | 13959 | 0 |  | 0 | 0
Lateral Hardening-Fuse-90926107 | Lateral Hardening | 13959 | 0 |  | 0 | 0
Lateral Hardening-Fuse-90926825 | Lateral Hardening | 13631 | 0 |  | 0 | 0
Lateral Hardening-Fuse-90927732 | Lateral Hardening | 13330 | 0 |  | 0 | 0
Lateral Hardening-Fuse-90928013 | Lateral Hardening | 13648 | 0 |  | 0 | 0
Lateral Hardening-Fuse-90928596 | Lateral Hardening | 13223 | 0 |  | 0 | 0
Lateral Hardening-Fuse-90928752 | Lateral Hardening | 13205 | 0 |  | 0 | 0
Lateral Hardening-Fuse-90928753 | Lateral Hardening | 13205 | 0 |  | 0 | 0
Lateral Hardening-Fuse-90928809 | Lateral Hardening | 13787 | 0 |  | 0 | 0
Lateral Hardening-Fuse-90928856 | Lateral Hardening | 13787 | 2027 |  | 0 | 2027
Lateral Hardening-Fuse-90929181 | Lateral Hardening | 13205 | 2021 |  | 0 | 2021
Lateral Hardening-Fuse-90929753 | Lateral Hardening | 13146 | 0 |  | 0 | 0
Lateral Hardening-Fuse-90931087 | Lateral Hardening | 13422 | 0 |  | 0 | 0
Lateral Hardening-Fuse-90932106 | Lateral Hardening | 13192 | 2021 |  | 0 | 2021
Lateral Hardening-Fuse-90932283 | Lateral Hardening | 13192 | 2021 |  | 0 | 2021
Lateral Hardening-Fuse-90935854 | Lateral Hardening | 13299 | 0 |  | 0 | 0
Lateral Hardening-Fuse-90936887 | Lateral Hardening | 13221 | 0 |  | 0 | 0
Lateral Hardening-Fuse-90938151 | Lateral Hardening | 13924 | 0 |  | 0 | 0
Lateral Hardening-Fuse-90938257 | Lateral Hardening | 13166 | 0 |  | 0 | 0
Lateral Hardening-Fuse-90939830 | Lateral Hardening | 13924 | 0 |  | 0 | 0
Lateral Hardening-Fuse-90939931 | Lateral Hardening | 13298 | 0 |  | 0 | 0
Lateral Hardening-Fuse-90940109 | Lateral Hardening | 13927 | 0 |  | 0 | 0
Lateral Hardening-Fuse-90941517 | Lateral Hardening | 13927 | 0 |  | 0 | 0
Lateral Hardening-Fuse-90942159 | Lateral Hardening | 13840 | 0 |  | 0 | 0
Lateral Hardening-Fuse-90942297 | Lateral Hardening | 13117 | 0 |  | 0 | 0
Lateral Hardening-Fuse-90942947 | Lateral Hardening | 14031 | 0 |  | 0 | 0
Lateral Hardening-Fuse-90944548 | Lateral Hardening | 13031 | 0 |  | 0 | 0
Lateral Hardening-Fuse-90944590 | Lateral Hardening | 13010 | 0 |  | 0 | 0
Lateral Hardening-Fuse-90944607 | Lateral Hardening | 13010 | 2026 |  | 0 | 2026
Lateral Hardening-Fuse-90944614 | Lateral Hardening | 13010 | 0 |  | 0 | 0
Lateral Hardening-Fuse-90944623 | Lateral Hardening | 13010 | 2026 |  | 0 | 2026
Lateral Hardening-Fuse-90944629 | Lateral Hardening | 13010 | 0 |  | 0 | 0
Lateral Hardening-Fuse-90944811 | Lateral Hardening | 13712 | 0 |  | 0 | 0
Lateral Hardening-Fuse-90945014 | Lateral Hardening | 13290 | 0 |  | 0 | 0
Lateral Hardening-Fuse-90945442 | Lateral Hardening | 13546 | 0 |  | 0 | 0
Lateral Hardening-Fuse-90945491 | Lateral Hardening | 13373 | 0 |  | 0 | 0
Lateral Hardening-Fuse-90946068 | Lateral Hardening | 13454 | 0 |  | 0 | 0
Lateral Hardening-Fuse-90946552 | Lateral Hardening | 13772 | 0 |  | 0 | 0
Lateral Hardening-Fuse-90946553 | Lateral Hardening | 13772 | 0 |  | 0 | 0
Lateral Hardening-Fuse-90951581 | Lateral Hardening | 14026 | 0 |  | 0 | 0
Lateral Hardening-Fuse-90951647 | Lateral Hardening | 14023 | 0 |  | 0 | 0
Lateral Hardening-Fuse-90951649 | Lateral Hardening | 14023 | 0 |  | 0 | 0
Lateral Hardening-Fuse-90953790 | Lateral Hardening | 13943 | 0 |  | 0 | 0
Lateral Hardening-Fuse-90956068 | Lateral Hardening | 13236 | 0 |  | 0 | 0
Lateral Hardening-Fuse-90956104 | Lateral Hardening | 13787 | 0 |  | 0 | 0
Lateral Hardening-Fuse-90956262 | Lateral Hardening | 13797 | 0 |  | 0 | 0
Lateral Hardening-Fuse-90956263 | Lateral Hardening | 14023 | 0 |  | 0 | 0
Lateral Hardening-Fuse-90956555 | Lateral Hardening | 13591 | 0 |  | 0 | 0
Lateral Hardening-Fuse-90956682 | Lateral Hardening | 14023 | 0 |  | 0 | 0
Lateral Hardening-Fuse-90957442 | Lateral Hardening | 14021 | 0 |  | 0 | 0
Lateral Hardening-Fuse-90957706 | Lateral Hardening | 13444 | 0 |  | 0 | 0
Lateral Hardening-Fuse-90957708 | Lateral Hardening | 13444 | 0 |  | 0 | 0
Lateral Hardening-Fuse-90957752 | Lateral Hardening | 14030 | 0 |  | 0 | 0
Lateral Hardening-Fuse-90957941 | Lateral Hardening | 14274 | 0 |  | 0 | 0
Lateral Hardening-Fuse-90957969 | Lateral Hardening | 14274 | 0 |  | 0 | 0
Lateral Hardening-Fuse-90958229 | Lateral Hardening | 13729 | 0 |  | 0 | 0
Lateral Hardening-Fuse-90958675 | Lateral Hardening | 13648 | 0 |  | 0 | 0
Lateral Hardening-Fuse-90958704 | Lateral Hardening | 13656 | 0 |  | 0 | 0
Lateral Hardening-Fuse-90958947 | Lateral Hardening | 13082 | 0 |  | 0 | 0
Lateral Hardening-Fuse-90959113 | Lateral Hardening | 14124 | 0 |  | 0 | 0
Lateral Hardening-Fuse-90959251 | Lateral Hardening | 13592 | 0 |  | 0 | 0
Lateral Hardening-Fuse-90959317 | Lateral Hardening | 13592 | 2022 |  | 0 | 2022
Lateral Hardening-Fuse-90959586 | Lateral Hardening | 13772 | 0 |  | 0 | 0
Lateral Hardening-Fuse-90959588 | Lateral Hardening | 13371 | 0 |  | 0 | 0
Lateral Hardening-Fuse-90959668 | Lateral Hardening | 13278 | 0 |  | 0 | 0
Lateral Hardening-Fuse-90960042 | Lateral Hardening | 13048 | 0 |  | 0 | 0
Lateral Hardening-Fuse-90960976 | Lateral Hardening | 14023 | 0 |  | 0 | 0
Lateral Hardening-Fuse-90961183 | Lateral Hardening | 13649 | 0 |  | 0 | 0
Lateral Hardening-Fuse-90961574 | Lateral Hardening | 13236 | 0 |  | 0 | 0
Lateral Hardening-Fuse-90961596 | Lateral Hardening | 14274 | 0 |  | 0 | 0
Lateral Hardening-Fuse-90961625 | Lateral Hardening | 13431 | 0 |  | 0 | 0
Lateral Hardening-Fuse-90961817 | Lateral Hardening | 14023 | 0 |  | 0 | 0
Lateral Hardening-Fuse-90962377 | Lateral Hardening | 13236 | 0 |  | 0 | 0
Lateral Hardening-Fuse-90962444 | Lateral Hardening | 13048 | 0 |  | 0 | 0
Lateral Hardening-Fuse-90962551 | Lateral Hardening | 13236 | 2029 |  | 0 | 2029
Lateral Hardening-Fuse-90962667 | Lateral Hardening | 13117 | 0 |  | 0 | 0
Lateral Hardening-Fuse-90962886 | Lateral Hardening | 13398 | 0 |  | 0 | 0
Lateral Hardening-Fuse-90963046 | Lateral Hardening | 13303 | 0 |  | 0 | 0
Lateral Hardening-Fuse-90963284 | Lateral Hardening | 13004 | 0 |  | 0 | 0
Lateral Hardening-Fuse-90963649 | Lateral Hardening | 13303 | 2027 |  | 0 | 2027
Lateral Hardening-Fuse-90964790 | Lateral Hardening | 13236 | 0 |  | 0 | 0
Lateral Hardening-Fuse-90965431 | Lateral Hardening | 13236 | 0 |  | 0 | 0
Lateral Hardening-Fuse-90965575 | Lateral Hardening | 13303 | 0 |  | 0 | 0
Lateral Hardening-Fuse-90967697 | Lateral Hardening | 14021 | 0 |  | 0 | 0
Lateral Hardening-Fuse-90968441 | Lateral Hardening | 13769 | 0 |  | 0 | 0
Lateral Hardening-Fuse-90968445 | Lateral Hardening | 13786 | 0 |  | 0 | 0
Lateral Hardening-Fuse-90968819 | Lateral Hardening | 13082 | 2029 |  | 0 | 2029
Lateral Hardening-Fuse-90969099 | Lateral Hardening | 13769 | 0 |  | 0 | 0
Lateral Hardening-Fuse-90969777 | Lateral Hardening | 13648 | 0 |  | 0 | 0
Lateral Hardening-Fuse-90970017 | Lateral Hardening | 13079 | 0 |  | 0 | 0
Lateral Hardening-Fuse-90970108 | Lateral Hardening | 13146 | 0 |  | 0 | 0
Lateral Hardening-Fuse-90970114 | Lateral Hardening | 13238 | 0 |  | 0 | 0
Lateral Hardening-Fuse-90970804 | Lateral Hardening | 13236 | 0 |  | 0 | 0
Lateral Hardening-Fuse-90970824 | Lateral Hardening | 13236 | 0 |  | 0 | 0
Lateral Hardening-Fuse-90971019 | Lateral Hardening | 13236 | 0 |  | 0 | 0
Lateral Hardening-Fuse-90971685 | Lateral Hardening | 13825 | 0 |  | 0 | 0
Lateral Hardening-Fuse-90972249 | Lateral Hardening | 13648 | 0 |  | 0 | 0
Lateral Hardening-Fuse-90972505 | Lateral Hardening | 13303 | 0 |  | 0 | 0
Lateral Hardening-Fuse-90972723 | Lateral Hardening | 13624 | 0 |  | 0 | 0
Lateral Hardening-Fuse-90972726 | Lateral Hardening | 13624 | 0 |  | 0 | 0
Lateral Hardening-Fuse-90973021 | Lateral Hardening | 13294 | 0 |  | 0 | 0
Lateral Hardening-Fuse-90973649 | Lateral Hardening | 13236 | 0 |  | 0 | 0
Lateral Hardening-Fuse-90973887 | Lateral Hardening | 13256 | 0 |  | 0 | 0
Lateral Hardening-Fuse-90974204 | Lateral Hardening | 13236 | 0 |  | 0 | 0
Lateral Hardening-Fuse-90974743 | Lateral Hardening | 13298 | 0 |  | 0 | 0
Lateral Hardening-Fuse-90975083 | Lateral Hardening | 13236 | 0 |  | 0 | 0
Lateral Hardening-Fuse-90975467 | Lateral Hardening | 13236 | 0 |  | 0 | 0
Lateral Hardening-Fuse-90975784 | Lateral Hardening | 13591 | 0 |  | 0 | 0
Lateral Hardening-Fuse-90976010 | Lateral Hardening | 13236 | 0 |  | 0 | 0
Lateral Hardening-Fuse-90976241 | Lateral Hardening | 13473 | 0 |  | 0 | 0
Lateral Hardening-Fuse-90976603 | Lateral Hardening | 13786 | 0 |  | 0 | 0
Lateral Hardening-Fuse-90976646 | Lateral Hardening | 13942 | 2029 |  | 0 | 2029
Lateral Hardening-Fuse-90976722 | Lateral Hardening | 13183 | 0 |  | 0 | 0
Lateral Hardening-Fuse-90976793 | Lateral Hardening | 13659 | 0 |  | 0 | 0
Lateral Hardening-Fuse-90977020 | Lateral Hardening | 13659 | 2023 |  | 0 | 2023
Lateral Hardening-Fuse-90977495 | Lateral Hardening | 13786 | 0 |  | 0 | 0
Lateral Hardening-Fuse-90978068 | Lateral Hardening | 13838 | 0 |  | 0 | 0
Lateral Hardening-Fuse-90978630 | Lateral Hardening | 13298 | 0 |  | 0 | 0
Lateral Hardening-Fuse-90978864 | Lateral Hardening | 13236 | 0 |  | 0 | 0
Lateral Hardening-Fuse-90978927 | Lateral Hardening | 13656 | 0 |  | 0 | 0
Lateral Hardening-Fuse-90979277 | Lateral Hardening | 13236 | 0 |  | 0 | 0
Lateral Hardening-Fuse-90979291 | Lateral Hardening | 13236 | 0 |  | 0 | 0
Lateral Hardening-Fuse-90980355 | Lateral Hardening | 13236 | 0 |  | 0 | 0
Lateral Hardening-Fuse-90980361 | Lateral Hardening | 13236 | 0 |  | 0 | 0
Lateral Hardening-Fuse-90980851 | Lateral Hardening | 13297 | 0 |  | 0 | 0
Lateral Hardening-Fuse-90982171 | Lateral Hardening | 13236 | 0 |  | 0 | 0
Lateral Hardening-Fuse-90982673 | Lateral Hardening | 13236 | 0 |  | 0 | 0
Lateral Hardening-Fuse-90983867 | Lateral Hardening | 13426 | 0 |  | 0 | 0
Lateral Hardening-Fuse-90985201 | Lateral Hardening | 13236 | 0 |  | 0 | 0
Lateral Hardening-Fuse-90985465 | Lateral Hardening | 13236 | 0 |  | 0 | 0
Lateral Hardening-Fuse-90986746 | Lateral Hardening | 13142 | 0 |  | 0 | 0
Lateral Hardening-Fuse-90986964 | Lateral Hardening | 13297 | 0 |  | 0 | 0
Lateral Hardening-Fuse-90987484 | Lateral Hardening | 13808 | 0 |  | 0 | 0
Lateral Hardening-Fuse-90987897 | Lateral Hardening | 13237 | 0 |  | 0 | 0
Lateral Hardening-Fuse-90988080 | Lateral Hardening | 13236 | 2029 |  | 0 | 2029
Lateral Hardening-Fuse-90988535 | Lateral Hardening | 13705 | 0 |  | 0 | 0
Lateral Hardening-Fuse-90988631 | Lateral Hardening | 13963 | 0 |  | 0 | 0
Lateral Hardening-Fuse-90988675 | Lateral Hardening | 13426 | 0 |  | 0 | 0
Lateral Hardening-Fuse-90988755 | Lateral Hardening | 13224 | 2025 |  | 0 | 2025
Lateral Hardening-Fuse-90988843 | Lateral Hardening | 13426 | 2027 |  | 0 | 2027
Lateral Hardening-Fuse-90989170 | Lateral Hardening | 13705 | 0 |  | 0 | 0
Lateral Hardening-Fuse-90989579 | Lateral Hardening | 13175 | 0 |  | 0 | 0
Lateral Hardening-Fuse-90990044 | Lateral Hardening | 13268 | 0 |  | 0 | 0
Lateral Hardening-Fuse-90990445 | Lateral Hardening | 13453 | 0 |  | 0 | 0
Lateral Hardening-Fuse-90991379 | Lateral Hardening | 13236 | 0 |  | 0 | 0
Lateral Hardening-Fuse-90991563 | Lateral Hardening | 13533 | 0 |  | 0 | 0
Lateral Hardening-Fuse-90992396 | Lateral Hardening | 13303 | 0 |  | 0 | 0
Lateral Hardening-Fuse-90992463 | Lateral Hardening | 13303 | 0 |  | 0 | 0
Lateral Hardening-Fuse-90993802 | Lateral Hardening | 13865 | 0 |  | 0 | 0
Lateral Hardening-Fuse-90993877 | Lateral Hardening | 13268 | 0 |  | 0 | 0
Lateral Hardening-Fuse-90993899 | Lateral Hardening | 13865 | 2024 |  | 0 | 2024
Lateral Hardening-Fuse-90995706 | Lateral Hardening | 13705 | 0 |  | 0 | 0
Lateral Hardening-Fuse-90996053 | Lateral Hardening | 13020 | 2028 |  | 0 | 2028
Lateral Hardening-Fuse-90996152 | Lateral Hardening | 13492 | 0 |  | 0 | 0
Lateral Hardening-Fuse-90997195 | Lateral Hardening | 13839 | 0 |  | 0 | 0
Lateral Hardening-Fuse-90997260 | Lateral Hardening | 13657 | 0 |  | 0 | 0
Lateral Hardening-Fuse-90997578 | Lateral Hardening | 13268 | 0 |  | 0 | 0
Lateral Hardening-Fuse-90998176 | Lateral Hardening | 13008 | 0 |  | 0 | 0
Lateral Hardening-Fuse-90998386 | Lateral Hardening | 13391 | 0 |  | 0 | 0
Lateral Hardening-Fuse-90998414 | Lateral Hardening | 13205 | 2021 |  | 0 | 2021
Lateral Hardening-Fuse-90998652 | Lateral Hardening | 13624 | 0 |  | 0 | 0
Lateral Hardening-Fuse-90998681 | Lateral Hardening | 14199 | 0 |  | 0 | 0
Lateral Hardening-Fuse-90998981 | Lateral Hardening | 13088 | 0 |  | 0 | 0
Lateral Hardening-Fuse-90999164 | Lateral Hardening | 13299 | 0 |  | 0 | 0
Lateral Hardening-Fuse-91000018 | Lateral Hardening | 13786 | 0 |  | 0 | 0
Lateral Hardening-Fuse-91000129 | Lateral Hardening | 13786 | 0 |  | 0 | 0
Lateral Hardening-Fuse-91000223 | Lateral Hardening | 13093 | 0 |  | 0 | 0
Lateral Hardening-Fuse-91000765 | Lateral Hardening | 13091 | 0 |  | 0 | 0
Lateral Hardening-Fuse-91001447 | Lateral Hardening | 13097 | 0 |  | 0 | 0
Lateral Hardening-Fuse-91001566 | Lateral Hardening | 13091 | 0 |  | 0 | 0
Lateral Hardening-Fuse-91001901 | Lateral Hardening | 13091 | 0 |  | 0 | 0
Lateral Hardening-Fuse-91002011 | Lateral Hardening | 13786 | 0 |  | 0 | 0
Lateral Hardening-Fuse-91002255 | Lateral Hardening | 13786 | 0 |  | 0 | 0
Lateral Hardening-Fuse-91002672 | Lateral Hardening | 13088 | 0 |  | 0 | 0
Lateral Hardening-Fuse-91002749 | Lateral Hardening | 13214 | 0 |  | 0 | 0
Lateral Hardening-Fuse-91004060 | Lateral Hardening | 13079 | 0 |  | 0 | 0
Lateral Hardening-Fuse-91004089 | Lateral Hardening | 13214 | 0 |  | 0 | 0
Lateral Hardening-Fuse-91004837 | Lateral Hardening | 13093 | 2022 |  | 0 | 2022
Lateral Hardening-Fuse-91004843 | Lateral Hardening | 13093 | 2022 |  | 0 | 2022
Lateral Hardening-Fuse-91005084 | Lateral Hardening | 13787 | 0 |  | 0 | 0
Lateral Hardening-Fuse-91005141 | Lateral Hardening | 13600 | 0 |  | 0 | 0
Lateral Hardening-Fuse-91005725 | Lateral Hardening | 13656 | 0 |  | 0 | 0
Lateral Hardening-Fuse-91006500 | Lateral Hardening | 13088 | 0 |  | 0 | 0
Lateral Hardening-Fuse-91006641 | Lateral Hardening | 13236 | 0 |  | 0 | 0
Lateral Hardening-Fuse-91006714 | Lateral Hardening | 13093 | 0 |  | 0 | 0
Lateral Hardening-Fuse-91006869 | Lateral Hardening | 13648 | 0 |  | 0 | 0
Lateral Hardening-Fuse-91007463 | Lateral Hardening | 13657 | 0 |  | 0 | 0
Lateral Hardening-Fuse-91007520 | Lateral Hardening | 13391 | 0 |  | 0 | 0
Lateral Hardening-Fuse-91007675 | Lateral Hardening | 13091 | 0 |  | 0 | 0
Lateral Hardening-Fuse-91007734 | Lateral Hardening | 13342 | 2023 |  | 0 | 2023
Lateral Hardening-Fuse-91007833 | Lateral Hardening | 14050 | 0 |  | 0 | 0
Lateral Hardening-Fuse-91007877 | Lateral Hardening | 13035 | 2028 |  | 0 | 2028
Lateral Hardening-Fuse-91008006 | Lateral Hardening | 13091 | 0 |  | 0 | 0
Lateral Hardening-Fuse-91008296 | Lateral Hardening | 13656 | 0 |  | 0 | 0
Lateral Hardening-Fuse-91008297 | Lateral Hardening | 13656 | 0 |  | 0 | 0
Lateral Hardening-Fuse-91008386 | Lateral Hardening | 13656 | 2025 |  | 0 | 2025
Lateral Hardening-Fuse-91009961 | Lateral Hardening | 14031 | 0 |  | 0 | 0
Lateral Hardening-Fuse-91010293 | Lateral Hardening | 13342 | 2023 |  | 0 | 2023
Lateral Hardening-Fuse-91010295 | Lateral Hardening | 13342 | 0 |  | 0 | 0
Lateral Hardening-Fuse-91010468 | Lateral Hardening | 13035 | 0 |  | 0 | 0
Lateral Hardening-Fuse-91011133 | Lateral Hardening | 13656 | 0 |  | 0 | 0
Lateral Hardening-Fuse-91011315 | Lateral Hardening | 13648 | 0 |  | 0 | 0
Lateral Hardening-Fuse-91011449 | Lateral Hardening | 13048 | 0 |  | 0 | 0
Lateral Hardening-Fuse-91011451 | Lateral Hardening | 13048 | 2027 |  | 0 | 2027
Lateral Hardening-Fuse-91011458 | Lateral Hardening | 13007 | 0 |  | 0 | 0
Lateral Hardening-Fuse-91011688 | Lateral Hardening | 13100 | 0 |  | 0 | 0
Lateral Hardening-Fuse-91011796 | Lateral Hardening | 13146 | 0 |  | 0 | 0
Lateral Hardening-Fuse-91013302 | Lateral Hardening | 13043 | 2025 |  | 0 | 2025
Lateral Hardening-Fuse-91013654 | Lateral Hardening | 13780 | 0 |  | 0 | 0
Lateral Hardening-Fuse-91015165 | Lateral Hardening | 13046 | 0 |  | 0 | 0
Lateral Hardening-Fuse-91015266 | Lateral Hardening | 13102 | 2022 |  | 0 | 2022
Lateral Hardening-Fuse-91016147 | Lateral Hardening | 13624 | 0 |  | 0 | 0
Lateral Hardening-Fuse-91016869 | Lateral Hardening | 13046 | 0 |  | 0 | 0
Lateral Hardening-Fuse-91016874 | Lateral Hardening | 13046 | 2025 |  | 0 | 2025
Lateral Hardening-Fuse-91016875 | Lateral Hardening | 13046 | 2025 |  | 0 | 2025
Lateral Hardening-Fuse-91017104 | Lateral Hardening | 13807 | 0 |  | 0 | 0
Lateral Hardening-Fuse-91017617 | Lateral Hardening | 13624 | 0 |  | 0 | 0
Lateral Hardening-Fuse-91017796 | Lateral Hardening | 13146 | 0 |  | 0 | 0
Lateral Hardening-Fuse-91018499 | Lateral Hardening | 13087 | 0 |  | 0 | 0
Lateral Hardening-Fuse-91019378 | Lateral Hardening | 13011 | 0 |  | 0 | 0
Lateral Hardening-Fuse-91019418 | Lateral Hardening | 13624 | 0 |  | 0 | 0
Lateral Hardening-Fuse-91019428 | Lateral Hardening | 13501 | 0 |  | 0 | 0
Lateral Hardening-Fuse-91019851 | Lateral Hardening | 13037 | 0 |  | 0 | 0
Lateral Hardening-Fuse-91021014 | Lateral Hardening | 14050 | 0 |  | 0 | 0
Lateral Hardening-Fuse-91022566 | Lateral Hardening | 13068 | 0 |  | 0 | 0
Lateral Hardening-Fuse-91023868 | Lateral Hardening | 13143 | 2026 |  | 0 | 2026
Lateral Hardening-Fuse-91023977 | Lateral Hardening | 13035 | 2028 |  | 0 | 2028
Lateral Hardening-Fuse-91024976 | Lateral Hardening | 13298 | 0 |  | 0 | 0
Lateral Hardening-Fuse-91024982 | Lateral Hardening | 13046 | 2025 |  | 0 | 2025
Lateral Hardening-Fuse-91026377 | Lateral Hardening | 13118 | 0 |  | 0 | 0
Lateral Hardening-Fuse-91026575 | Lateral Hardening | 13236 | 0 |  | 0 | 0
Lateral Hardening-Fuse-91026679 | Lateral Hardening | 13236 | 0 |  | 0 | 0
Lateral Hardening-Fuse-91027785 | Lateral Hardening | 13046 | 0 |  | 0 | 0
Lateral Hardening-Fuse-91028207 | Lateral Hardening | 14197 | 0 |  | 0 | 0
Lateral Hardening-Fuse-91028563 | Lateral Hardening | 13147 | 0 |  | 0 | 0
Lateral Hardening-Fuse-91029163 | Lateral Hardening | 13176 | 2022 |  | 0 | 2022
Lateral Hardening-Fuse-91029838 | Lateral Hardening | 13433 | 0 |  | 0 | 0
Lateral Hardening-Fuse-91029871 | Lateral Hardening | 13036 | 0 |  | 0 | 0
Lateral Hardening-Fuse-91030753 | Lateral Hardening | 13546 | 0 |  | 0 | 0
Lateral Hardening-Fuse-91030777 | Lateral Hardening | 13036 | 0 |  | 0 | 0
Lateral Hardening-Fuse-91030958 | Lateral Hardening | 13648 | 0 |  | 0 | 0
Lateral Hardening-Fuse-91031154 | Lateral Hardening | 13546 | 0 |  | 0 | 0
Lateral Hardening-Fuse-91031436 | Lateral Hardening | 13046 | 0 |  | 0 | 0
Lateral Hardening-Fuse-91031827 | Lateral Hardening | 13433 | 0 |  | 0 | 0
Lateral Hardening-Fuse-91032251 | Lateral Hardening | 13372 | 0 |  | 0 | 0
Lateral Hardening-Fuse-91032282 | Lateral Hardening | 13224 | 2025 |  | 0 | 2025
Lateral Hardening-Fuse-91032448 | Lateral Hardening | 13433 | 0 |  | 0 | 0
Lateral Hardening-Fuse-91032491 | Lateral Hardening | 13004 | 0 |  | 0 | 0
Lateral Hardening-Fuse-91032852 | Lateral Hardening | 13146 | 0 |  | 0 | 0
Lateral Hardening-Fuse-91032854 | Lateral Hardening | 13146 | 2026 |  | 0 | 2026
Lateral Hardening-Fuse-91033265 | Lateral Hardening | 13036 | 2026 |  | 0 | 2026
Lateral Hardening-Fuse-91033462 | Lateral Hardening | 13661 | 2029 |  | 0 | 2029
Lateral Hardening-Fuse-91033585 | Lateral Hardening | 13035 | 0 |  | 0 | 0
Lateral Hardening-Fuse-91035214 | Lateral Hardening | 13303 | 0 |  | 0 | 0
Lateral Hardening-Fuse-91035604 | Lateral Hardening | 13034 | 2028 |  | 0 | 2028
Lateral Hardening-Fuse-91036389 | Lateral Hardening | 13118 | 0 |  | 0 | 0
Lateral Hardening-Fuse-91036567 | Lateral Hardening | 13492 | 0 |  | 0 | 0
Lateral Hardening-Fuse-91037534 | Lateral Hardening | 13511 | 0 |  | 0 | 0
Lateral Hardening-Fuse-91038495 | Lateral Hardening | 13496 | 0 |  | 0 | 0
Lateral Hardening-Fuse-91038583 | Lateral Hardening | 13303 | 0 |  | 0 | 0
Lateral Hardening-Fuse-91039198 | Lateral Hardening | 13817 | 0 |  | 0 | 0
Lateral Hardening-Fuse-91039551 | Lateral Hardening | 13813 | 2028 |  | 0 | 2028
Lateral Hardening-Fuse-91041013 | Lateral Hardening | 13964 | 0 |  | 0 | 0
Lateral Hardening-Fuse-91042056 | Lateral Hardening | 13657 | 0 |  | 0 | 0
Lateral Hardening-Fuse-91043796 | Lateral Hardening | 13207 | 0 |  | 0 | 0
Lateral Hardening-Fuse-91044371 | Lateral Hardening | 13924 | 0 |  | 0 | 0
Lateral Hardening-Fuse-91045237 | Lateral Hardening | 13046 | 0 |  | 0 | 0
Lateral Hardening-Fuse-91045417 | Lateral Hardening | 13121 | 0 |  | 0 | 0
Lateral Hardening-Fuse-91046435 | Lateral Hardening | 13511 | 0 |  | 0 | 0
Lateral Hardening-Fuse-91047196 | Lateral Hardening | 13344 | 0 |  | 0 | 0
Lateral Hardening-Fuse-91047220 | Lateral Hardening | 13344 | 0 |  | 0 | 0
Lateral Hardening-Fuse-91047337 | Lateral Hardening | 13344 | 0 |  | 0 | 0
Lateral Hardening-Fuse-91048477 | Lateral Hardening | 13270 | 0 |  | 0 | 0
Lateral Hardening-Fuse-91048868 | Lateral Hardening | 13344 | 0 |  | 0 | 0
Lateral Hardening-Fuse-91048894 | Lateral Hardening | 13517 | 0 |  | 0 | 0
Lateral Hardening-Fuse-91049435 | Lateral Hardening | 13724 | 2022 |  | 0 | 2022
Lateral Hardening-Fuse-91049545 | Lateral Hardening | 13963 | 0 |  | 0 | 0
Lateral Hardening-Fuse-91052104 | Lateral Hardening | 13657 | 0 |  | 0 | 0
Lateral Hardening-Fuse-91052909 | Lateral Hardening | 13624 | 0 |  | 0 | 0
Lateral Hardening-Fuse-91052996 | Lateral Hardening | 13605 | 2021 |  | 0 | 2021
Lateral Hardening-Fuse-91053360 | Lateral Hardening | 14026 | 0 |  | 0 | 0
Lateral Hardening-Fuse-91055336 | Lateral Hardening | 13860 | 0 |  | 0 | 0
Lateral Hardening-Fuse-91055727 | Lateral Hardening | 13490 | 0 |  | 0 | 0
Lateral Hardening-Fuse-91055803 | Lateral Hardening | 13155 | 0 |  | 0 | 0
Lateral Hardening-Fuse-91056308 | Lateral Hardening | 13426 | 0 |  | 0 | 0
Lateral Hardening-Fuse-91056951 | Lateral Hardening | 13517 | 0 |  | 0 | 0
Lateral Hardening-Fuse-91058259 | Lateral Hardening | 13574 | 0 |  | 0 | 0
Lateral Hardening-Fuse-91058915 | Lateral Hardening | 13916 | 0 |  | 0 | 0
Lateral Hardening-Fuse-91058980 | Lateral Hardening | 14024 | 0 |  | 0 | 0
Lateral Hardening-Fuse-91059075 | Lateral Hardening | 14024 | 0 |  | 0 | 0
Lateral Hardening-Fuse-91060802 | Lateral Hardening | 13533 | 2024 |  | 0 | 2024
Lateral Hardening-Fuse-91060899 | Lateral Hardening | 13533 | 2024 |  | 0 | 2024
Lateral Hardening-Fuse-91062616 | Lateral Hardening | 13299 | 0 |  | 0 | 0
Lateral Hardening-Fuse-91063568 | Lateral Hardening | 13738 | 0 |  | 0 | 0
Lateral Hardening-Fuse-91063607 | Lateral Hardening | 13236 | 0 |  | 0 | 0
Lateral Hardening-Fuse-91064024 | Lateral Hardening | 13391 | 0 |  | 0 | 0
Lateral Hardening-Fuse-91064188 | Lateral Hardening | 13449 | 0 |  | 0 | 0
Lateral Hardening-Fuse-91064215 | Lateral Hardening | 13449 | 0 |  | 0 | 0
Lateral Hardening-Fuse-91064476 | Lateral Hardening | 13117 | 0 |  | 0 | 0
Lateral Hardening-Fuse-91064701 | Lateral Hardening | 14031 | 2025 |  | 0 | 2025
Lateral Hardening-Fuse-91065161 | Lateral Hardening | 13310 | 0 |  | 0 | 0
Lateral Hardening-Fuse-91066268 | Lateral Hardening | 13122 | 0 |  | 0 | 0
Lateral Hardening-Fuse-91066431 | Lateral Hardening | 13163 | 2026 |  | 0 | 2026
Lateral Hardening-Fuse-91066748 | Lateral Hardening | 13299 | 2023 |  | 0 | 2023
Lateral Hardening-Fuse-91066749 | Lateral Hardening | 13299 | 0 |  | 0 | 0
Lateral Hardening-Fuse-91068376 | Lateral Hardening | 13213 | 0 |  | 0 | 0
Lateral Hardening-Fuse-91068377 | Lateral Hardening | 13213 | 0 |  | 0 | 0
Lateral Hardening-Fuse-91068407 | Lateral Hardening | 13453 | 0 |  | 0 | 0
Lateral Hardening-Fuse-91068447 | Lateral Hardening | 13632 | 0 |  | 0 | 0
Lateral Hardening-Fuse-91068639 | Lateral Hardening | 13785 | 0 |  | 0 | 0
Lateral Hardening-Fuse-91069094 | Lateral Hardening | 13134 | 0 |  | 0 | 0
Lateral Hardening-Fuse-91070170 | Lateral Hardening | 13238 | 0 |  | 0 | 0
Lateral Hardening-Fuse-91070341 | Lateral Hardening | 13344 | 0 |  | 0 | 0
Lateral Hardening-Fuse-91070840 | Lateral Hardening | 13027 | 0 |  | 0 | 0
Lateral Hardening-Fuse-91070886 | Lateral Hardening | 13984 | 0 |  | 0 | 0
Lateral Hardening-Fuse-91071417 | Lateral Hardening | 13142 | 2024 |  | 0 | 2024
Lateral Hardening-Fuse-91071734 | Lateral Hardening | 13142 | 0 |  | 0 | 0
Lateral Hardening-Fuse-91071741 | Lateral Hardening | 13142 | 0 |  | 0 | 0
Lateral Hardening-Fuse-91072296 | Lateral Hardening | 13431 | 0 |  | 0 | 0
Lateral Hardening-Fuse-91073265 | Lateral Hardening | 14116 | 2021 |  | 0 | 2021
Lateral Hardening-Fuse-91073698 | Lateral Hardening | 13091 | 0 |  | 0 | 0
Lateral Hardening-Fuse-91074582 | Lateral Hardening | 13236 | 0 |  | 0 | 0
Lateral Hardening-Fuse-91074878 | Lateral Hardening | 13624 | 0 |  | 0 | 0
Lateral Hardening-Fuse-91075817 | Lateral Hardening | 13183 | 0 |  | 0 | 0
Lateral Hardening-Fuse-91076397 | Lateral Hardening | 13048 | 2027 |  | 0 | 2027
Lateral Hardening-Fuse-91077489 | Lateral Hardening | 13043 | 0 |  | 0 | 0
Lateral Hardening-Fuse-91079404 | Lateral Hardening | 13769 | 0 |  | 0 | 0
Lateral Hardening-Fuse-91079605 | Lateral Hardening | 13201 | 0 |  | 0 | 0
Lateral Hardening-Fuse-91080014 | Lateral Hardening | 13924 | 0 |  | 0 | 0
Lateral Hardening-Fuse-91080143 | Lateral Hardening | 13769 | 0 |  | 0 | 0
Lateral Hardening-Fuse-91083242 | Lateral Hardening | 13175 | 0 |  | 0 | 0
Lateral Hardening-Fuse-91083756 | Lateral Hardening | 13295 | 0 |  | 0 | 0
Lateral Hardening-Fuse-91084029 | Lateral Hardening | 13295 | 0 |  | 0 | 0
Lateral Hardening-Fuse-91084060 | Lateral Hardening | 13972 | 0 |  | 0 | 0
Lateral Hardening-Fuse-91084184 | Lateral Hardening | 13576 | 0 |  | 0 | 0
Lateral Hardening-Fuse-91084389 | Lateral Hardening | 13911 | 0 |  | 0 | 0
Lateral Hardening-Fuse-91085500 | Lateral Hardening | 13295 | 0 |  | 0 | 0
Lateral Hardening-Fuse-91085562 | Lateral Hardening | 13295 | 0 |  | 0 | 0
Lateral Hardening-Fuse-91085812 | Lateral Hardening | 13238 | 2029 |  | 0 | 2029
Lateral Hardening-Fuse-91086187 | Lateral Hardening | 13151 | 0 |  | 0 | 0
Lateral Hardening-Fuse-91086244 | Lateral Hardening | 13151 | 0 |  | 0 | 0
Lateral Hardening-Fuse-91086556 | Lateral Hardening | 13769 | 0 |  | 0 | 0
Lateral Hardening-Fuse-91086742 | Lateral Hardening | 13769 | 0 |  | 0 | 0
Lateral Hardening-Fuse-91086790 | Lateral Hardening | 13924 | 0 |  | 0 | 0
Lateral Hardening-Fuse-91086839 | Lateral Hardening | 13297 | 0 |  | 0 | 0
Lateral Hardening-Fuse-91086847 | Lateral Hardening | 14041 | 0 |  | 0 | 0
Lateral Hardening-Fuse-91087056 | Lateral Hardening | 13115 | 0 |  | 0 | 0
Lateral Hardening-Fuse-91087503 | Lateral Hardening | 13091 | 2025 |  | 0 | 2025
Lateral Hardening-Fuse-91087701 | Lateral Hardening | 13422 | 0 |  | 0 | 0
Lateral Hardening-Fuse-91087712 | Lateral Hardening | 13422 | 0 |  | 0 | 0
Lateral Hardening-Fuse-91087716 | Lateral Hardening | 13422 | 0 |  | 0 | 0
Lateral Hardening-Fuse-91087735 | Lateral Hardening | 13422 | 0 |  | 0 | 0
Lateral Hardening-Fuse-91087999 | Lateral Hardening | 14024 | 0 |  | 0 | 0
Lateral Hardening-Fuse-91088349 | Lateral Hardening | 13238 | 0 |  | 0 | 0
Lateral Hardening-Fuse-91088372 | Lateral Hardening | 13238 | 0 |  | 0 | 0
Lateral Hardening-Fuse-91089064 | Lateral Hardening | 13661 | 0 |  | 0 | 0
Lateral Hardening-Fuse-91089188 | Lateral Hardening | 13505 | 0 |  | 0 | 0
Lateral Hardening-Fuse-91089254 | Lateral Hardening | 13927 | 0 |  | 0 | 0
Lateral Hardening-Fuse-91089267 | Lateral Hardening | 13661 | 0 |  | 0 | 0
Lateral Hardening-Fuse-91090113 | Lateral Hardening | 13927 | 0 |  | 0 | 0
Lateral Hardening-Fuse-91090517 | Lateral Hardening | 13279 | 0 |  | 0 | 0
Lateral Hardening-Fuse-91090870 | Lateral Hardening | 13921 | 0 |  | 0 | 0
Lateral Hardening-Fuse-91090901 | Lateral Hardening | 13049 | 0 |  | 0 | 0
Lateral Hardening-Fuse-91090906 | Lateral Hardening | 13049 | 2026 |  | 0 | 2026
Lateral Hardening-Fuse-91091046 | Lateral Hardening | 14025 | 0 |  | 0 | 0
Lateral Hardening-Fuse-91091964 | Lateral Hardening | 14114 | 0 |  | 0 | 0
Lateral Hardening-Fuse-91091965 | Lateral Hardening | 14114 | 0 |  | 0 | 0
Lateral Hardening-Fuse-91091990 | Lateral Hardening | 13115 | 0 |  | 0 | 0
Lateral Hardening-Fuse-91092045 | Lateral Hardening | 13115 | 0 |  | 0 | 0
Lateral Hardening-Fuse-91092111 | Lateral Hardening | 13042 | 0 |  | 0 | 0
Lateral Hardening-Fuse-91092609 | Lateral Hardening | 13808 | 0 |  | 0 | 0
Lateral Hardening-Fuse-91092614 | Lateral Hardening | 13046 | 0 |  | 0 | 0
Lateral Hardening-Fuse-91092897 | Lateral Hardening | 13510 | 0 |  | 0 | 0
Lateral Hardening-Fuse-91092970 | Lateral Hardening | 13984 | 0 |  | 0 | 0
Lateral Hardening-Fuse-91093490 | Lateral Hardening | 13037 | 0 |  | 0 | 0
Lateral Hardening-Fuse-91094070 | Lateral Hardening | 13115 | 0 |  | 0 | 0
Lateral Hardening-Fuse-91094184 | Lateral Hardening | 13808 | 2027 |  | 0 | 2027
Lateral Hardening-Fuse-91094186 | Lateral Hardening | 13808 | 2027 |  | 0 | 2027
Lateral Hardening-Fuse-91094434 | Lateral Hardening | 13513 | 0 |  | 0 | 0
Lateral Hardening-Fuse-91095470 | Lateral Hardening | 13017 | 0 |  | 0 | 0
Lateral Hardening-Fuse-91095531 | Lateral Hardening | 13017 | 0 |  | 0 | 0
Lateral Hardening-Fuse-91096289 | Lateral Hardening | 13787 | 2027 |  | 0 | 2027
Lateral Hardening-Fuse-91096297 | Lateral Hardening | 13787 | 0 |  | 0 | 0
Lateral Hardening-Fuse-91096301 | Lateral Hardening | 13787 | 2027 |  | 0 | 2027
Lateral Hardening-Fuse-91097033 | Lateral Hardening | 13030 | 0 |  | 0 | 0
Lateral Hardening-Fuse-91097094 | Lateral Hardening | 13147 | 0 |  | 0 | 0
Lateral Hardening-Fuse-91097112 | Lateral Hardening | 13787 | 0 |  | 0 | 0
Lateral Hardening-Fuse-91097115 | Lateral Hardening | 13787 | 0 |  | 0 | 0
Lateral Hardening-Fuse-91097544 | Lateral Hardening | 13148 | 0 |  | 0 | 0
Lateral Hardening-Fuse-91097545 | Lateral Hardening | 13148 | 0 |  | 0 | 0
Lateral Hardening-Fuse-91097546 | Lateral Hardening | 13148 | 0 |  | 0 | 0
Lateral Hardening-Fuse-91097549 | Lateral Hardening | 13148 | 0 |  | 0 | 0
Lateral Hardening-Fuse-91098230 | Lateral Hardening | 13927 | 2024 |  | 0 | 2024
Lateral Hardening-Fuse-91098463 | Lateral Hardening | 13984 | 2028 |  | 0 | 2028
Lateral Hardening-Fuse-91099548 | Lateral Hardening | 13084 | 0 |  | 0 | 0
Lateral Hardening-Fuse-91099641 | Lateral Hardening | 13048 | 2027 |  | 0 | 2027
Lateral Hardening-Fuse-91100175 | Lateral Hardening | 13418 | 0 |  | 0 | 0
Lateral Hardening-Fuse-91100182 | Lateral Hardening | 13418 | 0 |  | 0 | 0
Lateral Hardening-Fuse-91100368 | Lateral Hardening | 13490 | 0 |  | 0 | 0
Lateral Hardening-Fuse-91101864 | Lateral Hardening | 13470 | 0 |  | 0 | 0
Lateral Hardening-Fuse-91101866 | Lateral Hardening | 13470 | 2026 |  | 0 | 2026
Lateral Hardening-Fuse-91101973 | Lateral Hardening | 13279 | 0 |  | 0 | 0
Lateral Hardening-Fuse-91102089 | Lateral Hardening | 13696 | 0 |  | 0 | 0
Lateral Hardening-Fuse-91102153 | Lateral Hardening | 13964 | 0 |  | 0 | 0
Lateral Hardening-Fuse-91102464 | Lateral Hardening | 13117 | 0 |  | 0 | 0
Lateral Hardening-Fuse-91102862 | Lateral Hardening | 13373 | 0 |  | 0 | 0
Lateral Hardening-Fuse-91103421 | Lateral Hardening | 13373 | 0 |  | 0 | 0
Lateral Hardening-Fuse-91103506 | Lateral Hardening | 13117 | 0 |  | 0 | 0
Lateral Hardening-Fuse-91103688 | Lateral Hardening | 13117 | 0 |  | 0 | 0
Lateral Hardening-Fuse-91103903 | Lateral Hardening | 13371 | 0 |  | 0 | 0
Lateral Hardening-Fuse-91104137 | Lateral Hardening | 13516 | 0 |  | 0 | 0
Lateral Hardening-Fuse-91104263 | Lateral Hardening | 13373 | 0 |  | 0 | 0
Lateral Hardening-Fuse-91104409 | Lateral Hardening | 13373 | 0 |  | 0 | 0
Lateral Hardening-Fuse-91104782 | Lateral Hardening | 13007 | 0 |  | 0 | 0
Lateral Hardening-Fuse-91106520 | Lateral Hardening | 13084 | 0 |  | 0 | 0
Lateral Hardening-Fuse-91107191 | Lateral Hardening | 13254 | 0 |  | 0 | 0
Lateral Hardening-Fuse-91108415 | Lateral Hardening | 13279 | 2027 |  | 0 | 2027
Lateral Hardening-Fuse-91108664 | Lateral Hardening | 13373 | 0 |  | 0 | 0
Lateral Hardening-Fuse-91109070 | Lateral Hardening | 13241 | 0 |  | 0 | 0
Lateral Hardening-Fuse-91109747 | Lateral Hardening | 13373 | 2024 |  | 0 | 2024
Lateral Hardening-Fuse-91110014 | Lateral Hardening | 13431 | 2023 |  | 0 | 2023
Lateral Hardening-Fuse-91110392 | Lateral Hardening | 13854 | 2029 |  | 0 | 2029
Lateral Hardening-Fuse-91110762 | Lateral Hardening | 13963 | 0 |  | 0 | 0
Lateral Hardening-Fuse-91111545 | Lateral Hardening | 13098 | 0 |  | 0 | 0
Lateral Hardening-Fuse-91112475 | Lateral Hardening | 13373 | 0 |  | 0 | 0
Lateral Hardening-Fuse-91112476 | Lateral Hardening | 13373 | 0 |  | 0 | 0
Lateral Hardening-Fuse-91113180 | Lateral Hardening | 14197 | 0 |  | 0 | 0
Lateral Hardening-Fuse-91113454 | Lateral Hardening | 13117 | 0 |  | 0 | 0
Lateral Hardening-Fuse-91114780 | Lateral Hardening | 13574 | 0 |  | 0 | 0
Lateral Hardening-Fuse-91115294 | Lateral Hardening | 13292 | 0 |  | 0 | 0
Lateral Hardening-Fuse-91115297 | Lateral Hardening | 13292 | 0 |  | 0 | 0
Lateral Hardening-Fuse-91115817 | Lateral Hardening | 13147 | 2026 |  | 0 | 2026
Lateral Hardening-Fuse-91115887 | Lateral Hardening | 13749 | 0 |  | 0 | 0
Lateral Hardening-Fuse-91116075 | Lateral Hardening | 13786 | 0 |  | 0 | 0
Lateral Hardening-Fuse-91117402 | Lateral Hardening | 13649 | 0 |  | 0 | 0
Lateral Hardening-Fuse-91119971 | Lateral Hardening | 14023 | 0 |  | 0 | 0
Lateral Hardening-Fuse-91121209 | Lateral Hardening | 13473 | 0 |  | 0 | 0
Lateral Hardening-Fuse-91121217 | Lateral Hardening | 13066 | 0 |  | 0 | 0
Lateral Hardening-Fuse-91122854 | Lateral Hardening | 13984 | 0 |  | 0 | 0
Lateral Hardening-Fuse-91123099 | Lateral Hardening | 13147 | 0 |  | 0 | 0
Lateral Hardening-Fuse-91123274 | Lateral Hardening | 13657 | 0 |  | 0 | 0
Lateral Hardening-Fuse-91123449 | Lateral Hardening | 13331 | 0 |  | 0 | 0
Lateral Hardening-Fuse-91123597 | Lateral Hardening | 13864 | 0 |  | 0 | 0
Lateral Hardening-Fuse-91124475 | Lateral Hardening | 14050 | 0 |  | 0 | 0
Lateral Hardening-Fuse-91124595 | Lateral Hardening | 13147 | 0 |  | 0 | 0
Lateral Hardening-Fuse-91124740 | Lateral Hardening | 13147 | 0 |  | 0 | 0
Lateral Hardening-Fuse-91124884 | Lateral Hardening | 13434 | 0 |  | 0 | 0
Lateral Hardening-Fuse-91126087 | Lateral Hardening | 13048 | 0 |  | 0 | 0
Lateral Hardening-Fuse-91126688 | Lateral Hardening | 13657 | 0 |  | 0 | 0
Lateral Hardening-Fuse-91127457 | Lateral Hardening | 13223 | 0 |  | 0 | 0
Lateral Hardening-Fuse-91129288 | Lateral Hardening | 14024 | 0 |  | 0 | 0
Lateral Hardening-Fuse-91130627 | Lateral Hardening | 14024 | 0 |  | 0 | 0
Lateral Hardening-Fuse-91132709 | Lateral Hardening | 14031 | 0 |  | 0 | 0
Lateral Hardening-Fuse-91133839 | Lateral Hardening | 13649 | 0 |  | 0 | 0
Lateral Hardening-Fuse-91134082 | Lateral Hardening | 14198 | 0 |  | 0 | 0
Lateral Hardening-Fuse-91134110 | Lateral Hardening | 14198 | 0 |  | 0 | 0
Lateral Hardening-Fuse-91134116 | Lateral Hardening | 14198 | 0 |  | 0 | 0
Lateral Hardening-Fuse-91134132 | Lateral Hardening | 14023 | 0 |  | 0 | 0
Lateral Hardening-Fuse-91134133 | Lateral Hardening | 14023 | 0 |  | 0 | 0
Lateral Hardening-Fuse-91135661 | Lateral Hardening | 14110 | 0 |  | 0 | 0
Lateral Hardening-Fuse-91135753 | Lateral Hardening | 14110 | 0 |  | 0 | 0
Lateral Hardening-Fuse-91135754 | Lateral Hardening | 14110 | 2027 |  | 0 | 2027
Lateral Hardening-Fuse-91136613 | Lateral Hardening | 13983 | 0 |  | 0 | 0
Lateral Hardening-Fuse-91137016 | Lateral Hardening | 13388 | 0 |  | 0 | 0
Lateral Hardening-Fuse-91137089 | Lateral Hardening | 13236 | 2029 |  | 0 | 2029
Lateral Hardening-Fuse-91137318 | Lateral Hardening | 13146 | 2026 |  | 0 | 2026
Lateral Hardening-Fuse-91137895 | Lateral Hardening | 13146 | 0 |  | 0 | 0
Lateral Hardening-Fuse-91137899 | Lateral Hardening | 13146 | 0 |  | 0 | 0
Lateral Hardening-Fuse-91138324 | Lateral Hardening | 13983 | 0 |  | 0 | 0
Lateral Hardening-Fuse-91138447 | Lateral Hardening | 13786 | 0 |  | 0 | 0
Lateral Hardening-Fuse-91140036 | Lateral Hardening | 13351 | 0 |  | 0 | 0
Lateral Hardening-Fuse-91140312 | Lateral Hardening | 13722 | 0 |  | 0 | 0
Lateral Hardening-Fuse-91140817 | Lateral Hardening | 13722 | 0 |  | 0 | 0
Lateral Hardening-Fuse-91141100 | Lateral Hardening | 13003 | 0 |  | 0 | 0
Lateral Hardening-Fuse-91141841 | Lateral Hardening | 13148 | 0 |  | 0 | 0
Lateral Hardening-Fuse-91141904 | Lateral Hardening | 13786 | 0 |  | 0 | 0
Lateral Hardening-Fuse-91142458 | Lateral Hardening | 13772 | 0 |  | 0 | 0
Lateral Hardening-Fuse-91142510 | Lateral Hardening | 13786 | 0 |  | 0 | 0
Lateral Hardening-Fuse-91142869 | Lateral Hardening | 13786 | 0 |  | 0 | 0
Lateral Hardening-Fuse-91142886 | Lateral Hardening | 13786 | 0 |  | 0 | 0
Lateral Hardening-Fuse-91143706 | Lateral Hardening | 13786 | 0 |  | 0 | 0
Lateral Hardening-Fuse-91144323 | Lateral Hardening | 13590 | 0 |  | 0 | 0
Lateral Hardening-Fuse-91144334 | Lateral Hardening | 13590 | 0 |  | 0 | 0
Lateral Hardening-Fuse-91144426 | Lateral Hardening | 13373 | 0 |  | 0 | 0
Lateral Hardening-Fuse-91145235 | Lateral Hardening | 13007 | 0 |  | 0 | 0
Lateral Hardening-Fuse-91146015 | Lateral Hardening | 13148 | 0 |  | 0 | 0
Lateral Hardening-Fuse-91146019 | Lateral Hardening | 13148 | 0 |  | 0 | 0
Lateral Hardening-Fuse-91146364 | Lateral Hardening | 13097 | 0 |  | 0 | 0
Lateral Hardening-Fuse-91147157 | Lateral Hardening | 13722 | 0 |  | 0 | 0
Lateral Hardening-Fuse-91147158 | Lateral Hardening | 13722 | 0 |  | 0 | 0
Lateral Hardening-Fuse-91147533 | Lateral Hardening | 13097 | 2025 |  | 0 | 2025
Lateral Hardening-Fuse-91147880 | Lateral Hardening | 13147 | 0 |  | 0 | 0
Lateral Hardening-Fuse-91147910 | Lateral Hardening | 13148 | 0 |  | 0 | 0
Lateral Hardening-Fuse-91147984 | Lateral Hardening | 13148 | 0 |  | 0 | 0
Lateral Hardening-Fuse-91148445 | Lateral Hardening | 14198 | 0 |  | 0 | 0
Lateral Hardening-Fuse-91148652 | Lateral Hardening | 13786 | 0 |  | 0 | 0
Lateral Hardening-Fuse-91149792 | Lateral Hardening | 13052 | 0 |  | 0 | 0
Lateral Hardening-Fuse-91150130 | Lateral Hardening | 13373 | 0 |  | 0 | 0
Lateral Hardening-Fuse-91150201 | Lateral Hardening | 13600 | 0 |  | 0 | 0
Lateral Hardening-Fuse-91150311 | Lateral Hardening | 13187 | 2026 |  | 0 | 2026
Lateral Hardening-Fuse-91150335 | Lateral Hardening | 13187 | 0 |  | 0 | 0
Lateral Hardening-Fuse-91150337 | Lateral Hardening | 13187 | 0 |  | 0 | 0
Lateral Hardening-Fuse-91150432 | Lateral Hardening | 13147 | 0 |  | 0 | 0
Lateral Hardening-Fuse-91150444 | Lateral Hardening | 13787 | 0 |  | 0 | 0
Lateral Hardening-Fuse-91150556 | Lateral Hardening | 13148 | 0 |  | 0 | 0
Lateral Hardening-Fuse-91150557 | Lateral Hardening | 13148 | 0 |  | 0 | 0
Lateral Hardening-Fuse-91150567 | Lateral Hardening | 13517 | 2025 |  | 0 | 2025
Lateral Hardening-Fuse-91150572 | Lateral Hardening | 13517 | 0 |  | 0 | 0
Lateral Hardening-Fuse-91151012 | Lateral Hardening | 13140 | 0 |  | 0 | 0
Lateral Hardening-Fuse-91151453 | Lateral Hardening | 13817 | 0 |  | 0 | 0
Lateral Hardening-Fuse-91151471 | Lateral Hardening | 13426 | 0 |  | 0 | 0
Lateral Hardening-Fuse-91151734 | Lateral Hardening | 13364 | 2025 |  | 0 | 2025
Lateral Hardening-Fuse-91151849 | Lateral Hardening | 13786 | 0 |  | 0 | 0
Lateral Hardening-Fuse-91151966 | Lateral Hardening | 13148 | 0 |  | 0 | 0
Lateral Hardening-Fuse-91152045 | Lateral Hardening | 13786 | 0 |  | 0 | 0
Lateral Hardening-Fuse-91152309 | Lateral Hardening | 13433 | 0 |  | 0 | 0
Lateral Hardening-Fuse-91152785 | Lateral Hardening | 13786 | 2024 |  | 0 | 2024
Lateral Hardening-Fuse-91153047 | Lateral Hardening | 13657 | 0 |  | 0 | 0
Lateral Hardening-Fuse-91153263 | Lateral Hardening | 13786 | 0 |  | 0 | 0
Lateral Hardening-Fuse-91153533 | Lateral Hardening | 13786 | 0 |  | 0 | 0
Lateral Hardening-Fuse-91154265 | Lateral Hardening | 13786 | 0 |  | 0 | 0
Lateral Hardening-Fuse-91154292 | Lateral Hardening | 13786 | 0 |  | 0 | 0
Lateral Hardening-Fuse-91154407 | Lateral Hardening | 13148 | 0 |  | 0 | 0
Lateral Hardening-Fuse-91154799 | Lateral Hardening | 13964 | 0 |  | 0 | 0
Lateral Hardening-Fuse-91154995 | Lateral Hardening | 13048 | 2027 |  | 0 | 2027
Lateral Hardening-Fuse-91155544 | Lateral Hardening | 13509 | 0 |  | 0 | 0
Lateral Hardening-Fuse-91155610 | Lateral Hardening | 13147 | 0 |  | 0 | 0
Lateral Hardening-Fuse-91156076 | Lateral Hardening | 14031 | 0 |  | 0 | 0
Lateral Hardening-Fuse-91156520 | Lateral Hardening | 13147 | 0 |  | 0 | 0
Lateral Hardening-Fuse-91156872 | Lateral Hardening | 13183 | 0 |  | 0 | 0
Lateral Hardening-Fuse-91158339 | Lateral Hardening | 13927 | 0 |  | 0 | 0
Lateral Hardening-Fuse-91158690 | Lateral Hardening | 13155 | 0 |  | 0 | 0
Lateral Hardening-Fuse-91158776 | Lateral Hardening | 13069 | 0 |  | 0 | 0
Lateral Hardening-Fuse-91159009 | Lateral Hardening | 13621 | 0 |  | 0 | 0
Lateral Hardening-Fuse-91160305 | Lateral Hardening | 13426 | 0 |  | 0 | 0
Lateral Hardening-Fuse-91160380 | Lateral Hardening | 13268 | 0 |  | 0 | 0
Lateral Hardening-Fuse-91160761 | Lateral Hardening | 13860 | 0 |  | 0 | 0
Lateral Hardening-Fuse-91161108 | Lateral Hardening | 13505 | 0 |  | 0 | 0
Lateral Hardening-Fuse-91161524 | Lateral Hardening | 13146 | 2026 |  | 0 | 2026
Lateral Hardening-Fuse-91161628 | Lateral Hardening | 13146 | 0 |  | 0 | 0
Lateral Hardening-Fuse-91163172 | Lateral Hardening | 13924 | 0 |  | 0 | 0
Lateral Hardening-Fuse-91163951 | Lateral Hardening | 13225 | 0 |  | 0 | 0
Lateral Hardening-Fuse-91164080 | Lateral Hardening | 13490 | 0 |  | 0 | 0
Lateral Hardening-Fuse-91164262 | Lateral Hardening | 13924 | 2029 |  | 0 | 2029
Lateral Hardening-Fuse-91164537 | Lateral Hardening | 13036 | 0 |  | 0 | 0
Lateral Hardening-Fuse-91164548 | Lateral Hardening | 13036 | 2026 |  | 0 | 2026
Lateral Hardening-Fuse-91164636 | Lateral Hardening | 13117 | 0 |  | 0 | 0
Lateral Hardening-Fuse-91165247 | Lateral Hardening | 13034 | 2028 |  | 0 | 2028
Lateral Hardening-Fuse-91165791 | Lateral Hardening | 13035 | 0 |  | 0 | 0
Lateral Hardening-Fuse-91166391 | Lateral Hardening | 13156 | 0 |  | 0 | 0
Lateral Hardening-Fuse-91166664 | Lateral Hardening | 13288 | 2029 |  | 0 | 2029
Lateral Hardening-Fuse-91167056 | Lateral Hardening | 13983 | 0 |  | 0 | 0
Lateral Hardening-Fuse-91167060 | Lateral Hardening | 13935 | 0 |  | 0 | 0
Lateral Hardening-Fuse-91167346 | Lateral Hardening | 13422 | 0 |  | 0 | 0
Lateral Hardening-Fuse-91167493 | Lateral Hardening | 13155 | 0 |  | 0 | 0
Lateral Hardening-Fuse-91168476 | Lateral Hardening | 13034 | 0 |  | 0 | 0
Lateral Hardening-Fuse-91168509 | Lateral Hardening | 13037 | 2026 |  | 0 | 2026
Lateral Hardening-Fuse-91169456 | Lateral Hardening | 13128 | 0 |  | 0 | 0
Lateral Hardening-Fuse-91169495 | Lateral Hardening | 13128 | 0 |  | 0 | 0
Lateral Hardening-Fuse-91169789 | Lateral Hardening | 13983 | 0 |  | 0 | 0
Lateral Hardening-Fuse-91170166 | Lateral Hardening | 13035 | 0 |  | 0 | 0
Lateral Hardening-Fuse-91170210 | Lateral Hardening | 13036 | 2026 |  | 0 | 2026
Lateral Hardening-Fuse-91172364 | Lateral Hardening | 13053 | 0 |  | 0 | 0
Lateral Hardening-Fuse-91173333 | Lateral Hardening | 13638 | 0 |  | 0 | 0
Lateral Hardening-Fuse-91173597 | Lateral Hardening | 13638 | 0 |  | 0 | 0
Lateral Hardening-Fuse-91173841 | Lateral Hardening | 13661 | 0 |  | 0 | 0
Lateral Hardening-Fuse-91174235 | Lateral Hardening | 14124 | 0 |  | 0 | 0
Lateral Hardening-Fuse-91174686 | Lateral Hardening | 13298 | 0 |  | 0 | 0
Lateral Hardening-Fuse-91174714 | Lateral Hardening | 13638 | 0 |  | 0 | 0
Lateral Hardening-Fuse-91174974 | Lateral Hardening | 13638 | 2028 |  | 0 | 2028
Lateral Hardening-Fuse-91175559 | Lateral Hardening | 13652 | 0 |  | 0 | 0
Lateral Hardening-Fuse-91175718 | Lateral Hardening | 13490 | 0 |  | 0 | 0
Lateral Hardening-Fuse-91176389 | Lateral Hardening | 13591 | 0 |  | 0 | 0
Lateral Hardening-Fuse-91176518 | Lateral Hardening | 13591 | 0 |  | 0 | 0
Lateral Hardening-Fuse-91177000 | Lateral Hardening | 13592 | 0 |  | 0 | 0
Lateral Hardening-Fuse-91177941 | Lateral Hardening | 13638 | 2028 |  | 0 | 2028
Lateral Hardening-Fuse-91178676 | Lateral Hardening | 13638 | 0 |  | 0 | 0
Lateral Hardening-Fuse-91179506 | Lateral Hardening | 13883 | 2022 | 2021 | 1 | 2021
Lateral Hardening-Fuse-91179508 | Lateral Hardening | 13883 | 0 |  | 0 | 0
Lateral Hardening-Fuse-91179590 | Lateral Hardening | 13490 | 0 |  | 0 | 0
Lateral Hardening-Fuse-91179756 | Lateral Hardening | 13298 | 0 |  | 0 | 0
Lateral Hardening-Fuse-91179943 | Lateral Hardening | 13358 | 2025 |  | 0 | 2025
Lateral Hardening-Fuse-91180320 | Lateral Hardening | 13298 | 2029 |  | 0 | 2029
Lateral Hardening-Fuse-91180370 | Lateral Hardening | 13298 | 0 |  | 0 | 0
Lateral Hardening-Fuse-91180866 | Lateral Hardening | 14012 | 0 |  | 0 | 0
Lateral Hardening-Fuse-91180881 | Lateral Hardening | 14012 | 0 |  | 0 | 0
Lateral Hardening-Fuse-91180896 | Lateral Hardening | 13473 | 0 |  | 0 | 0
Lateral Hardening-Fuse-91181114 | Lateral Hardening | 14012 | 0 |  | 0 | 0
Lateral Hardening-Fuse-91181415 | Lateral Hardening | 13906 | 0 |  | 0 | 0
Lateral Hardening-Fuse-91184371 | Lateral Hardening | 13687 | 0 |  | 0 | 0
Lateral Hardening-Fuse-91184420 | Lateral Hardening | 13077 | 0 |  | 0 | 0
Lateral Hardening-Fuse-91185418 | Lateral Hardening | 13229 | 0 |  | 0 | 0
Lateral Hardening-Fuse-91185756 | Lateral Hardening | 13924 | 0 |  | 0 | 0
Lateral Hardening-Fuse-91186330 | Lateral Hardening | 13104 | 0 |  | 0 | 0
Lateral Hardening-Fuse-91187239 | Lateral Hardening | 13298 | 0 |  | 0 | 0
Lateral Hardening-Fuse-91188909 | Lateral Hardening | 13785 | 0 |  | 0 | 0
Lateral Hardening-Fuse-91189327 | Lateral Hardening | 13007 | 0 |  | 0 | 0
Lateral Hardening-Fuse-91190127 | Lateral Hardening | 13190 | 0 |  | 0 | 0
Lateral Hardening-Fuse-91192091 | Lateral Hardening | 13298 | 0 |  | 0 | 0
Lateral Hardening-Fuse-91193204 | Lateral Hardening | 13077 | 0 |  | 0 | 0
Lateral Hardening-Fuse-91194181 | Lateral Hardening | 13660 | 0 |  | 0 | 0
Lateral Hardening-Fuse-91194467 | Lateral Hardening | 13461 | 0 |  | 0 | 0
Lateral Hardening-Fuse-91195438 | Lateral Hardening | 13706 | 2027 |  | 0 | 2027
Lateral Hardening-Fuse-91195616 | Lateral Hardening | 14041 | 0 |  | 0 | 0
Lateral Hardening-Fuse-91195731 | Lateral Hardening | 13008 | 2029 |  | 0 | 2029
Lateral Hardening-Fuse-91196146 | Lateral Hardening | 13228 | 0 |  | 0 | 0
Lateral Hardening-Fuse-91196189 | Lateral Hardening | 13169 | 2025 | 2024 | 1 | 2024
Lateral Hardening-Fuse-91197006 | Lateral Hardening | 13228 | 0 |  | 0 | 0
Lateral Hardening-Fuse-91197111 | Lateral Hardening | 13461 | 0 |  | 0 | 0
Lateral Hardening-Fuse-91198635 | Lateral Hardening | 13126 | 0 |  | 0 | 0
Lateral Hardening-Fuse-91199449 | Lateral Hardening | 13591 | 0 |  | 0 | 0
Lateral Hardening-Fuse-91201428 | Lateral Hardening | 13461 | 0 |  | 0 | 0
Lateral Hardening-Fuse-91201751 | Lateral Hardening | 13077 | 2028 |  | 0 | 2028
Lateral Hardening-Fuse-91201752 | Lateral Hardening | 13077 | 2028 |  | 0 | 2028
Lateral Hardening-Fuse-91201766 | Lateral Hardening | 13223 | 0 |  | 0 | 0
Lateral Hardening-Fuse-91202166 | Lateral Hardening | 13223 | 0 |  | 0 | 0
Lateral Hardening-Fuse-91202288 | Lateral Hardening | 13909 | 0 |  | 0 | 0
Lateral Hardening-Fuse-91202753 | Lateral Hardening | 13298 | 0 |  | 0 | 0
Lateral Hardening-Fuse-91202983 | Lateral Hardening | 13077 | 0 |  | 0 | 0
Lateral Hardening-Fuse-91203632 | Lateral Hardening | 13154 | 0 |  | 0 | 0
Lateral Hardening-Fuse-91203682 | Lateral Hardening | 13154 | 0 |  | 0 | 0
Lateral Hardening-Fuse-91203776 | Lateral Hardening | 13946 | 2023 |  | 0 | 2023
Lateral Hardening-Fuse-91203789 | Lateral Hardening | 13298 | 0 |  | 0 | 0
Lateral Hardening-Fuse-91203847 | Lateral Hardening | 13592 | 0 |  | 0 | 0
Lateral Hardening-Fuse-91203887 | Lateral Hardening | 13932 | 0 |  | 0 | 0
Lateral Hardening-Fuse-91205892 | Lateral Hardening | 13390 | 2023 |  | 0 | 2023
Lateral Hardening-Fuse-91205915 | Lateral Hardening | 13187 | 2026 |  | 0 | 2026
Lateral Hardening-Fuse-91205919 | Lateral Hardening | 13187 | 0 |  | 0 | 0
Lateral Hardening-Fuse-91206590 | Lateral Hardening | 13298 | 0 |  | 0 | 0
Lateral Hardening-Fuse-91207235 | Lateral Hardening | 13298 | 0 |  | 0 | 0
Lateral Hardening-Fuse-91207643 | Lateral Hardening | 13298 | 0 |  | 0 | 0
Lateral Hardening-Fuse-91207658 | Lateral Hardening | 13298 | 0 |  | 0 | 0
Lateral Hardening-Fuse-91208584 | Lateral Hardening | 13298 | 0 |  | 0 | 0
Lateral Hardening-Fuse-91208769 | Lateral Hardening | 13298 | 2029 |  | 0 | 2029
Lateral Hardening-Fuse-91208893 | Lateral Hardening | 13223 | 0 |  | 0 | 0
Lateral Hardening-Fuse-91209039 | Lateral Hardening | 13298 | 0 |  | 0 | 0
Lateral Hardening-Fuse-91209885 | Lateral Hardening | 13462 | 0 |  | 0 | 0
Lateral Hardening-Fuse-91210726 | Lateral Hardening | 13298 | 2029 |  | 0 | 2029
Lateral Hardening-Fuse-91210942 | Lateral Hardening | 13298 | 0 |  | 0 | 0
Lateral Hardening-Fuse-91210950 | Lateral Hardening | 13298 | 0 |  | 0 | 0
Lateral Hardening-Fuse-91211137 | Lateral Hardening | 13156 | 0 |  | 0 | 0
Lateral Hardening-Fuse-91211345 | Lateral Hardening | 13298 | 0 |  | 0 | 0
Lateral Hardening-Fuse-91213055 | Lateral Hardening | 13592 | 2022 |  | 0 | 2022
Lateral Hardening-Fuse-91213581 | Lateral Hardening | 14050 | 0 |  | 0 | 0
Lateral Hardening-Fuse-91213761 | Lateral Hardening | 13128 | 0 |  | 0 | 0
Lateral Hardening-Fuse-91215080 | Lateral Hardening | 13298 | 2029 |  | 0 | 2029
Lateral Hardening-Fuse-91215178 | Lateral Hardening | 13927 | 0 |  | 0 | 0
Lateral Hardening-Fuse-91215561 | Lateral Hardening | 13769 | 0 |  | 0 | 0
Lateral Hardening-Fuse-91217254 | Lateral Hardening | 13298 | 0 |  | 0 | 0
Lateral Hardening-Fuse-91217302 | Lateral Hardening | 13298 | 0 |  | 0 | 0
Lateral Hardening-Fuse-91218077 | Lateral Hardening | 13298 | 0 |  | 0 | 0
Lateral Hardening-Fuse-91218156 | Lateral Hardening | 13298 | 0 |  | 0 | 0
Lateral Hardening-Fuse-91218352 | Lateral Hardening | 13298 | 0 |  | 0 | 0
Lateral Hardening-Fuse-91218354 | Lateral Hardening | 13298 | 0 |  | 0 | 0
Lateral Hardening-Fuse-91219148 | Lateral Hardening | 13298 | 0 |  | 0 | 0
Lateral Hardening-Fuse-91219554 | Lateral Hardening | 13591 | 0 |  | 0 | 0
Lateral Hardening-Fuse-91220443 | Lateral Hardening | 13592 | 0 |  | 0 | 0
Lateral Hardening-Fuse-91220710 | Lateral Hardening | 13310 | 0 |  | 0 | 0
Lateral Hardening-Fuse-91221190 | Lateral Hardening | 13924 | 0 |  | 0 | 0
Lateral Hardening-Fuse-91221401 | Lateral Hardening | 13187 | 0 |  | 0 | 0
Lateral Hardening-Fuse-91221937 | Lateral Hardening | 13187 | 0 |  | 0 | 0
Lateral Hardening-Fuse-91221942 | Lateral Hardening | 13187 | 2026 |  | 0 | 2026
Lateral Hardening-Fuse-91221946 | Lateral Hardening | 13187 | 0 |  | 0 | 0
Lateral Hardening-Fuse-91221952 | Lateral Hardening | 13187 | 0 |  | 0 | 0
Lateral Hardening-Fuse-91221953 | Lateral Hardening | 13187 | 0 |  | 0 | 0
Lateral Hardening-Fuse-91221956 | Lateral Hardening | 13187 | 0 |  | 0 | 0
Lateral Hardening-Fuse-91221958 | Lateral Hardening | 13187 | 0 |  | 0 | 0
Lateral Hardening-Fuse-91221961 | Lateral Hardening | 13187 | 0 |  | 0 | 0
Lateral Hardening-Fuse-91222369 | Lateral Hardening | 13840 | 0 |  | 0 | 0
Lateral Hardening-Fuse-91222588 | Lateral Hardening | 13128 | 0 |  | 0 | 0
Lateral Hardening-Fuse-91224022 | Lateral Hardening | 13622 | 0 |  | 0 | 0
Lateral Hardening-Fuse-91224548 | Lateral Hardening | 13622 | 0 |  | 0 | 0
Lateral Hardening-Fuse-91224629 | Lateral Hardening | 14050 | 2029 |  | 0 | 2029
Lateral Hardening-Fuse-91225534 | Lateral Hardening | 13924 | 2029 |  | 0 | 2029
Lateral Hardening-Fuse-91226110 | Lateral Hardening | 13592 | 0 |  | 0 | 0
Lateral Hardening-Fuse-91227405 | Lateral Hardening | 13298 | 0 |  | 0 | 0
Lateral Hardening-Fuse-91227536 | Lateral Hardening | 13298 | 0 |  | 0 | 0
Lateral Hardening-Fuse-91229221 | Lateral Hardening | 13924 | 0 |  | 0 | 0
Lateral Hardening-Fuse-91229544 | Lateral Hardening | 13552 | 0 |  | 0 | 0
Lateral Hardening-Fuse-91230271 | Lateral Hardening | 13924 | 0 |  | 0 | 0
Lateral Hardening-Fuse-91230825 | Lateral Hardening | 13889 | 0 |  | 0 | 0
Lateral Hardening-Fuse-91230995 | Lateral Hardening | 13924 | 0 |  | 0 | 0
Lateral Hardening-Fuse-91231112 | Lateral Hardening | 13298 | 0 |  | 0 | 0
Lateral Hardening-Fuse-91231466 | Lateral Hardening | 13190 | 0 |  | 0 | 0
Lateral Hardening-Fuse-91231633 | Lateral Hardening | 13590 | 2021 |  | 0 | 2021
Lateral Hardening-Fuse-91231798 | Lateral Hardening | 13073 | 0 |  | 0 | 0
Lateral Hardening-Fuse-91232065 | Lateral Hardening | 13924 | 0 |  | 0 | 0
Lateral Hardening-Fuse-91232937 | Lateral Hardening | 13103 | 2024 |  | 0 | 2024
Lateral Hardening-Fuse-91234154 | Lateral Hardening | 13124 | 0 |  | 0 | 0
Lateral Hardening-Fuse-91234217 | Lateral Hardening | 13191 | 0 |  | 0 | 0
Lateral Hardening-Fuse-91234338 | Lateral Hardening | 13124 | 2029 |  | 0 | 2029
Lateral Hardening-Fuse-91235614 | Lateral Hardening | 14306 | 2029 |  | 0 | 2029
Lateral Hardening-Fuse-91235770 | Lateral Hardening | 13126 | 0 |  | 0 | 0
Lateral Hardening-Fuse-91235891 | Lateral Hardening | 13190 | 0 |  | 0 | 0
Lateral Hardening-Fuse-91237240 | Lateral Hardening | 13124 | 0 |  | 0 | 0
Lateral Hardening-Fuse-91237769 | Lateral Hardening | 13679 | 0 |  | 0 | 0
Lateral Hardening-Fuse-91238591 | Lateral Hardening | 13214 | 0 |  | 0 | 0
Lateral Hardening-Fuse-91238629 | Lateral Hardening | 13214 | 0 |  | 0 | 0
Lateral Hardening-Fuse-91238854 | Lateral Hardening | 13124 | 0 |  | 0 | 0
Lateral Hardening-Fuse-91238983 | Lateral Hardening | 13124 | 0 |  | 0 | 0
Lateral Hardening-Fuse-91239021 | Lateral Hardening | 13124 | 0 |  | 0 | 0
Lateral Hardening-Fuse-91239106 | Lateral Hardening | 13679 | 0 |  | 0 | 0
Lateral Hardening-Fuse-91239112 | Lateral Hardening | 13679 | 0 |  | 0 | 0
Lateral Hardening-Fuse-91239497 | Lateral Hardening | 13178 | 0 |  | 0 | 0
Lateral Hardening-Fuse-91239736 | Lateral Hardening | 13679 | 0 |  | 0 | 0
Lateral Hardening-Fuse-91239862 | Lateral Hardening | 13787 | 0 |  | 0 | 0
Lateral Hardening-Fuse-91240692 | Lateral Hardening | 13186 | 0 |  | 0 | 0
Lateral Hardening-Fuse-91241031 | Lateral Hardening | 13278 | 0 |  | 0 | 0
Lateral Hardening-Fuse-91241032 | Lateral Hardening | 13104 | 2022 |  | 0 | 2022
Lateral Hardening-Fuse-91241114 | Lateral Hardening | 13124 | 0 |  | 0 | 0
Lateral Hardening-Fuse-91241356 | Lateral Hardening | 13124 | 0 |  | 0 | 0
Lateral Hardening-Fuse-91241452 | Lateral Hardening | 13298 | 0 |  | 0 | 0
Lateral Hardening-Fuse-91242057 | Lateral Hardening | 13433 | 0 |  | 0 | 0
Lateral Hardening-Fuse-91242060 | Lateral Hardening | 13433 | 0 |  | 0 | 0
Lateral Hardening-Fuse-91245576 | Lateral Hardening | 13679 | 0 |  | 0 | 0
Lateral Hardening-Fuse-91245686 | Lateral Hardening | 13091 | 0 |  | 0 | 0
Lateral Hardening-Fuse-91245761 | Lateral Hardening | 13071 | 2022 |  | 0 | 2022
Lateral Hardening-Fuse-91245762 | Lateral Hardening | 13071 | 0 |  | 0 | 0
Lateral Hardening-Fuse-91246837 | Lateral Hardening | 13059 | 0 |  | 0 | 0
Lateral Hardening-Fuse-91247238 | Lateral Hardening | 13679 | 0 |  | 0 | 0
Lateral Hardening-Fuse-91247246 | Lateral Hardening | 13679 | 0 |  | 0 | 0
Lateral Hardening-Fuse-91247297 | Lateral Hardening | 13679 | 0 |  | 0 | 0
Lateral Hardening-Fuse-91247298 | Lateral Hardening | 13679 | 0 |  | 0 | 0
Lateral Hardening-Fuse-91250081 | Lateral Hardening | 13733 | 0 |  | 0 | 0
Lateral Hardening-Fuse-91250370 | Lateral Hardening | 13331 | 0 |  | 0 | 0
Lateral Hardening-Fuse-91250466 | Lateral Hardening | 13511 | 0 |  | 0 | 0
Lateral Hardening-Fuse-91250642 | Lateral Hardening | 13585 | 0 |  | 0 | 0
Lateral Hardening-Fuse-91250712 | Lateral Hardening | 13769 | 0 |  | 0 | 0
Lateral Hardening-Fuse-91250746 | Lateral Hardening | 13090 | 0 |  | 0 | 0
Lateral Hardening-Fuse-91251022 | Lateral Hardening | 13679 | 0 |  | 0 | 0
Lateral Hardening-Fuse-91251089 | Lateral Hardening | 13492 | 0 |  | 0 | 0
Lateral Hardening-Fuse-91251457 | Lateral Hardening | 13047 | 2026 |  | 0 | 2026
Lateral Hardening-Fuse-91253146 | Lateral Hardening | 13668 | 2027 |  | 0 | 2027
Lateral Hardening-Fuse-91253274 | Lateral Hardening | 13305 | 0 |  | 0 | 0
Lateral Hardening-Fuse-91253737 | Lateral Hardening | 13591 | 0 |  | 0 | 0
Lateral Hardening-Fuse-91253833 | Lateral Hardening | 13924 | 0 |  | 0 | 0
Lateral Hardening-Fuse-91254984 | Lateral Hardening | 13624 | 0 |  | 0 | 0
Lateral Hardening-Fuse-91256591 | Lateral Hardening | 13405 | 2025 |  | 0 | 2025
Lateral Hardening-Fuse-91259460 | Lateral Hardening | 13485 | 0 |  | 0 | 0
Lateral Hardening-Fuse-91260258 | Lateral Hardening | 13326 | 0 |  | 0 | 0
Lateral Hardening-Fuse-91260259 | Lateral Hardening | 13326 | 0 |  | 0 | 0
Lateral Hardening-Fuse-91262074 | Lateral Hardening | 13156 | 0 |  | 0 | 0
Lateral Hardening-Fuse-91262486 | Lateral Hardening | 13582 | 0 |  | 0 | 0
Lateral Hardening-Fuse-91262491 | Lateral Hardening | 13582 | 0 |  | 0 | 0
Lateral Hardening-Fuse-91263223 | Lateral Hardening | 13419 | 0 |  | 0 | 0
Lateral Hardening-Fuse-91264831 | Lateral Hardening | 13128 | 0 |  | 0 | 0
Lateral Hardening-Fuse-91265107 | Lateral Hardening | 13679 | 0 |  | 0 | 0
Lateral Hardening-Fuse-91265301 | Lateral Hardening | 14079 | 0 |  | 0 | 0
Lateral Hardening-Fuse-91265724 | Lateral Hardening | 13590 | 0 |  | 0 | 0
Lateral Hardening-Fuse-91266104 | Lateral Hardening | 13128 | 0 |  | 0 | 0
Lateral Hardening-Fuse-91266363 | Lateral Hardening | 13298 | 2029 |  | 0 | 2029
Lateral Hardening-Fuse-91267179 | Lateral Hardening | 13927 | 0 |  | 0 | 0
Lateral Hardening-Fuse-91267186 | Lateral Hardening | 13927 | 2024 |  | 0 | 2024
Lateral Hardening-Fuse-91267794 | Lateral Hardening | 13927 | 0 |  | 0 | 0
Lateral Hardening-Fuse-91269214 | Lateral Hardening | 13143 | 0 |  | 0 | 0
Lateral Hardening-Fuse-91269313 | Lateral Hardening | 13296 | 0 |  | 0 | 0
Lateral Hardening-Fuse-91270079 | Lateral Hardening | 13924 | 0 |  | 0 | 0
Lateral Hardening-Fuse-91270662 | Lateral Hardening | 13612 | 0 |  | 0 | 0
Lateral Hardening-Fuse-91272429 | Lateral Hardening | 13461 | 0 |  | 0 | 0
Lateral Hardening-Fuse-91272574 | Lateral Hardening | 13175 | 0 |  | 0 | 0
Lateral Hardening-Fuse-91272607 | Lateral Hardening | 13461 | 2026 |  | 0 | 2026
Lateral Hardening-Fuse-91272608 | Lateral Hardening | 13461 | 0 |  | 0 | 0
Lateral Hardening-Fuse-91272615 | Lateral Hardening | 13909 | 0 |  | 0 | 0
Lateral Hardening-Fuse-91272699 | Lateral Hardening | 13461 | 0 |  | 0 | 0
Lateral Hardening-Fuse-91273237 | Lateral Hardening | 13128 | 0 |  | 0 | 0
Lateral Hardening-Fuse-91274133 | Lateral Hardening | 13097 | 2025 |  | 0 | 2025
Lateral Hardening-Fuse-91274634 | Lateral Hardening | 13373 | 0 |  | 0 | 0
Lateral Hardening-Fuse-91274867 | Lateral Hardening | 13221 | 2023 |  | 0 | 2023
Lateral Hardening-Fuse-91276385 | Lateral Hardening | 13911 | 2022 |  | 0 | 2022
Lateral Hardening-Fuse-91276493 | Lateral Hardening | 13130 | 2029 |  | 0 | 2029
Lateral Hardening-Fuse-91278866 | Lateral Hardening | 13927 | 0 |  | 0 | 0
Lateral Hardening-Fuse-91279238 | Lateral Hardening | 13158 | 0 |  | 0 | 0
Lateral Hardening-Fuse-91280421 | Lateral Hardening | 13128 | 0 |  | 0 | 0
Lateral Hardening-Fuse-91281171 | Lateral Hardening | 13724 | 0 |  | 0 | 0
Lateral Hardening-Fuse-91281400 | Lateral Hardening | 13723 | 0 |  | 0 | 0
Lateral Hardening-Fuse-91282226 | Lateral Hardening | 13224 | 0 |  | 0 | 0
Lateral Hardening-Fuse-91282885 | Lateral Hardening | 13624 | 0 |  | 0 | 0
Lateral Hardening-Fuse-91283089 | Lateral Hardening | 13910 | 0 |  | 0 | 0
Lateral Hardening-Fuse-91285070 | Lateral Hardening | 14041 | 0 |  | 0 | 0
Lateral Hardening-Fuse-91286497 | Lateral Hardening | 14040 | 0 |  | 0 | 0
Lateral Hardening-Fuse-91286781 | Lateral Hardening | 14041 | 0 |  | 0 | 0
Lateral Hardening-Fuse-91286800 | Lateral Hardening | 14041 | 2023 |  | 0 | 2023
Lateral Hardening-Fuse-91287001 | Lateral Hardening | 14040 | 0 |  | 0 | 0
Lateral Hardening-Fuse-91287424 | Lateral Hardening | 13117 | 0 |  | 0 | 0
Lateral Hardening-Fuse-91287667 | Lateral Hardening | 13461 | 0 |  | 0 | 0
Lateral Hardening-Fuse-91288121 | Lateral Hardening | 13082 | 2029 |  | 0 | 2029
Lateral Hardening-Fuse-91289231 | Lateral Hardening | 13787 | 0 |  | 0 | 0
Lateral Hardening-Fuse-91289700 | Lateral Hardening | 13011 | 0 |  | 0 | 0
Lateral Hardening-Fuse-91289915 | Lateral Hardening | 14040 | 0 |  | 0 | 0
Lateral Hardening-Fuse-91291097 | Lateral Hardening | 13911 | 0 |  | 0 | 0
Lateral Hardening-Fuse-91291099 | Lateral Hardening | 13911 | 0 |  | 0 | 0
Lateral Hardening-Fuse-91293201 | Lateral Hardening | 13150 | 2029 |  | 0 | 2029
Lateral Hardening-Fuse-91293850 | Lateral Hardening | 13150 | 0 |  | 0 | 0
Lateral Hardening-Fuse-91293852 | Lateral Hardening | 13150 | 0 |  | 0 | 0
Lateral Hardening-Fuse-91293905 | Lateral Hardening | 13102 | 2022 |  | 0 | 2022
Lateral Hardening-Fuse-91294491 | Lateral Hardening | 13053 | 0 |  | 0 | 0
Lateral Hardening-Fuse-91294696 | Lateral Hardening | 13268 | 0 |  | 0 | 0
Lateral Hardening-Fuse-91295197 | Lateral Hardening | 13679 | 0 |  | 0 | 0
Lateral Hardening-Fuse-91295320 | Lateral Hardening | 13327 | 0 |  | 0 | 0
Lateral Hardening-Fuse-91295569 | Lateral Hardening | 13909 | 0 |  | 0 | 0
Lateral Hardening-Fuse-91296388 | Lateral Hardening | 13150 | 0 |  | 0 | 0
Lateral Hardening-Fuse-91297742 | Lateral Hardening | 13679 | 0 |  | 0 | 0
Lateral Hardening-Fuse-91299668 | Lateral Hardening | 13130 | 2029 |  | 0 | 2029
Lateral Hardening-Fuse-91299786 | Lateral Hardening | 13461 | 0 |  | 0 | 0
Lateral Hardening-Fuse-91299938 | Lateral Hardening | 13829 | 0 |  | 0 | 0
Lateral Hardening-Fuse-91300326 | Lateral Hardening | 13308 | 0 |  | 0 | 0
Lateral Hardening-Fuse-91301162 | Lateral Hardening | 13461 | 0 |  | 0 | 0
Lateral Hardening-Fuse-91301627 | Lateral Hardening | 13279 | 0 |  | 0 | 0
Lateral Hardening-Fuse-91301942 | Lateral Hardening | 13279 | 2027 |  | 0 | 2027
Lateral Hardening-Fuse-91302241 | Lateral Hardening | 13552 | 0 |  | 0 | 0
Lateral Hardening-Fuse-91303047 | Lateral Hardening | 13830 | 0 |  | 0 | 0
Lateral Hardening-Fuse-91303529 | Lateral Hardening | 13909 | 2023 |  | 0 | 2023
Lateral Hardening-Fuse-91303659 | Lateral Hardening | 13162 | 0 |  | 0 | 0
Lateral Hardening-Fuse-91305807 | Lateral Hardening | 13053 | 0 |  | 0 | 0
Lateral Hardening-Fuse-91306280 | Lateral Hardening | 13391 | 0 |  | 0 | 0
Lateral Hardening-Fuse-91306831 | Lateral Hardening | 13805 | 0 |  | 0 | 0
Lateral Hardening-Fuse-91306869 | Lateral Hardening | 13130 | 2029 |  | 0 | 2029
Lateral Hardening-Fuse-91307464 | Lateral Hardening | 13053 | 0 |  | 0 | 0
Lateral Hardening-Fuse-91307480 | Lateral Hardening | 13222 | 0 |  | 0 | 0
Lateral Hardening-Fuse-91308381 | Lateral Hardening | 13825 | 0 |  | 0 | 0
Lateral Hardening-Fuse-91308625 | Lateral Hardening | 13961 | 0 |  | 0 | 0
Lateral Hardening-Fuse-91309413 | Lateral Hardening | 13100 | 0 |  | 0 | 0
Lateral Hardening-Fuse-91309939 | Lateral Hardening | 13786 | 2024 |  | 0 | 2024
Lateral Hardening-Fuse-91309941 | Lateral Hardening | 13786 | 0 |  | 0 | 0
Lateral Hardening-Fuse-91310277 | Lateral Hardening | 13029 | 0 |  | 0 | 0
Lateral Hardening-Fuse-91310475 | Lateral Hardening | 13443 | 0 |  | 0 | 0
Lateral Hardening-Fuse-91311337 | Lateral Hardening | 13962 | 0 |  | 0 | 0
Lateral Hardening-Fuse-91312055 | Lateral Hardening | 13311 | 0 |  | 0 | 0
Lateral Hardening-Fuse-91312755 | Lateral Hardening | 13962 | 0 |  | 0 | 0
Lateral Hardening-Fuse-91312974 | Lateral Hardening | 13159 | 0 |  | 0 | 0
Lateral Hardening-Fuse-91313007 | Lateral Hardening | 13687 | 0 |  | 0 | 0
Lateral Hardening-Fuse-91313014 | Lateral Hardening | 13687 | 0 |  | 0 | 0
Lateral Hardening-Fuse-91313609 | Lateral Hardening | 13388 | 0 |  | 0 | 0
Lateral Hardening-Fuse-91313848 | Lateral Hardening | 13388 | 0 |  | 0 | 0
Lateral Hardening-Fuse-91313927 | Lateral Hardening | 13910 | 0 |  | 0 | 0
Lateral Hardening-Fuse-91314193 | Lateral Hardening | 13268 | 0 |  | 0 | 0
Lateral Hardening-Fuse-91314621 | Lateral Hardening | 13807 | 2028 |  | 0 | 2028
Lateral Hardening-Fuse-91314861 | Lateral Hardening | 13130 | 0 |  | 0 | 0
Lateral Hardening-Fuse-91316342 | Lateral Hardening | 13126 | 0 |  | 0 | 0
Lateral Hardening-Fuse-91316573 | Lateral Hardening | 13124 | 0 |  | 0 | 0
Lateral Hardening-Fuse-91317188 | Lateral Hardening | 13299 | 0 |  | 0 | 0
Lateral Hardening-Fuse-91317236 | Lateral Hardening | 13299 | 0 |  | 0 | 0
Lateral Hardening-Fuse-91317842 | Lateral Hardening | 13115 | 2022 |  | 0 | 2022
Lateral Hardening-Fuse-91317878 | Lateral Hardening | 13911 | 0 |  | 0 | 0
Lateral Hardening-Fuse-91318247 | Lateral Hardening | 13124 | 0 |  | 0 | 0
Lateral Hardening-Fuse-91318366 | Lateral Hardening | 13299 | 0 |  | 0 | 0
Lateral Hardening-Fuse-91319236 | Lateral Hardening | 13388 | 0 |  | 0 | 0
Lateral Hardening-Fuse-91319535 | Lateral Hardening | 13414 | 0 |  | 0 | 0
Lateral Hardening-Fuse-91319798 | Lateral Hardening | 13391 | 0 |  | 0 | 0
Lateral Hardening-Fuse-91320659 | Lateral Hardening | 13722 | 0 |  | 0 | 0
Lateral Hardening-Fuse-91321064 | Lateral Hardening | 13461 | 0 |  | 0 | 0
Lateral Hardening-Fuse-91321460 | Lateral Hardening | 13124 | 0 |  | 0 | 0
Lateral Hardening-Fuse-91321851 | Lateral Hardening | 13909 | 0 |  | 0 | 0
Lateral Hardening-Fuse-91321877 | Lateral Hardening | 13909 | 0 |  | 0 | 0
Lateral Hardening-Fuse-91322853 | Lateral Hardening | 13008 | 0 |  | 0 | 0
Lateral Hardening-Fuse-91323316 | Lateral Hardening | 13962 | 0 |  | 0 | 0
Lateral Hardening-Fuse-91324146 | Lateral Hardening | 13160 | 0 |  | 0 | 0
Lateral Hardening-Fuse-91324237 | Lateral Hardening | 13160 | 0 |  | 0 | 0
Lateral Hardening-Fuse-91324334 | Lateral Hardening | 13099 | 2022 |  | 0 | 2022
Lateral Hardening-Fuse-91324345 | Lateral Hardening | 13160 | 0 |  | 0 | 0
Lateral Hardening-Fuse-91324631 | Lateral Hardening | 13160 | 0 |  | 0 | 0
Lateral Hardening-Fuse-91324649 | Lateral Hardening | 13160 | 0 |  | 0 | 0
Lateral Hardening-Fuse-91324658 | Lateral Hardening | 13160 | 0 |  | 0 | 0
Lateral Hardening-Fuse-91324708 | Lateral Hardening | 13160 | 0 |  | 0 | 0
Lateral Hardening-Fuse-91326166 | Lateral Hardening | 13160 | 0 |  | 0 | 0
Lateral Hardening-Fuse-91326941 | Lateral Hardening | 13100 | 0 |  | 0 | 0
Lateral Hardening-Fuse-91327196 | Lateral Hardening | 13123 | 0 |  | 0 | 0
Lateral Hardening-Fuse-91328283 | Lateral Hardening | 13105 | 0 |  | 0 | 0
Lateral Hardening-Fuse-91328754 | Lateral Hardening | 13115 | 2022 |  | 0 | 2022
Lateral Hardening-Fuse-91329080 | Lateral Hardening | 14026 | 0 |  | 0 | 0
Lateral Hardening-Fuse-91331179 | Lateral Hardening | 13397 | 0 |  | 0 | 0
Lateral Hardening-Fuse-91333190 | Lateral Hardening | 13924 | 0 |  | 0 | 0
Lateral Hardening-Fuse-91333523 | Lateral Hardening | 13268 | 0 |  | 0 | 0
Lateral Hardening-Fuse-91333553 | Lateral Hardening | 13268 | 0 |  | 0 | 0
Lateral Hardening-Fuse-91333561 | Lateral Hardening | 13268 | 0 |  | 0 | 0
Lateral Hardening-Fuse-91333679 | Lateral Hardening | 13388 | 0 |  | 0 | 0
Lateral Hardening-Fuse-91334128 | Lateral Hardening | 13007 | 2029 |  | 0 | 2029
Lateral Hardening-Fuse-91334566 | Lateral Hardening | 13412 | 2029 |  | 0 | 2029
Lateral Hardening-Fuse-91334961 | Lateral Hardening | 13552 | 0 |  | 0 | 0
Lateral Hardening-Fuse-91335523 | Lateral Hardening | 13332 | 2021 |  | 0 | 2021
Lateral Hardening-Fuse-91335801 | Lateral Hardening | 13388 | 0 |  | 0 | 0
Lateral Hardening-Fuse-91336543 | Lateral Hardening | 13388 | 0 |  | 0 | 0
Lateral Hardening-Fuse-91336606 | Lateral Hardening | 13807 | 0 |  | 0 | 0
Lateral Hardening-Fuse-91336907 | Lateral Hardening | 13028 | 0 |  | 0 | 0
Lateral Hardening-Fuse-91337544 | Lateral Hardening | 13921 | 0 |  | 0 | 0
Lateral Hardening-Fuse-91337725 | Lateral Hardening | 13464 | 2027 |  | 0 | 2027
Lateral Hardening-Fuse-91337919 | Lateral Hardening | 13462 | 0 |  | 0 | 0
Lateral Hardening-Fuse-91338194 | Lateral Hardening | 13909 | 2023 |  | 0 | 2023
Lateral Hardening-Fuse-91338527 | Lateral Hardening | 13123 | 2028 |  | 0 | 2028
Lateral Hardening-Fuse-91338741 | Lateral Hardening | 13828 | 2023 |  | 0 | 2023
Lateral Hardening-Fuse-91338742 | Lateral Hardening | 13828 | 0 |  | 0 | 0
Lateral Hardening-Fuse-91339998 | Lateral Hardening | 13299 | 0 |  | 0 | 0
Lateral Hardening-Fuse-91340272 | Lateral Hardening | 13243 | 2022 |  | 0 | 2022
Lateral Hardening-Fuse-91340364 | Lateral Hardening | 13687 | 2028 |  | 0 | 2028
Lateral Hardening-Fuse-91340554 | Lateral Hardening | 13100 | 2021 |  | 0 | 2021
Lateral Hardening-Fuse-91340609 | Lateral Hardening | 13687 | 0 |  | 0 | 0
Lateral Hardening-Fuse-91340769 | Lateral Hardening | 13962 | 0 |  | 0 | 0
Lateral Hardening-Fuse-91341176 | Lateral Hardening | 13414 | 0 |  | 0 | 0
Lateral Hardening-Fuse-91342562 | Lateral Hardening | 13405 | 0 |  | 0 | 0
Lateral Hardening-Fuse-91343691 | Lateral Hardening | 13043 | 0 |  | 0 | 0
Lateral Hardening-Fuse-91343904 | Lateral Hardening | 13123 | 0 |  | 0 | 0
Lateral Hardening-Fuse-91343916 | Lateral Hardening | 13123 | 0 |  | 0 | 0
Lateral Hardening-Fuse-91343976 | Lateral Hardening | 13299 | 0 |  | 0 | 0
Lateral Hardening-Fuse-91344286 | Lateral Hardening | 13786 | 0 |  | 0 | 0
Lateral Hardening-Fuse-91344599 | Lateral Hardening | 13151 | 0 |  | 0 | 0
Lateral Hardening-Fuse-91345390 | Lateral Hardening | 13462 | 0 |  | 0 | 0
Lateral Hardening-Fuse-91345667 | Lateral Hardening | 14041 | 0 |  | 0 | 0
Lateral Hardening-Fuse-91345760 | Lateral Hardening | 13825 | 0 |  | 0 | 0
Lateral Hardening-Fuse-91345933 | Lateral Hardening | 13298 | 2029 |  | 0 | 2029
Lateral Hardening-Fuse-91345946 | Lateral Hardening | 13298 | 2029 |  | 0 | 2029
Lateral Hardening-Fuse-91345947 | Lateral Hardening | 13298 | 0 |  | 0 | 0
Lateral Hardening-Fuse-91346455 | Lateral Hardening | 13279 | 2027 |  | 0 | 2027
Lateral Hardening-Fuse-91346746 | Lateral Hardening | 13123 | 0 |  | 0 | 0
Lateral Hardening-Fuse-91346949 | Lateral Hardening | 13839 | 0 |  | 0 | 0
Lateral Hardening-Fuse-91347335 | Lateral Hardening | 13122 | 0 |  | 0 | 0
Lateral Hardening-Fuse-91347798 | Lateral Hardening | 13243 | 2022 |  | 0 | 2022
Lateral Hardening-Fuse-91348796 | Lateral Hardening | 13115 | 0 |  | 0 | 0
Lateral Hardening-Fuse-91348800 | Lateral Hardening | 13115 | 0 |  | 0 | 0
Lateral Hardening-Fuse-91348923 | Lateral Hardening | 13243 | 0 |  | 0 | 0
Lateral Hardening-Fuse-91349466 | Lateral Hardening | 13631 | 0 |  | 0 | 0
Lateral Hardening-Fuse-91349814 | Lateral Hardening | 13462 | 0 |  | 0 | 0
Lateral Hardening-Fuse-91350078 | Lateral Hardening | 13342 | 0 |  | 0 | 0
Lateral Hardening-Fuse-91350367 | Lateral Hardening | 13911 | 0 |  | 0 | 0
Lateral Hardening-Fuse-91351288 | Lateral Hardening | 13243 | 2022 |  | 0 | 2022
Lateral Hardening-Fuse-91351326 | Lateral Hardening | 13373 | 0 |  | 0 | 0
Lateral Hardening-Fuse-91351594 | Lateral Hardening | 13299 | 0 |  | 0 | 0
Lateral Hardening-Fuse-91352283 | Lateral Hardening | 13299 | 0 |  | 0 | 0
Lateral Hardening-Fuse-91352297 | Lateral Hardening | 13299 | 0 |  | 0 | 0
Lateral Hardening-Fuse-91353342 | Lateral Hardening | 13448 | 0 |  | 0 | 0
Lateral Hardening-Fuse-91353413 | Lateral Hardening | 13254 | 0 |  | 0 | 0
Lateral Hardening-Fuse-91353437 | Lateral Hardening | 13254 | 0 |  | 0 | 0
Lateral Hardening-Fuse-91354294 | Lateral Hardening | 13065 | 2028 |  | 0 | 2028
Lateral Hardening-Fuse-91354619 | Lateral Hardening | 13786 | 2024 |  | 0 | 2024
Lateral Hardening-Fuse-91354723 | Lateral Hardening | 13100 | 0 |  | 0 | 0
Lateral Hardening-Fuse-91355269 | Lateral Hardening | 13906 | 0 |  | 0 | 0
Lateral Hardening-Fuse-91355275 | Lateral Hardening | 13906 | 0 |  | 0 | 0
Lateral Hardening-Fuse-91355276 | Lateral Hardening | 13906 | 0 |  | 0 | 0
Lateral Hardening-Fuse-91355277 | Lateral Hardening | 13906 | 0 |  | 0 | 0
Lateral Hardening-Fuse-91355281 | Lateral Hardening | 13906 | 0 |  | 0 | 0
Lateral Hardening-Fuse-91355284 | Lateral Hardening | 13906 | 0 |  | 0 | 0
Lateral Hardening-Fuse-91355291 | Lateral Hardening | 13906 | 0 |  | 0 | 0
Lateral Hardening-Fuse-91355293 | Lateral Hardening | 13906 | 0 |  | 0 | 0
Lateral Hardening-Fuse-91355513 | Lateral Hardening | 14356 | 0 |  | 0 | 0
Lateral Hardening-Fuse-91356655 | Lateral Hardening | 13123 | 0 |  | 0 | 0
Lateral Hardening-Fuse-91357529 | Lateral Hardening | 13946 | 0 |  | 0 | 0
Lateral Hardening-Fuse-91357575 | Lateral Hardening | 13298 | 0 |  | 0 | 0
Lateral Hardening-Fuse-91358234 | Lateral Hardening | 13722 | 0 |  | 0 | 0
Lateral Hardening-Fuse-91359197 | Lateral Hardening | 13224 | 2025 |  | 0 | 2025
Lateral Hardening-Fuse-91359402 | Lateral Hardening | 13962 | 0 |  | 0 | 0
Lateral Hardening-Fuse-91359438 | Lateral Hardening | 13243 | 0 |  | 0 | 0
Lateral Hardening-Fuse-91359516 | Lateral Hardening | 13254 | 0 |  | 0 | 0
Lateral Hardening-Fuse-91360925 | Lateral Hardening | 13099 | 0 |  | 0 | 0
Lateral Hardening-Fuse-91360927 | Lateral Hardening | 13254 | 2027 |  | 0 | 2027
Lateral Hardening-Fuse-91361238 | Lateral Hardening | 13770 | 0 |  | 0 | 0
Lateral Hardening-Fuse-91361239 | Lateral Hardening | 13770 | 0 |  | 0 | 0
Lateral Hardening-Fuse-91361443 | Lateral Hardening | 13298 | 0 |  | 0 | 0
Lateral Hardening-Fuse-91361701 | Lateral Hardening | 13030 | 0 |  | 0 | 0
Lateral Hardening-Fuse-91361758 | Lateral Hardening | 13298 | 0 |  | 0 | 0
Lateral Hardening-Fuse-91361858 | Lateral Hardening | 13514 | 2023 | 2022 | 1 | 2022
Lateral Hardening-Fuse-91362071 | Lateral Hardening | 13863 | 0 |  | 0 | 0
Lateral Hardening-Fuse-91362305 | Lateral Hardening | 13148 | 0 |  | 0 | 0
Lateral Hardening-Fuse-91362306 | Lateral Hardening | 13148 | 0 |  | 0 | 0
Lateral Hardening-Fuse-91362418 | Lateral Hardening | 13088 | 0 |  | 0 | 0
Lateral Hardening-Fuse-91362419 | Lateral Hardening | 13088 | 0 |  | 0 | 0
Lateral Hardening-Fuse-91363176 | Lateral Hardening | 13373 | 0 |  | 0 | 0
Lateral Hardening-Fuse-91363794 | Lateral Hardening | 13983 | 0 |  | 0 | 0
Lateral Hardening-Fuse-91365066 | Lateral Hardening | 13311 | 2027 |  | 0 | 2027
Lateral Hardening-Fuse-91365233 | Lateral Hardening | 13592 | 2022 |  | 0 | 2022
Lateral Hardening-Fuse-91365272 | Lateral Hardening | 13303 | 0 |  | 0 | 0
Lateral Hardening-Fuse-91365533 | Lateral Hardening | 13298 | 0 |  | 0 | 0
Lateral Hardening-Fuse-91365677 | Lateral Hardening | 13123 | 0 |  | 0 | 0
Lateral Hardening-Fuse-91365823 | Lateral Hardening | 13422 | 2024 |  | 0 | 2024
Lateral Hardening-Fuse-91365952 | Lateral Hardening | 13590 | 0 |  | 0 | 0
Lateral Hardening-Fuse-91366942 | Lateral Hardening | 13733 | 0 |  | 0 | 0
Lateral Hardening-Fuse-91367303 | Lateral Hardening | 13011 | 0 |  | 0 | 0
Lateral Hardening-Fuse-91367605 | Lateral Hardening | 13722 | 0 |  | 0 | 0
Lateral Hardening-Fuse-91368620 | Lateral Hardening | 13458 | 2026 |  | 0 | 2026
Lateral Hardening-Fuse-91369174 | Lateral Hardening | 13787 | 0 |  | 0 | 0
Lateral Hardening-Fuse-91371504 | Lateral Hardening | 13942 | 0 |  | 0 | 0
Lateral Hardening-Fuse-91373131 | Lateral Hardening | 13124 | 2029 |  | 0 | 2029
Lateral Hardening-Fuse-91374388 | Lateral Hardening | 13091 | 2025 |  | 0 | 2025
Lateral Hardening-Fuse-91374727 | Lateral Hardening | 13591 | 0 |  | 0 | 0
Lateral Hardening-Fuse-91374861 | Lateral Hardening | 13470 | 2026 |  | 0 | 2026
Lateral Hardening-Fuse-91375006 | Lateral Hardening | 13303 | 0 |  | 0 | 0
Lateral Hardening-Fuse-91375465 | Lateral Hardening | 13124 | 0 |  | 0 | 0
Lateral Hardening-Fuse-91376381 | Lateral Hardening | 13414 | 0 |  | 0 | 0
Lateral Hardening-Fuse-91377181 | Lateral Hardening | 13927 | 0 |  | 0 | 0
Lateral Hardening-Fuse-91377605 | Lateral Hardening | 13461 | 0 |  | 0 | 0
Lateral Hardening-Fuse-91377630 | Lateral Hardening | 13041 | 0 |  | 0 | 0
Lateral Hardening-Fuse-91377944 | Lateral Hardening | 13836 | 2021 |  | 0 | 2021
Lateral Hardening-Fuse-91378752 | Lateral Hardening | 13298 | 0 |  | 0 | 0
Lateral Hardening-Fuse-91379266 | Lateral Hardening | 14012 | 0 |  | 0 | 0
Lateral Hardening-Fuse-91379359 | Lateral Hardening | 13243 | 0 |  | 0 | 0
Lateral Hardening-Fuse-91379550 | Lateral Hardening | 13298 | 0 |  | 0 | 0
Lateral Hardening-Fuse-91379564 | Lateral Hardening | 13807 | 0 |  | 0 | 0
Lateral Hardening-Fuse-91379626 | Lateral Hardening | 13298 | 0 |  | 0 | 0
Lateral Hardening-Fuse-91379648 | Lateral Hardening | 13298 | 2029 |  | 0 | 2029
Lateral Hardening-Fuse-91379868 | Lateral Hardening | 13512 | 0 |  | 0 | 0
Lateral Hardening-Fuse-91380147 | Lateral Hardening | 14012 | 0 |  | 0 | 0
Lateral Hardening-Fuse-91380932 | Lateral Hardening | 13461 | 0 |  | 0 | 0
Lateral Hardening-Fuse-91381060 | Lateral Hardening | 13190 | 0 |  | 0 | 0
Lateral Hardening-Fuse-91381617 | Lateral Hardening | 13279 | 0 |  | 0 | 0
Lateral Hardening-Fuse-91382618 | Lateral Hardening | 13462 | 2021 |  | 0 | 2021
Lateral Hardening-Fuse-91383359 | Lateral Hardening | 13236 | 0 |  | 0 | 0
Lateral Hardening-Fuse-91384608 | Lateral Hardening | 13412 | 0 |  | 0 | 0
Lateral Hardening-Fuse-91384745 | Lateral Hardening | 13916 | 0 |  | 0 | 0
Lateral Hardening-Fuse-91384758 | Lateral Hardening | 13916 | 0 |  | 0 | 0
Lateral Hardening-Fuse-91384782 | Lateral Hardening | 13916 | 0 |  | 0 | 0
Lateral Hardening-Fuse-91384787 | Lateral Hardening | 13916 | 0 |  | 0 | 0
Lateral Hardening-Fuse-91384826 | Lateral Hardening | 13916 | 0 |  | 0 | 0
Lateral Hardening-Fuse-91384838 | Lateral Hardening | 13722 | 0 |  | 0 | 0
Lateral Hardening-Fuse-91384925 | Lateral Hardening | 13916 | 0 |  | 0 | 0
Lateral Hardening-Fuse-91385205 | Lateral Hardening | 13151 | 0 |  | 0 | 0
Lateral Hardening-Fuse-91385537 | Lateral Hardening | 13151 | 0 |  | 0 | 0
Lateral Hardening-Fuse-91385542 | Lateral Hardening | 13151 | 0 |  | 0 | 0
Lateral Hardening-Fuse-91385591 | Lateral Hardening | 13151 | 0 |  | 0 | 0
Lateral Hardening-Fuse-91385607 | Lateral Hardening | 13151 | 0 |  | 0 | 0
Lateral Hardening-Fuse-91386005 | Lateral Hardening | 13916 | 2021 |  | 0 | 2021
Lateral Hardening-Fuse-91386043 | Lateral Hardening | 13722 | 0 |  | 0 | 0
Lateral Hardening-Fuse-91386044 | Lateral Hardening | 13722 | 0 |  | 0 | 0
Lateral Hardening-Fuse-91386045 | Lateral Hardening | 13722 | 0 |  | 0 | 0
Lateral Hardening-Fuse-91387413 | Lateral Hardening | 13068 | 0 |  | 0 | 0
Lateral Hardening-Fuse-91387539 | Lateral Hardening | 13068 | 0 |  | 0 | 0
Lateral Hardening-Fuse-91387804 | Lateral Hardening | 13153 | 0 |  | 0 | 0
Lateral Hardening-Fuse-91387810 | Lateral Hardening | 13007 | 0 |  | 0 | 0
Lateral Hardening-Fuse-91389159 | Lateral Hardening | 13243 | 0 |  | 0 | 0
Lateral Hardening-Fuse-91389255 | Lateral Hardening | 13449 | 0 |  | 0 | 0
Lateral Hardening-Fuse-91389271 | Lateral Hardening | 13461 | 0 |  | 0 | 0
Lateral Hardening-Fuse-91392090 | Lateral Hardening | 13909 | 0 |  | 0 | 0
Lateral Hardening-Fuse-91393612 | Lateral Hardening | 13962 | 0 |  | 0 | 0
Lateral Hardening-Fuse-91394271 | Lateral Hardening | 13243 | 0 |  | 0 | 0
Lateral Hardening-Fuse-91394272 | Lateral Hardening | 13243 | 0 |  | 0 | 0
Lateral Hardening-Fuse-91395535 | Lateral Hardening | 14050 | 0 |  | 0 | 0
Lateral Hardening-Fuse-91395557 | Lateral Hardening | 13038 | 0 |  | 0 | 0
Lateral Hardening-Fuse-91395586 | Lateral Hardening | 14041 | 0 |  | 0 | 0
Lateral Hardening-Fuse-91395706 | Lateral Hardening | 13303 | 0 |  | 0 | 0
Lateral Hardening-Fuse-91395876 | Lateral Hardening | 13708 | 0 |  | 0 | 0
Lateral Hardening-Fuse-91396534 | Lateral Hardening | 13825 | 0 |  | 0 | 0
Lateral Hardening-Fuse-91397425 | Lateral Hardening | 14041 | 0 |  | 0 | 0
Lateral Hardening-Fuse-91398140 | Lateral Hardening | 13649 | 0 |  | 0 | 0
Lateral Hardening-Fuse-91398725 | Lateral Hardening | 13371 | 0 |  | 0 | 0
Lateral Hardening-Fuse-91400536 | Lateral Hardening | 13464 | 0 |  | 0 | 0
Lateral Hardening-Fuse-91400733 | Lateral Hardening | 13808 | 2027 |  | 0 | 2027
Lateral Hardening-Fuse-91401759 | Lateral Hardening | 13808 | 0 |  | 0 | 0
Lateral Hardening-Fuse-91402122 | Lateral Hardening | 13298 | 0 |  | 0 | 0
Lateral Hardening-Fuse-91402765 | Lateral Hardening | 13805 | 0 |  | 0 | 0
Lateral Hardening-Fuse-91402974 | Lateral Hardening | 13924 | 2029 |  | 0 | 2029
Lateral Hardening-Fuse-91403395 | Lateral Hardening | 14041 | 0 |  | 0 | 0
Lateral Hardening-Fuse-91403799 | Lateral Hardening | 13459 | 0 |  | 0 | 0
Lateral Hardening-Fuse-91404297 | Lateral Hardening | 13825 | 0 |  | 0 | 0
Lateral Hardening-Fuse-91404298 | Lateral Hardening | 13825 | 0 |  | 0 | 0
Lateral Hardening-Fuse-91404359 | Lateral Hardening | 13805 | 2024 |  | 0 | 2024
Lateral Hardening-Fuse-91404501 | Lateral Hardening | 13984 | 0 |  | 0 | 0
Lateral Hardening-Fuse-91404946 | Lateral Hardening | 13924 | 0 |  | 0 | 0
Lateral Hardening-Fuse-91405363 | Lateral Hardening | 13164 | 0 |  | 0 | 0
Lateral Hardening-Fuse-91405616 | Lateral Hardening | 13805 | 2024 |  | 0 | 2024
Lateral Hardening-Fuse-91406544 | Lateral Hardening | 13303 | 0 |  | 0 | 0
Lateral Hardening-Fuse-91406612 | Lateral Hardening | 13962 | 0 |  | 0 | 0
Lateral Hardening-Fuse-91406642 | Lateral Hardening | 13836 | 2021 |  | 0 | 2021
Lateral Hardening-Fuse-91406672 | Lateral Hardening | 13836 | 2020 |  | 0 | 2020
Lateral Hardening-Fuse-91406838 | Lateral Hardening | 14012 | 2024 |  | 0 | 2024
Lateral Hardening-Fuse-91407176 | Lateral Hardening | 14012 | 0 |  | 0 | 0
Lateral Hardening-Fuse-91407218 | Lateral Hardening | 13587 | 0 |  | 0 | 0
Lateral Hardening-Fuse-91407278 | Lateral Hardening | 13723 | 0 |  | 0 | 0
Lateral Hardening-Fuse-91407390 | Lateral Hardening | 13053 | 0 |  | 0 | 0
Lateral Hardening-Fuse-91407512 | Lateral Hardening | 13462 | 2021 |  | 0 | 2021
Lateral Hardening-Fuse-91408558 | Lateral Hardening | 13829 | 0 |  | 0 | 0
Lateral Hardening-Fuse-91409886 | Lateral Hardening | 13458 | 0 |  | 0 | 0
Lateral Hardening-Fuse-91410437 | Lateral Hardening | 13770 | 0 |  | 0 | 0
Lateral Hardening-Fuse-91410580 | Lateral Hardening | 13808 | 0 |  | 0 | 0
Lateral Hardening-Fuse-91411100 | Lateral Hardening | 13298 | 0 |  | 0 | 0
Lateral Hardening-Fuse-91411116 | Lateral Hardening | 13298 | 0 |  | 0 | 0
Lateral Hardening-Fuse-91411608 | Lateral Hardening | 13298 | 0 |  | 0 | 0
Lateral Hardening-Fuse-91411609 | Lateral Hardening | 13298 | 0 |  | 0 | 0
Lateral Hardening-Fuse-91411775 | Lateral Hardening | 13005 | 0 |  | 0 | 0
Lateral Hardening-Fuse-91412064 | Lateral Hardening | 13462 | 2021 |  | 0 | 2021
Lateral Hardening-Fuse-91412730 | Lateral Hardening | 13459 | 0 |  | 0 | 0
Lateral Hardening-Fuse-91412970 | Lateral Hardening | 13303 | 0 |  | 0 | 0
Lateral Hardening-Fuse-91413523 | Lateral Hardening | 13962 | 0 |  | 0 | 0
Lateral Hardening-Fuse-91413578 | Lateral Hardening | 14012 | 0 |  | 0 | 0
Lateral Hardening-Fuse-91413937 | Lateral Hardening | 13007 | 0 |  | 0 | 0
Lateral Hardening-Fuse-91414104 | Lateral Hardening | 13298 | 2029 |  | 0 | 2029
Lateral Hardening-Fuse-91414214 | Lateral Hardening | 13924 | 0 |  | 0 | 0
Lateral Hardening-Fuse-91414369 | Lateral Hardening | 13924 | 0 |  | 0 | 0
Lateral Hardening-Fuse-91414388 | Lateral Hardening | 13924 | 0 |  | 0 | 0
Lateral Hardening-Fuse-91414453 | Lateral Hardening | 13839 | 0 |  | 0 | 0
Lateral Hardening-Fuse-91414736 | Lateral Hardening | 13825 | 2023 |  | 0 | 2023
Lateral Hardening-Fuse-91415915 | Lateral Hardening | 13454 | 0 |  | 0 | 0
Lateral Hardening-Fuse-91416515 | Lateral Hardening | 13164 | 0 |  | 0 | 0
Lateral Hardening-Fuse-91418404 | Lateral Hardening | 13621 | 2029 |  | 0 | 2029
Lateral Hardening-Fuse-91418879 | Lateral Hardening | 13962 | 0 |  | 0 | 0
Lateral Hardening-Fuse-91419565 | Lateral Hardening | 14041 | 0 |  | 0 | 0
Lateral Hardening-Fuse-91419805 | Lateral Hardening | 13102 | 0 |  | 0 | 0
Lateral Hardening-Fuse-91419864 | Lateral Hardening | 13102 | 0 |  | 0 | 0
Lateral Hardening-Fuse-91420817 | Lateral Hardening | 13825 | 0 |  | 0 | 0
Lateral Hardening-Fuse-91421092 | Lateral Hardening | 13927 | 0 |  | 0 | 0
Lateral Hardening-Fuse-91421327 | Lateral Hardening | 13124 | 0 |  | 0 | 0
Lateral Hardening-Fuse-91421727 | Lateral Hardening | 13067 | 0 |  | 0 | 0
Lateral Hardening-Fuse-91422335 | Lateral Hardening | 13052 | 0 |  | 0 | 0
Lateral Hardening-Fuse-91422589 | Lateral Hardening | 13827 | 0 |  | 0 | 0
Lateral Hardening-Fuse-91424090 | Lateral Hardening | 13298 | 0 |  | 0 | 0
Lateral Hardening-Fuse-91424091 | Lateral Hardening | 13298 | 0 |  | 0 | 0
Lateral Hardening-Fuse-91424652 | Lateral Hardening | 13236 | 0 |  | 0 | 0
Lateral Hardening-Fuse-91424880 | Lateral Hardening | 13391 | 0 |  | 0 | 0
Lateral Hardening-Fuse-91426029 | Lateral Hardening | 13889 | 0 |  | 0 | 0
Lateral Hardening-Fuse-91427524 | Lateral Hardening | 13909 | 0 |  | 0 | 0
Lateral Hardening-Fuse-91427762 | Lateral Hardening | 13023 | 0 |  | 0 | 0
Lateral Hardening-Fuse-91428114 | Lateral Hardening | 13962 | 0 |  | 0 | 0
Lateral Hardening-Fuse-91429486 | Lateral Hardening | 13388 | 0 |  | 0 | 0
Lateral Hardening-Fuse-91429586 | Lateral Hardening | 13023 | 0 |  | 0 | 0
Lateral Hardening-Fuse-91430030 | Lateral Hardening | 13023 | 0 |  | 0 | 0
Lateral Hardening-Fuse-91430034 | Lateral Hardening | 13458 | 0 |  | 0 | 0
Lateral Hardening-Fuse-91431077 | Lateral Hardening | 13889 | 0 |  | 0 | 0
Lateral Hardening-Fuse-91431114 | Lateral Hardening | 13303 | 0 |  | 0 | 0
Lateral Hardening-Fuse-91431731 | Lateral Hardening | 13911 | 0 |  | 0 | 0
Lateral Hardening-Fuse-91431747 | Lateral Hardening | 13911 | 0 |  | 0 | 0
Lateral Hardening-Fuse-91431762 | Lateral Hardening | 13911 | 0 |  | 0 | 0
Lateral Hardening-Fuse-91432109 | Lateral Hardening | 13071 | 2020 |  | 0 | 2020
Lateral Hardening-Fuse-91432110 | Lateral Hardening | 13071 | 2022 |  | 0 | 2022
Lateral Hardening-Fuse-91432562 | Lateral Hardening | 13030 | 0 |  | 0 | 0
Lateral Hardening-Fuse-91433637 | Lateral Hardening | 13691 | 0 |  | 0 | 0
Lateral Hardening-Fuse-91433772 | Lateral Hardening | 13027 | 0 |  | 0 | 0
Lateral Hardening-Fuse-91434161 | Lateral Hardening | 13047 | 0 |  | 0 | 0
Lateral Hardening-Fuse-91435320 | Lateral Hardening | 13825 | 0 |  | 0 | 0
Lateral Hardening-Fuse-91435739 | Lateral Hardening | 13224 | 0 |  | 0 | 0
Lateral Hardening-Fuse-91435976 | Lateral Hardening | 13461 | 0 |  | 0 | 0
Lateral Hardening-Fuse-91436136 | Lateral Hardening | 13389 | 0 |  | 0 | 0
Lateral Hardening-Fuse-91437337 | Lateral Hardening | 13158 | 0 |  | 0 | 0
Lateral Hardening-Fuse-91437635 | Lateral Hardening | 13461 | 0 |  | 0 | 0
Lateral Hardening-Fuse-91438214 | Lateral Hardening | 13461 | 0 |  | 0 | 0
Lateral Hardening-Fuse-91438450 | Lateral Hardening | 13388 | 0 |  | 0 | 0
Lateral Hardening-Fuse-91438528 | Lateral Hardening | 14041 | 0 |  | 0 | 0
Lateral Hardening-Fuse-91438599 | Lateral Hardening | 13889 | 0 |  | 0 | 0
Lateral Hardening-Fuse-91438668 | Lateral Hardening | 13687 | 0 |  | 0 | 0
Lateral Hardening-Fuse-91439265 | Lateral Hardening | 13224 | 0 |  | 0 | 0
Lateral Hardening-Fuse-91439842 | Lateral Hardening | 13224 | 2025 |  | 0 | 2025
Lateral Hardening-Fuse-91439878 | Lateral Hardening | 13224 | 2025 |  | 0 | 2025
Lateral Hardening-Fuse-91439966 | Lateral Hardening | 13488 | 0 |  | 0 | 0
Lateral Hardening-Fuse-91440558 | Lateral Hardening | 13123 | 0 |  | 0 | 0
Lateral Hardening-Fuse-91441940 | Lateral Hardening | 13889 | 0 |  | 0 | 0
Lateral Hardening-Fuse-91441944 | Lateral Hardening | 13889 | 0 |  | 0 | 0
Lateral Hardening-Fuse-91442028 | Lateral Hardening | 13461 | 0 |  | 0 | 0
Lateral Hardening-Fuse-91442073 | Lateral Hardening | 13827 | 2029 |  | 0 | 2029
Lateral Hardening-Fuse-91442237 | Lateral Hardening | 13142 | 0 |  | 0 | 0
Lateral Hardening-Fuse-91442479 | Lateral Hardening | 13825 | 2023 |  | 0 | 2023
Lateral Hardening-Fuse-91442900 | Lateral Hardening | 13873 | 0 |  | 0 | 0
Lateral Hardening-Fuse-91443618 | Lateral Hardening | 13190 | 0 |  | 0 | 0
Lateral Hardening-Fuse-91443636 | Lateral Hardening | 13190 | 0 |  | 0 | 0
Lateral Hardening-Fuse-91443637 | Lateral Hardening | 13190 | 0 |  | 0 | 0
Lateral Hardening-Fuse-91444166 | Lateral Hardening | 13461 | 0 |  | 0 | 0
Lateral Hardening-Fuse-91444526 | Lateral Hardening | 13160 | 0 |  | 0 | 0
Lateral Hardening-Fuse-91445171 | Lateral Hardening | 13679 | 0 |  | 0 | 0
Lateral Hardening-Fuse-91445686 | Lateral Hardening | 13906 | 0 |  | 0 | 0
Lateral Hardening-Fuse-91445838 | Lateral Hardening | 14030 | 0 |  | 0 | 0
Lateral Hardening-Fuse-91446005 | Lateral Hardening | 13461 | 0 |  | 0 | 0
Lateral Hardening-Fuse-91447204 | Lateral Hardening | 13464 | 0 |  | 0 | 0
Lateral Hardening-Fuse-91447486 | Lateral Hardening | 13600 | 0 |  | 0 | 0
Lateral Hardening-Fuse-91448056 | Lateral Hardening | 13158 | 0 |  | 0 | 0
Lateral Hardening-Fuse-91448515 | Lateral Hardening | 13461 | 0 |  | 0 | 0
Lateral Hardening-Fuse-91448654 | Lateral Hardening | 13188 | 0 |  | 0 | 0
Lateral Hardening-Fuse-91448892 | Lateral Hardening | 13470 | 0 |  | 0 | 0
Lateral Hardening-Fuse-91449232 | Lateral Hardening | 13962 | 0 |  | 0 | 0
Lateral Hardening-Fuse-91451771 | Lateral Hardening | 13066 | 0 |  | 0 | 0
Lateral Hardening-Fuse-91451904 | Lateral Hardening | 13414 | 2027 |  | 0 | 2027
Lateral Hardening-Fuse-91452246 | Lateral Hardening | 13459 | 0 |  | 0 | 0
Lateral Hardening-Fuse-91452423 | Lateral Hardening | 13962 | 0 |  | 0 | 0
Lateral Hardening-Fuse-91452575 | Lateral Hardening | 13280 | 0 |  | 0 | 0
Lateral Hardening-Fuse-91452803 | Lateral Hardening | 13204 | 0 |  | 0 | 0
Lateral Hardening-Fuse-91453902 | Lateral Hardening | 13909 | 0 |  | 0 | 0
Lateral Hardening-Fuse-91453908 | Lateral Hardening | 13909 | 0 |  | 0 | 0
Lateral Hardening-Fuse-91453910 | Lateral Hardening | 13909 | 0 |  | 0 | 0
Lateral Hardening-Fuse-91456283 | Lateral Hardening | 13769 | 0 |  | 0 | 0
Lateral Hardening-Fuse-91456326 | Lateral Hardening | 13160 | 0 |  | 0 | 0
Lateral Hardening-Fuse-91456359 | Lateral Hardening | 13769 | 0 |  | 0 | 0
Lateral Hardening-Fuse-91457686 | Lateral Hardening | 13160 | 0 |  | 0 | 0
Lateral Hardening-Fuse-91457886 | Lateral Hardening | 13825 | 0 |  | 0 | 0
Lateral Hardening-Fuse-91458309 | Lateral Hardening | 13020 | 0 |  | 0 | 0
Lateral Hardening-Fuse-91458310 | Lateral Hardening | 13020 | 0 |  | 0 | 0
Lateral Hardening-Fuse-91458446 | Lateral Hardening | 13924 | 0 |  | 0 | 0
Lateral Hardening-Fuse-91458582 | Lateral Hardening | 13106 | 0 |  | 0 | 0
Lateral Hardening-Fuse-91458887 | Lateral Hardening | 13106 | 0 |  | 0 | 0
Lateral Hardening-Fuse-91459009 | Lateral Hardening | 13068 | 2027 |  | 0 | 2027
Lateral Hardening-Fuse-91459244 | Lateral Hardening | 13341 | 0 |  | 0 | 0
Lateral Hardening-Fuse-91459269 | Lateral Hardening | 13591 | 0 |  | 0 | 0
Lateral Hardening-Fuse-91459852 | Lateral Hardening | 13624 | 0 |  | 0 | 0
Lateral Hardening-Fuse-91460687 | Lateral Hardening | 13341 | 0 |  | 0 | 0
Lateral Hardening-Fuse-91460968 | Lateral Hardening | 13204 | 0 |  | 0 | 0
Lateral Hardening-Fuse-91461644 | Lateral Hardening | 13825 | 0 |  | 0 | 0
Lateral Hardening-Fuse-91461782 | Lateral Hardening | 13158 | 2021 |  | 0 | 2021
Lateral Hardening-Fuse-91461832 | Lateral Hardening | 13610 | 0 |  | 0 | 0
Lateral Hardening-Fuse-91462070 | Lateral Hardening | 13341 | 0 |  | 0 | 0
Lateral Hardening-Fuse-91463216 | Lateral Hardening | 13102 | 0 |  | 0 | 0
Lateral Hardening-Fuse-91463821 | Lateral Hardening | 13624 | 0 |  | 0 | 0
Lateral Hardening-Fuse-91463885 | Lateral Hardening | 13038 | 2023 |  | 0 | 2023
Lateral Hardening-Fuse-91463903 | Lateral Hardening | 14041 | 0 |  | 0 | 0
Lateral Hardening-Fuse-91464945 | Lateral Hardening | 13213 | 0 |  | 0 | 0
Lateral Hardening-Fuse-91465209 | Lateral Hardening | 14026 | 0 |  | 0 | 0
Lateral Hardening-Fuse-91466201 | Lateral Hardening | 13495 | 0 |  | 0 | 0
Lateral Hardening-Fuse-91466639 | Lateral Hardening | 13166 | 0 |  | 0 | 0
Lateral Hardening-Fuse-91467619 | Lateral Hardening | 14026 | 0 |  | 0 | 0
Lateral Hardening-Fuse-91467991 | Lateral Hardening | 13100 | 0 |  | 0 | 0
Lateral Hardening-Fuse-91468172 | Lateral Hardening | 13984 | 0 |  | 0 | 0
Lateral Hardening-Fuse-91468349 | Lateral Hardening | 13984 | 0 |  | 0 | 0
Lateral Hardening-Fuse-91469052 | Lateral Hardening | 13071 | 0 |  | 0 | 0
Lateral Hardening-Fuse-91470834 | Lateral Hardening | 13825 | 0 |  | 0 | 0
Lateral Hardening-Fuse-91471597 | Lateral Hardening | 13127 | 0 |  | 0 | 0
Lateral Hardening-Fuse-91471792 | Lateral Hardening | 13102 | 0 |  | 0 | 0
Lateral Hardening-Fuse-91471829 | Lateral Hardening | 13102 | 0 |  | 0 | 0
Lateral Hardening-Fuse-91471940 | Lateral Hardening | 13358 | 0 |  | 0 | 0
Lateral Hardening-Fuse-91472870 | Lateral Hardening | 13100 | 0 |  | 0 | 0
Lateral Hardening-Fuse-91473225 | Lateral Hardening | 13087 | 0 |  | 0 | 0
Lateral Hardening-Fuse-91473429 | Lateral Hardening | 13236 | 0 |  | 0 | 0
Lateral Hardening-Fuse-91473644 | Lateral Hardening | 13948 | 0 |  | 0 | 0
Lateral Hardening-Fuse-91473920 | Lateral Hardening | 13638 | 0 |  | 0 | 0
Lateral Hardening-Fuse-91474290 | Lateral Hardening | 14306 | 0 |  | 0 | 0
Lateral Hardening-Fuse-91474399 | Lateral Hardening | 14306 | 0 |  | 0 | 0
Lateral Hardening-Fuse-91474436 | Lateral Hardening | 14306 | 0 |  | 0 | 0
Lateral Hardening-Fuse-91474484 | Lateral Hardening | 14306 | 0 |  | 0 | 0
Lateral Hardening-Fuse-91474494 | Lateral Hardening | 14306 | 0 |  | 0 | 0
Lateral Hardening-Fuse-91474542 | Lateral Hardening | 14306 | 0 |  | 0 | 0
Lateral Hardening-Fuse-91474545 | Lateral Hardening | 14306 | 0 |  | 0 | 0
Lateral Hardening-Fuse-91474560 | Lateral Hardening | 14306 | 0 |  | 0 | 0
Lateral Hardening-Fuse-91474607 | Lateral Hardening | 13388 | 2024 |  | 0 | 2024
Lateral Hardening-Fuse-91475576 | Lateral Hardening | 13723 | 0 |  | 0 | 0
Lateral Hardening-Fuse-91476054 | Lateral Hardening | 13825 | 2023 |  | 0 | 2023
Lateral Hardening-Fuse-91476995 | Lateral Hardening | 13825 | 0 |  | 0 | 0
Lateral Hardening-Fuse-91477049 | Lateral Hardening | 13028 | 0 |  | 0 | 0
Lateral Hardening-Fuse-91477761 | Lateral Hardening | 13224 | 0 |  | 0 | 0
Lateral Hardening-Fuse-91479581 | Lateral Hardening | 13826 | 2023 |  | 0 | 2023
Lateral Hardening-Fuse-91479622 | Lateral Hardening | 14040 | 0 |  | 0 | 0
Lateral Hardening-Fuse-91479624 | Lateral Hardening | 14040 | 0 |  | 0 | 0
Lateral Hardening-Fuse-91479826 | Lateral Hardening | 13036 | 2026 |  | 0 | 2026
Lateral Hardening-Fuse-91480290 | Lateral Hardening | 13053 | 0 |  | 0 | 0
Lateral Hardening-Fuse-91480393 | Lateral Hardening | 13053 | 0 |  | 0 | 0
Lateral Hardening-Fuse-91480639 | Lateral Hardening | 13459 | 0 |  | 0 | 0
Lateral Hardening-Fuse-91481416 | Lateral Hardening | 13829 | 2023 |  | 0 | 2023
Lateral Hardening-Fuse-91482201 | Lateral Hardening | 13028 | 0 |  | 0 | 0
Lateral Hardening-Fuse-91484342 | Lateral Hardening | 13036 | 0 |  | 0 | 0
Lateral Hardening-Fuse-91484658 | Lateral Hardening | 13657 | 0 |  | 0 | 0
Lateral Hardening-Fuse-91484672 | Lateral Hardening | 13657 | 0 |  | 0 | 0
Lateral Hardening-Fuse-91484673 | Lateral Hardening | 13657 | 0 |  | 0 | 0
Lateral Hardening-Fuse-91484776 | Lateral Hardening | 13657 | 0 |  | 0 | 0
Lateral Hardening-Fuse-91484838 | Lateral Hardening | 13657 | 0 |  | 0 | 0
Lateral Hardening-Fuse-91484843 | Lateral Hardening | 13657 | 0 |  | 0 | 0
Lateral Hardening-Fuse-91484981 | Lateral Hardening | 13911 | 0 |  | 0 | 0
Lateral Hardening-Fuse-91485596 | Lateral Hardening | 13622 | 0 |  | 0 | 0
Lateral Hardening-Fuse-91487301 | Lateral Hardening | 14032 | 2021 |  | 0 | 2021
Lateral Hardening-Fuse-91487835 | Lateral Hardening | 14355 | 0 |  | 0 | 0
Lateral Hardening-Fuse-91489133 | Lateral Hardening | 14001 | 0 |  | 0 | 0
Lateral Hardening-Fuse-91489174 | Lateral Hardening | 13160 | 0 |  | 0 | 0
Lateral Hardening-Fuse-91489796 | Lateral Hardening | 13772 | 0 |  | 0 | 0
Lateral Hardening-Fuse-91490707 | Lateral Hardening | 13026 | 2022 |  | 0 | 2022
Lateral Hardening-Fuse-91491066 | Lateral Hardening | 13808 | 2027 |  | 0 | 2027
Lateral Hardening-Fuse-91491128 | Lateral Hardening | 13082 | 0 |  | 0 | 0
Lateral Hardening-Fuse-91491159 | Lateral Hardening | 13082 | 0 |  | 0 | 0
Lateral Hardening-Fuse-91491192 | Lateral Hardening | 13224 | 0 |  | 0 | 0
Lateral Hardening-Fuse-91491208 | Lateral Hardening | 13224 | 0 |  | 0 | 0
Lateral Hardening-Fuse-91492618 | Lateral Hardening | 13825 | 0 |  | 0 | 0
Lateral Hardening-Fuse-91493133 | Lateral Hardening | 13011 | 2028 |  | 0 | 2028
Lateral Hardening-Fuse-91493238 | Lateral Hardening | 13825 | 2023 |  | 0 | 2023
Lateral Hardening-Fuse-91493341 | Lateral Hardening | 13053 | 0 |  | 0 | 0
Lateral Hardening-Fuse-91493342 | Lateral Hardening | 13053 | 0 |  | 0 | 0
Lateral Hardening-Fuse-91493439 | Lateral Hardening | 13222 | 0 |  | 0 | 0
Lateral Hardening-Fuse-91493677 | Lateral Hardening | 14041 | 0 |  | 0 | 0
Lateral Hardening-Fuse-91493742 | Lateral Hardening | 14020 | 0 |  | 0 | 0
Lateral Hardening-Fuse-91493976 | Lateral Hardening | 13722 | 0 |  | 0 | 0
Lateral Hardening-Fuse-91495259 | Lateral Hardening | 13461 | 0 |  | 0 | 0
Lateral Hardening-Fuse-91495918 | Lateral Hardening | 13053 | 2025 |  | 0 | 2025
Lateral Hardening-Fuse-91496022 | Lateral Hardening | 13787 | 0 |  | 0 | 0
Lateral Hardening-Fuse-91496941 | Lateral Hardening | 13028 | 0 |  | 0 | 0
Lateral Hardening-Fuse-91496980 | Lateral Hardening | 13158 | 0 |  | 0 | 0
Lateral Hardening-Fuse-91497026 | Lateral Hardening | 13373 | 0 |  | 0 | 0
Lateral Hardening-Fuse-91497369 | Lateral Hardening | 13927 | 0 |  | 0 | 0
Lateral Hardening-Fuse-91497978 | Lateral Hardening | 13657 | 0 |  | 0 | 0
Lateral Hardening-Fuse-91498056 | Lateral Hardening | 13657 | 2024 |  | 0 | 2024
Lateral Hardening-Fuse-91500584 | Lateral Hardening | 13223 | 0 |  | 0 | 0
Lateral Hardening-Fuse-91500635 | Lateral Hardening | 13906 | 2023 |  | 0 | 2023
Lateral Hardening-Fuse-91500810 | Lateral Hardening | 13296 | 0 |  | 0 | 0
Lateral Hardening-Fuse-91501467 | Lateral Hardening | 14216 | 0 |  | 0 | 0
Lateral Hardening-Fuse-91501738 | Lateral Hardening | 14040 | 0 |  | 0 | 0
Lateral Hardening-Fuse-91502510 | Lateral Hardening | 13100 | 0 |  | 0 | 0
Lateral Hardening-Fuse-91502553 | Lateral Hardening | 13146 | 0 |  | 0 | 0
Lateral Hardening-Fuse-91502662 | Lateral Hardening | 13146 | 0 |  | 0 | 0
Lateral Hardening-Fuse-91502819 | Lateral Hardening | 13146 | 2026 |  | 0 | 2026
Lateral Hardening-Fuse-91504609 | Lateral Hardening | 13309 | 2022 |  | 0 | 2022
Lateral Hardening-Fuse-91504771 | Lateral Hardening | 13808 | 0 |  | 0 | 0
Lateral Hardening-Fuse-91505116 | Lateral Hardening | 13330 | 2025 |  | 0 | 2025
Lateral Hardening-Fuse-91505322 | Lateral Hardening | 13146 | 2026 |  | 0 | 2026
Lateral Hardening-Fuse-91505410 | Lateral Hardening | 13808 | 0 |  | 0 | 0
Lateral Hardening-Fuse-91505580 | Lateral Hardening | 13146 | 0 |  | 0 | 0
Lateral Hardening-Fuse-91505593 | Lateral Hardening | 13146 | 0 |  | 0 | 0
Lateral Hardening-Fuse-91506169 | Lateral Hardening | 13126 | 0 |  | 0 | 0
Lateral Hardening-Fuse-91506253 | Lateral Hardening | 13348 | 0 |  | 0 | 0
Lateral Hardening-Fuse-91506778 | Lateral Hardening | 13781 | 0 |  | 0 | 0
Lateral Hardening-Fuse-91506846 | Lateral Hardening | 13621 | 0 |  | 0 | 0
Lateral Hardening-Fuse-91507018 | Lateral Hardening | 14041 | 0 |  | 0 | 0
Lateral Hardening-Fuse-91507729 | Lateral Hardening | 14112 | 0 |  | 0 | 0
Lateral Hardening-Fuse-91508515 | Lateral Hardening | 13808 | 0 |  | 0 | 0
Lateral Hardening-Fuse-91508532 | Lateral Hardening | 13787 | 0 |  | 0 | 0
Lateral Hardening-Fuse-91508547 | Lateral Hardening | 13787 | 0 |  | 0 | 0
Lateral Hardening-Fuse-91508564 | Lateral Hardening | 13099 | 0 |  | 0 | 0
Lateral Hardening-Fuse-91508588 | Lateral Hardening | 13099 | 0 |  | 0 | 0
Lateral Hardening-Fuse-91508736 | Lateral Hardening | 13787 | 0 |  | 0 | 0
Lateral Hardening-Fuse-91508737 | Lateral Hardening | 13787 | 0 |  | 0 | 0
Lateral Hardening-Fuse-91508775 | Lateral Hardening | 13808 | 0 |  | 0 | 0
Lateral Hardening-Fuse-91508848 | Lateral Hardening | 13787 | 0 |  | 0 | 0
Lateral Hardening-Fuse-91508868 | Lateral Hardening | 13148 | 0 |  | 0 | 0
Lateral Hardening-Fuse-91509096 | Lateral Hardening | 13348 | 0 |  | 0 | 0
Lateral Hardening-Fuse-91509159 | Lateral Hardening | 13348 | 2023 |  | 0 | 2023
Lateral Hardening-Fuse-91510344 | Lateral Hardening | 13622 | 0 |  | 0 | 0
Lateral Hardening-Fuse-91510346 | Lateral Hardening | 13622 | 2028 |  | 0 | 2028
Lateral Hardening-Fuse-91511054 | Lateral Hardening | 13009 | 0 |  | 0 | 0
Lateral Hardening-Fuse-91511416 | Lateral Hardening | 13854 | 0 |  | 0 | 0
Lateral Hardening-Fuse-91511419 | Lateral Hardening | 13854 | 0 |  | 0 | 0
Lateral Hardening-Fuse-91511740 | Lateral Hardening | 13163 | 2026 |  | 0 | 2026
Lateral Hardening-Fuse-91511800 | Lateral Hardening | 13107 | 0 |  | 0 | 0
Lateral Hardening-Fuse-91511848 | Lateral Hardening | 13706 | 0 |  | 0 | 0
Lateral Hardening-Fuse-91511989 | Lateral Hardening | 13622 | 0 |  | 0 | 0
Lateral Hardening-Fuse-91512136 | Lateral Hardening | 13308 | 0 |  | 0 | 0
Lateral Hardening-Fuse-91512397 | Lateral Hardening | 13582 | 0 |  | 0 | 0
Lateral Hardening-Fuse-91512656 | Lateral Hardening | 13206 | 0 |  | 0 | 0
Lateral Hardening-Fuse-91512679 | Lateral Hardening | 13206 | 0 |  | 0 | 0
Lateral Hardening-Fuse-91513380 | Lateral Hardening | 13469 | 0 |  | 0 | 0
Lateral Hardening-Fuse-91513539 | Lateral Hardening | 13420 | 0 |  | 0 | 0
Lateral Hardening-Fuse-91514276 | Lateral Hardening | 13342 | 0 |  | 0 | 0
Lateral Hardening-Fuse-91514664 | Lateral Hardening | 13962 | 0 |  | 0 | 0
Lateral Hardening-Fuse-91514890 | Lateral Hardening | 13007 | 0 |  | 0 | 0
Lateral Hardening-Fuse-91516663 | Lateral Hardening | 14274 | 0 |  | 0 | 0
Lateral Hardening-Fuse-91517686 | Lateral Hardening | 13118 | 0 |  | 0 | 0
Lateral Hardening-Fuse-91517889 | Lateral Hardening | 13148 | 0 |  | 0 | 0
Lateral Hardening-Fuse-91517890 | Lateral Hardening | 13148 | 0 |  | 0 | 0
Lateral Hardening-Fuse-91517908 | Lateral Hardening | 13148 | 0 |  | 0 | 0
Lateral Hardening-Fuse-91517928 | Lateral Hardening | 13148 | 0 |  | 0 | 0
Lateral Hardening-Fuse-91517929 | Lateral Hardening | 13148 | 2025 |  | 0 | 2025
Lateral Hardening-Fuse-91517965 | Lateral Hardening | 13148 | 0 |  | 0 | 0
Lateral Hardening-Fuse-91517975 | Lateral Hardening | 13148 | 0 |  | 0 | 0
Lateral Hardening-Fuse-91517977 | Lateral Hardening | 13148 | 0 |  | 0 | 0
Lateral Hardening-Fuse-91518345 | Lateral Hardening | 13582 | 0 |  | 0 | 0
Lateral Hardening-Fuse-91518951 | Lateral Hardening | 13939 | 0 |  | 0 | 0
Lateral Hardening-Fuse-91518968 | Lateral Hardening | 13468 | 0 |  | 0 | 0
Lateral Hardening-Fuse-91519309 | Lateral Hardening | 13645 | 2021 |  | 0 | 2021
Lateral Hardening-Fuse-91521223 | Lateral Hardening | 13808 | 0 |  | 0 | 0
Lateral Hardening-Fuse-91522987 | Lateral Hardening | 13454 | 2021 |  | 0 | 2021
Lateral Hardening-Fuse-91523017 | Lateral Hardening | 13693 | 0 |  | 0 | 0
Lateral Hardening-Fuse-91524896 | Lateral Hardening | 13621 | 0 |  | 0 | 0
Lateral Hardening-Fuse-91525193 | Lateral Hardening | 13786 | 0 |  | 0 | 0
Lateral Hardening-Fuse-91525494 | Lateral Hardening | 13622 | 0 |  | 0 | 0
Lateral Hardening-Fuse-91525495 | Lateral Hardening | 13622 | 0 |  | 0 | 0
Lateral Hardening-Fuse-91525856 | Lateral Hardening | 13865 | 0 |  | 0 | 0
Lateral Hardening-Fuse-91526474 | Lateral Hardening | 13622 | 0 |  | 0 | 0
Lateral Hardening-Fuse-91526615 | Lateral Hardening | 13959 | 2024 |  | 0 | 2024
Lateral Hardening-Fuse-91526636 | Lateral Hardening | 13961 | 0 |  | 0 | 0
Lateral Hardening-Fuse-91526663 | Lateral Hardening | 13188 | 0 |  | 0 | 0
Lateral Hardening-Fuse-91526871 | Lateral Hardening | 13388 | 0 |  | 0 | 0
Lateral Hardening-Fuse-91527119 | Lateral Hardening | 13181 | 0 |  | 0 | 0
Lateral Hardening-Fuse-91528526 | Lateral Hardening | 13036 | 0 |  | 0 | 0
Lateral Hardening-Fuse-91528906 | Lateral Hardening | 13738 | 0 |  | 0 | 0
Lateral Hardening-Fuse-91528929 | Lateral Hardening | 13256 | 0 |  | 0 | 0
Lateral Hardening-Fuse-91528984 | Lateral Hardening | 13805 | 0 |  | 0 | 0
Lateral Hardening-Fuse-91529072 | Lateral Hardening | 13552 | 0 |  | 0 | 0
Lateral Hardening-Fuse-91530067 | Lateral Hardening | 13582 | 0 |  | 0 | 0
Lateral Hardening-Fuse-91530670 | Lateral Hardening | 13899 | 0 |  | 0 | 0
Lateral Hardening-Fuse-91531016 | Lateral Hardening | 13102 | 0 |  | 0 | 0
Lateral Hardening-Fuse-91531134 | Lateral Hardening | 13102 | 0 |  | 0 | 0
Lateral Hardening-Fuse-91531438 | Lateral Hardening | 13582 | 0 |  | 0 | 0
Lateral Hardening-Fuse-91531560 | Lateral Hardening | 13709 | 2026 |  | 0 | 2026
Lateral Hardening-Fuse-91532149 | Lateral Hardening | 13204 | 2022 |  | 0 | 2022
Lateral Hardening-Fuse-91532289 | Lateral Hardening | 13832 | 0 |  | 0 | 0
Lateral Hardening-Fuse-91532301 | Lateral Hardening | 13832 | 2029 |  | 0 | 2029
Lateral Hardening-Fuse-91533322 | Lateral Hardening | 13808 | 2027 |  | 0 | 2027
Lateral Hardening-Fuse-91533830 | Lateral Hardening | 14014 | 2027 |  | 0 | 2027
Lateral Hardening-Fuse-91533854 | Lateral Hardening | 14014 | 2027 |  | 0 | 2027
Lateral Hardening-Fuse-91534001 | Lateral Hardening | 13097 | 2025 |  | 0 | 2025
Lateral Hardening-Fuse-91534053 | Lateral Hardening | 14274 | 0 |  | 0 | 0
Lateral Hardening-Fuse-91534075 | Lateral Hardening | 13365 | 0 |  | 0 | 0
Lateral Hardening-Fuse-91534231 | Lateral Hardening | 14306 | 0 |  | 0 | 0
Lateral Hardening-Fuse-91534450 | Lateral Hardening | 13422 | 0 |  | 0 | 0
Lateral Hardening-Fuse-91535231 | Lateral Hardening | 13808 | 0 |  | 0 | 0
Lateral Hardening-Fuse-91535398 | Lateral Hardening | 13622 | 0 |  | 0 | 0
Lateral Hardening-Fuse-91536042 | Lateral Hardening | 13959 | 0 |  | 0 | 0
Lateral Hardening-Fuse-91536203 | Lateral Hardening | 14071 | 0 |  | 0 | 0
Lateral Hardening-Fuse-91536251 | Lateral Hardening | 13648 | 0 |  | 0 | 0
Lateral Hardening-Fuse-91536611 | Lateral Hardening | 13458 | 0 |  | 0 | 0
Lateral Hardening-Fuse-91537180 | Lateral Hardening | 13592 | 0 |  | 0 | 0
Lateral Hardening-Fuse-91537203 | Lateral Hardening | 13592 | 2022 |  | 0 | 2022
Lateral Hardening-Fuse-91537596 | Lateral Hardening | 13097 | 2025 |  | 0 | 2025
Lateral Hardening-Fuse-91538782 | Lateral Hardening | 13097 | 0 |  | 0 | 0
Lateral Hardening-Fuse-91538940 | Lateral Hardening | 13781 | 0 |  | 0 | 0
Lateral Hardening-Fuse-91539511 | Lateral Hardening | 13148 | 0 |  | 0 | 0
Lateral Hardening-Fuse-91540442 | Lateral Hardening | 13485 | 0 |  | 0 | 0
Lateral Hardening-Fuse-91540495 | Lateral Hardening | 13428 | 2021 |  | 0 | 2021
Lateral Hardening-Fuse-91541390 | Lateral Hardening | 13592 | 0 |  | 0 | 0
Lateral Hardening-Fuse-91541561 | Lateral Hardening | 13592 | 0 |  | 0 | 0
Lateral Hardening-Fuse-91541949 | Lateral Hardening | 13787 | 0 |  | 0 | 0
Lateral Hardening-Fuse-91542229 | Lateral Hardening | 13924 | 2029 |  | 0 | 2029
Lateral Hardening-Fuse-91542761 | Lateral Hardening | 13808 | 0 |  | 0 | 0
Lateral Hardening-Fuse-91543880 | Lateral Hardening | 13579 | 0 |  | 0 | 0
Lateral Hardening-Fuse-91544410 | Lateral Hardening | 13094 | 0 |  | 0 | 0
Lateral Hardening-Fuse-91544436 | Lateral Hardening | 13592 | 0 |  | 0 | 0
Lateral Hardening-Fuse-91544453 | Lateral Hardening | 13592 | 0 |  | 0 | 0
Lateral Hardening-Fuse-91544880 | Lateral Hardening | 13900 | 0 |  | 0 | 0
Lateral Hardening-Fuse-91545570 | Lateral Hardening | 13592 | 0 |  | 0 | 0
Lateral Hardening-Fuse-91548331 | Lateral Hardening | 13661 | 0 |  | 0 | 0
Lateral Hardening-Fuse-91548414 | Lateral Hardening | 13031 | 0 |  | 0 | 0
Lateral Hardening-Fuse-91549363 | Lateral Hardening | 13256 | 0 |  | 0 | 0
Lateral Hardening-Fuse-91550518 | Lateral Hardening | 13312 | 0 |  | 0 | 0
Lateral Hardening-Fuse-91550539 | Lateral Hardening | 13312 | 0 |  | 0 | 0
Lateral Hardening-Fuse-91550560 | Lateral Hardening | 13298 | 0 |  | 0 | 0
Lateral Hardening-Fuse-91550764 | Lateral Hardening | 13592 | 0 |  | 0 | 0
Lateral Hardening-Fuse-91551066 | Lateral Hardening | 13298 | 0 |  | 0 | 0
Lateral Hardening-Fuse-91551143 | Lateral Hardening | 13298 | 0 |  | 0 | 0
Lateral Hardening-Fuse-91551758 | Lateral Hardening | 13031 | 0 |  | 0 | 0
Lateral Hardening-Fuse-91552288 | Lateral Hardening | 13924 | 0 |  | 0 | 0
Lateral Hardening-Fuse-91553312 | Lateral Hardening | 13808 | 0 |  | 0 | 0
Lateral Hardening-Fuse-91553528 | Lateral Hardening | 13070 | 0 |  | 0 | 0
Lateral Hardening-Fuse-91555471 | Lateral Hardening | 13324 | 0 |  | 0 | 0
Lateral Hardening-Fuse-91555684 | Lateral Hardening | 13254 | 0 |  | 0 | 0
Lateral Hardening-Fuse-91556485 | Lateral Hardening | 13685 | 0 |  | 0 | 0
Lateral Hardening-Fuse-91556649 | Lateral Hardening | 13911 | 2022 |  | 0 | 2022
Lateral Hardening-Fuse-91557303 | Lateral Hardening | 13211 | 0 |  | 0 | 0
Lateral Hardening-Fuse-91557959 | Lateral Hardening | 13097 | 2025 |  | 0 | 2025
Lateral Hardening-Fuse-91558079 | Lateral Hardening | 13939 | 0 |  | 0 | 0
Lateral Hardening-Fuse-91558222 | Lateral Hardening | 13590 | 0 |  | 0 | 0
Lateral Hardening-Fuse-91558389 | Lateral Hardening | 13011 | 0 |  | 0 | 0
Lateral Hardening-Fuse-91560058 | Lateral Hardening | 13685 | 0 |  | 0 | 0
Lateral Hardening-Fuse-91560836 | Lateral Hardening | 13388 | 0 |  | 0 | 0
Lateral Hardening-Fuse-91563454 | Lateral Hardening | 13837 | 2029 |  | 0 | 2029
Lateral Hardening-Fuse-91563584 | Lateral Hardening | 13198 | 0 |  | 0 | 0
Lateral Hardening-Fuse-91564938 | Lateral Hardening | 13044 | 2026 |  | 0 | 2026
Lateral Hardening-Fuse-91564996 | Lateral Hardening | 13044 | 0 |  | 0 | 0
Lateral Hardening-Fuse-91565147 | Lateral Hardening | 13044 | 0 |  | 0 | 0
Lateral Hardening-Fuse-91565152 | Lateral Hardening | 13044 | 2026 |  | 0 | 2026
Lateral Hardening-Fuse-91565153 | Lateral Hardening | 13044 | 0 |  | 0 | 0
Lateral Hardening-Fuse-91565154 | Lateral Hardening | 13044 | 0 |  | 0 | 0
Lateral Hardening-Fuse-91565155 | Lateral Hardening | 13044 | 0 |  | 0 | 0
Lateral Hardening-Fuse-91565156 | Lateral Hardening | 13044 | 0 |  | 0 | 0
Lateral Hardening-Fuse-91565157 | Lateral Hardening | 13044 | 0 |  | 0 | 0
Lateral Hardening-Fuse-91565158 | Lateral Hardening | 13044 | 0 |  | 0 | 0
Lateral Hardening-Fuse-91565159 | Lateral Hardening | 13044 | 0 |  | 0 | 0
Lateral Hardening-Fuse-91565160 | Lateral Hardening | 13044 | 2026 |  | 0 | 2026
Lateral Hardening-Fuse-91565161 | Lateral Hardening | 13044 | 2026 |  | 0 | 2026
Lateral Hardening-Fuse-91565162 | Lateral Hardening | 13044 | 0 |  | 0 | 0
Lateral Hardening-Fuse-91565278 | Lateral Hardening | 13044 | 0 |  | 0 | 0
Lateral Hardening-Fuse-91565280 | Lateral Hardening | 13044 | 0 |  | 0 | 0
Lateral Hardening-Fuse-91565282 | Lateral Hardening | 13044 | 0 |  | 0 | 0
Lateral Hardening-Fuse-91565285 | Lateral Hardening | 13044 | 2026 |  | 0 | 2026
Lateral Hardening-Fuse-91565287 | Lateral Hardening | 13044 | 0 |  | 0 | 0
Lateral Hardening-Fuse-91565291 | Lateral Hardening | 13044 | 0 |  | 0 | 0
Lateral Hardening-Fuse-91565292 | Lateral Hardening | 13044 | 0 |  | 0 | 0
Lateral Hardening-Fuse-91565293 | Lateral Hardening | 13044 | 0 |  | 0 | 0
Lateral Hardening-Fuse-91565294 | Lateral Hardening | 13044 | 0 |  | 0 | 0
Lateral Hardening-Fuse-91565299 | Lateral Hardening | 13044 | 2026 |  | 0 | 2026
Lateral Hardening-Fuse-91565306 | Lateral Hardening | 13044 | 2026 |  | 0 | 2026
Lateral Hardening-Fuse-91565317 | Lateral Hardening | 13044 | 0 |  | 0 | 0
Lateral Hardening-Fuse-91565319 | Lateral Hardening | 13044 | 0 |  | 0 | 0
Lateral Hardening-Fuse-91565351 | Lateral Hardening | 13044 | 0 |  | 0 | 0
Lateral Hardening-Fuse-91565362 | Lateral Hardening | 13953 | 0 |  | 0 | 0
Lateral Hardening-Fuse-91565732 | Lateral Hardening | 13695 | 2023 |  | 0 | 2023
Lateral Hardening-Fuse-91565805 | Lateral Hardening | 13695 | 0 |  | 0 | 0
Lateral Hardening-Fuse-91566357 | Lateral Hardening | 13044 | 0 |  | 0 | 0
Lateral Hardening-Fuse-91566379 | Lateral Hardening | 13044 | 0 |  | 0 | 0
Lateral Hardening-Fuse-91566383 | Lateral Hardening | 13044 | 0 |  | 0 | 0
Lateral Hardening-Fuse-91566394 | Lateral Hardening | 13044 | 0 |  | 0 | 0
Lateral Hardening-Fuse-91566427 | Lateral Hardening | 13044 | 0 |  | 0 | 0
Lateral Hardening-Fuse-91566435 | Lateral Hardening | 13044 | 0 |  | 0 | 0
Lateral Hardening-Fuse-91566436 | Lateral Hardening | 13044 | 0 |  | 0 | 0
Lateral Hardening-Fuse-91566819 | Lateral Hardening | 13690 | 2029 |  | 0 | 2029
Lateral Hardening-Fuse-91566888 | Lateral Hardening | 13044 | 0 |  | 0 | 0
Lateral Hardening-Fuse-91567480 | Lateral Hardening | 13709 | 0 |  | 0 | 0
Lateral Hardening-Fuse-91567572 | Lateral Hardening | 13461 | 0 |  | 0 | 0
Lateral Hardening-Fuse-91567749 | Lateral Hardening | 13044 | 0 |  | 0 | 0
Lateral Hardening-Fuse-91567924 | Lateral Hardening | 13044 | 0 |  | 0 | 0
Lateral Hardening-Fuse-91567972 | Lateral Hardening | 13044 | 2026 |  | 0 | 2026
Lateral Hardening-Fuse-91567980 | Lateral Hardening | 13044 | 0 |  | 0 | 0
Lateral Hardening-Fuse-91568000 | Lateral Hardening | 13044 | 0 |  | 0 | 0
Lateral Hardening-Fuse-91568022 | Lateral Hardening | 13044 | 0 |  | 0 | 0
Lateral Hardening-Fuse-91568033 | Lateral Hardening | 13044 | 0 |  | 0 | 0
Lateral Hardening-Fuse-91568099 | Lateral Hardening | 13377 | 0 |  | 0 | 0
Lateral Hardening-Fuse-91568217 | Lateral Hardening | 13482 | 2026 |  | 0 | 2026
Lateral Hardening-Fuse-91568222 | Lateral Hardening | 13044 | 0 |  | 0 | 0
Lateral Hardening-Fuse-91568537 | Lateral Hardening | 13622 | 0 |  | 0 | 0
Lateral Hardening-Fuse-91568584 | Lateral Hardening | 13622 | 0 |  | 0 | 0
Lateral Hardening-Fuse-91568607 | Lateral Hardening | 13622 | 0 |  | 0 | 0
Lateral Hardening-Fuse-91569636 | Lateral Hardening | 13044 | 0 |  | 0 | 0
Lateral Hardening-Fuse-91569788 | Lateral Hardening | 13655 | 0 |  | 0 | 0
Lateral Hardening-Fuse-91570377 | Lateral Hardening | 13044 | 0 |  | 0 | 0
Lateral Hardening-Fuse-91570455 | Lateral Hardening | 13044 | 0 |  | 0 | 0
Lateral Hardening-Fuse-91570523 | Lateral Hardening | 13044 | 0 |  | 0 | 0
Lateral Hardening-Fuse-91570601 | Lateral Hardening | 13044 | 0 |  | 0 | 0
Lateral Hardening-Fuse-91570867 | Lateral Hardening | 13044 | 0 |  | 0 | 0
Lateral Hardening-Fuse-91571311 | Lateral Hardening | 14274 | 0 |  | 0 | 0
Lateral Hardening-Fuse-91572385 | Lateral Hardening | 13754 | 0 |  | 0 | 0
Lateral Hardening-Fuse-91572744 | Lateral Hardening | 13461 | 0 |  | 0 | 0
Lateral Hardening-Fuse-91573705 | Lateral Hardening | 13921 | 0 |  | 0 | 0
Lateral Hardening-Fuse-91573736 | Lateral Hardening | 14012 | 2024 |  | 0 | 2024
Lateral Hardening-Fuse-91574186 | Lateral Hardening | 13921 | 0 |  | 0 | 0
Lateral Hardening-Fuse-91574200 | Lateral Hardening | 13466 | 0 |  | 0 | 0
Lateral Hardening-Fuse-91574381 | Lateral Hardening | 13586 | 0 |  | 0 | 0
Lateral Hardening-Fuse-91575186 | Lateral Hardening | 13586 | 0 |  | 0 | 0
Lateral Hardening-Fuse-91575422 | Lateral Hardening | 13141 | 2021 |  | 0 | 2021
Lateral Hardening-Fuse-91575780 | Lateral Hardening | 13044 | 0 |  | 0 | 0
Lateral Hardening-Fuse-91576679 | Lateral Hardening | 13254 | 0 |  | 0 | 0
Lateral Hardening-Fuse-91576984 | Lateral Hardening | 14266 | 0 |  | 0 | 0
Lateral Hardening-Fuse-91577232 | Lateral Hardening | 13254 | 0 |  | 0 | 0
Lateral Hardening-Fuse-91577244 | Lateral Hardening | 13254 | 0 |  | 0 | 0
Lateral Hardening-Fuse-91577874 | Lateral Hardening | 13294 | 0 |  | 0 | 0
Lateral Hardening-Fuse-91578134 | Lateral Hardening | 13838 | 0 |  | 0 | 0
Lateral Hardening-Fuse-91578401 | Lateral Hardening | 13786 | 0 |  | 0 | 0
Lateral Hardening-Fuse-91578756 | Lateral Hardening | 13586 | 0 |  | 0 | 0
Lateral Hardening-Fuse-91578883 | Lateral Hardening | 13141 | 0 |  | 0 | 0
Lateral Hardening-Fuse-91578998 | Lateral Hardening | 13312 | 0 |  | 0 | 0
Lateral Hardening-Fuse-91579436 | Lateral Hardening | 13832 | 0 |  | 0 | 0
Lateral Hardening-Fuse-91579954 | Lateral Hardening | 13838 | 2026 |  | 0 | 2026
Lateral Hardening-Fuse-91579962 | Lateral Hardening | 13838 | 0 |  | 0 | 0
Lateral Hardening-Fuse-91580500 | Lateral Hardening | 13256 | 0 |  | 0 | 0
Lateral Hardening-Fuse-91580526 | Lateral Hardening | 13023 | 0 |  | 0 | 0
Lateral Hardening-Fuse-91580610 | Lateral Hardening | 13044 | 2026 |  | 0 | 2026
Lateral Hardening-Fuse-91581442 | Lateral Hardening | 13787 | 0 |  | 0 | 0
Lateral Hardening-Fuse-91581632 | Lateral Hardening | 13030 | 0 |  | 0 | 0
Lateral Hardening-Fuse-91581669 | Lateral Hardening | 13592 | 0 |  | 0 | 0
Lateral Hardening-Fuse-91581905 | Lateral Hardening | 14274 | 0 |  | 0 | 0
Lateral Hardening-Fuse-91581977 | Lateral Hardening | 13825 | 2023 |  | 0 | 2023
Lateral Hardening-Fuse-91582409 | Lateral Hardening | 13592 | 0 |  | 0 | 0
Lateral Hardening-Fuse-91582612 | Lateral Hardening | 14102 | 2021 |  | 0 | 2021
Lateral Hardening-Fuse-91582790 | Lateral Hardening | 13030 | 0 |  | 0 | 0
Lateral Hardening-Fuse-91582918 | Lateral Hardening | 13835 | 0 |  | 0 | 0
Lateral Hardening-Fuse-91583652 | Lateral Hardening | 13622 | 0 |  | 0 | 0
Lateral Hardening-Fuse-91584279 | Lateral Hardening | 13916 | 0 |  | 0 | 0
Lateral Hardening-Fuse-91584316 | Lateral Hardening | 13011 | 0 |  | 0 | 0
Lateral Hardening-Fuse-91584713 | Lateral Hardening | 13011 | 0 |  | 0 | 0
Lateral Hardening-Fuse-91584915 | Lateral Hardening | 13622 | 0 |  | 0 | 0
Lateral Hardening-Fuse-91585039 | Lateral Hardening | 13007 | 2029 |  | 0 | 2029
Lateral Hardening-Fuse-91585479 | Lateral Hardening | 13586 | 0 |  | 0 | 0
Lateral Hardening-Fuse-91585701 | Lateral Hardening | 13256 | 0 |  | 0 | 0
Lateral Hardening-Fuse-91586832 | Lateral Hardening | 13169 | 0 |  | 0 | 0
Lateral Hardening-Fuse-91586981 | Lateral Hardening | 13516 | 0 |  | 0 | 0
Lateral Hardening-Fuse-91587284 | Lateral Hardening | 13808 | 0 |  | 0 | 0
Lateral Hardening-Fuse-91587286 | Lateral Hardening | 13808 | 0 |  | 0 | 0
Lateral Hardening-Fuse-91589714 | Lateral Hardening | 13256 | 0 |  | 0 | 0
Lateral Hardening-Fuse-91591093 | Lateral Hardening | 13838 | 0 |  | 0 | 0
Lateral Hardening-Fuse-91591401 | Lateral Hardening | 13097 | 0 |  | 0 | 0
Lateral Hardening-Fuse-91591947 | Lateral Hardening | 13485 | 0 |  | 0 | 0
Lateral Hardening-Fuse-91592312 | Lateral Hardening | 13709 | 0 |  | 0 | 0
Lateral Hardening-Fuse-91592568 | Lateral Hardening | 14216 | 2029 |  | 0 | 2029
Lateral Hardening-Fuse-91592570 | Lateral Hardening | 14216 | 2029 |  | 0 | 2029
Lateral Hardening-Fuse-91593744 | Lateral Hardening | 13622 | 0 |  | 0 | 0
Lateral Hardening-Fuse-91594801 | Lateral Hardening | 13130 | 0 |  | 0 | 0
Lateral Hardening-Fuse-91595402 | Lateral Hardening | 13183 | 0 |  | 0 | 0
Lateral Hardening-Fuse-91596805 | Lateral Hardening | 13127 | 0 |  | 0 | 0
Lateral Hardening-Fuse-91597721 | Lateral Hardening | 13190 | 0 |  | 0 | 0
Lateral Hardening-Fuse-91597763 | Lateral Hardening | 13535 | 0 |  | 0 | 0
Lateral Hardening-Fuse-91597940 | Lateral Hardening | 13039 | 0 |  | 0 | 0
Lateral Hardening-Fuse-91598262 | Lateral Hardening | 13672 | 0 |  | 0 | 0
Lateral Hardening-Fuse-91598271 | Lateral Hardening | 13672 | 0 |  | 0 | 0
Lateral Hardening-Fuse-91598274 | Lateral Hardening | 13672 | 0 |  | 0 | 0
Lateral Hardening-Fuse-91598279 | Lateral Hardening | 13672 | 0 |  | 0 | 0
Lateral Hardening-Fuse-91598280 | Lateral Hardening | 13672 | 0 |  | 0 | 0
Lateral Hardening-Fuse-91598698 | Lateral Hardening | 13009 | 0 |  | 0 | 0
Lateral Hardening-Fuse-91599338 | Lateral Hardening | 13053 | 0 |  | 0 | 0
Lateral Hardening-Fuse-91599837 | Lateral Hardening | 13207 | 0 |  | 0 | 0
Lateral Hardening-Fuse-91600145 | Lateral Hardening | 14102 | 0 |  | 0 | 0
Lateral Hardening-Fuse-91600473 | Lateral Hardening | 14099 | 0 |  | 0 | 0
Lateral Hardening-Fuse-91600776 | Lateral Hardening | 13690 | 0 |  | 0 | 0
Lateral Hardening-Fuse-91601628 | Lateral Hardening | 13828 | 0 |  | 0 | 0
Lateral Hardening-Fuse-91601929 | Lateral Hardening | 13832 | 0 |  | 0 | 0
Lateral Hardening-Fuse-91602099 | Lateral Hardening | 14110 | 0 |  | 0 | 0
Lateral Hardening-Fuse-91602229 | Lateral Hardening | 13492 | 0 |  | 0 | 0
Lateral Hardening-Fuse-91604454 | Lateral Hardening | 13009 | 0 |  | 0 | 0
Lateral Hardening-Fuse-91604783 | Lateral Hardening | 13009 | 0 |  | 0 | 0
Lateral Hardening-Fuse-91604920 | Lateral Hardening | 13019 | 0 |  | 0 | 0
Lateral Hardening-Fuse-91605469 | Lateral Hardening | 13838 | 0 |  | 0 | 0
Lateral Hardening-Fuse-91606130 | Lateral Hardening | 13939 | 0 |  | 0 | 0
Lateral Hardening-Fuse-91607219 | Lateral Hardening | 13677 | 2027 |  | 0 | 2027
Lateral Hardening-Fuse-91608637 | Lateral Hardening | 13854 | 0 |  | 0 | 0
Lateral Hardening-Fuse-91608769 | Lateral Hardening | 14274 | 0 |  | 0 | 0
Lateral Hardening-Fuse-91608822 | Lateral Hardening | 14274 | 0 |  | 0 | 0
Lateral Hardening-Fuse-91611191 | Lateral Hardening | 13838 | 0 |  | 0 | 0
Lateral Hardening-Fuse-91613923 | Lateral Hardening | 13854 | 0 |  | 0 | 0
Lateral Hardening-Fuse-91614639 | Lateral Hardening | 13586 | 0 |  | 0 | 0
Lateral Hardening-Fuse-91615057 | Lateral Hardening | 13254 | 0 |  | 0 | 0
Lateral Hardening-Fuse-91615098 | Lateral Hardening | 13165 | 0 |  | 0 | 0
Lateral Hardening-Fuse-91615880 | Lateral Hardening | 13256 | 0 |  | 0 | 0
Lateral Hardening-Fuse-91616171 | Lateral Hardening | 13373 | 0 |  | 0 | 0
Lateral Hardening-Fuse-91616183 | Lateral Hardening | 13373 | 2024 |  | 0 | 2024
Lateral Hardening-Fuse-91616188 | Lateral Hardening | 13373 | 0 |  | 0 | 0
Lateral Hardening-Fuse-91616228 | Lateral Hardening | 13373 | 0 |  | 0 | 0
Lateral Hardening-Fuse-91616235 | Lateral Hardening | 13373 | 2024 |  | 0 | 2024
Lateral Hardening-Fuse-91616523 | Lateral Hardening | 13158 | 0 |  | 0 | 0
Lateral Hardening-Fuse-91616607 | Lateral Hardening | 13009 | 0 |  | 0 | 0
Lateral Hardening-Fuse-91617900 | Lateral Hardening | 13147 | 0 |  | 0 | 0
Lateral Hardening-Fuse-91618072 | Lateral Hardening | 13147 | 0 |  | 0 | 0
Lateral Hardening-Fuse-91618630 | Lateral Hardening | 13183 | 2023 |  | 0 | 2023
Lateral Hardening-Fuse-91618829 | Lateral Hardening | 13535 | 2022 |  | 0 | 2022
Lateral Hardening-Fuse-91618830 | Lateral Hardening | 13535 | 0 |  | 0 | 0
Lateral Hardening-Fuse-91619082 | Lateral Hardening | 14274 | 0 |  | 0 | 0
Lateral Hardening-Fuse-91619417 | Lateral Hardening | 13622 | 0 |  | 0 | 0
Lateral Hardening-Fuse-91619822 | Lateral Hardening | 13158 | 0 |  | 0 | 0
Lateral Hardening-Fuse-91620187 | Lateral Hardening | 13027 | 2029 |  | 0 | 2029
Lateral Hardening-Fuse-91620192 | Lateral Hardening | 13027 | 2029 |  | 0 | 2029
Lateral Hardening-Fuse-91620333 | Lateral Hardening | 13468 | 0 |  | 0 | 0
Lateral Hardening-Fuse-91621623 | Lateral Hardening | 13044 | 0 |  | 0 | 0
Lateral Hardening-Fuse-91621768 | Lateral Hardening | 13254 | 2027 |  | 0 | 2027
Lateral Hardening-Fuse-91622197 | Lateral Hardening | 13009 | 0 |  | 0 | 0
Lateral Hardening-Fuse-91622201 | Lateral Hardening | 14274 | 0 |  | 0 | 0
Lateral Hardening-Fuse-91622202 | Lateral Hardening | 14274 | 0 |  | 0 | 0
Lateral Hardening-Fuse-91622372 | Lateral Hardening | 13829 | 0 |  | 0 | 0
Lateral Hardening-Fuse-91622634 | Lateral Hardening | 13466 | 0 |  | 0 | 0
Lateral Hardening-Fuse-91623637 | Lateral Hardening | 13141 | 0 |  | 0 | 0
Lateral Hardening-Fuse-91623641 | Lateral Hardening | 13141 | 0 |  | 0 | 0
Lateral Hardening-Fuse-91624544 | Lateral Hardening | 13330 | 0 |  | 0 | 0
Lateral Hardening-Fuse-91625137 | Lateral Hardening | 13158 | 0 |  | 0 | 0
Lateral Hardening-Fuse-91625206 | Lateral Hardening | 13027 | 0 |  | 0 | 0
Lateral Hardening-Fuse-91626832 | Lateral Hardening | 14266 | 0 |  | 0 | 0
Lateral Hardening-Fuse-91627020 | Lateral Hardening | 13470 | 0 |  | 0 | 0
Lateral Hardening-Fuse-91627229 | Lateral Hardening | 13027 | 0 |  | 0 | 0
Lateral Hardening-Fuse-91628194 | Lateral Hardening | 13181 | 0 |  | 0 | 0
Lateral Hardening-Fuse-91628811 | Lateral Hardening | 14099 | 0 |  | 0 | 0
Lateral Hardening-Fuse-91629415 | Lateral Hardening | 13011 | 0 |  | 0 | 0
Lateral Hardening-Fuse-91629448 | Lateral Hardening | 13298 | 2029 |  | 0 | 2029
Lateral Hardening-Fuse-91629504 | Lateral Hardening | 13123 | 0 |  | 0 | 0
Lateral Hardening-Fuse-91629604 | Lateral Hardening | 13254 | 0 |  | 0 | 0
Lateral Hardening-Fuse-91629609 | Lateral Hardening | 13256 | 0 |  | 0 | 0
Lateral Hardening-Fuse-91630327 | Lateral Hardening | 13927 | 0 |  | 0 | 0
Lateral Hardening-Fuse-91630486 | Lateral Hardening | 13147 | 0 |  | 0 | 0
Lateral Hardening-Fuse-91630559 | Lateral Hardening | 13805 | 0 |  | 0 | 0
Lateral Hardening-Fuse-91630851 | Lateral Hardening | 13305 | 0 |  | 0 | 0
Lateral Hardening-Fuse-91632542 | Lateral Hardening | 13167 | 0 |  | 0 | 0
Lateral Hardening-Fuse-91633548 | Lateral Hardening | 13268 | 2022 |  | 0 | 2022
Lateral Hardening-Fuse-91633720 | Lateral Hardening | 13377 | 2029 |  | 0 | 2029
Lateral Hardening-Fuse-91633832 | Lateral Hardening | 13622 | 0 |  | 0 | 0
Lateral Hardening-Fuse-91634839 | Lateral Hardening | 13622 | 0 |  | 0 | 0
Lateral Hardening-Fuse-91634926 | Lateral Hardening | 13622 | 0 |  | 0 | 0
Lateral Hardening-Fuse-91634943 | Lateral Hardening | 13622 | 0 |  | 0 | 0
Lateral Hardening-Fuse-91636758 | Lateral Hardening | 13544 | 0 |  | 0 | 0
Lateral Hardening-Fuse-91636868 | Lateral Hardening | 13107 | 0 |  | 0 | 0
Lateral Hardening-Fuse-91636970 | Lateral Hardening | 13327 | 0 |  | 0 | 0
Lateral Hardening-Fuse-91637001 | Lateral Hardening | 13158 | 0 |  | 0 | 0
Lateral Hardening-Fuse-91639119 | Lateral Hardening | 13457 | 0 |  | 0 | 0
Lateral Hardening-Fuse-91639787 | Lateral Hardening | 13027 | 0 |  | 0 | 0
Lateral Hardening-Fuse-91640192 | Lateral Hardening | 13468 | 2022 |  | 0 | 2022
Lateral Hardening-Fuse-91640811 | Lateral Hardening | 13470 | 0 |  | 0 | 0
Lateral Hardening-Fuse-91640875 | Lateral Hardening | 13180 | 2029 |  | 0 | 2029
Lateral Hardening-Fuse-91640897 | Lateral Hardening | 13104 | 2022 |  | 0 | 2022
Lateral Hardening-Fuse-91640983 | Lateral Hardening | 13371 | 0 |  | 0 | 0
Lateral Hardening-Fuse-91640990 | Lateral Hardening | 13964 | 0 |  | 0 | 0
Lateral Hardening-Fuse-91641201 | Lateral Hardening | 13177 | 2029 |  | 0 | 2029
Lateral Hardening-Fuse-91641232 | Lateral Hardening | 13030 | 0 |  | 0 | 0
Lateral Hardening-Fuse-91641395 | Lateral Hardening | 13621 | 0 |  | 0 | 0
Lateral Hardening-Fuse-91641553 | Lateral Hardening | 13808 | 0 |  | 0 | 0
Lateral Hardening-Fuse-91642882 | Lateral Hardening | 13183 | 0 |  | 0 | 0
Lateral Hardening-Fuse-91643108 | Lateral Hardening | 13104 | 2022 |  | 0 | 2022
Lateral Hardening-Fuse-91643395 | Lateral Hardening | 13705 | 2027 |  | 0 | 2027
Lateral Hardening-Fuse-91643673 | Lateral Hardening | 13104 | 0 |  | 0 | 0
Lateral Hardening-Fuse-91643736 | Lateral Hardening | 13104 | 0 |  | 0 | 0
Lateral Hardening-Fuse-91643794 | Lateral Hardening | 13579 | 2027 |  | 0 | 2027
Lateral Hardening-Fuse-91643798 | Lateral Hardening | 13579 | 0 |  | 0 | 0
Lateral Hardening-Fuse-91643964 | Lateral Hardening | 13106 | 2022 |  | 0 | 2022
Lateral Hardening-Fuse-91644887 | Lateral Hardening | 13808 | 0 |  | 0 | 0
Lateral Hardening-Fuse-91645378 | Lateral Hardening | 13808 | 0 |  | 0 | 0
Lateral Hardening-Fuse-91645481 | Lateral Hardening | 13104 | 2022 |  | 0 | 2022
Lateral Hardening-Fuse-91645657 | Lateral Hardening | 13334 | 2024 |  | 0 | 2024
Lateral Hardening-Fuse-91645726 | Lateral Hardening | 13027 | 0 |  | 0 | 0
Lateral Hardening-Fuse-91646305 | Lateral Hardening | 13120 | 0 |  | 0 | 0
Lateral Hardening-Fuse-91647060 | Lateral Hardening | 13622 | 0 |  | 0 | 0
Lateral Hardening-Fuse-91647409 | Lateral Hardening | 13027 | 0 |  | 0 | 0
Lateral Hardening-Fuse-91648118 | Lateral Hardening | 13046 | 0 |  | 0 | 0
Lateral Hardening-Fuse-91648990 | Lateral Hardening | 13011 | 0 |  | 0 | 0
Lateral Hardening-Fuse-91649419 | Lateral Hardening | 13106 | 0 |  | 0 | 0
Lateral Hardening-Fuse-91649554 | Lateral Hardening | 13695 | 0 |  | 0 | 0
Lateral Hardening-Fuse-91649581 | Lateral Hardening | 13460 | 0 |  | 0 | 0
Lateral Hardening-Fuse-91649583 | Lateral Hardening | 13460 | 0 |  | 0 | 0
Lateral Hardening-Fuse-91649705 | Lateral Hardening | 13219 | 2028 |  | 0 | 2028
Lateral Hardening-Fuse-91649856 | Lateral Hardening | 13622 | 0 |  | 0 | 0
Lateral Hardening-Fuse-91651363 | Lateral Hardening | 13120 | 0 |  | 0 | 0
Lateral Hardening-Fuse-91651993 | Lateral Hardening | 14041 | 0 |  | 0 | 0
Lateral Hardening-Fuse-91652567 | Lateral Hardening | 13827 | 0 |  | 0 | 0
Lateral Hardening-Fuse-91655055 | Lateral Hardening | 13535 | 0 |  | 0 | 0
Lateral Hardening-Fuse-91655480 | Lateral Hardening | 13128 | 0 |  | 0 | 0
Lateral Hardening-Fuse-91655530 | Lateral Hardening | 13830 | 0 |  | 0 | 0
Lateral Hardening-Fuse-91656864 | Lateral Hardening | 13458 | 0 |  | 0 | 0
Lateral Hardening-Fuse-91657855 | Lateral Hardening | 13340 | 0 |  | 0 | 0
Lateral Hardening-Fuse-91659362 | Lateral Hardening | 14110 | 0 |  | 0 | 0
Lateral Hardening-Fuse-91659404 | Lateral Hardening | 13305 | 0 |  | 0 | 0
Lateral Hardening-Fuse-91660623 | Lateral Hardening | 13153 | 0 |  | 0 | 0
Lateral Hardening-Fuse-91660702 | Lateral Hardening | 13458 | 0 |  | 0 | 0
Lateral Hardening-Fuse-91660783 | Lateral Hardening | 13117 | 0 |  | 0 | 0
Lateral Hardening-Fuse-91661563 | Lateral Hardening | 13153 | 0 |  | 0 | 0
Lateral Hardening-Fuse-91661650 | Lateral Hardening | 13153 | 0 |  | 0 | 0
Lateral Hardening-Fuse-91661685 | Lateral Hardening | 13153 | 0 |  | 0 | 0
Lateral Hardening-Fuse-91661835 | Lateral Hardening | 13153 | 0 |  | 0 | 0
Lateral Hardening-Fuse-91661916 | Lateral Hardening | 13458 | 0 |  | 0 | 0
Lateral Hardening-Fuse-91662095 | Lateral Hardening | 13747 | 0 |  | 0 | 0
Lateral Hardening-Fuse-91662846 | Lateral Hardening | 14110 | 0 |  | 0 | 0
Lateral Hardening-Fuse-91664348 | Lateral Hardening | 13143 | 0 |  | 0 | 0
Lateral Hardening-Fuse-91664355 | Lateral Hardening | 13468 | 0 |  | 0 | 0
Lateral Hardening-Fuse-91664575 | Lateral Hardening | 13104 | 0 |  | 0 | 0
Lateral Hardening-Fuse-91665037 | Lateral Hardening | 13183 | 0 |  | 0 | 0
Lateral Hardening-Fuse-91665193 | Lateral Hardening | 13911 | 2022 |  | 0 | 2022
Lateral Hardening-Fuse-91665202 | Lateral Hardening | 13911 | 0 |  | 0 | 0
Lateral Hardening-Fuse-91665698 | Lateral Hardening | 13330 | 0 |  | 0 | 0
Lateral Hardening-Fuse-91665985 | Lateral Hardening | 13621 | 0 |  | 0 | 0
Lateral Hardening-Fuse-91666132 | Lateral Hardening | 13152 | 0 |  | 0 | 0
Lateral Hardening-Fuse-91666161 | Lateral Hardening | 14199 | 0 |  | 0 | 0
Lateral Hardening-Fuse-91666802 | Lateral Hardening | 13621 | 0 |  | 0 | 0
Lateral Hardening-Fuse-91666803 | Lateral Hardening | 13621 | 0 |  | 0 | 0
Lateral Hardening-Fuse-91667288 | Lateral Hardening | 13748 | 2028 |  | 0 | 2028
Lateral Hardening-Fuse-91668185 | Lateral Hardening | 13709 | 0 |  | 0 | 0
Lateral Hardening-Fuse-91668251 | Lateral Hardening | 13104 | 2022 |  | 0 | 2022
Lateral Hardening-Fuse-91670413 | Lateral Hardening | 13070 | 0 |  | 0 | 0
Lateral Hardening-Fuse-91670494 | Lateral Hardening | 13621 | 2029 |  | 0 | 2029
Lateral Hardening-Fuse-91671055 | Lateral Hardening | 13724 | 0 |  | 0 | 0
Lateral Hardening-Fuse-91671062 | Lateral Hardening | 13724 | 0 |  | 0 | 0
Lateral Hardening-Fuse-91671341 | Lateral Hardening | 13069 | 0 |  | 0 | 0
Lateral Hardening-Fuse-91673497 | Lateral Hardening | 13496 | 0 |  | 0 | 0
Lateral Hardening-Fuse-91673652 | Lateral Hardening | 13832 | 0 |  | 0 | 0
Lateral Hardening-Fuse-91673872 | Lateral Hardening | 13712 | 0 |  | 0 | 0
Lateral Hardening-Fuse-91674075 | Lateral Hardening | 13961 | 0 |  | 0 | 0
Lateral Hardening-Fuse-91675693 | Lateral Hardening | 14041 | 0 |  | 0 | 0
Lateral Hardening-Fuse-91675820 | Lateral Hardening | 13709 | 0 |  | 0 | 0
Lateral Hardening-Fuse-91676371 | Lateral Hardening | 13655 | 0 |  | 0 | 0
Lateral Hardening-Fuse-91676442 | Lateral Hardening | 13712 | 0 |  | 0 | 0
Lateral Hardening-Fuse-91676443 | Lateral Hardening | 13712 | 0 |  | 0 | 0
Lateral Hardening-Fuse-91676856 | Lateral Hardening | 13070 | 0 |  | 0 | 0
Lateral Hardening-Fuse-91677422 | Lateral Hardening | 13070 | 0 |  | 0 | 0
Lateral Hardening-Fuse-91677677 | Lateral Hardening | 13198 | 0 |  | 0 | 0
Lateral Hardening-Fuse-91677694 | Lateral Hardening | 13198 | 0 |  | 0 | 0
Lateral Hardening-Fuse-91677716 | Lateral Hardening | 13808 | 0 |  | 0 | 0
Lateral Hardening-Fuse-91677717 | Lateral Hardening | 13547 | 0 |  | 0 | 0
Lateral Hardening-Fuse-91677718 | Lateral Hardening | 13808 | 0 |  | 0 | 0
Lateral Hardening-Fuse-91677779 | Lateral Hardening | 13808 | 0 |  | 0 | 0
Lateral Hardening-Fuse-91677837 | Lateral Hardening | 13147 | 2026 |  | 0 | 2026
Lateral Hardening-Fuse-91678930 | Lateral Hardening | 13808 | 0 |  | 0 | 0
Lateral Hardening-Fuse-91680239 | Lateral Hardening | 14031 | 2025 |  | 0 | 2025
Lateral Hardening-Fuse-91680342 | Lateral Hardening | 13458 | 2026 |  | 0 | 2026
Lateral Hardening-Fuse-91681225 | Lateral Hardening | 13254 | 0 |  | 0 | 0
Lateral Hardening-Fuse-91681250 | Lateral Hardening | 13808 | 0 |  | 0 | 0
Lateral Hardening-Fuse-91681285 | Lateral Hardening | 13104 | 0 |  | 0 | 0
Lateral Hardening-Fuse-91681474 | Lateral Hardening | 13077 | 0 |  | 0 | 0
Lateral Hardening-Fuse-91682716 | Lateral Hardening | 13890 | 0 |  | 0 | 0
Lateral Hardening-Fuse-91683026 | Lateral Hardening | 13835 | 0 |  | 0 | 0
Lateral Hardening-Fuse-91683028 | Lateral Hardening | 13835 | 0 |  | 0 | 0
Lateral Hardening-Fuse-91684071 | Lateral Hardening | 13070 | 0 |  | 0 | 0
Lateral Hardening-Fuse-91684087 | Lateral Hardening | 13070 | 0 |  | 0 | 0
Lateral Hardening-Fuse-91684089 | Lateral Hardening | 13070 | 0 |  | 0 | 0
Lateral Hardening-Fuse-91684363 | Lateral Hardening | 13600 | 0 |  | 0 | 0
Lateral Hardening-Fuse-91686204 | Lateral Hardening | 13524 | 0 |  | 0 | 0
Lateral Hardening-Fuse-91688736 | Lateral Hardening | 13462 | 0 |  | 0 | 0
Lateral Hardening-Fuse-91689295 | Lateral Hardening | 13835 | 0 |  | 0 | 0
Lateral Hardening-Fuse-91689647 | Lateral Hardening | 13099 | 0 |  | 0 | 0
Lateral Hardening-Fuse-91689692 | Lateral Hardening | 13099 | 2022 |  | 0 | 2022
Lateral Hardening-Fuse-91692205 | Lateral Hardening | 14274 | 0 |  | 0 | 0
Lateral Hardening-Fuse-91692206 | Lateral Hardening | 14274 | 0 |  | 0 | 0
Lateral Hardening-Fuse-91692218 | Lateral Hardening | 14274 | 0 |  | 0 | 0
Lateral Hardening-Fuse-91692219 | Lateral Hardening | 14274 | 0 |  | 0 | 0
Lateral Hardening-Fuse-91692347 | Lateral Hardening | 13068 | 2027 |  | 0 | 2027
Lateral Hardening-Fuse-91692923 | Lateral Hardening | 13107 | 0 |  | 0 | 0
Lateral Hardening-Fuse-91693795 | Lateral Hardening | 14274 | 0 |  | 0 | 0
Lateral Hardening-Fuse-91693913 | Lateral Hardening | 13298 | 0 |  | 0 | 0
Lateral Hardening-Fuse-91695187 | Lateral Hardening | 13622 | 2028 |  | 0 | 2028
Lateral Hardening-Fuse-91696358 | Lateral Hardening | 14041 | 2023 |  | 0 | 2023
Lateral Hardening-Fuse-91696822 | Lateral Hardening | 13221 | 0 |  | 0 | 0
Lateral Hardening-Fuse-91697186 | Lateral Hardening | 13458 | 0 |  | 0 | 0
Lateral Hardening-Fuse-91697220 | Lateral Hardening | 13044 | 0 |  | 0 | 0
Lateral Hardening-Fuse-91697467 | Lateral Hardening | 13808 | 0 |  | 0 | 0
Lateral Hardening-Fuse-91697831 | Lateral Hardening | 13835 | 0 |  | 0 | 0
Lateral Hardening-Fuse-91699032 | Lateral Hardening | 13621 | 0 |  | 0 | 0
Lateral Hardening-Fuse-91699038 | Lateral Hardening | 13621 | 0 |  | 0 | 0
Lateral Hardening-Fuse-91699325 | Lateral Hardening | 14274 | 0 |  | 0 | 0
Lateral Hardening-Fuse-91699327 | Lateral Hardening | 14274 | 0 |  | 0 | 0
Lateral Hardening-Fuse-91700158 | Lateral Hardening | 13600 | 2029 |  | 0 | 2029
Lateral Hardening-Fuse-91700187 | Lateral Hardening | 13027 | 0 |  | 0 | 0
Lateral Hardening-Fuse-91700188 | Lateral Hardening | 13332 | 2021 |  | 0 | 2021
Lateral Hardening-Fuse-91700200 | Lateral Hardening | 13924 | 0 |  | 0 | 0
Lateral Hardening-Fuse-91700504 | Lateral Hardening | 14274 | 0 |  | 0 | 0
Lateral Hardening-Fuse-91700508 | Lateral Hardening | 14274 | 0 |  | 0 | 0
Lateral Hardening-Fuse-91701370 | Lateral Hardening | 13458 | 0 |  | 0 | 0
Lateral Hardening-Fuse-91701376 | Lateral Hardening | 13458 | 0 |  | 0 | 0
Lateral Hardening-Fuse-91701445 | Lateral Hardening | 13023 | 0 |  | 0 | 0
Lateral Hardening-Fuse-91701504 | Lateral Hardening | 13698 | 0 |  | 0 | 0
Lateral Hardening-Fuse-91702481 | Lateral Hardening | 14012 | 2024 |  | 0 | 2024
Lateral Hardening-Fuse-91704512 | Lateral Hardening | 13622 | 0 |  | 0 | 0
Lateral Hardening-Fuse-91704527 | Lateral Hardening | 13622 | 0 |  | 0 | 0
Lateral Hardening-Fuse-91704696 | Lateral Hardening | 13668 | 0 |  | 0 | 0
Lateral Hardening-Fuse-91704709 | Lateral Hardening | 13786 | 0 |  | 0 | 0
Lateral Hardening-Fuse-91705275 | Lateral Hardening | 13899 | 0 |  | 0 | 0
Lateral Hardening-Fuse-91705276 | Lateral Hardening | 13899 | 0 |  | 0 | 0
Lateral Hardening-Fuse-91705558 | Lateral Hardening | 13889 | 0 |  | 0 | 0
Lateral Hardening-Fuse-91710446 | Lateral Hardening | 13622 | 0 |  | 0 | 0
Lateral Hardening-Fuse-91710700 | Lateral Hardening | 14041 | 0 |  | 0 | 0
Lateral Hardening-Fuse-91711291 | Lateral Hardening | 13706 | 0 |  | 0 | 0
Lateral Hardening-Fuse-91711513 | Lateral Hardening | 13592 | 2022 |  | 0 | 2022
Lateral Hardening-Fuse-91713182 | Lateral Hardening | 13808 | 0 |  | 0 | 0
Lateral Hardening-Fuse-91713215 | Lateral Hardening | 13808 | 0 |  | 0 | 0
Lateral Hardening-Fuse-91713322 | Lateral Hardening | 13961 | 0 |  | 0 | 0
Lateral Hardening-Fuse-91714162 | Lateral Hardening | 13655 | 0 |  | 0 | 0
Lateral Hardening-Fuse-91714169 | Lateral Hardening | 13655 | 2022 |  | 0 | 2022
Lateral Hardening-Fuse-91714795 | Lateral Hardening | 14012 | 0 |  | 0 | 0
Lateral Hardening-Fuse-91715358 | Lateral Hardening | 13835 | 0 |  | 0 | 0
Lateral Hardening-Fuse-91715590 | Lateral Hardening | 13655 | 0 |  | 0 | 0
Lateral Hardening-Fuse-91715878 | Lateral Hardening | 13808 | 0 |  | 0 | 0
Lateral Hardening-Fuse-91718907 | Lateral Hardening | 13028 | 2023 |  | 0 | 2023
Lateral Hardening-Fuse-91718908 | Lateral Hardening | 13028 | 2023 |  | 0 | 2023
Lateral Hardening-Fuse-91719011 | Lateral Hardening | 13624 | 2027 |  | 0 | 2027
Lateral Hardening-Fuse-91719138 | Lateral Hardening | 13624 | 0 |  | 0 | 0
Lateral Hardening-Fuse-91719147 | Lateral Hardening | 13624 | 0 |  | 0 | 0
Lateral Hardening-Fuse-91719628 | Lateral Hardening | 13023 | 0 |  | 0 | 0
Lateral Hardening-Fuse-91719630 | Lateral Hardening | 13023 | 2025 |  | 0 | 2025
Lateral Hardening-Fuse-91719684 | Lateral Hardening | 14274 | 0 |  | 0 | 0
Lateral Hardening-Fuse-91719936 | Lateral Hardening | 13687 | 0 |  | 0 | 0
Lateral Hardening-Fuse-91720356 | Lateral Hardening | 13624 | 0 |  | 0 | 0
Lateral Hardening-Fuse-91720645 | Lateral Hardening | 13622 | 0 |  | 0 | 0
Lateral Hardening-Fuse-91720718 | Lateral Hardening | 13443 | 0 |  | 0 | 0
Lateral Hardening-Fuse-91721020 | Lateral Hardening | 13422 | 0 |  | 0 | 0
Lateral Hardening-Fuse-91721175 | Lateral Hardening | 13070 | 0 |  | 0 | 0
Lateral Hardening-Fuse-91721466 | Lateral Hardening | 13621 | 0 |  | 0 | 0
Lateral Hardening-Fuse-91721691 | Lateral Hardening | 13365 | 0 |  | 0 | 0
Lateral Hardening-Fuse-91722190 | Lateral Hardening | 13432 | 0 |  | 0 | 0
Lateral Hardening-Fuse-91722510 | Lateral Hardening | 13106 | 2022 |  | 0 | 2022
Lateral Hardening-Fuse-91723303 | Lateral Hardening | 14266 | 0 |  | 0 | 0
Lateral Hardening-Fuse-91724740 | Lateral Hardening | 13304 | 0 |  | 0 | 0
Lateral Hardening-Fuse-91725611 | Lateral Hardening | 13329 | 2022 |  | 0 | 2022
Lateral Hardening-Fuse-91727273 | Lateral Hardening | 13412 | 0 |  | 0 | 0
Lateral Hardening-Fuse-91727763 | Lateral Hardening | 13837 | 2029 |  | 0 | 2029
Lateral Hardening-Fuse-91728114 | Lateral Hardening | 13622 | 0 |  | 0 | 0
Lateral Hardening-Fuse-91728131 | Lateral Hardening | 13622 | 0 |  | 0 | 0
Lateral Hardening-Fuse-91728132 | Lateral Hardening | 13622 | 0 |  | 0 | 0
Lateral Hardening-Fuse-91728675 | Lateral Hardening | 14274 | 2026 |  | 0 | 2026
Lateral Hardening-Fuse-91728766 | Lateral Hardening | 13391 | 0 |  | 0 | 0
Lateral Hardening-Fuse-91728775 | Lateral Hardening | 14023 | 0 |  | 0 | 0
Lateral Hardening-Fuse-91728896 | Lateral Hardening | 13043 | 0 |  | 0 | 0
Lateral Hardening-Fuse-91730217 | Lateral Hardening | 13785 | 0 |  | 0 | 0
Lateral Hardening-Fuse-91731468 | Lateral Hardening | 13754 | 0 |  | 0 | 0
Lateral Hardening-Fuse-91732005 | Lateral Hardening | 13826 | 0 |  | 0 | 0
Lateral Hardening-Fuse-91732289 | Lateral Hardening | 13099 | 0 |  | 0 | 0
Lateral Hardening-Fuse-91732749 | Lateral Hardening | 13027 | 0 |  | 0 | 0
Lateral Hardening-Fuse-91733183 | Lateral Hardening | 13188 | 0 |  | 0 | 0
Lateral Hardening-Fuse-91733558 | Lateral Hardening | 13398 | 0 |  | 0 | 0
Lateral Hardening-Fuse-91734095 | Lateral Hardening | 14274 | 0 |  | 0 | 0
Lateral Hardening-Fuse-91734991 | Lateral Hardening | 13786 | 0 |  | 0 | 0
Lateral Hardening-Fuse-91735842 | Lateral Hardening | 13621 | 0 |  | 0 | 0
Lateral Hardening-Fuse-91736477 | Lateral Hardening | 13469 | 2029 |  | 0 | 2029
Lateral Hardening-Fuse-91736899 | Lateral Hardening | 13621 | 0 |  | 0 | 0
Lateral Hardening-Fuse-91737253 | Lateral Hardening | 13069 | 0 |  | 0 | 0
Lateral Hardening-Fuse-91737286 | Lateral Hardening | 13028 | 0 |  | 0 | 0
Lateral Hardening-Fuse-91737814 | Lateral Hardening | 13586 | 0 |  | 0 | 0
Lateral Hardening-Fuse-91737821 | Lateral Hardening | 13586 | 0 |  | 0 | 0
Lateral Hardening-Fuse-91738123 | Lateral Hardening | 13163 | 0 |  | 0 | 0
Lateral Hardening-Fuse-91738308 | Lateral Hardening | 13146 | 0 |  | 0 | 0
Lateral Hardening-Fuse-91738682 | Lateral Hardening | 13648 | 0 |  | 0 | 0
Lateral Hardening-Fuse-91738766 | Lateral Hardening | 13586 | 0 |  | 0 | 0
Lateral Hardening-Fuse-91739147 | Lateral Hardening | 13039 | 0 |  | 0 | 0
Lateral Hardening-Fuse-91739392 | Lateral Hardening | 13303 | 0 |  | 0 | 0
Lateral Hardening-Fuse-91739728 | Lateral Hardening | 13466 | 0 |  | 0 | 0
Lateral Hardening-Fuse-91739765 | Lateral Hardening | 13339 | 0 |  | 0 | 0
Lateral Hardening-Fuse-91740578 | Lateral Hardening | 13027 | 0 |  | 0 | 0
Lateral Hardening-Fuse-91741181 | Lateral Hardening | 14012 | 0 |  | 0 | 0
Lateral Hardening-Fuse-91741334 | Lateral Hardening | 14024 | 2023 |  | 0 | 2023
Lateral Hardening-Fuse-91741665 | Lateral Hardening | 13808 | 0 |  | 0 | 0
Lateral Hardening-Fuse-91742026 | Lateral Hardening | 14124 | 0 |  | 0 | 0
Lateral Hardening-Fuse-91742289 | Lateral Hardening | 13097 | 0 |  | 0 | 0
Lateral Hardening-Fuse-91742537 | Lateral Hardening | 14274 | 0 |  | 0 | 0
Lateral Hardening-Fuse-91743707 | Lateral Hardening | 13305 | 0 |  | 0 | 0
Lateral Hardening-Fuse-91743740 | Lateral Hardening | 13030 | 0 |  | 0 | 0
Lateral Hardening-Fuse-91743904 | Lateral Hardening | 14274 | 0 |  | 0 | 0
Lateral Hardening-Fuse-91744442 | Lateral Hardening | 13621 | 0 |  | 0 | 0
Lateral Hardening-Fuse-91745051 | Lateral Hardening | 13772 | 0 |  | 0 | 0
Lateral Hardening-Fuse-91745058 | Lateral Hardening | 14124 | 0 |  | 0 | 0
Lateral Hardening-Fuse-91745124 | Lateral Hardening | 14124 | 0 |  | 0 | 0
Lateral Hardening-Fuse-91745795 | Lateral Hardening | 13832 | 0 |  | 0 | 0
Lateral Hardening-Fuse-91745973 | Lateral Hardening | 13621 | 0 |  | 0 | 0
Lateral Hardening-Fuse-91746038 | Lateral Hardening | 13164 | 0 |  | 0 | 0
Lateral Hardening-Fuse-91746088 | Lateral Hardening | 13097 | 0 |  | 0 | 0
Lateral Hardening-Fuse-91748718 | Lateral Hardening | 13583 | 0 |  | 0 | 0
Lateral Hardening-Fuse-91748729 | Lateral Hardening | 13586 | 2021 |  | 0 | 2021
Lateral Hardening-Fuse-91749144 | Lateral Hardening | 13191 | 0 |  | 0 | 0
Lateral Hardening-Fuse-91749176 | Lateral Hardening | 13129 | 0 |  | 0 | 0
Lateral Hardening-Fuse-91749274 | Lateral Hardening | 14274 | 0 |  | 0 | 0
Lateral Hardening-Fuse-91749389 | Lateral Hardening | 13454 | 0 |  | 0 | 0
Lateral Hardening-Fuse-91749566 | Lateral Hardening | 13586 | 0 |  | 0 | 0
Lateral Hardening-Fuse-91749567 | Lateral Hardening | 13586 | 0 |  | 0 | 0
Lateral Hardening-Fuse-91749705 | Lateral Hardening | 13924 | 0 |  | 0 | 0
Lateral Hardening-Fuse-91750246 | Lateral Hardening | 13678 | 0 |  | 0 | 0
Lateral Hardening-Fuse-91750255 | Lateral Hardening | 14274 | 2026 |  | 0 | 2026
Lateral Hardening-Fuse-91750521 | Lateral Hardening | 13583 | 0 |  | 0 | 0
Lateral Hardening-Fuse-91750557 | Lateral Hardening | 13583 | 0 |  | 0 | 0
Lateral Hardening-Fuse-91750750 | Lateral Hardening | 13696 | 2027 |  | 0 | 2027
Lateral Hardening-Fuse-91750780 | Lateral Hardening | 13371 | 0 |  | 0 | 0
Lateral Hardening-Fuse-91750785 | Lateral Hardening | 13371 | 2026 |  | 0 | 2026
Lateral Hardening-Fuse-91750797 | Lateral Hardening | 13371 | 0 |  | 0 | 0
Lateral Hardening-Fuse-91750868 | Lateral Hardening | 13371 | 0 |  | 0 | 0
Lateral Hardening-Fuse-91750884 | Lateral Hardening | 13371 | 0 |  | 0 | 0
Lateral Hardening-Fuse-91750887 | Lateral Hardening | 13371 | 0 |  | 0 | 0
Lateral Hardening-Fuse-91750902 | Lateral Hardening | 13371 | 0 |  | 0 | 0
Lateral Hardening-Fuse-91750917 | Lateral Hardening | 13371 | 0 |  | 0 | 0
Lateral Hardening-Fuse-91750941 | Lateral Hardening | 13371 | 0 |  | 0 | 0
Lateral Hardening-Fuse-91750953 | Lateral Hardening | 13371 | 0 |  | 0 | 0
Lateral Hardening-Fuse-91750981 | Lateral Hardening | 13371 | 0 |  | 0 | 0
Lateral Hardening-Fuse-91750986 | Lateral Hardening | 13371 | 0 |  | 0 | 0
Lateral Hardening-Fuse-91750992 | Lateral Hardening | 13371 | 2026 |  | 0 | 2026
Lateral Hardening-Fuse-91751592 | Lateral Hardening | 13229 | 0 |  | 0 | 0
Lateral Hardening-Fuse-91751593 | Lateral Hardening | 13624 | 0 |  | 0 | 0
Lateral Hardening-Fuse-91751707 | Lateral Hardening | 14114 | 0 |  | 0 | 0
Lateral Hardening-Fuse-91751734 | Lateral Hardening | 13583 | 0 |  | 0 | 0
Lateral Hardening-Fuse-91751801 | Lateral Hardening | 13546 | 0 |  | 0 | 0
Lateral Hardening-Fuse-91752181 | Lateral Hardening | 13787 | 0 |  | 0 | 0
Lateral Hardening-Fuse-91753067 | Lateral Hardening | 13190 | 0 |  | 0 | 0
Lateral Hardening-Fuse-91753084 | Lateral Hardening | 13920 | 0 |  | 0 | 0
Lateral Hardening-Fuse-91755453 | Lateral Hardening | 14114 | 2023 |  | 0 | 2023
Lateral Hardening-Fuse-91755608 | Lateral Hardening | 13330 | 0 |  | 0 | 0
Lateral Hardening-Fuse-91756098 | Lateral Hardening | 13442 | 0 |  | 0 | 0
Lateral Hardening-Fuse-91756149 | Lateral Hardening | 13442 | 0 |  | 0 | 0
Lateral Hardening-Fuse-91756160 | Lateral Hardening | 13442 | 0 |  | 0 | 0
Lateral Hardening-Fuse-91756165 | Lateral Hardening | 13442 | 0 |  | 0 | 0
Lateral Hardening-Fuse-91756173 | Lateral Hardening | 13442 | 0 |  | 0 | 0
Lateral Hardening-Fuse-91756176 | Lateral Hardening | 13442 | 0 |  | 0 | 0
Lateral Hardening-Fuse-91756821 | Lateral Hardening | 13502 | 0 |  | 0 | 0
Lateral Hardening-Fuse-91756827 | Lateral Hardening | 13502 | 0 |  | 0 | 0
Lateral Hardening-Fuse-91757639 | Lateral Hardening | 13019 | 0 |  | 0 | 0
Lateral Hardening-Fuse-91758138 | Lateral Hardening | 13939 | 0 |  | 0 | 0
Lateral Hardening-Fuse-91758229 | Lateral Hardening | 13094 | 0 |  | 0 | 0
Lateral Hardening-Fuse-91758296 | Lateral Hardening | 13932 | 0 |  | 0 | 0
Lateral Hardening-Fuse-91758407 | Lateral Hardening | 13621 | 0 |  | 0 | 0
Lateral Hardening-Fuse-91758782 | Lateral Hardening | 14274 | 0 |  | 0 | 0
Lateral Hardening-Fuse-91758796 | Lateral Hardening | 13586 | 0 |  | 0 | 0
Lateral Hardening-Fuse-91759265 | Lateral Hardening | 14274 | 0 |  | 0 | 0
Lateral Hardening-Fuse-91760692 | Lateral Hardening | 13303 | 0 |  | 0 | 0
Lateral Hardening-Fuse-91760794 | Lateral Hardening | 13420 | 0 |  | 0 | 0
Lateral Hardening-Fuse-91760867 | Lateral Hardening | 13583 | 0 |  | 0 | 0
Lateral Hardening-Fuse-91761081 | Lateral Hardening | 13705 | 0 |  | 0 | 0
Lateral Hardening-Fuse-91762141 | Lateral Hardening | 13838 | 0 |  | 0 | 0
Lateral Hardening-Fuse-91763463 | Lateral Hardening | 13442 | 0 |  | 0 | 0
Lateral Hardening-Fuse-91764663 | Lateral Hardening | 13633 | 0 |  | 0 | 0
Lateral Hardening-Fuse-91765519 | Lateral Hardening | 13678 | 0 |  | 0 | 0
Lateral Hardening-Fuse-91767375 | Lateral Hardening | 13577 | 0 |  | 0 | 0
Lateral Hardening-Fuse-91767729 | Lateral Hardening | 13185 | 0 |  | 0 | 0
Lateral Hardening-Fuse-91767856 | Lateral Hardening | 13107 | 0 |  | 0 | 0
Lateral Hardening-Fuse-91768663 | Lateral Hardening | 14110 | 0 |  | 0 | 0
Lateral Hardening-Fuse-91768869 | Lateral Hardening | 13699 | 0 |  | 0 | 0
Lateral Hardening-Fuse-91769412 | Lateral Hardening | 13185 | 0 |  | 0 | 0
Lateral Hardening-Fuse-91769533 | Lateral Hardening | 13577 | 2029 |  | 0 | 2029
Lateral Hardening-Fuse-91771190 | Lateral Hardening | 13146 | 0 |  | 0 | 0
Lateral Hardening-Fuse-91771205 | Lateral Hardening | 13146 | 0 |  | 0 | 0
Lateral Hardening-Fuse-91771307 | Lateral Hardening | 13236 | 0 |  | 0 | 0
Lateral Hardening-Fuse-91771642 | Lateral Hardening | 13909 | 0 |  | 0 | 0
Lateral Hardening-Fuse-91772081 | Lateral Hardening | 13164 | 0 |  | 0 | 0
Lateral Hardening-Fuse-91772133 | Lateral Hardening | 13509 | 2021 |  | 0 | 2021
Lateral Hardening-Fuse-91772174 | Lateral Hardening | 13007 | 0 |  | 0 | 0
Lateral Hardening-Fuse-91772300 | Lateral Hardening | 13351 | 0 |  | 0 | 0
Lateral Hardening-Fuse-91773267 | Lateral Hardening | 13583 | 0 |  | 0 | 0
Lateral Hardening-Fuse-91773975 | Lateral Hardening | 13835 | 2022 |  | 0 | 2022
Lateral Hardening-Fuse-91774500 | Lateral Hardening | 13631 | 2026 |  | 0 | 2026
Lateral Hardening-Fuse-91774745 | Lateral Hardening | 13624 | 2027 |  | 0 | 2027
Lateral Hardening-Fuse-91774953 | Lateral Hardening | 13308 | 0 |  | 0 | 0
Lateral Hardening-Fuse-91776141 | Lateral Hardening | 13188 | 0 |  | 0 | 0
Lateral Hardening-Fuse-91777082 | Lateral Hardening | 13129 | 0 |  | 0 | 0
Lateral Hardening-Fuse-91778392 | Lateral Hardening | 13070 | 2028 |  | 0 | 2028
Lateral Hardening-Fuse-91778398 | Lateral Hardening | 13070 | 0 |  | 0 | 0
Lateral Hardening-Fuse-91778603 | Lateral Hardening | 13092 | 2024 |  | 0 | 2024
Lateral Hardening-Fuse-91778931 | Lateral Hardening | 14274 | 0 |  | 0 | 0
Lateral Hardening-Fuse-91779499 | Lateral Hardening | 13577 | 0 |  | 0 | 0
Lateral Hardening-Fuse-91779572 | Lateral Hardening | 13225 | 0 |  | 0 | 0
Lateral Hardening-Fuse-91780444 | Lateral Hardening | 13624 | 0 |  | 0 | 0
Lateral Hardening-Fuse-91780595 | Lateral Hardening | 14041 | 2023 |  | 0 | 2023
Lateral Hardening-Fuse-91780598 | Lateral Hardening | 14041 | 2023 |  | 0 | 2023
Lateral Hardening-Fuse-91780684 | Lateral Hardening | 13624 | 0 |  | 0 | 0
Lateral Hardening-Fuse-91781312 | Lateral Hardening | 13330 | 0 |  | 0 | 0
Lateral Hardening-Fuse-91781592 | Lateral Hardening | 13631 | 0 |  | 0 | 0
Lateral Hardening-Fuse-91781618 | Lateral Hardening | 13172 | 0 |  | 0 | 0
Lateral Hardening-Fuse-91781626 | Lateral Hardening | 13172 | 0 |  | 0 | 0
Lateral Hardening-Fuse-91781851 | Lateral Hardening | 13577 | 0 |  | 0 | 0
Lateral Hardening-Fuse-91781852 | Lateral Hardening | 13577 | 0 |  | 0 | 0
Lateral Hardening-Fuse-91781907 | Lateral Hardening | 13162 | 0 |  | 0 | 0
Lateral Hardening-Fuse-91782013 | Lateral Hardening | 13098 | 0 |  | 0 | 0
Lateral Hardening-Fuse-91782193 | Lateral Hardening | 13162 | 0 |  | 0 | 0
Lateral Hardening-Fuse-91782209 | Lateral Hardening | 13163 | 0 |  | 0 | 0
Lateral Hardening-Fuse-91782225 | Lateral Hardening | 13590 | 0 |  | 0 | 0
Lateral Hardening-Fuse-91782844 | Lateral Hardening | 13434 | 2027 |  | 0 | 2027
Lateral Hardening-Fuse-91783069 | Lateral Hardening | 13576 | 0 |  | 0 | 0
Lateral Hardening-Fuse-91783078 | Lateral Hardening | 14112 | 0 |  | 0 | 0
Lateral Hardening-Fuse-91783086 | Lateral Hardening | 13194 | 0 |  | 0 | 0
Lateral Hardening-Fuse-91783277 | Lateral Hardening | 13129 | 0 |  | 0 | 0
Lateral Hardening-Fuse-91783945 | Lateral Hardening | 13129 | 0 |  | 0 | 0
Lateral Hardening-Fuse-91785740 | Lateral Hardening | 13333 | 2021 |  | 0 | 2021
Lateral Hardening-Fuse-91785876 | Lateral Hardening | 13939 | 0 |  | 0 | 0
Lateral Hardening-Fuse-91785986 | Lateral Hardening | 13071 | 0 |  | 0 | 0
Lateral Hardening-Fuse-91786049 | Lateral Hardening | 13109 | 0 |  | 0 | 0
Lateral Hardening-Fuse-91786348 | Lateral Hardening | 13229 | 0 |  | 0 | 0
Lateral Hardening-Fuse-91786385 | Lateral Hardening | 13576 | 0 |  | 0 | 0
Lateral Hardening-Fuse-91786481 | Lateral Hardening | 13188 | 0 |  | 0 | 0
Lateral Hardening-Fuse-91788413 | Lateral Hardening | 13330 | 0 |  | 0 | 0
Lateral Hardening-Fuse-91788609 | Lateral Hardening | 13207 | 0 |  | 0 | 0
Lateral Hardening-Fuse-91790397 | Lateral Hardening | 13070 | 0 |  | 0 | 0
Lateral Hardening-Fuse-91790534 | Lateral Hardening | 13138 | 0 |  | 0 | 0
Lateral Hardening-Fuse-91790665 | Lateral Hardening | 13117 | 0 |  | 0 | 0
Lateral Hardening-Fuse-91790911 | Lateral Hardening | 13142 | 0 |  | 0 | 0
Lateral Hardening-Fuse-91791222 | Lateral Hardening | 13817 | 0 |  | 0 | 0
Lateral Hardening-Fuse-91791929 | Lateral Hardening | 13162 | 0 |  | 0 | 0
Lateral Hardening-Fuse-91792136 | Lateral Hardening | 13769 | 2028 |  | 0 | 2028
Lateral Hardening-Fuse-91792802 | Lateral Hardening | 13889 | 0 |  | 0 | 0
Lateral Hardening-Fuse-91793010 | Lateral Hardening | 13686 | 0 |  | 0 | 0
Lateral Hardening-Fuse-91793185 | Lateral Hardening | 13070 | 0 |  | 0 | 0
Lateral Hardening-Fuse-91793474 | Lateral Hardening | 13624 | 2027 |  | 0 | 2027
Lateral Hardening-Fuse-91793595 | Lateral Hardening | 13327 | 0 |  | 0 | 0
Lateral Hardening-Fuse-91793984 | Lateral Hardening | 13927 | 0 |  | 0 | 0
Lateral Hardening-Fuse-91794367 | Lateral Hardening | 13117 | 0 |  | 0 | 0
Lateral Hardening-Fuse-91794642 | Lateral Hardening | 13656 | 0 |  | 0 | 0
Lateral Hardening-Fuse-91795934 | Lateral Hardening | 13106 | 2022 |  | 0 | 2022
Lateral Hardening-Fuse-91796192 | Lateral Hardening | 13130 | 0 |  | 0 | 0
Lateral Hardening-Fuse-91796302 | Lateral Hardening | 13128 | 0 |  | 0 | 0
Lateral Hardening-Fuse-91796402 | Lateral Hardening | 13787 | 0 |  | 0 | 0
Lateral Hardening-Fuse-91796768 | Lateral Hardening | 13624 | 0 |  | 0 | 0
Lateral Hardening-Fuse-91796988 | Lateral Hardening | 14021 | 0 |  | 0 | 0
Lateral Hardening-Fuse-91797031 | Lateral Hardening | 13786 | 0 |  | 0 | 0
Lateral Hardening-Fuse-91797323 | Lateral Hardening | 13633 | 0 |  | 0 | 0
Lateral Hardening-Fuse-91797362 | Lateral Hardening | 13600 | 0 |  | 0 | 0
Lateral Hardening-Fuse-91798287 | Lateral Hardening | 13020 | 0 |  | 0 | 0
Lateral Hardening-Fuse-91799210 | Lateral Hardening | 13188 | 0 |  | 0 | 0
Lateral Hardening-Fuse-91799883 | Lateral Hardening | 13102 | 0 |  | 0 | 0
Lateral Hardening-Fuse-91801492 | Lateral Hardening | 13649 | 0 |  | 0 | 0
Lateral Hardening-Fuse-91801810 | Lateral Hardening | 13705 | 0 |  | 0 | 0
Lateral Hardening-Fuse-91801888 | Lateral Hardening | 13329 | 0 |  | 0 | 0
Lateral Hardening-Fuse-91801933 | Lateral Hardening | 13329 | 0 |  | 0 | 0
Lateral Hardening-Fuse-91801956 | Lateral Hardening | 13329 | 0 |  | 0 | 0
Lateral Hardening-Fuse-91802420 | Lateral Hardening | 13799 | 0 |  | 0 | 0
Lateral Hardening-Fuse-91803979 | Lateral Hardening | 13029 | 0 |  | 0 | 0
Lateral Hardening-Fuse-91804175 | Lateral Hardening | 13786 | 0 |  | 0 | 0
Lateral Hardening-Fuse-91804772 | Lateral Hardening | 13329 | 0 |  | 0 | 0
Lateral Hardening-Fuse-91804834 | Lateral Hardening | 13329 | 0 |  | 0 | 0
Lateral Hardening-Fuse-91804851 | Lateral Hardening | 13329 | 2022 |  | 0 | 2022
Lateral Hardening-Fuse-91804870 | Lateral Hardening | 13329 | 0 |  | 0 | 0
Lateral Hardening-Fuse-91804875 | Lateral Hardening | 13329 | 2022 |  | 0 | 2022
Lateral Hardening-Fuse-91804936 | Lateral Hardening | 13329 | 0 |  | 0 | 0
Lateral Hardening-Fuse-91804955 | Lateral Hardening | 13329 | 0 |  | 0 | 0
Lateral Hardening-Fuse-91805071 | Lateral Hardening | 13953 | 0 |  | 0 | 0
Lateral Hardening-Fuse-91805140 | Lateral Hardening | 13329 | 0 |  | 0 | 0
Lateral Hardening-Fuse-91805147 | Lateral Hardening | 13329 | 0 |  | 0 | 0
Lateral Hardening-Fuse-91805289 | Lateral Hardening | 13405 | 0 |  | 0 | 0
Lateral Hardening-Fuse-91805398 | Lateral Hardening | 14117 | 0 |  | 0 | 0
Lateral Hardening-Fuse-91805588 | Lateral Hardening | 13837 | 2029 |  | 0 | 2029
Lateral Hardening-Fuse-91805700 | Lateral Hardening | 13329 | 0 |  | 0 | 0
Lateral Hardening-Fuse-91805704 | Lateral Hardening | 13329 | 2022 |  | 0 | 2022
Lateral Hardening-Fuse-91805708 | Lateral Hardening | 13329 | 0 |  | 0 | 0
Lateral Hardening-Fuse-91805711 | Lateral Hardening | 13329 | 0 |  | 0 | 0
Lateral Hardening-Fuse-91805712 | Lateral Hardening | 13329 | 0 |  | 0 | 0
Lateral Hardening-Fuse-91805751 | Lateral Hardening | 13329 | 0 |  | 0 | 0
Lateral Hardening-Fuse-91805770 | Lateral Hardening | 13329 | 0 |  | 0 | 0
Lateral Hardening-Fuse-91806526 | Lateral Hardening | 13964 | 2028 |  | 0 | 2028
Lateral Hardening-Fuse-91807285 | Lateral Hardening | 13837 | 0 |  | 0 | 0
Lateral Hardening-Fuse-91810177 | Lateral Hardening | 13964 | 0 |  | 0 | 0
Lateral Hardening-Fuse-91810320 | Lateral Hardening | 13223 | 0 |  | 0 | 0
Lateral Hardening-Fuse-91810397 | Lateral Hardening | 13218 | 0 |  | 0 | 0
Lateral Hardening-Fuse-91810515 | Lateral Hardening | 13934 | 0 |  | 0 | 0
Lateral Hardening-Fuse-91811196 | Lateral Hardening | 13405 | 2025 |  | 0 | 2025
Lateral Hardening-Fuse-91811356 | Lateral Hardening | 13405 | 0 |  | 0 | 0
Lateral Hardening-Fuse-91812632 | Lateral Hardening | 13837 | 2029 |  | 0 | 2029
Lateral Hardening-Fuse-91812647 | Lateral Hardening | 13837 | 0 |  | 0 | 0
Lateral Hardening-Fuse-91813200 | Lateral Hardening | 13107 | 0 |  | 0 | 0
Lateral Hardening-Fuse-91814127 | Lateral Hardening | 13107 | 0 |  | 0 | 0
Lateral Hardening-Fuse-91814195 | Lateral Hardening | 13236 | 0 |  | 0 | 0
Lateral Hardening-Fuse-91815577 | Lateral Hardening | 13037 | 0 |  | 0 | 0
Lateral Hardening-Fuse-91816077 | Lateral Hardening | 13835 | 0 |  | 0 | 0
Lateral Hardening-Fuse-91816435 | Lateral Hardening | 13712 | 0 |  | 0 | 0
Lateral Hardening-Fuse-91816675 | Lateral Hardening | 13207 | 0 |  | 0 | 0
Lateral Hardening-Fuse-91817791 | Lateral Hardening | 13516 | 0 |  | 0 | 0
Lateral Hardening-Fuse-91818921 | Lateral Hardening | 13398 | 0 |  | 0 | 0
Lateral Hardening-Fuse-91819032 | Lateral Hardening | 13352 | 2027 |  | 0 | 2027
Lateral Hardening-Fuse-91820244 | Lateral Hardening | 13880 | 0 |  | 0 | 0
Lateral Hardening-Fuse-91820288 | Lateral Hardening | 13880 | 0 |  | 0 | 0
Lateral Hardening-Fuse-91821142 | Lateral Hardening | 13458 | 2026 |  | 0 | 2026
Lateral Hardening-Fuse-91821941 | Lateral Hardening | 14274 | 0 |  | 0 | 0
Lateral Hardening-Fuse-91821942 | Lateral Hardening | 14274 | 0 |  | 0 | 0
Lateral Hardening-Fuse-91825136 | Lateral Hardening | 13298 | 0 |  | 0 | 0
Lateral Hardening-Fuse-91825333 | Lateral Hardening | 13371 | 0 |  | 0 | 0
Lateral Hardening-Fuse-91826476 | Lateral Hardening | 13491 | 0 |  | 0 | 0
Lateral Hardening-Fuse-91827162 | Lateral Hardening | 13491 | 2021 |  | 0 | 2021
Lateral Hardening-Fuse-91827956 | Lateral Hardening | 13348 | 2023 |  | 0 | 2023
Lateral Hardening-Fuse-91833317 | Lateral Hardening | 13807 | 0 |  | 0 | 0
Lateral Hardening-Fuse-91835528 | Lateral Hardening | 13390 | 0 |  | 0 | 0
Lateral Hardening-Fuse-91836291 | Lateral Hardening | 13426 | 0 |  | 0 | 0
Lateral Hardening-Fuse-91836292 | Lateral Hardening | 13426 | 0 |  | 0 | 0
Lateral Hardening-Fuse-91836431 | Lateral Hardening | 13426 | 0 |  | 0 | 0
Lateral Hardening-Fuse-91836437 | Lateral Hardening | 13426 | 0 |  | 0 | 0
Lateral Hardening-Fuse-91836582 | Lateral Hardening | 13256 | 0 |  | 0 | 0
Lateral Hardening-Fuse-91836851 | Lateral Hardening | 13458 | 2026 |  | 0 | 2026
Lateral Hardening-Fuse-91836998 | Lateral Hardening | 13624 | 0 |  | 0 | 0
Lateral Hardening-Fuse-91837000 | Lateral Hardening | 13624 | 0 |  | 0 | 0
Lateral Hardening-Fuse-91837262 | Lateral Hardening | 13458 | 0 |  | 0 | 0
Lateral Hardening-Fuse-91837409 | Lateral Hardening | 13948 | 2022 |  | 0 | 2022
Lateral Hardening-Fuse-91837742 | Lateral Hardening | 13843 | 0 |  | 0 | 0
Lateral Hardening-Fuse-91837897 | Lateral Hardening | 13443 | 0 |  | 0 | 0
Lateral Hardening-Fuse-91838277 | Lateral Hardening | 13104 | 0 |  | 0 | 0
Lateral Hardening-Fuse-91839866 | Lateral Hardening | 13049 | 0 |  | 0 | 0
Lateral Hardening-Fuse-91840145 | Lateral Hardening | 14355 | 0 |  | 0 | 0
Lateral Hardening-Fuse-91840610 | Lateral Hardening | 13162 | 0 |  | 0 | 0
Lateral Hardening-Fuse-91841532 | Lateral Hardening | 13289 | 0 |  | 0 | 0
Lateral Hardening-Fuse-91843635 | Lateral Hardening | 13462 | 0 |  | 0 | 0
Lateral Hardening-Fuse-91843819 | Lateral Hardening | 13143 | 2026 |  | 0 | 2026
Lateral Hardening-Fuse-91845007 | Lateral Hardening | 13377 | 0 |  | 0 | 0
Lateral Hardening-Fuse-91845370 | Lateral Hardening | 13889 | 2025 |  | 0 | 2025
Lateral Hardening-Fuse-91845593 | Lateral Hardening | 13155 | 0 |  | 0 | 0
Lateral Hardening-Fuse-91845621 | Lateral Hardening | 13006 | 0 |  | 0 | 0
Lateral Hardening-Fuse-91847345 | Lateral Hardening | 13633 | 2021 |  | 0 | 2021
Lateral Hardening-Fuse-91852773 | Lateral Hardening | 13224 | 0 |  | 0 | 0
Lateral Hardening-Fuse-91852786 | Lateral Hardening | 13224 | 0 |  | 0 | 0
Lateral Hardening-Fuse-91852787 | Lateral Hardening | 13224 | 0 |  | 0 | 0
Lateral Hardening-Fuse-91852788 | Lateral Hardening | 13224 | 0 |  | 0 | 0
Lateral Hardening-Fuse-91852789 | Lateral Hardening | 13224 | 0 |  | 0 | 0
Lateral Hardening-Fuse-91852790 | Lateral Hardening | 13224 | 0 |  | 0 | 0
Lateral Hardening-Fuse-91852791 | Lateral Hardening | 13224 | 0 |  | 0 | 0
Lateral Hardening-Fuse-91852794 | Lateral Hardening | 13224 | 0 |  | 0 | 0
Lateral Hardening-Fuse-91852798 | Lateral Hardening | 13224 | 0 |  | 0 | 0
Lateral Hardening-Fuse-91852805 | Lateral Hardening | 13224 | 0 |  | 0 | 0
Lateral Hardening-Fuse-91852823 | Lateral Hardening | 13224 | 0 |  | 0 | 0
Lateral Hardening-Fuse-91852827 | Lateral Hardening | 13224 | 2025 |  | 0 | 2025
Lateral Hardening-Fuse-91852831 | Lateral Hardening | 13224 | 0 |  | 0 | 0
Lateral Hardening-Fuse-91852833 | Lateral Hardening | 13224 | 0 |  | 0 | 0
Lateral Hardening-Fuse-91852921 | Lateral Hardening | 13029 | 0 |  | 0 | 0
Lateral Hardening-Fuse-91852948 | Lateral Hardening | 13909 | 0 |  | 0 | 0
Lateral Hardening-Fuse-91853241 | Lateral Hardening | 13224 | 0 |  | 0 | 0
Lateral Hardening-Fuse-91853422 | Lateral Hardening | 13178 | 0 |  | 0 | 0
Lateral Hardening-Fuse-91853687 | Lateral Hardening | 13624 | 0 |  | 0 | 0
Lateral Hardening-Fuse-91854745 | Lateral Hardening | 13712 | 0 |  | 0 | 0
Lateral Hardening-Fuse-91855492 | Lateral Hardening | 13184 | 0 |  | 0 | 0
Lateral Hardening-Fuse-91855497 | Lateral Hardening | 13754 | 0 |  | 0 | 0
Lateral Hardening-Fuse-91856580 | Lateral Hardening | 13073 | 0 |  | 0 | 0
Lateral Hardening-Fuse-91856800 | Lateral Hardening | 13354 | 0 |  | 0 | 0
Lateral Hardening-Fuse-91856801 | Lateral Hardening | 13354 | 0 |  | 0 | 0
Lateral Hardening-Fuse-91859578 | Lateral Hardening | 13348 | 0 |  | 0 | 0
Lateral Hardening-Fuse-91860652 | Lateral Hardening | 13180 | 0 |  | 0 | 0
Lateral Hardening-Fuse-91861514 | Lateral Hardening | 13227 | 0 |  | 0 | 0
Lateral Hardening-Fuse-91861517 | Lateral Hardening | 13231 | 0 |  | 0 | 0
Lateral Hardening-Fuse-91863298 | Lateral Hardening | 13900 | 2021 |  | 0 | 2021
Lateral Hardening-Fuse-91863328 | Lateral Hardening | 13399 | 0 |  | 0 | 0
Lateral Hardening-Fuse-91863410 | Lateral Hardening | 13630 | 0 |  | 0 | 0
Lateral Hardening-Fuse-91863418 | Lateral Hardening | 13630 | 0 |  | 0 | 0
Lateral Hardening-Fuse-91863430 | Lateral Hardening | 13630 | 0 |  | 0 | 0
Lateral Hardening-Fuse-91863459 | Lateral Hardening | 13630 | 0 |  | 0 | 0
Lateral Hardening-Fuse-91863472 | Lateral Hardening | 13630 | 0 |  | 0 | 0
Lateral Hardening-Fuse-91863504 | Lateral Hardening | 13630 | 0 |  | 0 | 0
Lateral Hardening-Fuse-91863539 | Lateral Hardening | 13630 | 2023 |  | 0 | 2023
Lateral Hardening-Fuse-91863559 | Lateral Hardening | 13630 | 2023 |  | 0 | 2023
Lateral Hardening-Fuse-91863750 | Lateral Hardening | 13630 | 0 |  | 0 | 0
Lateral Hardening-Fuse-91863763 | Lateral Hardening | 13630 | 0 |  | 0 | 0
Lateral Hardening-Fuse-91864457 | Lateral Hardening | 13185 | 0 |  | 0 | 0
Lateral Hardening-Fuse-91865081 | Lateral Hardening | 14025 | 0 |  | 0 | 0
Lateral Hardening-Fuse-91865117 | Lateral Hardening | 13948 | 0 |  | 0 | 0
Lateral Hardening-Fuse-91865404 | Lateral Hardening | 14025 | 0 |  | 0 | 0
Lateral Hardening-Fuse-91866694 | Lateral Hardening | 13948 | 0 |  | 0 | 0
Lateral Hardening-Fuse-91867056 | Lateral Hardening | 13183 | 0 |  | 0 | 0
Lateral Hardening-Fuse-91867113 | Lateral Hardening | 13574 | 0 |  | 0 | 0
Lateral Hardening-Fuse-91867495 | Lateral Hardening | 13808 | 0 |  | 0 | 0
Lateral Hardening-Fuse-91868096 | Lateral Hardening | 14023 | 0 |  | 0 | 0
Lateral Hardening-Fuse-91868130 | Lateral Hardening | 13201 | 2028 |  | 0 | 2028
Lateral Hardening-Fuse-91868616 | Lateral Hardening | 13924 | 0 |  | 0 | 0
Lateral Hardening-Fuse-91868734 | Lateral Hardening | 13924 | 0 |  | 0 | 0
Lateral Hardening-Fuse-91869362 | Lateral Hardening | 13391 | 0 |  | 0 | 0
Lateral Hardening-Fuse-91870000 | Lateral Hardening | 13370 | 0 |  | 0 | 0
Lateral Hardening-Fuse-91870029 | Lateral Hardening | 13946 | 0 |  | 0 | 0
Lateral Hardening-Fuse-91870061 | Lateral Hardening | 14025 | 0 |  | 0 | 0
Lateral Hardening-Fuse-91870201 | Lateral Hardening | 13920 | 0 |  | 0 | 0
Lateral Hardening-Fuse-91870409 | Lateral Hardening | 13496 | 0 |  | 0 | 0
Lateral Hardening-Fuse-91870427 | Lateral Hardening | 13496 | 0 |  | 0 | 0
Lateral Hardening-Fuse-91870802 | Lateral Hardening | 13142 | 0 |  | 0 | 0
Lateral Hardening-Fuse-91871353 | Lateral Hardening | 13042 | 0 |  | 0 | 0
Lateral Hardening-Fuse-91871354 | Lateral Hardening | 13042 | 0 |  | 0 | 0
Lateral Hardening-Fuse-91871394 | Lateral Hardening | 13352 | 0 |  | 0 | 0
Lateral Hardening-Fuse-91871611 | Lateral Hardening | 13405 | 0 |  | 0 | 0
Lateral Hardening-Fuse-91871977 | Lateral Hardening | 13772 | 0 |  | 0 | 0
Lateral Hardening-Fuse-91872181 | Lateral Hardening | 13947 | 0 |  | 0 | 0
Lateral Hardening-Fuse-91872229 | Lateral Hardening | 13256 | 0 |  | 0 | 0
Lateral Hardening-Fuse-91872524 | Lateral Hardening | 13298 | 0 |  | 0 | 0
Lateral Hardening-Fuse-91872690 | Lateral Hardening | 13947 | 0 |  | 0 | 0
Lateral Hardening-Fuse-91873115 | Lateral Hardening | 13624 | 0 |  | 0 | 0
Lateral Hardening-Fuse-91873275 | Lateral Hardening | 13140 | 2021 |  | 0 | 2021
Lateral Hardening-Fuse-91873276 | Lateral Hardening | 13140 | 0 |  | 0 | 0
Lateral Hardening-Fuse-91873463 | Lateral Hardening | 13020 | 0 |  | 0 | 0
Lateral Hardening-Fuse-91873561 | Lateral Hardening | 13298 | 0 |  | 0 | 0
Lateral Hardening-Fuse-91873642 | Lateral Hardening | 14123 | 0 |  | 0 | 0
Lateral Hardening-Fuse-91874075 | Lateral Hardening | 13825 | 0 |  | 0 | 0
Lateral Hardening-Fuse-91874628 | Lateral Hardening | 13279 | 0 |  | 0 | 0
Lateral Hardening-Fuse-91891911 | Lateral Hardening | 13298 | 0 |  | 0 | 0
Lateral Hardening-Fuse-91892077 | Lateral Hardening | 13256 | 0 |  | 0 | 0
Lateral Hardening-Fuse-91892536 | Lateral Hardening | 13256 | 0 |  | 0 | 0
Lateral Hardening-Fuse-91892562 | Lateral Hardening | 13093 | 0 |  | 0 | 0
Lateral Hardening-Fuse-91892606 | Lateral Hardening | 13298 | 0 |  | 0 | 0
Lateral Hardening-Fuse-91892766 | Lateral Hardening | 13100 | 0 |  | 0 | 0
Lateral Hardening-Fuse-91893646 | Lateral Hardening | 13927 | 0 |  | 0 | 0
Lateral Hardening-Fuse-91893977 | Lateral Hardening | 13100 | 0 |  | 0 | 0
Lateral Hardening-Fuse-91894186 | Lateral Hardening | 13722 | 0 |  | 0 | 0
Lateral Hardening-Fuse-91894820 | Lateral Hardening | 13419 | 0 |  | 0 | 0
Lateral Hardening-Fuse-91895154 | Lateral Hardening | 13298 | 0 |  | 0 | 0
Lateral Hardening-Fuse-91895327 | Lateral Hardening | 13298 | 0 |  | 0 | 0
Lateral Hardening-Fuse-91895805 | Lateral Hardening | 13006 | 0 |  | 0 | 0
Lateral Hardening-Fuse-91896447 | Lateral Hardening | 14041 | 0 |  | 0 | 0
Lateral Hardening-Fuse-91896456 | Lateral Hardening | 14041 | 0 |  | 0 | 0
Lateral Hardening-Fuse-91896552 | Lateral Hardening | 14041 | 0 |  | 0 | 0
Lateral Hardening-Fuse-91896794 | Lateral Hardening | 14041 | 2023 |  | 0 | 2023
Lateral Hardening-Fuse-91897082 | Lateral Hardening | 13400 | 0 |  | 0 | 0
Lateral Hardening-Fuse-91898203 | Lateral Hardening | 14275 | 0 |  | 0 | 0
Lateral Hardening-Fuse-91899064 | Lateral Hardening | 13208 | 0 |  | 0 | 0
Lateral Hardening-Fuse-91899106 | Lateral Hardening | 13434 | 0 |  | 0 | 0
Lateral Hardening-Fuse-91900427 | Lateral Hardening | 13434 | 0 |  | 0 | 0
Lateral Hardening-Fuse-91900917 | Lateral Hardening | 14197 | 0 |  | 0 | 0
Lateral Hardening-Fuse-91901066 | Lateral Hardening | 13143 | 0 |  | 0 | 0
Lateral Hardening-Fuse-91901369 | Lateral Hardening | 13236 | 0 |  | 0 | 0
Lateral Hardening-Fuse-91901562 | Lateral Hardening | 13832 | 0 |  | 0 | 0
Lateral Hardening-Fuse-91901564 | Lateral Hardening | 13832 | 0 |  | 0 | 0
Lateral Hardening-Fuse-91902221 | Lateral Hardening | 13461 | 0 |  | 0 | 0
Lateral Hardening-Fuse-91902236 | Lateral Hardening | 13461 | 0 |  | 0 | 0
Lateral Hardening-Fuse-91902461 | Lateral Hardening | 13669 | 0 |  | 0 | 0
Lateral Hardening-Fuse-91902589 | Lateral Hardening | 13948 | 0 |  | 0 | 0
Lateral Hardening-Fuse-91902639 | Lateral Hardening | 13461 | 0 |  | 0 | 0
Lateral Hardening-Fuse-91902730 | Lateral Hardening | 14020 | 0 |  | 0 | 0
Lateral Hardening-Fuse-91902814 | Lateral Hardening | 13103 | 0 |  | 0 | 0
Lateral Hardening-Fuse-91902832 | Lateral Hardening | 13103 | 0 |  | 0 | 0
Lateral Hardening-Fuse-91902933 | Lateral Hardening | 13103 | 0 |  | 0 | 0
Lateral Hardening-Fuse-91903016 | Lateral Hardening | 13460 | 0 |  | 0 | 0
Lateral Hardening-Fuse-91903023 | Lateral Hardening | 13460 | 0 |  | 0 | 0
Lateral Hardening-Fuse-91903040 | Lateral Hardening | 13460 | 0 |  | 0 | 0
Lateral Hardening-Fuse-91903062 | Lateral Hardening | 13460 | 0 |  | 0 | 0
Lateral Hardening-Fuse-91903068 | Lateral Hardening | 13460 | 0 |  | 0 | 0
Lateral Hardening-Fuse-91903074 | Lateral Hardening | 13460 | 0 |  | 0 | 0
Lateral Hardening-Fuse-91903077 | Lateral Hardening | 13460 | 0 |  | 0 | 0
Lateral Hardening-Fuse-91903078 | Lateral Hardening | 13461 | 0 |  | 0 | 0
Lateral Hardening-Fuse-91903080 | Lateral Hardening | 13460 | 0 |  | 0 | 0
Lateral Hardening-Fuse-91903411 | Lateral Hardening | 13101 | 0 |  | 0 | 0
Lateral Hardening-Fuse-91903712 | Lateral Hardening | 13631 | 0 |  | 0 | 0
Lateral Hardening-Fuse-91903922 | Lateral Hardening | 13631 | 0 |  | 0 | 0
Lateral Hardening-Fuse-91904174 | Lateral Hardening | 13096 | 2027 |  | 0 | 2027
Lateral Hardening-Fuse-91904894 | Lateral Hardening | 13098 | 0 |  | 0 | 0
Lateral Hardening-Fuse-91905367 | Lateral Hardening | 13461 | 0 |  | 0 | 0
Lateral Hardening-Fuse-91905368 | Lateral Hardening | 13461 | 0 |  | 0 | 0
Lateral Hardening-Fuse-91906848 | Lateral Hardening | 13309 | 0 |  | 0 | 0
Lateral Hardening-Fuse-91906929 | Lateral Hardening | 13077 | 0 |  | 0 | 0
Lateral Hardening-Fuse-91907263 | Lateral Hardening | 13023 | 0 |  | 0 | 0
Lateral Hardening-Fuse-91908501 | Lateral Hardening | 13205 | 0 |  | 0 | 0
Lateral Hardening-Fuse-91908502 | Lateral Hardening | 13205 | 0 |  | 0 | 0
Lateral Hardening-Fuse-91909002 | Lateral Hardening | 14274 | 0 |  | 0 | 0
Lateral Hardening-Fuse-91909240 | Lateral Hardening | 13136 | 2029 |  | 0 | 2029
Lateral Hardening-Fuse-91909286 | Lateral Hardening | 13136 | 2029 |  | 0 | 2029
Lateral Hardening-Fuse-91909301 | Lateral Hardening | 13459 | 0 |  | 0 | 0
Lateral Hardening-Fuse-91909498 | Lateral Hardening | 13186 | 0 |  | 0 | 0
Lateral Hardening-Fuse-91910027 | Lateral Hardening | 13547 | 0 |  | 0 | 0
Lateral Hardening-Fuse-91910030 | Lateral Hardening | 13546 | 0 |  | 0 | 0
Lateral Hardening-Fuse-91910190 | Lateral Hardening | 13698 | 0 |  | 0 | 0
Lateral Hardening-Fuse-91910196 | Lateral Hardening | 13698 | 0 |  | 0 | 0
Lateral Hardening-Fuse-91910306 | Lateral Hardening | 13461 | 0 |  | 0 | 0
Lateral Hardening-Fuse-91910777 | Lateral Hardening | 13296 | 0 |  | 0 | 0
Lateral Hardening-Fuse-91910924 | Lateral Hardening | 13165 | 2026 |  | 0 | 2026
Lateral Hardening-Fuse-91910944 | Lateral Hardening | 13103 | 2024 |  | 0 | 2024
Lateral Hardening-Fuse-91912121 | Lateral Hardening | 13747 | 0 |  | 0 | 0
Lateral Hardening-Fuse-91912314 | Lateral Hardening | 13432 | 0 |  | 0 | 0
Lateral Hardening-Fuse-91912640 | Lateral Hardening | 13946 | 0 |  | 0 | 0
Lateral Hardening-Fuse-91912750 | Lateral Hardening | 13256 | 2029 |  | 0 | 2029
Lateral Hardening-Fuse-91912757 | Lateral Hardening | 13021 | 0 |  | 0 | 0
Lateral Hardening-Fuse-91914335 | Lateral Hardening | 13947 | 0 |  | 0 | 0
Lateral Hardening-Fuse-91914540 | Lateral Hardening | 13101 | 2023 |  | 0 | 2023
Lateral Hardening-Fuse-91914592 | Lateral Hardening | 13460 | 0 |  | 0 | 0
Lateral Hardening-Fuse-91914594 | Lateral Hardening | 13460 | 0 |  | 0 | 0
Lateral Hardening-Fuse-91916628 | Lateral Hardening | 13522 | 0 |  | 0 | 0
Lateral Hardening-Fuse-91916635 | Lateral Hardening | 13522 | 0 |  | 0 | 0
Lateral Hardening-Fuse-91916639 | Lateral Hardening | 13522 | 0 |  | 0 | 0
Lateral Hardening-Fuse-91916821 | Lateral Hardening | 13294 | 0 |  | 0 | 0
Lateral Hardening-Fuse-91917135 | Lateral Hardening | 13522 | 0 |  | 0 | 0
Lateral Hardening-Fuse-91917294 | Lateral Hardening | 13522 | 0 |  | 0 | 0
Lateral Hardening-Fuse-91917393 | Lateral Hardening | 13178 | 0 |  | 0 | 0
Lateral Hardening-Fuse-91918757 | Lateral Hardening | 13946 | 0 |  | 0 | 0
Lateral Hardening-Fuse-91918853 | Lateral Hardening | 13522 | 0 |  | 0 | 0
Lateral Hardening-Fuse-91918865 | Lateral Hardening | 13097 | 0 |  | 0 | 0
Lateral Hardening-Fuse-91919633 | Lateral Hardening | 13117 | 0 |  | 0 | 0
Lateral Hardening-Fuse-91919805 | Lateral Hardening | 13103 | 0 |  | 0 | 0
Lateral Hardening-Fuse-91920042 | Lateral Hardening | 13622 | 2028 |  | 0 | 2028
Lateral Hardening-Fuse-91920055 | Lateral Hardening | 13622 | 0 |  | 0 | 0
Lateral Hardening-Fuse-91920065 | Lateral Hardening | 13946 | 0 |  | 0 | 0
Lateral Hardening-Fuse-91920304 | Lateral Hardening | 13522 | 0 |  | 0 | 0
Lateral Hardening-Fuse-91920485 | Lateral Hardening | 13305 | 0 |  | 0 | 0
Lateral Hardening-Fuse-91921257 | Lateral Hardening | 13422 | 0 |  | 0 | 0
Lateral Hardening-Fuse-91921316 | Lateral Hardening | 13422 | 0 |  | 0 | 0
Lateral Hardening-Fuse-91921517 | Lateral Hardening | 13805 | 0 |  | 0 | 0
Lateral Hardening-Fuse-91922006 | Lateral Hardening | 13624 | 0 |  | 0 | 0
Lateral Hardening-Fuse-91923280 | Lateral Hardening | 13610 | 0 |  | 0 | 0
Lateral Hardening-Fuse-91923578 | Lateral Hardening | 13947 | 0 |  | 0 | 0
Lateral Hardening-Fuse-91923798 | Lateral Hardening | 14024 | 0 |  | 0 | 0
Lateral Hardening-Fuse-91923976 | Lateral Hardening | 13100 | 0 |  | 0 | 0
Lateral Hardening-Fuse-91924447 | Lateral Hardening | 13042 | 2025 |  | 0 | 2025
Lateral Hardening-Fuse-91924595 | Lateral Hardening | 13418 | 2021 |  | 0 | 2021
Lateral Hardening-Fuse-91925424 | Lateral Hardening | 13187 | 0 |  | 0 | 0
Lateral Hardening-Fuse-91925430 | Lateral Hardening | 14197 | 0 |  | 0 | 0
Lateral Hardening-Fuse-91926073 | Lateral Hardening | 13103 | 0 |  | 0 | 0
Lateral Hardening-Fuse-91926172 | Lateral Hardening | 13650 | 0 |  | 0 | 0
Lateral Hardening-Fuse-91927381 | Lateral Hardening | 13103 | 0 |  | 0 | 0
Lateral Hardening-Fuse-91927627 | Lateral Hardening | 13067 | 0 |  | 0 | 0
Lateral Hardening-Fuse-91928022 | Lateral Hardening | 13754 | 2025 |  | 0 | 2025
Lateral Hardening-Fuse-91928195 | Lateral Hardening | 13340 | 0 |  | 0 | 0
Lateral Hardening-Fuse-91929070 | Lateral Hardening | 13947 | 0 |  | 0 | 0
Lateral Hardening-Fuse-91929497 | Lateral Hardening | 13330 | 0 |  | 0 | 0
Lateral Hardening-Fuse-91930150 | Lateral Hardening | 13754 | 2025 |  | 0 | 2025
Lateral Hardening-Fuse-91931177 | Lateral Hardening | 13895 | 0 |  | 0 | 0
Lateral Hardening-Fuse-91931291 | Lateral Hardening | 13948 | 0 |  | 0 | 0
Lateral Hardening-Fuse-91932317 | Lateral Hardening | 13130 | 0 |  | 0 | 0
Lateral Hardening-Fuse-91932511 | Lateral Hardening | 13101 | 0 |  | 0 | 0
Lateral Hardening-Fuse-91932641 | Lateral Hardening | 13419 | 0 |  | 0 | 0
Lateral Hardening-Fuse-91932853 | Lateral Hardening | 13180 | 0 |  | 0 | 0
Lateral Hardening-Fuse-91933207 | Lateral Hardening | 13207 | 2024 |  | 0 | 2024
Lateral Hardening-Fuse-91933942 | Lateral Hardening | 13024 | 0 |  | 0 | 0
Lateral Hardening-Fuse-91934653 | Lateral Hardening | 13522 | 2023 |  | 0 | 2023
Lateral Hardening-Fuse-91934904 | Lateral Hardening | 13533 | 0 |  | 0 | 0
Lateral Hardening-Fuse-91934930 | Lateral Hardening | 13103 | 0 |  | 0 | 0
Lateral Hardening-Fuse-91935474 | Lateral Hardening | 13419 | 0 |  | 0 | 0
Lateral Hardening-Fuse-91935537 | Lateral Hardening | 13808 | 2027 |  | 0 | 2027
Lateral Hardening-Fuse-91935539 | Lateral Hardening | 13808 | 2027 |  | 0 | 2027
Lateral Hardening-Fuse-91935947 | Lateral Hardening | 13419 | 0 |  | 0 | 0
Lateral Hardening-Fuse-91935988 | Lateral Hardening | 13419 | 0 |  | 0 | 0
Lateral Hardening-Fuse-91936740 | Lateral Hardening | 13419 | 0 |  | 0 | 0
Lateral Hardening-Fuse-91937173 | Lateral Hardening | 13805 | 0 |  | 0 | 0
Lateral Hardening-Fuse-91937461 | Lateral Hardening | 13177 | 2029 |  | 0 | 2029
Lateral Hardening-Fuse-91937629 | Lateral Hardening | 13024 | 2025 |  | 0 | 2025
Lateral Hardening-Fuse-91937677 | Lateral Hardening | 13024 | 0 |  | 0 | 0
Lateral Hardening-Fuse-91937838 | Lateral Hardening | 13660 | 0 |  | 0 | 0
Lateral Hardening-Fuse-91937871 | Lateral Hardening | 13865 | 0 |  | 0 | 0
Lateral Hardening-Fuse-91939521 | Lateral Hardening | 13210 | 0 |  | 0 | 0
Lateral Hardening-Fuse-91939600 | Lateral Hardening | 13023 | 0 |  | 0 | 0
Lateral Hardening-Fuse-91940286 | Lateral Hardening | 13947 | 0 |  | 0 | 0
Lateral Hardening-Fuse-91940384 | Lateral Hardening | 13079 | 0 |  | 0 | 0
Lateral Hardening-Fuse-91940385 | Lateral Hardening | 13079 | 0 |  | 0 | 0
Lateral Hardening-Fuse-91940431 | Lateral Hardening | 13953 | 0 |  | 0 | 0
Lateral Hardening-Fuse-91941574 | Lateral Hardening | 13533 | 0 |  | 0 | 0
Lateral Hardening-Fuse-91941728 | Lateral Hardening | 13023 | 0 |  | 0 | 0
Lateral Hardening-Fuse-91941752 | Lateral Hardening | 13023 | 0 |  | 0 | 0
Lateral Hardening-Fuse-91942108 | Lateral Hardening | 13023 | 0 |  | 0 | 0
Lateral Hardening-Fuse-91942767 | Lateral Hardening | 13023 | 0 |  | 0 | 0
Lateral Hardening-Fuse-91943165 | Lateral Hardening | 13740 | 2025 |  | 0 | 2025
Lateral Hardening-Fuse-91943338 | Lateral Hardening | 13090 | 0 |  | 0 | 0
Lateral Hardening-Fuse-91943550 | Lateral Hardening | 13166 | 0 |  | 0 | 0
Lateral Hardening-Fuse-91943969 | Lateral Hardening | 13138 | 0 |  | 0 | 0
Lateral Hardening-Fuse-91943977 | Lateral Hardening | 13138 | 0 |  | 0 | 0
Lateral Hardening-Fuse-91943999 | Lateral Hardening | 13434 | 0 |  | 0 | 0
Lateral Hardening-Fuse-91947423 | Lateral Hardening | 13522 | 2023 |  | 0 | 2023
Lateral Hardening-Fuse-91947684 | Lateral Hardening | 13143 | 0 |  | 0 | 0
Lateral Hardening-Fuse-91947686 | Lateral Hardening | 13143 | 0 |  | 0 | 0
Lateral Hardening-Fuse-91947688 | Lateral Hardening | 13143 | 0 |  | 0 | 0
Lateral Hardening-Fuse-91947690 | Lateral Hardening | 13143 | 0 |  | 0 | 0
Lateral Hardening-Fuse-91947692 | Lateral Hardening | 13143 | 0 |  | 0 | 0
Lateral Hardening-Fuse-91947694 | Lateral Hardening | 13143 | 0 |  | 0 | 0
Lateral Hardening-Fuse-91947700 | Lateral Hardening | 13143 | 0 |  | 0 | 0
Lateral Hardening-Fuse-91948246 | Lateral Hardening | 13579 | 0 |  | 0 | 0
Lateral Hardening-Fuse-91948250 | Lateral Hardening | 13579 | 0 |  | 0 | 0
Lateral Hardening-Fuse-91948927 | Lateral Hardening | 13024 | 0 |  | 0 | 0
Lateral Hardening-Fuse-91948969 | Lateral Hardening | 13256 | 0 |  | 0 | 0
Lateral Hardening-Fuse-91949195 | Lateral Hardening | 13024 | 2025 |  | 0 | 2025
Lateral Hardening-Fuse-91951196 | Lateral Hardening | 13740 | 2025 |  | 0 | 2025
Lateral Hardening-Fuse-91952037 | Lateral Hardening | 13964 | 2028 |  | 0 | 2028
Lateral Hardening-Fuse-91952783 | Lateral Hardening | 13121 | 2029 |  | 0 | 2029
Lateral Hardening-Fuse-91953442 | Lateral Hardening | 13143 | 2026 |  | 0 | 2026
Lateral Hardening-Fuse-91953606 | Lateral Hardening | 13419 | 2026 |  | 0 | 2026
Lateral Hardening-Fuse-91953929 | Lateral Hardening | 13678 | 0 |  | 0 | 0
Lateral Hardening-Fuse-91954150 | Lateral Hardening | 13219 | 0 |  | 0 | 0
Lateral Hardening-Fuse-91954651 | Lateral Hardening | 13686 | 0 |  | 0 | 0
Lateral Hardening-Fuse-91954701 | Lateral Hardening | 13460 | 2024 |  | 0 | 2024
Lateral Hardening-Fuse-91954717 | Lateral Hardening | 13459 | 0 |  | 0 | 0
Lateral Hardening-Fuse-91954728 | Lateral Hardening | 13103 | 0 |  | 0 | 0
Lateral Hardening-Fuse-91954788 | Lateral Hardening | 13030 | 0 |  | 0 | 0
Lateral Hardening-Fuse-91954829 | Lateral Hardening | 13461 | 0 |  | 0 | 0
Lateral Hardening-Fuse-91954843 | Lateral Hardening | 13461 | 2026 |  | 0 | 2026
Lateral Hardening-Fuse-91954855 | Lateral Hardening | 13458 | 2026 |  | 0 | 2026
Lateral Hardening-Fuse-91955634 | Lateral Hardening | 13458 | 0 |  | 0 | 0
Lateral Hardening-Fuse-91957152 | Lateral Hardening | 13073 | 0 |  | 0 | 0
Lateral Hardening-Fuse-91957169 | Lateral Hardening | 13533 | 2024 |  | 0 | 2024
Lateral Hardening-Fuse-91957942 | Lateral Hardening | 13687 | 0 |  | 0 | 0
Lateral Hardening-Fuse-91958840 | Lateral Hardening | 13740 | 0 |  | 0 | 0
Lateral Hardening-Fuse-91958841 | Lateral Hardening | 13740 | 0 |  | 0 | 0
Lateral Hardening-Fuse-91959273 | Lateral Hardening | 13523 | 2028 |  | 0 | 2028
Lateral Hardening-Fuse-91959304 | Lateral Hardening | 13805 | 0 |  | 0 | 0
Lateral Hardening-Fuse-91959331 | Lateral Hardening | 13807 | 0 |  | 0 | 0
Lateral Hardening-Fuse-91959341 | Lateral Hardening | 13011 | 0 |  | 0 | 0
Lateral Hardening-Fuse-91959367 | Lateral Hardening | 13391 | 2028 |  | 0 | 2028
Lateral Hardening-Fuse-91959604 | Lateral Hardening | 13419 | 0 |  | 0 | 0
Lateral Hardening-Fuse-91959877 | Lateral Hardening | 13043 | 0 |  | 0 | 0
Lateral Hardening-Fuse-91960109 | Lateral Hardening | 13043 | 0 |  | 0 | 0
Lateral Hardening-Fuse-91960399 | Lateral Hardening | 13737 | 2023 |  | 0 | 2023
Lateral Hardening-Fuse-91960479 | Lateral Hardening | 13176 | 2022 |  | 0 | 2022
Lateral Hardening-Fuse-91960619 | Lateral Hardening | 13148 | 0 |  | 0 | 0
Lateral Hardening-Fuse-91961118 | Lateral Hardening | 13024 | 0 |  | 0 | 0
Lateral Hardening-Fuse-91961390 | Lateral Hardening | 13419 | 2026 |  | 0 | 2026
Lateral Hardening-Fuse-91962248 | Lateral Hardening | 13330 | 0 |  | 0 | 0
Lateral Hardening-Fuse-91963153 | Lateral Hardening | 13043 | 0 |  | 0 | 0
Lateral Hardening-Fuse-91963161 | Lateral Hardening | 13328 | 2029 |  | 0 | 2029
Lateral Hardening-Fuse-91963180 | Lateral Hardening | 13024 | 0 |  | 0 | 0
Lateral Hardening-Fuse-91963326 | Lateral Hardening | 13043 | 0 |  | 0 | 0
Lateral Hardening-Fuse-91963380 | Lateral Hardening | 13389 | 0 |  | 0 | 0
Lateral Hardening-Fuse-91964760 | Lateral Hardening | 13139 | 0 |  | 0 | 0
Lateral Hardening-Fuse-91964809 | Lateral Hardening | 13298 | 0 |  | 0 | 0
Lateral Hardening-Fuse-91965410 | Lateral Hardening | 13219 | 2028 |  | 0 | 2028
Lateral Hardening-Fuse-91965432 | Lateral Hardening | 13027 | 0 |  | 0 | 0
Lateral Hardening-Fuse-91965811 | Lateral Hardening | 13043 | 0 |  | 0 | 0
Lateral Hardening-Fuse-91966955 | Lateral Hardening | 13043 | 2025 |  | 0 | 2025
Lateral Hardening-Fuse-91966980 | Lateral Hardening | 13048 | 0 |  | 0 | 0
Lateral Hardening-Fuse-91967021 | Lateral Hardening | 13740 | 0 |  | 0 | 0
Lateral Hardening-Fuse-91967257 | Lateral Hardening | 13011 | 0 |  | 0 | 0
Lateral Hardening-Fuse-91967289 | Lateral Hardening | 13961 | 0 |  | 0 | 0
Lateral Hardening-Fuse-91967308 | Lateral Hardening | 13961 | 2021 |  | 0 | 2021
Lateral Hardening-Fuse-91967331 | Lateral Hardening | 13011 | 0 |  | 0 | 0
Lateral Hardening-Fuse-91967366 | Lateral Hardening | 13043 | 0 |  | 0 | 0
Lateral Hardening-Fuse-91967396 | Lateral Hardening | 13808 | 0 |  | 0 | 0
Lateral Hardening-Fuse-91967414 | Lateral Hardening | 13808 | 2027 |  | 0 | 2027
Lateral Hardening-Fuse-91967458 | Lateral Hardening | 13808 | 0 |  | 0 | 0
Lateral Hardening-Fuse-91967503 | Lateral Hardening | 13808 | 0 |  | 0 | 0
Lateral Hardening-Fuse-91967538 | Lateral Hardening | 13419 | 2026 |  | 0 | 2026
Lateral Hardening-Fuse-91967565 | Lateral Hardening | 13808 | 0 |  | 0 | 0
Lateral Hardening-Fuse-91967661 | Lateral Hardening | 13808 | 0 |  | 0 | 0
Lateral Hardening-Fuse-91967670 | Lateral Hardening | 13808 | 0 |  | 0 | 0
Lateral Hardening-Fuse-91968452 | Lateral Hardening | 13298 | 0 |  | 0 | 0
Lateral Hardening-Fuse-91968993 | Lateral Hardening | 13008 | 0 |  | 0 | 0
Lateral Hardening-Fuse-91969226 | Lateral Hardening | 13008 | 0 |  | 0 | 0
Lateral Hardening-Fuse-91969808 | Lateral Hardening | 13672 | 0 |  | 0 | 0
Lateral Hardening-Fuse-91970104 | Lateral Hardening | 13043 | 0 |  | 0 | 0
Lateral Hardening-Fuse-91970348 | Lateral Hardening | 13043 | 0 |  | 0 | 0
Lateral Hardening-Fuse-91970423 | Lateral Hardening | 13044 | 0 |  | 0 | 0
Lateral Hardening-Fuse-91971034 | Lateral Hardening | 13419 | 0 |  | 0 | 0
Lateral Hardening-Fuse-91971077 | Lateral Hardening | 13020 | 0 |  | 0 | 0
Lateral Hardening-Fuse-91971403 | Lateral Hardening | 13419 | 0 |  | 0 | 0
Lateral Hardening-Fuse-91971468 | Lateral Hardening | 13419 | 0 |  | 0 | 0
Lateral Hardening-Fuse-91971930 | Lateral Hardening | 13672 | 2021 |  | 0 | 2021
Lateral Hardening-Fuse-91972302 | Lateral Hardening | 13419 | 0 |  | 0 | 0
Lateral Hardening-Fuse-91972392 | Lateral Hardening | 13431 | 0 |  | 0 | 0
Lateral Hardening-Fuse-91973755 | Lateral Hardening | 13523 | 0 |  | 0 | 0
Lateral Hardening-Fuse-91973981 | Lateral Hardening | 13003 | 0 |  | 0 | 0
Lateral Hardening-Fuse-91975033 | Lateral Hardening | 13419 | 0 |  | 0 | 0
Lateral Hardening-Fuse-91975049 | Lateral Hardening | 13419 | 0 |  | 0 | 0
Lateral Hardening-Fuse-91976740 | Lateral Hardening | 13011 | 0 |  | 0 | 0
Lateral Hardening-Fuse-91977396 | Lateral Hardening | 13044 | 0 |  | 0 | 0
Lateral Hardening-Fuse-91978686 | Lateral Hardening | 13069 | 0 |  | 0 | 0
Lateral Hardening-Fuse-91978715 | Lateral Hardening | 13043 | 0 |  | 0 | 0
Lateral Hardening-Fuse-91979229 | Lateral Hardening | 13781 | 0 |  | 0 | 0
Lateral Hardening-Fuse-91979621 | Lateral Hardening | 13147 | 0 |  | 0 | 0
Lateral Hardening-Fuse-91979622 | Lateral Hardening | 13147 | 0 |  | 0 | 0
Lateral Hardening-Fuse-91979624 | Lateral Hardening | 13147 | 0 |  | 0 | 0
Lateral Hardening-Fuse-91979642 | Lateral Hardening | 13147 | 0 |  | 0 | 0
Lateral Hardening-Fuse-91979643 | Lateral Hardening | 13147 | 0 |  | 0 | 0
Lateral Hardening-Fuse-91979644 | Lateral Hardening | 13147 | 0 |  | 0 | 0
Lateral Hardening-Fuse-91979646 | Lateral Hardening | 13147 | 0 |  | 0 | 0
Lateral Hardening-Fuse-91980449 | Lateral Hardening | 13479 | 0 |  | 0 | 0
Lateral Hardening-Fuse-91980857 | Lateral Hardening | 13419 | 0 |  | 0 | 0
Lateral Hardening-Fuse-91983145 | Lateral Hardening | 13298 | 0 |  | 0 | 0
Lateral Hardening-Fuse-91984709 | Lateral Hardening | 13044 | 0 |  | 0 | 0
Lateral Hardening-Fuse-91984871 | Lateral Hardening | 13164 | 0 |  | 0 | 0
Lateral Hardening-Fuse-91984989 | Lateral Hardening | 13479 | 0 |  | 0 | 0
Lateral Hardening-Fuse-91985525 | Lateral Hardening | 13793 | 0 |  | 0 | 0
Lateral Hardening-Fuse-91985643 | Lateral Hardening | 13043 | 0 |  | 0 | 0
Lateral Hardening-Fuse-91985692 | Lateral Hardening | 13162 | 0 |  | 0 | 0
Lateral Hardening-Fuse-91985722 | Lateral Hardening | 13479 | 0 |  | 0 | 0
Lateral Hardening-Fuse-91985754 | Lateral Hardening | 13479 | 0 |  | 0 | 0
Lateral Hardening-Fuse-91985773 | Lateral Hardening | 13479 | 0 |  | 0 | 0
Lateral Hardening-Fuse-91985788 | Lateral Hardening | 13479 | 0 |  | 0 | 0
Lateral Hardening-Fuse-91985908 | Lateral Hardening | 13044 | 0 |  | 0 | 0
Lateral Hardening-Fuse-91985933 | Lateral Hardening | 13044 | 0 |  | 0 | 0
Lateral Hardening-Fuse-91986104 | Lateral Hardening | 13479 | 0 |  | 0 | 0
Lateral Hardening-Fuse-91987248 | Lateral Hardening | 13243 | 0 |  | 0 | 0
Lateral Hardening-Fuse-91987824 | Lateral Hardening | 13219 | 0 |  | 0 | 0
Lateral Hardening-Fuse-91987912 | Lateral Hardening | 13298 | 0 |  | 0 | 0
Lateral Hardening-Fuse-91987954 | Lateral Hardening | 13044 | 0 |  | 0 | 0
Lateral Hardening-Fuse-91988855 | Lateral Hardening | 13460 | 0 |  | 0 | 0
Lateral Hardening-Fuse-91988872 | Lateral Hardening | 13460 | 2024 |  | 0 | 2024
Lateral Hardening-Fuse-91989789 | Lateral Hardening | 13024 | 2025 |  | 0 | 2025
Lateral Hardening-Fuse-91990126 | Lateral Hardening | 13219 | 0 |  | 0 | 0
Lateral Hardening-Fuse-91990427 | Lateral Hardening | 14041 | 0 |  | 0 | 0
Lateral Hardening-Fuse-91990730 | Lateral Hardening | 13808 | 0 |  | 0 | 0
Lateral Hardening-Fuse-91991201 | Lateral Hardening | 13733 | 0 |  | 0 | 0
Lateral Hardening-Fuse-91991289 | Lateral Hardening | 13419 | 0 |  | 0 | 0
Lateral Hardening-Fuse-91991443 | Lateral Hardening | 13167 | 0 |  | 0 | 0
Lateral Hardening-Fuse-91992044 | Lateral Hardening | 13947 | 0 |  | 0 | 0
Lateral Hardening-Fuse-91992949 | Lateral Hardening | 13745 | 0 |  | 0 | 0
Lateral Hardening-Fuse-91993222 | Lateral Hardening | 14021 | 0 |  | 0 | 0
Lateral Hardening-Fuse-91994219 | Lateral Hardening | 13533 | 0 |  | 0 | 0
Lateral Hardening-Fuse-91994798 | Lateral Hardening | 13219 | 0 |  | 0 | 0
Lateral Hardening-Fuse-91995000 | Lateral Hardening | 14021 | 0 |  | 0 | 0
Lateral Hardening-Fuse-91995019 | Lateral Hardening | 13085 | 0 |  | 0 | 0
Lateral Hardening-Fuse-91995238 | Lateral Hardening | 13419 | 0 |  | 0 | 0
Lateral Hardening-Fuse-91995254 | Lateral Hardening | 13419 | 0 |  | 0 | 0
Lateral Hardening-Fuse-91995336 | Lateral Hardening | 13911 | 2022 |  | 0 | 2022
Lateral Hardening-Fuse-91995708 | Lateral Hardening | 13219 | 0 |  | 0 | 0
Lateral Hardening-Fuse-91995907 | Lateral Hardening | 13219 | 0 |  | 0 | 0
Lateral Hardening-Fuse-91995928 | Lateral Hardening | 13419 | 0 |  | 0 | 0
Lateral Hardening-Fuse-91997018 | Lateral Hardening | 13450 | 0 |  | 0 | 0
Lateral Hardening-Fuse-91997150 | Lateral Hardening | 13298 | 0 |  | 0 | 0
Lateral Hardening-Fuse-91998125 | Lateral Hardening | 13583 | 2028 |  | 0 | 2028
Lateral Hardening-Fuse-91998649 | Lateral Hardening | 14031 | 0 |  | 0 | 0
Lateral Hardening-Fuse-91998945 | Lateral Hardening | 14031 | 0 |  | 0 | 0
Lateral Hardening-Fuse-91999678 | Lateral Hardening | 14031 | 2025 |  | 0 | 2025
Lateral Hardening-Fuse-91999737 | Lateral Hardening | 14031 | 2025 |  | 0 | 2025
Lateral Hardening-Fuse-92000626 | Lateral Hardening | 14012 | 2024 |  | 0 | 2024
Lateral Hardening-Fuse-92000691 | Lateral Hardening | 13207 | 0 |  | 0 | 0
Lateral Hardening-Fuse-92001046 | Lateral Hardening | 13419 | 0 |  | 0 | 0
Lateral Hardening-Fuse-92001068 | Lateral Hardening | 13419 | 0 |  | 0 | 0
Lateral Hardening-Fuse-92001069 | Lateral Hardening | 13419 | 0 |  | 0 | 0
Lateral Hardening-Fuse-92001560 | Lateral Hardening | 13219 | 0 |  | 0 | 0
Lateral Hardening-Fuse-92001699 | Lateral Hardening | 13219 | 0 |  | 0 | 0
Lateral Hardening-Fuse-92001797 | Lateral Hardening | 13298 | 0 |  | 0 | 0
Lateral Hardening-Fuse-92002281 | Lateral Hardening | 13218 | 0 |  | 0 | 0
Lateral Hardening-Fuse-92002959 | Lateral Hardening | 13479 | 0 |  | 0 | 0
Lateral Hardening-Fuse-92002993 | Lateral Hardening | 13479 | 2028 |  | 0 | 2028
Lateral Hardening-Fuse-92003001 | Lateral Hardening | 13479 | 0 |  | 0 | 0
Lateral Hardening-Fuse-92003021 | Lateral Hardening | 13479 | 2028 |  | 0 | 2028
Lateral Hardening-Fuse-92003027 | Lateral Hardening | 13479 | 0 |  | 0 | 0
Lateral Hardening-Fuse-92003153 | Lateral Hardening | 13479 | 0 |  | 0 | 0
Lateral Hardening-Fuse-92003157 | Lateral Hardening | 13479 | 2028 |  | 0 | 2028
Lateral Hardening-Fuse-92003181 | Lateral Hardening | 13479 | 0 |  | 0 | 0
Lateral Hardening-Fuse-92003185 | Lateral Hardening | 13479 | 0 |  | 0 | 0
Lateral Hardening-Fuse-92003457 | Lateral Hardening | 13740 | 0 |  | 0 | 0
Lateral Hardening-Fuse-92003928 | Lateral Hardening | 13219 | 0 |  | 0 | 0
Lateral Hardening-Fuse-92004461 | Lateral Hardening | 13479 | 0 |  | 0 | 0
Lateral Hardening-Fuse-92004475 | Lateral Hardening | 13479 | 0 |  | 0 | 0
Lateral Hardening-Fuse-92004508 | Lateral Hardening | 13479 | 0 |  | 0 | 0
Lateral Hardening-Fuse-92004784 | Lateral Hardening | 13268 | 0 |  | 0 | 0
Lateral Hardening-Fuse-92005029 | Lateral Hardening | 13468 | 0 |  | 0 | 0
Lateral Hardening-Fuse-92005481 | Lateral Hardening | 13632 | 0 |  | 0 | 0
Lateral Hardening-Fuse-92005809 | Lateral Hardening | 13219 | 2028 |  | 0 | 2028
Lateral Hardening-Fuse-92006492 | Lateral Hardening | 13990 | 0 |  | 0 | 0
Lateral Hardening-Fuse-92006608 | Lateral Hardening | 13296 | 0 |  | 0 | 0
Lateral Hardening-Fuse-92006778 | Lateral Hardening | 13479 | 0 |  | 0 | 0
Lateral Hardening-Fuse-92006801 | Lateral Hardening | 13479 | 0 |  | 0 | 0
Lateral Hardening-Fuse-92007232 | Lateral Hardening | 13479 | 0 |  | 0 | 0
Lateral Hardening-Fuse-92007273 | Lateral Hardening | 13479 | 0 |  | 0 | 0
Lateral Hardening-Fuse-92007317 | Lateral Hardening | 13479 | 0 |  | 0 | 0
Lateral Hardening-Fuse-92007333 | Lateral Hardening | 13479 | 0 |  | 0 | 0
Lateral Hardening-Fuse-92007338 | Lateral Hardening | 13479 | 0 |  | 0 | 0
Lateral Hardening-Fuse-92007339 | Lateral Hardening | 13146 | 0 |  | 0 | 0
Lateral Hardening-Fuse-92007442 | Lateral Hardening | 13479 | 0 |  | 0 | 0
Lateral Hardening-Fuse-92007444 | Lateral Hardening | 13479 | 0 |  | 0 | 0
Lateral Hardening-Fuse-92007445 | Lateral Hardening | 13479 | 0 |  | 0 | 0
Lateral Hardening-Fuse-92007503 | Lateral Hardening | 13479 | 0 |  | 0 | 0
Lateral Hardening-Fuse-92007504 | Lateral Hardening | 13479 | 0 |  | 0 | 0
Lateral Hardening-Fuse-92007505 | Lateral Hardening | 13479 | 0 |  | 0 | 0
Lateral Hardening-Fuse-92007506 | Lateral Hardening | 13479 | 0 |  | 0 | 0
Lateral Hardening-Fuse-92007509 | Lateral Hardening | 13479 | 0 |  | 0 | 0
Lateral Hardening-Fuse-92007516 | Lateral Hardening | 13479 | 0 |  | 0 | 0
Lateral Hardening-Fuse-92007521 | Lateral Hardening | 13479 | 0 |  | 0 | 0
Lateral Hardening-Fuse-92007600 | Lateral Hardening | 13479 | 0 |  | 0 | 0
Lateral Hardening-Fuse-92008787 | Lateral Hardening | 13883 | 2022 | 2021 | 1 | 2021
Lateral Hardening-Fuse-92009654 | Lateral Hardening | 13479 | 0 |  | 0 | 0
Lateral Hardening-Fuse-92009808 | Lateral Hardening | 13712 | 0 |  | 0 | 0
Lateral Hardening-Fuse-92009878 | Lateral Hardening | 13807 | 0 |  | 0 | 0
Lateral Hardening-Fuse-92010095 | Lateral Hardening | 13309 | 0 |  | 0 | 0
Lateral Hardening-Fuse-92010104 | Lateral Hardening | 13309 | 0 |  | 0 | 0
Lateral Hardening-Fuse-92011111 | Lateral Hardening | 13268 | 0 |  | 0 | 0
Lateral Hardening-Fuse-92011502 | Lateral Hardening | 13021 | 0 |  | 0 | 0
Lateral Hardening-Fuse-92011603 | Lateral Hardening | 13201 | 0 |  | 0 | 0
Lateral Hardening-Fuse-92011803 | Lateral Hardening | 13268 | 0 |  | 0 | 0
Lateral Hardening-Fuse-92011909 | Lateral Hardening | 13420 | 0 |  | 0 | 0
Lateral Hardening-Fuse-92011911 | Lateral Hardening | 13420 | 0 |  | 0 | 0
Lateral Hardening-Fuse-92012327 | Lateral Hardening | 13268 | 0 |  | 0 | 0
Lateral Hardening-Fuse-92012521 | Lateral Hardening | 13268 | 0 |  | 0 | 0
Lateral Hardening-Fuse-92013044 | Lateral Hardening | 13417 | 0 |  | 0 | 0
Lateral Hardening-Fuse-92013047 | Lateral Hardening | 13417 | 0 |  | 0 | 0
Lateral Hardening-Fuse-92013276 | Lateral Hardening | 13268 | 0 |  | 0 | 0
Lateral Hardening-Fuse-92013387 | Lateral Hardening | 13808 | 0 |  | 0 | 0
Lateral Hardening-Fuse-92013444 | Lateral Hardening | 13268 | 0 |  | 0 | 0
Lateral Hardening-Fuse-92014087 | Lateral Hardening | 13172 | 0 |  | 0 | 0
Lateral Hardening-Fuse-92014121 | Lateral Hardening | 13436 | 0 |  | 0 | 0
Lateral Hardening-Fuse-92014124 | Lateral Hardening | 13172 | 2024 |  | 0 | 2024
Lateral Hardening-Fuse-92014284 | Lateral Hardening | 13172 | 0 |  | 0 | 0
Lateral Hardening-Fuse-92014720 | Lateral Hardening | 13268 | 0 |  | 0 | 0
Lateral Hardening-Fuse-92014755 | Lateral Hardening | 13377 | 0 |  | 0 | 0
Lateral Hardening-Fuse-92014756 | Lateral Hardening | 13377 | 0 |  | 0 | 0
Lateral Hardening-Fuse-92014970 | Lateral Hardening | 13268 | 0 |  | 0 | 0
Lateral Hardening-Fuse-92015098 | Lateral Hardening | 14041 | 0 |  | 0 | 0
Lateral Hardening-Fuse-92015229 | Lateral Hardening | 13772 | 0 |  | 0 | 0
Lateral Hardening-Fuse-92015231 | Lateral Hardening | 13772 | 0 |  | 0 | 0
Lateral Hardening-Fuse-92015250 | Lateral Hardening | 13772 | 0 |  | 0 | 0
Lateral Hardening-Fuse-92015261 | Lateral Hardening | 13772 | 0 |  | 0 | 0
Lateral Hardening-Fuse-92015278 | Lateral Hardening | 13772 | 0 |  | 0 | 0
Lateral Hardening-Fuse-92015296 | Lateral Hardening | 13772 | 0 |  | 0 | 0
Lateral Hardening-Fuse-92015318 | Lateral Hardening | 13772 | 0 |  | 0 | 0
Lateral Hardening-Fuse-92015350 | Lateral Hardening | 13772 | 0 |  | 0 | 0
Lateral Hardening-Fuse-92015352 | Lateral Hardening | 13772 | 0 |  | 0 | 0
Lateral Hardening-Fuse-92015543 | Lateral Hardening | 13772 | 0 |  | 0 | 0
Lateral Hardening-Fuse-92015548 | Lateral Hardening | 13772 | 0 |  | 0 | 0
Lateral Hardening-Fuse-92015551 | Lateral Hardening | 13772 | 0 |  | 0 | 0
Lateral Hardening-Fuse-92015562 | Lateral Hardening | 13772 | 0 |  | 0 | 0
Lateral Hardening-Fuse-92015565 | Lateral Hardening | 13772 | 0 |  | 0 | 0
Lateral Hardening-Fuse-92015572 | Lateral Hardening | 13772 | 0 |  | 0 | 0
Lateral Hardening-Fuse-92015576 | Lateral Hardening | 13772 | 0 |  | 0 | 0
Lateral Hardening-Fuse-92015580 | Lateral Hardening | 13772 | 0 |  | 0 | 0
Lateral Hardening-Fuse-92015587 | Lateral Hardening | 13772 | 0 |  | 0 | 0
Lateral Hardening-Fuse-92015605 | Lateral Hardening | 13772 | 0 |  | 0 | 0
Lateral Hardening-Fuse-92015606 | Lateral Hardening | 13772 | 0 |  | 0 | 0
Lateral Hardening-Fuse-92015607 | Lateral Hardening | 13772 | 0 |  | 0 | 0
Lateral Hardening-Fuse-92015610 | Lateral Hardening | 13772 | 0 |  | 0 | 0
Lateral Hardening-Fuse-92015619 | Lateral Hardening | 13772 | 0 |  | 0 | 0
Lateral Hardening-Fuse-92015624 | Lateral Hardening | 13772 | 0 |  | 0 | 0
Lateral Hardening-Fuse-92015630 | Lateral Hardening | 13772 | 0 |  | 0 | 0
Lateral Hardening-Fuse-92015633 | Lateral Hardening | 13772 | 0 |  | 0 | 0
Lateral Hardening-Fuse-92015648 | Lateral Hardening | 13772 | 0 |  | 0 | 0
Lateral Hardening-Fuse-92015658 | Lateral Hardening | 13772 | 0 |  | 0 | 0
Lateral Hardening-Fuse-92015660 | Lateral Hardening | 13772 | 0 |  | 0 | 0
Lateral Hardening-Fuse-92015693 | Lateral Hardening | 13772 | 0 |  | 0 | 0
Lateral Hardening-Fuse-92015766 | Lateral Hardening | 13772 | 0 |  | 0 | 0
Lateral Hardening-Fuse-92015782 | Lateral Hardening | 13772 | 0 |  | 0 | 0
Lateral Hardening-Fuse-92015785 | Lateral Hardening | 13772 | 0 |  | 0 | 0
Lateral Hardening-Fuse-92015788 | Lateral Hardening | 13772 | 0 |  | 0 | 0
Lateral Hardening-Fuse-92015789 | Lateral Hardening | 13772 | 0 |  | 0 | 0
Lateral Hardening-Fuse-92015810 | Lateral Hardening | 13772 | 0 |  | 0 | 0
Lateral Hardening-Fuse-92015822 | Lateral Hardening | 13772 | 0 |  | 0 | 0
Lateral Hardening-Fuse-92015827 | Lateral Hardening | 13772 | 0 |  | 0 | 0
Lateral Hardening-Fuse-92015829 | Lateral Hardening | 13772 | 0 |  | 0 | 0
Lateral Hardening-Fuse-92015832 | Lateral Hardening | 13772 | 0 |  | 0 | 0
Lateral Hardening-Fuse-92017518 | Lateral Hardening | 13460 | 2024 |  | 0 | 2024
Lateral Hardening-Fuse-92017611 | Lateral Hardening | 13460 | 0 |  | 0 | 0
Lateral Hardening-Fuse-92017617 | Lateral Hardening | 13460 | 0 |  | 0 | 0
Lateral Hardening-Fuse-92017629 | Lateral Hardening | 13460 | 0 |  | 0 | 0
Lateral Hardening-Fuse-92017740 | Lateral Hardening | 13460 | 0 |  | 0 | 0
Lateral Hardening-Fuse-92018064 | Lateral Hardening | 14041 | 2023 |  | 0 | 2023
Lateral Hardening-Fuse-92018190 | Lateral Hardening | 13418 | 2021 |  | 0 | 2021
Lateral Hardening-Fuse-92018482 | Lateral Hardening | 13239 | 0 |  | 0 | 0
Lateral Hardening-Fuse-92018843 | Lateral Hardening | 13911 | 2022 |  | 0 | 2022
Lateral Hardening-Fuse-92018847 | Lateral Hardening | 13911 | 0 |  | 0 | 0
Lateral Hardening-Fuse-92018979 | Lateral Hardening | 13911 | 0 |  | 0 | 0
Lateral Hardening-Fuse-92019258 | Lateral Hardening | 13418 | 0 |  | 0 | 0
Lateral Hardening-Fuse-92019412 | Lateral Hardening | 13418 | 0 |  | 0 | 0
Lateral Hardening-Fuse-92021190 | Lateral Hardening | 13460 | 2024 |  | 0 | 2024
Lateral Hardening-Fuse-92021798 | Lateral Hardening | 13081 | 0 |  | 0 | 0
Lateral Hardening-Fuse-92021803 | Lateral Hardening | 13080 | 0 |  | 0 | 0
Lateral Hardening-Fuse-92021804 | Lateral Hardening | 13080 | 0 |  | 0 | 0
Lateral Hardening-Fuse-92021977 | Lateral Hardening | 13417 | 2024 |  | 0 | 2024
Lateral Hardening-Fuse-92021978 | Lateral Hardening | 13417 | 2024 |  | 0 | 2024
Lateral Hardening-Fuse-92022153 | Lateral Hardening | 13460 | 0 |  | 0 | 0
Lateral Hardening-Fuse-92022156 | Lateral Hardening | 13460 | 2024 |  | 0 | 2024
Lateral Hardening-Fuse-92022160 | Lateral Hardening | 13460 | 0 |  | 0 | 0
Lateral Hardening-Fuse-92022285 | Lateral Hardening | 13420 | 0 |  | 0 | 0
Lateral Hardening-Fuse-92022343 | Lateral Hardening | 13808 | 0 |  | 0 | 0
Lateral Hardening-Fuse-92022668 | Lateral Hardening | 13460 | 0 |  | 0 | 0
Lateral Hardening-Fuse-92022688 | Lateral Hardening | 13330 | 0 |  | 0 | 0
Lateral Hardening-Fuse-92022824 | Lateral Hardening | 13460 | 0 |  | 0 | 0
Lateral Hardening-Fuse-92023413 | Lateral Hardening | 13460 | 0 |  | 0 | 0
Lateral Hardening-Fuse-92023554 | Lateral Hardening | 13007 | 0 |  | 0 | 0
Lateral Hardening-Fuse-92024292 | Lateral Hardening | 13201 | 0 |  | 0 | 0
Lateral Hardening-Fuse-92024404 | Lateral Hardening | 13228 | 0 |  | 0 | 0
Lateral Hardening-Fuse-92024517 | Lateral Hardening | 13201 | 0 |  | 0 | 0
Lateral Hardening-Fuse-92024553 | Lateral Hardening | 13201 | 0 |  | 0 | 0
Lateral Hardening-Fuse-92025390 | Lateral Hardening | 13418 | 0 |  | 0 | 0
Lateral Hardening-Fuse-92026199 | Lateral Hardening | 14124 | 0 |  | 0 | 0
Lateral Hardening-Fuse-92026399 | Lateral Hardening | 14119 | 0 |  | 0 | 0
Lateral Hardening-Fuse-92026872 | Lateral Hardening | 14124 | 0 |  | 0 | 0
Lateral Hardening-Fuse-92027052 | Lateral Hardening | 13470 | 0 |  | 0 | 0
Lateral Hardening-Fuse-92027376 | Lateral Hardening | 13470 | 0 |  | 0 | 0
Lateral Hardening-Fuse-92027991 | Lateral Hardening | 13420 | 2023 |  | 0 | 2023
Lateral Hardening-Fuse-92028073 | Lateral Hardening | 13303 | 0 |  | 0 | 0
Lateral Hardening-Fuse-92030019 | Lateral Hardening | 13023 | 0 |  | 0 | 0
Lateral Hardening-Fuse-92030020 | Lateral Hardening | 13023 | 0 |  | 0 | 0
Lateral Hardening-Fuse-92030509 | Lateral Hardening | 13023 | 0 |  | 0 | 0
Lateral Hardening-Fuse-92030537 | Lateral Hardening | 13023 | 0 |  | 0 | 0
Lateral Hardening-Fuse-92030568 | Lateral Hardening | 13813 | 0 |  | 0 | 0
Lateral Hardening-Fuse-92030792 | Lateral Hardening | 13098 | 0 |  | 0 | 0
Lateral Hardening-Fuse-92031313 | Lateral Hardening | 14025 | 0 |  | 0 | 0
Lateral Hardening-Fuse-92032163 | Lateral Hardening | 13591 | 0 |  | 0 | 0
Lateral Hardening-Fuse-92032285 | Lateral Hardening | 14050 | 0 |  | 0 | 0
Lateral Hardening-Fuse-92032803 | Lateral Hardening | 13808 | 0 |  | 0 | 0
Lateral Hardening-Fuse-92032805 | Lateral Hardening | 13808 | 2027 |  | 0 | 2027
Lateral Hardening-Fuse-92033686 | Lateral Hardening | 13418 | 0 |  | 0 | 0
Lateral Hardening-Fuse-92033914 | Lateral Hardening | 13705 | 0 |  | 0 | 0
Lateral Hardening-Fuse-92034191 | Lateral Hardening | 13036 | 0 |  | 0 | 0
Lateral Hardening-Fuse-92034239 | Lateral Hardening | 13458 | 2026 |  | 0 | 2026
Lateral Hardening-Fuse-92034681 | Lateral Hardening | 14050 | 0 |  | 0 | 0
Lateral Hardening-Fuse-92034734 | Lateral Hardening | 13043 | 0 |  | 0 | 0
Lateral Hardening-Fuse-92034932 | Lateral Hardening | 13124 | 0 |  | 0 | 0
Lateral Hardening-Fuse-92035031 | Lateral Hardening | 13117 | 0 |  | 0 | 0
Lateral Hardening-Fuse-92035038 | Lateral Hardening | 13117 | 0 |  | 0 | 0
Lateral Hardening-Fuse-92035203 | Lateral Hardening | 13417 | 2024 |  | 0 | 2024
Lateral Hardening-Fuse-92035374 | Lateral Hardening | 13910 | 0 |  | 0 | 0
Lateral Hardening-Fuse-92035381 | Lateral Hardening | 13442 | 2022 |  | 0 | 2022
Lateral Hardening-Fuse-92035388 | Lateral Hardening | 13442 | 0 |  | 0 | 0
Lateral Hardening-Fuse-92035391 | Lateral Hardening | 13442 | 0 |  | 0 | 0
Lateral Hardening-Fuse-92035401 | Lateral Hardening | 13442 | 0 |  | 0 | 0
Lateral Hardening-Fuse-92035432 | Lateral Hardening | 13442 | 0 |  | 0 | 0
Lateral Hardening-Fuse-92035445 | Lateral Hardening | 13442 | 0 |  | 0 | 0
Lateral Hardening-Fuse-92035457 | Lateral Hardening | 13442 | 0 |  | 0 | 0
Lateral Hardening-Fuse-92035481 | Lateral Hardening | 13442 | 0 |  | 0 | 0
Lateral Hardening-Fuse-92035493 | Lateral Hardening | 13442 | 0 |  | 0 | 0
Lateral Hardening-Fuse-92035524 | Lateral Hardening | 13442 | 0 |  | 0 | 0
Lateral Hardening-Fuse-92035536 | Lateral Hardening | 13442 | 0 |  | 0 | 0
Lateral Hardening-Fuse-92035546 | Lateral Hardening | 13442 | 0 |  | 0 | 0
Lateral Hardening-Fuse-92035582 | Lateral Hardening | 13442 | 2022 |  | 0 | 2022
Lateral Hardening-Fuse-92035596 | Lateral Hardening | 13442 | 0 |  | 0 | 0
Lateral Hardening-Fuse-92035611 | Lateral Hardening | 13442 | 0 |  | 0 | 0
Lateral Hardening-Fuse-92035682 | Lateral Hardening | 13442 | 0 |  | 0 | 0
Lateral Hardening-Fuse-92035690 | Lateral Hardening | 13442 | 0 |  | 0 | 0
Lateral Hardening-Fuse-92035691 | Lateral Hardening | 13442 | 0 |  | 0 | 0
Lateral Hardening-Fuse-92035718 | Lateral Hardening | 13442 | 0 |  | 0 | 0
Lateral Hardening-Fuse-92035726 | Lateral Hardening | 13442 | 0 |  | 0 | 0
Lateral Hardening-Fuse-92035733 | Lateral Hardening | 13442 | 0 |  | 0 | 0
Lateral Hardening-Fuse-92035735 | Lateral Hardening | 13442 | 0 |  | 0 | 0
Lateral Hardening-Fuse-92035736 | Lateral Hardening | 13442 | 0 |  | 0 | 0
Lateral Hardening-Fuse-92035740 | Lateral Hardening | 13442 | 0 |  | 0 | 0
Lateral Hardening-Fuse-92035757 | Lateral Hardening | 13117 | 0 |  | 0 | 0
Lateral Hardening-Fuse-92035802 | Lateral Hardening | 13417 | 2024 |  | 0 | 2024
Lateral Hardening-Fuse-92035838 | Lateral Hardening | 13442 | 0 |  | 0 | 0
Lateral Hardening-Fuse-92035840 | Lateral Hardening | 13442 | 0 |  | 0 | 0
Lateral Hardening-Fuse-92035841 | Lateral Hardening | 13442 | 0 |  | 0 | 0
Lateral Hardening-Fuse-92035843 | Lateral Hardening | 13442 | 2022 |  | 0 | 2022
Lateral Hardening-Fuse-92035845 | Lateral Hardening | 13442 | 0 |  | 0 | 0
Lateral Hardening-Fuse-92035849 | Lateral Hardening | 13442 | 0 |  | 0 | 0
Lateral Hardening-Fuse-92035851 | Lateral Hardening | 13442 | 0 |  | 0 | 0
Lateral Hardening-Fuse-92035853 | Lateral Hardening | 13442 | 0 |  | 0 | 0
Lateral Hardening-Fuse-92035923 | Lateral Hardening | 13910 | 0 |  | 0 | 0
Lateral Hardening-Fuse-92035927 | Lateral Hardening | 13910 | 0 |  | 0 | 0
Lateral Hardening-Fuse-92035939 | Lateral Hardening | 13910 | 0 |  | 0 | 0
Lateral Hardening-Fuse-92035945 | Lateral Hardening | 13910 | 0 |  | 0 | 0
Lateral Hardening-Fuse-92035955 | Lateral Hardening | 13910 | 0 |  | 0 | 0
Lateral Hardening-Fuse-92035956 | Lateral Hardening | 13910 | 0 |  | 0 | 0
Lateral Hardening-Fuse-92035969 | Lateral Hardening | 13910 | 0 |  | 0 | 0
Lateral Hardening-Fuse-92036083 | Lateral Hardening | 13442 | 0 |  | 0 | 0
Lateral Hardening-Fuse-92036121 | Lateral Hardening | 13442 | 0 |  | 0 | 0
Lateral Hardening-Fuse-92036136 | Lateral Hardening | 13442 | 2022 |  | 0 | 2022
Lateral Hardening-Fuse-92036171 | Lateral Hardening | 13442 | 2022 |  | 0 | 2022
Lateral Hardening-Fuse-92036298 | Lateral Hardening | 13705 | 0 |  | 0 | 0
Lateral Hardening-Fuse-92036883 | Lateral Hardening | 13418 | 0 |  | 0 | 0
Lateral Hardening-Fuse-92037726 | Lateral Hardening | 13815 | 0 |  | 0 | 0
Lateral Hardening-Fuse-92037863 | Lateral Hardening | 13093 | 2022 |  | 0 | 2022
Lateral Hardening-Fuse-92037965 | Lateral Hardening | 13442 | 0 |  | 0 | 0
Lateral Hardening-Fuse-92039091 | Lateral Hardening | 13787 | 0 |  | 0 | 0
Lateral Hardening-Fuse-92041473 | Lateral Hardening | 13023 | 0 |  | 0 | 0
Lateral Hardening-Fuse-92041900 | Lateral Hardening | 13214 | 0 |  | 0 | 0
Lateral Hardening-Fuse-92042372 | Lateral Hardening | 14050 | 0 |  | 0 | 0
Lateral Hardening-Fuse-92043539 | Lateral Hardening | 13442 | 0 |  | 0 | 0
Lateral Hardening-Fuse-92043953 | Lateral Hardening | 13442 | 0 |  | 0 | 0
Lateral Hardening-Fuse-92044287 | Lateral Hardening | 13419 | 0 |  | 0 | 0
Lateral Hardening-Fuse-92044311 | Lateral Hardening | 13419 | 0 |  | 0 | 0
Lateral Hardening-Fuse-92044471 | Lateral Hardening | 13442 | 0 |  | 0 | 0
Lateral Hardening-Fuse-92045581 | Lateral Hardening | 13787 | 0 |  | 0 | 0
Lateral Hardening-Fuse-92045698 | Lateral Hardening | 13329 | 0 |  | 0 | 0
Lateral Hardening-Fuse-92045718 | Lateral Hardening | 13329 | 0 |  | 0 | 0
Lateral Hardening-Fuse-92045946 | Lateral Hardening | 13679 | 0 |  | 0 | 0
Lateral Hardening-Fuse-92046357 | Lateral Hardening | 13023 | 0 |  | 0 | 0
Lateral Hardening-Fuse-92046567 | Lateral Hardening | 13786 | 0 |  | 0 | 0
Lateral Hardening-Fuse-92047124 | Lateral Hardening | 13785 | 0 |  | 0 | 0
Lateral Hardening-Fuse-92047429 | Lateral Hardening | 13004 | 0 |  | 0 | 0
Lateral Hardening-Fuse-92047845 | Lateral Hardening | 13962 | 0 |  | 0 | 0
Lateral Hardening-Fuse-92048269 | Lateral Hardening | 13001 | 2021 |  | 0 | 2021
Lateral Hardening-Fuse-92048510 | Lateral Hardening | 13405 | 0 |  | 0 | 0
Lateral Hardening-Fuse-92049567 | Lateral Hardening | 13787 | 0 |  | 0 | 0
Lateral Hardening-Fuse-92049568 | Lateral Hardening | 13787 | 0 |  | 0 | 0
Lateral Hardening-Fuse-92050575 | Lateral Hardening | 13198 | 0 |  | 0 | 0
Lateral Hardening-Fuse-92051000 | Lateral Hardening | 13705 | 0 |  | 0 | 0
Lateral Hardening-Fuse-92051468 | Lateral Hardening | 13215 | 0 |  | 0 | 0
Lateral Hardening-Fuse-92051492 | Lateral Hardening | 13418 | 0 |  | 0 | 0
Lateral Hardening-Fuse-92051767 | Lateral Hardening | 13785 | 2021 |  | 0 | 2021
Lateral Hardening-Fuse-92051943 | Lateral Hardening | 13024 | 0 |  | 0 | 0
Lateral Hardening-Fuse-92052016 | Lateral Hardening | 13738 | 0 |  | 0 | 0
Lateral Hardening-Fuse-92052900 | Lateral Hardening | 13962 | 2027 |  | 0 | 2027
Lateral Hardening-Fuse-92052949 | Lateral Hardening | 13787 | 0 |  | 0 | 0
Lateral Hardening-Fuse-92052950 | Lateral Hardening | 13787 | 0 |  | 0 | 0
Lateral Hardening-Fuse-92053002 | Lateral Hardening | 14001 | 0 |  | 0 | 0
Lateral Hardening-Fuse-92054674 | Lateral Hardening | 13785 | 0 |  | 0 | 0
Lateral Hardening-Fuse-92055133 | Lateral Hardening | 13786 | 0 |  | 0 | 0
Lateral Hardening-Fuse-92055366 | Lateral Hardening | 13340 | 0 |  | 0 | 0
Lateral Hardening-Fuse-92056037 | Lateral Hardening | 13769 | 0 |  | 0 | 0
Lateral Hardening-Fuse-92056261 | Lateral Hardening | 13685 | 0 |  | 0 | 0
Lateral Hardening-Fuse-92056308 | Lateral Hardening | 13418 | 0 |  | 0 | 0
Lateral Hardening-Fuse-92056600 | Lateral Hardening | 13431 | 0 |  | 0 | 0
Lateral Hardening-Fuse-92056734 | Lateral Hardening | 13299 | 0 |  | 0 | 0
Lateral Hardening-Fuse-92056806 | Lateral Hardening | 13786 | 0 |  | 0 | 0
Lateral Hardening-Fuse-92057223 | Lateral Hardening | 13935 | 2023 |  | 0 | 2023
Lateral Hardening-Fuse-92057567 | Lateral Hardening | 13218 | 0 |  | 0 | 0
Lateral Hardening-Fuse-92057627 | Lateral Hardening | 13754 | 0 |  | 0 | 0
Lateral Hardening-Fuse-92057819 | Lateral Hardening | 13066 | 0 |  | 0 | 0
Lateral Hardening-Fuse-92057917 | Lateral Hardening | 13418 | 0 |  | 0 | 0
Lateral Hardening-Fuse-92057986 | Lateral Hardening | 13962 | 0 |  | 0 | 0
Lateral Hardening-Fuse-92058015 | Lateral Hardening | 13962 | 2027 |  | 0 | 2027
Lateral Hardening-Fuse-92058361 | Lateral Hardening | 13786 | 0 |  | 0 | 0
Lateral Hardening-Fuse-92058671 | Lateral Hardening | 13044 | 0 |  | 0 | 0
Lateral Hardening-Fuse-92058986 | Lateral Hardening | 13124 | 2029 |  | 0 | 2029
Lateral Hardening-Fuse-92059126 | Lateral Hardening | 13298 | 0 |  | 0 | 0
Lateral Hardening-Fuse-92059295 | Lateral Hardening | 13298 | 0 |  | 0 | 0
Lateral Hardening-Fuse-92059488 | Lateral Hardening | 13236 | 0 |  | 0 | 0
Lateral Hardening-Fuse-92059500 | Lateral Hardening | 13906 | 0 |  | 0 | 0
Lateral Hardening-Fuse-92059610 | Lateral Hardening | 13236 | 0 |  | 0 | 0
Lateral Hardening-Fuse-92060396 | Lateral Hardening | 13105 | 0 |  | 0 | 0
Lateral Hardening-Fuse-92060750 | Lateral Hardening | 13786 | 0 |  | 0 | 0
Lateral Hardening-Fuse-92060753 | Lateral Hardening | 13786 | 0 |  | 0 | 0
Lateral Hardening-Fuse-92060770 | Lateral Hardening | 13786 | 0 |  | 0 | 0
Lateral Hardening-Fuse-92061574 | Lateral Hardening | 13786 | 0 |  | 0 | 0
Lateral Hardening-Fuse-92061688 | Lateral Hardening | 13786 | 0 |  | 0 | 0
Lateral Hardening-Fuse-92062309 | Lateral Hardening | 13001 | 0 |  | 0 | 0
Lateral Hardening-Fuse-92062312 | Lateral Hardening | 13815 | 2027 |  | 0 | 2027
Lateral Hardening-Fuse-92062554 | Lateral Hardening | 14031 | 0 |  | 0 | 0
Lateral Hardening-Fuse-92062708 | Lateral Hardening | 13967 | 0 |  | 0 | 0
Lateral Hardening-Fuse-92062709 | Lateral Hardening | 13967 | 0 |  | 0 | 0
Lateral Hardening-Fuse-92062744 | Lateral Hardening | 13461 | 0 |  | 0 | 0
Lateral Hardening-Fuse-92063119 | Lateral Hardening | 13236 | 0 |  | 0 | 0
Lateral Hardening-Fuse-92063628 | Lateral Hardening | 13963 | 0 |  | 0 | 0
Lateral Hardening-Fuse-92064834 | Lateral Hardening | 13547 | 0 |  | 0 | 0
Lateral Hardening-Fuse-92065130 | Lateral Hardening | 13705 | 0 |  | 0 | 0
Lateral Hardening-Fuse-92065191 | Lateral Hardening | 13030 | 0 |  | 0 | 0
Lateral Hardening-Fuse-92066087 | Lateral Hardening | 13546 | 0 |  | 0 | 0
Lateral Hardening-Fuse-92066419 | Lateral Hardening | 13693 | 0 |  | 0 | 0
Lateral Hardening-Fuse-92066784 | Lateral Hardening | 13637 | 0 |  | 0 | 0
Lateral Hardening-Fuse-92066961 | Lateral Hardening | 13786 | 0 |  | 0 | 0
Lateral Hardening-Fuse-92067214 | Lateral Hardening | 13785 | 0 |  | 0 | 0
Lateral Hardening-Fuse-92067215 | Lateral Hardening | 13785 | 0 |  | 0 | 0
Lateral Hardening-Fuse-92067843 | Lateral Hardening | 13733 | 0 |  | 0 | 0
Lateral Hardening-Fuse-92067952 | Lateral Hardening | 13096 | 0 |  | 0 | 0
Lateral Hardening-Fuse-92067955 | Lateral Hardening | 13096 | 0 |  | 0 | 0
Lateral Hardening-Fuse-92068322 | Lateral Hardening | 13924 | 0 |  | 0 | 0
Lateral Hardening-Fuse-92068683 | Lateral Hardening | 13961 | 0 |  | 0 | 0
Lateral Hardening-Fuse-92068685 | Lateral Hardening | 13961 | 0 |  | 0 | 0
Lateral Hardening-Fuse-92070046 | Lateral Hardening | 13696 | 0 |  | 0 | 0
Lateral Hardening-Fuse-92070480 | Lateral Hardening | 13967 | 0 |  | 0 | 0
Lateral Hardening-Fuse-92070695 | Lateral Hardening | 13188 | 2021 |  | 0 | 2021
Lateral Hardening-Fuse-92071144 | Lateral Hardening | 13470 | 0 |  | 0 | 0
Lateral Hardening-Fuse-92071310 | Lateral Hardening | 13107 | 0 |  | 0 | 0
Lateral Hardening-Fuse-92073261 | Lateral Hardening | 13659 | 0 |  | 0 | 0
Lateral Hardening-Fuse-92073731 | Lateral Hardening | 13679 | 0 |  | 0 | 0
Lateral Hardening-Fuse-92073930 | Lateral Hardening | 13017 | 0 |  | 0 | 0
Lateral Hardening-Fuse-92074668 | Lateral Hardening | 13146 | 0 |  | 0 | 0
Lateral Hardening-Fuse-92075732 | Lateral Hardening | 13909 | 0 |  | 0 | 0
Lateral Hardening-Fuse-92076006 | Lateral Hardening | 13030 | 0 |  | 0 | 0
Lateral Hardening-Fuse-92076241 | Lateral Hardening | 13043 | 0 |  | 0 | 0
Lateral Hardening-Fuse-92076524 | Lateral Hardening | 13021 | 2022 |  | 0 | 2022
Lateral Hardening-Fuse-92078531 | Lateral Hardening | 13098 | 0 |  | 0 | 0
Lateral Hardening-Fuse-92078535 | Lateral Hardening | 13098 | 2024 |  | 0 | 2024
Lateral Hardening-Fuse-92078660 | Lateral Hardening | 13786 | 0 |  | 0 | 0
Lateral Hardening-Fuse-92078689 | Lateral Hardening | 13786 | 0 |  | 0 | 0
Lateral Hardening-Fuse-92078841 | Lateral Hardening | 13450 | 0 |  | 0 | 0
Lateral Hardening-Fuse-92078845 | Lateral Hardening | 13098 | 0 |  | 0 | 0
Lateral Hardening-Fuse-92079219 | Lateral Hardening | 13705 | 0 |  | 0 | 0
Lateral Hardening-Fuse-92079343 | Lateral Hardening | 13638 | 0 |  | 0 | 0
Lateral Hardening-Fuse-92079389 | Lateral Hardening | 13786 | 0 |  | 0 | 0
Lateral Hardening-Fuse-92079431 | Lateral Hardening | 13772 | 2024 |  | 0 | 2024
Lateral Hardening-Fuse-92079502 | Lateral Hardening | 13638 | 2028 |  | 0 | 2028
Lateral Hardening-Fuse-92080173 | Lateral Hardening | 13473 | 0 |  | 0 | 0
Lateral Hardening-Fuse-92080446 | Lateral Hardening | 14202 | 0 |  | 0 | 0
Lateral Hardening-Fuse-92081600 | Lateral Hardening | 13161 | 2024 |  | 0 | 2024
Lateral Hardening-Fuse-92083217 | Lateral Hardening | 13552 | 0 |  | 0 | 0
Lateral Hardening-Fuse-92083244 | Lateral Hardening | 13105 | 0 |  | 0 | 0
Lateral Hardening-Fuse-92083528 | Lateral Hardening | 14012 | 0 |  | 0 | 0
Lateral Hardening-Fuse-92083868 | Lateral Hardening | 13030 | 0 |  | 0 | 0
Lateral Hardening-Fuse-92084057 | Lateral Hardening | 13909 | 0 |  | 0 | 0
Lateral Hardening-Fuse-92084637 | Lateral Hardening | 13473 | 0 |  | 0 | 0
Lateral Hardening-Fuse-92086296 | Lateral Hardening | 13030 | 0 |  | 0 | 0
Lateral Hardening-Fuse-92086422 | Lateral Hardening | 13185 | 0 |  | 0 | 0
Lateral Hardening-Fuse-92086548 | Lateral Hardening | 13185 | 0 |  | 0 | 0
Lateral Hardening-Fuse-92087068 | Lateral Hardening | 13030 | 0 |  | 0 | 0
Lateral Hardening-Fuse-92087105 | Lateral Hardening | 13473 | 0 |  | 0 | 0
Lateral Hardening-Fuse-92087743 | Lateral Hardening | 13230 | 0 |  | 0 | 0
Lateral Hardening-Fuse-92089694 | Lateral Hardening | 14124 | 0 |  | 0 | 0
Lateral Hardening-Fuse-92089923 | Lateral Hardening | 13447 | 0 |  | 0 | 0
Lateral Hardening-Fuse-92090136 | Lateral Hardening | 13030 | 0 |  | 0 | 0
Lateral Hardening-Fuse-92090727 | Lateral Hardening | 13224 | 0 |  | 0 | 0
Lateral Hardening-Fuse-92091606 | Lateral Hardening | 13031 | 0 |  | 0 | 0
Lateral Hardening-Fuse-92091985 | Lateral Hardening | 13420 | 2023 |  | 0 | 2023
Lateral Hardening-Fuse-92092534 | Lateral Hardening | 13961 | 0 |  | 0 | 0
Lateral Hardening-Fuse-92093267 | Lateral Hardening | 13030 | 0 |  | 0 | 0
Lateral Hardening-Fuse-92094142 | Lateral Hardening | 13479 | 0 |  | 0 | 0
Lateral Hardening-Fuse-92094218 | Lateral Hardening | 13021 | 0 |  | 0 | 0
Lateral Hardening-Fuse-92094235 | Lateral Hardening | 13479 | 0 |  | 0 | 0
Lateral Hardening-Fuse-92094500 | Lateral Hardening | 13296 | 0 |  | 0 | 0
Lateral Hardening-Fuse-92094534 | Lateral Hardening | 13939 | 0 |  | 0 | 0
Lateral Hardening-Fuse-92094568 | Lateral Hardening | 13939 | 0 |  | 0 | 0
Lateral Hardening-Fuse-92095329 | Lateral Hardening | 13030 | 0 |  | 0 | 0
Lateral Hardening-Fuse-92095330 | Lateral Hardening | 13030 | 0 |  | 0 | 0
Lateral Hardening-Fuse-92095742 | Lateral Hardening | 13961 | 0 |  | 0 | 0
Lateral Hardening-Fuse-92096217 | Lateral Hardening | 13473 | 0 |  | 0 | 0
Lateral Hardening-Fuse-92096241 | Lateral Hardening | 13473 | 0 |  | 0 | 0
Lateral Hardening-Fuse-92096248 | Lateral Hardening | 13892 | 0 |  | 0 | 0
Lateral Hardening-Fuse-92096870 | Lateral Hardening | 13217 | 0 |  | 0 | 0
Lateral Hardening-Fuse-92097014 | Lateral Hardening | 13217 | 2025 |  | 0 | 2025
Lateral Hardening-Fuse-92097055 | Lateral Hardening | 13279 | 0 |  | 0 | 0
Lateral Hardening-Fuse-92097460 | Lateral Hardening | 13473 | 2021 |  | 0 | 2021
Lateral Hardening-Fuse-92097941 | Lateral Hardening | 13031 | 0 |  | 0 | 0
Lateral Hardening-Fuse-92098391 | Lateral Hardening | 13705 | 2027 |  | 0 | 2027
Lateral Hardening-Fuse-92098544 | Lateral Hardening | 13030 | 0 |  | 0 | 0
Lateral Hardening-Fuse-92099682 | Lateral Hardening | 13470 | 0 |  | 0 | 0
Lateral Hardening-Fuse-92099807 | Lateral Hardening | 13214 | 0 |  | 0 | 0
Lateral Hardening-Fuse-92099918 | Lateral Hardening | 14041 | 0 |  | 0 | 0
Lateral Hardening-Fuse-92100094 | Lateral Hardening | 13019 | 0 |  | 0 | 0
Lateral Hardening-Fuse-92100124 | Lateral Hardening | 13431 | 0 |  | 0 | 0
Lateral Hardening-Fuse-92100339 | Lateral Hardening | 13450 | 0 |  | 0 | 0
Lateral Hardening-Fuse-92100350 | Lateral Hardening | 13450 | 0 |  | 0 | 0
Lateral Hardening-Fuse-92101862 | Lateral Hardening | 13829 | 2023 |  | 0 | 2023
Lateral Hardening-Fuse-92102256 | Lateral Hardening | 13030 | 0 |  | 0 | 0
Lateral Hardening-Fuse-92102324 | Lateral Hardening | 13418 | 0 |  | 0 | 0
Lateral Hardening-Fuse-92102545 | Lateral Hardening | 13470 | 0 |  | 0 | 0
Lateral Hardening-Fuse-92103181 | Lateral Hardening | 13296 | 0 |  | 0 | 0
Lateral Hardening-Fuse-92104165 | Lateral Hardening | 13470 | 0 |  | 0 | 0
Lateral Hardening-Fuse-92105635 | Lateral Hardening | 13030 | 2028 |  | 0 | 2028
Lateral Hardening-Fuse-92105946 | Lateral Hardening | 13031 | 0 |  | 0 | 0
Lateral Hardening-Fuse-92106524 | Lateral Hardening | 13512 | 0 |  | 0 | 0
Lateral Hardening-Fuse-92106693 | Lateral Hardening | 13024 | 0 |  | 0 | 0
Lateral Hardening-Fuse-92106714 | Lateral Hardening | 13924 | 0 |  | 0 | 0
Lateral Hardening-Fuse-92107167 | Lateral Hardening | 13470 | 0 |  | 0 | 0
Lateral Hardening-Fuse-92108588 | Lateral Hardening | 13019 | 0 |  | 0 | 0
Lateral Hardening-Fuse-92109908 | Lateral Hardening | 13470 | 0 |  | 0 | 0
Lateral Hardening-Fuse-92110000 | Lateral Hardening | 13924 | 0 |  | 0 | 0
Lateral Hardening-Fuse-92110062 | Lateral Hardening | 13612 | 0 |  | 0 | 0
Lateral Hardening-Fuse-92111319 | Lateral Hardening | 13470 | 0 |  | 0 | 0
Lateral Hardening-Fuse-92111618 | Lateral Hardening | 13470 | 0 |  | 0 | 0
Lateral Hardening-Fuse-92111687 | Lateral Hardening | 13077 | 0 |  | 0 | 0
Lateral Hardening-Fuse-92113376 | Lateral Hardening | 13020 | 0 |  | 0 | 0
Lateral Hardening-Fuse-92113796 | Lateral Hardening | 13019 | 0 |  | 0 | 0
Lateral Hardening-Fuse-92115062 | Lateral Hardening | 13470 | 0 |  | 0 | 0
Lateral Hardening-Fuse-92115482 | Lateral Hardening | 13118 | 0 |  | 0 | 0
Lateral Hardening-Fuse-92115626 | Lateral Hardening | 13098 | 0 |  | 0 | 0
Lateral Hardening-Fuse-92115893 | Lateral Hardening | 13470 | 0 |  | 0 | 0
Lateral Hardening-Fuse-92115894 | Lateral Hardening | 13470 | 0 |  | 0 | 0
Lateral Hardening-Fuse-92116982 | Lateral Hardening | 13473 | 0 |  | 0 | 0
Lateral Hardening-Fuse-92116998 | Lateral Hardening | 13473 | 0 |  | 0 | 0
Lateral Hardening-Fuse-92116999 | Lateral Hardening | 13020 | 0 |  | 0 | 0
Lateral Hardening-Fuse-92118877 | Lateral Hardening | 13817 | 0 |  | 0 | 0
Lateral Hardening-Fuse-92118880 | Lateral Hardening | 13817 | 0 |  | 0 | 0
Lateral Hardening-Fuse-92119086 | Lateral Hardening | 13470 | 2026 |  | 0 | 2026
Lateral Hardening-Fuse-92119087 | Lateral Hardening | 13470 | 0 |  | 0 | 0
Lateral Hardening-Fuse-92120130 | Lateral Hardening | 13241 | 0 |  | 0 | 0
Lateral Hardening-Fuse-92120211 | Lateral Hardening | 13470 | 0 |  | 0 | 0
Lateral Hardening-Fuse-92120396 | Lateral Hardening | 13348 | 0 |  | 0 | 0
Lateral Hardening-Fuse-92120672 | Lateral Hardening | 13031 | 0 |  | 0 | 0
Lateral Hardening-Fuse-92122125 | Lateral Hardening | 13020 | 2028 |  | 0 | 2028
Lateral Hardening-Fuse-92122135 | Lateral Hardening | 13020 | 0 |  | 0 | 0
Lateral Hardening-Fuse-92122410 | Lateral Hardening | 13020 | 0 |  | 0 | 0
Lateral Hardening-Fuse-92122514 | Lateral Hardening | 13011 | 0 |  | 0 | 0
Lateral Hardening-Fuse-92122578 | Lateral Hardening | 13748 | 0 |  | 0 | 0
Lateral Hardening-Fuse-92122582 | Lateral Hardening | 13748 | 0 |  | 0 | 0
Lateral Hardening-Fuse-92123871 | Lateral Hardening | 13348 | 0 |  | 0 | 0
Lateral Hardening-Fuse-92124135 | Lateral Hardening | 13470 | 0 |  | 0 | 0
Lateral Hardening-Fuse-92124242 | Lateral Hardening | 13020 | 0 |  | 0 | 0
Lateral Hardening-Fuse-92124447 | Lateral Hardening | 13813 | 0 |  | 0 | 0
Lateral Hardening-Fuse-92124689 | Lateral Hardening | 13063 | 0 |  | 0 | 0
Lateral Hardening-Fuse-92124741 | Lateral Hardening | 13592 | 2022 |  | 0 | 2022
Lateral Hardening-Fuse-92124819 | Lateral Hardening | 13349 | 0 |  | 0 | 0
Lateral Hardening-Fuse-92124997 | Lateral Hardening | 14116 | 0 |  | 0 | 0
Lateral Hardening-Fuse-92125751 | Lateral Hardening | 13019 | 0 |  | 0 | 0
Lateral Hardening-Fuse-92126052 | Lateral Hardening | 13303 | 0 |  | 0 | 0
Lateral Hardening-Fuse-92126206 | Lateral Hardening | 13754 | 0 |  | 0 | 0
Lateral Hardening-Fuse-92126698 | Lateral Hardening | 13489 | 0 |  | 0 | 0
Lateral Hardening-Fuse-92126804 | Lateral Hardening | 13163 | 0 |  | 0 | 0
Lateral Hardening-Fuse-92126903 | Lateral Hardening | 13709 | 0 |  | 0 | 0
Lateral Hardening-Fuse-92127332 | Lateral Hardening | 13163 | 2026 |  | 0 | 2026
Lateral Hardening-Fuse-92128155 | Lateral Hardening | 13133 | 0 |  | 0 | 0
Lateral Hardening-Fuse-92128412 | Lateral Hardening | 13113 | 0 |  | 0 | 0
Lateral Hardening-Fuse-92128416 | Lateral Hardening | 13113 | 0 |  | 0 | 0
Lateral Hardening-Fuse-92128693 | Lateral Hardening | 13019 | 0 |  | 0 | 0
Lateral Hardening-Fuse-92128807 | Lateral Hardening | 13946 | 2023 |  | 0 | 2023
Lateral Hardening-Fuse-92128810 | Lateral Hardening | 13946 | 0 |  | 0 | 0
Lateral Hardening-Fuse-92128947 | Lateral Hardening | 13231 | 0 |  | 0 | 0
Lateral Hardening-Fuse-92129032 | Lateral Hardening | 13967 | 0 |  | 0 | 0
Lateral Hardening-Fuse-92129330 | Lateral Hardening | 13048 | 2027 |  | 0 | 2027
Lateral Hardening-Fuse-92129500 | Lateral Hardening | 13412 | 2029 |  | 0 | 2029
Lateral Hardening-Fuse-92129501 | Lateral Hardening | 13412 | 0 |  | 0 | 0
Lateral Hardening-Fuse-92130555 | Lateral Hardening | 13140 | 0 |  | 0 | 0
Lateral Hardening-Fuse-92130775 | Lateral Hardening | 14202 | 0 |  | 0 | 0
Lateral Hardening-Fuse-92130874 | Lateral Hardening | 13019 | 0 |  | 0 | 0
Lateral Hardening-Fuse-92130879 | Lateral Hardening | 13223 | 0 |  | 0 | 0
Lateral Hardening-Fuse-92131285 | Lateral Hardening | 13019 | 0 |  | 0 | 0
Lateral Hardening-Fuse-92131473 | Lateral Hardening | 13523 | 0 |  | 0 | 0
Lateral Hardening-Fuse-92131821 | Lateral Hardening | 14111 | 0 |  | 0 | 0
Lateral Hardening-Fuse-92131866 | Lateral Hardening | 13019 | 0 |  | 0 | 0
Lateral Hardening-Fuse-92131942 | Lateral Hardening | 14111 | 0 |  | 0 | 0
Lateral Hardening-Fuse-92132257 | Lateral Hardening | 13016 | 2029 |  | 0 | 2029
Lateral Hardening-Fuse-92132399 | Lateral Hardening | 13198 | 0 |  | 0 | 0
Lateral Hardening-Fuse-92132400 | Lateral Hardening | 13198 | 0 |  | 0 | 0
Lateral Hardening-Fuse-92132589 | Lateral Hardening | 13523 | 0 |  | 0 | 0
Lateral Hardening-Fuse-92133123 | Lateral Hardening | 13612 | 0 |  | 0 | 0
Lateral Hardening-Fuse-92133124 | Lateral Hardening | 13612 | 0 |  | 0 | 0
Lateral Hardening-Fuse-92133237 | Lateral Hardening | 13011 | 0 |  | 0 | 0
Lateral Hardening-Fuse-92133837 | Lateral Hardening | 14123 | 0 |  | 0 | 0
Lateral Hardening-Fuse-92134200 | Lateral Hardening | 13172 | 0 |  | 0 | 0
Lateral Hardening-Fuse-92134566 | Lateral Hardening | 13172 | 0 |  | 0 | 0
Lateral Hardening-Fuse-92134831 | Lateral Hardening | 14111 | 0 |  | 0 | 0
Lateral Hardening-Fuse-92134864 | Lateral Hardening | 13019 | 2024 |  | 0 | 2024
Lateral Hardening-Fuse-92137429 | Lateral Hardening | 13231 | 0 |  | 0 | 0
Lateral Hardening-Fuse-92137631 | Lateral Hardening | 13231 | 0 |  | 0 | 0
Lateral Hardening-Fuse-92138288 | Lateral Hardening | 13167 | 0 |  | 0 | 0
Lateral Hardening-Fuse-92139503 | Lateral Hardening | 14111 | 0 |  | 0 | 0
Lateral Hardening-Fuse-92139978 | Lateral Hardening | 13961 | 0 |  | 0 | 0
Lateral Hardening-Fuse-92140430 | Lateral Hardening | 14025 | 0 |  | 0 | 0
Lateral Hardening-Fuse-92140880 | Lateral Hardening | 13159 | 0 |  | 0 | 0
Lateral Hardening-Fuse-92140897 | Lateral Hardening | 13967 | 2025 |  | 0 | 2025
Lateral Hardening-Fuse-92140995 | Lateral Hardening | 13113 | 0 |  | 0 | 0
Lateral Hardening-Fuse-92141025 | Lateral Hardening | 13113 | 0 |  | 0 | 0
Lateral Hardening-Fuse-92141061 | Lateral Hardening | 13172 | 0 |  | 0 | 0
Lateral Hardening-Fuse-92141312 | Lateral Hardening | 13613 | 0 |  | 0 | 0
Lateral Hardening-Fuse-92142610 | Lateral Hardening | 13867 | 0 |  | 0 | 0
Lateral Hardening-Fuse-92142970 | Lateral Hardening | 13140 | 0 |  | 0 | 0
Lateral Hardening-Fuse-92144089 | Lateral Hardening | 13373 | 0 |  | 0 | 0
Lateral Hardening-Fuse-92145506 | Lateral Hardening | 13330 | 0 |  | 0 | 0
Lateral Hardening-Fuse-92145929 | Lateral Hardening | 13959 | 0 |  | 0 | 0
Lateral Hardening-Fuse-92145937 | Lateral Hardening | 13959 | 0 |  | 0 | 0
Lateral Hardening-Fuse-92146252 | Lateral Hardening | 14111 | 0 |  | 0 | 0
Lateral Hardening-Fuse-92146952 | Lateral Hardening | 13330 | 0 |  | 0 | 0
Lateral Hardening-Fuse-92147113 | Lateral Hardening | 13748 | 0 |  | 0 | 0
Lateral Hardening-Fuse-92147127 | Lateral Hardening | 13547 | 0 |  | 0 | 0
Lateral Hardening-Fuse-92147535 | Lateral Hardening | 13167 | 0 |  | 0 | 0
Lateral Hardening-Fuse-92147737 | Lateral Hardening | 14042 | 0 |  | 0 | 0
Lateral Hardening-Fuse-92148012 | Lateral Hardening | 13080 | 0 |  | 0 | 0
Lateral Hardening-Fuse-92148495 | Lateral Hardening | 13959 | 0 |  | 0 | 0
Lateral Hardening-Fuse-92148509 | Lateral Hardening | 13231 | 0 |  | 0 | 0
Lateral Hardening-Fuse-92148656 | Lateral Hardening | 13959 | 2024 |  | 0 | 2024
Lateral Hardening-Fuse-92149437 | Lateral Hardening | 13547 | 0 |  | 0 | 0
Lateral Hardening-Fuse-92149970 | Lateral Hardening | 13546 | 0 |  | 0 | 0
Lateral Hardening-Fuse-92149992 | Lateral Hardening | 13546 | 0 |  | 0 | 0
Lateral Hardening-Fuse-92150104 | Lateral Hardening | 13523 | 2028 |  | 0 | 2028
Lateral Hardening-Fuse-92151360 | Lateral Hardening | 13147 | 2026 |  | 0 | 2026
Lateral Hardening-Fuse-92151627 | Lateral Hardening | 14050 | 0 |  | 0 | 0
Lateral Hardening-Fuse-92151791 | Lateral Hardening | 13489 | 0 |  | 0 | 0
Lateral Hardening-Fuse-92151829 | Lateral Hardening | 13303 | 2027 |  | 0 | 2027
Lateral Hardening-Fuse-92151856 | Lateral Hardening | 13128 | 0 |  | 0 | 0
Lateral Hardening-Fuse-92151881 | Lateral Hardening | 14050 | 0 |  | 0 | 0
Lateral Hardening-Fuse-92151898 | Lateral Hardening | 13198 | 0 |  | 0 | 0
Lateral Hardening-Fuse-92152252 | Lateral Hardening | 13489 | 0 |  | 0 | 0
Lateral Hardening-Fuse-92152259 | Lateral Hardening | 13489 | 0 |  | 0 | 0
Lateral Hardening-Fuse-92152301 | Lateral Hardening | 13019 | 0 |  | 0 | 0
Lateral Hardening-Fuse-92152439 | Lateral Hardening | 13391 | 2028 |  | 0 | 2028
Lateral Hardening-Fuse-92152611 | Lateral Hardening | 13019 | 0 |  | 0 | 0
Lateral Hardening-Fuse-92153349 | Lateral Hardening | 13722 | 0 |  | 0 | 0
Lateral Hardening-Fuse-92154238 | Lateral Hardening | 13391 | 0 |  | 0 | 0
Lateral Hardening-Fuse-92154256 | Lateral Hardening | 13167 | 0 |  | 0 | 0
Lateral Hardening-Fuse-92154284 | Lateral Hardening | 13577 | 0 |  | 0 | 0
Lateral Hardening-Fuse-92155126 | Lateral Hardening | 13489 | 0 |  | 0 | 0
Lateral Hardening-Fuse-92155151 | Lateral Hardening | 13002 | 0 |  | 0 | 0
Lateral Hardening-Fuse-92156281 | Lateral Hardening | 13840 | 0 |  | 0 | 0
Lateral Hardening-Fuse-92156288 | Lateral Hardening | 13043 | 0 |  | 0 | 0
Lateral Hardening-Fuse-92156348 | Lateral Hardening | 13017 | 0 |  | 0 | 0
Lateral Hardening-Fuse-92156616 | Lateral Hardening | 13748 | 0 |  | 0 | 0
Lateral Hardening-Fuse-92157325 | Lateral Hardening | 13785 | 0 |  | 0 | 0
Lateral Hardening-Fuse-92158049 | Lateral Hardening | 13199 | 0 |  | 0 | 0
Lateral Hardening-Fuse-92158139 | Lateral Hardening | 13167 | 0 |  | 0 | 0
Lateral Hardening-Fuse-92158157 | Lateral Hardening | 13523 | 0 |  | 0 | 0
Lateral Hardening-Fuse-92158799 | Lateral Hardening | 13479 | 0 |  | 0 | 0
Lateral Hardening-Fuse-92159501 | Lateral Hardening | 13199 | 0 |  | 0 | 0
Lateral Hardening-Fuse-92159914 | Lateral Hardening | 13114 | 0 |  | 0 | 0
Lateral Hardening-Fuse-92160583 | Lateral Hardening | 13593 | 0 |  | 0 | 0
Lateral Hardening-Fuse-92160654 | Lateral Hardening | 13737 | 0 |  | 0 | 0
Lateral Hardening-Fuse-92162766 | Lateral Hardening | 13737 | 0 |  | 0 | 0
Lateral Hardening-Fuse-92163176 | Lateral Hardening | 13199 | 0 |  | 0 | 0
Lateral Hardening-Fuse-92163603 | Lateral Hardening | 13231 | 0 |  | 0 | 0
Lateral Hardening-Fuse-92164281 | Lateral Hardening | 13722 | 0 |  | 0 | 0
Lateral Hardening-Fuse-92164532 | Lateral Hardening | 13280 | 0 |  | 0 | 0
Lateral Hardening-Fuse-92165770 | Lateral Hardening | 13019 | 0 |  | 0 | 0
Lateral Hardening-Fuse-92165771 | Lateral Hardening | 13019 | 2024 |  | 0 | 2024
Lateral Hardening-Fuse-92165955 | Lateral Hardening | 13198 | 0 |  | 0 | 0
Lateral Hardening-Fuse-92166023 | Lateral Hardening | 13198 | 0 |  | 0 | 0
Lateral Hardening-Fuse-92166031 | Lateral Hardening | 13198 | 0 |  | 0 | 0
Lateral Hardening-Fuse-92166785 | Lateral Hardening | 13693 | 0 |  | 0 | 0
Lateral Hardening-Fuse-92168813 | Lateral Hardening | 13417 | 0 |  | 0 | 0
Lateral Hardening-Fuse-92169062 | Lateral Hardening | 13522 | 2023 |  | 0 | 2023
Lateral Hardening-Fuse-92169754 | Lateral Hardening | 13964 | 0 |  | 0 | 0
Lateral Hardening-Fuse-92169994 | Lateral Hardening | 13279 | 0 |  | 0 | 0
Lateral Hardening-Fuse-92170200 | Lateral Hardening | 13303 | 0 |  | 0 | 0
Lateral Hardening-Fuse-92170465 | Lateral Hardening | 13231 | 0 |  | 0 | 0
Lateral Hardening-Fuse-92170591 | Lateral Hardening | 13391 | 2028 |  | 0 | 2028
Lateral Hardening-Fuse-92170794 | Lateral Hardening | 13691 | 0 |  | 0 | 0
Lateral Hardening-Fuse-92170849 | Lateral Hardening | 13020 | 2028 |  | 0 | 2028
Lateral Hardening-Fuse-92171336 | Lateral Hardening | 13391 | 2028 |  | 0 | 2028
Lateral Hardening-Fuse-92171769 | Lateral Hardening | 13391 | 0 |  | 0 | 0
Lateral Hardening-Fuse-92172604 | Lateral Hardening | 14021 | 0 |  | 0 | 0
Lateral Hardening-Fuse-92172705 | Lateral Hardening | 13479 | 0 |  | 0 | 0
Lateral Hardening-Fuse-92173076 | Lateral Hardening | 13909 | 2023 |  | 0 | 2023
Lateral Hardening-Fuse-92173084 | Lateral Hardening | 13748 | 0 |  | 0 | 0
Lateral Hardening-Fuse-92173184 | Lateral Hardening | 13199 | 0 |  | 0 | 0
Lateral Hardening-Fuse-92173382 | Lateral Hardening | 13391 | 0 |  | 0 | 0
Lateral Hardening-Fuse-92173403 | Lateral Hardening | 13391 | 0 |  | 0 | 0
Lateral Hardening-Fuse-92173477 | Lateral Hardening | 13198 | 0 |  | 0 | 0
Lateral Hardening-Fuse-92173655 | Lateral Hardening | 13909 | 0 |  | 0 | 0
Lateral Hardening-Fuse-92173884 | Lateral Hardening | 13685 | 0 |  | 0 | 0
Lateral Hardening-Fuse-92174420 | Lateral Hardening | 13839 | 0 |  | 0 | 0
Lateral Hardening-Fuse-92174636 | Lateral Hardening | 13199 | 0 |  | 0 | 0
Lateral Hardening-Fuse-92176083 | Lateral Hardening | 13308 | 2026 |  | 0 | 2026
Lateral Hardening-Fuse-92176531 | Lateral Hardening | 13523 | 0 |  | 0 | 0
Lateral Hardening-Fuse-92177025 | Lateral Hardening | 13199 | 0 |  | 0 | 0
Lateral Hardening-Fuse-92177230 | Lateral Hardening | 13685 | 0 |  | 0 | 0
Lateral Hardening-Fuse-92177842 | Lateral Hardening | 13330 | 2025 |  | 0 | 2025
Lateral Hardening-Fuse-92178129 | Lateral Hardening | 13210 | 0 |  | 0 | 0
Lateral Hardening-Fuse-92178137 | Lateral Hardening | 13163 | 0 |  | 0 | 0
Lateral Hardening-Fuse-92178250 | Lateral Hardening | 13128 | 0 |  | 0 | 0
Lateral Hardening-Fuse-92178950 | Lateral Hardening | 13019 | 0 |  | 0 | 0
Lateral Hardening-Fuse-92179916 | Lateral Hardening | 13230 | 0 |  | 0 | 0
Lateral Hardening-Fuse-92180181 | Lateral Hardening | 13233 | 0 |  | 0 | 0
Lateral Hardening-Fuse-92180224 | Lateral Hardening | 13230 | 2021 |  | 0 | 2021
Lateral Hardening-Fuse-92181166 | Lateral Hardening | 14266 | 0 |  | 0 | 0
Lateral Hardening-Fuse-92181580 | Lateral Hardening | 13233 | 0 |  | 0 | 0
Lateral Hardening-Fuse-92181604 | Lateral Hardening | 13370 | 2022 |  | 0 | 2022
Lateral Hardening-Fuse-92182020 | Lateral Hardening | 13044 | 0 |  | 0 | 0
Lateral Hardening-Fuse-92182142 | Lateral Hardening | 13650 | 2024 | 2022 | 2 | 2022
Lateral Hardening-Fuse-92183581 | Lateral Hardening | 13233 | 0 |  | 0 | 0
Lateral Hardening-Fuse-92183930 | Lateral Hardening | 13163 | 2026 |  | 0 | 2026
Lateral Hardening-Fuse-92183966 | Lateral Hardening | 13198 | 2022 |  | 0 | 2022
Lateral Hardening-Fuse-92185426 | Lateral Hardening | 13162 | 2022 |  | 0 | 2022
Lateral Hardening-Fuse-92185433 | Lateral Hardening | 13162 | 0 |  | 0 | 0
Lateral Hardening-Fuse-92185434 | Lateral Hardening | 13162 | 0 |  | 0 | 0
Lateral Hardening-Fuse-92185478 | Lateral Hardening | 13348 | 0 |  | 0 | 0
Lateral Hardening-Fuse-92185479 | Lateral Hardening | 13348 | 0 |  | 0 | 0
Lateral Hardening-Fuse-92186138 | Lateral Hardening | 13227 | 0 |  | 0 | 0
Lateral Hardening-Fuse-92187440 | Lateral Hardening | 13750 | 0 |  | 0 | 0
Lateral Hardening-Fuse-92187661 | Lateral Hardening | 14111 | 0 |  | 0 | 0
Lateral Hardening-Fuse-92187834 | Lateral Hardening | 13098 | 0 |  | 0 | 0
Lateral Hardening-Fuse-92188061 | Lateral Hardening | 13786 | 0 |  | 0 | 0
Lateral Hardening-Fuse-92188157 | Lateral Hardening | 13740 | 0 |  | 0 | 0
Lateral Hardening-Fuse-92189613 | Lateral Hardening | 13692 | 0 |  | 0 | 0
Lateral Hardening-Fuse-92189620 | Lateral Hardening | 13229 | 0 |  | 0 | 0
Lateral Hardening-Fuse-92190389 | Lateral Hardening | 13207 | 2024 |  | 0 | 2024
Lateral Hardening-Fuse-92190580 | Lateral Hardening | 13020 | 0 |  | 0 | 0
Lateral Hardening-Fuse-92190811 | Lateral Hardening | 13002 | 0 |  | 0 | 0
Lateral Hardening-Fuse-92190948 | Lateral Hardening | 13118 | 0 |  | 0 | 0
Lateral Hardening-Fuse-92191972 | Lateral Hardening | 13440 | 0 |  | 0 | 0
Lateral Hardening-Fuse-92192825 | Lateral Hardening | 13645 | 0 |  | 0 | 0
Lateral Hardening-Fuse-92192929 | Lateral Hardening | 13645 | 0 |  | 0 | 0
Lateral Hardening-Fuse-92193739 | Lateral Hardening | 13020 | 0 |  | 0 | 0
Lateral Hardening-Fuse-92194148 | Lateral Hardening | 13656 | 0 |  | 0 | 0
Lateral Hardening-Fuse-92194575 | Lateral Hardening | 14117 | 0 |  | 0 | 0
Lateral Hardening-Fuse-92196668 | Lateral Hardening | 13198 | 0 |  | 0 | 0
Lateral Hardening-Fuse-92196942 | Lateral Hardening | 13020 | 2028 |  | 0 | 2028
Lateral Hardening-Fuse-92197131 | Lateral Hardening | 13330 | 2025 |  | 0 | 2025
Lateral Hardening-Fuse-92197157 | Lateral Hardening | 13330 | 0 |  | 0 | 0
Lateral Hardening-Fuse-92197203 | Lateral Hardening | 13030 | 0 |  | 0 | 0
Lateral Hardening-Fuse-92197346 | Lateral Hardening | 13330 | 2025 |  | 0 | 2025
Lateral Hardening-Fuse-92198320 | Lateral Hardening | 13489 | 0 |  | 0 | 0
Lateral Hardening-Fuse-92199461 | Lateral Hardening | 13838 | 0 |  | 0 | 0
Lateral Hardening-Fuse-92199620 | Lateral Hardening | 13909 | 0 |  | 0 | 0
Lateral Hardening-Fuse-92199635 | Lateral Hardening | 13722 | 0 |  | 0 | 0
Lateral Hardening-Fuse-92199670 | Lateral Hardening | 13909 | 0 |  | 0 | 0
Lateral Hardening-Fuse-92199715 | Lateral Hardening | 13787 | 0 |  | 0 | 0
Lateral Hardening-Fuse-92199717 | Lateral Hardening | 13787 | 0 |  | 0 | 0
Lateral Hardening-Fuse-92199736 | Lateral Hardening | 13787 | 0 |  | 0 | 0
Lateral Hardening-Fuse-92199767 | Lateral Hardening | 13147 | 0 |  | 0 | 0
Lateral Hardening-Fuse-92199776 | Lateral Hardening | 13147 | 0 |  | 0 | 0
Lateral Hardening-Fuse-92199793 | Lateral Hardening | 13909 | 2023 |  | 0 | 2023
Lateral Hardening-Fuse-92199929 | Lateral Hardening | 13659 | 0 |  | 0 | 0
Lateral Hardening-Fuse-92200425 | Lateral Hardening | 13909 | 2023 |  | 0 | 2023
Lateral Hardening-Fuse-92200747 | Lateral Hardening | 13431 | 0 |  | 0 | 0
Lateral Hardening-Fuse-92200938 | Lateral Hardening | 13909 | 0 |  | 0 | 0
Lateral Hardening-Fuse-92200939 | Lateral Hardening | 13228 | 0 |  | 0 | 0
Lateral Hardening-Fuse-92201897 | Lateral Hardening | 13118 | 0 |  | 0 | 0
Lateral Hardening-Fuse-92202273 | Lateral Hardening | 13007 | 0 |  | 0 | 0
Lateral Hardening-Fuse-92202651 | Lateral Hardening | 13489 | 0 |  | 0 | 0
Lateral Hardening-Fuse-92202652 | Lateral Hardening | 13489 | 0 |  | 0 | 0
Lateral Hardening-Fuse-92202928 | Lateral Hardening | 13754 | 0 |  | 0 | 0
Lateral Hardening-Fuse-92202958 | Lateral Hardening | 13020 | 0 |  | 0 | 0
Lateral Hardening-Fuse-92203067 | Lateral Hardening | 13754 | 2025 |  | 0 | 2025
Lateral Hardening-Fuse-92203540 | Lateral Hardening | 13786 | 0 |  | 0 | 0
Lateral Hardening-Fuse-92203615 | Lateral Hardening | 13786 | 0 |  | 0 | 0
Lateral Hardening-Fuse-92203676 | Lateral Hardening | 13754 | 2025 |  | 0 | 2025
Lateral Hardening-Fuse-92203734 | Lateral Hardening | 14032 | 0 |  | 0 | 0
Lateral Hardening-Fuse-92204212 | Lateral Hardening | 13236 | 0 |  | 0 | 0
Lateral Hardening-Fuse-92204382 | Lateral Hardening | 13118 | 2021 |  | 0 | 2021
Lateral Hardening-Fuse-92205063 | Lateral Hardening | 13020 | 0 |  | 0 | 0
Lateral Hardening-Fuse-92205499 | Lateral Hardening | 13004 | 2023 |  | 0 | 2023
Lateral Hardening-Fuse-92205511 | Lateral Hardening | 13043 | 0 |  | 0 | 0
Lateral Hardening-Fuse-92205781 | Lateral Hardening | 13432 | 0 |  | 0 | 0
Lateral Hardening-Fuse-92205905 | Lateral Hardening | 13230 | 0 |  | 0 | 0
Lateral Hardening-Fuse-92205907 | Lateral Hardening | 13201 | 0 |  | 0 | 0
Lateral Hardening-Fuse-92206022 | Lateral Hardening | 13461 | 0 |  | 0 | 0
Lateral Hardening-Fuse-92206482 | Lateral Hardening | 13909 | 2023 |  | 0 | 2023
Lateral Hardening-Fuse-92206593 | Lateral Hardening | 14145 | 0 |  | 0 | 0
Lateral Hardening-Fuse-92206620 | Lateral Hardening | 13236 | 0 |  | 0 | 0
Lateral Hardening-Fuse-92206621 | Lateral Hardening | 13236 | 0 |  | 0 | 0
Lateral Hardening-Fuse-92206623 | Lateral Hardening | 13302 | 0 |  | 0 | 0
Lateral Hardening-Fuse-92206626 | Lateral Hardening | 13939 | 0 |  | 0 | 0
Lateral Hardening-Fuse-92206826 | Lateral Hardening | 14145 | 0 |  | 0 | 0
Lateral Hardening-Fuse-92207088 | Lateral Hardening | 13311 | 0 |  | 0 | 0
Lateral Hardening-Fuse-92207537 | Lateral Hardening | 13489 | 0 |  | 0 | 0
Lateral Hardening-Fuse-92207754 | Lateral Hardening | 13645 | 2021 |  | 0 | 2021
Lateral Hardening-Fuse-92208426 | Lateral Hardening | 13489 | 0 |  | 0 | 0
Lateral Hardening-Fuse-92208546 | Lateral Hardening | 13230 | 2021 |  | 0 | 2021
Lateral Hardening-Fuse-92208547 | Lateral Hardening | 13645 | 0 |  | 0 | 0
Lateral Hardening-Fuse-92208760 | Lateral Hardening | 13231 | 0 |  | 0 | 0
Lateral Hardening-Fuse-92209118 | Lateral Hardening | 14025 | 0 |  | 0 | 0
Lateral Hardening-Fuse-92209195 | Lateral Hardening | 13612 | 0 |  | 0 | 0
Lateral Hardening-Fuse-92209767 | Lateral Hardening | 13242 | 2028 |  | 0 | 2028
Lateral Hardening-Fuse-92210309 | Lateral Hardening | 13062 | 0 |  | 0 | 0
Lateral Hardening-Fuse-92210735 | Lateral Hardening | 13909 | 0 |  | 0 | 0
Lateral Hardening-Fuse-92210896 | Lateral Hardening | 13370 | 0 |  | 0 | 0
Lateral Hardening-Fuse-92211083 | Lateral Hardening | 14025 | 0 |  | 0 | 0
Lateral Hardening-Fuse-92211099 | Lateral Hardening | 14025 | 0 |  | 0 | 0
Lateral Hardening-Fuse-92211305 | Lateral Hardening | 14025 | 0 |  | 0 | 0
Lateral Hardening-Fuse-92211387 | Lateral Hardening | 13007 | 0 |  | 0 | 0
Lateral Hardening-Fuse-92211811 | Lateral Hardening | 13787 | 0 |  | 0 | 0
Lateral Hardening-Fuse-92211821 | Lateral Hardening | 13787 | 0 |  | 0 | 0
Lateral Hardening-Fuse-92211833 | Lateral Hardening | 13647 | 2029 |  | 0 | 2029
Lateral Hardening-Fuse-92211943 | Lateral Hardening | 13148 | 0 |  | 0 | 0
Lateral Hardening-Fuse-92211992 | Lateral Hardening | 13740 | 2025 |  | 0 | 2025
Lateral Hardening-Fuse-92212139 | Lateral Hardening | 13647 | 0 |  | 0 | 0
Lateral Hardening-Fuse-92212171 | Lateral Hardening | 13647 | 0 |  | 0 | 0
Lateral Hardening-Fuse-92212187 | Lateral Hardening | 13647 | 0 |  | 0 | 0
Lateral Hardening-Fuse-92212716 | Lateral Hardening | 14111 | 0 |  | 0 | 0
Lateral Hardening-Fuse-92213343 | Lateral Hardening | 13787 | 0 |  | 0 | 0
Lateral Hardening-Fuse-92213350 | Lateral Hardening | 14111 | 0 |  | 0 | 0
Lateral Hardening-Fuse-92213455 | Lateral Hardening | 14111 | 0 |  | 0 | 0
Lateral Hardening-Fuse-92213510 | Lateral Hardening | 13128 | 2024 |  | 0 | 2024
Lateral Hardening-Fuse-92214774 | Lateral Hardening | 13063 | 0 |  | 0 | 0
Lateral Hardening-Fuse-92214946 | Lateral Hardening | 13161 | 2024 |  | 0 | 2024
Lateral Hardening-Fuse-92215516 | Lateral Hardening | 13065 | 0 |  | 0 | 0
Lateral Hardening-Fuse-92216447 | Lateral Hardening | 13039 | 0 |  | 0 | 0
Lateral Hardening-Fuse-92216939 | Lateral Hardening | 13685 | 0 |  | 0 | 0
Lateral Hardening-Fuse-92218960 | Lateral Hardening | 13065 | 0 |  | 0 | 0
Lateral Hardening-Fuse-92219090 | Lateral Hardening | 13148 | 0 |  | 0 | 0
Lateral Hardening-Fuse-92219346 | Lateral Hardening | 13687 | 0 |  | 0 | 0
Lateral Hardening-Fuse-92219356 | Lateral Hardening | 13706 | 0 |  | 0 | 0
Lateral Hardening-Fuse-92219674 | Lateral Hardening | 13489 | 0 |  | 0 | 0
Lateral Hardening-Fuse-92219675 | Lateral Hardening | 13489 | 0 |  | 0 | 0
Lateral Hardening-Fuse-92219687 | Lateral Hardening | 13489 | 0 |  | 0 | 0
Lateral Hardening-Fuse-92219689 | Lateral Hardening | 13489 | 0 |  | 0 | 0
Lateral Hardening-Fuse-92220409 | Lateral Hardening | 13431 | 0 |  | 0 | 0
Lateral Hardening-Fuse-92220843 | Lateral Hardening | 13148 | 0 |  | 0 | 0
Lateral Hardening-Fuse-92221609 | Lateral Hardening | 13489 | 0 |  | 0 | 0
Lateral Hardening-Fuse-92221610 | Lateral Hardening | 13489 | 0 |  | 0 | 0
Lateral Hardening-Fuse-92222077 | Lateral Hardening | 13148 | 0 |  | 0 | 0
Lateral Hardening-Fuse-92222537 | Lateral Hardening | 13342 | 0 |  | 0 | 0
Lateral Hardening-Fuse-92222827 | Lateral Hardening | 13227 | 0 |  | 0 | 0
Lateral Hardening-Fuse-92223144 | Lateral Hardening | 13206 | 2026 |  | 0 | 2026
Lateral Hardening-Fuse-92223189 | Lateral Hardening | 13359 | 0 |  | 0 | 0
Lateral Hardening-Fuse-92223396 | Lateral Hardening | 13489 | 0 |  | 0 | 0
Lateral Hardening-Fuse-92223402 | Lateral Hardening | 13489 | 0 |  | 0 | 0
Lateral Hardening-Fuse-92223403 | Lateral Hardening | 13489 | 0 |  | 0 | 0
Lateral Hardening-Fuse-92223692 | Lateral Hardening | 13911 | 0 |  | 0 | 0
Lateral Hardening-Fuse-92223744 | Lateral Hardening | 13303 | 0 |  | 0 | 0
Lateral Hardening-Fuse-92223898 | Lateral Hardening | 13405 | 0 |  | 0 | 0
Lateral Hardening-Fuse-92223899 | Lateral Hardening | 13063 | 0 |  | 0 | 0
Lateral Hardening-Fuse-92224172 | Lateral Hardening | 14111 | 0 |  | 0 | 0
Lateral Hardening-Fuse-92224559 | Lateral Hardening | 13724 | 0 |  | 0 | 0
Lateral Hardening-Fuse-92224618 | Lateral Hardening | 13927 | 0 |  | 0 | 0
Lateral Hardening-Fuse-92225034 | Lateral Hardening | 13063 | 0 |  | 0 | 0
Lateral Hardening-Fuse-92225195 | Lateral Hardening | 13039 | 0 |  | 0 | 0
Lateral Hardening-Fuse-92225433 | Lateral Hardening | 13146 | 0 |  | 0 | 0
Lateral Hardening-Fuse-92225997 | Lateral Hardening | 13787 | 0 |  | 0 | 0
Lateral Hardening-Fuse-92226064 | Lateral Hardening | 13391 | 0 |  | 0 | 0
Lateral Hardening-Fuse-92226160 | Lateral Hardening | 13787 | 2027 |  | 0 | 2027
Lateral Hardening-Fuse-92226173 | Lateral Hardening | 13787 | 0 |  | 0 | 0
Lateral Hardening-Fuse-92226555 | Lateral Hardening | 13786 | 0 |  | 0 | 0
Lateral Hardening-Fuse-92226567 | Lateral Hardening | 13786 | 0 |  | 0 | 0
Lateral Hardening-Fuse-92226570 | Lateral Hardening | 13753 | 0 |  | 0 | 0
Lateral Hardening-Fuse-92227016 | Lateral Hardening | 13787 | 2027 |  | 0 | 2027
Lateral Hardening-Fuse-92227062 | Lateral Hardening | 13787 | 0 |  | 0 | 0
Lateral Hardening-Fuse-92228366 | Lateral Hardening | 13787 | 2027 |  | 0 | 2027
Lateral Hardening-Fuse-92228664 | Lateral Hardening | 13786 | 0 |  | 0 | 0
Lateral Hardening-Fuse-92230113 | Lateral Hardening | 13109 | 0 |  | 0 | 0
Lateral Hardening-Fuse-92231113 | Lateral Hardening | 13118 | 0 |  | 0 | 0
Lateral Hardening-Fuse-92231152 | Lateral Hardening | 13227 | 0 |  | 0 | 0
Lateral Hardening-Fuse-92231671 | Lateral Hardening | 13786 | 0 |  | 0 | 0
Lateral Hardening-Fuse-92231884 | Lateral Hardening | 13011 | 0 |  | 0 | 0
Lateral Hardening-Fuse-92232731 | Lateral Hardening | 13348 | 2023 |  | 0 | 2023
Lateral Hardening-Fuse-92233168 | Lateral Hardening | 13059 | 0 |  | 0 | 0
Lateral Hardening-Fuse-92233279 | Lateral Hardening | 13039 | 0 |  | 0 | 0
Lateral Hardening-Fuse-92233312 | Lateral Hardening | 13061 | 0 |  | 0 | 0
Lateral Hardening-Fuse-92234442 | Lateral Hardening | 13039 | 0 |  | 0 | 0
Lateral Hardening-Fuse-92234445 | Lateral Hardening | 13039 | 0 |  | 0 | 0
Lateral Hardening-Fuse-92234499 | Lateral Hardening | 13038 | 0 |  | 0 | 0
Lateral Hardening-Fuse-92234759 | Lateral Hardening | 13431 | 0 |  | 0 | 0
Lateral Hardening-Fuse-92234903 | Lateral Hardening | 13039 | 0 |  | 0 | 0
Lateral Hardening-Fuse-92235128 | Lateral Hardening | 13397 | 0 |  | 0 | 0
Lateral Hardening-Fuse-92236173 | Lateral Hardening | 13786 | 0 |  | 0 | 0
Lateral Hardening-Fuse-92237002 | Lateral Hardening | 13482 | 0 |  | 0 | 0
Lateral Hardening-Fuse-92237200 | Lateral Hardening | 13461 | 0 |  | 0 | 0
Lateral Hardening-Fuse-92237207 | Lateral Hardening | 13786 | 0 |  | 0 | 0
Lateral Hardening-Fuse-92237215 | Lateral Hardening | 13461 | 0 |  | 0 | 0
Lateral Hardening-Fuse-92237226 | Lateral Hardening | 13065 | 0 |  | 0 | 0
Lateral Hardening-Fuse-92237236 | Lateral Hardening | 13064 | 0 |  | 0 | 0
Lateral Hardening-Fuse-92237723 | Lateral Hardening | 13785 | 0 |  | 0 | 0
Lateral Hardening-Fuse-92238111 | Lateral Hardening | 13228 | 0 |  | 0 | 0
Lateral Hardening-Fuse-92238114 | Lateral Hardening | 13228 | 0 |  | 0 | 0
Lateral Hardening-Fuse-92238162 | Lateral Hardening | 13227 | 0 |  | 0 | 0
Lateral Hardening-Fuse-92238486 | Lateral Hardening | 13231 | 0 |  | 0 | 0
Lateral Hardening-Fuse-92238609 | Lateral Hardening | 13065 | 2028 |  | 0 | 2028
Lateral Hardening-Fuse-92238876 | Lateral Hardening | 13206 | 0 |  | 0 | 0
Lateral Hardening-Fuse-92238877 | Lateral Hardening | 13206 | 0 |  | 0 | 0
Lateral Hardening-Fuse-92239150 | Lateral Hardening | 13124 | 0 |  | 0 | 0
Lateral Hardening-Fuse-92239683 | Lateral Hardening | 14024 | 0 |  | 0 | 0
Lateral Hardening-Fuse-92239748 | Lateral Hardening | 13227 | 0 |  | 0 | 0
Lateral Hardening-Fuse-92239881 | Lateral Hardening | 13787 | 0 |  | 0 | 0
Lateral Hardening-Fuse-92240469 | Lateral Hardening | 13148 | 0 |  | 0 | 0
Lateral Hardening-Fuse-92240491 | Lateral Hardening | 13148 | 0 |  | 0 | 0
Lateral Hardening-Fuse-92240492 | Lateral Hardening | 13148 | 0 |  | 0 | 0
Lateral Hardening-Fuse-92240867 | Lateral Hardening | 13096 | 0 |  | 0 | 0
Lateral Hardening-Fuse-92241495 | Lateral Hardening | 13330 | 0 |  | 0 | 0
Lateral Hardening-Fuse-92241703 | Lateral Hardening | 13206 | 0 |  | 0 | 0
Lateral Hardening-Fuse-92243037 | Lateral Hardening | 13780 | 0 |  | 0 | 0
Lateral Hardening-Fuse-92243297 | Lateral Hardening | 13787 | 0 |  | 0 | 0
Lateral Hardening-Fuse-92243317 | Lateral Hardening | 13787 | 0 |  | 0 | 0
Lateral Hardening-Fuse-92243660 | Lateral Hardening | 13061 | 0 |  | 0 | 0
Lateral Hardening-Fuse-92244529 | Lateral Hardening | 13710 | 0 |  | 0 | 0
Lateral Hardening-Fuse-92244530 | Lateral Hardening | 13710 | 0 |  | 0 | 0
Lateral Hardening-Fuse-92244532 | Lateral Hardening | 13710 | 0 |  | 0 | 0
Lateral Hardening-Fuse-92244575 | Lateral Hardening | 13785 | 0 |  | 0 | 0
Lateral Hardening-Fuse-92244774 | Lateral Hardening | 13786 | 0 |  | 0 | 0
Lateral Hardening-Fuse-92245490 | Lateral Hardening | 13883 | 0 |  | 0 | 0
Lateral Hardening-Fuse-92245655 | Lateral Hardening | 13422 | 0 |  | 0 | 0
Lateral Hardening-Fuse-92246773 | Lateral Hardening | 13461 | 0 |  | 0 | 0
Lateral Hardening-Fuse-92246939 | Lateral Hardening | 13081 | 0 |  | 0 | 0
Lateral Hardening-Fuse-92247188 | Lateral Hardening | 13227 | 0 |  | 0 | 0
Lateral Hardening-Fuse-92247275 | Lateral Hardening | 13668 | 0 |  | 0 | 0
Lateral Hardening-Fuse-92247741 | Lateral Hardening | 13080 | 0 |  | 0 | 0
Lateral Hardening-Fuse-92247781 | Lateral Hardening | 13080 | 2026 |  | 0 | 2026
Lateral Hardening-Fuse-92247841 | Lateral Hardening | 13080 | 0 |  | 0 | 0
Lateral Hardening-Fuse-92247846 | Lateral Hardening | 13080 | 0 |  | 0 | 0
Lateral Hardening-Fuse-92247984 | Lateral Hardening | 13417 | 0 |  | 0 | 0
Lateral Hardening-Fuse-92248100 | Lateral Hardening | 13342 | 0 |  | 0 | 0
Lateral Hardening-Fuse-92249508 | Lateral Hardening | 13030 | 0 |  | 0 | 0
Lateral Hardening-Fuse-92249518 | Lateral Hardening | 13030 | 0 |  | 0 | 0
Lateral Hardening-Fuse-92249543 | Lateral Hardening | 13030 | 0 |  | 0 | 0
Lateral Hardening-Fuse-92249874 | Lateral Hardening | 13148 | 0 |  | 0 | 0
Lateral Hardening-Fuse-92249907 | Lateral Hardening | 13148 | 0 |  | 0 | 0
Lateral Hardening-Fuse-92250099 | Lateral Hardening | 13148 | 0 |  | 0 | 0
Lateral Hardening-Fuse-92250419 | Lateral Hardening | 13039 | 0 |  | 0 | 0
Lateral Hardening-Fuse-92250951 | Lateral Hardening | 13030 | 0 |  | 0 | 0
Lateral Hardening-Fuse-92251089 | Lateral Hardening | 13342 | 0 |  | 0 | 0
Lateral Hardening-Fuse-92251134 | Lateral Hardening | 13128 | 2024 |  | 0 | 2024
Lateral Hardening-Fuse-92251341 | Lateral Hardening | 13039 | 0 |  | 0 | 0
Lateral Hardening-Fuse-92253005 | Lateral Hardening | 13224 | 0 |  | 0 | 0
Lateral Hardening-Fuse-92254300 | Lateral Hardening | 13206 | 0 |  | 0 | 0
Lateral Hardening-Fuse-92254739 | Lateral Hardening | 13470 | 0 |  | 0 | 0
Lateral Hardening-Fuse-92256521 | Lateral Hardening | 13065 | 0 |  | 0 | 0
Lateral Hardening-Fuse-92256973 | Lateral Hardening | 13039 | 0 |  | 0 | 0
Lateral Hardening-Fuse-92257094 | Lateral Hardening | 13231 | 0 |  | 0 | 0
Lateral Hardening-Fuse-92257349 | Lateral Hardening | 13227 | 0 |  | 0 | 0
Lateral Hardening-Fuse-92257353 | Lateral Hardening | 13227 | 0 |  | 0 | 0
Lateral Hardening-Fuse-92257437 | Lateral Hardening | 13227 | 2026 |  | 0 | 2026
Lateral Hardening-Fuse-92257733 | Lateral Hardening | 13097 | 0 |  | 0 | 0
Lateral Hardening-Fuse-92258129 | Lateral Hardening | 13030 | 0 |  | 0 | 0
Lateral Hardening-Fuse-92258605 | Lateral Hardening | 13342 | 0 |  | 0 | 0
Lateral Hardening-Fuse-92258682 | Lateral Hardening | 13039 | 0 |  | 0 | 0
Lateral Hardening-Fuse-92258848 | Lateral Hardening | 13024 | 0 |  | 0 | 0
Lateral Hardening-Fuse-92259425 | Lateral Hardening | 13039 | 0 |  | 0 | 0
Lateral Hardening-Fuse-92259712 | Lateral Hardening | 13786 | 0 |  | 0 | 0
Lateral Hardening-Fuse-92260012 | Lateral Hardening | 13019 | 0 |  | 0 | 0
Lateral Hardening-Fuse-92260242 | Lateral Hardening | 13231 | 0 |  | 0 | 0
Lateral Hardening-Fuse-92261172 | Lateral Hardening | 13064 | 0 |  | 0 | 0
Lateral Hardening-Fuse-92261361 | Lateral Hardening | 13061 | 0 |  | 0 | 0
Lateral Hardening-Fuse-92263152 | Lateral Hardening | 13041 | 0 |  | 0 | 0
Lateral Hardening-Fuse-92263635 | Lateral Hardening | 13710 | 2023 |  | 0 | 2023
Lateral Hardening-Fuse-92263702 | Lateral Hardening | 13039 | 0 |  | 0 | 0
Lateral Hardening-Fuse-92266169 | Lateral Hardening | 14099 | 0 |  | 0 | 0
Lateral Hardening-Fuse-92266712 | Lateral Hardening | 13017 | 0 |  | 0 | 0
Lateral Hardening-Fuse-92267305 | Lateral Hardening | 13041 | 0 |  | 0 | 0
Lateral Hardening-Fuse-92267482 | Lateral Hardening | 13943 | 0 |  | 0 | 0
Lateral Hardening-Fuse-92267618 | Lateral Hardening | 13330 | 2025 |  | 0 | 2025
Lateral Hardening-Fuse-92267930 | Lateral Hardening | 13828 | 0 |  | 0 | 0
Lateral Hardening-Fuse-92267959 | Lateral Hardening | 13828 | 0 |  | 0 | 0
Lateral Hardening-Fuse-92267970 | Lateral Hardening | 13828 | 0 |  | 0 | 0
Lateral Hardening-Fuse-92267972 | Lateral Hardening | 13828 | 2023 |  | 0 | 2023
Lateral Hardening-Fuse-92268401 | Lateral Hardening | 13146 | 0 |  | 0 | 0
Lateral Hardening-Fuse-92268498 | Lateral Hardening | 13461 | 0 |  | 0 | 0
Lateral Hardening-Fuse-92268604 | Lateral Hardening | 13017 | 0 |  | 0 | 0
Lateral Hardening-Fuse-92268661 | Lateral Hardening | 13064 | 0 |  | 0 | 0
Lateral Hardening-Fuse-92269164 | Lateral Hardening | 13114 | 0 |  | 0 | 0
Lateral Hardening-Fuse-92269166 | Lateral Hardening | 13114 | 0 |  | 0 | 0
Lateral Hardening-Fuse-92269519 | Lateral Hardening | 13786 | 0 |  | 0 | 0
Lateral Hardening-Fuse-92269555 | Lateral Hardening | 13786 | 0 |  | 0 | 0
Lateral Hardening-Fuse-92270309 | Lateral Hardening | 13041 | 0 |  | 0 | 0
Lateral Hardening-Fuse-92271172 | Lateral Hardening | 13612 | 0 |  | 0 | 0
Lateral Hardening-Fuse-92271675 | Lateral Hardening | 13900 | 0 |  | 0 | 0
Lateral Hardening-Fuse-92272400 | Lateral Hardening | 13900 | 0 |  | 0 | 0
Lateral Hardening-Fuse-92272535 | Lateral Hardening | 13009 | 0 |  | 0 | 0
Lateral Hardening-Fuse-92273931 | Lateral Hardening | 13231 | 0 |  | 0 | 0
Lateral Hardening-Fuse-92274044 | Lateral Hardening | 13231 | 0 |  | 0 | 0
Lateral Hardening-Fuse-92275540 | Lateral Hardening | 13377 | 0 |  | 0 | 0
Lateral Hardening-Fuse-92275609 | Lateral Hardening | 13143 | 2026 |  | 0 | 2026
Lateral Hardening-Fuse-92275699 | Lateral Hardening | 13038 | 2023 |  | 0 | 2023
Lateral Hardening-Fuse-92276274 | Lateral Hardening | 13038 | 0 |  | 0 | 0
Lateral Hardening-Fuse-92278651 | Lateral Hardening | 13897 | 2024 |  | 0 | 2024
Lateral Hardening-Fuse-92278652 | Lateral Hardening | 13897 | 0 |  | 0 | 0
Lateral Hardening-Fuse-92278835 | Lateral Hardening | 13294 | 0 |  | 0 | 0
Lateral Hardening-Fuse-92280955 | Lateral Hardening | 13808 | 2027 |  | 0 | 2027
Lateral Hardening-Fuse-92281079 | Lateral Hardening | 13924 | 0 |  | 0 | 0
Lateral Hardening-Fuse-92281093 | Lateral Hardening | 13924 | 0 |  | 0 | 0
Lateral Hardening-Fuse-92281205 | Lateral Hardening | 13924 | 0 |  | 0 | 0
Lateral Hardening-Fuse-92281225 | Lateral Hardening | 13924 | 0 |  | 0 | 0
Lateral Hardening-Fuse-92281255 | Lateral Hardening | 13924 | 0 |  | 0 | 0
Lateral Hardening-Fuse-92281491 | Lateral Hardening | 13045 | 0 |  | 0 | 0
Lateral Hardening-Fuse-92281905 | Lateral Hardening | 13231 | 0 |  | 0 | 0
Lateral Hardening-Fuse-92282350 | Lateral Hardening | 13038 | 0 |  | 0 | 0
Lateral Hardening-Fuse-92282884 | Lateral Hardening | 13906 | 2023 |  | 0 | 2023
Lateral Hardening-Fuse-92284350 | Lateral Hardening | 13227 | 0 |  | 0 | 0
Lateral Hardening-Fuse-92285128 | Lateral Hardening | 13227 | 0 |  | 0 | 0
Lateral Hardening-Fuse-92285154 | Lateral Hardening | 13039 | 0 |  | 0 | 0
Lateral Hardening-Fuse-92285215 | Lateral Hardening | 13039 | 0 |  | 0 | 0
Lateral Hardening-Fuse-92285227 | Lateral Hardening | 14111 | 0 |  | 0 | 0
Lateral Hardening-Fuse-92285232 | Lateral Hardening | 14111 | 0 |  | 0 | 0
Lateral Hardening-Fuse-92285235 | Lateral Hardening | 14111 | 0 |  | 0 | 0
Lateral Hardening-Fuse-92285404 | Lateral Hardening | 13039 | 0 |  | 0 | 0
Lateral Hardening-Fuse-92285407 | Lateral Hardening | 13039 | 0 |  | 0 | 0
Lateral Hardening-Fuse-92286381 | Lateral Hardening | 13780 | 0 |  | 0 | 0
Lateral Hardening-Fuse-92286390 | Lateral Hardening | 13780 | 0 |  | 0 | 0
Lateral Hardening-Fuse-92286629 | Lateral Hardening | 14216 | 0 |  | 0 | 0
Lateral Hardening-Fuse-92287404 | Lateral Hardening | 13268 | 0 |  | 0 | 0
Lateral Hardening-Fuse-92287705 | Lateral Hardening | 13710 | 2023 |  | 0 | 2023
Lateral Hardening-Fuse-92289626 | Lateral Hardening | 13579 | 0 |  | 0 | 0
Lateral Hardening-Fuse-92290015 | Lateral Hardening | 13158 | 2021 |  | 0 | 2021
Lateral Hardening-Fuse-92290675 | Lateral Hardening | 13807 | 0 |  | 0 | 0
Lateral Hardening-Fuse-92291272 | Lateral Hardening | 13461 | 0 |  | 0 | 0
Lateral Hardening-Fuse-92292246 | Lateral Hardening | 13837 | 0 |  | 0 | 0
Lateral Hardening-Fuse-92292295 | Lateral Hardening | 13418 | 2021 |  | 0 | 2021
Lateral Hardening-Fuse-92292405 | Lateral Hardening | 13787 | 0 |  | 0 | 0
Lateral Hardening-Fuse-92293168 | Lateral Hardening | 13114 | 2027 |  | 0 | 2027
Lateral Hardening-Fuse-92293579 | Lateral Hardening | 14012 | 0 |  | 0 | 0
Lateral Hardening-Fuse-92294900 | Lateral Hardening | 13358 | 0 |  | 0 | 0
Lateral Hardening-Fuse-92294922 | Lateral Hardening | 13358 | 0 |  | 0 | 0
Lateral Hardening-Fuse-92294959 | Lateral Hardening | 13388 | 2024 |  | 0 | 2024
Lateral Hardening-Fuse-92294994 | Lateral Hardening | 13461 | 0 |  | 0 | 0
Lateral Hardening-Fuse-92294998 | Lateral Hardening | 13461 | 0 |  | 0 | 0
Lateral Hardening-Fuse-92295470 | Lateral Hardening | 13045 | 0 |  | 0 | 0
Lateral Hardening-Fuse-92295522 | Lateral Hardening | 13045 | 0 |  | 0 | 0
Lateral Hardening-Fuse-92295961 | Lateral Hardening | 13254 | 0 |  | 0 | 0
Lateral Hardening-Fuse-92295962 | Lateral Hardening | 13254 | 0 |  | 0 | 0
Lateral Hardening-Fuse-92297190 | Lateral Hardening | 13461 | 0 |  | 0 | 0
Lateral Hardening-Fuse-92298061 | Lateral Hardening | 13236 | 0 |  | 0 | 0
Lateral Hardening-Fuse-92298267 | Lateral Hardening | 13586 | 2021 |  | 0 | 2021
Lateral Hardening-Fuse-92299193 | Lateral Hardening | 14012 | 0 |  | 0 | 0
Lateral Hardening-Fuse-92299245 | Lateral Hardening | 13785 | 2021 |  | 0 | 2021
Lateral Hardening-Fuse-92299545 | Lateral Hardening | 13388 | 0 |  | 0 | 0
Lateral Hardening-Fuse-92300708 | Lateral Hardening | 13785 | 0 |  | 0 | 0
Lateral Hardening-Fuse-92301227 | Lateral Hardening | 13795 | 0 |  | 0 | 0
Lateral Hardening-Fuse-92302557 | Lateral Hardening | 14111 | 0 |  | 0 | 0
Lateral Hardening-Fuse-92302833 | Lateral Hardening | 13038 | 0 |  | 0 | 0
Lateral Hardening-Fuse-92302877 | Lateral Hardening | 13038 | 0 |  | 0 | 0
Lateral Hardening-Fuse-92303551 | Lateral Hardening | 14111 | 2029 |  | 0 | 2029
Lateral Hardening-Fuse-92303555 | Lateral Hardening | 14111 | 0 |  | 0 | 0
Lateral Hardening-Fuse-92303811 | Lateral Hardening | 13109 | 0 |  | 0 | 0
Lateral Hardening-Fuse-92304326 | Lateral Hardening | 13043 | 0 |  | 0 | 0
Lateral Hardening-Fuse-92304873 | Lateral Hardening | 13740 | 0 |  | 0 | 0
Lateral Hardening-Fuse-92304920 | Lateral Hardening | 13208 | 0 |  | 0 | 0
Lateral Hardening-Fuse-92306462 | Lateral Hardening | 13388 | 0 |  | 0 | 0
Lateral Hardening-Fuse-92306914 | Lateral Hardening | 13632 | 0 |  | 0 | 0
Lateral Hardening-Fuse-92307298 | Lateral Hardening | 13159 | 0 |  | 0 | 0
Lateral Hardening-Fuse-92307564 | Lateral Hardening | 13330 | 2025 |  | 0 | 2025
Lateral Hardening-Fuse-92308007 | Lateral Hardening | 13546 | 0 |  | 0 | 0
Lateral Hardening-Fuse-92308223 | Lateral Hardening | 13330 | 0 |  | 0 | 0
Lateral Hardening-Fuse-92308296 | Lateral Hardening | 13176 | 0 |  | 0 | 0
Lateral Hardening-Fuse-92308539 | Lateral Hardening | 13017 | 0 |  | 0 | 0
Lateral Hardening-Fuse-92308786 | Lateral Hardening | 13233 | 0 |  | 0 | 0
Lateral Hardening-Fuse-92308973 | Lateral Hardening | 13461 | 2026 |  | 0 | 2026
Lateral Hardening-Fuse-92309101 | Lateral Hardening | 13030 | 0 |  | 0 | 0
Lateral Hardening-Fuse-92309158 | Lateral Hardening | 13233 | 0 |  | 0 | 0
Lateral Hardening-Fuse-92309170 | Lateral Hardening | 13370 | 0 |  | 0 | 0
Lateral Hardening-Fuse-92309508 | Lateral Hardening | 13461 | 0 |  | 0 | 0
Lateral Hardening-Fuse-92309542 | Lateral Hardening | 13045 | 0 |  | 0 | 0
Lateral Hardening-Fuse-92309748 | Lateral Hardening | 13030 | 0 |  | 0 | 0
Lateral Hardening-Fuse-92309764 | Lateral Hardening | 13233 | 0 |  | 0 | 0
Lateral Hardening-Fuse-92309821 | Lateral Hardening | 13473 | 0 |  | 0 | 0
Lateral Hardening-Fuse-92309839 | Lateral Hardening | 13030 | 0 |  | 0 | 0
Lateral Hardening-Fuse-92310180 | Lateral Hardening | 13186 | 0 |  | 0 | 0
Lateral Hardening-Fuse-92310479 | Lateral Hardening | 13233 | 0 |  | 0 | 0
Lateral Hardening-Fuse-92310481 | Lateral Hardening | 13233 | 0 |  | 0 | 0
Lateral Hardening-Fuse-92310504 | Lateral Hardening | 13186 | 0 |  | 0 | 0
Lateral Hardening-Fuse-92310638 | Lateral Hardening | 13206 | 2026 |  | 0 | 2026
Lateral Hardening-Fuse-92310811 | Lateral Hardening | 13461 | 0 |  | 0 | 0
Lateral Hardening-Fuse-92310865 | Lateral Hardening | 13017 | 0 |  | 0 | 0
Lateral Hardening-Fuse-92311237 | Lateral Hardening | 13461 | 0 |  | 0 | 0
Lateral Hardening-Fuse-92311266 | Lateral Hardening | 13781 | 0 |  | 0 | 0
Lateral Hardening-Fuse-92311809 | Lateral Hardening | 13461 | 0 |  | 0 | 0
Lateral Hardening-Fuse-92311850 | Lateral Hardening | 13461 | 0 |  | 0 | 0
Lateral Hardening-Fuse-92311865 | Lateral Hardening | 13461 | 0 |  | 0 | 0
Lateral Hardening-Fuse-92312063 | Lateral Hardening | 13045 | 0 |  | 0 | 0
Lateral Hardening-Fuse-92312415 | Lateral Hardening | 13461 | 0 |  | 0 | 0
Lateral Hardening-Fuse-92312557 | Lateral Hardening | 13461 | 0 |  | 0 | 0
Lateral Hardening-Fuse-92312646 | Lateral Hardening | 13045 | 0 |  | 0 | 0
Lateral Hardening-Fuse-92312670 | Lateral Hardening | 13045 | 0 |  | 0 | 0
Lateral Hardening-Fuse-92312837 | Lateral Hardening | 13118 | 0 |  | 0 | 0
Lateral Hardening-Fuse-92312848 | Lateral Hardening | 13118 | 0 |  | 0 | 0
Lateral Hardening-Fuse-92313031 | Lateral Hardening | 13461 | 0 |  | 0 | 0
Lateral Hardening-Fuse-92313568 | Lateral Hardening | 13017 | 0 |  | 0 | 0
Lateral Hardening-Fuse-92313612 | Lateral Hardening | 13461 | 0 |  | 0 | 0
Lateral Hardening-Fuse-92313614 | Lateral Hardening | 13461 | 0 |  | 0 | 0
Lateral Hardening-Fuse-92313656 | Lateral Hardening | 13436 | 0 |  | 0 | 0
Lateral Hardening-Fuse-92313745 | Lateral Hardening | 13461 | 2026 |  | 0 | 2026
Lateral Hardening-Fuse-92313847 | Lateral Hardening | 13233 | 0 |  | 0 | 0
Lateral Hardening-Fuse-92313946 | Lateral Hardening | 13461 | 0 |  | 0 | 0
Lateral Hardening-Fuse-92313968 | Lateral Hardening | 13030 | 2028 |  | 0 | 2028
Lateral Hardening-Fuse-92314015 | Lateral Hardening | 13461 | 0 |  | 0 | 0
Lateral Hardening-Fuse-92314028 | Lateral Hardening | 13017 | 0 |  | 0 | 0
Lateral Hardening-Fuse-92314244 | Lateral Hardening | 13017 | 0 |  | 0 | 0
Lateral Hardening-Fuse-92314275 | Lateral Hardening | 13461 | 0 |  | 0 | 0
Lateral Hardening-Fuse-92314306 | Lateral Hardening | 13030 | 0 |  | 0 | 0
Lateral Hardening-Fuse-92314436 | Lateral Hardening | 13030 | 0 |  | 0 | 0
Lateral Hardening-Fuse-92314544 | Lateral Hardening | 13172 | 0 |  | 0 | 0
Lateral Hardening-Fuse-92314702 | Lateral Hardening | 13060 | 0 |  | 0 | 0
Lateral Hardening-Fuse-92314703 | Lateral Hardening | 13060 | 0 |  | 0 | 0
Lateral Hardening-Fuse-92314704 | Lateral Hardening | 13060 | 0 |  | 0 | 0
Lateral Hardening-Fuse-92314856 | Lateral Hardening | 13838 | 0 |  | 0 | 0
Lateral Hardening-Fuse-92314872 | Lateral Hardening | 13017 | 0 |  | 0 | 0
Lateral Hardening-Fuse-92314881 | Lateral Hardening | 13838 | 0 |  | 0 | 0
Lateral Hardening-Fuse-92314919 | Lateral Hardening | 13017 | 0 |  | 0 | 0
Lateral Hardening-Fuse-92314966 | Lateral Hardening | 13017 | 0 |  | 0 | 0
Lateral Hardening-Fuse-92315102 | Lateral Hardening | 13030 | 0 |  | 0 | 0
Lateral Hardening-Fuse-92315709 | Lateral Hardening | 13461 | 2026 |  | 0 | 2026
Lateral Hardening-Fuse-92315756 | Lateral Hardening | 13838 | 0 |  | 0 | 0
Lateral Hardening-Fuse-92315766 | Lateral Hardening | 13030 | 0 |  | 0 | 0
Lateral Hardening-Fuse-92315811 | Lateral Hardening | 13030 | 2028 |  | 0 | 2028
Lateral Hardening-Fuse-92315959 | Lateral Hardening | 13017 | 2025 |  | 0 | 2025
Lateral Hardening-Fuse-92316144 | Lateral Hardening | 13112 | 0 |  | 0 | 0
Lateral Hardening-Fuse-92316157 | Lateral Hardening | 13455 | 0 |  | 0 | 0
Lateral Hardening-Fuse-92316277 | Lateral Hardening | 13112 | 0 |  | 0 | 0
Lateral Hardening-Fuse-92316365 | Lateral Hardening | 13159 | 0 |  | 0 | 0
Lateral Hardening-Fuse-92316371 | Lateral Hardening | 13112 | 0 |  | 0 | 0
Lateral Hardening-Fuse-92316427 | Lateral Hardening | 13017 | 0 |  | 0 | 0
Lateral Hardening-Fuse-92316569 | Lateral Hardening | 13172 | 0 |  | 0 | 0
Lateral Hardening-Fuse-92316625 | Lateral Hardening | 13279 | 2027 |  | 0 | 2027
Lateral Hardening-Fuse-92316629 | Lateral Hardening | 13279 | 0 |  | 0 | 0
Lateral Hardening-Fuse-92316641 | Lateral Hardening | 13838 | 2026 |  | 0 | 2026
Lateral Hardening-Fuse-92317053 | Lateral Hardening | 13060 | 0 |  | 0 | 0
Lateral Hardening-Fuse-92317247 | Lateral Hardening | 13290 | 0 |  | 0 | 0
Lateral Hardening-Fuse-92317346 | Lateral Hardening | 13030 | 2028 |  | 0 | 2028
Lateral Hardening-Fuse-92317406 | Lateral Hardening | 13022 | 0 |  | 0 | 0
Lateral Hardening-Fuse-92317475 | Lateral Hardening | 13458 | 0 |  | 0 | 0
Lateral Hardening-Fuse-92317614 | Lateral Hardening | 13622 | 2028 |  | 0 | 2028
Lateral Hardening-Fuse-92317788 | Lateral Hardening | 13838 | 0 |  | 0 | 0
Lateral Hardening-Fuse-92318034 | Lateral Hardening | 13073 | 0 |  | 0 | 0
Lateral Hardening-Fuse-92318068 | Lateral Hardening | 13748 | 0 |  | 0 | 0
Lateral Hardening-Fuse-92318070 | Lateral Hardening | 13748 | 0 |  | 0 | 0
Lateral Hardening-Fuse-92318103 | Lateral Hardening | 13621 | 0 |  | 0 | 0
Lateral Hardening-Fuse-92318146 | Lateral Hardening | 13785 | 0 |  | 0 | 0
Lateral Hardening-Fuse-92318175 | Lateral Hardening | 13656 | 2025 |  | 0 | 2025
Lateral Hardening-Fuse-92318238 | Lateral Hardening | 13838 | 0 |  | 0 | 0
Lateral Hardening-Fuse-92318675 | Lateral Hardening | 13656 | 0 |  | 0 | 0
Lateral Hardening-Fuse-92318719 | Lateral Hardening | 13073 | 0 |  | 0 | 0
Lateral Hardening-Fuse-92318821 | Lateral Hardening | 13828 | 0 |  | 0 | 0
Lateral Hardening-Fuse-92318889 | Lateral Hardening | 13656 | 2025 |  | 0 | 2025
Lateral Hardening-Fuse-92318899 | Lateral Hardening | 13377 | 0 |  | 0 | 0
Lateral Hardening-Fuse-92318933 | Lateral Hardening | 13030 | 2028 |  | 0 | 2028
Lateral Hardening-Fuse-92318982 | Lateral Hardening | 13045 | 0 |  | 0 | 0
Lateral Hardening-Fuse-92318986 | Lateral Hardening | 13045 | 0 |  | 0 | 0
Lateral Hardening-Fuse-92319131 | Lateral Hardening | 13656 | 0 |  | 0 | 0
Lateral Hardening-Fuse-92319142 | Lateral Hardening | 13377 | 0 |  | 0 | 0
Lateral Hardening-Fuse-92319717 | Lateral Hardening | 13017 | 0 |  | 0 | 0
Lateral Hardening-Fuse-92319771 | Lateral Hardening | 13740 | 0 |  | 0 | 0
Lateral Hardening-Fuse-92319889 | Lateral Hardening | 13045 | 0 |  | 0 | 0
Lateral Hardening-Fuse-92320037 | Lateral Hardening | 13828 | 0 |  | 0 | 0
Lateral Hardening-Fuse-92320086 | Lateral Hardening | 13838 | 0 |  | 0 | 0
Lateral Hardening-Fuse-92320118 | Lateral Hardening | 13838 | 0 |  | 0 | 0
Lateral Hardening-Fuse-92320131 | Lateral Hardening | 13656 | 2025 |  | 0 | 2025
Lateral Hardening-Fuse-92320136 | Lateral Hardening | 13621 | 2029 |  | 0 | 2029
Lateral Hardening-Fuse-92320141 | Lateral Hardening | 13143 | 0 |  | 0 | 0
Lateral Hardening-Fuse-92320386 | Lateral Hardening | 13081 | 0 |  | 0 | 0
Lateral Hardening-Fuse-92320735 | Lateral Hardening | 13656 | 2025 |  | 0 | 2025
Lateral Hardening-Fuse-92320895 | Lateral Hardening | 13073 | 0 |  | 0 | 0
Lateral Hardening-Fuse-92320996 | Lateral Hardening | 13808 | 0 |  | 0 | 0
Lateral Hardening-Fuse-92321008 | Lateral Hardening | 13105 | 0 |  | 0 | 0
Lateral Hardening-Fuse-92321142 | Lateral Hardening | 13610 | 0 |  | 0 | 0
Lateral Hardening-Fuse-92321291 | Lateral Hardening | 13073 | 2027 |  | 0 | 2027
Lateral Hardening-Fuse-92321372 | Lateral Hardening | 13359 | 0 |  | 0 | 0
Lateral Hardening-Fuse-92321581 | Lateral Hardening | 13359 | 0 |  | 0 | 0
Lateral Hardening-Fuse-92321587 | Lateral Hardening | 13838 | 0 |  | 0 | 0
Lateral Hardening-Fuse-92321602 | Lateral Hardening | 13656 | 2025 |  | 0 | 2025
Lateral Hardening-Fuse-92321603 | Lateral Hardening | 13656 | 0 |  | 0 | 0
Lateral Hardening-Fuse-92321614 | Lateral Hardening | 13359 | 0 |  | 0 | 0
Lateral Hardening-Fuse-92321661 | Lateral Hardening | 13808 | 0 |  | 0 | 0
Lateral Hardening-Fuse-92321675 | Lateral Hardening | 13838 | 0 |  | 0 | 0
Lateral Hardening-Fuse-92321676 | Lateral Hardening | 13838 | 0 |  | 0 | 0
Lateral Hardening-Fuse-92322094 | Lateral Hardening | 13523 | 0 |  | 0 | 0
Lateral Hardening-Fuse-92322095 | Lateral Hardening | 13523 | 0 |  | 0 | 0
Lateral Hardening-Fuse-92322837 | Lateral Hardening | 13187 | 0 |  | 0 | 0
Lateral Hardening-Fuse-92323403 | Lateral Hardening | 13037 | 0 |  | 0 | 0
Lateral Hardening-Fuse-92323811 | Lateral Hardening | 13737 | 0 |  | 0 | 0
Lateral Hardening-Fuse-92324653 | Lateral Hardening | 14111 | 0 |  | 0 | 0
Lateral Hardening-Fuse-92325460 | Lateral Hardening | 13038 | 0 |  | 0 | 0
Lateral Hardening-Fuse-92325804 | Lateral Hardening | 13342 | 0 |  | 0 | 0
Lateral Hardening-Fuse-92325982 | Lateral Hardening | 13038 | 0 |  | 0 | 0
Lateral Hardening-Fuse-92326293 | Lateral Hardening | 13838 | 0 |  | 0 | 0
Lateral Hardening-Fuse-92326526 | Lateral Hardening | 13740 | 0 |  | 0 | 0
Lateral Hardening-Fuse-92327024 | Lateral Hardening | 13710 | 0 |  | 0 | 0
Lateral Hardening-Fuse-92327566 | Lateral Hardening | 13495 | 0 |  | 0 | 0
Lateral Hardening-Fuse-92327916 | Lateral Hardening | 13785 | 0 |  | 0 | 0
Lateral Hardening-Fuse-92328974 | Lateral Hardening | 13808 | 0 |  | 0 | 0
Lateral Hardening-Fuse-92329295 | Lateral Hardening | 13105 | 0 |  | 0 | 0
Lateral Hardening-Fuse-92329323 | Lateral Hardening | 13187 | 0 |  | 0 | 0
Lateral Hardening-Fuse-92329433 | Lateral Hardening | 13391 | 0 |  | 0 | 0
Lateral Hardening-Fuse-92330338 | Lateral Hardening | 13342 | 0 |  | 0 | 0
Lateral Hardening-Fuse-92330692 | Lateral Hardening | 13148 | 0 |  | 0 | 0
Lateral Hardening-Fuse-92330768 | Lateral Hardening | 13422 | 0 |  | 0 | 0
Lateral Hardening-Fuse-92331497 | Lateral Hardening | 13109 | 0 |  | 0 | 0
Lateral Hardening-Fuse-92332338 | Lateral Hardening | 13105 | 0 |  | 0 | 0
Lateral Hardening-Fuse-92333537 | Lateral Hardening | 13133 | 0 |  | 0 | 0
Lateral Hardening-Fuse-92335042 | Lateral Hardening | 13139 | 0 |  | 0 | 0
Lateral Hardening-Fuse-92335066 | Lateral Hardening | 13781 | 0 |  | 0 | 0
Lateral Hardening-Fuse-92335103 | Lateral Hardening | 13781 | 0 |  | 0 | 0
Lateral Hardening-Fuse-92335715 | Lateral Hardening | 13724 | 0 |  | 0 | 0
Lateral Hardening-Fuse-92335759 | Lateral Hardening | 13434 | 0 |  | 0 | 0
Lateral Hardening-Fuse-92336596 | Lateral Hardening | 13900 | 2021 |  | 0 | 2021
Lateral Hardening-Fuse-92338559 | Lateral Hardening | 13435 | 0 |  | 0 | 0
Lateral Hardening-Fuse-92340063 | Lateral Hardening | 13187 | 0 |  | 0 | 0
Lateral Hardening-Fuse-92341491 | Lateral Hardening | 13785 | 0 |  | 0 | 0
Lateral Hardening-Fuse-92343774 | Lateral Hardening | 14356 | 0 |  | 0 | 0
Lateral Hardening-Fuse-92344233 | Lateral Hardening | 14000 | 0 |  | 0 | 0
Lateral Hardening-Fuse-92345551 | Lateral Hardening | 13435 | 0 |  | 0 | 0
Lateral Hardening-Fuse-92345667 | Lateral Hardening | 13150 | 0 |  | 0 | 0
Lateral Hardening-Fuse-92345679 | Lateral Hardening | 13150 | 0 |  | 0 | 0
Lateral Hardening-Fuse-92345680 | Lateral Hardening | 13150 | 0 |  | 0 | 0
Lateral Hardening-Fuse-92345682 | Lateral Hardening | 13150 | 0 |  | 0 | 0
Lateral Hardening-Fuse-92345683 | Lateral Hardening | 13150 | 0 |  | 0 | 0
Lateral Hardening-Fuse-92345686 | Lateral Hardening | 13150 | 0 |  | 0 | 0
Lateral Hardening-Fuse-92345689 | Lateral Hardening | 13150 | 0 |  | 0 | 0
Lateral Hardening-Fuse-92345696 | Lateral Hardening | 13150 | 0 |  | 0 | 0
Lateral Hardening-Fuse-92345729 | Lateral Hardening | 13172 | 0 |  | 0 | 0
Lateral Hardening-Fuse-92345868 | Lateral Hardening | 13582 | 0 |  | 0 | 0
Lateral Hardening-Fuse-92346045 | Lateral Hardening | 13038 | 0 |  | 0 | 0
Lateral Hardening-Fuse-92346081 | Lateral Hardening | 13227 | 0 |  | 0 | 0
Lateral Hardening-Fuse-92346345 | Lateral Hardening | 13431 | 0 |  | 0 | 0
Lateral Hardening-Fuse-92346990 | Lateral Hardening | 13672 | 0 |  | 0 | 0
Lateral Hardening-Fuse-92347085 | Lateral Hardening | 13148 | 2025 |  | 0 | 2025
Lateral Hardening-Fuse-92347088 | Lateral Hardening | 13148 | 0 |  | 0 | 0
Lateral Hardening-Fuse-92347858 | Lateral Hardening | 13431 | 2023 |  | 0 | 2023
Lateral Hardening-Fuse-92347859 | Lateral Hardening | 13431 | 0 |  | 0 | 0
Lateral Hardening-Fuse-92347931 | Lateral Hardening | 13158 | 2021 |  | 0 | 2021
Lateral Hardening-Fuse-92348055 | Lateral Hardening | 13183 | 0 |  | 0 | 0
Lateral Hardening-Fuse-92348088 | Lateral Hardening | 13431 | 0 |  | 0 | 0
Lateral Hardening-Fuse-92348382 | Lateral Hardening | 13431 | 0 |  | 0 | 0
Lateral Hardening-Fuse-92348427 | Lateral Hardening | 13431 | 0 |  | 0 | 0
Lateral Hardening-Fuse-92349384 | Lateral Hardening | 13805 | 0 |  | 0 | 0
Lateral Hardening-Fuse-92349883 | Lateral Hardening | 13431 | 2023 |  | 0 | 2023
Lateral Hardening-Fuse-92350282 | Lateral Hardening | 13021 | 2022 |  | 0 | 2022
Lateral Hardening-Fuse-92350462 | Lateral Hardening | 13470 | 2026 |  | 0 | 2026
Lateral Hardening-Fuse-92350469 | Lateral Hardening | 13470 | 0 |  | 0 | 0
Lateral Hardening-Fuse-92350605 | Lateral Hardening | 13140 | 0 |  | 0 | 0
Lateral Hardening-Fuse-92350793 | Lateral Hardening | 13279 | 2027 |  | 0 | 2027
Lateral Hardening-Fuse-92351442 | Lateral Hardening | 13431 | 0 |  | 0 | 0
Lateral Hardening-Fuse-92351472 | Lateral Hardening | 13431 | 0 |  | 0 | 0
Lateral Hardening-Fuse-92351773 | Lateral Hardening | 13729 | 0 |  | 0 | 0
Lateral Hardening-Fuse-92352109 | Lateral Hardening | 13431 | 0 |  | 0 | 0
Lateral Hardening-Fuse-92352436 | Lateral Hardening | 13230 | 0 |  | 0 | 0
Lateral Hardening-Fuse-92352440 | Lateral Hardening | 13230 | 0 |  | 0 | 0
Lateral Hardening-Fuse-92352449 | Lateral Hardening | 13230 | 0 |  | 0 | 0
Lateral Hardening-Fuse-92352450 | Lateral Hardening | 13230 | 0 |  | 0 | 0
Lateral Hardening-Fuse-92352694 | Lateral Hardening | 13443 | 2022 |  | 0 | 2022
Lateral Hardening-Fuse-92353276 | Lateral Hardening | 13133 | 2027 |  | 0 | 2027
Lateral Hardening-Fuse-92353313 | Lateral Hardening | 13431 | 0 |  | 0 | 0
Lateral Hardening-Fuse-92353619 | Lateral Hardening | 13431 | 0 |  | 0 | 0
Lateral Hardening-Fuse-92353897 | Lateral Hardening | 13431 | 0 |  | 0 | 0
Lateral Hardening-Fuse-92354041 | Lateral Hardening | 13708 | 0 |  | 0 | 0
Lateral Hardening-Fuse-92354059 | Lateral Hardening | 13707 | 0 |  | 0 | 0
Lateral Hardening-Fuse-92354124 | Lateral Hardening | 13431 | 0 |  | 0 | 0
Lateral Hardening-Fuse-92354144 | Lateral Hardening | 13710 | 2023 |  | 0 | 2023
Lateral Hardening-Fuse-92354169 | Lateral Hardening | 13787 | 2027 |  | 0 | 2027
Lateral Hardening-Fuse-92354223 | Lateral Hardening | 13431 | 2023 |  | 0 | 2023
Lateral Hardening-Fuse-92354338 | Lateral Hardening | 13955 | 0 |  | 0 | 0
Lateral Hardening-Fuse-92354352 | Lateral Hardening | 14355 | 2022 |  | 0 | 2022
Lateral Hardening-Fuse-92354408 | Lateral Hardening | 13495 | 0 |  | 0 | 0
Lateral Hardening-Fuse-92354410 | Lateral Hardening | 13495 | 0 |  | 0 | 0
Lateral Hardening-Fuse-92354558 | Lateral Hardening | 13431 | 0 |  | 0 | 0
Lateral Hardening-Fuse-92354725 | Lateral Hardening | 13808 | 0 |  | 0 | 0
Lateral Hardening-Fuse-92354982 | Lateral Hardening | 13431 | 2023 |  | 0 | 2023
Lateral Hardening-Fuse-92355373 | Lateral Hardening | 13096 | 0 |  | 0 | 0
Lateral Hardening-Fuse-92355986 | Lateral Hardening | 13808 | 0 |  | 0 | 0
Lateral Hardening-Fuse-92356181 | Lateral Hardening | 13796 | 2021 |  | 0 | 2021
Lateral Hardening-Fuse-92356255 | Lateral Hardening | 13225 | 0 |  | 0 | 0
Lateral Hardening-Fuse-92356395 | Lateral Hardening | 13655 | 0 |  | 0 | 0
Lateral Hardening-Fuse-92356399 | Lateral Hardening | 13655 | 0 |  | 0 | 0
Lateral Hardening-Fuse-92356416 | Lateral Hardening | 13655 | 2022 |  | 0 | 2022
Lateral Hardening-Fuse-92356594 | Lateral Hardening | 13655 | 0 |  | 0 | 0
Lateral Hardening-Fuse-92356595 | Lateral Hardening | 13655 | 2022 |  | 0 | 2022
Lateral Hardening-Fuse-92356632 | Lateral Hardening | 13655 | 2022 |  | 0 | 2022
Lateral Hardening-Fuse-92356661 | Lateral Hardening | 13431 | 0 |  | 0 | 0
Lateral Hardening-Fuse-92356992 | Lateral Hardening | 13431 | 0 |  | 0 | 0
Lateral Hardening-Fuse-92357188 | Lateral Hardening | 13418 | 2021 |  | 0 | 2021
Lateral Hardening-Fuse-92357205 | Lateral Hardening | 13418 | 0 |  | 0 | 0
Lateral Hardening-Fuse-92357746 | Lateral Hardening | 13695 | 0 |  | 0 | 0
Lateral Hardening-Fuse-92358234 | Lateral Hardening | 13655 | 2022 |  | 0 | 2022
Lateral Hardening-Fuse-92358240 | Lateral Hardening | 13148 | 0 |  | 0 | 0
Lateral Hardening-Fuse-92358555 | Lateral Hardening | 13227 | 0 |  | 0 | 0
Lateral Hardening-Fuse-92358648 | Lateral Hardening | 13431 | 0 |  | 0 | 0
Lateral Hardening-Fuse-92359920 | Lateral Hardening | 13815 | 0 |  | 0 | 0
Lateral Hardening-Fuse-92360326 | Lateral Hardening | 13330 | 0 |  | 0 | 0
Lateral Hardening-Fuse-92361202 | Lateral Hardening | 13431 | 0 |  | 0 | 0
Lateral Hardening-Fuse-92361511 | Lateral Hardening | 13431 | 0 |  | 0 | 0
Lateral Hardening-Fuse-92361522 | Lateral Hardening | 13769 | 0 |  | 0 | 0
Lateral Hardening-Fuse-92362400 | Lateral Hardening | 13044 | 0 |  | 0 | 0
Lateral Hardening-Fuse-92362409 | Lateral Hardening | 13186 | 0 |  | 0 | 0
Lateral Hardening-Fuse-92362882 | Lateral Hardening | 13695 | 2023 |  | 0 | 2023
Lateral Hardening-Fuse-92363192 | Lateral Hardening | 13431 | 0 |  | 0 | 0
Lateral Hardening-Fuse-92363251 | Lateral Hardening | 13043 | 0 |  | 0 | 0
Lateral Hardening-Fuse-92364022 | Lateral Hardening | 13043 | 0 |  | 0 | 0
Lateral Hardening-Fuse-92365267 | Lateral Hardening | 13431 | 0 |  | 0 | 0
Lateral Hardening-Fuse-92367410 | Lateral Hardening | 14110 | 0 |  | 0 | 0
Lateral Hardening-Fuse-92368306 | Lateral Hardening | 13748 | 2028 |  | 0 | 2028
Lateral Hardening-Fuse-92369208 | Lateral Hardening | 13159 | 0 |  | 0 | 0
Lateral Hardening-Fuse-92369306 | Lateral Hardening | 13011 | 0 |  | 0 | 0
Lateral Hardening-Fuse-92369409 | Lateral Hardening | 13708 | 0 |  | 0 | 0
Lateral Hardening-Fuse-92369754 | Lateral Hardening | 13708 | 0 |  | 0 | 0
Lateral Hardening-Fuse-92369983 | Lateral Hardening | 13707 | 0 |  | 0 | 0
Lateral Hardening-Fuse-92370550 | Lateral Hardening | 13740 | 0 |  | 0 | 0
Lateral Hardening-Fuse-92371128 | Lateral Hardening | 13041 | 0 |  | 0 | 0
Lateral Hardening-Fuse-92371130 | Lateral Hardening | 13041 | 0 |  | 0 | 0
Lateral Hardening-Fuse-92371689 | Lateral Hardening | 13815 | 0 |  | 0 | 0
Lateral Hardening-Fuse-92371866 | Lateral Hardening | 13011 | 0 |  | 0 | 0
Lateral Hardening-Fuse-92371894 | Lateral Hardening | 13011 | 0 |  | 0 | 0
Lateral Hardening-Fuse-92372297 | Lateral Hardening | 13815 | 0 |  | 0 | 0
Lateral Hardening-Fuse-92372374 | Lateral Hardening | 13186 | 0 |  | 0 | 0
Lateral Hardening-Fuse-92372709 | Lateral Hardening | 13815 | 0 |  | 0 | 0
Lateral Hardening-Fuse-92373571 | Lateral Hardening | 13146 | 0 |  | 0 | 0
Lateral Hardening-Fuse-92373727 | Lateral Hardening | 13011 | 0 |  | 0 | 0
Lateral Hardening-Fuse-92374531 | Lateral Hardening | 13592 | 0 |  | 0 | 0
Lateral Hardening-Fuse-92374714 | Lateral Hardening | 13815 | 0 |  | 0 | 0
Lateral Hardening-Fuse-92375481 | Lateral Hardening | 13422 | 0 |  | 0 | 0
Lateral Hardening-Fuse-92376258 | Lateral Hardening | 13041 | 0 |  | 0 | 0
Lateral Hardening-Fuse-92376304 | Lateral Hardening | 13296 | 2021 |  | 0 | 2021
Lateral Hardening-Fuse-92376580 | Lateral Hardening | 13041 | 0 |  | 0 | 0
Lateral Hardening-Fuse-92376838 | Lateral Hardening | 13133 | 0 |  | 0 | 0
Lateral Hardening-Fuse-92377864 | Lateral Hardening | 13815 | 0 |  | 0 | 0
Lateral Hardening-Fuse-92377934 | Lateral Hardening | 13071 | 2022 |  | 0 | 2022
Lateral Hardening-Fuse-92378391 | Lateral Hardening | 13434 | 0 |  | 0 | 0
Lateral Hardening-Fuse-92378888 | Lateral Hardening | 13186 | 0 |  | 0 | 0
Lateral Hardening-Fuse-92378890 | Lateral Hardening | 13434 | 0 |  | 0 | 0
Lateral Hardening-Fuse-92380133 | Lateral Hardening | 13815 | 0 |  | 0 | 0
Lateral Hardening-Fuse-92380240 | Lateral Hardening | 13071 | 0 |  | 0 | 0
Lateral Hardening-Fuse-92380349 | Lateral Hardening | 13422 | 0 |  | 0 | 0
Lateral Hardening-Fuse-92380554 | Lateral Hardening | 13815 | 0 |  | 0 | 0
Lateral Hardening-Fuse-92382913 | Lateral Hardening | 13840 | 0 |  | 0 | 0
Lateral Hardening-Fuse-92383584 | Lateral Hardening | 13820 | 0 |  | 0 | 0
Lateral Hardening-Fuse-92385189 | Lateral Hardening | 13434 | 0 |  | 0 | 0
Lateral Hardening-Fuse-92385316 | Lateral Hardening | 14050 | 0 |  | 0 | 0
Lateral Hardening-Fuse-92385458 | Lateral Hardening | 13434 | 0 |  | 0 | 0
Lateral Hardening-Fuse-92385672 | Lateral Hardening | 13461 | 0 |  | 0 | 0
Lateral Hardening-Fuse-92385726 | Lateral Hardening | 13391 | 0 |  | 0 | 0
Lateral Hardening-Fuse-92385740 | Lateral Hardening | 13006 | 0 |  | 0 | 0
Lateral Hardening-Fuse-92385805 | Lateral Hardening | 13910 | 0 |  | 0 | 0
Lateral Hardening-Fuse-92386116 | Lateral Hardening | 13707 | 0 |  | 0 | 0
Lateral Hardening-Fuse-92386204 | Lateral Hardening | 13710 | 0 |  | 0 | 0
Lateral Hardening-Fuse-92386209 | Lateral Hardening | 13710 | 0 |  | 0 | 0
Lateral Hardening-Fuse-92386422 | Lateral Hardening | 13910 | 2024 |  | 0 | 2024
Lateral Hardening-Fuse-92386484 | Lateral Hardening | 13133 | 0 |  | 0 | 0
Lateral Hardening-Fuse-92386499 | Lateral Hardening | 13434 | 0 |  | 0 | 0
Lateral Hardening-Fuse-92386519 | Lateral Hardening | 13133 | 0 |  | 0 | 0
Lateral Hardening-Fuse-92386523 | Lateral Hardening | 13133 | 0 |  | 0 | 0
Lateral Hardening-Fuse-92386548 | Lateral Hardening | 13910 | 0 |  | 0 | 0
Lateral Hardening-Fuse-92386556 | Lateral Hardening | 13173 | 0 |  | 0 | 0
Lateral Hardening-Fuse-92386701 | Lateral Hardening | 13039 | 0 |  | 0 | 0
Lateral Hardening-Fuse-92386703 | Lateral Hardening | 13459 | 0 |  | 0 | 0
Lateral Hardening-Fuse-92386749 | Lateral Hardening | 13461 | 0 |  | 0 | 0
Lateral Hardening-Fuse-92386775 | Lateral Hardening | 13910 | 2024 |  | 0 | 2024
Lateral Hardening-Fuse-92387292 | Lateral Hardening | 13910 | 0 |  | 0 | 0
Lateral Hardening-Fuse-92387674 | Lateral Hardening | 13434 | 0 |  | 0 | 0
Lateral Hardening-Fuse-92387757 | Lateral Hardening | 13422 | 0 |  | 0 | 0
Lateral Hardening-Fuse-92387763 | Lateral Hardening | 13044 | 0 |  | 0 | 0
Lateral Hardening-Fuse-92388114 | Lateral Hardening | 13910 | 0 |  | 0 | 0
Lateral Hardening-Fuse-92388708 | Lateral Hardening | 13910 | 0 |  | 0 | 0
Lateral Hardening-Fuse-92389274 | Lateral Hardening | 13229 | 2023 |  | 0 | 2023
Lateral Hardening-Fuse-92390017 | Lateral Hardening | 13910 | 0 |  | 0 | 0
Lateral Hardening-Fuse-92390275 | Lateral Hardening | 13342 | 2023 |  | 0 | 2023
Lateral Hardening-Fuse-92390758 | Lateral Hardening | 13495 | 0 |  | 0 | 0
Lateral Hardening-Fuse-92390770 | Lateral Hardening | 13495 | 2029 |  | 0 | 2029
Lateral Hardening-Fuse-92390818 | Lateral Hardening | 13495 | 0 |  | 0 | 0
Lateral Hardening-Fuse-92390872 | Lateral Hardening | 13495 | 0 |  | 0 | 0
Lateral Hardening-Fuse-92391664 | Lateral Hardening | 13417 | 0 |  | 0 | 0
Lateral Hardening-Fuse-92392111 | Lateral Hardening | 13813 | 0 |  | 0 | 0
Lateral Hardening-Fuse-92394179 | Lateral Hardening | 13186 | 0 |  | 0 | 0
Lateral Hardening-Fuse-92394369 | Lateral Hardening | 13186 | 0 |  | 0 | 0
Lateral Hardening-Fuse-92394405 | Lateral Hardening | 13019 | 2024 |  | 0 | 2024
Lateral Hardening-Fuse-92394726 | Lateral Hardening | 13019 | 2024 |  | 0 | 2024
Lateral Hardening-Fuse-92394749 | Lateral Hardening | 13019 | 0 |  | 0 | 0
Lateral Hardening-Fuse-92394961 | Lateral Hardening | 13019 | 2024 |  | 0 | 2024
Lateral Hardening-Fuse-92394992 | Lateral Hardening | 13019 | 0 |  | 0 | 0
Lateral Hardening-Fuse-92395386 | Lateral Hardening | 13019 | 2024 |  | 0 | 2024
Lateral Hardening-Fuse-92395570 | Lateral Hardening | 13019 | 0 |  | 0 | 0
Lateral Hardening-Fuse-92395804 | Lateral Hardening | 13186 | 0 |  | 0 | 0
Lateral Hardening-Fuse-92395805 | Lateral Hardening | 13186 | 0 |  | 0 | 0
Lateral Hardening-Fuse-92396087 | Lateral Hardening | 13815 | 0 |  | 0 | 0
Lateral Hardening-Fuse-92396531 | Lateral Hardening | 13815 | 2027 |  | 0 | 2027
Lateral Hardening-Fuse-92396598 | Lateral Hardening | 13417 | 2024 |  | 0 | 2024
Lateral Hardening-Fuse-92396928 | Lateral Hardening | 13019 | 0 |  | 0 | 0
Lateral Hardening-Fuse-92396985 | Lateral Hardening | 13815 | 0 |  | 0 | 0
Lateral Hardening-Fuse-92397207 | Lateral Hardening | 14306 | 0 |  | 0 | 0
Lateral Hardening-Fuse-92397217 | Lateral Hardening | 14306 | 0 |  | 0 | 0
Lateral Hardening-Fuse-92397653 | Lateral Hardening | 13777 | 0 |  | 0 | 0
Lateral Hardening-Fuse-92397659 | Lateral Hardening | 13777 | 0 |  | 0 | 0
Lateral Hardening-Fuse-92397696 | Lateral Hardening | 13777 | 0 |  | 0 | 0
Lateral Hardening-Fuse-92397837 | Lateral Hardening | 13709 | 0 |  | 0 | 0
Lateral Hardening-Fuse-92398086 | Lateral Hardening | 13071 | 0 |  | 0 | 0
Lateral Hardening-Fuse-92398222 | Lateral Hardening | 13167 | 0 |  | 0 | 0
Lateral Hardening-Fuse-92398407 | Lateral Hardening | 13769 | 2028 |  | 0 | 2028
Lateral Hardening-Fuse-92398410 | Lateral Hardening | 13769 | 2028 |  | 0 | 2028
Lateral Hardening-Fuse-92398924 | Lateral Hardening | 13205 | 0 |  | 0 | 0
Lateral Hardening-Fuse-92399003 | Lateral Hardening | 13815 | 0 |  | 0 | 0
Lateral Hardening-Fuse-92401385 | Lateral Hardening | 13838 | 0 |  | 0 | 0
Lateral Hardening-Fuse-92403172 | Lateral Hardening | 13696 | 2027 |  | 0 | 2027
Lateral Hardening-Fuse-92403179 | Lateral Hardening | 13900 | 0 |  | 0 | 0
Lateral Hardening-Fuse-92404209 | Lateral Hardening | 13696 | 0 |  | 0 | 0
Lateral Hardening-Fuse-92404890 | Lateral Hardening | 13696 | 0 |  | 0 | 0
Lateral Hardening-Fuse-92406251 | Lateral Hardening | 13899 | 0 |  | 0 | 0
Lateral Hardening-Fuse-92406566 | Lateral Hardening | 13777 | 0 |  | 0 | 0
Lateral Hardening-Fuse-92406827 | Lateral Hardening | 13696 | 0 |  | 0 | 0
Lateral Hardening-Fuse-92406905 | Lateral Hardening | 13899 | 0 |  | 0 | 0
Lateral Hardening-Fuse-92407065 | Lateral Hardening | 13815 | 2020 |  | 0 | 2020
Lateral Hardening-Fuse-92407963 | Lateral Hardening | 13019 | 0 |  | 0 | 0
Lateral Hardening-Fuse-92407976 | Lateral Hardening | 13899 | 2025 |  | 0 | 2025
Lateral Hardening-Fuse-92408051 | Lateral Hardening | 13140 | 0 |  | 0 | 0
Lateral Hardening-Fuse-92408191 | Lateral Hardening | 13899 | 0 |  | 0 | 0
Lateral Hardening-Fuse-92408335 | Lateral Hardening | 13331 | 0 |  | 0 | 0
Lateral Hardening-Fuse-92408336 | Lateral Hardening | 13331 | 2026 |  | 0 | 2026
Lateral Hardening-Fuse-92408344 | Lateral Hardening | 13331 | 0 |  | 0 | 0
Lateral Hardening-Fuse-92408622 | Lateral Hardening | 13019 | 2024 |  | 0 | 2024
Lateral Hardening-Fuse-92408682 | Lateral Hardening | 13268 | 0 |  | 0 | 0
Lateral Hardening-Fuse-92408791 | Lateral Hardening | 13696 | 0 |  | 0 | 0
Lateral Hardening-Fuse-92408977 | Lateral Hardening | 13019 | 0 |  | 0 | 0
Lateral Hardening-Fuse-92409102 | Lateral Hardening | 13331 | 0 |  | 0 | 0
Lateral Hardening-Fuse-92410059 | Lateral Hardening | 13019 | 0 |  | 0 | 0
Lateral Hardening-Fuse-92410066 | Lateral Hardening | 13019 | 0 |  | 0 | 0
Lateral Hardening-Fuse-92410202 | Lateral Hardening | 13331 | 0 |  | 0 | 0
Lateral Hardening-Fuse-92410232 | Lateral Hardening | 13331 | 0 |  | 0 | 0
Lateral Hardening-Fuse-92410595 | Lateral Hardening | 13331 | 0 |  | 0 | 0
Lateral Hardening-Fuse-92410978 | Lateral Hardening | 13899 | 0 |  | 0 | 0
Lateral Hardening-Fuse-92411071 | Lateral Hardening | 13786 | 0 |  | 0 | 0
Lateral Hardening-Fuse-92411273 | Lateral Hardening | 13019 | 0 |  | 0 | 0
Lateral Hardening-Fuse-92411584 | Lateral Hardening | 13085 | 0 |  | 0 | 0
Lateral Hardening-Fuse-92411667 | Lateral Hardening | 13331 | 0 |  | 0 | 0
Lateral Hardening-Fuse-92411758 | Lateral Hardening | 13243 | 0 |  | 0 | 0
Lateral Hardening-Fuse-92412012 | Lateral Hardening | 13696 | 0 |  | 0 | 0
Lateral Hardening-Fuse-92412141 | Lateral Hardening | 13331 | 0 |  | 0 | 0
Lateral Hardening-Fuse-92412816 | Lateral Hardening | 13422 | 0 |  | 0 | 0
Lateral Hardening-Fuse-92412939 | Lateral Hardening | 13696 | 0 |  | 0 | 0
Lateral Hardening-Fuse-92413086 | Lateral Hardening | 13813 | 0 |  | 0 | 0
Lateral Hardening-Fuse-92413092 | Lateral Hardening | 13813 | 0 |  | 0 | 0
Lateral Hardening-Fuse-92413235 | Lateral Hardening | 13696 | 0 |  | 0 | 0
Lateral Hardening-Fuse-92413522 | Lateral Hardening | 13696 | 0 |  | 0 | 0
Lateral Hardening-Fuse-92414261 | Lateral Hardening | 13463 | 0 |  | 0 | 0
Lateral Hardening-Fuse-92414299 | Lateral Hardening | 13479 | 2028 |  | 0 | 2028
Lateral Hardening-Fuse-92414318 | Lateral Hardening | 13471 | 0 |  | 0 | 0
Lateral Hardening-Fuse-92414849 | Lateral Hardening | 13696 | 0 |  | 0 | 0
Lateral Hardening-Fuse-92415025 | Lateral Hardening | 13899 | 0 |  | 0 | 0
Lateral Hardening-Fuse-92415687 | Lateral Hardening | 13331 | 0 |  | 0 | 0
Lateral Hardening-Fuse-92416273 | Lateral Hardening | 13696 | 0 |  | 0 | 0
Lateral Hardening-Fuse-92416676 | Lateral Hardening | 13577 | 0 |  | 0 | 0
Lateral Hardening-Fuse-92416972 | Lateral Hardening | 13696 | 0 |  | 0 | 0
Lateral Hardening-Fuse-92417553 | Lateral Hardening | 13422 | 0 |  | 0 | 0
Lateral Hardening-Fuse-92418051 | Lateral Hardening | 13696 | 0 |  | 0 | 0
Lateral Hardening-Fuse-92418116 | Lateral Hardening | 13696 | 0 |  | 0 | 0
Lateral Hardening-Fuse-92418308 | Lateral Hardening | 13082 | 0 |  | 0 | 0
Lateral Hardening-Fuse-92418323 | Lateral Hardening | 13696 | 2027 |  | 0 | 2027
Lateral Hardening-Fuse-92418466 | Lateral Hardening | 13696 | 0 |  | 0 | 0
Lateral Hardening-Fuse-92418605 | Lateral Hardening | 13638 | 0 |  | 0 | 0
Lateral Hardening-Fuse-92418666 | Lateral Hardening | 13330 | 0 |  | 0 | 0
Lateral Hardening-Fuse-92418729 | Lateral Hardening | 13377 | 0 |  | 0 | 0
Lateral Hardening-Fuse-92419203 | Lateral Hardening | 13696 | 0 |  | 0 | 0
Lateral Hardening-Fuse-92420265 | Lateral Hardening | 13696 | 0 |  | 0 | 0
Lateral Hardening-Fuse-92420785 | Lateral Hardening | 13331 | 0 |  | 0 | 0
Lateral Hardening-Fuse-92421291 | Lateral Hardening | 13972 | 2020 |  | 0 | 2020
Lateral Hardening-Fuse-92421693 | Lateral Hardening | 13696 | 0 |  | 0 | 0
Lateral Hardening-Fuse-92422553 | Lateral Hardening | 13696 | 0 |  | 0 | 0
Lateral Hardening-Fuse-92424341 | Lateral Hardening | 13479 | 2028 |  | 0 | 2028
Lateral Hardening-Fuse-92424614 | Lateral Hardening | 13391 | 0 |  | 0 | 0
Lateral Hardening-Fuse-92424784 | Lateral Hardening | 13190 | 0 |  | 0 | 0
Lateral Hardening-Fuse-92424935 | Lateral Hardening | 14042 | 0 |  | 0 | 0
Lateral Hardening-Fuse-92425301 | Lateral Hardening | 13651 | 0 |  | 0 | 0
Lateral Hardening-Fuse-92425377 | Lateral Hardening | 13838 | 0 |  | 0 | 0
Lateral Hardening-Fuse-92425550 | Lateral Hardening | 13838 | 0 |  | 0 | 0
Lateral Hardening-Fuse-92425933 | Lateral Hardening | 13651 | 0 |  | 0 | 0
Lateral Hardening-Fuse-92426509 | Lateral Hardening | 13314 | 2021 |  | 0 | 2021
Lateral Hardening-Fuse-92426770 | Lateral Hardening | 14042 | 2026 |  | 0 | 2026
Lateral Hardening-Fuse-92426785 | Lateral Hardening | 14042 | 0 |  | 0 | 0
Lateral Hardening-Fuse-92426876 | Lateral Hardening | 13813 | 0 |  | 0 | 0
Lateral Hardening-Fuse-92427214 | Lateral Hardening | 13388 | 0 |  | 0 | 0
Lateral Hardening-Fuse-92427247 | Lateral Hardening | 13838 | 0 |  | 0 | 0
Lateral Hardening-Fuse-92428041 | Lateral Hardening | 13296 | 0 |  | 0 | 0
Lateral Hardening-Fuse-92429218 | Lateral Hardening | 13082 | 0 |  | 0 | 0
Lateral Hardening-Fuse-92429225 | Lateral Hardening | 13651 | 0 |  | 0 | 0
Lateral Hardening-Fuse-92429707 | Lateral Hardening | 14042 | 0 |  | 0 | 0
Lateral Hardening-Fuse-92429773 | Lateral Hardening | 13224 | 0 |  | 0 | 0
Lateral Hardening-Fuse-92431430 | Lateral Hardening | 13391 | 0 |  | 0 | 0
Lateral Hardening-Fuse-92431435 | Lateral Hardening | 13630 | 0 |  | 0 | 0
Lateral Hardening-Fuse-92431813 | Lateral Hardening | 13490 | 0 |  | 0 | 0
Lateral Hardening-Fuse-92431936 | Lateral Hardening | 14042 | 0 |  | 0 | 0
Lateral Hardening-Fuse-92432025 | Lateral Hardening | 13709 | 0 |  | 0 | 0
Lateral Hardening-Fuse-92432137 | Lateral Hardening | 13709 | 0 |  | 0 | 0
Lateral Hardening-Fuse-92432647 | Lateral Hardening | 13630 | 0 |  | 0 | 0
Lateral Hardening-Fuse-92433031 | Lateral Hardening | 13630 | 2023 |  | 0 | 2023
Lateral Hardening-Fuse-92433827 | Lateral Hardening | 13099 | 0 |  | 0 | 0
Lateral Hardening-Fuse-92434615 | Lateral Hardening | 13489 | 0 |  | 0 | 0
Lateral Hardening-Fuse-92434814 | Lateral Hardening | 13630 | 2023 |  | 0 | 2023
Lateral Hardening-Fuse-92434824 | Lateral Hardening | 13436 | 0 |  | 0 | 0
Lateral Hardening-Fuse-92434831 | Lateral Hardening | 13630 | 2023 |  | 0 | 2023
Lateral Hardening-Fuse-92436196 | Lateral Hardening | 13471 | 0 |  | 0 | 0
Lateral Hardening-Fuse-92436252 | Lateral Hardening | 13951 | 0 |  | 0 | 0
Lateral Hardening-Fuse-92436406 | Lateral Hardening | 13489 | 0 |  | 0 | 0
Lateral Hardening-Fuse-92436549 | Lateral Hardening | 13489 | 2023 |  | 0 | 2023
Lateral Hardening-Fuse-92437307 | Lateral Hardening | 13630 | 0 |  | 0 | 0
Lateral Hardening-Fuse-92437360 | Lateral Hardening | 13630 | 2023 |  | 0 | 2023
Lateral Hardening-Fuse-92437369 | Lateral Hardening | 13630 | 2023 |  | 0 | 2023
Lateral Hardening-Fuse-92437373 | Lateral Hardening | 13630 | 2023 |  | 0 | 2023
Lateral Hardening-Fuse-92437965 | Lateral Hardening | 13489 | 0 |  | 0 | 0
Lateral Hardening-Fuse-92438225 | Lateral Hardening | 13630 | 0 |  | 0 | 0
Lateral Hardening-Fuse-92438482 | Lateral Hardening | 13630 | 0 |  | 0 | 0
Lateral Hardening-Fuse-92439136 | Lateral Hardening | 13591 | 0 |  | 0 | 0
Lateral Hardening-Fuse-92439755 | Lateral Hardening | 13630 | 0 |  | 0 | 0
Lateral Hardening-Fuse-92439806 | Lateral Hardening | 13630 | 0 |  | 0 | 0
Lateral Hardening-Fuse-92439904 | Lateral Hardening | 13126 | 2029 |  | 0 | 2029
Lateral Hardening-Fuse-92440059 | Lateral Hardening | 13630 | 0 |  | 0 | 0
Lateral Hardening-Fuse-92440552 | Lateral Hardening | 13391 | 0 |  | 0 | 0
Lateral Hardening-Fuse-92440588 | Lateral Hardening | 13189 | 0 |  | 0 | 0
Lateral Hardening-Fuse-92440971 | Lateral Hardening | 14042 | 0 |  | 0 | 0
Lateral Hardening-Fuse-92441043 | Lateral Hardening | 13813 | 0 |  | 0 | 0
Lateral Hardening-Fuse-92441325 | Lateral Hardening | 13442 | 0 |  | 0 | 0
Lateral Hardening-Fuse-92441716 | Lateral Hardening | 14306 | 0 |  | 0 | 0
Lateral Hardening-Fuse-92441726 | Lateral Hardening | 14306 | 0 |  | 0 | 0
Lateral Hardening-Fuse-92441930 | Lateral Hardening | 13896 | 0 |  | 0 | 0
Lateral Hardening-Fuse-92442011 | Lateral Hardening | 13896 | 0 |  | 0 | 0
Lateral Hardening-Fuse-92442043 | Lateral Hardening | 13896 | 0 |  | 0 | 0
Lateral Hardening-Fuse-92442286 | Lateral Hardening | 13586 | 2021 |  | 0 | 2021
Lateral Hardening-Fuse-92442349 | Lateral Hardening | 13141 | 2021 |  | 0 | 2021
Lateral Hardening-Fuse-92442350 | Lateral Hardening | 13141 | 2021 |  | 0 | 2021
Lateral Hardening-Fuse-92442475 | Lateral Hardening | 13340 | 0 |  | 0 | 0
Lateral Hardening-Fuse-92442478 | Lateral Hardening | 13340 | 0 |  | 0 | 0
Lateral Hardening-Fuse-92442505 | Lateral Hardening | 13651 | 0 |  | 0 | 0
Lateral Hardening-Fuse-92442578 | Lateral Hardening | 14306 | 0 |  | 0 | 0
Lateral Hardening-Fuse-92442748 | Lateral Hardening | 13391 | 0 |  | 0 | 0
Lateral Hardening-Fuse-92442778 | Lateral Hardening | 14050 | 0 |  | 0 | 0
Lateral Hardening-Fuse-92442787 | Lateral Hardening | 13896 | 0 |  | 0 | 0
Lateral Hardening-Fuse-92442830 | Lateral Hardening | 13122 | 2026 |  | 0 | 2026
Lateral Hardening-Fuse-92442881 | Lateral Hardening | 14216 | 0 |  | 0 | 0
Lateral Hardening-Fuse-92442966 | Lateral Hardening | 13080 | 0 |  | 0 | 0
Lateral Hardening-Fuse-92442969 | Lateral Hardening | 13080 | 0 |  | 0 | 0
Lateral Hardening-Fuse-92442973 | Lateral Hardening | 14050 | 0 |  | 0 | 0
Lateral Hardening-Fuse-92443094 | Lateral Hardening | 13126 | 0 |  | 0 | 0
Lateral Hardening-Fuse-92443425 | Lateral Hardening | 13391 | 0 |  | 0 | 0
Lateral Hardening-Fuse-92443429 | Lateral Hardening | 13489 | 0 |  | 0 | 0
Lateral Hardening-Fuse-92443653 | Lateral Hardening | 13391 | 0 |  | 0 | 0
Lateral Hardening-Fuse-92443897 | Lateral Hardening | 13442 | 0 |  | 0 | 0
Lateral Hardening-Fuse-92443929 | Lateral Hardening | 13081 | 0 |  | 0 | 0
Lateral Hardening-Fuse-92444235 | Lateral Hardening | 13391 | 0 |  | 0 | 0
Lateral Hardening-Fuse-92444401 | Lateral Hardening | 14042 | 0 |  | 0 | 0
Lateral Hardening-Fuse-92444611 | Lateral Hardening | 13502 | 0 |  | 0 | 0
Lateral Hardening-Fuse-92444678 | Lateral Hardening | 13010 | 0 |  | 0 | 0
Lateral Hardening-Fuse-92444784 | Lateral Hardening | 13010 | 0 |  | 0 | 0
Lateral Hardening-Fuse-92445415 | Lateral Hardening | 13489 | 0 |  | 0 | 0
Lateral Hardening-Fuse-92445673 | Lateral Hardening | 13010 | 0 |  | 0 | 0
Lateral Hardening-Fuse-92445684 | Lateral Hardening | 13964 | 0 |  | 0 | 0
Lateral Hardening-Fuse-92445707 | Lateral Hardening | 13391 | 0 |  | 0 | 0
Lateral Hardening-Fuse-92446221 | Lateral Hardening | 13423 | 0 |  | 0 | 0
Lateral Hardening-Fuse-92446486 | Lateral Hardening | 13651 | 0 |  | 0 | 0
Lateral Hardening-Fuse-92446509 | Lateral Hardening | 13438 | 2029 |  | 0 | 2029
Lateral Hardening-Fuse-92447008 | Lateral Hardening | 13010 | 2026 |  | 0 | 2026
Lateral Hardening-Fuse-92447281 | Lateral Hardening | 13010 | 0 |  | 0 | 0
Lateral Hardening-Fuse-92447642 | Lateral Hardening | 13010 | 2026 |  | 0 | 2026
Lateral Hardening-Fuse-92448039 | Lateral Hardening | 13010 | 2026 |  | 0 | 2026
Lateral Hardening-Fuse-92448052 | Lateral Hardening | 13817 | 0 |  | 0 | 0
Lateral Hardening-Fuse-92448059 | Lateral Hardening | 13010 | 0 |  | 0 | 0
Lateral Hardening-Fuse-92448128 | Lateral Hardening | 14050 | 0 |  | 0 | 0
Lateral Hardening-Fuse-92448310 | Lateral Hardening | 13010 | 0 |  | 0 | 0
Lateral Hardening-Fuse-92448485 | Lateral Hardening | 13442 | 0 |  | 0 | 0
Lateral Hardening-Fuse-92448697 | Lateral Hardening | 13510 | 2024 |  | 0 | 2024
Lateral Hardening-Fuse-92450114 | Lateral Hardening | 13787 | 0 |  | 0 | 0
Lateral Hardening-Fuse-92455436 | Lateral Hardening | 13377 | 0 |  | 0 | 0
Lateral Hardening-Fuse-92455450 | Lateral Hardening | 13377 | 0 |  | 0 | 0
Lateral Hardening-Fuse-92455466 | Lateral Hardening | 13377 | 0 |  | 0 | 0
Lateral Hardening-Fuse-92456035 | Lateral Hardening | 13359 | 0 |  | 0 | 0
Lateral Hardening-Fuse-92456386 | Lateral Hardening | 13311 | 0 |  | 0 | 0
Lateral Hardening-Fuse-92456388 | Lateral Hardening | 13377 | 0 |  | 0 | 0
Lateral Hardening-Fuse-92456418 | Lateral Hardening | 13311 | 0 |  | 0 | 0
Lateral Hardening-Fuse-92456565 | Lateral Hardening | 13143 | 0 |  | 0 | 0
Lateral Hardening-Fuse-92456904 | Lateral Hardening | 13064 | 0 |  | 0 | 0
Lateral Hardening-Fuse-92458397 | Lateral Hardening | 13679 | 2028 |  | 0 | 2028
Lateral Hardening-Fuse-92459436 | Lateral Hardening | 13064 | 0 |  | 0 | 0
Lateral Hardening-Fuse-92459483 | Lateral Hardening | 13064 | 0 |  | 0 | 0
Lateral Hardening-Fuse-92459668 | Lateral Hardening | 13064 | 0 |  | 0 | 0
Lateral Hardening-Fuse-92459924 | Lateral Hardening | 13210 | 0 |  | 0 | 0
Lateral Hardening-Fuse-92459993 | Lateral Hardening | 13210 | 0 |  | 0 | 0
Lateral Hardening-Fuse-92460001 | Lateral Hardening | 13210 | 0 |  | 0 | 0
Lateral Hardening-Fuse-92460263 | Lateral Hardening | 13210 | 0 |  | 0 | 0
Lateral Hardening-Fuse-92460548 | Lateral Hardening | 13826 | 0 |  | 0 | 0
Lateral Hardening-Fuse-92460592 | Lateral Hardening | 13826 | 0 |  | 0 | 0
Lateral Hardening-Fuse-92460653 | Lateral Hardening | 13826 | 0 |  | 0 | 0
Lateral Hardening-Fuse-92460886 | Lateral Hardening | 13210 | 0 |  | 0 | 0
Lateral Hardening-Fuse-92460917 | Lateral Hardening | 13899 | 0 |  | 0 | 0
Lateral Hardening-Fuse-92462740 | Lateral Hardening | 13112 | 0 |  | 0 | 0
Lateral Hardening-Fuse-92462763 | Lateral Hardening | 13001 | 0 |  | 0 | 0
Lateral Hardening-Fuse-92463145 | Lateral Hardening | 13826 | 0 |  | 0 | 0
Lateral Hardening-Fuse-92463452 | Lateral Hardening | 13330 | 2025 |  | 0 | 2025
Lateral Hardening-Fuse-92464127 | Lateral Hardening | 13785 | 2021 |  | 0 | 2021
Lateral Hardening-Fuse-92464399 | Lateral Hardening | 13228 | 0 |  | 0 | 0
Lateral Hardening-Fuse-92464479 | Lateral Hardening | 13813 | 0 |  | 0 | 0
Lateral Hardening-Fuse-92464496 | Lateral Hardening | 13813 | 0 |  | 0 | 0
Lateral Hardening-Fuse-92465822 | Lateral Hardening | 13631 | 0 |  | 0 | 0
Lateral Hardening-Fuse-92465910 | Lateral Hardening | 13785 | 0 |  | 0 | 0
Lateral Hardening-Fuse-92465913 | Lateral Hardening | 13785 | 0 |  | 0 | 0
Lateral Hardening-Fuse-92465919 | Lateral Hardening | 13785 | 0 |  | 0 | 0
Lateral Hardening-Fuse-92465921 | Lateral Hardening | 13785 | 0 |  | 0 | 0
Lateral Hardening-Fuse-92465923 | Lateral Hardening | 13785 | 0 |  | 0 | 0
Lateral Hardening-Fuse-92465924 | Lateral Hardening | 13785 | 0 |  | 0 | 0
Lateral Hardening-Fuse-92465937 | Lateral Hardening | 13785 | 0 |  | 0 | 0
Lateral Hardening-Fuse-92465938 | Lateral Hardening | 13785 | 0 |  | 0 | 0
Lateral Hardening-Fuse-92465939 | Lateral Hardening | 13785 | 0 |  | 0 | 0
Lateral Hardening-Fuse-92465940 | Lateral Hardening | 13785 | 0 |  | 0 | 0
Lateral Hardening-Fuse-92465941 | Lateral Hardening | 13785 | 0 |  | 0 | 0
Lateral Hardening-Fuse-92466089 | Lateral Hardening | 13817 | 0 |  | 0 | 0
Lateral Hardening-Fuse-92466199 | Lateral Hardening | 13815 | 0 |  | 0 | 0
Lateral Hardening-Fuse-92466250 | Lateral Hardening | 13785 | 2021 |  | 0 | 2021
Lateral Hardening-Fuse-92466258 | Lateral Hardening | 13785 | 0 |  | 0 | 0
Lateral Hardening-Fuse-92466402 | Lateral Hardening | 13787 | 0 |  | 0 | 0
Lateral Hardening-Fuse-92466867 | Lateral Hardening | 13344 | 0 |  | 0 | 0
Lateral Hardening-Fuse-92468644 | Lateral Hardening | 13207 | 0 |  | 0 | 0
Lateral Hardening-Fuse-92469769 | Lateral Hardening | 13825 | 0 |  | 0 | 0
Lateral Hardening-Fuse-92470006 | Lateral Hardening | 13825 | 0 |  | 0 | 0
Lateral Hardening-Fuse-92470195 | Lateral Hardening | 13330 | 0 |  | 0 | 0
Lateral Hardening-Fuse-92470401 | Lateral Hardening | 13899 | 0 |  | 0 | 0
Lateral Hardening-Fuse-92471096 | Lateral Hardening | 13330 | 0 |  | 0 | 0
Lateral Hardening-Fuse-92472019 | Lateral Hardening | 13443 | 0 |  | 0 | 0
Lateral Hardening-Fuse-92472390 | Lateral Hardening | 13001 | 0 |  | 0 | 0
Lateral Hardening-Fuse-92472394 | Lateral Hardening | 13001 | 2021 |  | 0 | 2021
Lateral Hardening-Fuse-92472664 | Lateral Hardening | 13019 | 0 |  | 0 | 0
Lateral Hardening-Fuse-92474472 | Lateral Hardening | 13443 | 2022 |  | 0 | 2022
Lateral Hardening-Fuse-92474517 | Lateral Hardening | 13440 | 0 |  | 0 | 0
Lateral Hardening-Fuse-92474641 | Lateral Hardening | 13052 | 0 |  | 0 | 0
Lateral Hardening-Fuse-92474762 | Lateral Hardening | 13081 | 0 |  | 0 | 0
Lateral Hardening-Fuse-92474960 | Lateral Hardening | 13064 | 0 |  | 0 | 0
Lateral Hardening-Fuse-92474991 | Lateral Hardening | 13659 | 0 |  | 0 | 0
Lateral Hardening-Fuse-92475471 | Lateral Hardening | 13444 | 0 |  | 0 | 0
Lateral Hardening-Fuse-92476174 | Lateral Hardening | 13813 | 0 |  | 0 | 0
Lateral Hardening-Fuse-92476354 | Lateral Hardening | 13422 | 0 |  | 0 | 0
Lateral Hardening-Fuse-92476355 | Lateral Hardening | 13422 | 0 |  | 0 | 0
Lateral Hardening-Fuse-92476626 | Lateral Hardening | 13001 | 0 |  | 0 | 0
Lateral Hardening-Fuse-92477210 | Lateral Hardening | 13001 | 0 |  | 0 | 0
Lateral Hardening-Fuse-92477420 | Lateral Hardening | 13826 | 0 |  | 0 | 0
Lateral Hardening-Fuse-92479119 | Lateral Hardening | 13813 | 0 |  | 0 | 0
Lateral Hardening-Fuse-92479949 | Lateral Hardening | 13171 | 0 |  | 0 | 0
Lateral Hardening-Fuse-92479964 | Lateral Hardening | 13171 | 0 |  | 0 | 0
Lateral Hardening-Fuse-92480249 | Lateral Hardening | 13099 | 0 |  | 0 | 0
Lateral Hardening-Fuse-92480869 | Lateral Hardening | 13808 | 0 |  | 0 | 0
Lateral Hardening-Fuse-92481317 | Lateral Hardening | 13171 | 0 |  | 0 | 0
Lateral Hardening-Fuse-92481946 | Lateral Hardening | 14024 | 0 |  | 0 | 0
Lateral Hardening-Fuse-92483415 | Lateral Hardening | 13813 | 0 |  | 0 | 0
Lateral Hardening-Fuse-92483701 | Lateral Hardening | 13962 | 0 |  | 0 | 0
Lateral Hardening-Fuse-92483712 | Lateral Hardening | 13672 | 0 |  | 0 | 0
Lateral Hardening-Fuse-92484319 | Lateral Hardening | 13583 | 0 |  | 0 | 0
Lateral Hardening-Fuse-92484809 | Lateral Hardening | 13447 | 0 |  | 0 | 0
Lateral Hardening-Fuse-92485834 | Lateral Hardening | 13010 | 0 |  | 0 | 0
Lateral Hardening-Fuse-92486101 | Lateral Hardening | 13020 | 2028 |  | 0 | 2028
Lateral Hardening-Fuse-92486363 | Lateral Hardening | 13312 | 2026 |  | 0 | 2026
Lateral Hardening-Fuse-92486656 | Lateral Hardening | 13020 | 0 |  | 0 | 0
Lateral Hardening-Fuse-92486892 | Lateral Hardening | 13781 | 0 |  | 0 | 0
Lateral Hardening-Fuse-92486973 | Lateral Hardening | 13777 | 0 |  | 0 | 0
Lateral Hardening-Fuse-92486975 | Lateral Hardening | 13777 | 0 |  | 0 | 0
Lateral Hardening-Fuse-92486979 | Lateral Hardening | 13777 | 0 |  | 0 | 0
Lateral Hardening-Fuse-92487846 | Lateral Hardening | 13020 | 0 |  | 0 | 0
Lateral Hardening-Fuse-92487866 | Lateral Hardening | 13020 | 0 |  | 0 | 0
Lateral Hardening-Fuse-92489676 | Lateral Hardening | 13161 | 0 |  | 0 | 0
Lateral Hardening-Fuse-92490191 | Lateral Hardening | 13020 | 0 |  | 0 | 0
Lateral Hardening-Fuse-92491310 | Lateral Hardening | 13787 | 0 |  | 0 | 0
Lateral Hardening-Fuse-92494050 | Lateral Hardening | 13003 | 0 |  | 0 | 0
Lateral Hardening-Fuse-92494158 | Lateral Hardening | 14025 | 0 |  | 0 | 0
Lateral Hardening-Fuse-92494424 | Lateral Hardening | 13003 | 0 |  | 0 | 0
Lateral Hardening-Fuse-92494804 | Lateral Hardening | 13308 | 0 |  | 0 | 0
Lateral Hardening-Fuse-92495995 | Lateral Hardening | 13003 | 0 |  | 0 | 0
Lateral Hardening-Fuse-92496254 | Lateral Hardening | 13230 | 2021 |  | 0 | 2021
Lateral Hardening-Fuse-92496615 | Lateral Hardening | 13039 | 2023 |  | 0 | 2023
Lateral Hardening-Fuse-92497118 | Lateral Hardening | 13146 | 2026 |  | 0 | 2026
Lateral Hardening-Fuse-92497121 | Lateral Hardening | 13146 | 2026 |  | 0 | 2026
Lateral Hardening-Fuse-92497701 | Lateral Hardening | 13003 | 0 |  | 0 | 0
Lateral Hardening-Fuse-92497886 | Lateral Hardening | 13008 | 0 |  | 0 | 0
Lateral Hardening-Fuse-92498184 | Lateral Hardening | 13772 | 0 |  | 0 | 0
Lateral Hardening-Fuse-92498207 | Lateral Hardening | 13772 | 0 |  | 0 | 0
Lateral Hardening-Fuse-92498571 | Lateral Hardening | 13225 | 0 |  | 0 | 0
Lateral Hardening-Fuse-92498726 | Lateral Hardening | 13008 | 2029 |  | 0 | 2029
Lateral Hardening-Fuse-92498868 | Lateral Hardening | 13954 | 0 |  | 0 | 0
Lateral Hardening-Fuse-92498922 | Lateral Hardening | 13132 | 0 |  | 0 | 0
Lateral Hardening-Fuse-92498923 | Lateral Hardening | 13132 | 0 |  | 0 | 0
Lateral Hardening-Fuse-92498928 | Lateral Hardening | 13132 | 0 |  | 0 | 0
Lateral Hardening-Fuse-92503912 | Lateral Hardening | 13020 | 0 |  | 0 | 0
Lateral Hardening-Fuse-92504107 | Lateral Hardening | 13434 | 0 |  | 0 | 0
Lateral Hardening-Fuse-92504580 | Lateral Hardening | 14355 | 0 |  | 0 | 0
Lateral Hardening-Fuse-92504796 | Lateral Hardening | 13817 | 0 |  | 0 | 0
Lateral Hardening-Fuse-92504899 | Lateral Hardening | 14356 | 0 |  | 0 | 0
Lateral Hardening-Fuse-92504900 | Lateral Hardening | 13173 | 0 |  | 0 | 0
Lateral Hardening-Fuse-92504901 | Lateral Hardening | 13173 | 0 |  | 0 | 0
Lateral Hardening-Fuse-92504902 | Lateral Hardening | 13173 | 0 |  | 0 | 0
Lateral Hardening-Fuse-92505230 | Lateral Hardening | 13434 | 0 |  | 0 | 0
Lateral Hardening-Fuse-92505594 | Lateral Hardening | 13148 | 0 |  | 0 | 0
Lateral Hardening-Fuse-92508868 | Lateral Hardening | 13008 | 0 |  | 0 | 0
Lateral Hardening-Fuse-92508990 | Lateral Hardening | 13817 | 0 |  | 0 | 0
Lateral Hardening-Fuse-92509176 | Lateral Hardening | 13146 | 2026 |  | 0 | 2026
Lateral Hardening-Fuse-92509177 | Lateral Hardening | 13146 | 2026 |  | 0 | 2026
Lateral Hardening-Fuse-92509975 | Lateral Hardening | 13916 | 2021 |  | 0 | 2021
Lateral Hardening-Fuse-92510212 | Lateral Hardening | 13787 | 0 |  | 0 | 0
Lateral Hardening-Fuse-92512018 | Lateral Hardening | 13109 | 0 |  | 0 | 0
Lateral Hardening-Fuse-92514141 | Lateral Hardening | 13011 | 0 |  | 0 | 0
Lateral Hardening-Fuse-92514199 | Lateral Hardening | 13011 | 0 |  | 0 | 0
Lateral Hardening-Fuse-92514293 | Lateral Hardening | 13001 | 0 |  | 0 | 0
Lateral Hardening-Fuse-92515005 | Lateral Hardening | 14198 | 0 |  | 0 | 0
Lateral Hardening-Fuse-92517321 | Lateral Hardening | 14050 | 0 |  | 0 | 0
Lateral Hardening-Fuse-92519497 | Lateral Hardening | 13007 | 0 |  | 0 | 0
Lateral Hardening-Fuse-92520591 | Lateral Hardening | 13147 | 0 |  | 0 | 0
Lateral Hardening-Fuse-92521100 | Lateral Hardening | 13685 | 0 |  | 0 | 0
Lateral Hardening-Fuse-92521238 | Lateral Hardening | 13254 | 0 |  | 0 | 0
Lateral Hardening-Fuse-92522498 | Lateral Hardening | 13817 | 0 |  | 0 | 0
Lateral Hardening-Fuse-92522908 | Lateral Hardening | 13787 | 2027 |  | 0 | 2027
Lateral Hardening-Fuse-92523455 | Lateral Hardening | 13340 | 0 |  | 0 | 0
Lateral Hardening-Fuse-92524170 | Lateral Hardening | 13818 | 2029 |  | 0 | 2029
Lateral Hardening-Fuse-92524348 | Lateral Hardening | 13523 | 0 |  | 0 | 0
Lateral Hardening-Fuse-92525393 | Lateral Hardening | 13229 | 2023 |  | 0 | 2023
Lateral Hardening-Fuse-92526404 | Lateral Hardening | 13984 | 0 |  | 0 | 0
Lateral Hardening-Fuse-92527514 | Lateral Hardening | 13219 | 0 |  | 0 | 0
Lateral Hardening-Fuse-92527518 | Lateral Hardening | 13219 | 0 |  | 0 | 0
Lateral Hardening-Fuse-92527533 | Lateral Hardening | 13219 | 0 |  | 0 | 0
Lateral Hardening-Fuse-92527534 | Lateral Hardening | 13219 | 0 |  | 0 | 0
Lateral Hardening-Fuse-92527540 | Lateral Hardening | 13219 | 0 |  | 0 | 0
Lateral Hardening-Fuse-92527542 | Lateral Hardening | 13219 | 0 |  | 0 | 0
Lateral Hardening-Fuse-92527544 | Lateral Hardening | 13219 | 0 |  | 0 | 0
Lateral Hardening-Fuse-92527624 | Lateral Hardening | 13219 | 0 |  | 0 | 0
Lateral Hardening-Fuse-92527626 | Lateral Hardening | 13219 | 0 |  | 0 | 0
Lateral Hardening-Fuse-92527629 | Lateral Hardening | 13219 | 0 |  | 0 | 0
Lateral Hardening-Fuse-92527630 | Lateral Hardening | 13219 | 0 |  | 0 | 0
Lateral Hardening-Fuse-92527631 | Lateral Hardening | 13219 | 2028 |  | 0 | 2028
Lateral Hardening-Fuse-92527632 | Lateral Hardening | 13219 | 0 |  | 0 | 0
Lateral Hardening-Fuse-92527633 | Lateral Hardening | 13219 | 0 |  | 0 | 0
Lateral Hardening-Fuse-92527637 | Lateral Hardening | 13219 | 0 |  | 0 | 0
Lateral Hardening-Fuse-92528120 | Lateral Hardening | 13722 | 0 |  | 0 | 0
Lateral Hardening-Fuse-92528121 | Lateral Hardening | 13011 | 0 |  | 0 | 0
Lateral Hardening-Fuse-92528221 | Lateral Hardening | 13063 | 2029 |  | 0 | 2029
Lateral Hardening-Fuse-92528222 | Lateral Hardening | 13063 | 0 |  | 0 | 0
Lateral Hardening-Fuse-92528285 | Lateral Hardening | 13063 | 0 |  | 0 | 0
Lateral Hardening-Fuse-92528288 | Lateral Hardening | 13063 | 0 |  | 0 | 0
Lateral Hardening-Fuse-92528299 | Lateral Hardening | 13063 | 0 |  | 0 | 0
Lateral Hardening-Fuse-92528303 | Lateral Hardening | 13063 | 0 |  | 0 | 0
Lateral Hardening-Fuse-92528324 | Lateral Hardening | 13063 | 0 |  | 0 | 0
Lateral Hardening-Fuse-92528347 | Lateral Hardening | 13781 | 0 |  | 0 | 0
Lateral Hardening-Fuse-92528479 | Lateral Hardening | 13443 | 0 |  | 0 | 0
Lateral Hardening-Fuse-92528507 | Lateral Hardening | 13008 | 0 |  | 0 | 0
Lateral Hardening-Fuse-92528956 | Lateral Hardening | 13485 | 0 |  | 0 | 0
Lateral Hardening-Fuse-92528957 | Lateral Hardening | 13485 | 0 |  | 0 | 0
Lateral Hardening-Fuse-92529107 | Lateral Hardening | 13605 | 0 |  | 0 | 0
Lateral Hardening-Fuse-92529333 | Lateral Hardening | 13813 | 0 |  | 0 | 0
Lateral Hardening-Fuse-92529459 | Lateral Hardening | 13229 | 0 |  | 0 | 0
Lateral Hardening-Fuse-92529473 | Lateral Hardening | 13008 | 2029 |  | 0 | 2029
Lateral Hardening-Fuse-92529538 | Lateral Hardening | 13210 | 2029 |  | 0 | 2029
Lateral Hardening-Fuse-92529541 | Lateral Hardening | 13210 | 0 |  | 0 | 0
Lateral Hardening-Fuse-92529542 | Lateral Hardening | 13210 | 0 |  | 0 | 0
Lateral Hardening-Fuse-92529544 | Lateral Hardening | 13210 | 0 |  | 0 | 0
Lateral Hardening-Fuse-92529545 | Lateral Hardening | 13210 | 0 |  | 0 | 0
Lateral Hardening-Fuse-92529552 | Lateral Hardening | 13210 | 0 |  | 0 | 0
Lateral Hardening-Fuse-92529553 | Lateral Hardening | 13210 | 0 |  | 0 | 0
Lateral Hardening-Fuse-92529554 | Lateral Hardening | 13210 | 0 |  | 0 | 0
Lateral Hardening-Fuse-92529621 | Lateral Hardening | 13210 | 0 |  | 0 | 0
Lateral Hardening-Fuse-92529622 | Lateral Hardening | 13210 | 0 |  | 0 | 0
Lateral Hardening-Fuse-92529628 | Lateral Hardening | 13210 | 0 |  | 0 | 0
Lateral Hardening-Fuse-92529632 | Lateral Hardening | 13210 | 0 |  | 0 | 0
Lateral Hardening-Fuse-92529635 | Lateral Hardening | 13210 | 0 |  | 0 | 0
Lateral Hardening-Fuse-92529638 | Lateral Hardening | 13210 | 2029 |  | 0 | 2029
Lateral Hardening-Fuse-92529667 | Lateral Hardening | 13210 | 0 |  | 0 | 0
Lateral Hardening-Fuse-92529670 | Lateral Hardening | 13210 | 0 |  | 0 | 0
Lateral Hardening-Fuse-92529798 | Lateral Hardening | 13210 | 0 |  | 0 | 0
Lateral Hardening-Fuse-92529799 | Lateral Hardening | 13210 | 0 |  | 0 | 0
Lateral Hardening-Fuse-92529961 | Lateral Hardening | 13147 | 0 |  | 0 | 0
Lateral Hardening-Fuse-92530329 | Lateral Hardening | 14114 | 0 |  | 0 | 0
Lateral Hardening-Fuse-92531144 | Lateral Hardening | 13959 | 0 |  | 0 | 0
Lateral Hardening-Fuse-92531743 | Lateral Hardening | 13687 | 0 |  | 0 | 0
Lateral Hardening-Fuse-92531820 | Lateral Hardening | 13479 | 0 |  | 0 | 0
Lateral Hardening-Fuse-92531823 | Lateral Hardening | 13479 | 0 |  | 0 | 0
Lateral Hardening-Fuse-92531862 | Lateral Hardening | 13479 | 0 |  | 0 | 0
Lateral Hardening-Fuse-92531863 | Lateral Hardening | 13479 | 0 |  | 0 | 0
Lateral Hardening-Fuse-92532170 | Lateral Hardening | 13008 | 0 |  | 0 | 0
Lateral Hardening-Fuse-92532913 | Lateral Hardening | 13391 | 0 |  | 0 | 0
Lateral Hardening-Fuse-92533470 | Lateral Hardening | 13097 | 0 |  | 0 | 0
Lateral Hardening-Fuse-92534522 | Lateral Hardening | 13351 | 2023 |  | 0 | 2023
Lateral Hardening-Fuse-92535745 | Lateral Hardening | 13147 | 0 |  | 0 | 0
Lateral Hardening-Fuse-92535746 | Lateral Hardening | 13147 | 0 |  | 0 | 0
Lateral Hardening-Fuse-92537154 | Lateral Hardening | 13150 | 0 |  | 0 | 0
Lateral Hardening-Fuse-92537158 | Lateral Hardening | 13150 | 0 |  | 0 | 0
Lateral Hardening-Fuse-92538004 | Lateral Hardening | 13220 | 0 |  | 0 | 0
Lateral Hardening-Fuse-92538356 | Lateral Hardening | 13435 | 0 |  | 0 | 0
Lateral Hardening-Fuse-92539026 | Lateral Hardening | 14111 | 0 |  | 0 | 0
Lateral Hardening-Fuse-92539520 | Lateral Hardening | 13479 | 0 |  | 0 | 0
Lateral Hardening-Fuse-92539521 | Lateral Hardening | 13479 | 0 |  | 0 | 0
Lateral Hardening-Fuse-92539526 | Lateral Hardening | 13479 | 0 |  | 0 | 0
Lateral Hardening-Fuse-92540110 | Lateral Hardening | 13256 | 2029 |  | 0 | 2029
Lateral Hardening-Fuse-92540126 | Lateral Hardening | 13017 | 0 |  | 0 | 0
Lateral Hardening-Fuse-92541008 | Lateral Hardening | 13011 | 0 |  | 0 | 0
Lateral Hardening-Fuse-92541388 | Lateral Hardening | 13152 | 0 |  | 0 | 0
Lateral Hardening-Fuse-92541788 | Lateral Hardening | 13813 | 0 |  | 0 | 0
Lateral Hardening-Fuse-92542750 | Lateral Hardening | 13007 | 0 |  | 0 | 0
Lateral Hardening-Fuse-92543665 | Lateral Hardening | 13004 | 2023 |  | 0 | 2023
Lateral Hardening-Fuse-92543862 | Lateral Hardening | 13686 | 0 |  | 0 | 0
Lateral Hardening-Fuse-92543899 | Lateral Hardening | 13686 | 0 |  | 0 | 0
Lateral Hardening-Fuse-92544329 | Lateral Hardening | 13610 | 0 |  | 0 | 0
Lateral Hardening-Fuse-92544636 | Lateral Hardening | 13254 | 0 |  | 0 | 0
Lateral Hardening-Fuse-92545363 | Lateral Hardening | 13128 | 0 |  | 0 | 0
Lateral Hardening-Fuse-92545401 | Lateral Hardening | 13431 | 2023 |  | 0 | 2023
Lateral Hardening-Fuse-92547610 | Lateral Hardening | 13153 | 0 |  | 0 | 0
Lateral Hardening-Fuse-92547671 | Lateral Hardening | 13153 | 0 |  | 0 | 0
Lateral Hardening-Fuse-92547917 | Lateral Hardening | 13146 | 0 |  | 0 | 0
Lateral Hardening-Fuse-92549483 | Lateral Hardening | 13147 | 0 |  | 0 | 0
Lateral Hardening-Fuse-92549646 | Lateral Hardening | 13460 | 0 |  | 0 | 0
Lateral Hardening-Fuse-92549895 | Lateral Hardening | 13148 | 0 |  | 0 | 0
Lateral Hardening-Fuse-92550922 | Lateral Hardening | 13023 | 0 |  | 0 | 0
Lateral Hardening-Fuse-92551971 | Lateral Hardening | 13443 | 0 |  | 0 | 0
Lateral Hardening-Fuse-92552659 | Lateral Hardening | 13900 | 0 |  | 0 | 0
Lateral Hardening-Fuse-92553542 | Lateral Hardening | 13030 | 0 |  | 0 | 0
Lateral Hardening-Fuse-92554213 | Lateral Hardening | 13709 | 0 |  | 0 | 0
Lateral Hardening-Fuse-92554214 | Lateral Hardening | 13709 | 0 |  | 0 | 0
Lateral Hardening-Fuse-92554262 | Lateral Hardening | 13710 | 0 |  | 0 | 0
Lateral Hardening-Fuse-92554732 | Lateral Hardening | 13336 | 0 |  | 0 | 0
Lateral Hardening-Fuse-92555138 | Lateral Hardening | 13787 | 0 |  | 0 | 0
Lateral Hardening-Fuse-92555348 | Lateral Hardening | 13961 | 0 |  | 0 | 0
Lateral Hardening-Fuse-92555763 | Lateral Hardening | 13174 | 2021 |  | 0 | 2021
Lateral Hardening-Fuse-92555946 | Lateral Hardening | 13152 | 0 |  | 0 | 0
Lateral Hardening-Fuse-92557003 | Lateral Hardening | 13443 | 0 |  | 0 | 0
Lateral Hardening-Fuse-92557004 | Lateral Hardening | 13443 | 0 |  | 0 | 0
Lateral Hardening-Fuse-92557749 | Lateral Hardening | 13879 | 0 |  | 0 | 0
Lateral Hardening-Fuse-92558246 | Lateral Hardening | 13489 | 0 |  | 0 | 0
Lateral Hardening-Fuse-92558269 | Lateral Hardening | 13489 | 0 |  | 0 | 0
Lateral Hardening-Fuse-92558802 | Lateral Hardening | 13163 | 0 |  | 0 | 0
Lateral Hardening-Fuse-92559922 | Lateral Hardening | 13787 | 0 |  | 0 | 0
Lateral Hardening-Fuse-92560630 | Lateral Hardening | 13153 | 0 |  | 0 | 0
Lateral Hardening-Fuse-92562465 | Lateral Hardening | 13342 | 0 |  | 0 | 0
Lateral Hardening-Fuse-92562575 | Lateral Hardening | 13303 | 2027 |  | 0 | 2027
Lateral Hardening-Fuse-92564211 | Lateral Hardening | 13434 | 2027 |  | 0 | 2027
Lateral Hardening-Fuse-92564627 | Lateral Hardening | 13943 | 0 |  | 0 | 0
Lateral Hardening-Fuse-92565561 | Lateral Hardening | 13470 | 0 |  | 0 | 0
Lateral Hardening-Fuse-92565595 | Lateral Hardening | 13303 | 2027 |  | 0 | 2027
Lateral Hardening-Fuse-92566766 | Lateral Hardening | 13948 | 0 |  | 0 | 0
Lateral Hardening-Fuse-92566858 | Lateral Hardening | 13948 | 0 |  | 0 | 0
Lateral Hardening-Fuse-92566859 | Lateral Hardening | 13948 | 0 |  | 0 | 0
Lateral Hardening-Fuse-92566860 | Lateral Hardening | 13948 | 0 |  | 0 | 0
Lateral Hardening-Fuse-92567700 | Lateral Hardening | 13883 | 0 |  | 0 | 0
Lateral Hardening-Fuse-92568499 | Lateral Hardening | 13008 | 0 |  | 0 | 0
Lateral Hardening-Fuse-92570014 | Lateral Hardening | 13030 | 0 |  | 0 | 0
Lateral Hardening-Fuse-92570279 | Lateral Hardening | 13020 | 0 |  | 0 | 0
Lateral Hardening-Fuse-92570284 | Lateral Hardening | 13020 | 2028 |  | 0 | 2028
Lateral Hardening-Fuse-92570466 | Lateral Hardening | 13030 | 0 |  | 0 | 0
Lateral Hardening-Fuse-92570591 | Lateral Hardening | 13698 | 0 |  | 0 | 0
Lateral Hardening-Fuse-92571170 | Lateral Hardening | 13443 | 0 |  | 0 | 0
Lateral Hardening-Fuse-92571177 | Lateral Hardening | 13443 | 2022 |  | 0 | 2022
Lateral Hardening-Fuse-92572987 | Lateral Hardening | 13447 | 0 |  | 0 | 0
Lateral Hardening-Fuse-92573575 | Lateral Hardening | 13019 | 0 |  | 0 | 0
Lateral Hardening-Fuse-92573944 | Lateral Hardening | 13502 | 2021 |  | 0 | 2021
Lateral Hardening-Fuse-92573973 | Lateral Hardening | 13254 | 0 |  | 0 | 0
Lateral Hardening-Fuse-92574041 | Lateral Hardening | 13254 | 0 |  | 0 | 0
Lateral Hardening-Fuse-92574994 | Lateral Hardening | 13698 | 0 |  | 0 | 0
Lateral Hardening-Fuse-92574995 | Lateral Hardening | 13698 | 0 |  | 0 | 0
Lateral Hardening-Fuse-92575715 | Lateral Hardening | 13698 | 0 |  | 0 | 0
Lateral Hardening-Fuse-92576608 | Lateral Hardening | 13020 | 0 |  | 0 | 0
Lateral Hardening-Fuse-92576942 | Lateral Hardening | 13017 | 0 |  | 0 | 0
Lateral Hardening-Fuse-92577075 | Lateral Hardening | 13254 | 0 |  | 0 | 0
Lateral Hardening-Fuse-92577310 | Lateral Hardening | 13502 | 2021 |  | 0 | 2021
Lateral Hardening-Fuse-92577543 | Lateral Hardening | 13039 | 0 |  | 0 | 0
Lateral Hardening-Fuse-92577547 | Lateral Hardening | 13080 | 0 |  | 0 | 0
Lateral Hardening-Fuse-92577614 | Lateral Hardening | 13254 | 0 |  | 0 | 0
Lateral Hardening-Fuse-92578251 | Lateral Hardening | 13502 | 0 |  | 0 | 0
Lateral Hardening-Fuse-92579577 | Lateral Hardening | 13243 | 0 |  | 0 | 0
Lateral Hardening-Fuse-92579790 | Lateral Hardening | 14116 | 0 |  | 0 | 0
Lateral Hardening-Fuse-92580529 | Lateral Hardening | 13037 | 0 |  | 0 | 0
Lateral Hardening-Fuse-92580987 | Lateral Hardening | 13137 | 0 |  | 0 | 0
Lateral Hardening-Fuse-92581102 | Lateral Hardening | 13029 | 0 |  | 0 | 0
Lateral Hardening-Fuse-92581139 | Lateral Hardening | 13815 | 0 |  | 0 | 0
Lateral Hardening-Fuse-92582604 | Lateral Hardening | 13433 | 0 |  | 0 | 0
Lateral Hardening-Fuse-92582605 | Lateral Hardening | 13433 | 0 |  | 0 | 0
Lateral Hardening-Fuse-92582606 | Lateral Hardening | 13433 | 0 |  | 0 | 0
Lateral Hardening-Fuse-92582607 | Lateral Hardening | 13433 | 0 |  | 0 | 0
Lateral Hardening-Fuse-92582608 | Lateral Hardening | 13433 | 0 |  | 0 | 0
Lateral Hardening-Fuse-92582609 | Lateral Hardening | 13433 | 0 |  | 0 | 0
Lateral Hardening-Fuse-92582610 | Lateral Hardening | 13433 | 0 |  | 0 | 0
Lateral Hardening-Fuse-92582611 | Lateral Hardening | 13433 | 0 |  | 0 | 0
Lateral Hardening-Fuse-92582612 | Lateral Hardening | 13433 | 0 |  | 0 | 0
Lateral Hardening-Fuse-92585443 | Lateral Hardening | 13198 | 2022 |  | 0 | 2022
Lateral Hardening-Fuse-92585444 | Lateral Hardening | 13198 | 0 |  | 0 | 0
Lateral Hardening-Fuse-92585528 | Lateral Hardening | 13815 | 0 |  | 0 | 0
Lateral Hardening-Fuse-92585734 | Lateral Hardening | 13305 | 0 |  | 0 | 0
Lateral Hardening-Fuse-92585974 | Lateral Hardening | 13391 | 0 |  | 0 | 0
Lateral Hardening-Fuse-92586622 | Lateral Hardening | 13305 | 0 |  | 0 | 0
Lateral Hardening-Fuse-92587908 | Lateral Hardening | 13152 | 0 |  | 0 | 0
Lateral Hardening-Fuse-92588410 | Lateral Hardening | 13280 | 0 |  | 0 | 0
Lateral Hardening-Fuse-92589346 | Lateral Hardening | 13268 | 0 |  | 0 | 0
Lateral Hardening-Fuse-92589372 | Lateral Hardening | 13817 | 0 |  | 0 | 0
Lateral Hardening-Fuse-92589721 | Lateral Hardening | 13582 | 0 |  | 0 | 0
Lateral Hardening-Fuse-92591369 | Lateral Hardening | 13038 | 0 |  | 0 | 0
Lateral Hardening-Fuse-92591678 | Lateral Hardening | 13034 | 0 |  | 0 | 0
Lateral Hardening-Fuse-92591834 | Lateral Hardening | 13303 | 2027 |  | 0 | 2027
Lateral Hardening-Fuse-92591870 | Lateral Hardening | 13303 | 0 |  | 0 | 0
Lateral Hardening-Fuse-92592852 | Lateral Hardening | 13303 | 0 |  | 0 | 0
Lateral Hardening-Fuse-92593036 | Lateral Hardening | 13303 | 0 |  | 0 | 0
Lateral Hardening-Fuse-92593884 | Lateral Hardening | 13020 | 2028 |  | 0 | 2028
Lateral Hardening-Fuse-92594240 | Lateral Hardening | 13303 | 2027 |  | 0 | 2027
Lateral Hardening-Fuse-92594247 | Lateral Hardening | 13303 | 0 |  | 0 | 0
Lateral Hardening-Fuse-92594884 | Lateral Hardening | 13303 | 0 |  | 0 | 0
Lateral Hardening-Fuse-92595805 | Lateral Hardening | 13303 | 2027 |  | 0 | 2027
Lateral Hardening-Fuse-92596203 | Lateral Hardening | 13303 | 0 |  | 0 | 0
Lateral Hardening-Fuse-92596219 | Lateral Hardening | 13443 | 0 |  | 0 | 0
Lateral Hardening-Fuse-92596267 | Lateral Hardening | 13946 | 2023 |  | 0 | 2023
Lateral Hardening-Fuse-92596567 | Lateral Hardening | 13303 | 0 |  | 0 | 0
Lateral Hardening-Fuse-92596907 | Lateral Hardening | 13008 | 0 |  | 0 | 0
Lateral Hardening-Fuse-92597536 | Lateral Hardening | 13390 | 0 |  | 0 | 0
Lateral Hardening-Fuse-92597622 | Lateral Hardening | 13390 | 2023 |  | 0 | 2023
Lateral Hardening-Fuse-92597757 | Lateral Hardening | 13390 | 0 |  | 0 | 0
Lateral Hardening-Fuse-92598223 | Lateral Hardening | 13230 | 0 |  | 0 | 0
Lateral Hardening-Fuse-92598303 | Lateral Hardening | 13390 | 0 |  | 0 | 0
Lateral Hardening-Fuse-92598707 | Lateral Hardening | 13797 | 0 |  | 0 | 0
Lateral Hardening-Fuse-92598893 | Lateral Hardening | 13390 | 0 |  | 0 | 0
Lateral Hardening-Fuse-92599119 | Lateral Hardening | 13390 | 2020 |  | 0 | 2020
Lateral Hardening-Fuse-92599120 | Lateral Hardening | 13390 | 2023 |  | 0 | 2023
Lateral Hardening-Fuse-92600010 | Lateral Hardening | 13327 | 0 |  | 0 | 0
Lateral Hardening-Fuse-92600174 | Lateral Hardening | 13657 | 0 |  | 0 | 0
Lateral Hardening-Fuse-92600287 | Lateral Hardening | 13010 | 0 |  | 0 | 0
Lateral Hardening-Fuse-92600306 | Lateral Hardening | 13010 | 0 |  | 0 | 0
Lateral Hardening-Fuse-92600372 | Lateral Hardening | 13309 | 2022 |  | 0 | 2022
Lateral Hardening-Fuse-92600652 | Lateral Hardening | 13309 | 2022 |  | 0 | 2022
Lateral Hardening-Fuse-92600878 | Lateral Hardening | 13436 | 0 |  | 0 | 0
Lateral Hardening-Fuse-92600973 | Lateral Hardening | 13118 | 0 |  | 0 | 0
Lateral Hardening-Fuse-92601258 | Lateral Hardening | 13254 | 0 |  | 0 | 0
Lateral Hardening-Fuse-92601310 | Lateral Hardening | 13303 | 2027 |  | 0 | 2027
Lateral Hardening-Fuse-92601418 | Lateral Hardening | 13657 | 0 |  | 0 | 0
Lateral Hardening-Fuse-92601419 | Lateral Hardening | 13827 | 0 |  | 0 | 0
Lateral Hardening-Fuse-92601433 | Lateral Hardening | 13303 | 0 |  | 0 | 0
Lateral Hardening-Fuse-92601584 | Lateral Hardening | 13010 | 0 |  | 0 | 0
Lateral Hardening-Fuse-92601585 | Lateral Hardening | 13010 | 0 |  | 0 | 0
Lateral Hardening-Fuse-92601599 | Lateral Hardening | 13303 | 0 |  | 0 | 0
Lateral Hardening-Fuse-92601616 | Lateral Hardening | 13303 | 2027 |  | 0 | 2027
Lateral Hardening-Fuse-92601683 | Lateral Hardening | 13436 | 0 |  | 0 | 0
Lateral Hardening-Fuse-92601736 | Lateral Hardening | 13010 | 0 |  | 0 | 0
Lateral Hardening-Fuse-92601976 | Lateral Hardening | 13661 | 0 |  | 0 | 0
Lateral Hardening-Fuse-92601995 | Lateral Hardening | 13303 | 2027 |  | 0 | 2027
Lateral Hardening-Fuse-92602252 | Lateral Hardening | 13311 | 2027 |  | 0 | 2027
Lateral Hardening-Fuse-92602260 | Lateral Hardening | 13010 | 0 |  | 0 | 0
Lateral Hardening-Fuse-92602261 | Lateral Hardening | 13010 | 2026 |  | 0 | 2026
Lateral Hardening-Fuse-92602262 | Lateral Hardening | 13010 | 0 |  | 0 | 0
Lateral Hardening-Fuse-92602823 | Lateral Hardening | 13010 | 0 |  | 0 | 0
Lateral Hardening-Fuse-92602836 | Lateral Hardening | 13010 | 0 |  | 0 | 0
Lateral Hardening-Fuse-92602864 | Lateral Hardening | 13303 | 0 |  | 0 | 0
Lateral Hardening-Fuse-92602870 | Lateral Hardening | 13010 | 0 |  | 0 | 0
Lateral Hardening-Fuse-92603409 | Lateral Hardening | 13293 | 0 |  | 0 | 0
Lateral Hardening-Fuse-92603564 | Lateral Hardening | 13390 | 0 |  | 0 | 0
Lateral Hardening-Fuse-92603565 | Lateral Hardening | 13390 | 2023 |  | 0 | 2023
Lateral Hardening-Fuse-92603717 | Lateral Hardening | 13390 | 2023 |  | 0 | 2023
Lateral Hardening-Fuse-92603726 | Lateral Hardening | 13390 | 0 |  | 0 | 0
Lateral Hardening-Fuse-92603880 | Lateral Hardening | 13808 | 0 |  | 0 | 0
Lateral Hardening-Fuse-92603962 | Lateral Hardening | 13340 | 0 |  | 0 | 0
Lateral Hardening-Fuse-92604597 | Lateral Hardening | 13390 | 0 |  | 0 | 0
Lateral Hardening-Fuse-92604598 | Lateral Hardening | 13390 | 0 |  | 0 | 0
Lateral Hardening-Fuse-92604599 | Lateral Hardening | 13390 | 0 |  | 0 | 0
Lateral Hardening-Fuse-92604701 | Lateral Hardening | 13390 | 0 |  | 0 | 0
Lateral Hardening-Fuse-92604705 | Lateral Hardening | 13390 | 0 |  | 0 | 0
Lateral Hardening-Fuse-92604711 | Lateral Hardening | 13390 | 0 |  | 0 | 0
Lateral Hardening-Fuse-92604712 | Lateral Hardening | 13390 | 0 |  | 0 | 0
Lateral Hardening-Fuse-92604742 | Lateral Hardening | 13390 | 0 |  | 0 | 0
Lateral Hardening-Fuse-92604890 | Lateral Hardening | 13984 | 2028 |  | 0 | 2028
Lateral Hardening-Fuse-92605327 | Lateral Hardening | 13390 | 2023 |  | 0 | 2023
Lateral Hardening-Fuse-92605354 | Lateral Hardening | 13390 | 0 |  | 0 | 0
Lateral Hardening-Fuse-92605355 | Lateral Hardening | 13390 | 2023 |  | 0 | 2023
Lateral Hardening-Fuse-92605362 | Lateral Hardening | 13390 | 0 |  | 0 | 0
Lateral Hardening-Fuse-92605364 | Lateral Hardening | 13390 | 0 |  | 0 | 0
Lateral Hardening-Fuse-92605365 | Lateral Hardening | 13390 | 0 |  | 0 | 0
Lateral Hardening-Fuse-92605366 | Lateral Hardening | 13390 | 0 |  | 0 | 0
Lateral Hardening-Fuse-92605368 | Lateral Hardening | 13390 | 0 |  | 0 | 0
Lateral Hardening-Fuse-92605369 | Lateral Hardening | 13390 | 0 |  | 0 | 0
Lateral Hardening-Fuse-92605381 | Lateral Hardening | 13390 | 2023 |  | 0 | 2023
Lateral Hardening-Fuse-92605591 | Lateral Hardening | 13309 | 2022 |  | 0 | 2022
Lateral Hardening-Fuse-92605800 | Lateral Hardening | 13096 | 2027 |  | 0 | 2027
Lateral Hardening-Fuse-92606153 | Lateral Hardening | 13390 | 0 |  | 0 | 0
Lateral Hardening-Fuse-92606170 | Lateral Hardening | 13390 | 0 |  | 0 | 0
Lateral Hardening-Fuse-92606203 | Lateral Hardening | 13390 | 0 |  | 0 | 0
Lateral Hardening-Fuse-92606231 | Lateral Hardening | 13390 | 0 |  | 0 | 0
Lateral Hardening-Fuse-92606233 | Lateral Hardening | 13390 | 0 |  | 0 | 0
Lateral Hardening-Fuse-92606234 | Lateral Hardening | 13390 | 0 |  | 0 | 0
Lateral Hardening-Fuse-92606236 | Lateral Hardening | 13390 | 0 |  | 0 | 0
Lateral Hardening-Fuse-92606240 | Lateral Hardening | 13390 | 0 |  | 0 | 0
Lateral Hardening-Fuse-92606241 | Lateral Hardening | 13390 | 0 |  | 0 | 0
Lateral Hardening-Fuse-92606346 | Lateral Hardening | 13096 | 2027 |  | 0 | 2027
Lateral Hardening-Fuse-92606650 | Lateral Hardening | 13390 | 0 |  | 0 | 0
Lateral Hardening-Fuse-92606894 | Lateral Hardening | 13096 | 0 |  | 0 | 0
Lateral Hardening-Fuse-92607233 | Lateral Hardening | 13099 | 0 |  | 0 | 0
Lateral Hardening-Fuse-92607260 | Lateral Hardening | 13390 | 0 |  | 0 | 0
Lateral Hardening-Fuse-92607261 | Lateral Hardening | 13390 | 0 |  | 0 | 0
Lateral Hardening-Fuse-92607262 | Lateral Hardening | 13390 | 0 |  | 0 | 0
Lateral Hardening-Fuse-92607559 | Lateral Hardening | 13390 | 0 |  | 0 | 0
Lateral Hardening-Fuse-92607579 | Lateral Hardening | 13390 | 0 |  | 0 | 0
Lateral Hardening-Fuse-92607589 | Lateral Hardening | 13390 | 2023 |  | 0 | 2023
Lateral Hardening-Fuse-92607652 | Lateral Hardening | 13390 | 2023 |  | 0 | 2023
Lateral Hardening-Fuse-92607662 | Lateral Hardening | 13390 | 0 |  | 0 | 0
Lateral Hardening-Fuse-92607669 | Lateral Hardening | 13390 | 0 |  | 0 | 0
Lateral Hardening-Fuse-92607671 | Lateral Hardening | 13390 | 0 |  | 0 | 0
Lateral Hardening-Fuse-92607672 | Lateral Hardening | 13390 | 2023 |  | 0 | 2023
Lateral Hardening-Fuse-92607848 | Lateral Hardening | 13460 | 0 |  | 0 | 0
Lateral Hardening-Fuse-92608612 | Lateral Hardening | 13390 | 0 |  | 0 | 0
Lateral Hardening-Fuse-92608641 | Lateral Hardening | 13389 | 0 |  | 0 | 0
Lateral Hardening-Fuse-92608946 | Lateral Hardening | 13390 | 0 |  | 0 | 0
Lateral Hardening-Fuse-92608954 | Lateral Hardening | 13390 | 0 |  | 0 | 0
Lateral Hardening-Fuse-92608963 | Lateral Hardening | 13390 | 0 |  | 0 | 0
Lateral Hardening-Fuse-92608969 | Lateral Hardening | 13390 | 0 |  | 0 | 0
Lateral Hardening-Fuse-92608971 | Lateral Hardening | 13390 | 0 |  | 0 | 0
Lateral Hardening-Fuse-92608972 | Lateral Hardening | 13390 | 0 |  | 0 | 0
Lateral Hardening-Fuse-92609197 | Lateral Hardening | 13390 | 0 |  | 0 | 0
Lateral Hardening-Fuse-92609198 | Lateral Hardening | 13390 | 0 |  | 0 | 0
Lateral Hardening-Fuse-92609199 | Lateral Hardening | 13390 | 0 |  | 0 | 0
Lateral Hardening-Fuse-92609201 | Lateral Hardening | 13390 | 0 |  | 0 | 0
Lateral Hardening-Fuse-92609202 | Lateral Hardening | 13390 | 0 |  | 0 | 0
Lateral Hardening-Fuse-92609203 | Lateral Hardening | 13390 | 2023 |  | 0 | 2023
Lateral Hardening-Fuse-92609205 | Lateral Hardening | 13390 | 0 |  | 0 | 0
Lateral Hardening-Fuse-92609206 | Lateral Hardening | 13390 | 0 |  | 0 | 0
Lateral Hardening-Fuse-92609207 | Lateral Hardening | 13390 | 0 |  | 0 | 0
Lateral Hardening-Fuse-92609208 | Lateral Hardening | 13390 | 0 |  | 0 | 0
Lateral Hardening-Fuse-92609625 | Lateral Hardening | 13390 | 0 |  | 0 | 0
Lateral Hardening-Fuse-92609981 | Lateral Hardening | 13390 | 2023 |  | 0 | 2023
Lateral Hardening-Fuse-92609982 | Lateral Hardening | 13906 | 0 |  | 0 | 0
Lateral Hardening-Fuse-92610250 | Lateral Hardening | 13390 | 2023 |  | 0 | 2023
Lateral Hardening-Fuse-92610253 | Lateral Hardening | 13390 | 2023 |  | 0 | 2023
Lateral Hardening-Fuse-92610403 | Lateral Hardening | 13390 | 0 |  | 0 | 0
Lateral Hardening-Fuse-92610408 | Lateral Hardening | 13390 | 0 |  | 0 | 0
Lateral Hardening-Fuse-92610411 | Lateral Hardening | 13390 | 0 |  | 0 | 0
Lateral Hardening-Fuse-92610415 | Lateral Hardening | 13390 | 0 |  | 0 | 0
Lateral Hardening-Fuse-92610417 | Lateral Hardening | 13390 | 0 |  | 0 | 0
Lateral Hardening-Fuse-92610418 | Lateral Hardening | 13390 | 0 |  | 0 | 0
Lateral Hardening-Fuse-92610429 | Lateral Hardening | 13390 | 0 |  | 0 | 0
Lateral Hardening-Fuse-92610435 | Lateral Hardening | 13390 | 0 |  | 0 | 0
Lateral Hardening-Fuse-92610451 | Lateral Hardening | 13390 | 0 |  | 0 | 0
Lateral Hardening-Fuse-92610458 | Lateral Hardening | 13390 | 0 |  | 0 | 0
Lateral Hardening-Fuse-92610472 | Lateral Hardening | 13390 | 0 |  | 0 | 0
Lateral Hardening-Fuse-92611133 | Lateral Hardening | 13118 | 0 |  | 0 | 0
Lateral Hardening-Fuse-92611785 | Lateral Hardening | 13326 | 0 |  | 0 | 0
Lateral Hardening-Fuse-92612349 | Lateral Hardening | 13118 | 2021 |  | 0 | 2021
Lateral Hardening-Fuse-92612859 | Lateral Hardening | 13390 | 0 |  | 0 | 0
Lateral Hardening-Fuse-92612860 | Lateral Hardening | 13390 | 2023 |  | 0 | 2023
Lateral Hardening-Fuse-92612861 | Lateral Hardening | 13390 | 0 |  | 0 | 0
Lateral Hardening-Fuse-92612866 | Lateral Hardening | 13390 | 0 |  | 0 | 0
Lateral Hardening-Fuse-92612878 | Lateral Hardening | 13390 | 0 |  | 0 | 0
Lateral Hardening-Fuse-92612880 | Lateral Hardening | 13390 | 0 |  | 0 | 0
Lateral Hardening-Fuse-92612886 | Lateral Hardening | 13236 | 0 |  | 0 | 0
Lateral Hardening-Fuse-92612892 | Lateral Hardening | 13390 | 0 |  | 0 | 0
Lateral Hardening-Fuse-92612894 | Lateral Hardening | 13390 | 0 |  | 0 | 0
Lateral Hardening-Fuse-92612900 | Lateral Hardening | 13390 | 0 |  | 0 | 0
Lateral Hardening-Fuse-92613271 | Lateral Hardening | 13236 | 0 |  | 0 | 0
Lateral Hardening-Fuse-92613272 | Lateral Hardening | 13236 | 0 |  | 0 | 0
Lateral Hardening-Fuse-92613280 | Lateral Hardening | 13909 | 0 |  | 0 | 0
Lateral Hardening-Fuse-92613281 | Lateral Hardening | 13236 | 0 |  | 0 | 0
Lateral Hardening-Fuse-92613283 | Lateral Hardening | 13236 | 0 |  | 0 | 0
Lateral Hardening-Fuse-92613689 | Lateral Hardening | 13091 | 2025 |  | 0 | 2025
Lateral Hardening-Fuse-92613706 | Lateral Hardening | 13236 | 0 |  | 0 | 0
Lateral Hardening-Fuse-92613739 | Lateral Hardening | 13091 | 0 |  | 0 | 0
Lateral Hardening-Fuse-92613742 | Lateral Hardening | 13091 | 0 |  | 0 | 0
Lateral Hardening-Fuse-92613743 | Lateral Hardening | 13091 | 0 |  | 0 | 0
Lateral Hardening-Fuse-92613809 | Lateral Hardening | 13254 | 0 |  | 0 | 0
Lateral Hardening-Fuse-92614274 | Lateral Hardening | 13236 | 0 |  | 0 | 0
Lateral Hardening-Fuse-92614275 | Lateral Hardening | 13236 | 0 |  | 0 | 0
Lateral Hardening-Fuse-92614289 | Lateral Hardening | 13236 | 0 |  | 0 | 0
Lateral Hardening-Fuse-92614322 | Lateral Hardening | 13805 | 0 |  | 0 | 0
Lateral Hardening-Fuse-92614347 | Lateral Hardening | 13303 | 0 |  | 0 | 0
Lateral Hardening-Fuse-92614370 | Lateral Hardening | 13303 | 0 |  | 0 | 0
Lateral Hardening-Fuse-92614371 | Lateral Hardening | 13303 | 0 |  | 0 | 0
Lateral Hardening-Fuse-92614444 | Lateral Hardening | 13303 | 0 |  | 0 | 0
Lateral Hardening-Fuse-92614457 | Lateral Hardening | 13303 | 0 |  | 0 | 0
Lateral Hardening-Fuse-92614475 | Lateral Hardening | 13303 | 0 |  | 0 | 0
Lateral Hardening-Fuse-92614516 | Lateral Hardening | 13303 | 0 |  | 0 | 0
Lateral Hardening-Fuse-92614555 | Lateral Hardening | 13303 | 0 |  | 0 | 0
Lateral Hardening-Fuse-92614565 | Lateral Hardening | 13303 | 0 |  | 0 | 0
Lateral Hardening-Fuse-92614592 | Lateral Hardening | 13303 | 0 |  | 0 | 0
Lateral Hardening-Fuse-92614609 | Lateral Hardening | 13303 | 0 |  | 0 | 0
Lateral Hardening-Fuse-92614625 | Lateral Hardening | 13303 | 0 |  | 0 | 0
Lateral Hardening-Fuse-92614654 | Lateral Hardening | 13303 | 0 |  | 0 | 0
Lateral Hardening-Fuse-92614658 | Lateral Hardening | 13303 | 0 |  | 0 | 0
Lateral Hardening-Fuse-92614668 | Lateral Hardening | 13303 | 0 |  | 0 | 0
Lateral Hardening-Fuse-92614673 | Lateral Hardening | 13303 | 0 |  | 0 | 0
Lateral Hardening-Fuse-92614674 | Lateral Hardening | 13303 | 0 |  | 0 | 0
Lateral Hardening-Fuse-92614677 | Lateral Hardening | 13303 | 0 |  | 0 | 0
Lateral Hardening-Fuse-92614727 | Lateral Hardening | 13303 | 0 |  | 0 | 0
Lateral Hardening-Fuse-92614735 | Lateral Hardening | 13303 | 0 |  | 0 | 0
Lateral Hardening-Fuse-92615417 | Lateral Hardening | 13236 | 0 |  | 0 | 0
Lateral Hardening-Fuse-92615942 | Lateral Hardening | 13112 | 0 |  | 0 | 0
Lateral Hardening-Fuse-92616631 | Lateral Hardening | 13461 | 0 |  | 0 | 0
Lateral Hardening-Fuse-92616640 | Lateral Hardening | 13461 | 0 |  | 0 | 0
Lateral Hardening-Fuse-92616978 | Lateral Hardening | 13064 | 0 |  | 0 | 0
Lateral Hardening-Fuse-92617096 | Lateral Hardening | 13084 | 2029 |  | 0 | 2029
Lateral Hardening-Fuse-92617701 | Lateral Hardening | 13805 | 0 |  | 0 | 0
Lateral Hardening-Fuse-92617823 | Lateral Hardening | 13236 | 0 |  | 0 | 0
Lateral Hardening-Fuse-92618294 | Lateral Hardening | 13959 | 0 |  | 0 | 0
Lateral Hardening-Fuse-92619162 | Lateral Hardening | 13303 | 0 |  | 0 | 0
Lateral Hardening-Fuse-92619179 | Lateral Hardening | 13303 | 0 |  | 0 | 0
Lateral Hardening-Fuse-92619186 | Lateral Hardening | 13303 | 0 |  | 0 | 0
Lateral Hardening-Fuse-92619188 | Lateral Hardening | 13303 | 0 |  | 0 | 0
Lateral Hardening-Fuse-92619195 | Lateral Hardening | 13303 | 0 |  | 0 | 0
Lateral Hardening-Fuse-92619205 | Lateral Hardening | 13303 | 2027 |  | 0 | 2027
Lateral Hardening-Fuse-92619214 | Lateral Hardening | 13303 | 0 |  | 0 | 0
Lateral Hardening-Fuse-92619235 | Lateral Hardening | 13303 | 0 |  | 0 | 0
Lateral Hardening-Fuse-92619238 | Lateral Hardening | 13303 | 0 |  | 0 | 0
Lateral Hardening-Fuse-92619318 | Lateral Hardening | 13805 | 0 |  | 0 | 0
Lateral Hardening-Fuse-92619322 | Lateral Hardening | 13303 | 0 |  | 0 | 0
Lateral Hardening-Fuse-92619337 | Lateral Hardening | 13146 | 0 |  | 0 | 0
Lateral Hardening-Fuse-92619344 | Lateral Hardening | 13303 | 0 |  | 0 | 0
Lateral Hardening-Fuse-92619376 | Lateral Hardening | 13303 | 0 |  | 0 | 0
Lateral Hardening-Fuse-92619380 | Lateral Hardening | 13303 | 2027 |  | 0 | 2027
Lateral Hardening-Fuse-92619403 | Lateral Hardening | 13303 | 0 |  | 0 | 0
Lateral Hardening-Fuse-92619411 | Lateral Hardening | 13303 | 0 |  | 0 | 0
Lateral Hardening-Fuse-92619507 | Lateral Hardening | 13303 | 0 |  | 0 | 0
Lateral Hardening-Fuse-92619510 | Lateral Hardening | 13303 | 0 |  | 0 | 0
Lateral Hardening-Fuse-92619522 | Lateral Hardening | 13303 | 0 |  | 0 | 0
Lateral Hardening-Fuse-92619528 | Lateral Hardening | 13303 | 2027 |  | 0 | 2027
Lateral Hardening-Fuse-92619586 | Lateral Hardening | 13218 | 0 |  | 0 | 0
Lateral Hardening-Fuse-92619594 | Lateral Hardening | 13303 | 0 |  | 0 | 0
Lateral Hardening-Fuse-92619624 | Lateral Hardening | 13805 | 2024 |  | 0 | 2024
Lateral Hardening-Fuse-92619639 | Lateral Hardening | 13233 | 0 |  | 0 | 0
Lateral Hardening-Fuse-92619855 | Lateral Hardening | 13303 | 0 |  | 0 | 0
Lateral Hardening-Fuse-92619960 | Lateral Hardening | 13454 | 0 |  | 0 | 0
Lateral Hardening-Fuse-92620373 | Lateral Hardening | 13091 | 2025 |  | 0 | 2025
Lateral Hardening-Fuse-92620375 | Lateral Hardening | 13091 | 0 |  | 0 | 0
Lateral Hardening-Fuse-92620825 | Lateral Hardening | 13309 | 0 |  | 0 | 0
Lateral Hardening-Fuse-92620889 | Lateral Hardening | 13390 | 2023 |  | 0 | 2023
Lateral Hardening-Fuse-92620959 | Lateral Hardening | 13390 | 2023 |  | 0 | 2023
Lateral Hardening-Fuse-92621375 | Lateral Hardening | 13829 | 0 |  | 0 | 0
Lateral Hardening-Fuse-92621383 | Lateral Hardening | 13808 | 0 |  | 0 | 0
Lateral Hardening-Fuse-92621392 | Lateral Hardening | 13808 | 0 |  | 0 | 0
Lateral Hardening-Fuse-92621433 | Lateral Hardening | 13390 | 0 |  | 0 | 0
Lateral Hardening-Fuse-92621573 | Lateral Hardening | 13829 | 0 |  | 0 | 0
Lateral Hardening-Fuse-92622098 | Lateral Hardening | 13390 | 2023 |  | 0 | 2023
Lateral Hardening-Fuse-92622569 | Lateral Hardening | 13390 | 2023 |  | 0 | 2023
Lateral Hardening-Fuse-92622630 | Lateral Hardening | 13805 | 0 |  | 0 | 0
Lateral Hardening-Fuse-92624129 | Lateral Hardening | 13390 | 2023 |  | 0 | 2023
Lateral Hardening-Fuse-92624740 | Lateral Hardening | 13279 | 0 |  | 0 | 0
Lateral Hardening-Fuse-92624756 | Lateral Hardening | 13279 | 0 |  | 0 | 0
Lateral Hardening-Fuse-92624769 | Lateral Hardening | 13709 | 2026 |  | 0 | 2026
Lateral Hardening-Fuse-92624808 | Lateral Hardening | 13303 | 0 |  | 0 | 0
Lateral Hardening-Fuse-92624811 | Lateral Hardening | 13303 | 0 |  | 0 | 0
Lateral Hardening-Fuse-92624813 | Lateral Hardening | 13303 | 0 |  | 0 | 0
Lateral Hardening-Fuse-92624814 | Lateral Hardening | 13303 | 0 |  | 0 | 0
Lateral Hardening-Fuse-92624819 | Lateral Hardening | 13303 | 0 |  | 0 | 0
Lateral Hardening-Fuse-92624821 | Lateral Hardening | 13303 | 0 |  | 0 | 0
Lateral Hardening-Fuse-92624824 | Lateral Hardening | 13303 | 0 |  | 0 | 0
Lateral Hardening-Fuse-92624834 | Lateral Hardening | 13303 | 0 |  | 0 | 0
Lateral Hardening-Fuse-92624873 | Lateral Hardening | 13303 | 0 |  | 0 | 0
Lateral Hardening-Fuse-92624875 | Lateral Hardening | 13303 | 0 |  | 0 | 0
Lateral Hardening-Fuse-92624884 | Lateral Hardening | 13303 | 0 |  | 0 | 0
Lateral Hardening-Fuse-92624893 | Lateral Hardening | 13303 | 0 |  | 0 | 0
Lateral Hardening-Fuse-92624903 | Lateral Hardening | 13303 | 0 |  | 0 | 0
Lateral Hardening-Fuse-92624917 | Lateral Hardening | 13303 | 0 |  | 0 | 0
Lateral Hardening-Fuse-92624919 | Lateral Hardening | 13303 | 0 |  | 0 | 0
Lateral Hardening-Fuse-92624928 | Lateral Hardening | 13303 | 0 |  | 0 | 0
Lateral Hardening-Fuse-92624933 | Lateral Hardening | 13303 | 0 |  | 0 | 0
Lateral Hardening-Fuse-92625220 | Lateral Hardening | 13010 | 0 |  | 0 | 0
Lateral Hardening-Fuse-92626013 | Lateral Hardening | 13170 | 0 |  | 0 | 0
Lateral Hardening-Fuse-92626292 | Lateral Hardening | 13303 | 0 |  | 0 | 0
Lateral Hardening-Fuse-92626570 | Lateral Hardening | 13815 | 0 |  | 0 | 0
Lateral Hardening-Fuse-92627336 | Lateral Hardening | 13303 | 0 |  | 0 | 0
Lateral Hardening-Fuse-92627337 | Lateral Hardening | 13303 | 0 |  | 0 | 0
Lateral Hardening-Fuse-92627784 | Lateral Hardening | 13805 | 0 |  | 0 | 0
Lateral Hardening-Fuse-92628167 | Lateral Hardening | 13668 | 0 |  | 0 | 0
Lateral Hardening-Fuse-92629499 | Lateral Hardening | 13805 | 0 |  | 0 | 0
Lateral Hardening-Fuse-92629629 | Lateral Hardening | 13303 | 0 |  | 0 | 0
Lateral Hardening-Fuse-92629632 | Lateral Hardening | 13303 | 0 |  | 0 | 0
Lateral Hardening-Fuse-92629641 | Lateral Hardening | 13303 | 0 |  | 0 | 0
Lateral Hardening-Fuse-92629658 | Lateral Hardening | 13303 | 0 |  | 0 | 0
Lateral Hardening-Fuse-92629670 | Lateral Hardening | 13303 | 0 |  | 0 | 0
Lateral Hardening-Fuse-92629672 | Lateral Hardening | 13303 | 0 |  | 0 | 0
Lateral Hardening-Fuse-92629688 | Lateral Hardening | 13303 | 2027 |  | 0 | 2027
Lateral Hardening-Fuse-92629689 | Lateral Hardening | 13813 | 0 |  | 0 | 0
Lateral Hardening-Fuse-92629703 | Lateral Hardening | 13303 | 2027 |  | 0 | 2027
Lateral Hardening-Fuse-92629712 | Lateral Hardening | 13303 | 0 |  | 0 | 0
Lateral Hardening-Fuse-92629740 | Lateral Hardening | 13303 | 0 |  | 0 | 0
Lateral Hardening-Fuse-92629757 | Lateral Hardening | 13303 | 2027 |  | 0 | 2027
Lateral Hardening-Fuse-92629758 | Lateral Hardening | 13303 | 0 |  | 0 | 0
Lateral Hardening-Fuse-92629766 | Lateral Hardening | 13303 | 0 |  | 0 | 0
Lateral Hardening-Fuse-92629771 | Lateral Hardening | 13303 | 0 |  | 0 | 0
Lateral Hardening-Fuse-92629774 | Lateral Hardening | 13303 | 0 |  | 0 | 0
Lateral Hardening-Fuse-92629775 | Lateral Hardening | 13303 | 0 |  | 0 | 0
Lateral Hardening-Fuse-92629820 | Lateral Hardening | 13390 | 0 |  | 0 | 0
Lateral Hardening-Fuse-92629832 | Lateral Hardening | 13303 | 0 |  | 0 | 0
Lateral Hardening-Fuse-92629843 | Lateral Hardening | 13303 | 0 |  | 0 | 0
Lateral Hardening-Fuse-92629847 | Lateral Hardening | 13303 | 2027 |  | 0 | 2027
Lateral Hardening-Fuse-92629848 | Lateral Hardening | 13279 | 0 |  | 0 | 0
Lateral Hardening-Fuse-92629861 | Lateral Hardening | 13303 | 0 |  | 0 | 0
Lateral Hardening-Fuse-92629867 | Lateral Hardening | 13303 | 0 |  | 0 | 0
Lateral Hardening-Fuse-92629871 | Lateral Hardening | 13303 | 0 |  | 0 | 0
Lateral Hardening-Fuse-92629881 | Lateral Hardening | 13303 | 0 |  | 0 | 0
Lateral Hardening-Fuse-92629882 | Lateral Hardening | 13303 | 2027 |  | 0 | 2027
Lateral Hardening-Fuse-92629883 | Lateral Hardening | 13303 | 2027 |  | 0 | 2027
Lateral Hardening-Fuse-92629885 | Lateral Hardening | 13303 | 0 |  | 0 | 0
Lateral Hardening-Fuse-92630155 | Lateral Hardening | 13805 | 2024 |  | 0 | 2024
Lateral Hardening-Fuse-92630423 | Lateral Hardening | 13146 | 0 |  | 0 | 0
Lateral Hardening-Fuse-92630662 | Lateral Hardening | 13331 | 0 |  | 0 | 0
Lateral Hardening-Fuse-92630916 | Lateral Hardening | 13141 | 2021 |  | 0 | 2021
Lateral Hardening-Fuse-92631042 | Lateral Hardening | 13303 | 0 |  | 0 | 0
Lateral Hardening-Fuse-92631051 | Lateral Hardening | 13303 | 0 |  | 0 | 0
Lateral Hardening-Fuse-92631058 | Lateral Hardening | 13303 | 0 |  | 0 | 0
Lateral Hardening-Fuse-92631059 | Lateral Hardening | 13303 | 0 |  | 0 | 0
Lateral Hardening-Fuse-92631065 | Lateral Hardening | 13303 | 0 |  | 0 | 0
Lateral Hardening-Fuse-92631387 | Lateral Hardening | 13303 | 0 |  | 0 | 0
Lateral Hardening-Fuse-92631398 | Lateral Hardening | 13303 | 0 |  | 0 | 0
Lateral Hardening-Fuse-92631400 | Lateral Hardening | 13303 | 2027 |  | 0 | 2027
Lateral Hardening-Fuse-92631420 | Lateral Hardening | 13303 | 0 |  | 0 | 0
Lateral Hardening-Fuse-92631434 | Lateral Hardening | 13303 | 0 |  | 0 | 0
Lateral Hardening-Fuse-92631457 | Lateral Hardening | 13303 | 2027 |  | 0 | 2027
Lateral Hardening-Fuse-92631464 | Lateral Hardening | 13303 | 0 |  | 0 | 0
Lateral Hardening-Fuse-92631481 | Lateral Hardening | 13303 | 0 |  | 0 | 0
Lateral Hardening-Fuse-92631492 | Lateral Hardening | 13303 | 0 |  | 0 | 0
Lateral Hardening-Fuse-92631527 | Lateral Hardening | 13303 | 0 |  | 0 | 0
Lateral Hardening-Fuse-92631534 | Lateral Hardening | 13303 | 0 |  | 0 | 0
Lateral Hardening-Fuse-92631535 | Lateral Hardening | 13303 | 0 |  | 0 | 0
Lateral Hardening-Fuse-92631577 | Lateral Hardening | 13303 | 0 |  | 0 | 0
Lateral Hardening-Fuse-92631578 | Lateral Hardening | 13303 | 0 |  | 0 | 0
Lateral Hardening-Fuse-92631588 | Lateral Hardening | 13303 | 0 |  | 0 | 0
Lateral Hardening-Fuse-92631591 | Lateral Hardening | 13303 | 0 |  | 0 | 0
Lateral Hardening-Fuse-92631597 | Lateral Hardening | 13303 | 0 |  | 0 | 0
Lateral Hardening-Fuse-92631610 | Lateral Hardening | 13303 | 0 |  | 0 | 0
Lateral Hardening-Fuse-92631618 | Lateral Hardening | 13303 | 0 |  | 0 | 0
Lateral Hardening-Fuse-92631620 | Lateral Hardening | 13391 | 0 |  | 0 | 0
Lateral Hardening-Fuse-92631621 | Lateral Hardening | 13303 | 0 |  | 0 | 0
Lateral Hardening-Fuse-92631634 | Lateral Hardening | 13303 | 0 |  | 0 | 0
Lateral Hardening-Fuse-92631642 | Lateral Hardening | 13303 | 0 |  | 0 | 0
Lateral Hardening-Fuse-92631654 | Lateral Hardening | 13303 | 0 |  | 0 | 0
Lateral Hardening-Fuse-92631665 | Lateral Hardening | 13303 | 0 |  | 0 | 0
Lateral Hardening-Fuse-92631667 | Lateral Hardening | 13303 | 0 |  | 0 | 0
Lateral Hardening-Fuse-92631677 | Lateral Hardening | 13303 | 0 |  | 0 | 0
Lateral Hardening-Fuse-92631710 | Lateral Hardening | 13303 | 0 |  | 0 | 0
Lateral Hardening-Fuse-92631711 | Lateral Hardening | 13303 | 0 |  | 0 | 0
Lateral Hardening-Fuse-92631712 | Lateral Hardening | 13303 | 0 |  | 0 | 0
Lateral Hardening-Fuse-92631713 | Lateral Hardening | 13303 | 0 |  | 0 | 0
Lateral Hardening-Fuse-92631714 | Lateral Hardening | 13303 | 0 |  | 0 | 0
Lateral Hardening-Fuse-92631725 | Lateral Hardening | 13303 | 0 |  | 0 | 0
Lateral Hardening-Fuse-92631727 | Lateral Hardening | 13303 | 0 |  | 0 | 0
Lateral Hardening-Fuse-92631730 | Lateral Hardening | 13303 | 0 |  | 0 | 0
Lateral Hardening-Fuse-92631769 | Lateral Hardening | 13303 | 0 |  | 0 | 0
Lateral Hardening-Fuse-92632241 | Lateral Hardening | 13146 | 0 |  | 0 | 0
Lateral Hardening-Fuse-92632292 | Lateral Hardening | 13391 | 0 |  | 0 | 0
Lateral Hardening-Fuse-92632464 | Lateral Hardening | 13455 | 0 |  | 0 | 0
Lateral Hardening-Fuse-92632768 | Lateral Hardening | 13433 | 0 |  | 0 | 0
Lateral Hardening-Fuse-92632804 | Lateral Hardening | 13906 | 0 |  | 0 | 0
Lateral Hardening-Fuse-92632841 | Lateral Hardening | 14042 | 2026 |  | 0 | 2026
Lateral Hardening-Fuse-92632918 | Lateral Hardening | 13331 | 0 |  | 0 | 0
Lateral Hardening-Fuse-92633052 | Lateral Hardening | 13303 | 0 |  | 0 | 0
Lateral Hardening-Fuse-92633325 | Lateral Hardening | 13460 | 0 |  | 0 | 0
Lateral Hardening-Fuse-92633782 | Lateral Hardening | 13391 | 0 |  | 0 | 0
Lateral Hardening-Fuse-92633786 | Lateral Hardening | 13331 | 0 |  | 0 | 0
Lateral Hardening-Fuse-92633787 | Lateral Hardening | 13331 | 0 |  | 0 | 0
Lateral Hardening-Fuse-92633796 | Lateral Hardening | 13331 | 0 |  | 0 | 0
Lateral Hardening-Fuse-92633798 | Lateral Hardening | 13331 | 0 |  | 0 | 0
Lateral Hardening-Fuse-92633800 | Lateral Hardening | 13331 | 0 |  | 0 | 0
Lateral Hardening-Fuse-92633835 | Lateral Hardening | 13331 | 0 |  | 0 | 0
Lateral Hardening-Fuse-92634063 | Lateral Hardening | 13331 | 0 |  | 0 | 0
Lateral Hardening-Fuse-92634066 | Lateral Hardening | 13331 | 0 |  | 0 | 0
Lateral Hardening-Fuse-92634086 | Lateral Hardening | 13331 | 0 |  | 0 | 0
Lateral Hardening-Fuse-92634258 | Lateral Hardening | 14032 | 0 |  | 0 | 0
Lateral Hardening-Fuse-92634300 | Lateral Hardening | 14032 | 2020 |  | 0 | 2020
Lateral Hardening-Fuse-92634719 | Lateral Hardening | 13331 | 0 |  | 0 | 0
Lateral Hardening-Fuse-92634721 | Lateral Hardening | 13331 | 0 |  | 0 | 0
Lateral Hardening-Fuse-92634722 | Lateral Hardening | 13331 | 0 |  | 0 | 0
Lateral Hardening-Fuse-92634723 | Lateral Hardening | 13331 | 0 |  | 0 | 0
Lateral Hardening-Fuse-92634728 | Lateral Hardening | 13331 | 0 |  | 0 | 0
Lateral Hardening-Fuse-92634749 | Lateral Hardening | 13331 | 0 |  | 0 | 0
Lateral Hardening-Fuse-92634753 | Lateral Hardening | 13331 | 0 |  | 0 | 0
Lateral Hardening-Fuse-92634759 | Lateral Hardening | 13331 | 0 |  | 0 | 0
Lateral Hardening-Fuse-92634867 | Lateral Hardening | 13331 | 2026 |  | 0 | 2026
Lateral Hardening-Fuse-92635395 | Lateral Hardening | 13331 | 0 |  | 0 | 0
Lateral Hardening-Fuse-92635761 | Lateral Hardening | 13331 | 0 |  | 0 | 0
Lateral Hardening-Fuse-92635985 | Lateral Hardening | 13331 | 0 |  | 0 | 0
Lateral Hardening-Fuse-92635988 | Lateral Hardening | 13331 | 2026 |  | 0 | 2026
Lateral Hardening-Fuse-92636000 | Lateral Hardening | 13331 | 0 |  | 0 | 0
Lateral Hardening-Fuse-92636030 | Lateral Hardening | 13331 | 2026 |  | 0 | 2026
Lateral Hardening-Fuse-92636116 | Lateral Hardening | 13331 | 0 |  | 0 | 0
Lateral Hardening-Fuse-92636265 | Lateral Hardening | 13331 | 2026 |  | 0 | 2026
Lateral Hardening-Fuse-92636423 | Lateral Hardening | 13007 | 0 |  | 0 | 0
Lateral Hardening-Fuse-92636443 | Lateral Hardening | 13007 | 0 |  | 0 | 0
Lateral Hardening-Fuse-92636665 | Lateral Hardening | 13331 | 0 |  | 0 | 0
Lateral Hardening-Fuse-92636863 | Lateral Hardening | 13391 | 0 |  | 0 | 0
Lateral Hardening-Fuse-92637077 | Lateral Hardening | 13807 | 0 |  | 0 | 0
Lateral Hardening-Fuse-92637098 | Lateral Hardening | 13331 | 2026 |  | 0 | 2026
Lateral Hardening-Fuse-92637114 | Lateral Hardening | 13331 | 0 |  | 0 | 0
Lateral Hardening-Fuse-92637386 | Lateral Hardening | 13502 | 0 |  | 0 | 0
Lateral Hardening-Fuse-92637828 | Lateral Hardening | 13331 | 0 |  | 0 | 0
Lateral Hardening-Fuse-92637834 | Lateral Hardening | 13331 | 0 |  | 0 | 0
Lateral Hardening-Fuse-92637945 | Lateral Hardening | 13807 | 0 |  | 0 | 0
Lateral Hardening-Fuse-92638029 | Lateral Hardening | 13331 | 2026 |  | 0 | 2026
Lateral Hardening-Fuse-92638036 | Lateral Hardening | 13331 | 0 |  | 0 | 0
Lateral Hardening-Fuse-92638076 | Lateral Hardening | 13502 | 0 |  | 0 | 0
Lateral Hardening-Fuse-92638098 | Lateral Hardening | 13622 | 0 |  | 0 | 0
Lateral Hardening-Fuse-92638241 | Lateral Hardening | 13064 | 0 |  | 0 | 0
Lateral Hardening-Fuse-92638299 | Lateral Hardening | 13064 | 0 |  | 0 | 0
Lateral Hardening-Fuse-92638303 | Lateral Hardening | 13331 | 0 |  | 0 | 0
Lateral Hardening-Fuse-92638304 | Lateral Hardening | 13331 | 0 |  | 0 | 0
Lateral Hardening-Fuse-92638342 | Lateral Hardening | 13064 | 0 |  | 0 | 0
Lateral Hardening-Fuse-92638373 | Lateral Hardening | 13331 | 0 |  | 0 | 0
Lateral Hardening-Fuse-92638374 | Lateral Hardening | 13331 | 0 |  | 0 | 0
Lateral Hardening-Fuse-92638378 | Lateral Hardening | 13064 | 2029 |  | 0 | 2029
Lateral Hardening-Fuse-92638391 | Lateral Hardening | 13064 | 2029 |  | 0 | 2029
Lateral Hardening-Fuse-92638849 | Lateral Hardening | 13331 | 0 |  | 0 | 0
Lateral Hardening-Fuse-92638949 | Lateral Hardening | 13147 | 0 |  | 0 | 0
Lateral Hardening-Fuse-92639328 | Lateral Hardening | 13388 | 0 |  | 0 | 0
Lateral Hardening-Fuse-92639426 | Lateral Hardening | 13324 | 0 |  | 0 | 0
Lateral Hardening-Fuse-92639517 | Lateral Hardening | 13331 | 2026 |  | 0 | 2026
Lateral Hardening-Fuse-92639818 | Lateral Hardening | 13331 | 0 |  | 0 | 0
Lateral Hardening-Fuse-92639921 | Lateral Hardening | 13705 | 0 |  | 0 | 0
Lateral Hardening-Fuse-92640423 | Lateral Hardening | 13303 | 0 |  | 0 | 0
Lateral Hardening-Fuse-92640491 | Lateral Hardening | 13458 | 0 |  | 0 | 0
Lateral Hardening-Fuse-92640774 | Lateral Hardening | 13029 | 0 |  | 0 | 0
Lateral Hardening-Fuse-92640818 | Lateral Hardening | 13460 | 0 |  | 0 | 0
Lateral Hardening-Fuse-92640838 | Lateral Hardening | 13241 | 0 |  | 0 | 0
Lateral Hardening-Fuse-92641106 | Lateral Hardening | 13303 | 0 |  | 0 | 0
Lateral Hardening-Fuse-92642378 | Lateral Hardening | 13331 | 0 |  | 0 | 0
Lateral Hardening-Fuse-92642383 | Lateral Hardening | 13331 | 0 |  | 0 | 0
Lateral Hardening-Fuse-92642400 | Lateral Hardening | 13331 | 0 |  | 0 | 0
Lateral Hardening-Fuse-92642428 | Lateral Hardening | 13331 | 2026 |  | 0 | 2026
Lateral Hardening-Fuse-92642582 | Lateral Hardening | 13331 | 0 |  | 0 | 0
Lateral Hardening-Fuse-92643045 | Lateral Hardening | 13331 | 0 |  | 0 | 0
Lateral Hardening-Fuse-92643052 | Lateral Hardening | 13331 | 0 |  | 0 | 0
Lateral Hardening-Fuse-92643061 | Lateral Hardening | 13141 | 0 |  | 0 | 0
Lateral Hardening-Fuse-92643621 | Lateral Hardening | 13331 | 0 |  | 0 | 0
Lateral Hardening-Fuse-92643720 | Lateral Hardening | 13118 | 0 |  | 0 | 0
Lateral Hardening-Fuse-92643727 | Lateral Hardening | 13118 | 0 |  | 0 | 0
Lateral Hardening-Fuse-92643735 | Lateral Hardening | 13118 | 0 |  | 0 | 0
Lateral Hardening-Fuse-92643738 | Lateral Hardening | 13118 | 0 |  | 0 | 0
Lateral Hardening-Fuse-92643770 | Lateral Hardening | 13118 | 0 |  | 0 | 0
Lateral Hardening-Fuse-92643890 | Lateral Hardening | 13390 | 0 |  | 0 | 0
Lateral Hardening-Fuse-92643896 | Lateral Hardening | 13037 | 0 |  | 0 | 0
Lateral Hardening-Fuse-92644049 | Lateral Hardening | 13171 | 0 |  | 0 | 0
Lateral Hardening-Fuse-92644350 | Lateral Hardening | 13303 | 0 |  | 0 | 0
Lateral Hardening-Fuse-92644355 | Lateral Hardening | 13303 | 0 |  | 0 | 0
Lateral Hardening-Fuse-92644368 | Lateral Hardening | 13303 | 0 |  | 0 | 0
Lateral Hardening-Fuse-92644370 | Lateral Hardening | 13303 | 0 |  | 0 | 0
Lateral Hardening-Fuse-92644377 | Lateral Hardening | 13303 | 0 |  | 0 | 0
Lateral Hardening-Fuse-92644382 | Lateral Hardening | 13303 | 2027 |  | 0 | 2027
Lateral Hardening-Fuse-92644385 | Lateral Hardening | 13303 | 0 |  | 0 | 0
Lateral Hardening-Fuse-92644398 | Lateral Hardening | 13303 | 0 |  | 0 | 0
Lateral Hardening-Fuse-92644899 | Lateral Hardening | 13807 | 0 |  | 0 | 0
Lateral Hardening-Fuse-92645033 | Lateral Hardening | 14023 | 0 |  | 0 | 0
Lateral Hardening-Fuse-92645183 | Lateral Hardening | 13118 | 0 |  | 0 | 0
Lateral Hardening-Fuse-92645459 | Lateral Hardening | 13104 | 0 |  | 0 | 0
Lateral Hardening-Fuse-92645461 | Lateral Hardening | 13325 | 0 |  | 0 | 0
Lateral Hardening-Fuse-92645793 | Lateral Hardening | 13331 | 0 |  | 0 | 0
Lateral Hardening-Fuse-92646066 | Lateral Hardening | 13331 | 2026 |  | 0 | 2026
Lateral Hardening-Fuse-92646111 | Lateral Hardening | 13118 | 0 |  | 0 | 0
Lateral Hardening-Fuse-92646114 | Lateral Hardening | 13118 | 0 |  | 0 | 0
Lateral Hardening-Fuse-92646118 | Lateral Hardening | 13118 | 0 |  | 0 | 0
Lateral Hardening-Fuse-92646194 | Lateral Hardening | 13118 | 0 |  | 0 | 0
Lateral Hardening-Fuse-92646211 | Lateral Hardening | 13118 | 0 |  | 0 | 0
Lateral Hardening-Fuse-92646218 | Lateral Hardening | 13118 | 0 |  | 0 | 0
Lateral Hardening-Fuse-92646707 | Lateral Hardening | 14030 | 0 |  | 0 | 0
Lateral Hardening-Fuse-92647473 | Lateral Hardening | 13331 | 2026 |  | 0 | 2026
Lateral Hardening-Fuse-92648110 | Lateral Hardening | 13331 | 0 |  | 0 | 0
Lateral Hardening-Fuse-92648112 | Lateral Hardening | 13331 | 2026 |  | 0 | 2026
Lateral Hardening-Fuse-92648135 | Lateral Hardening | 13331 | 2026 |  | 0 | 2026
Lateral Hardening-Fuse-92648189 | Lateral Hardening | 13331 | 0 |  | 0 | 0
Lateral Hardening-Fuse-92648190 | Lateral Hardening | 13331 | 0 |  | 0 | 0
Lateral Hardening-Fuse-92648323 | Lateral Hardening | 13331 | 0 |  | 0 | 0
Lateral Hardening-Fuse-92648480 | Lateral Hardening | 13391 | 0 |  | 0 | 0
Lateral Hardening-Fuse-92648619 | Lateral Hardening | 13331 | 0 |  | 0 | 0
Lateral Hardening-Fuse-92648649 | Lateral Hardening | 13331 | 0 |  | 0 | 0
Lateral Hardening-Fuse-92648650 | Lateral Hardening | 13331 | 0 |  | 0 | 0
Lateral Hardening-Fuse-92649275 | Lateral Hardening | 13331 | 0 |  | 0 | 0
Lateral Hardening-Fuse-92649622 | Lateral Hardening | 13391 | 0 |  | 0 | 0
Lateral Hardening-Fuse-92649829 | Lateral Hardening | 13927 | 2024 |  | 0 | 2024
Lateral Hardening-Fuse-92649884 | Lateral Hardening | 13391 | 0 |  | 0 | 0
Lateral Hardening-Fuse-92649885 | Lateral Hardening | 13391 | 0 |  | 0 | 0
Lateral Hardening-Fuse-92650637 | Lateral Hardening | 13125 | 0 |  | 0 | 0
Lateral Hardening-Fuse-92650722 | Lateral Hardening | 13469 | 0 |  | 0 | 0
Lateral Hardening-Fuse-92650788 | Lateral Hardening | 13110 | 0 |  | 0 | 0
Lateral Hardening-Fuse-92651591 | Lateral Hardening | 13118 | 0 |  | 0 | 0
Lateral Hardening-Fuse-92651594 | Lateral Hardening | 13118 | 0 |  | 0 | 0
Lateral Hardening-Fuse-92651890 | Lateral Hardening | 13118 | 2021 |  | 0 | 2021
Lateral Hardening-Fuse-92651942 | Lateral Hardening | 13118 | 0 |  | 0 | 0
Lateral Hardening-Fuse-92652000 | Lateral Hardening | 13118 | 0 |  | 0 | 0
Lateral Hardening-Fuse-92652010 | Lateral Hardening | 13118 | 2021 |  | 0 | 2021
Lateral Hardening-Fuse-92652052 | Lateral Hardening | 13118 | 0 |  | 0 | 0
Lateral Hardening-Fuse-92652747 | Lateral Hardening | 13391 | 0 |  | 0 | 0
Lateral Hardening-Fuse-92653112 | Lateral Hardening | 13324 | 0 |  | 0 | 0
Lateral Hardening-Fuse-92653713 | Lateral Hardening | 13118 | 0 |  | 0 | 0
Lateral Hardening-Fuse-92653814 | Lateral Hardening | 13118 | 0 |  | 0 | 0
Lateral Hardening-Fuse-92653824 | Lateral Hardening | 13118 | 0 |  | 0 | 0
Lateral Hardening-Fuse-92653844 | Lateral Hardening | 13118 | 0 |  | 0 | 0
Lateral Hardening-Fuse-92653902 | Lateral Hardening | 13118 | 0 |  | 0 | 0
Lateral Hardening-Fuse-92655418 | Lateral Hardening | 13198 | 0 |  | 0 | 0
Lateral Hardening-Fuse-92655421 | Lateral Hardening | 13198 | 0 |  | 0 | 0
Lateral Hardening-Fuse-92655424 | Lateral Hardening | 13198 | 2022 |  | 0 | 2022
Lateral Hardening-Fuse-92655429 | Lateral Hardening | 13198 | 0 |  | 0 | 0
Lateral Hardening-Fuse-92655432 | Lateral Hardening | 13198 | 0 |  | 0 | 0
Lateral Hardening-Fuse-92655466 | Lateral Hardening | 13068 | 2027 |  | 0 | 2027
Lateral Hardening-Fuse-92655481 | Lateral Hardening | 13068 | 0 |  | 0 | 0
Lateral Hardening-Fuse-92655485 | Lateral Hardening | 13068 | 2027 |  | 0 | 2027
Lateral Hardening-Fuse-92655489 | Lateral Hardening | 13068 | 0 |  | 0 | 0
Lateral Hardening-Fuse-92655494 | Lateral Hardening | 13068 | 0 |  | 0 | 0
Lateral Hardening-Fuse-92655504 | Lateral Hardening | 13068 | 0 |  | 0 | 0
Lateral Hardening-Fuse-92655578 | Lateral Hardening | 13910 | 2024 |  | 0 | 2024
Lateral Hardening-Fuse-92655620 | Lateral Hardening | 13226 | 0 |  | 0 | 0
Lateral Hardening-Fuse-92655628 | Lateral Hardening | 13226 | 0 |  | 0 | 0
Lateral Hardening-Fuse-92655739 | Lateral Hardening | 13226 | 0 |  | 0 | 0
Lateral Hardening-Fuse-92655811 | Lateral Hardening | 13030 | 0 |  | 0 | 0
Lateral Hardening-Fuse-92655833 | Lateral Hardening | 13030 | 0 |  | 0 | 0
Lateral Hardening-Fuse-92655835 | Lateral Hardening | 13030 | 0 |  | 0 | 0
Lateral Hardening-Fuse-92655839 | Lateral Hardening | 13030 | 0 |  | 0 | 0
Lateral Hardening-Fuse-92655879 | Lateral Hardening | 13030 | 0 |  | 0 | 0
Lateral Hardening-Fuse-92655943 | Lateral Hardening | 13226 | 0 |  | 0 | 0
Lateral Hardening-Fuse-92655999 | Lateral Hardening | 13226 | 0 |  | 0 | 0
Lateral Hardening-Fuse-92656116 | Lateral Hardening | 13030 | 0 |  | 0 | 0
Lateral Hardening-Fuse-92656358 | Lateral Hardening | 13918 | 0 |  | 0 | 0
Lateral Hardening-Fuse-92656700 | Lateral Hardening | 13331 | 0 |  | 0 | 0
Lateral Hardening-Fuse-92656703 | Lateral Hardening | 13807 | 0 |  | 0 | 0
Lateral Hardening-Fuse-92657662 | Lateral Hardening | 13020 | 0 |  | 0 | 0
Lateral Hardening-Fuse-92658612 | Lateral Hardening | 13226 | 0 |  | 0 | 0
Lateral Hardening-Fuse-92658911 | Lateral Hardening | 13807 | 0 |  | 0 | 0
Lateral Hardening-Fuse-92659172 | Lateral Hardening | 13118 | 2021 |  | 0 | 2021
Lateral Hardening-Fuse-92659353 | Lateral Hardening | 13118 | 2021 |  | 0 | 2021
Lateral Hardening-Fuse-92659372 | Lateral Hardening | 13785 | 0 |  | 0 | 0
Lateral Hardening-Fuse-92659550 | Lateral Hardening | 13174 | 0 |  | 0 | 0
Lateral Hardening-Fuse-92660079 | Lateral Hardening | 13118 | 2021 |  | 0 | 2021
Lateral Hardening-Fuse-92661213 | Lateral Hardening | 13813 | 0 |  | 0 | 0
Lateral Hardening-Fuse-92661311 | Lateral Hardening | 13826 | 0 |  | 0 | 0
Lateral Hardening-Fuse-92661368 | Lateral Hardening | 13685 | 0 |  | 0 | 0
Lateral Hardening-Fuse-92661372 | Lateral Hardening | 13685 | 0 |  | 0 | 0
Lateral Hardening-Fuse-92661375 | Lateral Hardening | 13685 | 0 |  | 0 | 0
Lateral Hardening-Fuse-92661376 | Lateral Hardening | 13685 | 0 |  | 0 | 0
Lateral Hardening-Fuse-92661377 | Lateral Hardening | 13685 | 0 |  | 0 | 0
Lateral Hardening-Fuse-92661378 | Lateral Hardening | 13685 | 0 |  | 0 | 0
Lateral Hardening-Fuse-92661379 | Lateral Hardening | 13685 | 0 |  | 0 | 0
Lateral Hardening-Fuse-92661380 | Lateral Hardening | 13685 | 0 |  | 0 | 0
Lateral Hardening-Fuse-92661381 | Lateral Hardening | 13685 | 0 |  | 0 | 0
Lateral Hardening-Fuse-92661382 | Lateral Hardening | 13685 | 0 |  | 0 | 0
Lateral Hardening-Fuse-92661383 | Lateral Hardening | 13685 | 0 |  | 0 | 0
Lateral Hardening-Fuse-92661384 | Lateral Hardening | 13685 | 0 |  | 0 | 0
Lateral Hardening-Fuse-92661387 | Lateral Hardening | 13685 | 0 |  | 0 | 0
Lateral Hardening-Fuse-92661390 | Lateral Hardening | 13685 | 0 |  | 0 | 0
Lateral Hardening-Fuse-92661392 | Lateral Hardening | 13685 | 0 |  | 0 | 0
Lateral Hardening-Fuse-92661393 | Lateral Hardening | 13685 | 0 |  | 0 | 0
Lateral Hardening-Fuse-92661401 | Lateral Hardening | 13685 | 0 |  | 0 | 0
Lateral Hardening-Fuse-92661409 | Lateral Hardening | 13685 | 0 |  | 0 | 0
Lateral Hardening-Fuse-92661411 | Lateral Hardening | 13685 | 0 |  | 0 | 0
Lateral Hardening-Fuse-92661440 | Lateral Hardening | 13391 | 0 |  | 0 | 0
Lateral Hardening-Fuse-92661506 | Lateral Hardening | 14042 | 0 |  | 0 | 0
Lateral Hardening-Fuse-92661614 | Lateral Hardening | 13127 | 0 |  | 0 | 0
Lateral Hardening-Fuse-92661741 | Lateral Hardening | 13127 | 0 |  | 0 | 0
Lateral Hardening-Fuse-92661749 | Lateral Hardening | 13127 | 0 |  | 0 | 0
Lateral Hardening-Fuse-92661754 | Lateral Hardening | 13127 | 0 |  | 0 | 0
Lateral Hardening-Fuse-92661759 | Lateral Hardening | 13127 | 0 |  | 0 | 0
Lateral Hardening-Fuse-92661768 | Lateral Hardening | 13127 | 2022 |  | 0 | 2022
Lateral Hardening-Fuse-92662050 | Lateral Hardening | 13463 | 2028 |  | 0 | 2028
Lateral Hardening-Fuse-92662083 | Lateral Hardening | 13118 | 0 |  | 0 | 0
Lateral Hardening-Fuse-92662170 | Lateral Hardening | 13118 | 0 |  | 0 | 0
Lateral Hardening-Fuse-92662207 | Lateral Hardening | 13118 | 0 |  | 0 | 0
Lateral Hardening-Fuse-92662351 | Lateral Hardening | 13118 | 0 |  | 0 | 0
Lateral Hardening-Fuse-92662889 | Lateral Hardening | 13389 | 0 |  | 0 | 0
Lateral Hardening-Fuse-92663180 | Lateral Hardening | 13127 | 2022 |  | 0 | 2022
Lateral Hardening-Fuse-92663183 | Lateral Hardening | 13127 | 0 |  | 0 | 0
Lateral Hardening-Fuse-92663185 | Lateral Hardening | 13127 | 0 |  | 0 | 0
Lateral Hardening-Fuse-92663186 | Lateral Hardening | 13127 | 0 |  | 0 | 0
Lateral Hardening-Fuse-92663266 | Lateral Hardening | 13546 | 0 |  | 0 | 0
Lateral Hardening-Fuse-92663427 | Lateral Hardening | 13226 | 0 |  | 0 | 0
Lateral Hardening-Fuse-92663497 | Lateral Hardening | 13236 | 0 |  | 0 | 0
Lateral Hardening-Fuse-92663525 | Lateral Hardening | 13388 | 0 |  | 0 | 0
Lateral Hardening-Fuse-92664151 | Lateral Hardening | 13226 | 0 |  | 0 | 0
Lateral Hardening-Fuse-92664307 | Lateral Hardening | 13226 | 0 |  | 0 | 0
Lateral Hardening-Fuse-92664329 | Lateral Hardening | 13226 | 0 |  | 0 | 0
Lateral Hardening-Fuse-92664579 | Lateral Hardening | 13388 | 0 |  | 0 | 0
Lateral Hardening-Fuse-92664597 | Lateral Hardening | 13226 | 2021 |  | 0 | 2021
Lateral Hardening-Fuse-92665539 | Lateral Hardening | 13226 | 2021 |  | 0 | 2021
Lateral Hardening-Fuse-92665559 | Lateral Hardening | 13226 | 0 |  | 0 | 0
Lateral Hardening-Fuse-92665751 | Lateral Hardening | 13226 | 0 |  | 0 | 0
Lateral Hardening-Fuse-92665822 | Lateral Hardening | 13226 | 0 |  | 0 | 0
Lateral Hardening-Fuse-92665838 | Lateral Hardening | 13226 | 0 |  | 0 | 0
Lateral Hardening-Fuse-92666447 | Lateral Hardening | 13023 | 2025 |  | 0 | 2025
Lateral Hardening-Fuse-92666848 | Lateral Hardening | 13962 | 0 |  | 0 | 0
Lateral Hardening-Fuse-92667782 | Lateral Hardening | 13118 | 0 |  | 0 | 0
Lateral Hardening-Fuse-92668446 | Lateral Hardening | 13657 | 0 |  | 0 | 0
Lateral Hardening-Fuse-92668672 | Lateral Hardening | 13808 | 0 |  | 0 | 0
Lateral Hardening-Fuse-92669066 | Lateral Hardening | 14030 | 0 |  | 0 | 0
Lateral Hardening-Fuse-92669080 | Lateral Hardening | 14030 | 2023 |  | 0 | 2023
Lateral Hardening-Fuse-92669228 | Lateral Hardening | 13458 | 0 |  | 0 | 0
Lateral Hardening-Fuse-92669557 | Lateral Hardening | 14030 | 2023 |  | 0 | 2023
Lateral Hardening-Fuse-92669914 | Lateral Hardening | 14030 | 2023 |  | 0 | 2023
Lateral Hardening-Fuse-92669923 | Lateral Hardening | 14030 | 2023 |  | 0 | 2023
Lateral Hardening-Fuse-92669942 | Lateral Hardening | 14030 | 2023 |  | 0 | 2023
Lateral Hardening-Fuse-92669946 | Lateral Hardening | 14030 | 0 |  | 0 | 0
Lateral Hardening-Fuse-92670023 | Lateral Hardening | 13152 | 2024 |  | 0 | 2024
Lateral Hardening-Fuse-92670059 | Lateral Hardening | 13148 | 0 |  | 0 | 0
Lateral Hardening-Fuse-92670461 | Lateral Hardening | 14030 | 0 |  | 0 | 0
Lateral Hardening-Fuse-92670471 | Lateral Hardening | 14030 | 0 |  | 0 | 0
Lateral Hardening-Fuse-92670473 | Lateral Hardening | 14030 | 0 |  | 0 | 0
Lateral Hardening-Fuse-92670476 | Lateral Hardening | 14030 | 0 |  | 0 | 0
Lateral Hardening-Fuse-92670479 | Lateral Hardening | 14030 | 2023 |  | 0 | 2023
Lateral Hardening-Fuse-92670950 | Lateral Hardening | 13226 | 2021 |  | 0 | 2021
Lateral Hardening-Fuse-92671000 | Lateral Hardening | 13117 | 0 |  | 0 | 0
Lateral Hardening-Fuse-92671556 | Lateral Hardening | 13064 | 2029 |  | 0 | 2029
Lateral Hardening-Fuse-92671831 | Lateral Hardening | 13807 | 0 |  | 0 | 0
Lateral Hardening-Fuse-92672486 | Lateral Hardening | 13299 | 0 |  | 0 | 0
Lateral Hardening-Fuse-92672528 | Lateral Hardening | 13299 | 0 |  | 0 | 0
Lateral Hardening-Fuse-92672765 | Lateral Hardening | 13687 | 0 |  | 0 | 0
Lateral Hardening-Fuse-92672957 | Lateral Hardening | 13064 | 0 |  | 0 | 0
Lateral Hardening-Fuse-92672978 | Lateral Hardening | 14030 | 0 |  | 0 | 0
Lateral Hardening-Fuse-92672981 | Lateral Hardening | 13064 | 0 |  | 0 | 0
Lateral Hardening-Fuse-92672999 | Lateral Hardening | 13064 | 0 |  | 0 | 0
Lateral Hardening-Fuse-92673007 | Lateral Hardening | 13064 | 0 |  | 0 | 0
Lateral Hardening-Fuse-92673088 | Lateral Hardening | 13600 | 0 |  | 0 | 0
Lateral Hardening-Fuse-92673564 | Lateral Hardening | 14030 | 0 |  | 0 | 0
Lateral Hardening-Fuse-92674288 | Lateral Hardening | 13119 | 0 |  | 0 | 0
Lateral Hardening-Fuse-92675158 | Lateral Hardening | 13064 | 2029 |  | 0 | 2029
Lateral Hardening-Fuse-92675221 | Lateral Hardening | 13064 | 2029 |  | 0 | 2029
Lateral Hardening-Fuse-92675297 | Lateral Hardening | 13064 | 2029 |  | 0 | 2029
Lateral Hardening-Fuse-92675510 | Lateral Hardening | 13236 | 0 |  | 0 | 0
Lateral Hardening-Fuse-92675929 | Lateral Hardening | 13805 | 0 |  | 0 | 0
Lateral Hardening-Fuse-92675931 | Lateral Hardening | 13805 | 0 |  | 0 | 0
Lateral Hardening-Fuse-92675933 | Lateral Hardening | 13805 | 0 |  | 0 | 0
Lateral Hardening-Fuse-92675950 | Lateral Hardening | 13020 | 0 |  | 0 | 0
Lateral Hardening-Fuse-92676457 | Lateral Hardening | 13805 | 0 |  | 0 | 0
Lateral Hardening-Fuse-92676470 | Lateral Hardening | 13805 | 0 |  | 0 | 0
Lateral Hardening-Fuse-92676485 | Lateral Hardening | 13805 | 0 |  | 0 | 0
Lateral Hardening-Fuse-92676534 | Lateral Hardening | 13299 | 0 |  | 0 | 0
Lateral Hardening-Fuse-92676537 | Lateral Hardening | 13299 | 0 |  | 0 | 0
Lateral Hardening-Fuse-92676541 | Lateral Hardening | 13299 | 0 |  | 0 | 0
Lateral Hardening-Fuse-92676560 | Lateral Hardening | 13299 | 0 |  | 0 | 0
Lateral Hardening-Fuse-92676562 | Lateral Hardening | 13299 | 0 |  | 0 | 0
Lateral Hardening-Fuse-92676569 | Lateral Hardening | 13299 | 0 |  | 0 | 0
Lateral Hardening-Fuse-92676671 | Lateral Hardening | 13805 | 0 |  | 0 | 0
Lateral Hardening-Fuse-92677018 | Lateral Hardening | 13805 | 0 |  | 0 | 0
Lateral Hardening-Fuse-92677037 | Lateral Hardening | 13805 | 0 |  | 0 | 0
Lateral Hardening-Fuse-92677146 | Lateral Hardening | 13805 | 0 |  | 0 | 0
Lateral Hardening-Fuse-92677337 | Lateral Hardening | 13805 | 0 |  | 0 | 0
Lateral Hardening-Fuse-92677341 | Lateral Hardening | 13805 | 2024 |  | 0 | 2024
Lateral Hardening-Fuse-92677344 | Lateral Hardening | 13805 | 0 |  | 0 | 0
Lateral Hardening-Fuse-92677346 | Lateral Hardening | 13805 | 0 |  | 0 | 0
Lateral Hardening-Fuse-92677347 | Lateral Hardening | 13805 | 0 |  | 0 | 0
Lateral Hardening-Fuse-92677575 | Lateral Hardening | 13805 | 0 |  | 0 | 0
Lateral Hardening-Fuse-92677590 | Lateral Hardening | 13805 | 2024 |  | 0 | 2024
Lateral Hardening-Fuse-92677661 | Lateral Hardening | 13805 | 0 |  | 0 | 0
Lateral Hardening-Fuse-92677662 | Lateral Hardening | 13805 | 0 |  | 0 | 0
Lateral Hardening-Fuse-92677663 | Lateral Hardening | 13805 | 0 |  | 0 | 0
Lateral Hardening-Fuse-92677664 | Lateral Hardening | 13805 | 0 |  | 0 | 0
Lateral Hardening-Fuse-92677665 | Lateral Hardening | 13805 | 0 |  | 0 | 0
Lateral Hardening-Fuse-92677669 | Lateral Hardening | 13805 | 0 |  | 0 | 0
Lateral Hardening-Fuse-92678249 | Lateral Hardening | 13805 | 2024 |  | 0 | 2024
Lateral Hardening-Fuse-92678254 | Lateral Hardening | 13805 | 0 |  | 0 | 0
Lateral Hardening-Fuse-92678256 | Lateral Hardening | 13805 | 0 |  | 0 | 0
Lateral Hardening-Fuse-92678526 | Lateral Hardening | 13805 | 0 |  | 0 | 0
Lateral Hardening-Fuse-92678548 | Lateral Hardening | 13805 | 0 |  | 0 | 0
Lateral Hardening-Fuse-92678555 | Lateral Hardening | 13805 | 0 |  | 0 | 0
Lateral Hardening-Fuse-92678559 | Lateral Hardening | 13805 | 0 |  | 0 | 0
Lateral Hardening-Fuse-92678595 | Lateral Hardening | 13805 | 0 |  | 0 | 0
Lateral Hardening-Fuse-92678765 | Lateral Hardening | 13805 | 2024 |  | 0 | 2024
Lateral Hardening-Fuse-92678837 | Lateral Hardening | 13805 | 0 |  | 0 | 0
Lateral Hardening-Fuse-92678838 | Lateral Hardening | 13805 | 0 |  | 0 | 0
Lateral Hardening-Fuse-92678839 | Lateral Hardening | 13805 | 0 |  | 0 | 0
Lateral Hardening-Fuse-92678840 | Lateral Hardening | 13805 | 0 |  | 0 | 0
Lateral Hardening-Fuse-92678841 | Lateral Hardening | 13805 | 0 |  | 0 | 0
Lateral Hardening-Fuse-92679259 | Lateral Hardening | 13805 | 0 |  | 0 | 0
Lateral Hardening-Fuse-92679260 | Lateral Hardening | 13805 | 0 |  | 0 | 0
Lateral Hardening-Fuse-92679261 | Lateral Hardening | 13805 | 0 |  | 0 | 0
Lateral Hardening-Fuse-92679264 | Lateral Hardening | 13805 | 0 |  | 0 | 0
Lateral Hardening-Fuse-92679285 | Lateral Hardening | 14041 | 2023 |  | 0 | 2023
Lateral Hardening-Fuse-92679372 | Lateral Hardening | 14041 | 0 |  | 0 | 0
Lateral Hardening-Fuse-92679384 | Lateral Hardening | 14041 | 0 |  | 0 | 0
Lateral Hardening-Fuse-92679387 | Lateral Hardening | 14041 | 0 |  | 0 | 0
Lateral Hardening-Fuse-92679495 | Lateral Hardening | 13222 | 0 |  | 0 | 0
Lateral Hardening-Fuse-92679861 | Lateral Hardening | 13502 | 2021 |  | 0 | 2021
Lateral Hardening-Fuse-92679866 | Lateral Hardening | 13911 | 2022 |  | 0 | 2022
Lateral Hardening-Fuse-92679899 | Lateral Hardening | 13805 | 0 |  | 0 | 0
Lateral Hardening-Fuse-92679901 | Lateral Hardening | 13805 | 0 |  | 0 | 0
Lateral Hardening-Fuse-92679902 | Lateral Hardening | 13805 | 0 |  | 0 | 0
Lateral Hardening-Fuse-92680492 | Lateral Hardening | 13695 | 0 |  | 0 | 0
Lateral Hardening-Fuse-92680544 | Lateral Hardening | 13805 | 0 |  | 0 | 0
Lateral Hardening-Fuse-92680546 | Lateral Hardening | 13805 | 2024 |  | 0 | 2024
Lateral Hardening-Fuse-92680557 | Lateral Hardening | 13805 | 0 |  | 0 | 0
Lateral Hardening-Fuse-92680599 | Lateral Hardening | 13805 | 0 |  | 0 | 0
Lateral Hardening-Fuse-92680600 | Lateral Hardening | 13805 | 0 |  | 0 | 0
Lateral Hardening-Fuse-92680605 | Lateral Hardening | 13805 | 0 |  | 0 | 0
Lateral Hardening-Fuse-92680612 | Lateral Hardening | 13805 | 0 |  | 0 | 0
Lateral Hardening-Fuse-92680625 | Lateral Hardening | 13805 | 0 |  | 0 | 0
Lateral Hardening-Fuse-92680655 | Lateral Hardening | 13805 | 2024 |  | 0 | 2024
Lateral Hardening-Fuse-92680977 | Lateral Hardening | 13805 | 0 |  | 0 | 0
Lateral Hardening-Fuse-92680978 | Lateral Hardening | 13805 | 0 |  | 0 | 0
Lateral Hardening-Fuse-92681005 | Lateral Hardening | 13805 | 0 |  | 0 | 0
Lateral Hardening-Fuse-92681015 | Lateral Hardening | 13805 | 0 |  | 0 | 0
Lateral Hardening-Fuse-92681024 | Lateral Hardening | 13805 | 0 |  | 0 | 0
Lateral Hardening-Fuse-92681028 | Lateral Hardening | 13805 | 0 |  | 0 | 0
Lateral Hardening-Fuse-92681045 | Lateral Hardening | 13805 | 0 |  | 0 | 0
Lateral Hardening-Fuse-92681050 | Lateral Hardening | 13805 | 2024 |  | 0 | 2024
Lateral Hardening-Fuse-92681066 | Lateral Hardening | 13805 | 0 |  | 0 | 0
Lateral Hardening-Fuse-92681100 | Lateral Hardening | 13805 | 0 |  | 0 | 0
Lateral Hardening-Fuse-92681102 | Lateral Hardening | 13805 | 0 |  | 0 | 0
Lateral Hardening-Fuse-92681105 | Lateral Hardening | 13805 | 0 |  | 0 | 0
Lateral Hardening-Fuse-92681152 | Lateral Hardening | 13805 | 0 |  | 0 | 0
Lateral Hardening-Fuse-92681155 | Lateral Hardening | 13805 | 0 |  | 0 | 0
Lateral Hardening-Fuse-92681157 | Lateral Hardening | 13805 | 0 |  | 0 | 0
Lateral Hardening-Fuse-92681185 | Lateral Hardening | 13242 | 0 |  | 0 | 0
Lateral Hardening-Fuse-92681675 | Lateral Hardening | 13656 | 0 |  | 0 | 0
Lateral Hardening-Fuse-92681786 | Lateral Hardening | 13805 | 0 |  | 0 | 0
Lateral Hardening-Fuse-92681787 | Lateral Hardening | 13805 | 0 |  | 0 | 0
Lateral Hardening-Fuse-92681788 | Lateral Hardening | 13805 | 0 |  | 0 | 0
Lateral Hardening-Fuse-92681938 | Lateral Hardening | 13454 | 0 |  | 0 | 0
Lateral Hardening-Fuse-92682112 | Lateral Hardening | 13805 | 0 |  | 0 | 0
Lateral Hardening-Fuse-92682114 | Lateral Hardening | 13805 | 0 |  | 0 | 0
Lateral Hardening-Fuse-92682115 | Lateral Hardening | 13805 | 0 |  | 0 | 0
Lateral Hardening-Fuse-92682116 | Lateral Hardening | 13805 | 0 |  | 0 | 0
Lateral Hardening-Fuse-92682308 | Lateral Hardening | 13805 | 0 |  | 0 | 0
Lateral Hardening-Fuse-92682323 | Lateral Hardening | 13805 | 0 |  | 0 | 0
Lateral Hardening-Fuse-92682375 | Lateral Hardening | 13805 | 0 |  | 0 | 0
Lateral Hardening-Fuse-92682409 | Lateral Hardening | 13805 | 0 |  | 0 | 0
Lateral Hardening-Fuse-92682484 | Lateral Hardening | 13805 | 0 |  | 0 | 0
Lateral Hardening-Fuse-92682531 | Lateral Hardening | 13772 | 0 |  | 0 | 0
Lateral Hardening-Fuse-92682676 | Lateral Hardening | 13805 | 0 |  | 0 | 0
Lateral Hardening-Fuse-92682677 | Lateral Hardening | 13805 | 0 |  | 0 | 0
Lateral Hardening-Fuse-92683003 | Lateral Hardening | 13805 | 0 |  | 0 | 0
Lateral Hardening-Fuse-92683004 | Lateral Hardening | 13805 | 0 |  | 0 | 0
Lateral Hardening-Fuse-92683005 | Lateral Hardening | 13805 | 0 |  | 0 | 0
Lateral Hardening-Fuse-92683049 | Lateral Hardening | 13805 | 0 |  | 0 | 0
Lateral Hardening-Fuse-92683095 | Lateral Hardening | 14021 | 0 |  | 0 | 0
Lateral Hardening-Fuse-92683349 | Lateral Hardening | 14041 | 0 |  | 0 | 0
Lateral Hardening-Fuse-92683570 | Lateral Hardening | 13805 | 0 |  | 0 | 0
Lateral Hardening-Fuse-92683573 | Lateral Hardening | 13805 | 0 |  | 0 | 0
Lateral Hardening-Fuse-92683581 | Lateral Hardening | 13003 | 0 |  | 0 | 0
Lateral Hardening-Fuse-92683588 | Lateral Hardening | 13805 | 0 |  | 0 | 0
Lateral Hardening-Fuse-92683590 | Lateral Hardening | 13805 | 0 |  | 0 | 0
Lateral Hardening-Fuse-92683593 | Lateral Hardening | 13805 | 0 |  | 0 | 0
Lateral Hardening-Fuse-92683690 | Lateral Hardening | 13805 | 0 |  | 0 | 0
Lateral Hardening-Fuse-92684405 | Lateral Hardening | 13793 | 0 |  | 0 | 0
Lateral Hardening-Fuse-92684413 | Lateral Hardening | 13793 | 0 |  | 0 | 0
Lateral Hardening-Fuse-92684414 | Lateral Hardening | 13793 | 0 |  | 0 | 0
Lateral Hardening-Fuse-92684424 | Lateral Hardening | 13793 | 0 |  | 0 | 0
Lateral Hardening-Fuse-92684933 | Lateral Hardening | 13391 | 2028 |  | 0 | 2028
Lateral Hardening-Fuse-92685019 | Lateral Hardening | 13391 | 0 |  | 0 | 0
Lateral Hardening-Fuse-92685045 | Lateral Hardening | 13391 | 0 |  | 0 | 0
Lateral Hardening-Fuse-92685244 | Lateral Hardening | 13793 | 0 |  | 0 | 0
Lateral Hardening-Fuse-92685247 | Lateral Hardening | 13793 | 0 |  | 0 | 0
Lateral Hardening-Fuse-92685255 | Lateral Hardening | 13793 | 2022 |  | 0 | 2022
Lateral Hardening-Fuse-92685260 | Lateral Hardening | 13793 | 0 |  | 0 | 0
Lateral Hardening-Fuse-92685319 | Lateral Hardening | 13391 | 0 |  | 0 | 0
Lateral Hardening-Fuse-92685924 | Lateral Hardening | 13793 | 0 |  | 0 | 0
Lateral Hardening-Fuse-92686002 | Lateral Hardening | 13793 | 2022 |  | 0 | 2022
Lateral Hardening-Fuse-92686535 | Lateral Hardening | 13793 | 0 |  | 0 | 0
Lateral Hardening-Fuse-92686712 | Lateral Hardening | 13793 | 2022 |  | 0 | 2022
Lateral Hardening-Fuse-92686721 | Lateral Hardening | 13793 | 0 |  | 0 | 0
Lateral Hardening-Fuse-92686736 | Lateral Hardening | 13793 | 2022 |  | 0 | 2022
Lateral Hardening-Fuse-92687310 | Lateral Hardening | 13388 | 0 |  | 0 | 0
Lateral Hardening-Fuse-92687385 | Lateral Hardening | 13793 | 0 |  | 0 | 0
Lateral Hardening-Fuse-92687390 | Lateral Hardening | 13793 | 0 |  | 0 | 0
Lateral Hardening-Fuse-92687392 | Lateral Hardening | 13793 | 0 |  | 0 | 0
Lateral Hardening-Fuse-92687426 | Lateral Hardening | 13793 | 0 |  | 0 | 0
Lateral Hardening-Fuse-92687797 | Lateral Hardening | 13391 | 0 |  | 0 | 0
Lateral Hardening-Fuse-92687888 | Lateral Hardening | 13391 | 0 |  | 0 | 0
Lateral Hardening-Fuse-92688941 | Lateral Hardening | 13793 | 0 |  | 0 | 0
Lateral Hardening-Fuse-92688948 | Lateral Hardening | 13793 | 0 |  | 0 | 0
Lateral Hardening-Fuse-92689568 | Lateral Hardening | 13793 | 0 |  | 0 | 0
Lateral Hardening-Fuse-92690178 | Lateral Hardening | 13303 | 0 |  | 0 | 0
Lateral Hardening-Fuse-92690283 | Lateral Hardening | 13793 | 0 |  | 0 | 0
Lateral Hardening-Fuse-92690312 | Lateral Hardening | 13793 | 0 |  | 0 | 0
Lateral Hardening-Fuse-92690320 | Lateral Hardening | 13793 | 0 |  | 0 | 0
Lateral Hardening-Fuse-92690503 | Lateral Hardening | 13391 | 0 |  | 0 | 0
Lateral Hardening-Fuse-92690544 | Lateral Hardening | 13391 | 0 |  | 0 | 0
Lateral Hardening-Fuse-92690894 | Lateral Hardening | 13830 | 0 |  | 0 | 0
Lateral Hardening-Fuse-92690902 | Lateral Hardening | 13830 | 0 |  | 0 | 0
Lateral Hardening-Fuse-92691320 | Lateral Hardening | 13830 | 0 |  | 0 | 0
Lateral Hardening-Fuse-92691545 | Lateral Hardening | 13388 | 0 |  | 0 | 0
Lateral Hardening-Fuse-92691548 | Lateral Hardening | 13290 | 2025 |  | 0 | 2025
Lateral Hardening-Fuse-92692145 | Lateral Hardening | 13830 | 0 |  | 0 | 0
Lateral Hardening-Fuse-92692175 | Lateral Hardening | 13830 | 0 |  | 0 | 0
Lateral Hardening-Fuse-92692605 | Lateral Hardening | 13830 | 0 |  | 0 | 0
Lateral Hardening-Fuse-92692635 | Lateral Hardening | 13805 | 0 |  | 0 | 0
Lateral Hardening-Fuse-92692650 | Lateral Hardening | 13830 | 0 |  | 0 | 0
Lateral Hardening-Fuse-92692692 | Lateral Hardening | 13830 | 0 |  | 0 | 0
Lateral Hardening-Fuse-92692710 | Lateral Hardening | 13830 | 0 |  | 0 | 0
Lateral Hardening-Fuse-92692758 | Lateral Hardening | 13793 | 0 |  | 0 | 0
Lateral Hardening-Fuse-92694055 | Lateral Hardening | 13391 | 0 |  | 0 | 0
Lateral Hardening-Fuse-92694363 | Lateral Hardening | 13391 | 0 |  | 0 | 0
Lateral Hardening-Fuse-92694472 | Lateral Hardening | 13807 | 0 |  | 0 | 0
Lateral Hardening-Fuse-92695343 | Lateral Hardening | 13807 | 0 |  | 0 | 0
Lateral Hardening-Fuse-92697441 | Lateral Hardening | 13787 | 0 |  | 0 | 0
Lateral Hardening-Fuse-92697450 | Lateral Hardening | 13787 | 0 |  | 0 | 0
Lateral Hardening-Fuse-92698161 | Lateral Hardening | 13111 | 0 |  | 0 | 0
Lateral Hardening-Fuse-92698647 | Lateral Hardening | 14306 | 2029 |  | 0 | 2029
Lateral Hardening-Fuse-92700960 | Lateral Hardening | 13303 | 0 |  | 0 | 0
Lateral Hardening-Fuse-92701703 | Lateral Hardening | 13299 | 2023 |  | 0 | 2023
Lateral Hardening-Fuse-92701709 | Lateral Hardening | 13299 | 0 |  | 0 | 0
Lateral Hardening-Fuse-92701719 | Lateral Hardening | 13299 | 0 |  | 0 | 0
Lateral Hardening-Fuse-92701725 | Lateral Hardening | 13299 | 2023 |  | 0 | 2023
Lateral Hardening-Fuse-92701730 | Lateral Hardening | 13299 | 0 |  | 0 | 0
Lateral Hardening-Fuse-92701735 | Lateral Hardening | 13299 | 0 |  | 0 | 0
Lateral Hardening-Fuse-92701761 | Lateral Hardening | 13298 | 0 |  | 0 | 0
Lateral Hardening-Fuse-92701768 | Lateral Hardening | 13299 | 0 |  | 0 | 0
Lateral Hardening-Fuse-92701769 | Lateral Hardening | 13298 | 0 |  | 0 | 0
Lateral Hardening-Fuse-92701784 | Lateral Hardening | 13299 | 0 |  | 0 | 0
Lateral Hardening-Fuse-92701794 | Lateral Hardening | 13299 | 0 |  | 0 | 0
Lateral Hardening-Fuse-92701817 | Lateral Hardening | 13299 | 0 |  | 0 | 0
Lateral Hardening-Fuse-92701822 | Lateral Hardening | 13299 | 0 |  | 0 | 0
Lateral Hardening-Fuse-92701825 | Lateral Hardening | 13299 | 2023 |  | 0 | 2023
Lateral Hardening-Fuse-92701836 | Lateral Hardening | 13299 | 0 |  | 0 | 0
Lateral Hardening-Fuse-92701844 | Lateral Hardening | 13299 | 0 |  | 0 | 0
Lateral Hardening-Fuse-92701845 | Lateral Hardening | 13299 | 0 |  | 0 | 0
Lateral Hardening-Fuse-92701847 | Lateral Hardening | 13299 | 0 |  | 0 | 0
Lateral Hardening-Fuse-92701850 | Lateral Hardening | 13299 | 0 |  | 0 | 0
Lateral Hardening-Fuse-92701851 | Lateral Hardening | 13299 | 0 |  | 0 | 0
Lateral Hardening-Fuse-92701852 | Lateral Hardening | 13299 | 0 |  | 0 | 0
Lateral Hardening-Fuse-92701861 | Lateral Hardening | 13299 | 0 |  | 0 | 0
Lateral Hardening-Fuse-92701864 | Lateral Hardening | 13299 | 0 |  | 0 | 0
Lateral Hardening-Fuse-92702050 | Lateral Hardening | 13299 | 0 |  | 0 | 0
Lateral Hardening-Fuse-92702056 | Lateral Hardening | 13299 | 0 |  | 0 | 0
Lateral Hardening-Fuse-92702061 | Lateral Hardening | 13299 | 0 |  | 0 | 0
Lateral Hardening-Fuse-92702067 | Lateral Hardening | 13299 | 0 |  | 0 | 0
Lateral Hardening-Fuse-92702071 | Lateral Hardening | 13299 | 0 |  | 0 | 0
Lateral Hardening-Fuse-92702089 | Lateral Hardening | 13299 | 0 |  | 0 | 0
Lateral Hardening-Fuse-92702090 | Lateral Hardening | 13299 | 0 |  | 0 | 0
Lateral Hardening-Fuse-92702128 | Lateral Hardening | 13299 | 0 |  | 0 | 0
Lateral Hardening-Fuse-92702136 | Lateral Hardening | 13299 | 0 |  | 0 | 0
Lateral Hardening-Fuse-92702152 | Lateral Hardening | 13299 | 0 |  | 0 | 0
Lateral Hardening-Fuse-92702159 | Lateral Hardening | 13299 | 0 |  | 0 | 0
Lateral Hardening-Fuse-92702166 | Lateral Hardening | 13299 | 0 |  | 0 | 0
Lateral Hardening-Fuse-92702167 | Lateral Hardening | 13299 | 0 |  | 0 | 0
Lateral Hardening-Fuse-92702170 | Lateral Hardening | 13299 | 0 |  | 0 | 0
Lateral Hardening-Fuse-92702173 | Lateral Hardening | 13299 | 0 |  | 0 | 0
Lateral Hardening-Fuse-92702175 | Lateral Hardening | 13299 | 0 |  | 0 | 0
Lateral Hardening-Fuse-92702189 | Lateral Hardening | 13299 | 0 |  | 0 | 0
Lateral Hardening-Fuse-92702198 | Lateral Hardening | 13299 | 0 |  | 0 | 0
Lateral Hardening-Fuse-92702200 | Lateral Hardening | 13299 | 0 |  | 0 | 0
Lateral Hardening-Fuse-92702206 | Lateral Hardening | 13299 | 0 |  | 0 | 0
Lateral Hardening-Fuse-92702213 | Lateral Hardening | 13299 | 0 |  | 0 | 0
Lateral Hardening-Fuse-92702215 | Lateral Hardening | 13299 | 0 |  | 0 | 0
Lateral Hardening-Fuse-92705442 | Lateral Hardening | 13807 | 0 |  | 0 | 0
Lateral Hardening-Fuse-92706199 | Lateral Hardening | 13087 | 0 |  | 0 | 0
Lateral Hardening-Fuse-92706259 | Lateral Hardening | 13045 | 0 |  | 0 | 0
Lateral Hardening-Fuse-92706692 | Lateral Hardening | 13298 | 0 |  | 0 | 0
Lateral Hardening-Fuse-92725357 | Lateral Hardening | 13817 | 0 |  | 0 | 0
Lateral Hardening-Fuse-92725590 | Lateral Hardening | 13795 | 0 |  | 0 | 0
Lateral Hardening-Fuse-92726467 | Lateral Hardening | 13303 | 0 |  | 0 | 0
Lateral Hardening-Fuse-92726696 | Lateral Hardening | 13815 | 0 |  | 0 | 0
Lateral Hardening-Fuse-92727879 | Lateral Hardening | 13298 | 0 |  | 0 | 0
Lateral Hardening-Fuse-92728705 | Lateral Hardening | 13796 | 2021 |  | 0 | 2021
Lateral Hardening-Fuse-92729035 | Lateral Hardening | 14032 | 2021 |  | 0 | 2021
Lateral Hardening-Fuse-92729358 | Lateral Hardening | 13133 | 0 |  | 0 | 0
Lateral Hardening-Fuse-92729869 | Lateral Hardening | 13961 | 0 |  | 0 | 0
Lateral Hardening-Fuse-92730147 | Lateral Hardening | 13089 | 0 |  | 0 | 0
Lateral Hardening-Fuse-92731223 | Lateral Hardening | 13817 | 0 |  | 0 | 0
Lateral Hardening-Fuse-92731928 | Lateral Hardening | 13808 | 0 |  | 0 | 0
Lateral Hardening-Fuse-92732066 | Lateral Hardening | 13129 | 2029 |  | 0 | 2029
Lateral Hardening-Fuse-92732118 | Lateral Hardening | 13133 | 0 |  | 0 | 0
Lateral Hardening-Fuse-92732130 | Lateral Hardening | 13961 | 0 |  | 0 | 0
Lateral Hardening-Fuse-92732437 | Lateral Hardening | 13961 | 0 |  | 0 | 0
Lateral Hardening-Fuse-92732628 | Lateral Hardening | 13962 | 0 |  | 0 | 0
Lateral Hardening-Fuse-92732934 | Lateral Hardening | 13331 | 0 |  | 0 | 0
Lateral Hardening-Fuse-92733192 | Lateral Hardening | 13008 | 0 |  | 0 | 0
Lateral Hardening-Fuse-92733288 | Lateral Hardening | 13807 | 0 |  | 0 | 0
Lateral Hardening-Fuse-92733297 | Lateral Hardening | 13817 | 0 |  | 0 | 0
Lateral Hardening-Fuse-92733599 | Lateral Hardening | 13303 | 2027 |  | 0 | 2027
Lateral Hardening-Fuse-92733931 | Lateral Hardening | 13807 | 0 |  | 0 | 0
Lateral Hardening-Fuse-92734093 | Lateral Hardening | 13031 | 0 |  | 0 | 0
Lateral Hardening-Fuse-92734172 | Lateral Hardening | 13070 | 0 |  | 0 | 0
Lateral Hardening-Fuse-92734174 | Lateral Hardening | 13070 | 0 |  | 0 | 0
Lateral Hardening-Fuse-92734176 | Lateral Hardening | 13070 | 0 |  | 0 | 0
Lateral Hardening-Fuse-92734177 | Lateral Hardening | 13070 | 0 |  | 0 | 0
Lateral Hardening-Fuse-92734178 | Lateral Hardening | 13070 | 0 |  | 0 | 0
Lateral Hardening-Fuse-92734179 | Lateral Hardening | 13070 | 0 |  | 0 | 0
Lateral Hardening-Fuse-92734183 | Lateral Hardening | 13070 | 0 |  | 0 | 0
Lateral Hardening-Fuse-92734185 | Lateral Hardening | 13070 | 0 |  | 0 | 0
Lateral Hardening-Fuse-92734191 | Lateral Hardening | 13070 | 0 |  | 0 | 0
Lateral Hardening-Fuse-92734194 | Lateral Hardening | 13070 | 0 |  | 0 | 0
Lateral Hardening-Fuse-92734220 | Lateral Hardening | 13070 | 2028 |  | 0 | 2028
Lateral Hardening-Fuse-92734222 | Lateral Hardening | 13070 | 0 |  | 0 | 0
Lateral Hardening-Fuse-92734225 | Lateral Hardening | 13070 | 0 |  | 0 | 0
Lateral Hardening-Fuse-92734226 | Lateral Hardening | 13070 | 0 |  | 0 | 0
Lateral Hardening-Fuse-92734252 | Lateral Hardening | 13070 | 0 |  | 0 | 0
Lateral Hardening-Fuse-92734254 | Lateral Hardening | 13070 | 0 |  | 0 | 0
Lateral Hardening-Fuse-92734348 | Lateral Hardening | 13070 | 2028 |  | 0 | 2028
Lateral Hardening-Fuse-92734372 | Lateral Hardening | 13070 | 2028 |  | 0 | 2028
Lateral Hardening-Fuse-92734434 | Lateral Hardening | 13070 | 0 |  | 0 | 0
Lateral Hardening-Fuse-92737252 | Lateral Hardening | 13813 | 0 |  | 0 | 0
Lateral Hardening-Fuse-92738092 | Lateral Hardening | 13298 | 0 |  | 0 | 0
Lateral Hardening-Fuse-92739022 | Lateral Hardening | 13268 | 0 |  | 0 | 0
Lateral Hardening-Fuse-92739331 | Lateral Hardening | 13468 | 0 |  | 0 | 0
Lateral Hardening-Fuse-92739666 | Lateral Hardening | 14041 | 0 |  | 0 | 0
Lateral Hardening-Fuse-92739684 | Lateral Hardening | 14041 | 0 |  | 0 | 0
Lateral Hardening-Fuse-92739786 | Lateral Hardening | 14041 | 0 |  | 0 | 0
Lateral Hardening-Fuse-92740152 | Lateral Hardening | 13633 | 2021 |  | 0 | 2021
Lateral Hardening-Fuse-92740676 | Lateral Hardening | 14041 | 0 |  | 0 | 0
Lateral Hardening-Fuse-92741009 | Lateral Hardening | 13815 | 0 |  | 0 | 0
Lateral Hardening-Fuse-92741277 | Lateral Hardening | 14041 | 0 |  | 0 | 0
Lateral Hardening-Fuse-92741464 | Lateral Hardening | 14041 | 0 |  | 0 | 0
Lateral Hardening-Fuse-92741765 | Lateral Hardening | 14041 | 0 |  | 0 | 0
Lateral Hardening-Fuse-92742466 | Lateral Hardening | 13241 | 2023 |  | 0 | 2023
Lateral Hardening-Fuse-92743332 | Lateral Hardening | 14041 | 2023 |  | 0 | 2023
Lateral Hardening-Fuse-92743358 | Lateral Hardening | 14041 | 0 |  | 0 | 0
Lateral Hardening-Fuse-92743819 | Lateral Hardening | 13303 | 0 |  | 0 | 0
Lateral Hardening-Fuse-92744134 | Lateral Hardening | 13254 | 0 |  | 0 | 0
Lateral Hardening-Fuse-92745476 | Lateral Hardening | 13630 | 0 |  | 0 | 0
Lateral Hardening-Fuse-92745478 | Lateral Hardening | 13630 | 0 |  | 0 | 0
Lateral Hardening-Fuse-92746039 | Lateral Hardening | 13340 | 0 |  | 0 | 0
Lateral Hardening-Fuse-92746600 | Lateral Hardening | 13910 | 0 |  | 0 | 0
Lateral Hardening-Fuse-92748361 | Lateral Hardening | 13652 | 2021 |  | 0 | 2021
Lateral Hardening-Fuse-92748447 | Lateral Hardening | 13336 | 0 |  | 0 | 0
Lateral Hardening-Fuse-92748535 | Lateral Hardening | 13336 | 0 |  | 0 | 0
Lateral Hardening-Fuse-92749311 | Lateral Hardening | 13243 | 0 |  | 0 | 0
Lateral Hardening-Fuse-92749983 | Lateral Hardening | 13175 | 0 |  | 0 | 0
Lateral Hardening-Fuse-92750192 | Lateral Hardening | 13225 | 2021 |  | 0 | 2021
Lateral Hardening-Fuse-92751890 | Lateral Hardening | 13184 | 0 |  | 0 | 0
Lateral Hardening-Fuse-92751951 | Lateral Hardening | 13422 | 0 |  | 0 | 0
Lateral Hardening-Fuse-92752492 | Lateral Hardening | 13231 | 0 |  | 0 | 0
Lateral Hardening-Fuse-92754046 | Lateral Hardening | 13226 | 0 |  | 0 | 0
Lateral Hardening-Fuse-92755702 | Lateral Hardening | 13423 | 0 |  | 0 | 0
Lateral Hardening-Fuse-92755786 | Lateral Hardening | 13460 | 0 |  | 0 | 0
Lateral Hardening-Fuse-92759224 | Lateral Hardening | 13659 | 0 |  | 0 | 0
Lateral Hardening-Fuse-92759260 | Lateral Hardening | 13502 | 0 |  | 0 | 0
Lateral Hardening-Fuse-92759265 | Lateral Hardening | 13502 | 0 |  | 0 | 0
Lateral Hardening-Fuse-92759277 | Lateral Hardening | 14041 | 0 |  | 0 | 0
Lateral Hardening-Fuse-92759309 | Lateral Hardening | 13211 | 0 |  | 0 | 0
Lateral Hardening-Fuse-92760529 | Lateral Hardening | 13785 | 0 |  | 0 | 0
Lateral Hardening-Fuse-92760973 | Lateral Hardening | 13268 | 0 |  | 0 | 0
Lateral Hardening-Fuse-92761000 | Lateral Hardening | 13268 | 0 |  | 0 | 0
Lateral Hardening-Fuse-92761301 | Lateral Hardening | 13208 | 0 |  | 0 | 0
Lateral Hardening-Fuse-92767537 | Lateral Hardening | 13208 | 2024 |  | 0 | 2024
Lateral Hardening-Fuse-92767544 | Lateral Hardening | 13208 | 2024 |  | 0 | 2024
Lateral Hardening-Fuse-92767591 | Lateral Hardening | 13097 | 0 |  | 0 | 0
Lateral Hardening-Fuse-92767813 | Lateral Hardening | 13085 | 0 |  | 0 | 0
Lateral Hardening-Fuse-92768689 | Lateral Hardening | 13062 | 0 |  | 0 | 0
Lateral Hardening-Fuse-92768700 | Lateral Hardening | 13062 | 0 |  | 0 | 0
Lateral Hardening-Fuse-92768708 | Lateral Hardening | 13062 | 0 |  | 0 | 0
Lateral Hardening-Fuse-92768719 | Lateral Hardening | 13062 | 0 |  | 0 | 0
Lateral Hardening-Fuse-92768734 | Lateral Hardening | 13062 | 0 |  | 0 | 0
Lateral Hardening-Fuse-92770085 | Lateral Hardening | 13656 | 0 |  | 0 | 0
Lateral Hardening-Fuse-92770353 | Lateral Hardening | 13303 | 0 |  | 0 | 0
Lateral Hardening-Fuse-92770538 | Lateral Hardening | 13669 | 2022 |  | 0 | 2022
Lateral Hardening-Fuse-92771231 | Lateral Hardening | 13019 | 0 |  | 0 | 0
Lateral Hardening-Fuse-92772325 | Lateral Hardening | 13065 | 0 |  | 0 | 0
Lateral Hardening-Fuse-92772365 | Lateral Hardening | 13065 | 0 |  | 0 | 0
Lateral Hardening-Fuse-92772371 | Lateral Hardening | 13065 | 0 |  | 0 | 0
Lateral Hardening-Fuse-92772375 | Lateral Hardening | 13065 | 0 |  | 0 | 0
Lateral Hardening-Fuse-92772446 | Lateral Hardening | 13303 | 0 |  | 0 | 0
Lateral Hardening-Fuse-92773323 | Lateral Hardening | 13687 | 0 |  | 0 | 0
Lateral Hardening-Fuse-92773509 | Lateral Hardening | 13294 | 0 |  | 0 | 0
Lateral Hardening-Fuse-92773510 | Lateral Hardening | 13373 | 2024 |  | 0 | 2024
Lateral Hardening-Fuse-92773514 | Lateral Hardening | 13294 | 0 |  | 0 | 0
Lateral Hardening-Fuse-92773521 | Lateral Hardening | 13294 | 0 |  | 0 | 0
Lateral Hardening-Fuse-92773889 | Lateral Hardening | 13659 | 0 |  | 0 | 0
Lateral Hardening-Fuse-92774744 | Lateral Hardening | 13669 | 2022 |  | 0 | 2022
Lateral Hardening-Fuse-92775036 | Lateral Hardening | 13256 | 2029 |  | 0 | 2029
Lateral Hardening-Fuse-92775346 | Lateral Hardening | 13222 | 0 |  | 0 | 0
Lateral Hardening-Fuse-92775767 | Lateral Hardening | 13210 | 0 |  | 0 | 0
Lateral Hardening-Fuse-92776111 | Lateral Hardening | 13208 | 0 |  | 0 | 0
Lateral Hardening-Fuse-92778111 | Lateral Hardening | 13805 | 0 |  | 0 | 0
Lateral Hardening-Fuse-92779225 | Lateral Hardening | 13889 | 0 |  | 0 | 0
Lateral Hardening-Fuse-92779227 | Lateral Hardening | 13153 | 0 |  | 0 | 0
Lateral Hardening-Fuse-92779228 | Lateral Hardening | 13530 | 0 |  | 0 | 0
Lateral Hardening-Fuse-92780819 | Lateral Hardening | 13878 | 0 |  | 0 | 0
Lateral Hardening-Fuse-92780877 | Lateral Hardening | 13934 | 0 |  | 0 | 0
Lateral Hardening-Fuse-92782140 | Lateral Hardening | 13659 | 2023 |  | 0 | 2023
Lateral Hardening-Fuse-92782440 | Lateral Hardening | 13813 | 0 |  | 0 | 0
Lateral Hardening-Fuse-92783778 | Lateral Hardening | 13443 | 0 |  | 0 | 0
Lateral Hardening-Fuse-92786452 | Lateral Hardening | 13125 | 0 |  | 0 | 0
Lateral Hardening-Fuse-92788549 | Lateral Hardening | 13236 | 0 |  | 0 | 0
Lateral Hardening-Fuse-92788941 | Lateral Hardening | 13785 | 0 |  | 0 | 0
Lateral Hardening-Fuse-92790283 | Lateral Hardening | 13389 | 0 |  | 0 | 0
Lateral Hardening-Fuse-92790956 | Lateral Hardening | 13772 | 0 |  | 0 | 0
Lateral Hardening-Fuse-92791325 | Lateral Hardening | 14124 | 0 |  | 0 | 0
Lateral Hardening-Fuse-92791414 | Lateral Hardening | 14124 | 0 |  | 0 | 0
Lateral Hardening-Fuse-92791593 | Lateral Hardening | 13169 | 0 |  | 0 | 0
Lateral Hardening-Fuse-92793945 | Lateral Hardening | 13010 | 0 |  | 0 | 0
Lateral Hardening-Fuse-92795172 | Lateral Hardening | 14124 | 0 |  | 0 | 0
Lateral Hardening-Fuse-92795431 | Lateral Hardening | 14124 | 0 |  | 0 | 0
Lateral Hardening-Fuse-92795885 | Lateral Hardening | 13305 | 2026 |  | 0 | 2026
Lateral Hardening-Fuse-92799073 | Lateral Hardening | 13813 | 0 |  | 0 | 0
Lateral Hardening-Fuse-92800606 | Lateral Hardening | 13624 | 0 |  | 0 | 0
Lateral Hardening-Fuse-92800610 | Lateral Hardening | 13624 | 0 |  | 0 | 0
Lateral Hardening-Fuse-92800622 | Lateral Hardening | 13624 | 0 |  | 0 | 0
Lateral Hardening-Fuse-92800625 | Lateral Hardening | 13624 | 0 |  | 0 | 0
Lateral Hardening-Fuse-92801014 | Lateral Hardening | 13298 | 0 |  | 0 | 0
Lateral Hardening-Fuse-92801640 | Lateral Hardening | 13125 | 0 |  | 0 | 0
Lateral Hardening-Fuse-92803239 | Lateral Hardening | 14032 | 2021 |  | 0 | 2021
Lateral Hardening-Fuse-92804400 | Lateral Hardening | 13210 | 0 |  | 0 | 0
Lateral Hardening-Fuse-92804598 | Lateral Hardening | 13210 | 0 |  | 0 | 0
Lateral Hardening-Fuse-92806427 | Lateral Hardening | 13125 | 0 |  | 0 | 0
Lateral Hardening-Fuse-92806904 | Lateral Hardening | 14274 | 0 |  | 0 | 0
Lateral Hardening-Fuse-92807044 | Lateral Hardening | 13624 | 0 |  | 0 | 0
Lateral Hardening-Fuse-92807101 | Lateral Hardening | 13624 | 0 |  | 0 | 0
Lateral Hardening-Fuse-92807127 | Lateral Hardening | 13624 | 0 |  | 0 | 0
Lateral Hardening-Fuse-92807207 | Lateral Hardening | 13624 | 0 |  | 0 | 0
Lateral Hardening-Fuse-92810815 | Lateral Hardening | 13420 | 2023 |  | 0 | 2023
Lateral Hardening-Fuse-92811065 | Lateral Hardening | 13496 | 0 |  | 0 | 0
Lateral Hardening-Fuse-92811592 | Lateral Hardening | 13085 | 0 |  | 0 | 0
Lateral Hardening-Fuse-92814355 | Lateral Hardening | 13344 | 2022 |  | 0 | 2022
Lateral Hardening-Fuse-92815117 | Lateral Hardening | 13490 | 2022 |  | 0 | 2022
Lateral Hardening-Fuse-92815125 | Lateral Hardening | 13490 | 0 |  | 0 | 0
Lateral Hardening-Fuse-92815127 | Lateral Hardening | 13490 | 0 |  | 0 | 0
Lateral Hardening-Fuse-92817105 | Lateral Hardening | 13111 | 0 |  | 0 | 0
Lateral Hardening-Fuse-92817353 | Lateral Hardening | 13010 | 0 |  | 0 | 0
Lateral Hardening-Fuse-92818108 | Lateral Hardening | 13041 | 0 |  | 0 | 0
Lateral Hardening-Fuse-92818115 | Lateral Hardening | 13041 | 0 |  | 0 | 0
Lateral Hardening-Fuse-92819432 | Lateral Hardening | 13078 | 0 |  | 0 | 0
Lateral Hardening-Fuse-92820834 | Lateral Hardening | 13391 | 0 |  | 0 | 0
Lateral Hardening-Fuse-92820848 | Lateral Hardening | 13961 | 2021 |  | 0 | 2021
Lateral Hardening-Fuse-92821531 | Lateral Hardening | 13786 | 0 |  | 0 | 0
Lateral Hardening-Fuse-92821560 | Lateral Hardening | 13278 | 0 |  | 0 | 0
Lateral Hardening-Fuse-92821702 | Lateral Hardening | 13749 | 0 |  | 0 | 0
Lateral Hardening-Fuse-92821841 | Lateral Hardening | 13961 | 0 |  | 0 | 0
Lateral Hardening-Fuse-92822055 | Lateral Hardening | 14111 | 0 |  | 0 | 0
Lateral Hardening-Fuse-92822971 | Lateral Hardening | 13041 | 2024 |  | 0 | 2024
Lateral Hardening-Fuse-92823404 | Lateral Hardening | 13479 | 0 |  | 0 | 0
Lateral Hardening-Fuse-92823405 | Lateral Hardening | 13479 | 0 |  | 0 | 0
Lateral Hardening-Fuse-92823421 | Lateral Hardening | 13479 | 2028 |  | 0 | 2028
Lateral Hardening-Fuse-92823499 | Lateral Hardening | 13242 | 0 |  | 0 | 0
Lateral Hardening-Fuse-92823788 | Lateral Hardening | 13657 | 0 |  | 0 | 0
Lateral Hardening-Fuse-92823803 | Lateral Hardening | 13657 | 0 |  | 0 | 0
Lateral Hardening-Fuse-92823810 | Lateral Hardening | 13657 | 0 |  | 0 | 0
Lateral Hardening-Fuse-92824577 | Lateral Hardening | 14356 | 0 |  | 0 | 0
Lateral Hardening-Fuse-92825667 | Lateral Hardening | 14020 | 0 |  | 0 | 0
Lateral Hardening-Fuse-92826951 | Lateral Hardening | 13159 | 0 |  | 0 | 0
Lateral Hardening-Fuse-92826953 | Lateral Hardening | 13159 | 0 |  | 0 | 0
Lateral Hardening-Fuse-92826954 | Lateral Hardening | 13159 | 2025 |  | 0 | 2025
Lateral Hardening-Fuse-92826958 | Lateral Hardening | 13159 | 0 |  | 0 | 0
Lateral Hardening-Fuse-92826965 | Lateral Hardening | 13159 | 0 |  | 0 | 0
Lateral Hardening-Fuse-92826969 | Lateral Hardening | 13159 | 0 |  | 0 | 0
Lateral Hardening-Fuse-92826972 | Lateral Hardening | 13159 | 0 |  | 0 | 0
Lateral Hardening-Fuse-92827022 | Lateral Hardening | 13159 | 0 |  | 0 | 0
Lateral Hardening-Fuse-92827024 | Lateral Hardening | 13159 | 0 |  | 0 | 0
Lateral Hardening-Fuse-92827025 | Lateral Hardening | 13159 | 0 |  | 0 | 0
Lateral Hardening-Fuse-92827027 | Lateral Hardening | 13159 | 0 |  | 0 | 0
Lateral Hardening-Fuse-92827488 | Lateral Hardening | 13961 | 0 |  | 0 | 0
Lateral Hardening-Fuse-92827508 | Lateral Hardening | 13522 | 0 |  | 0 | 0
Lateral Hardening-Fuse-92827523 | Lateral Hardening | 13961 | 0 |  | 0 | 0
Lateral Hardening-Fuse-92827973 | Lateral Hardening | 13961 | 0 |  | 0 | 0
Lateral Hardening-Fuse-92828024 | Lateral Hardening | 13961 | 0 |  | 0 | 0
Lateral Hardening-Fuse-92828182 | Lateral Hardening | 13961 | 0 |  | 0 | 0
Lateral Hardening-Fuse-92828207 | Lateral Hardening | 13961 | 0 |  | 0 | 0
Lateral Hardening-Fuse-92828738 | Lateral Hardening | 13094 | 2023 |  | 0 | 2023
Lateral Hardening-Fuse-92828950 | Lateral Hardening | 13491 | 0 |  | 0 | 0
Lateral Hardening-Fuse-92828954 | Lateral Hardening | 13390 | 0 |  | 0 | 0
Lateral Hardening-Fuse-92828956 | Lateral Hardening | 13005 | 0 |  | 0 | 0
Lateral Hardening-Fuse-92829011 | Lateral Hardening | 13390 | 0 |  | 0 | 0
Lateral Hardening-Fuse-92829321 | Lateral Hardening | 13208 | 0 |  | 0 | 0
Lateral Hardening-Fuse-92829402 | Lateral Hardening | 13961 | 0 |  | 0 | 0
Lateral Hardening-Fuse-92829444 | Lateral Hardening | 13390 | 0 |  | 0 | 0
Lateral Hardening-Fuse-92829446 | Lateral Hardening | 13390 | 0 |  | 0 | 0
Lateral Hardening-Fuse-92829453 | Lateral Hardening | 13961 | 2020 |  | 0 | 2020
Lateral Hardening-Fuse-92829535 | Lateral Hardening | 13961 | 0 |  | 0 | 0
Lateral Hardening-Fuse-92830282 | Lateral Hardening | 13509 | 0 |  | 0 | 0
Lateral Hardening-Fuse-92830647 | Lateral Hardening | 13062 | 0 |  | 0 | 0
Lateral Hardening-Fuse-92831222 | Lateral Hardening | 13390 | 0 |  | 0 | 0
Lateral Hardening-Fuse-92831336 | Lateral Hardening | 13390 | 0 |  | 0 | 0
Lateral Hardening-Fuse-92831398 | Lateral Hardening | 13390 | 0 |  | 0 | 0
Lateral Hardening-Fuse-92831404 | Lateral Hardening | 13270 | 0 |  | 0 | 0
Lateral Hardening-Fuse-92831480 | Lateral Hardening | 13390 | 0 |  | 0 | 0
Lateral Hardening-Fuse-92831495 | Lateral Hardening | 13390 | 0 |  | 0 | 0
Lateral Hardening-Fuse-92831833 | Lateral Hardening | 13630 | 2023 |  | 0 | 2023
Lateral Hardening-Fuse-92832090 | Lateral Hardening | 13270 | 0 |  | 0 | 0
Lateral Hardening-Fuse-92832167 | Lateral Hardening | 13807 | 0 |  | 0 | 0
Lateral Hardening-Fuse-92832171 | Lateral Hardening | 13807 | 0 |  | 0 | 0
Lateral Hardening-Fuse-92833810 | Lateral Hardening | 13112 | 0 |  | 0 | 0
Lateral Hardening-Fuse-92833812 | Lateral Hardening | 13112 | 0 |  | 0 | 0
Lateral Hardening-Fuse-92833931 | Lateral Hardening | 13112 | 0 |  | 0 | 0
Lateral Hardening-Fuse-92834366 | Lateral Hardening | 13087 | 0 |  | 0 | 0
Lateral Hardening-Fuse-92834450 | Lateral Hardening | 13112 | 0 |  | 0 | 0
Lateral Hardening-Fuse-92834455 | Lateral Hardening | 13112 | 0 |  | 0 | 0
Lateral Hardening-Fuse-92834461 | Lateral Hardening | 13112 | 0 |  | 0 | 0
Lateral Hardening-Fuse-92834542 | Lateral Hardening | 13438 | 0 |  | 0 | 0
Lateral Hardening-Fuse-92834683 | Lateral Hardening | 13961 | 2021 |  | 0 | 2021
Lateral Hardening-Fuse-92835035 | Lateral Hardening | 13111 | 0 |  | 0 | 0
Lateral Hardening-Fuse-92835082 | Lateral Hardening | 13708 | 0 |  | 0 | 0
Lateral Hardening-Fuse-92835119 | Lateral Hardening | 13112 | 0 |  | 0 | 0
Lateral Hardening-Fuse-92835334 | Lateral Hardening | 13112 | 0 |  | 0 | 0
Lateral Hardening-Fuse-92835600 | Lateral Hardening | 13111 | 0 |  | 0 | 0
Lateral Hardening-Fuse-92835651 | Lateral Hardening | 13329 | 2022 |  | 0 | 2022
Lateral Hardening-Fuse-92835892 | Lateral Hardening | 13325 | 0 |  | 0 | 0
Lateral Hardening-Fuse-92836010 | Lateral Hardening | 14041 | 0 |  | 0 | 0
Lateral Hardening-Fuse-92836011 | Lateral Hardening | 14041 | 0 |  | 0 | 0
Lateral Hardening-Fuse-92836054 | Lateral Hardening | 14041 | 0 |  | 0 | 0
Lateral Hardening-Fuse-92836107 | Lateral Hardening | 14041 | 0 |  | 0 | 0
Lateral Hardening-Fuse-92836438 | Lateral Hardening | 13656 | 0 |  | 0 | 0
Lateral Hardening-Fuse-92837054 | Lateral Hardening | 13786 | 0 |  | 0 | 0
Lateral Hardening-Fuse-92837135 | Lateral Hardening | 13081 | 0 |  | 0 | 0
Lateral Hardening-Fuse-92837210 | Lateral Hardening | 14041 | 0 |  | 0 | 0
Lateral Hardening-Fuse-92837984 | Lateral Hardening | 14124 | 0 |  | 0 | 0
Lateral Hardening-Fuse-92838044 | Lateral Hardening | 14124 | 0 |  | 0 | 0
Lateral Hardening-Fuse-92838167 | Lateral Hardening | 13785 | 0 |  | 0 | 0
Lateral Hardening-Fuse-92838496 | Lateral Hardening | 13772 | 0 |  | 0 | 0
Lateral Hardening-Fuse-92838598 | Lateral Hardening | 13423 | 2028 |  | 0 | 2028
Lateral Hardening-Fuse-92838742 | Lateral Hardening | 13910 | 0 |  | 0 | 0
Lateral Hardening-Fuse-92839005 | Lateral Hardening | 13586 | 0 |  | 0 | 0
Lateral Hardening-Fuse-92839078 | Lateral Hardening | 13910 | 0 |  | 0 | 0
Lateral Hardening-Fuse-92839477 | Lateral Hardening | 13081 | 2028 |  | 0 | 2028
Lateral Hardening-Fuse-92840379 | Lateral Hardening | 13008 | 0 |  | 0 | 0
Lateral Hardening-Fuse-92841403 | Lateral Hardening | 13171 | 0 |  | 0 | 0
Lateral Hardening-Fuse-92842133 | Lateral Hardening | 13985 | 0 |  | 0 | 0
Lateral Hardening-Fuse-92842187 | Lateral Hardening | 13959 | 0 |  | 0 | 0
Lateral Hardening-Fuse-92843043 | Lateral Hardening | 13959 | 0 |  | 0 | 0
Lateral Hardening-Fuse-92843663 | Lateral Hardening | 13656 | 0 |  | 0 | 0
Lateral Hardening-Fuse-92844497 | Lateral Hardening | 13087 | 0 |  | 0 | 0
Lateral Hardening-Fuse-92844710 | Lateral Hardening | 13169 | 0 |  | 0 | 0
Lateral Hardening-Fuse-92846608 | Lateral Hardening | 13011 | 0 |  | 0 | 0
Lateral Hardening-Fuse-92846609 | Lateral Hardening | 13011 | 0 |  | 0 | 0
Lateral Hardening-Fuse-92846773 | Lateral Hardening | 13011 | 0 |  | 0 | 0
Lateral Hardening-Fuse-92846845 | Lateral Hardening | 13786 | 0 |  | 0 | 0
Lateral Hardening-Fuse-92846899 | Lateral Hardening | 13011 | 0 |  | 0 | 0
Lateral Hardening-Fuse-92846904 | Lateral Hardening | 13011 | 0 |  | 0 | 0
Lateral Hardening-Fuse-92847739 | Lateral Hardening | 13469 | 0 |  | 0 | 0
Lateral Hardening-Fuse-92847844 | Lateral Hardening | 13011 | 0 |  | 0 | 0
Lateral Hardening-Fuse-92847852 | Lateral Hardening | 13011 | 0 |  | 0 | 0
Lateral Hardening-Fuse-92847931 | Lateral Hardening | 13011 | 0 |  | 0 | 0
Lateral Hardening-Fuse-92847933 | Lateral Hardening | 13011 | 0 |  | 0 | 0
Lateral Hardening-Fuse-92848494 | Lateral Hardening | 13224 | 0 |  | 0 | 0
Lateral Hardening-Fuse-92848514 | Lateral Hardening | 13011 | 0 |  | 0 | 0
Lateral Hardening-Fuse-92848520 | Lateral Hardening | 13011 | 0 |  | 0 | 0
Lateral Hardening-Fuse-92848748 | Lateral Hardening | 13011 | 0 |  | 0 | 0
Lateral Hardening-Fuse-92849129 | Lateral Hardening | 13011 | 0 |  | 0 | 0
Lateral Hardening-Fuse-92849296 | Lateral Hardening | 13813 | 0 |  | 0 | 0
Lateral Hardening-Fuse-92849386 | Lateral Hardening | 13138 | 0 |  | 0 | 0
Lateral Hardening-Fuse-92849397 | Lateral Hardening | 13011 | 0 |  | 0 | 0
Lateral Hardening-Fuse-92849398 | Lateral Hardening | 13011 | 0 |  | 0 | 0
Lateral Hardening-Fuse-92849399 | Lateral Hardening | 13011 | 0 |  | 0 | 0
Lateral Hardening-Fuse-92849403 | Lateral Hardening | 13011 | 0 |  | 0 | 0
Lateral Hardening-Fuse-92849451 | Lateral Hardening | 13089 | 0 |  | 0 | 0
Lateral Hardening-Fuse-92849453 | Lateral Hardening | 13089 | 0 |  | 0 | 0
Lateral Hardening-Fuse-92849626 | Lateral Hardening | 13224 | 0 |  | 0 | 0
Lateral Hardening-Fuse-92849646 | Lateral Hardening | 13011 | 0 |  | 0 | 0
Lateral Hardening-Fuse-92849727 | Lateral Hardening | 13011 | 0 |  | 0 | 0
Lateral Hardening-Fuse-92850949 | Lateral Hardening | 13117 | 0 |  | 0 | 0
Lateral Hardening-Fuse-92852486 | Lateral Hardening | 13523 | 0 |  | 0 | 0
Lateral Hardening-Fuse-92852935 | Lateral Hardening | 13910 | 0 |  | 0 | 0
Lateral Hardening-Fuse-92853072 | Lateral Hardening | 13910 | 0 |  | 0 | 0
Lateral Hardening-Fuse-92853316 | Lateral Hardening | 13910 | 0 |  | 0 | 0
Lateral Hardening-Fuse-92853333 | Lateral Hardening | 13910 | 2024 |  | 0 | 2024
Lateral Hardening-Fuse-92853541 | Lateral Hardening | 13910 | 0 |  | 0 | 0
Lateral Hardening-Fuse-92854738 | Lateral Hardening | 13786 | 0 |  | 0 | 0
Lateral Hardening-Fuse-92854740 | Lateral Hardening | 13011 | 0 |  | 0 | 0
Lateral Hardening-Fuse-92854745 | Lateral Hardening | 13011 | 0 |  | 0 | 0
Lateral Hardening-Fuse-92854746 | Lateral Hardening | 13011 | 0 |  | 0 | 0
Lateral Hardening-Fuse-92854753 | Lateral Hardening | 13786 | 0 |  | 0 | 0
Lateral Hardening-Fuse-92855049 | Lateral Hardening | 13011 | 0 |  | 0 | 0
Lateral Hardening-Fuse-92855053 | Lateral Hardening | 13011 | 0 |  | 0 | 0
Lateral Hardening-Fuse-92855178 | Lateral Hardening | 13011 | 0 |  | 0 | 0
Lateral Hardening-Fuse-92855183 | Lateral Hardening | 13011 | 0 |  | 0 | 0
Lateral Hardening-Fuse-92856341 | Lateral Hardening | 13298 | 0 |  | 0 | 0
Lateral Hardening-Fuse-92856629 | Lateral Hardening | 13224 | 0 |  | 0 | 0
Lateral Hardening-Fuse-92856634 | Lateral Hardening | 13224 | 2025 |  | 0 | 2025
Lateral Hardening-Fuse-92856937 | Lateral Hardening | 13114 | 2027 |  | 0 | 2027
Lateral Hardening-Fuse-92857332 | Lateral Hardening | 13011 | 0 |  | 0 | 0
Lateral Hardening-Fuse-92858469 | Lateral Hardening | 13117 | 0 |  | 0 | 0
Lateral Hardening-Fuse-92858866 | Lateral Hardening | 13093 | 0 |  | 0 | 0
Lateral Hardening-Fuse-92858955 | Lateral Hardening | 13388 | 0 |  | 0 | 0
Lateral Hardening-Fuse-92859507 | Lateral Hardening | 13460 | 2024 |  | 0 | 2024
Lateral Hardening-Fuse-92859765 | Lateral Hardening | 13460 | 0 |  | 0 | 0
Lateral Hardening-Fuse-92859770 | Lateral Hardening | 13460 | 0 |  | 0 | 0
Lateral Hardening-Fuse-92859771 | Lateral Hardening | 13460 | 0 |  | 0 | 0
Lateral Hardening-Fuse-92859947 | Lateral Hardening | 13098 | 0 |  | 0 | 0
Lateral Hardening-Fuse-92859954 | Lateral Hardening | 13098 | 0 |  | 0 | 0
Lateral Hardening-Fuse-92859963 | Lateral Hardening | 13098 | 0 |  | 0 | 0
Lateral Hardening-Fuse-92859964 | Lateral Hardening | 13098 | 0 |  | 0 | 0
Lateral Hardening-Fuse-92859972 | Lateral Hardening | 13098 | 0 |  | 0 | 0
Lateral Hardening-Fuse-92859987 | Lateral Hardening | 13460 | 0 |  | 0 | 0
Lateral Hardening-Fuse-92860269 | Lateral Hardening | 13460 | 0 |  | 0 | 0
Lateral Hardening-Fuse-92860270 | Lateral Hardening | 13460 | 0 |  | 0 | 0
Lateral Hardening-Fuse-92860271 | Lateral Hardening | 13460 | 0 |  | 0 | 0
Lateral Hardening-Fuse-92860629 | Lateral Hardening | 13460 | 0 |  | 0 | 0
Lateral Hardening-Fuse-92860631 | Lateral Hardening | 13460 | 0 |  | 0 | 0
Lateral Hardening-Fuse-92860635 | Lateral Hardening | 13460 | 0 |  | 0 | 0
Lateral Hardening-Fuse-92860646 | Lateral Hardening | 13460 | 0 |  | 0 | 0
Lateral Hardening-Fuse-92861171 | Lateral Hardening | 13854 | 0 |  | 0 | 0
Lateral Hardening-Fuse-92861226 | Lateral Hardening | 13117 | 0 |  | 0 | 0
Lateral Hardening-Fuse-92861354 | Lateral Hardening | 13460 | 0 |  | 0 | 0
Lateral Hardening-Fuse-92861586 | Lateral Hardening | 13655 | 0 |  | 0 | 0
Lateral Hardening-Fuse-92861805 | Lateral Hardening | 13460 | 0 |  | 0 | 0
Lateral Hardening-Fuse-92861888 | Lateral Hardening | 13460 | 0 |  | 0 | 0
Lateral Hardening-Fuse-92862188 | Lateral Hardening | 13460 | 0 |  | 0 | 0
Lateral Hardening-Fuse-92862199 | Lateral Hardening | 13460 | 0 |  | 0 | 0
Lateral Hardening-Fuse-92862212 | Lateral Hardening | 13460 | 0 |  | 0 | 0
Lateral Hardening-Fuse-92862226 | Lateral Hardening | 13460 | 0 |  | 0 | 0
Lateral Hardening-Fuse-92862629 | Lateral Hardening | 13171 | 0 |  | 0 | 0
Lateral Hardening-Fuse-92862859 | Lateral Hardening | 13460 | 0 |  | 0 | 0
Lateral Hardening-Fuse-92862868 | Lateral Hardening | 13460 | 0 |  | 0 | 0
Lateral Hardening-Fuse-92863019 | Lateral Hardening | 13460 | 0 |  | 0 | 0
Lateral Hardening-Fuse-92863025 | Lateral Hardening | 13460 | 0 |  | 0 | 0
Lateral Hardening-Fuse-92863123 | Lateral Hardening | 13460 | 0 |  | 0 | 0
Lateral Hardening-Fuse-92863125 | Lateral Hardening | 13460 | 0 |  | 0 | 0
Lateral Hardening-Fuse-92863127 | Lateral Hardening | 13460 | 0 |  | 0 | 0
Lateral Hardening-Fuse-92863361 | Lateral Hardening | 13460 | 0 |  | 0 | 0
Lateral Hardening-Fuse-92863386 | Lateral Hardening | 13460 | 2024 |  | 0 | 2024
Lateral Hardening-Fuse-92863550 | Lateral Hardening | 13460 | 2024 |  | 0 | 2024
Lateral Hardening-Fuse-92863593 | Lateral Hardening | 13460 | 0 |  | 0 | 0
Lateral Hardening-Fuse-92863994 | Lateral Hardening | 13460 | 0 |  | 0 | 0
Lateral Hardening-Fuse-92864023 | Lateral Hardening | 13299 | 0 |  | 0 | 0
Lateral Hardening-Fuse-92864077 | Lateral Hardening | 13460 | 0 |  | 0 | 0
Lateral Hardening-Fuse-92864127 | Lateral Hardening | 13460 | 0 |  | 0 | 0
Lateral Hardening-Fuse-92864141 | Lateral Hardening | 13460 | 0 |  | 0 | 0
Lateral Hardening-Fuse-92864146 | Lateral Hardening | 13460 | 0 |  | 0 | 0
Lateral Hardening-Fuse-92864169 | Lateral Hardening | 13460 | 0 |  | 0 | 0
Lateral Hardening-Fuse-92864175 | Lateral Hardening | 13460 | 0 |  | 0 | 0
Lateral Hardening-Fuse-92864179 | Lateral Hardening | 13460 | 0 |  | 0 | 0
Lateral Hardening-Fuse-92864186 | Lateral Hardening | 13460 | 0 |  | 0 | 0
Lateral Hardening-Fuse-92865540 | Lateral Hardening | 13460 | 0 |  | 0 | 0
Lateral Hardening-Fuse-92865587 | Lateral Hardening | 13520 | 0 |  | 0 | 0
Lateral Hardening-Fuse-92865593 | Lateral Hardening | 13460 | 0 |  | 0 | 0
Lateral Hardening-Fuse-92865597 | Lateral Hardening | 13460 | 0 |  | 0 | 0
Lateral Hardening-Fuse-92865966 | Lateral Hardening | 13460 | 0 |  | 0 | 0
Lateral Hardening-Fuse-92865971 | Lateral Hardening | 13460 | 0 |  | 0 | 0
Lateral Hardening-Fuse-92866355 | Lateral Hardening | 14041 | 0 |  | 0 | 0
Lateral Hardening-Fuse-92866385 | Lateral Hardening | 13711 | 0 |  | 0 | 0
Lateral Hardening-Fuse-92866510 | Lateral Hardening | 13460 | 0 |  | 0 | 0
Lateral Hardening-Fuse-92866519 | Lateral Hardening | 13460 | 0 |  | 0 | 0
Lateral Hardening-Fuse-92866521 | Lateral Hardening | 13460 | 0 |  | 0 | 0
Lateral Hardening-Fuse-92866973 | Lateral Hardening | 13711 | 0 |  | 0 | 0
Lateral Hardening-Fuse-92867128 | Lateral Hardening | 13711 | 0 |  | 0 | 0
Lateral Hardening-Fuse-92867218 | Lateral Hardening | 13460 | 0 |  | 0 | 0
Lateral Hardening-Fuse-92867223 | Lateral Hardening | 13460 | 0 |  | 0 | 0
Lateral Hardening-Fuse-92867227 | Lateral Hardening | 13460 | 0 |  | 0 | 0
Lateral Hardening-Fuse-92867229 | Lateral Hardening | 13460 | 0 |  | 0 | 0
Lateral Hardening-Fuse-92867406 | Lateral Hardening | 13010 | 0 |  | 0 | 0
Lateral Hardening-Fuse-92867906 | Lateral Hardening | 13460 | 0 |  | 0 | 0
Lateral Hardening-Fuse-92867909 | Lateral Hardening | 13460 | 0 |  | 0 | 0
Lateral Hardening-Fuse-92867919 | Lateral Hardening | 13460 | 0 |  | 0 | 0
Lateral Hardening-Fuse-92868176 | Lateral Hardening | 13023 | 0 |  | 0 | 0
Lateral Hardening-Fuse-92868207 | Lateral Hardening | 13460 | 2024 |  | 0 | 2024
Lateral Hardening-Fuse-92868208 | Lateral Hardening | 13460 | 0 |  | 0 | 0
Lateral Hardening-Fuse-92868210 | Lateral Hardening | 13460 | 2024 |  | 0 | 2024
Lateral Hardening-Fuse-92868219 | Lateral Hardening | 13460 | 0 |  | 0 | 0
Lateral Hardening-Fuse-92868224 | Lateral Hardening | 13460 | 0 |  | 0 | 0
Lateral Hardening-Fuse-92868442 | Lateral Hardening | 13460 | 0 |  | 0 | 0
Lateral Hardening-Fuse-92868492 | Lateral Hardening | 13932 | 0 |  | 0 | 0
Lateral Hardening-Fuse-92868895 | Lateral Hardening | 13373 | 0 |  | 0 | 0
Lateral Hardening-Fuse-92868907 | Lateral Hardening | 13460 | 0 |  | 0 | 0
Lateral Hardening-Fuse-92868908 | Lateral Hardening | 13460 | 0 |  | 0 | 0
Lateral Hardening-Fuse-92868909 | Lateral Hardening | 13460 | 0 |  | 0 | 0
Lateral Hardening-Fuse-92868910 | Lateral Hardening | 13460 | 0 |  | 0 | 0
Lateral Hardening-Fuse-92869275 | Lateral Hardening | 13460 | 0 |  | 0 | 0
Lateral Hardening-Fuse-92869276 | Lateral Hardening | 13460 | 0 |  | 0 | 0
Lateral Hardening-Fuse-92869416 | Lateral Hardening | 13460 | 0 |  | 0 | 0
Lateral Hardening-Fuse-92869708 | Lateral Hardening | 13655 | 0 |  | 0 | 0
Lateral Hardening-Fuse-92869779 | Lateral Hardening | 13896 | 2026 |  | 0 | 2026
Lateral Hardening-Fuse-92870221 | Lateral Hardening | 13787 | 0 |  | 0 | 0
Lateral Hardening-Fuse-92870410 | Lateral Hardening | 13460 | 0 |  | 0 | 0
Lateral Hardening-Fuse-92870453 | Lateral Hardening | 13460 | 2024 |  | 0 | 2024
Lateral Hardening-Fuse-92870497 | Lateral Hardening | 13460 | 0 |  | 0 | 0
Lateral Hardening-Fuse-92870500 | Lateral Hardening | 13460 | 0 |  | 0 | 0
Lateral Hardening-Fuse-92870553 | Lateral Hardening | 13787 | 2027 |  | 0 | 2027
Lateral Hardening-Fuse-92870593 | Lateral Hardening | 13710 | 0 |  | 0 | 0
Lateral Hardening-Fuse-92870767 | Lateral Hardening | 13460 | 2024 |  | 0 | 2024
Lateral Hardening-Fuse-92871204 | Lateral Hardening | 13303 | 0 |  | 0 | 0
Lateral Hardening-Fuse-92871402 | Lateral Hardening | 13048 | 0 |  | 0 | 0
Lateral Hardening-Fuse-92872307 | Lateral Hardening | 13710 | 0 |  | 0 | 0
Lateral Hardening-Fuse-92872327 | Lateral Hardening | 13710 | 0 |  | 0 | 0
Lateral Hardening-Fuse-92872333 | Lateral Hardening | 13710 | 0 |  | 0 | 0
Lateral Hardening-Fuse-92872352 | Lateral Hardening | 13710 | 0 |  | 0 | 0
Lateral Hardening-Fuse-92872356 | Lateral Hardening | 13710 | 0 |  | 0 | 0
Lateral Hardening-Fuse-92872359 | Lateral Hardening | 13710 | 0 |  | 0 | 0
Lateral Hardening-Fuse-92872360 | Lateral Hardening | 13710 | 0 |  | 0 | 0
Lateral Hardening-Fuse-92872408 | Lateral Hardening | 13460 | 0 |  | 0 | 0
Lateral Hardening-Fuse-92872409 | Lateral Hardening | 13460 | 0 |  | 0 | 0
Lateral Hardening-Fuse-92872410 | Lateral Hardening | 13460 | 0 |  | 0 | 0
Lateral Hardening-Fuse-92872780 | Lateral Hardening | 13460 | 0 |  | 0 | 0
Lateral Hardening-Fuse-92872786 | Lateral Hardening | 13460 | 0 |  | 0 | 0
Lateral Hardening-Fuse-92872787 | Lateral Hardening | 13460 | 0 |  | 0 | 0
Lateral Hardening-Fuse-92873516 | Lateral Hardening | 13158 | 0 |  | 0 | 0
Lateral Hardening-Fuse-92874438 | Lateral Hardening | 13280 | 0 |  | 0 | 0
Lateral Hardening-Fuse-92874479 | Lateral Hardening | 13112 | 0 |  | 0 | 0
Lateral Hardening-Fuse-92874485 | Lateral Hardening | 13112 | 0 |  | 0 | 0
Lateral Hardening-Fuse-92874487 | Lateral Hardening | 13112 | 0 |  | 0 | 0
Lateral Hardening-Fuse-92874488 | Lateral Hardening | 13112 | 0 |  | 0 | 0
Lateral Hardening-Fuse-92874499 | Lateral Hardening | 13112 | 0 |  | 0 | 0
Lateral Hardening-Fuse-92874802 | Lateral Hardening | 13158 | 2021 |  | 0 | 2021
Lateral Hardening-Fuse-92874810 | Lateral Hardening | 13365 | 0 |  | 0 | 0
Lateral Hardening-Fuse-92876052 | Lateral Hardening | 13336 | 0 |  | 0 | 0
Lateral Hardening-Fuse-92876057 | Lateral Hardening | 13112 | 0 |  | 0 | 0
Lateral Hardening-Fuse-92876709 | Lateral Hardening | 13112 | 0 |  | 0 | 0
Lateral Hardening-Fuse-92876734 | Lateral Hardening | 13460 | 0 |  | 0 | 0
Lateral Hardening-Fuse-92876736 | Lateral Hardening | 13460 | 0 |  | 0 | 0
Lateral Hardening-Fuse-92877031 | Lateral Hardening | 14000 | 0 |  | 0 | 0
Lateral Hardening-Fuse-92877142 | Lateral Hardening | 13112 | 0 |  | 0 | 0
Lateral Hardening-Fuse-92877170 | Lateral Hardening | 13460 | 0 |  | 0 | 0
Lateral Hardening-Fuse-92877242 | Lateral Hardening | 13460 | 0 |  | 0 | 0
Lateral Hardening-Fuse-92877263 | Lateral Hardening | 13460 | 0 |  | 0 | 0
Lateral Hardening-Fuse-92877298 | Lateral Hardening | 13112 | 0 |  | 0 | 0
Lateral Hardening-Fuse-92877430 | Lateral Hardening | 13112 | 0 |  | 0 | 0
Lateral Hardening-Fuse-92877538 | Lateral Hardening | 13112 | 0 |  | 0 | 0
Lateral Hardening-Fuse-92878098 | Lateral Hardening | 13460 | 0 |  | 0 | 0
Lateral Hardening-Fuse-92878108 | Lateral Hardening | 13460 | 0 |  | 0 | 0
Lateral Hardening-Fuse-92879071 | Lateral Hardening | 13460 | 0 |  | 0 | 0
Lateral Hardening-Fuse-92879102 | Lateral Hardening | 13388 | 0 |  | 0 | 0
Lateral Hardening-Fuse-92879581 | Lateral Hardening | 14025 | 0 |  | 0 | 0
Lateral Hardening-Fuse-92879606 | Lateral Hardening | 14025 | 0 |  | 0 | 0
Lateral Hardening-Fuse-92879708 | Lateral Hardening | 14025 | 0 |  | 0 | 0
Lateral Hardening-Fuse-92880186 | Lateral Hardening | 13461 | 0 |  | 0 | 0
Lateral Hardening-Fuse-92880771 | Lateral Hardening | 13036 | 0 |  | 0 | 0
Lateral Hardening-Fuse-92881445 | Lateral Hardening | 13710 | 2020 |  | 0 | 2020
Lateral Hardening-Fuse-92882651 | Lateral Hardening | 13112 | 0 |  | 0 | 0
Lateral Hardening-Fuse-92882652 | Lateral Hardening | 13112 | 2028 |  | 0 | 2028
Lateral Hardening-Fuse-92883836 | Lateral Hardening | 13460 | 0 |  | 0 | 0
Lateral Hardening-Fuse-92884623 | Lateral Hardening | 13796 | 2021 |  | 0 | 2021
Lateral Hardening-Fuse-92884644 | Lateral Hardening | 13796 | 2021 |  | 0 | 2021
Lateral Hardening-Fuse-92884646 | Lateral Hardening | 13796 | 0 |  | 0 | 0
Lateral Hardening-Fuse-92884650 | Lateral Hardening | 13796 | 0 |  | 0 | 0
Lateral Hardening-Fuse-92884653 | Lateral Hardening | 13796 | 0 |  | 0 | 0
Lateral Hardening-Fuse-92884655 | Lateral Hardening | 13796 | 0 |  | 0 | 0
Lateral Hardening-Fuse-92884659 | Lateral Hardening | 13796 | 0 |  | 0 | 0
Lateral Hardening-Fuse-92884664 | Lateral Hardening | 13796 | 0 |  | 0 | 0
Lateral Hardening-Fuse-92885158 | Lateral Hardening | 13710 | 0 |  | 0 | 0
Lateral Hardening-Fuse-92885179 | Lateral Hardening | 13710 | 0 |  | 0 | 0
Lateral Hardening-Fuse-92885183 | Lateral Hardening | 13710 | 0 |  | 0 | 0
Lateral Hardening-Fuse-92885197 | Lateral Hardening | 13710 | 0 |  | 0 | 0
Lateral Hardening-Fuse-92885414 | Lateral Hardening | 13710 | 0 |  | 0 | 0
Lateral Hardening-Fuse-92886085 | Lateral Hardening | 13710 | 0 |  | 0 | 0
Lateral Hardening-Fuse-92886087 | Lateral Hardening | 13710 | 0 |  | 0 | 0
Lateral Hardening-Fuse-92886089 | Lateral Hardening | 13710 | 0 |  | 0 | 0
Lateral Hardening-Fuse-92887566 | Lateral Hardening | 13317 | 0 |  | 0 | 0
Lateral Hardening-Fuse-92888119 | Lateral Hardening | 13147 | 0 |  | 0 | 0
Lateral Hardening-Fuse-92888120 | Lateral Hardening | 13147 | 2026 |  | 0 | 2026
Lateral Hardening-Fuse-92888192 | Lateral Hardening | 13147 | 0 |  | 0 | 0
Lateral Hardening-Fuse-92888195 | Lateral Hardening | 13147 | 0 |  | 0 | 0
Lateral Hardening-Fuse-92888391 | Lateral Hardening | 13854 | 2029 |  | 0 | 2029
Lateral Hardening-Fuse-92888397 | Lateral Hardening | 13854 | 0 |  | 0 | 0
Lateral Hardening-Fuse-92888401 | Lateral Hardening | 13854 | 0 |  | 0 | 0
Lateral Hardening-Fuse-92888573 | Lateral Hardening | 14112 | 0 |  | 0 | 0
Lateral Hardening-Fuse-92888593 | Lateral Hardening | 13690 | 0 |  | 0 | 0
Lateral Hardening-Fuse-92888603 | Lateral Hardening | 13690 | 0 |  | 0 | 0
Lateral Hardening-Fuse-92888694 | Lateral Hardening | 13010 | 0 |  | 0 | 0
Lateral Hardening-Fuse-92888695 | Lateral Hardening | 13010 | 0 |  | 0 | 0
Lateral Hardening-Fuse-92888794 | Lateral Hardening | 13010 | 0 |  | 0 | 0
Lateral Hardening-Fuse-92888795 | Lateral Hardening | 13010 | 0 |  | 0 | 0
Lateral Hardening-Fuse-92889342 | Lateral Hardening | 13388 | 0 |  | 0 | 0
Lateral Hardening-Fuse-92889565 | Lateral Hardening | 13114 | 0 |  | 0 | 0
Lateral Hardening-Fuse-92890216 | Lateral Hardening | 13112 | 0 |  | 0 | 0
Lateral Hardening-Fuse-92890217 | Lateral Hardening | 13112 | 0 |  | 0 | 0
Lateral Hardening-Fuse-92890357 | Lateral Hardening | 13112 | 2028 |  | 0 | 2028
Lateral Hardening-Fuse-92890365 | Lateral Hardening | 13655 | 0 |  | 0 | 0
Lateral Hardening-Fuse-92890860 | Lateral Hardening | 13509 | 2021 |  | 0 | 2021
Lateral Hardening-Fuse-92890866 | Lateral Hardening | 13509 | 0 |  | 0 | 0
Lateral Hardening-Fuse-92891160 | Lateral Hardening | 13112 | 0 |  | 0 | 0
Lateral Hardening-Fuse-92891243 | Lateral Hardening | 13112 | 0 |  | 0 | 0
Lateral Hardening-Fuse-92892026 | Lateral Hardening | 13972 | 0 |  | 0 | 0
Lateral Hardening-Fuse-92892108 | Lateral Hardening | 13854 | 0 |  | 0 | 0
Lateral Hardening-Fuse-92892234 | Lateral Hardening | 13854 | 0 |  | 0 | 0
Lateral Hardening-Fuse-92892235 | Lateral Hardening | 13854 | 0 |  | 0 | 0
Lateral Hardening-Fuse-92892448 | Lateral Hardening | 13147 | 0 |  | 0 | 0
Lateral Hardening-Fuse-92893716 | Lateral Hardening | 13390 | 0 |  | 0 | 0
Lateral Hardening-Fuse-92894106 | Lateral Hardening | 13098 | 0 |  | 0 | 0
Lateral Hardening-Fuse-92894972 | Lateral Hardening | 13311 | 0 |  | 0 | 0
Lateral Hardening-Fuse-92895028 | Lateral Hardening | 13854 | 0 |  | 0 | 0
Lateral Hardening-Fuse-92895029 | Lateral Hardening | 13854 | 0 |  | 0 | 0
Lateral Hardening-Fuse-92895135 | Lateral Hardening | 13854 | 0 |  | 0 | 0
Lateral Hardening-Fuse-92895137 | Lateral Hardening | 13854 | 0 |  | 0 | 0
Lateral Hardening-Fuse-92895163 | Lateral Hardening | 13854 | 0 |  | 0 | 0
Lateral Hardening-Fuse-92895208 | Lateral Hardening | 13854 | 0 |  | 0 | 0
Lateral Hardening-Fuse-92895212 | Lateral Hardening | 13854 | 0 |  | 0 | 0
Lateral Hardening-Fuse-92896435 | Lateral Hardening | 13854 | 0 |  | 0 | 0
Lateral Hardening-Fuse-92896528 | Lateral Hardening | 13854 | 0 |  | 0 | 0
Lateral Hardening-Fuse-92896568 | Lateral Hardening | 13854 | 0 |  | 0 | 0
Lateral Hardening-Fuse-92896852 | Lateral Hardening | 13442 | 0 |  | 0 | 0
Lateral Hardening-Fuse-92897148 | Lateral Hardening | 13854 | 0 |  | 0 | 0
Lateral Hardening-Fuse-92897151 | Lateral Hardening | 13854 | 0 |  | 0 | 0
Lateral Hardening-Fuse-92897362 | Lateral Hardening | 13147 | 2026 |  | 0 | 2026
Lateral Hardening-Fuse-92897388 | Lateral Hardening | 13147 | 0 |  | 0 | 0
Lateral Hardening-Fuse-92897477 | Lateral Hardening | 13123 | 0 |  | 0 | 0
Lateral Hardening-Fuse-92897810 | Lateral Hardening | 13442 | 0 |  | 0 | 0
Lateral Hardening-Fuse-92898004 | Lateral Hardening | 13122 | 2026 |  | 0 | 2026
Lateral Hardening-Fuse-92898219 | Lateral Hardening | 13826 | 0 |  | 0 | 0
Lateral Hardening-Fuse-92898416 | Lateral Hardening | 13136 | 0 |  | 0 | 0
Lateral Hardening-Fuse-92898439 | Lateral Hardening | 13443 | 0 |  | 0 | 0
Lateral Hardening-Fuse-92898559 | Lateral Hardening | 13159 | 0 |  | 0 | 0
Lateral Hardening-Fuse-92898565 | Lateral Hardening | 13159 | 0 |  | 0 | 0
Lateral Hardening-Fuse-92899946 | Lateral Hardening | 13121 | 0 |  | 0 | 0
Lateral Hardening-Fuse-92900195 | Lateral Hardening | 13691 | 0 |  | 0 | 0
Lateral Hardening-Fuse-92900304 | Lateral Hardening | 13159 | 0 |  | 0 | 0
Lateral Hardening-Fuse-92900388 | Lateral Hardening | 13159 | 0 |  | 0 | 0
Lateral Hardening-Fuse-92900390 | Lateral Hardening | 13159 | 0 |  | 0 | 0
Lateral Hardening-Fuse-92900620 | Lateral Hardening | 13854 | 0 |  | 0 | 0
Lateral Hardening-Fuse-92900621 | Lateral Hardening | 13854 | 0 |  | 0 | 0
Lateral Hardening-Fuse-92901191 | Lateral Hardening | 13462 | 0 |  | 0 | 0
Lateral Hardening-Fuse-92901825 | Lateral Hardening | 13147 | 2026 |  | 0 | 2026
Lateral Hardening-Fuse-92902016 | Lateral Hardening | 13854 | 2029 |  | 0 | 2029
Lateral Hardening-Fuse-92902067 | Lateral Hardening | 13854 | 0 |  | 0 | 0
Lateral Hardening-Fuse-92902473 | Lateral Hardening | 13159 | 0 |  | 0 | 0
Lateral Hardening-Fuse-92902547 | Lateral Hardening | 13422 | 0 |  | 0 | 0
Lateral Hardening-Fuse-92903160 | Lateral Hardening | 13854 | 0 |  | 0 | 0
Lateral Hardening-Fuse-92903838 | Lateral Hardening | 13159 | 2025 |  | 0 | 2025
Lateral Hardening-Fuse-92903841 | Lateral Hardening | 13159 | 0 |  | 0 | 0
Lateral Hardening-Fuse-92904010 | Lateral Hardening | 13159 | 0 |  | 0 | 0
Lateral Hardening-Fuse-92904128 | Lateral Hardening | 13159 | 0 |  | 0 | 0
Lateral Hardening-Fuse-92904162 | Lateral Hardening | 13147 | 0 |  | 0 | 0
Lateral Hardening-Fuse-92904379 | Lateral Hardening | 13159 | 0 |  | 0 | 0
Lateral Hardening-Fuse-92904561 | Lateral Hardening | 13159 | 0 |  | 0 | 0
Lateral Hardening-Fuse-92904603 | Lateral Hardening | 13159 | 0 |  | 0 | 0
Lateral Hardening-Fuse-92904893 | Lateral Hardening | 13159 | 0 |  | 0 | 0
Lateral Hardening-Fuse-92904901 | Lateral Hardening | 13159 | 0 |  | 0 | 0
Lateral Hardening-Fuse-92905038 | Lateral Hardening | 13826 | 0 |  | 0 | 0
Lateral Hardening-Fuse-92905104 | Lateral Hardening | 13826 | 2023 |  | 0 | 2023
Lateral Hardening-Fuse-92905645 | Lateral Hardening | 14020 | 0 |  | 0 | 0
Lateral Hardening-Fuse-92906099 | Lateral Hardening | 13826 | 0 |  | 0 | 0
Lateral Hardening-Fuse-92906109 | Lateral Hardening | 13826 | 0 |  | 0 | 0
Lateral Hardening-Fuse-92906224 | Lateral Hardening | 13231 | 0 |  | 0 | 0
Lateral Hardening-Fuse-92907479 | Lateral Hardening | 13060 | 2026 |  | 0 | 2026
Lateral Hardening-Fuse-92908656 | Lateral Hardening | 13254 | 0 |  | 0 | 0
Lateral Hardening-Fuse-92908772 | Lateral Hardening | 13391 | 0 |  | 0 | 0
Lateral Hardening-Fuse-92908898 | Lateral Hardening | 13159 | 0 |  | 0 | 0
Lateral Hardening-Fuse-92908903 | Lateral Hardening | 13159 | 0 |  | 0 | 0
Lateral Hardening-Fuse-92908905 | Lateral Hardening | 13159 | 0 |  | 0 | 0
Lateral Hardening-Fuse-92908934 | Lateral Hardening | 13159 | 0 |  | 0 | 0
Lateral Hardening-Fuse-92909184 | Lateral Hardening | 13159 | 0 |  | 0 | 0
Lateral Hardening-Fuse-92909196 | Lateral Hardening | 13159 | 0 |  | 0 | 0
Lateral Hardening-Fuse-92909445 | Lateral Hardening | 13227 | 0 |  | 0 | 0
Lateral Hardening-Fuse-92909463 | Lateral Hardening | 13159 | 0 |  | 0 | 0
Lateral Hardening-Fuse-92909503 | Lateral Hardening | 13113 | 2021 |  | 0 | 2021
Lateral Hardening-Fuse-92909510 | Lateral Hardening | 13785 | 0 |  | 0 | 0
Lateral Hardening-Fuse-92909521 | Lateral Hardening | 13785 | 0 |  | 0 | 0
Lateral Hardening-Fuse-92909524 | Lateral Hardening | 13159 | 0 |  | 0 | 0
Lateral Hardening-Fuse-92909763 | Lateral Hardening | 13159 | 0 |  | 0 | 0
Lateral Hardening-Fuse-92909767 | Lateral Hardening | 13159 | 2025 |  | 0 | 2025
Lateral Hardening-Fuse-92909857 | Lateral Hardening | 13159 | 0 |  | 0 | 0
Lateral Hardening-Fuse-92910229 | Lateral Hardening | 13241 | 0 |  | 0 | 0
Lateral Hardening-Fuse-92910413 | Lateral Hardening | 13236 | 0 |  | 0 | 0
Lateral Hardening-Fuse-92910487 | Lateral Hardening | 13159 | 0 |  | 0 | 0
Lateral Hardening-Fuse-92910513 | Lateral Hardening | 13159 | 0 |  | 0 | 0
Lateral Hardening-Fuse-92910523 | Lateral Hardening | 13159 | 0 |  | 0 | 0
Lateral Hardening-Fuse-92911089 | Lateral Hardening | 13076 | 0 |  | 0 | 0
Lateral Hardening-Fuse-92911148 | Lateral Hardening | 13436 | 0 |  | 0 | 0
Lateral Hardening-Fuse-92912126 | Lateral Hardening | 13786 | 0 |  | 0 | 0
Lateral Hardening-Fuse-92912947 | Lateral Hardening | 13117 | 0 |  | 0 | 0
Lateral Hardening-Fuse-92913331 | Lateral Hardening | 13787 | 0 |  | 0 | 0
Lateral Hardening-Fuse-92913362 | Lateral Hardening | 13159 | 0 |  | 0 | 0
Lateral Hardening-Fuse-92913635 | Lateral Hardening | 13112 | 0 |  | 0 | 0
Lateral Hardening-Fuse-92913641 | Lateral Hardening | 13087 | 0 |  | 0 | 0
Lateral Hardening-Fuse-92913727 | Lateral Hardening | 13140 | 0 |  | 0 | 0
Lateral Hardening-Fuse-92914119 | Lateral Hardening | 13112 | 0 |  | 0 | 0
Lateral Hardening-Fuse-92914163 | Lateral Hardening | 14041 | 0 |  | 0 | 0
Lateral Hardening-Fuse-92914242 | Lateral Hardening | 13112 | 0 |  | 0 | 0
Lateral Hardening-Fuse-92914484 | Lateral Hardening | 13233 | 0 |  | 0 | 0
Lateral Hardening-Fuse-92914511 | Lateral Hardening | 13506 | 0 |  | 0 | 0
Lateral Hardening-Fuse-92914569 | Lateral Hardening | 13460 | 0 |  | 0 | 0
Lateral Hardening-Fuse-92915050 | Lateral Hardening | 13159 | 0 |  | 0 | 0
Lateral Hardening-Fuse-92915321 | Lateral Hardening | 13159 | 0 |  | 0 | 0
Lateral Hardening-Fuse-92915430 | Lateral Hardening | 13309 | 2022 |  | 0 | 2022
Lateral Hardening-Fuse-92915524 | Lateral Hardening | 13159 | 0 |  | 0 | 0
Lateral Hardening-Fuse-92915806 | Lateral Hardening | 13309 | 2022 |  | 0 | 2022
Lateral Hardening-Fuse-92915808 | Lateral Hardening | 13309 | 0 |  | 0 | 0
Lateral Hardening-Fuse-92915812 | Lateral Hardening | 13648 | 0 |  | 0 | 0
Lateral Hardening-Fuse-92916044 | Lateral Hardening | 13159 | 0 |  | 0 | 0
Lateral Hardening-Fuse-92916484 | Lateral Hardening | 14306 | 0 |  | 0 | 0
Lateral Hardening-Fuse-92917392 | Lateral Hardening | 13479 | 0 |  | 0 | 0
Lateral Hardening-Fuse-92919674 | Lateral Hardening | 13010 | 0 |  | 0 | 0
Lateral Hardening-Fuse-92919693 | Lateral Hardening | 13962 | 0 |  | 0 | 0
Lateral Hardening-Fuse-92920612 | Lateral Hardening | 13479 | 0 |  | 0 | 0
Lateral Hardening-Fuse-92920707 | Lateral Hardening | 13136 | 0 |  | 0 | 0
Lateral Hardening-Fuse-92920839 | Lateral Hardening | 13239 | 0 |  | 0 | 0
Lateral Hardening-Fuse-92920840 | Lateral Hardening | 13239 | 0 |  | 0 | 0
Lateral Hardening-Fuse-92921046 | Lateral Hardening | 13883 | 0 |  | 0 | 0
Lateral Hardening-Fuse-92922162 | Lateral Hardening | 13224 | 2025 |  | 0 | 2025
Lateral Hardening-Fuse-92924080 | Lateral Hardening | 13236 | 0 |  | 0 | 0
Lateral Hardening-Fuse-92925536 | Lateral Hardening | 14356 | 0 |  | 0 | 0
Lateral Hardening-Fuse-92925657 | Lateral Hardening | 13808 | 2027 |  | 0 | 2027
Lateral Hardening-Fuse-92929934 | Lateral Hardening | 13006 | 2022 |  | 0 | 2022
Lateral Hardening-Fuse-92929978 | Lateral Hardening | 13006 | 0 |  | 0 | 0
Lateral Hardening-Fuse-92931806 | Lateral Hardening | 13006 | 0 |  | 0 | 0
Lateral Hardening-Fuse-92931821 | Lateral Hardening | 13006 | 0 |  | 0 | 0
Lateral Hardening-Fuse-92932280 | Lateral Hardening | 13631 | 0 |  | 0 | 0
Lateral Hardening-Fuse-92932416 | Lateral Hardening | 13224 | 0 |  | 0 | 0
Lateral Hardening-Fuse-92935865 | Lateral Hardening | 13433 | 0 |  | 0 | 0
Lateral Hardening-Fuse-92935866 | Lateral Hardening | 13433 | 0 |  | 0 | 0
Lateral Hardening-Fuse-92936146 | Lateral Hardening | 13461 | 0 |  | 0 | 0
Lateral Hardening-Fuse-92936147 | Lateral Hardening | 13461 | 0 |  | 0 | 0
Lateral Hardening-Fuse-92936727 | Lateral Hardening | 13687 | 0 |  | 0 | 0
Lateral Hardening-Fuse-92936883 | Lateral Hardening | 13391 | 2028 |  | 0 | 2028
Lateral Hardening-Fuse-92937268 | Lateral Hardening | 13390 | 0 |  | 0 | 0
Lateral Hardening-Fuse-92937437 | Lateral Hardening | 13241 | 2023 |  | 0 | 2023
Lateral Hardening-Fuse-92937569 | Lateral Hardening | 13722 | 0 |  | 0 | 0
Lateral Hardening-Fuse-92937759 | Lateral Hardening | 13224 | 0 |  | 0 | 0
Lateral Hardening-Fuse-92937761 | Lateral Hardening | 13224 | 2025 |  | 0 | 2025
Lateral Hardening-Fuse-92938076 | Lateral Hardening | 13001 | 0 |  | 0 | 0
Lateral Hardening-Fuse-92938549 | Lateral Hardening | 13729 | 0 |  | 0 | 0
Lateral Hardening-Fuse-92938609 | Lateral Hardening | 14112 | 0 |  | 0 | 0
Lateral Hardening-Fuse-92939066 | Lateral Hardening | 14356 | 0 |  | 0 | 0
Lateral Hardening-Fuse-92939642 | Lateral Hardening | 13006 | 0 |  | 0 | 0
Lateral Hardening-Fuse-92939954 | Lateral Hardening | 13006 | 0 |  | 0 | 0
Lateral Hardening-Fuse-92939959 | Lateral Hardening | 13006 | 0 |  | 0 | 0
Lateral Hardening-Fuse-92940023 | Lateral Hardening | 13348 | 0 |  | 0 | 0
Lateral Hardening-Fuse-92940572 | Lateral Hardening | 13006 | 0 |  | 0 | 0
Lateral Hardening-Fuse-92940587 | Lateral Hardening | 13006 | 0 |  | 0 | 0
Lateral Hardening-Fuse-92940593 | Lateral Hardening | 13006 | 0 |  | 0 | 0
Lateral Hardening-Fuse-92942132 | Lateral Hardening | 13006 | 0 |  | 0 | 0
Lateral Hardening-Fuse-92942182 | Lateral Hardening | 13233 | 0 |  | 0 | 0
Lateral Hardening-Fuse-92942220 | Lateral Hardening | 13233 | 0 |  | 0 | 0
Lateral Hardening-Fuse-92943134 | Lateral Hardening | 13303 | 0 |  | 0 | 0
Lateral Hardening-Fuse-92943156 | Lateral Hardening | 13400 | 0 |  | 0 | 0
Lateral Hardening-Fuse-92944291 | Lateral Hardening | 13303 | 0 |  | 0 | 0
Lateral Hardening-Fuse-92944646 | Lateral Hardening | 13268 | 0 |  | 0 | 0
Lateral Hardening-Fuse-92945159 | Lateral Hardening | 13303 | 0 |  | 0 | 0
Lateral Hardening-Fuse-92946479 | Lateral Hardening | 13330 | 0 |  | 0 | 0
Lateral Hardening-Fuse-92947368 | Lateral Hardening | 13098 | 0 |  | 0 | 0
Lateral Hardening-Fuse-92947372 | Lateral Hardening | 13006 | 0 |  | 0 | 0
Lateral Hardening-Fuse-92947976 | Lateral Hardening | 13006 | 0 |  | 0 | 0
Lateral Hardening-Fuse-92948384 | Lateral Hardening | 14144 | 0 |  | 0 | 0
Lateral Hardening-Fuse-92948799 | Lateral Hardening | 14144 | 0 |  | 0 | 0
Lateral Hardening-Fuse-92949024 | Lateral Hardening | 13194 | 0 |  | 0 | 0
Lateral Hardening-Fuse-92949029 | Lateral Hardening | 13194 | 0 |  | 0 | 0
Lateral Hardening-Fuse-92949031 | Lateral Hardening | 13194 | 0 |  | 0 | 0
Lateral Hardening-Fuse-92949038 | Lateral Hardening | 13194 | 0 |  | 0 | 0
Lateral Hardening-Fuse-92949197 | Lateral Hardening | 14144 | 0 |  | 0 | 0
Lateral Hardening-Fuse-92949247 | Lateral Hardening | 13898 | 0 |  | 0 | 0
Lateral Hardening-Fuse-92949294 | Lateral Hardening | 14042 | 0 |  | 0 | 0
Lateral Hardening-Fuse-92949309 | Lateral Hardening | 14042 | 0 |  | 0 | 0
Lateral Hardening-Fuse-92949400 | Lateral Hardening | 13006 | 2022 |  | 0 | 2022
Lateral Hardening-Fuse-92949624 | Lateral Hardening | 13464 | 0 |  | 0 | 0
Lateral Hardening-Fuse-92949687 | Lateral Hardening | 13898 | 0 |  | 0 | 0
Lateral Hardening-Fuse-92949688 | Lateral Hardening | 13898 | 0 |  | 0 | 0
Lateral Hardening-Fuse-92950231 | Lateral Hardening | 13443 | 2022 |  | 0 | 2022
Lateral Hardening-Fuse-92950682 | Lateral Hardening | 13006 | 0 |  | 0 | 0
Lateral Hardening-Fuse-92950710 | Lateral Hardening | 13972 | 0 |  | 0 | 0
Lateral Hardening-Fuse-92950871 | Lateral Hardening | 13795 | 0 |  | 0 | 0
Lateral Hardening-Fuse-92950916 | Lateral Hardening | 13189 | 0 |  | 0 | 0
Lateral Hardening-Fuse-92951078 | Lateral Hardening | 13422 | 0 |  | 0 | 0
Lateral Hardening-Fuse-92951089 | Lateral Hardening | 13195 | 0 |  | 0 | 0
Lateral Hardening-Fuse-92951194 | Lateral Hardening | 13089 | 0 |  | 0 | 0
Lateral Hardening-Fuse-92951771 | Lateral Hardening | 13365 | 2028 |  | 0 | 2028
Lateral Hardening-Fuse-92951909 | Lateral Hardening | 13134 | 0 |  | 0 | 0
Lateral Hardening-Fuse-92952026 | Lateral Hardening | 13138 | 0 |  | 0 | 0
Lateral Hardening-Fuse-92952061 | Lateral Hardening | 13854 | 0 |  | 0 | 0
Lateral Hardening-Fuse-92952190 | Lateral Hardening | 13535 | 2022 |  | 0 | 2022
Lateral Hardening-Fuse-92953428 | Lateral Hardening | 13006 | 0 |  | 0 | 0
Lateral Hardening-Fuse-92953493 | Lateral Hardening | 13590 | 0 |  | 0 | 0
Lateral Hardening-Fuse-92953732 | Lateral Hardening | 13006 | 0 |  | 0 | 0
Lateral Hardening-Fuse-92953750 | Lateral Hardening | 13229 | 0 |  | 0 | 0
Lateral Hardening-Fuse-92953759 | Lateral Hardening | 13229 | 2023 |  | 0 | 2023
Lateral Hardening-Fuse-92954028 | Lateral Hardening | 13208 | 0 |  | 0 | 0
Lateral Hardening-Fuse-92955294 | Lateral Hardening | 13754 | 0 |  | 0 | 0
Lateral Hardening-Fuse-92955330 | Lateral Hardening | 13006 | 0 |  | 0 | 0
Lateral Hardening-Fuse-92955335 | Lateral Hardening | 13754 | 0 |  | 0 | 0
Lateral Hardening-Fuse-92955339 | Lateral Hardening | 13754 | 0 |  | 0 | 0
Lateral Hardening-Fuse-92955588 | Lateral Hardening | 13657 | 0 |  | 0 | 0
Lateral Hardening-Fuse-92956036 | Lateral Hardening | 13210 | 0 |  | 0 | 0
Lateral Hardening-Fuse-92956326 | Lateral Hardening | 13612 | 2023 |  | 0 | 2023
Lateral Hardening-Fuse-92956625 | Lateral Hardening | 13006 | 0 |  | 0 | 0
Lateral Hardening-Fuse-92957032 | Lateral Hardening | 13006 | 0 |  | 0 | 0
Lateral Hardening-Fuse-92957261 | Lateral Hardening | 13006 | 0 |  | 0 | 0
Lateral Hardening-Fuse-92957364 | Lateral Hardening | 13006 | 0 |  | 0 | 0
Lateral Hardening-Fuse-92957486 | Lateral Hardening | 13006 | 0 |  | 0 | 0
Lateral Hardening-Fuse-92957630 | Lateral Hardening | 13006 | 0 |  | 0 | 0
Lateral Hardening-Fuse-92957685 | Lateral Hardening | 13687 | 0 |  | 0 | 0
Lateral Hardening-Fuse-92957687 | Lateral Hardening | 13687 | 0 |  | 0 | 0
Lateral Hardening-Fuse-92957849 | Lateral Hardening | 13535 | 0 |  | 0 | 0
Lateral Hardening-Fuse-92957851 | Lateral Hardening | 13535 | 0 |  | 0 | 0
Lateral Hardening-Fuse-92957972 | Lateral Hardening | 13006 | 0 |  | 0 | 0
Lateral Hardening-Fuse-92958274 | Lateral Hardening | 13473 | 0 |  | 0 | 0
Lateral Hardening-Fuse-92958400 | Lateral Hardening | 13268 | 0 |  | 0 | 0
Lateral Hardening-Fuse-92959081 | Lateral Hardening | 13535 | 0 |  | 0 | 0
Lateral Hardening-Fuse-92959083 | Lateral Hardening | 13535 | 2022 |  | 0 | 2022
Lateral Hardening-Fuse-92959192 | Lateral Hardening | 13309 | 0 |  | 0 | 0
Lateral Hardening-Fuse-92960533 | Lateral Hardening | 13972 | 0 |  | 0 | 0
Lateral Hardening-Fuse-92960845 | Lateral Hardening | 13224 | 2025 |  | 0 | 2025
Lateral Hardening-Fuse-92961172 | Lateral Hardening | 13291 | 0 |  | 0 | 0
Lateral Hardening-Fuse-92961320 | Lateral Hardening | 13754 | 0 |  | 0 | 0
Lateral Hardening-Fuse-92961436 | Lateral Hardening | 13482 | 0 |  | 0 | 0
Lateral Hardening-Fuse-92961840 | Lateral Hardening | 13677 | 2027 |  | 0 | 2027
Lateral Hardening-Fuse-92962368 | Lateral Hardening | 13006 | 0 |  | 0 | 0
Lateral Hardening-Fuse-92962369 | Lateral Hardening | 13006 | 0 |  | 0 | 0
Lateral Hardening-Fuse-92962459 | Lateral Hardening | 13268 | 2022 |  | 0 | 2022
Lateral Hardening-Fuse-92962473 | Lateral Hardening | 14041 | 0 |  | 0 | 0
Lateral Hardening-Fuse-92962811 | Lateral Hardening | 13729 | 2027 |  | 0 | 2027
Lateral Hardening-Fuse-92962818 | Lateral Hardening | 13006 | 2022 |  | 0 | 2022
Lateral Hardening-Fuse-92962859 | Lateral Hardening | 13732 | 0 |  | 0 | 0
Lateral Hardening-Fuse-92963314 | Lateral Hardening | 13471 | 0 |  | 0 | 0
Lateral Hardening-Fuse-92963784 | Lateral Hardening | 13006 | 0 |  | 0 | 0
Lateral Hardening-Fuse-92963790 | Lateral Hardening | 13006 | 0 |  | 0 | 0
Lateral Hardening-Fuse-92964712 | Lateral Hardening | 13935 | 0 |  | 0 | 0
Lateral Hardening-Fuse-92964755 | Lateral Hardening | 13729 | 2027 |  | 0 | 2027
Lateral Hardening-Fuse-92964932 | Lateral Hardening | 13391 | 0 |  | 0 | 0
Lateral Hardening-Fuse-92965078 | Lateral Hardening | 13808 | 0 |  | 0 | 0
Lateral Hardening-Fuse-92965252 | Lateral Hardening | 13207 | 0 |  | 0 | 0
Lateral Hardening-Fuse-92965532 | Lateral Hardening | 13162 | 0 |  | 0 | 0
Lateral Hardening-Fuse-92965843 | Lateral Hardening | 13195 | 0 |  | 0 | 0
Lateral Hardening-Fuse-92967274 | Lateral Hardening | 13158 | 0 |  | 0 | 0
Lateral Hardening-Fuse-92969103 | Lateral Hardening | 13898 | 0 |  | 0 | 0
Lateral Hardening-Fuse-92969105 | Lateral Hardening | 13423 | 2028 |  | 0 | 2028
Lateral Hardening-Fuse-92969114 | Lateral Hardening | 13330 | 0 |  | 0 | 0
Lateral Hardening-Fuse-92969194 | Lateral Hardening | 13535 | 2022 |  | 0 | 2022
Lateral Hardening-Fuse-92969195 | Lateral Hardening | 13535 | 0 |  | 0 | 0
Lateral Hardening-Fuse-92969198 | Lateral Hardening | 13535 | 0 |  | 0 | 0
Lateral Hardening-Fuse-92970724 | Lateral Hardening | 13254 | 0 |  | 0 | 0
Lateral Hardening-Fuse-92970954 | Lateral Hardening | 13535 | 0 |  | 0 | 0
Lateral Hardening-Fuse-92970968 | Lateral Hardening | 13535 | 0 |  | 0 | 0
Lateral Hardening-Fuse-92971172 | Lateral Hardening | 13146 | 2026 |  | 0 | 2026
Lateral Hardening-Fuse-92971628 | Lateral Hardening | 13539 | 0 |  | 0 | 0
Lateral Hardening-Fuse-92972141 | Lateral Hardening | 13535 | 0 |  | 0 | 0
Lateral Hardening-Fuse-92972963 | Lateral Hardening | 13471 | 2026 |  | 0 | 2026
Lateral Hardening-Fuse-92973229 | Lateral Hardening | 13471 | 0 |  | 0 | 0
Lateral Hardening-Fuse-92973297 | Lateral Hardening | 13440 | 0 |  | 0 | 0
Lateral Hardening-Fuse-92973822 | Lateral Hardening | 13631 | 0 |  | 0 | 0
Lateral Hardening-Fuse-92973981 | Lateral Hardening | 14000 | 0 |  | 0 | 0
Lateral Hardening-Fuse-92974206 | Lateral Hardening | 13169 | 0 |  | 0 | 0
Lateral Hardening-Fuse-92977308 | Lateral Hardening | 13817 | 0 |  | 0 | 0
Lateral Hardening-Fuse-92977502 | Lateral Hardening | 13388 | 0 |  | 0 | 0
Lateral Hardening-Fuse-92977504 | Lateral Hardening | 13388 | 2024 |  | 0 | 2024
Lateral Hardening-Fuse-92977508 | Lateral Hardening | 13388 | 2024 |  | 0 | 2024
Lateral Hardening-Fuse-92977659 | Lateral Hardening | 13106 | 0 |  | 0 | 0
Lateral Hardening-Fuse-92977877 | Lateral Hardening | 13330 | 0 |  | 0 | 0
Lateral Hardening-Fuse-92978864 | Lateral Hardening | 13039 | 0 |  | 0 | 0
Lateral Hardening-Fuse-92979854 | Lateral Hardening | 13328 | 0 |  | 0 | 0
Lateral Hardening-Fuse-92980486 | Lateral Hardening | 13797 | 0 |  | 0 | 0
Lateral Hardening-Fuse-92981077 | Lateral Hardening | 13631 | 2026 |  | 0 | 2026
Lateral Hardening-Fuse-92981100 | Lateral Hardening | 13631 | 0 |  | 0 | 0
Lateral Hardening-Fuse-92981134 | Lateral Hardening | 13006 | 0 |  | 0 | 0
Lateral Hardening-Fuse-92981222 | Lateral Hardening | 13354 | 0 |  | 0 | 0
Lateral Hardening-Fuse-92982044 | Lateral Hardening | 13241 | 2023 |  | 0 | 2023
Lateral Hardening-Fuse-92983087 | Lateral Hardening | 13431 | 0 |  | 0 | 0
Lateral Hardening-Fuse-92983321 | Lateral Hardening | 13039 | 0 |  | 0 | 0
Lateral Hardening-Fuse-92983565 | Lateral Hardening | 13006 | 0 |  | 0 | 0
Lateral Hardening-Fuse-92983610 | Lateral Hardening | 13631 | 2026 |  | 0 | 2026
Lateral Hardening-Fuse-92983617 | Lateral Hardening | 13631 | 0 |  | 0 | 0
Lateral Hardening-Fuse-92983629 | Lateral Hardening | 13631 | 0 |  | 0 | 0
Lateral Hardening-Fuse-92983642 | Lateral Hardening | 13631 | 0 |  | 0 | 0
Lateral Hardening-Fuse-92983661 | Lateral Hardening | 13535 | 2022 |  | 0 | 2022
Lateral Hardening-Fuse-92983670 | Lateral Hardening | 13535 | 2022 |  | 0 | 2022
Lateral Hardening-Fuse-92983676 | Lateral Hardening | 13535 | 0 |  | 0 | 0
Lateral Hardening-Fuse-92984414 | Lateral Hardening | 13391 | 0 |  | 0 | 0
Lateral Hardening-Fuse-92984618 | Lateral Hardening | 13391 | 0 |  | 0 | 0
Lateral Hardening-Fuse-92985565 | Lateral Hardening | 13241 | 0 |  | 0 | 0
Lateral Hardening-Fuse-92987521 | Lateral Hardening | 13546 | 0 |  | 0 | 0
Lateral Hardening-Fuse-92988570 | Lateral Hardening | 14025 | 0 |  | 0 | 0
Lateral Hardening-Fuse-92988691 | Lateral Hardening | 13242 | 0 |  | 0 | 0
Lateral Hardening-Fuse-92989586 | Lateral Hardening | 13624 | 0 |  | 0 | 0
Lateral Hardening-Fuse-92990423 | Lateral Hardening | 13187 | 0 |  | 0 | 0
Lateral Hardening-Fuse-92993420 | Lateral Hardening | 14124 | 0 |  | 0 | 0
Lateral Hardening-Fuse-92994157 | Lateral Hardening | 13787 | 0 |  | 0 | 0
Lateral Hardening-Fuse-92994528 | Lateral Hardening | 13293 | 0 |  | 0 | 0
Lateral Hardening-Fuse-92995537 | Lateral Hardening | 13117 | 2027 |  | 0 | 2027
Lateral Hardening-Fuse-92997253 | Lateral Hardening | 13785 | 0 |  | 0 | 0
Lateral Hardening-Fuse-92997743 | Lateral Hardening | 13835 | 0 |  | 0 | 0
Lateral Hardening-Fuse-92998413 | Lateral Hardening | 13546 | 0 |  | 0 | 0
Lateral Hardening-Fuse-92998703 | Lateral Hardening | 13229 | 0 |  | 0 | 0
Lateral Hardening-Fuse-92998704 | Lateral Hardening | 13229 | 0 |  | 0 | 0
Lateral Hardening-Fuse-92999159 | Lateral Hardening | 13645 | 0 |  | 0 | 0
Lateral Hardening-Fuse-92999414 | Lateral Hardening | 13293 | 0 |  | 0 | 0
Lateral Hardening-Fuse-92999604 | Lateral Hardening | 13111 | 2021 |  | 0 | 2021
Lateral Hardening-Fuse-92999757 | Lateral Hardening | 13229 | 0 |  | 0 | 0
Lateral Hardening-Fuse-92999760 | Lateral Hardening | 13787 | 2027 |  | 0 | 2027
Lateral Hardening-Fuse-93001034 | Lateral Hardening | 13787 | 0 |  | 0 | 0
Lateral Hardening-Fuse-93001041 | Lateral Hardening | 13787 | 0 |  | 0 | 0
Lateral Hardening-Fuse-93001047 | Lateral Hardening | 13787 | 0 |  | 0 | 0
Lateral Hardening-Fuse-93001050 | Lateral Hardening | 13787 | 0 |  | 0 | 0
Lateral Hardening-Fuse-93001055 | Lateral Hardening | 13787 | 0 |  | 0 | 0
Lateral Hardening-Fuse-93001089 | Lateral Hardening | 13787 | 0 |  | 0 | 0
Lateral Hardening-Fuse-93003205 | Lateral Hardening | 13229 | 0 |  | 0 | 0
Lateral Hardening-Fuse-93003525 | Lateral Hardening | 13059 | 2024 |  | 0 | 2024
Lateral Hardening-Fuse-93004361 | Lateral Hardening | 13229 | 0 |  | 0 | 0
Lateral Hardening-Fuse-93004964 | Lateral Hardening | 13242 | 0 |  | 0 | 0
Lateral Hardening-Fuse-93006052 | Lateral Hardening | 13059 | 0 |  | 0 | 0
Lateral Hardening-Fuse-93006053 | Lateral Hardening | 13059 | 0 |  | 0 | 0
Lateral Hardening-Fuse-93006122 | Lateral Hardening | 13815 | 0 |  | 0 | 0
Lateral Hardening-Fuse-93006225 | Lateral Hardening | 13059 | 2024 |  | 0 | 2024
Lateral Hardening-Fuse-93006757 | Lateral Hardening | 13242 | 2028 |  | 0 | 2028
Lateral Hardening-Fuse-93006925 | Lateral Hardening | 13229 | 0 |  | 0 | 0
Lateral Hardening-Fuse-93006987 | Lateral Hardening | 13753 | 0 |  | 0 | 0
Lateral Hardening-Fuse-93007306 | Lateral Hardening | 13671 | 0 |  | 0 | 0
Lateral Hardening-Fuse-93008739 | Lateral Hardening | 13906 | 0 |  | 0 | 0
Lateral Hardening-Fuse-93009571 | Lateral Hardening | 13449 | 0 |  | 0 | 0
Lateral Hardening-Fuse-93010944 | Lateral Hardening | 13712 | 0 |  | 0 | 0
Lateral Hardening-Fuse-93012887 | Lateral Hardening | 14079 | 0 |  | 0 | 0
Lateral Hardening-Fuse-93013040 | Lateral Hardening | 13199 | 0 |  | 0 | 0
Lateral Hardening-Fuse-93013480 | Lateral Hardening | 13813 | 0 |  | 0 | 0
Lateral Hardening-Fuse-93014892 | Lateral Hardening | 13983 | 0 |  | 0 | 0
Lateral Hardening-Fuse-93015020 | Lateral Hardening | 13573 | 0 |  | 0 | 0
Lateral Hardening-Fuse-93015182 | Lateral Hardening | 13840 | 0 |  | 0 | 0
Lateral Hardening-Fuse-93015372 | Lateral Hardening | 13840 | 0 |  | 0 | 0
Lateral Hardening-Fuse-93015896 | Lateral Hardening | 13513 | 0 |  | 0 | 0
Lateral Hardening-Fuse-93016027 | Lateral Hardening | 13840 | 0 |  | 0 | 0
Lateral Hardening-Fuse-93016819 | Lateral Hardening | 13840 | 0 |  | 0 | 0
Lateral Hardening-Fuse-93016861 | Lateral Hardening | 13331 | 2026 |  | 0 | 2026
Lateral Hardening-Fuse-93017655 | Lateral Hardening | 13840 | 0 |  | 0 | 0
Lateral Hardening-Fuse-93017816 | Lateral Hardening | 13531 | 0 |  | 0 | 0
Lateral Hardening-Fuse-93017876 | Lateral Hardening | 13531 | 0 |  | 0 | 0
Lateral Hardening-Fuse-93017882 | Lateral Hardening | 13041 | 0 |  | 0 | 0
Lateral Hardening-Fuse-93018162 | Lateral Hardening | 13840 | 0 |  | 0 | 0
Lateral Hardening-Fuse-93018621 | Lateral Hardening | 13290 | 2025 |  | 0 | 2025
Lateral Hardening-Fuse-93019032 | Lateral Hardening | 13813 | 0 |  | 0 | 0
Lateral Hardening-Fuse-93019033 | Lateral Hardening | 13813 | 0 |  | 0 | 0
Lateral Hardening-Fuse-93019196 | Lateral Hardening | 13840 | 2023 |  | 0 | 2023
Lateral Hardening-Fuse-93019714 | Lateral Hardening | 13840 | 2020 |  | 0 | 2020
Lateral Hardening-Fuse-93020028 | Lateral Hardening | 13097 | 0 |  | 0 | 0
Lateral Hardening-Fuse-93020030 | Lateral Hardening | 13097 | 0 |  | 0 | 0
Lateral Hardening-Fuse-93020094 | Lateral Hardening | 13967 | 0 |  | 0 | 0
Lateral Hardening-Fuse-93020117 | Lateral Hardening | 13007 | 0 |  | 0 | 0
Lateral Hardening-Fuse-93020545 | Lateral Hardening | 13840 | 0 |  | 0 | 0
Lateral Hardening-Fuse-93020579 | Lateral Hardening | 13840 | 0 |  | 0 | 0
Lateral Hardening-Fuse-93020649 | Lateral Hardening | 13840 | 0 |  | 0 | 0
Lateral Hardening-Fuse-93022948 | Lateral Hardening | 13043 | 2025 |  | 0 | 2025
Lateral Hardening-Fuse-93023317 | Lateral Hardening | 13531 | 0 |  | 0 | 0
Lateral Hardening-Fuse-93024003 | Lateral Hardening | 13722 | 0 |  | 0 | 0
Lateral Hardening-Fuse-93024143 | Lateral Hardening | 13043 | 0 |  | 0 | 0
Lateral Hardening-Fuse-93024555 | Lateral Hardening | 13840 | 0 |  | 0 | 0
Lateral Hardening-Fuse-93025622 | Lateral Hardening | 13864 | 0 |  | 0 | 0
Lateral Hardening-Fuse-93026469 | Lateral Hardening | 13815 | 2020 |  | 0 | 2020
Lateral Hardening-Fuse-93027726 | Lateral Hardening | 13305 | 0 |  | 0 | 0
Lateral Hardening-Fuse-93027730 | Lateral Hardening | 13305 | 2026 |  | 0 | 2026
Lateral Hardening-Fuse-93028409 | Lateral Hardening | 13838 | 0 |  | 0 | 0
Lateral Hardening-Fuse-93028499 | Lateral Hardening | 13294 | 0 |  | 0 | 0
Lateral Hardening-Fuse-93028821 | Lateral Hardening | 13611 | 0 |  | 0 | 0
Lateral Hardening-Fuse-93028822 | Lateral Hardening | 13611 | 0 |  | 0 | 0
Lateral Hardening-Fuse-93028956 | Lateral Hardening | 13435 | 0 |  | 0 | 0
Lateral Hardening-Fuse-93030023 | Lateral Hardening | 13910 | 0 |  | 0 | 0
Lateral Hardening-Fuse-93030256 | Lateral Hardening | 13836 | 0 |  | 0 | 0
Lateral Hardening-Fuse-93031754 | Lateral Hardening | 13813 | 2028 |  | 0 | 2028
Lateral Hardening-Fuse-93032185 | Lateral Hardening | 13709 | 0 |  | 0 | 0
Lateral Hardening-Fuse-93033140 | Lateral Hardening | 13579 | 2027 |  | 0 | 2027
Lateral Hardening-Fuse-93033145 | Lateral Hardening | 13579 | 0 |  | 0 | 0
Lateral Hardening-Fuse-93033162 | Lateral Hardening | 13579 | 0 |  | 0 | 0
Lateral Hardening-Fuse-93033163 | Lateral Hardening | 13579 | 0 |  | 0 | 0
Lateral Hardening-Fuse-93033231 | Lateral Hardening | 13838 | 2026 |  | 0 | 2026
Lateral Hardening-Fuse-93033266 | Lateral Hardening | 13696 | 0 |  | 0 | 0
Lateral Hardening-Fuse-93033267 | Lateral Hardening | 13696 | 0 |  | 0 | 0
Lateral Hardening-Fuse-93033560 | Lateral Hardening | 14114 | 0 |  | 0 | 0
Lateral Hardening-Fuse-93034955 | Lateral Hardening | 13813 | 0 |  | 0 | 0
Lateral Hardening-Fuse-93034965 | Lateral Hardening | 13813 | 0 |  | 0 | 0
Lateral Hardening-Fuse-93035682 | Lateral Hardening | 13071 | 2022 |  | 0 | 2022
Lateral Hardening-Fuse-93038131 | Lateral Hardening | 13813 | 0 |  | 0 | 0
Lateral Hardening-Fuse-93038529 | Lateral Hardening | 13813 | 0 |  | 0 | 0
Lateral Hardening-Fuse-93038745 | Lateral Hardening | 13813 | 0 |  | 0 | 0
Lateral Hardening-Fuse-93038746 | Lateral Hardening | 13813 | 0 |  | 0 | 0
Lateral Hardening-Fuse-93038747 | Lateral Hardening | 13813 | 0 |  | 0 | 0
Lateral Hardening-Fuse-93038748 | Lateral Hardening | 13813 | 0 |  | 0 | 0
Lateral Hardening-Fuse-93038974 | Lateral Hardening | 13983 | 0 |  | 0 | 0
Lateral Hardening-Fuse-93039287 | Lateral Hardening | 13813 | 0 |  | 0 | 0
Lateral Hardening-Fuse-93039345 | Lateral Hardening | 13813 | 0 |  | 0 | 0
Lateral Hardening-Fuse-93039348 | Lateral Hardening | 13813 | 0 |  | 0 | 0
Lateral Hardening-Fuse-93039524 | Lateral Hardening | 13813 | 0 |  | 0 | 0
Lateral Hardening-Fuse-93039525 | Lateral Hardening | 13813 | 0 |  | 0 | 0
Lateral Hardening-Fuse-93039603 | Lateral Hardening | 13099 | 0 |  | 0 | 0
Lateral Hardening-Fuse-93039695 | Lateral Hardening | 13813 | 0 |  | 0 | 0
Lateral Hardening-Fuse-93039700 | Lateral Hardening | 13813 | 0 |  | 0 | 0
Lateral Hardening-Fuse-93039704 | Lateral Hardening | 13813 | 0 |  | 0 | 0
Lateral Hardening-Fuse-93039804 | Lateral Hardening | 13813 | 0 |  | 0 | 0
Lateral Hardening-Fuse-93039897 | Lateral Hardening | 13813 | 0 |  | 0 | 0
Lateral Hardening-Fuse-93039954 | Lateral Hardening | 13813 | 0 |  | 0 | 0
Lateral Hardening-Fuse-93039978 | Lateral Hardening | 13813 | 2028 |  | 0 | 2028
Lateral Hardening-Fuse-93040079 | Lateral Hardening | 13813 | 0 |  | 0 | 0
Lateral Hardening-Fuse-93040099 | Lateral Hardening | 13813 | 0 |  | 0 | 0
Lateral Hardening-Fuse-93040935 | Lateral Hardening | 13813 | 0 |  | 0 | 0
Lateral Hardening-Fuse-93041001 | Lateral Hardening | 14041 | 0 |  | 0 | 0
Lateral Hardening-Fuse-93041296 | Lateral Hardening | 13813 | 0 |  | 0 | 0
Lateral Hardening-Fuse-93041325 | Lateral Hardening | 14041 | 0 |  | 0 | 0
Lateral Hardening-Fuse-93041478 | Lateral Hardening | 13813 | 0 |  | 0 | 0
Lateral Hardening-Fuse-93041863 | Lateral Hardening | 13813 | 0 |  | 0 | 0
Lateral Hardening-Fuse-93041876 | Lateral Hardening | 14041 | 0 |  | 0 | 0
Lateral Hardening-Fuse-93042004 | Lateral Hardening | 13813 | 0 |  | 0 | 0
Lateral Hardening-Fuse-93042007 | Lateral Hardening | 13813 | 0 |  | 0 | 0
Lateral Hardening-Fuse-93042262 | Lateral Hardening | 13808 | 0 |  | 0 | 0
Lateral Hardening-Fuse-93043121 | Lateral Hardening | 13813 | 2028 |  | 0 | 2028
Lateral Hardening-Fuse-93043208 | Lateral Hardening | 14266 | 0 |  | 0 | 0
Lateral Hardening-Fuse-93043321 | Lateral Hardening | 13910 | 0 |  | 0 | 0
Lateral Hardening-Fuse-93043350 | Lateral Hardening | 13813 | 0 |  | 0 | 0
Lateral Hardening-Fuse-93043351 | Lateral Hardening | 13813 | 0 |  | 0 | 0
Lateral Hardening-Fuse-93043396 | Lateral Hardening | 13955 | 2026 |  | 0 | 2026
Lateral Hardening-Fuse-93043588 | Lateral Hardening | 13813 | 0 |  | 0 | 0
Lateral Hardening-Fuse-93043714 | Lateral Hardening | 13813 | 0 |  | 0 | 0
Lateral Hardening-Fuse-93043722 | Lateral Hardening | 13813 | 0 |  | 0 | 0
Lateral Hardening-Fuse-93044098 | Lateral Hardening | 13426 | 0 |  | 0 | 0
Lateral Hardening-Fuse-93044122 | Lateral Hardening | 13813 | 0 |  | 0 | 0
Lateral Hardening-Fuse-93044131 | Lateral Hardening | 13813 | 0 |  | 0 | 0
Lateral Hardening-Fuse-93044164 | Lateral Hardening | 13199 | 0 |  | 0 | 0
Lateral Hardening-Fuse-93044272 | Lateral Hardening | 13813 | 0 |  | 0 | 0
Lateral Hardening-Fuse-93044273 | Lateral Hardening | 13813 | 0 |  | 0 | 0
Lateral Hardening-Fuse-93044544 | Lateral Hardening | 13813 | 0 |  | 0 | 0
Lateral Hardening-Fuse-93044624 | Lateral Hardening | 13813 | 0 |  | 0 | 0
Lateral Hardening-Fuse-93044632 | Lateral Hardening | 13813 | 0 |  | 0 | 0
Lateral Hardening-Fuse-93044867 | Lateral Hardening | 13813 | 0 |  | 0 | 0
Lateral Hardening-Fuse-93045115 | Lateral Hardening | 13813 | 0 |  | 0 | 0
Lateral Hardening-Fuse-93045346 | Lateral Hardening | 13786 | 2024 |  | 0 | 2024
Lateral Hardening-Fuse-93045440 | Lateral Hardening | 13813 | 2028 |  | 0 | 2028
Lateral Hardening-Fuse-93045476 | Lateral Hardening | 13813 | 0 |  | 0 | 0
Lateral Hardening-Fuse-93045832 | Lateral Hardening | 13813 | 2028 |  | 0 | 2028
Lateral Hardening-Fuse-93046095 | Lateral Hardening | 13655 | 0 |  | 0 | 0
Lateral Hardening-Fuse-93046241 | Lateral Hardening | 13813 | 2028 |  | 0 | 2028
Lateral Hardening-Fuse-93046470 | Lateral Hardening | 13813 | 2028 |  | 0 | 2028
Lateral Hardening-Fuse-93047392 | Lateral Hardening | 13158 | 0 |  | 0 | 0
Lateral Hardening-Fuse-93047775 | Lateral Hardening | 13813 | 0 |  | 0 | 0
Lateral Hardening-Fuse-93047889 | Lateral Hardening | 13813 | 0 |  | 0 | 0
Lateral Hardening-Fuse-93047992 | Lateral Hardening | 13813 | 0 |  | 0 | 0
Lateral Hardening-Fuse-93048122 | Lateral Hardening | 13813 | 0 |  | 0 | 0
Lateral Hardening-Fuse-93048154 | Lateral Hardening | 13813 | 0 |  | 0 | 0
Lateral Hardening-Fuse-93048158 | Lateral Hardening | 13813 | 0 |  | 0 | 0
Lateral Hardening-Fuse-93048228 | Lateral Hardening | 13813 | 2028 |  | 0 | 2028
Lateral Hardening-Fuse-93048255 | Lateral Hardening | 13172 | 0 |  | 0 | 0
Lateral Hardening-Fuse-93048303 | Lateral Hardening | 13813 | 0 |  | 0 | 0
Lateral Hardening-Fuse-93048444 | Lateral Hardening | 13813 | 2028 |  | 0 | 2028
Lateral Hardening-Fuse-93048483 | Lateral Hardening | 13019 | 0 |  | 0 | 0
Lateral Hardening-Fuse-93048484 | Lateral Hardening | 13019 | 0 |  | 0 | 0
Lateral Hardening-Fuse-93048533 | Lateral Hardening | 13781 | 0 |  | 0 | 0
Lateral Hardening-Fuse-93048611 | Lateral Hardening | 13359 | 0 |  | 0 | 0
Lateral Hardening-Fuse-93048633 | Lateral Hardening | 13813 | 0 |  | 0 | 0
Lateral Hardening-Fuse-93048778 | Lateral Hardening | 13148 | 2025 |  | 0 | 2025
Lateral Hardening-Fuse-93048832 | Lateral Hardening | 13019 | 0 |  | 0 | 0
Lateral Hardening-Fuse-93048985 | Lateral Hardening | 13019 | 0 |  | 0 | 0
Lateral Hardening-Fuse-93049039 | Lateral Hardening | 13019 | 0 |  | 0 | 0
Lateral Hardening-Fuse-93049041 | Lateral Hardening | 13019 | 0 |  | 0 | 0
Lateral Hardening-Fuse-93049050 | Lateral Hardening | 13019 | 0 |  | 0 | 0
Lateral Hardening-Fuse-93049056 | Lateral Hardening | 13019 | 0 |  | 0 | 0
Lateral Hardening-Fuse-93049180 | Lateral Hardening | 13148 | 0 |  | 0 | 0
Lateral Hardening-Fuse-93049216 | Lateral Hardening | 13148 | 2025 |  | 0 | 2025
Lateral Hardening-Fuse-93049232 | Lateral Hardening | 13148 | 0 |  | 0 | 0
Lateral Hardening-Fuse-93049454 | Lateral Hardening | 13547 | 0 |  | 0 | 0
Lateral Hardening-Fuse-93049624 | Lateral Hardening | 13813 | 2028 |  | 0 | 2028
Lateral Hardening-Fuse-93049865 | Lateral Hardening | 13019 | 0 |  | 0 | 0
Lateral Hardening-Fuse-93049866 | Lateral Hardening | 13019 | 0 |  | 0 | 0
Lateral Hardening-Fuse-93050153 | Lateral Hardening | 13786 | 0 |  | 0 | 0
Lateral Hardening-Fuse-93050316 | Lateral Hardening | 13019 | 2024 |  | 0 | 2024
Lateral Hardening-Fuse-93050593 | Lateral Hardening | 13019 | 0 |  | 0 | 0
Lateral Hardening-Fuse-93050619 | Lateral Hardening | 14020 | 0 |  | 0 | 0
Lateral Hardening-Fuse-93050847 | Lateral Hardening | 14266 | 0 |  | 0 | 0
Lateral Hardening-Fuse-93050915 | Lateral Hardening | 13019 | 0 |  | 0 | 0
Lateral Hardening-Fuse-93050979 | Lateral Hardening | 13460 | 0 |  | 0 | 0
Lateral Hardening-Fuse-93051009 | Lateral Hardening | 13019 | 0 |  | 0 | 0
Lateral Hardening-Fuse-93051097 | Lateral Hardening | 13593 | 0 |  | 0 | 0
Lateral Hardening-Fuse-93051279 | Lateral Hardening | 13233 | 0 |  | 0 | 0
Lateral Hardening-Fuse-93051517 | Lateral Hardening | 13011 | 2028 |  | 0 | 2028
Lateral Hardening-Fuse-93051522 | Lateral Hardening | 14198 | 0 |  | 0 | 0
Lateral Hardening-Fuse-93051990 | Lateral Hardening | 13679 | 0 |  | 0 | 0
Lateral Hardening-Fuse-93052096 | Lateral Hardening | 13312 | 0 |  | 0 | 0
Lateral Hardening-Fuse-93052665 | Lateral Hardening | 13593 | 0 |  | 0 | 0
Lateral Hardening-Fuse-93052691 | Lateral Hardening | 13593 | 0 |  | 0 | 0
Lateral Hardening-Fuse-93053035 | Lateral Hardening | 13593 | 0 |  | 0 | 0
Lateral Hardening-Fuse-93053421 | Lateral Hardening | 13593 | 0 |  | 0 | 0
Lateral Hardening-Fuse-93053754 | Lateral Hardening | 13593 | 0 |  | 0 | 0
Lateral Hardening-Fuse-93053793 | Lateral Hardening | 13593 | 0 |  | 0 | 0
Lateral Hardening-Fuse-93054406 | Lateral Hardening | 13593 | 0 |  | 0 | 0
Lateral Hardening-Fuse-93054514 | Lateral Hardening | 13509 | 0 |  | 0 | 0
Lateral Hardening-Fuse-93054545 | Lateral Hardening | 13130 | 0 |  | 0 | 0
Lateral Hardening-Fuse-93054550 | Lateral Hardening | 13130 | 0 |  | 0 | 0
Lateral Hardening-Fuse-93054589 | Lateral Hardening | 13233 | 0 |  | 0 | 0
Lateral Hardening-Fuse-93054591 | Lateral Hardening | 13593 | 0 |  | 0 | 0
Lateral Hardening-Fuse-93055322 | Lateral Hardening | 13593 | 0 |  | 0 | 0
Lateral Hardening-Fuse-93055767 | Lateral Hardening | 13460 | 0 |  | 0 | 0
Lateral Hardening-Fuse-93056033 | Lateral Hardening | 13593 | 0 |  | 0 | 0
Lateral Hardening-Fuse-93056759 | Lateral Hardening | 13064 | 0 |  | 0 | 0
Lateral Hardening-Fuse-93056950 | Lateral Hardening | 13687 | 0 |  | 0 | 0
Lateral Hardening-Fuse-93057902 | Lateral Hardening | 13593 | 2021 |  | 0 | 2021
Lateral Hardening-Fuse-93058022 | Lateral Hardening | 13593 | 0 |  | 0 | 0
Lateral Hardening-Fuse-93058023 | Lateral Hardening | 13593 | 0 |  | 0 | 0
Lateral Hardening-Fuse-93058201 | Lateral Hardening | 13093 | 0 |  | 0 | 0
Lateral Hardening-Fuse-93058493 | Lateral Hardening | 13724 | 0 |  | 0 | 0
Lateral Hardening-Fuse-93058672 | Lateral Hardening | 13840 | 0 |  | 0 | 0
Lateral Hardening-Fuse-93058681 | Lateral Hardening | 13593 | 0 |  | 0 | 0
Lateral Hardening-Fuse-93058684 | Lateral Hardening | 13593 | 0 |  | 0 | 0
Lateral Hardening-Fuse-93059009 | Lateral Hardening | 13593 | 0 |  | 0 | 0
Lateral Hardening-Fuse-93059198 | Lateral Hardening | 13593 | 0 |  | 0 | 0
Lateral Hardening-Fuse-93059201 | Lateral Hardening | 13593 | 0 |  | 0 | 0
Lateral Hardening-Fuse-93059206 | Lateral Hardening | 13593 | 0 |  | 0 | 0
Lateral Hardening-Fuse-93059344 | Lateral Hardening | 13813 | 2028 |  | 0 | 2028
Lateral Hardening-Fuse-93059592 | Lateral Hardening | 13112 | 0 |  | 0 | 0
Lateral Hardening-Fuse-93059737 | Lateral Hardening | 13593 | 0 |  | 0 | 0
Lateral Hardening-Fuse-93059781 | Lateral Hardening | 13593 | 0 |  | 0 | 0
Lateral Hardening-Fuse-93059815 | Lateral Hardening | 13593 | 0 |  | 0 | 0
Lateral Hardening-Fuse-93061224 | Lateral Hardening | 13610 | 0 |  | 0 | 0
Lateral Hardening-Fuse-93061609 | Lateral Hardening | 13298 | 0 |  | 0 | 0
Lateral Hardening-Fuse-93062116 | Lateral Hardening | 13813 | 0 |  | 0 | 0
Lateral Hardening-Fuse-93062151 | Lateral Hardening | 13813 | 0 |  | 0 | 0
Lateral Hardening-Fuse-93062236 | Lateral Hardening | 13813 | 0 |  | 0 | 0
Lateral Hardening-Fuse-93062591 | Lateral Hardening | 13830 | 0 |  | 0 | 0
Lateral Hardening-Fuse-93063273 | Lateral Hardening | 13333 | 0 |  | 0 | 0
Lateral Hardening-Fuse-93063289 | Lateral Hardening | 13593 | 0 |  | 0 | 0
Lateral Hardening-Fuse-93063293 | Lateral Hardening | 13593 | 0 |  | 0 | 0
Lateral Hardening-Fuse-93063324 | Lateral Hardening | 13593 | 0 |  | 0 | 0
Lateral Hardening-Fuse-93063325 | Lateral Hardening | 13593 | 0 |  | 0 | 0
Lateral Hardening-Fuse-93063331 | Lateral Hardening | 13099 | 0 |  | 0 | 0
Lateral Hardening-Fuse-93063351 | Lateral Hardening | 13099 | 0 |  | 0 | 0
Lateral Hardening-Fuse-93063404 | Lateral Hardening | 13099 | 0 |  | 0 | 0
Lateral Hardening-Fuse-93063406 | Lateral Hardening | 13099 | 0 |  | 0 | 0
Lateral Hardening-Fuse-93063409 | Lateral Hardening | 13099 | 0 |  | 0 | 0
Lateral Hardening-Fuse-93063417 | Lateral Hardening | 13099 | 0 |  | 0 | 0
Lateral Hardening-Fuse-93063457 | Lateral Hardening | 13099 | 0 |  | 0 | 0
Lateral Hardening-Fuse-93063539 | Lateral Hardening | 13593 | 0 |  | 0 | 0
Lateral Hardening-Fuse-93064347 | Lateral Hardening | 13093 | 0 |  | 0 | 0
Lateral Hardening-Fuse-93064764 | Lateral Hardening | 13709 | 0 |  | 0 | 0
Lateral Hardening-Fuse-93064824 | Lateral Hardening | 13436 | 0 |  | 0 | 0
Lateral Hardening-Fuse-93065069 | Lateral Hardening | 13436 | 0 |  | 0 | 0
Lateral Hardening-Fuse-93065291 | Lateral Hardening | 13836 | 0 |  | 0 | 0
Lateral Hardening-Fuse-93065978 | Lateral Hardening | 13090 | 0 |  | 0 | 0
Lateral Hardening-Fuse-93066021 | Lateral Hardening | 13436 | 0 |  | 0 | 0
Lateral Hardening-Fuse-93067841 | Lateral Hardening | 13326 | 0 |  | 0 | 0
Lateral Hardening-Fuse-93067842 | Lateral Hardening | 13268 | 2022 |  | 0 | 2022
Lateral Hardening-Fuse-93069216 | Lateral Hardening | 13419 | 0 |  | 0 | 0
Lateral Hardening-Fuse-93070295 | Lateral Hardening | 13805 | 0 |  | 0 | 0
Lateral Hardening-Fuse-93070778 | Lateral Hardening | 13167 | 0 |  | 0 | 0
Lateral Hardening-Fuse-93072149 | Lateral Hardening | 13708 | 0 |  | 0 | 0
Lateral Hardening-Fuse-93073059 | Lateral Hardening | 13254 | 0 |  | 0 | 0
Lateral Hardening-Fuse-93074638 | Lateral Hardening | 13388 | 0 |  | 0 | 0
Lateral Hardening-Fuse-93074903 | Lateral Hardening | 13460 | 0 |  | 0 | 0
Lateral Hardening-Fuse-93075532 | Lateral Hardening | 13769 | 0 |  | 0 | 0
Lateral Hardening-Fuse-93078798 | Lateral Hardening | 13807 | 0 |  | 0 | 0
Lateral Hardening-Fuse-93080923 | Lateral Hardening | 13303 | 0 |  | 0 | 0
Lateral Hardening-Fuse-93081091 | Lateral Hardening | 13390 | 0 |  | 0 | 0
Lateral Hardening-Fuse-93082079 | Lateral Hardening | 13657 | 0 |  | 0 | 0
Lateral Hardening-Fuse-93082436 | Lateral Hardening | 13612 | 0 |  | 0 | 0
Lateral Hardening-Fuse-93082501 | Lateral Hardening | 13373 | 0 |  | 0 | 0
Lateral Hardening-Fuse-93082906 | Lateral Hardening | 13293 | 0 |  | 0 | 0
Lateral Hardening-Fuse-93085168 | Lateral Hardening | 13210 | 2029 |  | 0 | 2029
Lateral Hardening-Fuse-93085866 | Lateral Hardening | 13459 | 0 |  | 0 | 0
Lateral Hardening-Fuse-93088673 | Lateral Hardening | 13080 | 0 |  | 0 | 0
Lateral Hardening-Fuse-93088909 | Lateral Hardening | 14012 | 0 |  | 0 | 0
Lateral Hardening-Fuse-93089998 | Lateral Hardening | 13110 | 0 |  | 0 | 0
Lateral Hardening-Fuse-93090160 | Lateral Hardening | 13039 | 2023 |  | 0 | 2023
Lateral Hardening-Fuse-93091046 | Lateral Hardening | 13133 | 0 |  | 0 | 0
Lateral Hardening-Fuse-93091235 | Lateral Hardening | 13327 | 0 |  | 0 | 0
Lateral Hardening-Fuse-93091815 | Lateral Hardening | 13046 | 0 |  | 0 | 0
Lateral Hardening-Fuse-93092806 | Lateral Hardening | 13048 | 0 |  | 0 | 0
Lateral Hardening-Fuse-93093113 | Lateral Hardening | 13911 | 0 |  | 0 | 0
Lateral Hardening-Fuse-93094745 | Lateral Hardening | 13756 | 0 |  | 0 | 0
Lateral Hardening-Fuse-93095002 | Lateral Hardening | 13698 | 0 |  | 0 | 0
Lateral Hardening-Fuse-93095091 | Lateral Hardening | 13756 | 0 |  | 0 | 0
Lateral Hardening-Fuse-93096312 | Lateral Hardening | 13592 | 0 |  | 0 | 0
Lateral Hardening-Fuse-93099837 | Lateral Hardening | 13786 | 0 |  | 0 | 0
Lateral Hardening-Fuse-93100115 | Lateral Hardening | 13278 | 2027 |  | 0 | 2027
Lateral Hardening-Fuse-93100327 | Lateral Hardening | 13733 | 0 |  | 0 | 0
Lateral Hardening-Fuse-93100398 | Lateral Hardening | 13073 | 0 |  | 0 | 0
Lateral Hardening-Fuse-93100656 | Lateral Hardening | 13724 | 0 |  | 0 | 0
Lateral Hardening-Fuse-93101391 | Lateral Hardening | 13586 | 0 |  | 0 | 0
Lateral Hardening-Fuse-93102541 | Lateral Hardening | 13130 | 0 |  | 0 | 0
Lateral Hardening-Fuse-93103145 | Lateral Hardening | 13906 | 0 |  | 0 | 0
Lateral Hardening-Fuse-93103251 | Lateral Hardening | 13724 | 2022 |  | 0 | 2022
Lateral Hardening-Fuse-93103371 | Lateral Hardening | 13313 | 2021 |  | 0 | 2021
Lateral Hardening-Fuse-93103518 | Lateral Hardening | 13657 | 0 |  | 0 | 0
Lateral Hardening-Fuse-93104390 | Lateral Hardening | 13077 | 2028 |  | 0 | 2028
Lateral Hardening-Fuse-93104605 | Lateral Hardening | 13171 | 2021 |  | 0 | 2021
Lateral Hardening-Fuse-93104653 | Lateral Hardening | 13143 | 0 |  | 0 | 0
Lateral Hardening-Fuse-93105199 | Lateral Hardening | 13003 | 0 |  | 0 | 0
Lateral Hardening-Fuse-93106636 | Lateral Hardening | 13041 | 0 |  | 0 | 0
Lateral Hardening-Fuse-93106726 | Lateral Hardening | 13657 | 0 |  | 0 | 0
Lateral Hardening-Fuse-93106728 | Lateral Hardening | 13657 | 0 |  | 0 | 0
Lateral Hardening-Fuse-93107016 | Lateral Hardening | 13687 | 0 |  | 0 | 0
Lateral Hardening-Fuse-93107812 | Lateral Hardening | 13686 | 0 |  | 0 | 0
Lateral Hardening-Fuse-93107855 | Lateral Hardening | 13687 | 2028 |  | 0 | 2028
Lateral Hardening-Fuse-93108533 | Lateral Hardening | 13305 | 0 |  | 0 | 0
Lateral Hardening-Fuse-93108588 | Lateral Hardening | 13298 | 0 |  | 0 | 0
Lateral Hardening-Fuse-93108803 | Lateral Hardening | 13693 | 0 |  | 0 | 0
Lateral Hardening-Fuse-93109844 | Lateral Hardening | 14110 | 0 |  | 0 | 0
Lateral Hardening-Fuse-93109845 | Lateral Hardening | 14110 | 0 |  | 0 | 0
Lateral Hardening-Fuse-93109970 | Lateral Hardening | 14266 | 0 |  | 0 | 0
Lateral Hardening-Fuse-93110781 | Lateral Hardening | 13797 | 0 |  | 0 | 0
Lateral Hardening-Fuse-93110899 | Lateral Hardening | 13837 | 0 |  | 0 | 0
Lateral Hardening-Fuse-93111018 | Lateral Hardening | 13630 | 0 |  | 0 | 0
Lateral Hardening-Fuse-93111109 | Lateral Hardening | 13195 | 0 |  | 0 | 0
Lateral Hardening-Fuse-93111652 | Lateral Hardening | 13738 | 0 |  | 0 | 0
Lateral Hardening-Fuse-93112340 | Lateral Hardening | 13164 | 0 |  | 0 | 0
Lateral Hardening-Fuse-93113255 | Lateral Hardening | 13817 | 0 |  | 0 | 0
Lateral Hardening-Fuse-93113660 | Lateral Hardening | 13772 | 0 |  | 0 | 0
Lateral Hardening-Fuse-93113666 | Lateral Hardening | 13772 | 0 |  | 0 | 0
Lateral Hardening-Fuse-93113905 | Lateral Hardening | 13034 | 0 |  | 0 | 0
Lateral Hardening-Fuse-93114562 | Lateral Hardening | 13613 | 0 |  | 0 | 0
Lateral Hardening-Fuse-93114705 | Lateral Hardening | 13866 | 0 |  | 0 | 0
Lateral Hardening-Fuse-93114725 | Lateral Hardening | 13866 | 0 |  | 0 | 0
Lateral Hardening-Fuse-93114753 | Lateral Hardening | 13210 | 0 |  | 0 | 0
Lateral Hardening-Fuse-93114789 | Lateral Hardening | 14023 | 0 |  | 0 | 0
Lateral Hardening-Fuse-93115111 | Lateral Hardening | 13070 | 0 |  | 0 | 0
Lateral Hardening-Fuse-93115112 | Lateral Hardening | 13070 | 0 |  | 0 | 0
Lateral Hardening-Fuse-93115192 | Lateral Hardening | 13070 | 0 |  | 0 | 0
Lateral Hardening-Fuse-93116044 | Lateral Hardening | 13298 | 0 |  | 0 | 0
Lateral Hardening-Fuse-93116056 | Lateral Hardening | 13085 | 0 |  | 0 | 0
Lateral Hardening-Fuse-93116108 | Lateral Hardening | 13039 | 2023 |  | 0 | 2023
Lateral Hardening-Fuse-93118452 | Lateral Hardening | 13039 | 0 |  | 0 | 0
Lateral Hardening-Fuse-93118453 | Lateral Hardening | 13039 | 0 |  | 0 | 0
Lateral Hardening-Fuse-93118730 | Lateral Hardening | 13324 | 0 |  | 0 | 0
Lateral Hardening-Fuse-93118733 | Lateral Hardening | 13324 | 0 |  | 0 | 0
Lateral Hardening-Fuse-93118817 | Lateral Hardening | 13210 | 0 |  | 0 | 0
Lateral Hardening-Fuse-93118819 | Lateral Hardening | 13210 | 0 |  | 0 | 0
Lateral Hardening-Fuse-93119101 | Lateral Hardening | 13686 | 0 |  | 0 | 0
Lateral Hardening-Fuse-93119475 | Lateral Hardening | 13657 | 0 |  | 0 | 0
Lateral Hardening-Fuse-93119970 | Lateral Hardening | 13836 | 0 |  | 0 | 0
Lateral Hardening-Fuse-93120610 | Lateral Hardening | 14111 | 0 |  | 0 | 0
Lateral Hardening-Fuse-93120678 | Lateral Hardening | 13687 | 0 |  | 0 | 0
Lateral Hardening-Fuse-93121964 | Lateral Hardening | 13458 | 0 |  | 0 | 0
Lateral Hardening-Fuse-93122044 | Lateral Hardening | 13458 | 0 |  | 0 | 0
Lateral Hardening-Fuse-93123072 | Lateral Hardening | 13126 | 0 |  | 0 | 0
Lateral Hardening-Fuse-93123111 | Lateral Hardening | 13126 | 0 |  | 0 | 0
Lateral Hardening-Fuse-93123666 | Lateral Hardening | 13118 | 0 |  | 0 | 0
Lateral Hardening-Fuse-93124277 | Lateral Hardening | 13162 | 2022 |  | 0 | 2022
Lateral Hardening-Fuse-93124410 | Lateral Hardening | 13670 | 2021 |  | 0 | 2021
Lateral Hardening-Fuse-93124850 | Lateral Hardening | 13107 | 0 |  | 0 | 0
Lateral Hardening-Fuse-93126910 | Lateral Hardening | 13299 | 0 |  | 0 | 0
Lateral Hardening-Fuse-93126957 | Lateral Hardening | 13795 | 0 |  | 0 | 0
Lateral Hardening-Fuse-93128541 | Lateral Hardening | 13712 | 2026 |  | 0 | 2026
Lateral Hardening-Fuse-93130371 | Lateral Hardening | 13786 | 0 |  | 0 | 0
Lateral Hardening-Fuse-93130386 | Lateral Hardening | 13786 | 0 |  | 0 | 0
Lateral Hardening-Fuse-93130395 | Lateral Hardening | 13786 | 0 |  | 0 | 0
Lateral Hardening-Fuse-93130468 | Lateral Hardening | 13910 | 0 |  | 0 | 0
Lateral Hardening-Fuse-93130614 | Lateral Hardening | 13177 | 0 |  | 0 | 0
Lateral Hardening-Fuse-93130631 | Lateral Hardening | 13796 | 0 |  | 0 | 0
Lateral Hardening-Fuse-93130639 | Lateral Hardening | 13796 | 0 |  | 0 | 0
Lateral Hardening-Fuse-93130931 | Lateral Hardening | 13097 | 0 |  | 0 | 0
Lateral Hardening-Fuse-93131954 | Lateral Hardening | 13787 | 0 |  | 0 | 0
Lateral Hardening-Fuse-93133437 | Lateral Hardening | 13927 | 0 |  | 0 | 0
Lateral Hardening-Fuse-93133439 | Lateral Hardening | 13927 | 0 |  | 0 | 0
Lateral Hardening-Fuse-93134087 | Lateral Hardening | 13207 | 0 |  | 0 | 0
Lateral Hardening-Fuse-93136583 | Lateral Hardening | 13093 | 0 |  | 0 | 0
Lateral Hardening-Fuse-93138585 | Lateral Hardening | 13254 | 0 |  | 0 | 0
Lateral Hardening-Fuse-93139810 | Lateral Hardening | 13031 | 2029 |  | 0 | 2029
Lateral Hardening-Fuse-93142045 | Lateral Hardening | 13951 | 0 |  | 0 | 0
Lateral Hardening-Fuse-93142727 | Lateral Hardening | 13686 | 0 |  | 0 | 0
Lateral Hardening-Fuse-93143239 | Lateral Hardening | 13959 | 0 |  | 0 | 0
Lateral Hardening-Fuse-93143278 | Lateral Hardening | 13959 | 0 |  | 0 | 0
Lateral Hardening-Fuse-93143616 | Lateral Hardening | 13177 | 0 |  | 0 | 0
Lateral Hardening-Fuse-93143668 | Lateral Hardening | 13183 | 0 |  | 0 | 0
Lateral Hardening-Fuse-93144020 | Lateral Hardening | 13094 | 0 |  | 0 | 0
Lateral Hardening-Fuse-93144027 | Lateral Hardening | 13094 | 0 |  | 0 | 0
Lateral Hardening-Fuse-93145126 | Lateral Hardening | 13509 | 0 |  | 0 | 0
Lateral Hardening-Fuse-93146318 | Lateral Hardening | 13191 | 0 |  | 0 | 0
Lateral Hardening-Fuse-93147900 | Lateral Hardening | 13458 | 0 |  | 0 | 0
Lateral Hardening-Fuse-93150929 | Lateral Hardening | 13458 | 0 |  | 0 | 0
Lateral Hardening-Fuse-93150971 | Lateral Hardening | 13819 | 0 |  | 0 | 0
Lateral Hardening-Fuse-93150977 | Lateral Hardening | 13458 | 0 |  | 0 | 0
Lateral Hardening-Fuse-93150997 | Lateral Hardening | 13458 | 0 |  | 0 | 0
Lateral Hardening-Fuse-93151059 | Lateral Hardening | 13458 | 2026 |  | 0 | 2026
Lateral Hardening-Fuse-93151108 | Lateral Hardening | 13419 | 0 |  | 0 | 0
Lateral Hardening-Fuse-93153215 | Lateral Hardening | 13786 | 0 |  | 0 | 0
Lateral Hardening-Fuse-93154451 | Lateral Hardening | 14011 | 0 |  | 0 | 0
Lateral Hardening-Fuse-93154486 | Lateral Hardening | 13017 | 2025 |  | 0 | 2025
Lateral Hardening-Fuse-93154659 | Lateral Hardening | 13807 | 0 |  | 0 | 0
Lateral Hardening-Fuse-93155106 | Lateral Hardening | 14355 | 0 |  | 0 | 0
Lateral Hardening-Fuse-93155782 | Lateral Hardening | 13150 | 0 |  | 0 | 0
Lateral Hardening-Fuse-93157939 | Lateral Hardening | 13225 | 0 |  | 0 | 0
Lateral Hardening-Fuse-93158134 | Lateral Hardening | 13390 | 0 |  | 0 | 0
Lateral Hardening-Fuse-93158816 | Lateral Hardening | 13031 | 0 |  | 0 | 0
Lateral Hardening-Fuse-93159006 | Lateral Hardening | 14121 | 2021 |  | 0 | 2021
Lateral Hardening-Fuse-93159032 | Lateral Hardening | 13098 | 0 |  | 0 | 0
Lateral Hardening-Fuse-93159369 | Lateral Hardening | 13813 | 0 |  | 0 | 0
Lateral Hardening-Fuse-93159469 | Lateral Hardening | 13299 | 2023 |  | 0 | 2023
Lateral Hardening-Fuse-93160257 | Lateral Hardening | 13065 | 2028 |  | 0 | 2028
Lateral Hardening-Fuse-93160258 | Lateral Hardening | 13065 | 0 |  | 0 | 0
Lateral Hardening-Fuse-93161416 | Lateral Hardening | 13796 | 0 |  | 0 | 0
Lateral Hardening-Fuse-93162012 | Lateral Hardening | 13677 | 0 |  | 0 | 0
Lateral Hardening-Fuse-93162023 | Lateral Hardening | 13589 | 2023 |  | 0 | 2023
Lateral Hardening-Fuse-93162157 | Lateral Hardening | 14198 | 0 |  | 0 | 0
Lateral Hardening-Fuse-93162161 | Lateral Hardening | 14198 | 0 |  | 0 | 0
Lateral Hardening-Fuse-93162176 | Lateral Hardening | 13086 | 0 |  | 0 | 0
Lateral Hardening-Fuse-93162492 | Lateral Hardening | 13990 | 0 |  | 0 | 0
Lateral Hardening-Fuse-93162535 | Lateral Hardening | 13990 | 0 |  | 0 | 0
Lateral Hardening-Fuse-93163409 | Lateral Hardening | 13579 | 0 |  | 0 | 0
Lateral Hardening-Fuse-93163504 | Lateral Hardening | 13188 | 0 |  | 0 | 0
Lateral Hardening-Fuse-93163746 | Lateral Hardening | 13786 | 0 |  | 0 | 0
Lateral Hardening-Fuse-93164126 | Lateral Hardening | 13344 | 2022 |  | 0 | 2022
Lateral Hardening-Fuse-93164289 | Lateral Hardening | 14119 | 0 |  | 0 | 0
Lateral Hardening-Fuse-93164446 | Lateral Hardening | 13963 | 0 |  | 0 | 0
Lateral Hardening-Fuse-93165190 | Lateral Hardening | 14040 | 0 |  | 0 | 0
Lateral Hardening-Fuse-93165326 | Lateral Hardening | 13414 | 2027 |  | 0 | 2027
Lateral Hardening-Fuse-93165350 | Lateral Hardening | 13414 | 0 |  | 0 | 0
Lateral Hardening-Fuse-93165360 | Lateral Hardening | 13414 | 0 |  | 0 | 0
Lateral Hardening-Fuse-93165366 | Lateral Hardening | 13414 | 0 |  | 0 | 0
Lateral Hardening-Fuse-93165369 | Lateral Hardening | 13414 | 0 |  | 0 | 0
Lateral Hardening-Fuse-93165371 | Lateral Hardening | 13414 | 0 |  | 0 | 0
Lateral Hardening-Fuse-93165372 | Lateral Hardening | 13414 | 0 |  | 0 | 0
Lateral Hardening-Fuse-93165377 | Lateral Hardening | 13414 | 0 |  | 0 | 0
Lateral Hardening-Fuse-93165379 | Lateral Hardening | 13414 | 0 |  | 0 | 0
Lateral Hardening-Fuse-93168079 | Lateral Hardening | 13524 | 0 |  | 0 | 0
Lateral Hardening-Fuse-93168582 | Lateral Hardening | 13030 | 0 |  | 0 | 0
Lateral Hardening-Fuse-93168837 | Lateral Hardening | 13112 | 0 |  | 0 | 0
Lateral Hardening-Fuse-93169121 | Lateral Hardening | 13458 | 0 |  | 0 | 0
Lateral Hardening-Fuse-93172617 | Lateral Hardening | 13213 | 0 |  | 0 | 0
Lateral Hardening-Fuse-93172618 | Lateral Hardening | 13213 | 0 |  | 0 | 0
Lateral Hardening-Fuse-93172620 | Lateral Hardening | 13213 | 0 |  | 0 | 0
Lateral Hardening-Fuse-93172625 | Lateral Hardening | 13213 | 2027 |  | 0 | 2027
Lateral Hardening-Fuse-93172680 | Lateral Hardening | 13807 | 0 |  | 0 | 0
Lateral Hardening-Fuse-93172835 | Lateral Hardening | 13711 | 2027 |  | 0 | 2027
Lateral Hardening-Fuse-93173240 | Lateral Hardening | 14021 | 0 |  | 0 | 0
Lateral Hardening-Fuse-93173488 | Lateral Hardening | 13805 | 0 |  | 0 | 0
Lateral Hardening-Fuse-93174576 | Lateral Hardening | 13303 | 0 |  | 0 | 0
Lateral Hardening-Fuse-93175499 | Lateral Hardening | 13213 | 0 |  | 0 | 0
Lateral Hardening-Fuse-93175508 | Lateral Hardening | 13740 | 0 |  | 0 | 0
Lateral Hardening-Fuse-93175666 | Lateral Hardening | 13176 | 0 |  | 0 | 0
Lateral Hardening-Fuse-93176384 | Lateral Hardening | 14021 | 0 |  | 0 | 0
Lateral Hardening-Fuse-93176460 | Lateral Hardening | 13740 | 2025 |  | 0 | 2025
Lateral Hardening-Fuse-93176487 | Lateral Hardening | 13740 | 0 |  | 0 | 0
Lateral Hardening-Fuse-93177178 | Lateral Hardening | 13327 | 0 |  | 0 | 0
Lateral Hardening-Fuse-93177466 | Lateral Hardening | 13909 | 0 |  | 0 | 0
Lateral Hardening-Fuse-93177909 | Lateral Hardening | 13589 | 2023 |  | 0 | 2023
Lateral Hardening-Fuse-93177927 | Lateral Hardening | 13084 | 2029 |  | 0 | 2029
Lateral Hardening-Fuse-93178443 | Lateral Hardening | 13909 | 0 |  | 0 | 0
Lateral Hardening-Fuse-93178463 | Lateral Hardening | 13909 | 0 |  | 0 | 0
Lateral Hardening-Fuse-93178464 | Lateral Hardening | 13909 | 0 |  | 0 | 0
Lateral Hardening-Fuse-93178520 | Lateral Hardening | 13909 | 0 |  | 0 | 0
Lateral Hardening-Fuse-93178526 | Lateral Hardening | 13909 | 0 |  | 0 | 0
Lateral Hardening-Fuse-93179357 | Lateral Hardening | 14025 | 0 |  | 0 | 0
Lateral Hardening-Fuse-93179555 | Lateral Hardening | 13365 | 0 |  | 0 | 0
Lateral Hardening-Fuse-93179708 | Lateral Hardening | 13909 | 0 |  | 0 | 0
Lateral Hardening-Fuse-93181116 | Lateral Hardening | 14025 | 0 |  | 0 | 0
Lateral Hardening-Fuse-93183012 | Lateral Hardening | 13016 | 0 |  | 0 | 0
Lateral Hardening-Fuse-93183331 | Lateral Hardening | 13003 | 0 |  | 0 | 0
Lateral Hardening-Fuse-93183846 | Lateral Hardening | 13813 | 0 |  | 0 | 0
Lateral Hardening-Fuse-93184145 | Lateral Hardening | 13698 | 0 |  | 0 | 0
Lateral Hardening-Fuse-93185693 | Lateral Hardening | 13797 | 0 |  | 0 | 0
Lateral Hardening-Fuse-93185703 | Lateral Hardening | 13797 | 2021 |  | 0 | 2021
Lateral Hardening-Fuse-93185906 | Lateral Hardening | 13460 | 0 |  | 0 | 0
Lateral Hardening-Fuse-93187665 | Lateral Hardening | 14041 | 0 |  | 0 | 0
Lateral Hardening-Fuse-93188445 | Lateral Hardening | 13797 | 0 |  | 0 | 0
Lateral Hardening-Fuse-93188519 | Lateral Hardening | 13797 | 2021 |  | 0 | 2021
Lateral Hardening-Fuse-93190537 | Lateral Hardening | 13371 | 0 |  | 0 | 0
Lateral Hardening-Fuse-93190539 | Lateral Hardening | 13371 | 0 |  | 0 | 0
Lateral Hardening-Fuse-93192936 | Lateral Hardening | 13656 | 0 |  | 0 | 0
Lateral Hardening-Fuse-93192937 | Lateral Hardening | 13656 | 0 |  | 0 | 0
Lateral Hardening-Fuse-93192938 | Lateral Hardening | 13656 | 0 |  | 0 | 0
Lateral Hardening-Fuse-93192939 | Lateral Hardening | 13656 | 0 |  | 0 | 0
Lateral Hardening-Fuse-93194230 | Lateral Hardening | 13807 | 0 |  | 0 | 0
Lateral Hardening-Fuse-93194359 | Lateral Hardening | 13911 | 0 |  | 0 | 0
Lateral Hardening-Fuse-93194360 | Lateral Hardening | 13911 | 0 |  | 0 | 0
Lateral Hardening-Fuse-93198411 | Lateral Hardening | 13656 | 0 |  | 0 | 0
Lateral Hardening-Fuse-93198412 | Lateral Hardening | 13656 | 0 |  | 0 | 0
Lateral Hardening-Fuse-93198534 | Lateral Hardening | 14050 | 2029 |  | 0 | 2029
Lateral Hardening-Fuse-93198722 | Lateral Hardening | 13124 | 0 |  | 0 | 0
Lateral Hardening-Fuse-93200504 | Lateral Hardening | 13906 | 0 |  | 0 | 0
Lateral Hardening-Fuse-93200638 | Lateral Hardening | 13268 | 2022 |  | 0 | 2022
Lateral Hardening-Fuse-93200737 | Lateral Hardening | 13698 | 0 |  | 0 | 0
Lateral Hardening-Fuse-93201064 | Lateral Hardening | 13268 | 0 |  | 0 | 0
Lateral Hardening-Fuse-93201420 | Lateral Hardening | 13003 | 0 |  | 0 | 0
Lateral Hardening-Fuse-93201487 | Lateral Hardening | 13656 | 2025 |  | 0 | 2025
Lateral Hardening-Fuse-93201836 | Lateral Hardening | 13656 | 2025 |  | 0 | 2025
Lateral Hardening-Fuse-93202314 | Lateral Hardening | 13656 | 0 |  | 0 | 0
Lateral Hardening-Fuse-93202315 | Lateral Hardening | 13656 | 0 |  | 0 | 0
Lateral Hardening-Fuse-93202319 | Lateral Hardening | 13656 | 0 |  | 0 | 0
Lateral Hardening-Fuse-93202982 | Lateral Hardening | 13423 | 0 |  | 0 | 0
Lateral Hardening-Fuse-93205824 | Lateral Hardening | 13656 | 0 |  | 0 | 0
Lateral Hardening-Fuse-93205825 | Lateral Hardening | 13656 | 0 |  | 0 | 0
Lateral Hardening-Fuse-93205874 | Lateral Hardening | 13492 | 0 |  | 0 | 0
Lateral Hardening-Fuse-93205926 | Lateral Hardening | 14266 | 0 |  | 0 | 0
Lateral Hardening-Fuse-93205980 | Lateral Hardening | 13219 | 0 |  | 0 | 0
Lateral Hardening-Fuse-93206109 | Lateral Hardening | 13656 | 0 |  | 0 | 0
Lateral Hardening-Fuse-93206113 | Lateral Hardening | 13656 | 0 |  | 0 | 0
Lateral Hardening-Fuse-93206380 | Lateral Hardening | 13884 | 0 |  | 0 | 0
Lateral Hardening-Fuse-93206396 | Lateral Hardening | 13656 | 0 |  | 0 | 0
Lateral Hardening-Fuse-93206516 | Lateral Hardening | 13656 | 0 |  | 0 | 0
Lateral Hardening-Fuse-93206517 | Lateral Hardening | 13656 | 0 |  | 0 | 0
Lateral Hardening-Fuse-93207022 | Lateral Hardening | 13656 | 0 |  | 0 | 0
Lateral Hardening-Fuse-93207025 | Lateral Hardening | 13656 | 0 |  | 0 | 0
Lateral Hardening-Fuse-93207523 | Lateral Hardening | 13656 | 0 |  | 0 | 0
Lateral Hardening-Fuse-93207524 | Lateral Hardening | 13656 | 0 |  | 0 | 0
Lateral Hardening-Fuse-93207593 | Lateral Hardening | 13070 | 0 |  | 0 | 0
Lateral Hardening-Fuse-93207775 | Lateral Hardening | 13223 | 0 |  | 0 | 0
Lateral Hardening-Fuse-93207835 | Lateral Hardening | 13656 | 0 |  | 0 | 0
Lateral Hardening-Fuse-93207836 | Lateral Hardening | 13656 | 0 |  | 0 | 0
Lateral Hardening-Fuse-93207839 | Lateral Hardening | 13656 | 0 |  | 0 | 0
Lateral Hardening-Fuse-93207905 | Lateral Hardening | 13656 | 0 |  | 0 | 0
Lateral Hardening-Fuse-93207907 | Lateral Hardening | 13656 | 0 |  | 0 | 0
Lateral Hardening-Fuse-93207908 | Lateral Hardening | 13656 | 0 |  | 0 | 0
Lateral Hardening-Fuse-93207910 | Lateral Hardening | 13656 | 0 |  | 0 | 0
Lateral Hardening-Fuse-93207948 | Lateral Hardening | 13656 | 0 |  | 0 | 0
Lateral Hardening-Fuse-93207949 | Lateral Hardening | 13656 | 0 |  | 0 | 0
Lateral Hardening-Fuse-93207951 | Lateral Hardening | 13656 | 0 |  | 0 | 0
Lateral Hardening-Fuse-93207952 | Lateral Hardening | 13656 | 0 |  | 0 | 0
Lateral Hardening-Fuse-93208282 | Lateral Hardening | 13656 | 0 |  | 0 | 0
Lateral Hardening-Fuse-93208283 | Lateral Hardening | 13656 | 0 |  | 0 | 0
Lateral Hardening-Fuse-93208729 | Lateral Hardening | 13739 | 0 |  | 0 | 0
Lateral Hardening-Fuse-93209671 | Lateral Hardening | 13579 | 0 |  | 0 | 0
Lateral Hardening-Fuse-93210204 | Lateral Hardening | 13656 | 0 |  | 0 | 0
Lateral Hardening-Fuse-93210566 | Lateral Hardening | 13371 | 0 |  | 0 | 0
Lateral Hardening-Fuse-93210724 | Lateral Hardening | 13656 | 0 |  | 0 | 0
Lateral Hardening-Fuse-93210725 | Lateral Hardening | 13656 | 0 |  | 0 | 0
Lateral Hardening-Fuse-93210726 | Lateral Hardening | 13656 | 2025 |  | 0 | 2025
Lateral Hardening-Fuse-93210949 | Lateral Hardening | 13044 | 0 |  | 0 | 0
Lateral Hardening-Fuse-93211130 | Lateral Hardening | 13656 | 0 |  | 0 | 0
Lateral Hardening-Fuse-93211136 | Lateral Hardening | 13656 | 0 |  | 0 | 0
Lateral Hardening-Fuse-93211141 | Lateral Hardening | 13656 | 0 |  | 0 | 0
Lateral Hardening-Fuse-93211142 | Lateral Hardening | 13656 | 0 |  | 0 | 0
Lateral Hardening-Fuse-93211265 | Lateral Hardening | 13517 | 0 |  | 0 | 0
Lateral Hardening-Fuse-93211280 | Lateral Hardening | 13517 | 0 |  | 0 | 0
Lateral Hardening-Fuse-93211315 | Lateral Hardening | 13656 | 0 |  | 0 | 0
Lateral Hardening-Fuse-93211678 | Lateral Hardening | 13459 | 0 |  | 0 | 0
Lateral Hardening-Fuse-93211684 | Lateral Hardening | 13459 | 0 |  | 0 | 0
Lateral Hardening-Fuse-93211894 | Lateral Hardening | 13517 | 0 |  | 0 | 0
Lateral Hardening-Fuse-93211895 | Lateral Hardening | 13517 | 0 |  | 0 | 0
Lateral Hardening-Fuse-93211919 | Lateral Hardening | 13459 | 0 |  | 0 | 0
Lateral Hardening-Fuse-93211969 | Lateral Hardening | 13391 | 0 |  | 0 | 0
Lateral Hardening-Fuse-93212157 | Lateral Hardening | 13517 | 2025 |  | 0 | 2025
Lateral Hardening-Fuse-93212457 | Lateral Hardening | 13786 | 0 |  | 0 | 0
Lateral Hardening-Fuse-93212863 | Lateral Hardening | 13656 | 0 |  | 0 | 0
Lateral Hardening-Fuse-93212864 | Lateral Hardening | 13656 | 0 |  | 0 | 0
Lateral Hardening-Fuse-93212865 | Lateral Hardening | 13656 | 0 |  | 0 | 0
Lateral Hardening-Fuse-93212866 | Lateral Hardening | 13656 | 0 |  | 0 | 0
Lateral Hardening-Fuse-93213087 | Lateral Hardening | 13045 | 0 |  | 0 | 0
Lateral Hardening-Fuse-93213213 | Lateral Hardening | 13224 | 0 |  | 0 | 0
Lateral Hardening-Fuse-93214962 | Lateral Hardening | 13656 | 2025 |  | 0 | 2025
Lateral Hardening-Fuse-93214963 | Lateral Hardening | 13656 | 0 |  | 0 | 0
Lateral Hardening-Fuse-93214964 | Lateral Hardening | 13656 | 0 |  | 0 | 0
Lateral Hardening-Fuse-93215014 | Lateral Hardening | 13656 | 0 |  | 0 | 0
Lateral Hardening-Fuse-93215104 | Lateral Hardening | 13817 | 2023 |  | 0 | 2023
Lateral Hardening-Fuse-93215269 | Lateral Hardening | 13328 | 0 |  | 0 | 0
Lateral Hardening-Fuse-93215345 | Lateral Hardening | 13656 | 0 |  | 0 | 0
Lateral Hardening-Fuse-93215479 | Lateral Hardening | 13656 | 0 |  | 0 | 0
Lateral Hardening-Fuse-93215671 | Lateral Hardening | 13656 | 0 |  | 0 | 0
Lateral Hardening-Fuse-93215705 | Lateral Hardening | 13656 | 2025 |  | 0 | 2025
Lateral Hardening-Fuse-93215850 | Lateral Hardening | 13656 | 0 |  | 0 | 0
Lateral Hardening-Fuse-93215852 | Lateral Hardening | 13656 | 0 |  | 0 | 0
Lateral Hardening-Fuse-93215910 | Lateral Hardening | 13656 | 0 |  | 0 | 0
Lateral Hardening-Fuse-93215922 | Lateral Hardening | 13656 | 0 |  | 0 | 0
Lateral Hardening-Fuse-93216020 | Lateral Hardening | 13656 | 0 |  | 0 | 0
Lateral Hardening-Fuse-93216022 | Lateral Hardening | 13656 | 0 |  | 0 | 0
Lateral Hardening-Fuse-93216185 | Lateral Hardening | 13656 | 0 |  | 0 | 0
Lateral Hardening-Fuse-93216186 | Lateral Hardening | 13656 | 0 |  | 0 | 0
Lateral Hardening-Fuse-93216187 | Lateral Hardening | 13656 | 0 |  | 0 | 0
Lateral Hardening-Fuse-93216410 | Lateral Hardening | 13656 | 0 |  | 0 | 0
Lateral Hardening-Fuse-93216414 | Lateral Hardening | 13656 | 0 |  | 0 | 0
Lateral Hardening-Fuse-93216551 | Lateral Hardening | 13656 | 0 |  | 0 | 0
Lateral Hardening-Fuse-93216552 | Lateral Hardening | 13656 | 0 |  | 0 | 0
Lateral Hardening-Fuse-93217018 | Lateral Hardening | 13656 | 0 |  | 0 | 0
Lateral Hardening-Fuse-93217020 | Lateral Hardening | 13656 | 0 |  | 0 | 0
Lateral Hardening-Fuse-93217021 | Lateral Hardening | 13656 | 0 |  | 0 | 0
Lateral Hardening-Fuse-93217022 | Lateral Hardening | 13656 | 0 |  | 0 | 0
Lateral Hardening-Fuse-93217400 | Lateral Hardening | 13656 | 0 |  | 0 | 0
Lateral Hardening-Fuse-93217495 | Lateral Hardening | 13656 | 0 |  | 0 | 0
Lateral Hardening-Fuse-93217509 | Lateral Hardening | 13656 | 0 |  | 0 | 0
Lateral Hardening-Fuse-93217510 | Lateral Hardening | 13656 | 0 |  | 0 | 0
Lateral Hardening-Fuse-93217623 | Lateral Hardening | 13656 | 0 |  | 0 | 0
Lateral Hardening-Fuse-93217693 | Lateral Hardening | 13656 | 0 |  | 0 | 0
Lateral Hardening-Fuse-93217809 | Lateral Hardening | 13656 | 0 |  | 0 | 0
Lateral Hardening-Fuse-93217810 | Lateral Hardening | 13656 | 0 |  | 0 | 0
Lateral Hardening-Fuse-93217813 | Lateral Hardening | 13656 | 0 |  | 0 | 0
Lateral Hardening-Fuse-93217883 | Lateral Hardening | 13656 | 0 |  | 0 | 0
Lateral Hardening-Fuse-93217946 | Lateral Hardening | 13656 | 0 |  | 0 | 0
Lateral Hardening-Fuse-93218005 | Lateral Hardening | 13656 | 0 |  | 0 | 0
Lateral Hardening-Fuse-93218070 | Lateral Hardening | 13656 | 2025 |  | 0 | 2025
Lateral Hardening-Fuse-93218478 | Lateral Hardening | 13656 | 0 |  | 0 | 0
Lateral Hardening-Fuse-93218771 | Lateral Hardening | 13459 | 0 |  | 0 | 0
Lateral Hardening-Fuse-93219142 | Lateral Hardening | 13459 | 2028 |  | 0 | 2028
Lateral Hardening-Fuse-93219693 | Lateral Hardening | 13459 | 0 |  | 0 | 0
Lateral Hardening-Fuse-93219694 | Lateral Hardening | 13459 | 0 |  | 0 | 0
Lateral Hardening-Fuse-93219695 | Lateral Hardening | 13459 | 0 |  | 0 | 0
Lateral Hardening-Fuse-93220007 | Lateral Hardening | 13459 | 0 |  | 0 | 0
Lateral Hardening-Fuse-93220008 | Lateral Hardening | 13459 | 0 |  | 0 | 0
Lateral Hardening-Fuse-93220009 | Lateral Hardening | 13459 | 0 |  | 0 | 0
Lateral Hardening-Fuse-93220243 | Lateral Hardening | 13459 | 0 |  | 0 | 0
Lateral Hardening-Fuse-93220244 | Lateral Hardening | 13459 | 0 |  | 0 | 0
Lateral Hardening-Fuse-93220245 | Lateral Hardening | 13459 | 0 |  | 0 | 0
Lateral Hardening-Fuse-93220246 | Lateral Hardening | 13459 | 0 |  | 0 | 0
Lateral Hardening-Fuse-93220396 | Lateral Hardening | 13459 | 0 |  | 0 | 0
Lateral Hardening-Fuse-93220431 | Lateral Hardening | 13459 | 0 |  | 0 | 0
Lateral Hardening-Fuse-93220435 | Lateral Hardening | 13459 | 0 |  | 0 | 0
Lateral Hardening-Fuse-93220438 | Lateral Hardening | 13459 | 2028 |  | 0 | 2028
Lateral Hardening-Fuse-93220639 | Lateral Hardening | 13459 | 0 |  | 0 | 0
Lateral Hardening-Fuse-93220667 | Lateral Hardening | 13459 | 0 |  | 0 | 0
Lateral Hardening-Fuse-93220732 | Lateral Hardening | 13459 | 2028 |  | 0 | 2028
Lateral Hardening-Fuse-93220733 | Lateral Hardening | 13459 | 0 |  | 0 | 0
Lateral Hardening-Fuse-93222055 | Lateral Hardening | 13314 | 0 |  | 0 | 0
Lateral Hardening-Fuse-93222227 | Lateral Hardening | 13459 | 0 |  | 0 | 0
Lateral Hardening-Fuse-93222229 | Lateral Hardening | 13459 | 0 |  | 0 | 0
Lateral Hardening-Fuse-93223134 | Lateral Hardening | 13927 | 0 |  | 0 | 0
Lateral Hardening-Fuse-93223135 | Lateral Hardening | 13927 | 0 |  | 0 | 0
Lateral Hardening-Fuse-93223317 | Lateral Hardening | 13112 | 0 |  | 0 | 0
Lateral Hardening-Fuse-93223447 | Lateral Hardening | 13205 | 0 |  | 0 | 0
Lateral Hardening-Fuse-93223549 | Lateral Hardening | 13459 | 2028 |  | 0 | 2028
Lateral Hardening-Fuse-93223566 | Lateral Hardening | 13459 | 2028 |  | 0 | 2028
Lateral Hardening-Fuse-93223810 | Lateral Hardening | 13459 | 0 |  | 0 | 0
Lateral Hardening-Fuse-93223825 | Lateral Hardening | 13459 | 0 |  | 0 | 0
Lateral Hardening-Fuse-93224132 | Lateral Hardening | 13459 | 0 |  | 0 | 0
Lateral Hardening-Fuse-93224134 | Lateral Hardening | 13459 | 2028 |  | 0 | 2028
Lateral Hardening-Fuse-93224282 | Lateral Hardening | 13459 | 0 |  | 0 | 0
Lateral Hardening-Fuse-93224723 | Lateral Hardening | 13459 | 0 |  | 0 | 0
Lateral Hardening-Fuse-93224728 | Lateral Hardening | 13459 | 0 |  | 0 | 0
Lateral Hardening-Fuse-93224729 | Lateral Hardening | 13459 | 0 |  | 0 | 0
Lateral Hardening-Fuse-93225109 | Lateral Hardening | 13340 | 0 |  | 0 | 0
Lateral Hardening-Fuse-93225234 | Lateral Hardening | 13459 | 0 |  | 0 | 0
Lateral Hardening-Fuse-93225787 | Lateral Hardening | 13459 | 0 |  | 0 | 0
Lateral Hardening-Fuse-93225855 | Lateral Hardening | 13459 | 0 |  | 0 | 0
Lateral Hardening-Fuse-93225871 | Lateral Hardening | 13459 | 0 |  | 0 | 0
Lateral Hardening-Fuse-93225890 | Lateral Hardening | 13459 | 2028 |  | 0 | 2028
Lateral Hardening-Fuse-93225914 | Lateral Hardening | 13459 | 0 |  | 0 | 0
Lateral Hardening-Fuse-93225915 | Lateral Hardening | 13459 | 0 |  | 0 | 0
Lateral Hardening-Fuse-93225917 | Lateral Hardening | 13459 | 0 |  | 0 | 0
Lateral Hardening-Fuse-93225919 | Lateral Hardening | 13459 | 0 |  | 0 | 0
Lateral Hardening-Fuse-93225921 | Lateral Hardening | 13459 | 0 |  | 0 | 0
Lateral Hardening-Fuse-93225922 | Lateral Hardening | 13459 | 0 |  | 0 | 0
Lateral Hardening-Fuse-93225948 | Lateral Hardening | 13459 | 0 |  | 0 | 0
Lateral Hardening-Fuse-93226020 | Lateral Hardening | 13459 | 0 |  | 0 | 0
Lateral Hardening-Fuse-93226325 | Lateral Hardening | 13459 | 0 |  | 0 | 0
Lateral Hardening-Fuse-93226626 | Lateral Hardening | 13459 | 0 |  | 0 | 0
Lateral Hardening-Fuse-93226884 | Lateral Hardening | 13459 | 0 |  | 0 | 0
Lateral Hardening-Fuse-93227139 | Lateral Hardening | 13459 | 0 |  | 0 | 0
Lateral Hardening-Fuse-93227786 | Lateral Hardening | 13459 | 0 |  | 0 | 0
Lateral Hardening-Fuse-93227787 | Lateral Hardening | 13459 | 0 |  | 0 | 0
Lateral Hardening-Fuse-93227790 | Lateral Hardening | 13459 | 0 |  | 0 | 0
Lateral Hardening-Fuse-93227795 | Lateral Hardening | 13459 | 0 |  | 0 | 0
Lateral Hardening-Fuse-93228649 | Lateral Hardening | 13459 | 0 |  | 0 | 0
Lateral Hardening-Fuse-93228941 | Lateral Hardening | 13459 | 0 |  | 0 | 0
Lateral Hardening-Fuse-93228943 | Lateral Hardening | 13459 | 0 |  | 0 | 0
Lateral Hardening-Fuse-93228985 | Lateral Hardening | 13459 | 0 |  | 0 | 0
Lateral Hardening-Fuse-93229019 | Lateral Hardening | 13459 | 0 |  | 0 | 0
Lateral Hardening-Fuse-93231212 | Lateral Hardening | 13772 | 0 |  | 0 | 0
Lateral Hardening-Fuse-93231658 | Lateral Hardening | 13672 | 0 |  | 0 | 0
Lateral Hardening-Fuse-93232043 | Lateral Hardening | 13696 | 0 |  | 0 | 0
Lateral Hardening-Fuse-93232079 | Lateral Hardening | 13696 | 0 |  | 0 | 0
Lateral Hardening-Fuse-93232241 | Lateral Hardening | 13696 | 0 |  | 0 | 0
Lateral Hardening-Fuse-93232274 | Lateral Hardening | 13696 | 0 |  | 0 | 0
Lateral Hardening-Fuse-93232680 | Lateral Hardening | 13696 | 0 |  | 0 | 0
Lateral Hardening-Fuse-93232689 | Lateral Hardening | 13696 | 2027 |  | 0 | 2027
Lateral Hardening-Fuse-93232709 | Lateral Hardening | 13696 | 2027 |  | 0 | 2027
Lateral Hardening-Fuse-93232727 | Lateral Hardening | 13696 | 0 |  | 0 | 0
Lateral Hardening-Fuse-93232738 | Lateral Hardening | 13696 | 0 |  | 0 | 0
Lateral Hardening-Fuse-93233169 | Lateral Hardening | 13305 | 0 |  | 0 | 0
Lateral Hardening-Fuse-93233174 | Lateral Hardening | 13696 | 2027 |  | 0 | 2027
Lateral Hardening-Fuse-93233179 | Lateral Hardening | 13696 | 0 |  | 0 | 0
Lateral Hardening-Fuse-93233792 | Lateral Hardening | 13696 | 0 |  | 0 | 0
Lateral Hardening-Fuse-93233804 | Lateral Hardening | 13696 | 0 |  | 0 | 0
Lateral Hardening-Fuse-93233975 | Lateral Hardening | 13696 | 0 |  | 0 | 0
Lateral Hardening-Fuse-93234317 | Lateral Hardening | 13696 | 0 |  | 0 | 0
Lateral Hardening-Fuse-93234797 | Lateral Hardening | 13696 | 0 |  | 0 | 0
Lateral Hardening-Fuse-93235147 | Lateral Hardening | 13696 | 0 |  | 0 | 0
Lateral Hardening-Fuse-93235148 | Lateral Hardening | 13696 | 2027 |  | 0 | 2027
Lateral Hardening-Fuse-93235499 | Lateral Hardening | 13696 | 0 |  | 0 | 0
Lateral Hardening-Fuse-93235509 | Lateral Hardening | 13696 | 0 |  | 0 | 0
Lateral Hardening-Fuse-93235516 | Lateral Hardening | 13696 | 0 |  | 0 | 0
Lateral Hardening-Fuse-93235651 | Lateral Hardening | 13696 | 0 |  | 0 | 0
Lateral Hardening-Fuse-93235654 | Lateral Hardening | 13696 | 0 |  | 0 | 0
Lateral Hardening-Fuse-93235655 | Lateral Hardening | 13696 | 0 |  | 0 | 0
Lateral Hardening-Fuse-93235659 | Lateral Hardening | 13696 | 0 |  | 0 | 0
Lateral Hardening-Fuse-93235728 | Lateral Hardening | 13696 | 0 |  | 0 | 0
Lateral Hardening-Fuse-93235832 | Lateral Hardening | 13506 | 0 |  | 0 | 0
Lateral Hardening-Fuse-93235976 | Lateral Hardening | 13696 | 0 |  | 0 | 0
Lateral Hardening-Fuse-93235977 | Lateral Hardening | 13696 | 0 |  | 0 | 0
Lateral Hardening-Fuse-93236094 | Lateral Hardening | 13053 | 0 |  | 0 | 0
Lateral Hardening-Fuse-93236187 | Lateral Hardening | 13696 | 0 |  | 0 | 0
Lateral Hardening-Fuse-93236189 | Lateral Hardening | 13696 | 0 |  | 0 | 0
Lateral Hardening-Fuse-93236496 | Lateral Hardening | 13696 | 0 |  | 0 | 0
Lateral Hardening-Fuse-93236497 | Lateral Hardening | 13696 | 0 |  | 0 | 0
Lateral Hardening-Fuse-93237160 | Lateral Hardening | 13696 | 0 |  | 0 | 0
Lateral Hardening-Fuse-93237166 | Lateral Hardening | 13696 | 0 |  | 0 | 0
Lateral Hardening-Fuse-93237585 | Lateral Hardening | 14040 | 0 |  | 0 | 0
Lateral Hardening-Fuse-93237587 | Lateral Hardening | 14040 | 0 |  | 0 | 0
Lateral Hardening-Fuse-93237588 | Lateral Hardening | 14040 | 0 |  | 0 | 0
Lateral Hardening-Fuse-93239515 | Lateral Hardening | 13114 | 0 |  | 0 | 0
Lateral Hardening-Fuse-93239532 | Lateral Hardening | 13114 | 0 |  | 0 | 0
Lateral Hardening-Fuse-93239533 | Lateral Hardening | 13114 | 0 |  | 0 | 0
Lateral Hardening-Fuse-93239625 | Lateral Hardening | 13114 | 0 |  | 0 | 0
Lateral Hardening-Fuse-93240195 | Lateral Hardening | 13114 | 0 |  | 0 | 0
Lateral Hardening-Fuse-93240200 | Lateral Hardening | 13114 | 0 |  | 0 | 0
Lateral Hardening-Fuse-93240400 | Lateral Hardening | 13114 | 0 |  | 0 | 0
Lateral Hardening-Fuse-93240462 | Lateral Hardening | 13114 | 0 |  | 0 | 0
Lateral Hardening-Fuse-93241231 | Lateral Hardening | 13114 | 0 |  | 0 | 0
Lateral Hardening-Fuse-93241258 | Lateral Hardening | 13114 | 0 |  | 0 | 0
Lateral Hardening-Fuse-93241259 | Lateral Hardening | 13114 | 0 |  | 0 | 0
Lateral Hardening-Fuse-93241309 | Lateral Hardening | 14000 | 0 |  | 0 | 0
Lateral Hardening-Fuse-93241899 | Lateral Hardening | 13114 | 0 |  | 0 | 0
Lateral Hardening-Fuse-93241914 | Lateral Hardening | 13114 | 0 |  | 0 | 0
Lateral Hardening-Fuse-93244013 | Lateral Hardening | 13114 | 2027 |  | 0 | 2027
Lateral Hardening-Fuse-93244071 | Lateral Hardening | 13656 | 0 |  | 0 | 0
Lateral Hardening-Fuse-93244337 | Lateral Hardening | 13696 | 0 |  | 0 | 0
Lateral Hardening-Fuse-93245162 | Lateral Hardening | 13696 | 0 |  | 0 | 0
Lateral Hardening-Fuse-93245165 | Lateral Hardening | 13696 | 0 |  | 0 | 0
Lateral Hardening-Fuse-93245563 | Lateral Hardening | 13175 | 2028 |  | 0 | 2028
Lateral Hardening-Fuse-93245872 | Lateral Hardening | 13175 | 0 |  | 0 | 0
Lateral Hardening-Fuse-93245886 | Lateral Hardening | 13175 | 0 |  | 0 | 0
Lateral Hardening-Fuse-93245974 | Lateral Hardening | 13175 | 2028 |  | 0 | 2028
Lateral Hardening-Fuse-93246385 | Lateral Hardening | 13422 | 2024 |  | 0 | 2024
Lateral Hardening-Fuse-93246458 | Lateral Hardening | 13606 | 0 |  | 0 | 0
Lateral Hardening-Fuse-93246870 | Lateral Hardening | 13175 | 0 |  | 0 | 0
Lateral Hardening-Fuse-93246873 | Lateral Hardening | 13175 | 0 |  | 0 | 0
Lateral Hardening-Fuse-93247225 | Lateral Hardening | 13175 | 2028 |  | 0 | 2028
Lateral Hardening-Fuse-93247226 | Lateral Hardening | 13175 | 0 |  | 0 | 0
Lateral Hardening-Fuse-93247228 | Lateral Hardening | 13175 | 0 |  | 0 | 0
Lateral Hardening-Fuse-93247243 | Lateral Hardening | 13175 | 2028 |  | 0 | 2028
Lateral Hardening-Fuse-93247249 | Lateral Hardening | 13175 | 0 |  | 0 | 0
Lateral Hardening-Fuse-93247276 | Lateral Hardening | 13175 | 0 |  | 0 | 0
Lateral Hardening-Fuse-93247438 | Lateral Hardening | 13031 | 0 |  | 0 | 0
Lateral Hardening-Fuse-93247439 | Lateral Hardening | 13031 | 0 |  | 0 | 0
Lateral Hardening-Fuse-93247453 | Lateral Hardening | 13031 | 0 |  | 0 | 0
Lateral Hardening-Fuse-93247456 | Lateral Hardening | 13031 | 0 |  | 0 | 0
Lateral Hardening-Fuse-93247458 | Lateral Hardening | 13031 | 2029 |  | 0 | 2029
Lateral Hardening-Fuse-93247460 | Lateral Hardening | 13031 | 0 |  | 0 | 0
Lateral Hardening-Fuse-93247461 | Lateral Hardening | 13031 | 0 |  | 0 | 0
Lateral Hardening-Fuse-93247468 | Lateral Hardening | 13031 | 0 |  | 0 | 0
Lateral Hardening-Fuse-93247516 | Lateral Hardening | 13230 | 0 |  | 0 | 0
Lateral Hardening-Fuse-93247941 | Lateral Hardening | 13148 | 0 |  | 0 | 0
Lateral Hardening-Fuse-93248041 | Lateral Hardening | 13175 | 0 |  | 0 | 0
Lateral Hardening-Fuse-93248048 | Lateral Hardening | 13175 | 0 |  | 0 | 0
Lateral Hardening-Fuse-93248054 | Lateral Hardening | 13175 | 0 |  | 0 | 0
Lateral Hardening-Fuse-93248106 | Lateral Hardening | 13175 | 2028 |  | 0 | 2028
Lateral Hardening-Fuse-93248784 | Lateral Hardening | 13175 | 0 |  | 0 | 0
Lateral Hardening-Fuse-93249050 | Lateral Hardening | 13175 | 0 |  | 0 | 0
Lateral Hardening-Fuse-93249078 | Lateral Hardening | 13175 | 0 |  | 0 | 0
Lateral Hardening-Fuse-93249079 | Lateral Hardening | 13175 | 0 |  | 0 | 0
Lateral Hardening-Fuse-93249124 | Lateral Hardening | 13175 | 2028 |  | 0 | 2028
Lateral Hardening-Fuse-93249131 | Lateral Hardening | 13175 | 0 |  | 0 | 0
Lateral Hardening-Fuse-93249143 | Lateral Hardening | 13175 | 0 |  | 0 | 0
Lateral Hardening-Fuse-93249152 | Lateral Hardening | 13175 | 0 |  | 0 | 0
Lateral Hardening-Fuse-93249161 | Lateral Hardening | 13175 | 0 |  | 0 | 0
Lateral Hardening-Fuse-93249166 | Lateral Hardening | 13175 | 0 |  | 0 | 0
Lateral Hardening-Fuse-93249425 | Lateral Hardening | 13175 | 0 |  | 0 | 0
Lateral Hardening-Fuse-93249426 | Lateral Hardening | 13175 | 2028 |  | 0 | 2028
Lateral Hardening-Fuse-93250301 | Lateral Hardening | 13175 | 2028 |  | 0 | 2028
Lateral Hardening-Fuse-93250311 | Lateral Hardening | 13175 | 2028 |  | 0 | 2028
Lateral Hardening-Fuse-93250323 | Lateral Hardening | 13175 | 0 |  | 0 | 0
Lateral Hardening-Fuse-93250326 | Lateral Hardening | 13175 | 0 |  | 0 | 0
Lateral Hardening-Fuse-93250503 | Lateral Hardening | 13175 | 0 |  | 0 | 0
Lateral Hardening-Fuse-93250712 | Lateral Hardening | 13896 | 0 |  | 0 | 0
Lateral Hardening-Fuse-93250798 | Lateral Hardening | 13175 | 0 |  | 0 | 0
Lateral Hardening-Fuse-93251015 | Lateral Hardening | 13175 | 0 |  | 0 | 0
Lateral Hardening-Fuse-93251021 | Lateral Hardening | 13175 | 2028 |  | 0 | 2028
Lateral Hardening-Fuse-93251023 | Lateral Hardening | 13175 | 0 |  | 0 | 0
Lateral Hardening-Fuse-93251034 | Lateral Hardening | 13175 | 0 |  | 0 | 0
Lateral Hardening-Fuse-93251042 | Lateral Hardening | 13175 | 0 |  | 0 | 0
Lateral Hardening-Fuse-93251124 | Lateral Hardening | 13175 | 0 |  | 0 | 0
Lateral Hardening-Fuse-93251150 | Lateral Hardening | 13175 | 0 |  | 0 | 0
Lateral Hardening-Fuse-93251157 | Lateral Hardening | 13175 | 0 |  | 0 | 0
Lateral Hardening-Fuse-93251174 | Lateral Hardening | 13786 | 0 |  | 0 | 0
Lateral Hardening-Fuse-93251187 | Lateral Hardening | 13459 | 0 |  | 0 | 0
Lateral Hardening-Fuse-93251341 | Lateral Hardening | 13175 | 0 |  | 0 | 0
Lateral Hardening-Fuse-93251347 | Lateral Hardening | 13175 | 0 |  | 0 | 0
Lateral Hardening-Fuse-93251389 | Lateral Hardening | 13175 | 2028 |  | 0 | 2028
Lateral Hardening-Fuse-93251416 | Lateral Hardening | 13175 | 0 |  | 0 | 0
Lateral Hardening-Fuse-93251443 | Lateral Hardening | 13175 | 0 |  | 0 | 0
Lateral Hardening-Fuse-93251464 | Lateral Hardening | 13175 | 0 |  | 0 | 0
Lateral Hardening-Fuse-93251541 | Lateral Hardening | 13737 | 0 |  | 0 | 0
Lateral Hardening-Fuse-93256487 | Lateral Hardening | 13175 | 0 |  | 0 | 0
Lateral Hardening-Fuse-93256561 | Lateral Hardening | 13175 | 0 |  | 0 | 0
Lateral Hardening-Fuse-93256608 | Lateral Hardening | 13175 | 0 |  | 0 | 0
Lateral Hardening-Fuse-93256609 | Lateral Hardening | 13175 | 0 |  | 0 | 0
Lateral Hardening-Fuse-93256671 | Lateral Hardening | 13175 | 0 |  | 0 | 0
Lateral Hardening-Fuse-93256695 | Lateral Hardening | 13175 | 0 |  | 0 | 0
Lateral Hardening-Fuse-93256706 | Lateral Hardening | 13175 | 0 |  | 0 | 0
Lateral Hardening-Fuse-93256770 | Lateral Hardening | 13175 | 0 |  | 0 | 0
Lateral Hardening-Fuse-93256771 | Lateral Hardening | 13175 | 0 |  | 0 | 0
Lateral Hardening-Fuse-93256781 | Lateral Hardening | 13175 | 0 |  | 0 | 0
Lateral Hardening-Fuse-93257298 | Lateral Hardening | 13175 | 0 |  | 0 | 0
Lateral Hardening-Fuse-93257299 | Lateral Hardening | 13175 | 2028 |  | 0 | 2028
Lateral Hardening-Fuse-93257300 | Lateral Hardening | 13175 | 0 |  | 0 | 0
Lateral Hardening-Fuse-93257301 | Lateral Hardening | 13175 | 0 |  | 0 | 0
Lateral Hardening-Fuse-93257308 | Lateral Hardening | 13175 | 0 |  | 0 | 0
Lateral Hardening-Fuse-93257342 | Lateral Hardening | 13096 | 0 |  | 0 | 0
Lateral Hardening-Fuse-93257365 | Lateral Hardening | 13459 | 0 |  | 0 | 0
Lateral Hardening-Fuse-93257372 | Lateral Hardening | 13459 | 0 |  | 0 | 0
Lateral Hardening-Fuse-93257583 | Lateral Hardening | 13175 | 0 |  | 0 | 0
Lateral Hardening-Fuse-93257597 | Lateral Hardening | 13175 | 0 |  | 0 | 0
Lateral Hardening-Fuse-93257669 | Lateral Hardening | 13696 | 0 |  | 0 | 0
Lateral Hardening-Fuse-93257690 | Lateral Hardening | 13696 | 0 |  | 0 | 0
Lateral Hardening-Fuse-93258706 | Lateral Hardening | 13042 | 0 |  | 0 | 0
Lateral Hardening-Fuse-93258713 | Lateral Hardening | 13042 | 0 |  | 0 | 0
Lateral Hardening-Fuse-93258714 | Lateral Hardening | 13042 | 0 |  | 0 | 0
Lateral Hardening-Fuse-93258715 | Lateral Hardening | 13042 | 0 |  | 0 | 0
Lateral Hardening-Fuse-93259021 | Lateral Hardening | 13458 | 2026 |  | 0 | 2026
Lateral Hardening-Fuse-93259911 | Lateral Hardening | 13042 | 0 |  | 0 | 0
Lateral Hardening-Fuse-93260105 | Lateral Hardening | 13042 | 0 |  | 0 | 0
Lateral Hardening-Fuse-93260266 | Lateral Hardening | 13042 | 0 |  | 0 | 0
Lateral Hardening-Fuse-93260536 | Lateral Hardening | 13175 | 2028 |  | 0 | 2028
Lateral Hardening-Fuse-93260966 | Lateral Hardening | 13175 | 0 |  | 0 | 0
Lateral Hardening-Fuse-93260968 | Lateral Hardening | 13175 | 0 |  | 0 | 0
Lateral Hardening-Fuse-93261252 | Lateral Hardening | 13175 | 0 |  | 0 | 0
Lateral Hardening-Fuse-93262199 | Lateral Hardening | 13696 | 0 |  | 0 | 0
Lateral Hardening-Fuse-93262202 | Lateral Hardening | 13696 | 2027 |  | 0 | 2027
Lateral Hardening-Fuse-93263178 | Lateral Hardening | 13175 | 0 |  | 0 | 0
Lateral Hardening-Fuse-93263184 | Lateral Hardening | 13175 | 0 |  | 0 | 0
Lateral Hardening-Fuse-93263618 | Lateral Hardening | 13175 | 0 |  | 0 | 0
Lateral Hardening-Fuse-93263696 | Lateral Hardening | 13042 | 0 |  | 0 | 0
Lateral Hardening-Fuse-93263741 | Lateral Hardening | 13042 | 2025 |  | 0 | 2025
Lateral Hardening-Fuse-93263744 | Lateral Hardening | 13657 | 0 |  | 0 | 0
Lateral Hardening-Fuse-93263753 | Lateral Hardening | 13042 | 2025 |  | 0 | 2025
Lateral Hardening-Fuse-93263762 | Lateral Hardening | 13042 | 0 |  | 0 | 0
Lateral Hardening-Fuse-93264128 | Lateral Hardening | 13042 | 0 |  | 0 | 0
Lateral Hardening-Fuse-93264130 | Lateral Hardening | 13042 | 2025 |  | 0 | 2025
Lateral Hardening-Fuse-93264135 | Lateral Hardening | 13042 | 0 |  | 0 | 0
Lateral Hardening-Fuse-93264363 | Lateral Hardening | 13042 | 0 |  | 0 | 0
Lateral Hardening-Fuse-93264371 | Lateral Hardening | 13042 | 0 |  | 0 | 0
Lateral Hardening-Fuse-93264373 | Lateral Hardening | 13042 | 2025 |  | 0 | 2025
Lateral Hardening-Fuse-93264379 | Lateral Hardening | 13042 | 0 |  | 0 | 0
Lateral Hardening-Fuse-93264384 | Lateral Hardening | 13042 | 0 |  | 0 | 0
Lateral Hardening-Fuse-93264708 | Lateral Hardening | 13927 | 0 |  | 0 | 0
Lateral Hardening-Fuse-93265036 | Lateral Hardening | 13175 | 0 |  | 0 | 0
Lateral Hardening-Fuse-93265086 | Lateral Hardening | 13175 | 0 |  | 0 | 0
Lateral Hardening-Fuse-93265401 | Lateral Hardening | 13134 | 0 |  | 0 | 0
Lateral Hardening-Fuse-93265546 | Lateral Hardening | 13042 | 0 |  | 0 | 0
Lateral Hardening-Fuse-93265547 | Lateral Hardening | 13042 | 0 |  | 0 | 0
Lateral Hardening-Fuse-93265548 | Lateral Hardening | 13042 | 0 |  | 0 | 0
Lateral Hardening-Fuse-93265551 | Lateral Hardening | 13042 | 0 |  | 0 | 0
Lateral Hardening-Fuse-93265558 | Lateral Hardening | 13042 | 0 |  | 0 | 0
Lateral Hardening-Fuse-93266141 | Lateral Hardening | 13927 | 0 |  | 0 | 0
Lateral Hardening-Fuse-93266147 | Lateral Hardening | 13042 | 0 |  | 0 | 0
Lateral Hardening-Fuse-93266148 | Lateral Hardening | 13042 | 0 |  | 0 | 0
Lateral Hardening-Fuse-93266149 | Lateral Hardening | 13042 | 0 |  | 0 | 0
Lateral Hardening-Fuse-93266150 | Lateral Hardening | 13042 | 2025 |  | 0 | 2025
Lateral Hardening-Fuse-93266151 | Lateral Hardening | 13042 | 0 |  | 0 | 0
Lateral Hardening-Fuse-93266178 | Lateral Hardening | 13042 | 0 |  | 0 | 0
Lateral Hardening-Fuse-93266650 | Lateral Hardening | 13042 | 2025 |  | 0 | 2025
Lateral Hardening-Fuse-93266651 | Lateral Hardening | 13042 | 0 |  | 0 | 0
Lateral Hardening-Fuse-93266652 | Lateral Hardening | 13042 | 2025 |  | 0 | 2025
Lateral Hardening-Fuse-93266654 | Lateral Hardening | 13042 | 2025 |  | 0 | 2025
Lateral Hardening-Fuse-93266655 | Lateral Hardening | 13042 | 0 |  | 0 | 0
Lateral Hardening-Fuse-93267054 | Lateral Hardening | 13838 | 0 |  | 0 | 0
Lateral Hardening-Fuse-93267093 | Lateral Hardening | 13042 | 0 |  | 0 | 0
Lateral Hardening-Fuse-93267096 | Lateral Hardening | 13042 | 0 |  | 0 | 0
Lateral Hardening-Fuse-93267097 | Lateral Hardening | 13576 | 0 |  | 0 | 0
Lateral Hardening-Fuse-93267100 | Lateral Hardening | 13042 | 0 |  | 0 | 0
Lateral Hardening-Fuse-93267156 | Lateral Hardening | 13042 | 0 |  | 0 | 0
Lateral Hardening-Fuse-93267158 | Lateral Hardening | 13042 | 2025 |  | 0 | 2025
Lateral Hardening-Fuse-93267230 | Lateral Hardening | 13122 | 0 |  | 0 | 0
Lateral Hardening-Fuse-93267412 | Lateral Hardening | 13687 | 0 |  | 0 | 0
Lateral Hardening-Fuse-93267541 | Lateral Hardening | 13042 | 0 |  | 0 | 0
Lateral Hardening-Fuse-93267564 | Lateral Hardening | 13042 | 0 |  | 0 | 0
Lateral Hardening-Fuse-93267926 | Lateral Hardening | 13042 | 2025 |  | 0 | 2025
Lateral Hardening-Fuse-93267927 | Lateral Hardening | 13042 | 0 |  | 0 | 0
Lateral Hardening-Fuse-93268321 | Lateral Hardening | 13962 | 0 |  | 0 | 0
Lateral Hardening-Fuse-93268644 | Lateral Hardening | 13175 | 0 |  | 0 | 0
Lateral Hardening-Fuse-93268645 | Lateral Hardening | 13175 | 2028 |  | 0 | 2028
Lateral Hardening-Fuse-93268649 | Lateral Hardening | 13175 | 0 |  | 0 | 0
Lateral Hardening-Fuse-93268801 | Lateral Hardening | 13068 | 0 |  | 0 | 0
Lateral Hardening-Fuse-93269400 | Lateral Hardening | 13080 | 0 |  | 0 | 0
Lateral Hardening-Fuse-93269416 | Lateral Hardening | 13080 | 0 |  | 0 | 0
Lateral Hardening-Fuse-93269420 | Lateral Hardening | 13080 | 0 |  | 0 | 0
Lateral Hardening-Fuse-93269474 | Lateral Hardening | 13080 | 0 |  | 0 | 0
Lateral Hardening-Fuse-93269479 | Lateral Hardening | 13080 | 0 |  | 0 | 0
Lateral Hardening-Fuse-93269486 | Lateral Hardening | 13080 | 0 |  | 0 | 0
Lateral Hardening-Fuse-93269555 | Lateral Hardening | 13110 | 2029 |  | 0 | 2029
Lateral Hardening-Fuse-93269743 | Lateral Hardening | 13124 | 0 |  | 0 | 0
Lateral Hardening-Fuse-93269874 | Lateral Hardening | 13080 | 0 |  | 0 | 0
Lateral Hardening-Fuse-93269996 | Lateral Hardening | 13080 | 0 |  | 0 | 0
Lateral Hardening-Fuse-93270000 | Lateral Hardening | 13080 | 0 |  | 0 | 0
Lateral Hardening-Fuse-93270495 | Lateral Hardening | 13303 | 0 |  | 0 | 0
Lateral Hardening-Fuse-93270864 | Lateral Hardening | 13256 | 0 |  | 0 | 0
Lateral Hardening-Fuse-93271080 | Lateral Hardening | 13820 | 2025 |  | 0 | 2025
Lateral Hardening-Fuse-93271393 | Lateral Hardening | 13080 | 0 |  | 0 | 0
Lateral Hardening-Fuse-93271409 | Lateral Hardening | 13080 | 0 |  | 0 | 0
Lateral Hardening-Fuse-93271417 | Lateral Hardening | 13080 | 0 |  | 0 | 0
Lateral Hardening-Fuse-93271592 | Lateral Hardening | 13820 | 2025 |  | 0 | 2025
Lateral Hardening-Fuse-93271595 | Lateral Hardening | 13820 | 0 |  | 0 | 0
Lateral Hardening-Fuse-93271609 | Lateral Hardening | 13820 | 0 |  | 0 | 0
Lateral Hardening-Fuse-93271610 | Lateral Hardening | 13820 | 0 |  | 0 | 0
Lateral Hardening-Fuse-93271611 | Lateral Hardening | 13820 | 2025 |  | 0 | 2025
Lateral Hardening-Fuse-93271925 | Lateral Hardening | 13080 | 0 |  | 0 | 0
Lateral Hardening-Fuse-93271971 | Lateral Hardening | 13080 | 0 |  | 0 | 0
Lateral Hardening-Fuse-93271978 | Lateral Hardening | 13080 | 0 |  | 0 | 0
Lateral Hardening-Fuse-93272134 | Lateral Hardening | 13027 | 0 |  | 0 | 0
Lateral Hardening-Fuse-93272182 | Lateral Hardening | 13027 | 0 |  | 0 | 0
Lateral Hardening-Fuse-93272222 | Lateral Hardening | 13390 | 0 |  | 0 | 0
Lateral Hardening-Fuse-93272240 | Lateral Hardening | 13243 | 0 |  | 0 | 0
Lateral Hardening-Fuse-93272251 | Lateral Hardening | 13080 | 0 |  | 0 | 0
Lateral Hardening-Fuse-93272288 | Lateral Hardening | 13080 | 0 |  | 0 | 0
Lateral Hardening-Fuse-93272293 | Lateral Hardening | 13080 | 0 |  | 0 | 0
Lateral Hardening-Fuse-93273139 | Lateral Hardening | 13815 | 0 |  | 0 | 0
Lateral Hardening-Fuse-93273343 | Lateral Hardening | 13213 | 0 |  | 0 | 0
Lateral Hardening-Fuse-93274060 | Lateral Hardening | 13213 | 0 |  | 0 | 0
Lateral Hardening-Fuse-93274073 | Lateral Hardening | 13213 | 2027 |  | 0 | 2027
Lateral Hardening-Fuse-93274089 | Lateral Hardening | 13213 | 0 |  | 0 | 0
Lateral Hardening-Fuse-93274093 | Lateral Hardening | 13213 | 0 |  | 0 | 0
Lateral Hardening-Fuse-93274635 | Lateral Hardening | 13243 | 0 |  | 0 | 0
Lateral Hardening-Fuse-93274681 | Lateral Hardening | 13080 | 0 |  | 0 | 0
Lateral Hardening-Fuse-93274895 | Lateral Hardening | 13687 | 0 |  | 0 | 0
Lateral Hardening-Fuse-93275113 | Lateral Hardening | 13080 | 2026 |  | 0 | 2026
Lateral Hardening-Fuse-93275169 | Lateral Hardening | 13005 | 0 |  | 0 | 0
Lateral Hardening-Fuse-93275253 | Lateral Hardening | 13330 | 2025 |  | 0 | 2025
Lateral Hardening-Fuse-93275764 | Lateral Hardening | 13213 | 0 |  | 0 | 0
Lateral Hardening-Fuse-93275780 | Lateral Hardening | 13213 | 0 |  | 0 | 0
Lateral Hardening-Fuse-93275795 | Lateral Hardening | 13213 | 0 |  | 0 | 0
Lateral Hardening-Fuse-93275810 | Lateral Hardening | 13213 | 0 |  | 0 | 0
Lateral Hardening-Fuse-93276010 | Lateral Hardening | 13213 | 0 |  | 0 | 0
Lateral Hardening-Fuse-93276012 | Lateral Hardening | 13213 | 0 |  | 0 | 0
Lateral Hardening-Fuse-93276195 | Lateral Hardening | 13124 | 0 |  | 0 | 0
Lateral Hardening-Fuse-93276295 | Lateral Hardening | 13213 | 0 |  | 0 | 0
Lateral Hardening-Fuse-93276296 | Lateral Hardening | 13213 | 0 |  | 0 | 0
Lateral Hardening-Fuse-93276297 | Lateral Hardening | 13213 | 2027 |  | 0 | 2027
Lateral Hardening-Fuse-93276298 | Lateral Hardening | 13213 | 0 |  | 0 | 0
Lateral Hardening-Fuse-93276505 | Lateral Hardening | 13213 | 0 |  | 0 | 0
Lateral Hardening-Fuse-93276506 | Lateral Hardening | 13213 | 0 |  | 0 | 0
Lateral Hardening-Fuse-93276507 | Lateral Hardening | 13213 | 2027 |  | 0 | 2027
Lateral Hardening-Fuse-93276647 | Lateral Hardening | 13213 | 0 |  | 0 | 0
Lateral Hardening-Fuse-93276653 | Lateral Hardening | 13213 | 0 |  | 0 | 0
Lateral Hardening-Fuse-93276661 | Lateral Hardening | 13213 | 0 |  | 0 | 0
Lateral Hardening-Fuse-93276667 | Lateral Hardening | 13213 | 0 |  | 0 | 0
Lateral Hardening-Fuse-93276673 | Lateral Hardening | 13213 | 0 |  | 0 | 0
Lateral Hardening-Fuse-93276687 | Lateral Hardening | 13213 | 2027 |  | 0 | 2027
Lateral Hardening-Fuse-93276688 | Lateral Hardening | 13213 | 0 |  | 0 | 0
Lateral Hardening-Fuse-93276689 | Lateral Hardening | 13213 | 0 |  | 0 | 0
Lateral Hardening-Fuse-93276849 | Lateral Hardening | 13213 | 0 |  | 0 | 0
Lateral Hardening-Fuse-93276850 | Lateral Hardening | 13213 | 0 |  | 0 | 0
Lateral Hardening-Fuse-93276853 | Lateral Hardening | 13213 | 0 |  | 0 | 0
Lateral Hardening-Fuse-93276854 | Lateral Hardening | 13213 | 2027 |  | 0 | 2027
Lateral Hardening-Fuse-93277035 | Lateral Hardening | 13213 | 2027 |  | 0 | 2027
Lateral Hardening-Fuse-93277099 | Lateral Hardening | 13213 | 0 |  | 0 | 0
Lateral Hardening-Fuse-93277125 | Lateral Hardening | 13213 | 0 |  | 0 | 0
Lateral Hardening-Fuse-93277134 | Lateral Hardening | 13213 | 0 |  | 0 | 0
Lateral Hardening-Fuse-93277166 | Lateral Hardening | 13213 | 0 |  | 0 | 0
Lateral Hardening-Fuse-93277181 | Lateral Hardening | 13213 | 0 |  | 0 | 0
Lateral Hardening-Fuse-93277182 | Lateral Hardening | 13213 | 0 |  | 0 | 0
Lateral Hardening-Fuse-93277185 | Lateral Hardening | 13213 | 0 |  | 0 | 0
Lateral Hardening-Fuse-93277263 | Lateral Hardening | 13213 | 0 |  | 0 | 0
Lateral Hardening-Fuse-93277276 | Lateral Hardening | 13213 | 0 |  | 0 | 0
Lateral Hardening-Fuse-93277393 | Lateral Hardening | 13213 | 0 |  | 0 | 0
Lateral Hardening-Fuse-93277394 | Lateral Hardening | 13329 | 0 |  | 0 | 0
Lateral Hardening-Fuse-93277400 | Lateral Hardening | 13213 | 0 |  | 0 | 0
Lateral Hardening-Fuse-93277415 | Lateral Hardening | 13213 | 0 |  | 0 | 0
Lateral Hardening-Fuse-93277440 | Lateral Hardening | 13213 | 2027 |  | 0 | 2027
Lateral Hardening-Fuse-93277442 | Lateral Hardening | 13213 | 0 |  | 0 | 0
Lateral Hardening-Fuse-93277466 | Lateral Hardening | 13329 | 0 |  | 0 | 0
Lateral Hardening-Fuse-93277516 | Lateral Hardening | 13213 | 0 |  | 0 | 0
Lateral Hardening-Fuse-93277788 | Lateral Hardening | 13213 | 0 |  | 0 | 0
Lateral Hardening-Fuse-93278066 | Lateral Hardening | 13213 | 0 |  | 0 | 0
Lateral Hardening-Fuse-93278067 | Lateral Hardening | 13213 | 0 |  | 0 | 0
Lateral Hardening-Fuse-93278086 | Lateral Hardening | 13213 | 0 |  | 0 | 0
Lateral Hardening-Fuse-93278510 | Lateral Hardening | 13213 | 0 |  | 0 | 0
Lateral Hardening-Fuse-93278600 | Lateral Hardening | 13213 | 2027 |  | 0 | 2027
Lateral Hardening-Fuse-93278601 | Lateral Hardening | 13213 | 0 |  | 0 | 0
Lateral Hardening-Fuse-93278602 | Lateral Hardening | 13213 | 0 |  | 0 | 0
Lateral Hardening-Fuse-93278987 | Lateral Hardening | 13213 | 0 |  | 0 | 0
Lateral Hardening-Fuse-93279079 | Lateral Hardening | 13213 | 0 |  | 0 | 0
Lateral Hardening-Fuse-93279099 | Lateral Hardening | 13213 | 0 |  | 0 | 0
Lateral Hardening-Fuse-93279439 | Lateral Hardening | 13213 | 0 |  | 0 | 0
Lateral Hardening-Fuse-93279758 | Lateral Hardening | 13213 | 0 |  | 0 | 0
Lateral Hardening-Fuse-93279762 | Lateral Hardening | 13213 | 2027 |  | 0 | 2027
Lateral Hardening-Fuse-93279763 | Lateral Hardening | 13213 | 0 |  | 0 | 0
Lateral Hardening-Fuse-93279765 | Lateral Hardening | 13213 | 0 |  | 0 | 0
Lateral Hardening-Fuse-93279849 | Lateral Hardening | 13213 | 2027 |  | 0 | 2027
Lateral Hardening-Fuse-93279862 | Lateral Hardening | 13213 | 0 |  | 0 | 0
Lateral Hardening-Fuse-93279980 | Lateral Hardening | 13230 | 2021 |  | 0 | 2021
Lateral Hardening-Fuse-93280030 | Lateral Hardening | 13042 | 0 |  | 0 | 0
Lateral Hardening-Fuse-93280050 | Lateral Hardening | 13042 | 0 |  | 0 | 0
Lateral Hardening-Fuse-93280057 | Lateral Hardening | 13213 | 0 |  | 0 | 0
Lateral Hardening-Fuse-93280058 | Lateral Hardening | 13213 | 0 |  | 0 | 0
Lateral Hardening-Fuse-93280095 | Lateral Hardening | 13213 | 0 |  | 0 | 0
Lateral Hardening-Fuse-93280104 | Lateral Hardening | 13213 | 0 |  | 0 | 0
Lateral Hardening-Fuse-93280312 | Lateral Hardening | 13213 | 0 |  | 0 | 0
Lateral Hardening-Fuse-93280753 | Lateral Hardening | 13213 | 0 |  | 0 | 0
Lateral Hardening-Fuse-93281804 | Lateral Hardening | 13431 | 2023 |  | 0 | 2023
Lateral Hardening-Fuse-93282480 | Lateral Hardening | 13351 | 2023 |  | 0 | 2023
Lateral Hardening-Fuse-93283126 | Lateral Hardening | 13351 | 0 |  | 0 | 0
Lateral Hardening-Fuse-93283131 | Lateral Hardening | 13754 | 0 |  | 0 | 0
Lateral Hardening-Fuse-93283243 | Lateral Hardening | 13351 | 2023 |  | 0 | 2023
Lateral Hardening-Fuse-93283244 | Lateral Hardening | 13351 | 2023 |  | 0 | 2023
Lateral Hardening-Fuse-93283449 | Lateral Hardening | 13354 | 0 |  | 0 | 0
Lateral Hardening-Fuse-93283471 | Lateral Hardening | 14025 | 0 |  | 0 | 0
Lateral Hardening-Fuse-93283693 | Lateral Hardening | 13351 | 0 |  | 0 | 0
Lateral Hardening-Fuse-93283733 | Lateral Hardening | 13351 | 2023 |  | 0 | 2023
Lateral Hardening-Fuse-93283735 | Lateral Hardening | 13351 | 2023 |  | 0 | 2023
Lateral Hardening-Fuse-93283740 | Lateral Hardening | 13351 | 2023 |  | 0 | 2023
Lateral Hardening-Fuse-93284371 | Lateral Hardening | 13808 | 0 |  | 0 | 0
Lateral Hardening-Fuse-93284372 | Lateral Hardening | 13808 | 0 |  | 0 | 0
Lateral Hardening-Fuse-93284456 | Lateral Hardening | 13808 | 0 |  | 0 | 0
Lateral Hardening-Fuse-93284463 | Lateral Hardening | 13808 | 0 |  | 0 | 0
Lateral Hardening-Fuse-93285246 | Lateral Hardening | 13351 | 0 |  | 0 | 0
Lateral Hardening-Fuse-93285295 | Lateral Hardening | 13656 | 0 |  | 0 | 0
Lateral Hardening-Fuse-93285960 | Lateral Hardening | 13754 | 0 |  | 0 | 0
Lateral Hardening-Fuse-93287348 | Lateral Hardening | 13786 | 0 |  | 0 | 0
Lateral Hardening-Fuse-93287380 | Lateral Hardening | 13112 | 0 |  | 0 | 0
Lateral Hardening-Fuse-93287382 | Lateral Hardening | 13112 | 2028 |  | 0 | 2028
Lateral Hardening-Fuse-93287628 | Lateral Hardening | 13175 | 0 |  | 0 | 0
Lateral Hardening-Fuse-93288108 | Lateral Hardening | 13213 | 0 |  | 0 | 0
Lateral Hardening-Fuse-93288405 | Lateral Hardening | 13242 | 0 |  | 0 | 0
Lateral Hardening-Fuse-93288706 | Lateral Hardening | 13175 | 0 |  | 0 | 0
Lateral Hardening-Fuse-93290180 | Lateral Hardening | 13213 | 0 |  | 0 | 0
Lateral Hardening-Fuse-93290475 | Lateral Hardening | 13808 | 2027 |  | 0 | 2027
Lateral Hardening-Fuse-93290656 | Lateral Hardening | 13808 | 0 |  | 0 | 0
Lateral Hardening-Fuse-93290657 | Lateral Hardening | 13808 | 2027 |  | 0 | 2027
Lateral Hardening-Fuse-93290791 | Lateral Hardening | 13808 | 2027 |  | 0 | 2027
Lateral Hardening-Fuse-93291319 | Lateral Hardening | 13808 | 0 |  | 0 | 0
Lateral Hardening-Fuse-93291320 | Lateral Hardening | 13808 | 2027 |  | 0 | 2027
Lateral Hardening-Fuse-93292364 | Lateral Hardening | 13786 | 0 |  | 0 | 0
Lateral Hardening-Fuse-93292955 | Lateral Hardening | 14356 | 2026 |  | 0 | 2026
Lateral Hardening-Fuse-93293312 | Lateral Hardening | 13042 | 0 |  | 0 | 0
Lateral Hardening-Fuse-93293569 | Lateral Hardening | 13808 | 0 |  | 0 | 0
Lateral Hardening-Fuse-93293572 | Lateral Hardening | 13808 | 0 |  | 0 | 0
Lateral Hardening-Fuse-93294106 | Lateral Hardening | 13808 | 0 |  | 0 | 0
Lateral Hardening-Fuse-93294108 | Lateral Hardening | 13808 | 0 |  | 0 | 0
Lateral Hardening-Fuse-93294112 | Lateral Hardening | 13808 | 0 |  | 0 | 0
Lateral Hardening-Fuse-93294117 | Lateral Hardening | 13808 | 0 |  | 0 | 0
Lateral Hardening-Fuse-93294488 | Lateral Hardening | 13808 | 0 |  | 0 | 0
Lateral Hardening-Fuse-93294566 | Lateral Hardening | 13213 | 0 |  | 0 | 0
Lateral Hardening-Fuse-93294923 | Lateral Hardening | 13808 | 0 |  | 0 | 0
Lateral Hardening-Fuse-93294933 | Lateral Hardening | 13808 | 0 |  | 0 | 0
Lateral Hardening-Fuse-93294943 | Lateral Hardening | 13808 | 0 |  | 0 | 0
Lateral Hardening-Fuse-93294946 | Lateral Hardening | 13808 | 0 |  | 0 | 0
Lateral Hardening-Fuse-93294952 | Lateral Hardening | 13808 | 0 |  | 0 | 0
Lateral Hardening-Fuse-93295124 | Lateral Hardening | 13043 | 2025 |  | 0 | 2025
Lateral Hardening-Fuse-93295548 | Lateral Hardening | 13808 | 0 |  | 0 | 0
Lateral Hardening-Fuse-93295549 | Lateral Hardening | 13808 | 0 |  | 0 | 0
Lateral Hardening-Fuse-93295550 | Lateral Hardening | 13808 | 0 |  | 0 | 0
Lateral Hardening-Fuse-93295555 | Lateral Hardening | 13808 | 0 |  | 0 | 0
Lateral Hardening-Fuse-93296007 | Lateral Hardening | 13808 | 0 |  | 0 | 0
Lateral Hardening-Fuse-93296008 | Lateral Hardening | 13808 | 0 |  | 0 | 0
Lateral Hardening-Fuse-93296041 | Lateral Hardening | 13808 | 0 |  | 0 | 0
Lateral Hardening-Fuse-93296475 | Lateral Hardening | 13808 | 0 |  | 0 | 0
Lateral Hardening-Fuse-93296481 | Lateral Hardening | 13808 | 0 |  | 0 | 0
Lateral Hardening-Fuse-93296485 | Lateral Hardening | 13808 | 0 |  | 0 | 0
Lateral Hardening-Fuse-93296491 | Lateral Hardening | 13808 | 0 |  | 0 | 0
Lateral Hardening-Fuse-93296499 | Lateral Hardening | 13786 | 0 |  | 0 | 0
Lateral Hardening-Fuse-93296501 | Lateral Hardening | 13808 | 0 |  | 0 | 0
Lateral Hardening-Fuse-93296518 | Lateral Hardening | 13808 | 2027 |  | 0 | 2027
Lateral Hardening-Fuse-93296673 | Lateral Hardening | 13808 | 0 |  | 0 | 0
Lateral Hardening-Fuse-93296727 | Lateral Hardening | 13808 | 0 |  | 0 | 0
Lateral Hardening-Fuse-93296789 | Lateral Hardening | 13214 | 0 |  | 0 | 0
Lateral Hardening-Fuse-93297023 | Lateral Hardening | 13808 | 0 |  | 0 | 0
Lateral Hardening-Fuse-93297034 | Lateral Hardening | 13808 | 2027 |  | 0 | 2027
Lateral Hardening-Fuse-93297080 | Lateral Hardening | 13414 | 0 |  | 0 | 0
Lateral Hardening-Fuse-93297123 | Lateral Hardening | 13359 | 2029 |  | 0 | 2029
Lateral Hardening-Fuse-93297124 | Lateral Hardening | 13808 | 0 |  | 0 | 0
Lateral Hardening-Fuse-93297153 | Lateral Hardening | 13808 | 0 |  | 0 | 0
Lateral Hardening-Fuse-93297158 | Lateral Hardening | 13808 | 0 |  | 0 | 0
Lateral Hardening-Fuse-93297169 | Lateral Hardening | 13808 | 0 |  | 0 | 0
Lateral Hardening-Fuse-93297513 | Lateral Hardening | 13808 | 0 |  | 0 | 0
Lateral Hardening-Fuse-93297675 | Lateral Hardening | 13808 | 0 |  | 0 | 0
Lateral Hardening-Fuse-93297691 | Lateral Hardening | 13808 | 0 |  | 0 | 0
Lateral Hardening-Fuse-93297706 | Lateral Hardening | 13808 | 0 |  | 0 | 0
Lateral Hardening-Fuse-93297833 | Lateral Hardening | 13808 | 0 |  | 0 | 0
Lateral Hardening-Fuse-93297834 | Lateral Hardening | 13808 | 0 |  | 0 | 0
Lateral Hardening-Fuse-93297896 | Lateral Hardening | 13172 | 0 |  | 0 | 0
Lateral Hardening-Fuse-93297989 | Lateral Hardening | 13520 | 0 |  | 0 | 0
Lateral Hardening-Fuse-93298492 | Lateral Hardening | 13808 | 0 |  | 0 | 0
Lateral Hardening-Fuse-93298791 | Lateral Hardening | 13808 | 0 |  | 0 | 0
Lateral Hardening-Fuse-93299112 | Lateral Hardening | 13808 | 0 |  | 0 | 0
Lateral Hardening-Fuse-93299113 | Lateral Hardening | 13808 | 0 |  | 0 | 0
Lateral Hardening-Fuse-93299114 | Lateral Hardening | 13808 | 0 |  | 0 | 0
Lateral Hardening-Fuse-93299169 | Lateral Hardening | 13808 | 0 |  | 0 | 0
Lateral Hardening-Fuse-93299173 | Lateral Hardening | 13808 | 0 |  | 0 | 0
Lateral Hardening-Fuse-93299174 | Lateral Hardening | 13808 | 0 |  | 0 | 0
Lateral Hardening-Fuse-93299190 | Lateral Hardening | 13808 | 0 |  | 0 | 0
Lateral Hardening-Fuse-93299419 | Lateral Hardening | 13808 | 0 |  | 0 | 0
Lateral Hardening-Fuse-93299434 | Lateral Hardening | 13808 | 0 |  | 0 | 0
Lateral Hardening-Fuse-93299443 | Lateral Hardening | 13808 | 0 |  | 0 | 0
Lateral Hardening-Fuse-93299652 | Lateral Hardening | 13808 | 0 |  | 0 | 0
Lateral Hardening-Fuse-93299664 | Lateral Hardening | 13808 | 0 |  | 0 | 0
Lateral Hardening-Fuse-93299665 | Lateral Hardening | 13808 | 0 |  | 0 | 0
Lateral Hardening-Fuse-93300001 | Lateral Hardening | 13036 | 0 |  | 0 | 0
Lateral Hardening-Fuse-93300017 | Lateral Hardening | 13236 | 0 |  | 0 | 0
Lateral Hardening-Fuse-93300035 | Lateral Hardening | 13236 | 2029 |  | 0 | 2029
Lateral Hardening-Fuse-93300044 | Lateral Hardening | 13236 | 0 |  | 0 | 0
Lateral Hardening-Fuse-93300228 | Lateral Hardening | 13808 | 0 |  | 0 | 0
Lateral Hardening-Fuse-93300229 | Lateral Hardening | 13808 | 0 |  | 0 | 0
Lateral Hardening-Fuse-93300239 | Lateral Hardening | 13808 | 0 |  | 0 | 0
Lateral Hardening-Fuse-93300319 | Lateral Hardening | 13808 | 0 |  | 0 | 0
Lateral Hardening-Fuse-93300320 | Lateral Hardening | 13808 | 0 |  | 0 | 0
Lateral Hardening-Fuse-93300321 | Lateral Hardening | 13808 | 0 |  | 0 | 0
Lateral Hardening-Fuse-93300410 | Lateral Hardening | 13808 | 0 |  | 0 | 0
Lateral Hardening-Fuse-93300462 | Lateral Hardening | 13808 | 0 |  | 0 | 0
Lateral Hardening-Fuse-93300469 | Lateral Hardening | 13808 | 0 |  | 0 | 0
Lateral Hardening-Fuse-93300472 | Lateral Hardening | 13808 | 0 |  | 0 | 0
Lateral Hardening-Fuse-93300554 | Lateral Hardening | 13808 | 0 |  | 0 | 0
Lateral Hardening-Fuse-93300555 | Lateral Hardening | 13808 | 0 |  | 0 | 0
Lateral Hardening-Fuse-93300556 | Lateral Hardening | 13808 | 0 |  | 0 | 0
Lateral Hardening-Fuse-93300734 | Lateral Hardening | 13236 | 0 |  | 0 | 0
Lateral Hardening-Fuse-93300748 | Lateral Hardening | 13236 | 0 |  | 0 | 0
Lateral Hardening-Fuse-93301246 | Lateral Hardening | 13808 | 0 |  | 0 | 0
Lateral Hardening-Fuse-93301249 | Lateral Hardening | 13808 | 0 |  | 0 | 0
Lateral Hardening-Fuse-93301251 | Lateral Hardening | 13808 | 0 |  | 0 | 0
Lateral Hardening-Fuse-93301252 | Lateral Hardening | 13808 | 2027 |  | 0 | 2027
Lateral Hardening-Fuse-93301253 | Lateral Hardening | 13808 | 0 |  | 0 | 0
Lateral Hardening-Fuse-93301256 | Lateral Hardening | 13808 | 0 |  | 0 | 0
Lateral Hardening-Fuse-93301648 | Lateral Hardening | 13808 | 0 |  | 0 | 0
Lateral Hardening-Fuse-93301769 | Lateral Hardening | 13808 | 0 |  | 0 | 0
Lateral Hardening-Fuse-93301772 | Lateral Hardening | 13808 | 0 |  | 0 | 0
Lateral Hardening-Fuse-93301794 | Lateral Hardening | 13808 | 0 |  | 0 | 0
Lateral Hardening-Fuse-93301795 | Lateral Hardening | 13808 | 0 |  | 0 | 0
Lateral Hardening-Fuse-93301805 | Lateral Hardening | 13808 | 0 |  | 0 | 0
Lateral Hardening-Fuse-93301854 | Lateral Hardening | 13808 | 0 |  | 0 | 0
Lateral Hardening-Fuse-93301857 | Lateral Hardening | 13962 | 0 |  | 0 | 0
Lateral Hardening-Fuse-93301941 | Lateral Hardening | 13808 | 0 |  | 0 | 0
Lateral Hardening-Fuse-93301944 | Lateral Hardening | 13808 | 2027 |  | 0 | 2027
Lateral Hardening-Fuse-93301954 | Lateral Hardening | 13808 | 0 |  | 0 | 0
Lateral Hardening-Fuse-93301955 | Lateral Hardening | 13808 | 0 |  | 0 | 0
Lateral Hardening-Fuse-93301980 | Lateral Hardening | 13808 | 0 |  | 0 | 0
Lateral Hardening-Fuse-93302143 | Lateral Hardening | 13808 | 0 |  | 0 | 0
Lateral Hardening-Fuse-93302216 | Lateral Hardening | 13808 | 0 |  | 0 | 0
Lateral Hardening-Fuse-93302323 | Lateral Hardening | 13088 | 0 |  | 0 | 0
Lateral Hardening-Fuse-93303079 | Lateral Hardening | 13471 | 0 |  | 0 | 0
Lateral Hardening-Fuse-93304169 | Lateral Hardening | 13808 | 0 |  | 0 | 0
Lateral Hardening-Fuse-93304171 | Lateral Hardening | 13808 | 2027 |  | 0 | 2027
Lateral Hardening-Fuse-93304338 | Lateral Hardening | 13808 | 0 |  | 0 | 0
Lateral Hardening-Fuse-93304340 | Lateral Hardening | 13808 | 0 |  | 0 | 0
Lateral Hardening-Fuse-93304341 | Lateral Hardening | 13808 | 0 |  | 0 | 0
Lateral Hardening-Fuse-93306372 | Lateral Hardening | 13808 | 0 |  | 0 | 0
Lateral Hardening-Fuse-93306466 | Lateral Hardening | 13808 | 0 |  | 0 | 0
Lateral Hardening-Fuse-93308361 | Lateral Hardening | 13808 | 0 |  | 0 | 0
Lateral Hardening-Fuse-93309854 | Lateral Hardening | 13865 | 0 |  | 0 | 0
Lateral Hardening-Fuse-93309902 | Lateral Hardening | 13308 | 0 |  | 0 | 0
Lateral Hardening-Fuse-93310077 | Lateral Hardening | 13808 | 0 |  | 0 | 0
Lateral Hardening-Fuse-93310101 | Lateral Hardening | 13174 | 2021 |  | 0 | 2021
Lateral Hardening-Fuse-93311316 | Lateral Hardening | 13808 | 0 |  | 0 | 0
Lateral Hardening-Fuse-93311317 | Lateral Hardening | 13808 | 0 |  | 0 | 0
Lateral Hardening-Fuse-93311332 | Lateral Hardening | 13808 | 0 |  | 0 | 0
Lateral Hardening-Fuse-93311529 | Lateral Hardening | 13808 | 0 |  | 0 | 0
Lateral Hardening-Fuse-93311698 | Lateral Hardening | 13808 | 0 |  | 0 | 0
Lateral Hardening-Fuse-93311969 | Lateral Hardening | 13808 | 0 |  | 0 | 0
Lateral Hardening-Fuse-93311972 | Lateral Hardening | 13808 | 0 |  | 0 | 0
Lateral Hardening-Fuse-93311982 | Lateral Hardening | 13808 | 0 |  | 0 | 0
Lateral Hardening-Fuse-93311983 | Lateral Hardening | 13808 | 0 |  | 0 | 0
Lateral Hardening-Fuse-93312500 | Lateral Hardening | 13303 | 0 |  | 0 | 0
Lateral Hardening-Fuse-93313105 | Lateral Hardening | 13174 | 0 |  | 0 | 0
Lateral Hardening-Fuse-93313335 | Lateral Hardening | 13889 | 0 |  | 0 | 0
Lateral Hardening-Fuse-93313341 | Lateral Hardening | 13813 | 0 |  | 0 | 0
Lateral Hardening-Fuse-93313405 | Lateral Hardening | 13130 | 0 |  | 0 | 0
Lateral Hardening-Fuse-93313654 | Lateral Hardening | 13889 | 0 |  | 0 | 0
Lateral Hardening-Fuse-93314627 | Lateral Hardening | 13889 | 0 |  | 0 | 0
Lateral Hardening-Fuse-93314697 | Lateral Hardening | 13303 | 0 |  | 0 | 0
Lateral Hardening-Fuse-93314910 | Lateral Hardening | 13889 | 2025 |  | 0 | 2025
Lateral Hardening-Fuse-93316211 | Lateral Hardening | 13723 | 2024 |  | 0 | 2024
Lateral Hardening-Fuse-93316218 | Lateral Hardening | 13723 | 2024 |  | 0 | 2024
Lateral Hardening-Fuse-93316437 | Lateral Hardening | 13723 | 0 |  | 0 | 0
Lateral Hardening-Fuse-93316447 | Lateral Hardening | 13723 | 0 |  | 0 | 0
Lateral Hardening-Fuse-93316848 | Lateral Hardening | 13365 | 0 |  | 0 | 0
Lateral Hardening-Fuse-93316868 | Lateral Hardening | 13365 | 0 |  | 0 | 0
Lateral Hardening-Fuse-93316885 | Lateral Hardening | 13723 | 0 |  | 0 | 0
Lateral Hardening-Fuse-93316942 | Lateral Hardening | 13723 | 0 |  | 0 | 0
Lateral Hardening-Fuse-93317604 | Lateral Hardening | 13146 | 0 |  | 0 | 0
Lateral Hardening-Fuse-93317635 | Lateral Hardening | 13723 | 0 |  | 0 | 0
Lateral Hardening-Fuse-93317636 | Lateral Hardening | 13723 | 0 |  | 0 | 0
Lateral Hardening-Fuse-93317809 | Lateral Hardening | 13158 | 2021 |  | 0 | 2021
Lateral Hardening-Fuse-93318206 | Lateral Hardening | 13723 | 0 |  | 0 | 0
Lateral Hardening-Fuse-93318211 | Lateral Hardening | 13723 | 0 |  | 0 | 0
Lateral Hardening-Fuse-93318218 | Lateral Hardening | 13723 | 0 |  | 0 | 0
Lateral Hardening-Fuse-93318795 | Lateral Hardening | 13061 | 0 |  | 0 | 0
Lateral Hardening-Fuse-93320236 | Lateral Hardening | 13723 | 0 |  | 0 | 0
Lateral Hardening-Fuse-93320239 | Lateral Hardening | 13723 | 0 |  | 0 | 0
Lateral Hardening-Fuse-93320240 | Lateral Hardening | 13723 | 0 |  | 0 | 0
Lateral Hardening-Fuse-93320346 | Lateral Hardening | 13723 | 0 |  | 0 | 0
Lateral Hardening-Fuse-93320544 | Lateral Hardening | 13221 | 0 |  | 0 | 0
Lateral Hardening-Fuse-93320943 | Lateral Hardening | 13723 | 0 |  | 0 | 0
Lateral Hardening-Fuse-93320975 | Lateral Hardening | 13723 | 0 |  | 0 | 0
Lateral Hardening-Fuse-93320983 | Lateral Hardening | 13723 | 0 |  | 0 | 0
Lateral Hardening-Fuse-93321091 | Lateral Hardening | 13723 | 0 |  | 0 | 0
Lateral Hardening-Fuse-93321406 | Lateral Hardening | 13836 | 2021 |  | 0 | 2021
Lateral Hardening-Fuse-93322497 | Lateral Hardening | 13723 | 0 |  | 0 | 0
Lateral Hardening-Fuse-93322501 | Lateral Hardening | 13723 | 0 |  | 0 | 0
Lateral Hardening-Fuse-93323013 | Lateral Hardening | 13723 | 2024 |  | 0 | 2024
Lateral Hardening-Fuse-93323069 | Lateral Hardening | 13723 | 0 |  | 0 | 0
Lateral Hardening-Fuse-93323191 | Lateral Hardening | 13723 | 0 |  | 0 | 0
Lateral Hardening-Fuse-93323506 | Lateral Hardening | 13723 | 0 |  | 0 | 0
Lateral Hardening-Fuse-93323526 | Lateral Hardening | 13723 | 0 |  | 0 | 0
Lateral Hardening-Fuse-93323630 | Lateral Hardening | 13723 | 2024 |  | 0 | 2024
Lateral Hardening-Fuse-93323795 | Lateral Hardening | 13723 | 0 |  | 0 | 0
Lateral Hardening-Fuse-93323797 | Lateral Hardening | 13723 | 0 |  | 0 | 0
Lateral Hardening-Fuse-93323813 | Lateral Hardening | 13723 | 0 |  | 0 | 0
Lateral Hardening-Fuse-93323832 | Lateral Hardening | 13723 | 0 |  | 0 | 0
Lateral Hardening-Fuse-93323993 | Lateral Hardening | 13723 | 2024 |  | 0 | 2024
Lateral Hardening-Fuse-93324112 | Lateral Hardening | 13723 | 0 |  | 0 | 0
Lateral Hardening-Fuse-93324115 | Lateral Hardening | 13723 | 0 |  | 0 | 0
Lateral Hardening-Fuse-93324127 | Lateral Hardening | 13723 | 2024 |  | 0 | 2024
Lateral Hardening-Fuse-93324135 | Lateral Hardening | 13723 | 0 |  | 0 | 0
Lateral Hardening-Fuse-93324772 | Lateral Hardening | 13723 | 0 |  | 0 | 0
Lateral Hardening-Fuse-93324791 | Lateral Hardening | 13723 | 2024 |  | 0 | 2024
Lateral Hardening-Fuse-93324813 | Lateral Hardening | 13723 | 0 |  | 0 | 0
Lateral Hardening-Fuse-93324861 | Lateral Hardening | 13723 | 0 |  | 0 | 0
Lateral Hardening-Fuse-93325026 | Lateral Hardening | 13299 | 0 |  | 0 | 0
Lateral Hardening-Fuse-93325170 | Lateral Hardening | 13906 | 0 |  | 0 | 0
Lateral Hardening-Fuse-93325172 | Lateral Hardening | 13254 | 0 |  | 0 | 0
Lateral Hardening-Fuse-93325188 | Lateral Hardening | 13906 | 0 |  | 0 | 0
Lateral Hardening-Fuse-93325696 | Lateral Hardening | 13906 | 0 |  | 0 | 0
Lateral Hardening-Fuse-93325698 | Lateral Hardening | 13906 | 0 |  | 0 | 0
Lateral Hardening-Fuse-93325780 | Lateral Hardening | 13723 | 0 |  | 0 | 0
Lateral Hardening-Fuse-93325781 | Lateral Hardening | 13723 | 2024 |  | 0 | 2024
Lateral Hardening-Fuse-93325787 | Lateral Hardening | 13723 | 0 |  | 0 | 0
Lateral Hardening-Fuse-93325983 | Lateral Hardening | 13723 | 0 |  | 0 | 0
Lateral Hardening-Fuse-93325987 | Lateral Hardening | 13723 | 2024 |  | 0 | 2024
Lateral Hardening-Fuse-93325996 | Lateral Hardening | 13723 | 0 |  | 0 | 0
Lateral Hardening-Fuse-93326121 | Lateral Hardening | 13723 | 0 |  | 0 | 0
Lateral Hardening-Fuse-93326122 | Lateral Hardening | 13906 | 0 |  | 0 | 0
Lateral Hardening-Fuse-93326645 | Lateral Hardening | 13294 | 0 |  | 0 | 0
Lateral Hardening-Fuse-93326859 | Lateral Hardening | 13723 | 0 |  | 0 | 0
Lateral Hardening-Fuse-93326896 | Lateral Hardening | 13723 | 0 |  | 0 | 0
Lateral Hardening-Fuse-93326899 | Lateral Hardening | 13723 | 0 |  | 0 | 0
Lateral Hardening-Fuse-93326900 | Lateral Hardening | 13723 | 0 |  | 0 | 0
Lateral Hardening-Fuse-93327203 | Lateral Hardening | 13722 | 0 |  | 0 | 0
Lateral Hardening-Fuse-93327241 | Lateral Hardening | 13723 | 0 |  | 0 | 0
Lateral Hardening-Fuse-93327249 | Lateral Hardening | 13723 | 0 |  | 0 | 0
Lateral Hardening-Fuse-93327656 | Lateral Hardening | 13906 | 0 |  | 0 | 0
Lateral Hardening-Fuse-93327717 | Lateral Hardening | 13889 | 0 |  | 0 | 0
Lateral Hardening-Fuse-93327818 | Lateral Hardening | 13889 | 0 |  | 0 | 0
Lateral Hardening-Fuse-93329325 | Lateral Hardening | 13099 | 2022 |  | 0 | 2022
Lateral Hardening-Fuse-93329430 | Lateral Hardening | 13723 | 0 |  | 0 | 0
Lateral Hardening-Fuse-93329431 | Lateral Hardening | 13723 | 0 |  | 0 | 0
Lateral Hardening-Fuse-93329432 | Lateral Hardening | 13723 | 0 |  | 0 | 0
Lateral Hardening-Fuse-93329587 | Lateral Hardening | 13175 | 0 |  | 0 | 0
Lateral Hardening-Fuse-93330241 | Lateral Hardening | 13889 | 0 |  | 0 | 0
Lateral Hardening-Fuse-93330451 | Lateral Hardening | 13175 | 0 |  | 0 | 0
Lateral Hardening-Fuse-93331397 | Lateral Hardening | 13889 | 0 |  | 0 | 0
Lateral Hardening-Fuse-93331401 | Lateral Hardening | 13889 | 0 |  | 0 | 0
Lateral Hardening-Fuse-93333740 | Lateral Hardening | 13213 | 0 |  | 0 | 0
Lateral Hardening-Fuse-93333742 | Lateral Hardening | 13213 | 2027 |  | 0 | 2027
Lateral Hardening-Fuse-93333743 | Lateral Hardening | 13213 | 0 |  | 0 | 0
Lateral Hardening-Fuse-93333745 | Lateral Hardening | 13213 | 0 |  | 0 | 0
Lateral Hardening-Fuse-93335115 | Lateral Hardening | 13645 | 0 |  | 0 | 0
Lateral Hardening-Fuse-93335952 | Lateral Hardening | 13582 | 0 |  | 0 | 0
Lateral Hardening-Fuse-93337076 | Lateral Hardening | 13066 | 0 |  | 0 | 0
Lateral Hardening-Fuse-93337138 | Lateral Hardening | 13117 | 2027 |  | 0 | 2027
Lateral Hardening-Fuse-93337139 | Lateral Hardening | 13117 | 0 |  | 0 | 0
Lateral Hardening-Fuse-93337141 | Lateral Hardening | 13117 | 0 |  | 0 | 0
Lateral Hardening-Fuse-93337149 | Lateral Hardening | 13117 | 0 |  | 0 | 0
Lateral Hardening-Fuse-93337150 | Lateral Hardening | 13117 | 2027 |  | 0 | 2027
Lateral Hardening-Fuse-93337153 | Lateral Hardening | 13117 | 2027 |  | 0 | 2027
Lateral Hardening-Fuse-93337156 | Lateral Hardening | 13117 | 0 |  | 0 | 0
Lateral Hardening-Fuse-93337157 | Lateral Hardening | 13117 | 0 |  | 0 | 0
Lateral Hardening-Fuse-93337160 | Lateral Hardening | 13117 | 2027 |  | 0 | 2027
Lateral Hardening-Fuse-93337161 | Lateral Hardening | 13117 | 0 |  | 0 | 0
Lateral Hardening-Fuse-93337165 | Lateral Hardening | 13117 | 0 |  | 0 | 0
Lateral Hardening-Fuse-93337167 | Lateral Hardening | 13117 | 0 |  | 0 | 0
Lateral Hardening-Fuse-93337174 | Lateral Hardening | 13117 | 2027 |  | 0 | 2027
Lateral Hardening-Fuse-93337177 | Lateral Hardening | 13117 | 0 |  | 0 | 0
Lateral Hardening-Fuse-93337186 | Lateral Hardening | 13117 | 0 |  | 0 | 0
Lateral Hardening-Fuse-93337190 | Lateral Hardening | 13117 | 2027 |  | 0 | 2027
Lateral Hardening-Fuse-93337191 | Lateral Hardening | 13117 | 0 |  | 0 | 0
Lateral Hardening-Fuse-93337196 | Lateral Hardening | 13117 | 0 |  | 0 | 0
Lateral Hardening-Fuse-93337201 | Lateral Hardening | 13117 | 0 |  | 0 | 0
Lateral Hardening-Fuse-93337203 | Lateral Hardening | 13117 | 0 |  | 0 | 0
Lateral Hardening-Fuse-93337204 | Lateral Hardening | 13117 | 0 |  | 0 | 0
Lateral Hardening-Fuse-93337930 | Lateral Hardening | 13961 | 0 |  | 0 | 0
Lateral Hardening-Fuse-93339490 | Lateral Hardening | 13330 | 0 |  | 0 | 0
Lateral Hardening-Fuse-93339846 | Lateral Hardening | 13490 | 0 |  | 0 | 0
Lateral Hardening-Fuse-93340084 | Lateral Hardening | 13088 | 0 |  | 0 | 0
Lateral Hardening-Fuse-93340373 | Lateral Hardening | 13749 | 0 |  | 0 | 0
Lateral Hardening-Fuse-93340696 | Lateral Hardening | 13049 | 0 |  | 0 | 0
Lateral Hardening-Fuse-93342119 | Lateral Hardening | 13049 | 0 |  | 0 | 0
Lateral Hardening-Fuse-93342172 | Lateral Hardening | 13984 | 0 |  | 0 | 0
Lateral Hardening-Fuse-93344290 | Lateral Hardening | 13390 | 0 |  | 0 | 0
Lateral Hardening-Fuse-93345914 | Lateral Hardening | 13305 | 0 |  | 0 | 0
Lateral Hardening-Fuse-93346377 | Lateral Hardening | 14020 | 0 |  | 0 | 0
Lateral Hardening-Fuse-93346473 | Lateral Hardening | 13001 | 2021 |  | 0 | 2021
Lateral Hardening-Fuse-93346482 | Lateral Hardening | 13094 | 2023 |  | 0 | 2023
Lateral Hardening-Fuse-93346483 | Lateral Hardening | 13094 | 2023 |  | 0 | 2023
Lateral Hardening-Fuse-93347947 | Lateral Hardening | 13214 | 0 |  | 0 | 0
Lateral Hardening-Fuse-93347958 | Lateral Hardening | 13296 | 0 |  | 0 | 0
Lateral Hardening-Fuse-93348417 | Lateral Hardening | 13624 | 2027 |  | 0 | 2027
Lateral Hardening-Fuse-93348547 | Lateral Hardening | 13268 | 0 |  | 0 | 0
Lateral Hardening-Fuse-93348550 | Lateral Hardening | 13268 | 0 |  | 0 | 0
Lateral Hardening-Fuse-93348567 | Lateral Hardening | 13624 | 2027 |  | 0 | 2027
Lateral Hardening-Fuse-93348681 | Lateral Hardening | 13030 | 0 |  | 0 | 0
Lateral Hardening-Fuse-93348988 | Lateral Hardening | 13896 | 2026 |  | 0 | 2026
Lateral Hardening-Fuse-93349124 | Lateral Hardening | 14024 | 0 |  | 0 | 0
Lateral Hardening-Fuse-93349631 | Lateral Hardening | 13459 | 0 |  | 0 | 0
Lateral Hardening-Fuse-93350076 | Lateral Hardening | 13147 | 0 |  | 0 | 0
Lateral Hardening-Fuse-93351292 | Lateral Hardening | 13268 | 2022 |  | 0 | 2022
Lateral Hardening-Fuse-93351708 | Lateral Hardening | 13687 | 0 |  | 0 | 0
Lateral Hardening-Fuse-93353814 | Lateral Hardening | 13419 | 2026 |  | 0 | 2026
Lateral Hardening-Fuse-93354206 | Lateral Hardening | 13656 | 0 |  | 0 | 0
Lateral Hardening-Fuse-93355196 | Lateral Hardening | 13303 | 2027 |  | 0 | 2027
Lateral Hardening-Fuse-93355359 | Lateral Hardening | 13492 | 2029 |  | 0 | 2029
Lateral Hardening-Fuse-93355716 | Lateral Hardening | 13962 | 2027 |  | 0 | 2027
Lateral Hardening-Fuse-93356676 | Lateral Hardening | 13927 | 0 |  | 0 | 0
Lateral Hardening-Fuse-93356849 | Lateral Hardening | 13298 | 0 |  | 0 | 0
Lateral Hardening-Fuse-93356890 | Lateral Hardening | 13298 | 0 |  | 0 | 0
Lateral Hardening-Fuse-93356955 | Lateral Hardening | 13298 | 0 |  | 0 | 0
Lateral Hardening-Fuse-93356958 | Lateral Hardening | 13298 | 0 |  | 0 | 0
Lateral Hardening-Fuse-93357194 | Lateral Hardening | 13239 | 0 |  | 0 | 0
Lateral Hardening-Fuse-93358513 | Lateral Hardening | 13006 | 0 |  | 0 | 0
Lateral Hardening-Fuse-93358822 | Lateral Hardening | 13656 | 0 |  | 0 | 0
Lateral Hardening-Fuse-93360424 | Lateral Hardening | 13656 | 0 |  | 0 | 0
Lateral Hardening-Fuse-93360664 | Lateral Hardening | 14050 | 0 |  | 0 | 0
Lateral Hardening-Fuse-93361976 | Lateral Hardening | 13236 | 0 |  | 0 | 0
Lateral Hardening-Fuse-93363078 | Lateral Hardening | 13836 | 0 |  | 0 | 0
Lateral Hardening-Fuse-93363956 | Lateral Hardening | 13656 | 0 |  | 0 | 0
Lateral Hardening-Fuse-93365509 | Lateral Hardening | 13687 | 0 |  | 0 | 0
Lateral Hardening-Fuse-93366417 | Lateral Hardening | 13119 | 0 |  | 0 | 0
Lateral Hardening-Fuse-93366483 | Lateral Hardening | 13753 | 0 |  | 0 | 0
Lateral Hardening-Fuse-93368507 | Lateral Hardening | 13171 | 0 |  | 0 | 0
Lateral Hardening-Fuse-93369551 | Lateral Hardening | 13433 | 2021 |  | 0 | 2021
Lateral Hardening-Fuse-93370788 | Lateral Hardening | 14024 | 0 |  | 0 | 0
Lateral Hardening-Fuse-93371303 | Lateral Hardening | 13961 | 0 |  | 0 | 0
Lateral Hardening-Fuse-93373182 | Lateral Hardening | 13213 | 2027 |  | 0 | 2027
Lateral Hardening-Fuse-93374119 | Lateral Hardening | 13299 | 0 |  | 0 | 0
Lateral Hardening-Fuse-93375536 | Lateral Hardening | 13303 | 0 |  | 0 | 0
Lateral Hardening-Fuse-93376880 | Lateral Hardening | 13303 | 0 |  | 0 | 0
Lateral Hardening-Fuse-93379126 | Lateral Hardening | 13298 | 0 |  | 0 | 0
Lateral Hardening-Fuse-93381826 | Lateral Hardening | 13813 | 2028 |  | 0 | 2028
Lateral Hardening-Fuse-93381829 | Lateral Hardening | 13813 | 2028 |  | 0 | 2028
Lateral Hardening-Fuse-93382668 | Lateral Hardening | 13060 | 2026 |  | 0 | 2026
Lateral Hardening-Fuse-93386340 | Lateral Hardening | 13910 | 0 |  | 0 | 0
Lateral Hardening-Fuse-93386363 | Lateral Hardening | 13439 | 0 |  | 0 | 0
Lateral Hardening-Fuse-93389202 | Lateral Hardening | 13231 | 0 |  | 0 | 0
Lateral Hardening-Fuse-93389307 | Lateral Hardening | 13038 | 0 |  | 0 | 0
Lateral Hardening-Fuse-93396383 | Lateral Hardening | 13815 | 0 |  | 0 | 0
Lateral Hardening-Fuse-93399451 | Lateral Hardening | 13139 | 2027 |  | 0 | 2027
Lateral Hardening-Fuse-93399970 | Lateral Hardening | 13787 | 0 |  | 0 | 0
Lateral Hardening-Fuse-93400068 | Lateral Hardening | 13785 | 0 |  | 0 | 0
Lateral Hardening-Fuse-93401852 | Lateral Hardening | 13122 | 2026 |  | 0 | 2026
Lateral Hardening-Fuse-93403488 | Lateral Hardening | 13906 | 2023 |  | 0 | 2023
Lateral Hardening-Fuse-93407761 | Lateral Hardening | 13047 | 2026 |  | 0 | 2026
Lateral Hardening-Fuse-93416345 | Lateral Hardening | 14050 | 0 |  | 0 | 0
Lateral Hardening-Fuse-93420645 | Lateral Hardening | 13167 | 0 |  | 0 | 0
Lateral Hardening-Fuse-93423811 | Lateral Hardening | 13840 | 0 |  | 0 | 0
Lateral Hardening-Fuse-93426238 | Lateral Hardening | 13389 | 0 |  | 0 | 0
Lateral Hardening-Fuse-93426253 | Lateral Hardening | 13389 | 2025 |  | 0 | 2025
Lateral Hardening-Fuse-93426296 | Lateral Hardening | 13389 | 0 |  | 0 | 0
Lateral Hardening-Fuse-93426299 | Lateral Hardening | 13389 | 0 |  | 0 | 0
Lateral Hardening-Fuse-93426307 | Lateral Hardening | 13389 | 2025 |  | 0 | 2025
Lateral Hardening-Fuse-93428188 | Lateral Hardening | 13180 | 0 |  | 0 | 0
Lateral Hardening-Fuse-93428506 | Lateral Hardening | 13924 | 0 |  | 0 | 0
Lateral Hardening-Fuse-93430121 | Lateral Hardening | 13414 | 0 |  | 0 | 0
Lateral Hardening-Fuse-93430445 | Lateral Hardening | 13268 | 0 |  | 0 | 0
Lateral Hardening-Fuse-93430467 | Lateral Hardening | 13268 | 0 |  | 0 | 0
Lateral Hardening-Fuse-93431952 | Lateral Hardening | 13303 | 0 |  | 0 | 0
Lateral Hardening-Fuse-93432241 | Lateral Hardening | 13532 | 0 |  | 0 | 0
Lateral Hardening-Fuse-93432268 | Lateral Hardening | 13532 | 2028 |  | 0 | 2028
Lateral Hardening-Fuse-93432282 | Lateral Hardening | 13532 | 0 |  | 0 | 0
Lateral Hardening-Fuse-93432283 | Lateral Hardening | 13532 | 0 |  | 0 | 0
Lateral Hardening-Fuse-93432285 | Lateral Hardening | 13532 | 0 |  | 0 | 0
Lateral Hardening-Fuse-93432287 | Lateral Hardening | 13532 | 0 |  | 0 | 0
Lateral Hardening-Fuse-93432307 | Lateral Hardening | 13532 | 0 |  | 0 | 0
Lateral Hardening-Fuse-93432330 | Lateral Hardening | 13532 | 0 |  | 0 | 0
Lateral Hardening-Fuse-93432382 | Lateral Hardening | 13532 | 0 |  | 0 | 0
Lateral Hardening-Fuse-93432390 | Lateral Hardening | 13532 | 0 |  | 0 | 0
Lateral Hardening-Fuse-93433657 | Lateral Hardening | 13128 | 0 |  | 0 | 0
Lateral Hardening-Fuse-93437025 | Lateral Hardening | 13330 | 0 |  | 0 | 0
Lateral Hardening-Fuse-93438082 | Lateral Hardening | 13461 | 0 |  | 0 | 0
Lateral Hardening-Fuse-93442293 | Lateral Hardening | 13011 | 0 |  | 0 | 0
Lateral Hardening-Fuse-93442602 | Lateral Hardening | 13169 | 0 |  | 0 | 0
Lateral Hardening-Fuse-93442603 | Lateral Hardening | 13289 | 0 |  | 0 | 0
Lateral Hardening-Fuse-93442824 | Lateral Hardening | 13176 | 0 |  | 0 | 0
Lateral Hardening-Fuse-93443250 | Lateral Hardening | 13148 | 0 |  | 0 | 0
Lateral Hardening-Fuse-93443355 | Lateral Hardening | 13009 | 0 |  | 0 | 0
Lateral Hardening-Fuse-93443879 | Lateral Hardening | 13419 | 0 |  | 0 | 0
Lateral Hardening-Fuse-93443921 | Lateral Hardening | 13419 | 0 |  | 0 | 0
Lateral Hardening-Fuse-93444022 | Lateral Hardening | 13112 | 0 |  | 0 | 0
Lateral Hardening-Fuse-93444023 | Lateral Hardening | 13112 | 0 |  | 0 | 0
Lateral Hardening-Fuse-93445864 | Lateral Hardening | 13340 | 0 |  | 0 | 0
Lateral Hardening-Fuse-93446698 | Lateral Hardening | 13532 | 0 |  | 0 | 0
Lateral Hardening-Fuse-93446727 | Lateral Hardening | 13532 | 0 |  | 0 | 0
Lateral Hardening-Fuse-93448924 | Lateral Hardening | 13089 | 0 |  | 0 | 0
Lateral Hardening-Fuse-93449800 | Lateral Hardening | 13268 | 2022 |  | 0 | 2022
Lateral Hardening-Fuse-93451198 | Lateral Hardening | 13458 | 0 |  | 0 | 0
Site Access-138004 | Site Access | Site Access-138004 | 0 |  | 0 | 0
Site Access-19TH AV NE | Site Access | Site Access-19TH AV NE | 2023 |  | 0 | 2023
Site Access-230003 | Site Access | Site Access-230003 | 0 |  | 0 | 0
Site Access-230004 | Site Access | Site Access-230004 | 0 |  | 0 | 0
Site Access-230005 | Site Access | Site Access-230005 | 0 |  | 0 | 0
Site Access-230006 | Site Access | Site Access-230006 | 2027 |  | 0 | 2027
Site Access-230007 | Site Access | Site Access-230007 | 2027 |  | 0 | 2027
Site Access-230008 | Site Access | Site Access-230008 | 2021 |  | 0 | 2021
Site Access-230020 | Site Access | Site Access-230020 | 2024 |  | 0 | 2024
Site Access-230021 | Site Access | Site Access-230021 | 0 |  | 0 | 0
Site Access-230033 | Site Access | Site Access-230033 | 2021 |  | 0 | 2021
Site Access-230037 | Site Access | Site Access-230037 | 2022 | 2021 | 1 | 2021
Site Access-230401 | Site Access | Site Access-230401 | 0 |  | 0 | 0
Site Access-230402 | Site Access | Site Access-230402 | 0 |  | 0 | 0
Site Access-230604 | Site Access | Site Access-230604 | 0 |  | 0 | 0
Site Access-230605 | Site Access | Site Access-230605 | 0 |  | 0 | 0
Site Access-230606 | Site Access | Site Access-230606 | 2022 |  | 0 | 2022
Site Access-230608 | Site Access | Site Access-230608 | 0 |  | 0 | 0
Site Access-230612 | Site Access | Site Access-230612 | 2025 |  | 0 | 2025
Site Access-230622 | Site Access | Site Access-230622 | 0 |  | 0 | 0
Site Access-230623 | Site Access | Site Access-230623 | 2021 |  | 0 | 2021
Site Access-66001 | Site Access | Site Access-66001 | 2029 |  | 0 | 2029
Site Access-66002 | Site Access | Site Access-66002 | 0 |  | 0 | 0
Site Access-66004 | Site Access | Site Access-66004 | 0 |  | 0 | 0
Site Access-66007 | Site Access | Site Access-66007 | 2021 |  | 0 | 2021
Site Access-66008 | Site Access | Site Access-66008 | 0 |  | 0 | 0
Site Access-66014 | Site Access | Site Access-66014 | 0 |  | 0 | 0
Site Access-66016 | Site Access | Site Access-66016 | 2023 | 2025 | -2 | 2025
Site Access-66021 | Site Access | Site Access-66021 | 0 |  | 0 | 0
Site Access-66025 | Site Access | Site Access-66025 | 0 |  | 0 | 0
Site Access-66030 | Site Access | Site Access-66030 | 0 |  | 0 | 0
Site Access-66033 | Site Access | Site Access-66033 | 2027 | 2028 | -1 | 2028
Site Access-66034 | Site Access | Site Access-66034 | 0 |  | 0 | 0
Site Access-66035 | Site Access | Site Access-66035 | 2025 |  | 0 | 2025
Site Access-66036 | Site Access | Site Access-66036 | 0 |  | 0 | 0
Site Access-66046 | Site Access | Site Access-66046 | 2028 |  | 0 | 2028
Site Access-66051 | Site Access | Site Access-66051 | 0 |  | 0 | 0
Site Access-66055 | Site Access | Site Access-66055 | 2028 |  | 0 | 2028
Site Access-66058 | Site Access | Site Access-66058 | 0 |  | 0 | 0
Site Access-66060 | Site Access | Site Access-66060 | 0 |  | 0 | 0
Site Access-66062 | Site Access | Site Access-66062 | 0 |  | 0 | 0
Site Access-66067 | Site Access | Site Access-66067 | 0 |  | 0 | 0
Site Access-66084 | Site Access | Site Access-66084 | 0 |  | 0 | 0
Site Access-66085 | Site Access | Site Access-66085 | 0 |  | 0 | 0
Site Access-66095 | Site Access | Site Access-66095 | 0 |  | 0 | 0
Site Access-66096 | Site Access | Site Access-66096 | 0 |  | 0 | 0
Site Access-66098 | Site Access | Site Access-66098 | 0 |  | 0 | 0
Site Access-66404 | Site Access | Site Access-66404 | 0 |  | 0 | 0
Site Access-66415 | Site Access | Site Access-66415 | 0 |  | 0 | 0
Site Access-66416 | Site Access | Site Access-66416 | 0 |  | 0 | 0
Site Access-66419 | Site Access | Site Access-66419 | 0 |  | 0 | 0
Site Access-66425 | Site Access | Site Access-66425 | 0 |  | 0 | 0
Site Access-66426 | Site Access | Site Access-66426 | 0 |  | 0 | 0
Site Access-66436 | Site Access | Site Access-66436 | 0 |  | 0 | 0
Site Access-66603 | Site Access | Site Access-66603 | 0 |  | 0 | 0
Site Access-66615 | Site Access | Site Access-66615 | 0 |  | 0 | 0
Site Access-66650 | Site Access | Site Access-66650 | 0 |  | 0 | 0
Site Access-66652 | Site Access | Site Access-66652 | 0 |  | 0 | 0
Site Access-66653 | Site Access | Site Access-66653 | 0 |  | 0 | 0
Site Access-66655 | Site Access | Site Access-66655 | 0 |  | 0 | 0
Site Access-66657 | Site Access | Site Access-66657 | 0 |  | 0 | 0
Site Access-66658 | Site Access | Site Access-66658 | 0 |  | 0 | 0
Site Access-66660 | Site Access | Site Access-66660 | 0 |  | 0 | 0
Site Access-66830 | Site Access | Site Access-66830 | 2024 |  | 0 | 2024
Site Access-66831 | Site Access | Site Access-66831 | 0 |  | 0 | 0
Site Access-66833 | Site Access | Site Access-66833 | 2026 | 2027 | -1 | 2027
Site Access-66834 | Site Access | Site Access-66834 | 0 |  | 0 | 0
Site Access-66838 | Site Access | Site Access-66838 | 0 |  | 0 | 0
Site Access-66839 | Site Access | Site Access-66839 | 2021 | 2022 | -1 | 2022
Site Access-66842 | Site Access | Site Access-66842 | 0 |  | 0 | 0
Site Access-67051 | Site Access | Site Access-67051 | 0 | 2029 | -2029 | 2029
Site Access-BAYSIDE STATION | Site Access | Site Access-BAYSIDE STATION | 2023 |  | 0 | 2023
Site Access-BLOUNT RD | Site Access | Site Access-BLOUNT RD | 2024 |  | 0 | 2024
Site Access-C.R. 542 | Site Access | Site Access-C.R. 542 | 2026 |  | 0 | 2026
Site Access-COLUMBUS DRIVE #1 | Site Access | Site Access-COLUMBUS DRIVE #1 | 2022 |  | 0 | 2022
Site Access-COLUMBUS DRIVE #2 | Site Access | Site Access-COLUMBUS DRIVE #2 | 2022 |  | 0 | 2022
Site Access-COUNTRYWAY BLVD | Site Access | Site Access-COUNTRYWAY BLVD | 0 |  | 0 | 0
Site Access-EAST OF SYDNEY WASHER RD | Site Access | Site Access-EAST OF SYDNEY WASHER RD | 2023 |  | 0 | 2023
Site Access-HAMPTON SUBSTATION | Site Access | Site Access-HAMPTON SUBSTATION | 2021 |  | 0 | 2021
Site Access-HOLLOWAY RD | Site Access | Site Access-HOLLOWAY RD | 0 |  | 0 | 0
Site Access-KEYSVILLE RD EAST | Site Access | Site Access-KEYSVILLE RD EAST | 0 |  | 0 | 0
Site Access-KEYSVILLE RD WEST | Site Access | Site Access-KEYSVILLE RD WEST | 0 |  | 0 | 0
Site Access-KIRKLAND RD | Site Access | Site Access-KIRKLAND RD | 0 |  | 0 | 0
Site Access-LITTLE FISHHAWK CREEK | Site Access | Site Access-LITTLE FISHHAWK CREEK | 0 |  | 0 | 0
Site Access-MORRIS BRIDGE RD | Site Access | Site Access-MORRIS BRIDGE RD | 2021 |  | 0 | 2021
Site Access-Proposed Bridge A | Site Access | Site Access-Proposed Bridge A | 2029 |  | 0 | 2029
Site Access-Proposed Bridge M | Site Access | Site Access-Proposed Bridge M | 2023 |  | 0 | 2023
Site Access-Proposed Bridge N | Site Access | Site Access-Proposed Bridge N | 0 |  | 0 | 0
Site Access-Proposed Bridge O | Site Access | Site Access-Proposed Bridge O | 0 |  | 0 | 0
Site Access-Proposed Bridge P | Site Access | Site Access-Proposed Bridge P | 2021 |  | 0 | 2021
Site Access-RACE TRACK RD | Site Access | Site Access-RACE TRACK RD | 0 |  | 0 | 0
Site Access-TAMPA PALMS #1 | Site Access | Site Access-TAMPA PALMS #1 | 2022 |  | 0 | 2022
Site Access-TAMPA PALMS #2 | Site Access | Site Access-TAMPA PALMS #2 | 2024 |  | 0 | 2024
Site Access-TAMPA PALMS #3 | Site Access | Site Access-TAMPA PALMS #3 | 2023 |  | 0 | 2023
Site Access-TAMPA PALMS #4 | Site Access | Site Access-TAMPA PALMS #4 | 2025 |  | 0 | 2025
Site Access-WEST OF FORBES RD | Site Access | Site Access-WEST OF FORBES RD | 2022 |  | 0 | 2022
Substation Extreme Weather Protection-BAYCOURT | Substation Extreme Weather Protection | Substation Extreme Weather Protection-BAYCOURT | 2026 |  | 0 | 2026
Substation Extreme Weather Protection-BIG BEND | Substation Extreme Weather Protection | Substation Extreme Weather Protection-BIG BEND | 0 |  | 0 | 0
Substation Extreme Weather Protection-BIG BEND POWER PLANT | Substation Extreme Weather Protection | Substation Extreme Weather Protection-BIG BEND POWER PLANT | 0 |  | 0 | 0
Substation Extreme Weather Protection-BIG BEND SOLAR | Substation Extreme Weather Protection | Substation Extreme Weather Protection-BIG BEND SOLAR | 2027 |  | 0 | 2027
Substation Extreme Weather Protection-BOYSCOUT | Substation Extreme Weather Protection | Substation Extreme Weather Protection-BOYSCOUT | 0 |  | 0 | 0
Substation Extreme Weather Protection-CYPRESS STREET | Substation Extreme Weather Protection | Substation Extreme Weather Protection-CYPRESS STREET | 0 |  | 0 | 0
Substation Extreme Weather Protection-DESAL | Substation Extreme Weather Protection | Substation Extreme Weather Protection-DESAL | 0 |  | 0 | 0
Substation Extreme Weather Protection-DOUBLE BRANCH | Substation Extreme Weather Protection | Substation Extreme Weather Protection-DOUBLE BRANCH | 0 |  | 0 | 0
Substation Extreme Weather Protection-EAST BAY | Substation Extreme Weather Protection | Substation Extreme Weather Protection-EAST BAY | 0 |  | 0 | 0
Substation Extreme Weather Protection-EL PRADO | Substation Extreme Weather Protection | Substation Extreme Weather Protection-EL PRADO | 0 |  | 0 | 0
Substation Extreme Weather Protection-ELEVENTH AVENUE | Substation Extreme Weather Protection | Substation Extreme Weather Protection-ELEVENTH AVENUE | 0 |  | 0 | 0
Substation Extreme Weather Protection-ESTUARY | Substation Extreme Weather Protection | Substation Extreme Weather Protection-ESTUARY | 0 |  | 0 | 0
Substation Extreme Weather Protection-FAIRGROUNDS | Substation Extreme Weather Protection | Substation Extreme Weather Protection-FAIRGROUNDS | 0 |  | 0 | 0
Substation Extreme Weather Protection-FIRST STREET | Substation Extreme Weather Protection | Substation Extreme Weather Protection-FIRST STREET | 2029 |  | 0 | 2029
Substation Extreme Weather Protection-GANNON | Substation Extreme Weather Protection | Substation Extreme Weather Protection-GANNON | 2024 |  | 0 | 2024
Substation Extreme Weather Protection-GANNON BAYSIDE GENERATION | Substation Extreme Weather Protection | Substation Extreme Weather Protection-GANNON BAYSIDE GENERATION | 0 |  | 0 | 0
Substation Extreme Weather Protection-GATX | Substation Extreme Weather Protection | Substation Extreme Weather Protection-GATX | 0 |  | 0 | 0
Substation Extreme Weather Protection-GEORGE ROAD | Substation Extreme Weather Protection | Substation Extreme Weather Protection-GEORGE ROAD | 0 |  | 0 | 0
Substation Extreme Weather Protection-GIBSONTON | Substation Extreme Weather Protection | Substation Extreme Weather Protection-GIBSONTON | 0 |  | 0 | 0
Substation Extreme Weather Protection-GRANADA | Substation Extreme Weather Protection | Substation Extreme Weather Protection-GRANADA | 0 |  | 0 | 0
Substation Extreme Weather Protection-GRAY STREET | Substation Extreme Weather Protection | Substation Extreme Weather Protection-GRAY STREET | 0 |  | 0 | 0
Substation Extreme Weather Protection-GULF CITY | Substation Extreme Weather Protection | Substation Extreme Weather Protection-GULF CITY | 0 |  | 0 | 0
Substation Extreme Weather Protection-HARBOUR ISLAND | Substation Extreme Weather Protection | Substation Extreme Weather Protection-HARBOUR ISLAND | 2025 |  | 0 | 2025
Substation Extreme Weather Protection-HIMES | Substation Extreme Weather Protection | Substation Extreme Weather Protection-HIMES | 0 |  | 0 | 0
Substation Extreme Weather Protection-HOOKERS POINT | Substation Extreme Weather Protection | Substation Extreme Weather Protection-HOOKERS POINT | 0 |  | 0 | 0
Substation Extreme Weather Protection-HYDE PARK | Substation Extreme Weather Protection | Substation Extreme Weather Protection-HYDE PARK | 0 |  | 0 | 0
Substation Extreme Weather Protection-INTERBAY | Substation Extreme Weather Protection | Substation Extreme Weather Protection-INTERBAY | 0 |  | 0 | 0
Substation Extreme Weather Protection-JACKSON ROAD | Substation Extreme Weather Protection | Substation Extreme Weather Protection-JACKSON ROAD | 2028 |  | 0 | 2028
Substation Extreme Weather Protection-LOIS AVENUE | Substation Extreme Weather Protection | Substation Extreme Weather Protection-LOIS AVENUE | 0 |  | 0 | 0
Substation Extreme Weather Protection-MACDILL | Substation Extreme Weather Protection | Substation Extreme Weather Protection-MACDILL | 0 |  | 0 | 0
Substation Extreme Weather Protection-MADISON | Substation Extreme Weather Protection | Substation Extreme Weather Protection-MADISON | 0 |  | 0 | 0
Substation Extreme Weather Protection-MANHATTAN | Substation Extreme Weather Protection | Substation Extreme Weather Protection-MANHATTAN | 0 |  | 0 | 0
Substation Extreme Weather Protection-MARION STREET | Substation Extreme Weather Protection | Substation Extreme Weather Protection-MARION STREET | 0 |  | 0 | 0
Substation Extreme Weather Protection-MARITIME | Substation Extreme Weather Protection | Substation Extreme Weather Protection-MARITIME | 2026 |  | 0 | 2026
Substation Extreme Weather Protection-MASSARO | Substation Extreme Weather Protection | Substation Extreme Weather Protection-MASSARO | 0 |  | 0 | 0
Substation Extreme Weather Protection-MATANZAS | Substation Extreme Weather Protection | Substation Extreme Weather Protection-MATANZAS | 0 |  | 0 | 0
Substation Extreme Weather Protection-MCKAY BAY COGEN | Substation Extreme Weather Protection | Substation Extreme Weather Protection-MCKAY BAY COGEN | 2027 |  | 0 | 2027
Substation Extreme Weather Protection-MEADOW PARK | Substation Extreme Weather Protection | Substation Extreme Weather Protection-MEADOW PARK | 0 |  | 0 | 0
Substation Extreme Weather Protection-MILLER MAC | Substation Extreme Weather Protection | Substation Extreme Weather Protection-MILLER MAC | 0 |  | 0 | 0
Substation Extreme Weather Protection-MILLPOINT | Substation Extreme Weather Protection | Substation Extreme Weather Protection-MILLPOINT | 0 |  | 0 | 0
Substation Extreme Weather Protection-NATIONAL GYPSUM | Substation Extreme Weather Protection | Substation Extreme Weather Protection-NATIONAL GYPSUM | 0 |  | 0 | 0
Substation Extreme Weather Protection-ORIENT PARK | Substation Extreme Weather Protection | Substation Extreme Weather Protection-ORIENT PARK | 0 |  | 0 | 0
Substation Extreme Weather Protection-PATTERSON ROAD | Substation Extreme Weather Protection | Substation Extreme Weather Protection-PATTERSON ROAD | 0 |  | 0 | 0
Substation Extreme Weather Protection-PLANT AVENUE | Substation Extreme Weather Protection | Substation Extreme Weather Protection-PLANT AVENUE | 2025 |  | 0 | 2025
Substation Extreme Weather Protection-PLYMOUTH STREET | Substation Extreme Weather Protection | Substation Extreme Weather Protection-PLYMOUTH STREET | 0 |  | 0 | 0
Substation Extreme Weather Protection-PORT SUTTON | Substation Extreme Weather Protection | Substation Extreme Weather Protection-PORT SUTTON | 0 |  | 0 | 0
Substation Extreme Weather Protection-ROCKY CREEK | Substation Extreme Weather Protection | Substation Extreme Weather Protection-ROCKY CREEK | 2027 |  | 0 | 2027
Substation Extreme Weather Protection-ROME AVENUE | Substation Extreme Weather Protection | Substation Extreme Weather Protection-ROME AVENUE | 0 |  | 0 | 0
Substation Extreme Weather Protection-RUSKIN | Substation Extreme Weather Protection | Substation Extreme Weather Protection-RUSKIN | 0 |  | 0 | 0
Substation Extreme Weather Protection-SEVENTY EIGHTH STREET | Substation Extreme Weather Protection | Substation Extreme Weather Protection-SEVENTY EIGHTH STREET | 0 |  | 0 | 0
Substation Extreme Weather Protection-SHELDON ROAD | Substation Extreme Weather Protection | Substation Extreme Weather Protection-SHELDON ROAD | 0 |  | 0 | 0
Substation Extreme Weather Protection-SKYWAY | Substation Extreme Weather Protection | Substation Extreme Weather Protection-SKYWAY | 2027 |  | 0 | 2027
Substation Extreme Weather Protection-SOUTH GIBSONTON | Substation Extreme Weather Protection | Substation Extreme Weather Protection-SOUTH GIBSONTON | 0 |  | 0 | 0
Substation Extreme Weather Protection-STATE ROAD 60 | Substation Extreme Weather Protection | Substation Extreme Weather Protection-STATE ROAD 60 | 0 |  | 0 | 0
Substation Extreme Weather Protection-THIRD AVENUE | Substation Extreme Weather Protection | Substation Extreme Weather Protection-THIRD AVENUE | 0 |  | 0 | 0
Substation Extreme Weather Protection-TWELFTH AVENUE | Substation Extreme Weather Protection | Substation Extreme Weather Protection-TWELFTH AVENUE | 0 |  | 0 | 0
Substation Extreme Weather Protection-WASHINGTON STREET | Substation Extreme Weather Protection | Substation Extreme Weather Protection-WASHINGTON STREET | 0 |  | 0 | 0
Substation Extreme Weather Protection-WESTCHASE | Substation Extreme Weather Protection | Substation Extreme Weather Protection-WESTCHASE | 0 |  | 0 | 0
Substation Extreme Weather Protection-WOODLANDS | Substation Extreme Weather Protection | Substation Extreme Weather Protection-WOODLANDS | 0 |  | 0 | 0
Transmission Upgrades-138/230 kV-138003 | Transmission Upgrades | 138003 | 2028 |  | 0 | 2028
Transmission Upgrades-138/230 kV-138004 | Transmission Upgrades | 138004 | 2026 | 2025 | 1 | 2025
Transmission Upgrades-138/230 kV-138005 | Transmission Upgrades | 138005 | 2027 | 2025 | 2 | 2025
Transmission Upgrades-138/230 kV-138006 | Transmission Upgrades | 138006 | 2028 |  | 0 | 2028
Transmission Upgrades-138/230 kV-138007 | Transmission Upgrades | 138007 | 2029 |  | 0 | 2029
Transmission Upgrades-138/230 kV-138008 | Transmission Upgrades | 138008 | 2024 |  | 0 | 2024
Transmission Upgrades-138/230 kV-230003 | Transmission Upgrades | 230003 | 2020 |  | 0 | 2020
Transmission Upgrades-138/230 kV-230004 | Transmission Upgrades | 230004 | 2020 |  | 0 | 2020
Transmission Upgrades-138/230 kV-230005 | Transmission Upgrades | 230005 | 2020 |  | 0 | 2020
Transmission Upgrades-138/230 kV-230006 | Transmission Upgrades | 230006 | 2022 |  | 0 | 2022
Transmission Upgrades-138/230 kV-230008 | Transmission Upgrades | 230008 | 2020 |  | 0 | 2020
Transmission Upgrades-138/230 kV-230010 | Transmission Upgrades | 230010 | 2020 |  | 0 | 2020
Transmission Upgrades-138/230 kV-230012 | Transmission Upgrades | 230012 | 2021 |  | 0 | 2021
Transmission Upgrades-138/230 kV-230013 | Transmission Upgrades | 230013 | 2021 |  | 0 | 2021
Transmission Upgrades-138/230 kV-230014 | Transmission Upgrades | 230014 | 2024 |  | 0 | 2024
Transmission Upgrades-138/230 kV-230020 | Transmission Upgrades | 230020 | 2022 |  | 0 | 2022
Transmission Upgrades-138/230 kV-230021 | Transmission Upgrades | 230021 | 2020 |  | 0 | 2020
Transmission Upgrades-138/230 kV-230033 | Transmission Upgrades | 230033 | 2021 |  | 0 | 2021
Transmission Upgrades-138/230 kV-230037 | Transmission Upgrades | 230037 | 2024 |  | 0 | 2024
Transmission Upgrades-138/230 kV-230038 | Transmission Upgrades | 230038 | 2020 |  | 0 | 2020
Transmission Upgrades-138/230 kV-230052 | Transmission Upgrades | 230052 | 2020 |  | 0 | 2020
Transmission Upgrades-138/230 kV-230401 | Transmission Upgrades | 230401 | 2021 |  | 0 | 2021
Transmission Upgrades-138/230 kV-230402 | Transmission Upgrades | 230402 | 2021 |  | 0 | 2021
Transmission Upgrades-138/230 kV-230403 | Transmission Upgrades | 230403 | 2020 |  | 0 | 2020
Transmission Upgrades-138/230 kV-230602 | Transmission Upgrades | 230602 | 2021 |  | 0 | 2021
Transmission Upgrades-138/230 kV-230603 | Transmission Upgrades | 230603 | 2020 |  | 0 | 2020
Transmission Upgrades-138/230 kV-230604 | Transmission Upgrades | 230604 | 2022 |  | 0 | 2022
Transmission Upgrades-138/230 kV-230606 | Transmission Upgrades | 230606 | 2021 |  | 0 | 2021
Transmission Upgrades-138/230 kV-230608 | Transmission Upgrades | 230608 | 2020 |  | 0 | 2020
Transmission Upgrades-138/230 kV-230609 | Transmission Upgrades | 230609 | 2021 |  | 0 | 2021
Transmission Upgrades-138/230 kV-230623 | Transmission Upgrades | 230623 | 2022 |  | 0 | 2022
Transmission Upgrades-138/230 kV-230625 | Transmission Upgrades | 230625 | 2020 |  | 0 | 2020
Transmission Upgrades-69 kV-66001 | Transmission Upgrades | 66001 | 2021 |  | 0 | 2021
Transmission Upgrades-69 kV-66002 | Transmission Upgrades | 66002 | 2029 |  | 0 | 2029
Transmission Upgrades-69 kV-66003 | Transmission Upgrades | 66003 | 2029 |  | 0 | 2029
Transmission Upgrades-69 kV-66004 | Transmission Upgrades | 66004 | 2027 | 2028 | -1 | 2028
Transmission Upgrades-69 kV-66005 | Transmission Upgrades | 66005 | 2028 |  | 0 | 2028
Transmission Upgrades-69 kV-66007 | Transmission Upgrades | 66007 | 2020 |  | 0 | 2020
Transmission Upgrades-69 kV-66008 | Transmission Upgrades | 66008 | 2021 |  | 0 | 2021
Transmission Upgrades-69 kV-66010 | Transmission Upgrades | 66010 | 2029 |  | 0 | 2029
Transmission Upgrades-69 kV-66011 | Transmission Upgrades | 66011 | 2022 |  | 0 | 2022
Transmission Upgrades-69 kV-66012 | Transmission Upgrades | 66012 | 2028 |  | 0 | 2028
Transmission Upgrades-69 kV-66014 | Transmission Upgrades | 66014 | 2026 | 2027 | -1 | 2027
Transmission Upgrades-69 kV-66015 | Transmission Upgrades | 66015 | 2029 |  | 0 | 2029
Transmission Upgrades-69 kV-66016 | Transmission Upgrades | 66016 | 2021 |  | 0 | 2021
Transmission Upgrades-69 kV-66017 | Transmission Upgrades | 66017 | 2022 |  | 0 | 2022
Transmission Upgrades-69 kV-66019 | Transmission Upgrades | 66019 | 2020 |  | 0 | 2020
Transmission Upgrades-69 kV-66020 | Transmission Upgrades | 66020 | 2021 |  | 0 | 2021
Transmission Upgrades-69 kV-66021 | Transmission Upgrades | 66021 | 2022 |  | 0 | 2022
Transmission Upgrades-69 kV-66022 | Transmission Upgrades | 66022 | 2021 |  | 0 | 2021
Transmission Upgrades-69 kV-66024 | Transmission Upgrades | 66024 | 2020 |  | 0 | 2020
Transmission Upgrades-69 kV-66025 | Transmission Upgrades | 66025 | 2021 |  | 0 | 2021
Transmission Upgrades-69 kV-66026 | Transmission Upgrades | 66026 | 2022 |  | 0 | 2022
Transmission Upgrades-69 kV-66027 | Transmission Upgrades | 66027 | 2021 |  | 0 | 2021
Transmission Upgrades-69 kV-66028 | Transmission Upgrades | 66028 | 2022 |  | 0 | 2022
Transmission Upgrades-69 kV-66029 | Transmission Upgrades | 66029 | 2029 |  | 0 | 2029
Transmission Upgrades-69 kV-66030 | Transmission Upgrades | 66030 | 2021 |  | 0 | 2021
Transmission Upgrades-69 kV-66031 | Transmission Upgrades | 66031 | 2021 |  | 0 | 2021
Transmission Upgrades-69 kV-66032 | Transmission Upgrades | 66032 | 2022 |  | 0 | 2022
Transmission Upgrades-69 kV-66033 | Transmission Upgrades | 66033 | 2021 |  | 0 | 2021
Transmission Upgrades-69 kV-66034 | Transmission Upgrades | 66034 | 2026 |  | 0 | 2026
Transmission Upgrades-69 kV-66035 | Transmission Upgrades | 66035 | 2022 |  | 0 | 2022
Transmission Upgrades-69 kV-66036 | Transmission Upgrades | 66036 | 2021 |  | 0 | 2021
Transmission Upgrades-69 kV-66037 | Transmission Upgrades | 66037 | 2029 |  | 0 | 2029
Transmission Upgrades-69 kV-66039 | Transmission Upgrades | 66039 | 2026 | 2027 | -1 | 2027
Transmission Upgrades-69 kV-66040 | Transmission Upgrades | 66040 | 2027 |  | 0 | 2027
Transmission Upgrades-69 kV-66041 | Transmission Upgrades | 66041 | 2029 |  | 0 | 2029
Transmission Upgrades-69 kV-66042 | Transmission Upgrades | 66042 | 2024 |  | 0 | 2024
Transmission Upgrades-69 kV-66043 | Transmission Upgrades | 66043 | 2029 |  | 0 | 2029
Transmission Upgrades-69 kV-66044 | Transmission Upgrades | 66044 | 2028 |  | 0 | 2028
Transmission Upgrades-69 kV-66045 | Transmission Upgrades | 66045 | 2022 |  | 0 | 2022
Transmission Upgrades-69 kV-66046 | Transmission Upgrades | 66046 | 2020 |  | 0 | 2020
Transmission Upgrades-69 kV-66047 | Transmission Upgrades | 66047 | 2022 |  | 0 | 2022
Transmission Upgrades-69 kV-66048 | Transmission Upgrades | 66048 | 2021 | 2022 | -1 | 2022
Transmission Upgrades-69 kV-66051 | Transmission Upgrades | 66051 | 2024 |  | 0 | 2024
Transmission Upgrades-69 kV-66052 | Transmission Upgrades | 66052 | 2029 |  | 0 | 2029
Transmission Upgrades-69 kV-66055 | Transmission Upgrades | 66055 | 2024 |  | 0 | 2024
Transmission Upgrades-69 kV-66056 | Transmission Upgrades | 66056 | 2029 |  | 0 | 2029
Transmission Upgrades-69 kV-66057 | Transmission Upgrades | 66057 | 2029 |  | 0 | 2029
Transmission Upgrades-69 kV-66058 | Transmission Upgrades | 66058 | 2025 | 2024 | 1 | 2024
Transmission Upgrades-69 kV-66059 | Transmission Upgrades | 66059 | 2020 |  | 0 | 2020
Transmission Upgrades-69 kV-66060 | Transmission Upgrades | 66060 | 2021 |  | 0 | 2021
Transmission Upgrades-69 kV-66061 | Transmission Upgrades | 66061 | 2024 |  | 0 | 2024
Transmission Upgrades-69 kV-66062 | Transmission Upgrades | 66062 | 2024 |  | 0 | 2024
Transmission Upgrades-69 kV-66064 | Transmission Upgrades | 66064 | 2024 |  | 0 | 2024
Transmission Upgrades-69 kV-66067 | Transmission Upgrades | 66067 | 2026 |  | 0 | 2026
Transmission Upgrades-69 kV-66071 | Transmission Upgrades | 66071 | 2029 |  | 0 | 2029
Transmission Upgrades-69 kV-66072 | Transmission Upgrades | 66072 | 2029 |  | 0 | 2029
Transmission Upgrades-69 kV-66085 | Transmission Upgrades | 66085 | 2024 |  | 0 | 2024
Transmission Upgrades-69 kV-66088 | Transmission Upgrades | 66088 | 2028 | 2029 | -1 | 2029
Transmission Upgrades-69 kV-66091 | Transmission Upgrades | 66091 | 2027 |  | 0 | 2027
Transmission Upgrades-69 kV-66095 | Transmission Upgrades | 66095 | 2027 | 2026 | 1 | 2026
Transmission Upgrades-69 kV-66098 | Transmission Upgrades | 66098 | 2022 |  | 0 | 2022
Transmission Upgrades-69 kV-66403 | Transmission Upgrades | 66403 | 2028 |  | 0 | 2028
Transmission Upgrades-69 kV-66404 | Transmission Upgrades | 66404 | 2029 |  | 0 | 2029
Transmission Upgrades-69 kV-66405 | Transmission Upgrades | 66405 | 2027 |  | 0 | 2027
Transmission Upgrades-69 kV-66407 | Transmission Upgrades | 66407 | 2021 |  | 0 | 2021
Transmission Upgrades-69 kV-66412 | Transmission Upgrades | 66412 | 2027 | 2028 | -1 | 2028
Transmission Upgrades-69 kV-66413 | Transmission Upgrades | 66413 | 2020 |  | 0 | 2020
Transmission Upgrades-69 kV-66415 | Transmission Upgrades | 66415 | 2021 |  | 0 | 2021
Transmission Upgrades-69 kV-66416 | Transmission Upgrades | 66416 | 2024 | 2026 | -2 | 2026
Transmission Upgrades-69 kV-66417 | Transmission Upgrades | 66417 | 2027 |  | 0 | 2027
Transmission Upgrades-69 kV-66419 | Transmission Upgrades | 66419 | 2025 | 2026 | -1 | 2026
Transmission Upgrades-69 kV-66425 | Transmission Upgrades | 66425 | 2020 |  | 0 | 2020
Transmission Upgrades-69 kV-66426 | Transmission Upgrades | 66426 | 2025 |  | 0 | 2025
Transmission Upgrades-69 kV-66427 | Transmission Upgrades | 66427 | 2021 |  | 0 | 2021
Transmission Upgrades-69 kV-66436 | Transmission Upgrades | 66436 | 2022 | 2023 | -1 | 2023
Transmission Upgrades-69 kV-66603 | Transmission Upgrades | 66603 | 2024 |  | 0 | 2024
Transmission Upgrades-69 kV-66615 | Transmission Upgrades | 66615 | 2026 |  | 0 | 2026
Transmission Upgrades-69 kV-66650 | Transmission Upgrades | 66650 | 2028 | 2027 | 1 | 2027
Transmission Upgrades-69 kV-66651 | Transmission Upgrades | 66651 | 2028 |  | 0 | 2028
Transmission Upgrades-69 kV-66652 | Transmission Upgrades | 66652 | 2026 | 2025 | 1 | 2025
Transmission Upgrades-69 kV-66653 | Transmission Upgrades | 66653 | 2026 |  | 0 | 2026
Transmission Upgrades-69 kV-66654 | Transmission Upgrades | 66654 | 2020 |  | 0 | 2020
Transmission Upgrades-69 kV-66655 | Transmission Upgrades | 66655 | 2028 |  | 0 | 2028
Transmission Upgrades-69 kV-66656 | Transmission Upgrades | 66656 | 2027 |  | 0 | 2027
Transmission Upgrades-69 kV-66657 | Transmission Upgrades | 66657 | 2028 |  | 0 | 2028
Transmission Upgrades-69 kV-66658 | Transmission Upgrades | 66658 | 2024 | 2025 | -1 | 2025
Transmission Upgrades-69 kV-66830 | Transmission Upgrades | 66830 | 2028 |  | 0 | 2028
Transmission Upgrades-69 kV-66831 | Transmission Upgrades | 66831 | 2024 |  | 0 | 2024
Transmission Upgrades-69 kV-66832 | Transmission Upgrades | 66832 | 2027 |  | 0 | 2027
Transmission Upgrades-69 kV-66833 | Transmission Upgrades | 66833 | 2025 |  | 0 | 2025
Transmission Upgrades-69 kV-66834 | Transmission Upgrades | 66834 | 2021 |  | 0 | 2021
Transmission Upgrades-69 kV-66835 | Transmission Upgrades | 66835 | 2029 |  | 0 | 2029
Transmission Upgrades-69 kV-66837 | Transmission Upgrades | 66837 | 2029 |  | 0 | 2029
Transmission Upgrades-69 kV-66838 | Transmission Upgrades | 66838 | 2026 | 2027 | -1 | 2027
Transmission Upgrades-69 kV-66839 | Transmission Upgrades | 66839 | 2028 |  | 0 | 2028
Transmission Upgrades-69 kV-66840 | Transmission Upgrades | 66840 | 2020 |  | 0 | 2020
Transmission Upgrades-69 kV-66842 | Transmission Upgrades | 66842 | 2024 |  | 0 | 2024
Transmission Upgrades-69 kV-67615 | Transmission Upgrades | 67615 | 2029 |  | 0 | 2029
Transmission Upgrades-69 kV-67657 | Transmission Upgrades | 67657 | 2029 |  | 0 | 2029

## Transmission - Details
Transmission Asset Upgrades
[5 empty] | 21 | 35 | 28 | 15 | 15 | 6 | 7 | 10 | 13 | 20
[5 empty] | 5584750 | 14930260 | 14370320 | 15590050 | 11004860 | 17220300 | 15723200 | 14169900 | 16696100 | 10129400 |  |  |  |  | 190 | 575 | 540 | 618 | 347 | 543 | 496 | 447 | 523 | 319 | 10 | 23 | 15 | 12 | 15 | 6 | 7 | 10 | 13 | 20
Count | Project ID | Circuit No. | Pole Count | Total Project Cost | 2020 | 2021 | 2022 | 2023 | 2024 | 2025 | 2026 | 2027 | 2028 | 2029 | Engineering Start | Engineering Finish | Construction Start | Construction Finish | 2020 | 2021 | 2022 | 2023 | 2024 | 2025 | 2026 | 2027 | 2028 | 2029 | 2020 | 2021 | 2022 | 2023 | 2024 | 2025 | 2026 | 2027 | 2028 | 2029
1 | Transmission Upgrades-69 kV-66654 | 66654 | 10 | 317000 | 317000 |  |  |  | 0 | 0 | 0 | 0 | 0 | 0 | 2020-05-31 | 2020-05-31 | 2020-07-31 | 2020-07-31 | 10 | 0 | 0 | 0 | 0 | 0 | 0 | 0 | 0 | 0 | 1 | 0 | 0 | 0 | 0 | 0 | 0 | 0 | 0 | 0
2 | Transmission Upgrades-69 kV-66840 | 66840 | 34 | 1077800 | 1077800 |  |  |  | 0 | 0 | 0 | 0 | 0 | 0 | 2020-05-31 | 2020-06-30 | 2020-07-31 | 2020-08-31 | 34 | 0 | 0 | 0 | 0 | 0 | 0 | 0 | 0 | 0 | 1 | 0 | 0 | 0 | 0 | 0 | 0 | 0 | 0 | 0
3 | Transmission Upgrades-69 kV-66007 | 66007 | 43 | 1363100 | 1363100 |  |  |  | 0 | 0 | 0 | 0 | 0 | 0 | 2020-06-30 | 2020-07-31 | 2020-08-31 | 2020-08-31 | 43 | 0 | 0 | 0 | 0 | 0 | 0 | 0 | 0 | 0 | 1 | 0 | 0 | 0 | 0 | 0 | 0 | 0 | 0 | 0
4 | Transmission Upgrades-69 kV-66019 | 66019 | 21 | 665700 | 665700 |  |  |  | 0 | 0 | 0 | 0 | 0 | 0 | 2020-07-31 | 2020-07-31 | 2020-09-30 | 2020-10-31 | 21 | 0 | 0 | 0 | 0 | 0 | 0 | 0 | 0 | 0 | 1 | 0 | 0 | 0 | 0 | 0 | 0 | 0 | 0 | 0
5 | Transmission Upgrades-69 kV-66425 | 66425 | 3 | 95100 | 95100 |  |  |  | 0 | 0 | 0 | 0 | 0 | 0 | 2020-07-31 | 2020-07-31 | 2020-10-31 | 2020-10-31 | 3 | 0 | 0 | 0 | 0 | 0 | 0 | 0 | 0 | 0 | 1 | 0 | 0 | 0 | 0 | 0 | 0 | 0 | 0 | 0
6 | Transmission Upgrades-138/230 kV-230403 | 230403 | 5 | 105700 | 105700 |  |  |  | 0 | 0 | 0 | 0 | 0 | 0 | 2020-07-31 | 2020-07-31 | 2020-10-31 | 2020-10-31 | 5 | 0 | 0 | 0 | 0 | 0 | 0 | 0 | 0 | 0 | 1 | 0 | 0 | 0 | 0 | 0 | 0 | 0 | 0 | 0
7 | Transmission Upgrades-69 kV-66413 | 66413 | 5 | 158500 | 158500 |  |  |  | 0 | 0 | 0 | 0 | 0 | 0 | 2020-07-31 | 2020-07-31 | 2020-10-31 | 2020-10-31 | 5 | 0 | 0 | 0 | 0 | 0 | 0 | 0 | 0 | 0 | 1 | 0 | 0 | 0 | 0 | 0 | 0 | 0 | 0 | 0
8 | Transmission Upgrades-69 kV-66046 | 66046 | 30 | 939900 | 939900 |  |  |  | 0 | 0 | 0 | 0 | 0 | 0 | 2020-07-31 | 2020-08-31 | 2020-10-31 | 2020-11-30 | 30 | 0 | 0 | 0 | 0 | 0 | 0 | 0 | 0 | 0 | 1 | 0 | 0 | 0 | 0 | 0 | 0 | 0 | 0 | 0
9 | Transmission Upgrades-69 kV-66059 | 66059 | 2 | 63400 | 63400 |  |  |  | 0 | 0 | 0 | 0 | 0 | 0 | 2020-08-31 | 2020-08-31 | 2020-11-30 | 2020-11-30 | 2 | 0 | 0 | 0 | 0 | 0 | 0 | 0 | 0 | 0 | 1 | 0 | 0 | 0 | 0 | 0 | 0 | 0 | 0 | 0
10 | Transmission Upgrades-138/230 kV-230008 | 230008 | 59 | 1268500 | 700150 | 568350 |  |  | 0 | 0 | 0 | 0 | 0 | 0 | 2020-08-31 | 2020-09-30 | 2020-11-30 | 2021-01-31 | 32.5651 | 26.4349 | 0 | 0 | 0 | 0 | 0 | 0 | 0 | 0 | 0.55195 | 0.44805 | 0 | 0 | 0 | 0 | 0 | 0 | 0 | 0
11 | Transmission Upgrades-138/230 kV-230010 | 230010 | 2 | 43000 | 900 | 42100 |  |  | 0 | 0 | 0 | 0 | 0 | 0 | 2020-09-30 | 2020-09-30 | 2021-01-31 | 2021-01-31 | 0.04186 | 1.9581 | 0 | 0 | 0 | 0 | 0 | 0 | 0 | 0 | 0.02093 | 0.97907 | 0 | 0 | 0 | 0 | 0 | 0 | 0 | 0
12 | Transmission Upgrades-138/230 kV-230038 | 230038 | 1 | 21500 | 450 | 21050 |  |  | 0 | 0 | 0 | 0 | 0 | 0 | 2020-10-31 | 2020-10-31 | 2021-01-31 | 2021-01-31 | 0.02093 | 0.97907 | 0 | 0 | 0 | 0 | 0 | 0 | 0 | 0 | 0.02093 | 0.97907 | 0 | 0 | 0 | 0 | 0 | 0 | 0 | 0
13 | Transmission Upgrades-138/230 kV-230003 | 230003 | 35 | 752500 | 15750 | 736750 |  |  | 0 | 0 | 0 | 0 | 0 | 0 | 2020-10-31 | 2020-10-31 | 2021-01-31 | 2021-02-28 | 0.73256 | 34.2674 | 0 | 0 | 0 | 0 | 0 | 0 | 0 | 0 | 0.02093 | 0.97907 | 0 | 0 | 0 | 0 | 0 | 0 | 0 | 0
14 | Transmission Upgrades-138/230 kV-230005 | 230005 | 24 | 516000 | 10800 | 505200 |  |  | 0 | 0 | 0 | 0 | 0 | 0 | 2020-10-31 | 2020-10-31 | 2021-02-28 | 2021-02-28 | 0.50233 | 23.4977 | 0 | 0 | 0 | 0 | 0 | 0 | 0 | 0 | 0.02093 | 0.97907 | 0 | 0 | 0 | 0 | 0 | 0 | 0 | 0
15 | Transmission Upgrades-138/230 kV-230004 | 230004 | 40 | 860000 | 18000 | 842000 |  |  | 0 | 0 | 0 | 0 | 0 | 0 | 2020-11-30 | 2020-11-30 | 2021-02-28 | 2021-03-31 | 0.83721 | 39.1628 | 0 | 0 | 0 | 0 | 0 | 0 | 0 | 0 | 0.02093 | 0.97907 | 0 | 0 | 0 | 0 | 0 | 0 | 0 | 0
16 | Transmission Upgrades-138/230 kV-230625 | 230625 | 12 | 258000 | 5400 | 252600 |  |  | 0 | 0 | 0 | 0 | 0 | 0 | 2020-11-30 | 2020-11-30 | 2021-03-31 | 2021-03-31 | 0.25116 | 11.7488 | 0 | 0 | 0 | 0 | 0 | 0 | 0 | 0 | 0.02093 | 0.97907 | 0 | 0 | 0 | 0 | 0 | 0 | 0 | 0
17 | Transmission Upgrades-138/230 kV-230021 | 230021 | 17 | 365500 | 7650 | 357850 |  |  | 0 | 0 | 0 | 0 | 0 | 0 | 2020-11-30 | 2020-12-31 | 2021-03-31 | 2021-04-30 | 0.35581 | 16.6442 | 0 | 0 | 0 | 0 | 0 | 0 | 0 | 0 | 0.02093 | 0.97907 | 0 | 0 | 0 | 0 | 0 | 0 | 0 | 0
18 | Transmission Upgrades-138/230 kV-230052 | 230052 | 9 | 192150 | 2700 | 189450 |  |  | 0 | 0 | 0 | 0 | 0 | 0 | 2020-12-31 | 2020-12-31 | 2021-04-30 | 2021-04-30 | 0.12646 | 8.8735 | 0 | 0 | 0 | 0 | 0 | 0 | 0 | 0 | 0.014052 | 0.98595 | 0 | 0 | 0 | 0 | 0 | 0 | 0 | 0
19 | Transmission Upgrades-69 kV-66024 | 66024 | 25 | 792500 | 27750 | 764750 |  |  | 0 | 0 | 0 | 0 | 0 | 0 | 2020-12-31 | 2020-12-31 | 2021-04-30 | 2021-04-30 | 0.87539 | 24.1246 | 0 | 0 | 0 | 0 | 0 | 0 | 0 | 0 | 0.035016 | 0.96498 | 0 | 0 | 0 | 0 | 0 | 0 | 0 | 0
20 | Transmission Upgrades-138/230 kV-230608 | 230608 | 18 | 386100 | 7200 | 378900 |  |  | 0 | 0 | 0 | 0 | 0 | 0 | 2020-12-31 | 2020-12-31 | 2021-05-31 | 2021-05-31 | 0.33566 | 17.6643 | 0 | 0 | 0 | 0 | 0 | 0 | 0 | 0 | 0.018648 | 0.98135 | 0 | 0 | 0 | 0 | 0 | 0 | 0 | 0
21 | Transmission Upgrades-138/230 kV-230603 | 230603 | 12 | 258000 | 1800 | 256200 |  |  | 0 | 0 | 0 | 0 | 0 | 0 | 2020-12-31 | 2021-01-31 | 2021-05-31 | 2021-05-31 | 0.083721 | 11.9163 | 0 | 0 | 0 | 0 | 0 | 0 | 0 | 0 | 0.0069767 | 0.99302 | 0 | 0 | 0 | 0 | 0 | 0 | 0 | 0
22 | Transmission Upgrades-69 kV-66407 | 66407 | 30 | 951000 |  | 951000 |  |  | 0 | 0 | 0 | 0 | 0 | 0 | 2021-01-31 | 2021-01-31 | 2021-05-31 | 2021-06-30 | 0 | 30 | 0 | 0 | 0 | 0 | 0 | 0 | 0 | 0 | 0 | 1 | 0 | 0 | 0 | 0 | 0 | 0 | 0 | 0
23 | Transmission Upgrades-69 kV-66033 | 66033 | 26 | 824200 |  | 824200 |  |  | 0 | 0 | 0 | 0 | 0 | 0 | 2021-01-31 | 2021-02-28 | 2021-06-30 | 2021-06-30 | 0 | 26 | 0 | 0 | 0 | 0 | 0 | 0 | 0 | 0 | 0 | 1 | 0 | 0 | 0 | 0 | 0 | 0 | 0 | 0
24 | Transmission Upgrades-69 kV-66016 | 66016 | 41 | 1299700 |  | 1299700 |  |  | 0 | 0 | 0 | 0 | 0 | 0 | 2021-02-28 | 2021-02-28 | 2021-06-30 | 2021-07-31 | 0 | 41 | 0 | 0 | 0 | 0 | 0 | 0 | 0 | 0 | 0 | 1 | 0 | 0 | 0 | 0 | 0 | 0 | 0 | 0
25 | Transmission Upgrades-69 kV-66427 | 66427 | 7 | 219680 |  | 219680 |  |  | 0 | 0 | 0 | 0 | 0 | 0 | 2021-02-28 | 2021-02-28 | 2021-07-31 | 2021-07-31 | 0 | 7 | 0 | 0 | 0 | 0 | 0 | 0 | 0 | 0 | 0 | 1 | 0 | 0 | 0 | 0 | 0 | 0 | 0 | 0
26 | Transmission Upgrades-69 kV-66415 | 66415 | 10 | 317000 |  | 317000 |  |  | 0 | 0 | 0 | 0 | 0 | 0 | 2021-02-28 | 2021-02-28 | 2021-07-31 | 2021-07-31 | 0 | 10 | 0 | 0 | 0 | 0 | 0 | 0 | 0 | 0 | 0 | 1 | 0 | 0 | 0 | 0 | 0 | 0 | 0 | 0
27 | Transmission Upgrades-69 kV-66834 | 66834 | 20 | 627340 |  | 627340 |  |  | 0 | 0 | 0 | 0 | 0 | 0 | 2021-03-31 | 2021-03-31 | 2021-08-31 | 2021-08-31 | 0 | 20 | 0 | 0 | 0 | 0 | 0 | 0 | 0 | 0 | 0 | 1 | 0 | 0 | 0 | 0 | 0 | 0 | 0 | 0
28 | Transmission Upgrades-69 kV-66022 | 66022 | 50 | 1585000 |  | 1585000 |  |  | 0 | 0 | 0 | 0 | 0 | 0 | 2021-03-31 | 2021-04-30 | 2021-08-31 | 2021-09-30 | 0 | 50 | 0 | 0 | 0 | 0 | 0 | 0 | 0 | 0 | 0 | 1 | 0 | 0 | 0 | 0 | 0 | 0 | 0 | 0
29 | Transmission Upgrades-69 kV-66060 | 66060 | 6 | 190200 |  | 190200 |  |  | 0 | 0 | 0 | 0 | 0 | 0 | 2021-04-30 | 2021-04-30 | 2021-09-30 | 2021-09-30 | 0 | 6 | 0 | 0 | 0 | 0 | 0 | 0 | 0 | 0 | 0 | 1 | 0 | 0 | 0 | 0 | 0 | 0 | 0 | 0
30 | Transmission Upgrades-69 kV-66048 | 66048 | 5 | 158500 |  | 0 | 158500 |  | 0 | 0 | 0 | 0 | 0 | 0 | 2022-04-30 | 2022-04-30 | 2022-09-30 | 2022-09-30 | 0 | 0 | 5 | 0 | 0 | 0 | 0 | 0 | 0 | 0 | 0 | 0 | 1 | 0 | 0 | 0 | 0 | 0 | 0 | 0
31 | Transmission Upgrades-69 kV-66031 | 66031 | 2 | 63400 |  | 0 | 63400 |  | 0 | 0 | 0 | 0 | 0 | 0 | 2022-04-30 | 2022-04-30 | 2022-09-30 | 2022-09-30 | 0 | 0 | 2 | 0 | 0 | 0 | 0 | 0 | 0 | 0 | 0 | 0 | 1 | 0 | 0 | 0 | 0 | 0 | 0 | 0
32 | Transmission Upgrades-69 kV-66036 | 66036 | 31 | 976040 |  | 976040 |  |  | 0 | 0 | 0 | 0 | 0 | 0 | 2021-04-30 | 2021-04-30 | 2021-09-30 | 2021-10-31 | 0 | 31 | 0 | 0 | 0 | 0 | 0 | 0 | 0 | 0 | 0 | 1 | 0 | 0 | 0 | 0 | 0 | 0 | 0 | 0
33 | Transmission Upgrades-138/230 kV-230402 | 230402 | 14 | 300100 |  | 300100 |  |  | 0 | 0 | 0 | 0 | 0 | 0 | 2021-04-30 | 2021-04-30 | 2021-10-31 | 2021-10-31 | 0 | 14 | 0 | 0 | 0 | 0 | 0 | 0 | 0 | 0 | 0 | 1 | 0 | 0 | 0 | 0 | 0 | 0 | 0 | 0
34 | Transmission Upgrades-138/230 kV-230401 | 230401 | 77 | 1653250 |  | 1653250 |  |  | 0 | 0 | 0 | 0 | 0 | 0 | 2021-04-30 | 2021-06-30 | 2021-10-31 | 2021-12-31 | 0 | 77 | 0 | 0 | 0 | 0 | 0 | 0 | 0 | 0 | 0 | 1 | 0 | 0 | 0 | 0 | 0 | 0 | 0 | 0
35 | Transmission Upgrades-138/230 kV-230602 | 230602 | 112 | 2408000 |  | 787150 | 1620850 |  | 0 | 0 | 0 | 0 | 0 | 0 | 2021-06-30 | 2021-07-31 | 2021-12-31 | 2022-02-28 | 0 | 36.6116 | 75.3884 | 0 | 0 | 0 | 0 | 0 | 0 | 0 | 0 | 0.32689 | 0.67311 | 0 | 0 | 0 | 0 | 0 | 0 | 0
36 | Transmission Upgrades-138/230 kV-230012 | 230012 | 16 | 344000 |  | 7200 | 336800 |  | 0 | 0 | 0 | 0 | 0 | 0 | 2021-07-31 | 2021-08-31 | 2022-02-28 | 2022-02-28 | 0 | 0.33488 | 15.6651 | 0 | 0 | 0 | 0 | 0 | 0 | 0 | 0 | 0.02093 | 0.97907 | 0 | 0 | 0 | 0 | 0 | 0 | 0
37 | Transmission Upgrades-138/230 kV-230606 | 230606 | 28 | 602000 |  | 12600 | 589400 |  | 0 | 0 | 0 | 0 | 0 | 0 | 2021-08-31 | 2021-08-31 | 2022-02-28 | 2022-03-31 | 0 | 0.58605 | 27.414 | 0 | 0 | 0 | 0 | 0 | 0 | 0 | 0 | 0.02093 | 0.97907 | 0 | 0 | 0 | 0 | 0 | 0 | 0
38 | Transmission Upgrades-138/230 kV-230033 | 230033 | 14 | 298300 |  | 3600 | 294700 |  | 0 | 0 | 0 | 0 | 0 | 0 | 2021-08-31 | 2021-08-31 | 2022-03-31 | 2022-03-31 | 0 | 0.16896 | 13.831 | 0 | 0 | 0 | 0 | 0 | 0 | 0 | 0 | 0.012068 | 0.98793 | 0 | 0 | 0 | 0 | 0 | 0 | 0
39 | Transmission Upgrades-138/230 kV-230609 | 230609 | 5 | 107500 |  | 2250 | 105250 |  | 0 | 0 | 0 | 0 | 0 | 0 | 2021-08-31 | 2021-08-31 | 2022-03-31 | 2022-03-31 | 0 | 0.10465 | 4.8953 | 0 | 0 | 0 | 0 | 0 | 0 | 0 | 0 | 0.02093 | 0.97907 | 0 | 0 | 0 | 0 | 0 | 0 | 0
40 | Transmission Upgrades-138/230 kV-230013 | 230013 | 20 | 430000 |  | 9000 | 421000 |  | 0 | 0 | 0 | 0 | 0 | 0 | 2021-08-31 | 2021-09-30 | 2022-03-31 | 2022-04-30 | 0 | 0.4186 | 19.5814 | 0 | 0 | 0 | 0 | 0 | 0 | 0 | 0 | 0.02093 | 0.97907 | 0 | 0 | 0 | 0 | 0 | 0 | 0
41 | Transmission Upgrades-69 kV-66030 | 66030 | 49 | 1553300 |  | 54390 | 1498910 |  | 0 | 0 | 0 | 0 | 0 | 0 | 2021-09-30 | 2021-10-31 | 2022-04-30 | 2022-05-31 | 0 | 1.7158 | 47.2842 | 0 | 0 | 0 | 0 | 0 | 0 | 0 | 0 | 0.035016 | 0.96498 | 0 | 0 | 0 | 0 | 0 | 0 | 0
42 | Transmission Upgrades-69 kV-66025 | 66025 | 104 | 3267940 |  | 86580 | 3181360 |  | 0 | 0 | 0 | 0 | 0 | 0 | 2021-10-31 | 2021-11-30 | 2022-05-31 | 2022-07-31 | 0 | 2.7554 | 101.2446 | 0 | 0 | 0 | 0 | 0 | 0 | 0 | 0 | 0.026494 | 0.97351 | 0 | 0 | 0 | 0 | 0 | 0 | 0
43 | Transmission Upgrades-69 kV-66020 | 66020 | 10 | 317000 |  | 11100 | 305900 |  | 0 | 0 | 0 | 0 | 0 | 0 | 2021-11-30 | 2021-11-30 | 2022-07-31 | 2022-07-31 | 0 | 0.35016 | 9.6498 | 0 | 0 | 0 | 0 | 0 | 0 | 0 | 0 | 0.035016 | 0.96498 | 0 | 0 | 0 | 0 | 0 | 0 | 0
44 | Transmission Upgrades-69 kV-66027 | 66027 | 18 | 570600 |  | 19980 | 550620 |  | 0 | 0 | 0 | 0 | 0 | 0 | 2021-11-30 | 2021-11-30 | 2022-07-31 | 2022-08-31 | 0 | 0.63028 | 17.3697 | 0 | 0 | 0 | 0 | 0 | 0 | 0 | 0 | 0.035016 | 0.96498 | 0 | 0 | 0 | 0 | 0 | 0 | 0
45 | Transmission Upgrades-69 kV-66008 | 66008 | 9 | 281970 |  | 6660 | 275310 |  | 0 | 0 | 0 | 0 | 0 | 0 | 2021-11-30 | 2021-11-30 | 2022-08-31 | 2022-08-31 | 0 | 0.21258 | 8.7874 | 0 | 0 | 0 | 0 | 0 | 0 | 0 | 0 | 0.02362 | 0.97638 | 0 | 0 | 0 | 0 | 0 | 0 | 0
46 | Transmission Upgrades-69 kV-66001 | 66001 | 70 | 2217890 |  | 71040 | 2146850 |  | 0 | 0 | 0 | 0 | 0 | 0 | 2021-11-30 | 2022-01-31 | 2022-08-31 | 2022-10-31 | 0 | 2.2421 | 67.7579 | 0 | 0 | 0 | 0 | 0 | 0 | 0 | 0 | 0.03203 | 0.96797 | 0 | 0 | 0 | 0 | 0 | 0 | 0
47 | Transmission Upgrades-69 kV-66045 | 66045 | 54 | 1711800 |  |  | 427950 | 1283850 | 0 | 0 | 0 | 0 | 0 | 0 | 2022-01-31 | 2022-02-28 | 2022-10-31 | 2022-11-30 | 0 | 0 | 13.5 | 40.5 | 0 | 0 | 0 | 0 | 0 | 0 | 0 | 0 | 0.25 | 0.75 | 0 | 0 | 0 | 0 | 0 | 0
48 | Transmission Upgrades-69 kV-66026 | 66026 | 83 | 2592250 |  |  | 1980450 | 611800 | 0 | 0 | 0 | 0 | 0 | 0 | 2022-02-28 | 2022-02-28 | 2022-11-30 | 2023-01-31 | 0 | 0 | 63.4111 | 19.5889 | 0 | 0 | 0 | 0 | 0 | 0 | 0 | 0 | 0.76399 | 0.23601 | 0 | 0 | 0 | 0 | 0 | 0
49 | Transmission Upgrades-138/230 kV-230006 | 230006 | 101 | 2165200 |  |  | 39150 | 2126050 | 0 | 0 | 0 | 0 | 0 | 0 | 2022-02-28 | 2022-04-30 | 2023-01-31 | 2023-03-31 | 0 | 0 | 1.8262 | 99.1738 | 0 | 0 | 0 | 0 | 0 | 0 | 0 | 0 | 0.018081 | 0.98192 | 0 | 0 | 0 | 0 | 0 | 0
50 | Transmission Upgrades-69 kV-66021 | 66021 | 45 | 1426500 |  |  | 49950 | 1376550 | 0 | 0 | 0 | 0 | 0 | 0 | 2022-04-30 | 2022-05-31 | 2023-03-31 | 2023-04-30 | 0 | 0 | 1.5757 | 43.4243 | 0 | 0 | 0 | 0 | 0 | 0 | 0 | 0 | 0.035016 | 0.96498 | 0 | 0 | 0 | 0 | 0 | 0
51 | Transmission Upgrades-69 kV-66028 | 66028 | 49 | 1538870 |  |  | 39960 | 1498910 | 0 | 0 | 0 | 0 | 0 | 0 | 2022-05-31 | 2022-05-31 | 2023-04-30 | 2023-05-31 | 0 | 0 | 1.2724 | 47.7276 | 0 | 0 | 0 | 0 | 0 | 0 | 0 | 0 | 0.025967 | 0.97403 | 0 | 0 | 0 | 0 | 0 | 0
52 | Transmission Upgrades-69 kV-66032 | 66032 | 40 | 1268000 |  |  | 44400 | 1223600 | 0 | 0 | 0 | 0 | 0 | 0 | 2022-06-30 | 2022-06-30 | 2023-05-31 | 2023-06-30 | 0 | 0 | 1.4006 | 38.5994 | 0 | 0 | 0 | 0 | 0 | 0 | 0 | 0 | 0.035016 | 0.96498 | 0 | 0 | 0 | 0 | 0 | 0
53 | Transmission Upgrades-69 kV-66017 | 66017 | 97 | 3051590 |  |  | 84360 | 2967230 | 0 | 0 | 0 | 0 | 0 | 0 | 2022-06-30 | 2022-08-31 | 2023-06-30 | 2023-08-31 | 0 | 0 | 2.6815 | 94.3185 | 0 | 0 | 0 | 0 | 0 | 0 | 0 | 0 | 0.027645 | 0.97236 | 0 | 0 | 0 | 0 | 0 | 0
54 | Transmission Upgrades-69 kV-66011 | 66011 | 22 | 697400 |  |  | 24420 | 672980 | 0 | 0 | 0 | 0 | 0 | 0 | 2022-08-31 | 2022-08-31 | 2023-08-31 | 2023-08-31 | 0 | 0 | 0.77035 | 21.2297 | 0 | 0 | 0 | 0 | 0 | 0 | 0 | 0 | 0.035016 | 0.96498 | 0 | 0 | 0 | 0 | 0 | 0
55 | Transmission Upgrades-69 kV-66047 | 66047 | 1 | 31700 |  |  | 1110 | 30590 | 0 | 0 | 0 | 0 | 0 | 0 | 2022-08-31 | 2022-08-31 | 2023-08-31 | 2023-08-31 | 0 | 0 | 0.035016 | 0.96498 | 0 | 0 | 0 | 0 | 0 | 0 | 0 | 0 | 0.035016 | 0.96498 | 0 | 0 | 0 | 0 | 0 | 0
56 | Transmission Upgrades-69 kV-66436 | 66436 | 34 | 1077800 |  |  |  | 37740 | 1040060 | 0 | 0 | 0 | 0 | 0 | 2022-08-31 | 2022-09-30 | 2023-08-31 | 2023-09-30 | 0 | 0 | 0 | 1.1905 | 32.8095 | 0 | 0 | 0 | 0 | 0 | 0 | 0 | 0 | 0.035016 | 0.96498 | 0 | 0 | 0 | 0 | 0
57 | Transmission Upgrades-69 kV-66098 | 66098 | 22 | 694070 |  |  | 21090 | 672980 | 0 | 0 | 0 | 0 | 0 | 0 | 2022-09-30 | 2022-09-30 | 2023-09-30 | 2023-09-30 | 0 | 0 | 0.66849 | 21.3315 | 0 | 0 | 0 | 0 | 0 | 0 | 0 | 0 | 0.030386 | 0.96961 | 0 | 0 | 0 | 0 | 0 | 0
58 | Transmission Upgrades-138/230 kV-230020 | 230020 | 61 | 1310600 |  |  | 26550 | 1284050 | 0 | 0 | 0 | 0 | 0 | 0 | 2022-09-30 | 2022-10-31 | 2023-09-30 | 2023-11-30 | 0 | 0 | 1.2357 | 59.7643 | 0 | 0 | 0 | 0 | 0 | 0 | 0 | 0 | 0.020258 | 0.97974 | 0 | 0 | 0 | 0 | 0 | 0
59 | Transmission Upgrades-138/230 kV-230623 | 230623 | 65 | 1397500 |  |  | 29250 | 1368250 | 0 | 0 | 0 | 0 | 0 | 0 | 2022-10-31 | 2022-11-30 | 2023-11-30 | 2023-12-31 | 0 | 0 | 1.3605 | 63.6395 | 0 | 0 | 0 | 0 | 0 | 0 | 0 | 0 | 0.02093 | 0.97907 | 0 | 0 | 0 | 0 | 0 | 0
60 | Transmission Upgrades-138/230 kV-230604 | 230604 | 36 | 416150 |  |  | 16200 | 399950 | 0 | 0 | 0 | 0 | 0 | 0 | 2022-11-30 | 2022-12-31 | 2023-12-31 | 2024-01-01 | 0 | 0 | 1.4014 | 34.5986 | 0 | 0 | 0 | 0 | 0 | 0 | 0 | 0 | 0.038928 | 0.96107 | 0 | 0 | 0 | 0 | 0 | 0
61 | Transmission Upgrades-69 kV-66035 | 66035 | 65 | 72150 |  |  | 36630 | 35520 | 0 | 0 | 0 | 0 | 0 | 0 | 2022-12-31 | 2023-01-31 | Not Scheduled | Not Scheduled | 0 | 0 | 33 | 32 | 0 | 0 | 0 | 0 | 0 | 0 | 0 | 0 | 0.50769 | 0.49231 | 0 | 0 | 0 | 0 | 0 | 0
| Transmission Upgrades-138/230 kV-230037 |  | 1 | 43000 |  |  |  |  | 43000 | 0 | 0 | 0 | 0 | 0 |  |  |  |  | 0 | 0 | 0 | 0 | 1 | 0 | 0 | 0 | 0 | 0 | 0 | 0 | 0 | 0 | 1 | 0 | 0 | 0 | 0 | 0
| Transmission Upgrades-69 kV-66064 |  | 1 | 31700 |  |  |  |  | 31700 | 0 | 0 | 0 | 0 | 0 |  |  |  |  | 0 | 0 | 0 | 0 | 1 | 0 | 0 | 0 | 0 | 0 | 0 | 0 | 0 | 0 | 1 | 0 | 0 | 0 | 0 | 0
| Transmission Upgrades-69 kV-66062 |  | 4 | 126800 |  |  |  |  | 126800 | 0 | 0 | 0 | 0 | 0 |  |  |  |  | 0 | 0 | 0 | 0 | 4 | 0 | 0 | 0 | 0 | 0 | 0 | 0 | 0 | 0 | 1 | 0 | 0 | 0 | 0 | 0
| Transmission Upgrades-69 kV-66085 |  | 2 | 63400 |  |  |  |  | 63400 | 0 | 0 | 0 | 0 | 0 |  |  |  |  | 0 | 0 | 0 | 0 | 2 | 0 | 0 | 0 | 0 | 0 | 0 | 0 | 0 | 0 | 1 | 0 | 0 | 0 | 0 | 0
| Transmission Upgrades-138/230 kV-230014 |  | 1 | 21500 |  |  |  |  | 21500 | 0 | 0 | 0 | 0 | 0 |  |  |  |  | 0 | 0 | 0 | 0 | 1 | 0 | 0 | 0 | 0 | 0 | 0 | 0 | 0 | 0 | 1 | 0 | 0 | 0 | 0 | 0
| Transmission Upgrades-69 kV-66042 |  | 33 | 1046100 |  |  |  |  | 1046100 | 0 | 0 | 0 | 0 | 0 |  |  |  |  | 0 | 0 | 0 | 0 | 33 | 0 | 0 | 0 | 0 | 0 | 0 | 0 | 0 | 0 | 1 | 0 | 0 | 0 | 0 | 0
| Transmission Upgrades-69 kV-66842 |  | 2 | 63400 |  |  |  |  | 63400 | 0 | 0 | 0 | 0 | 0 |  |  |  |  | 0 | 0 | 0 | 0 | 2 | 0 | 0 | 0 | 0 | 0 | 0 | 0 | 0 | 0 | 1 | 0 | 0 | 0 | 0 | 0
| Transmission Upgrades-69 kV-66055 |  | 10 | 317000 |  |  |  |  | 317000 | 0 | 0 | 0 | 0 | 0 |  |  |  |  | 0 | 0 | 0 | 0 | 10 | 0 | 0 | 0 | 0 | 0 | 0 | 0 | 0 | 0 | 1 | 0 | 0 | 0 | 0 | 0
| Transmission Upgrades-69 kV-66603 |  | 115 | 3645500 |  |  |  |  | 3645500 | 0 | 0 | 0 | 0 | 0 |  |  |  |  | 0 | 0 | 0 | 0 | 115 | 0 | 0 | 0 | 0 | 0 | 0 | 0 | 0 | 0 | 1 | 0 | 0 | 0 | 0 | 0
| Transmission Upgrades-138/230 kV-138008 |  | 11 | 358600 |  |  |  |  | 358600 | 0 | 0 | 0 | 0 | 0 |  |  |  |  | 0 | 0 | 0 | 0 | 11 | 0 | 0 | 0 | 0 | 0 | 0 | 0 | 0 | 0 | 1 | 0 | 0 | 0 | 0 | 0
| Transmission Upgrades-69 kV-66061 |  | 78 | 2472600 |  |  |  |  | 2472600 | 0 | 0 | 0 | 0 | 0 |  |  |  |  | 0 | 0 | 0 | 0 | 78 | 0 | 0 | 0 | 0 | 0 | 0 | 0 | 0 | 0 | 1 | 0 | 0 | 0 | 0 | 0
| Transmission Upgrades-69 kV-66831 |  | 3 | 95100 |  |  |  |  | 95100 | 0 | 0 | 0 | 0 | 0 |  |  |  |  | 0 | 0 | 0 | 0 | 3 | 0 | 0 | 0 | 0 | 0 | 0 | 0 | 0 | 0 | 1 | 0 | 0 | 0 | 0 | 0
| Transmission Upgrades-69 kV-66051 |  | 46 | 1458200 |  |  |  |  | 1458200 | 0 | 0 | 0 | 0 | 0 |  |  |  |  | 0 | 0 | 0 | 0 | 46 | 0 | 0 | 0 | 0 | 0 | 0 | 0 | 0 | 0 | 1 | 0 | 0 | 0 | 0 | 0
| Transmission Upgrades-69 kV-66833 |  | 185 | 5864500 |  |  |  |  | 0 | 5864500 | 0 | 0 | 0 | 0 |  |  |  |  | 0 | 0 | 0 | 0 | 0 | 185 | 0 | 0 | 0 | 0 | 0 | 0 | 0 | 0 | 0 | 1 | 0 | 0 | 0 | 0
| Transmission Upgrades-69 kV-66416 |  | 57 | 1806900 |  |  |  |  | 0 | 0 | 1806900 | 0 | 0 | 0 |  |  |  |  | 0 | 0 | 0 | 0 | 0 | 0 | 57 | 0 | 0 | 0 | 0 | 0 | 0 | 0 | 0 | 0 | 1 | 0 | 0 | 0
| Transmission Upgrades-69 kV-66426 |  | 243 | 7703100 |  |  |  |  | 0 | 7703100 | 0 | 0 | 0 | 0 |  |  |  |  | 0 | 0 | 0 | 0 | 0 | 243 | 0 | 0 | 0 | 0 | 0 | 0 | 0 | 0 | 0 | 1 | 0 | 0 | 0 | 0
| Transmission Upgrades-69 kV-66058 |  | 7 | 221900 |  |  |  |  | 221900 | 0 | 0 | 0 | 0 | 0 |  |  |  |  | 0 | 0 | 0 | 0 | 7 | 0 | 0 | 0 | 0 | 0 | 0 | 0 | 0 | 0 | 1 | 0 | 0 | 0 | 0 | 0
| Transmission Upgrades-69 kV-66658 |  | 47 | 1489900 |  |  |  |  | 0 | 1489900 | 0 | 0 | 0 | 0 |  |  |  |  | 0 | 0 | 0 | 0 | 0 | 47 | 0 | 0 | 0 | 0 | 0 | 0 | 0 | 0 | 0 | 1 | 0 | 0 | 0 | 0
| Transmission Upgrades-138/230 kV-138004 |  | 5 | 163000 |  |  |  |  | 0 | 163000 | 0 | 0 | 0 | 0 |  |  |  |  | 0 | 0 | 0 | 0 | 0 | 5 | 0 | 0 | 0 | 0 | 0 | 0 | 0 | 0 | 0 | 1 | 0 | 0 | 0 | 0
| Transmission Upgrades-69 kV-66034 |  | 71 | 2250700 |  |  |  |  | 0 | 0 | 2250700 | 0 | 0 | 0 |  |  |  |  | 0 | 0 | 0 | 0 | 0 | 0 | 71 | 0 | 0 | 0 | 0 | 0 | 0 | 0 | 0 | 0 | 1 | 0 | 0 | 0
| Transmission Upgrades-69 kV-66419 |  | 78 | 2472600 |  |  |  |  | 0 | 0 | 2472600 | 0 | 0 | 0 |  |  |  |  | 0 | 0 | 0 | 0 | 0 | 0 | 78 | 0 | 0 | 0 | 0 | 0 | 0 | 0 | 0 | 0 | 1 | 0 | 0 | 0
| Transmission Upgrades-69 kV-66652 |  | 60 | 1902000 |  |  |  |  | 0 | 1902000 | 0 | 0 | 0 | 0 |  |  |  |  | 0 | 0 | 0 | 0 | 0 | 60 | 0 | 0 | 0 | 0 | 0 | 0 | 0 | 0 | 0 | 1 | 0 | 0 | 0 | 0
| Transmission Upgrades-69 kV-66067 |  | 34 | 1077800 |  |  |  |  | 0 | 0 | 1077800 | 0 | 0 | 0 |  |  |  |  | 0 | 0 | 0 | 0 | 0 | 0 | 34 | 0 | 0 | 0 | 0 | 0 | 0 | 0 | 0 | 0 | 1 | 0 | 0 | 0
| Transmission Upgrades-69 kV-66615 |  | 109 | 3455300 |  |  |  |  | 0 | 0 | 3455300 | 0 | 0 | 0 |  |  |  |  | 0 | 0 | 0 | 0 | 0 | 0 | 109 | 0 | 0 | 0 | 0 | 0 | 0 | 0 | 0 | 0 | 1 | 0 | 0 | 0
| Transmission Upgrades-69 kV-66653 |  | 98 | 3106600 |  |  |  |  | 0 | 0 | 3106600 | 0 | 0 | 0 |  |  |  |  | 0 | 0 | 0 | 0 | 0 | 0 | 98 | 0 | 0 | 0 | 0 | 0 | 0 | 0 | 0 | 0 | 1 | 0 | 0 | 0
| Transmission Upgrades-69 kV-66095 |  | 49 | 1553300 |  |  |  |  | 0 | 0 | 1553300 | 0 | 0 | 0 |  |  |  |  | 0 | 0 | 0 | 0 | 0 | 0 | 49 | 0 | 0 | 0 | 0 | 0 | 0 | 0 | 0 | 0 | 1 | 0 | 0 | 0
| Transmission Upgrades-138/230 kV-138005 |  | 3 | 97800 |  |  |  |  | 0 | 97800 | 0 | 0 | 0 | 0 |  |  |  |  | 0 | 0 | 0 | 0 | 0 | 3 | 0 | 0 | 0 | 0 | 0 | 0 | 0 | 0 | 0 | 1 | 0 | 0 | 0 | 0
| Transmission Upgrades-69 kV-66040 |  | 64 | 2028800 |  |  |  |  | 0 | 0 | 0 | 2028800 | 0 | 0 |  |  |  |  | 0 | 0 | 0 | 0 | 0 | 0 | 0 | 64 | 0 | 0 | 0 | 0 | 0 | 0 | 0 | 0 | 0 | 1 | 0 | 0
| Transmission Upgrades-69 kV-66417 |  | 14 | 443800 |  |  |  |  | 0 | 0 | 0 | 443800 | 0 | 0 |  |  |  |  | 0 | 0 | 0 | 0 | 0 | 0 | 0 | 14 | 0 | 0 | 0 | 0 | 0 | 0 | 0 | 0 | 0 | 1 | 0 | 0
| Transmission Upgrades-69 kV-66832 |  | 101 | 3201700 |  |  |  |  | 0 | 0 | 0 | 3201700 | 0 | 0 |  |  |  |  | 0 | 0 | 0 | 0 | 0 | 0 | 0 | 101 | 0 | 0 | 0 | 0 | 0 | 0 | 0 | 0 | 0 | 1 | 0 | 0
| Transmission Upgrades-69 kV-66014 |  | 19 | 602300 |  |  |  |  | 0 | 0 | 0 | 602300 | 0 | 0 |  |  |  |  | 0 | 0 | 0 | 0 | 0 | 0 | 0 | 19 | 0 | 0 | 0 | 0 | 0 | 0 | 0 | 0 | 0 | 1 | 0 | 0
| Transmission Upgrades-69 kV-66656 |  | 51 | 1616700 |  |  |  |  | 0 | 0 | 0 | 1616700 | 0 | 0 |  |  |  |  | 0 | 0 | 0 | 0 | 0 | 0 | 0 | 51 | 0 | 0 | 0 | 0 | 0 | 0 | 0 | 0 | 0 | 1 | 0 | 0
| Transmission Upgrades-69 kV-66039 |  | 14 | 443800 |  |  |  |  | 0 | 0 | 0 | 443800 | 0 | 0 |  |  |  |  | 0 | 0 | 0 | 0 | 0 | 0 | 0 | 14 | 0 | 0 | 0 | 0 | 0 | 0 | 0 | 0 | 0 | 1 | 0 | 0
| Transmission Upgrades-69 kV-66838 |  | 35 | 1109500 |  |  |  |  | 0 | 0 | 0 | 1109500 | 0 | 0 |  |  |  |  | 0 | 0 | 0 | 0 | 0 | 0 | 0 | 35 | 0 | 0 | 0 | 0 | 0 | 0 | 0 | 0 | 0 | 1 | 0 | 0
| Transmission Upgrades-69 kV-66405 |  | 66 | 2092200 |  |  |  |  | 0 | 0 | 0 | 2092200 | 0 | 0 |  |  |  |  | 0 | 0 | 0 | 0 | 0 | 0 | 0 | 66 | 0 | 0 | 0 | 0 | 0 | 0 | 0 | 0 | 0 | 1 | 0 | 0
| Transmission Upgrades-69 kV-66091 |  | 52 | 1648400 |  |  |  |  | 0 | 0 | 0 | 1648400 | 0 | 0 |  |  |  |  | 0 | 0 | 0 | 0 | 0 | 0 | 0 | 52 | 0 | 0 | 0 | 0 | 0 | 0 | 0 | 0 | 0 | 1 | 0 | 0
| Transmission Upgrades-69 kV-66650 |  | 31 | 982700 |  |  |  |  | 0 | 0 | 0 | 982700 | 0 | 0 |  |  |  |  | 0 | 0 | 0 | 0 | 0 | 0 | 0 | 31 | 0 | 0 | 0 | 0 | 0 | 0 | 0 | 0 | 0 | 1 | 0 | 0
| Transmission Upgrades-138/230 kV-138006 |  | 88 | 2868800 |  |  |  |  | 0 | 0 | 0 | 0 | 2868800 | 0 |  |  |  |  | 0 | 0 | 0 | 0 | 0 | 0 | 0 | 0 | 88 | 0 | 0 | 0 | 0 | 0 | 0 | 0 | 0 | 0 | 1 | 0
| Transmission Upgrades-69 kV-66012 |  | 16 | 507200 |  |  |  |  | 0 | 0 | 0 | 0 | 507200 | 0 |  |  |  |  | 0 | 0 | 0 | 0 | 0 | 0 | 0 | 0 | 16 | 0 | 0 | 0 | 0 | 0 | 0 | 0 | 0 | 0 | 1 | 0
| Transmission Upgrades-69 kV-66005 |  | 16 | 507200 |  |  |  |  | 0 | 0 | 0 | 0 | 507200 | 0 |  |  |  |  | 0 | 0 | 0 | 0 | 0 | 0 | 0 | 0 | 16 | 0 | 0 | 0 | 0 | 0 | 0 | 0 | 0 | 0 | 1 | 0
| Transmission Upgrades-138/230 kV-138003 |  | 42 | 1369200 |  |  |  |  | 0 | 0 | 0 | 0 | 1369200 | 0 |  |  |  |  | 0 | 0 | 0 | 0 | 0 | 0 | 0 | 0 | 42 | 0 | 0 | 0 | 0 | 0 | 0 | 0 | 0 | 0 | 1 | 0
| Transmission Upgrades-69 kV-66044 |  | 30 | 951000 |  |  |  |  | 0 | 0 | 0 | 0 | 951000 | 0 |  |  |  |  | 0 | 0 | 0 | 0 | 0 | 0 | 0 | 0 | 30 | 0 | 0 | 0 | 0 | 0 | 0 | 0 | 0 | 0 | 1 | 0
| Transmission Upgrades-69 kV-66004 |  | 69 | 2187300 |  |  |  |  | 0 | 0 | 0 | 0 | 2187300 | 0 |  |  |  |  | 0 | 0 | 0 | 0 | 0 | 0 | 0 | 0 | 69 | 0 | 0 | 0 | 0 | 0 | 0 | 0 | 0 | 0 | 1 | 0
| Transmission Upgrades-69 kV-66839 |  | 53 | 1680100 |  |  |  |  | 0 | 0 | 0 | 0 | 1680100 | 0 |  |  |  |  | 0 | 0 | 0 | 0 | 0 | 0 | 0 | 0 | 53 | 0 | 0 | 0 | 0 | 0 | 0 | 0 | 0 | 0 | 1 | 0
| Transmission Upgrades-69 kV-66651 |  | 44 | 1394800 |  |  |  |  | 0 | 0 | 0 | 0 | 1394800 | 0 |  |  |  |  | 0 | 0 | 0 | 0 | 0 | 0 | 0 | 0 | 44 | 0 | 0 | 0 | 0 | 0 | 0 | 0 | 0 | 0 | 1 | 0
| Transmission Upgrades-69 kV-66655 |  | 75 | 2377500 |  |  |  |  | 0 | 0 | 0 | 0 | 2377500 | 0 |  |  |  |  | 0 | 0 | 0 | 0 | 0 | 0 | 0 | 0 | 75 | 0 | 0 | 0 | 0 | 0 | 0 | 0 | 0 | 0 | 1 | 0
| Transmission Upgrades-69 kV-66412 |  | 31 | 982700 |  |  |  |  | 0 | 0 | 0 | 0 | 982700 | 0 |  |  |  |  | 0 | 0 | 0 | 0 | 0 | 0 | 0 | 0 | 31 | 0 | 0 | 0 | 0 | 0 | 0 | 0 | 0 | 0 | 1 | 0
| Transmission Upgrades-69 kV-66657 |  | 31 | 982700 |  |  |  |  | 0 | 0 | 0 | 0 | 982700 | 0 |  |  |  |  | 0 | 0 | 0 | 0 | 0 | 0 | 0 | 0 | 31 | 0 | 0 | 0 | 0 | 0 | 0 | 0 | 0 | 0 | 1 | 0
| Transmission Upgrades-69 kV-66830 |  | 14 | 443800 |  |  |  |  | 0 | 0 | 0 | 0 | 443800 | 0 |  |  |  |  | 0 | 0 | 0 | 0 | 0 | 0 | 0 | 0 | 14 | 0 | 0 | 0 | 0 | 0 | 0 | 0 | 0 | 0 | 1 | 0
| Transmission Upgrades-69 kV-66403 |  | 14 | 443800 |  |  |  |  | 0 | 0 | 0 | 0 | 443800 | 0 |  |  |  |  | 0 | 0 | 0 | 0 | 0 | 0 | 0 | 0 | 14 | 0 | 0 | 0 | 0 | 0 | 0 | 0 | 0 | 0 | 1 | 0
| Transmission Upgrades-69 kV-66015 |  | 16 | 507200 |  |  |  |  | 0 | 0 | 0 | 0 | 0 | 507200 |  |  |  |  | 0 | 0 | 0 | 0 | 0 | 0 | 0 | 0 | 0 | 16 | 0 | 0 | 0 | 0 | 0 | 0 | 0 | 0 | 0 | 1
| Transmission Upgrades-69 kV-66088 |  | 22 | 697400 |  |  |  |  | 0 | 0 | 0 | 0 | 0 | 697400 |  |  |  |  | 0 | 0 | 0 | 0 | 0 | 0 | 0 | 0 | 0 | 22 | 0 | 0 | 0 | 0 | 0 | 0 | 0 | 0 | 0 | 1
| Transmission Upgrades-69 kV-66072 |  | 25 | 792500 |  |  |  |  | 0 | 0 | 0 | 0 | 0 | 792500 |  |  |  |  | 0 | 0 | 0 | 0 | 0 | 0 | 0 | 0 | 0 | 25 | 0 | 0 | 0 | 0 | 0 | 0 | 0 | 0 | 0 | 1
| Transmission Upgrades-69 kV-66071 |  | 17 | 538900 |  |  |  |  | 0 | 0 | 0 | 0 | 0 | 538900 |  |  |  |  | 0 | 0 | 0 | 0 | 0 | 0 | 0 | 0 | 0 | 17 | 0 | 0 | 0 | 0 | 0 | 0 | 0 | 0 | 0 | 1
| Transmission Upgrades-69 kV-66029 |  | 3 | 95100 |  |  |  |  | 0 | 0 | 0 | 0 | 0 | 95100 |  |  |  |  | 0 | 0 | 0 | 0 | 0 | 0 | 0 | 0 | 0 | 3 | 0 | 0 | 0 | 0 | 0 | 0 | 0 | 0 | 0 | 1
| Transmission Upgrades-69 kV-67657 |  | 70 | 2219000 |  |  |  |  | 0 | 0 | 0 | 0 | 0 | 2219000 |  |  |  |  | 0 | 0 | 0 | 0 | 0 | 0 | 0 | 0 | 0 | 70 | 0 | 0 | 0 | 0 | 0 | 0 | 0 | 0 | 0 | 1
| Transmission Upgrades-138/230 kV-138007 |  | 19 | 619400 |  |  |  |  | 0 | 0 | 0 | 0 | 0 | 619400 |  |  |  |  | 0 | 0 | 0 | 0 | 0 | 0 | 0 | 0 | 0 | 19 | 0 | 0 | 0 | 0 | 0 | 0 | 0 | 0 | 0 | 1
| Transmission Upgrades-69 kV-66404 |  | 9 | 285300 |  |  |  |  | 0 | 0 | 0 | 0 | 0 | 285300 |  |  |  |  | 0 | 0 | 0 | 0 | 0 | 0 | 0 | 0 | 0 | 9 | 0 | 0 | 0 | 0 | 0 | 0 | 0 | 0 | 0 | 1
| Transmission Upgrades-69 kV-67615 |  | 24 | 760800 |  |  |  |  | 0 | 0 | 0 | 0 | 0 | 760800 |  |  |  |  | 0 | 0 | 0 | 0 | 0 | 0 | 0 | 0 | 0 | 24 | 0 | 0 | 0 | 0 | 0 | 0 | 0 | 0 | 0 | 1
| Transmission Upgrades-69 kV-66043 |  | 33 | 1046100 |  |  |  |  | 0 | 0 | 0 | 0 | 0 | 1046100 |  |  |  |  | 0 | 0 | 0 | 0 | 0 | 0 | 0 | 0 | 0 | 33 | 0 | 0 | 0 | 0 | 0 | 0 | 0 | 0 | 0 | 1
| Transmission Upgrades-69 kV-66837 |  | 16 | 507200 |  |  |  |  | 0 | 0 | 0 | 0 | 0 | 507200 |  |  |  |  | 0 | 0 | 0 | 0 | 0 | 0 | 0 | 0 | 0 | 16 | 0 | 0 | 0 | 0 | 0 | 0 | 0 | 0 | 0 | 1
| Transmission Upgrades-69 kV-66041 |  | 26 | 824200 |  |  |  |  | 0 | 0 | 0 | 0 | 0 | 824200 |  |  |  |  | 0 | 0 | 0 | 0 | 0 | 0 | 0 | 0 | 0 | 26 | 0 | 0 | 0 | 0 | 0 | 0 | 0 | 0 | 0 | 1
| Transmission Upgrades-69 kV-66010 |  | 22 | 697400 |  |  |  |  | 0 | 0 | 0 | 0 | 0 | 697400 |  |  |  |  | 0 | 0 | 0 | 0 | 0 | 0 | 0 | 0 | 0 | 22 | 0 | 0 | 0 | 0 | 0 | 0 | 0 | 0 | 0 | 1
| Transmission Upgrades-69 kV-66002 |  | 6 | 190200 |  |  |  |  | 0 | 0 | 0 | 0 | 0 | 190200 |  |  |  |  | 0 | 0 | 0 | 0 | 0 | 0 | 0 | 0 | 0 | 6 | 0 | 0 | 0 | 0 | 0 | 0 | 0 | 0 | 0 | 1
| Transmission Upgrades-69 kV-66835 |  | 5 | 158500 |  |  |  |  | 0 | 0 | 0 | 0 | 0 | 158500 |  |  |  |  | 0 | 0 | 0 | 0 | 0 | 0 | 0 | 0 | 0 | 5 | 0 | 0 | 0 | 0 | 0 | 0 | 0 | 0 | 0 | 1
| Transmission Upgrades-69 kV-66003 |  | 2 | 63400 |  |  |  |  | 0 | 0 | 0 | 0 | 0 | 63400 |  |  |  |  | 0 | 0 | 0 | 0 | 0 | 0 | 0 | 0 | 0 | 2 | 0 | 0 | 0 | 0 | 0 | 0 | 0 | 0 | 0 | 1
| Transmission Upgrades-69 kV-66052 |  | 1 | 31700 |  |  |  |  | 0 | 0 | 0 | 0 | 0 | 31700 |  |  |  |  | 0 | 0 | 0 | 0 | 0 | 0 | 0 | 0 | 0 | 1 | 0 | 0 | 0 | 0 | 0 | 0 | 0 | 0 | 0 | 1
| Transmission Upgrades-69 kV-66056 |  | 1 | 31700 |  |  |  |  | 0 | 0 | 0 | 0 | 0 | 31700 |  |  |  |  | 0 | 0 | 0 | 0 | 0 | 0 | 0 | 0 | 0 | 1 | 0 | 0 | 0 | 0 | 0 | 0 | 0 | 0 | 0 | 1
| Transmission Upgrades-69 kV-66037 |  | 1 | 31700 |  |  |  |  | 0 | 0 | 0 | 0 | 0 | 31700 |  |  |  |  | 0 | 0 | 0 | 0 | 0 | 0 | 0 | 0 | 0 | 1 | 0 | 0 | 0 | 0 | 0 | 0 | 0 | 0 | 0 | 1
| Transmission Upgrades-69 kV-66057 |  | 1 | 31700 |  |  |  |  | 0 | 0 | 0 | 0 | 0 | 31700 |  |  |  |  | 0 | 0 | 0 | 0 | 0 | 0 | 0 | 0 | 0 | 1 | 0 | 0 | 0 | 0 | 0 | 0 | 0 | 0 | 0 | 1

## Circuit Summary
Circuit Summary
Check: | 0 |  | 0
| 876 | 664 | 17630 | 3695.4551 | 330 | 106 | 2544 | 1053.8782
| Circuit Information |  |  |  | Plan Information
Circuit No | Total Feeder Segments | Automation Potential | Total Laterals | Miles to Circuit Laterals | Feeder Section in Plan | Automation in Plan | Laterals in Plan | Lateral Miles in Plan | Feeder Year | Automation Year | Circuit Year | Lateral Year | Feeder Section in Plan | Automation in Plan | Total Feeder | Laterals in Plan
13349 | 1 | 1 | 1 | 0.076515 | 0 | 0 | 0 | 0 | 0 | 0 | 0 | 0 | 0 | 0 | 0 | 0
14079 | 1 | 1 | 3 | 0.36894 | 0 | 0 | 0 | 0 | 0 | 0 | 0 | 0 | 0 | 0 | 0 | 0
13985 | 3 | 1 | 1 | 0.013826 | 0 | 0 | 0 | 0 | 0 | 0 | 0 | 0 | 0 | 0 | 0 | 0
13963 | 1 | 1 | 21 | 3.0981 | 0 | 0 | 0 | 0 | 0 | 0 | 0 | 0 | 0 | 0 | 0 | 0
13671 | 1 | 1 | 1 | 0.026894 | 0 | 0 | 0 | 0 | 0 | 0 | 0 | 0 | 0 | 0 | 0 | 0
14091 | 1 | 1 | 1 | 0.042235 | 0 | 0 | 0 | 0 | 0 | 0 | 0 | 0 | 0 | 0 | 0 | 0
13156 | 1 | 1 | 9 | 1.9498 | 0 | 0 | 0 | 0 | 0 | 0 | 0 | 0 | 0 | 0 | 0 | 0
13166 | 1 | 1 | 23 | 1.2348 | 0 | 0 | 0 | 0 | 0 | 0 | 0 | 0 | 0 | 0 | 0 | 0
13871 | 1 | 1 | 0 | 0 | 0 | 0 | 0 | 0 | 0 | 0 | 0 | 0 | 0 | 0 | 0 | 0
13707 | 1 | 1 | 8 | 0.84167 | 0 | 0 | 0 | 0 | 0 | 0 | 0 | 0 | 0 | 0 | 0 | 0
13781 | 1 | 1 | 11 | 1.4358 | 0 | 0 | 0 | 0 | 0 | 0 | 0 | 0 | 0 | 0 | 0 | 0
13170 | 1 | 1 | 3 | 0.19716 | 0 | 0 | 0 | 0 | 0 | 0 | 0 | 0 | 0 | 0 | 0 | 0
13850 | 1 | 1 | 1 | 0.073485 | 0 | 0 | 0 | 0 | 0 | 0 | 0 | 0 | 0 | 0 | 0 | 0
13714 | 2 | 1 | 2 | 0.24602 | 0 | 0 | 0 | 0 | 0 | 0 | 0 | 0 | 0 | 0 | 0 | 0
13488 | 1 | 1 | 4 | 0.61534 | 0 | 0 | 0 | 0 | 0 | 0 | 0 | 0 | 0 | 0 | 0 | 0
13920 | 1 | 1 | 5 | 0.6447 | 0 | 0 | 0 | 0 | 0 | 0 | 0 | 0 | 0 | 0 | 0 | 0
13685 | 1 | 1 | 28 | 2.271 | 0 | 0 | 0 | 0 | 0 | 0 | 0 | 0 | 0 | 0 | 0 | 0
13360 | 1 | 1 | 0 | 0 | 0 | 0 | 0 | 0 | 0 | 0 | 0 | 0 | 0 | 0 | 0 | 0
13761 | 1 | 1 | 2 | 0.30057 | 0 | 0 | 0 | 0 | 0 | 0 | 0 | 0 | 0 | 0 | 0 | 0
14084 | 1 | 1 | 0 | 0 | 0 | 0 | 0 | 0 | 0 | 0 | 0 | 0 | 0 | 0 | 0 | 0
13524 | 1 | 1 | 5 | 0.35189 | 0 | 0 | 0 | 0 | 0 | 0 | 0 | 0 | 0 | 0 | 0 | 0
14089 | 1 | 1 | 0 | 0 | 0 | 0 | 0 | 0 | 0 | 0 | 0 | 0 | 0 | 0 | 0 | 0
13449 | 1 | 1 | 11 | 2.1044 | 0 | 0 | 0 | 0 | 0 | 0 | 0 | 0 | 0 | 0 | 0 | 0
13484 | 1 | 1 | 2 | 0.079924 | 0 | 0 | 0 | 0 | 0 | 0 | 0 | 0 | 0 | 0 | 0 | 0
14120 | 1 | 1 | 0 | 0 | 0 | 0 | 0 | 0 | 0 | 0 | 0 | 0 | 0 | 0 | 0 | 0
13932 | 1 | 1 | 8 | 0.61004 | 0 | 0 | 0 | 0 | 0 | 0 | 0 | 0 | 0 | 0 | 0 | 0
13501 | 1 | 1 | 5 | 0.15095 | 0 | 0 | 0 | 0 | 0 | 0 | 0 | 0 | 0 | 0 | 0 | 0
13406 | 1 | 1 | 6 | 1.178 | 0 | 0 | 0 | 0 | 0 | 0 | 0 | 0 | 0 | 0 | 0 | 0
13512 | 1 | 1 | 9 | 2.7042 | 0 | 0 | 0 | 0 | 0 | 0 | 0 | 0 | 0 | 0 | 0 | 0
13585 | 1 | 1 | 3 | 0.46269 | 0 | 0 | 0 | 0 | 0 | 0 | 0 | 0 | 0 | 0 | 0 | 0
14002 | 1 | 1 | 0 | 0 | 0 | 0 | 0 | 0 | 0 | 0 | 0 | 0 | 0 | 0 | 0 | 0
13062 | 1 | 1 | 13 | 3.6534 | 0 | 0 | 0 | 0 | 0 | 0 | 0 | 0 | 0 | 0 | 0 | 0
14090 | 1 | 1 | 1 | 0.10341 | 0 | 0 | 0 | 0 | 0 | 0 | 0 | 0 | 0 | 0 | 0 | 0
14099 | 1 | 1 | 12 | 2.4157 | 0 | 0 | 0 | 0 | 0 | 0 | 0 | 0 | 0 | 0 | 0 | 0
13267 | 1 | 1 | 1 | 0.19943 | 0 | 0 | 0 | 0 | 0 | 0 | 0 | 0 | 0 | 0 | 0 | 0
13885 | 1 | 1 | 0 | 0 | 0 | 0 | 0 | 0 | 0 | 0 | 0 | 0 | 0 | 0 | 0 | 0
13189 | 1 | 1 | 7 | 1.7002 | 0 | 0 | 0 | 0 | 0 | 0 | 0 | 0 | 0 | 0 | 0 | 0
13898 | 2 | 1 | 6 | 1.3657 | 0 | 0 | 0 | 0 | 0 | 0 | 0 | 0 | 0 | 0 | 0 | 0
13173 | 1 | 1 | 10 | 3.2784 | 0 | 0 | 0 | 0 | 0 | 0 | 0 | 0 | 0 | 0 | 0 | 0
13540 | 1 | 1 | 1 | 0.17292 | 0 | 0 | 0 | 0 | 0 | 0 | 0 | 0 | 0 | 0 | 0 | 0
13922 | 1 | 1 | 4 | 0.32121 | 0 | 0 | 0 | 0 | 0 | 0 | 0 | 0 | 0 | 0 | 0 | 0
13891 | 1 | 1 | 0 | 0 | 0 | 0 | 0 | 0 | 0 | 0 | 0 | 0 | 0 | 0 | 0 | 0
13957 | 1 | 0 | 1 | 0.022348 | 0 | 0 | 0 | 0 | 0 | 0 | 0 | 0 | 0 | 0 | 0 | 0
13317 | 1 | 0 | 2 | 0.67197 | 0 | 0 | 0 | 0 | 0 | 0 | 0 | 0 | 0 | 0 | 0 | 0
13538 | 1 | 1 | 0 | 0 | 0 | 0 | 0 | 0 | 0 | 0 | 0 | 0 | 0 | 0 | 0 | 0
13880 | 1 | 1 | 2 | 0.024432 | 0 | 0 | 0 | 0 | 0 | 0 | 0 | 0 | 0 | 0 | 0 | 0
13869 | 1 | 1 | 0 | 0 | 0 | 0 | 0 | 0 | 0 | 0 | 0 | 0 | 0 | 0 | 0 | 0
13587 | 1 | 1 | 3 | 1.1233 | 0 | 0 | 0 | 0 | 0 | 0 | 0 | 0 | 0 | 0 | 0 | 0
13448 | 1 | 1 | 3 | 0.80871 | 0 | 0 | 0 | 0 | 0 | 0 | 0 | 0 | 0 | 0 | 0 | 0
13716 | 1 | 1 | 0 | 0 | 0 | 0 | 0 | 0 | 0 | 0 | 0 | 0 | 0 | 0 | 0 | 0
13867 | 1 | 1 | 7 | 1.3763 | 0 | 0 | 0 | 0 | 0 | 0 | 0 | 0 | 0 | 0 | 0 | 0
14358 | 1 | 0 | 1 | 0.0098485 | 0 | 0 | 0 | 0 | 0 | 0 | 0 | 0 | 0 | 0 | 0 | 0
13879 | 1 | 1 | 1 | 0.049242 | 0 | 0 | 0 | 0 | 0 | 0 | 0 | 0 | 0 | 0 | 0 | 0
13844 | 1 | 1 | 0 | 0 | 0 | 0 | 0 | 0 | 0 | 0 | 0 | 0 | 0 | 0 | 0 | 0
14096 | 1 | 1 | 0 | 0 | 0 | 0 | 0 | 0 | 0 | 0 | 0 | 0 | 0 | 0 | 0 | 0
13764 | 1 | 1 | 1 | 0.070455 | 0 | 0 | 0 | 0 | 0 | 0 | 0 | 0 | 0 | 0 | 0 | 0
14117 | 1 | 1 | 6 | 0.65644 | 0 | 0 | 0 | 0 | 0 | 0 | 0 | 0 | 0 | 0 | 0 | 0
14197 | 1 | 1 | 8 | 1.0394 | 0 | 0 | 0 | 0 | 0 | 0 | 0 | 0 | 0 | 0 | 0 | 0
13322 | 1 | 1 | 0 | 0 | 0 | 0 | 0 | 0 | 0 | 0 | 0 | 0 | 0 | 0 | 0 | 0
13447 | 1 | 1 | 7 | 1.0116 | 0 | 0 | 0 | 0 | 0 | 0 | 0 | 0 | 0 | 0 | 0 | 0
13134 | 1 | 1 | 8 | 1.0644 | 0 | 0 | 0 | 0 | 0 | 0 | 0 | 0 | 0 | 0 | 0 | 0
13343 | 1 | 1 | 0 | 0 | 0 | 0 | 0 | 0 | 0 | 0 | 0 | 0 | 0 | 0 | 0 | 0
13584 | 1 | 1 | 1 | 0.11458 | 0 | 0 | 0 | 0 | 0 | 0 | 0 | 0 | 0 | 0 | 0 | 0
14080 | 1 | 1 | 0 | 0 | 0 | 0 | 0 | 0 | 0 | 0 | 0 | 0 | 0 | 0 | 0 | 0
14070 | 1 | 1 | 0 | 0 | 0 | 0 | 0 | 0 | 0 | 0 | 0 | 0 | 0 | 0 | 0 | 0
R-230 | 0 | 1 | 0 | 0 | 0 | 0 | 0 | 0 | 0 | 0 | 0 | 0 | 0 | 0 | 0 | 0
13731 | 1 | 1 | 0 | 0 | 0 | 0 | 0 | 0 | 0 | 0 | 0 | 0 | 0 | 0 | 0 | 0
14267 | 1 | 0 | 0 | 0 | 0 | 0 | 0 | 0 | 0 | 0 | 0 | 0 | 0 | 0 | 0 | 0
13990 | 1 | 1 | 5 | 0.35322 | 0 | 0 | 0 | 0 | 0 | 0 | 0 | 0 | 0 | 0 | 0 | 0
13635 | 1 | 1 | 1 | 0.049621 | 0 | 0 | 0 | 0 | 0 | 0 | 0 | 0 | 0 | 0 | 0 | 0
14115 | 1 | 1 | 3 | 0.53958 | 0 | 0 | 0 | 0 | 0 | 0 | 0 | 0 | 0 | 0 | 0 | 0
13480 | 1 | 1 | 0 | 0 | 0 | 0 | 0 | 0 | 0 | 0 | 0 | 0 | 0 | 0 | 0 | 0
13531 | 1 | 1 | 15 | 2.2866 | 0 | 0 | 0 | 0 | 0 | 0 | 0 | 0 | 0 | 0 | 0 | 0
13646 | 1 | 0 | 0 | 0 | 0 | 0 | 0 | 0 | 0 | 0 | 0 | 0 | 0 | 0 | 0 | 0
14199 | 2 | 1 | 6 | 0.27746 | 0 | 0 | 0 | 0 | 0 | 0 | 0 | 0 | 0 | 0 | 0 | 0
13282 | 1 | 1 | 0 | 0 | 0 | 0 | 0 | 0 | 0 | 0 | 0 | 0 | 0 | 0 | 0 | 0
13323 | 1 | 1 | 6 | 1.7189 | 0 | 0 | 0 | 0 | 0 | 0 | 0 | 0 | 0 | 0 | 0 | 0
13085 | 1 | 0 | 10 | 1.6646 | 0 | 0 | 0 | 0 | 0 | 0 | 0 | 0 | 0 | 0 | 0 | 0
SR-58 | 0 | 1 | 0 | 0 | 0 | 0 | 0 | 0 | 0 | 0 | 0 | 0 | 0 | 0 | 0 | 0
13649 | 1 | 1 | 13 | 4.8121 | 0 | 0 | 0 | 0 | 0 | 0 | 0 | 0 | 0 | 0 | 0 | 0
13954 | 1 | 1 | 4 | 0.39583 | 0 | 0 | 0 | 0 | 0 | 0 | 0 | 0 | 0 | 0 | 0 | 0
SR-79 | 0 | 1 | 0 | 0 | 0 | 0 | 0 | 0 | 0 | 0 | 0 | 0 | 0 | 0 | 0 | 0
13054 | 1 | 1 | 0 | 0 | 0 | 0 | 0 | 0 | 0 | 0 | 0 | 0 | 0 | 0 | 0 | 0
13264 | 1 | 1 | 0 | 0 | 0 | 0 | 0 | 0 | 0 | 0 | 0 | 0 | 0 | 0 | 0 | 0
14119 | 1 | 1 | 3 | 0.052273 | 0 | 0 | 0 | 0 | 0 | 0 | 0 | 0 | 0 | 0 | 0 | 0
13335 | 1 | 1 | 2 | 1.093 | 0 | 0 | 0 | 0 | 0 | 0 | 0 | 0 | 0 | 0 | 0 | 0
13499 | 1 | 1 | 0 | 0 | 0 | 0 | 0 | 0 | 0 | 0 | 0 | 0 | 0 | 0 | 0 | 0
13953 | 1 | 1 | 12 | 3.8222 | 0 | 0 | 0 | 0 | 0 | 0 | 0 | 0 | 0 | 0 | 0 | 0
13888 | 1 | 1 | 2 | 0.36856 | 0 | 0 | 0 | 0 | 0 | 0 | 0 | 0 | 0 | 0 | 0 | 0
13200 | 1 | 0 | 1 | 0.065909 | 0 | 0 | 0 | 0 | 0 | 0 | 0 | 0 | 0 | 0 | 0 | 0
14082 | 0 | 1 | 0 | 0 | 0 | 0 | 0 | 0 | 0 | 0 | 0 | 0 | 0 | 0 | 0 | 0
13573 | 1 | 1 | 1 | 0.41155 | 0 | 0 | 0 | 0 | 0 | 0 | 0 | 0 | 0 | 0 | 0 | 0
14081 | 1 | 1 | 1 | 0.97367 | 0 | 0 | 0 | 0 | 0 | 0 | 0 | 0 | 0 | 0 | 0 | 0
13718 | 1 | 1 | 0 | 0 | 0 | 0 | 0 | 0 | 0 | 0 | 0 | 0 | 0 | 0 | 0 | 0
13450 | 1 | 1 | 5 | 0.28883 | 0 | 0 | 0 | 0 | 0 | 0 | 0 | 0 | 0 | 0 | 0 | 0
13956 | 1 | 1 | 0 | 0 | 0 | 0 | 0 | 0 | 0 | 0 | 0 | 0 | 0 | 0 | 0 | 0
13382 | 0 | 1 | 0 | 0 | 0 | 0 | 0 | 0 | 0 | 0 | 0 | 0 | 0 | 0 | 0 | 0
13819 | 1 | 0 | 5 | 0.51723 | 0 | 0 | 0 | 0 | 0 | 0 | 0 | 0 | 0 | 0 | 0 | 0
13336 | 1 | 1 | 5 | 1.5411 | 0 | 0 | 0 | 0 | 0 | 0 | 0 | 0 | 0 | 0 | 0 | 0
13456 | 1 | 1 | 9 | 2.6773 | 0 | 0 | 0 | 0 | 0 | 0 | 0 | 0 | 0 | 0 | 0 | 0
13982 | 1 | 1 | 2 | 1.2964 | 0 | 0 | 0 | 0 | 0 | 0 | 0 | 0 | 0 | 0 | 0 | 0
13919 | 1 | 1 | 0 | 0 | 0 | 0 | 0 | 0 | 0 | 0 | 0 | 0 | 0 | 0 | 0 | 0
13552 | 1 | 1 | 11 | 2.1527 | 0 | 0 | 0 | 0 | 0 | 0 | 0 | 0 | 0 | 0 | 0 | 0
13886 | 1 | 1 | 0 | 0 | 0 | 0 | 0 | 0 | 0 | 0 | 0 | 0 | 0 | 0 | 0 | 0
13325 | 1 | 1 | 12 | 2.1011 | 0 | 0 | 0 | 0 | 0 | 0 | 0 | 0 | 0 | 0 | 0 | 0
13881 | 1 | 0 | 0 | 0 | 0 | 0 | 0 | 0 | 0 | 0 | 0 | 0 | 0 | 0 | 0 | 0
13327 | 2 | 1 | 6 | 0.76629 | 0 | 0 | 0 | 0 | 0 | 0 | 0 | 0 | 0 | 0 | 0 | 0
13530 | 1 | 1 | 15 | 5.3169 | 0 | 0 | 0 | 0 | 0 | 0 | 0 | 0 | 0 | 0 | 0 | 0
13427 | 1 | 1 | 0 | 0 | 0 | 0 | 0 | 0 | 0 | 0 | 0 | 0 | 0 | 0 | 0 | 0
R-354 | 0 | 1 | 0 | 0 | 0 | 0 | 0 | 0 | 0 | 0 | 0 | 0 | 0 | 0 | 0 | 0
14036 | 1 | 1 | 0 | 0 | 0 | 0 | 0 | 0 | 0 | 0 | 0 | 0 | 0 | 0 | 0 | 0
13636 | 1 | 1 | 0 | 0 | 0 | 0 | 0 | 0 | 0 | 0 | 0 | 0 | 0 | 0 | 0 | 0
13521 | 1 | 1 | 0 | 0 | 0 | 0 | 0 | 0 | 0 | 0 | 0 | 0 | 0 | 0 | 0 | 0
13002 | 1 | 1 | 3 | 0.21345 | 0 | 0 | 0 | 0 | 0 | 0 | 0 | 0 | 0 | 0 | 0 | 0
13215 | 1 | 0 | 1 | 0.032765 | 0 | 0 | 0 | 0 | 0 | 0 | 0 | 0 | 0 | 0 | 0 | 0
14101 | 0 | 1 | 0 | 0 | 0 | 0 | 0 | 0 | 0 | 0 | 0 | 0 | 0 | 0 | 0 | 0
13713 | 1 | 1 | 0 | 0 | 0 | 0 | 0 | 0 | 0 | 0 | 0 | 0 | 0 | 0 | 0 | 0
13872 | 1 | 1 | 0 | 0 | 0 | 0 | 0 | 0 | 0 | 0 | 0 | 0 | 0 | 0 | 0 | 0
13451 | 1 | 1 | 0 | 0 | 0 | 0 | 0 | 0 | 0 | 0 | 0 | 0 | 0 | 0 | 0 | 0
13055 | 1 | 1 | 1 | 0.12197 | 0 | 0 | 0 | 0 | 0 | 0 | 0 | 0 | 0 | 0 | 0 | 0
R-213 | 0 | 1 | 0 | 0 | 0 | 0 | 0 | 0 | 0 | 0 | 0 | 0 | 0 | 0 | 0 | 0
13497 | 1 | 1 | 0 | 0 | 0 | 0 | 0 | 0 | 0 | 0 | 0 | 0 | 0 | 0 | 0 | 0
14035 | 1 | 1 | 1 | 0.71458 | 0 | 0 | 0 | 0 | 0 | 0 | 0 | 0 | 0 | 0 | 0 | 0
13944 | 1 | 1 | 0 | 0 | 0 | 0 | 0 | 0 | 0 | 0 | 0 | 0 | 0 | 0 | 0 | 0
13882 | 0 | 1 | 0 | 0 | 0 | 0 | 0 | 0 | 0 | 0 | 0 | 0 | 0 | 0 | 0 | 0
13988 | 0 | 1 | 0 | 0 | 0 | 0 | 0 | 0 | 0 | 0 | 0 | 0 | 0 | 0 | 0 | 0
13980 | 1 | 1 | 0 | 0 | 0 | 0 | 0 | 0 | 0 | 0 | 0 | 0 | 0 | 0 | 0 | 0
13762 | 1 | 0 | 1 | 0.10284 | 0 | 0 | 0 | 0 | 0 | 0 | 0 | 0 | 0 | 0 | 0 | 0
14207 | 1 | 0 | 1 | 0.15076 | 0 | 0 | 0 | 0 | 0 | 0 | 0 | 0 | 0 | 0 | 0 | 0
13453 | 1 | 1 | 4 | 0.14792 | 0 | 0 | 0 | 0 | 0 | 0 | 0 | 0 | 0 | 0 | 0 | 0
13452 | 1 | 1 | 0 | 0 | 0 | 0 | 0 | 0 | 0 | 0 | 0 | 0 | 0 | 0 | 0 | 0
13283 | 0 | 1 | 0 | 0 | 0 | 0 | 0 | 0 | 0 | 0 | 0 | 0 | 0 | 0 | 0 | 0
14065 | 0 | 1 | 0 | 0 | 0 | 0 | 0 | 0 | 0 | 0 | 0 | 0 | 0 | 0 | 0 | 0
13195 | 1 | 1 | 3 | 0.52424 | 0 | 0 | 0 | 0 | 0 | 0 | 0 | 0 | 0 | 0 | 0 | 0
R-136 | 0 | 1 | 0 | 0 | 0 | 0 | 0 | 0 | 0 | 0 | 0 | 0 | 0 | 0 | 0 | 0
13971 | 1 | 1 | 0 | 0 | 0 | 0 | 0 | 0 | 0 | 0 | 0 | 0 | 0 | 0 | 0 | 0
13157 | 0 | 1 | 0 | 0 | 0 | 0 | 0 | 0 | 0 | 0 | 0 | 0 | 0 | 0 | 0 | 0
13362 | 1 | 0 | 0 | 0 | 0 | 0 | 0 | 0 | 0 | 0 | 0 | 0 | 0 | 0 | 0 | 0
13991 | 0 | 1 | 0 | 0 | 0 | 0 | 0 | 0 | 0 | 0 | 0 | 0 | 0 | 0 | 0 | 0
13504 | 1 | 0 | 1 | 0.077841 | 0 | 0 | 0 | 0 | 0 | 0 | 0 | 0 | 0 | 0 | 0 | 0
14004 | 1 | 0 | 0 | 0 | 0 | 0 | 0 | 0 | 0 | 0 | 0 | 0 | 0 | 0 | 0 | 0
13366 | 1 | 1 | 0 | 0 | 0 | 0 | 0 | 0 | 0 | 0 | 0 | 0 | 0 | 0 | 0 | 0
13050 | 1 | 0 | 1 | 0.014583 | 0 | 0 | 0 | 0 | 0 | 0 | 0 | 0 | 0 | 0 | 0 | 0
13379 | 0 | 1 | 0 | 0 | 0 | 0 | 0 | 0 | 0 | 0 | 0 | 0 | 0 | 0 | 0 | 0
13551 | 1 | 1 | 0 | 0 | 0 | 0 | 0 | 0 | 0 | 0 | 0 | 0 | 0 | 0 | 0 | 0
14083 | 0 | 1 | 0 | 0 | 0 | 0 | 0 | 0 | 0 | 0 | 0 | 0 | 0 | 0 | 0 | 0
SR--1 | 0 | 1 | 0 | 0 | 0 | 0 | 0 | 0 | 0 | 0 | 0 | 0 | 0 | 0 | 0 | 0
13276 | 0 | 1 | 0 | 0 | 0 | 0 | 0 | 0 | 0 | 0 | 0 | 0 | 0 | 0 | 0 | 0 | x
13281 | 0 | 1 | 0 | 0 | 0 | 0 | 0 | 0 | 0 | 0 | 0 | 0 | 0 | 0 | 0 | 0
13368 | 0 | 1 | 0 | 0 | 0 | 0 | 0 | 0 | 0 | 0 | 0 | 0 | 0 | 0 | 0 | 0
13467 | 0 | 1 | 0 | 0 | 0 | 0 | 0 | 0 | 0 | 0 | 0 | 0 | 0 | 0 | 0 | 0
13507 | 0 | 1 | 0 | 0 | 0 | 0 | 0 | 0 | 0 | 0 | 0 | 0 | 0 | 0 | 0 | 0
13541 | 0 | 1 | 0 | 0 | 0 | 0 | 0 | 0 | 0 | 0 | 0 | 0 | 0 | 0 | 0 | 0
13553 | 0 | 1 | 0 | 0 | 0 | 0 | 0 | 0 | 0 | 0 | 0 | 0 | 0 | 0 | 0 | 0
13639 | 0 | 1 | 0 | 0 | 0 | 0 | 0 | 0 | 0 | 0 | 0 | 0 | 0 | 0 | 0 | 0
13643 | 0 | 1 | 0 | 0 | 0 | 0 | 0 | 0 | 0 | 0 | 0 | 0 | 0 | 0 | 0 | 0
13732 | 0 | 1 | 1 | 0.10152 | 0 | 0 | 0 | 0 | 0 | 0 | 0 | 0 | 0 | 0 | 0 | 0
14010 | 0 | 1 | 0 | 0 | 0 | 0 | 0 | 0 | 0 | 0 | 0 | 0 | 0 | 0 | 0 | 0
14095 | 0 | 1 | 0 | 0 | 0 | 0 | 0 | 0 | 0 | 0 | 0 | 0 | 0 | 0 | 0 | 0
14100 | 0 | 1 | 0 | 0 | 0 | 0 | 0 | 0 | 0 | 0 | 0 | 0 | 0 | 0 | 0 | 0
14122 | 0 | 1 | 0 | 0 | 0 | 0 | 0 | 0 | 0 | 0 | 0 | 0 | 0 | 0 | 0 | 0
13446 | 0 | 0 | 1 | 0.0070076 | 0 | 0 | 0 | 0 | 0 | 0 | 0 | 0 | 0 | 0 | 0 | 0
13843 | 0 | 0 | 1 | 0.21345 | 0 | 0 | 0 | 0 | 0 | 0 | 0 | 0 | 0 | 0 | 0 | 0
14202 | 0 | 0 | 2 | 0.63636 | 0 | 0 | 0 | 0 | 0 | 0 | 0 | 0 | 0 | 0 | 0 | 0
14059 | 0 | 0 | 1 | 0.066667 | 0 | 0 | 0 | 0 | 0 | 0 | 0 | 0 | 0 | 0 | 0 | 0
13057 | 1 | 1 | 2 | 0.17197 | 0 | 0 | 1 | 0.16326 | 0 | 0 | 0 | 2021 | 0 | 0 | 0 | 50000
13747 | 1 | 1 | 8 | 1.3678 | 0 | 0 | 1 | 0.10038 | 0 | 0 | 0 | 2021 | 0 | 0 | 0 | 50000
13715 | 1 | 1 | 3 | 0.13939 | 0 | 0 | 1 | 0.082008 | 0 | 0 | 0 | 2021 | 0 | 0 | 0 | 66478.67
13780 | 1 | 1 | 16 | 5.8394 | 0 | 0 | 1 | 0.27008 | 0 | 0 | 0 | 2021 | 0 | 0 | 0 | 96004.28
13670 | 1 | 0 | 3 | 1.1511 | 0 | 0 | 1 | 0.71345 | 0 | 0 | 0 | 2021 | 0 | 0 | 0 | 110938.15
13332 | 1 | 1 | 8 | 2.018 | 0 | 0 | 2 | 0.40038 | 0 | 0 | 0 | 2021 | 0 | 0 | 0 | 167173.34
13354 | 1 | 1 | 6 | 0.38371 | 0 | 0 | 1 | 0.19205 | 0 | 0 | 0 | 2021 | 0 | 0 | 0 | 174841.56
14102 | 1 | 1 | 9 | 1.1763 | 0 | 0 | 1 | 0.2964 | 0 | 0 | 0 | 2021 | 0 | 0 | 0 | 176621.53
13652 | 1 | 1 | 10 | 3.8814 | 0 | 0 | 1 | 0.47689 | 0 | 0 | 0 | 2021 | 0 | 0 | 0 | 184779.11
13863 | 1 | 1 | 5 | 0.69602 | 0 | 0 | 1 | 0.46989 | 0 | 0 | 0 | 2021 | 0 | 0 | 0 | 192660.95
13194 | 1 | 1 | 16 | 6.0786 | 0 | 0 | 1 | 1.0994 | 0 | 0 | 0 | 2021 | 0 | 0 | 0 | 205793.02
13399 | 1 | 1 | 4 | 0.45189 | 0 | 0 | 1 | 0.18902 | 0 | 0 | 0 | 2021 | 0 | 0 | 0 | 246023.68
13425 | 1 | 1 | 2 | 1.1174 | 0 | 0 | 1 | 0.69659 | 0 | 0 | 0 | 2021 | 0 | 0 | 0 | 252542.31
13831 | 1 | 1 | 3 | 0.34261 | 0 | 0 | 1 | 0.25417 | 0 | 0 | 0 | 2021 | 0 | 0 | 0 | 329480.42
13934 | 1 | 1 | 9 | 1.4093 | 0 | 0 | 3 | 0.95852 | 0 | 0 | 0 | 2021 | 0 | 0 | 0 | 348027.27
13544 | 1 | 1 | 4 | 0.66818 | 0 | 0 | 2 | 0.45246 | 0 | 0 | 0 | 2021 | 0 | 0 | 0 | 372685.6
13188 | 1 | 1 | 25 | 3.8405 | 0 | 0 | 2 | 0.29205 | 0 | 0 | 0 | 2021 | 0 | 0 | 0 | 378819.76
14022 | 1 | 1 | 5 | 1.15 | 0 | 0 | 1 | 0.75833 | 0 | 0 | 0 | 2021 | 0 | 0 | 0 | 425048.77
13900 | 1 | 1 | 11 | 2.2799 | 0 | 0 | 3 | 1.1439 | 0 | 0 | 0 | 2021 | 0 | 0 | 0 | 452971.5
13799 | 1 | 1 | 7 | 1.4623 | 0 | 0 | 1 | 0.45739 | 0 | 0 | 0 | 2021 | 0 | 0 | 0 | 469677.21
13993 | 2 | 1 | 35 | 4.4975 | 0 | 0 | 2 | 0.5428 | 0 | 0 | 0 | 2021 | 0 | 0 | 0 | 516754.57
13673 | 0 | 0 | 1 | 1.0036 | 0 | 0 | 1 | 1.0036 | 0 | 0 | 0 | 2021 | 0 | 0 | 0 | 529077.47
13491 | 1 | 1 | 8 | 2.0659 | 0 | 0 | 2 | 0.75398 | 0 | 0 | 0 | 2021 | 0 | 0 | 0 | 545514.62
13797 | 1 | 1 | 22 | 4.0191 | 0 | 0 | 2 | 0.70436 | 0 | 0 | 0 | 2021 | 0 | 0 | 0 | 690750.22
13333 | 1 | 1 | 9 | 1.1027 | 0 | 0 | 3 | 0.69735 | 0 | 0 | 0 | 2021 | 0 | 0 | 0 | 749268.18
13140 | 1 | 1 | 12 | 1.4508 | 0 | 0 | 2 | 0.62955 | 0 | 0 | 0 | 2021 | 0 | 0 | 0 | 750298.47
13678 | 1 | 1 | 18 | 4.5114 | 0 | 0 | 4 | 1.8983 | 0 | 0 | 0 | 2021 | 0 | 0 | 0 | 804960.54
13174 | 2 | 1 | 10 | 1.5727 | 0 | 0 | 6 | 1.3583 | 0 | 0 | 0 | 2021 | 0 | 0 | 0 | 831038.21
13473 | 2 | 1 | 52 | 9.9258 | 0 | 0 | 5 | 1.367 | 0 | 0 | 0 | 2021 | 0 | 0 | 0 | 912880.92
13672 | 2 | 1 | 23 | 3.9083 | 0 | 0 | 3 | 1.0422 | 0 | 0 | 0 | 2021 | 0 | 0 | 0 | 960447.31
13502 | 1 | 1 | 18 | 3.6574 | 0 | 0 | 4 | 1.2551 | 0 | 0 | 0 | 2021 | 0 | 0 | 0 | 960513.32
13100 | 1 | 1 | 32 | 5.7941 | 0 | 0 | 3 | 1.4758 | 0 | 0 | 0 | 2021 | 0 | 0 | 0 | 1031159.57
13605 | 1 | 1 | 11 | 2.4981 | 0 | 0 | 3 | 0.91591 | 0 | 0 | 0 | 2021 | 0 | 0 | 0 | 1065058.05
13164 | 1 | 1 | 31 | 5.8924 | 0 | 0 | 3 | 1.2203 | 0 | 0 | 0 | 2021 | 0 | 0 | 0 | 1248664.33
13171 | 1 | 1 | 46 | 9.0909 | 0 | 0 | 5 | 1.8769 | 0 | 0 | 0 | 2021 | 0 | 0 | 0 | 1280491
14032 | 1 | 1 | 11 | 2.229 | 0 | 0 | 6 | 1.6737 | 0 | 0 | 0 | 2021 | 0 | 0 | 0 | 1363038.99
13836 | 2 | 1 | 25 | 4.0962 | 0 | 0 | 6 | 1.7964 | 0 | 0 | 0 | 2021 | 0 | 0 | 0 | 1476531.37
13418 | 1 | 1 | 33 | 6.0483 | 0 | 0 | 5 | 1.4674 | 0 | 0 | 0 | 2021 | 0 | 0 | 0 | 1609159.92
13158 | 1 | 1 | 38 | 5.9525 | 0 | 0 | 7 | 2.0117 | 0 | 0 | 0 | 2021 | 0 | 0 | 0 | 1656701.12
13586 | 1 | 1 | 40 | 7.8528 | 0 | 0 | 6 | 3.0807 | 0 | 0 | 0 | 2021 | 0 | 0 | 0 | 2013843.55
13454 | 1 | 1 | 20 | 4.0345 | 0 | 0 | 7 | 2.5742 | 0 | 0 | 0 | 2021 | 0 | 0 | 0 | 2705592.46
13785 | 1 | 1 | 107 | 28.1441 | 0 | 0 | 12 | 9.3237 | 0 | 0 | 0 | 2021 | 0 | 0 | 0 | 5552749.68
13883 | 1 | 1 | 9 | 0.98504 | 0 | 0 | 2 | 0.13333 | 0 | 0 | 0 | 2021 | 0 | 0 | 0 | 121961.35
13490 | 1 | 1 | 13 | 2.7259 | 0 | 0 | 1 | 0.16723 | 0 | 0 | 0 | 2022 | 0 | 0 | 0 | 175318.06
13921 | 1 | 1 | 13 | 2.2373 | 0 | 0 | 1 | 0.42311 | 0 | 0 | 0 | 2022 | 0 | 0 | 0 | 219724.5
13793 | 2 | 1 | 27 | 3.0733 | 0 | 0 | 4 | 0.49527 | 0 | 0 | 0 | 2022 | 0 | 0 | 0 | 229259.09
13574 | 1 | 1 | 9 | 2.7803 | 0 | 0 | 1 | 0.17083 | 0 | 0 | 0 | 2022 | 0 | 0 | 0 | 281073.73
13674 | 2 | 1 | 2 | 0.89053 | 0 | 0 | 2 | 0.89053 | 0 | 0 | 0 | 2022 | 0 | 0 | 0 | 355092.77
13344 | 1 | 1 | 12 | 2.436 | 0 | 0 | 3 | 0.87633 | 0 | 0 | 0 | 2022 | 0 | 0 | 0 | 585501.98
13669 | 1 | 1 | 15 | 2.242 | 0 | 0 | 3 | 0.70208 | 0 | 0 | 0 | 2022 | 0 | 0 | 0 | 729515.79
14355 | 1 | 0 | 9 | 1.858 | 0 | 0 | 2 | 0.47633 | 0 | 0 | 0 | 2022 | 0 | 0 | 0 | 812147.18
13026 | 1 | 1 | 9 | 1.5193 | 0 | 0 | 5 | 0.93125 | 0 | 0 | 0 | 2022 | 0 | 0 | 0 | 938420.26
13873 | 1 | 1 | 7 | 1.7492 | 0 | 0 | 2 | 0.89337 | 0 | 0 | 0 | 2022 | 0 | 0 | 0 | 939538.03
13878 | 1 | 1 | 7 | 1.7657 | 0 | 0 | 4 | 1.3981 | 0 | 0 | 0 | 2022 | 0 | 0 | 0 | 1030959
13632 | 1 | 1 | 18 | 5.0983 | 0 | 0 | 4 | 1.6581 | 0 | 0 | 0 | 2022 | 0 | 0 | 0 | 1335017.07
13535 | 2 | 1 | 20 | 4.5087 | 0 | 0 | 6 | 1.4812 | 0 | 0 | 0 | 2022 | 0 | 0 | 0 | 1342891.06
13127 | 2 | 1 | 24 | 5.3841 | 0 | 0 | 5 | 2.3966 | 0 | 0 | 0 | 2022 | 0 | 0 | 0 | 1650962.3
13655 | 1 | 1 | 34 | 6.9284 | 0 | 0 | 6 | 2.796 | 0 | 0 | 0 | 2022 | 0 | 0 | 0 | 2424979.63
13071 | 2 | 1 | 34 | 6.9994 | 0 | 0 | 7 | 3.4307 | 0 | 0 | 0 | 2022 | 0 | 0 | 0 | 2563701.38
13268 | 1 | 1 | 128 | 28.5464 | 0 | 0 | 14 | 9.8562 | 0 | 0 | 0 | 2022 | 0 | 0 | 0 | 6000799.36
13589 | 1 | 0 | 2 | 0.44621 | 0 | 0 | 2 | 0.44621 | 0 | 0 | 0 | 2023 | 0 | 0 | 0 | 169476.68
14109 | 1 | 1 | 4 | 0.41761 | 0 | 0 | 1 | 0.26098 | 0 | 0 | 0 | 2023 | 0 | 0 | 0 | 190139.83
13829 | 1 | 1 | 10 | 0.95871 | 0 | 0 | 3 | 0.48239 | 0 | 0 | 0 | 2023 | 0 | 0 | 0 | 320813.18
14266 | 1 | 0 | 11 | 1.8307 | 0 | 0 | 1 | 0.29583 | 0 | 0 | 0 | 2023 | 0 | 0 | 0 | 494369.59
14114 | 2 | 1 | 22 | 5.943 | 0 | 0 | 2 | 0.64792 | 0 | 0 | 0 | 2023 | 0 | 0 | 0 | 605804.03
13078 | 1 | 1 | 26 | 7.1407 | 0 | 0 | 2 | 0.92367 | 0 | 0 | 0 | 2023 | 0 | 0 | 0 | 712425.97
13659 | 1 | 1 | 21 | 4.5583 | 0 | 0 | 5 | 2.8676 | 0 | 0 | 0 | 2023 | 0 | 0 | 0 | 1797944.52
13299 | 2 | 1 | 85 | 15.4545 | 0 | 0 | 6 | 2.7822 | 0 | 0 | 0 | 2023 | 0 | 0 | 0 | 2034231.62
14030 | 3 | 1 | 28 | 4.2184 | 0 | 0 | 11 | 2.3487 | 0 | 0 | 0 | 2023 | 0 | 0 | 0 | 2241460.58
13483 | 0 | 1 | 8 | 2.7909 | 0 | 0 | 3 | 2.1244 | 0 | 0 | 0 | 2023 | 0 | 0 | 0 | 2641640.39
14041 | 2 | 1 | 85 | 17.7536 | 0 | 0 | 10 | 4.8763 | 0 | 0 | 0 | 2023 | 0 | 0 | 0 | 4919692.62
13650 | 1 | 1 | 5 | 0.59848 | 0 | 0 | 1 | 0.092803 | 0 | 0 | 0 | 2022 | 0 | 0 | 0 | 52949.36
13750 | 1 | 1 | 10 | 1.5309 | 0 | 0 | 1 | 0.18561 | 0 | 0 | 0 | 2022 | 0 | 0 | 0 | 59368.45
13575 | 1 | 1 | 3 | 0.44981 | 0 | 0 | 2 | 0.2089 | 0 | 0 | 0 | 2023 | 0 | 0 | 0 | 181939.58
13172 | 1 | 1 | 34 | 4.982 | 0 | 0 | 4 | 0.85152 | 0 | 0 | 0 | 2024 | 0 | 0 | 0 | 556734.84
13208 | 1 | 1 | 25 | 3.5303 | 0 | 0 | 4 | 0.62519 | 0 | 0 | 0 | 2024 | 0 | 0 | 0 | 611338.3
13591 | 1 | 1 | 39 | 7.504 | 0 | 0 | 4 | 1.1848 | 0 | 0 | 0 | 2024 | 0 | 0 | 0 | 728892.88
13302 | 1 | 1 | 4 | 2.66 | 0 | 0 | 1 | 0.75417 | 0 | 0 | 0 | 2024 | 0 | 0 | 0 | 882335.54
13041 | 2 | 1 | 29 | 4.9903 | 0 | 0 | 2 | 0.81193 | 0 | 0 | 0 | 2024 | 0 | 0 | 0 | 883939
13125 | 1 | 1 | 20 | 3.9373 | 0 | 0 | 4 | 1.0695 | 0 | 0 | 0 | 2024 | 0 | 0 | 0 | 999566.36
13510 | 1 | 1 | 18 | 3.1133 | 0 | 0 | 5 | 0.99659 | 0 | 0 | 0 | 2024 | 0 | 0 | 0 | 1061392.22
13865 | 1 | 1 | 18 | 2.0525 | 0 | 0 | 4 | 1.1123 | 0 | 0 | 0 | 2024 | 0 | 0 | 0 | 1129613.36
13870 | 1 | 1 | 15 | 3.1295 | 0 | 0 | 4 | 1.297 | 0 | 0 | 0 | 2024 | 0 | 0 | 0 | 1147375.3
13738 | 1 | 1 | 14 | 1.4144 | 0 | 0 | 4 | 0.86591 | 0 | 0 | 0 | 2024 | 0 | 0 | 0 | 1314513.47
13092 | 1 | 1 | 26 | 4.6335 | 0 | 0 | 4 | 2.0803 | 0 | 0 | 0 | 2024 | 0 | 0 | 0 | 1856831.93
13207 | 1 | 1 | 51 | 8.7205 | 0 | 0 | 9 | 2.4947 | 0 | 0 | 0 | 2024 | 0 | 0 | 0 | 3055041.4
13059 | 1 | 1 | 23 | 5.8407 | 0 | 0 | 6 | 3.0199 | 0 | 0 | 0 | 2024 | 0 | 0 | 0 | 4018642.07
14000 | 1 | 1 | 82 | 16.2191 | 0 | 0 | 10 | 5.5653 | 0 | 0 | 0 | 2024 | 0 | 0 | 0 | 4266401.34
14012 | 3 | 1 | 37 | 10.7239 | 0 | 0 | 9 | 6.1004 | 0 | 0 | 0 | 2024 | 0 | 0 | 0 | 4910353.94
13927 | 2 | 1 | 88 | 21.9076 | 0 | 0 | 10 | 7.1517 | 0 | 0 | 0 | 2024 | 0 | 0 | 0 | 5088289.82
13364 | 1 | 1 | 1 | 0.092992 | 0 | 0 | 1 | 0.092992 | 0 | 0 | 0 | 2025 | 0 | 0 | 0 | 86949.58
13895 | 1 | 1 | 5 | 0.58996 | 0 | 0 | 1 | 0.14678 | 0 | 0 | 0 | 2025 | 0 | 0 | 0 | 95451.42
13830 | 3 | 1 | 20 | 3.1752 | 0 | 0 | 2 | 0.2589 | 0 | 0 | 0 | 2025 | 0 | 0 | 0 | 120239.79
13169 | 1 | 1 | 6 | 0.75133 | 0 | 0 | 1 | 0.32841 | 0 | 0 | 0 | 2024 | 0 | 0 | 0 | 196045.56
13613 | 1 | 1 | 24 | 5.1331 | 0 | 0 | 2 | 0.33617 | 0 | 0 | 0 | 2025 | 0 | 0 | 0 | 366223.31
13820 | 1 | 1 | 10 | 2.6223 | 0 | 0 | 4 | 1.6337 | 0 | 0 | 0 | 2025 | 0 | 0 | 0 | 828807.35
14069 | 1 | 1 | 14 | 3.9657 | 0 | 0 | 1 | 0.89413 | 0 | 0 | 0 | 2025 | 0 | 0 | 0 | 984111.38
13947 | 1 | 1 | 32 | 6.3744 | 0 | 0 | 4 | 2.1956 | 0 | 0 | 0 | 2025 | 0 | 0 | 0 | 2265386.89
13405 | 1 | 1 | 30 | 8.853 | 0 | 0 | 7 | 5.0178 | 0 | 0 | 0 | 2025 | 0 | 0 | 0 | 2756765.5
13053 | 1 | 1 | 37 | 8.6201 | 0 | 0 | 9 | 2.3682 | 0 | 0 | 0 | 2025 | 0 | 0 | 0 | 3042902.55
14031 | 1 | 1 | 25 | 7.6807 | 0 | 0 | 6 | 3.8919 | 0 | 0 | 0 | 2025 | 0 | 0 | 0 | 3410987.47
13389 | 1 | 1 | 99 | 15.7269 | 0 | 0 | 14 | 3.9754 | 0 | 0 | 0 | 2025 | 0 | 0 | 0 | 3482922.82
13017 | 1 | 1 | 33 | 8.7572 | 0 | 0 | 7 | 5.1142 | 0 | 0 | 0 | 2025 | 0 | 0 | 0 | 4224639.97
14198 | 1 | 1 | 12 | 1.7612 | 0 | 0 | 1 | 0.022727 | 0 | 0 | 0 | 2026 | 0 | 0 | 0 | 50000
13337 | 1 | 1 | 10 | 2.3691 | 0 | 0 | 1 | 0.076894 | 0 | 0 | 0 | 2026 | 0 | 0 | 0 | 50333.69
13884 | 1 | 1 | 2 | 0.22235 | 0 | 0 | 1 | 0.12765 | 0 | 0 | 0 | 2026 | 0 | 0 | 0 | 63725.41
14356 | 1 | 0 | 8 | 1.1309 | 0 | 0 | 1 | 0.11686 | 0 | 0 | 0 | 2026 | 0 | 0 | 0 | 163149.91
13482 | 2 | 1 | 4 | 0.83598 | 0 | 0 | 1 | 0.46402 | 0 | 0 | 0 | 2026 | 0 | 0 | 0 | 289621.39
13955 | 1 | 1 | 5 | 0.69375 | 0 | 0 | 1 | 0.46174 | 0 | 0 | 0 | 2026 | 0 | 0 | 0 | 313544.57
13648 | 2 | 1 | 46 | 12.39 | 0 | 0 | 1 | 0.64943 | 0 | 0 | 0 | 2026 | 0 | 0 | 0 | 467909.17
13160 | 1 | 1 | 19 | 4.8883 | 0 | 0 | 2 | 0.78788 | 0 | 0 | 0 | 2026 | 0 | 0 | 0 | 686819.96
13471 | 1 | 1 | 33 | 3.9576 | 0 | 0 | 2 | 0.7536 | 0 | 0 | 0 | 2026 | 0 | 0 | 0 | 754699.2
13060 | 1 | 1 | 28 | 4.4699 | 0 | 0 | 6 | 1.1288 | 0 | 0 | 0 | 2026 | 0 | 0 | 0 | 1071005.64
13709 | 1 | 1 | 29 | 5.9 | 0 | 0 | 2 | 1.0466 | 0 | 0 | 0 | 2026 | 0 | 0 | 0 | 1264900.86
13049 | 1 | 1 | 27 | 3.1602 | 0 | 0 | 7 | 1.4686 | 0 | 0 | 0 | 2026 | 0 | 0 | 0 | 1407593.56
13047 | 1 | 1 | 14 | 2.9242 | 0 | 0 | 3 | 1.404 | 0 | 0 | 0 | 2026 | 0 | 0 | 0 | 2055100.05
13080 | 2 | 1 | 41 | 7.5303 | 0 | 0 | 3 | 1.3364 | 0 | 0 | 0 | 2026 | 0 | 0 | 0 | 2083307.07
13419 | 1 | 1 | 66 | 9.5633 | 0 | 0 | 12 | 3.1081 | 0 | 0 | 0 | 2026 | 0 | 0 | 0 | 3360711.42
13143 | 1 | 1 | 36 | 7.2133 | 0 | 0 | 7 | 2.1843 | 0 | 0 | 0 | 2026 | 0 | 0 | 0 | 3481504.89
13040 | 1 | 1 | 2 | 0.14129 | 0 | 0 | 1 | 0.070076 | 0 | 0 | 0 | 2027 | 0 | 0 | 0 | 83386.13
13660 | 1 | 1 | 6 | 1.5511 | 0 | 0 | 1 | 0.2642 | 0 | 0 | 0 | 2027 | 0 | 0 | 0 | 187520.63
13749 | 1 | 1 | 10 | 1.271 | 0 | 0 | 1 | 0.1625 | 0 | 0 | 0 | 2027 | 0 | 0 | 0 | 193646.31
13711 | 2 | 1 | 4 | 0.6197 | 0 | 0 | 1 | 0.50076 | 0 | 0 | 0 | 2027 | 0 | 0 | 0 | 295334.69
13352 | 1 | 1 | 5 | 0.65568 | 0 | 0 | 2 | 0.42197 | 0 | 0 | 0 | 2027 | 0 | 0 | 0 | 386956.59
13572 | 1 | 1 | 3 | 0.6447 | 0 | 0 | 1 | 0.37898 | 0 | 0 | 0 | 2027 | 0 | 0 | 0 | 389127.47
14014 | 1 | 1 | 3 | 0.70303 | 0 | 0 | 3 | 0.70303 | 0 | 0 | 0 | 2027 | 0 | 0 | 0 | 497556.48
14110 | 1 | 1 | 15 | 3.3985 | 0 | 0 | 2 | 0.95966 | 0 | 0 | 0 | 2027 | 0 | 0 | 0 | 506343.18
14026 | 1 | 1 | 13 | 3.2216 | 0 | 0 | 2 | 0.81439 | 0 | 0 | 0 | 2027 | 0 | 0 | 0 | 518785.14
13426 | 1 | 1 | 20 | 4.5473 | 0 | 0 | 2 | 0.69924 | 0 | 0 | 0 | 2027 | 0 | 0 | 0 | 667642.25
13729 | 1 | 1 | 7 | 1.5451 | 0 | 0 | 2 | 1.0386 | 0 | 0 | 0 | 2027 | 0 | 0 | 0 | 686123.36
13114 | 3 | 1 | 20 | 2.4509 | 0 | 0 | 3 | 0.70701 | 0 | 0 | 0 | 2027 | 0 | 0 | 0 | 821999.86
13668 | 2 | 1 | 43 | 6.7669 | 0 | 0 | 5 | 1.0244 | 0 | 0 | 0 | 2027 | 0 | 0 | 0 | 878759.71
13292 | 1 | 1 | 15 | 2.4621 | 0 | 0 | 2 | 0.87595 | 0 | 0 | 0 | 2027 | 0 | 0 | 0 | 1019273.75
13579 | 2 | 1 | 37 | 5.4038 | 0 | 0 | 5 | 1.7979 | 0 | 0 | 0 | 2027 | 0 | 0 | 0 | 1276614.65
13464 | 1 | 1 | 17 | 2.9962 | 0 | 0 | 7 | 2.0093 | 0 | 0 | 0 | 2027 | 0 | 0 | 0 | 1810441.64
13706 | 1 | 1 | 16 | 3.7091 | 0 | 0 | 4 | 2.0973 | 0 | 0 | 0 | 2027 | 0 | 0 | 0 | 1871582.53
13677 | 2 | 1 | 13 | 4.6718 | 0 | 0 | 5 | 3.2121 | 0 | 0 | 0 | 2027 | 0 | 0 | 0 | 2024235.19
13624 | 2 | 1 | 70 | 14.4811 | 0 | 0 | 9 | 4.6881 | 0 | 0 | 0 | 2027 | 0 | 0 | 0 | 2598004.64
13133 | 2 | 1 | 58 | 10.458 | 0 | 0 | 7 | 2.4125 | 0 | 0 | 0 | 2027 | 0 | 0 | 0 | 2746213.61
13815 | 3 | 1 | 140 | 31.4114 | 0 | 0 | 18 | 10.7366 | 0 | 0 | 0 | 2027 | 0 | 0 | 0 | 4412446.42
13052 | 1 | 1 | 5 | 0.63958 | 0 | 0 | 1 | 0.088826 | 0 | 0 | 0 | 2027 | 0 | 0 | 0 | 66636.25
13201 | 1 | 1 | 13 | 2.6286 | 0 | 0 | 1 | 0.11098 | 0 | 0 | 0 | 2028 | 0 | 0 | 0 | 89747.33
13137 | 1 | 1 | 5 | 0.82879 | 0 | 0 | 1 | 0.09072 | 0 | 0 | 0 | 2028 | 0 | 0 | 0 | 122935.96
14037 | 1 | 1 | 3 | 0.73182 | 0 | 0 | 3 | 0.73182 | 0 | 0 | 0 | 2028 | 0 | 0 | 0 | 174520.32
13365 | 2 | 1 | 12 | 1.8693 | 0 | 0 | 2 | 0.23485 | 0 | 0 | 0 | 2028 | 0 | 0 | 0 | 261337.07
14124 | 1 | 0 | 29 | 4.2551 | 0 | 0 | 2 | 0.54299 | 0 | 0 | 0 | 2028 | 0 | 0 | 0 | 269790.19
13582 | 1 | 1 | 35 | 5.1953 | 0 | 0 | 3 | 0.82992 | 0 | 0 | 0 | 2028 | 0 | 0 | 0 | 437256.04
14341 | 1 | 1 | 5 | 6.1479 | 0 | 0 | 2 | 3.1902 | 0 | 0 | 0 | 2028 | 0 | 0 | 0 | 442423.6
14217 | 0 | 1 | 10 | 5.1915 | 0 | 0 | 3 | 2.9116 | 0 | 0 | 0 | 2028 | 0 | 0 | 0 | 575697.17
13583 | 1 | 1 | 27 | 4.5176 | 0 | 0 | 4 | 1.8061 | 0 | 0 | 0 | 2028 | 0 | 0 | 0 | 1002959.31
13532 | 1 | 1 | 18 | 3.004 | 0 | 0 | 2 | 0.97064 | 0 | 0 | 0 | 2028 | 0 | 0 | 0 | 1447267.17
13622 | 3 | 1 | 96 | 15.4917 | 0 | 0 | 8 | 1.9337 | 0 | 0 | 0 | 2028 | 0 | 0 | 0 | 1571511.27
13081 | 1 | 1 | 18 | 2.3403 | 0 | 0 | 6 | 0.91231 | 0 | 0 | 0 | 2028 | 0 | 0 | 0 | 1661654.71
14071 | 2 | 1 | 24 | 7.2807 | 0 | 0 | 5 | 3.0468 | 0 | 0 | 0 | 2028 | 0 | 0 | 0 | 1780906.5
13638 | 1 | 1 | 13 | 2.1998 | 0 | 0 | 4 | 1.2771 | 0 | 0 | 0 | 2028 | 0 | 0 | 0 | 2007740.61
13219 | 2 | 1 | 42 | 8.1562 | 0 | 0 | 8 | 1.9581 | 0 | 0 | 0 | 2028 | 0 | 0 | 0 | 2516937.9
13679 | 2 | 1 | 66 | 8.1314 | 0 | 0 | 11 | 2.7027 | 0 | 0 | 0 | 2028 | 0 | 0 | 0 | 2638774.06
13065 | 1 | 1 | 33 | 7.1053 | 0 | 0 | 7 | 2.2034 | 0 | 0 | 0 | 2028 | 0 | 0 | 0 | 2908494.53
13813 | 2 | 1 | 170 | 38.3413 | 0 | 0 | 16 | 9.3134 | 0 | 0 | 0 | 2028 | 0 | 0 | 0 | 3547085.52
14111 | 1 | 1 | 35 | 6.558 | 0 | 0 | 1 | 0.081061 | 0 | 0 | 0 | 2029 | 0 | 0 | 0 | 74768.65
13777 | 1 | 1 | 12 | 1.971 | 0 | 0 | 1 | 0.15909 | 0 | 0 | 0 | 2029 | 0 | 0 | 0 | 92578.7
13951 | 1 | 1 | 6 | 0.88864 | 0 | 0 | 1 | 0.21629 | 0 | 0 | 0 | 2029 | 0 | 0 | 0 | 122561.72
13692 | 1 | 1 | 6 | 1.1583 | 0 | 0 | 1 | 0.27178 | 0 | 0 | 0 | 2029 | 0 | 0 | 0 | 143882.32
13693 | 1 | 1 | 20 | 4.2076 | 0 | 0 | 2 | 0.17481 | 0 | 0 | 0 | 2029 | 0 | 0 | 0 | 162586.45
13295 | 1 | 1 | 13 | 3.1445 | 0 | 0 | 1 | 0.6786 | 0 | 0 | 0 | 2029 | 0 | 0 | 0 | 201033.53
13827 | 1 | 1 | 16 | 3.5492 | 0 | 0 | 1 | 0.29754 | 0 | 0 | 0 | 2029 | 0 | 0 | 0 | 213103.33
13539 | 1 | 1 | 3 | 0.58504 | 0 | 0 | 1 | 0.52917 | 0 | 0 | 0 | 2029 | 0 | 0 | 0 | 221780.18
13733 | 1 | 1 | 7 | 0.93295 | 0 | 0 | 2 | 0.64659 | 0 | 0 | 0 | 2029 | 0 | 0 | 0 | 229849.71
13942 | 1 | 1 | 5 | 0.21799 | 0 | 0 | 2 | 0.13371 | 0 | 0 | 0 | 2029 | 0 | 0 | 0 | 238554.94
13350 | 1 | 0 | 1 | 0.11288 | 0 | 0 | 1 | 0.11288 | 0 | 0 | 0 | 2029 | 0 | 0 | 0 | 244104.04
13986 | 1 | 1 | 1 | 1.1087 | 0 | 0 | 1 | 1.1087 | 0 | 0 | 0 | 2029 | 0 | 0 | 0 | 249366.9
13185 | 1 | 1 | 11 | 2.21 | 0 | 0 | 1 | 0.25398 | 0 | 0 | 0 | 2029 | 0 | 0 | 0 | 256851.66
13853 | 1 | 1 | 2 | 0.40417 | 0 | 0 | 1 | 0.21269 | 0 | 0 | 0 | 2029 | 0 | 0 | 0 | 259495.18
13132 | 1 | 1 | 5 | 0.70928 | 0 | 0 | 2 | 0.31155 | 0 | 0 | 0 | 2029 | 0 | 0 | 0 | 295176.7
13154 | 1 | 1 | 9 | 2.0312 | 0 | 0 | 1 | 0.11023 | 0 | 0 | 0 | 2029 | 0 | 0 | 0 | 311575.39
13129 | 1 | 1 | 21 | 2.6439 | 0 | 0 | 1 | 0.31875 | 0 | 0 | 0 | 2029 | 0 | 0 | 0 | 317259.03
13377 | 4 | 1 | 19 | 3.5083 | 0 | 0 | 1 | 0.1608 | 0 | 0 | 0 | 2029 | 0 | 0 | 0 | 332869.45
13546 | 1 | 1 | 33 | 4.6265 | 0 | 0 | 1 | 0.22917 | 0 | 0 | 0 | 2029 | 0 | 0 | 0 | 339899.32
13818 | 1 | 1 | 7 | 1.3347 | 0 | 0 | 1 | 0.54564 | 0 | 0 | 0 | 2029 | 0 | 0 | 0 | 344773.02
13832 | 1 | 1 | 17 | 2.5199 | 0 | 0 | 2 | 0.59697 | 0 | 0 | 0 | 2029 | 0 | 0 | 0 | 405366.7
14001 | 1 | 1 | 12 | 2.742 | 0 | 0 | 1 | 0.97784 | 0 | 0 | 0 | 2029 | 0 | 0 | 0 | 516563.55
13647 | 1 | 0 | 6 | 1.1958 | 0 | 0 | 1 | 0.66326 | 0 | 0 | 0 | 2029 | 0 | 0 | 0 | 525076.16
13697 | 1 | 1 | 2 | 0.47045 | 0 | 0 | 1 | 0.45814 | 0 | 0 | 0 | 2029 | 0 | 0 | 0 | 533575.85
13691 | 1 | 1 | 7 | 0.85133 | 0 | 0 | 2 | 0.6 | 0 | 0 | 0 | 2029 | 0 | 0 | 0 | 571749.12
13690 | 1 | 1 | 11 | 1.6133 | 0 | 0 | 1 | 0.63693 | 0 | 0 | 0 | 2029 | 0 | 0 | 0 | 583631.46
14275 | 2 | 1 | 8 | 2.2928 | 0 | 0 | 1 | 1.8731 | 0 | 0 | 0 | 2029 | 0 | 0 | 0 | 634502.98
14023 | 1 | 1 | 55 | 10.0627 | 0 | 0 | 2 | 0.95568 | 0 | 0 | 0 | 2029 | 0 | 0 | 0 | 727676.02
13506 | 1 | 1 | 11 | 3.0847 | 0 | 0 | 2 | 0.72254 | 0 | 0 | 0 | 2029 | 0 | 0 | 0 | 750736.39
13061 | 1 | 1 | 11 | 3.2608 | 0 | 0 | 1 | 0.41004 | 0 | 0 | 0 | 2029 | 0 | 0 | 0 | 756755.46
13600 | 1 | 1 | 22 | 3.7312 | 0 | 0 | 2 | 0.71667 | 0 | 0 | 0 | 2029 | 0 | 0 | 0 | 863247.59
13661 | 1 | 1 | 23 | 7.6259 | 0 | 0 | 4 | 1.7902 | 0 | 0 | 0 | 2029 | 0 | 0 | 0 | 875588.47
13066 | 1 | 1 | 7 | 2.8803 | 0 | 0 | 1 | 0.71098 | 0 | 0 | 0 | 2029 | 0 | 0 | 0 | 912597.89
14216 | 1 | 1 | 11 | 6.7328 | 0 | 0 | 3 | 1.8532 | 0 | 0 | 0 | 2029 | 0 | 0 | 0 | 939777.34
13155 | 1 | 1 | 9 | 3.4182 | 0 | 0 | 1 | 0.7108 | 0 | 0 | 0 | 2029 | 0 | 0 | 0 | 998677.47
13577 | 1 | 1 | 15 | 2.7311 | 0 | 0 | 2 | 1.0616 | 0 | 0 | 0 | 2029 | 0 | 0 | 0 | 1004616.32
13238 | 1 | 1 | 8 | 2.8888 | 0 | 0 | 1 | 1.3883 | 0 | 0 | 0 | 2029 | 0 | 0 | 0 | 1388511.02
13027 | 1 | 1 | 40 | 7.2182 | 0 | 0 | 5 | 1.1356 | 0 | 0 | 0 | 2029 | 0 | 0 | 0 | 1509707.33
13031 | 2 | 1 | 44 | 9.0703 | 0 | 0 | 5 | 2.6826 | 0 | 0 | 0 | 2029 | 0 | 0 | 0 | 1585408.28
13359 | 2 | 1 | 24 | 5.2078 | 0 | 0 | 5 | 1.3034 | 0 | 0 | 0 | 2029 | 0 | 0 | 0 | 1697568.13
13063 | 2 | 1 | 21 | 3.6752 | 0 | 0 | 3 | 1.2453 | 0 | 0 | 0 | 2029 | 0 | 0 | 0 | 1724328.9
13837 | 1 | 1 | 21 | 3.9133 | 0 | 0 | 7 | 1.8689 | 0 | 0 | 0 | 2029 | 0 | 0 | 0 | 2168888.96
13621 | 2 | 1 | 67 | 15.0146 | 0 | 0 | 7 | 3.6763 | 0 | 0 | 0 | 2029 | 0 | 0 | 0 | 2170035.03
13256 | 2 | 1 | 48 | 18.8087 | 0 | 0 | 5 | 5.0712 | 0 | 0 | 0 | 2029 | 0 | 0 | 0 | 2520865.94
13190 | 1 | 1 | 31 | 7.4676 | 0 | 0 | 1 | 1.568 | 0 | 0 | 0 | 2029 | 0 | 0 | 0 | 2532895.04
14021 | 1 | 1 | 27 | 7.614 | 0 | 0 | 5 | 2.6443 | 0 | 0 | 0 | 2029 | 0 | 0 | 0 | 2757670.59
14050 | 2 | 1 | 66 | 29.2572 | 0 | 0 | 7 | 8.8059 | 0 | 0 | 0 | 2029 | 0 | 0 | 0 | 3017208.22
13924 | 4 | 1 | 106 | 48.0273 | 0 | 0 | 9 | 15.3163 | 0 | 0 | 0 | 2029 | 0 | 0 | 0 | 4388227.51
13298 | 8 | 1 | 267 | 120.7362 | 0 | 0 | 21 | 25.3225 | 0 | 0 | 0 | 2029 | 0 | 0 | 0 | 5924549.74
13805 | 2 | 1 | 211 | 45.9991 | 2 | 1 | 16 | 9.0256 | 2020 | 2020 | 2020 | 2024 | 1417900 | 138000 | 1555900 | 5696827.77
13308 | 1 | 1 | 35 | 5.3875 | 1 | 1 | 7 | 1.3739 | 2020 | 2020 | 2020 | 2026 | 847550 | 276000 | 1123550 | 1520511.68
13807 | 2 | 1 | 195 | 33.1722 | 2 | 1 | 18 | 7.7131 | 2020 | 2020 | 2020 | 2028 | 1383450 | 322000 | 1705450 | 5535398.51
13745 | 1 | 1 | 1 | 0.18523 | 1 | 1 | 0 | 0 | 2020 | 2020 | 2020 | 0 | 413150 | 322000 | 735150 | 0
13533 | 1 | 1 | 11 | 1.8983 | 1 | 1 | 5 | 1.0972 | 2020 | 2020 | 2020 | 2024 | 492300 | 580000 | 1072300 | 1203058.74
13339 | 1 | 1 | 1 | 0.47311 | 1 | 0 | 0 | 0 | 2021 | 0 | 2021 | 0 | 53082 | 0 | 53082 | 0
13314 | 1 | 1 | 12 | 1.6879 | 1 | 0 | 2 | 0.82652 | 2021 | 0 | 2021 | 2021 | 66571 | 0 | 66571 | 870770.28
13964 | 1 | 1 | 28 | 6.6108 | 1 | 0 | 8 | 2.157 | 2021 | 0 | 2021 | 2028 | 395474 | 0 | 395474 | 2974961.82
14121 | 1 | 1 | 4 | 0.82784 | 1 | 1 | 1 | 0.56951 | 2021 | 2021 | 2021 | 2021 | 354183 | 532800 | 886983 | 132755.12
13462 | 1 | 1 | 21 | 3.933 | 1 | 1 | 5 | 1.4445 | 2021 | 2021 | 2021 | 2021 | 1128200 | 255400 | 1383600 | 1240936.72
13939 | 2 | 1 | 23 | 1.8723 | 2 | 1 | 2 | 0.27064 | 2021 | 2021 | 2021 | 2021 | 581183 | 580000 | 1161183 | 433502.68
13633 | 1 | 1 | 23 | 1.8439 | 1 | 1 | 4 | 0.61989 | 2021 | 2021 | 2021 | 2021 | 1107300 | 350000 | 1457300 | 351996.81
13443 | 1 | 1 | 43 | 9.1129 | 1 | 1 | 11 | 3.9955 | 2021 | 2021 | 2021 | 2022 | 550233 | 1822000 | 2372233 | 3706175.32
13227 | 1 | 1 | 30 | 5.9223 | 1 | 1 | 2 | 1.475 | 2021 | 2021 | 2021 | 2026 | 782883 | 414000 | 1196883 | 1375989.41
13461 | 2 | 1 | 123 | 26.808 | 2 | 1 | 8 | 6.7956 | 2021 | 2021 | 2021 | 2026 | 1069650 | 322000 | 1391650 | 4507468.35
13890 | 1 | 1 | 2 | 0.049621 | 1 | 1 | 0 | 0 | 2021 | 2021 | 2021 | 0 | 273933 | 956070 | 1230003 | 0
13808 | 7 | 1 | 397 | 96.6682 | 1 | 1 | 34 | 25.689 | 2023 | 2021 | 2021 | 2027 | 16561 | 800000 | 816561 | 10439660.85
13313 | 1 | 1 | 21 | 2.239 | 1 | 0 | 9 | 1.3028 | 2021 | 0 | 2021 | 2021 | 163888 | 0 | 163888 | 1672490.74
13111 | 1 | 1 | 20 | 2.8455 | 1 | 0 | 2 | 0.62083 | 2021 | 0 | 2021 | 2021 | 390078 | 0 | 390078 | 537151.14
13433 | 1 | 1 | 38 | 8.4337 | 1 | 0 | 2 | 1.3116 | 2021 | 0 | 2021 | 2021 | 737287 | 0 | 737287 | 901918.05
13309 | 1 | 1 | 17 | 2.2225 | 1 | 0 | 7 | 1.6532 | 2021 | 0 | 2021 | 2022 | 281538 | 0 | 281538 | 2069287.45
13104 | 1 | 1 | 31 | 4.4667 | 1 | 0 | 10 | 2.0746 | 2021 | 0 | 2021 | 2022 | 547698 | 0 | 547698 | 2569534.64
13101 | 1 | 1 | 15 | 2.2023 | 1 | 0 | 3 | 0.5767 | 2021 | 0 | 2021 | 2023 | 575055 | 0 | 575055 | 791391.9
14094 | 1 | 1 | 0 | 0 | 1 | 0 | 0 | 0 | 2022 | 0 | 2022 | 0 | 8847 | 0 | 8847 | 0
13989 | 1 | 1 | 0 | 0 | 1 | 1 | 0 | 0 | 2022 | 2022 | 2022 | 0 | 406367 | 484000 | 890367 | 0
13094 | 1 | 1 | 33 | 3.2547 | 1 | 1 | 8 | 1.6614 | 2022 | 2022 | 2022 | 2023 | 959667 | 4729000 | 5688667 | 2134419.94
13048 | 1 | 1 | 43 | 6.242 | 1 | 1 | 13 | 3.0934 | 2022 | 2022 | 2022 | 2027 | 660250 | 1553500 | 2213750 | 3924186.11
13984 | 1 | 1 | 50 | 9.3405 | 1 | 1 | 7 | 2.5381 | 2022 | 2022 | 2022 | 2028 | 689317 | 564000 | 1253317 | 1611454.67
13118 | 2 | 1 | 55 | 9.8515 | 2 | 1 | 9 | 4.1655 | 2022 | 2022 | 2022 | 2021 | 1046067 | 2959000 | 4005067 | 3051369.83
13296 | 2 | 1 | 44 | 9.1093 | 2 | 1 | 6 | 3.45 | 2022 | 2022 | 2022 | 2021 | 779167 | 3923500 | 4702667 | 2215478.03
14123 | 1 | 1 | 26 | 5.6576 | 1 | 1 | 2 | 0.98561 | 2022 | 2022 | 2022 | 2025 | 702683 | 588000 | 1290683 | 724202.05
13148 | 2 | 1 | 133 | 28.3716 | 2 | 1 | 10 | 8.0621 | 2022 | 2022 | 2022 | 2025 | 295350 | 1000150 | 1295500 | 4539966.78
13770 | 1 | 1 | 16 | 3.6511 | 1 | 1 | 3 | 0.99792 | 2022 | 2022 | 2022 | 2023 | 1005150 | 5671550 | 6676700 | 1085252.2
13312 | 1 | 1 | 27 | 3.9455 | 1 | 0 | 7 | 2.2553 | 2022 | 0 | 2022 | 2026 | 292968 | 0 | 292968 | 3252176.07
13651 | 1 | 1 | 12 | 2.7864 | 1 | 0 | 2 | 0.66458 | 2022 | 0 | 2022 | 2028 | 47311 | 0 | 47311 | 562597.86
13346 | 1 | 0 | 3 | 0.64792 | 1 | 0 | 1 | 0.28314 | 2022 | 0 | 2022 | 2028 | 75855 | 0 | 75855 | 151939.73
13367 | 1 | 1 | 0 | 0 | 0 | 1 | 0 | 0 | 0 | 2023 | 2023 | 0 | 0 | 800000 | 800000 | 0
13119 | 1 | 1 | 7 | 0.35455 | 0 | 1 | 0 | 0 | 0 | 2023 | 2023 | 0 | 0 | 800000 | 800000 | 0
13710 | 2 | 1 | 28 | 5.7201 | 0 | 1 | 4 | 1.3068 | 0 | 2023 | 2023 | 2023 | 0 | 800000 | 800000 | 1403597.5
13489 | 2 | 1 | 38 | 5.943 | 2 | 1 | 3 | 1.3794 | 2023 | 2023 | 2023 | 2023 | 175111 | 800000 | 975111 | 1078198.79
13175 | 2 | 1 | 104 | 16.3983 | 2 | 1 | 19 | 5.1788 | 2023 | 2023 | 2023 | 2028 | 666545 | 800000 | 1466545 | 5013247.01
14218 | 1 | 1 | 2 | 0.054545 | 1 | 0 | 0 | 0 | 2023 | 0 | 2023 | 0 | 13489 | 0 | 13489 | 0
13223 | 1 | 1 | 21 | 3.9909 | 1 | 0 | 0 | 0 | 2023 | 0 | 2023 | 0 | 473533 | 0 | 473533 | 0
13239 | 1 | 0 | 4 | 0.83542 | 1 | 0 | 0 | 0 | 2023 | 0 | 2023 | 0 | 9280 | 0 | 9280 | 0
13013 | 1 | 1 | 0 | 0 | 1 | 0 | 0 | 0 | 2024 | 0 | 2024 | 0 | 94185 | 0 | 94185 | 0
13466 | 1 | 1 | 8 | 1.3674 | 1 | 0 | 0 | 0 | 2023 | 0 | 2023 | 0 | 607549 | 0 | 607549 | 0
13593 | 2 | 1 | 30 | 5.2962 | 1 | 0 | 1 | 0.45455 | 2023 | 0 | 2023 | 2021 | 138853 | 0 | 138853 | 586732.31
13151 | 1 | 1 | 10 | 1.3784 | 0 | 1 | 0 | 0 | 0 | 2023 | 2023 | 0 | 0 | 800000 | 800000 | 0
13363 | 0 | 1 | 0 | 0 | 0 | 1 | 0 | 0 | 0 | 2023 | 2023 | 0 | 0 | 800000 | 800000 | 0
14011 | 1 | 1 | 2 | 0.54564 | 0 | 1 | 0 | 0 | 0 | 2023 | 2023 | 0 | 0 | 800000 | 800000 | 0
13183 | 1 | 1 | 25 | 4.1271 | 1 | 0 | 7 | 1.8278 | 2023 | 0 | 2023 | 2023 | 813609 | 0 | 813609 | 2421896.82
13517 | 1 | 1 | 15 | 3.7953 | 1 | 0 | 2 | 0.44962 | 2023 | 0 | 2023 | 2025 | 324008 | 0 | 324008 | 522037.17
13122 | 1 | 1 | 25 | 2.4309 | 1 | 0 | 6 | 1.4229 | 2023 | 0 | 2023 | 2026 | 498829 | 0 | 498829 | 1797530.53
13338 | 1 | 1 | 11 | 2.367 | 1 | 0 | 1 | 0.78201 | 2023 | 0 | 2023 | 2026 | 849040 | 0 | 849040 | 327127.39
13213 | 5 | 1 | 106 | 15.2044 | 2 | 0 | 20 | 5.543 | 2023 | 0 | 2023 | 2027 | 485638 | 0 | 485638 | 5458966.59
13035 | 3 | 1 | 21 | 3.4566 | 2 | 0 | 4 | 0.80795 | 2023 | 0 | 2023 | 2028 | 645715 | 0 | 645715 | 1024964.33
14025 | 1 | 1 | 44 | 9.3239 | 1 | 0 | 2 | 1.8104 | 2025 | 0 | 2025 | 2029 | 84698 | 0 | 84698 | 1186435.98
13610 | 1 | 1 | 18 | 4.6813 | 1 | 0 | 1 | 0.11534 | 2023 | 0 | 2023 | 2029 | 284614 | 0 | 284614 | 312370.54
13130 | 1 | 1 | 38 | 5.5748 | 1 | 0 | 7 | 2.9316 | 2023 | 0 | 2023 | 2029 | 290385 | 0 | 290385 | 2706061.81
13072 | 1 | 1 | 30 | 3.8727 | 1 | 0 | 7 | 1.3127 | 2023 | 0 | 2023 | 2029 | 358029 | 0 | 358029 | 1404792.45
13067 | 1 | 1 | 16 | 3.4826 | 1 | 0 | 3 | 0.99299 | 2023 | 0 | 2023 | 2029 | 515709 | 0 | 515709 | 1353814.6
13124 | 1 | 1 | 33 | 6.4655 | 1 | 0 | 3 | 1.9235 | 2023 | 0 | 2023 | 2029 | 521165 | 0 | 521165 | 1365029.17
13180 | 1 | 1 | 6 | 0.34924 | 1 | 0 | 2 | 0.2178 | 2023 | 0 | 2023 | 2029 | 656426 | 0 | 656426 | 468805.28
13084 | 1 | 1 | 17 | 2.793 | 1 | 0 | 3 | 0.86894 | 2023 | 0 | 2023 | 2029 | 708375 | 0 | 708375 | 1242892.73
13328 | 1 | 1 | 15 | 1.982 | 1 | 0 | 3 | 0.49678 | 2023 | 0 | 2023 | 2029 | 1223245 | 0 | 1223245 | 573603.71
13297 | 1 | 1 | 32 | 5.5403 | 0 | 1 | 7 | 1.9792 | 0 | 2023 | 2023 | 2021 | 0 | 800000 | 800000 | 2041465.13
13835 | 1 | 1 | 31 | 4.9464 | 1 | 1 | 9 | 2.4667 | 2023 | 2023 | 2023 | 2022 | 279972 | 800000 | 1079972 | 2634384.06
13351 | 3 | 1 | 16 | 2.735 | 0 | 1 | 9 | 1.9379 | 0 | 2023 | 2023 | 2023 | 0 | 800000 | 800000 | 2245542.46
13695 | 1 | 1 | 67 | 17.2462 | 0 | 1 | 12 | 5.4877 | 0 | 2023 | 2023 | 2023 | 0 | 800000 | 800000 | 4059787.77
13431 | 3 | 1 | 122 | 28.9235 | 0 | 1 | 15 | 9.0138 | 0 | 2023 | 2023 | 2023 | 0 | 800000 | 800000 | 4368418.36
13069 | 1 | 1 | 12 | 2.6508 | 0 | 1 | 2 | 0.62367 | 0 | 2023 | 2023 | 2028 | 0 | 800000 | 800000 | 713971.26
13077 | 1 | 1 | 26 | 7.5816 | 0 | 1 | 5 | 2.9708 | 0 | 2023 | 2023 | 2028 | 0 | 800000 | 800000 | 4261735.37
13006 | 4 | 1 | 81 | 20.3898 | 1 | 1 | 9 | 4.6241 | 2023 | 2023 | 2023 | 2022 | 88470 | 800000 | 888470 | 2623931.88
13176 | 1 | 1 | 30 | 10.5686 | 1 | 1 | 9 | 2.5598 | 2023 | 2023 | 2023 | 2022 | 182655 | 800000 | 982655 | 3109984.72
13390 | 4 | 1 | 177 | 31.0744 | 1 | 1 | 32 | 12.954 | 2023 | 2023 | 2023 | 2023 | 564642 | 800000 | 1364642 | 9228325.58
13373 | 2 | 1 | 85 | 16.7831 | 1 | 1 | 13 | 4.0727 | 2023 | 2023 | 2023 | 2024 | 338133 | 800000 | 1138133 | 4656103.01
13042 | 3 | 1 | 55 | 7.7023 | 1 | 1 | 13 | 3.1487 | 2023 | 2023 | 2023 | 2025 | 291951 | 800000 | 1091951 | 4345711.86
13303 | 4 | 1 | 268 | 96.9174 | 2 | 1 | 34 | 29.8972 | 2023 | 2023 | 2023 | 2027 | 917525 | 800000 | 1717525 | 13417463.14
13236 | 3 | 1 | 156 | 49.3451 | 1 | 1 | 14 | 12.7178 | 2023 | 2023 | 2023 | 2029 | 911469 | 800000 | 1711469 | 6397234.18
14042 | 2 | 1 | 20 | 3.7748 | 2 | 1 | 3 | 0.54015 | 2024 | 2024 | 2024 | 2026 | 864031 | 800000 | 1664031 | 417621.43
13233 | 1 | 1 | 21 | 6.225 | 1 | 0 | 0 | 0 | 2024 | 0 | 2024 | 0 | 206516 | 0 | 206516 | 0
13086 | 1 | 1 | 9 | 1.0633 | 1 | 0 | 0 | 0 | 2024 | 0 | 2024 | 0 | 372444 | 0 | 372444 | 0
13439 | 1 | 1 | 10 | 2.3062 | 1 | 0 | 0 | 0 | 2024 | 0 | 2024 | 0 | 422261 | 0 | 422261 | 0
13184 | 1 | 1 | 8 | 0.85341 | 1 | 0 | 0 | 0 | 2024 | 0 | 2024 | 0 | 595825 | 0 | 595825 | 0
13961 | 2 | 1 | 95 | 16.9941 | 1 | 0 | 12 | 4.9693 | 2024 | 0 | 2024 | 2021 | 36405 | 0 | 36405 | 3120173.66
13162 | 1 | 1 | 38 | 4.9786 | 1 | 0 | 6 | 1.6333 | 2024 | 0 | 2024 | 2022 | 425037 | 0 | 425037 | 2020423.37
13468 | 1 | 1 | 22 | 4.9699 | 1 | 0 | 5 | 2.0402 | 2024 | 0 | 2024 | 2022 | 565023 | 0 | 565023 | 1892299.76
13243 | 1 | 1 | 43 | 9.7254 | 1 | 0 | 10 | 2.9301 | 2024 | 0 | 2024 | 2022 | 660126 | 0 | 660126 | 2313708.34
13039 | 1 | 1 | 43 | 7.0515 | 1 | 0 | 3 | 1.2381 | 2024 | 0 | 2024 | 2023 | 340828 | 0 | 340828 | 1337170.02
13828 | 2 | 1 | 27 | 5.0085 | 1 | 0 | 7 | 2.2985 | 2024 | 0 | 2024 | 2023 | 353880 | 0 | 353880 | 2116135.06
13241 | 1 | 1 | 49 | 9.5769 | 1 | 0 | 11 | 3.8652 | 2024 | 0 | 2024 | 2023 | 613956 | 0 | 613956 | 3790243.41
13645 | 1 | 1 | 12 | 3.6973 | 0 | 1 | 2 | 1.2277 | 0 | 2024 | 2024 | 2021 | 0 | 800000 | 800000 | 343427.65
13310 | 1 | 1 | 18 | 1.7928 | 1 | 0 | 4 | 0.92121 | 2024 | 0 | 2024 | 2024 | 210213 | 0 | 210213 | 1586983.33
13959 | 1 | 1 | 79 | 12.215 | 1 | 0 | 12 | 4.4701 | 2024 | 0 | 2024 | 2024 | 225817 | 0 | 225817 | 3366046.11
13889 | 4 | 1 | 32 | 5.7841 | 1 | 0 | 3 | 1.0159 | 2024 | 0 | 2024 | 2025 | 194634 | 0 | 194634 | 1040929.72
13740 | 1 | 1 | 31 | 9.0534 | 1 | 0 | 9 | 4.8691 | 2024 | 0 | 2024 | 2025 | 312228 | 0 | 312228 | 5275625.58
13222 | 1 | 1 | 12 | 2.2002 | 1 | 0 | 1 | 0.4875 | 2024 | 0 | 2024 | 2025 | 447555 | 0 | 447555 | 832039.39
13191 | 1 | 1 | 27 | 4.0835 | 1 | 0 | 5 | 0.99583 | 2024 | 0 | 2024 | 2025 | 514837 | 0 | 514837 | 1321108.66
13022 | 1 | 1 | 11 | 2.7464 | 1 | 0 | 1 | 0.22405 | 2024 | 0 | 2024 | 2026 | 318670 | 0 | 318670 | 348376.67
13434 | 2 | 1 | 41 | 9.3373 | 2 | 0 | 9 | 3.2295 | 2024 | 0 | 2024 | 2027 | 560126 | 0 | 560126 | 2948983.21
13311 | 1 | 1 | 34 | 5.0917 | 1 | 0 | 8 | 1.8483 | 2024 | 0 | 2024 | 2027 | 637365 | 0 | 637365 | 2026641.21
13414 | 2 | 1 | 44 | 7.1186 | 2 | 0 | 5 | 0.8892 | 2024 | 0 | 2024 | 2027 | 828374 | 0 | 828374 | 1220092.94
13739 | 1 | 1 | 5 | 1.4795 | 1 | 0 | 1 | 0.10701 | 2024 | 0 | 2024 | 2028 | 53082 | 0 | 53082 | 161618.51
13123 | 1 | 1 | 29 | 5.2621 | 1 | 0 | 4 | 1.3941 | 2024 | 0 | 2024 | 2028 | 796667 | 0 | 796667 | 1364205.62
13177 | 1 | 1 | 10 | 2.0379 | 1 | 0 | 2 | 0.45701 | 2024 | 0 | 2024 | 2029 | 373028 | 0 | 373028 | 645479.84
13008 | 2 | 1 | 37 | 8.5809 | 1 | 0 | 8 | 2.8462 | 2024 | 0 | 2024 | 2029 | 392704 | 0 | 392704 | 2129494.21
13492 | 1 | 1 | 17 | 4.7864 | 1 | 0 | 1 | 0.34413 | 2024 | 0 | 2024 | 2029 | 397423 | 0 | 397423 | 460219.75
13204 | 1 | 1 | 23 | 5.2839 | 0 | 1 | 4 | 1.8098 | 0 | 2024 | 2024 | 2022 | 0 | 800000 | 800000 | 1930131.14
13442 | 2 | 1 | 61 | 11.5583 | 0 | 1 | 6 | 4.2468 | 0 | 2024 | 2024 | 2022 | 0 | 800000 | 800000 | 3205913.79
13460 | 4 | 1 | 144 | 36.3902 | 1 | 1 | 16 | 11.2881 | 2024 | 2024 | 2024 | 2024 | 414676 | 800000 | 1214676 | 4896461.05
13152 | 1 | 1 | 13 | 3.3587 | 0 | 1 | 2 | 0.69091 | 0 | 2024 | 2024 | 2024 | 0 | 800000 | 800000 | 597700.84
13687 | 2 | 1 | 78 | 15.6008 | 0 | 1 | 6 | 4.4661 | 0 | 2024 | 2024 | 2028 | 0 | 800000 | 800000 | 3086409.14
13211 | 1 | 1 | 12 | 1.6525 | 1 | 1 | 1 | 0.52746 | 2024 | 2024 | 2024 | 2021 | 220920 | 800000 | 1020920 | 379541.21
13370 | 2 | 1 | 26 | 4.5756 | 2 | 1 | 5 | 1.6797 | 2024 | 2024 | 2024 | 2022 | 458652 | 800000 | 1258652 | 1662919.31
13021 | 1 | 1 | 17 | 2.8027 | 1 | 1 | 5 | 0.99848 | 2024 | 2024 | 2024 | 2022 | 472348 | 800000 | 1272348 | 882989.78
13329 | 1 | 1 | 36 | 5.2956 | 1 | 1 | 6 | 2.1678 | 2024 | 2024 | 2024 | 2022 | 939530 | 800000 | 1739530 | 2041338.77
13221 | 1 | 1 | 16 | 2.2536 | 1 | 1 | 1 | 0.37936 | 2024 | 2024 | 2024 | 2023 | 778463 | 800000 | 1578463 | 542836.08
13293 | 1 | 1 | 35 | 8.053 | 1 | 1 | 8 | 4.0337 | 2024 | 2024 | 2024 | 2024 | 370878 | 800000 | 1170878 | 4922369.97
13417 | 1 | 1 | 18 | 4.4271 | 1 | 1 | 6 | 1.6742 | 2024 | 2024 | 2024 | 2024 | 506862 | 800000 | 1306862 | 2414050.82
13098 | 2 | 1 | 63 | 9.6987 | 1 | 1 | 9 | 2.9013 | 2024 | 2024 | 2024 | 2024 | 524964 | 800000 | 1324964 | 2331953.93
13358 | 1 | 1 | 18 | 3.1299 | 1 | 1 | 7 | 1.8265 | 2024 | 2024 | 2024 | 2025 | 731807 | 800000 | 1531807 | 3323022.05
13756 | 1 | 1 | 13 | 2.0398 | 1 | 0 | 5 | 1.1248 | 2025 | 0 | 2025 | 2021 | 447284 | 0 | 447284 | 1757780.88
13522 | 2 | 1 | 42 | 9.3723 | 2 | 0 | 11 | 3.6848 | 2025 | 0 | 2025 | 2023 | 544833 | 0 | 544833 | 4877878.74
13178 | 1 | 1 | 9 | 1.3919 | 1 | 0 | 3 | 0.49489 | 2025 | 0 | 2025 | 2029 | 776019 | 0 | 776019 | 499900.53
13228 | 1 | 1 | 21 | 2.9491 | 1 | 0 | 0 | 0 | 2025 | 0 | 2025 | 0 | 537846 | 0 | 537846 | 0
13280 | 1 | 1 | 10 | 1.6873 | 1 | 0 | 0 | 0 | 2025 | 0 | 2025 | 0 | 603077 | 0 | 603077 | 0
13547 | 1 | 1 | 13 | 2.9426 | 1 | 0 | 0 | 0 | 2025 | 0 | 2025 | 0 | 782388 | 0 | 782388 | 0
13864 | 1 | 1 | 19 | 3.0477 | 1 | 0 | 5 | 1.735 | 2025 | 0 | 2025 | 2021 | 267993 | 0 | 267993 | 1567929.02
13289 | 1 | 1 | 23 | 3.5415 | 1 | 0 | 2 | 0.85985 | 2025 | 0 | 2025 | 2022 | 405833 | 0 | 405833 | 671403.36
13115 | 1 | 1 | 33 | 6.0108 | 1 | 0 | 8 | 3.2661 | 2025 | 0 | 2025 | 2022 | 539667 | 0 | 539667 | 3886299.37
13948 | 1 | 1 | 26 | 3.9081 | 1 | 0 | 7 | 1.4447 | 2025 | 0 | 2025 | 2022 | 766826 | 0 | 766826 | 1593305.51
13909 | 2 | 1 | 43 | 6.9172 | 1 | 0 | 8 | 2.0492 | 2025 | 0 | 2025 | 2023 | 139986 | 0 | 139986 | 1538977.64
13229 | 2 | 1 | 40 | 6.8758 | 1 | 0 | 7 | 1.8549 | 2025 | 0 | 2025 | 2023 | 480758 | 0 | 480758 | 2158409.41
13630 | 2 | 1 | 35 | 5.2502 | 2 | 0 | 12 | 2.6059 | 2025 | 0 | 2025 | 2023 | 775292 | 0 | 775292 | 2742849.06
13103 | 1 | 1 | 22 | 3.1256 | 1 | 0 | 4 | 1.1277 | 2025 | 0 | 2025 | 2024 | 350748 | 0 | 350748 | 1507132.3
13388 | 1 | 1 | 80 | 15.2294 | 1 | 0 | 9 | 5.4405 | 2025 | 0 | 2025 | 2024 | 623609 | 0 | 623609 | 3225069.39
13217 | 1 | 1 | 11 | 2.9458 | 1 | 0 | 3 | 1.1674 | 2025 | 0 | 2025 | 2025 | 254997 | 0 | 254997 | 1066441.86
13455 | 1 | 1 | 13 | 2.593 | 1 | 0 | 4 | 1.3663 | 2025 | 0 | 2025 | 2025 | 442091 | 0 | 442091 | 1646921.17
13753 | 1 | 1 | 16 | 3.1636 | 1 | 0 | 1 | 0.5517 | 2025 | 0 | 2025 | 2026 | 565400 | 0 | 565400 | 1059778.8
13206 | 1 | 1 | 47 | 6.5729 | 1 | 0 | 7 | 1.985 | 2025 | 0 | 2025 | 2026 | 649431 | 0 | 649431 | 3159136.06
13010 | 2 | 1 | 37 | 7.4008 | 2 | 0 | 6 | 2.0949 | 2025 | 0 | 2025 | 2026 | 657729 | 0 | 657729 | 1686072.47
13278 | 1 | 1 | 36 | 7.461 | 1 | 0 | 8 | 2.2597 | 2025 | 0 | 2025 | 2027 | 841720 | 0 | 841720 | 2146314.71
13068 | 1 | 1 | 19 | 3.3869 | 1 | 0 | 5 | 1.9701 | 2025 | 0 | 2025 | 2027 | 904428 | 0 | 904428 | 2463509.76
13748 | 2 | 1 | 24 | 3.3771 | 1 | 0 | 6 | 1.1614 | 2025 | 0 | 2025 | 2028 | 459789 | 0 | 459789 | 1481230.94
13011 | 3 | 1 | 97 | 25.5278 | 3 | 0 | 5 | 2.8172 | 2025 | 0 | 2025 | 2028 | 766540 | 0 | 766540 | 1301289.52
13007 | 4 | 1 | 79 | 16.9371 | 1 | 0 | 8 | 3.422 | 2025 | 0 | 2025 | 2029 | 190866 | 0 | 190866 | 2496798.79
13150 | 1 | 1 | 29 | 3.9358 | 1 | 0 | 3 | 0.93239 | 2025 | 0 | 2025 | 2029 | 265847 | 0 | 265847 | 1068833.31
13210 | 2 | 1 | 44 | 5.9483 | 2 | 0 | 3 | 0.34943 | 2025 | 0 | 2025 | 2029 | 604854 | 0 | 604854 | 488227.44
13167 | 1 | 1 | 23 | 5.3129 | 1 | 0 | 2 | 0.75436 | 2025 | 0 | 2025 | 2029 | 776777 | 0 | 776777 | 1221384.31
13772 | 4 | 1 | 70 | 14.4866 | 0 | 1 | 2 | 0.87917 | 0 | 2025 | 2025 | 2024 | 0 | 800000 | 800000 | 713212.1
13470 | 4 | 1 | 111 | 32.4956 | 0 | 1 | 15 | 7.8784 | 0 | 2025 | 2025 | 2026 | 0 | 800000 | 800000 | 5663250.53
13962 | 2 | 1 | 86 | 16.5013 | 0 | 1 | 11 | 5.4731 | 0 | 2025 | 2025 | 2027 | 0 | 800000 | 800000 | 4195044.95
13230 | 1 | 1 | 21 | 3.5097 | 1 | 1 | 6 | 1.8242 | 2025 | 2025 | 2025 | 2021 | 389434 | 800000 | 1189434 | 2164197.34
13004 | 1 | 1 | 32 | 9.2532 | 1 | 1 | 6 | 1.7574 | 2025 | 2025 | 2025 | 2023 | 864818 | 800000 | 1664818 | 1413639.71
13254 | 3 | 1 | 66 | 20.7373 | 1 | 1 | 6 | 4.4383 | 2025 | 2025 | 2025 | 2027 | 550262 | 800000 | 1350262 | 2785112.1
13117 | 2 | 1 | 71 | 13.7032 | 2 | 1 | 10 | 2.4814 | 2025 | 2025 | 2025 | 2027 | 993401 | 800000 | 1793401 | 2979000.7
13696 | 4 | 1 | 81 | 9.8312 | 3 | 1 | 9 | 1.6235 | 2025 | 2025 | 2025 | 2027 | 1312316 | 800000 | 2112316 | 2145363.84
13854 | 2 | 1 | 41 | 9.4172 | 0 | 1 | 3 | 0.96307 | 0 | 2025 | 2025 | 2029 | 0 | 800000 | 800000 | 619669.35
13136 | 1 | 1 | 21 | 4.1903 | 0 | 1 | 5 | 1.3261 | 0 | 2025 | 2025 | 2029 | 0 | 800000 | 800000 | 1710309.34
13279 | 1 | 1 | 50 | 6.4377 | 1 | 1 | 12 | 2.5864 | 2025 | 2025 | 2025 | 2027 | 1650873 | 800000 | 2450873 | 3113804.58
13987 | 1 | 1 | 0 | 0 | 0 | 1 | 0 | 0 | 0 | 2026 | 2026 | 0 | 0 | 800000 | 800000 | 0
13699 | 1 | 1 | 21 | 5.7983 | 0 | 1 | 6 | 2.8432 | 0 | 2026 | 2026 | 2021 | 0 | 800000 | 800000 | 1697701.04
13214 | 1 | 1 | 24 | 4.4157 | 1 | 0 | 2 | 0.78731 | 2026 | 0 | 2026 | 2025 | 841250 | 0 | 841250 | 657683.07
13398 | 1 | 1 | 4 | 0.4428 | 1 | 0 | 0 | 0 | 2026 | 0 | 2026 | 0 | 35388 | 0 | 35388 | 0
13440 | 1 | 1 | 9 | 2.743 | 1 | 0 | 0 | 0 | 2026 | 0 | 2026 | 0 | 789461 | 0 | 789461 | 0
13796 | 1 | 1 | 24 | 6.3659 | 1 | 0 | 6 | 2.8991 | 2026 | 0 | 2026 | 2021 | 148833 | 0 | 148833 | 1929295.2
13428 | 1 | 1 | 4 | 1.2047 | 1 | 0 | 2 | 0.4964 | 2026 | 0 | 2026 | 2021 | 164961 | 0 | 164961 | 226397.9
14116 | 1 | 1 | 6 | 0.89697 | 1 | 0 | 2 | 0.41856 | 2026 | 0 | 2026 | 2021 | 243948 | 0 | 243948 | 446155.75
13205 | 1 | 1 | 20 | 3.1972 | 1 | 0 | 5 | 0.91117 | 2026 | 0 | 2026 | 2021 | 334166 | 0 | 334166 | 1218581.18
13432 | 1 | 1 | 12 | 3.1688 | 1 | 0 | 1 | 1.2106 | 2026 | 0 | 2026 | 2021 | 519953 | 0 | 519953 | 367583.62
13105 | 1 | 1 | 39 | 4.9263 | 1 | 0 | 5 | 0.8392 | 2026 | 0 | 2026 | 2021 | 651374 | 0 | 651374 | 1059367.09
13107 | 1 | 1 | 20 | 2.8699 | 1 | 0 | 3 | 0.69375 | 2026 | 0 | 2026 | 2021 | 703060 | 0 | 703060 | 476380.44
13457 | 1 | 1 | 16 | 1.8583 | 1 | 0 | 3 | 0.55701 | 2026 | 0 | 2026 | 2022 | 452071 | 0 | 452071 | 403096.8
13722 | 1 | 1 | 55 | 9.5405 | 1 | 0 | 3 | 1.1398 | 2026 | 0 | 2026 | 2022 | 640866 | 0 | 640866 | 972723.51
13342 | 1 | 1 | 40 | 8.4242 | 1 | 0 | 8 | 3.1244 | 2026 | 0 | 2026 | 2023 | 187972 | 0 | 187972 | 2590411.82
13038 | 1 | 1 | 20 | 5.2625 | 1 | 0 | 3 | 2.3979 | 2026 | 0 | 2026 | 2023 | 237303 | 0 | 237303 | 2256565.79
13090 | 1 | 1 | 18 | 3.6809 | 1 | 0 | 4 | 1.2237 | 2026 | 0 | 2026 | 2023 | 578042 | 0 | 578042 | 1833291.75
13946 | 1 | 1 | 28 | 7.6013 | 1 | 0 | 5 | 2.3282 | 2026 | 0 | 2026 | 2023 | 611928 | 0 | 611928 | 2643838.97
13786 | 3 | 1 | 176 | 39.3848 | 1 | 0 | 11 | 6.3722 | 2026 | 0 | 2026 | 2024 | 340828 | 0 | 340828 | 3891303.15
13128 | 2 | 1 | 44 | 9.2447 | 2 | 0 | 6 | 2.6852 | 2026 | 0 | 2026 | 2024 | 467325 | 0 | 467325 | 2262253.36
13023 | 2 | 1 | 49 | 7.96 | 1 | 0 | 6 | 1.6178 | 2026 | 0 | 2026 | 2025 | 151416 | 0 | 151416 | 1075856.61
13097 | 2 | 1 | 69 | 13.9159 | 1 | 0 | 12 | 4.5051 | 2026 | 0 | 2026 | 2025 | 198783 | 0 | 198783 | 3843847.89
13091 | 1 | 1 | 59 | 7.5818 | 1 | 0 | 16 | 3.586 | 2026 | 0 | 2026 | 2025 | 1275397 | 0 | 1275397 | 4977820.32
13826 | 2 | 1 | 28 | 3.458 | 0 | 1 | 6 | 1.4157 | 0 | 2026 | 2026 | 2023 | 0 | 800000 | 800000 | 1114744.73
13631 | 2 | 1 | 25 | 4.8129 | 1 | 0 | 4 | 1.3678 | 2026 | 0 | 2026 | 2026 | 296593 | 0 | 296593 | 1517389.48
13305 | 3 | 1 | 71 | 20.6634 | 2 | 0 | 12 | 8.9956 | 2026 | 0 | 2026 | 2026 | 947056 | 0 | 947056 | 6441347.55
13139 | 1 | 1 | 22 | 5.1648 | 1 | 0 | 7 | 2.9591 | 2026 | 0 | 2026 | 2027 | 378799 | 0 | 378799 | 3441679.64
13435 | 1 | 1 | 31 | 7.2256 | 1 | 0 | 4 | 3.5388 | 2026 | 0 | 2026 | 2028 | 521701 | 0 | 521701 | 3532143.4
13034 | 1 | 1 | 42 | 7.7396 | 1 | 0 | 8 | 2.7047 | 2026 | 0 | 2026 | 2028 | 834089 | 0 | 834089 | 3098880.32
13505 | 1 | 1 | 15 | 3.1644 | 1 | 0 | 2 | 1.0773 | 2026 | 0 | 2026 | 2029 | 168093 | 0 | 168093 | 1229550.94
13016 | 1 | 1 | 6 | 0.38466 | 1 | 0 | 1 | 0.12102 | 2026 | 0 | 2026 | 2029 | 257000 | 0 | 257000 | 201854.97
13126 | 1 | 1 | 22 | 6.2434 | 1 | 0 | 5 | 2.3727 | 2026 | 0 | 2026 | 2029 | 257000 | 0 | 257000 | 1272790.06
13082 | 1 | 1 | 28 | 5.0837 | 1 | 0 | 6 | 1.1981 | 2026 | 0 | 2026 | 2029 | 268325 | 0 | 268325 | 2250436.27
13972 | 1 | 1 | 14 | 2.8735 | 1 | 0 | 3 | 1.5924 | 2026 | 0 | 2026 | 2029 | 571231 | 0 | 571231 | 1123360.75
13657 | 2 | 1 | 95 | 18.3447 | 0 | 1 | 10 | 4.9449 | 0 | 2026 | 2026 | 2024 | 0 | 800000 | 800000 | 2074407.04
13153 | 2 | 1 | 39 | 5.4532 | 1 | 1 | 5 | 1.4614 | 2026 | 2026 | 2026 | 2028 | 86904 | 800000 | 886904 | 1918100.19
13330 | 3 | 1 | 124 | 29.9562 | 2 | 1 | 22 | 10.0856 | 2026 | 2026 | 2026 | 2025 | 667597 | 800000 | 1467597 | 6325396.65
13892 | 1 | 1 | 5 | 1.4811 | 1 | 1 | 1 | 1.1121 | 2026 | 2026 | 2026 | 2022 | 155041 | 800000 | 955041 | 1036788.91
13817 | 2 | 1 | 60 | 13.0136 | 1 | 1 | 8 | 4.4068 | 2026 | 2026 | 2026 | 2023 | 263314 | 800000 | 1063314 | 3734481.16
13899 | 1 | 1 | 35 | 6.1765 | 1 | 1 | 7 | 1.6799 | 2026 | 2026 | 2026 | 2025 | 512747 | 800000 | 1312747 | 1466965.73
13656 | 4 | 1 | 201 | 36.3746 | 3 | 1 | 20 | 9.5949 | 2026 | 2026 | 2026 | 2025 | 932769 | 800000 | 1732769 | 5963623.03
13291 | 1 | 1 | 17 | 2.6511 | 1 | 1 | 9 | 1.8473 | 2026 | 2026 | 2026 | 2028 | 141989 | 800000 | 941989 | 2789844.37
13294 | 3 | 1 | 56 | 11.5716 | 3 | 1 | 2 | 0.63826 | 2026 | 2026 | 2026 | 2028 | 960387 | 800000 | 1760387 | 696785
13423 | 3 | 1 | 49 | 20.1606 | 2 | 1 | 9 | 7.5562 | 2026 | 2026 | 2026 | 2028 | 1470938 | 800000 | 2270938 | 3804309.32
13717 | 1 | 1 | 1 | 1.7121 | 0 | 1 | 0 | 0 | 0 | 2027 | 2027 | 0 | 0 | 800000 | 800000 | 0
13916 | 1 | 1 | 15 | 2.2127 | 0 | 1 | 3 | 1.1644 | 0 | 2027 | 2027 | 2021 | 0 | 800000 | 800000 | 777140.86
13224 | 2 | 1 | 67 | 8.183 | 2 | 0 | 15 | 3.575 | 2027 | 0 | 2027 | 2025 | 670789 | 0 | 670789 | 4073142.35
13911 | 1 | 1 | 44 | 8.8566 | 0 | 1 | 13 | 4.9871 | 0 | 2027 | 2027 | 2022 | 0 | 800000 | 800000 | 4713596.41
13113 | 1 | 1 | 21 | 3.178 | 1 | 0 | 4 | 0.89962 | 2027 | 0 | 2027 | 2021 | 132705 | 0 | 132705 | 1002413.7
13019 | 4 | 1 | 68 | 14.271 | 2 | 0 | 8 | 3.1881 | 2027 | 0 | 2027 | 2024 | 457009 | 0 | 457009 | 3404957.13
13838 | 2 | 1 | 47 | 8.2434 | 2 | 0 | 8 | 2.1233 | 2027 | 0 | 2027 | 2026 | 710612 | 0 | 710612 | 1807453.24
13397 | 1 | 1 | 2 | 0.17557 | 1 | 0 | 0 | 0 | 2027 | 0 | 2027 | 0 | 204991 | 0 | 204991 | 0
13719 | 1 | 1 | 2 | 0.20152 | 1 | 0 | 0 | 0 | 2027 | 0 | 2027 | 0 | 289494 | 0 | 289494 | 0
13340 | 1 | 1 | 16 | 3.2129 | 1 | 0 | 0 | 0 | 2026 | 0 | 2026 | 0 | 359541 | 0 | 359541 | 0
13493 | 1 | 1 | 7 | 1.9646 | 1 | 0 | 0 | 0 | 2027 | 0 | 2027 | 0 | 484310 | 0 | 484310 | 0
13481 | 1 | 1 | 0 | 0 | 1 | 0 | 0 | 0 | 2027 | 0 | 2027 | 0 | 710275 | 0 | 710275 | 0
13181 | 1 | 1 | 7 | 1.1161 | 1 | 0 | 0 | 0 | 2027 | 0 | 2027 | 0 | 1022484 | 0 | 1022484 | 0
13341 | 1 | 1 | 18 | 3.3182 | 1 | 0 | 1 | 1.3975 | 2027 | 0 | 2027 | 2022 | 109617 | 0 | 109617 | 984442.1
13514 | 1 | 1 | 6 | 1.5566 | 1 | 0 | 2 | 0.39754 | 2027 | 0 | 2027 | 2022 | 403134 | 0 | 403134 | 349617.91
13093 | 1 | 1 | 35 | 4.6038 | 1 | 0 | 9 | 1.889 | 2027 | 0 | 2027 | 2022 | 684040 | 0 | 684040 | 2506322.24
13102 | 1 | 1 | 36 | 5.5089 | 1 | 0 | 8 | 1.5053 | 2027 | 0 | 2027 | 2022 | 831562 | 0 | 831562 | 1374518.43
13686 | 2 | 1 | 20 | 3.003 | 1 | 0 | 3 | 1.0903 | 2027 | 0 | 2027 | 2023 | 224357 | 0 | 224357 | 1139698.06
13142 | 1 | 1 | 16 | 1.178 | 1 | 0 | 2 | 0.5214 | 2027 | 0 | 2027 | 2024 | 463064 | 0 | 463064 | 844646.74
13089 | 1 | 1 | 38 | 5.789 | 1 | 0 | 7 | 2.0025 | 2027 | 0 | 2027 | 2024 | 576683 | 0 | 576683 | 2190011.03
13159 | 3 | 1 | 68 | 10.1047 | 1 | 0 | 7 | 1.8509 | 2027 | 0 | 2027 | 2025 | 53082 | 0 | 53082 | 2031058.17
13436 | 2 | 1 | 41 | 10.3945 | 1 | 0 | 7 | 3.625 | 2027 | 0 | 2027 | 2025 | 226890 | 0 | 226890 | 3665189.49
13290 | 2 | 1 | 30 | 3.8617 | 2 | 0 | 7 | 1.1792 | 2027 | 0 | 2027 | 2025 | 1022991 | 0 | 1022991 | 1662854.23
13371 | 2 | 1 | 34 | 6.7439 | 1 | 0 | 6 | 2.222 | 2027 | 0 | 2027 | 2026 | 82699 | 0 | 82699 | 2274587.84
13896 | 1 | 1 | 33 | 6.7116 | 1 | 0 | 8 | 2.9341 | 2027 | 0 | 2027 | 2026 | 188167 | 0 | 188167 | 3151348.5
13331 | 2 | 1 | 114 | 25.0386 | 1 | 0 | 18 | 8.5689 | 2027 | 0 | 2027 | 2026 | 270671 | 0 | 270671 | 4814218.94
13163 | 1 | 1 | 23 | 4.9116 | 1 | 0 | 9 | 2.2091 | 2028 | 0 | 2028 | 2026 | 399333 | 0 | 399333 | 3518738.91
13712 | 1 | 1 | 35 | 9.1348 | 1 | 0 | 7 | 3.429 | 2027 | 0 | 2027 | 2026 | 699234 | 0 | 699234 | 3415800.23
13088 | 1 | 1 | 19 | 2.3169 | 1 | 0 | 2 | 0.32083 | 2027 | 0 | 2027 | 2027 | 546892 | 0 | 546892 | 558460.53
13400 | 1 | 1 | 9 | 0.89792 | 1 | 0 | 1 | 0.12822 | 2027 | 0 | 2027 | 2028 | 488420 | 0 | 488420 | 61166.32
13020 | 1 | 1 | 64 | 11.1261 | 1 | 0 | 11 | 3.3297 | 2027 | 0 | 2027 | 2028 | 663554 | 0 | 663554 | 3085623.47
13523 | 1 | 1 | 26 | 5.6886 | 1 | 0 | 7 | 2.6962 | 2027 | 0 | 2027 | 2028 | 813294 | 0 | 813294 | 3131887.98
13326 | 2 | 1 | 27 | 5.5761 | 1 | 0 | 2 | 1.636 | 2027 | 0 | 2027 | 2028 | 1213947 | 0 | 1213947 | 1005688.5
13943 | 1 | 1 | 5 | 0.48674 | 1 | 0 | 1 | 0.056629 | 2029 | 0 | 2029 | 2029 | 230022 | 0 | 230022 | 153784.81
13110 | 1 | 1 | 7 | 0.77708 | 1 | 0 | 1 | 0.13845 | 2029 | 0 | 2029 | 2029 | 244822 | 0 | 244822 | 166507.21
13187 | 1 | 1 | 33 | 5.5701 | 0 | 1 | 4 | 1.3578 | 0 | 2027 | 2027 | 2026 | 0 | 800000 | 800000 | 1543001.74
13463 | 1 | 1 | 10 | 1.4375 | 1 | 1 | 3 | 0.96023 | 2027 | 2027 | 2027 | 2028 | 483250 | 800000 | 1283250 | 858968.34
13516 | 1 | 1 | 21 | 3.8659 | 1 | 1 | 1 | 0.26042 | 2027 | 2027 | 2027 | 2021 | 190373 | 800000 | 990373 | 279415.1
13079 | 1 | 1 | 36 | 3.5318 | 1 | 1 | 4 | 0.78769 | 2027 | 2027 | 2027 | 2022 | 614269 | 800000 | 1414269 | 1367085
13198 | 1 | 1 | 45 | 3.3189 | 1 | 1 | 7 | 0.94773 | 2027 | 2027 | 2027 | 2022 | 771530 | 800000 | 1571530 | 1897327.97
14024 | 2 | 1 | 46 | 6.8354 | 1 | 1 | 5 | 0.92955 | 2027 | 2027 | 2027 | 2023 | 507879 | 800000 | 1307879 | 882928.8
13036 | 1 | 1 | 37 | 7.8364 | 1 | 1 | 8 | 2.778 | 2027 | 2027 | 2027 | 2026 | 599481 | 800000 | 1399481 | 3315426.71
13030 | 3 | 1 | 86 | 25.8898 | 1 | 1 | 7 | 5.121 | 2027 | 2027 | 2027 | 2028 | 714527 | 800000 | 1514527 | 2591437.84
13469 | 1 | 1 | 12 | 1.3284 | 1 | 1 | 2 | 0.31496 | 2027 | 2027 | 2027 | 2029 | 834870 | 800000 | 1634870 | 340720.55
13576 | 1 | 1 | 23 | 2.3667 | 0 | 1 | 0 | 0 | 0 | 2028 | 2028 | 0 | 0 | 800000 | 800000 | 0
13698 | 2 | 1 | 64 | 16.5216 | 1 | 1 | 5 | 3.0305 | 2028 | 2028 | 2028 | 2022 | 432977 | 800000 | 1232977 | 2636093.72
13141 | 2 | 1 | 13 | 2.3479 | 1 | 0 | 6 | 1.5578 | 2028 | 0 | 2028 | 2021 | 79623 | 0 | 79623 | 2388102.89
13043 | 1 | 1 | 53 | 10.1778 | 1 | 0 | 10 | 3.168 | 2028 | 0 | 2028 | 2025 | 1020862 | 0 | 1020862 | 4087310.15
13121 | 1 | 1 | 12 | 1.6116 | 1 | 0 | 1 | 0.22841 | 2028 | 0 | 2028 | 2029 | 705939 | 0 | 705939 | 231167.4
14145 | 1 | 1 | 2 | 0.1233 | 1 | 0 | 0 | 0 | 2028 | 0 | 2028 | 0 | 40467 | 0 | 40467 | 0
13193 | 1 | 1 | 0 | 0 | 1 | 0 | 0 | 0 | 2028 | 0 | 2028 | 0 | 191303 | 0 | 191303 | 0
13012 | 1 | 1 | 1 | 0.12803 | 1 | 0 | 0 | 0 | 2028 | 0 | 2028 | 0 | 194634 | 0 | 194634 | 0
13519 | 1 | 0 | 1 | 0.24564 | 1 | 0 | 0 | 0 | 2028 | 0 | 2028 | 0 | 206994 | 0 | 206994 | 0
13485 | 1 | 1 | 9 | 2.297 | 1 | 0 | 0 | 0 | 2028 | 0 | 2028 | 0 | 308516 | 0 | 308516 | 0
13708 | 1 | 1 | 12 | 1.4674 | 1 | 0 | 0 | 0 | 2028 | 0 | 2028 | 0 | 355827 | 0 | 355827 | 0
13637 | 1 | 1 | 1 | 0.22557 | 1 | 0 | 0 | 0 | 2028 | 0 | 2028 | 0 | 715078 | 0 | 715078 | 0
13226 | 2 | 1 | 23 | 3.0407 | 1 | 0 | 4 | 0.72083 | 2028 | 0 | 2028 | 2021 | 88470 | 0 | 88470 | 696828.66
13120 | 1 | 1 | 15 | 2.3513 | 1 | 0 | 1 | 0.20303 | 2028 | 0 | 2028 | 2021 | 322879 | 0 | 322879 | 145350.82
13860 | 1 | 1 | 4 | 0.725 | 1 | 0 | 2 | 0.53144 | 2028 | 0 | 2028 | 2021 | 332449 | 0 | 332449 | 307546.66
13138 | 1 | 1 | 23 | 3.9208 | 1 | 0 | 8 | 1.6295 | 2028 | 0 | 2028 | 2022 | 215404 | 0 | 215404 | 1783720.06
13520 | 1 | 1 | 7 | 1.1759 | 1 | 0 | 1 | 0.45095 | 2028 | 0 | 2028 | 2022 | 269503 | 0 | 269503 | 709533.4
13109 | 1 | 1 | 21 | 4.0633 | 1 | 0 | 4 | 1.5987 | 2028 | 0 | 2028 | 2022 | 290385 | 0 | 290385 | 2537283.98
13825 | 2 | 1 | 40 | 6.6652 | 1 | 0 | 6 | 1.3195 | 2028 | 0 | 2028 | 2023 | 365310 | 0 | 365310 | 1413776.79
13906 | 2 | 1 | 41 | 7.4598 | 1 | 0 | 10 | 4.2381 | 2028 | 0 | 2028 | 2023 | 368680 | 0 | 368680 | 3724331.71
13420 | 1 | 1 | 22 | 3.5525 | 1 | 0 | 10 | 1.9352 | 2028 | 0 | 2028 | 2023 | 383004 | 0 | 383004 | 2275053.77
13840 | 1 | 1 | 44 | 5.9044 | 1 | 0 | 6 | 1.2678 | 2028 | 0 | 2028 | 2023 | 671238 | 0 | 671238 | 576101.15
13910 | 3 | 1 | 44 | 6.3854 | 1 | 0 | 9 | 1.8875 | 2028 | 0 | 2028 | 2024 | 83772 | 0 | 83772 | 1478657.7
13220 | 1 | 1 | 19 | 4.4061 | 1 | 0 | 4 | 1.393 | 2028 | 0 | 2028 | 2024 | 137347 | 0 | 137347 | 2268819.12
13161 | 1 | 1 | 10 | 2.1347 | 1 | 0 | 2 | 1.0119 | 2028 | 0 | 2028 | 2024 | 282555 | 0 | 282555 | 1272305.24
13723 | 3 | 1 | 80 | 13.3826 | 1 | 0 | 14 | 4.3758 | 2028 | 0 | 2028 | 2024 | 446499 | 0 | 446499 | 2785948.39
13005 | 1 | 1 | 15 | 3.018 | 1 | 0 | 4 | 1.2653 | 2028 | 0 | 2028 | 2024 | 891342 | 0 | 891342 | 1150035.28
13754 | 1 | 1 | 31 | 5.9532 | 1 | 0 | 11 | 3.0053 | 2028 | 0 | 2028 | 2025 | 526590 | 0 | 526590 | 4712711.1
13165 | 1 | 1 | 5 | 0.82557 | 1 | 0 | 3 | 0.6536 | 2028 | 0 | 2028 | 2026 | 198783 | 0 | 198783 | 883154.72
13051 | 2 | 1 | 5 | 0.98428 | 1 | 0 | 3 | 0.86705 | 2028 | 0 | 2028 | 2026 | 212765 | 0 | 212765 | 1123180.74
13199 | 1 | 1 | 25 | 3.5093 | 1 | 0 | 5 | 0.83598 | 2028 | 0 | 2028 | 2026 | 353188 | 0 | 353188 | 1480060.86
13147 | 1 | 1 | 132 | 31.0852 | 1 | 0 | 12 | 8.2725 | 2028 | 0 | 2028 | 2026 | 431937 | 0 | 431937 | 4724852.03
14040 | 2 | 1 | 30 | 3.5312 | 1 | 0 | 5 | 1.1725 | 2028 | 0 | 2028 | 2026 | 649406 | 0 | 649406 | 910702.61
13146 | 1 | 1 | 112 | 27.8314 | 1 | 0 | 16 | 9.8366 | 2028 | 0 | 2028 | 2026 | 669516 | 0 | 669516 | 5846876.89
13044 | 1 | 1 | 67 | 9.5983 | 1 | 0 | 9 | 2.1811 | 2028 | 0 | 2028 | 2026 | 975697 | 0 | 975697 | 2378944.94
13458 | 1 | 1 | 87 | 15.2985 | 1 | 0 | 16 | 6.4212 | 2028 | 0 | 2028 | 2026 | 1232798 | 0 | 1232798 | 4896118.11
13518 | 1 | 1 | 3 | 0.26742 | 1 | 0 | 1 | 0.18314 | 2028 | 0 | 2028 | 2027 | 212328 | 0 | 212328 | 411572.96
13096 | 2 | 1 | 91 | 19.1095 | 1 | 0 | 17 | 5.5731 | 2028 | 0 | 2028 | 2027 | 225324 | 0 | 225324 | 3737283.49
13769 | 2 | 1 | 48 | 16.4108 | 1 | 0 | 6 | 3.8206 | 2028 | 0 | 2028 | 2028 | 44235 | 0 | 44235 | 1754079.47
13513 | 1 | 1 | 3 | 0.63314 | 1 | 0 | 1 | 0.33996 | 2028 | 0 | 2028 | 2028 | 199713 | 0 | 199713 | 439275.92
13459 | 3 | 1 | 77 | 10.6277 | 1 | 0 | 8 | 1.3871 | 2028 | 0 | 2028 | 2028 | 324207 | 0 | 324207 | 1260437.98
13391 | 4 | 1 | 200 | 46.207 | 1 | 0 | 11 | 6.8898 | 2028 | 0 | 2028 | 2028 | 404118 | 0 | 404118 | 3549066.33
13242 | 1 | 1 | 36 | 9.7549 | 1 | 0 | 8 | 6.0566 | 2028 | 0 | 2028 | 2028 | 588229 | 0 | 588229 | 4181099.99
13611 | 1 | 1 | 8 | 2.0049 | 1 | 0 | 2 | 0.63958 | 2028 | 0 | 2028 | 2028 | 626707 | 0 | 626707 | 765823.01
13112 | 1 | 1 | 52 | 9.4223 | 1 | 0 | 4 | 1.4258 | 2028 | 0 | 2028 | 2028 | 1271443 | 0 | 1271443 | 2395879.06
13438 | 1 | 1 | 3 | 0.91402 | 1 | 0 | 2 | 0.9072 | 2028 | 0 | 2028 | 2029 | 28051 | 0 | 28051 | 451029.28
14144 | 2 | 1 | 11 | 4.9314 | 1 | 0 | 1 | 0.11553 | 2028 | 0 | 2028 | 2029 | 140823 | 0 | 140823 | 92663.66
13218 | 1 | 1 | 25 | 5.3562 | 1 | 0 | 2 | 0.96553 | 2028 | 0 | 2028 | 2029 | 232605 | 0 | 232605 | 1185741.24
13444 | 1 | 1 | 20 | 3.6703 | 1 | 0 | 1 | 0.41174 | 2028 | 0 | 2028 | 2029 | 356900 | 0 | 356900 | 519384.76
13324 | 1 | 1 | 20 | 3.8339 | 1 | 0 | 5 | 2.0159 | 2028 | 0 | 2028 | 2029 | 614805 | 0 | 614805 | 2039801.91
14306 | 2 | 1 | 44 | 16.0241 | 1 | 0 | 4 | 1.7792 | 2028 | 0 | 2028 | 2029 | 818178 | 0 | 818178 | 1641414.3
13412 | 1 | 1 | 16 | 4.1536 | 1 | 0 | 4 | 2.1426 | 2028 | 0 | 2028 | 2029 | 846705 | 0 | 846705 | 1303594.22
13866 | 1 | 1 | 21 | 2.485 | 1 | 0 | 3 | 0.69564 | 2028 | 0 | 2028 | 2029 | 939134 | 0 | 939134 | 564904.56
13479 | 2 | 1 | 58 | 8.3449 | 0 | 1 | 6 | 2.2725 | 0 | 2028 | 2028 | 2028 | 0 | 800000 | 800000 | 1691829.95
13592 | 2 | 1 | 45 | 6.2951 | 2 | 1 | 10 | 2.246 | 2028 | 2028 | 2028 | 2022 | 657638 | 800000 | 1457638 | 2403414.15
13737 | 1 | 1 | 21 | 3.7697 | 1 | 1 | 6 | 1.2903 | 2028 | 2028 | 2028 | 2023 | 429298 | 800000 | 1229298 | 1315215.21
13422 | 5 | 1 | 95 | 24.9691 | 2 | 1 | 11 | 7.6487 | 2028 | 2028 | 2028 | 2024 | 698594 | 800000 | 1498594 | 3817054.17
13787 | 2 | 1 | 157 | 37.9061 | 1 | 1 | 14 | 9.1366 | 2028 | 2028 | 2028 | 2027 | 785995 | 800000 | 1585995 | 4636128.84
13494 | 1 | 1 | 1 | 0.30417 | 1 | 0 | 0 | 0 | 2029 | 0 | 2029 | 0 | 319803 | 0 | 319803 | 0
13235 | 1 | 1 | 0 | 0 | 1 | 0 | 0 | 0 | 2029 | 0 | 2029 | 0 | 263390 | 0 | 263390 | 0
13973 | 1 | 0 | 5 | 1.507 | 1 | 0 | 0 | 0 | 2029 | 0 | 2029 | 0 | 455839 | 0 | 455839 | 0
13304 | 1 | 1 | 5 | 0.54792 | 1 | 0 | 0 | 0 | 2029 | 0 | 2029 | 0 | 559703 | 0 | 559703 | 0
13606 | 1 | 1 | 2 | 0.15758 | 1 | 0 | 0 | 0 | 2029 | 0 | 2029 | 0 | 412422 | 0 | 412422 | 0
13372 | 1 | 1 | 17 | 1.8375 | 1 | 0 | 0 | 0 | 2029 | 0 | 2029 | 0 | 567407 | 0 | 567407 | 0
13009 | 1 | 1 | 14 | 2.1739 | 1 | 0 | 0 | 0 | 2029 | 0 | 2029 | 0 | 557089 | 0 | 557089 | 0
13590 | 1 | 1 | 17 | 2.6523 | 1 | 0 | 1 | 0.34205 | 2029 | 0 | 2029 | 2021 | 554334 | 0 | 554334 | 294343.1
13225 | 1 | 1 | 19 | 4.4301 | 1 | 0 | 2 | 0.89924 | 2029 | 0 | 2029 | 2021 | 393798 | 0 | 393798 | 1133962.84
13509 | 1 | 1 | 39 | 5.5873 | 1 | 0 | 10 | 2.7839 | 2029 | 0 | 2029 | 2021 | 636275 | 0 | 636275 | 2331862.95
13001 | 2 | 1 | 44 | 11.1125 | 1 | 0 | 12 | 4.9134 | 2029 | 0 | 2029 | 2021 | 345033 | 0 | 345033 | 4010739.86
14020 | 1 | 1 | 20 | 2.7627 | 1 | 0 | 5 | 1.3973 | 2029 | 0 | 2029 | 2022 | 678932 | 0 | 678932 | 1332048.59
13099 | 2 | 1 | 43 | 10.739 | 1 | 0 | 8 | 3.7752 | 2029 | 0 | 2029 | 2022 | 360028 | 0 | 360028 | 2352900.2
13106 | 1 | 1 | 13 | 2.5699 | 0 | 1 | 6 | 2.0551 | 0 | 2029 | 2029 | 2022 | 0 | 800000 | 800000 | 2418579.18
13003 | 3 | 1 | 75 | 20.8294 | 1 | 0 | 8 | 6.7339 | 2029 | 0 | 2029 | 2022 | 235478 | 0 | 235478 | 4582370.04
13935 | 1 | 1 | 13 | 1.5169 | 1 | 0 | 1 | 0.25701 | 2029 | 0 | 2029 | 2023 | 305384 | 0 | 305384 | 197323.58
13348 | 2 | 1 | 16 | 1.6239 | 2 | 0 | 4 | 1.078 | 2029 | 0 | 2029 | 2023 | 610306 | 0 | 610306 | 1386259.01
13028 | 1 | 1 | 23 | 4.6498 | 0 | 1 | 5 | 1.5214 | 0 | 2029 | 2029 | 2023 | 0 | 800000 | 800000 | 2013467.61
13612 | 1 | 1 | 47 | 7.1369 | 1 | 0 | 9 | 1.7227 | 2029 | 0 | 2029 | 2023 | 285488 | 0 | 285488 | 2225975.68
14112 | 1 | 1 | 20 | 3.168 | 1 | 0 | 2 | 0.58674 | 2029 | 0 | 2029 | 2024 | 433503 | 0 | 433503 | 447977.2
13897 | 1 | 1 | 11 | 3.0794 | 1 | 0 | 4 | 2.021 | 2029 | 0 | 2029 | 2024 | 151265 | 0 | 151265 | 525194.49
13334 | 1 | 1 | 15 | 3.7242 | 1 | 0 | 2 | 0.57784 | 2029 | 0 | 2029 | 2024 | 408710 | 0 | 408710 | 792767.15
13967 | 1 | 1 | 14 | 3.4968 | 0 | 1 | 2 | 1.0199 | 0 | 2029 | 2029 | 2025 | 0 | 800000 | 800000 | 1385306.3
13045 | 1 | 1 | 40 | 5.6324 | 1 | 0 | 8 | 1.6568 | 2029 | 0 | 2029 | 2025 | 733203 | 0 | 733203 | 2797230.72
13037 | 1 | 1 | 28 | 4.1739 | 1 | 0 | 6 | 1.8326 | 2029 | 0 | 2029 | 2026 | 784170 | 0 | 784170 | 1866532.25
14274 | 2 | 1 | 85 | 26.5061 | 2 | 0 | 10 | 6.3322 | 2029 | 0 | 2029 | 2026 | 1126761 | 0 | 1126761 | 2733877.12
13073 | 1 | 1 | 23 | 3.0631 | 1 | 0 | 1 | 0.095455 | 2029 | 0 | 2029 | 2027 | 543302 | 0 | 543302 | 59878.05
13795 | 2 | 0 | 26 | 3.6922 | 0 | 0 | 4 | 0.57595 | 0 | 0 | 0 | 2027 | 0 | 0 | 0 | 506692.74
13798 | 1 | 1 | 15 | 2.5909 | 1 | 0 | 5 | 1.0784 | 2029 | 0 | 2029 | 2029 | 494504 | 0 | 494504 | 750790.96
13705 | 2 | 0 | 30 | 7.697 | 0 | 0 | 6 | 1.479 | 0 | 0 | 0 | 2027 | 0 | 0 | 0 | 993376.14
13029 | 1 | 1 | 28 | 3.9485 | 1 | 0 | 2 | 0.5964 | 2029 | 0 | 2029 | 2028 | 549761 | 0 | 549761 | 676680.36
13070 | 2 | 1 | 49 | 11.4693 | 1 | 0 | 6 | 3.6866 | 2029 | 0 | 2029 | 2028 | 262222 | 0 | 262222 | 2593834.05
13076 | 1 | 1 | 10 | 2.0019 | 1 | 0 | 1 | 0.27898 | 2029 | 0 | 2029 | 2029 | 297030 | 0 | 297030 | 286913.82
13495 | 1 | 1 | 16 | 2.5343 | 1 | 0 | 1 | 0.17121 | 2029 | 0 | 2029 | 2029 | 141989 | 0 | 141989 | 449017.2
13983 | 1 | 0 | 20 | 3.7735 | 0 | 0 | 1 | 0.63883 | 0 | 0 | 0 | 2029 | 0 | 0 | 0 | 463880.7
13511 | 1 | 1 | 23 | 3.3047 | 1 | 0 | 1 | 1.2778 | 2029 | 0 | 2029 | 2029 | 349853 | 0 | 349853 | 1555757.75
13087 | 1 | 1 | 18 | 4.2222 | 1 | 0 | 3 | 1.9055 | 2029 | 0 | 2029 | 2029 | 371574 | 0 | 371574 | 1968863.45
13064 | 2 | 1 | 42 | 8.0809 | 2 | 0 | 9 | 2.0998 | 2029 | 0 | 2029 | 2029 | 482701 | 0 | 482701 | 2666614.1
13918 | 1 | 1 | 7 | 1.8924 | 0 | 1 | 3 | 1.1485 | 0 | 2029 | 2029 | 2023 | 0 | 800000 | 800000 | 897491.87
13192 | 1 | 0 | 12 | 4.2364 | 1 | 0 | 2 | 0.34697 | 2029 | 0 | 2029 | 2021 | 498945 | 0 | 498945 | 202118.66
13270 | 1 | 1 | 3 | 0.34583 | 1 | 0 | 0 | 0 | 2029 | 0 | 2029 | 0 | 168093 | 0 | 168093 | 0
13237 | 1 | 1 | 2 | 0.42405 | 1 | 0 | 0 | 0 | 2029 | 0 | 2029 | 0 | 184204 | 0 | 184204 | 0
13186 | 1 | 1 | 17 | 3.7845 | 1 | 0 | 0 | 0 | 2029 | 0 | 2029 | 0 | 292388 | 0 | 292388 | 0
13046 | 1 | 1 | 49 | 7.1301 | 1 | 1 | 9 | 2.4939 | 2029 | 2029 | 2029 | 2025 | 878436 | 800000 | 1678436 | 2947721.43
13231 | 1 | 0 | 26 | 4.3839 | 1 | 0 | 3 | 1.2294 | 2029 | 0 | 2029 | 2021 | 241249 | 0 | 241249 | 1175907.22
13724 | 2 | 1 | 137 | 27.21 | 2 | 0 | 22 | 11.9867 | 2029 | 0 | 2029 | 2022 | 889603 | 0 | 889603 | 7736423.12
13024 | 1 | 1 | 32 | 6.4358 | 1 | 0 | 5 | 2.379 | 2029 | 0 | 2029 | 2025 | 352314 | 0 | 352314 | 2382592.65
13839 | 2 | 1 | 51 | 6.0729 | 2 | 1 | 6 | 1.9208 | 2029 | 2029 | 2029 | 2026 | 594199 | 800000 | 1394199 | 1137505.37
13496 | 1 | 1 | 9 | 1.0165 | 1 | 0 | 1 | 0.4411 | 2029 | 0 | 2029 | 2027 | 190866 | 0 | 190866 | 306479.96
13288 | 1 | 1 | 6 | 0.54223 | 1 | 0 | 2 | 0.26136 | 2029 | 0 | 2029 | 2029 | 330160 | 0 | 330160 | 406428.19
13968 | 1 | 0 | 19 | 4.335 | 1 | 0 | 2 | 0.87481 | 2029 | 0 | 2029 | 2029 | 967287 | 0 | 967287 | 969080.47

## Report Tables
[6 empty] | Escalation | 2%
Year | Lateral Hardening | Transmission Upgrades | Substation Extreme Weather Protection | Distribution Feeder Hardening | Site Access | Total |  |  |  | Lateral Hardening | Transmission Upgrades | Substation Extreme Weather Protection | Distribution Feeder Hardening | Site Access | Total
2020 | 8000 | 16500 | 0 | 6200 | 0 | 30600 |  | 30600 |  | 7951.2811 | 16478.998 | 0 | 6192.35 | 0 | 30622.6292
2021 | 79500 | 17500 | 0 | 15400 | 1400 | 113800 |  | 107358.4906 |  | 79522.0068 | 17463.787 | 0 | 15392.3161 | 1383.2597 | 113761.3697
2022 | 108100 | 17500 | 0 | 29600 | 1500 | 156700 |  | 139462.4422 |  | 108104.9825 | 17540.04 | 0 | 29590.7436 | 1508.6123 | 156744.3784
2023 | 101400 | 17900 | 0 | 33400 | 1600 | 154300 |  | 129553.2554 |  | 101416.4379 | 17916.84 | 0 | 33375.5487 | 1605.5674 | 154314.3941
2024 | 107000 | 18200 | 7300 | 32500 | 1700 | 166700 |  | 132042.0137 |  | 106954.6483 | 18240.12 | 7338.89 | 32507.9707 | 1663.2891 | 166704.9181
2025 | 110800 | 16900 | 5500 | 33200 | 1300 | 167800 |  | 125389.9214 |  | 110805.2228 | 16889.76 | 5538.0693 | 33197.9763 | 1337.8412 | 167768.8697
2026 | 114000 | 17300 | 4700 | 33800 | 400 | 170200 |  | 119984.284 |  | 114041.2487 | 17347.56 | 4665.6909 | 33813.521 | 353.5058 | 170221.5264
2027 | 111400 | 17200 | 6700 | 32800 | 3300 | 171500 |  | 114057.295 |  | 111407.4565 | 17242.44 | 6712.919 | 32807.7791 | 3324.9212 | 171495.5158
2028 | 115500 | 0 | 5200 | 36400 | 2000 | 159200 |  | 99884.0495 |  | 115507.9284 | 0 | 5237.3174 | 36434.0373 | 1982.006 | 159161.2891
2029 | 121100 | 0 | 2900 | 30500 | 1700 | 156200 |  | 92454.54 |  | 121109.9426 | 0 | 2875.3927 | 30515.3084 | 1666.6116 | 156167.2553
Total | 976800 | 139100 | 32400 | 283800 | 14800 | 1447000 |  | 1090786.2916 |  | 976821.1559 | 139119.545 | 32368.2795 | 283827.5513 | 14825.6141 | 1446962.1457
| 67.51% | 9.613% | 2.239% | 19.61% | 1.023%
[8 empty] | 397000 | 0.36396
[8 empty] | 578000 | 0.52989
■ Distribution Lateral Undergrounding
■ Transmission Asset Upgrades
■ Substation Extreme Weather Hardening
■ Distribution Overhead Feeder Hardening
■ Transmission Access Enhancements
Year | Lateral Count | Miles | Nominal Cost ($000)
2020 | 24 | 10.3758 | 8000 | 771.028 |  | 8000 | 771.028
2021 | 281 | 100.8843 | 79500 | 788.0316 |  | 77941.1765 | 772.58
2022 | 316 | 118.5527 | 108100 | 911.8311 |  | 103902.3453 | 876.4236
2023 | 308 | 105.3589 | 101400 | 962.4246 |  | 95551.4847 | 906.9142
2024 | 286 | 123.6256 | 107000 | 865.5168 |  | 98851.4606 | 799.6037
2025 | 283 | 106.11 | 110800 | 1044.199 |  | 100354.9737 | 945.7632
2026 | 286 | 117.6299 | 114000 | 969.1411 |  | 101228.7376 | 860.5696
2027 | 318 | 145.6977 | 111400 | 764.5967 |  | 96980.4039 | 665.6274
2028 | 298 | 126.3833 | 115500 | 913.8863 |  | 98578.1379 | 779.9932
2029 | 282 | 151.9763 | 121100 | 796.8346 |  | 101331.0627 | 666.7556
Total | 2682 | 1106.5945 | 976800 | 882.7082 |  | 882719.7828 | 797.6904
Year | Lateral Count | Poles | Nominal Cost ($000) |  | Year | Count | Nominal Cost ($000) |  | Year | Count | Nominal Cost ($000) |  | Year | Count | Nominal Cost ($000)
2020 | 21 | 190 | 16500 |  | 2020 | 0 | 0 |  | 2020 | 5 | 6200 |  | 2020 | 0 | 0
2021 | 35 | 575 | 17500 |  | 2021 | 0 | 0 |  | 2021 | 18 | 15400 |  | 2021 | 8 | 1400
2022 | 28 | 540 | 17500 |  | 2022 | 0 | 0 |  | 2022 | 13 | 29600 |  | 2022 | 6 | 1500
2023 | 15 | 618 | 17900 |  | 2023 | 0 | 0 |  | 2023 | 41 | 33400 |  | 2023 | 5 | 1600
2024 | 15 | 347 | 18200 |  | 2024 | 1 | 7300 |  | 2024 | 43 | 32500 |  | 2024 | 4 | 1700
2025 | 6 | 543 | 16900 |  | 2025 | 2 | 5500 |  | 2025 | 40 | 33200 |  | 2025 | 4 | 1300
2026 | 7 | 496 | 17300 |  | 2026 | 2 | 4700 |  | 2026 | 45 | 33800 |  | 2026 | 1 | 400
2027 | 10 | 447 | 17200 |  | 2027 | 4 | 6700 |  | 2027 | 40 | 32800 |  | 2027 | 3 | 3300
2028 | 13 | 523 | 0 |  | 2028 | 1 | 5200 |  | 2028 | 59 | 36400 |  | 2028 | 3 | 2000
2029 | 20 | 319 | 0 |  | 2029 | 1 | 2900 |  | 2029 | 50 | 30500 |  | 2029 | 3 | 1700
Total | 170 | 4598 | 139100 |  | Total | 11 | 32400 |  | Total | 354 | 283800 |  | Total | 37 | 14800

## Capital Profile
Program Investment Profile |  |  |  | Escalation | 2%
Current Version
Program | Units | 2022 | 2023 | 2024 | 2025 | 2026 | 2027 | 2028 | 2029 | 2030 | 2031 | Total |  | 2022 | 2023 | 2024 | 2025 | 2026 | 2027 | 2028 | 2029 | 2030 | 2031
Lateral Hardening | [Nominal$] | 105552669 | 104542726 | 105665854.4895 | 105143162.4001 | 105043089.0313 | 105587279.4666 | 105622972.6642 | 105610113.8835 | 115382141.2106 | 115377641.432 | 1073527649.5778 | 67.58% | 105600 | 104500 | 105700 | 105100 | 105000 | 105600 | 105600 | 105600 | 115400 | 115400 | 1073500
Transmission Upgrades | [Nominal$] | 16478998 | 17463787 | 17540040 | 17916840 | 18240120 | 16889760 | 17347560 | 17242440 | 0 | 0 | 139119545 | 8.757% | 16500 | 17500 | 17500 | 17900 | 18200 | 16900 | 17300 | 17200 | 0 | 0 | 139000
Distribution Feeder Hardening | [Nominal$] | 33342657 | 29865183 | 29998165.0388 | 29988469.8542 | 29989699.9579 | 29996667.7522 | 29993019.5494 | 29987340.3851 | 36994874.8486 | 36992343.9856 | 317148421.3718 | 19.96% | 33300 | 29900 | 30000 | 30000 | 30000 | 30000 | 30000 | 30000 | 37000 | 37000 | 317200
Substation Extreme Weather Protection | [Nominal$] | 0 | 700000 | 4275000 | 2660000 | 3325000 | 2945000 | 4750000 | 665000 | 7220000 | 855000 | 27395000 | 1.724% | 0 | 700 | 4300 | 2700 | 3300 | 2900 | 4800 | 700 | 7200 | 900 | 27500
Site Access | [Nominal$] | 2409956 | 3037446 | 3006580 | 3702893 | 3446516 | 3403726 | 3142341 | 2838771 | 2040824 | 4424772 | 31453825 | 1.98% | 2.41 | 3.0374 | 3.0066 | 3.7029 | 3.4465 | 3.4037 | 3.1423 | 2.8388 | 2.0408 | 4.4248 | 31.4538
Total | [Nominal$] | 157784280 | 155609142 | 160485639.5283 | 159411365.2543 | 160044424.9892 | 158822433.2188 | 160855893.2136 | 156343665.2686 | 161637840.0592 | 157649757.4176 | 1588644440.9496 |  | 155402.41 | 152603.0374 | 157503.0066 | 155703.7029 | 156503.4465 | 155403.4037 | 157703.1423 | 153502.8388 | 159602.0408 | 153304.4248 | 1557231.4538
Supplied Version
Program | Units | 2020 | 2021 | 2022 | 2023 | 2024 | 2025 | 2026 | 2027 | 2028 | 2029 | Total |  |  |  | 105600 | 16500 | 0 | 33300 | 2400 | 157800
Lateral Hardening | [Nominal$] | 7951281.15 | 79450084.9326 | 108076035.591 | 101440644.1464 | 106999979.6234 | 110775155.0252 | 113959966.0756 | 111422927.022 | 115523754.7232 | 121166215.3261 | 976766043.6155 |  |  |  | 104500 | 17500 | 700 | 29900 | 3000 | 161900
Transmission Upgrades | [Nominal$] | 5301800 | 15210372.6 | 14984766.756 | 16513319.731 | 11994051.9137 | 19044620.9986 | 17924113.6812 | 16276761.042 | 19562142.1912 | 12105570.6646 | 148917519.5783 |  |  |  | 105700 | 17500 | 4300 | 30000 | 3000 | 160500
Distribution Feeder Hardening | [Nominal$] | 6330350 | 15383744.04 | 29581441.4232 | 33388385.1062 | 32486944.4113 | 33193006.8777 | 33824216.1882 | 32756329.4308 | 36364312.9995 | 36249118.7532 | 289557849.2301 |  |  |  | 105100 | 17900 | 2700 | 30000 | 3700 | 159400
Substation Extreme Weather Protection | [Nominal$] | 0 | 0 | 0 | 0 | 7338890.0448 | 5538069.3089 | 4665690.903 | 6712919.0417 | 5237317.4331 | 2875392.7201 | 32368279.4516 |  |  |  | 105000 | 18200 | 3300 | 30000 | 3400 | 159900
Site Access | [Nominal$] | 0 | 1383259.74 | 1517935.2768 | 1559103.447 | 1660891.4833 | 1396707.4834 | 540583.863 | 3170302.3729 | 1926007.6686 | 1571551.5081 | 14726342.8431 |  |  |  | 105600 | 16900 | 2900 | 30000 | 3400 | 158800
Total | [Nominal$] | 19583431.15 | 111427461.3126 | 154160179.047 | 152901452.4306 | 160480757.4766 | 169947559.6937 | 170914570.711 | 170339238.9095 | 178613535.0155 | 173967848.9722 | 1462336034.7186 |  |  |  | 105600 | 17300 | 4800 | 30000 | 3100 | 160800
[16 empty] | 105600 | 17200 | 700 | 30000 | 2800 | 156300
Difference | [15 empty] | 115400 | 0 | 7200 | 37000 | 2000 | 161600
[16 empty] | 115400 | 0 | 900 | 37000 | 4400 | 157700
Program | Units | 2020 | 2021 | 2022 | 2023 | 2024 | 2025 | 2026 | 2027 | 2028 | 2029 | Total |  |  |  | 1073500 | 139000 | 27500 | 317200 | 31200 | 1594700
Lateral Hardening | [Nominal$] | 97600000 | 25000000 | -2400000 | 3700000 | -2000000 | -5200000 | -8400000 | -5800000 | -100000 | -5800000 | 96700000
Transmission Upgrades | [Nominal$] | 11200000 | 2300000 | 2500000 | 1400000 | 6200000 | -2100000 | -600000 | 900000 | -19600000 | -12100000 | -9800000
Distribution Feeder Hardening | [Nominal$] | 27000000 | 14500000 | 400000 | -3400000 | -2500000 | -3200000 | -3800000 | -2800000 | 600000 | 800000 | 27500000
Substation Extreme Weather Protection | [Nominal$] | 0 | 700000 | 4300000 | 2700000 | -4000000 | -2600000 | 100000 | -6000000 | 2000000 | -2000000 | -5000000
Site Access | [Nominal$] | 2400000 | 1600000 | 1500000 | 2100000 | 1700000 | 2000000 | 2600000 | -400000 | 100000 | 2800000 | 16800000
Total | [Nominal$] | 138200000 | 44100000 | 6300000 | 6500000 | -600000 | -11100000 | -10100000 | -14100000 | -17000000 | -16300000 | 125900000

## NPV Positive CapEx Data
Program Capital Cost with Postivie NPV ($Rest + $CMI)
| Lateral Hardening | Distribution Feeder Hardening | FLISR Projects | Substation Extreme Weather Protection | Transmission Upgrades | Site Access
| Total Net Present Value Benefit ($Rest + $CMI) | [6 empty] | Laterals
Description | Laterals | Feeder | Automation Hardening | Substations | Transmission | Site Access |  | Substations
P50 | 1135876178.85 | 274953842.531 | 153947920 | 13884000 | 20229370 | 21217954 | 1620109265.381 | Feeder
P75 | 1227479372.04 | 284541909.531 | 153947920 | 28659000 | 31071080 | 25013563 | 1750712844.571 | Site Access
P95 | 1359721055.78 | 293693366.531 | 153947920 | 45210000 | 68089800 | 34899915 | 1955562057.311 | Transmission
All Capital | 3621081391.91 | 332889705 | 563542970 | 201412000 | 135419140 | 91001983
Capital Cost with Positive NPV - P50 (Average Storm Future) | 1135876178.85 | 274953842.531 | 153947920 | 13884000 | 20229370 | 21217954
Capital Cost with Positive NPV - P75 (Fairly Instense Storm Future) | 91603193.19 | 9588067 | 0 | 14775000 | 10841710 | 3795609
Capital Cost with Positive NPV - P95 (High Storm Future) | 132241683.74 | 9151457 | 0 | 16551000 | 37018720 | 9886352
Total Net Present Value Benefit ($Rest + $CMI)
Description | Laterals | Feeders (Phyiscal) | Feeders (FLISR) | Substations | Transmission | Access
P50 | 31% | 83% | 27% | 7% | 15% | 23%
P75 | 34% | 85% | 27% | 14% | 23% | 27%
P95 | 38% | 88% | 27% | 22% | 50% | 38%
P50 | 1135876178.85 or 31% | 274953842.531002 or 83% | 153947920 or 27% | 13884000 or 7% | 20229370 or 15% | 21217954 or 23%
P75 | 1227479372.03999 or 34% | 284541909.531002 or 85% | 153947920 or 27% | 28659000 or 14% | 31071080 or 23% | 25013563 or 27%
P95 | 1359721055.77999 or 38% | 293693366.531002 or 88% | 153947920 or 27% | 45210000 or 22% | 68089800 or 50% | 34899915 or 38%

## Lookups
Lookups
Detailed Program Name | Abv. Program Name
Lateral Hardening | Laterals
Substation Extreme Weather Protection | Substations
Distribution Feeder Hardening | Feeder
Site Access | Site Access
Transmission Upgrades | Transmission
Project ID | Circuit No
Distribution Feeder Hardening-Breaker-10030014 | 13406
Distribution Feeder Hardening-Breaker-10085054 | 13204
Distribution Feeder Hardening-Breaker-60001290 | 13023
Distribution Feeder Hardening-Breaker-60001805 | 13016
Distribution Feeder Hardening-Breaker-60002173 | 13002
Distribution Feeder Hardening-Breaker-60002314 | 13024
Distribution Feeder Hardening-Breaker-60003333 | 13042
Distribution Feeder Hardening-Breaker-60003855 | 13009
Distribution Feeder Hardening-Breaker-60006560 | 13092
Distribution Feeder Hardening-Breaker-60008906 | 13047
Distribution Feeder Hardening-Breaker-60009209 | 13113
Distribution Feeder Hardening-Breaker-60009675 | 13027
Distribution Feeder Hardening-Breaker-60010280 | 13158
Distribution Feeder Hardening-Breaker-60012274 | 13070
Distribution Feeder Hardening-Breaker-60013037 | 13655
Distribution Feeder Hardening-Breaker-60013388 | 13008
Distribution Feeder Hardening-Breaker-60014070 | 13049
Distribution Feeder Hardening-Breaker-60014622 | 13029
Distribution Feeder Hardening-Breaker-60018671 | 13086
Distribution Feeder Hardening-Breaker-60021259 | 13004
Distribution Feeder Hardening-Breaker-60022641 | 13007
Distribution Feeder Hardening-Breaker-60022868 | 13612
Distribution Feeder Hardening-Breaker-60025418 | 13236
Distribution Feeder Hardening-Breaker-60027239 | 13062
Distribution Feeder Hardening-Breaker-60028944 | 13088
Distribution Feeder Hardening-Breaker-60029555 | 13093
Distribution Feeder Hardening-Breaker-60030006 | 13322
Distribution Feeder Hardening-Breaker-60031651 | 13110
Distribution Feeder Hardening-Breaker-60034172 | 13114
Distribution Feeder Hardening-Breaker-60034550 | 13160
Distribution Feeder Hardening-Breaker-60036098 | 13156
Distribution Feeder Hardening-Breaker-60036296 | 13183
Distribution Feeder Hardening-Breaker-60037672 | 13189
Distribution Feeder Hardening-Breaker-60038043 | 13452
Distribution Feeder Hardening-Breaker-60038686 | 13490
Distribution Feeder Hardening-Breaker-60038767 | 13551
Distribution Feeder Hardening-Breaker-60038804 | 13764
Distribution Feeder Hardening-Breaker-60039129 | 14001
Distribution Feeder Hardening-Breaker-60039190 | 13636
Distribution Feeder Hardening-Breaker-60039269 | 13919
Distribution Feeder Hardening-Breaker-60040741 | 13012
Distribution Feeder Hardening-Breaker-60041002 | 13535
Distribution Feeder Hardening-Breaker-60042020 | 13228
Distribution Feeder Hardening-Breaker-60042687 | 13310
Distribution Feeder Hardening-Breaker-60043685 | 13325
Distribution Feeder Hardening-Breaker-60043943 | 13211
Distribution Feeder Hardening-Breaker-60044837 | 13288
Distribution Feeder Hardening-Breaker-60045839 | 13327
Distribution Feeder Hardening-Breaker-60046622 | 13448
Distribution Feeder Hardening-Breaker-60047447 | 13350
Distribution Feeder Hardening-Breaker-60047858 | 13504
Distribution Feeder Hardening-Breaker-60049362 | 13423
Distribution Feeder Hardening-Breaker-60049612 | 13198
Distribution Feeder Hardening-Breaker-60049627 | 13199
Distribution Feeder Hardening-Breaker-60049638 | 13201
Distribution Feeder Hardening-Breaker-60049656 | 13200
Distribution Feeder Hardening-Breaker-60049757 | 13089
Distribution Feeder Hardening-Breaker-60049772 | 13094
Distribution Feeder Hardening-Breaker-60049784 | 13091
Distribution Feeder Hardening-Breaker-60049828 | 13162
Distribution Feeder Hardening-Breaker-60049836 | 13167
Distribution Feeder Hardening-Breaker-60049850 | 13166
Distribution Feeder Hardening-Breaker-60049869 | 13164
Distribution Feeder Hardening-Breaker-60049871 | 13165
Distribution Feeder Hardening-Breaker-60049901 | 13229
Distribution Feeder Hardening-Breaker-60049915 | 13230
Distribution Feeder Hardening-Breaker-60051790 | 13163
Distribution Feeder Hardening-Breaker-60052071 | 13046
Distribution Feeder Hardening-Breaker-60055072 | 13010
Distribution Feeder Hardening-Breaker-60055085 | 13011
Distribution Feeder Hardening-Breaker-60055101 | 13021
Distribution Feeder Hardening-Breaker-60055110 | 13022
Distribution Feeder Hardening-Breaker-60055119 | 13418
Distribution Feeder Hardening-Breaker-60055127 | 13417
Distribution Feeder Hardening-Breaker-60055142 | 13420
Distribution Feeder Hardening-Breaker-60055156 | 13071
Distribution Feeder Hardening-Breaker-60055168 | 13405
Distribution Feeder Hardening-Breaker-60055201 | 13235
Distribution Feeder Hardening-Breaker-60055210 | 13233
Distribution Feeder Hardening-Breaker-60055236 | 13302
Distribution Feeder Hardening-Breaker-60055242 | 13304
Distribution Feeder Hardening-Breaker-60055271 | 13656
Distribution Feeder Hardening-Breaker-60055284 | 13657
Distribution Feeder Hardening-Breaker-60055291 | 13668
Distribution Feeder Hardening-Breaker-60055336 | 13205
Distribution Feeder Hardening-Breaker-60055353 | 13028
Distribution Feeder Hardening-Breaker-60055375 | 13026
Distribution Feeder Hardening-Breaker-60055437 | 13059
Distribution Feeder Hardening-Breaker-60055443 | 13065
Distribution Feeder Hardening-Breaker-60055453 | 13064
Distribution Feeder Hardening-Breaker-60055464 | 13063
Distribution Feeder Hardening-Breaker-60055479 | 13061
Distribution Feeder Hardening-Breaker-60055499 | 13060
Distribution Feeder Hardening-Breaker-60055510 | 13600
Distribution Feeder Hardening-Breaker-60055526 | 13159
Distribution Feeder Hardening-Breaker-60055546 | 13762
Distribution Feeder Hardening-Breaker-60056053 | 13290
Distribution Feeder Hardening-Breaker-60056803 | 13540
Distribution Feeder Hardening-Breaker-60056817 | 13539
Distribution Feeder Hardening-Breaker-60056831 | 13538
Distribution Feeder Hardening-Breaker-60056843 | 13544
Distribution Feeder Hardening-Breaker-60056859 | 13109
Distribution Feeder Hardening-Breaker-60056870 | 13111
Distribution Feeder Hardening-Breaker-60056885 | 13112
Distribution Feeder Hardening-Breaker-60056889 | 13013
Distribution Feeder Hardening-Breaker-60057165 | 13878
Distribution Feeder Hardening-Breaker-60057185 | 13881
Distribution Feeder Hardening-Breaker-60057203 | 13880
Distribution Feeder Hardening-Breaker-60057307 | 13879
Distribution Feeder Hardening-Breaker-60057327 | 13884
Distribution Feeder Hardening-Breaker-60057356 | 13883
Distribution Feeder Hardening-Breaker-60057586 | 13072
Distribution Feeder Hardening-Breaker-60057598 | 13073
Distribution Feeder Hardening-Breaker-60061198 | 13613
Distribution Feeder Hardening-Breaker-60061206 | 13611
Distribution Feeder Hardening-Breaker-60061214 | 13610
Distribution Feeder Hardening-Breaker-60061229 | 13214
Distribution Feeder Hardening-Breaker-60061250 | 13181
Distribution Feeder Hardening-Breaker-60061265 | 13178
Distribution Feeder Hardening-Breaker-60061275 | 13184
Distribution Feeder Hardening-Breaker-60061287 | 13177
Distribution Feeder Hardening-Breaker-60061300 | 13176
Distribution Feeder Hardening-Breaker-60061309 | 13175
Distribution Feeder Hardening-Breaker-60061326 | 13043
Distribution Feeder Hardening-Breaker-60061338 | 13044
Distribution Feeder Hardening-Breaker-60061342 | 13045
Distribution Feeder Hardening-Breaker-60061388 | 13218
Distribution Feeder Hardening-Breaker-60061395 | 13138
Distribution Feeder Hardening-Breaker-60061407 | 13137
Distribution Feeder Hardening-Breaker-60061419 | 13136
Distribution Feeder Hardening-Breaker-60061429 | 13219
Distribution Feeder Hardening-Breaker-60061444 | 13139
Distribution Feeder Hardening-Breaker-60061458 | 13220
Distribution Feeder Hardening-Breaker-60061467 | 13154
Distribution Feeder Hardening-Breaker-60061491 | 13492
Distribution Feeder Hardening-Breaker-60061503 | 13155
Distribution Feeder Hardening-Breaker-60061515 | 13491
Distribution Feeder Hardening-Breaker-60061524 | 13493
Distribution Feeder Hardening-Breaker-60061559 | 13388
Distribution Feeder Hardening-Breaker-60061573 | 13390
Distribution Feeder Hardening-Breaker-60061598 | 13918
Distribution Feeder Hardening-Breaker-60061609 | 13916
Distribution Feeder Hardening-Breaker-60061655 | 13324
Distribution Feeder Hardening-Breaker-60061659 | 13326
Distribution Feeder Hardening-Breaker-60061695 | 13270
Distribution Feeder Hardening-Breaker-60063763 | 13231
Distribution Feeder Hardening-Breaker-60063774 | 13226
Distribution Feeder Hardening-Breaker-60063796 | 13225
Distribution Feeder Hardening-Breaker-60063798 | 13227
Distribution Feeder Hardening-Breaker-60063857 | 13447
Distribution Feeder Hardening-Breaker-60063865 | 13449
Distribution Feeder Hardening-Breaker-60063873 | 13450
Distribution Feeder Hardening-Breaker-60063930 | 13090
Distribution Feeder Hardening-Breaker-60064101 | 13143
Distribution Feeder Hardening-Breaker-60064140 | 13141
Distribution Feeder Hardening-Breaker-60064142 | 13140
Distribution Feeder Hardening-Breaker-60064155 | 13142
Distribution Feeder Hardening-Breaker-60064168 | 13358
Distribution Feeder Hardening-Breaker-60064181 | 13359
Distribution Feeder Hardening-Breaker-60064214 | 13295
Distribution Feeder Hardening-Breaker-60064222 | 13297
Distribution Feeder Hardening-Breaker-60064234 | 13296
Distribution Feeder Hardening-Breaker-60064265 | 13761
Distribution Feeder Hardening-Breaker-60064306 | 13078
Distribution Feeder Hardening-Breaker-60064331 | 13530
Distribution Feeder Hardening-Breaker-60064337 | 13533
Distribution Feeder Hardening-Breaker-60064396 | 13817
Distribution Feeder Hardening-Breaker-60064435 | 13502
Distribution Feeder Hardening-Breaker-60064450 | 13501
Distribution Feeder Hardening-Breaker-60064488 | 13506
Distribution Feeder Hardening-Breaker-60064501 | 13507
Distribution Feeder Hardening-Breaker-60064515 | 13509
Distribution Feeder Hardening-Breaker-60064526 | 13398
Distribution Feeder Hardening-Breaker-60064539 | 13397
Distribution Feeder Hardening-Breaker-60064551 | 13400
Distribution Feeder Hardening-Breaker-60064560 | 13399
Distribution Feeder Hardening-Breaker-60064581 | 13464
Distribution Feeder Hardening-Breaker-60064595 | 13119
Distribution Feeder Hardening-Breaker-60064622 | 13120
Distribution Feeder Hardening-Breaker-60064635 | 13121
Distribution Feeder Hardening-Breaker-60064648 | 13122
Distribution Feeder Hardening-Breaker-60064661 | 13123
Distribution Feeder Hardening-Breaker-60064676 | 13462
Distribution Feeder Hardening-Breaker-60064721 | 13707
Distribution Feeder Hardening-Breaker-60064746 | 13708
Distribution Feeder Hardening-Breaker-60064761 | 13709
Distribution Feeder Hardening-Breaker-60066310 | 13967
Distribution Feeder Hardening-Breaker-60066323 | 13968
Distribution Feeder Hardening-Breaker-60066344 | 13546
Distribution Feeder Hardening-Breaker-60066352 | 13547
Distribution Feeder Hardening-Breaker-60066445 | 13745
Distribution Feeder Hardening-Breaker-60066460 | 13748
Distribution Feeder Hardening-Breaker-60066471 | 13747
Distribution Feeder Hardening-Breaker-60066489 | 13460
Distribution Feeder Hardening-Breaker-60066502 | 13461
Distribution Feeder Hardening-Breaker-60066517 | 13458
Distribution Feeder Hardening-Breaker-60066530 | 13459
Distribution Feeder Hardening-Breaker-60066545 | 13329
Distribution Feeder Hardening-Breaker-60066560 | 13330
Distribution Feeder Hardening-Breaker-60066573 | 13331
Distribution Feeder Hardening-Breaker-60066584 | 13328
Distribution Feeder Hardening-Breaker-60066599 | 13340
Distribution Feeder Hardening-Breaker-60066616 | 13341
Distribution Feeder Hardening-Breaker-60066633 | 13942
Distribution Feeder Hardening-Breaker-60066655 | 13943
Distribution Feeder Hardening-Breaker-60066663 | 13944
Distribution Feeder Hardening-Breaker-60066679 | 13896
Distribution Feeder Hardening-Breaker-60066696 | 13900
Distribution Feeder Hardening-Breaker-60066714 | 13899
Distribution Feeder Hardening-Breaker-60066736 | 13825
Distribution Feeder Hardening-Breaker-60066749 | 13826
Distribution Feeder Hardening-Breaker-60066760 | 13827
Distribution Feeder Hardening-Breaker-60066810 | 13831
Distribution Feeder Hardening-Breaker-60066812 | 13830
Distribution Feeder Hardening-Breaker-60066896 | 13695
Distribution Feeder Hardening-Breaker-60067335 | 13289
Distribution Feeder Hardening-Breaker-60067361 | 13292
Distribution Feeder Hardening-Breaker-60067372 | 13293
Distribution Feeder Hardening-Breaker-60067383 | 13087
Distribution Feeder Hardening-Breaker-60067411 | 13084
Distribution Feeder Hardening-Breaker-60067420 | 13964
Distribution Feeder Hardening-Breaker-60067451 | 13426
Distribution Feeder Hardening-Breaker-60067462 | 13425
Distribution Feeder Hardening-Breaker-60067475 | 13427
Distribution Feeder Hardening-Breaker-60067499 | 13428
Distribution Feeder Hardening-Breaker-60067512 | 13573
Distribution Feeder Hardening-Breaker-60067524 | 13572
Distribution Feeder Hardening-Breaker-60067539 | 13574
Distribution Feeder Hardening-Breaker-60067581 | 13635
Distribution Feeder Hardening-Breaker-60067595 | 13637
Distribution Feeder Hardening-Breaker-60067652 | 13351
Distribution Feeder Hardening-Breaker-60067660 | 13352
Distribution Feeder Hardening-Breaker-60067668 | 13348
Distribution Feeder Hardening-Breaker-60067676 | 13349
Distribution Feeder Hardening-Breaker-60067692 | 13354
Distribution Feeder Hardening-Breaker-60067708 | 13311
Distribution Feeder Hardening-Breaker-60067726 | 13312
Distribution Feeder Hardening-Breaker-60067730 | 13313
Distribution Feeder Hardening-Breaker-60067748 | 13309
Distribution Feeder Hardening-Breaker-60067752 | 13308
Distribution Feeder Hardening-Breaker-60067758 | 13314
Distribution Feeder Hardening-Breaker-60067808 | 13785
Distribution Feeder Hardening-Breaker-60067810 | 13786
Distribution Feeder Hardening-Breaker-60067812 | 13787
Distribution Feeder Hardening-Breaker-60068371 | 13323
Distribution Feeder Hardening-Breaker-60068415 | 13317
Distribution Feeder Hardening-Breaker-60068426 | 13366
Distribution Feeder Hardening-Breaker-60068434 | 13364
Distribution Feeder Hardening-Breaker-60068463 | 13367
Distribution Feeder Hardening-Breaker-60068485 | 13365
Distribution Feeder Hardening-Breaker-60068509 | 13699
Distribution Feeder Hardening-Breaker-60068519 | 13698
Distribution Feeder Hardening-Breaker-60068536 | 13815
Distribution Feeder Hardening-Breaker-60068550 | 13813
Distribution Feeder Hardening-Breaker-60068564 | 13737
Distribution Feeder Hardening-Breaker-60068572 | 13740
Distribution Feeder Hardening-Breaker-60068588 | 13739
Distribution Feeder Hardening-Breaker-60068601 | 13738
Distribution Feeder Hardening-Breaker-60068616 | 13980
Distribution Feeder Hardening-Breaker-60068626 | 13983
Distribution Feeder Hardening-Breaker-60068638 | 13984
Distribution Feeder Hardening-Breaker-60068649 | 13150
Distribution Feeder Hardening-Breaker-60068662 | 13151
Distribution Feeder Hardening-Breaker-60068676 | 13152
Distribution Feeder Hardening-Breaker-60068683 | 13153
Distribution Feeder Hardening-Breaker-60068697 | 13194
Distribution Feeder Hardening-Breaker-60068735 | 13193
Distribution Feeder Hardening-Breaker-60068749 | 13191
Distribution Feeder Hardening-Breaker-60068778 | 13722
Distribution Feeder Hardening-Breaker-60068791 | 13724
Distribution Feeder Hardening-Breaker-60068805 | 13254
Distribution Feeder Hardening-Breaker-60068817 | 13256
Distribution Feeder Hardening-Breaker-60068831 | 13066
Distribution Feeder Hardening-Breaker-60068841 | 13069
Distribution Feeder Hardening-Breaker-60070624 | 13036
Distribution Feeder Hardening-Breaker-60070642 | 13035
Distribution Feeder Hardening-Breaker-60070655 | 13034
Distribution Feeder Hardening-Breaker-60070668 | 13037
Distribution Feeder Hardening-Breaker-60070711 | 13438
Distribution Feeder Hardening-Breaker-60070724 | 13439
Distribution Feeder Hardening-Breaker-60070737 | 13440
Distribution Feeder Hardening-Breaker-60070765 | 13494
Distribution Feeder Hardening-Breaker-60070776 | 13489
Distribution Feeder Hardening-Breaker-60070787 | 13488
Distribution Feeder Hardening-Breaker-60070816 | 13080
Distribution Feeder Hardening-Breaker-60070833 | 13081
Distribution Feeder Hardening-Breaker-60070846 | 13082
Distribution Feeder Hardening-Breaker-60070928 | 13206
Distribution Feeder Hardening-Breaker-60070940 | 13207
Distribution Feeder Hardening-Breaker-60070972 | 13210
Distribution Feeder Hardening-Breaker-60071487 | 13731
Distribution Feeder Hardening-Breaker-60071503 | 13732
Distribution Feeder Hardening-Breaker-60071505 | 13729
Distribution Feeder Hardening-Breaker-60071527 | 13371
Distribution Feeder Hardening-Breaker-60071529 | 13373
Distribution Feeder Hardening-Breaker-60071547 | 13372
Distribution Feeder Hardening-Breaker-60071549 | 13370
Distribution Feeder Hardening-Breaker-60071568 | 13888
Distribution Feeder Hardening-Breaker-60071602 | 13889
Distribution Feeder Hardening-Breaker-60071606 | 13886
Distribution Feeder Hardening-Breaker-60071608 | 13891
Distribution Feeder Hardening-Breaker-60071610 | 13895
Distribution Feeder Hardening-Breaker-60071612 | 13892
Distribution Feeder Hardening-Breaker-60071666 | 13840
Distribution Feeder Hardening-Breaker-60071687 | 13835
Distribution Feeder Hardening-Breaker-60071689 | 13839
Distribution Feeder Hardening-Breaker-60071691 | 13838
Distribution Feeder Hardening-Breaker-60071718 | 14011
Distribution Feeder Hardening-Breaker-60071736 | 14012
Distribution Feeder Hardening-Breaker-60071758 | 13339
Distribution Feeder Hardening-Breaker-60071797 | 13337
Distribution Feeder Hardening-Breaker-60071799 | 13336
Distribution Feeder Hardening-Breaker-60071801 | 13333
Distribution Feeder Hardening-Breaker-60071803 | 13334
Distribution Feeder Hardening-Breaker-60071805 | 13338
Distribution Feeder Hardening-Breaker-60071807 | 13332
Distribution Feeder Hardening-Breaker-60071809 | 13335
Distribution Feeder Hardening-Breaker-60071861 | 13679
Distribution Feeder Hardening-Breaker-60071879 | 13678
Distribution Feeder Hardening-Breaker-60071884 | 13677
Distribution Feeder Hardening-Breaker-60071905 | 14032
Distribution Feeder Hardening-Breaker-60071931 | 14035
Distribution Feeder Hardening-Breaker-60071933 | 14036
Distribution Feeder Hardening-Breaker-60071935 | 14030
Distribution Feeder Hardening-Breaker-60075015 | 13710
Distribution Feeder Hardening-Breaker-60075033 | 13706
Distribution Feeder Hardening-Breaker-60075046 | 13711
Distribution Feeder Hardening-Breaker-60075058 | 13705
Distribution Feeder Hardening-Breaker-60075088 | 13584
Distribution Feeder Hardening-Breaker-60075101 | 13585
Distribution Feeder Hardening-Breaker-60075115 | 13586
Distribution Feeder Hardening-Breaker-60075129 | 13587
Distribution Feeder Hardening-Breaker-60075141 | 13583
Distribution Feeder Hardening-Breaker-60075167 | 13589
Distribution Feeder Hardening-Breaker-60075183 | 13582
Distribution Feeder Hardening-Breaker-60075196 | 13753
Distribution Feeder Hardening-Breaker-60075207 | 13756
Distribution Feeder Hardening-Breaker-60075219 | 13754
Distribution Feeder Hardening-Breaker-60075237 | 13031
Distribution Feeder Hardening-Breaker-60075244 | 13030
Distribution Feeder Hardening-Breaker-60075260 | 13521
Distribution Feeder Hardening-Breaker-60075288 | 13518
Distribution Feeder Hardening-Breaker-60075300 | 13520
Distribution Feeder Hardening-Breaker-60075308 | 13519
Distribution Feeder Hardening-Breaker-60075328 | 13863
Distribution Feeder Hardening-Breaker-60075341 | 13864
Distribution Feeder Hardening-Breaker-60075356 | 13865
Distribution Feeder Hardening-Breaker-60075392 | 13869
Distribution Feeder Hardening-Breaker-60075416 | 13632
Distribution Feeder Hardening-Breaker-60075429 | 13631
Distribution Feeder Hardening-Breaker-60075442 | 13630
Distribution Feeder Hardening-Breaker-60075458 | 13187
Distribution Feeder Hardening-Breaker-60075477 | 13633
Distribution Feeder Hardening-Breaker-60075495 | 13185
Distribution Feeder Hardening-Breaker-60075508 | 13186
Distribution Feeder Hardening-Breaker-60075517 | 13188
Distribution Feeder Hardening-Breaker-60077081 | 13829
Distribution Feeder Hardening-Breaker-60077093 | 13514
Distribution Feeder Hardening-Breaker-60077111 | 13513
Distribution Feeder Hardening-Breaker-60077113 | 13516
Distribution Feeder Hardening-Breaker-60077140 | 13517
Distribution Feeder Hardening-Breaker-60077142 | 13512
Distribution Feeder Hardening-Breaker-60077164 | 13510
Distribution Feeder Hardening-Breaker-60077166 | 13511
Distribution Feeder Hardening-Breaker-60077231 | 13481
Distribution Feeder Hardening-Breaker-60077256 | 13482
Distribution Feeder Hardening-Breaker-60077258 | 13483
Distribution Feeder Hardening-Breaker-60077260 | 13484
Distribution Feeder Hardening-Breaker-60077283 | 13480
Distribution Feeder Hardening-Breaker-60077299 | 13606
Distribution Feeder Hardening-Breaker-60077314 | 13605
Distribution Feeder Hardening-Breaker-60077328 | 13669
Distribution Feeder Hardening-Breaker-60077340 | 13672
Distribution Feeder Hardening-Breaker-60077364 | 13671
Distribution Feeder Hardening-Breaker-60077367 | 13670
Distribution Feeder Hardening-Breaker-60077387 | 14069
Distribution Feeder Hardening-Breaker-60077402 | 14070
Distribution Feeder Hardening-Breaker-60077522 | 13105
Distribution Feeder Hardening-Breaker-60077537 | 13104
Distribution Feeder Hardening-Breaker-60077548 | 13107
Distribution Feeder Hardening-Breaker-60077552 | 13106
Distribution Feeder Hardening-Breaker-60078081 | 13068
Distribution Feeder Hardening-Breaker-60078101 | 13870
Distribution Feeder Hardening-Breaker-60078128 | 13871
Distribution Feeder Hardening-Breaker-60078138 | 13872
Distribution Feeder Hardening-Breaker-60078179 | 13524
Distribution Feeder Hardening-Breaker-60078225 | 13522
Distribution Feeder Hardening-Breaker-60078236 | 13523
Distribution Feeder Hardening-Breaker-60078347 | 13985
Distribution Feeder Hardening-Breaker-60078358 | 13987
Distribution Feeder Hardening-Breaker-60078377 | 13986
Distribution Feeder Hardening-Breaker-60078387 | 14090
Distribution Feeder Hardening-Breaker-60078400 | 14091
Distribution Feeder Hardening-Breaker-60078412 | 14094
Distribution Feeder Hardening-Breaker-60078428 | 14096
Distribution Feeder Hardening-Breaker-60078440 | 14089
Distribution Feeder Hardening-Breaker-60078463 | 13041
Distribution Feeder Hardening-Breaker-60078476 | 13040
Distribution Feeder Hardening-Breaker-60078488 | 13039
Distribution Feeder Hardening-Breaker-60078500 | 13038
Distribution Feeder Hardening-Breaker-60078511 | 14109
Distribution Feeder Hardening-Breaker-60078523 | 14110
Distribution Feeder Hardening-Breaker-60078537 | 13134
Distribution Feeder Hardening-Breaker-60078551 | 13132
Distribution Feeder Hardening-Breaker-60079617 | 14031
Distribution Feeder Hardening-Breaker-60079685 | 13906
Distribution Feeder Hardening-Breaker-60079687 | 13910
Distribution Feeder Hardening-Breaker-60079689 | 13909
Distribution Feeder Hardening-Breaker-60080654 | 13939
Distribution Feeder Hardening-Breaker-60080671 | 13932
Distribution Feeder Hardening-Breaker-60080691 | 13934
Distribution Feeder Hardening-Breaker-60083737 | 13714
Distribution Feeder Hardening-Breaker-60083767 | 13716
Distribution Feeder Hardening-Breaker-60083780 | 13713
Distribution Feeder Hardening-Breaker-60083799 | 13127
Distribution Feeder Hardening-Breaker-60083825 | 13130
Distribution Feeder Hardening-Breaker-60083838 | 13129
Distribution Feeder Hardening-Breaker-60083865 | 13579
Distribution Feeder Hardening-Breaker-60083874 | 13577
Distribution Feeder Hardening-Breaker-60083890 | 13576
Distribution Feeder Hardening-Breaker-60083908 | 13456
Distribution Feeder Hardening-Breaker-60083928 | 13455
Distribution Feeder Hardening-Breaker-60083941 | 13454
Distribution Feeder Hardening-Breaker-60083955 | 13457
Distribution Feeder Hardening-Breaker-60083975 | 13685
Distribution Feeder Hardening-Breaker-60083992 | 13687
Distribution Feeder Hardening-Breaker-60084007 | 13686
Distribution Feeder Hardening-Breaker-60084026 | 13690
Distribution Feeder Hardening-Breaker-60084050 | 13691
Distribution Feeder Hardening-Breaker-60084063 | 13692
Distribution Feeder Hardening-Breaker-60084076 | 13693
Distribution Feeder Hardening-Breaker-60084101 | 14040
Distribution Feeder Hardening-Breaker-60084114 | 14042
Distribution Feeder Hardening-Breaker-60084127 | 14041
Distribution Feeder Hardening-Breaker-60084147 | 14199
Distribution Feeder Hardening-Breaker-60084160 | 14197
Distribution Feeder Hardening-Breaker-60084172 | 14198
Distribution Feeder Hardening-Breaker-60084202 | 13808
Distribution Feeder Hardening-Breaker-60084404 | 13621
Distribution Feeder Hardening-Breaker-60084421 | 13624
Distribution Feeder Hardening-Breaker-60089365 | 13435
Distribution Feeder Hardening-Breaker-60089378 | 13434
Distribution Feeder Hardening-Breaker-60089387 | 13433
Distribution Feeder Hardening-Breaker-60089400 | 13436
Distribution Feeder Hardening-Breaker-60089414 | 13793
Distribution Feeder Hardening-Breaker-60089423 | 13796
Distribution Feeder Hardening-Breaker-60089438 | 13795
Distribution Feeder Hardening-Breaker-60089448 | 13956
Distribution Feeder Hardening-Breaker-60089459 | 13954
Distribution Feeder Hardening-Breaker-60089471 | 13953
Distribution Feeder Hardening-Breaker-60089495 | 13955
Distribution Feeder Hardening-Breaker-60089519 | 13951
Distribution Feeder Hardening-Breaker-60089532 | 13125
Distribution Feeder Hardening-Breaker-60089543 | 13412
Distribution Feeder Hardening-Breaker-60089557 | 13124
Distribution Feeder Hardening-Breaker-60089566 | 13414
Distribution Feeder Hardening-Breaker-60089591 | 13115
Distribution Feeder Hardening-Breaker-60089600 | 13117
Distribution Feeder Hardening-Breaker-60089608 | 13118
Distribution Feeder Hardening-Breaker-60089644 | 13443
Distribution Feeder Hardening-Breaker-60089655 | 13444
Distribution Feeder Hardening-Breaker-60089666 | 13442
Distribution Feeder Hardening-Breaker-60089680 | 13470
Distribution Feeder Hardening-Breaker-60089692 | 13471
Distribution Feeder Hardening-Breaker-60089703 | 13479
Distribution Feeder Hardening-Breaker-60089715 | 13473
Distribution Feeder Hardening-Breaker-60089729 | 13659
Distribution Feeder Hardening-Breaker-60089741 | 13661
Distribution Feeder Hardening-Breaker-60089757 | 13924
Distribution Feeder Hardening-Breaker-60089768 | 13927
Distribution Feeder Hardening-Breaker-60089782 | 13648
Distribution Feeder Hardening-Breaker-60089808 | 13645
Distribution Feeder Hardening-Breaker-60089820 | 13652
Distribution Feeder Hardening-Breaker-60089836 | 13098
Distribution Feeder Hardening-Breaker-60089846 | 13096
Distribution Feeder Hardening-Breaker-60095496 | 13807
Distribution Feeder Hardening-Breaker-60095527 | 13854
Distribution Feeder Hardening-Breaker-60095544 | 13853
Distribution Feeder Hardening-Breaker-60095556 | 13850
Distribution Feeder Hardening-Breaker-60095573 | 13148
Distribution Feeder Hardening-Breaker-60095586 | 13146
Distribution Feeder Hardening-Breaker-60095597 | 13147
Distribution Feeder Hardening-Breaker-60095616 | 13243
Distribution Feeder Hardening-Breaker-60095635 | 13242
Distribution Feeder Hardening-Breaker-60095645 | 13241
Distribution Feeder Hardening-Breaker-60095675 | 13962
Distribution Feeder Hardening-Breaker-60095687 | 13959
Distribution Feeder Hardening-Breaker-60095705 | 13770
Distribution Feeder Hardening-Breaker-60095718 | 13772
Distribution Feeder Hardening-Breaker-60095731 | 13769
Distribution Feeder Hardening-Breaker-60095751 | 13019
Distribution Feeder Hardening-Breaker-60095763 | 13020
Distribution Feeder Hardening-Breaker-60095782 | 13781
Distribution Feeder Hardening-Breaker-60095794 | 13780
Distribution Feeder Hardening-Breaker-60095806 | 13777
Distribution Feeder Hardening-Breaker-60095825 | 14021
Distribution Feeder Hardening-Breaker-60095851 | 14020
Distribution Feeder Hardening-Breaker-60103681 | 13099
Distribution Feeder Hardening-Breaker-60103712 | 13432
Distribution Feeder Hardening-Breaker-60103728 | 13431
Distribution Feeder Hardening-Breaker-60104173 | 13971
Distribution Feeder Hardening-Breaker-60134308 | 14050
Distribution Feeder Hardening-Breaker-60185111 | 13279
Distribution Feeder Hardening-Breaker-60185135 | 13280
Distribution Feeder Hardening-Breaker-60185149 | 13281
Distribution Feeder Hardening-Breaker-60185161 | 13282
Distribution Feeder Hardening-Breaker-60185177 | 13278
Distribution Feeder Hardening-Breaker-60192961 | 13419
Distribution Feeder Hardening-Breaker-60245699 | 13797
Distribution Feeder Hardening-Breaker-60245783 | 13342
Distribution Feeder Hardening-Breaker-60253135 | 13963
Distribution Feeder Hardening-Breaker-60272378 | 14099
Distribution Feeder Hardening-Breaker-60299921 | 14208
Distribution Feeder Hardening-Breaker-60300014 | 14207
Distribution Feeder Hardening-Breaker-60300031 | 14111
Distribution Feeder Hardening-Breaker-60301587 | 13717
Distribution Feeder Hardening-Breaker-60301817 | 14114
Distribution Feeder Hardening-Breaker-60304843 | 14116
Distribution Feeder Hardening-Breaker-60306487 | 14115
Distribution Feeder Hardening-Breaker-60307582 | 13836
Distribution Feeder Hardening-Breaker-60307607 | 14004
Distribution Feeder Hardening-Breaker-60307644 | 14023
Distribution Feeder Hardening-Breaker-60310705 | 13837
Distribution Feeder Hardening-Breaker-60311514 | 13451
Distribution Feeder Hardening-Breaker-60311518 | 13453
Distribution Feeder Hardening-Breaker-60313156 | 14002
Distribution Feeder Hardening-Breaker-60315127 | 13805
Distribution Feeder Hardening-Breaker-60315131 | 13128
Distribution Feeder Hardening-Breaker-60317216 | 13733
Distribution Feeder Hardening-Breaker-60317377 | 13485
Distribution Feeder Hardening-Breaker-60317719 | 13422
Distribution Feeder Hardening-Breaker-60317730 | 13180
Distribution Feeder Hardening-Breaker-60317732 | 13866
Distribution Feeder Hardening-Breaker-60320276 | 13048
Distribution Feeder Hardening-Breaker-60320278 | 13961
Distribution Feeder Hardening-Breaker-60320283 | 13291
Distribution Feeder Hardening-Breaker-60320295 | 13294
Distribution Feeder Hardening-Breaker-60320300 | 13299
Distribution Feeder Hardening-Breaker-60320313 | 13860
Distribution Feeder Hardening-Breaker-60320350 | 13890
Distribution Feeder Hardening-Breaker-60320358 | 13006
Distribution Feeder Hardening-Breaker-60320547 | 13283
Distribution Feeder Hardening-Breaker-60320550 | 13911
Distribution Feeder Hardening-Breaker-60320600 | 14000
Distribution Feeder Hardening-Breaker-60320623 | 13067
Distribution Feeder Hardening-Breaker-60320625 | 14022
Distribution Feeder Hardening-Breaker-60320761 | 13001
Distribution Feeder Hardening-Breaker-60336767 | 13195
Distribution Feeder Hardening-Breaker-60352704 | 13190
Distribution Feeder Hardening-Breaker-60364699 | 13575
Distribution Feeder Hardening-Breaker-60370097 | 13799
Distribution Feeder Hardening-Breaker-60370112 | 13798
Distribution Feeder Hardening-Breaker-60372814 | 14037
Distribution Feeder Hardening-Breaker-60373323 | 13715
Distribution Feeder Hardening-Breaker-60373547 | 13867
Distribution Feeder Hardening-Breaker-60376096 | 14071
Distribution Feeder Hardening-Breaker-60394386 | 13993
Distribution Feeder Hardening-Breaker-60398972 | 13505
Distribution Feeder Hardening-Breaker-60405879 | 13097
Distribution Feeder Hardening-Breaker-60408193 | 13298
Distribution Feeder Hardening-Breaker-60413621 | 13982
Distribution Feeder Hardening-Breaker-60413838 | 13660
Distribution Feeder Hardening-Breaker-60434711 | 14120
Distribution Feeder Hardening-Breaker-60434737 | 14121
Distribution Feeder Hardening-Breaker-60434848 | 13723
Distribution Feeder Hardening-Breaker-60440054 | 13217
Distribution Feeder Hardening-Breaker-60442635 | 13885
Distribution Feeder Hardening-Breaker-60443918 | 14112
Distribution Feeder Hardening-Breaker-60452714 | 13650
Distribution Feeder Hardening-Breaker-60452716 | 13651
Distribution Feeder Hardening-Breaker-60456891 | 13749
Distribution Feeder Hardening-Breaker-60464905 | 13989
Distribution Feeder Hardening-Breaker-60464907 | 13988
Distribution Feeder Hardening-Breaker-60464973 | 13344
Distribution Feeder Hardening-Breaker-60498456 | 13173
Distribution Feeder Hardening-Breaker-60498458 | 13169
Distribution Feeder Hardening-Breaker-60498460 | 13172
Distribution Feeder Hardening-Breaker-60498462 | 13170
Distribution Feeder Hardening-Breaker-60498464 | 13171
Distribution Feeder Hardening-Breaker-60515756 | 13622
Distribution Feeder Hardening-Breaker-60519432 | 14102
Distribution Feeder Hardening-Breaker-60519927 | 14122
Distribution Feeder Hardening-Breaker-60546229 | 13360
Distribution Feeder Hardening-Breaker-60547295 | 13161
Distribution Feeder Hardening-Breaker-60547348 | 13990
Distribution Feeder Hardening-Breaker-60553658 | 13750
Distribution Feeder Hardening-Breaker-60561268 | 13208
Distribution Feeder Hardening-Breaker-60561342 | 13649
Distribution Feeder Hardening-Breaker-60562007 | 13920
Distribution Feeder Hardening-Breaker-60562022 | 13921
Distribution Feeder Hardening-Breaker-60565180 | 14117
Distribution Feeder Hardening-Breaker-60569602 | 13696
Distribution Feeder Hardening-Breaker-60569626 | 13697
Distribution Feeder Hardening-Breaker-60580884 | 14306
Distribution Feeder Hardening-Breaker-60585011 | 13085
Distribution Feeder Hardening-Breaker-60589831 | 13718
Distribution Feeder Hardening-Breaker-60589833 | 13719
Distribution Feeder Hardening-Breaker-60592664 | 13017
Distribution Feeder Hardening-Breaker-60622771 | 14341
Distribution Feeder Hardening-Breaker-60626255 | 13646
Distribution Feeder Hardening-Breaker-72901595 | 14083
Distribution Feeder Hardening-Breaker-72901629 | 14084
Distribution Feeder Hardening-Breaker-72901653 | 14079
Distribution Feeder Hardening-Breaker-72901667 | 14081
Distribution Feeder Hardening-Breaker-72901684 | 14080
Distribution Feeder Hardening-Breaker-72902179 | 13832
Distribution Feeder Hardening-Breaker-72902316 | 13103
Distribution Feeder Hardening-Breaker-72902329 | 13101
Distribution Feeder Hardening-Breaker-72902355 | 13100
Distribution Feeder Hardening-Breaker-72902368 | 13102
Distribution Feeder Hardening-Breaker-72902414 | 13947
Distribution Feeder Hardening-Breaker-72902433 | 13946
Distribution Feeder Hardening-Breaker-72902449 | 13948
Distribution Feeder Hardening-Breaker-72902561 | 13005
Distribution Feeder Hardening-Breaker-74207161 | 13050
Distribution Feeder Hardening-Breaker-74207172 | 13053
Distribution Feeder Hardening-Breaker-74207197 | 13051
Distribution Feeder Hardening-Breaker-74207235 | 13496
Distribution Feeder Hardening-Breaker-74207259 | 13497
Distribution Feeder Hardening-Breaker-74207270 | 13499
Distribution Feeder Hardening-Breaker-74207739 | 13844
Distribution Feeder Hardening-Breaker-74207817 | 13054
Distribution Feeder Hardening-Breaker-74207830 | 13055
Distribution Feeder Hardening-Breaker-74207843 | 13057
Distribution Feeder Hardening-Breaker-74208600 | 13593
Distribution Feeder Hardening-Breaker-74208610 | 13591
Distribution Feeder Hardening-Breaker-74208623 | 13592
Distribution Feeder Hardening-Breaker-74208634 | 13590
Distribution Feeder Hardening-Breaker-74210829 | 13303
Distribution Feeder Hardening-Breaker-74210846 | 13305
Distribution Feeder Hardening-Breaker-74213954 | 14145
Distribution Feeder Hardening-Breaker-76251434 | 13343
Distribution Feeder Hardening-Breaker-90012823 | 13495
Distribution Feeder Hardening-Breaker-90020780 | 13922
Distribution Feeder Hardening-Breaker-90022822 | 14275
Distribution Feeder Hardening-Breaker-90023214 | 14274
Distribution Feeder Hardening-Breaker-90025354 | 13973
Distribution Feeder Hardening-Breaker-90033165 | 13712
Distribution Feeder Hardening-Breaker-90035947 | 14123
Distribution Feeder Hardening-Breaker-90038763 | 13237
Distribution Feeder Hardening-Breaker-90101423 | 13897
Distribution Feeder Hardening-Breaker-90113599 | 14025
Distribution Feeder Hardening-Breaker-90113644 | 14024
Distribution Feeder Hardening-Breaker-90187104 | 13238
Distribution Feeder Hardening-Breaker-90382426 | 13674
Distribution Feeder Hardening-Breaker-90382505 | 13673
Distribution Feeder Hardening-Breaker-90384599 | 13898
Distribution Feeder Hardening-Breaker-90446638 | 13638
Distribution Feeder Hardening-Breaker-90535729 | 13389
Distribution Feeder Hardening-Breaker-90535772 | 13391
Distribution Feeder Hardening-Breaker-90600779 | 13355
Distribution Feeder Hardening-Breaker-90611950 | 13991
Distribution Feeder Hardening-Breaker-90617318 | 14216
Distribution Feeder Hardening-Breaker-90617377 | 14217
Distribution Feeder Hardening-Breaker-90617419 | 14218
Distribution Feeder Hardening-Breaker-90658036 | 14144
Distribution Feeder Hardening-Breaker-90679359 | 13174
Distribution Feeder Hardening-Breaker-90730773 | 14026
Distribution Feeder Hardening-Breaker-90731413 | 13133
Distribution Feeder Hardening-Breaker-90939808 | 14014
Distribution Feeder Hardening-Breaker-90981294 | 13362
Distribution Feeder Hardening-Breaker-91055796 | 13466
Distribution Feeder Hardening-Breaker-91055797 | 13469
Distribution Feeder Hardening-Breaker-91055799 | 13468
Distribution Feeder Hardening-Breaker-91055802 | 13223
Distribution Feeder Hardening-Breaker-91055808 | 13221
Distribution Feeder Hardening-Breaker-91055809 | 13467
Distribution Feeder Hardening-Breaker-91055817 | 13224
Distribution Feeder Hardening-Breaker-91055818 | 13222
Distribution Feeder Hardening-Breaker-91109735 | 13552
Distribution Feeder Hardening-Breaker-91120912 | 13192
Distribution Feeder Hardening-Breaker-91231587 | 13126
Distribution Feeder Hardening-Breaker-91497617 | 13957
Distribution Feeder Hardening-Breaker-91780073 | 13463
Distribution Feeder Hardening-Breaker-91922236 | 14119
Distribution Feeder Hardening-Breaker-92063419 | 13935
Distribution Feeder Hardening-Breaker-92080259 | 14202
Distribution Feeder Hardening-Breaker-92114306 | 13267
Distribution Feeder Hardening-Breaker-92114668 | 13268
Distribution Feeder Hardening-Breaker-92144309 | 13828
Distribution Feeder Hardening-Breaker-92300414 | 13076
Distribution Feeder Hardening-Breaker-92300431 | 13077
Distribution Feeder Hardening-Breaker-92300432 | 13079
Distribution Feeder Hardening-Breaker-92300437 | 13531
Distribution Feeder Hardening-Breaker-92300438 | 13532
Distribution Feeder Hardening-Breaker-92304969 | 13215
Distribution Feeder Hardening-Breaker-92306922 | 13647
Distribution Feeder Hardening-Breaker-92308985 | 13873
Distribution Feeder Hardening-Breaker-92344189 | 13819
Distribution Feeder Hardening-Breaker-92344240 | 13003
Distribution Feeder Hardening-Breaker-92344367 | 13820
Distribution Feeder Hardening-Breaker-92347482 | 13818
Distribution Feeder Hardening-Breaker-92347706 | 13052
Distribution Feeder Hardening-Breaker-92347723 | 13972
Distribution Feeder Hardening-Breaker-92384664 | 13377
Distribution Feeder Hardening-Breaker-92460023 | 13843
Distribution Feeder Hardening-Breaker-92611763 | 13213
Distribution Feeder Hardening-Breaker-92699942 | 13346
Distribution Feeder Hardening-Breaker-92778981 | 14124
Distribution Feeder Hardening-Breaker-92875026 | 13239
Distribution Feeder Hardening-Breaker-93005991 | 14355
Distribution Feeder Hardening-Breaker-93006035 | 14356
Distribution Feeder Hardening-Breaker-93006090 | 14358
Distribution Feeder Hardening-Breaker-93043091 | 13264
Distribution Feeder Hardening-Breaker-93217360 | 14266
Distribution Feeder Hardening-Breaker-93217488 | 14268
Distribution Feeder Hardening-Breaker-93217548 | 14267
Distribution Feeder Hardening-Recloser-10072042 | 13305
Distribution Feeder Hardening-Recloser-10556811 | 13298
Distribution Feeder Hardening-Recloser-60072474 | 13786
Distribution Feeder Hardening-Recloser-60114228 | 13099
Distribution Feeder Hardening-Recloser-60192230 | 13254
Distribution Feeder Hardening-Recloser-60195643 | 13962
Distribution Feeder Hardening-Recloser-60381849 | 13298
Distribution Feeder Hardening-Recloser-60475646 | 13096
Distribution Feeder Hardening-Recloser-60575158 | 13305
Distribution Feeder Hardening-Recloser-90031396 | 13298
Distribution Feeder Hardening-Recloser-90056034 | 13927
Distribution Feeder Hardening-Recloser-90473587 | 13460
Distribution Feeder Hardening-Recloser-90657911 | 13097
Distribution Feeder Hardening-Recloser-90661972 | 13236
Distribution Feeder Hardening-Recloser-90709100 | 14306
Distribution Feeder Hardening-Recloser-90804200 | 13031
Distribution Feeder Hardening-Recloser-90830496 | 13423
Distribution Feeder Hardening-Recloser-90875231 | 13924
Distribution Feeder Hardening-Recloser-90975782 | 13924
Distribution Feeder Hardening-Recloser-90985217 | 13422
Distribution Feeder Hardening-Recloser-91018683 | 13298
Distribution Feeder Hardening-Recloser-91088654 | 13098
Distribution Feeder Hardening-Recloser-91231447 | 13007
Distribution Feeder Hardening-Recloser-91368952 | 13839
Distribution Feeder Hardening-Recloser-91416211 | 13326
Distribution Feeder Hardening-Recloser-91536298 | 13470
Distribution Feeder Hardening-Recloser-91617385 | 13622
Distribution Feeder Hardening-Recloser-91619221 | 13007
Distribution Feeder Hardening-Recloser-91659653 | 13698
Distribution Feeder Hardening-Recloser-91711545 | 13479
Distribution Feeder Hardening-Recloser-91719763 | 13294
Distribution Feeder Hardening-Recloser-91720823 | 13422
Distribution Feeder Hardening-Recloser-91747677 | 13724
Distribution Feeder Hardening-Recloser-91751598 | 13371
Distribution Feeder Hardening-Recloser-91756216 | 13795
Distribution Feeder Hardening-Recloser-91756511 | 13229
Distribution Feeder Hardening-Recloser-91762954 | 13153
Distribution Feeder Hardening-Recloser-91767542 | 13294
Distribution Feeder Hardening-Recloser-91772565 | 13769
Distribution Feeder Hardening-Recloser-91796306 | 13030
Distribution Feeder Hardening-Recloser-91800857 | 13224
Distribution Feeder Hardening-Recloser-91805865 | 13993
Distribution Feeder Hardening-Recloser-91822080 | 13631
Distribution Feeder Hardening-Recloser-91829103 | 13686
Distribution Feeder Hardening-Recloser-91829699 | 13348
Distribution Feeder Hardening-Recloser-91833171 | 14012
Distribution Feeder Hardening-Recloser-91836675 | 13592
Distribution Feeder Hardening-Recloser-91838500 | 13939
Distribution Feeder Hardening-Recloser-91839434 | 13672
Distribution Feeder Hardening-Recloser-91841297 | 13705
Distribution Feeder Hardening-Recloser-91842145 | 14275
Distribution Feeder Hardening-Recloser-91842540 | 14274
Distribution Feeder Hardening-Recloser-91842748 | 13825
Distribution Feeder Hardening-Recloser-91843222 | 13041
Distribution Feeder Hardening-Recloser-91843955 | 13579
Distribution Feeder Hardening-Recloser-91847101 | 14040
Distribution Feeder Hardening-Recloser-91847106 | 13023
Distribution Feeder Hardening-Recloser-91851236 | 13787
Distribution Feeder Hardening-Recloser-91851870 | 13657
Distribution Feeder Hardening-Recloser-91853091 | 13924
Distribution Feeder Hardening-Recloser-91857057 | 13817
Distribution Feeder Hardening-Recloser-91864353 | 13330
Distribution Feeder Hardening-Recloser-91870887 | 13679
Distribution Feeder Hardening-Recloser-91874930 | 14024
Distribution Feeder Hardening-Recloser-91901169 | 13071
Distribution Feeder Hardening-Recloser-91929188 | 13461
Distribution Feeder Hardening-Recloser-91932790 | 14114
Distribution Feeder Hardening-Recloser-91942651 | 13148
Distribution Feeder Hardening-Recloser-91970022 | 13422
Distribution Feeder Hardening-Recloser-91992448 | 13431
Distribution Feeder Hardening-Recloser-91993927 | 13772
Distribution Feeder Hardening-Recloser-92000970 | 13677
Distribution Feeder Hardening-Recloser-92001028 | 13621
Distribution Feeder Hardening-Recloser-92006399 | 14012
Distribution Feeder Hardening-Recloser-92017439 | 13390
Distribution Feeder Hardening-Recloser-92018434 | 13687
Distribution Feeder Hardening-Recloser-92026983 | 14041
Distribution Feeder Hardening-Recloser-92060671 | 13815
Distribution Feeder Hardening-Recloser-92065773 | 13772
Distribution Feeder Hardening-Recloser-92066074 | 13459
Distribution Feeder Hardening-Recloser-92162970 | 13909
Distribution Feeder Hardening-Recloser-92168818 | 13828
Distribution Feeder Hardening-Recloser-92178953 | 13373
Distribution Feeder Hardening-Recloser-92189137 | 13805
Distribution Feeder Hardening-Recloser-92189254 | 13786
Distribution Feeder Hardening-Recloser-92194516 | 13035
Distribution Feeder Hardening-Recloser-92194542 | 13001
Distribution Feeder Hardening-Recloser-92198638 | 13035
Distribution Feeder Hardening-Recloser-92203202 | 13807
Distribution Feeder Hardening-Recloser-92204879 | 13391
Distribution Feeder Hardening-Recloser-92204888 | 13391
Distribution Feeder Hardening-Recloser-92204970 | 13414
Distribution Feeder Hardening-Recloser-92217186 | 13489
Distribution Feeder Hardening-Recloser-92219810 | 13254
Distribution Feeder Hardening-Recloser-92226382 | 13133
Distribution Feeder Hardening-Recloser-92232093 | 13436
Distribution Feeder Hardening-Recloser-92236722 | 13359
Distribution Feeder Hardening-Recloser-92237787 | 13377
Distribution Feeder Hardening-Recloser-92238019 | 13003
Distribution Feeder Hardening-Recloser-92239261 | 13365
Distribution Feeder Hardening-Recloser-92239656 | 13910
Distribution Feeder Hardening-Recloser-92252943 | 13434
Distribution Feeder Hardening-Recloser-92261314 | 13377
Distribution Feeder Hardening-Recloser-92261342 | 13377
Distribution Feeder Hardening-Recloser-92262005 | 13003
Distribution Feeder Hardening-Recloser-92301521 | 13331
Distribution Feeder Hardening-Recloser-92324569 | 13656
Distribution Feeder Hardening-Recloser-92334619 | 13030
Distribution Feeder Hardening-Recloser-92336023 | 13668
Distribution Feeder Hardening-Recloser-92346074 | 13006
Distribution Feeder Hardening-Recloser-92353462 | 13630
Distribution Feeder Hardening-Recloser-92354214 | 13838
Distribution Feeder Hardening-Recloser-92357154 | 14042
Distribution Feeder Hardening-Recloser-92396833 | 13096
Distribution Feeder Hardening-Recloser-92422659 | 13470
Distribution Feeder Hardening-Recloser-92437771 | 13431
Distribution Feeder Hardening-Recloser-92437862 | 13422
Distribution Feeder Hardening-Recloser-92464472 | 13007
Distribution Feeder Hardening-Recloser-92465979 | 13391
Distribution Feeder Hardening-Recloser-92466021 | 13373
Distribution Feeder Hardening-Recloser-92469481 | 13118
Distribution Feeder Hardening-Recloser-92477213 | 13236
Distribution Feeder Hardening-Recloser-92477366 | 13256
Distribution Feeder Hardening-Recloser-92477491 | 13808
Distribution Feeder Hardening-Recloser-92477860 | 13008
Distribution Feeder Hardening-Recloser-92481163 | 13219
Distribution Feeder Hardening-Recloser-92482277 | 13210
Distribution Feeder Hardening-Recloser-92482279 | 13063
Distribution Feeder Hardening-Recloser-92487168 | 13910
Distribution Feeder Hardening-Recloser-92488482 | 13390
Distribution Feeder Hardening-Recloser-92530328 | 13772
Distribution Feeder Hardening-Recloser-92532877 | 13473
Distribution Feeder Hardening-Recloser-92568897 | 13370
Distribution Feeder Hardening-Recloser-92583655 | 13674
Distribution Feeder Hardening-Recloser-92593920 | 13398
Distribution Feeder Hardening-Recloser-92601367 | 13303
Distribution Feeder Hardening-Recloser-92601796 | 13303
Distribution Feeder Hardening-Recloser-92627022 | 13303
Distribution Feeder Hardening-Recloser-92627083 | 13141
Distribution Feeder Hardening-Recloser-92629092 | 13390
Distribution Feeder Hardening-Recloser-92644266 | 13298
Distribution Feeder Hardening-Recloser-92661419 | 13127
Distribution Feeder Hardening-Recloser-92661531 | 13924
Distribution Feeder Hardening-Recloser-92662818 | 13522
Distribution Feeder Hardening-Recloser-92664334 | 13226
Distribution Feeder Hardening-Recloser-92666525 | 14030
Distribution Feeder Hardening-Recloser-92668683 | 14030
Distribution Feeder Hardening-Recloser-92671822 | 13064
Distribution Feeder Hardening-Recloser-92685811 | 13793
Distribution Feeder Hardening-Recloser-92756882 | 13830
Distribution Feeder Hardening-Recloser-92757733 | 13830
Distribution Feeder Hardening-Recloser-92776874 | 13423
Distribution Feeder Hardening-Recloser-92780593 | 13624
Distribution Feeder Hardening-Recloser-92793889 | 13648
Distribution Feeder Hardening-Recloser-92800790 | 13267
Distribution Feeder Hardening-Recloser-92834613 | 13961
Distribution Feeder Hardening-Recloser-92857582 | 13011
Distribution Feeder Hardening-Recloser-92867665 | 13711
Distribution Feeder Hardening-Recloser-92868232 | 13051
Distribution Feeder Hardening-Recloser-92877151 | 13327
Distribution Feeder Hardening-Recloser-92882043 | 13460
Distribution Feeder Hardening-Recloser-92882327 | 13460
Distribution Feeder Hardening-Recloser-92884592 | 13710
Distribution Feeder Hardening-Recloser-92886373 | 13010
Distribution Feeder Hardening-Recloser-92901786 | 13854
Distribution Feeder Hardening-Recloser-92906139 | 13826
Distribution Feeder Hardening-Recloser-92906442 | 13442
Distribution Feeder Hardening-Recloser-92908163 | 13159
Distribution Feeder Hardening-Recloser-92908823 | 13159
Distribution Feeder Hardening-Recloser-92946458 | 13330
Distribution Feeder Hardening-Recloser-92949312 | 13889
Distribution Feeder Hardening-Recloser-92949698 | 13006
Distribution Feeder Hardening-Recloser-92959008 | 14144
Distribution Feeder Hardening-Recloser-92959412 | 13898
Distribution Feeder Hardening-Recloser-92977157 | 14071
Distribution Feeder Hardening-Recloser-92983683 | 13535
Distribution Feeder Hardening-Recloser-92983708 | 13482
Distribution Feeder Hardening-Recloser-93007844 | 13298
Distribution Feeder Hardening-Recloser-93032566 | 13813
Distribution Feeder Hardening-Recloser-93038852 | 13006
Distribution Feeder Hardening-Recloser-93047972 | 13748
Distribution Feeder Hardening-Recloser-93051731 | 13019
Distribution Feeder Hardening-Recloser-93055685 | 13019
Distribution Feeder Hardening-Recloser-93058393 | 13593
Distribution Feeder Hardening-Recloser-93063658 | 13019
Distribution Feeder Hardening-Recloser-93077072 | 13711
Distribution Feeder Hardening-Recloser-93089839 | 13622
Distribution Feeder Hardening-Recloser-93092600 | 13070
Distribution Feeder Hardening-Recloser-93107313 | 13714
Distribution Feeder Hardening-Recloser-93114052 | 14199
Distribution Feeder Hardening-Recloser-93114092 | 13296
Distribution Feeder Hardening-Recloser-93114549 | 14050
Distribution Feeder Hardening-Recloser-93115984 | 13470
Distribution Feeder Hardening-Recloser-93121634 | 13290
Distribution Feeder Hardening-Recloser-93124663 | 13815
Distribution Feeder Hardening-Recloser-93125222 | 13836
Distribution Feeder Hardening-Recloser-93201166 | 13656
Distribution Feeder Hardening-Recloser-93214214 | 13459
Distribution Feeder Hardening-Recloser-93223839 | 13213
Distribution Feeder Hardening-Recloser-93229369 | 13696
Distribution Feeder Hardening-Recloser-93230352 | 13696
Distribution Feeder Hardening-Recloser-93235888 | 13696
Distribution Feeder Hardening-Recloser-93239888 | 13114
Distribution Feeder Hardening-Recloser-93243482 | 13175
Distribution Feeder Hardening-Recloser-93247105 | 13808
Distribution Feeder Hardening-Recloser-93267026 | 13042
Distribution Feeder Hardening-Recloser-93267906 | 13042
Distribution Feeder Hardening-Recloser-93280362 | 13299
Distribution Feeder Hardening-Recloser-93281395 | 13351
Distribution Feeder Hardening-Recloser-93284379 | 13351
Distribution Feeder Hardening-Recloser-93288863 | 13808
Distribution Feeder Hardening-Recloser-93289303 | 13808
Distribution Feeder Hardening-Recloser-93294591 | 13656
Distribution Feeder Hardening-Recloser-93311192 | 13128
Distribution Feeder Hardening-Recloser-93314936 | 13174
Distribution Feeder Hardening-Recloser-93317202 | 13906
Distribution Feeder Hardening-Recloser-93322588 | 13723
Distribution Feeder Hardening-Recloser-93327296 | 13985
Distribution Feeder Hardening-Recloser-93333261 | 13094
Distribution Feeder Hardening-Recloser-93333901 | 13889
Distribution Feeder Hardening-Recloser-93334804 | 13213
Distribution Feeder Hardening-Recloser-93335211 | 13213
Distribution Feeder Hardening-Recloser-93335953 | 13889
Distribution Feeder Hardening-Recloser-93336396 | 13114
Distribution Feeder Hardening-Recloser-93336597 | 13723
Distribution Feeder Hardening-Recloser-93338298 | 13117
Distribution Feeder Hardening-Recloser-93346318 | 13011
Distribution Feeder Hardening-Recloser-93356630 | 13808
Distribution Feeder Hardening-Recloser-93360846 | 13298
Distribution Feeder Hardening-Recloser-93364602 | 13213
Distribution Feeder Hardening-Recloser-93381126 | 13808
Distribution Feeder Hardening-Recloser-93390070 | 13985
Distribution Feeder Hardening-Recloser-93420969 | 13080
Lateral Hardening-Fuse-10000696 | 13236
Lateral Hardening-Fuse-10000698 | 13236
Lateral Hardening-Fuse-10000701 | 13236
Lateral Hardening-Fuse-10000703 | 13236
Lateral Hardening-Fuse-10000707 | 13236
Lateral Hardening-Fuse-10000708 | 13236
Lateral Hardening-Fuse-10000711 | 13236
Lateral Hardening-Fuse-10000714 | 13236
Lateral Hardening-Fuse-10000717 | 13236
Lateral Hardening-Fuse-10000718 | 13236
Lateral Hardening-Fuse-10000725 | 13236
Lateral Hardening-Fuse-10000734 | 13236
Lateral Hardening-Fuse-10000740 | 13236
Lateral Hardening-Fuse-10000744 | 13236
Lateral Hardening-Fuse-10000751 | 13236
Lateral Hardening-Fuse-10000752 | 13236
Lateral Hardening-Fuse-10000753 | 13648
Lateral Hardening-Fuse-10000755 | 13648
Lateral Hardening-Fuse-10000758 | 13648
Lateral Hardening-Fuse-10000768 | 13648
Lateral Hardening-Fuse-10000771 | 13236
Lateral Hardening-Fuse-10000777 | 13236
Lateral Hardening-Fuse-10000783 | 13236
Lateral Hardening-Fuse-10000785 | 13236
Lateral Hardening-Fuse-10000787 | 13236
Lateral Hardening-Fuse-10000811 | 13236
Lateral Hardening-Fuse-10000816 | 13236
Lateral Hardening-Fuse-10000823 | 13236
Lateral Hardening-Fuse-10000824 | 13236
Lateral Hardening-Fuse-10000836 | 13236
Lateral Hardening-Fuse-10000839 | 13236
Lateral Hardening-Fuse-10000856 | 13236
Lateral Hardening-Fuse-10000871 | 13236
Lateral Hardening-Fuse-10000873 | 13236
Lateral Hardening-Fuse-10000877 | 13236
Lateral Hardening-Fuse-10000878 | 13236
Lateral Hardening-Fuse-10000880 | 13236
Lateral Hardening-Fuse-10000883 | 13236
Lateral Hardening-Fuse-10000885 | 13236
Lateral Hardening-Fuse-10000886 | 13236
Lateral Hardening-Fuse-10000887 | 13236
Lateral Hardening-Fuse-10000888 | 13236
Lateral Hardening-Fuse-10000889 | 13236
Lateral Hardening-Fuse-10000890 | 13648
Lateral Hardening-Fuse-10000895 | 13236
Lateral Hardening-Fuse-10000903 | 13236
Lateral Hardening-Fuse-10000904 | 13236
Lateral Hardening-Fuse-10000906 | 13236
Lateral Hardening-Fuse-10000907 | 13236
Lateral Hardening-Fuse-10000909 | 13236
Lateral Hardening-Fuse-10000910 | 13648
Lateral Hardening-Fuse-10000912 | 13648
Lateral Hardening-Fuse-10000913 | 13648
Lateral Hardening-Fuse-10000920 | 13236
Lateral Hardening-Fuse-10000921 | 13236
Lateral Hardening-Fuse-10000922 | 13648
Lateral Hardening-Fuse-10000923 | 13236
Lateral Hardening-Fuse-10003899 | 13156
Lateral Hardening-Fuse-10003902 | 13156
Lateral Hardening-Fuse-10003905 | 13156
Lateral Hardening-Fuse-10003906 | 13156
Lateral Hardening-Fuse-10004625 | 13159
Lateral Hardening-Fuse-10004629 | 13159
Lateral Hardening-Fuse-10004631 | 13159
Lateral Hardening-Fuse-10004633 | 13159
Lateral Hardening-Fuse-10004634 | 13159
Lateral Hardening-Fuse-10004635 | 13159
Lateral Hardening-Fuse-10005210 | 13160
Lateral Hardening-Fuse-10005214 | 13160
Lateral Hardening-Fuse-10005221 | 13160
Lateral Hardening-Fuse-10005222 | 13160
Lateral Hardening-Fuse-10005224 | 13160
Lateral Hardening-Fuse-10005226 | 13160
Lateral Hardening-Fuse-10005228 | 13160
Lateral Hardening-Fuse-10005811 | 13183
Lateral Hardening-Fuse-10005845 | 13183
Lateral Hardening-Fuse-10005847 | 13183
Lateral Hardening-Fuse-10005855 | 13183
Lateral Hardening-Fuse-10005857 | 13183
Lateral Hardening-Fuse-10005863 | 13183
Lateral Hardening-Fuse-10005873 | 13183
Lateral Hardening-Fuse-10005887 | 13183
Lateral Hardening-Fuse-10005894 | 13183
Lateral Hardening-Fuse-10005895 | 13183
Lateral Hardening-Fuse-10005898 | 13183
Lateral Hardening-Fuse-10006669 | 13189
Lateral Hardening-Fuse-10007252 | 13737
Lateral Hardening-Fuse-10007255 | 13737
Lateral Hardening-Fuse-10007260 | 13737
Lateral Hardening-Fuse-10007582 | 13333
Lateral Hardening-Fuse-10007588 | 13333
Lateral Hardening-Fuse-10007594 | 13333
Lateral Hardening-Fuse-10007595 | 13333
Lateral Hardening-Fuse-10012509 | 13039
Lateral Hardening-Fuse-10012536 | 13039
Lateral Hardening-Fuse-10012540 | 13039
Lateral Hardening-Fuse-10013916 | 13140
Lateral Hardening-Fuse-10013927 | 13140
Lateral Hardening-Fuse-10014421 | 13016
Lateral Hardening-Fuse-10014422 | 13012
Lateral Hardening-Fuse-10015759 | 13161
Lateral Hardening-Fuse-10015761 | 13161
Lateral Hardening-Fuse-10015762 | 13161
Lateral Hardening-Fuse-10015764 | 13161
Lateral Hardening-Fuse-10016615 | 13535
Lateral Hardening-Fuse-10016620 | 13535
Lateral Hardening-Fuse-10020749 | 13221
Lateral Hardening-Fuse-10020750 | 13221
Lateral Hardening-Fuse-10020753 | 13221
Lateral Hardening-Fuse-10025058 | 13294
Lateral Hardening-Fuse-10025061 | 13294
Lateral Hardening-Fuse-10025070 | 13294
Lateral Hardening-Fuse-10025071 | 13294
Lateral Hardening-Fuse-10025072 | 13294
Lateral Hardening-Fuse-10025073 | 13294
Lateral Hardening-Fuse-10025079 | 13294
Lateral Hardening-Fuse-10025081 | 13294
Lateral Hardening-Fuse-10025082 | 13373
Lateral Hardening-Fuse-10025084 | 13373
Lateral Hardening-Fuse-10025085 | 13373
Lateral Hardening-Fuse-10025088 | 13373
Lateral Hardening-Fuse-10025093 | 13373
Lateral Hardening-Fuse-10025094 | 13373
Lateral Hardening-Fuse-10025099 | 13373
Lateral Hardening-Fuse-10025101 | 13373
Lateral Hardening-Fuse-10025105 | 13294
Lateral Hardening-Fuse-10025106 | 13373
Lateral Hardening-Fuse-10025107 | 13373
Lateral Hardening-Fuse-10025111 | 13373
Lateral Hardening-Fuse-10028764 | 13217
Lateral Hardening-Fuse-10028768 | 13217
Lateral Hardening-Fuse-10029687 | 13279
Lateral Hardening-Fuse-10029689 | 13279
Lateral Hardening-Fuse-10029691 | 13279
Lateral Hardening-Fuse-10029857 | 13406
Lateral Hardening-Fuse-10030639 | 13622
Lateral Hardening-Fuse-10030640 | 13622
Lateral Hardening-Fuse-10030676 | 13622
Lateral Hardening-Fuse-10030687 | 13621
Lateral Hardening-Fuse-10030688 | 13621
Lateral Hardening-Fuse-10030689 | 13621
Lateral Hardening-Fuse-10030697 | 13622
Lateral Hardening-Fuse-10030702 | 13621
Lateral Hardening-Fuse-10030706 | 13622
Lateral Hardening-Fuse-10047151 | 13888
Lateral Hardening-Fuse-10047154 | 13888
Lateral Hardening-Fuse-10050719 | 13199
Lateral Hardening-Fuse-10050722 | 13199
Lateral Hardening-Fuse-10050727 | 13199
Lateral Hardening-Fuse-10050728 | 13199
Lateral Hardening-Fuse-10050730 | 13199
Lateral Hardening-Fuse-10050732 | 13199
Lateral Hardening-Fuse-10050733 | 13199
Lateral Hardening-Fuse-10050734 | 13199
Lateral Hardening-Fuse-10051146 | 13021
Lateral Hardening-Fuse-10051153 | 13021
Lateral Hardening-Fuse-10051161 | 13021
Lateral Hardening-Fuse-10051836 | 13198
Lateral Hardening-Fuse-10051851 | 13198
Lateral Hardening-Fuse-10051852 | 13198
Lateral Hardening-Fuse-10051856 | 13198
Lateral Hardening-Fuse-10051863 | 13198
Lateral Hardening-Fuse-10051865 | 13198
Lateral Hardening-Fuse-10051873 | 13198
Lateral Hardening-Fuse-10051875 | 13198
Lateral Hardening-Fuse-10051879 | 13198
Lateral Hardening-Fuse-10051881 | 13198
Lateral Hardening-Fuse-10051883 | 13198
Lateral Hardening-Fuse-10051886 | 13198
Lateral Hardening-Fuse-10051889 | 13198
Lateral Hardening-Fuse-10051892 | 13198
Lateral Hardening-Fuse-10051896 | 13198
Lateral Hardening-Fuse-10051898 | 13198
Lateral Hardening-Fuse-10052663 | 13417
Lateral Hardening-Fuse-10052665 | 13417
Lateral Hardening-Fuse-10052675 | 13417
Lateral Hardening-Fuse-10053266 | 13544
Lateral Hardening-Fuse-10053269 | 13544
Lateral Hardening-Fuse-10053270 | 13544
Lateral Hardening-Fuse-10054332 | 13205
Lateral Hardening-Fuse-10054994 | 13419
Lateral Hardening-Fuse-10054998 | 13419
Lateral Hardening-Fuse-10054999 | 13419
Lateral Hardening-Fuse-10055000 | 13419
Lateral Hardening-Fuse-10055003 | 13419
Lateral Hardening-Fuse-10055005 | 13419
Lateral Hardening-Fuse-10055006 | 13419
Lateral Hardening-Fuse-10055007 | 13419
Lateral Hardening-Fuse-10055015 | 13419
Lateral Hardening-Fuse-10055016 | 13419
Lateral Hardening-Fuse-10055018 | 13419
Lateral Hardening-Fuse-10055019 | 13419
Lateral Hardening-Fuse-10055020 | 13419
Lateral Hardening-Fuse-10055023 | 13419
Lateral Hardening-Fuse-10055027 | 13419
Lateral Hardening-Fuse-10055030 | 13419
Lateral Hardening-Fuse-10055032 | 13419
Lateral Hardening-Fuse-10055033 | 13419
Lateral Hardening-Fuse-10055039 | 13419
Lateral Hardening-Fuse-10055042 | 13419
Lateral Hardening-Fuse-10055052 | 13419
Lateral Hardening-Fuse-10055061 | 13419
Lateral Hardening-Fuse-10055929 | 13420
Lateral Hardening-Fuse-10055936 | 13420
Lateral Hardening-Fuse-10055939 | 13420
Lateral Hardening-Fuse-10055940 | 13420
Lateral Hardening-Fuse-10055941 | 13420
Lateral Hardening-Fuse-10055942 | 13420
Lateral Hardening-Fuse-10055944 | 13420
Lateral Hardening-Fuse-10057082 | 13005
Lateral Hardening-Fuse-10057085 | 13005
Lateral Hardening-Fuse-10057089 | 13005
Lateral Hardening-Fuse-10057093 | 13005
Lateral Hardening-Fuse-10057098 | 13005
Lateral Hardening-Fuse-10057099 | 13005
Lateral Hardening-Fuse-10057102 | 13005
Lateral Hardening-Fuse-10057938 | 13010
Lateral Hardening-Fuse-10060321 | 13418
Lateral Hardening-Fuse-10060322 | 13418
Lateral Hardening-Fuse-10061157 | 13406
Lateral Hardening-Fuse-10061183 | 13071
Lateral Hardening-Fuse-10061188 | 13071
Lateral Hardening-Fuse-10061189 | 13071
Lateral Hardening-Fuse-10061190 | 13071
Lateral Hardening-Fuse-10061191 | 13071
Lateral Hardening-Fuse-10061193 | 13071
Lateral Hardening-Fuse-10061200 | 13071
Lateral Hardening-Fuse-10061207 | 13071
Lateral Hardening-Fuse-10061210 | 13406
Lateral Hardening-Fuse-10061211 | 13406
Lateral Hardening-Fuse-10061213 | 13071
Lateral Hardening-Fuse-10061217 | 13071
Lateral Hardening-Fuse-10061218 | 13406
Lateral Hardening-Fuse-10064487 | 13405
Lateral Hardening-Fuse-10064493 | 13405
Lateral Hardening-Fuse-10064500 | 14274
Lateral Hardening-Fuse-10064503 | 13405
Lateral Hardening-Fuse-10064506 | 13405
Lateral Hardening-Fuse-10064507 | 13405
Lateral Hardening-Fuse-10064508 | 13405
Lateral Hardening-Fuse-10064509 | 13405
Lateral Hardening-Fuse-10064510 | 13405
Lateral Hardening-Fuse-10064515 | 14274
Lateral Hardening-Fuse-10064516 | 13405
Lateral Hardening-Fuse-10064520 | 13405
Lateral Hardening-Fuse-10064521 | 13405
Lateral Hardening-Fuse-10064522 | 13405
Lateral Hardening-Fuse-10064523 | 13405
Lateral Hardening-Fuse-10064524 | 13405
Lateral Hardening-Fuse-10064525 | 13405
Lateral Hardening-Fuse-10064526 | 13405
Lateral Hardening-Fuse-10067959 | 13233
Lateral Hardening-Fuse-10067975 | 13233
Lateral Hardening-Fuse-10070651 | 13984
Lateral Hardening-Fuse-10070652 | 13984
Lateral Hardening-Fuse-10070656 | 13984
Lateral Hardening-Fuse-10070659 | 13984
Lateral Hardening-Fuse-10070660 | 13984
Lateral Hardening-Fuse-10070661 | 13984
Lateral Hardening-Fuse-10070662 | 13984
Lateral Hardening-Fuse-10070663 | 13657
Lateral Hardening-Fuse-10070665 | 13657
Lateral Hardening-Fuse-10070671 | 13657
Lateral Hardening-Fuse-10070673 | 13657
Lateral Hardening-Fuse-10070674 | 13657
Lateral Hardening-Fuse-10070676 | 13984
Lateral Hardening-Fuse-10070678 | 13657
Lateral Hardening-Fuse-10070679 | 13657
Lateral Hardening-Fuse-10070681 | 13657
Lateral Hardening-Fuse-10070683 | 13657
Lateral Hardening-Fuse-10070688 | 13657
Lateral Hardening-Fuse-10070691 | 13657
Lateral Hardening-Fuse-10070692 | 13657
Lateral Hardening-Fuse-10070694 | 13657
Lateral Hardening-Fuse-10070695 | 13268
Lateral Hardening-Fuse-10070696 | 13657
Lateral Hardening-Fuse-10070701 | 13657
Lateral Hardening-Fuse-10070702 | 13657
Lateral Hardening-Fuse-10070704 | 13657
Lateral Hardening-Fuse-10070706 | 13657
Lateral Hardening-Fuse-10070707 | 13657
Lateral Hardening-Fuse-10070708 | 13657
Lateral Hardening-Fuse-10070709 | 13657
Lateral Hardening-Fuse-10070711 | 13657
Lateral Hardening-Fuse-10070713 | 13657
Lateral Hardening-Fuse-10070714 | 13657
Lateral Hardening-Fuse-10070715 | 13657
Lateral Hardening-Fuse-10070716 | 13657
Lateral Hardening-Fuse-10070717 | 13657
Lateral Hardening-Fuse-10070718 | 13657
Lateral Hardening-Fuse-10070720 | 13657
Lateral Hardening-Fuse-10070726 | 13984
Lateral Hardening-Fuse-10070727 | 13984
Lateral Hardening-Fuse-10070728 | 13984
Lateral Hardening-Fuse-10070730 | 13984
Lateral Hardening-Fuse-10070731 | 13984
Lateral Hardening-Fuse-10070732 | 13984
Lateral Hardening-Fuse-10070735 | 13984
Lateral Hardening-Fuse-10070737 | 13984
Lateral Hardening-Fuse-10070738 | 13984
Lateral Hardening-Fuse-10070739 | 13984
Lateral Hardening-Fuse-10070740 | 13984
Lateral Hardening-Fuse-10070741 | 13984
Lateral Hardening-Fuse-10070743 | 13657
Lateral Hardening-Fuse-10070744 | 13657
Lateral Hardening-Fuse-10070746 | 13657
Lateral Hardening-Fuse-10070747 | 13657
Lateral Hardening-Fuse-10070749 | 13657
Lateral Hardening-Fuse-10070750 | 13657
Lateral Hardening-Fuse-10070752 | 13657
Lateral Hardening-Fuse-10070758 | 13657
Lateral Hardening-Fuse-10070760 | 13657
Lateral Hardening-Fuse-10070761 | 13984
Lateral Hardening-Fuse-10070762 | 13657
Lateral Hardening-Fuse-10070763 | 13657
Lateral Hardening-Fuse-10070764 | 13657
Lateral Hardening-Fuse-10070766 | 13657
Lateral Hardening-Fuse-10070767 | 13657
Lateral Hardening-Fuse-10070769 | 13657
Lateral Hardening-Fuse-10071927 | 13305
Lateral Hardening-Fuse-10071929 | 13305
Lateral Hardening-Fuse-10071933 | 13305
Lateral Hardening-Fuse-10071934 | 13305
Lateral Hardening-Fuse-10071935 | 13305
Lateral Hardening-Fuse-10071936 | 13305
Lateral Hardening-Fuse-10071937 | 13305
Lateral Hardening-Fuse-10071938 | 13305
Lateral Hardening-Fuse-10071941 | 13305
Lateral Hardening-Fuse-10071944 | 13305
Lateral Hardening-Fuse-10071945 | 13305
Lateral Hardening-Fuse-10071949 | 13305
Lateral Hardening-Fuse-10071952 | 13305
Lateral Hardening-Fuse-10071954 | 13305
Lateral Hardening-Fuse-10071955 | 13305
Lateral Hardening-Fuse-10071956 | 13305
Lateral Hardening-Fuse-10071958 | 13305
Lateral Hardening-Fuse-10071961 | 13305
Lateral Hardening-Fuse-10071962 | 13305
Lateral Hardening-Fuse-10071964 | 13305
Lateral Hardening-Fuse-10071965 | 13305
Lateral Hardening-Fuse-10071966 | 13305
Lateral Hardening-Fuse-10071967 | 13305
Lateral Hardening-Fuse-10071969 | 13305
Lateral Hardening-Fuse-10071970 | 13305
Lateral Hardening-Fuse-10071973 | 13305
Lateral Hardening-Fuse-10071974 | 13305
Lateral Hardening-Fuse-10071989 | 13305
Lateral Hardening-Fuse-10071990 | 13305
Lateral Hardening-Fuse-10071991 | 13305
Lateral Hardening-Fuse-10071992 | 13305
Lateral Hardening-Fuse-10071994 | 13305
Lateral Hardening-Fuse-10072002 | 13305
Lateral Hardening-Fuse-10072003 | 13305
Lateral Hardening-Fuse-10072004 | 13305
Lateral Hardening-Fuse-10072005 | 13305
Lateral Hardening-Fuse-10072006 | 13305
Lateral Hardening-Fuse-10072007 | 13305
Lateral Hardening-Fuse-10072009 | 13305
Lateral Hardening-Fuse-10072011 | 13305
Lateral Hardening-Fuse-10072012 | 13305
Lateral Hardening-Fuse-10072013 | 13305
Lateral Hardening-Fuse-10072014 | 13305
Lateral Hardening-Fuse-10072015 | 13305
Lateral Hardening-Fuse-10072016 | 13305
Lateral Hardening-Fuse-10075183 | 13656
Lateral Hardening-Fuse-10075189 | 13656
Lateral Hardening-Fuse-10075203 | 13656
Lateral Hardening-Fuse-10075211 | 13656
Lateral Hardening-Fuse-10075218 | 13656
Lateral Hardening-Fuse-10075221 | 13656
Lateral Hardening-Fuse-10075222 | 13656
Lateral Hardening-Fuse-10075223 | 13656
Lateral Hardening-Fuse-10075228 | 13656
Lateral Hardening-Fuse-10075230 | 13656
Lateral Hardening-Fuse-10075231 | 13656
Lateral Hardening-Fuse-10075232 | 13656
Lateral Hardening-Fuse-10075234 | 13656
Lateral Hardening-Fuse-10075240 | 13656
Lateral Hardening-Fuse-10075242 | 13656
Lateral Hardening-Fuse-10075243 | 13656
Lateral Hardening-Fuse-10075244 | 13656
Lateral Hardening-Fuse-10075245 | 13656
Lateral Hardening-Fuse-10075246 | 13656
Lateral Hardening-Fuse-10075247 | 13656
Lateral Hardening-Fuse-10075249 | 13656
Lateral Hardening-Fuse-10075253 | 13656
Lateral Hardening-Fuse-10075259 | 13656
Lateral Hardening-Fuse-10075260 | 13656
Lateral Hardening-Fuse-10075267 | 13656
Lateral Hardening-Fuse-10075278 | 13656
Lateral Hardening-Fuse-10075279 | 13656
Lateral Hardening-Fuse-10075285 | 13656
Lateral Hardening-Fuse-10075286 | 13656
Lateral Hardening-Fuse-10075287 | 13656
Lateral Hardening-Fuse-10075288 | 13656
Lateral Hardening-Fuse-10075289 | 13656
Lateral Hardening-Fuse-10075293 | 13656
Lateral Hardening-Fuse-10075294 | 13656
Lateral Hardening-Fuse-10075295 | 13656
Lateral Hardening-Fuse-10075298 | 13656
Lateral Hardening-Fuse-10075299 | 13656
Lateral Hardening-Fuse-10075301 | 13656
Lateral Hardening-Fuse-10075303 | 13656
Lateral Hardening-Fuse-10075304 | 13656
Lateral Hardening-Fuse-10075305 | 13656
Lateral Hardening-Fuse-10075306 | 13656
Lateral Hardening-Fuse-10075312 | 13656
Lateral Hardening-Fuse-10075313 | 13656
Lateral Hardening-Fuse-10075314 | 13656
Lateral Hardening-Fuse-10075317 | 13656
Lateral Hardening-Fuse-10075319 | 13656
Lateral Hardening-Fuse-10075333 | 13656
Lateral Hardening-Fuse-10075336 | 13656
Lateral Hardening-Fuse-10075339 | 13656
Lateral Hardening-Fuse-10075340 | 13656
Lateral Hardening-Fuse-10075341 | 13656
Lateral Hardening-Fuse-10075343 | 13656
Lateral Hardening-Fuse-10075346 | 13656
Lateral Hardening-Fuse-10075347 | 13656
Lateral Hardening-Fuse-10075350 | 13656
Lateral Hardening-Fuse-10075352 | 13656
Lateral Hardening-Fuse-10075353 | 13656
Lateral Hardening-Fuse-10075354 | 13656
Lateral Hardening-Fuse-10075355 | 13656
Lateral Hardening-Fuse-10075360 | 13656
Lateral Hardening-Fuse-10077309 | 14144
Lateral Hardening-Fuse-10077312 | 14144
Lateral Hardening-Fuse-10077313 | 14144
Lateral Hardening-Fuse-10077317 | 13304
Lateral Hardening-Fuse-10077321 | 14144
Lateral Hardening-Fuse-10080873 | 13668
Lateral Hardening-Fuse-10080875 | 13668
Lateral Hardening-Fuse-10080876 | 13668
Lateral Hardening-Fuse-10080878 | 13668
Lateral Hardening-Fuse-10080879 | 13668
Lateral Hardening-Fuse-10080880 | 13668
Lateral Hardening-Fuse-10080881 | 13668
Lateral Hardening-Fuse-10080884 | 13668
Lateral Hardening-Fuse-10080885 | 13668
Lateral Hardening-Fuse-10080887 | 13668
Lateral Hardening-Fuse-10080890 | 13668
Lateral Hardening-Fuse-10080891 | 14000
Lateral Hardening-Fuse-10080894 | 14000
Lateral Hardening-Fuse-10080895 | 14000
Lateral Hardening-Fuse-10080898 | 14000
Lateral Hardening-Fuse-10080905 | 14000
Lateral Hardening-Fuse-10080906 | 14000
Lateral Hardening-Fuse-10080907 | 14000
Lateral Hardening-Fuse-10080908 | 14000
Lateral Hardening-Fuse-10080909 | 14000
Lateral Hardening-Fuse-10080910 | 14000
Lateral Hardening-Fuse-10080911 | 13668
Lateral Hardening-Fuse-10080912 | 13668
Lateral Hardening-Fuse-10080918 | 13668
Lateral Hardening-Fuse-10080921 | 14000
Lateral Hardening-Fuse-10080923 | 14000
Lateral Hardening-Fuse-10080925 | 14000
Lateral Hardening-Fuse-10080926 | 14000
Lateral Hardening-Fuse-10080927 | 14000
Lateral Hardening-Fuse-10080929 | 14000
Lateral Hardening-Fuse-10080930 | 14000
Lateral Hardening-Fuse-10080932 | 14000
Lateral Hardening-Fuse-10080933 | 14000
Lateral Hardening-Fuse-10080934 | 14000
Lateral Hardening-Fuse-10080935 | 14000
Lateral Hardening-Fuse-10080936 | 14000
Lateral Hardening-Fuse-10080937 | 13668
Lateral Hardening-Fuse-10080938 | 14000
Lateral Hardening-Fuse-10080939 | 14000
Lateral Hardening-Fuse-10080940 | 14000
Lateral Hardening-Fuse-10080944 | 13668
Lateral Hardening-Fuse-10080947 | 13668
Lateral Hardening-Fuse-10080948 | 13668
Lateral Hardening-Fuse-10080955 | 14000
Lateral Hardening-Fuse-10080956 | 14000
Lateral Hardening-Fuse-10080958 | 13668
Lateral Hardening-Fuse-10080960 | 13668
Lateral Hardening-Fuse-10080962 | 14000
Lateral Hardening-Fuse-10080963 | 14000
Lateral Hardening-Fuse-10080964 | 14000
Lateral Hardening-Fuse-10080965 | 14000
Lateral Hardening-Fuse-10080966 | 14000
Lateral Hardening-Fuse-10080967 | 14000
Lateral Hardening-Fuse-10080968 | 14000
Lateral Hardening-Fuse-10080969 | 14000
Lateral Hardening-Fuse-10080970 | 14000
Lateral Hardening-Fuse-10080971 | 14000
Lateral Hardening-Fuse-10080973 | 13668
Lateral Hardening-Fuse-10080974 | 13668
Lateral Hardening-Fuse-10080975 | 13668
Lateral Hardening-Fuse-10080976 | 13668
Lateral Hardening-Fuse-10080977 | 13668
Lateral Hardening-Fuse-10080979 | 14000
Lateral Hardening-Fuse-10080980 | 13668
Lateral Hardening-Fuse-10080984 | 14000
Lateral Hardening-Fuse-10080985 | 13668
Lateral Hardening-Fuse-10080987 | 13668
Lateral Hardening-Fuse-10084364 | 13204
Lateral Hardening-Fuse-10084365 | 13204
Lateral Hardening-Fuse-10085305 | 13028
Lateral Hardening-Fuse-10085312 | 13028
Lateral Hardening-Fuse-10085313 | 13028
Lateral Hardening-Fuse-10085314 | 13028
Lateral Hardening-Fuse-10085315 | 13028
Lateral Hardening-Fuse-10085316 | 13028
Lateral Hardening-Fuse-10085317 | 13028
Lateral Hardening-Fuse-10085327 | 13028
Lateral Hardening-Fuse-10085332 | 13028
Lateral Hardening-Fuse-10086434 | 13026
Lateral Hardening-Fuse-10086437 | 13026
Lateral Hardening-Fuse-10087539 | 13389
Lateral Hardening-Fuse-10087540 | 13389
Lateral Hardening-Fuse-10087541 | 13389
Lateral Hardening-Fuse-10087542 | 13389
Lateral Hardening-Fuse-10087543 | 13389
Lateral Hardening-Fuse-10087545 | 13389
Lateral Hardening-Fuse-10087546 | 13389
Lateral Hardening-Fuse-10087547 | 13389
Lateral Hardening-Fuse-10087548 | 13389
Lateral Hardening-Fuse-10087549 | 13389
Lateral Hardening-Fuse-10087551 | 13389
Lateral Hardening-Fuse-10087559 | 13389
Lateral Hardening-Fuse-10087561 | 13389
Lateral Hardening-Fuse-10087562 | 13389
Lateral Hardening-Fuse-10087563 | 13389
Lateral Hardening-Fuse-10087566 | 13389
Lateral Hardening-Fuse-10087567 | 13389
Lateral Hardening-Fuse-10087570 | 13389
Lateral Hardening-Fuse-10087572 | 13389
Lateral Hardening-Fuse-10087575 | 13389
Lateral Hardening-Fuse-10087578 | 13389
Lateral Hardening-Fuse-10087587 | 13389
Lateral Hardening-Fuse-10087588 | 13389
Lateral Hardening-Fuse-10087589 | 13389
Lateral Hardening-Fuse-10087590 | 13389
Lateral Hardening-Fuse-10087591 | 13389
Lateral Hardening-Fuse-10087593 | 13389
Lateral Hardening-Fuse-10087596 | 13389
Lateral Hardening-Fuse-10087598 | 13389
Lateral Hardening-Fuse-10087599 | 13389
Lateral Hardening-Fuse-10087600 | 13389
Lateral Hardening-Fuse-10087604 | 13389
Lateral Hardening-Fuse-10087605 | 13389
Lateral Hardening-Fuse-10087609 | 13389
Lateral Hardening-Fuse-10087610 | 13389
Lateral Hardening-Fuse-10087611 | 13389
Lateral Hardening-Fuse-10087612 | 13389
Lateral Hardening-Fuse-10087613 | 13389
Lateral Hardening-Fuse-10087614 | 13389
Lateral Hardening-Fuse-10087615 | 13389
Lateral Hardening-Fuse-10088500 | 13175
Lateral Hardening-Fuse-10088509 | 13175
Lateral Hardening-Fuse-10088510 | 13175
Lateral Hardening-Fuse-10088511 | 13175
Lateral Hardening-Fuse-10088519 | 13175
Lateral Hardening-Fuse-10088520 | 13175
Lateral Hardening-Fuse-10088540 | 13175
Lateral Hardening-Fuse-10088546 | 13175
Lateral Hardening-Fuse-10088547 | 13175
Lateral Hardening-Fuse-10089355 | 13278
Lateral Hardening-Fuse-10089358 | 13278
Lateral Hardening-Fuse-10089363 | 13278
Lateral Hardening-Fuse-10089364 | 13278
Lateral Hardening-Fuse-10089365 | 13278
Lateral Hardening-Fuse-10089366 | 13278
Lateral Hardening-Fuse-10089367 | 13278
Lateral Hardening-Fuse-10089368 | 13278
Lateral Hardening-Fuse-10089369 | 13278
Lateral Hardening-Fuse-10089371 | 13278
Lateral Hardening-Fuse-10089374 | 13278
Lateral Hardening-Fuse-10089376 | 13278
Lateral Hardening-Fuse-10089378 | 13278
Lateral Hardening-Fuse-10089380 | 13278
Lateral Hardening-Fuse-10089383 | 13278
Lateral Hardening-Fuse-10089386 | 13278
Lateral Hardening-Fuse-10089387 | 13278
Lateral Hardening-Fuse-10089388 | 13278
Lateral Hardening-Fuse-10089390 | 13278
Lateral Hardening-Fuse-10089965 | 13279
Lateral Hardening-Fuse-10089968 | 13279
Lateral Hardening-Fuse-10089969 | 13279
Lateral Hardening-Fuse-10089975 | 13279
Lateral Hardening-Fuse-10090001 | 13279
Lateral Hardening-Fuse-10090003 | 13279
Lateral Hardening-Fuse-10090442 | 13280
Lateral Hardening-Fuse-10090451 | 13280
Lateral Hardening-Fuse-10090452 | 13280
Lateral Hardening-Fuse-10090454 | 13280
Lateral Hardening-Fuse-10090739 | 13294
Lateral Hardening-Fuse-10090747 | 13294
Lateral Hardening-Fuse-10090748 | 13294
Lateral Hardening-Fuse-10090751 | 13294
Lateral Hardening-Fuse-10090763 | 13294
Lateral Hardening-Fuse-10090768 | 13294
Lateral Hardening-Fuse-10090771 | 13294
Lateral Hardening-Fuse-10090774 | 13294
Lateral Hardening-Fuse-10090783 | 13294
Lateral Hardening-Fuse-10091379 | 13279
Lateral Hardening-Fuse-10091380 | 13279
Lateral Hardening-Fuse-10091389 | 13370
Lateral Hardening-Fuse-10091390 | 13370
Lateral Hardening-Fuse-10091392 | 13370
Lateral Hardening-Fuse-10091393 | 13279
Lateral Hardening-Fuse-10091394 | 13278
Lateral Hardening-Fuse-10091397 | 13373
Lateral Hardening-Fuse-10091401 | 13373
Lateral Hardening-Fuse-10091403 | 13373
Lateral Hardening-Fuse-10091410 | 13373
Lateral Hardening-Fuse-10091416 | 13373
Lateral Hardening-Fuse-10091423 | 13373
Lateral Hardening-Fuse-10091424 | 13373
Lateral Hardening-Fuse-10091427 | 13370
Lateral Hardening-Fuse-10092391 | 13610
Lateral Hardening-Fuse-10092392 | 13610
Lateral Hardening-Fuse-10092393 | 13610
Lateral Hardening-Fuse-10092395 | 13610
Lateral Hardening-Fuse-10092872 | 13611
Lateral Hardening-Fuse-10092873 | 13611
Lateral Hardening-Fuse-10092874 | 13611
Lateral Hardening-Fuse-10092875 | 13611
Lateral Hardening-Fuse-10092879 | 13611
Lateral Hardening-Fuse-10092882 | 13611
Lateral Hardening-Fuse-10093141 | 13613
Lateral Hardening-Fuse-10093145 | 13613
Lateral Hardening-Fuse-10093146 | 13613
Lateral Hardening-Fuse-10093147 | 13613
Lateral Hardening-Fuse-10093148 | 13613
Lateral Hardening-Fuse-10093628 | 13043
Lateral Hardening-Fuse-10093636 | 13043
Lateral Hardening-Fuse-10093638 | 13043
Lateral Hardening-Fuse-10093646 | 13043
Lateral Hardening-Fuse-10093649 | 13043
Lateral Hardening-Fuse-10093656 | 13043
Lateral Hardening-Fuse-10093657 | 13043
Lateral Hardening-Fuse-10093658 | 13043
Lateral Hardening-Fuse-10093659 | 13043
Lateral Hardening-Fuse-10093663 | 13043
Lateral Hardening-Fuse-10093665 | 13043
Lateral Hardening-Fuse-10093667 | 13043
Lateral Hardening-Fuse-10093672 | 13043
Lateral Hardening-Fuse-10093678 | 13043
Lateral Hardening-Fuse-10093680 | 13043
Lateral Hardening-Fuse-10093683 | 13043
Lateral Hardening-Fuse-10093684 | 13043
Lateral Hardening-Fuse-10093686 | 13043
Lateral Hardening-Fuse-10093687 | 13043
Lateral Hardening-Fuse-10093691 | 13043
Lateral Hardening-Fuse-10095389 | 13786
Lateral Hardening-Fuse-10095391 | 13786
Lateral Hardening-Fuse-10095392 | 13786
Lateral Hardening-Fuse-10095393 | 13786
Lateral Hardening-Fuse-10095394 | 13786
Lateral Hardening-Fuse-10095398 | 13786
Lateral Hardening-Fuse-10095403 | 13786
Lateral Hardening-Fuse-10095410 | 13786
Lateral Hardening-Fuse-10095413 | 13786
Lateral Hardening-Fuse-10095415 | 13786
Lateral Hardening-Fuse-10095422 | 13786
Lateral Hardening-Fuse-10095424 | 13786
Lateral Hardening-Fuse-10095426 | 13786
Lateral Hardening-Fuse-10095430 | 13786
Lateral Hardening-Fuse-10095431 | 13786
Lateral Hardening-Fuse-10095432 | 13786
Lateral Hardening-Fuse-10095434 | 13786
Lateral Hardening-Fuse-10095435 | 13786
Lateral Hardening-Fuse-10095438 | 13786
Lateral Hardening-Fuse-10095441 | 13786
Lateral Hardening-Fuse-10095445 | 13786
Lateral Hardening-Fuse-10095448 | 13786
Lateral Hardening-Fuse-10095449 | 13786
Lateral Hardening-Fuse-10095454 | 13786
Lateral Hardening-Fuse-10095458 | 13786
Lateral Hardening-Fuse-10095459 | 13786
Lateral Hardening-Fuse-10095467 | 13786
Lateral Hardening-Fuse-10095469 | 13786
Lateral Hardening-Fuse-10095471 | 13786
Lateral Hardening-Fuse-10095472 | 13786
Lateral Hardening-Fuse-10095473 | 13786
Lateral Hardening-Fuse-10095474 | 13786
Lateral Hardening-Fuse-10095475 | 13786
Lateral Hardening-Fuse-10095478 | 13786
Lateral Hardening-Fuse-10095479 | 13786
Lateral Hardening-Fuse-10095482 | 13786
Lateral Hardening-Fuse-10095485 | 13786
Lateral Hardening-Fuse-10095486 | 13786
Lateral Hardening-Fuse-10095487 | 13786
Lateral Hardening-Fuse-10095488 | 13786
Lateral Hardening-Fuse-10095489 | 13786
Lateral Hardening-Fuse-10095490 | 13786
Lateral Hardening-Fuse-10095493 | 13786
Lateral Hardening-Fuse-10095500 | 13786
Lateral Hardening-Fuse-10095502 | 13786
Lateral Hardening-Fuse-10095504 | 13786
Lateral Hardening-Fuse-10095505 | 13786
Lateral Hardening-Fuse-10095508 | 13786
Lateral Hardening-Fuse-10095509 | 13786
Lateral Hardening-Fuse-10095510 | 13786
Lateral Hardening-Fuse-10095511 | 13786
Lateral Hardening-Fuse-10095513 | 13786
Lateral Hardening-Fuse-10095515 | 13786
Lateral Hardening-Fuse-10095516 | 13786
Lateral Hardening-Fuse-10095520 | 13786
Lateral Hardening-Fuse-10095521 | 13786
Lateral Hardening-Fuse-10095522 | 13786
Lateral Hardening-Fuse-10095523 | 13786
Lateral Hardening-Fuse-10095526 | 13786
Lateral Hardening-Fuse-10095528 | 13786
Lateral Hardening-Fuse-10095530 | 13786
Lateral Hardening-Fuse-10095531 | 13786
Lateral Hardening-Fuse-10095532 | 13786
Lateral Hardening-Fuse-10095535 | 13786
Lateral Hardening-Fuse-10095539 | 13786
Lateral Hardening-Fuse-10095541 | 13786
Lateral Hardening-Fuse-10095542 | 13786
Lateral Hardening-Fuse-10095543 | 13786
Lateral Hardening-Fuse-10095544 | 13786
Lateral Hardening-Fuse-10095547 | 13786
Lateral Hardening-Fuse-10095548 | 13786
Lateral Hardening-Fuse-10095549 | 13786
Lateral Hardening-Fuse-10095552 | 13786
Lateral Hardening-Fuse-10096960 | 13906
Lateral Hardening-Fuse-10096964 | 13906
Lateral Hardening-Fuse-10096968 | 13906
Lateral Hardening-Fuse-10096979 | 13461
Lateral Hardening-Fuse-10096985 | 13906
Lateral Hardening-Fuse-10096999 | 13461
Lateral Hardening-Fuse-10097003 | 13461
Lateral Hardening-Fuse-10097004 | 13461
Lateral Hardening-Fuse-10097009 | 13906
Lateral Hardening-Fuse-10097011 | 13461
Lateral Hardening-Fuse-10097020 | 13461
Lateral Hardening-Fuse-10097021 | 13461
Lateral Hardening-Fuse-10097023 | 13461
Lateral Hardening-Fuse-10097025 | 13906
Lateral Hardening-Fuse-10097028 | 13461
Lateral Hardening-Fuse-10097031 | 13906
Lateral Hardening-Fuse-10097032 | 13461
Lateral Hardening-Fuse-10097033 | 13461
Lateral Hardening-Fuse-10097034 | 13461
Lateral Hardening-Fuse-10097043 | 13461
Lateral Hardening-Fuse-10097044 | 13461
Lateral Hardening-Fuse-10097045 | 13906
Lateral Hardening-Fuse-10097048 | 13461
Lateral Hardening-Fuse-10097050 | 13909
Lateral Hardening-Fuse-10097053 | 13461
Lateral Hardening-Fuse-10097054 | 13461
Lateral Hardening-Fuse-10097058 | 13461
Lateral Hardening-Fuse-10097059 | 13461
Lateral Hardening-Fuse-10097063 | 13909
Lateral Hardening-Fuse-10097065 | 13461
Lateral Hardening-Fuse-10098182 | 13084
Lateral Hardening-Fuse-10098183 | 13084
Lateral Hardening-Fuse-10098184 | 13084
Lateral Hardening-Fuse-10098191 | 13084
Lateral Hardening-Fuse-10098194 | 13084
Lateral Hardening-Fuse-10098197 | 13084
Lateral Hardening-Fuse-10098198 | 13084
Lateral Hardening-Fuse-10098199 | 13084
Lateral Hardening-Fuse-10098200 | 13084
Lateral Hardening-Fuse-10098508 | 13085
Lateral Hardening-Fuse-10098509 | 13085
Lateral Hardening-Fuse-10098510 | 13085
Lateral Hardening-Fuse-10098512 | 13085
Lateral Hardening-Fuse-10098735 | 13087
Lateral Hardening-Fuse-10098736 | 13087
Lateral Hardening-Fuse-10098737 | 13087
Lateral Hardening-Fuse-10098738 | 13087
Lateral Hardening-Fuse-10098739 | 13087
Lateral Hardening-Fuse-10098740 | 13087
Lateral Hardening-Fuse-10099320 | 13087
Lateral Hardening-Fuse-10099330 | 13963
Lateral Hardening-Fuse-10099334 | 13087
Lateral Hardening-Fuse-10099338 | 13087
Lateral Hardening-Fuse-10099342 | 13963
Lateral Hardening-Fuse-10099348 | 13963
Lateral Hardening-Fuse-10099350 | 13963
Lateral Hardening-Fuse-10099354 | 13963
Lateral Hardening-Fuse-10099360 | 13963
Lateral Hardening-Fuse-10099361 | 13963
Lateral Hardening-Fuse-10099363 | 13963
Lateral Hardening-Fuse-10099364 | 13963
Lateral Hardening-Fuse-10099365 | 13963
Lateral Hardening-Fuse-10099366 | 13963
Lateral Hardening-Fuse-10099367 | 13963
Lateral Hardening-Fuse-10099368 | 13963
Lateral Hardening-Fuse-10099369 | 13963
Lateral Hardening-Fuse-10100683 | 13048
Lateral Hardening-Fuse-10100684 | 13048
Lateral Hardening-Fuse-10100689 | 13048
Lateral Hardening-Fuse-10100690 | 13048
Lateral Hardening-Fuse-10100691 | 13048
Lateral Hardening-Fuse-10100699 | 13048
Lateral Hardening-Fuse-10100700 | 13048
Lateral Hardening-Fuse-10100701 | 13048
Lateral Hardening-Fuse-10100702 | 13048
Lateral Hardening-Fuse-10100704 | 13048
Lateral Hardening-Fuse-10100708 | 13048
Lateral Hardening-Fuse-10100709 | 13048
Lateral Hardening-Fuse-10100711 | 13048
Lateral Hardening-Fuse-10100712 | 13048
Lateral Hardening-Fuse-10100713 | 13048
Lateral Hardening-Fuse-10100714 | 13048
Lateral Hardening-Fuse-10100715 | 13048
Lateral Hardening-Fuse-10100716 | 13048
Lateral Hardening-Fuse-10100717 | 13048
Lateral Hardening-Fuse-10100719 | 13048
Lateral Hardening-Fuse-10100720 | 13048
Lateral Hardening-Fuse-10100721 | 13048
Lateral Hardening-Fuse-10100722 | 13048
Lateral Hardening-Fuse-10100724 | 13048
Lateral Hardening-Fuse-10100725 | 13048
Lateral Hardening-Fuse-10100728 | 13048
Lateral Hardening-Fuse-10101245 | 13046
Lateral Hardening-Fuse-10101247 | 13046
Lateral Hardening-Fuse-10101248 | 13046
Lateral Hardening-Fuse-10101249 | 13046
Lateral Hardening-Fuse-10101252 | 13046
Lateral Hardening-Fuse-10101253 | 13046
Lateral Hardening-Fuse-10101255 | 13046
Lateral Hardening-Fuse-10101256 | 13046
Lateral Hardening-Fuse-10101257 | 13046
Lateral Hardening-Fuse-10101258 | 13046
Lateral Hardening-Fuse-10101265 | 13046
Lateral Hardening-Fuse-10101267 | 13046
Lateral Hardening-Fuse-10101268 | 13046
Lateral Hardening-Fuse-10101272 | 13046
Lateral Hardening-Fuse-10101273 | 13046
Lateral Hardening-Fuse-10101274 | 13046
Lateral Hardening-Fuse-10101275 | 13046
Lateral Hardening-Fuse-10101285 | 13046
Lateral Hardening-Fuse-10101286 | 13046
Lateral Hardening-Fuse-10101287 | 13046
Lateral Hardening-Fuse-10101288 | 13046
Lateral Hardening-Fuse-10101290 | 13046
Lateral Hardening-Fuse-10101291 | 13046
Lateral Hardening-Fuse-10101293 | 13046
Lateral Hardening-Fuse-10101298 | 13046
Lateral Hardening-Fuse-10104976 | 13600
Lateral Hardening-Fuse-10104979 | 13600
Lateral Hardening-Fuse-10105677 | 13878
Lateral Hardening-Fuse-10105716 | 13878
Lateral Hardening-Fuse-10105717 | 13878
Lateral Hardening-Fuse-10105723 | 13878
Lateral Hardening-Fuse-10105726 | 13878
Lateral Hardening-Fuse-10105728 | 13878
Lateral Hardening-Fuse-10120770 | 13053
Lateral Hardening-Fuse-10120771 | 13053
Lateral Hardening-Fuse-10120773 | 13053
Lateral Hardening-Fuse-10120776 | 13053
Lateral Hardening-Fuse-10120778 | 13053
Lateral Hardening-Fuse-10120780 | 13053
Lateral Hardening-Fuse-10120781 | 13053
Lateral Hardening-Fuse-10120782 | 13053
Lateral Hardening-Fuse-10120786 | 13053
Lateral Hardening-Fuse-10120787 | 13053
Lateral Hardening-Fuse-10120788 | 13053
Lateral Hardening-Fuse-10120789 | 13053
Lateral Hardening-Fuse-10120790 | 13053
Lateral Hardening-Fuse-10120791 | 13053
Lateral Hardening-Fuse-10120792 | 13053
Lateral Hardening-Fuse-10120794 | 13053
Lateral Hardening-Fuse-10120796 | 13053
Lateral Hardening-Fuse-10120797 | 13053
Lateral Hardening-Fuse-10120798 | 13053
Lateral Hardening-Fuse-10120800 | 13053
Lateral Hardening-Fuse-10120803 | 13053
Lateral Hardening-Fuse-10121709 | 13057
Lateral Hardening-Fuse-10121721 | 13102
Lateral Hardening-Fuse-10121722 | 13102
Lateral Hardening-Fuse-10122214 | 13059
Lateral Hardening-Fuse-10122222 | 13059
Lateral Hardening-Fuse-10122223 | 13059
Lateral Hardening-Fuse-10122224 | 13059
Lateral Hardening-Fuse-10122225 | 13059
Lateral Hardening-Fuse-10122226 | 13059
Lateral Hardening-Fuse-10122228 | 13059
Lateral Hardening-Fuse-10122231 | 13059
Lateral Hardening-Fuse-10122236 | 13059
Lateral Hardening-Fuse-10122239 | 13059
Lateral Hardening-Fuse-10122240 | 13059
Lateral Hardening-Fuse-10122241 | 13059
Lateral Hardening-Fuse-10123787 | 13060
Lateral Hardening-Fuse-10123789 | 13060
Lateral Hardening-Fuse-10123790 | 13060
Lateral Hardening-Fuse-10123793 | 13060
Lateral Hardening-Fuse-10123795 | 13060
Lateral Hardening-Fuse-10123796 | 13060
Lateral Hardening-Fuse-10123797 | 13060
Lateral Hardening-Fuse-10123802 | 13060
Lateral Hardening-Fuse-10123803 | 13060
Lateral Hardening-Fuse-10123804 | 13060
Lateral Hardening-Fuse-10123810 | 13060
Lateral Hardening-Fuse-10124533 | 13063
Lateral Hardening-Fuse-10124536 | 13063
Lateral Hardening-Fuse-10124538 | 13063
Lateral Hardening-Fuse-10124540 | 13063
Lateral Hardening-Fuse-10124541 | 13063
Lateral Hardening-Fuse-10124545 | 13063
Lateral Hardening-Fuse-10125778 | 13064
Lateral Hardening-Fuse-10125798 | 13064
Lateral Hardening-Fuse-10125810 | 13064
Lateral Hardening-Fuse-10125813 | 13064
Lateral Hardening-Fuse-10125814 | 13064
Lateral Hardening-Fuse-10125819 | 13064
Lateral Hardening-Fuse-10126962 | 13065
Lateral Hardening-Fuse-10126968 | 13065
Lateral Hardening-Fuse-10126969 | 13065
Lateral Hardening-Fuse-10126971 | 13065
Lateral Hardening-Fuse-10126973 | 13065
Lateral Hardening-Fuse-10126974 | 13065
Lateral Hardening-Fuse-10126980 | 13065
Lateral Hardening-Fuse-10127379 | 13077
Lateral Hardening-Fuse-10127381 | 13077
Lateral Hardening-Fuse-10127391 | 13077
Lateral Hardening-Fuse-10127394 | 13077
Lateral Hardening-Fuse-10127399 | 13077
Lateral Hardening-Fuse-10127933 | 13078
Lateral Hardening-Fuse-10127934 | 13078
Lateral Hardening-Fuse-10127935 | 13078
Lateral Hardening-Fuse-10127936 | 13078
Lateral Hardening-Fuse-10127937 | 13078
Lateral Hardening-Fuse-10127938 | 13078
Lateral Hardening-Fuse-10127939 | 13078
Lateral Hardening-Fuse-10127940 | 13078
Lateral Hardening-Fuse-10127945 | 13078
Lateral Hardening-Fuse-10127947 | 13078
Lateral Hardening-Fuse-10127948 | 13078
Lateral Hardening-Fuse-10127949 | 13078
Lateral Hardening-Fuse-10127950 | 13078
Lateral Hardening-Fuse-10127951 | 13078
Lateral Hardening-Fuse-10127952 | 13078
Lateral Hardening-Fuse-10127953 | 13078
Lateral Hardening-Fuse-10127954 | 13078
Lateral Hardening-Fuse-10127955 | 13078
Lateral Hardening-Fuse-10127957 | 13078
Lateral Hardening-Fuse-10127958 | 13078
Lateral Hardening-Fuse-10128489 | 13079
Lateral Hardening-Fuse-10128491 | 13079
Lateral Hardening-Fuse-10128493 | 13079
Lateral Hardening-Fuse-10128495 | 13079
Lateral Hardening-Fuse-10128497 | 13079
Lateral Hardening-Fuse-10128499 | 13079
Lateral Hardening-Fuse-10128501 | 13079
Lateral Hardening-Fuse-10128503 | 13079
Lateral Hardening-Fuse-10128505 | 13079
Lateral Hardening-Fuse-10128507 | 13079
Lateral Hardening-Fuse-10128511 | 13079
Lateral Hardening-Fuse-10129739 | 13006
Lateral Hardening-Fuse-10129776 | 13006
Lateral Hardening-Fuse-10129777 | 13006
Lateral Hardening-Fuse-10129778 | 13006
Lateral Hardening-Fuse-10129781 | 13006
Lateral Hardening-Fuse-10129786 | 13006
Lateral Hardening-Fuse-10129794 | 13006
Lateral Hardening-Fuse-10129795 | 13006
Lateral Hardening-Fuse-10129796 | 13006
Lateral Hardening-Fuse-10129802 | 13423
Lateral Hardening-Fuse-10129804 | 13423
Lateral Hardening-Fuse-10129805 | 13423
Lateral Hardening-Fuse-10129807 | 13423
Lateral Hardening-Fuse-10129810 | 13423
Lateral Hardening-Fuse-10129813 | 13422
Lateral Hardening-Fuse-10129814 | 13422
Lateral Hardening-Fuse-10129816 | 13422
Lateral Hardening-Fuse-10129818 | 13422
Lateral Hardening-Fuse-10129822 | 13422
Lateral Hardening-Fuse-10129824 | 13422
Lateral Hardening-Fuse-10129828 | 13422
Lateral Hardening-Fuse-10129832 | 13422
Lateral Hardening-Fuse-10129834 | 13422
Lateral Hardening-Fuse-10129836 | 13422
Lateral Hardening-Fuse-10129837 | 13422
Lateral Hardening-Fuse-10129843 | 13006
Lateral Hardening-Fuse-10129847 | 13006
Lateral Hardening-Fuse-10129849 | 13006
Lateral Hardening-Fuse-10129850 | 13006
Lateral Hardening-Fuse-10129851 | 13423
Lateral Hardening-Fuse-10129853 | 13006
Lateral Hardening-Fuse-10129859 | 13423
Lateral Hardening-Fuse-10129864 | 13006
Lateral Hardening-Fuse-10129866 | 13006
Lateral Hardening-Fuse-10129867 | 13006
Lateral Hardening-Fuse-10129872 | 13006
Lateral Hardening-Fuse-10129876 | 13006
Lateral Hardening-Fuse-10129877 | 13422
Lateral Hardening-Fuse-10129879 | 13422
Lateral Hardening-Fuse-10129880 | 13422
Lateral Hardening-Fuse-10129883 | 13422
Lateral Hardening-Fuse-10129885 | 13422
Lateral Hardening-Fuse-10129888 | 13006
Lateral Hardening-Fuse-10129890 | 13422
Lateral Hardening-Fuse-10129893 | 13422
Lateral Hardening-Fuse-10129894 | 13006
Lateral Hardening-Fuse-10129898 | 13422
Lateral Hardening-Fuse-10129899 | 13006
Lateral Hardening-Fuse-10129906 | 13006
Lateral Hardening-Fuse-10129907 | 13006
Lateral Hardening-Fuse-10129908 | 13006
Lateral Hardening-Fuse-10129910 | 13006
Lateral Hardening-Fuse-10132248 | 13080
Lateral Hardening-Fuse-10132253 | 13080
Lateral Hardening-Fuse-10132833 | 13082
Lateral Hardening-Fuse-10136403 | 13119
Lateral Hardening-Fuse-10136412 | 13119
Lateral Hardening-Fuse-10136417 | 13119
Lateral Hardening-Fuse-10140397 | 13121
Lateral Hardening-Fuse-10140422 | 13121
Lateral Hardening-Fuse-10140425 | 13121
Lateral Hardening-Fuse-10141640 | 13122
Lateral Hardening-Fuse-10141642 | 13122
Lateral Hardening-Fuse-10141663 | 13122
Lateral Hardening-Fuse-10141664 | 13122
Lateral Hardening-Fuse-10141670 | 13122
Lateral Hardening-Fuse-10141673 | 13122
Lateral Hardening-Fuse-10141676 | 13122
Lateral Hardening-Fuse-10141680 | 13122
Lateral Hardening-Fuse-10141686 | 13122
Lateral Hardening-Fuse-10141687 | 13122
Lateral Hardening-Fuse-10141689 | 13122
Lateral Hardening-Fuse-10141692 | 13122
Lateral Hardening-Fuse-10141693 | 13122
Lateral Hardening-Fuse-10142228 | 13034
Lateral Hardening-Fuse-10142230 | 13034
Lateral Hardening-Fuse-10142231 | 13034
Lateral Hardening-Fuse-10142232 | 13034
Lateral Hardening-Fuse-10142235 | 13034
Lateral Hardening-Fuse-10142236 | 13034
Lateral Hardening-Fuse-10142237 | 13034
Lateral Hardening-Fuse-10142238 | 13034
Lateral Hardening-Fuse-10142241 | 13034
Lateral Hardening-Fuse-10142245 | 13034
Lateral Hardening-Fuse-10142246 | 13034
Lateral Hardening-Fuse-10142248 | 13034
Lateral Hardening-Fuse-10142251 | 13034
Lateral Hardening-Fuse-10142252 | 13034
Lateral Hardening-Fuse-10142253 | 13034
Lateral Hardening-Fuse-10142254 | 13034
Lateral Hardening-Fuse-10142255 | 13034
Lateral Hardening-Fuse-10142256 | 13034
Lateral Hardening-Fuse-10142257 | 13034
Lateral Hardening-Fuse-10142259 | 13034
Lateral Hardening-Fuse-10142260 | 13034
Lateral Hardening-Fuse-10142261 | 13034
Lateral Hardening-Fuse-10142262 | 13034
Lateral Hardening-Fuse-10142263 | 13034
Lateral Hardening-Fuse-10142266 | 13034
Lateral Hardening-Fuse-10142267 | 13034
Lateral Hardening-Fuse-10142269 | 13034
Lateral Hardening-Fuse-10142270 | 13034
Lateral Hardening-Fuse-10142271 | 13034
Lateral Hardening-Fuse-10142273 | 13034
Lateral Hardening-Fuse-10142276 | 13034
Lateral Hardening-Fuse-10142905 | 13035
Lateral Hardening-Fuse-10142911 | 13035
Lateral Hardening-Fuse-10142918 | 13035
Lateral Hardening-Fuse-10142920 | 13035
Lateral Hardening-Fuse-10142922 | 13035
Lateral Hardening-Fuse-10142924 | 13035
Lateral Hardening-Fuse-10142925 | 13035
Lateral Hardening-Fuse-10142929 | 13035
Lateral Hardening-Fuse-10142935 | 13035
Lateral Hardening-Fuse-10142938 | 13035
Lateral Hardening-Fuse-10142939 | 13035
Lateral Hardening-Fuse-10142942 | 13035
Lateral Hardening-Fuse-10143504 | 13036
Lateral Hardening-Fuse-10143508 | 13036
Lateral Hardening-Fuse-10143510 | 13036
Lateral Hardening-Fuse-10143512 | 13036
Lateral Hardening-Fuse-10143516 | 13036
Lateral Hardening-Fuse-10143520 | 13036
Lateral Hardening-Fuse-10143530 | 13036
Lateral Hardening-Fuse-10143544 | 13036
Lateral Hardening-Fuse-10143546 | 13036
Lateral Hardening-Fuse-10143559 | 13036
Lateral Hardening-Fuse-10143560 | 13036
Lateral Hardening-Fuse-10143561 | 13036
Lateral Hardening-Fuse-10143562 | 13036
Lateral Hardening-Fuse-10143563 | 13036
Lateral Hardening-Fuse-10143564 | 13036
Lateral Hardening-Fuse-10143566 | 13036
Lateral Hardening-Fuse-10143567 | 13036
Lateral Hardening-Fuse-10143568 | 13036
Lateral Hardening-Fuse-10143570 | 13036
Lateral Hardening-Fuse-10144150 | 13123
Lateral Hardening-Fuse-10144153 | 13123
Lateral Hardening-Fuse-10144159 | 13123
Lateral Hardening-Fuse-10144167 | 13123
Lateral Hardening-Fuse-10144170 | 13123
Lateral Hardening-Fuse-10144171 | 13123
Lateral Hardening-Fuse-10144174 | 13123
Lateral Hardening-Fuse-10144177 | 13123
Lateral Hardening-Fuse-10144178 | 13123
Lateral Hardening-Fuse-10144180 | 13123
Lateral Hardening-Fuse-10144182 | 13123
Lateral Hardening-Fuse-10144183 | 13123
Lateral Hardening-Fuse-10144184 | 13123
Lateral Hardening-Fuse-10144186 | 13123
Lateral Hardening-Fuse-10144721 | 13136
Lateral Hardening-Fuse-10144729 | 13136
Lateral Hardening-Fuse-10144733 | 13136
Lateral Hardening-Fuse-10144740 | 13136
Lateral Hardening-Fuse-10144741 | 13136
Lateral Hardening-Fuse-10144742 | 13136
Lateral Hardening-Fuse-10144743 | 13136
Lateral Hardening-Fuse-10144744 | 13136
Lateral Hardening-Fuse-10145602 | 13138
Lateral Hardening-Fuse-10145606 | 13138
Lateral Hardening-Fuse-10145618 | 13138
Lateral Hardening-Fuse-10145624 | 13138
Lateral Hardening-Fuse-10145625 | 13138
Lateral Hardening-Fuse-10145626 | 13138
Lateral Hardening-Fuse-10145628 | 13138
Lateral Hardening-Fuse-10145629 | 13138
Lateral Hardening-Fuse-10145630 | 13138
Lateral Hardening-Fuse-10145632 | 13138
Lateral Hardening-Fuse-10145633 | 13138
Lateral Hardening-Fuse-10146481 | 13139
Lateral Hardening-Fuse-10146484 | 13139
Lateral Hardening-Fuse-10147338 | 13141
Lateral Hardening-Fuse-10147344 | 13141
Lateral Hardening-Fuse-10147350 | 13141
Lateral Hardening-Fuse-10147351 | 13358
Lateral Hardening-Fuse-10147354 | 13358
Lateral Hardening-Fuse-10147357 | 13358
Lateral Hardening-Fuse-10147363 | 13141
Lateral Hardening-Fuse-10147371 | 13141
Lateral Hardening-Fuse-10147997 | 13150
Lateral Hardening-Fuse-10148006 | 13150
Lateral Hardening-Fuse-10148007 | 13150
Lateral Hardening-Fuse-10148010 | 13150
Lateral Hardening-Fuse-10148028 | 13150
Lateral Hardening-Fuse-10148030 | 13150
Lateral Hardening-Fuse-10148036 | 13150
Lateral Hardening-Fuse-10148042 | 13150
Lateral Hardening-Fuse-10148835 | 13661
Lateral Hardening-Fuse-10151661 | 13153
Lateral Hardening-Fuse-10151662 | 13153
Lateral Hardening-Fuse-10151665 | 13153
Lateral Hardening-Fuse-10151669 | 13153
Lateral Hardening-Fuse-10151670 | 13153
Lateral Hardening-Fuse-10151672 | 13153
Lateral Hardening-Fuse-10151715 | 13443
Lateral Hardening-Fuse-10151717 | 13153
Lateral Hardening-Fuse-10153131 | 13154
Lateral Hardening-Fuse-10153134 | 13154
Lateral Hardening-Fuse-10153135 | 13154
Lateral Hardening-Fuse-10153136 | 13154
Lateral Hardening-Fuse-10153139 | 13154
Lateral Hardening-Fuse-10153141 | 13154
Lateral Hardening-Fuse-10153145 | 13154
Lateral Hardening-Fuse-10155412 | 13067
Lateral Hardening-Fuse-10155413 | 13067
Lateral Hardening-Fuse-10155416 | 13067
Lateral Hardening-Fuse-10155418 | 13067
Lateral Hardening-Fuse-10155419 | 13067
Lateral Hardening-Fuse-10155423 | 13067
Lateral Hardening-Fuse-10155424 | 13067
Lateral Hardening-Fuse-10155425 | 13067
Lateral Hardening-Fuse-10155427 | 13067
Lateral Hardening-Fuse-10155428 | 13067
Lateral Hardening-Fuse-10155429 | 13067
Lateral Hardening-Fuse-10155430 | 13067
Lateral Hardening-Fuse-10156225 | 13069
Lateral Hardening-Fuse-10156230 | 13069
Lateral Hardening-Fuse-10156232 | 13069
Lateral Hardening-Fuse-10156234 | 13069
Lateral Hardening-Fuse-10156235 | 13069
Lateral Hardening-Fuse-10156236 | 13069
Lateral Hardening-Fuse-10156238 | 13069
Lateral Hardening-Fuse-10156239 | 13069
Lateral Hardening-Fuse-10158421 | 13162
Lateral Hardening-Fuse-10158425 | 13162
Lateral Hardening-Fuse-10158426 | 13162
Lateral Hardening-Fuse-10158428 | 13162
Lateral Hardening-Fuse-10158429 | 13162
Lateral Hardening-Fuse-10158432 | 13162
Lateral Hardening-Fuse-10158433 | 13162
Lateral Hardening-Fuse-10158434 | 13162
Lateral Hardening-Fuse-10158442 | 13162
Lateral Hardening-Fuse-10158444 | 13162
Lateral Hardening-Fuse-10158448 | 13162
Lateral Hardening-Fuse-10158907 | 13164
Lateral Hardening-Fuse-10158909 | 13164
Lateral Hardening-Fuse-10158912 | 13164
Lateral Hardening-Fuse-10158915 | 13164
Lateral Hardening-Fuse-10158917 | 13164
Lateral Hardening-Fuse-10158921 | 13164
Lateral Hardening-Fuse-10158925 | 13164
Lateral Hardening-Fuse-10158929 | 13164
Lateral Hardening-Fuse-10158930 | 13164
Lateral Hardening-Fuse-10158931 | 13164
Lateral Hardening-Fuse-10158932 | 13164
Lateral Hardening-Fuse-10158934 | 13164
Lateral Hardening-Fuse-10158935 | 13164
Lateral Hardening-Fuse-10158936 | 13164
Lateral Hardening-Fuse-10159436 | 13166
Lateral Hardening-Fuse-10159437 | 13166
Lateral Hardening-Fuse-10159454 | 13523
Lateral Hardening-Fuse-10159457 | 13523
Lateral Hardening-Fuse-10159460 | 13523
Lateral Hardening-Fuse-10159463 | 13523
Lateral Hardening-Fuse-10159466 | 13523
Lateral Hardening-Fuse-10159468 | 13166
Lateral Hardening-Fuse-10159469 | 13166
Lateral Hardening-Fuse-10159470 | 13166
Lateral Hardening-Fuse-10159471 | 13166
Lateral Hardening-Fuse-10159472 | 13166
Lateral Hardening-Fuse-10159481 | 13166
Lateral Hardening-Fuse-10159483 | 13166
Lateral Hardening-Fuse-10160195 | 13167
Lateral Hardening-Fuse-10160197 | 13167
Lateral Hardening-Fuse-10160201 | 13167
Lateral Hardening-Fuse-10160207 | 13167
Lateral Hardening-Fuse-10160208 | 13167
Lateral Hardening-Fuse-10160210 | 13167
Lateral Hardening-Fuse-10160211 | 13167
Lateral Hardening-Fuse-10160212 | 13167
Lateral Hardening-Fuse-10160214 | 13167
Lateral Hardening-Fuse-10162063 | 13142
Lateral Hardening-Fuse-10162064 | 13142
Lateral Hardening-Fuse-10162067 | 13142
Lateral Hardening-Fuse-10162070 | 13142
Lateral Hardening-Fuse-10162072 | 13142
Lateral Hardening-Fuse-10162073 | 13142
Lateral Hardening-Fuse-10162075 | 13142
Lateral Hardening-Fuse-10162076 | 13142
Lateral Hardening-Fuse-10162079 | 13142
Lateral Hardening-Fuse-10162579 | 13031
Lateral Hardening-Fuse-10162580 | 13031
Lateral Hardening-Fuse-10162582 | 13031
Lateral Hardening-Fuse-10162585 | 13031
Lateral Hardening-Fuse-10162586 | 13031
Lateral Hardening-Fuse-10162587 | 13031
Lateral Hardening-Fuse-10162591 | 13031
Lateral Hardening-Fuse-10162593 | 13031
Lateral Hardening-Fuse-10162594 | 13031
Lateral Hardening-Fuse-10162595 | 13031
Lateral Hardening-Fuse-10162599 | 13031
Lateral Hardening-Fuse-10162600 | 13031
Lateral Hardening-Fuse-10162601 | 13031
Lateral Hardening-Fuse-10162602 | 13031
Lateral Hardening-Fuse-10162603 | 13031
Lateral Hardening-Fuse-10162606 | 13031
Lateral Hardening-Fuse-10162607 | 13031
Lateral Hardening-Fuse-10162608 | 13031
Lateral Hardening-Fuse-10162609 | 13031
Lateral Hardening-Fuse-10162611 | 13031
Lateral Hardening-Fuse-10162612 | 13031
Lateral Hardening-Fuse-10162613 | 13031
Lateral Hardening-Fuse-10163185 | 13091
Lateral Hardening-Fuse-10163189 | 13091
Lateral Hardening-Fuse-10163190 | 13091
Lateral Hardening-Fuse-10163191 | 13091
Lateral Hardening-Fuse-10163202 | 13091
Lateral Hardening-Fuse-10163206 | 13091
Lateral Hardening-Fuse-10163207 | 13091
Lateral Hardening-Fuse-10163208 | 13091
Lateral Hardening-Fuse-10163211 | 13091
Lateral Hardening-Fuse-10163212 | 13091
Lateral Hardening-Fuse-10163213 | 13091
Lateral Hardening-Fuse-10163214 | 13091
Lateral Hardening-Fuse-10163215 | 13091
Lateral Hardening-Fuse-10163217 | 13091
Lateral Hardening-Fuse-10163218 | 13091
Lateral Hardening-Fuse-10163220 | 13091
Lateral Hardening-Fuse-10163221 | 13091
Lateral Hardening-Fuse-10163222 | 13091
Lateral Hardening-Fuse-10163223 | 13091
Lateral Hardening-Fuse-10163224 | 13091
Lateral Hardening-Fuse-10163225 | 13091
Lateral Hardening-Fuse-10163227 | 13091
Lateral Hardening-Fuse-10163228 | 13091
Lateral Hardening-Fuse-10163230 | 13091
Lateral Hardening-Fuse-10163232 | 13091
Lateral Hardening-Fuse-10163233 | 13091
Lateral Hardening-Fuse-10163234 | 13091
Lateral Hardening-Fuse-10163235 | 13091
Lateral Hardening-Fuse-10163236 | 13091
Lateral Hardening-Fuse-10163238 | 13091
Lateral Hardening-Fuse-10163239 | 13091
Lateral Hardening-Fuse-10163240 | 13091
Lateral Hardening-Fuse-10163241 | 13091
Lateral Hardening-Fuse-10163243 | 13091
Lateral Hardening-Fuse-10163244 | 13091
Lateral Hardening-Fuse-10163740 | 13066
Lateral Hardening-Fuse-10163743 | 13066
Lateral Hardening-Fuse-10163749 | 13066
Lateral Hardening-Fuse-10164196 | 13190
Lateral Hardening-Fuse-10164206 | 13190
Lateral Hardening-Fuse-10164207 | 13190
Lateral Hardening-Fuse-10165355 | 13045
Lateral Hardening-Fuse-10165356 | 13045
Lateral Hardening-Fuse-10165359 | 13045
Lateral Hardening-Fuse-10165360 | 13045
Lateral Hardening-Fuse-10165361 | 13045
Lateral Hardening-Fuse-10165363 | 13045
Lateral Hardening-Fuse-10165365 | 13045
Lateral Hardening-Fuse-10165366 | 13045
Lateral Hardening-Fuse-10165367 | 13045
Lateral Hardening-Fuse-10165368 | 13045
Lateral Hardening-Fuse-10165369 | 13045
Lateral Hardening-Fuse-10165370 | 13045
Lateral Hardening-Fuse-10165375 | 13045
Lateral Hardening-Fuse-10165376 | 13045
Lateral Hardening-Fuse-10165377 | 13045
Lateral Hardening-Fuse-10165380 | 13045
Lateral Hardening-Fuse-10165381 | 13045
Lateral Hardening-Fuse-10165382 | 13045
Lateral Hardening-Fuse-10165386 | 13045
Lateral Hardening-Fuse-10165387 | 13045
Lateral Hardening-Fuse-10165789 | 13072
Lateral Hardening-Fuse-10165794 | 13072
Lateral Hardening-Fuse-10165797 | 13072
Lateral Hardening-Fuse-10165803 | 13072
Lateral Hardening-Fuse-10165804 | 13072
Lateral Hardening-Fuse-10165805 | 13072
Lateral Hardening-Fuse-10165807 | 13072
Lateral Hardening-Fuse-10165809 | 13072
Lateral Hardening-Fuse-10165810 | 13072
Lateral Hardening-Fuse-10165816 | 13072
Lateral Hardening-Fuse-10165822 | 13072
Lateral Hardening-Fuse-10165823 | 13072
Lateral Hardening-Fuse-10165825 | 13072
Lateral Hardening-Fuse-10165826 | 13072
Lateral Hardening-Fuse-10165827 | 13072
Lateral Hardening-Fuse-10165828 | 13072
Lateral Hardening-Fuse-10166379 | 13073
Lateral Hardening-Fuse-10166391 | 13073
Lateral Hardening-Fuse-10166392 | 13073
Lateral Hardening-Fuse-10166409 | 13073
Lateral Hardening-Fuse-10166413 | 13073
Lateral Hardening-Fuse-10166414 | 13073
Lateral Hardening-Fuse-10166415 | 13073
Lateral Hardening-Fuse-10166416 | 13073
Lateral Hardening-Fuse-10166417 | 13073
Lateral Hardening-Fuse-10167751 | 13206
Lateral Hardening-Fuse-10167753 | 13206
Lateral Hardening-Fuse-10167755 | 13206
Lateral Hardening-Fuse-10167756 | 13206
Lateral Hardening-Fuse-10167762 | 13206
Lateral Hardening-Fuse-10167768 | 13206
Lateral Hardening-Fuse-10167775 | 13206
Lateral Hardening-Fuse-10167776 | 13206
Lateral Hardening-Fuse-10167777 | 13206
Lateral Hardening-Fuse-10167779 | 13206
Lateral Hardening-Fuse-10167784 | 13206
Lateral Hardening-Fuse-10167786 | 13206
Lateral Hardening-Fuse-10167792 | 13206
Lateral Hardening-Fuse-10167793 | 13206
Lateral Hardening-Fuse-10167794 | 13206
Lateral Hardening-Fuse-10167796 | 13206
Lateral Hardening-Fuse-10168318 | 13207
Lateral Hardening-Fuse-10168319 | 13207
Lateral Hardening-Fuse-10168321 | 13207
Lateral Hardening-Fuse-10168325 | 13207
Lateral Hardening-Fuse-10168326 | 13207
Lateral Hardening-Fuse-10168329 | 13207
Lateral Hardening-Fuse-10168331 | 13207
Lateral Hardening-Fuse-10168335 | 13207
Lateral Hardening-Fuse-10168338 | 13207
Lateral Hardening-Fuse-10168341 | 13207
Lateral Hardening-Fuse-10168342 | 13207
Lateral Hardening-Fuse-10168343 | 13207
Lateral Hardening-Fuse-10168346 | 13207
Lateral Hardening-Fuse-10168352 | 13207
Lateral Hardening-Fuse-10168787 | 13208
Lateral Hardening-Fuse-10168789 | 13208
Lateral Hardening-Fuse-10168792 | 13208
Lateral Hardening-Fuse-10168793 | 13208
Lateral Hardening-Fuse-10168794 | 13208
Lateral Hardening-Fuse-10168798 | 13208
Lateral Hardening-Fuse-10169217 | 13210
Lateral Hardening-Fuse-10169218 | 13210
Lateral Hardening-Fuse-10169223 | 13210
Lateral Hardening-Fuse-10169240 | 13210
Lateral Hardening-Fuse-10169242 | 13210
Lateral Hardening-Fuse-10169244 | 13210
Lateral Hardening-Fuse-10169248 | 13210
Lateral Hardening-Fuse-10169249 | 13210
Lateral Hardening-Fuse-10170000 | 13030
Lateral Hardening-Fuse-10170006 | 13030
Lateral Hardening-Fuse-10170027 | 13030
Lateral Hardening-Fuse-10170039 | 13030
Lateral Hardening-Fuse-10170041 | 13030
Lateral Hardening-Fuse-10170042 | 13030
Lateral Hardening-Fuse-10170081 | 13030
Lateral Hardening-Fuse-10171808 | 13218
Lateral Hardening-Fuse-10171811 | 13218
Lateral Hardening-Fuse-10172605 | 13219
Lateral Hardening-Fuse-10172607 | 13219
Lateral Hardening-Fuse-10172610 | 13219
Lateral Hardening-Fuse-10172613 | 13219
Lateral Hardening-Fuse-10172614 | 13219
Lateral Hardening-Fuse-10172618 | 13219
Lateral Hardening-Fuse-10173482 | 13483
Lateral Hardening-Fuse-10173483 | 13191
Lateral Hardening-Fuse-10173491 | 13191
Lateral Hardening-Fuse-10173494 | 13191
Lateral Hardening-Fuse-10173497 | 13191
Lateral Hardening-Fuse-10173498 | 13191
Lateral Hardening-Fuse-10173500 | 13191
Lateral Hardening-Fuse-10173501 | 13191
Lateral Hardening-Fuse-10173513 | 13483
Lateral Hardening-Fuse-10173515 | 13191
Lateral Hardening-Fuse-10173516 | 13191
Lateral Hardening-Fuse-10173517 | 13191
Lateral Hardening-Fuse-10173518 | 13191
Lateral Hardening-Fuse-10173520 | 13191
Lateral Hardening-Fuse-10173521 | 13191
Lateral Hardening-Fuse-10173522 | 13191
Lateral Hardening-Fuse-10191173 | 13220
Lateral Hardening-Fuse-10191184 | 13220
Lateral Hardening-Fuse-10195191 | 13323
Lateral Hardening-Fuse-10195194 | 13323
Lateral Hardening-Fuse-10195195 | 13323
Lateral Hardening-Fuse-10195196 | 13323
Lateral Hardening-Fuse-10195198 | 13323
Lateral Hardening-Fuse-10195200 | 13323
Lateral Hardening-Fuse-10196991 | 13359
Lateral Hardening-Fuse-10196997 | 13359
Lateral Hardening-Fuse-10196999 | 13359
Lateral Hardening-Fuse-10197001 | 13359
Lateral Hardening-Fuse-10197003 | 13359
Lateral Hardening-Fuse-10197004 | 13359
Lateral Hardening-Fuse-10197015 | 13359
Lateral Hardening-Fuse-10197016 | 13359
Lateral Hardening-Fuse-10197018 | 13359
Lateral Hardening-Fuse-10197574 | 13358
Lateral Hardening-Fuse-10197575 | 13358
Lateral Hardening-Fuse-10197577 | 13358
Lateral Hardening-Fuse-10198075 | 13334
Lateral Hardening-Fuse-10198083 | 13334
Lateral Hardening-Fuse-10198084 | 13334
Lateral Hardening-Fuse-10198085 | 13334
Lateral Hardening-Fuse-10198086 | 13334
Lateral Hardening-Fuse-10198087 | 13334
Lateral Hardening-Fuse-10198088 | 13334
Lateral Hardening-Fuse-10198089 | 13334
Lateral Hardening-Fuse-10199123 | 13867
Lateral Hardening-Fuse-10199125 | 13867
Lateral Hardening-Fuse-10199128 | 13867
Lateral Hardening-Fuse-10199131 | 13867
Lateral Hardening-Fuse-10199134 | 13336
Lateral Hardening-Fuse-10199138 | 13867
Lateral Hardening-Fuse-10199140 | 13867
Lateral Hardening-Fuse-10199649 | 13338
Lateral Hardening-Fuse-10199652 | 13338
Lateral Hardening-Fuse-10199653 | 13338
Lateral Hardening-Fuse-10199656 | 13338
Lateral Hardening-Fuse-10199659 | 13338
Lateral Hardening-Fuse-10199662 | 13338
Lateral Hardening-Fuse-10199665 | 13338
Lateral Hardening-Fuse-10204412 | 13337
Lateral Hardening-Fuse-10204413 | 13337
Lateral Hardening-Fuse-10204414 | 13337
Lateral Hardening-Fuse-10204416 | 13337
Lateral Hardening-Fuse-10204417 | 13337
Lateral Hardening-Fuse-10204418 | 13337
Lateral Hardening-Fuse-10204420 | 13332
Lateral Hardening-Fuse-10204426 | 13021
Lateral Hardening-Fuse-10204428 | 13337
Lateral Hardening-Fuse-10204430 | 13337
Lateral Hardening-Fuse-10204436 | 13337
Lateral Hardening-Fuse-10204438 | 13332
Lateral Hardening-Fuse-10204442 | 13337
Lateral Hardening-Fuse-10210643 | 13426
Lateral Hardening-Fuse-10210645 | 13426
Lateral Hardening-Fuse-10210651 | 13426
Lateral Hardening-Fuse-10210652 | 13426
Lateral Hardening-Fuse-10210653 | 13426
Lateral Hardening-Fuse-10210654 | 13426
Lateral Hardening-Fuse-10210655 | 13426
Lateral Hardening-Fuse-10210656 | 13426
Lateral Hardening-Fuse-10213404 | 13428
Lateral Hardening-Fuse-10213407 | 13428
Lateral Hardening-Fuse-10215345 | 13447
Lateral Hardening-Fuse-10215346 | 13447
Lateral Hardening-Fuse-10215348 | 13447
Lateral Hardening-Fuse-10215652 | 13449
Lateral Hardening-Fuse-10215653 | 13449
Lateral Hardening-Fuse-10215655 | 13449
Lateral Hardening-Fuse-10215656 | 13449
Lateral Hardening-Fuse-10215658 | 13449
Lateral Hardening-Fuse-10215659 | 13449
Lateral Hardening-Fuse-10216476 | 13492
Lateral Hardening-Fuse-10216479 | 13492
Lateral Hardening-Fuse-10216484 | 13492
Lateral Hardening-Fuse-10216485 | 13492
Lateral Hardening-Fuse-10216489 | 13492
Lateral Hardening-Fuse-10216498 | 13492
Lateral Hardening-Fuse-10216503 | 13492
Lateral Hardening-Fuse-10216504 | 13492
Lateral Hardening-Fuse-10217766 | 13493
Lateral Hardening-Fuse-10217767 | 13493
Lateral Hardening-Fuse-10217770 | 13493
Lateral Hardening-Fuse-10217771 | 13493
Lateral Hardening-Fuse-10218976 | 13510
Lateral Hardening-Fuse-10218977 | 13510
Lateral Hardening-Fuse-10218978 | 13510
Lateral Hardening-Fuse-10218979 | 13510
Lateral Hardening-Fuse-10218987 | 13510
Lateral Hardening-Fuse-10218990 | 13510
Lateral Hardening-Fuse-10218991 | 13510
Lateral Hardening-Fuse-10218993 | 13510
Lateral Hardening-Fuse-10218994 | 13510
Lateral Hardening-Fuse-10218995 | 13510
Lateral Hardening-Fuse-10230118 | 13491
Lateral Hardening-Fuse-10230125 | 13491
Lateral Hardening-Fuse-10236639 | 13511
Lateral Hardening-Fuse-10236640 | 13511
Lateral Hardening-Fuse-10236641 | 13511
Lateral Hardening-Fuse-10236643 | 13511
Lateral Hardening-Fuse-10236644 | 13511
Lateral Hardening-Fuse-10236645 | 13511
Lateral Hardening-Fuse-10236646 | 13511
Lateral Hardening-Fuse-10236647 | 13511
Lateral Hardening-Fuse-10236648 | 13511
Lateral Hardening-Fuse-10236649 | 13511
Lateral Hardening-Fuse-10236650 | 13511
Lateral Hardening-Fuse-10236651 | 13511
Lateral Hardening-Fuse-10236652 | 13511
Lateral Hardening-Fuse-10236653 | 13511
Lateral Hardening-Fuse-10236654 | 13511
Lateral Hardening-Fuse-10236656 | 13511
Lateral Hardening-Fuse-10236658 | 13511
Lateral Hardening-Fuse-10237835 | 13512
Lateral Hardening-Fuse-10237836 | 13512
Lateral Hardening-Fuse-10237844 | 13512
Lateral Hardening-Fuse-10237845 | 13512
Lateral Hardening-Fuse-10240061 | 13513
Lateral Hardening-Fuse-10240464 | 13530
Lateral Hardening-Fuse-10240465 | 13530
Lateral Hardening-Fuse-10240466 | 13530
Lateral Hardening-Fuse-10240467 | 13530
Lateral Hardening-Fuse-10240468 | 13530
Lateral Hardening-Fuse-10240469 | 13530
Lateral Hardening-Fuse-10240470 | 13530
Lateral Hardening-Fuse-10240471 | 13530
Lateral Hardening-Fuse-10240472 | 13530
Lateral Hardening-Fuse-10240473 | 13530
Lateral Hardening-Fuse-10240474 | 13530
Lateral Hardening-Fuse-10240475 | 13530
Lateral Hardening-Fuse-10240476 | 13530
Lateral Hardening-Fuse-10240477 | 13530
Lateral Hardening-Fuse-10240716 | 13518
Lateral Hardening-Fuse-10240719 | 13518
Lateral Hardening-Fuse-10240721 | 13518
Lateral Hardening-Fuse-10241042 | 13531
Lateral Hardening-Fuse-10241045 | 13077
Lateral Hardening-Fuse-10241048 | 13077
Lateral Hardening-Fuse-10241072 | 13531
Lateral Hardening-Fuse-10241074 | 13531
Lateral Hardening-Fuse-10241079 | 13531
Lateral Hardening-Fuse-10241575 | 13517
Lateral Hardening-Fuse-10241583 | 13517
Lateral Hardening-Fuse-10241584 | 13517
Lateral Hardening-Fuse-10241585 | 13517
Lateral Hardening-Fuse-10241588 | 13517
Lateral Hardening-Fuse-10241591 | 13517
Lateral Hardening-Fuse-10242254 | 13520
Lateral Hardening-Fuse-10242256 | 13520
Lateral Hardening-Fuse-10242257 | 13520
Lateral Hardening-Fuse-10242261 | 13520
Lateral Hardening-Fuse-10242802 | 13532
Lateral Hardening-Fuse-10242807 | 13532
Lateral Hardening-Fuse-10242810 | 13532
Lateral Hardening-Fuse-10242820 | 13532
Lateral Hardening-Fuse-10242825 | 13532
Lateral Hardening-Fuse-10242826 | 13532
Lateral Hardening-Fuse-10244449 | 13425
Lateral Hardening-Fuse-10244455 | 13865
Lateral Hardening-Fuse-10247169 | 13063
Lateral Hardening-Fuse-10247173 | 13606
Lateral Hardening-Fuse-10247189 | 13112
Lateral Hardening-Fuse-10247844 | 13533
Lateral Hardening-Fuse-10247846 | 13533
Lateral Hardening-Fuse-10247854 | 13217
Lateral Hardening-Fuse-10247858 | 13217
Lateral Hardening-Fuse-10247860 | 13533
Lateral Hardening-Fuse-10247861 | 13217
Lateral Hardening-Fuse-10248867 | 13572
Lateral Hardening-Fuse-10248871 | 13572
Lateral Hardening-Fuse-10250638 | 13574
Lateral Hardening-Fuse-10250639 | 13574
Lateral Hardening-Fuse-10250641 | 13574
Lateral Hardening-Fuse-10250643 | 13574
Lateral Hardening-Fuse-10253096 | 13605
Lateral Hardening-Fuse-10253101 | 13065
Lateral Hardening-Fuse-10253102 | 13065
Lateral Hardening-Fuse-10253103 | 13065
Lateral Hardening-Fuse-10253108 | 13065
Lateral Hardening-Fuse-10253109 | 13605
Lateral Hardening-Fuse-10253111 | 13605
Lateral Hardening-Fuse-10253117 | 13065
Lateral Hardening-Fuse-10254040 | 13583
Lateral Hardening-Fuse-10254042 | 13583
Lateral Hardening-Fuse-10254043 | 13583
Lateral Hardening-Fuse-10254045 | 13583
Lateral Hardening-Fuse-10254047 | 13583
Lateral Hardening-Fuse-10254049 | 13583
Lateral Hardening-Fuse-10254057 | 13583
Lateral Hardening-Fuse-10254058 | 13678
Lateral Hardening-Fuse-10254059 | 13678
Lateral Hardening-Fuse-10254063 | 13678
Lateral Hardening-Fuse-10255332 | 13586
Lateral Hardening-Fuse-10255333 | 13586
Lateral Hardening-Fuse-10255334 | 13586
Lateral Hardening-Fuse-10255336 | 13586
Lateral Hardening-Fuse-10255344 | 13586
Lateral Hardening-Fuse-10255345 | 13586
Lateral Hardening-Fuse-10255351 | 13586
Lateral Hardening-Fuse-10255354 | 13586
Lateral Hardening-Fuse-10255357 | 13586
Lateral Hardening-Fuse-10255359 | 13586
Lateral Hardening-Fuse-10255361 | 13586
Lateral Hardening-Fuse-10266391 | 13679
Lateral Hardening-Fuse-10266392 | 13679
Lateral Hardening-Fuse-10266398 | 13889
Lateral Hardening-Fuse-10266402 | 13679
Lateral Hardening-Fuse-10266403 | 13679
Lateral Hardening-Fuse-10266405 | 13679
Lateral Hardening-Fuse-10266409 | 13889
Lateral Hardening-Fuse-10266411 | 13679
Lateral Hardening-Fuse-10266413 | 13889
Lateral Hardening-Fuse-10271806 | 13677
Lateral Hardening-Fuse-10271814 | 13677
Lateral Hardening-Fuse-10271816 | 13677
Lateral Hardening-Fuse-10271824 | 13621
Lateral Hardening-Fuse-10271826 | 13621
Lateral Hardening-Fuse-10271830 | 13621
Lateral Hardening-Fuse-10271832 | 13621
Lateral Hardening-Fuse-10271834 | 13621
Lateral Hardening-Fuse-10271835 | 13621
Lateral Hardening-Fuse-10271836 | 13621
Lateral Hardening-Fuse-10271838 | 13621
Lateral Hardening-Fuse-10271842 | 13621
Lateral Hardening-Fuse-10271846 | 13621
Lateral Hardening-Fuse-10271848 | 13621
Lateral Hardening-Fuse-10271850 | 13621
Lateral Hardening-Fuse-10271852 | 13621
Lateral Hardening-Fuse-10271854 | 13677
Lateral Hardening-Fuse-10271856 | 13677
Lateral Hardening-Fuse-10271858 | 13621
Lateral Hardening-Fuse-10271860 | 13621
Lateral Hardening-Fuse-10271862 | 13621
Lateral Hardening-Fuse-10271864 | 13621
Lateral Hardening-Fuse-10271866 | 13621
Lateral Hardening-Fuse-10271870 | 13621
Lateral Hardening-Fuse-10271872 | 13677
Lateral Hardening-Fuse-10274688 | 13624
Lateral Hardening-Fuse-10274695 | 13624
Lateral Hardening-Fuse-10274698 | 13622
Lateral Hardening-Fuse-10274703 | 13624
Lateral Hardening-Fuse-10274704 | 13624
Lateral Hardening-Fuse-10274705 | 13624
Lateral Hardening-Fuse-10274709 | 13624
Lateral Hardening-Fuse-10274713 | 13624
Lateral Hardening-Fuse-10274715 | 13624
Lateral Hardening-Fuse-10274716 | 13624
Lateral Hardening-Fuse-10274717 | 13624
Lateral Hardening-Fuse-10274718 | 13624
Lateral Hardening-Fuse-10274722 | 13624
Lateral Hardening-Fuse-10274723 | 13624
Lateral Hardening-Fuse-10274724 | 13624
Lateral Hardening-Fuse-10274726 | 13624
Lateral Hardening-Fuse-10274727 | 13624
Lateral Hardening-Fuse-10274735 | 14274
Lateral Hardening-Fuse-10274740 | 14274
Lateral Hardening-Fuse-10274748 | 13624
Lateral Hardening-Fuse-10274749 | 13624
Lateral Hardening-Fuse-10274754 | 13624
Lateral Hardening-Fuse-10274759 | 13624
Lateral Hardening-Fuse-10274764 | 14274
Lateral Hardening-Fuse-10274775 | 14274
Lateral Hardening-Fuse-10274778 | 14274
Lateral Hardening-Fuse-10274779 | 14274
Lateral Hardening-Fuse-10274780 | 14274
Lateral Hardening-Fuse-10274784 | 13624
Lateral Hardening-Fuse-10274791 | 13624
Lateral Hardening-Fuse-10274792 | 13624
Lateral Hardening-Fuse-10274793 | 13624
Lateral Hardening-Fuse-10274794 | 13624
Lateral Hardening-Fuse-10274796 | 14274
Lateral Hardening-Fuse-10274798 | 14274
Lateral Hardening-Fuse-10274799 | 14274
Lateral Hardening-Fuse-10274801 | 14274
Lateral Hardening-Fuse-10274803 | 14274
Lateral Hardening-Fuse-10274806 | 14274
Lateral Hardening-Fuse-10274811 | 14274
Lateral Hardening-Fuse-10274812 | 14274
Lateral Hardening-Fuse-10274813 | 14274
Lateral Hardening-Fuse-10274816 | 13624
Lateral Hardening-Fuse-10274819 | 13624
Lateral Hardening-Fuse-10274822 | 14274
Lateral Hardening-Fuse-10274831 | 14274
Lateral Hardening-Fuse-10274832 | 14274
Lateral Hardening-Fuse-10274833 | 14274
Lateral Hardening-Fuse-10274834 | 14274
Lateral Hardening-Fuse-10274840 | 14274
Lateral Hardening-Fuse-10274841 | 14274
Lateral Hardening-Fuse-10274844 | 13624
Lateral Hardening-Fuse-10274846 | 14274
Lateral Hardening-Fuse-10277739 | 13669
Lateral Hardening-Fuse-10277740 | 13669
Lateral Hardening-Fuse-10277741 | 13669
Lateral Hardening-Fuse-10277744 | 13673
Lateral Hardening-Fuse-10277747 | 13674
Lateral Hardening-Fuse-10282248 | 13638
Lateral Hardening-Fuse-10282727 | 13672
Lateral Hardening-Fuse-10282728 | 13669
Lateral Hardening-Fuse-10282729 | 13669
Lateral Hardening-Fuse-10282731 | 13669
Lateral Hardening-Fuse-10282733 | 13672
Lateral Hardening-Fuse-10282740 | 13669
Lateral Hardening-Fuse-10283693 | 13490
Lateral Hardening-Fuse-10286116 | 13194
Lateral Hardening-Fuse-10286117 | 13194
Lateral Hardening-Fuse-10286118 | 13194
Lateral Hardening-Fuse-10286119 | 13194
Lateral Hardening-Fuse-10286120 | 13194
Lateral Hardening-Fuse-10286121 | 13194
Lateral Hardening-Fuse-10286125 | 13194
Lateral Hardening-Fuse-10288729 | 13678
Lateral Hardening-Fuse-10288737 | 13678
Lateral Hardening-Fuse-10288738 | 13678
Lateral Hardening-Fuse-10290386 | 13155
Lateral Hardening-Fuse-10290390 | 13155
Lateral Hardening-Fuse-10290397 | 13155
Lateral Hardening-Fuse-10290398 | 13155
Lateral Hardening-Fuse-10292438 | 13485
Lateral Hardening-Fuse-10292439 | 13482
Lateral Hardening-Fuse-10296941 | 13753
Lateral Hardening-Fuse-10296947 | 13753
Lateral Hardening-Fuse-10296948 | 13753
Lateral Hardening-Fuse-10296950 | 13753
Lateral Hardening-Fuse-10296951 | 13753
Lateral Hardening-Fuse-10296952 | 13753
Lateral Hardening-Fuse-10296955 | 13753
Lateral Hardening-Fuse-10296956 | 13753
Lateral Hardening-Fuse-10296959 | 13753
Lateral Hardening-Fuse-10296962 | 13753
Lateral Hardening-Fuse-10297412 | 13754
Lateral Hardening-Fuse-10297432 | 13754
Lateral Hardening-Fuse-10297433 | 13754
Lateral Hardening-Fuse-10297434 | 13754
Lateral Hardening-Fuse-10297440 | 13754
Lateral Hardening-Fuse-10297442 | 13754
Lateral Hardening-Fuse-10297927 | 13737
Lateral Hardening-Fuse-10297933 | 13737
Lateral Hardening-Fuse-10297934 | 13737
Lateral Hardening-Fuse-10297939 | 13737
Lateral Hardening-Fuse-10297942 | 13737
Lateral Hardening-Fuse-10297943 | 13737
Lateral Hardening-Fuse-10298286 | 13738
Lateral Hardening-Fuse-10298289 | 13738
Lateral Hardening-Fuse-10298290 | 13738
Lateral Hardening-Fuse-10298293 | 13738
Lateral Hardening-Fuse-10298296 | 13738
Lateral Hardening-Fuse-10298299 | 13738
Lateral Hardening-Fuse-10298300 | 13738
Lateral Hardening-Fuse-10299009 | 13740
Lateral Hardening-Fuse-10299012 | 13740
Lateral Hardening-Fuse-10299739 | 13747
Lateral Hardening-Fuse-10299740 | 13747
Lateral Hardening-Fuse-10299747 | 13747
Lateral Hardening-Fuse-10302321 | 13539
Lateral Hardening-Fuse-10307212 | 13860
Lateral Hardening-Fuse-10307215 | 13860
Lateral Hardening-Fuse-10309098 | 13863
Lateral Hardening-Fuse-10310445 | 13864
Lateral Hardening-Fuse-10310460 | 13864
Lateral Hardening-Fuse-10310464 | 13864
Lateral Hardening-Fuse-10310468 | 13864
Lateral Hardening-Fuse-10310471 | 13338
Lateral Hardening-Fuse-10310477 | 13864
Lateral Hardening-Fuse-10310480 | 13864
Lateral Hardening-Fuse-10310482 | 13531
Lateral Hardening-Fuse-10310485 | 13864
Lateral Hardening-Fuse-10310488 | 13864
Lateral Hardening-Fuse-10310489 | 13338
Lateral Hardening-Fuse-10310492 | 13864
Lateral Hardening-Fuse-10310496 | 13864
Lateral Hardening-Fuse-10310497 | 13864
Lateral Hardening-Fuse-10310498 | 13864
Lateral Hardening-Fuse-10310499 | 13531
Lateral Hardening-Fuse-10310502 | 13531
Lateral Hardening-Fuse-10310505 | 13864
Lateral Hardening-Fuse-10310508 | 13864
Lateral Hardening-Fuse-10310509 | 13338
Lateral Hardening-Fuse-10310511 | 13338
Lateral Hardening-Fuse-10311263 | 14031
Lateral Hardening-Fuse-10311264 | 14031
Lateral Hardening-Fuse-10311265 | 14031
Lateral Hardening-Fuse-10311268 | 13865
Lateral Hardening-Fuse-10311270 | 13865
Lateral Hardening-Fuse-10311272 | 13865
Lateral Hardening-Fuse-10311273 | 13865
Lateral Hardening-Fuse-10311274 | 13865
Lateral Hardening-Fuse-10311280 | 13865
Lateral Hardening-Fuse-10313323 | 13866
Lateral Hardening-Fuse-10313353 | 13866
Lateral Hardening-Fuse-10313356 | 13866
Lateral Hardening-Fuse-10313361 | 13866
Lateral Hardening-Fuse-10313363 | 13866
Lateral Hardening-Fuse-10313366 | 13866
Lateral Hardening-Fuse-10313370 | 13866
Lateral Hardening-Fuse-10313376 | 13866
Lateral Hardening-Fuse-10313377 | 13866
Lateral Hardening-Fuse-10313379 | 13866
Lateral Hardening-Fuse-10313380 | 13866
Lateral Hardening-Fuse-10313381 | 13866
Lateral Hardening-Fuse-10313382 | 13866
Lateral Hardening-Fuse-10313385 | 13866
Lateral Hardening-Fuse-10313390 | 13866
Lateral Hardening-Fuse-10313393 | 13750
Lateral Hardening-Fuse-10317618 | 13748
Lateral Hardening-Fuse-10317624 | 13748
Lateral Hardening-Fuse-10317649 | 13748
Lateral Hardening-Fuse-10317653 | 13748
Lateral Hardening-Fuse-10317657 | 13748
Lateral Hardening-Fuse-10317659 | 13021
Lateral Hardening-Fuse-10317660 | 13021
Lateral Hardening-Fuse-10317661 | 13021
Lateral Hardening-Fuse-10317662 | 13748
Lateral Hardening-Fuse-10317663 | 13748
Lateral Hardening-Fuse-10317664 | 13021
Lateral Hardening-Fuse-10320670 | 13870
Lateral Hardening-Fuse-10320672 | 13870
Lateral Hardening-Fuse-10320675 | 13870
Lateral Hardening-Fuse-10320678 | 13870
Lateral Hardening-Fuse-10320680 | 13870
Lateral Hardening-Fuse-10320683 | 13870
Lateral Hardening-Fuse-10320685 | 13870
Lateral Hardening-Fuse-10320688 | 13870
Lateral Hardening-Fuse-10324179 | 13889
Lateral Hardening-Fuse-10324180 | 13889
Lateral Hardening-Fuse-10324181 | 13889
Lateral Hardening-Fuse-10328026 | 13889
Lateral Hardening-Fuse-10333108 | 13890
Lateral Hardening-Fuse-10338448 | 13892
Lateral Hardening-Fuse-10338454 | 13892
Lateral Hardening-Fuse-10338460 | 13892
Lateral Hardening-Fuse-10338462 | 13585
Lateral Hardening-Fuse-10339548 | 13895
Lateral Hardening-Fuse-10339836 | 14032
Lateral Hardening-Fuse-10339856 | 14032
Lateral Hardening-Fuse-10340721 | 14037
Lateral Hardening-Fuse-10340747 | 13425
Lateral Hardening-Fuse-10340753 | 14031
Lateral Hardening-Fuse-10340775 | 14031
Lateral Hardening-Fuse-10340777 | 14037
Lateral Hardening-Fuse-10340780 | 14031
Lateral Hardening-Fuse-10360534 | 13484
Lateral Hardening-Fuse-10361894 | 13106
Lateral Hardening-Fuse-10361899 | 13106
Lateral Hardening-Fuse-10361900 | 13106
Lateral Hardening-Fuse-10361901 | 13106
Lateral Hardening-Fuse-10362863 | 13104
Lateral Hardening-Fuse-10362866 | 13104
Lateral Hardening-Fuse-10362868 | 13104
Lateral Hardening-Fuse-10362869 | 13104
Lateral Hardening-Fuse-10362871 | 13104
Lateral Hardening-Fuse-10362873 | 13104
Lateral Hardening-Fuse-10362874 | 13104
Lateral Hardening-Fuse-10362876 | 13104
Lateral Hardening-Fuse-10362878 | 13104
Lateral Hardening-Fuse-10362880 | 13104
Lateral Hardening-Fuse-10362881 | 13104
Lateral Hardening-Fuse-10362882 | 13104
Lateral Hardening-Fuse-10362883 | 13104
Lateral Hardening-Fuse-10362885 | 13104
Lateral Hardening-Fuse-10362886 | 13104
Lateral Hardening-Fuse-10363872 | 14071
Lateral Hardening-Fuse-10363878 | 14071
Lateral Hardening-Fuse-10363882 | 14071
Lateral Hardening-Fuse-10363884 | 13096
Lateral Hardening-Fuse-10363886 | 13096
Lateral Hardening-Fuse-10363891 | 13096
Lateral Hardening-Fuse-10363893 | 13096
Lateral Hardening-Fuse-10363895 | 14071
Lateral Hardening-Fuse-10363899 | 14071
Lateral Hardening-Fuse-10363901 | 14071
Lateral Hardening-Fuse-10363903 | 14071
Lateral Hardening-Fuse-10363905 | 14071
Lateral Hardening-Fuse-10363911 | 13096
Lateral Hardening-Fuse-10363917 | 13096
Lateral Hardening-Fuse-10363923 | 13096
Lateral Hardening-Fuse-10363933 | 13096
Lateral Hardening-Fuse-10363934 | 13096
Lateral Hardening-Fuse-10363936 | 13096
Lateral Hardening-Fuse-10363937 | 13096
Lateral Hardening-Fuse-10363938 | 13096
Lateral Hardening-Fuse-10363939 | 13096
Lateral Hardening-Fuse-10363940 | 13096
Lateral Hardening-Fuse-10363941 | 13096
Lateral Hardening-Fuse-10363942 | 13096
Lateral Hardening-Fuse-10363946 | 13096
Lateral Hardening-Fuse-10363948 | 13096
Lateral Hardening-Fuse-10363954 | 13096
Lateral Hardening-Fuse-10363960 | 13096
Lateral Hardening-Fuse-10363963 | 13096
Lateral Hardening-Fuse-10363965 | 13096
Lateral Hardening-Fuse-10363968 | 13096
Lateral Hardening-Fuse-10363969 | 13096
Lateral Hardening-Fuse-10363970 | 13096
Lateral Hardening-Fuse-10363971 | 13096
Lateral Hardening-Fuse-10363973 | 13096
Lateral Hardening-Fuse-10363976 | 13096
Lateral Hardening-Fuse-10363977 | 14071
Lateral Hardening-Fuse-10363978 | 13096
Lateral Hardening-Fuse-10363980 | 13096
Lateral Hardening-Fuse-10363981 | 13096
Lateral Hardening-Fuse-10363985 | 13096
Lateral Hardening-Fuse-10363992 | 13096
Lateral Hardening-Fuse-10363996 | 13096
Lateral Hardening-Fuse-10365926 | 13044
Lateral Hardening-Fuse-10366499 | 13089
Lateral Hardening-Fuse-10366507 | 13089
Lateral Hardening-Fuse-10366513 | 13089
Lateral Hardening-Fuse-10366514 | 13089
Lateral Hardening-Fuse-10366515 | 13089
Lateral Hardening-Fuse-10366516 | 13089
Lateral Hardening-Fuse-10366517 | 13089
Lateral Hardening-Fuse-10366518 | 13089
Lateral Hardening-Fuse-10366527 | 13089
Lateral Hardening-Fuse-10366528 | 13089
Lateral Hardening-Fuse-10366529 | 13089
Lateral Hardening-Fuse-10366530 | 13089
Lateral Hardening-Fuse-10366531 | 13089
Lateral Hardening-Fuse-10366532 | 13089
Lateral Hardening-Fuse-10366533 | 13089
Lateral Hardening-Fuse-10366534 | 13089
Lateral Hardening-Fuse-10366535 | 13089
Lateral Hardening-Fuse-10366849 | 13101
Lateral Hardening-Fuse-10366851 | 13101
Lateral Hardening-Fuse-10366852 | 13101
Lateral Hardening-Fuse-10366853 | 13101
Lateral Hardening-Fuse-10366854 | 13101
Lateral Hardening-Fuse-10366862 | 13101
Lateral Hardening-Fuse-10366866 | 13101
Lateral Hardening-Fuse-10366868 | 13101
Lateral Hardening-Fuse-10367294 | 13102
Lateral Hardening-Fuse-10367295 | 13102
Lateral Hardening-Fuse-10367296 | 13102
Lateral Hardening-Fuse-10367298 | 13102
Lateral Hardening-Fuse-10367299 | 13102
Lateral Hardening-Fuse-10367312 | 13102
Lateral Hardening-Fuse-10367318 | 13102
Lateral Hardening-Fuse-10367872 | 13103
Lateral Hardening-Fuse-10367874 | 13103
Lateral Hardening-Fuse-10367875 | 13103
Lateral Hardening-Fuse-10367916 | 13103
Lateral Hardening-Fuse-10368929 | 13099
Lateral Hardening-Fuse-10368932 | 13097
Lateral Hardening-Fuse-10368938 | 13097
Lateral Hardening-Fuse-10368940 | 13097
Lateral Hardening-Fuse-10368941 | 13097
Lateral Hardening-Fuse-10368943 | 13099
Lateral Hardening-Fuse-10368945 | 13097
Lateral Hardening-Fuse-10368948 | 13099
Lateral Hardening-Fuse-10368952 | 13097
Lateral Hardening-Fuse-10368953 | 13097
Lateral Hardening-Fuse-10368966 | 13097
Lateral Hardening-Fuse-10368967 | 13097
Lateral Hardening-Fuse-10368968 | 13097
Lateral Hardening-Fuse-10368969 | 13097
Lateral Hardening-Fuse-10368970 | 13097
Lateral Hardening-Fuse-10368972 | 13099
Lateral Hardening-Fuse-10368980 | 13097
Lateral Hardening-Fuse-10368992 | 13099
Lateral Hardening-Fuse-10371684 | 13100
Lateral Hardening-Fuse-10371688 | 13100
Lateral Hardening-Fuse-10371690 | 13100
Lateral Hardening-Fuse-10371693 | 13100
Lateral Hardening-Fuse-10371697 | 13100
Lateral Hardening-Fuse-10371698 | 13100
Lateral Hardening-Fuse-10371701 | 13100
Lateral Hardening-Fuse-10371702 | 13100
Lateral Hardening-Fuse-10371703 | 13100
Lateral Hardening-Fuse-10371704 | 13100
Lateral Hardening-Fuse-10371706 | 13100
Lateral Hardening-Fuse-10371708 | 13100
Lateral Hardening-Fuse-10371710 | 13100
Lateral Hardening-Fuse-10371711 | 13100
Lateral Hardening-Fuse-10371712 | 13100
Lateral Hardening-Fuse-10371714 | 13100
Lateral Hardening-Fuse-10371715 | 13100
Lateral Hardening-Fuse-10372395 | 13097
Lateral Hardening-Fuse-10372407 | 13097
Lateral Hardening-Fuse-10372409 | 13097
Lateral Hardening-Fuse-10372412 | 13993
Lateral Hardening-Fuse-10372413 | 13993
Lateral Hardening-Fuse-10372414 | 13993
Lateral Hardening-Fuse-10372424 | 13097
Lateral Hardening-Fuse-10372427 | 13097
Lateral Hardening-Fuse-10372428 | 13097
Lateral Hardening-Fuse-10372429 | 13097
Lateral Hardening-Fuse-10372430 | 13097
Lateral Hardening-Fuse-10372431 | 13097
Lateral Hardening-Fuse-10372443 | 13993
Lateral Hardening-Fuse-10372445 | 13097
Lateral Hardening-Fuse-10372446 | 13097
Lateral Hardening-Fuse-10372447 | 13993
Lateral Hardening-Fuse-10372448 | 13097
Lateral Hardening-Fuse-10372449 | 13097
Lateral Hardening-Fuse-10374094 | 13178
Lateral Hardening-Fuse-10374104 | 13178
Lateral Hardening-Fuse-10374105 | 13178
Lateral Hardening-Fuse-10374540 | 13547
Lateral Hardening-Fuse-10374541 | 13547
Lateral Hardening-Fuse-10374545 | 13547
Lateral Hardening-Fuse-10375124 | 13176
Lateral Hardening-Fuse-10375125 | 13176
Lateral Hardening-Fuse-10375129 | 13176
Lateral Hardening-Fuse-10375130 | 13176
Lateral Hardening-Fuse-10375132 | 13176
Lateral Hardening-Fuse-10375133 | 13176
Lateral Hardening-Fuse-10375134 | 13176
Lateral Hardening-Fuse-10375136 | 13176
Lateral Hardening-Fuse-10375139 | 13176
Lateral Hardening-Fuse-10375140 | 13176
Lateral Hardening-Fuse-10375141 | 13176
Lateral Hardening-Fuse-10375143 | 13176
Lateral Hardening-Fuse-10375145 | 13176
Lateral Hardening-Fuse-10375148 | 13176
Lateral Hardening-Fuse-10375151 | 13176
Lateral Hardening-Fuse-10375152 | 13176
Lateral Hardening-Fuse-10375153 | 13176
Lateral Hardening-Fuse-10375154 | 13176
Lateral Hardening-Fuse-10375157 | 13176
Lateral Hardening-Fuse-10375159 | 13176
Lateral Hardening-Fuse-10376172 | 13107
Lateral Hardening-Fuse-10376173 | 13107
Lateral Hardening-Fuse-10376182 | 13107
Lateral Hardening-Fuse-10376183 | 13107
Lateral Hardening-Fuse-10376186 | 13107
Lateral Hardening-Fuse-10376188 | 13107
Lateral Hardening-Fuse-10376189 | 13107
Lateral Hardening-Fuse-10376190 | 13107
Lateral Hardening-Fuse-10376196 | 13107
Lateral Hardening-Fuse-10376197 | 13107
Lateral Hardening-Fuse-10376201 | 13107
Lateral Hardening-Fuse-10377784 | 13184
Lateral Hardening-Fuse-10377785 | 13184
Lateral Hardening-Fuse-10377786 | 13184
Lateral Hardening-Fuse-10377794 | 13184
Lateral Hardening-Fuse-10377800 | 13184
Lateral Hardening-Fuse-10378197 | 13185
Lateral Hardening-Fuse-10379343 | 13186
Lateral Hardening-Fuse-10379357 | 13186
Lateral Hardening-Fuse-10379365 | 13186
Lateral Hardening-Fuse-10379366 | 13186
Lateral Hardening-Fuse-10379973 | 13187
Lateral Hardening-Fuse-10379974 | 13187
Lateral Hardening-Fuse-10379981 | 13187
Lateral Hardening-Fuse-10379985 | 13187
Lateral Hardening-Fuse-10379986 | 13187
Lateral Hardening-Fuse-10379987 | 13187
Lateral Hardening-Fuse-10379988 | 13187
Lateral Hardening-Fuse-10379989 | 13187
Lateral Hardening-Fuse-10379990 | 13187
Lateral Hardening-Fuse-10379993 | 13187
Lateral Hardening-Fuse-10379997 | 13187
Lateral Hardening-Fuse-10379998 | 13187
Lateral Hardening-Fuse-10379999 | 13187
Lateral Hardening-Fuse-10381170 | 13222
Lateral Hardening-Fuse-10381176 | 13087
Lateral Hardening-Fuse-10381182 | 13087
Lateral Hardening-Fuse-10381188 | 13222
Lateral Hardening-Fuse-10381202 | 13222
Lateral Hardening-Fuse-10381214 | 13222
Lateral Hardening-Fuse-10381232 | 13087
Lateral Hardening-Fuse-10381698 | 13223
Lateral Hardening-Fuse-10381700 | 13223
Lateral Hardening-Fuse-10381704 | 13223
Lateral Hardening-Fuse-10381720 | 13222
Lateral Hardening-Fuse-10381727 | 13223
Lateral Hardening-Fuse-10381733 | 13223
Lateral Hardening-Fuse-10381745 | 13223
Lateral Hardening-Fuse-10381757 | 13223
Lateral Hardening-Fuse-10381758 | 13223
Lateral Hardening-Fuse-10381759 | 13222
Lateral Hardening-Fuse-10381760 | 13223
Lateral Hardening-Fuse-10381761 | 13223
Lateral Hardening-Fuse-10382337 | 13224
Lateral Hardening-Fuse-10382339 | 13224
Lateral Hardening-Fuse-10382345 | 13224
Lateral Hardening-Fuse-10382346 | 13224
Lateral Hardening-Fuse-10382347 | 13224
Lateral Hardening-Fuse-10382348 | 13224
Lateral Hardening-Fuse-10382349 | 13224
Lateral Hardening-Fuse-10382354 | 13224
Lateral Hardening-Fuse-10382358 | 13224
Lateral Hardening-Fuse-10382366 | 13224
Lateral Hardening-Fuse-10382368 | 13224
Lateral Hardening-Fuse-10382376 | 13224
Lateral Hardening-Fuse-10382378 | 13224
Lateral Hardening-Fuse-10382388 | 13224
Lateral Hardening-Fuse-10382389 | 13224
Lateral Hardening-Fuse-10382391 | 13224
Lateral Hardening-Fuse-10382393 | 13224
Lateral Hardening-Fuse-10382395 | 13224
Lateral Hardening-Fuse-10383149 | 13348
Lateral Hardening-Fuse-10383155 | 13348
Lateral Hardening-Fuse-10384704 | 13351
Lateral Hardening-Fuse-10384705 | 13351
Lateral Hardening-Fuse-10384706 | 13351
Lateral Hardening-Fuse-10384723 | 13351
Lateral Hardening-Fuse-10385758 | 13352
Lateral Hardening-Fuse-10385763 | 13352
Lateral Hardening-Fuse-10386679 | 13715
Lateral Hardening-Fuse-10387731 | 13714
Lateral Hardening-Fuse-10387734 | 13714
Lateral Hardening-Fuse-10388510 | 13466
Lateral Hardening-Fuse-10388513 | 13466
Lateral Hardening-Fuse-10388514 | 13466
Lateral Hardening-Fuse-10388515 | 13466
Lateral Hardening-Fuse-10388518 | 13466
Lateral Hardening-Fuse-10388831 | 13221
Lateral Hardening-Fuse-10388833 | 13221
Lateral Hardening-Fuse-10388837 | 13221
Lateral Hardening-Fuse-10388844 | 13221
Lateral Hardening-Fuse-10389244 | 13365
Lateral Hardening-Fuse-10389247 | 13365
Lateral Hardening-Fuse-10389250 | 13365
Lateral Hardening-Fuse-10389252 | 13365
Lateral Hardening-Fuse-10391084 | 13469
Lateral Hardening-Fuse-10391085 | 13469
Lateral Hardening-Fuse-10391640 | 13546
Lateral Hardening-Fuse-10391643 | 13546
Lateral Hardening-Fuse-10391646 | 13546
Lateral Hardening-Fuse-10391649 | 13546
Lateral Hardening-Fuse-10391652 | 13546
Lateral Hardening-Fuse-10391655 | 13546
Lateral Hardening-Fuse-10391656 | 13546
Lateral Hardening-Fuse-10391657 | 13546
Lateral Hardening-Fuse-10391666 | 13546
Lateral Hardening-Fuse-10391672 | 13546
Lateral Hardening-Fuse-10391678 | 13546
Lateral Hardening-Fuse-10391681 | 13546
Lateral Hardening-Fuse-10391682 | 13546
Lateral Hardening-Fuse-10391686 | 13546
Lateral Hardening-Fuse-10391687 | 13546
Lateral Hardening-Fuse-10392348 | 13496
Lateral Hardening-Fuse-10392349 | 13496
Lateral Hardening-Fuse-10392863 | 13522
Lateral Hardening-Fuse-10392864 | 13522
Lateral Hardening-Fuse-10392870 | 13522
Lateral Hardening-Fuse-10392871 | 13522
Lateral Hardening-Fuse-10392874 | 13522
Lateral Hardening-Fuse-10392876 | 13522
Lateral Hardening-Fuse-10392877 | 13522
Lateral Hardening-Fuse-10392880 | 13522
Lateral Hardening-Fuse-10392882 | 13522
Lateral Hardening-Fuse-10392886 | 13522
Lateral Hardening-Fuse-10392893 | 13522
Lateral Hardening-Fuse-10392900 | 13522
Lateral Hardening-Fuse-10392902 | 13522
Lateral Hardening-Fuse-10392905 | 13522
Lateral Hardening-Fuse-10392911 | 13522
Lateral Hardening-Fuse-10392912 | 13522
Lateral Hardening-Fuse-10392913 | 13522
Lateral Hardening-Fuse-10392916 | 13522
Lateral Hardening-Fuse-10392919 | 13522
Lateral Hardening-Fuse-10392920 | 13522
Lateral Hardening-Fuse-10392921 | 13522
Lateral Hardening-Fuse-10392922 | 13522
Lateral Hardening-Fuse-10392923 | 13522
Lateral Hardening-Fuse-10392924 | 13522
Lateral Hardening-Fuse-10392925 | 13522
Lateral Hardening-Fuse-10393581 | 13523
Lateral Hardening-Fuse-10393584 | 13523
Lateral Hardening-Fuse-10393586 | 13523
Lateral Hardening-Fuse-10393590 | 13523
Lateral Hardening-Fuse-10393592 | 13523
Lateral Hardening-Fuse-10393881 | 13547
Lateral Hardening-Fuse-10394119 | 13552
Lateral Hardening-Fuse-10394122 | 13552
Lateral Hardening-Fuse-10394125 | 13552
Lateral Hardening-Fuse-10394126 | 13552
Lateral Hardening-Fuse-10394127 | 13552
Lateral Hardening-Fuse-10396295 | 13590
Lateral Hardening-Fuse-10396296 | 13590
Lateral Hardening-Fuse-10396297 | 13590
Lateral Hardening-Fuse-10396298 | 13590
Lateral Hardening-Fuse-10396299 | 13590
Lateral Hardening-Fuse-10396301 | 13590
Lateral Hardening-Fuse-10396305 | 13590
Lateral Hardening-Fuse-10396307 | 13590
Lateral Hardening-Fuse-10397049 | 13591
Lateral Hardening-Fuse-10397050 | 13591
Lateral Hardening-Fuse-10397051 | 13591
Lateral Hardening-Fuse-10397053 | 13591
Lateral Hardening-Fuse-10397056 | 13591
Lateral Hardening-Fuse-10397059 | 13591
Lateral Hardening-Fuse-10397060 | 13591
Lateral Hardening-Fuse-10397061 | 13591
Lateral Hardening-Fuse-10397064 | 13591
Lateral Hardening-Fuse-10397069 | 13591
Lateral Hardening-Fuse-10397072 | 13591
Lateral Hardening-Fuse-10397073 | 13591
Lateral Hardening-Fuse-10397076 | 13591
Lateral Hardening-Fuse-10397077 | 13591
Lateral Hardening-Fuse-10397078 | 13591
Lateral Hardening-Fuse-10397081 | 13591
Lateral Hardening-Fuse-10397083 | 13591
Lateral Hardening-Fuse-10397084 | 13591
Lateral Hardening-Fuse-10397086 | 13591
Lateral Hardening-Fuse-10397087 | 13591
Lateral Hardening-Fuse-10397088 | 13591
Lateral Hardening-Fuse-10397089 | 13591
Lateral Hardening-Fuse-10397090 | 13591
Lateral Hardening-Fuse-10397091 | 13591
Lateral Hardening-Fuse-10402228 | 13592
Lateral Hardening-Fuse-10402230 | 13592
Lateral Hardening-Fuse-10402231 | 13592
Lateral Hardening-Fuse-10402233 | 13592
Lateral Hardening-Fuse-10402234 | 13592
Lateral Hardening-Fuse-10402235 | 13592
Lateral Hardening-Fuse-10402236 | 13592
Lateral Hardening-Fuse-10402239 | 13592
Lateral Hardening-Fuse-10402243 | 13592
Lateral Hardening-Fuse-10402244 | 13592
Lateral Hardening-Fuse-10402245 | 13592
Lateral Hardening-Fuse-10402248 | 13592
Lateral Hardening-Fuse-10402252 | 13592
Lateral Hardening-Fuse-10402253 | 13592
Lateral Hardening-Fuse-10402259 | 13592
Lateral Hardening-Fuse-10402262 | 13592
Lateral Hardening-Fuse-10402265 | 13592
Lateral Hardening-Fuse-10402266 | 13592
Lateral Hardening-Fuse-10402275 | 13592
Lateral Hardening-Fuse-10402276 | 13592
Lateral Hardening-Fuse-10402277 | 13592
Lateral Hardening-Fuse-10402889 | 13593
Lateral Hardening-Fuse-10406661 | 13837
Lateral Hardening-Fuse-10406667 | 13630
Lateral Hardening-Fuse-10406693 | 13837
Lateral Hardening-Fuse-10406696 | 13837
Lateral Hardening-Fuse-10406697 | 13837
Lateral Hardening-Fuse-10408250 | 13632
Lateral Hardening-Fuse-10408252 | 13632
Lateral Hardening-Fuse-10408254 | 13632
Lateral Hardening-Fuse-10408256 | 13632
Lateral Hardening-Fuse-10408258 | 13632
Lateral Hardening-Fuse-10408262 | 13632
Lateral Hardening-Fuse-10408272 | 13632
Lateral Hardening-Fuse-10408276 | 13632
Lateral Hardening-Fuse-10408280 | 13632
Lateral Hardening-Fuse-10408286 | 13632
Lateral Hardening-Fuse-10408287 | 13632
Lateral Hardening-Fuse-10408288 | 13632
Lateral Hardening-Fuse-10408289 | 13632
Lateral Hardening-Fuse-10408290 | 13632
Lateral Hardening-Fuse-10409206 | 13631
Lateral Hardening-Fuse-10409220 | 13631
Lateral Hardening-Fuse-10409224 | 13631
Lateral Hardening-Fuse-10409228 | 13631
Lateral Hardening-Fuse-10409230 | 13631
Lateral Hardening-Fuse-10409232 | 13631
Lateral Hardening-Fuse-10409236 | 13631
Lateral Hardening-Fuse-10409244 | 13631
Lateral Hardening-Fuse-10411560 | 13633
Lateral Hardening-Fuse-10411562 | 13633
Lateral Hardening-Fuse-10411564 | 13633
Lateral Hardening-Fuse-10411566 | 13633
Lateral Hardening-Fuse-10411572 | 13633
Lateral Hardening-Fuse-10411575 | 13633
Lateral Hardening-Fuse-10411577 | 13633
Lateral Hardening-Fuse-10411579 | 13633
Lateral Hardening-Fuse-10411581 | 13633
Lateral Hardening-Fuse-10411583 | 13633
Lateral Hardening-Fuse-10411587 | 13633
Lateral Hardening-Fuse-10420547 | 13825
Lateral Hardening-Fuse-10420548 | 13825
Lateral Hardening-Fuse-10420555 | 13825
Lateral Hardening-Fuse-10420562 | 13825
Lateral Hardening-Fuse-10420563 | 13825
Lateral Hardening-Fuse-10420575 | 13825
Lateral Hardening-Fuse-10420580 | 13825
Lateral Hardening-Fuse-10421435 | 13826
Lateral Hardening-Fuse-10421438 | 13826
Lateral Hardening-Fuse-10421439 | 13826
Lateral Hardening-Fuse-10421442 | 13826
Lateral Hardening-Fuse-10421443 | 13826
Lateral Hardening-Fuse-10421444 | 13826
Lateral Hardening-Fuse-10421448 | 13826
Lateral Hardening-Fuse-10421449 | 13826
Lateral Hardening-Fuse-10421458 | 13826
Lateral Hardening-Fuse-10421462 | 13826
Lateral Hardening-Fuse-10422954 | 13827
Lateral Hardening-Fuse-10422956 | 13827
Lateral Hardening-Fuse-10422958 | 13827
Lateral Hardening-Fuse-10422959 | 13827
Lateral Hardening-Fuse-10422960 | 13827
Lateral Hardening-Fuse-10422961 | 13827
Lateral Hardening-Fuse-10422962 | 13827
Lateral Hardening-Fuse-10422964 | 13827
Lateral Hardening-Fuse-10422965 | 13827
Lateral Hardening-Fuse-10422966 | 13827
Lateral Hardening-Fuse-10422967 | 13827
Lateral Hardening-Fuse-10424215 | 13828
Lateral Hardening-Fuse-10424216 | 13828
Lateral Hardening-Fuse-10424217 | 13828
Lateral Hardening-Fuse-10424218 | 13828
Lateral Hardening-Fuse-10424219 | 13828
Lateral Hardening-Fuse-10424220 | 13828
Lateral Hardening-Fuse-10424221 | 13828
Lateral Hardening-Fuse-10424227 | 13828
Lateral Hardening-Fuse-10424228 | 13828
Lateral Hardening-Fuse-10424237 | 13828
Lateral Hardening-Fuse-10424239 | 13828
Lateral Hardening-Fuse-10424240 | 13828
Lateral Hardening-Fuse-10424241 | 13828
Lateral Hardening-Fuse-10425054 | 13829
Lateral Hardening-Fuse-10425055 | 13829
Lateral Hardening-Fuse-10425057 | 13829
Lateral Hardening-Fuse-10426537 | 13830
Lateral Hardening-Fuse-10426538 | 13830
Lateral Hardening-Fuse-10426541 | 13830
Lateral Hardening-Fuse-10426543 | 13830
Lateral Hardening-Fuse-10426546 | 13830
Lateral Hardening-Fuse-10426548 | 13830
Lateral Hardening-Fuse-10427677 | 13831
Lateral Hardening-Fuse-10427678 | 13831
Lateral Hardening-Fuse-10427679 | 13831
Lateral Hardening-Fuse-10428630 | 13832
Lateral Hardening-Fuse-10428632 | 13832
Lateral Hardening-Fuse-10428633 | 13832
Lateral Hardening-Fuse-10428639 | 13832
Lateral Hardening-Fuse-10429498 | 13835
Lateral Hardening-Fuse-10429499 | 13835
Lateral Hardening-Fuse-10429502 | 13835
Lateral Hardening-Fuse-10429504 | 13835
Lateral Hardening-Fuse-10429505 | 13835
Lateral Hardening-Fuse-10429512 | 13835
Lateral Hardening-Fuse-10429519 | 13835
Lateral Hardening-Fuse-10429522 | 13835
Lateral Hardening-Fuse-10429525 | 13835
Lateral Hardening-Fuse-10429526 | 13835
Lateral Hardening-Fuse-10429527 | 13835
Lateral Hardening-Fuse-10429528 | 13835
Lateral Hardening-Fuse-10429529 | 13835
Lateral Hardening-Fuse-10429530 | 13630
Lateral Hardening-Fuse-10429536 | 13630
Lateral Hardening-Fuse-10429548 | 13835
Lateral Hardening-Fuse-10429550 | 13835
Lateral Hardening-Fuse-10431773 | 13838
Lateral Hardening-Fuse-10431777 | 13838
Lateral Hardening-Fuse-10431783 | 13838
Lateral Hardening-Fuse-10431789 | 13838
Lateral Hardening-Fuse-10431794 | 13838
Lateral Hardening-Fuse-10433107 | 13098
Lateral Hardening-Fuse-10433141 | 13993
Lateral Hardening-Fuse-10433142 | 13993
Lateral Hardening-Fuse-10433143 | 13993
Lateral Hardening-Fuse-10433144 | 13993
Lateral Hardening-Fuse-10433146 | 13993
Lateral Hardening-Fuse-10433147 | 13993
Lateral Hardening-Fuse-10433148 | 13993
Lateral Hardening-Fuse-10433150 | 13993
Lateral Hardening-Fuse-10433153 | 13839
Lateral Hardening-Fuse-10433154 | 13839
Lateral Hardening-Fuse-10433157 | 13839
Lateral Hardening-Fuse-10433159 | 13839
Lateral Hardening-Fuse-10433160 | 13839
Lateral Hardening-Fuse-10433165 | 13839
Lateral Hardening-Fuse-10433175 | 13993
Lateral Hardening-Fuse-10433176 | 13993
Lateral Hardening-Fuse-10433179 | 13993
Lateral Hardening-Fuse-10433184 | 13993
Lateral Hardening-Fuse-10433187 | 13993
Lateral Hardening-Fuse-10433188 | 13993
Lateral Hardening-Fuse-10433189 | 13839
Lateral Hardening-Fuse-10433191 | 13993
Lateral Hardening-Fuse-10433194 | 13993
Lateral Hardening-Fuse-10433195 | 13993
Lateral Hardening-Fuse-10433196 | 13993
Lateral Hardening-Fuse-10433198 | 13993
Lateral Hardening-Fuse-10433200 | 13839
Lateral Hardening-Fuse-10436873 | 13932
Lateral Hardening-Fuse-10436874 | 13932
Lateral Hardening-Fuse-10436876 | 13836
Lateral Hardening-Fuse-10436881 | 13932
Lateral Hardening-Fuse-10436885 | 13932
Lateral Hardening-Fuse-10436886 | 13836
Lateral Hardening-Fuse-10438386 | 13935
Lateral Hardening-Fuse-10438388 | 13837
Lateral Hardening-Fuse-10438389 | 13837
Lateral Hardening-Fuse-10438390 | 13837
Lateral Hardening-Fuse-10439593 | 13939
Lateral Hardening-Fuse-10441185 | 13946
Lateral Hardening-Fuse-10441187 | 13946
Lateral Hardening-Fuse-10441188 | 13946
Lateral Hardening-Fuse-10441189 | 13946
Lateral Hardening-Fuse-10441190 | 13946
Lateral Hardening-Fuse-10441191 | 13946
Lateral Hardening-Fuse-10441192 | 13946
Lateral Hardening-Fuse-10441193 | 13946
Lateral Hardening-Fuse-10441194 | 13946
Lateral Hardening-Fuse-10441195 | 13946
Lateral Hardening-Fuse-10441196 | 13946
Lateral Hardening-Fuse-10441197 | 13946
Lateral Hardening-Fuse-10441198 | 13946
Lateral Hardening-Fuse-10441200 | 13946
Lateral Hardening-Fuse-10441209 | 13946
Lateral Hardening-Fuse-10441212 | 13946
Lateral Hardening-Fuse-10441215 | 13946
Lateral Hardening-Fuse-10441791 | 13947
Lateral Hardening-Fuse-10441793 | 13947
Lateral Hardening-Fuse-10441794 | 13947
Lateral Hardening-Fuse-10441795 | 13947
Lateral Hardening-Fuse-10441796 | 13947
Lateral Hardening-Fuse-10441797 | 13947
Lateral Hardening-Fuse-10441798 | 13947
Lateral Hardening-Fuse-10441799 | 13947
Lateral Hardening-Fuse-10441800 | 13947
Lateral Hardening-Fuse-10441802 | 13947
Lateral Hardening-Fuse-10441805 | 13947
Lateral Hardening-Fuse-10441806 | 13947
Lateral Hardening-Fuse-10441811 | 13947
Lateral Hardening-Fuse-10441812 | 13947
Lateral Hardening-Fuse-10441813 | 13947
Lateral Hardening-Fuse-10441814 | 13947
Lateral Hardening-Fuse-10441816 | 13947
Lateral Hardening-Fuse-10441822 | 13947
Lateral Hardening-Fuse-10441823 | 13947
Lateral Hardening-Fuse-10441824 | 13947
Lateral Hardening-Fuse-10441825 | 13947
Lateral Hardening-Fuse-10441826 | 13947
Lateral Hardening-Fuse-10442370 | 13948
Lateral Hardening-Fuse-10442372 | 13948
Lateral Hardening-Fuse-10442374 | 13948
Lateral Hardening-Fuse-10442375 | 13948
Lateral Hardening-Fuse-10442377 | 13948
Lateral Hardening-Fuse-10442378 | 13948
Lateral Hardening-Fuse-10442379 | 13948
Lateral Hardening-Fuse-10442382 | 13948
Lateral Hardening-Fuse-10442383 | 13948
Lateral Hardening-Fuse-10442384 | 13948
Lateral Hardening-Fuse-10442385 | 13948
Lateral Hardening-Fuse-10442389 | 13948
Lateral Hardening-Fuse-10442390 | 13948
Lateral Hardening-Fuse-10442391 | 13948
Lateral Hardening-Fuse-10443455 | 13132
Lateral Hardening-Fuse-10443458 | 13132
Lateral Hardening-Fuse-10443864 | 13172
Lateral Hardening-Fuse-10443866 | 13172
Lateral Hardening-Fuse-10443867 | 13172
Lateral Hardening-Fuse-10443870 | 13172
Lateral Hardening-Fuse-10443874 | 13172
Lateral Hardening-Fuse-10443879 | 13172
Lateral Hardening-Fuse-10443883 | 13172
Lateral Hardening-Fuse-10445018 | 13986
Lateral Hardening-Fuse-10451462 | 13128
Lateral Hardening-Fuse-10451463 | 13128
Lateral Hardening-Fuse-10451467 | 13128
Lateral Hardening-Fuse-10451468 | 13128
Lateral Hardening-Fuse-10451474 | 13128
Lateral Hardening-Fuse-10451476 | 13128
Lateral Hardening-Fuse-10451477 | 13128
Lateral Hardening-Fuse-10452687 | 13129
Lateral Hardening-Fuse-10452688 | 13129
Lateral Hardening-Fuse-10452690 | 13129
Lateral Hardening-Fuse-10452692 | 13129
Lateral Hardening-Fuse-10452693 | 13129
Lateral Hardening-Fuse-10452694 | 13129
Lateral Hardening-Fuse-10452695 | 13129
Lateral Hardening-Fuse-10452700 | 13129
Lateral Hardening-Fuse-10452702 | 13129
Lateral Hardening-Fuse-10452703 | 13129
Lateral Hardening-Fuse-10452704 | 13129
Lateral Hardening-Fuse-10452705 | 13129
Lateral Hardening-Fuse-10453978 | 13130
Lateral Hardening-Fuse-10453984 | 13130
Lateral Hardening-Fuse-10453985 | 13130
Lateral Hardening-Fuse-10453987 | 13130
Lateral Hardening-Fuse-10453988 | 13130
Lateral Hardening-Fuse-10453989 | 13130
Lateral Hardening-Fuse-10453992 | 13130
Lateral Hardening-Fuse-10453994 | 13130
Lateral Hardening-Fuse-10453995 | 13130
Lateral Hardening-Fuse-10453996 | 13130
Lateral Hardening-Fuse-10453998 | 13130
Lateral Hardening-Fuse-10454000 | 13130
Lateral Hardening-Fuse-10454003 | 13130
Lateral Hardening-Fuse-10454008 | 13130
Lateral Hardening-Fuse-10455359 | 13495
Lateral Hardening-Fuse-10455361 | 13171
Lateral Hardening-Fuse-10455363 | 13171
Lateral Hardening-Fuse-10455366 | 13171
Lateral Hardening-Fuse-10455371 | 13171
Lateral Hardening-Fuse-10455376 | 13495
Lateral Hardening-Fuse-10455377 | 13171
Lateral Hardening-Fuse-10455378 | 13171
Lateral Hardening-Fuse-10455379 | 13171
Lateral Hardening-Fuse-10455381 | 13171
Lateral Hardening-Fuse-10455386 | 13171
Lateral Hardening-Fuse-10455388 | 13171
Lateral Hardening-Fuse-10455393 | 13172
Lateral Hardening-Fuse-10455396 | 13495
Lateral Hardening-Fuse-10455397 | 13171
Lateral Hardening-Fuse-10455398 | 13171
Lateral Hardening-Fuse-10455400 | 13495
Lateral Hardening-Fuse-10455402 | 13495
Lateral Hardening-Fuse-10455403 | 13495
Lateral Hardening-Fuse-10455404 | 13171
Lateral Hardening-Fuse-10455405 | 13171
Lateral Hardening-Fuse-10455407 | 13171
Lateral Hardening-Fuse-10455410 | 13171
Lateral Hardening-Fuse-10455411 | 13171
Lateral Hardening-Fuse-10455412 | 13171
Lateral Hardening-Fuse-10455413 | 13171
Lateral Hardening-Fuse-10455414 | 13171
Lateral Hardening-Fuse-10455415 | 13171
Lateral Hardening-Fuse-10456312 | 13225
Lateral Hardening-Fuse-10456315 | 13225
Lateral Hardening-Fuse-10456316 | 13225
Lateral Hardening-Fuse-10456317 | 13225
Lateral Hardening-Fuse-10456319 | 13225
Lateral Hardening-Fuse-10456320 | 13225
Lateral Hardening-Fuse-10456323 | 13225
Lateral Hardening-Fuse-10456324 | 13225
Lateral Hardening-Fuse-10456325 | 13225
Lateral Hardening-Fuse-10456328 | 13225
Lateral Hardening-Fuse-10456329 | 13225
Lateral Hardening-Fuse-10456330 | 13225
Lateral Hardening-Fuse-10457696 | 13229
Lateral Hardening-Fuse-10457697 | 13229
Lateral Hardening-Fuse-10457701 | 13229
Lateral Hardening-Fuse-10457702 | 13229
Lateral Hardening-Fuse-10457704 | 13229
Lateral Hardening-Fuse-10457707 | 13229
Lateral Hardening-Fuse-10457708 | 13229
Lateral Hardening-Fuse-10457710 | 13229
Lateral Hardening-Fuse-10457713 | 13229
Lateral Hardening-Fuse-10457714 | 13229
Lateral Hardening-Fuse-10457718 | 13229
Lateral Hardening-Fuse-10457719 | 13229
Lateral Hardening-Fuse-10457720 | 13229
Lateral Hardening-Fuse-10457721 | 13229
Lateral Hardening-Fuse-10457728 | 13229
Lateral Hardening-Fuse-10457729 | 13229
Lateral Hardening-Fuse-10457730 | 13229
Lateral Hardening-Fuse-10457731 | 13229
Lateral Hardening-Fuse-10457732 | 13229
Lateral Hardening-Fuse-10457733 | 13229
Lateral Hardening-Fuse-10457740 | 13229
Lateral Hardening-Fuse-10462545 | 13226
Lateral Hardening-Fuse-10462554 | 13798
Lateral Hardening-Fuse-10462556 | 13798
Lateral Hardening-Fuse-10462557 | 13798
Lateral Hardening-Fuse-10462562 | 13226
Lateral Hardening-Fuse-10462572 | 13798
Lateral Hardening-Fuse-10462582 | 13798
Lateral Hardening-Fuse-10462583 | 13226
Lateral Hardening-Fuse-10465295 | 13434
Lateral Hardening-Fuse-10465296 | 13434
Lateral Hardening-Fuse-10465297 | 13434
Lateral Hardening-Fuse-10465298 | 13434
Lateral Hardening-Fuse-10465299 | 13434
Lateral Hardening-Fuse-10465302 | 13434
Lateral Hardening-Fuse-10465303 | 13434
Lateral Hardening-Fuse-10465308 | 13434
Lateral Hardening-Fuse-10465314 | 13434
Lateral Hardening-Fuse-10465315 | 13434
Lateral Hardening-Fuse-10465316 | 13434
Lateral Hardening-Fuse-10465317 | 13434
Lateral Hardening-Fuse-10465318 | 13434
Lateral Hardening-Fuse-10465320 | 13434
Lateral Hardening-Fuse-10465327 | 13434
Lateral Hardening-Fuse-10465329 | 13434
Lateral Hardening-Fuse-10465331 | 13434
Lateral Hardening-Fuse-10465334 | 13434
Lateral Hardening-Fuse-10465336 | 13434
Lateral Hardening-Fuse-10465338 | 13434
Lateral Hardening-Fuse-10465340 | 13434
Lateral Hardening-Fuse-10466883 | 13433
Lateral Hardening-Fuse-10466886 | 13433
Lateral Hardening-Fuse-10466890 | 13433
Lateral Hardening-Fuse-10466897 | 13433
Lateral Hardening-Fuse-10466905 | 13433
Lateral Hardening-Fuse-10466908 | 13433
Lateral Hardening-Fuse-10466909 | 13433
Lateral Hardening-Fuse-10466910 | 13433
Lateral Hardening-Fuse-10466911 | 13433
Lateral Hardening-Fuse-10466913 | 13433
Lateral Hardening-Fuse-10466914 | 13433
Lateral Hardening-Fuse-10466915 | 13433
Lateral Hardening-Fuse-10466916 | 13433
Lateral Hardening-Fuse-10466918 | 13433
Lateral Hardening-Fuse-10467575 | 13934
Lateral Hardening-Fuse-10467577 | 13934
Lateral Hardening-Fuse-10467581 | 13934
Lateral Hardening-Fuse-10467583 | 13934
Lateral Hardening-Fuse-10467591 | 13939
Lateral Hardening-Fuse-10467597 | 13934
Lateral Hardening-Fuse-10467606 | 13934
Lateral Hardening-Fuse-10469901 | 13213
Lateral Hardening-Fuse-10469909 | 13213
Lateral Hardening-Fuse-10469920 | 13213
Lateral Hardening-Fuse-10469943 | 13213
Lateral Hardening-Fuse-10469944 | 13213
Lateral Hardening-Fuse-10469946 | 13213
Lateral Hardening-Fuse-10469947 | 13213
Lateral Hardening-Fuse-10469948 | 13213
Lateral Hardening-Fuse-10469950 | 13213
Lateral Hardening-Fuse-10471348 | 13230
Lateral Hardening-Fuse-10471354 | 13230
Lateral Hardening-Fuse-10471363 | 13230
Lateral Hardening-Fuse-10471366 | 13230
Lateral Hardening-Fuse-10471367 | 13230
Lateral Hardening-Fuse-10471368 | 13230
Lateral Hardening-Fuse-10471377 | 13230
Lateral Hardening-Fuse-10472614 | 14114
Lateral Hardening-Fuse-10472615 | 14114
Lateral Hardening-Fuse-10472616 | 14114
Lateral Hardening-Fuse-10472618 | 14114
Lateral Hardening-Fuse-10472621 | 13454
Lateral Hardening-Fuse-10472622 | 13454
Lateral Hardening-Fuse-10472625 | 14114
Lateral Hardening-Fuse-10472626 | 14114
Lateral Hardening-Fuse-10472627 | 14114
Lateral Hardening-Fuse-10472630 | 14114
Lateral Hardening-Fuse-10472631 | 14114
Lateral Hardening-Fuse-10472634 | 13454
Lateral Hardening-Fuse-10472635 | 14114
Lateral Hardening-Fuse-10475330 | 14117
Lateral Hardening-Fuse-10475333 | 13455
Lateral Hardening-Fuse-10475339 | 14116
Lateral Hardening-Fuse-10475345 | 13455
Lateral Hardening-Fuse-10475346 | 14116
Lateral Hardening-Fuse-10475349 | 13455
Lateral Hardening-Fuse-10476014 | 13324
Lateral Hardening-Fuse-10476017 | 13436
Lateral Hardening-Fuse-10476018 | 13436
Lateral Hardening-Fuse-10476020 | 13324
Lateral Hardening-Fuse-10476021 | 13435
Lateral Hardening-Fuse-10476024 | 13436
Lateral Hardening-Fuse-10476025 | 13435
Lateral Hardening-Fuse-10476029 | 13324
Lateral Hardening-Fuse-10476032 | 13324
Lateral Hardening-Fuse-10476039 | 13435
Lateral Hardening-Fuse-10476040 | 13435
Lateral Hardening-Fuse-10476041 | 13436
Lateral Hardening-Fuse-10476042 | 13436
Lateral Hardening-Fuse-10476044 | 13436
Lateral Hardening-Fuse-10476045 | 13436
Lateral Hardening-Fuse-10476046 | 13436
Lateral Hardening-Fuse-10476047 | 13436
Lateral Hardening-Fuse-10476049 | 13436
Lateral Hardening-Fuse-10476050 | 13436
Lateral Hardening-Fuse-10476051 | 13436
Lateral Hardening-Fuse-10476052 | 13436
Lateral Hardening-Fuse-10476053 | 13435
Lateral Hardening-Fuse-10476054 | 13324
Lateral Hardening-Fuse-10476055 | 13324
Lateral Hardening-Fuse-10476056 | 13324
Lateral Hardening-Fuse-10476057 | 13324
Lateral Hardening-Fuse-10476059 | 13324
Lateral Hardening-Fuse-10477195 | 13326
Lateral Hardening-Fuse-10477198 | 13326
Lateral Hardening-Fuse-10477201 | 13326
Lateral Hardening-Fuse-10477204 | 13326
Lateral Hardening-Fuse-10477210 | 13326
Lateral Hardening-Fuse-10477218 | 13326
Lateral Hardening-Fuse-10477219 | 13326
Lateral Hardening-Fuse-10477221 | 13326
Lateral Hardening-Fuse-10477222 | 13326
Lateral Hardening-Fuse-10477223 | 13326
Lateral Hardening-Fuse-10477225 | 13326
Lateral Hardening-Fuse-10477226 | 13326
Lateral Hardening-Fuse-10477227 | 13326
Lateral Hardening-Fuse-10477228 | 13326
Lateral Hardening-Fuse-10477230 | 13326
Lateral Hardening-Fuse-10477231 | 13326
Lateral Hardening-Fuse-10477232 | 13326
Lateral Hardening-Fuse-10477646 | 13435
Lateral Hardening-Fuse-10477648 | 13435
Lateral Hardening-Fuse-10477654 | 13435
Lateral Hardening-Fuse-10477659 | 13435
Lateral Hardening-Fuse-10477660 | 13435
Lateral Hardening-Fuse-10477661 | 13435
Lateral Hardening-Fuse-10477662 | 13435
Lateral Hardening-Fuse-10477663 | 13435
Lateral Hardening-Fuse-10477668 | 13435
Lateral Hardening-Fuse-10477670 | 13435
Lateral Hardening-Fuse-10477673 | 13435
Lateral Hardening-Fuse-10478104 | 13436
Lateral Hardening-Fuse-10478105 | 13436
Lateral Hardening-Fuse-10479371 | 14012
Lateral Hardening-Fuse-10479379 | 14012
Lateral Hardening-Fuse-10479381 | 14012
Lateral Hardening-Fuse-10479383 | 14012
Lateral Hardening-Fuse-10479385 | 14012
Lateral Hardening-Fuse-10479389 | 14012
Lateral Hardening-Fuse-10479397 | 14216
Lateral Hardening-Fuse-10479399 | 14216
Lateral Hardening-Fuse-10479400 | 14012
Lateral Hardening-Fuse-10479404 | 14012
Lateral Hardening-Fuse-10479406 | 14012
Lateral Hardening-Fuse-10479414 | 14099
Lateral Hardening-Fuse-10479416 | 14217
Lateral Hardening-Fuse-10479418 | 14217
Lateral Hardening-Fuse-10479420 | 14099
Lateral Hardening-Fuse-10479424 | 14099
Lateral Hardening-Fuse-10479426 | 14099
Lateral Hardening-Fuse-10479428 | 14216
Lateral Hardening-Fuse-10479430 | 14217
Lateral Hardening-Fuse-10479437 | 14216
Lateral Hardening-Fuse-10479439 | 14217
Lateral Hardening-Fuse-10479443 | 14012
Lateral Hardening-Fuse-10481905 | 13883
Lateral Hardening-Fuse-10481911 | 13456
Lateral Hardening-Fuse-10482592 | 13457
Lateral Hardening-Fuse-10482593 | 13457
Lateral Hardening-Fuse-10482595 | 13457
Lateral Hardening-Fuse-10482598 | 13455
Lateral Hardening-Fuse-10482599 | 13455
Lateral Hardening-Fuse-10482600 | 13455
Lateral Hardening-Fuse-10482605 | 13457
Lateral Hardening-Fuse-10482606 | 13457
Lateral Hardening-Fuse-10482607 | 13457
Lateral Hardening-Fuse-10482609 | 13457
Lateral Hardening-Fuse-10482610 | 13457
Lateral Hardening-Fuse-10482611 | 13457
Lateral Hardening-Fuse-10482612 | 13457
Lateral Hardening-Fuse-10482615 | 13455
Lateral Hardening-Fuse-10482617 | 13455
Lateral Hardening-Fuse-10482618 | 13457
Lateral Hardening-Fuse-10483754 | 13458
Lateral Hardening-Fuse-10483756 | 14012
Lateral Hardening-Fuse-10483757 | 14012
Lateral Hardening-Fuse-10483771 | 14012
Lateral Hardening-Fuse-10483785 | 14012
Lateral Hardening-Fuse-10483787 | 13458
Lateral Hardening-Fuse-10483791 | 13458
Lateral Hardening-Fuse-10483807 | 13458
Lateral Hardening-Fuse-10483813 | 14012
Lateral Hardening-Fuse-10483818 | 14012
Lateral Hardening-Fuse-10483820 | 14012
Lateral Hardening-Fuse-10483831 | 14012
Lateral Hardening-Fuse-10484759 | 13461
Lateral Hardening-Fuse-10484779 | 13458
Lateral Hardening-Fuse-10484792 | 13461
Lateral Hardening-Fuse-10484794 | 13461
Lateral Hardening-Fuse-10484796 | 13461
Lateral Hardening-Fuse-10484800 | 13458
Lateral Hardening-Fuse-10484801 | 13458
Lateral Hardening-Fuse-10484802 | 13458
Lateral Hardening-Fuse-10484806 | 13459
Lateral Hardening-Fuse-10484813 | 13461
Lateral Hardening-Fuse-10484816 | 13459
Lateral Hardening-Fuse-10484830 | 13459
Lateral Hardening-Fuse-10484831 | 13461
Lateral Hardening-Fuse-10484837 | 13458
Lateral Hardening-Fuse-10487430 | 13458
Lateral Hardening-Fuse-10487438 | 13458
Lateral Hardening-Fuse-10487439 | 13458
Lateral Hardening-Fuse-10487450 | 13458
Lateral Hardening-Fuse-10487454 | 13458
Lateral Hardening-Fuse-10487457 | 13458
Lateral Hardening-Fuse-10487460 | 13458
Lateral Hardening-Fuse-10487461 | 13458
Lateral Hardening-Fuse-10487462 | 13458
Lateral Hardening-Fuse-10487463 | 13458
Lateral Hardening-Fuse-10487466 | 13458
Lateral Hardening-Fuse-10487467 | 13458
Lateral Hardening-Fuse-10487468 | 13458
Lateral Hardening-Fuse-10487486 | 13460
Lateral Hardening-Fuse-10487487 | 13460
Lateral Hardening-Fuse-10487494 | 13460
Lateral Hardening-Fuse-10487500 | 13460
Lateral Hardening-Fuse-10487509 | 13458
Lateral Hardening-Fuse-10487517 | 13460
Lateral Hardening-Fuse-10487518 | 13458
Lateral Hardening-Fuse-10487519 | 14341
Lateral Hardening-Fuse-10487520 | 13460
Lateral Hardening-Fuse-10487521 | 13460
Lateral Hardening-Fuse-10487522 | 13460
Lateral Hardening-Fuse-10487523 | 13460
Lateral Hardening-Fuse-10487525 | 13460
Lateral Hardening-Fuse-10487526 | 13460
Lateral Hardening-Fuse-10487547 | 13458
Lateral Hardening-Fuse-10487551 | 13458
Lateral Hardening-Fuse-10487571 | 13458
Lateral Hardening-Fuse-10487579 | 13458
Lateral Hardening-Fuse-10487580 | 13458
Lateral Hardening-Fuse-10487581 | 13458
Lateral Hardening-Fuse-10487585 | 13460
Lateral Hardening-Fuse-10487590 | 13460
Lateral Hardening-Fuse-10487593 | 13460
Lateral Hardening-Fuse-10492866 | 13461
Lateral Hardening-Fuse-10492896 | 14041
Lateral Hardening-Fuse-10492944 | 14041
Lateral Hardening-Fuse-10492948 | 14041
Lateral Hardening-Fuse-10492951 | 14041
Lateral Hardening-Fuse-10493792 | 13672
Lateral Hardening-Fuse-10493793 | 13672
Lateral Hardening-Fuse-10493794 | 13672
Lateral Hardening-Fuse-10493801 | 13672
Lateral Hardening-Fuse-10496839 | 13501
Lateral Hardening-Fuse-10496841 | 13501
Lateral Hardening-Fuse-10496844 | 13084
Lateral Hardening-Fuse-10496847 | 13084
Lateral Hardening-Fuse-10496850 | 13084
Lateral Hardening-Fuse-10496855 | 13084
Lateral Hardening-Fuse-10497389 | 13502
Lateral Hardening-Fuse-10497391 | 13502
Lateral Hardening-Fuse-10497396 | 13502
Lateral Hardening-Fuse-10497397 | 13502
Lateral Hardening-Fuse-10497398 | 13502
Lateral Hardening-Fuse-10497400 | 13502
Lateral Hardening-Fuse-10497403 | 13502
Lateral Hardening-Fuse-10501109 | 13509
Lateral Hardening-Fuse-10501110 | 13509
Lateral Hardening-Fuse-10501112 | 13509
Lateral Hardening-Fuse-10501126 | 13509
Lateral Hardening-Fuse-10501127 | 13509
Lateral Hardening-Fuse-10501128 | 13509
Lateral Hardening-Fuse-10501129 | 13509
Lateral Hardening-Fuse-10501132 | 13509
Lateral Hardening-Fuse-10501133 | 13509
Lateral Hardening-Fuse-10501136 | 13509
Lateral Hardening-Fuse-10501137 | 13509
Lateral Hardening-Fuse-10501138 | 13509
Lateral Hardening-Fuse-10501141 | 13509
Lateral Hardening-Fuse-10501142 | 13509
Lateral Hardening-Fuse-10501145 | 13509
Lateral Hardening-Fuse-10501149 | 13509
Lateral Hardening-Fuse-10501150 | 13509
Lateral Hardening-Fuse-10501155 | 13509
Lateral Hardening-Fuse-10503439 | 13576
Lateral Hardening-Fuse-10503441 | 13576
Lateral Hardening-Fuse-10503447 | 13576
Lateral Hardening-Fuse-10503448 | 13576
Lateral Hardening-Fuse-10503449 | 13576
Lateral Hardening-Fuse-10503450 | 13576
Lateral Hardening-Fuse-10503451 | 13576
Lateral Hardening-Fuse-10503458 | 13576
Lateral Hardening-Fuse-10503459 | 13576
Lateral Hardening-Fuse-10503460 | 13576
Lateral Hardening-Fuse-10503461 | 13576
Lateral Hardening-Fuse-10503462 | 13576
Lateral Hardening-Fuse-10503463 | 13576
Lateral Hardening-Fuse-10503464 | 13576
Lateral Hardening-Fuse-10509552 | 13128
Lateral Hardening-Fuse-10509553 | 13128
Lateral Hardening-Fuse-10509555 | 13128
Lateral Hardening-Fuse-10509556 | 13128
Lateral Hardening-Fuse-10509557 | 13128
Lateral Hardening-Fuse-10509558 | 13579
Lateral Hardening-Fuse-10509559 | 13579
Lateral Hardening-Fuse-10509566 | 13128
Lateral Hardening-Fuse-10509569 | 13128
Lateral Hardening-Fuse-10509570 | 13128
Lateral Hardening-Fuse-10509571 | 13128
Lateral Hardening-Fuse-10509573 | 13128
Lateral Hardening-Fuse-10509579 | 13579
Lateral Hardening-Fuse-10509580 | 13128
Lateral Hardening-Fuse-10509581 | 13128
Lateral Hardening-Fuse-10510808 | 14123
Lateral Hardening-Fuse-10510811 | 13685
Lateral Hardening-Fuse-10510813 | 14123
Lateral Hardening-Fuse-10510817 | 13693
Lateral Hardening-Fuse-10510818 | 13693
Lateral Hardening-Fuse-10510823 | 13693
Lateral Hardening-Fuse-10510825 | 14123
Lateral Hardening-Fuse-10510827 | 13685
Lateral Hardening-Fuse-10510831 | 13693
Lateral Hardening-Fuse-10512792 | 14110
Lateral Hardening-Fuse-10512795 | 14110
Lateral Hardening-Fuse-10512800 | 14110
Lateral Hardening-Fuse-10512812 | 14110
Lateral Hardening-Fuse-10516391 | 13797
Lateral Hardening-Fuse-10516393 | 13797
Lateral Hardening-Fuse-10516395 | 13799
Lateral Hardening-Fuse-10516399 | 13041
Lateral Hardening-Fuse-10516400 | 13686
Lateral Hardening-Fuse-10516402 | 13692
Lateral Hardening-Fuse-10516405 | 13692
Lateral Hardening-Fuse-10516406 | 13692
Lateral Hardening-Fuse-10516408 | 13686
Lateral Hardening-Fuse-10516409 | 13692
Lateral Hardening-Fuse-10516411 | 13686
Lateral Hardening-Fuse-10516412 | 13686
Lateral Hardening-Fuse-10516414 | 13686
Lateral Hardening-Fuse-10516415 | 13692
Lateral Hardening-Fuse-10516417 | 13797
Lateral Hardening-Fuse-10521028 | 13691
Lateral Hardening-Fuse-10521030 | 13691
Lateral Hardening-Fuse-10521031 | 13691
Lateral Hardening-Fuse-10525927 | 13729
Lateral Hardening-Fuse-10525939 | 14023
Lateral Hardening-Fuse-10526053 | 14023
Lateral Hardening-Fuse-10526054 | 13648
Lateral Hardening-Fuse-10526061 | 14023
Lateral Hardening-Fuse-10526062 | 14023
Lateral Hardening-Fuse-10526063 | 14023
Lateral Hardening-Fuse-10530043 | 13710
Lateral Hardening-Fuse-10532898 | 13705
Lateral Hardening-Fuse-10532909 | 13705
Lateral Hardening-Fuse-10532910 | 13705
Lateral Hardening-Fuse-10532915 | 13705
Lateral Hardening-Fuse-10532916 | 13705
Lateral Hardening-Fuse-10532917 | 13705
Lateral Hardening-Fuse-10532920 | 13705
Lateral Hardening-Fuse-10535978 | 13115
Lateral Hardening-Fuse-10535980 | 13115
Lateral Hardening-Fuse-10535985 | 13115
Lateral Hardening-Fuse-10535986 | 13115
Lateral Hardening-Fuse-10535987 | 13115
Lateral Hardening-Fuse-10535988 | 13115
Lateral Hardening-Fuse-10535989 | 13115
Lateral Hardening-Fuse-10535990 | 13115
Lateral Hardening-Fuse-10535991 | 13115
Lateral Hardening-Fuse-10535995 | 13118
Lateral Hardening-Fuse-10535999 | 13118
Lateral Hardening-Fuse-10536000 | 13115
Lateral Hardening-Fuse-10536001 | 13118
Lateral Hardening-Fuse-10536015 | 13115
Lateral Hardening-Fuse-10536016 | 13115
Lateral Hardening-Fuse-10536018 | 13115
Lateral Hardening-Fuse-10536019 | 13115
Lateral Hardening-Fuse-10536022 | 13115
Lateral Hardening-Fuse-10536023 | 13115
Lateral Hardening-Fuse-10536026 | 13115
Lateral Hardening-Fuse-10536027 | 13115
Lateral Hardening-Fuse-10536028 | 13115
Lateral Hardening-Fuse-10536032 | 13115
Lateral Hardening-Fuse-10536035 | 13118
Lateral Hardening-Fuse-10537245 | 13117
Lateral Hardening-Fuse-10537246 | 13117
Lateral Hardening-Fuse-10537251 | 13117
Lateral Hardening-Fuse-10537252 | 13117
Lateral Hardening-Fuse-10537271 | 13117
Lateral Hardening-Fuse-10537282 | 13117
Lateral Hardening-Fuse-10537284 | 13117
Lateral Hardening-Fuse-10537285 | 13117
Lateral Hardening-Fuse-10537287 | 13117
Lateral Hardening-Fuse-10537296 | 13117
Lateral Hardening-Fuse-10537306 | 13117
Lateral Hardening-Fuse-10537309 | 13117
Lateral Hardening-Fuse-10537311 | 13117
Lateral Hardening-Fuse-10537312 | 13117
Lateral Hardening-Fuse-10537315 | 13117
Lateral Hardening-Fuse-10538848 | 13118
Lateral Hardening-Fuse-10538857 | 13118
Lateral Hardening-Fuse-10538858 | 13118
Lateral Hardening-Fuse-10539844 | 14117
Lateral Hardening-Fuse-10540462 | 13964
Lateral Hardening-Fuse-10540484 | 13964
Lateral Hardening-Fuse-10540496 | 13964
Lateral Hardening-Fuse-10540502 | 13964
Lateral Hardening-Fuse-10540504 | 13964
Lateral Hardening-Fuse-10540506 | 13964
Lateral Hardening-Fuse-10540507 | 13964
Lateral Hardening-Fuse-10540508 | 13964
Lateral Hardening-Fuse-10540509 | 13964
Lateral Hardening-Fuse-10540510 | 13964
Lateral Hardening-Fuse-10540511 | 13964
Lateral Hardening-Fuse-10540513 | 13964
Lateral Hardening-Fuse-10540516 | 13964
Lateral Hardening-Fuse-10540518 | 13964
Lateral Hardening-Fuse-10540519 | 13964
Lateral Hardening-Fuse-10541452 | 13884
Lateral Hardening-Fuse-10544572 | 13909
Lateral Hardening-Fuse-10544574 | 13909
Lateral Hardening-Fuse-10544608 | 13213
Lateral Hardening-Fuse-10544609 | 13213
Lateral Hardening-Fuse-10544611 | 13213
Lateral Hardening-Fuse-10544626 | 13909
Lateral Hardening-Fuse-10544627 | 13909
Lateral Hardening-Fuse-10544630 | 13911
Lateral Hardening-Fuse-10544631 | 13911
Lateral Hardening-Fuse-10544633 | 13911
Lateral Hardening-Fuse-10544635 | 13911
Lateral Hardening-Fuse-10544642 | 13911
Lateral Hardening-Fuse-10545819 | 13910
Lateral Hardening-Fuse-10545826 | 13910
Lateral Hardening-Fuse-10545833 | 13910
Lateral Hardening-Fuse-10545835 | 13910
Lateral Hardening-Fuse-10545839 | 13910
Lateral Hardening-Fuse-10545845 | 13910
Lateral Hardening-Fuse-10545847 | 13910
Lateral Hardening-Fuse-10545848 | 13910
Lateral Hardening-Fuse-10545851 | 13906
Lateral Hardening-Fuse-10545861 | 13910
Lateral Hardening-Fuse-10548823 | 13690
Lateral Hardening-Fuse-10548836 | 13690
Lateral Hardening-Fuse-10548838 | 13690
Lateral Hardening-Fuse-10548839 | 13690
Lateral Hardening-Fuse-10548843 | 13690
Lateral Hardening-Fuse-10548846 | 13693
Lateral Hardening-Fuse-10548847 | 13693
Lateral Hardening-Fuse-10548848 | 13693
Lateral Hardening-Fuse-10548850 | 13693
Lateral Hardening-Fuse-10548851 | 13693
Lateral Hardening-Fuse-10548854 | 13693
Lateral Hardening-Fuse-10548856 | 13693
Lateral Hardening-Fuse-10548859 | 14112
Lateral Hardening-Fuse-10552442 | 13577
Lateral Hardening-Fuse-10552444 | 13577
Lateral Hardening-Fuse-10552451 | 13577
Lateral Hardening-Fuse-10552452 | 13577
Lateral Hardening-Fuse-10554582 | 13911
Lateral Hardening-Fuse-10554583 | 13911
Lateral Hardening-Fuse-10554584 | 13911
Lateral Hardening-Fuse-10554585 | 13911
Lateral Hardening-Fuse-10554588 | 13911
Lateral Hardening-Fuse-10554589 | 13911
Lateral Hardening-Fuse-10554595 | 13911
Lateral Hardening-Fuse-10554603 | 13911
Lateral Hardening-Fuse-10556518 | 13298
Lateral Hardening-Fuse-10556519 | 13298
Lateral Hardening-Fuse-10556523 | 13924
Lateral Hardening-Fuse-10556531 | 13298
Lateral Hardening-Fuse-10556535 | 13298
Lateral Hardening-Fuse-10556536 | 13298
Lateral Hardening-Fuse-10556537 | 13298
Lateral Hardening-Fuse-10556539 | 13298
Lateral Hardening-Fuse-10556540 | 13298
Lateral Hardening-Fuse-10556541 | 13298
Lateral Hardening-Fuse-10556542 | 13298
Lateral Hardening-Fuse-10556549 | 13298
Lateral Hardening-Fuse-10556552 | 13298
Lateral Hardening-Fuse-10556554 | 13298
Lateral Hardening-Fuse-10556555 | 13298
Lateral Hardening-Fuse-10556557 | 13298
Lateral Hardening-Fuse-10556558 | 13298
Lateral Hardening-Fuse-10556559 | 13298
Lateral Hardening-Fuse-10556561 | 13298
Lateral Hardening-Fuse-10556564 | 13298
Lateral Hardening-Fuse-10556566 | 13298
Lateral Hardening-Fuse-10556567 | 13298
Lateral Hardening-Fuse-10556569 | 13298
Lateral Hardening-Fuse-10556570 | 13298
Lateral Hardening-Fuse-10556574 | 13298
Lateral Hardening-Fuse-10556575 | 13298
Lateral Hardening-Fuse-10556577 | 13298
Lateral Hardening-Fuse-10556578 | 13298
Lateral Hardening-Fuse-10556579 | 13298
Lateral Hardening-Fuse-10556580 | 13298
Lateral Hardening-Fuse-10556581 | 13298
Lateral Hardening-Fuse-10556582 | 13298
Lateral Hardening-Fuse-10556583 | 13298
Lateral Hardening-Fuse-10556584 | 13298
Lateral Hardening-Fuse-10556585 | 13298
Lateral Hardening-Fuse-10556586 | 13298
Lateral Hardening-Fuse-10556587 | 13298
Lateral Hardening-Fuse-10556588 | 13298
Lateral Hardening-Fuse-10556589 | 13298
Lateral Hardening-Fuse-10556590 | 13298
Lateral Hardening-Fuse-10556591 | 13298
Lateral Hardening-Fuse-10556592 | 13298
Lateral Hardening-Fuse-10556593 | 13298
Lateral Hardening-Fuse-10556595 | 13298
Lateral Hardening-Fuse-10556596 | 13298
Lateral Hardening-Fuse-10556597 | 13298
Lateral Hardening-Fuse-10556598 | 13298
Lateral Hardening-Fuse-10556599 | 13298
Lateral Hardening-Fuse-10556600 | 13298
Lateral Hardening-Fuse-10556601 | 13298
Lateral Hardening-Fuse-10556602 | 13298
Lateral Hardening-Fuse-10556603 | 13924
Lateral Hardening-Fuse-10556606 | 13298
Lateral Hardening-Fuse-10556607 | 13298
Lateral Hardening-Fuse-10556608 | 13298
Lateral Hardening-Fuse-10556611 | 13298
Lateral Hardening-Fuse-10556612 | 13298
Lateral Hardening-Fuse-10556613 | 13298
Lateral Hardening-Fuse-10556614 | 13298
Lateral Hardening-Fuse-10556616 | 13298
Lateral Hardening-Fuse-10556619 | 13298
Lateral Hardening-Fuse-10556620 | 13298
Lateral Hardening-Fuse-10556621 | 13298
Lateral Hardening-Fuse-10556622 | 13298
Lateral Hardening-Fuse-10556623 | 13298
Lateral Hardening-Fuse-10556629 | 13298
Lateral Hardening-Fuse-10556630 | 13298
Lateral Hardening-Fuse-10556631 | 13298
Lateral Hardening-Fuse-10556633 | 13298
Lateral Hardening-Fuse-10556634 | 13298
Lateral Hardening-Fuse-10556638 | 13298
Lateral Hardening-Fuse-10556639 | 13298
Lateral Hardening-Fuse-10556640 | 13298
Lateral Hardening-Fuse-10556642 | 13298
Lateral Hardening-Fuse-10556643 | 13298
Lateral Hardening-Fuse-10556644 | 13298
Lateral Hardening-Fuse-10556647 | 13298
Lateral Hardening-Fuse-10556648 | 13298
Lateral Hardening-Fuse-10556649 | 13298
Lateral Hardening-Fuse-10556650 | 13298
Lateral Hardening-Fuse-10556651 | 13298
Lateral Hardening-Fuse-10556652 | 13298
Lateral Hardening-Fuse-10556653 | 13298
Lateral Hardening-Fuse-10556654 | 13298
Lateral Hardening-Fuse-10556657 | 13298
Lateral Hardening-Fuse-10556658 | 13298
Lateral Hardening-Fuse-10556659 | 13298
Lateral Hardening-Fuse-10556660 | 13298
Lateral Hardening-Fuse-10556661 | 13298
Lateral Hardening-Fuse-10556662 | 13298
Lateral Hardening-Fuse-10556663 | 13298
Lateral Hardening-Fuse-10556665 | 13298
Lateral Hardening-Fuse-10556666 | 13298
Lateral Hardening-Fuse-10556669 | 13298
Lateral Hardening-Fuse-10556670 | 13298
Lateral Hardening-Fuse-10556672 | 13298
Lateral Hardening-Fuse-10556673 | 13298
Lateral Hardening-Fuse-10556674 | 13298
Lateral Hardening-Fuse-10556676 | 13298
Lateral Hardening-Fuse-10556677 | 13298
Lateral Hardening-Fuse-10556680 | 13298
Lateral Hardening-Fuse-10556681 | 13298
Lateral Hardening-Fuse-10556682 | 13298
Lateral Hardening-Fuse-10556684 | 13298
Lateral Hardening-Fuse-10556685 | 13298
Lateral Hardening-Fuse-10556687 | 13298
Lateral Hardening-Fuse-10556688 | 13298
Lateral Hardening-Fuse-10556691 | 13298
Lateral Hardening-Fuse-10556696 | 13298
Lateral Hardening-Fuse-10556698 | 13298
Lateral Hardening-Fuse-10556699 | 13298
Lateral Hardening-Fuse-10556700 | 13298
Lateral Hardening-Fuse-10556701 | 13298
Lateral Hardening-Fuse-10556704 | 13924
Lateral Hardening-Fuse-10556707 | 13298
Lateral Hardening-Fuse-10556709 | 13298
Lateral Hardening-Fuse-10556710 | 13298
Lateral Hardening-Fuse-10556714 | 13298
Lateral Hardening-Fuse-10556715 | 13298
Lateral Hardening-Fuse-10556716 | 13298
Lateral Hardening-Fuse-10556717 | 13298
Lateral Hardening-Fuse-10556718 | 13298
Lateral Hardening-Fuse-10556719 | 13298
Lateral Hardening-Fuse-10556720 | 13298
Lateral Hardening-Fuse-10556721 | 13298
Lateral Hardening-Fuse-10556723 | 13298
Lateral Hardening-Fuse-10556727 | 13298
Lateral Hardening-Fuse-10556728 | 13298
Lateral Hardening-Fuse-10556729 | 13298
Lateral Hardening-Fuse-10556730 | 13298
Lateral Hardening-Fuse-10556731 | 13298
Lateral Hardening-Fuse-10556732 | 13298
Lateral Hardening-Fuse-10556733 | 13298
Lateral Hardening-Fuse-10556735 | 13298
Lateral Hardening-Fuse-10556736 | 13298
Lateral Hardening-Fuse-10556737 | 13298
Lateral Hardening-Fuse-10556738 | 13298
Lateral Hardening-Fuse-10556739 | 13298
Lateral Hardening-Fuse-10556741 | 13298
Lateral Hardening-Fuse-10556743 | 13298
Lateral Hardening-Fuse-10556749 | 13298
Lateral Hardening-Fuse-10556751 | 13298
Lateral Hardening-Fuse-10556752 | 13298
Lateral Hardening-Fuse-10556753 | 13298
Lateral Hardening-Fuse-10556754 | 13298
Lateral Hardening-Fuse-10556757 | 13298
Lateral Hardening-Fuse-10556759 | 13298
Lateral Hardening-Fuse-10558842 | 13299
Lateral Hardening-Fuse-10558844 | 13299
Lateral Hardening-Fuse-10558852 | 13299
Lateral Hardening-Fuse-10558853 | 13299
Lateral Hardening-Fuse-10558854 | 13299
Lateral Hardening-Fuse-10558855 | 13299
Lateral Hardening-Fuse-10558858 | 13772
Lateral Hardening-Fuse-10558865 | 13299
Lateral Hardening-Fuse-10558883 | 13299
Lateral Hardening-Fuse-10558892 | 13299
Lateral Hardening-Fuse-10558896 | 13299
Lateral Hardening-Fuse-10558902 | 13299
Lateral Hardening-Fuse-10560398 | 13297
Lateral Hardening-Fuse-10560401 | 13297
Lateral Hardening-Fuse-10560403 | 13297
Lateral Hardening-Fuse-10560408 | 13297
Lateral Hardening-Fuse-10560409 | 13297
Lateral Hardening-Fuse-10560410 | 13297
Lateral Hardening-Fuse-10560411 | 13297
Lateral Hardening-Fuse-10560414 | 13297
Lateral Hardening-Fuse-10560416 | 13297
Lateral Hardening-Fuse-10560423 | 13297
Lateral Hardening-Fuse-10560424 | 13297
Lateral Hardening-Fuse-10560425 | 13297
Lateral Hardening-Fuse-10560426 | 13297
Lateral Hardening-Fuse-10560428 | 13297
Lateral Hardening-Fuse-10560429 | 13297
Lateral Hardening-Fuse-10560430 | 13297
Lateral Hardening-Fuse-10560432 | 13297
Lateral Hardening-Fuse-10562334 | 13296
Lateral Hardening-Fuse-10562336 | 13296
Lateral Hardening-Fuse-10562339 | 13296
Lateral Hardening-Fuse-10562342 | 13296
Lateral Hardening-Fuse-10562345 | 13296
Lateral Hardening-Fuse-10562348 | 13296
Lateral Hardening-Fuse-10562350 | 13296
Lateral Hardening-Fuse-10562354 | 13296
Lateral Hardening-Fuse-10562356 | 13296
Lateral Hardening-Fuse-10562357 | 13296
Lateral Hardening-Fuse-10562359 | 13296
Lateral Hardening-Fuse-10562361 | 13296
Lateral Hardening-Fuse-10562364 | 13296
Lateral Hardening-Fuse-10562365 | 13296
Lateral Hardening-Fuse-10562366 | 13296
Lateral Hardening-Fuse-10562369 | 13296
Lateral Hardening-Fuse-10562370 | 13296
Lateral Hardening-Fuse-10562371 | 13296
Lateral Hardening-Fuse-10562372 | 13296
Lateral Hardening-Fuse-10562373 | 13296
Lateral Hardening-Fuse-10562374 | 13296
Lateral Hardening-Fuse-10562375 | 13296
Lateral Hardening-Fuse-10562376 | 13296
Lateral Hardening-Fuse-10562378 | 13296
Lateral Hardening-Fuse-10562381 | 13296
Lateral Hardening-Fuse-10562383 | 13296
Lateral Hardening-Fuse-10563760 | 13293
Lateral Hardening-Fuse-10563762 | 13293
Lateral Hardening-Fuse-10563763 | 13293
Lateral Hardening-Fuse-10563765 | 13293
Lateral Hardening-Fuse-10563769 | 13293
Lateral Hardening-Fuse-10563774 | 13293
Lateral Hardening-Fuse-10563776 | 13293
Lateral Hardening-Fuse-10563780 | 13293
Lateral Hardening-Fuse-10563782 | 13293
Lateral Hardening-Fuse-10563783 | 13293
Lateral Hardening-Fuse-10563786 | 13293
Lateral Hardening-Fuse-10563787 | 13293
Lateral Hardening-Fuse-10563790 | 13293
Lateral Hardening-Fuse-10563796 | 13293
Lateral Hardening-Fuse-10563799 | 13293
Lateral Hardening-Fuse-10563800 | 13293
Lateral Hardening-Fuse-10563808 | 13293
Lateral Hardening-Fuse-10563812 | 13293
Lateral Hardening-Fuse-10563815 | 13293
Lateral Hardening-Fuse-10564602 | 13292
Lateral Hardening-Fuse-10564603 | 13292
Lateral Hardening-Fuse-10564604 | 13292
Lateral Hardening-Fuse-10564605 | 13292
Lateral Hardening-Fuse-10564609 | 13292
Lateral Hardening-Fuse-10564610 | 13292
Lateral Hardening-Fuse-10564613 | 13292
Lateral Hardening-Fuse-10564619 | 13292
Lateral Hardening-Fuse-10564624 | 13292
Lateral Hardening-Fuse-10565116 | 13291
Lateral Hardening-Fuse-10565122 | 13291
Lateral Hardening-Fuse-10565125 | 13291
Lateral Hardening-Fuse-10565127 | 13291
Lateral Hardening-Fuse-10565129 | 13291
Lateral Hardening-Fuse-10565130 | 13291
Lateral Hardening-Fuse-10565133 | 13291
Lateral Hardening-Fuse-10565136 | 13291
Lateral Hardening-Fuse-10565138 | 13291
Lateral Hardening-Fuse-10565140 | 13291
Lateral Hardening-Fuse-10565143 | 13291
Lateral Hardening-Fuse-10565867 | 13290
Lateral Hardening-Fuse-10565868 | 13290
Lateral Hardening-Fuse-10565871 | 13290
Lateral Hardening-Fuse-10565875 | 13290
Lateral Hardening-Fuse-10565884 | 13290
Lateral Hardening-Fuse-10565885 | 13290
Lateral Hardening-Fuse-10565886 | 13290
Lateral Hardening-Fuse-10565887 | 13290
Lateral Hardening-Fuse-10565888 | 13290
Lateral Hardening-Fuse-10565890 | 13290
Lateral Hardening-Fuse-10565891 | 13290
Lateral Hardening-Fuse-10565892 | 13290
Lateral Hardening-Fuse-10565895 | 13290
Lateral Hardening-Fuse-10565896 | 13290
Lateral Hardening-Fuse-10565897 | 13290
Lateral Hardening-Fuse-10565898 | 13290
Lateral Hardening-Fuse-10565899 | 13290
Lateral Hardening-Fuse-10565903 | 13290
Lateral Hardening-Fuse-10566557 | 13289
Lateral Hardening-Fuse-10566561 | 13289
Lateral Hardening-Fuse-10566562 | 13289
Lateral Hardening-Fuse-10566565 | 13289
Lateral Hardening-Fuse-10566566 | 13289
Lateral Hardening-Fuse-10566569 | 13289
Lateral Hardening-Fuse-10566570 | 13289
Lateral Hardening-Fuse-10566571 | 13289
Lateral Hardening-Fuse-10566573 | 13289
Lateral Hardening-Fuse-10566574 | 13289
Lateral Hardening-Fuse-10566576 | 13289
Lateral Hardening-Fuse-10566579 | 13289
Lateral Hardening-Fuse-10566580 | 13289
Lateral Hardening-Fuse-10566581 | 13289
Lateral Hardening-Fuse-10566582 | 13289
Lateral Hardening-Fuse-10566583 | 13289
Lateral Hardening-Fuse-10566584 | 13289
Lateral Hardening-Fuse-10566585 | 13289
Lateral Hardening-Fuse-10567057 | 13314
Lateral Hardening-Fuse-10567058 | 13314
Lateral Hardening-Fuse-10567076 | 13314
Lateral Hardening-Fuse-10567082 | 13314
Lateral Hardening-Fuse-10567085 | 13314
Lateral Hardening-Fuse-10567092 | 13314
Lateral Hardening-Fuse-10567093 | 13314
Lateral Hardening-Fuse-10567744 | 13117
Lateral Hardening-Fuse-10567749 | 13117
Lateral Hardening-Fuse-10567750 | 13117
Lateral Hardening-Fuse-10567751 | 13117
Lateral Hardening-Fuse-10567752 | 13117
Lateral Hardening-Fuse-10567753 | 13117
Lateral Hardening-Fuse-10567756 | 13370
Lateral Hardening-Fuse-10567760 | 13370
Lateral Hardening-Fuse-10567761 | 13370
Lateral Hardening-Fuse-10567762 | 13370
Lateral Hardening-Fuse-10567768 | 13370
Lateral Hardening-Fuse-10567770 | 13370
Lateral Hardening-Fuse-10567771 | 13370
Lateral Hardening-Fuse-10567774 | 13279
Lateral Hardening-Fuse-10567775 | 13279
Lateral Hardening-Fuse-10567776 | 13279
Lateral Hardening-Fuse-10567777 | 13279
Lateral Hardening-Fuse-10567778 | 13279
Lateral Hardening-Fuse-10567779 | 13279
Lateral Hardening-Fuse-10567780 | 13279
Lateral Hardening-Fuse-10567781 | 13279
Lateral Hardening-Fuse-10567784 | 13279
Lateral Hardening-Fuse-10567788 | 13117
Lateral Hardening-Fuse-10567789 | 13117
Lateral Hardening-Fuse-10567791 | 13370
Lateral Hardening-Fuse-10567792 | 13279
Lateral Hardening-Fuse-10567793 | 13279
Lateral Hardening-Fuse-10569605 | 13372
Lateral Hardening-Fuse-10569606 | 13372
Lateral Hardening-Fuse-10569607 | 13372
Lateral Hardening-Fuse-10569610 | 13372
Lateral Hardening-Fuse-10569611 | 13372
Lateral Hardening-Fuse-10569612 | 13372
Lateral Hardening-Fuse-10569613 | 13372
Lateral Hardening-Fuse-10569614 | 13372
Lateral Hardening-Fuse-10569623 | 13372
Lateral Hardening-Fuse-10569624 | 13372
Lateral Hardening-Fuse-10569627 | 13372
Lateral Hardening-Fuse-10569628 | 13279
Lateral Hardening-Fuse-10570211 | 13373
Lateral Hardening-Fuse-10570216 | 13373
Lateral Hardening-Fuse-10570218 | 13373
Lateral Hardening-Fuse-10570221 | 13373
Lateral Hardening-Fuse-10570224 | 13373
Lateral Hardening-Fuse-10570225 | 13373
Lateral Hardening-Fuse-10570226 | 13373
Lateral Hardening-Fuse-10570230 | 13373
Lateral Hardening-Fuse-10570232 | 13373
Lateral Hardening-Fuse-10570233 | 13373
Lateral Hardening-Fuse-10570235 | 13373
Lateral Hardening-Fuse-10570243 | 13373
Lateral Hardening-Fuse-10570244 | 13373
Lateral Hardening-Fuse-10570245 | 13373
Lateral Hardening-Fuse-10570251 | 13373
Lateral Hardening-Fuse-10570255 | 13373
Lateral Hardening-Fuse-10570257 | 13373
Lateral Hardening-Fuse-10570258 | 13373
Lateral Hardening-Fuse-10570261 | 13373
Lateral Hardening-Fuse-10570264 | 13373
Lateral Hardening-Fuse-10570265 | 13373
Lateral Hardening-Fuse-10571245 | 14266
Lateral Hardening-Fuse-10571247 | 14266
Lateral Hardening-Fuse-10572955 | 13371
Lateral Hardening-Fuse-10572963 | 13371
Lateral Hardening-Fuse-10572964 | 13371
Lateral Hardening-Fuse-10572982 | 13371
Lateral Hardening-Fuse-10572992 | 13371
Lateral Hardening-Fuse-10572993 | 13117
Lateral Hardening-Fuse-10572996 | 13371
Lateral Hardening-Fuse-10572997 | 13371
Lateral Hardening-Fuse-10573743 | 13443
Lateral Hardening-Fuse-10573751 | 13443
Lateral Hardening-Fuse-10573754 | 13443
Lateral Hardening-Fuse-10573761 | 13443
Lateral Hardening-Fuse-10573762 | 13443
Lateral Hardening-Fuse-10573766 | 13443
Lateral Hardening-Fuse-10573771 | 13443
Lateral Hardening-Fuse-10573774 | 13443
Lateral Hardening-Fuse-10577997 | 13442
Lateral Hardening-Fuse-10578001 | 13442
Lateral Hardening-Fuse-10578002 | 13442
Lateral Hardening-Fuse-10578015 | 13442
Lateral Hardening-Fuse-10578020 | 13442
Lateral Hardening-Fuse-10578021 | 13442
Lateral Hardening-Fuse-10580647 | 13105
Lateral Hardening-Fuse-10580648 | 13630
Lateral Hardening-Fuse-10580651 | 13105
Lateral Hardening-Fuse-10580656 | 13105
Lateral Hardening-Fuse-10580657 | 13105
Lateral Hardening-Fuse-10580658 | 13105
Lateral Hardening-Fuse-10580659 | 13105
Lateral Hardening-Fuse-10580661 | 13105
Lateral Hardening-Fuse-10580662 | 13105
Lateral Hardening-Fuse-10580664 | 13105
Lateral Hardening-Fuse-10580666 | 13105
Lateral Hardening-Fuse-10580675 | 13105
Lateral Hardening-Fuse-10580676 | 13105
Lateral Hardening-Fuse-10580678 | 13105
Lateral Hardening-Fuse-10580679 | 13105
Lateral Hardening-Fuse-10580681 | 13105
Lateral Hardening-Fuse-10580684 | 13105
Lateral Hardening-Fuse-10580685 | 13105
Lateral Hardening-Fuse-10580686 | 13105
Lateral Hardening-Fuse-10580687 | 13105
Lateral Hardening-Fuse-10580688 | 13105
Lateral Hardening-Fuse-10580689 | 13105
Lateral Hardening-Fuse-10580690 | 13105
Lateral Hardening-Fuse-10580691 | 13105
Lateral Hardening-Fuse-10580692 | 13105
Lateral Hardening-Fuse-10580694 | 13105
Lateral Hardening-Fuse-10580697 | 13105
Lateral Hardening-Fuse-10580698 | 13105
Lateral Hardening-Fuse-10580708 | 13105
Lateral Hardening-Fuse-10581457 | 13181
Lateral Hardening-Fuse-10581460 | 13181
Lateral Hardening-Fuse-10582057 | 13838
Lateral Hardening-Fuse-10582069 | 13354
Lateral Hardening-Fuse-10583637 | 13840
Lateral Hardening-Fuse-10583638 | 13840
Lateral Hardening-Fuse-10583642 | 13840
Lateral Hardening-Fuse-10583646 | 13840
Lateral Hardening-Fuse-10583650 | 13840
Lateral Hardening-Fuse-10583651 | 13840
Lateral Hardening-Fuse-10583652 | 13840
Lateral Hardening-Fuse-10583657 | 13840
Lateral Hardening-Fuse-10583659 | 13840
Lateral Hardening-Fuse-10583660 | 13840
Lateral Hardening-Fuse-10583671 | 13840
Lateral Hardening-Fuse-10583674 | 13840
Lateral Hardening-Fuse-10588268 | 13444
Lateral Hardening-Fuse-10588269 | 13444
Lateral Hardening-Fuse-10588272 | 13444
Lateral Hardening-Fuse-10588273 | 13444
Lateral Hardening-Fuse-10588274 | 13444
Lateral Hardening-Fuse-10588275 | 13444
Lateral Hardening-Fuse-10588277 | 13444
Lateral Hardening-Fuse-10588280 | 13444
Lateral Hardening-Fuse-10588281 | 13444
Lateral Hardening-Fuse-10588283 | 13444
Lateral Hardening-Fuse-10588284 | 13444
Lateral Hardening-Fuse-10588290 | 13444
Lateral Hardening-Fuse-10588294 | 13444
Lateral Hardening-Fuse-10588295 | 13444
Lateral Hardening-Fuse-10588296 | 13444
Lateral Hardening-Fuse-10588297 | 13444
Lateral Hardening-Fuse-10588791 | 13471
Lateral Hardening-Fuse-10588792 | 13471
Lateral Hardening-Fuse-10588793 | 13471
Lateral Hardening-Fuse-10588795 | 13471
Lateral Hardening-Fuse-10588796 | 13471
Lateral Hardening-Fuse-10588797 | 13471
Lateral Hardening-Fuse-10588798 | 13471
Lateral Hardening-Fuse-10588799 | 13471
Lateral Hardening-Fuse-10588801 | 13471
Lateral Hardening-Fuse-10588804 | 13471
Lateral Hardening-Fuse-10588805 | 13471
Lateral Hardening-Fuse-10588807 | 13471
Lateral Hardening-Fuse-10588812 | 13471
Lateral Hardening-Fuse-10588817 | 13471
Lateral Hardening-Fuse-10588819 | 13471
Lateral Hardening-Fuse-10588822 | 13471
Lateral Hardening-Fuse-10588824 | 13471
Lateral Hardening-Fuse-10588826 | 13471
Lateral Hardening-Fuse-10588828 | 13471
Lateral Hardening-Fuse-10589587 | 13756
Lateral Hardening-Fuse-10589590 | 13756
Lateral Hardening-Fuse-10589595 | 13756
Lateral Hardening-Fuse-10589600 | 13756
Lateral Hardening-Fuse-10589601 | 13756
Lateral Hardening-Fuse-10589602 | 13756
Lateral Hardening-Fuse-10590610 | 13127
Lateral Hardening-Fuse-10590611 | 13579
Lateral Hardening-Fuse-10590614 | 13579
Lateral Hardening-Fuse-10590617 | 13579
Lateral Hardening-Fuse-10590622 | 13579
Lateral Hardening-Fuse-10590623 | 13127
Lateral Hardening-Fuse-10590624 | 13127
Lateral Hardening-Fuse-10590625 | 13127
Lateral Hardening-Fuse-10590626 | 13127
Lateral Hardening-Fuse-10590628 | 13579
Lateral Hardening-Fuse-10590629 | 13579
Lateral Hardening-Fuse-10590630 | 13579
Lateral Hardening-Fuse-10590631 | 13579
Lateral Hardening-Fuse-10590637 | 13579
Lateral Hardening-Fuse-10590638 | 13579
Lateral Hardening-Fuse-10590641 | 13127
Lateral Hardening-Fuse-10590645 | 13127
Lateral Hardening-Fuse-10594239 | 13516
Lateral Hardening-Fuse-10594240 | 13516
Lateral Hardening-Fuse-10594242 | 13516
Lateral Hardening-Fuse-10594243 | 13516
Lateral Hardening-Fuse-10594246 | 13516
Lateral Hardening-Fuse-10594254 | 13516
Lateral Hardening-Fuse-10594255 | 13516
Lateral Hardening-Fuse-10594256 | 13516
Lateral Hardening-Fuse-10594261 | 13516
Lateral Hardening-Fuse-10595449 | 13294
Lateral Hardening-Fuse-10595452 | 13294
Lateral Hardening-Fuse-10595464 | 13698
Lateral Hardening-Fuse-10595467 | 13698
Lateral Hardening-Fuse-10595470 | 13698
Lateral Hardening-Fuse-10595473 | 13698
Lateral Hardening-Fuse-10595474 | 13698
Lateral Hardening-Fuse-10595476 | 13698
Lateral Hardening-Fuse-10595477 | 13698
Lateral Hardening-Fuse-10595478 | 13698
Lateral Hardening-Fuse-10595479 | 13698
Lateral Hardening-Fuse-10595480 | 13698
Lateral Hardening-Fuse-10595481 | 13698
Lateral Hardening-Fuse-10595483 | 13698
Lateral Hardening-Fuse-10595485 | 13698
Lateral Hardening-Fuse-10595487 | 13698
Lateral Hardening-Fuse-10595490 | 13698
Lateral Hardening-Fuse-10595492 | 13698
Lateral Hardening-Fuse-10595493 | 13698
Lateral Hardening-Fuse-10595494 | 13698
Lateral Hardening-Fuse-10595496 | 13698
Lateral Hardening-Fuse-10595497 | 13698
Lateral Hardening-Fuse-10595498 | 13698
Lateral Hardening-Fuse-10595500 | 13698
Lateral Hardening-Fuse-10595504 | 13698
Lateral Hardening-Fuse-10595506 | 13698
Lateral Hardening-Fuse-10595510 | 13698
Lateral Hardening-Fuse-10595511 | 13698
Lateral Hardening-Fuse-10595513 | 13698
Lateral Hardening-Fuse-10595515 | 13698
Lateral Hardening-Fuse-10595516 | 13294
Lateral Hardening-Fuse-10595517 | 13294
Lateral Hardening-Fuse-10595520 | 13698
Lateral Hardening-Fuse-10595521 | 13698
Lateral Hardening-Fuse-10595523 | 13698
Lateral Hardening-Fuse-10595524 | 13698
Lateral Hardening-Fuse-10595525 | 13698
Lateral Hardening-Fuse-10595526 | 13698
Lateral Hardening-Fuse-10595527 | 13294
Lateral Hardening-Fuse-10595529 | 13698
Lateral Hardening-Fuse-10595530 | 13698
Lateral Hardening-Fuse-10595531 | 13698
Lateral Hardening-Fuse-10595532 | 13294
Lateral Hardening-Fuse-10595533 | 13698
Lateral Hardening-Fuse-10596807 | 13770
Lateral Hardening-Fuse-10596832 | 13770
Lateral Hardening-Fuse-10596839 | 13770
Lateral Hardening-Fuse-10596841 | 13770
Lateral Hardening-Fuse-10596847 | 13770
Lateral Hardening-Fuse-10596850 | 13770
Lateral Hardening-Fuse-10596851 | 13770
Lateral Hardening-Fuse-10596852 | 13770
Lateral Hardening-Fuse-10596853 | 13770
Lateral Hardening-Fuse-10599389 | 13473
Lateral Hardening-Fuse-10599390 | 13473
Lateral Hardening-Fuse-10599392 | 13473
Lateral Hardening-Fuse-10599396 | 13473
Lateral Hardening-Fuse-10599398 | 13473
Lateral Hardening-Fuse-10599399 | 13473
Lateral Hardening-Fuse-10599405 | 13473
Lateral Hardening-Fuse-10599406 | 13473
Lateral Hardening-Fuse-10599416 | 13473
Lateral Hardening-Fuse-10599419 | 13473
Lateral Hardening-Fuse-10599422 | 13473
Lateral Hardening-Fuse-10599428 | 13473
Lateral Hardening-Fuse-10599429 | 13473
Lateral Hardening-Fuse-10599430 | 13473
Lateral Hardening-Fuse-10599433 | 13473
Lateral Hardening-Fuse-10599435 | 13473
Lateral Hardening-Fuse-10599440 | 13473
Lateral Hardening-Fuse-10600225 | 13479
Lateral Hardening-Fuse-10600226 | 13479
Lateral Hardening-Fuse-10601408 | 13661
Lateral Hardening-Fuse-10601413 | 13661
Lateral Hardening-Fuse-10601416 | 13661
Lateral Hardening-Fuse-10601422 | 13918
Lateral Hardening-Fuse-10601425 | 13661
Lateral Hardening-Fuse-10601433 | 13918
Lateral Hardening-Fuse-10601445 | 13922
Lateral Hardening-Fuse-10603600 | 13772
Lateral Hardening-Fuse-10603605 | 13772
Lateral Hardening-Fuse-10603627 | 13772
Lateral Hardening-Fuse-10603632 | 13772
Lateral Hardening-Fuse-10603635 | 13772
Lateral Hardening-Fuse-10603642 | 13772
Lateral Hardening-Fuse-10603652 | 13772
Lateral Hardening-Fuse-10603657 | 13772
Lateral Hardening-Fuse-10603659 | 13772
Lateral Hardening-Fuse-10605099 | 13924
Lateral Hardening-Fuse-10605101 | 13924
Lateral Hardening-Fuse-10605102 | 13924
Lateral Hardening-Fuse-10605105 | 13924
Lateral Hardening-Fuse-10605108 | 13924
Lateral Hardening-Fuse-10605109 | 13924
Lateral Hardening-Fuse-10605111 | 13924
Lateral Hardening-Fuse-10605127 | 13924
Lateral Hardening-Fuse-10605128 | 13924
Lateral Hardening-Fuse-10605134 | 13924
Lateral Hardening-Fuse-10605136 | 13924
Lateral Hardening-Fuse-10605137 | 13924
Lateral Hardening-Fuse-10605142 | 13924
Lateral Hardening-Fuse-10605144 | 13924
Lateral Hardening-Fuse-10605145 | 13924
Lateral Hardening-Fuse-10605147 | 13924
Lateral Hardening-Fuse-10605148 | 13924
Lateral Hardening-Fuse-10605149 | 13924
Lateral Hardening-Fuse-10605153 | 13924
Lateral Hardening-Fuse-10605156 | 13924
Lateral Hardening-Fuse-10605162 | 13924
Lateral Hardening-Fuse-10605167 | 13924
Lateral Hardening-Fuse-10605168 | 13924
Lateral Hardening-Fuse-10605169 | 13924
Lateral Hardening-Fuse-10605170 | 13924
Lateral Hardening-Fuse-10605171 | 13924
Lateral Hardening-Fuse-10605172 | 13924
Lateral Hardening-Fuse-10605174 | 13924
Lateral Hardening-Fuse-10605175 | 13924
Lateral Hardening-Fuse-10605180 | 13924
Lateral Hardening-Fuse-10605182 | 13924
Lateral Hardening-Fuse-10605185 | 13924
Lateral Hardening-Fuse-10605192 | 13924
Lateral Hardening-Fuse-10605193 | 13924
Lateral Hardening-Fuse-10605194 | 13924
Lateral Hardening-Fuse-10605196 | 13924
Lateral Hardening-Fuse-10605199 | 13924
Lateral Hardening-Fuse-10605200 | 13924
Lateral Hardening-Fuse-10605201 | 13924
Lateral Hardening-Fuse-10605202 | 13924
Lateral Hardening-Fuse-10605203 | 13924
Lateral Hardening-Fuse-10605207 | 13924
Lateral Hardening-Fuse-10605210 | 13924
Lateral Hardening-Fuse-10605212 | 13924
Lateral Hardening-Fuse-10606348 | 13151
Lateral Hardening-Fuse-10606352 | 13151
Lateral Hardening-Fuse-10608711 | 13916
Lateral Hardening-Fuse-10608740 | 13921
Lateral Hardening-Fuse-10608741 | 13921
Lateral Hardening-Fuse-10608742 | 13921
Lateral Hardening-Fuse-10608744 | 13921
Lateral Hardening-Fuse-10608746 | 13916
Lateral Hardening-Fuse-10612028 | 13927
Lateral Hardening-Fuse-10612047 | 13927
Lateral Hardening-Fuse-10612050 | 13927
Lateral Hardening-Fuse-10612053 | 13927
Lateral Hardening-Fuse-10612058 | 13927
Lateral Hardening-Fuse-10612060 | 13927
Lateral Hardening-Fuse-10612062 | 13927
Lateral Hardening-Fuse-10612064 | 13927
Lateral Hardening-Fuse-10612066 | 13927
Lateral Hardening-Fuse-10612067 | 13927
Lateral Hardening-Fuse-10612068 | 13927
Lateral Hardening-Fuse-10612069 | 13927
Lateral Hardening-Fuse-10612070 | 13927
Lateral Hardening-Fuse-10612071 | 13927
Lateral Hardening-Fuse-10612072 | 13927
Lateral Hardening-Fuse-10612078 | 13927
Lateral Hardening-Fuse-10612079 | 13927
Lateral Hardening-Fuse-10612081 | 13927
Lateral Hardening-Fuse-10612083 | 13927
Lateral Hardening-Fuse-10612084 | 13927
Lateral Hardening-Fuse-10612085 | 13927
Lateral Hardening-Fuse-10612086 | 13927
Lateral Hardening-Fuse-10612089 | 13927
Lateral Hardening-Fuse-10612093 | 13927
Lateral Hardening-Fuse-10612094 | 13927
Lateral Hardening-Fuse-10612095 | 13927
Lateral Hardening-Fuse-10612096 | 13927
Lateral Hardening-Fuse-10612098 | 13927
Lateral Hardening-Fuse-10612102 | 13927
Lateral Hardening-Fuse-10612105 | 13927
Lateral Hardening-Fuse-10612107 | 13927
Lateral Hardening-Fuse-10612108 | 13927
Lateral Hardening-Fuse-10612109 | 13927
Lateral Hardening-Fuse-10612113 | 13927
Lateral Hardening-Fuse-10612114 | 13927
Lateral Hardening-Fuse-10612115 | 13927
Lateral Hardening-Fuse-10612118 | 13927
Lateral Hardening-Fuse-10612119 | 13927
Lateral Hardening-Fuse-10612120 | 13927
Lateral Hardening-Fuse-10612121 | 13927
Lateral Hardening-Fuse-10612123 | 13927
Lateral Hardening-Fuse-10612126 | 13927
Lateral Hardening-Fuse-10612127 | 13927
Lateral Hardening-Fuse-10612129 | 13927
Lateral Hardening-Fuse-10612131 | 13927
Lateral Hardening-Fuse-10612133 | 13927
Lateral Hardening-Fuse-10612135 | 13927
Lateral Hardening-Fuse-10612136 | 13927
Lateral Hardening-Fuse-10612137 | 13927
Lateral Hardening-Fuse-10612139 | 13927
Lateral Hardening-Fuse-10612140 | 13927
Lateral Hardening-Fuse-10615013 | 13125
Lateral Hardening-Fuse-10615016 | 13125
Lateral Hardening-Fuse-10615019 | 13125
Lateral Hardening-Fuse-10615020 | 13125
Lateral Hardening-Fuse-10615022 | 13125
Lateral Hardening-Fuse-10615023 | 13125
Lateral Hardening-Fuse-10615024 | 13125
Lateral Hardening-Fuse-10615026 | 13125
Lateral Hardening-Fuse-10615027 | 13125
Lateral Hardening-Fuse-10615030 | 13125
Lateral Hardening-Fuse-10615032 | 13125
Lateral Hardening-Fuse-10616389 | 13124
Lateral Hardening-Fuse-10616392 | 13126
Lateral Hardening-Fuse-10616419 | 13126
Lateral Hardening-Fuse-10616422 | 13126
Lateral Hardening-Fuse-10616431 | 13124
Lateral Hardening-Fuse-10616433 | 13124
Lateral Hardening-Fuse-10616434 | 13124
Lateral Hardening-Fuse-10616436 | 13124
Lateral Hardening-Fuse-10616441 | 13126
Lateral Hardening-Fuse-10616445 | 13126
Lateral Hardening-Fuse-10616446 | 13126
Lateral Hardening-Fuse-10616447 | 13124
Lateral Hardening-Fuse-10616453 | 13126
Lateral Hardening-Fuse-10616454 | 13126
Lateral Hardening-Fuse-10616460 | 13124
Lateral Hardening-Fuse-10616466 | 13126
Lateral Hardening-Fuse-10616467 | 13126
Lateral Hardening-Fuse-10616469 | 13124
Lateral Hardening-Fuse-10616470 | 13124
Lateral Hardening-Fuse-10616472 | 13124
Lateral Hardening-Fuse-10616475 | 13126
Lateral Hardening-Fuse-10616478 | 13126
Lateral Hardening-Fuse-10616479 | 13124
Lateral Hardening-Fuse-10616482 | 13124
Lateral Hardening-Fuse-10618020 | 13118
Lateral Hardening-Fuse-10618037 | 13972
Lateral Hardening-Fuse-10618038 | 13972
Lateral Hardening-Fuse-10618059 | 13972
Lateral Hardening-Fuse-10618060 | 13972
Lateral Hardening-Fuse-10619763 | 13973
Lateral Hardening-Fuse-10619766 | 13973
Lateral Hardening-Fuse-10619767 | 13973
Lateral Hardening-Fuse-10619770 | 13973
Lateral Hardening-Fuse-10624922 | 13511
Lateral Hardening-Fuse-10624934 | 13514
Lateral Hardening-Fuse-10625679 | 13011
Lateral Hardening-Fuse-10625680 | 13011
Lateral Hardening-Fuse-10625681 | 13011
Lateral Hardening-Fuse-10625686 | 13011
Lateral Hardening-Fuse-10625688 | 13011
Lateral Hardening-Fuse-10625690 | 13011
Lateral Hardening-Fuse-10625691 | 13011
Lateral Hardening-Fuse-10625694 | 13011
Lateral Hardening-Fuse-10625697 | 13011
Lateral Hardening-Fuse-10625698 | 13011
Lateral Hardening-Fuse-10625703 | 13011
Lateral Hardening-Fuse-10625704 | 13011
Lateral Hardening-Fuse-10625705 | 13011
Lateral Hardening-Fuse-10625707 | 13011
Lateral Hardening-Fuse-10625709 | 13011
Lateral Hardening-Fuse-10625710 | 13011
Lateral Hardening-Fuse-10625713 | 13011
Lateral Hardening-Fuse-10625714 | 13011
Lateral Hardening-Fuse-10625715 | 13011
Lateral Hardening-Fuse-10625716 | 13011
Lateral Hardening-Fuse-10625718 | 13011
Lateral Hardening-Fuse-10625725 | 13011
Lateral Hardening-Fuse-10625734 | 13011
Lateral Hardening-Fuse-10625735 | 13011
Lateral Hardening-Fuse-10625738 | 13011
Lateral Hardening-Fuse-10625741 | 13011
Lateral Hardening-Fuse-10625742 | 13011
Lateral Hardening-Fuse-10626984 | 13147
Lateral Hardening-Fuse-10626991 | 13657
Lateral Hardening-Fuse-10626993 | 13146
Lateral Hardening-Fuse-10626994 | 13146
Lateral Hardening-Fuse-10626998 | 13146
Lateral Hardening-Fuse-10627000 | 13146
Lateral Hardening-Fuse-10627001 | 13657
Lateral Hardening-Fuse-10627005 | 13146
Lateral Hardening-Fuse-10627006 | 13147
Lateral Hardening-Fuse-10627012 | 13147
Lateral Hardening-Fuse-10627016 | 13147
Lateral Hardening-Fuse-10627018 | 13147
Lateral Hardening-Fuse-10627019 | 13147
Lateral Hardening-Fuse-10627020 | 13147
Lateral Hardening-Fuse-10627026 | 13147
Lateral Hardening-Fuse-10627027 | 13147
Lateral Hardening-Fuse-10627028 | 13147
Lateral Hardening-Fuse-10627029 | 13147
Lateral Hardening-Fuse-10627030 | 13147
Lateral Hardening-Fuse-10627031 | 13147
Lateral Hardening-Fuse-10627032 | 13147
Lateral Hardening-Fuse-10627033 | 13147
Lateral Hardening-Fuse-10627034 | 13147
Lateral Hardening-Fuse-10627039 | 13147
Lateral Hardening-Fuse-10627040 | 13147
Lateral Hardening-Fuse-10627041 | 13147
Lateral Hardening-Fuse-10627043 | 13147
Lateral Hardening-Fuse-10627046 | 13147
Lateral Hardening-Fuse-10627047 | 13147
Lateral Hardening-Fuse-10627049 | 13147
Lateral Hardening-Fuse-10627050 | 13147
Lateral Hardening-Fuse-10627052 | 13147
Lateral Hardening-Fuse-10627054 | 13147
Lateral Hardening-Fuse-10627055 | 13147
Lateral Hardening-Fuse-10627056 | 13147
Lateral Hardening-Fuse-10627057 | 13147
Lateral Hardening-Fuse-10627059 | 13657
Lateral Hardening-Fuse-10627061 | 13146
Lateral Hardening-Fuse-10627064 | 13147
Lateral Hardening-Fuse-10627065 | 13147
Lateral Hardening-Fuse-10627066 | 13147
Lateral Hardening-Fuse-10627067 | 13147
Lateral Hardening-Fuse-10627068 | 13147
Lateral Hardening-Fuse-10627069 | 13147
Lateral Hardening-Fuse-10627070 | 13147
Lateral Hardening-Fuse-10627073 | 13147
Lateral Hardening-Fuse-10627074 | 13147
Lateral Hardening-Fuse-10627078 | 13146
Lateral Hardening-Fuse-10627079 | 13147
Lateral Hardening-Fuse-10627080 | 13147
Lateral Hardening-Fuse-10627082 | 13147
Lateral Hardening-Fuse-10627083 | 13147
Lateral Hardening-Fuse-10627084 | 13147
Lateral Hardening-Fuse-10627085 | 13147
Lateral Hardening-Fuse-10627086 | 13146
Lateral Hardening-Fuse-10627087 | 13147
Lateral Hardening-Fuse-10627088 | 13147
Lateral Hardening-Fuse-10627089 | 13146
Lateral Hardening-Fuse-10627090 | 13657
Lateral Hardening-Fuse-10627093 | 13147
Lateral Hardening-Fuse-10628923 | 13146
Lateral Hardening-Fuse-10628924 | 13146
Lateral Hardening-Fuse-10628929 | 13146
Lateral Hardening-Fuse-10628930 | 13146
Lateral Hardening-Fuse-10628934 | 13146
Lateral Hardening-Fuse-10628936 | 13146
Lateral Hardening-Fuse-10628944 | 13787
Lateral Hardening-Fuse-10628960 | 13787
Lateral Hardening-Fuse-10628961 | 13787
Lateral Hardening-Fuse-10628962 | 13787
Lateral Hardening-Fuse-10628963 | 13787
Lateral Hardening-Fuse-10628966 | 13787
Lateral Hardening-Fuse-10628968 | 13787
Lateral Hardening-Fuse-10628969 | 13787
Lateral Hardening-Fuse-10628970 | 13146
Lateral Hardening-Fuse-10628984 | 13146
Lateral Hardening-Fuse-10628985 | 13146
Lateral Hardening-Fuse-10628988 | 13787
Lateral Hardening-Fuse-10628989 | 13146
Lateral Hardening-Fuse-10628990 | 13146
Lateral Hardening-Fuse-10628991 | 13787
Lateral Hardening-Fuse-10628992 | 13146
Lateral Hardening-Fuse-10628993 | 13146
Lateral Hardening-Fuse-10628995 | 13146
Lateral Hardening-Fuse-10628996 | 13146
Lateral Hardening-Fuse-10628997 | 13146
Lateral Hardening-Fuse-10629002 | 13787
Lateral Hardening-Fuse-10629004 | 13787
Lateral Hardening-Fuse-10629007 | 13787
Lateral Hardening-Fuse-10629011 | 13146
Lateral Hardening-Fuse-10629012 | 13146
Lateral Hardening-Fuse-10629013 | 13146
Lateral Hardening-Fuse-10629014 | 13146
Lateral Hardening-Fuse-10629015 | 13146
Lateral Hardening-Fuse-10629016 | 13146
Lateral Hardening-Fuse-10629018 | 13787
Lateral Hardening-Fuse-10629021 | 13787
Lateral Hardening-Fuse-10629022 | 13146
Lateral Hardening-Fuse-10629026 | 13146
Lateral Hardening-Fuse-10629028 | 13146
Lateral Hardening-Fuse-10629029 | 13787
Lateral Hardening-Fuse-10629030 | 13787
Lateral Hardening-Fuse-10629034 | 13146
Lateral Hardening-Fuse-10629035 | 13146
Lateral Hardening-Fuse-10629036 | 13787
Lateral Hardening-Fuse-10629037 | 13787
Lateral Hardening-Fuse-10629038 | 13787
Lateral Hardening-Fuse-10629041 | 13787
Lateral Hardening-Fuse-10629042 | 13787
Lateral Hardening-Fuse-10629044 | 13787
Lateral Hardening-Fuse-10629045 | 13146
Lateral Hardening-Fuse-10629047 | 13146
Lateral Hardening-Fuse-10629049 | 13146
Lateral Hardening-Fuse-10629051 | 13146
Lateral Hardening-Fuse-10629052 | 13787
Lateral Hardening-Fuse-10629056 | 13787
Lateral Hardening-Fuse-10629061 | 13787
Lateral Hardening-Fuse-10629063 | 13787
Lateral Hardening-Fuse-10629064 | 13787
Lateral Hardening-Fuse-10629065 | 13787
Lateral Hardening-Fuse-10629066 | 13787
Lateral Hardening-Fuse-10629067 | 13146
Lateral Hardening-Fuse-10629071 | 13146
Lateral Hardening-Fuse-10629072 | 13787
Lateral Hardening-Fuse-10629075 | 13787
Lateral Hardening-Fuse-10629077 | 13787
Lateral Hardening-Fuse-10629080 | 13146
Lateral Hardening-Fuse-10629081 | 13146
Lateral Hardening-Fuse-10629082 | 13146
Lateral Hardening-Fuse-10629084 | 13146
Lateral Hardening-Fuse-10629086 | 13787
Lateral Hardening-Fuse-10629088 | 13146
Lateral Hardening-Fuse-10629091 | 13146
Lateral Hardening-Fuse-10629092 | 13146
Lateral Hardening-Fuse-10632095 | 13311
Lateral Hardening-Fuse-10632098 | 13311
Lateral Hardening-Fuse-10632099 | 13311
Lateral Hardening-Fuse-10632100 | 13311
Lateral Hardening-Fuse-10632101 | 13311
Lateral Hardening-Fuse-10632105 | 13311
Lateral Hardening-Fuse-10632106 | 13311
Lateral Hardening-Fuse-10632107 | 13311
Lateral Hardening-Fuse-10632109 | 13311
Lateral Hardening-Fuse-10632110 | 13311
Lateral Hardening-Fuse-10632113 | 13311
Lateral Hardening-Fuse-10632114 | 13311
Lateral Hardening-Fuse-10632116 | 13311
Lateral Hardening-Fuse-10632119 | 13311
Lateral Hardening-Fuse-10632120 | 13311
Lateral Hardening-Fuse-10632121 | 13311
Lateral Hardening-Fuse-10632125 | 13311
Lateral Hardening-Fuse-10632128 | 13311
Lateral Hardening-Fuse-10632129 | 13311
Lateral Hardening-Fuse-10632130 | 13311
Lateral Hardening-Fuse-10632131 | 13311
Lateral Hardening-Fuse-10632132 | 13311
Lateral Hardening-Fuse-10632666 | 13312
Lateral Hardening-Fuse-10632667 | 13312
Lateral Hardening-Fuse-10632668 | 13312
Lateral Hardening-Fuse-10632688 | 13312
Lateral Hardening-Fuse-10632690 | 13312
Lateral Hardening-Fuse-10632722 | 13312
Lateral Hardening-Fuse-10632723 | 13312
Lateral Hardening-Fuse-10632726 | 13312
Lateral Hardening-Fuse-10632727 | 13312
Lateral Hardening-Fuse-10633644 | 13241
Lateral Hardening-Fuse-10633649 | 13241
Lateral Hardening-Fuse-10633652 | 13241
Lateral Hardening-Fuse-10633654 | 13241
Lateral Hardening-Fuse-10633655 | 13241
Lateral Hardening-Fuse-10633656 | 13241
Lateral Hardening-Fuse-10633659 | 13241
Lateral Hardening-Fuse-10633660 | 13241
Lateral Hardening-Fuse-10633661 | 13241
Lateral Hardening-Fuse-10633662 | 13241
Lateral Hardening-Fuse-10633663 | 13241
Lateral Hardening-Fuse-10633664 | 13241
Lateral Hardening-Fuse-10633665 | 13241
Lateral Hardening-Fuse-10633666 | 13241
Lateral Hardening-Fuse-10633668 | 13241
Lateral Hardening-Fuse-10633669 | 13241
Lateral Hardening-Fuse-10633670 | 13241
Lateral Hardening-Fuse-10633672 | 13241
Lateral Hardening-Fuse-10633673 | 13241
Lateral Hardening-Fuse-10633674 | 13241
Lateral Hardening-Fuse-10633677 | 13241
Lateral Hardening-Fuse-10633678 | 13241
Lateral Hardening-Fuse-10633680 | 13241
Lateral Hardening-Fuse-10633682 | 13241
Lateral Hardening-Fuse-10633683 | 13241
Lateral Hardening-Fuse-10633684 | 13241
Lateral Hardening-Fuse-10633687 | 13241
Lateral Hardening-Fuse-10633689 | 13241
Lateral Hardening-Fuse-10633690 | 13241
Lateral Hardening-Fuse-10633693 | 13241
Lateral Hardening-Fuse-10633695 | 13241
Lateral Hardening-Fuse-10635131 | 13242
Lateral Hardening-Fuse-10635133 | 13242
Lateral Hardening-Fuse-10635134 | 13242
Lateral Hardening-Fuse-10635135 | 13242
Lateral Hardening-Fuse-10635136 | 13242
Lateral Hardening-Fuse-10635137 | 13242
Lateral Hardening-Fuse-10635138 | 13242
Lateral Hardening-Fuse-10635139 | 13242
Lateral Hardening-Fuse-10635140 | 13242
Lateral Hardening-Fuse-10635141 | 13242
Lateral Hardening-Fuse-10635142 | 13242
Lateral Hardening-Fuse-10635143 | 13242
Lateral Hardening-Fuse-10635145 | 13242
Lateral Hardening-Fuse-10635146 | 13242
Lateral Hardening-Fuse-10635147 | 13242
Lateral Hardening-Fuse-10635148 | 13242
Lateral Hardening-Fuse-10635149 | 13242
Lateral Hardening-Fuse-10635150 | 13242
Lateral Hardening-Fuse-10635151 | 13242
Lateral Hardening-Fuse-10635153 | 13242
Lateral Hardening-Fuse-10635154 | 13242
Lateral Hardening-Fuse-10635155 | 13242
Lateral Hardening-Fuse-10635156 | 13242
Lateral Hardening-Fuse-10635158 | 13242
Lateral Hardening-Fuse-10635159 | 13242
Lateral Hardening-Fuse-10635160 | 13242
Lateral Hardening-Fuse-10635925 | 13388
Lateral Hardening-Fuse-10635926 | 13388
Lateral Hardening-Fuse-10635927 | 13388
Lateral Hardening-Fuse-10635930 | 13388
Lateral Hardening-Fuse-10635935 | 13388
Lateral Hardening-Fuse-10635941 | 13388
Lateral Hardening-Fuse-10635942 | 13388
Lateral Hardening-Fuse-10635945 | 13388
Lateral Hardening-Fuse-10635947 | 13388
Lateral Hardening-Fuse-10635949 | 13388
Lateral Hardening-Fuse-10635953 | 13388
Lateral Hardening-Fuse-10635960 | 13388
Lateral Hardening-Fuse-10635962 | 13388
Lateral Hardening-Fuse-10635964 | 13722
Lateral Hardening-Fuse-10635987 | 13722
Lateral Hardening-Fuse-10635989 | 13388
Lateral Hardening-Fuse-10635991 | 13388
Lateral Hardening-Fuse-10635994 | 13388
Lateral Hardening-Fuse-10635995 | 13388
Lateral Hardening-Fuse-10635996 | 13388
Lateral Hardening-Fuse-10635997 | 13388
Lateral Hardening-Fuse-10635998 | 13388
Lateral Hardening-Fuse-10636000 | 13388
Lateral Hardening-Fuse-10636006 | 13388
Lateral Hardening-Fuse-10636007 | 13722
Lateral Hardening-Fuse-10636011 | 13388
Lateral Hardening-Fuse-10636013 | 13388
Lateral Hardening-Fuse-10636014 | 13388
Lateral Hardening-Fuse-10636015 | 13388
Lateral Hardening-Fuse-10636019 | 13388
Lateral Hardening-Fuse-10636020 | 13388
Lateral Hardening-Fuse-10636023 | 13388
Lateral Hardening-Fuse-10636024 | 13388
Lateral Hardening-Fuse-10636025 | 13388
Lateral Hardening-Fuse-10636031 | 13388
Lateral Hardening-Fuse-10636033 | 13388
Lateral Hardening-Fuse-10636034 | 13388
Lateral Hardening-Fuse-10636037 | 13388
Lateral Hardening-Fuse-10636040 | 13388
Lateral Hardening-Fuse-10637208 | 13699
Lateral Hardening-Fuse-10637209 | 13699
Lateral Hardening-Fuse-10637211 | 13699
Lateral Hardening-Fuse-10637218 | 13696
Lateral Hardening-Fuse-10637226 | 13696
Lateral Hardening-Fuse-10637229 | 13696
Lateral Hardening-Fuse-10637232 | 13696
Lateral Hardening-Fuse-10637235 | 13699
Lateral Hardening-Fuse-10637236 | 13699
Lateral Hardening-Fuse-10637239 | 13699
Lateral Hardening-Fuse-10637240 | 13699
Lateral Hardening-Fuse-10637242 | 13699
Lateral Hardening-Fuse-10637246 | 13696
Lateral Hardening-Fuse-10637247 | 13699
Lateral Hardening-Fuse-10637250 | 13699
Lateral Hardening-Fuse-10637254 | 13696
Lateral Hardening-Fuse-10637258 | 13699
Lateral Hardening-Fuse-10637259 | 13699
Lateral Hardening-Fuse-10637261 | 13699
Lateral Hardening-Fuse-10640103 | 13724
Lateral Hardening-Fuse-10640106 | 13724
Lateral Hardening-Fuse-10640107 | 13579
Lateral Hardening-Fuse-10640108 | 13579
Lateral Hardening-Fuse-10640110 | 13579
Lateral Hardening-Fuse-10640111 | 13579
Lateral Hardening-Fuse-10640112 | 13579
Lateral Hardening-Fuse-10640113 | 13579
Lateral Hardening-Fuse-10640121 | 13795
Lateral Hardening-Fuse-10640135 | 13795
Lateral Hardening-Fuse-10640136 | 13795
Lateral Hardening-Fuse-10640137 | 13795
Lateral Hardening-Fuse-10640144 | 13795
Lateral Hardening-Fuse-10640145 | 13795
Lateral Hardening-Fuse-10640146 | 13795
Lateral Hardening-Fuse-10640147 | 13795
Lateral Hardening-Fuse-10640149 | 13795
Lateral Hardening-Fuse-10640150 | 13795
Lateral Hardening-Fuse-10640151 | 13795
Lateral Hardening-Fuse-10640153 | 13795
Lateral Hardening-Fuse-10640154 | 13795
Lateral Hardening-Fuse-10640155 | 13795
Lateral Hardening-Fuse-10640159 | 13795
Lateral Hardening-Fuse-10640160 | 13795
Lateral Hardening-Fuse-10643403 | 13390
Lateral Hardening-Fuse-10643404 | 13390
Lateral Hardening-Fuse-10643407 | 13390
Lateral Hardening-Fuse-10643410 | 13390
Lateral Hardening-Fuse-10643412 | 13390
Lateral Hardening-Fuse-10643414 | 13390
Lateral Hardening-Fuse-10643421 | 13390
Lateral Hardening-Fuse-10643424 | 13390
Lateral Hardening-Fuse-10643429 | 13390
Lateral Hardening-Fuse-10643448 | 13390
Lateral Hardening-Fuse-10643453 | 13390
Lateral Hardening-Fuse-10643463 | 13390
Lateral Hardening-Fuse-10643464 | 13390
Lateral Hardening-Fuse-10643465 | 13390
Lateral Hardening-Fuse-10643466 | 13390
Lateral Hardening-Fuse-10643479 | 13390
Lateral Hardening-Fuse-10643480 | 13390
Lateral Hardening-Fuse-10643481 | 13390
Lateral Hardening-Fuse-10643482 | 13390
Lateral Hardening-Fuse-10643484 | 13390
Lateral Hardening-Fuse-10643486 | 13390
Lateral Hardening-Fuse-10643487 | 13390
Lateral Hardening-Fuse-10643488 | 13390
Lateral Hardening-Fuse-10643489 | 13390
Lateral Hardening-Fuse-10643490 | 13390
Lateral Hardening-Fuse-10643494 | 13390
Lateral Hardening-Fuse-10643495 | 13390
Lateral Hardening-Fuse-10643496 | 13390
Lateral Hardening-Fuse-10643501 | 13390
Lateral Hardening-Fuse-10643509 | 13390
Lateral Hardening-Fuse-10643510 | 13390
Lateral Hardening-Fuse-10643511 | 13390
Lateral Hardening-Fuse-10643512 | 13390
Lateral Hardening-Fuse-10643522 | 13390
Lateral Hardening-Fuse-10643524 | 13390
Lateral Hardening-Fuse-10643525 | 13390
Lateral Hardening-Fuse-10643527 | 13390
Lateral Hardening-Fuse-10643528 | 13390
Lateral Hardening-Fuse-10643529 | 13390
Lateral Hardening-Fuse-10643530 | 13390
Lateral Hardening-Fuse-10643533 | 13390
Lateral Hardening-Fuse-10643535 | 13390
Lateral Hardening-Fuse-10643536 | 13390
Lateral Hardening-Fuse-10643537 | 13390
Lateral Hardening-Fuse-10643538 | 13390
Lateral Hardening-Fuse-10643540 | 13390
Lateral Hardening-Fuse-10643541 | 13390
Lateral Hardening-Fuse-10643555 | 13390
Lateral Hardening-Fuse-10645428 | 13148
Lateral Hardening-Fuse-10645429 | 13148
Lateral Hardening-Fuse-10645436 | 13148
Lateral Hardening-Fuse-10645442 | 13148
Lateral Hardening-Fuse-10645451 | 13148
Lateral Hardening-Fuse-10645452 | 13148
Lateral Hardening-Fuse-10645456 | 13148
Lateral Hardening-Fuse-10645457 | 13148
Lateral Hardening-Fuse-10645459 | 13148
Lateral Hardening-Fuse-10645461 | 13148
Lateral Hardening-Fuse-10645467 | 13148
Lateral Hardening-Fuse-10645468 | 13148
Lateral Hardening-Fuse-10645469 | 13148
Lateral Hardening-Fuse-10645472 | 13148
Lateral Hardening-Fuse-10645473 | 13148
Lateral Hardening-Fuse-10645475 | 13148
Lateral Hardening-Fuse-10645478 | 13148
Lateral Hardening-Fuse-10645480 | 13148
Lateral Hardening-Fuse-10645484 | 13148
Lateral Hardening-Fuse-10645486 | 13148
Lateral Hardening-Fuse-10645487 | 13148
Lateral Hardening-Fuse-10645489 | 13148
Lateral Hardening-Fuse-10645493 | 13148
Lateral Hardening-Fuse-10645494 | 13148
Lateral Hardening-Fuse-10645495 | 13148
Lateral Hardening-Fuse-10645497 | 13148
Lateral Hardening-Fuse-10645499 | 13148
Lateral Hardening-Fuse-10645500 | 13148
Lateral Hardening-Fuse-10645501 | 13148
Lateral Hardening-Fuse-10645502 | 13148
Lateral Hardening-Fuse-10645504 | 13148
Lateral Hardening-Fuse-10645505 | 13148
Lateral Hardening-Fuse-10645507 | 13148
Lateral Hardening-Fuse-10645508 | 13148
Lateral Hardening-Fuse-10645509 | 13148
Lateral Hardening-Fuse-10645510 | 13148
Lateral Hardening-Fuse-10645512 | 13148
Lateral Hardening-Fuse-10645513 | 13148
Lateral Hardening-Fuse-10645514 | 13148
Lateral Hardening-Fuse-10645517 | 13148
Lateral Hardening-Fuse-10645518 | 13148
Lateral Hardening-Fuse-10645519 | 13148
Lateral Hardening-Fuse-10645520 | 13148
Lateral Hardening-Fuse-10645524 | 13148
Lateral Hardening-Fuse-10645526 | 13148
Lateral Hardening-Fuse-10645528 | 13148
Lateral Hardening-Fuse-10645529 | 13148
Lateral Hardening-Fuse-10645530 | 13148
Lateral Hardening-Fuse-10645533 | 13148
Lateral Hardening-Fuse-10645534 | 13148
Lateral Hardening-Fuse-10645535 | 13148
Lateral Hardening-Fuse-10645537 | 13148
Lateral Hardening-Fuse-10645538 | 13148
Lateral Hardening-Fuse-10645539 | 13148
Lateral Hardening-Fuse-10645542 | 13148
Lateral Hardening-Fuse-10645543 | 13148
Lateral Hardening-Fuse-10645545 | 13148
Lateral Hardening-Fuse-10645546 | 13148
Lateral Hardening-Fuse-10645547 | 13148
Lateral Hardening-Fuse-10645548 | 13148
Lateral Hardening-Fuse-10645549 | 13148
Lateral Hardening-Fuse-10645556 | 13148
Lateral Hardening-Fuse-10645558 | 13148
Lateral Hardening-Fuse-10645560 | 13148
Lateral Hardening-Fuse-10645562 | 13148
Lateral Hardening-Fuse-10645563 | 13148
Lateral Hardening-Fuse-10645564 | 13148
Lateral Hardening-Fuse-10650302 | 13391
Lateral Hardening-Fuse-10650307 | 13391
Lateral Hardening-Fuse-10650309 | 13391
Lateral Hardening-Fuse-10650310 | 13391
Lateral Hardening-Fuse-10650317 | 13391
Lateral Hardening-Fuse-10650319 | 13391
Lateral Hardening-Fuse-10650323 | 13391
Lateral Hardening-Fuse-10650325 | 13391
Lateral Hardening-Fuse-10650327 | 13391
Lateral Hardening-Fuse-10650337 | 13391
Lateral Hardening-Fuse-10650339 | 13391
Lateral Hardening-Fuse-10650341 | 13391
Lateral Hardening-Fuse-10650351 | 13391
Lateral Hardening-Fuse-10650353 | 13391
Lateral Hardening-Fuse-10650355 | 13391
Lateral Hardening-Fuse-10650357 | 13391
Lateral Hardening-Fuse-10650358 | 13391
Lateral Hardening-Fuse-10650360 | 13391
Lateral Hardening-Fuse-10650362 | 13391
Lateral Hardening-Fuse-10650370 | 13391
Lateral Hardening-Fuse-10650374 | 13391
Lateral Hardening-Fuse-10650379 | 13391
Lateral Hardening-Fuse-10650384 | 13391
Lateral Hardening-Fuse-10650388 | 13391
Lateral Hardening-Fuse-10650392 | 13391
Lateral Hardening-Fuse-10650394 | 13391
Lateral Hardening-Fuse-10650396 | 13391
Lateral Hardening-Fuse-10650408 | 13391
Lateral Hardening-Fuse-10650411 | 13391
Lateral Hardening-Fuse-10650417 | 13391
Lateral Hardening-Fuse-10650423 | 13391
Lateral Hardening-Fuse-10650425 | 13391
Lateral Hardening-Fuse-10650427 | 13391
Lateral Hardening-Fuse-10650429 | 13391
Lateral Hardening-Fuse-10650431 | 13391
Lateral Hardening-Fuse-10650435 | 13391
Lateral Hardening-Fuse-10650437 | 13391
Lateral Hardening-Fuse-10650439 | 13391
Lateral Hardening-Fuse-10650440 | 13391
Lateral Hardening-Fuse-10650442 | 13391
Lateral Hardening-Fuse-10650444 | 13391
Lateral Hardening-Fuse-10650454 | 13391
Lateral Hardening-Fuse-10650459 | 13391
Lateral Hardening-Fuse-10650460 | 13391
Lateral Hardening-Fuse-10650461 | 13391
Lateral Hardening-Fuse-10650462 | 13391
Lateral Hardening-Fuse-10650464 | 13391
Lateral Hardening-Fuse-10650466 | 13807
Lateral Hardening-Fuse-10650467 | 13391
Lateral Hardening-Fuse-10650471 | 13391
Lateral Hardening-Fuse-10650473 | 13391
Lateral Hardening-Fuse-10650475 | 13391
Lateral Hardening-Fuse-10650485 | 13391
Lateral Hardening-Fuse-10650487 | 13391
Lateral Hardening-Fuse-10650489 | 13391
Lateral Hardening-Fuse-10650490 | 13391
Lateral Hardening-Fuse-10650493 | 13391
Lateral Hardening-Fuse-10650495 | 13391
Lateral Hardening-Fuse-10650497 | 13391
Lateral Hardening-Fuse-10650500 | 13391
Lateral Hardening-Fuse-10650502 | 13391
Lateral Hardening-Fuse-10650514 | 13391
Lateral Hardening-Fuse-10650518 | 13391
Lateral Hardening-Fuse-10650522 | 13391
Lateral Hardening-Fuse-10650524 | 13391
Lateral Hardening-Fuse-10650526 | 13391
Lateral Hardening-Fuse-10650532 | 13391
Lateral Hardening-Fuse-10650534 | 13391
Lateral Hardening-Fuse-10650535 | 13391
Lateral Hardening-Fuse-10650536 | 13391
Lateral Hardening-Fuse-10650537 | 13391
Lateral Hardening-Fuse-10650539 | 13391
Lateral Hardening-Fuse-10650540 | 13391
Lateral Hardening-Fuse-10650543 | 13391
Lateral Hardening-Fuse-10650544 | 13391
Lateral Hardening-Fuse-10650545 | 13391
Lateral Hardening-Fuse-10650546 | 13391
Lateral Hardening-Fuse-10650547 | 13391
Lateral Hardening-Fuse-10650548 | 13391
Lateral Hardening-Fuse-10650549 | 13391
Lateral Hardening-Fuse-10650550 | 13391
Lateral Hardening-Fuse-10650551 | 13391
Lateral Hardening-Fuse-10650552 | 13391
Lateral Hardening-Fuse-10650553 | 13391
Lateral Hardening-Fuse-10650554 | 13391
Lateral Hardening-Fuse-10650555 | 13391
Lateral Hardening-Fuse-10650558 | 13391
Lateral Hardening-Fuse-10650560 | 13391
Lateral Hardening-Fuse-10650562 | 13391
Lateral Hardening-Fuse-10650563 | 13391
Lateral Hardening-Fuse-10650564 | 13391
Lateral Hardening-Fuse-10650565 | 13391
Lateral Hardening-Fuse-10650566 | 13391
Lateral Hardening-Fuse-10650567 | 13391
Lateral Hardening-Fuse-10650572 | 13391
Lateral Hardening-Fuse-10650574 | 13391
Lateral Hardening-Fuse-10650575 | 13391
Lateral Hardening-Fuse-10650577 | 13391
Lateral Hardening-Fuse-10650578 | 13391
Lateral Hardening-Fuse-10650579 | 13391
Lateral Hardening-Fuse-10650580 | 13391
Lateral Hardening-Fuse-10650581 | 13391
Lateral Hardening-Fuse-10650582 | 13391
Lateral Hardening-Fuse-10650583 | 13391
Lateral Hardening-Fuse-10650584 | 13391
Lateral Hardening-Fuse-10650585 | 13391
Lateral Hardening-Fuse-10650588 | 13391
Lateral Hardening-Fuse-10650589 | 13391
Lateral Hardening-Fuse-10650590 | 13391
Lateral Hardening-Fuse-10650592 | 13391
Lateral Hardening-Fuse-10650594 | 13391
Lateral Hardening-Fuse-10650595 | 13391
Lateral Hardening-Fuse-10650596 | 13391
Lateral Hardening-Fuse-10650599 | 13391
Lateral Hardening-Fuse-10650600 | 13391
Lateral Hardening-Fuse-10650601 | 13391
Lateral Hardening-Fuse-10652513 | 13967
Lateral Hardening-Fuse-10652515 | 13967
Lateral Hardening-Fuse-10652520 | 13967
Lateral Hardening-Fuse-10652521 | 13967
Lateral Hardening-Fuse-10652527 | 13967
Lateral Hardening-Fuse-10655430 | 13188
Lateral Hardening-Fuse-10655431 | 13188
Lateral Hardening-Fuse-10655433 | 13188
Lateral Hardening-Fuse-10655436 | 13188
Lateral Hardening-Fuse-10655439 | 13188
Lateral Hardening-Fuse-10655444 | 13188
Lateral Hardening-Fuse-10655446 | 13188
Lateral Hardening-Fuse-10655448 | 13188
Lateral Hardening-Fuse-10655450 | 13188
Lateral Hardening-Fuse-10655453 | 13188
Lateral Hardening-Fuse-10655459 | 13188
Lateral Hardening-Fuse-10655460 | 13188
Lateral Hardening-Fuse-10655463 | 13188
Lateral Hardening-Fuse-10655464 | 13188
Lateral Hardening-Fuse-10655465 | 13188
Lateral Hardening-Fuse-10655467 | 13188
Lateral Hardening-Fuse-10657007 | 13098
Lateral Hardening-Fuse-10657010 | 13098
Lateral Hardening-Fuse-10657012 | 13098
Lateral Hardening-Fuse-10657013 | 13098
Lateral Hardening-Fuse-10657016 | 13098
Lateral Hardening-Fuse-10657017 | 13098
Lateral Hardening-Fuse-10657018 | 13098
Lateral Hardening-Fuse-10657019 | 13098
Lateral Hardening-Fuse-10657022 | 13098
Lateral Hardening-Fuse-10657023 | 13098
Lateral Hardening-Fuse-10657024 | 13098
Lateral Hardening-Fuse-10657025 | 13098
Lateral Hardening-Fuse-10657026 | 13098
Lateral Hardening-Fuse-10657027 | 13098
Lateral Hardening-Fuse-10657033 | 13098
Lateral Hardening-Fuse-10657034 | 13098
Lateral Hardening-Fuse-10657035 | 13098
Lateral Hardening-Fuse-10657036 | 13098
Lateral Hardening-Fuse-10657038 | 13098
Lateral Hardening-Fuse-10657042 | 13098
Lateral Hardening-Fuse-10657045 | 13098
Lateral Hardening-Fuse-10657046 | 13098
Lateral Hardening-Fuse-10657053 | 13098
Lateral Hardening-Fuse-10657055 | 13098
Lateral Hardening-Fuse-10657056 | 13098
Lateral Hardening-Fuse-10657057 | 13098
Lateral Hardening-Fuse-10662313 | 13473
Lateral Hardening-Fuse-10662314 | 13473
Lateral Hardening-Fuse-10662315 | 13473
Lateral Hardening-Fuse-10662316 | 13473
Lateral Hardening-Fuse-10662318 | 13473
Lateral Hardening-Fuse-10662319 | 13470
Lateral Hardening-Fuse-10662320 | 13470
Lateral Hardening-Fuse-10662321 | 13470
Lateral Hardening-Fuse-10662323 | 13470
Lateral Hardening-Fuse-10662324 | 13473
Lateral Hardening-Fuse-10662326 | 13470
Lateral Hardening-Fuse-10662328 | 13470
Lateral Hardening-Fuse-10662329 | 13470
Lateral Hardening-Fuse-10662330 | 13470
Lateral Hardening-Fuse-10662331 | 13470
Lateral Hardening-Fuse-10662336 | 13470
Lateral Hardening-Fuse-10662337 | 13470
Lateral Hardening-Fuse-10662340 | 13470
Lateral Hardening-Fuse-10662341 | 13470
Lateral Hardening-Fuse-10662342 | 13470
Lateral Hardening-Fuse-10662343 | 13470
Lateral Hardening-Fuse-10662344 | 13470
Lateral Hardening-Fuse-10662345 | 13470
Lateral Hardening-Fuse-10662346 | 13470
Lateral Hardening-Fuse-10662349 | 13470
Lateral Hardening-Fuse-10662354 | 13470
Lateral Hardening-Fuse-10662355 | 13470
Lateral Hardening-Fuse-10662358 | 13470
Lateral Hardening-Fuse-10662359 | 13470
Lateral Hardening-Fuse-10662360 | 13470
Lateral Hardening-Fuse-10662363 | 13470
Lateral Hardening-Fuse-10662366 | 13470
Lateral Hardening-Fuse-10662367 | 13473
Lateral Hardening-Fuse-10662370 | 13470
Lateral Hardening-Fuse-10662371 | 13470
Lateral Hardening-Fuse-10662374 | 13470
Lateral Hardening-Fuse-10662375 | 13470
Lateral Hardening-Fuse-10663240 | 13001
Lateral Hardening-Fuse-10663245 | 13001
Lateral Hardening-Fuse-10663246 | 13001
Lateral Hardening-Fuse-10663249 | 13001
Lateral Hardening-Fuse-10663251 | 13001
Lateral Hardening-Fuse-10663254 | 13001
Lateral Hardening-Fuse-10663255 | 13001
Lateral Hardening-Fuse-10663256 | 13001
Lateral Hardening-Fuse-10663258 | 13001
Lateral Hardening-Fuse-10663262 | 13001
Lateral Hardening-Fuse-10663264 | 13001
Lateral Hardening-Fuse-10663268 | 13001
Lateral Hardening-Fuse-10663269 | 13001
Lateral Hardening-Fuse-10663273 | 13001
Lateral Hardening-Fuse-10663280 | 13001
Lateral Hardening-Fuse-10663281 | 13001
Lateral Hardening-Fuse-10663288 | 13001
Lateral Hardening-Fuse-10664556 | 14090
Lateral Hardening-Fuse-10667323 | 13787
Lateral Hardening-Fuse-10667326 | 13785
Lateral Hardening-Fuse-10667327 | 13785
Lateral Hardening-Fuse-10667328 | 13785
Lateral Hardening-Fuse-10667329 | 13785
Lateral Hardening-Fuse-10667330 | 13787
Lateral Hardening-Fuse-10667331 | 13787
Lateral Hardening-Fuse-10667332 | 13787
Lateral Hardening-Fuse-10667333 | 13785
Lateral Hardening-Fuse-10667336 | 13785
Lateral Hardening-Fuse-10667338 | 13785
Lateral Hardening-Fuse-10667339 | 13785
Lateral Hardening-Fuse-10667340 | 13787
Lateral Hardening-Fuse-10667346 | 13785
Lateral Hardening-Fuse-10667347 | 13785
Lateral Hardening-Fuse-10667348 | 13785
Lateral Hardening-Fuse-10667351 | 13785
Lateral Hardening-Fuse-10667353 | 13785
Lateral Hardening-Fuse-10667354 | 13785
Lateral Hardening-Fuse-10667355 | 13785
Lateral Hardening-Fuse-10667356 | 13785
Lateral Hardening-Fuse-10667358 | 13785
Lateral Hardening-Fuse-10667361 | 13785
Lateral Hardening-Fuse-10667365 | 13785
Lateral Hardening-Fuse-10667366 | 13785
Lateral Hardening-Fuse-10667367 | 13787
Lateral Hardening-Fuse-10667368 | 13787
Lateral Hardening-Fuse-10667369 | 13785
Lateral Hardening-Fuse-10667370 | 13785
Lateral Hardening-Fuse-10667371 | 13785
Lateral Hardening-Fuse-10667372 | 13787
Lateral Hardening-Fuse-10667373 | 14121
Lateral Hardening-Fuse-10667376 | 13787
Lateral Hardening-Fuse-10667379 | 13785
Lateral Hardening-Fuse-10667380 | 13785
Lateral Hardening-Fuse-10667382 | 13785
Lateral Hardening-Fuse-10667385 | 13787
Lateral Hardening-Fuse-10667386 | 13787
Lateral Hardening-Fuse-10667387 | 13787
Lateral Hardening-Fuse-10667388 | 14121
Lateral Hardening-Fuse-10667389 | 13785
Lateral Hardening-Fuse-10667391 | 13785
Lateral Hardening-Fuse-10668786 | 13723
Lateral Hardening-Fuse-10668787 | 13723
Lateral Hardening-Fuse-10668798 | 13723
Lateral Hardening-Fuse-10668800 | 13723
Lateral Hardening-Fuse-10668823 | 13723
Lateral Hardening-Fuse-10668850 | 13722
Lateral Hardening-Fuse-10668851 | 13722
Lateral Hardening-Fuse-10668853 | 13722
Lateral Hardening-Fuse-10668856 | 13722
Lateral Hardening-Fuse-10668865 | 13723
Lateral Hardening-Fuse-10668872 | 13722
Lateral Hardening-Fuse-10668873 | 13722
Lateral Hardening-Fuse-10668878 | 13723
Lateral Hardening-Fuse-10668880 | 13723
Lateral Hardening-Fuse-10668885 | 13723
Lateral Hardening-Fuse-10668889 | 13723
Lateral Hardening-Fuse-10668890 | 13723
Lateral Hardening-Fuse-10668891 | 13723
Lateral Hardening-Fuse-10668899 | 13722
Lateral Hardening-Fuse-10668901 | 13722
Lateral Hardening-Fuse-10668902 | 13722
Lateral Hardening-Fuse-10668904 | 13722
Lateral Hardening-Fuse-10668905 | 13722
Lateral Hardening-Fuse-10668906 | 13722
Lateral Hardening-Fuse-10668910 | 13722
Lateral Hardening-Fuse-10669968 | 13462
Lateral Hardening-Fuse-10669975 | 13462
Lateral Hardening-Fuse-10669976 | 13462
Lateral Hardening-Fuse-10669979 | 13462
Lateral Hardening-Fuse-10669989 | 13462
Lateral Hardening-Fuse-10671176 | 13724
Lateral Hardening-Fuse-10671177 | 13724
Lateral Hardening-Fuse-10671178 | 13724
Lateral Hardening-Fuse-10671179 | 13724
Lateral Hardening-Fuse-10671185 | 13724
Lateral Hardening-Fuse-10671186 | 13724
Lateral Hardening-Fuse-10671188 | 13724
Lateral Hardening-Fuse-10671189 | 13389
Lateral Hardening-Fuse-10671192 | 13389
Lateral Hardening-Fuse-10671196 | 13724
Lateral Hardening-Fuse-10671198 | 13724
Lateral Hardening-Fuse-10671199 | 13724
Lateral Hardening-Fuse-10671200 | 13724
Lateral Hardening-Fuse-10671202 | 13724
Lateral Hardening-Fuse-10671206 | 13724
Lateral Hardening-Fuse-10671207 | 13724
Lateral Hardening-Fuse-10671208 | 13724
Lateral Hardening-Fuse-10671209 | 13724
Lateral Hardening-Fuse-10671210 | 13724
Lateral Hardening-Fuse-10671211 | 13724
Lateral Hardening-Fuse-10671213 | 13724
Lateral Hardening-Fuse-10671214 | 13724
Lateral Hardening-Fuse-10671215 | 13724
Lateral Hardening-Fuse-10671217 | 13724
Lateral Hardening-Fuse-10671219 | 13724
Lateral Hardening-Fuse-10671222 | 13724
Lateral Hardening-Fuse-10671224 | 13724
Lateral Hardening-Fuse-10671227 | 13724
Lateral Hardening-Fuse-10671229 | 13724
Lateral Hardening-Fuse-10671231 | 13724
Lateral Hardening-Fuse-10671233 | 13724
Lateral Hardening-Fuse-10671235 | 13724
Lateral Hardening-Fuse-10671239 | 13724
Lateral Hardening-Fuse-10671241 | 13724
Lateral Hardening-Fuse-10671243 | 13724
Lateral Hardening-Fuse-10671248 | 13724
Lateral Hardening-Fuse-10671250 | 13724
Lateral Hardening-Fuse-10671251 | 13724
Lateral Hardening-Fuse-10671252 | 13389
Lateral Hardening-Fuse-10671258 | 13389
Lateral Hardening-Fuse-10671261 | 13389
Lateral Hardening-Fuse-10671263 | 13724
Lateral Hardening-Fuse-10671269 | 13724
Lateral Hardening-Fuse-10671274 | 13724
Lateral Hardening-Fuse-10671276 | 13724
Lateral Hardening-Fuse-10671277 | 13724
Lateral Hardening-Fuse-10671281 | 13724
Lateral Hardening-Fuse-10671282 | 13724
Lateral Hardening-Fuse-10671283 | 13724
Lateral Hardening-Fuse-10671286 | 13724
Lateral Hardening-Fuse-10671287 | 13724
Lateral Hardening-Fuse-10671289 | 13724
Lateral Hardening-Fuse-10671291 | 13389
Lateral Hardening-Fuse-10671294 | 13724
Lateral Hardening-Fuse-10671295 | 13724
Lateral Hardening-Fuse-10671296 | 13724
Lateral Hardening-Fuse-10671297 | 13724
Lateral Hardening-Fuse-10671298 | 13724
Lateral Hardening-Fuse-10671303 | 13724
Lateral Hardening-Fuse-10671304 | 13724
Lateral Hardening-Fuse-10671305 | 13724
Lateral Hardening-Fuse-10671306 | 13724
Lateral Hardening-Fuse-10671307 | 13389
Lateral Hardening-Fuse-10671308 | 13724
Lateral Hardening-Fuse-10671309 | 13724
Lateral Hardening-Fuse-10671310 | 13724
Lateral Hardening-Fuse-10671312 | 13724
Lateral Hardening-Fuse-10671313 | 13724
Lateral Hardening-Fuse-10671314 | 13389
Lateral Hardening-Fuse-10671315 | 13389
Lateral Hardening-Fuse-10671316 | 13389
Lateral Hardening-Fuse-10671317 | 13389
Lateral Hardening-Fuse-10671318 | 13724
Lateral Hardening-Fuse-10671319 | 13724
Lateral Hardening-Fuse-10671320 | 13724
Lateral Hardening-Fuse-10671321 | 13724
Lateral Hardening-Fuse-10671323 | 13724
Lateral Hardening-Fuse-10671324 | 13724
Lateral Hardening-Fuse-10671325 | 13724
Lateral Hardening-Fuse-10671326 | 13724
Lateral Hardening-Fuse-10671327 | 13724
Lateral Hardening-Fuse-10671328 | 13724
Lateral Hardening-Fuse-10671332 | 13724
Lateral Hardening-Fuse-10671334 | 13724
Lateral Hardening-Fuse-10674214 | 13414
Lateral Hardening-Fuse-10674215 | 13414
Lateral Hardening-Fuse-10674218 | 13414
Lateral Hardening-Fuse-10674221 | 13414
Lateral Hardening-Fuse-10674223 | 13414
Lateral Hardening-Fuse-10674224 | 13414
Lateral Hardening-Fuse-10674227 | 13414
Lateral Hardening-Fuse-10674228 | 13414
Lateral Hardening-Fuse-10674229 | 13414
Lateral Hardening-Fuse-10674230 | 13414
Lateral Hardening-Fuse-10674231 | 13414
Lateral Hardening-Fuse-10674233 | 13414
Lateral Hardening-Fuse-10674239 | 13414
Lateral Hardening-Fuse-10674240 | 13414
Lateral Hardening-Fuse-10674241 | 13414
Lateral Hardening-Fuse-10674243 | 13414
Lateral Hardening-Fuse-10674247 | 13414
Lateral Hardening-Fuse-10674250 | 13414
Lateral Hardening-Fuse-10674252 | 13414
Lateral Hardening-Fuse-10674255 | 13414
Lateral Hardening-Fuse-10674256 | 13414
Lateral Hardening-Fuse-10674258 | 13414
Lateral Hardening-Fuse-10674259 | 13414
Lateral Hardening-Fuse-10674260 | 13414
Lateral Hardening-Fuse-10674263 | 13414
Lateral Hardening-Fuse-10674778 | 13412
Lateral Hardening-Fuse-10674780 | 13412
Lateral Hardening-Fuse-10674783 | 13412
Lateral Hardening-Fuse-10674784 | 13412
Lateral Hardening-Fuse-10674785 | 13412
Lateral Hardening-Fuse-10674787 | 13412
Lateral Hardening-Fuse-10674790 | 13412
Lateral Hardening-Fuse-10674798 | 13412
Lateral Hardening-Fuse-10674802 | 13412
Lateral Hardening-Fuse-10674805 | 13412
Lateral Hardening-Fuse-10675158 | 13464
Lateral Hardening-Fuse-10675160 | 13464
Lateral Hardening-Fuse-10675163 | 13464
Lateral Hardening-Fuse-10675171 | 13464
Lateral Hardening-Fuse-10675172 | 13464
Lateral Hardening-Fuse-10675173 | 13464
Lateral Hardening-Fuse-10675174 | 13464
Lateral Hardening-Fuse-10675175 | 13464
Lateral Hardening-Fuse-10675176 | 13464
Lateral Hardening-Fuse-10675177 | 13464
Lateral Hardening-Fuse-10675178 | 13464
Lateral Hardening-Fuse-10675179 | 13464
Lateral Hardening-Fuse-10676163 | 14123
Lateral Hardening-Fuse-10676164 | 14123
Lateral Hardening-Fuse-10676165 | 14123
Lateral Hardening-Fuse-10676166 | 14123
Lateral Hardening-Fuse-10676168 | 14123
Lateral Hardening-Fuse-10676169 | 14123
Lateral Hardening-Fuse-10676170 | 14123
Lateral Hardening-Fuse-10676171 | 14123
Lateral Hardening-Fuse-10676172 | 14123
Lateral Hardening-Fuse-10676173 | 14123
Lateral Hardening-Fuse-10676175 | 14123
Lateral Hardening-Fuse-10676200 | 13787
Lateral Hardening-Fuse-10676203 | 13787
Lateral Hardening-Fuse-10676209 | 13785
Lateral Hardening-Fuse-10676212 | 13785
Lateral Hardening-Fuse-10676213 | 13785
Lateral Hardening-Fuse-10676215 | 14124
Lateral Hardening-Fuse-10676228 | 14124
Lateral Hardening-Fuse-10676229 | 14124
Lateral Hardening-Fuse-10676230 | 14124
Lateral Hardening-Fuse-10676231 | 13785
Lateral Hardening-Fuse-10676234 | 13785
Lateral Hardening-Fuse-10676236 | 13785
Lateral Hardening-Fuse-10676240 | 13785
Lateral Hardening-Fuse-10676243 | 13787
Lateral Hardening-Fuse-10676244 | 13787
Lateral Hardening-Fuse-10676247 | 13787
Lateral Hardening-Fuse-10676251 | 13787
Lateral Hardening-Fuse-10676253 | 13787
Lateral Hardening-Fuse-10676255 | 13787
Lateral Hardening-Fuse-10676258 | 13787
Lateral Hardening-Fuse-10676268 | 13787
Lateral Hardening-Fuse-10676270 | 13787
Lateral Hardening-Fuse-10676280 | 13787
Lateral Hardening-Fuse-10676281 | 14124
Lateral Hardening-Fuse-10676282 | 14124
Lateral Hardening-Fuse-10676285 | 13785
Lateral Hardening-Fuse-10676287 | 13785
Lateral Hardening-Fuse-10676291 | 13785
Lateral Hardening-Fuse-10676292 | 13785
Lateral Hardening-Fuse-10676295 | 13785
Lateral Hardening-Fuse-10676298 | 14123
Lateral Hardening-Fuse-10676299 | 13785
Lateral Hardening-Fuse-10676300 | 13787
Lateral Hardening-Fuse-10676307 | 13787
Lateral Hardening-Fuse-10676308 | 13787
Lateral Hardening-Fuse-10676310 | 13785
Lateral Hardening-Fuse-10676311 | 13785
Lateral Hardening-Fuse-10676313 | 14124
Lateral Hardening-Fuse-10676318 | 14124
Lateral Hardening-Fuse-10676321 | 13785
Lateral Hardening-Fuse-10676322 | 13787
Lateral Hardening-Fuse-10679296 | 13807
Lateral Hardening-Fuse-10679297 | 13807
Lateral Hardening-Fuse-10679298 | 13807
Lateral Hardening-Fuse-10679300 | 13807
Lateral Hardening-Fuse-10679301 | 13807
Lateral Hardening-Fuse-10679302 | 13807
Lateral Hardening-Fuse-10679303 | 13807
Lateral Hardening-Fuse-10679304 | 13807
Lateral Hardening-Fuse-10679305 | 13807
Lateral Hardening-Fuse-10679310 | 13807
Lateral Hardening-Fuse-10679312 | 13807
Lateral Hardening-Fuse-10679314 | 13807
Lateral Hardening-Fuse-10679316 | 13807
Lateral Hardening-Fuse-10679318 | 13807
Lateral Hardening-Fuse-10679319 | 13807
Lateral Hardening-Fuse-10679320 | 13807
Lateral Hardening-Fuse-10679321 | 13807
Lateral Hardening-Fuse-10679322 | 13807
Lateral Hardening-Fuse-10679324 | 13807
Lateral Hardening-Fuse-10679326 | 13807
Lateral Hardening-Fuse-10679327 | 13807
Lateral Hardening-Fuse-10679330 | 13807
Lateral Hardening-Fuse-10679331 | 13807
Lateral Hardening-Fuse-10679332 | 13807
Lateral Hardening-Fuse-10679333 | 13807
Lateral Hardening-Fuse-10679334 | 13807
Lateral Hardening-Fuse-10679335 | 13807
Lateral Hardening-Fuse-10679336 | 13807
Lateral Hardening-Fuse-10679337 | 13807
Lateral Hardening-Fuse-10679338 | 13807
Lateral Hardening-Fuse-10679339 | 13807
Lateral Hardening-Fuse-10679340 | 13807
Lateral Hardening-Fuse-10679341 | 13807
Lateral Hardening-Fuse-10679343 | 13807
Lateral Hardening-Fuse-10679344 | 13807
Lateral Hardening-Fuse-10679345 | 13807
Lateral Hardening-Fuse-10679346 | 13807
Lateral Hardening-Fuse-10679348 | 13807
Lateral Hardening-Fuse-10679350 | 13807
Lateral Hardening-Fuse-10679352 | 13807
Lateral Hardening-Fuse-10679353 | 13807
Lateral Hardening-Fuse-10679354 | 13807
Lateral Hardening-Fuse-10679355 | 13807
Lateral Hardening-Fuse-10679356 | 13807
Lateral Hardening-Fuse-10679358 | 13807
Lateral Hardening-Fuse-10679360 | 13807
Lateral Hardening-Fuse-10679361 | 13807
Lateral Hardening-Fuse-10679362 | 13807
Lateral Hardening-Fuse-10679367 | 13807
Lateral Hardening-Fuse-10679374 | 13807
Lateral Hardening-Fuse-10679375 | 13807
Lateral Hardening-Fuse-10679376 | 13807
Lateral Hardening-Fuse-10679385 | 13807
Lateral Hardening-Fuse-10679388 | 13807
Lateral Hardening-Fuse-10679391 | 13807
Lateral Hardening-Fuse-10679394 | 13807
Lateral Hardening-Fuse-10679397 | 13807
Lateral Hardening-Fuse-10679399 | 13807
Lateral Hardening-Fuse-10679401 | 13807
Lateral Hardening-Fuse-10679402 | 13807
Lateral Hardening-Fuse-10679404 | 13807
Lateral Hardening-Fuse-10679407 | 13807
Lateral Hardening-Fuse-10679408 | 13807
Lateral Hardening-Fuse-10679409 | 13807
Lateral Hardening-Fuse-10679411 | 13807
Lateral Hardening-Fuse-10679412 | 13807
Lateral Hardening-Fuse-10679413 | 13807
Lateral Hardening-Fuse-10679415 | 13807
Lateral Hardening-Fuse-10679418 | 13807
Lateral Hardening-Fuse-10679419 | 13807
Lateral Hardening-Fuse-10679420 | 13807
Lateral Hardening-Fuse-10679421 | 13807
Lateral Hardening-Fuse-10679425 | 13807
Lateral Hardening-Fuse-10679426 | 13807
Lateral Hardening-Fuse-10679427 | 13807
Lateral Hardening-Fuse-10679428 | 13807
Lateral Hardening-Fuse-10679429 | 13807
Lateral Hardening-Fuse-10679430 | 13807
Lateral Hardening-Fuse-10679431 | 13807
Lateral Hardening-Fuse-10679432 | 13807
Lateral Hardening-Fuse-10679433 | 13807
Lateral Hardening-Fuse-10679434 | 13807
Lateral Hardening-Fuse-10679435 | 13807
Lateral Hardening-Fuse-10679436 | 13807
Lateral Hardening-Fuse-10679437 | 13807
Lateral Hardening-Fuse-10679438 | 13807
Lateral Hardening-Fuse-10679439 | 13807
Lateral Hardening-Fuse-10679440 | 13807
Lateral Hardening-Fuse-10679442 | 13807
Lateral Hardening-Fuse-10679444 | 13807
Lateral Hardening-Fuse-10679445 | 13807
Lateral Hardening-Fuse-10679447 | 13807
Lateral Hardening-Fuse-10679448 | 13807
Lateral Hardening-Fuse-10679449 | 13807
Lateral Hardening-Fuse-10679450 | 13807
Lateral Hardening-Fuse-10679454 | 13807
Lateral Hardening-Fuse-10680805 | 13308
Lateral Hardening-Fuse-10680814 | 13308
Lateral Hardening-Fuse-10680816 | 13308
Lateral Hardening-Fuse-10680817 | 13308
Lateral Hardening-Fuse-10680818 | 13308
Lateral Hardening-Fuse-10680819 | 13308
Lateral Hardening-Fuse-10680820 | 13308
Lateral Hardening-Fuse-10680821 | 13308
Lateral Hardening-Fuse-10680822 | 13308
Lateral Hardening-Fuse-10680823 | 13308
Lateral Hardening-Fuse-10680824 | 13308
Lateral Hardening-Fuse-10680825 | 13308
Lateral Hardening-Fuse-10680826 | 13308
Lateral Hardening-Fuse-10680830 | 13308
Lateral Hardening-Fuse-10680831 | 13308
Lateral Hardening-Fuse-10680834 | 13308
Lateral Hardening-Fuse-10681823 | 13214
Lateral Hardening-Fuse-10681824 | 13214
Lateral Hardening-Fuse-10681825 | 13214
Lateral Hardening-Fuse-10681827 | 13214
Lateral Hardening-Fuse-10681828 | 13214
Lateral Hardening-Fuse-10681831 | 13214
Lateral Hardening-Fuse-10681833 | 13214
Lateral Hardening-Fuse-10681836 | 13214
Lateral Hardening-Fuse-10681837 | 13214
Lateral Hardening-Fuse-10681839 | 13214
Lateral Hardening-Fuse-10681841 | 13214
Lateral Hardening-Fuse-10681845 | 13214
Lateral Hardening-Fuse-10681849 | 13214
Lateral Hardening-Fuse-10681851 | 13214
Lateral Hardening-Fuse-10681854 | 13214
Lateral Hardening-Fuse-10682994 | 13850
Lateral Hardening-Fuse-10682997 | 13011
Lateral Hardening-Fuse-10684549 | 13313
Lateral Hardening-Fuse-10684572 | 13313
Lateral Hardening-Fuse-10684573 | 13313
Lateral Hardening-Fuse-10684577 | 13313
Lateral Hardening-Fuse-10684580 | 13313
Lateral Hardening-Fuse-10684581 | 13313
Lateral Hardening-Fuse-10684584 | 13313
Lateral Hardening-Fuse-10684587 | 13313
Lateral Hardening-Fuse-10684588 | 13313
Lateral Hardening-Fuse-10684591 | 13313
Lateral Hardening-Fuse-10684596 | 13313
Lateral Hardening-Fuse-10684599 | 13313
Lateral Hardening-Fuse-10684602 | 13313
Lateral Hardening-Fuse-10684608 | 13313
Lateral Hardening-Fuse-10684611 | 13313
Lateral Hardening-Fuse-10684613 | 13313
Lateral Hardening-Fuse-10684614 | 13313
Lateral Hardening-Fuse-10685998 | 13808
Lateral Hardening-Fuse-10686003 | 13808
Lateral Hardening-Fuse-10686005 | 13808
Lateral Hardening-Fuse-10686006 | 13808
Lateral Hardening-Fuse-10686007 | 13808
Lateral Hardening-Fuse-10686008 | 13808
Lateral Hardening-Fuse-10686009 | 13808
Lateral Hardening-Fuse-10686015 | 13808
Lateral Hardening-Fuse-10686016 | 13808
Lateral Hardening-Fuse-10686017 | 13808
Lateral Hardening-Fuse-10686019 | 13808
Lateral Hardening-Fuse-10686022 | 13808
Lateral Hardening-Fuse-10686023 | 13808
Lateral Hardening-Fuse-10686025 | 13808
Lateral Hardening-Fuse-10686027 | 13808
Lateral Hardening-Fuse-10686028 | 13808
Lateral Hardening-Fuse-10686029 | 13808
Lateral Hardening-Fuse-10686030 | 13808
Lateral Hardening-Fuse-10686033 | 13808
Lateral Hardening-Fuse-10686035 | 13808
Lateral Hardening-Fuse-10686038 | 13808
Lateral Hardening-Fuse-10686040 | 13808
Lateral Hardening-Fuse-10686043 | 13808
Lateral Hardening-Fuse-10686044 | 13808
Lateral Hardening-Fuse-10686045 | 13808
Lateral Hardening-Fuse-10686046 | 13808
Lateral Hardening-Fuse-10686047 | 13808
Lateral Hardening-Fuse-10686048 | 13808
Lateral Hardening-Fuse-10686053 | 13808
Lateral Hardening-Fuse-10686055 | 13808
Lateral Hardening-Fuse-10686056 | 13808
Lateral Hardening-Fuse-10686057 | 13808
Lateral Hardening-Fuse-10686058 | 13808
Lateral Hardening-Fuse-10686059 | 13808
Lateral Hardening-Fuse-10686060 | 13808
Lateral Hardening-Fuse-10686061 | 13808
Lateral Hardening-Fuse-10686062 | 13808
Lateral Hardening-Fuse-10686073 | 13808
Lateral Hardening-Fuse-10686075 | 13808
Lateral Hardening-Fuse-10686076 | 13808
Lateral Hardening-Fuse-10686087 | 13808
Lateral Hardening-Fuse-10686088 | 13808
Lateral Hardening-Fuse-10686090 | 13808
Lateral Hardening-Fuse-10686091 | 13808
Lateral Hardening-Fuse-10686097 | 13808
Lateral Hardening-Fuse-10686098 | 13808
Lateral Hardening-Fuse-10686101 | 13808
Lateral Hardening-Fuse-10686102 | 13808
Lateral Hardening-Fuse-10686103 | 13808
Lateral Hardening-Fuse-10686106 | 13808
Lateral Hardening-Fuse-10686109 | 13808
Lateral Hardening-Fuse-10686114 | 13808
Lateral Hardening-Fuse-10686115 | 13808
Lateral Hardening-Fuse-10686118 | 13808
Lateral Hardening-Fuse-10686119 | 13808
Lateral Hardening-Fuse-10686123 | 13808
Lateral Hardening-Fuse-10686124 | 13808
Lateral Hardening-Fuse-10686126 | 13808
Lateral Hardening-Fuse-10686127 | 13808
Lateral Hardening-Fuse-10686128 | 13808
Lateral Hardening-Fuse-10686129 | 13808
Lateral Hardening-Fuse-10686137 | 13808
Lateral Hardening-Fuse-10686144 | 13808
Lateral Hardening-Fuse-10686145 | 13808
Lateral Hardening-Fuse-10686152 | 13808
Lateral Hardening-Fuse-10686154 | 13808
Lateral Hardening-Fuse-10686158 | 13808
Lateral Hardening-Fuse-10686164 | 13808
Lateral Hardening-Fuse-10686166 | 13808
Lateral Hardening-Fuse-10686169 | 13808
Lateral Hardening-Fuse-10686171 | 13808
Lateral Hardening-Fuse-10686173 | 13808
Lateral Hardening-Fuse-10686176 | 13808
Lateral Hardening-Fuse-10686183 | 13808
Lateral Hardening-Fuse-10686184 | 13808
Lateral Hardening-Fuse-10686185 | 13808
Lateral Hardening-Fuse-10686187 | 13808
Lateral Hardening-Fuse-10686189 | 13808
Lateral Hardening-Fuse-10686192 | 13808
Lateral Hardening-Fuse-10686193 | 13808
Lateral Hardening-Fuse-10686196 | 13808
Lateral Hardening-Fuse-10686197 | 13808
Lateral Hardening-Fuse-10686199 | 13808
Lateral Hardening-Fuse-10686202 | 13808
Lateral Hardening-Fuse-10686203 | 13808
Lateral Hardening-Fuse-10686205 | 13808
Lateral Hardening-Fuse-10686206 | 13808
Lateral Hardening-Fuse-10686207 | 13808
Lateral Hardening-Fuse-10686209 | 13808
Lateral Hardening-Fuse-10686211 | 13808
Lateral Hardening-Fuse-10686215 | 13808
Lateral Hardening-Fuse-10686216 | 13808
Lateral Hardening-Fuse-10686217 | 13808
Lateral Hardening-Fuse-10686218 | 13808
Lateral Hardening-Fuse-10686219 | 13808
Lateral Hardening-Fuse-10686220 | 13808
Lateral Hardening-Fuse-10686221 | 13808
Lateral Hardening-Fuse-10686222 | 13808
Lateral Hardening-Fuse-10686223 | 13808
Lateral Hardening-Fuse-10686232 | 13808
Lateral Hardening-Fuse-10686234 | 13808
Lateral Hardening-Fuse-10686235 | 13808
Lateral Hardening-Fuse-10686237 | 13808
Lateral Hardening-Fuse-10686238 | 13808
Lateral Hardening-Fuse-10686239 | 13808
Lateral Hardening-Fuse-10686240 | 13808
Lateral Hardening-Fuse-10686242 | 13808
Lateral Hardening-Fuse-10686245 | 13808
Lateral Hardening-Fuse-10686246 | 13808
Lateral Hardening-Fuse-10686248 | 13808
Lateral Hardening-Fuse-10686249 | 13808
Lateral Hardening-Fuse-10686251 | 13808
Lateral Hardening-Fuse-10686255 | 13808
Lateral Hardening-Fuse-10686256 | 13808
Lateral Hardening-Fuse-10686257 | 13808
Lateral Hardening-Fuse-10686258 | 13808
Lateral Hardening-Fuse-10686259 | 13808
Lateral Hardening-Fuse-10686263 | 13808
Lateral Hardening-Fuse-10686266 | 13808
Lateral Hardening-Fuse-10686271 | 13808
Lateral Hardening-Fuse-10686274 | 13808
Lateral Hardening-Fuse-10686275 | 13808
Lateral Hardening-Fuse-10686276 | 13808
Lateral Hardening-Fuse-10686278 | 13808
Lateral Hardening-Fuse-10686280 | 13808
Lateral Hardening-Fuse-10686283 | 13808
Lateral Hardening-Fuse-10686284 | 13808
Lateral Hardening-Fuse-10686291 | 13808
Lateral Hardening-Fuse-10686292 | 13808
Lateral Hardening-Fuse-10686294 | 13808
Lateral Hardening-Fuse-10686296 | 13808
Lateral Hardening-Fuse-10688316 | 13068
Lateral Hardening-Fuse-10688326 | 13068
Lateral Hardening-Fuse-10688328 | 13068
Lateral Hardening-Fuse-10688330 | 13068
Lateral Hardening-Fuse-10688332 | 13068
Lateral Hardening-Fuse-10688339 | 13068
Lateral Hardening-Fuse-10688904 | 13335
Lateral Hardening-Fuse-10689684 | 13854
Lateral Hardening-Fuse-10689694 | 13854
Lateral Hardening-Fuse-10692795 | 13463
Lateral Hardening-Fuse-10692796 | 13463
Lateral Hardening-Fuse-10692797 | 13463
Lateral Hardening-Fuse-10692799 | 13463
Lateral Hardening-Fuse-10692803 | 13463
Lateral Hardening-Fuse-10692804 | 13463
Lateral Hardening-Fuse-10693236 | 13147
Lateral Hardening-Fuse-10693237 | 13147
Lateral Hardening-Fuse-10693246 | 13147
Lateral Hardening-Fuse-10693250 | 13147
Lateral Hardening-Fuse-10693256 | 13854
Lateral Hardening-Fuse-10693264 | 13854
Lateral Hardening-Fuse-10693268 | 13147
Lateral Hardening-Fuse-10693269 | 13147
Lateral Hardening-Fuse-10694105 | 13254
Lateral Hardening-Fuse-10694109 | 13254
Lateral Hardening-Fuse-10694123 | 13254
Lateral Hardening-Fuse-10694130 | 13254
Lateral Hardening-Fuse-10694135 | 13254
Lateral Hardening-Fuse-10694140 | 13254
Lateral Hardening-Fuse-10694151 | 13254
Lateral Hardening-Fuse-10694153 | 13254
Lateral Hardening-Fuse-10694154 | 13254
Lateral Hardening-Fuse-10694157 | 13254
Lateral Hardening-Fuse-10694158 | 13254
Lateral Hardening-Fuse-10694159 | 13254
Lateral Hardening-Fuse-10694160 | 13254
Lateral Hardening-Fuse-10694161 | 13254
Lateral Hardening-Fuse-10694163 | 13254
Lateral Hardening-Fuse-10694166 | 13254
Lateral Hardening-Fuse-10694171 | 13254
Lateral Hardening-Fuse-10694172 | 13254
Lateral Hardening-Fuse-10694176 | 13254
Lateral Hardening-Fuse-10694184 | 13254
Lateral Hardening-Fuse-10696386 | 13961
Lateral Hardening-Fuse-10696398 | 13961
Lateral Hardening-Fuse-10696400 | 13961
Lateral Hardening-Fuse-10696413 | 13961
Lateral Hardening-Fuse-10696415 | 13961
Lateral Hardening-Fuse-10696416 | 13961
Lateral Hardening-Fuse-10696417 | 13961
Lateral Hardening-Fuse-10696418 | 13961
Lateral Hardening-Fuse-10696419 | 13961
Lateral Hardening-Fuse-10696420 | 13961
Lateral Hardening-Fuse-10696423 | 13961
Lateral Hardening-Fuse-10696424 | 13961
Lateral Hardening-Fuse-10696427 | 13961
Lateral Hardening-Fuse-10696428 | 13961
Lateral Hardening-Fuse-10696429 | 13961
Lateral Hardening-Fuse-10696430 | 13961
Lateral Hardening-Fuse-10696431 | 13961
Lateral Hardening-Fuse-10696432 | 13961
Lateral Hardening-Fuse-10696434 | 13961
Lateral Hardening-Fuse-10696435 | 13961
Lateral Hardening-Fuse-10696436 | 13961
Lateral Hardening-Fuse-10696437 | 13961
Lateral Hardening-Fuse-10696440 | 13961
Lateral Hardening-Fuse-10696442 | 13961
Lateral Hardening-Fuse-10696453 | 13961
Lateral Hardening-Fuse-10696454 | 13961
Lateral Hardening-Fuse-10696458 | 13961
Lateral Hardening-Fuse-10696461 | 13961
Lateral Hardening-Fuse-10696463 | 13961
Lateral Hardening-Fuse-10696464 | 13961
Lateral Hardening-Fuse-10696467 | 13961
Lateral Hardening-Fuse-10696468 | 13961
Lateral Hardening-Fuse-10696469 | 13961
Lateral Hardening-Fuse-10696470 | 13961
Lateral Hardening-Fuse-10696481 | 13961
Lateral Hardening-Fuse-10696482 | 13961
Lateral Hardening-Fuse-10696486 | 13961
Lateral Hardening-Fuse-10696487 | 13961
Lateral Hardening-Fuse-10696488 | 13961
Lateral Hardening-Fuse-10696489 | 13961
Lateral Hardening-Fuse-10696490 | 13961
Lateral Hardening-Fuse-10696491 | 13961
Lateral Hardening-Fuse-10696492 | 13961
Lateral Hardening-Fuse-10696496 | 13961
Lateral Hardening-Fuse-10696498 | 13961
Lateral Hardening-Fuse-10696499 | 13961
Lateral Hardening-Fuse-10696500 | 13961
Lateral Hardening-Fuse-10696501 | 13961
Lateral Hardening-Fuse-10696502 | 13961
Lateral Hardening-Fuse-10696503 | 13961
Lateral Hardening-Fuse-10696504 | 13961
Lateral Hardening-Fuse-10696505 | 13961
Lateral Hardening-Fuse-10696506 | 13961
Lateral Hardening-Fuse-10696507 | 13961
Lateral Hardening-Fuse-10696508 | 13961
Lateral Hardening-Fuse-10700744 | 13192
Lateral Hardening-Fuse-10700752 | 13192
Lateral Hardening-Fuse-10700755 | 13192
Lateral Hardening-Fuse-10700758 | 13192
Lateral Hardening-Fuse-10700761 | 13192
Lateral Hardening-Fuse-10700764 | 13192
Lateral Hardening-Fuse-10700767 | 13192
Lateral Hardening-Fuse-10700783 | 13192
Lateral Hardening-Fuse-10700791 | 13192
Lateral Hardening-Fuse-10704064 | 13962
Lateral Hardening-Fuse-10704087 | 13962
Lateral Hardening-Fuse-10704088 | 13962
Lateral Hardening-Fuse-10704104 | 13962
Lateral Hardening-Fuse-10704107 | 13962
Lateral Hardening-Fuse-10704108 | 13962
Lateral Hardening-Fuse-10704111 | 13962
Lateral Hardening-Fuse-10704113 | 13962
Lateral Hardening-Fuse-10704114 | 13962
Lateral Hardening-Fuse-10704115 | 13962
Lateral Hardening-Fuse-10704118 | 13962
Lateral Hardening-Fuse-10704119 | 13962
Lateral Hardening-Fuse-10704120 | 13962
Lateral Hardening-Fuse-10704121 | 13962
Lateral Hardening-Fuse-10704122 | 13962
Lateral Hardening-Fuse-10704123 | 13962
Lateral Hardening-Fuse-10704124 | 13962
Lateral Hardening-Fuse-10704125 | 13962
Lateral Hardening-Fuse-10704130 | 13962
Lateral Hardening-Fuse-10704131 | 13962
Lateral Hardening-Fuse-10704134 | 13962
Lateral Hardening-Fuse-10704135 | 13962
Lateral Hardening-Fuse-10704137 | 13962
Lateral Hardening-Fuse-10704138 | 13962
Lateral Hardening-Fuse-10704144 | 13962
Lateral Hardening-Fuse-10704145 | 13962
Lateral Hardening-Fuse-10704147 | 13962
Lateral Hardening-Fuse-10704148 | 13962
Lateral Hardening-Fuse-10704150 | 13962
Lateral Hardening-Fuse-10704151 | 13962
Lateral Hardening-Fuse-10704152 | 13962
Lateral Hardening-Fuse-10704153 | 13962
Lateral Hardening-Fuse-10704161 | 13962
Lateral Hardening-Fuse-10704163 | 13962
Lateral Hardening-Fuse-10704165 | 13962
Lateral Hardening-Fuse-10704166 | 13962
Lateral Hardening-Fuse-10704167 | 13962
Lateral Hardening-Fuse-10704168 | 13962
Lateral Hardening-Fuse-10704169 | 13125
Lateral Hardening-Fuse-10704174 | 13962
Lateral Hardening-Fuse-10704175 | 13962
Lateral Hardening-Fuse-10704178 | 13962
Lateral Hardening-Fuse-10704179 | 13962
Lateral Hardening-Fuse-10704180 | 13962
Lateral Hardening-Fuse-10704181 | 13125
Lateral Hardening-Fuse-10705804 | 13268
Lateral Hardening-Fuse-10705806 | 13268
Lateral Hardening-Fuse-10705809 | 13268
Lateral Hardening-Fuse-10705811 | 13268
Lateral Hardening-Fuse-10705812 | 13983
Lateral Hardening-Fuse-10705814 | 13983
Lateral Hardening-Fuse-10705816 | 13983
Lateral Hardening-Fuse-10705817 | 13983
Lateral Hardening-Fuse-10705819 | 13983
Lateral Hardening-Fuse-10705822 | 13983
Lateral Hardening-Fuse-10705824 | 13268
Lateral Hardening-Fuse-10705825 | 13268
Lateral Hardening-Fuse-10705826 | 13268
Lateral Hardening-Fuse-10705828 | 13268
Lateral Hardening-Fuse-10705829 | 13268
Lateral Hardening-Fuse-10705832 | 13983
Lateral Hardening-Fuse-10705834 | 13268
Lateral Hardening-Fuse-10705835 | 13268
Lateral Hardening-Fuse-10705836 | 13268
Lateral Hardening-Fuse-10705837 | 13268
Lateral Hardening-Fuse-10705843 | 13268
Lateral Hardening-Fuse-10705847 | 13268
Lateral Hardening-Fuse-10705849 | 13268
Lateral Hardening-Fuse-10705850 | 13268
Lateral Hardening-Fuse-10705852 | 13268
Lateral Hardening-Fuse-10705854 | 13268
Lateral Hardening-Fuse-10705855 | 13268
Lateral Hardening-Fuse-10705859 | 13268
Lateral Hardening-Fuse-10705861 | 13268
Lateral Hardening-Fuse-10705862 | 13268
Lateral Hardening-Fuse-10705864 | 13268
Lateral Hardening-Fuse-10705873 | 13268
Lateral Hardening-Fuse-10705875 | 13268
Lateral Hardening-Fuse-10705876 | 13268
Lateral Hardening-Fuse-10705878 | 13268
Lateral Hardening-Fuse-10705880 | 13268
Lateral Hardening-Fuse-10705881 | 13268
Lateral Hardening-Fuse-10705882 | 13268
Lateral Hardening-Fuse-10705883 | 13268
Lateral Hardening-Fuse-10705887 | 13268
Lateral Hardening-Fuse-10705889 | 13268
Lateral Hardening-Fuse-10705892 | 13268
Lateral Hardening-Fuse-10705898 | 13982
Lateral Hardening-Fuse-10705900 | 13268
Lateral Hardening-Fuse-10705901 | 13268
Lateral Hardening-Fuse-10705902 | 13268
Lateral Hardening-Fuse-10705903 | 13268
Lateral Hardening-Fuse-10705904 | 13268
Lateral Hardening-Fuse-10705906 | 13268
Lateral Hardening-Fuse-10705908 | 13268
Lateral Hardening-Fuse-10705909 | 13268
Lateral Hardening-Fuse-10705913 | 13268
Lateral Hardening-Fuse-10705914 | 13268
Lateral Hardening-Fuse-10705916 | 13268
Lateral Hardening-Fuse-10705917 | 13268
Lateral Hardening-Fuse-10705918 | 13268
Lateral Hardening-Fuse-10705919 | 13268
Lateral Hardening-Fuse-10705920 | 13983
Lateral Hardening-Fuse-10705921 | 13983
Lateral Hardening-Fuse-10705924 | 13268
Lateral Hardening-Fuse-10705925 | 13268
Lateral Hardening-Fuse-10705927 | 13268
Lateral Hardening-Fuse-10705928 | 13268
Lateral Hardening-Fuse-10705929 | 13268
Lateral Hardening-Fuse-10705930 | 13268
Lateral Hardening-Fuse-10705932 | 13268
Lateral Hardening-Fuse-10705933 | 13268
Lateral Hardening-Fuse-10705934 | 13268
Lateral Hardening-Fuse-10705935 | 13268
Lateral Hardening-Fuse-10705936 | 13268
Lateral Hardening-Fuse-10705937 | 13268
Lateral Hardening-Fuse-10705938 | 13268
Lateral Hardening-Fuse-10705939 | 13268
Lateral Hardening-Fuse-10705941 | 13268
Lateral Hardening-Fuse-10705942 | 13268
Lateral Hardening-Fuse-10705944 | 13268
Lateral Hardening-Fuse-10705945 | 13268
Lateral Hardening-Fuse-10705948 | 13268
Lateral Hardening-Fuse-10707423 | 13302
Lateral Hardening-Fuse-10707424 | 13302
Lateral Hardening-Fuse-10707425 | 13302
Lateral Hardening-Fuse-10710598 | 14001
Lateral Hardening-Fuse-10710599 | 14001
Lateral Hardening-Fuse-10710601 | 14000
Lateral Hardening-Fuse-10710602 | 14000
Lateral Hardening-Fuse-10710603 | 14000
Lateral Hardening-Fuse-10710604 | 14000
Lateral Hardening-Fuse-10710605 | 14000
Lateral Hardening-Fuse-10710606 | 14000
Lateral Hardening-Fuse-10710619 | 14000
Lateral Hardening-Fuse-10710620 | 14000
Lateral Hardening-Fuse-10710621 | 14000
Lateral Hardening-Fuse-10710622 | 14000
Lateral Hardening-Fuse-10710623 | 14000
Lateral Hardening-Fuse-10710625 | 14000
Lateral Hardening-Fuse-10710627 | 14000
Lateral Hardening-Fuse-10710633 | 14000
Lateral Hardening-Fuse-10710635 | 14000
Lateral Hardening-Fuse-10710636 | 14000
Lateral Hardening-Fuse-10710637 | 14000
Lateral Hardening-Fuse-10710638 | 14000
Lateral Hardening-Fuse-10710640 | 14000
Lateral Hardening-Fuse-10710641 | 14000
Lateral Hardening-Fuse-10710642 | 14000
Lateral Hardening-Fuse-10710643 | 14001
Lateral Hardening-Fuse-10710646 | 14000
Lateral Hardening-Fuse-10710647 | 14000
Lateral Hardening-Fuse-10710651 | 14000
Lateral Hardening-Fuse-10712376 | 13256
Lateral Hardening-Fuse-10712378 | 13256
Lateral Hardening-Fuse-10712379 | 13256
Lateral Hardening-Fuse-10712381 | 13256
Lateral Hardening-Fuse-10712384 | 13256
Lateral Hardening-Fuse-10712386 | 13256
Lateral Hardening-Fuse-10712387 | 13256
Lateral Hardening-Fuse-10712390 | 13256
Lateral Hardening-Fuse-10712393 | 13256
Lateral Hardening-Fuse-10712394 | 13256
Lateral Hardening-Fuse-10712396 | 13256
Lateral Hardening-Fuse-10712399 | 13256
Lateral Hardening-Fuse-10712403 | 13256
Lateral Hardening-Fuse-10712404 | 13256
Lateral Hardening-Fuse-10712407 | 13256
Lateral Hardening-Fuse-10712413 | 13256
Lateral Hardening-Fuse-10712419 | 13256
Lateral Hardening-Fuse-10714620 | 13019
Lateral Hardening-Fuse-10714645 | 13019
Lateral Hardening-Fuse-10714649 | 13019
Lateral Hardening-Fuse-10714650 | 13019
Lateral Hardening-Fuse-10714652 | 13019
Lateral Hardening-Fuse-10714653 | 13019
Lateral Hardening-Fuse-10714658 | 13019
Lateral Hardening-Fuse-10714663 | 13019
Lateral Hardening-Fuse-10714664 | 13019
Lateral Hardening-Fuse-10714671 | 13019
Lateral Hardening-Fuse-10714673 | 13019
Lateral Hardening-Fuse-10714683 | 13019
Lateral Hardening-Fuse-10714688 | 13019
Lateral Hardening-Fuse-10714691 | 13019
Lateral Hardening-Fuse-10714692 | 13019
Lateral Hardening-Fuse-10714694 | 13019
Lateral Hardening-Fuse-10714696 | 13019
Lateral Hardening-Fuse-10715645 | 13984
Lateral Hardening-Fuse-10715646 | 13984
Lateral Hardening-Fuse-10715647 | 13984
Lateral Hardening-Fuse-10715651 | 13984
Lateral Hardening-Fuse-10715653 | 13984
Lateral Hardening-Fuse-10715655 | 13984
Lateral Hardening-Fuse-10715656 | 13984
Lateral Hardening-Fuse-10715657 | 13984
Lateral Hardening-Fuse-10715658 | 13984
Lateral Hardening-Fuse-10715659 | 13984
Lateral Hardening-Fuse-10715661 | 13984
Lateral Hardening-Fuse-10715662 | 13984
Lateral Hardening-Fuse-10715663 | 13984
Lateral Hardening-Fuse-10715664 | 13984
Lateral Hardening-Fuse-10716303 | 13959
Lateral Hardening-Fuse-10716304 | 13959
Lateral Hardening-Fuse-10716305 | 13959
Lateral Hardening-Fuse-10716306 | 13959
Lateral Hardening-Fuse-10716311 | 13959
Lateral Hardening-Fuse-10716312 | 13959
Lateral Hardening-Fuse-10716313 | 13959
Lateral Hardening-Fuse-10716314 | 13959
Lateral Hardening-Fuse-10716315 | 13959
Lateral Hardening-Fuse-10716317 | 13959
Lateral Hardening-Fuse-10716318 | 13959
Lateral Hardening-Fuse-10716319 | 13959
Lateral Hardening-Fuse-10716320 | 13959
Lateral Hardening-Fuse-10716327 | 13959
Lateral Hardening-Fuse-10716331 | 13959
Lateral Hardening-Fuse-10716333 | 13959
Lateral Hardening-Fuse-10716338 | 13959
Lateral Hardening-Fuse-10716340 | 13959
Lateral Hardening-Fuse-10716341 | 13959
Lateral Hardening-Fuse-10716343 | 13959
Lateral Hardening-Fuse-10716344 | 13959
Lateral Hardening-Fuse-10716345 | 13959
Lateral Hardening-Fuse-10716347 | 13959
Lateral Hardening-Fuse-10716349 | 13959
Lateral Hardening-Fuse-10716351 | 13959
Lateral Hardening-Fuse-10716352 | 13959
Lateral Hardening-Fuse-10716353 | 13959
Lateral Hardening-Fuse-10716354 | 13959
Lateral Hardening-Fuse-10716356 | 13959
Lateral Hardening-Fuse-10716357 | 13959
Lateral Hardening-Fuse-10716358 | 13959
Lateral Hardening-Fuse-10716359 | 13959
Lateral Hardening-Fuse-10716368 | 13959
Lateral Hardening-Fuse-10716369 | 13959
Lateral Hardening-Fuse-10716372 | 13959
Lateral Hardening-Fuse-10716375 | 13959
Lateral Hardening-Fuse-10716376 | 13959
Lateral Hardening-Fuse-10716378 | 13959
Lateral Hardening-Fuse-10716379 | 13959
Lateral Hardening-Fuse-10716380 | 13959
Lateral Hardening-Fuse-10716382 | 13959
Lateral Hardening-Fuse-10716384 | 13959
Lateral Hardening-Fuse-10716386 | 13959
Lateral Hardening-Fuse-10716387 | 13959
Lateral Hardening-Fuse-10716388 | 13959
Lateral Hardening-Fuse-10717257 | 13900
Lateral Hardening-Fuse-10717266 | 13900
Lateral Hardening-Fuse-10717269 | 13900
Lateral Hardening-Fuse-10717271 | 13900
Lateral Hardening-Fuse-10717532 | 13899
Lateral Hardening-Fuse-10717534 | 13899
Lateral Hardening-Fuse-10717538 | 13899
Lateral Hardening-Fuse-10718202 | 13777
Lateral Hardening-Fuse-10718203 | 13777
Lateral Hardening-Fuse-10718205 | 13777
Lateral Hardening-Fuse-10718207 | 13777
Lateral Hardening-Fuse-10722371 | 13817
Lateral Hardening-Fuse-10722373 | 13817
Lateral Hardening-Fuse-10722386 | 13817
Lateral Hardening-Fuse-10722387 | 13817
Lateral Hardening-Fuse-10722388 | 13817
Lateral Hardening-Fuse-10722402 | 13817
Lateral Hardening-Fuse-10722405 | 13817
Lateral Hardening-Fuse-10722406 | 13817
Lateral Hardening-Fuse-10722407 | 13817
Lateral Hardening-Fuse-10722410 | 13817
Lateral Hardening-Fuse-10722411 | 13817
Lateral Hardening-Fuse-10722413 | 13817
Lateral Hardening-Fuse-10722416 | 13817
Lateral Hardening-Fuse-10722417 | 13817
Lateral Hardening-Fuse-10722418 | 13817
Lateral Hardening-Fuse-10722420 | 13817
Lateral Hardening-Fuse-10722422 | 13817
Lateral Hardening-Fuse-10722423 | 13817
Lateral Hardening-Fuse-10722426 | 13817
Lateral Hardening-Fuse-10722427 | 13817
Lateral Hardening-Fuse-10722428 | 13817
Lateral Hardening-Fuse-10722429 | 13817
Lateral Hardening-Fuse-10722434 | 13817
Lateral Hardening-Fuse-10722436 | 13817
Lateral Hardening-Fuse-10723972 | 13780
Lateral Hardening-Fuse-10723975 | 13780
Lateral Hardening-Fuse-10723976 | 13780
Lateral Hardening-Fuse-10723979 | 13780
Lateral Hardening-Fuse-10723980 | 13780
Lateral Hardening-Fuse-10723983 | 13780
Lateral Hardening-Fuse-10723986 | 13780
Lateral Hardening-Fuse-10723990 | 13780
Lateral Hardening-Fuse-10723991 | 13780
Lateral Hardening-Fuse-10723992 | 13780
Lateral Hardening-Fuse-10723993 | 13780
Lateral Hardening-Fuse-10723996 | 13780
Lateral Hardening-Fuse-10726457 | 13648
Lateral Hardening-Fuse-10726459 | 13648
Lateral Hardening-Fuse-10726463 | 13648
Lateral Hardening-Fuse-10726469 | 13648
Lateral Hardening-Fuse-10726471 | 13648
Lateral Hardening-Fuse-10726473 | 14023
Lateral Hardening-Fuse-10726475 | 14023
Lateral Hardening-Fuse-10726479 | 14023
Lateral Hardening-Fuse-10726481 | 14023
Lateral Hardening-Fuse-10726483 | 14023
Lateral Hardening-Fuse-10726503 | 13648
Lateral Hardening-Fuse-10726507 | 13648
Lateral Hardening-Fuse-10726511 | 14023
Lateral Hardening-Fuse-10726513 | 13648
Lateral Hardening-Fuse-10726517 | 14023
Lateral Hardening-Fuse-10726528 | 13648
Lateral Hardening-Fuse-10726530 | 13648
Lateral Hardening-Fuse-10726532 | 13648
Lateral Hardening-Fuse-10726533 | 13648
Lateral Hardening-Fuse-10726540 | 13648
Lateral Hardening-Fuse-10726541 | 14023
Lateral Hardening-Fuse-10726542 | 13648
Lateral Hardening-Fuse-10726543 | 13648
Lateral Hardening-Fuse-10726546 | 13648
Lateral Hardening-Fuse-10726547 | 13648
Lateral Hardening-Fuse-10727403 | 13440
Lateral Hardening-Fuse-10727406 | 13440
Lateral Hardening-Fuse-10727416 | 13440
Lateral Hardening-Fuse-10730231 | 13488
Lateral Hardening-Fuse-10730233 | 13488
Lateral Hardening-Fuse-10730234 | 13488
Lateral Hardening-Fuse-10734145 | 13781
Lateral Hardening-Fuse-10737660 | 13489
Lateral Hardening-Fuse-10737663 | 13489
Lateral Hardening-Fuse-10737664 | 13489
Lateral Hardening-Fuse-10737681 | 13489
Lateral Hardening-Fuse-10737682 | 13489
Lateral Hardening-Fuse-10737690 | 13489
Lateral Hardening-Fuse-10742009 | 14020
Lateral Hardening-Fuse-10742010 | 14020
Lateral Hardening-Fuse-10742012 | 14024
Lateral Hardening-Fuse-10742013 | 14020
Lateral Hardening-Fuse-10742014 | 14024
Lateral Hardening-Fuse-10742015 | 14020
Lateral Hardening-Fuse-10742032 | 14020
Lateral Hardening-Fuse-10742039 | 14020
Lateral Hardening-Fuse-10743714 | 13328
Lateral Hardening-Fuse-10743715 | 13328
Lateral Hardening-Fuse-10743723 | 13328
Lateral Hardening-Fuse-10743727 | 13328
Lateral Hardening-Fuse-10743728 | 13328
Lateral Hardening-Fuse-10744370 | 13329
Lateral Hardening-Fuse-10744371 | 13329
Lateral Hardening-Fuse-10744375 | 13329
Lateral Hardening-Fuse-10744376 | 13329
Lateral Hardening-Fuse-10744379 | 13329
Lateral Hardening-Fuse-10745477 | 13431
Lateral Hardening-Fuse-10745481 | 13330
Lateral Hardening-Fuse-10745484 | 13815
Lateral Hardening-Fuse-10745485 | 13330
Lateral Hardening-Fuse-10745486 | 13431
Lateral Hardening-Fuse-10745487 | 13330
Lateral Hardening-Fuse-10745488 | 13431
Lateral Hardening-Fuse-10745489 | 13431
Lateral Hardening-Fuse-10745490 | 13431
Lateral Hardening-Fuse-10745492 | 13815
Lateral Hardening-Fuse-10745503 | 13431
Lateral Hardening-Fuse-10745509 | 13431
Lateral Hardening-Fuse-10745511 | 13431
Lateral Hardening-Fuse-10745513 | 13431
Lateral Hardening-Fuse-10745516 | 13815
Lateral Hardening-Fuse-10745517 | 13815
Lateral Hardening-Fuse-10745518 | 13815
Lateral Hardening-Fuse-10745520 | 13815
Lateral Hardening-Fuse-10745521 | 13815
Lateral Hardening-Fuse-10745522 | 13815
Lateral Hardening-Fuse-10745523 | 13815
Lateral Hardening-Fuse-10745524 | 13815
Lateral Hardening-Fuse-10745530 | 13431
Lateral Hardening-Fuse-10745533 | 13431
Lateral Hardening-Fuse-10745535 | 13815
Lateral Hardening-Fuse-10745536 | 13330
Lateral Hardening-Fuse-10745537 | 13330
Lateral Hardening-Fuse-10745538 | 13330
Lateral Hardening-Fuse-10745539 | 13330
Lateral Hardening-Fuse-10745540 | 13330
Lateral Hardening-Fuse-10745541 | 13330
Lateral Hardening-Fuse-10745542 | 13330
Lateral Hardening-Fuse-10745543 | 13330
Lateral Hardening-Fuse-10745544 | 13330
Lateral Hardening-Fuse-10745546 | 13330
Lateral Hardening-Fuse-10745547 | 13330
Lateral Hardening-Fuse-10745550 | 13330
Lateral Hardening-Fuse-10745552 | 13330
Lateral Hardening-Fuse-10745553 | 13330
Lateral Hardening-Fuse-10745554 | 13431
Lateral Hardening-Fuse-10745555 | 13815
Lateral Hardening-Fuse-10745557 | 13815
Lateral Hardening-Fuse-10745558 | 13431
Lateral Hardening-Fuse-10745559 | 13431
Lateral Hardening-Fuse-10745561 | 13431
Lateral Hardening-Fuse-10745562 | 13431
Lateral Hardening-Fuse-10745563 | 13330
Lateral Hardening-Fuse-10745564 | 13431
Lateral Hardening-Fuse-10745565 | 13431
Lateral Hardening-Fuse-10745566 | 13431
Lateral Hardening-Fuse-10745568 | 13431
Lateral Hardening-Fuse-10745569 | 13431
Lateral Hardening-Fuse-10745570 | 13431
Lateral Hardening-Fuse-10745571 | 13431
Lateral Hardening-Fuse-10745574 | 13431
Lateral Hardening-Fuse-10745575 | 13431
Lateral Hardening-Fuse-10745576 | 13431
Lateral Hardening-Fuse-10745579 | 13431
Lateral Hardening-Fuse-10745580 | 13431
Lateral Hardening-Fuse-10745583 | 13431
Lateral Hardening-Fuse-10745584 | 13431
Lateral Hardening-Fuse-10745586 | 13431
Lateral Hardening-Fuse-10745587 | 13431
Lateral Hardening-Fuse-10745588 | 13431
Lateral Hardening-Fuse-10745590 | 13431
Lateral Hardening-Fuse-10745591 | 13431
Lateral Hardening-Fuse-10745594 | 13431
Lateral Hardening-Fuse-10745598 | 13330
Lateral Hardening-Fuse-10745599 | 13330
Lateral Hardening-Fuse-10745601 | 13330
Lateral Hardening-Fuse-10745603 | 13330
Lateral Hardening-Fuse-10745604 | 13431
Lateral Hardening-Fuse-10745607 | 13815
Lateral Hardening-Fuse-10745608 | 13815
Lateral Hardening-Fuse-10745609 | 13815
Lateral Hardening-Fuse-10745610 | 13330
Lateral Hardening-Fuse-10745611 | 13330
Lateral Hardening-Fuse-10745612 | 13815
Lateral Hardening-Fuse-10745613 | 13815
Lateral Hardening-Fuse-10745614 | 13815
Lateral Hardening-Fuse-10745615 | 13815
Lateral Hardening-Fuse-10745616 | 13815
Lateral Hardening-Fuse-10745617 | 13815
Lateral Hardening-Fuse-10745619 | 13815
Lateral Hardening-Fuse-10745620 | 13815
Lateral Hardening-Fuse-10745624 | 13815
Lateral Hardening-Fuse-10745625 | 13815
Lateral Hardening-Fuse-10745627 | 13815
Lateral Hardening-Fuse-10745628 | 13815
Lateral Hardening-Fuse-10745630 | 13431
Lateral Hardening-Fuse-10745632 | 13431
Lateral Hardening-Fuse-10745633 | 13431
Lateral Hardening-Fuse-10745634 | 13431
Lateral Hardening-Fuse-10745635 | 13431
Lateral Hardening-Fuse-10745636 | 13815
Lateral Hardening-Fuse-10745638 | 13431
Lateral Hardening-Fuse-10745641 | 13431
Lateral Hardening-Fuse-10745642 | 13431
Lateral Hardening-Fuse-10745643 | 13431
Lateral Hardening-Fuse-10745644 | 13431
Lateral Hardening-Fuse-10745645 | 13431
Lateral Hardening-Fuse-10745647 | 13431
Lateral Hardening-Fuse-10745650 | 13431
Lateral Hardening-Fuse-10745651 | 13431
Lateral Hardening-Fuse-10745656 | 13431
Lateral Hardening-Fuse-10745657 | 13431
Lateral Hardening-Fuse-10745658 | 13431
Lateral Hardening-Fuse-10745659 | 13431
Lateral Hardening-Fuse-10745661 | 13431
Lateral Hardening-Fuse-10745663 | 13431
Lateral Hardening-Fuse-10745665 | 13431
Lateral Hardening-Fuse-10745667 | 13431
Lateral Hardening-Fuse-10747874 | 14024
Lateral Hardening-Fuse-10747877 | 14021
Lateral Hardening-Fuse-10747878 | 14021
Lateral Hardening-Fuse-10747882 | 13705
Lateral Hardening-Fuse-10747883 | 13705
Lateral Hardening-Fuse-10747884 | 13705
Lateral Hardening-Fuse-10747889 | 14021
Lateral Hardening-Fuse-10747891 | 14024
Lateral Hardening-Fuse-10747892 | 14024
Lateral Hardening-Fuse-10747893 | 14024
Lateral Hardening-Fuse-10747894 | 14021
Lateral Hardening-Fuse-10747897 | 14021
Lateral Hardening-Fuse-10747898 | 14021
Lateral Hardening-Fuse-10747900 | 13705
Lateral Hardening-Fuse-10747902 | 14021
Lateral Hardening-Fuse-10747909 | 14021
Lateral Hardening-Fuse-10747911 | 14021
Lateral Hardening-Fuse-10747912 | 14021
Lateral Hardening-Fuse-10747918 | 14021
Lateral Hardening-Fuse-10747919 | 14021
Lateral Hardening-Fuse-10747920 | 13705
Lateral Hardening-Fuse-10747921 | 13705
Lateral Hardening-Fuse-10747922 | 14025
Lateral Hardening-Fuse-10747925 | 14021
Lateral Hardening-Fuse-10747930 | 14023
Lateral Hardening-Fuse-10747931 | 14023
Lateral Hardening-Fuse-10750272 | 14026
Lateral Hardening-Fuse-10750273 | 14026
Lateral Hardening-Fuse-10750276 | 14026
Lateral Hardening-Fuse-10753363 | 13330
Lateral Hardening-Fuse-10753376 | 13330
Lateral Hardening-Fuse-10753378 | 13330
Lateral Hardening-Fuse-10753383 | 13330
Lateral Hardening-Fuse-10753384 | 13330
Lateral Hardening-Fuse-10753385 | 13330
Lateral Hardening-Fuse-10753387 | 13330
Lateral Hardening-Fuse-10753388 | 13330
Lateral Hardening-Fuse-10753392 | 13330
Lateral Hardening-Fuse-10753397 | 13330
Lateral Hardening-Fuse-10753398 | 13330
Lateral Hardening-Fuse-10753399 | 13330
Lateral Hardening-Fuse-10753401 | 13330
Lateral Hardening-Fuse-10753402 | 13330
Lateral Hardening-Fuse-10753403 | 13330
Lateral Hardening-Fuse-10753404 | 13330
Lateral Hardening-Fuse-10753405 | 13330
Lateral Hardening-Fuse-10753406 | 13330
Lateral Hardening-Fuse-10753409 | 13330
Lateral Hardening-Fuse-10753412 | 13330
Lateral Hardening-Fuse-10753413 | 13330
Lateral Hardening-Fuse-10753414 | 13330
Lateral Hardening-Fuse-10753416 | 13330
Lateral Hardening-Fuse-10753417 | 13330
Lateral Hardening-Fuse-10753418 | 13330
Lateral Hardening-Fuse-10753419 | 13330
Lateral Hardening-Fuse-10753421 | 13330
Lateral Hardening-Fuse-10753435 | 13330
Lateral Hardening-Fuse-10753436 | 13330
Lateral Hardening-Fuse-10753439 | 13330
Lateral Hardening-Fuse-10753450 | 13330
Lateral Hardening-Fuse-10754731 | 14306
Lateral Hardening-Fuse-10754733 | 14306
Lateral Hardening-Fuse-10754734 | 14306
Lateral Hardening-Fuse-10754735 | 14306
Lateral Hardening-Fuse-10754736 | 14306
Lateral Hardening-Fuse-10754737 | 14306
Lateral Hardening-Fuse-10754738 | 14306
Lateral Hardening-Fuse-10754739 | 14306
Lateral Hardening-Fuse-10754745 | 14306
Lateral Hardening-Fuse-10754746 | 14306
Lateral Hardening-Fuse-10754747 | 14306
Lateral Hardening-Fuse-10754754 | 14306
Lateral Hardening-Fuse-10754777 | 13331
Lateral Hardening-Fuse-10754778 | 13331
Lateral Hardening-Fuse-10754779 | 13331
Lateral Hardening-Fuse-10754790 | 14306
Lateral Hardening-Fuse-10754793 | 13331
Lateral Hardening-Fuse-10754794 | 13331
Lateral Hardening-Fuse-10754795 | 14306
Lateral Hardening-Fuse-10754796 | 14306
Lateral Hardening-Fuse-10755921 | 13332
Lateral Hardening-Fuse-10755927 | 13332
Lateral Hardening-Fuse-10755929 | 13749
Lateral Hardening-Fuse-10755941 | 13749
Lateral Hardening-Fuse-10755949 | 13332
Lateral Hardening-Fuse-10757362 | 13423
Lateral Hardening-Fuse-10757367 | 13423
Lateral Hardening-Fuse-10757369 | 13423
Lateral Hardening-Fuse-10757370 | 13423
Lateral Hardening-Fuse-10757374 | 13423
Lateral Hardening-Fuse-10757375 | 13423
Lateral Hardening-Fuse-10757376 | 13423
Lateral Hardening-Fuse-10757377 | 13423
Lateral Hardening-Fuse-10757378 | 13423
Lateral Hardening-Fuse-10757379 | 13423
Lateral Hardening-Fuse-10757381 | 13423
Lateral Hardening-Fuse-10757382 | 13423
Lateral Hardening-Fuse-10757384 | 13423
Lateral Hardening-Fuse-10757386 | 13423
Lateral Hardening-Fuse-10757387 | 13423
Lateral Hardening-Fuse-10757388 | 13423
Lateral Hardening-Fuse-10757394 | 13423
Lateral Hardening-Fuse-10757396 | 13423
Lateral Hardening-Fuse-10757398 | 13423
Lateral Hardening-Fuse-10757399 | 13423
Lateral Hardening-Fuse-10757400 | 13423
Lateral Hardening-Fuse-10757401 | 13423
Lateral Hardening-Fuse-10758533 | 13431
Lateral Hardening-Fuse-10758536 | 13004
Lateral Hardening-Fuse-10758543 | 13422
Lateral Hardening-Fuse-10758544 | 13422
Lateral Hardening-Fuse-10758547 | 13422
Lateral Hardening-Fuse-10758548 | 13422
Lateral Hardening-Fuse-10758551 | 13422
Lateral Hardening-Fuse-10758553 | 13004
Lateral Hardening-Fuse-10758556 | 13004
Lateral Hardening-Fuse-10758557 | 13004
Lateral Hardening-Fuse-10758558 | 13422
Lateral Hardening-Fuse-10758559 | 13422
Lateral Hardening-Fuse-10758560 | 13422
Lateral Hardening-Fuse-10758565 | 13004
Lateral Hardening-Fuse-10758566 | 13431
Lateral Hardening-Fuse-10758567 | 13422
Lateral Hardening-Fuse-10758569 | 13422
Lateral Hardening-Fuse-10758571 | 13422
Lateral Hardening-Fuse-10758572 | 13004
Lateral Hardening-Fuse-10758576 | 13004
Lateral Hardening-Fuse-10758580 | 13431
Lateral Hardening-Fuse-10758583 | 13431
Lateral Hardening-Fuse-10758584 | 13431
Lateral Hardening-Fuse-10758585 | 13422
Lateral Hardening-Fuse-10758588 | 13431
Lateral Hardening-Fuse-10758589 | 13422
Lateral Hardening-Fuse-10758590 | 13422
Lateral Hardening-Fuse-10758591 | 13422
Lateral Hardening-Fuse-10758593 | 13422
Lateral Hardening-Fuse-10758594 | 13422
Lateral Hardening-Fuse-10758595 | 13422
Lateral Hardening-Fuse-10758596 | 13422
Lateral Hardening-Fuse-10758597 | 13422
Lateral Hardening-Fuse-10758598 | 13422
Lateral Hardening-Fuse-10758601 | 13422
Lateral Hardening-Fuse-10758602 | 13422
Lateral Hardening-Fuse-10758603 | 13422
Lateral Hardening-Fuse-10758604 | 13422
Lateral Hardening-Fuse-10758606 | 13004
Lateral Hardening-Fuse-10758607 | 13422
Lateral Hardening-Fuse-10758608 | 13431
Lateral Hardening-Fuse-10758609 | 13004
Lateral Hardening-Fuse-10759867 | 13813
Lateral Hardening-Fuse-10759868 | 13813
Lateral Hardening-Fuse-10759874 | 13813
Lateral Hardening-Fuse-10759875 | 13813
Lateral Hardening-Fuse-10759876 | 13813
Lateral Hardening-Fuse-10759877 | 13813
Lateral Hardening-Fuse-10759879 | 13813
Lateral Hardening-Fuse-10759885 | 13813
Lateral Hardening-Fuse-10759887 | 13813
Lateral Hardening-Fuse-10759888 | 13813
Lateral Hardening-Fuse-10759891 | 13813
Lateral Hardening-Fuse-10759895 | 13813
Lateral Hardening-Fuse-10759911 | 13331
Lateral Hardening-Fuse-10759921 | 13331
Lateral Hardening-Fuse-10759922 | 13331
Lateral Hardening-Fuse-10759923 | 13331
Lateral Hardening-Fuse-10759924 | 13331
Lateral Hardening-Fuse-10759925 | 13331
Lateral Hardening-Fuse-10759926 | 13331
Lateral Hardening-Fuse-10759927 | 13331
Lateral Hardening-Fuse-10759928 | 13331
Lateral Hardening-Fuse-10759932 | 13331
Lateral Hardening-Fuse-10759933 | 13331
Lateral Hardening-Fuse-10759936 | 13331
Lateral Hardening-Fuse-10759938 | 13331
Lateral Hardening-Fuse-10759944 | 13813
Lateral Hardening-Fuse-10759945 | 13813
Lateral Hardening-Fuse-10759946 | 13813
Lateral Hardening-Fuse-10759951 | 13813
Lateral Hardening-Fuse-10759954 | 13331
Lateral Hardening-Fuse-10759955 | 13331
Lateral Hardening-Fuse-10759957 | 13331
Lateral Hardening-Fuse-10759958 | 13813
Lateral Hardening-Fuse-10759959 | 13813
Lateral Hardening-Fuse-10759963 | 13331
Lateral Hardening-Fuse-10759967 | 13331
Lateral Hardening-Fuse-10759968 | 13331
Lateral Hardening-Fuse-10759972 | 13331
Lateral Hardening-Fuse-10759975 | 13813
Lateral Hardening-Fuse-10759978 | 13813
Lateral Hardening-Fuse-10759979 | 13813
Lateral Hardening-Fuse-10759985 | 13813
Lateral Hardening-Fuse-10759989 | 13813
Lateral Hardening-Fuse-10759995 | 13331
Lateral Hardening-Fuse-10759996 | 13813
Lateral Hardening-Fuse-10759997 | 13813
Lateral Hardening-Fuse-10759998 | 13813
Lateral Hardening-Fuse-10760000 | 13813
Lateral Hardening-Fuse-10760003 | 13331
Lateral Hardening-Fuse-10760006 | 13813
Lateral Hardening-Fuse-10760010 | 13331
Lateral Hardening-Fuse-10761244 | 13422
Lateral Hardening-Fuse-10761245 | 13422
Lateral Hardening-Fuse-10761249 | 13330
Lateral Hardening-Fuse-10761250 | 13422
Lateral Hardening-Fuse-10761255 | 13432
Lateral Hardening-Fuse-10761256 | 13432
Lateral Hardening-Fuse-10761257 | 13432
Lateral Hardening-Fuse-10761260 | 13432
Lateral Hardening-Fuse-10761261 | 13422
Lateral Hardening-Fuse-10761262 | 13422
Lateral Hardening-Fuse-10761263 | 13432
Lateral Hardening-Fuse-10761264 | 13432
Lateral Hardening-Fuse-10761268 | 13330
Lateral Hardening-Fuse-10761269 | 13330
Lateral Hardening-Fuse-10761270 | 13330
Lateral Hardening-Fuse-10761271 | 13330
Lateral Hardening-Fuse-10761272 | 13330
Lateral Hardening-Fuse-10761273 | 13330
Lateral Hardening-Fuse-10761274 | 13330
Lateral Hardening-Fuse-10761276 | 13330
Lateral Hardening-Fuse-10761278 | 13422
Lateral Hardening-Fuse-10761279 | 13422
Lateral Hardening-Fuse-10761281 | 13422
Lateral Hardening-Fuse-10761282 | 13330
Lateral Hardening-Fuse-10762822 | 13815
Lateral Hardening-Fuse-10762842 | 13813
Lateral Hardening-Fuse-10762844 | 13815
Lateral Hardening-Fuse-10762846 | 13813
Lateral Hardening-Fuse-10762850 | 13815
Lateral Hardening-Fuse-10762852 | 13815
Lateral Hardening-Fuse-10762854 | 13815
Lateral Hardening-Fuse-10762855 | 13815
Lateral Hardening-Fuse-10762856 | 13815
Lateral Hardening-Fuse-10762859 | 13815
Lateral Hardening-Fuse-10762860 | 13815
Lateral Hardening-Fuse-10762861 | 13815
Lateral Hardening-Fuse-10762869 | 13815
Lateral Hardening-Fuse-10762870 | 13815
Lateral Hardening-Fuse-10762871 | 13815
Lateral Hardening-Fuse-10762872 | 13815
Lateral Hardening-Fuse-10762875 | 13815
Lateral Hardening-Fuse-10762876 | 13815
Lateral Hardening-Fuse-10762877 | 13815
Lateral Hardening-Fuse-10762878 | 13815
Lateral Hardening-Fuse-10762879 | 13815
Lateral Hardening-Fuse-10762880 | 13815
Lateral Hardening-Fuse-10762882 | 13815
Lateral Hardening-Fuse-10762883 | 13815
Lateral Hardening-Fuse-10762884 | 13815
Lateral Hardening-Fuse-10762885 | 13815
Lateral Hardening-Fuse-10762886 | 13815
Lateral Hardening-Fuse-10762888 | 13815
Lateral Hardening-Fuse-10762889 | 13815
Lateral Hardening-Fuse-10762891 | 13815
Lateral Hardening-Fuse-10762892 | 13815
Lateral Hardening-Fuse-10762893 | 13813
Lateral Hardening-Fuse-10762897 | 13815
Lateral Hardening-Fuse-10762899 | 13813
Lateral Hardening-Fuse-10762902 | 13815
Lateral Hardening-Fuse-10762904 | 13815
Lateral Hardening-Fuse-10762905 | 13815
Lateral Hardening-Fuse-10762908 | 13815
Lateral Hardening-Fuse-10762910 | 13813
Lateral Hardening-Fuse-10762911 | 13815
Lateral Hardening-Fuse-10762912 | 13815
Lateral Hardening-Fuse-10762913 | 13815
Lateral Hardening-Fuse-10762914 | 13815
Lateral Hardening-Fuse-10762923 | 13815
Lateral Hardening-Fuse-10762925 | 13815
Lateral Hardening-Fuse-10762926 | 13815
Lateral Hardening-Fuse-10762927 | 13815
Lateral Hardening-Fuse-10762932 | 13815
Lateral Hardening-Fuse-10762933 | 13815
Lateral Hardening-Fuse-10762935 | 13815
Lateral Hardening-Fuse-10762941 | 13813
Lateral Hardening-Fuse-10762943 | 13815
Lateral Hardening-Fuse-10762944 | 13813
Lateral Hardening-Fuse-10767784 | 14197
Lateral Hardening-Fuse-10767787 | 14197
Lateral Hardening-Fuse-10774279 | 13469
Lateral Hardening-Fuse-10774281 | 13469
Lateral Hardening-Fuse-10774285 | 13469
Lateral Hardening-Fuse-10774289 | 13469
Lateral Hardening-Fuse-10774301 | 14042
Lateral Hardening-Fuse-10774307 | 14042
Lateral Hardening-Fuse-10774309 | 13469
Lateral Hardening-Fuse-10774311 | 14042
Lateral Hardening-Fuse-10776322 | 14071
Lateral Hardening-Fuse-10776331 | 14071
Lateral Hardening-Fuse-10776334 | 14071
Lateral Hardening-Fuse-10776336 | 14071
Lateral Hardening-Fuse-10776338 | 14071
Lateral Hardening-Fuse-10781375 | 13706
Lateral Hardening-Fuse-10781383 | 13712
Lateral Hardening-Fuse-10781384 | 13712
Lateral Hardening-Fuse-10781387 | 13712
Lateral Hardening-Fuse-10781391 | 13712
Lateral Hardening-Fuse-10781392 | 13712
Lateral Hardening-Fuse-10781402 | 13706
Lateral Hardening-Fuse-10781405 | 13171
Lateral Hardening-Fuse-10781406 | 13171
Lateral Hardening-Fuse-10781411 | 13171
Lateral Hardening-Fuse-10786340 | 14040
Lateral Hardening-Fuse-10786346 | 14040
Lateral Hardening-Fuse-10786348 | 14040
Lateral Hardening-Fuse-10786358 | 14040
Lateral Hardening-Fuse-10786360 | 14040
Lateral Hardening-Fuse-10786362 | 14040
Lateral Hardening-Fuse-10786368 | 14040
Lateral Hardening-Fuse-10786374 | 14040
Lateral Hardening-Fuse-10786378 | 14040
Lateral Hardening-Fuse-10786379 | 14040
Lateral Hardening-Fuse-10786380 | 14040
Lateral Hardening-Fuse-10786382 | 14040
Lateral Hardening-Fuse-10786383 | 14040
Lateral Hardening-Fuse-10786385 | 14040
Lateral Hardening-Fuse-10786386 | 14040
Lateral Hardening-Fuse-10791848 | 13243
Lateral Hardening-Fuse-10791852 | 13243
Lateral Hardening-Fuse-10791853 | 13243
Lateral Hardening-Fuse-10791855 | 13243
Lateral Hardening-Fuse-10791856 | 13243
Lateral Hardening-Fuse-10791862 | 13243
Lateral Hardening-Fuse-10791863 | 13243
Lateral Hardening-Fuse-10791865 | 13243
Lateral Hardening-Fuse-10791868 | 13243
Lateral Hardening-Fuse-10791869 | 13243
Lateral Hardening-Fuse-10791870 | 13243
Lateral Hardening-Fuse-10791871 | 13243
Lateral Hardening-Fuse-10791872 | 13243
Lateral Hardening-Fuse-10791873 | 13243
Lateral Hardening-Fuse-10791876 | 13243
Lateral Hardening-Fuse-10791877 | 13243
Lateral Hardening-Fuse-10791889 | 13243
Lateral Hardening-Fuse-10793096 | 13470
Lateral Hardening-Fuse-10793101 | 13470
Lateral Hardening-Fuse-10793102 | 13470
Lateral Hardening-Fuse-10793104 | 13470
Lateral Hardening-Fuse-10793105 | 13470
Lateral Hardening-Fuse-10793109 | 13470
Lateral Hardening-Fuse-10793110 | 13470
Lateral Hardening-Fuse-10793111 | 13470
Lateral Hardening-Fuse-10793112 | 13470
Lateral Hardening-Fuse-10793113 | 13659
Lateral Hardening-Fuse-10793116 | 13659
Lateral Hardening-Fuse-10793119 | 13659
Lateral Hardening-Fuse-10793120 | 13659
Lateral Hardening-Fuse-10793121 | 13659
Lateral Hardening-Fuse-10793123 | 13659
Lateral Hardening-Fuse-10793124 | 13470
Lateral Hardening-Fuse-10793125 | 13470
Lateral Hardening-Fuse-10793131 | 13470
Lateral Hardening-Fuse-10793133 | 13470
Lateral Hardening-Fuse-10793135 | 13470
Lateral Hardening-Fuse-10793136 | 13470
Lateral Hardening-Fuse-10793140 | 13470
Lateral Hardening-Fuse-10793145 | 13470
Lateral Hardening-Fuse-10793147 | 13470
Lateral Hardening-Fuse-10793149 | 13470
Lateral Hardening-Fuse-10793151 | 13470
Lateral Hardening-Fuse-10793152 | 13470
Lateral Hardening-Fuse-10793153 | 13659
Lateral Hardening-Fuse-10793155 | 13470
Lateral Hardening-Fuse-10793156 | 13470
Lateral Hardening-Fuse-10793157 | 13470
Lateral Hardening-Fuse-10793158 | 13470
Lateral Hardening-Fuse-10793159 | 13470
Lateral Hardening-Fuse-10793160 | 13470
Lateral Hardening-Fuse-10793161 | 13470
Lateral Hardening-Fuse-10793163 | 13659
Lateral Hardening-Fuse-10793164 | 13470
Lateral Hardening-Fuse-10793169 | 13470
Lateral Hardening-Fuse-10793170 | 13470
Lateral Hardening-Fuse-10793174 | 13470
Lateral Hardening-Fuse-10793180 | 13470
Lateral Hardening-Fuse-10793181 | 13470
Lateral Hardening-Fuse-10793185 | 13470
Lateral Hardening-Fuse-10793192 | 13470
Lateral Hardening-Fuse-10795711 | 13695
Lateral Hardening-Fuse-10795712 | 13695
Lateral Hardening-Fuse-10795713 | 13695
Lateral Hardening-Fuse-10795714 | 13695
Lateral Hardening-Fuse-10795715 | 13695
Lateral Hardening-Fuse-10795719 | 13695
Lateral Hardening-Fuse-10795721 | 13695
Lateral Hardening-Fuse-10795722 | 13695
Lateral Hardening-Fuse-10795723 | 13695
Lateral Hardening-Fuse-10795724 | 13695
Lateral Hardening-Fuse-10795727 | 13695
Lateral Hardening-Fuse-10795728 | 13695
Lateral Hardening-Fuse-10795729 | 13695
Lateral Hardening-Fuse-10795730 | 13695
Lateral Hardening-Fuse-10795731 | 13695
Lateral Hardening-Fuse-10795735 | 13695
Lateral Hardening-Fuse-10795736 | 13695
Lateral Hardening-Fuse-10795737 | 13695
Lateral Hardening-Fuse-10795738 | 13695
Lateral Hardening-Fuse-10795741 | 13695
Lateral Hardening-Fuse-10795742 | 13695
Lateral Hardening-Fuse-10795743 | 13695
Lateral Hardening-Fuse-10795745 | 13695
Lateral Hardening-Fuse-10795746 | 13695
Lateral Hardening-Fuse-10795751 | 13695
Lateral Hardening-Fuse-10795754 | 13695
Lateral Hardening-Fuse-10795755 | 13695
Lateral Hardening-Fuse-10795756 | 13695
Lateral Hardening-Fuse-10795758 | 13695
Lateral Hardening-Fuse-10795760 | 13695
Lateral Hardening-Fuse-10795761 | 13695
Lateral Hardening-Fuse-10795763 | 13695
Lateral Hardening-Fuse-10795764 | 13695
Lateral Hardening-Fuse-10795765 | 13695
Lateral Hardening-Fuse-10795766 | 13695
Lateral Hardening-Fuse-10795767 | 13695
Lateral Hardening-Fuse-10795768 | 13695
Lateral Hardening-Fuse-10795769 | 13695
Lateral Hardening-Fuse-10795770 | 13695
Lateral Hardening-Fuse-10795771 | 13695
Lateral Hardening-Fuse-10795772 | 13695
Lateral Hardening-Fuse-10795773 | 13695
Lateral Hardening-Fuse-10795774 | 13695
Lateral Hardening-Fuse-10795783 | 13695
Lateral Hardening-Fuse-10795792 | 13696
Lateral Hardening-Fuse-10795800 | 13696
Lateral Hardening-Fuse-10795801 | 13696
Lateral Hardening-Fuse-10795802 | 13696
Lateral Hardening-Fuse-10795803 | 13695
Lateral Hardening-Fuse-10797369 | 14041
Lateral Hardening-Fuse-10797375 | 14041
Lateral Hardening-Fuse-10797387 | 14042
Lateral Hardening-Fuse-10797393 | 14041
Lateral Hardening-Fuse-10797399 | 14041
Lateral Hardening-Fuse-10797405 | 14041
Lateral Hardening-Fuse-10797411 | 14041
Lateral Hardening-Fuse-10797431 | 14042
Lateral Hardening-Fuse-10797437 | 14041
Lateral Hardening-Fuse-10797443 | 14041
Lateral Hardening-Fuse-10797444 | 14041
Lateral Hardening-Fuse-10797459 | 14041
Lateral Hardening-Fuse-10797461 | 14041
Lateral Hardening-Fuse-10797463 | 14041
Lateral Hardening-Fuse-10797475 | 14041
Lateral Hardening-Fuse-10797476 | 14042
Lateral Hardening-Fuse-10798730 | 14020
Lateral Hardening-Fuse-10798761 | 14025
Lateral Hardening-Fuse-10798763 | 14025
Lateral Hardening-Fuse-10798766 | 14025
Lateral Hardening-Fuse-10798777 | 14025
Lateral Hardening-Fuse-10798778 | 14025
Lateral Hardening-Fuse-10798779 | 14025
Lateral Hardening-Fuse-10798780 | 14025
Lateral Hardening-Fuse-10798782 | 14025
Lateral Hardening-Fuse-10798785 | 13645
Lateral Hardening-Fuse-10798803 | 14025
Lateral Hardening-Fuse-10798804 | 14025
Lateral Hardening-Fuse-10798806 | 14025
Lateral Hardening-Fuse-10798807 | 14025
Lateral Hardening-Fuse-10798812 | 13650
Lateral Hardening-Fuse-10801194 | 13954
Lateral Hardening-Fuse-10801197 | 13954
Lateral Hardening-Fuse-10801201 | 13954
Lateral Hardening-Fuse-10801777 | 13506
Lateral Hardening-Fuse-10801781 | 13506
Lateral Hardening-Fuse-10801785 | 13506
Lateral Hardening-Fuse-10801788 | 13506
Lateral Hardening-Fuse-10801792 | 13953
Lateral Hardening-Fuse-10801797 | 13506
Lateral Hardening-Fuse-10801798 | 13953
Lateral Hardening-Fuse-10802824 | 13133
Lateral Hardening-Fuse-10802831 | 13133
Lateral Hardening-Fuse-10802835 | 13133
Lateral Hardening-Fuse-10802838 | 13133
Lateral Hardening-Fuse-10802839 | 13133
Lateral Hardening-Fuse-10802840 | 13133
Lateral Hardening-Fuse-10802841 | 13133
Lateral Hardening-Fuse-10802844 | 13133
Lateral Hardening-Fuse-10802845 | 13133
Lateral Hardening-Fuse-10802848 | 13133
Lateral Hardening-Fuse-10802849 | 13133
Lateral Hardening-Fuse-10802850 | 13133
Lateral Hardening-Fuse-10802853 | 13133
Lateral Hardening-Fuse-10802856 | 13133
Lateral Hardening-Fuse-10802857 | 13133
Lateral Hardening-Fuse-10802859 | 13133
Lateral Hardening-Fuse-10802860 | 13133
Lateral Hardening-Fuse-10802861 | 13133
Lateral Hardening-Fuse-10802862 | 13133
Lateral Hardening-Fuse-10802865 | 13133
Lateral Hardening-Fuse-10802866 | 13133
Lateral Hardening-Fuse-10802867 | 13133
Lateral Hardening-Fuse-10802868 | 13133
Lateral Hardening-Fuse-10802869 | 13133
Lateral Hardening-Fuse-10802870 | 13133
Lateral Hardening-Fuse-10802871 | 13133
Lateral Hardening-Fuse-10802872 | 13133
Lateral Hardening-Fuse-10802873 | 13133
Lateral Hardening-Fuse-10802874 | 13133
Lateral Hardening-Fuse-10802875 | 13133
Lateral Hardening-Fuse-10802876 | 13133
Lateral Hardening-Fuse-10802878 | 13133
Lateral Hardening-Fuse-10802879 | 13133
Lateral Hardening-Fuse-10802881 | 13133
Lateral Hardening-Fuse-10802883 | 13133
Lateral Hardening-Fuse-10802892 | 13133
Lateral Hardening-Fuse-10802893 | 13133
Lateral Hardening-Fuse-10802895 | 13133
Lateral Hardening-Fuse-10802897 | 13133
Lateral Hardening-Fuse-10804170 | 13173
Lateral Hardening-Fuse-10804173 | 13173
Lateral Hardening-Fuse-10804178 | 13173
Lateral Hardening-Fuse-10804179 | 13173
Lateral Hardening-Fuse-10804180 | 13173
Lateral Hardening-Fuse-10804181 | 13173
Lateral Hardening-Fuse-10804804 | 13454
Lateral Hardening-Fuse-10804812 | 13454
Lateral Hardening-Fuse-10804815 | 13951
Lateral Hardening-Fuse-10804820 | 13953
Lateral Hardening-Fuse-10804821 | 13951
Lateral Hardening-Fuse-10804822 | 13951
Lateral Hardening-Fuse-10804823 | 13953
Lateral Hardening-Fuse-10804826 | 13953
Lateral Hardening-Fuse-10805971 | 14115
Lateral Hardening-Fuse-10805974 | 14115
Lateral Hardening-Fuse-10805976 | 13951
Lateral Hardening-Fuse-10806530 | 14199
Lateral Hardening-Fuse-10806537 | 14199
Lateral Hardening-Fuse-10806803 | 14198
Lateral Hardening-Fuse-10806815 | 13433
Lateral Hardening-Fuse-10807546 | 13020
Lateral Hardening-Fuse-10807547 | 13020
Lateral Hardening-Fuse-10807548 | 13020
Lateral Hardening-Fuse-10807550 | 13020
Lateral Hardening-Fuse-10807551 | 13020
Lateral Hardening-Fuse-10807552 | 13020
Lateral Hardening-Fuse-10807553 | 13020
Lateral Hardening-Fuse-10807557 | 13020
Lateral Hardening-Fuse-10807559 | 13020
Lateral Hardening-Fuse-10807561 | 13020
Lateral Hardening-Fuse-10807562 | 13020
Lateral Hardening-Fuse-10807563 | 13020
Lateral Hardening-Fuse-10807564 | 13020
Lateral Hardening-Fuse-10807565 | 13020
Lateral Hardening-Fuse-10807572 | 13020
Lateral Hardening-Fuse-10807574 | 13020
Lateral Hardening-Fuse-10807579 | 13020
Lateral Hardening-Fuse-10807581 | 13020
Lateral Hardening-Fuse-10807584 | 13020
Lateral Hardening-Fuse-10807585 | 13020
Lateral Hardening-Fuse-10807586 | 13020
Lateral Hardening-Fuse-10807587 | 13020
Lateral Hardening-Fuse-10807588 | 13020
Lateral Hardening-Fuse-10807589 | 13020
Lateral Hardening-Fuse-10807590 | 13020
Lateral Hardening-Fuse-10807592 | 13020
Lateral Hardening-Fuse-10807595 | 13020
Lateral Hardening-Fuse-10807597 | 13020
Lateral Hardening-Fuse-10807599 | 13020
Lateral Hardening-Fuse-10807602 | 13020
Lateral Hardening-Fuse-10808172 | 13340
Lateral Hardening-Fuse-10808182 | 13340
Lateral Hardening-Fuse-10808185 | 13340
Lateral Hardening-Fuse-10808196 | 13340
Lateral Hardening-Fuse-10808201 | 13340
Lateral Hardening-Fuse-10813092 | 13341
Lateral Hardening-Fuse-10813098 | 13237
Lateral Hardening-Fuse-10813102 | 13238
Lateral Hardening-Fuse-10813106 | 13341
Lateral Hardening-Fuse-10813116 | 13645
Lateral Hardening-Fuse-10813117 | 13645
Lateral Hardening-Fuse-10813122 | 13344
Lateral Hardening-Fuse-10813124 | 13341
Lateral Hardening-Fuse-10813126 | 13341
Lateral Hardening-Fuse-10813128 | 13238
Lateral Hardening-Fuse-10813130 | 13238
Lateral Hardening-Fuse-10813131 | 13341
Lateral Hardening-Fuse-10813138 | 13341
Lateral Hardening-Fuse-10813139 | 13341
Lateral Hardening-Fuse-10813140 | 13341
Lateral Hardening-Fuse-10813141 | 13341
Lateral Hardening-Fuse-10813142 | 13341
Lateral Hardening-Fuse-10813143 | 13341
Lateral Hardening-Fuse-10813144 | 13341
Lateral Hardening-Fuse-10820611 | 13873
Lateral Hardening-Fuse-10820612 | 13873
Lateral Hardening-Fuse-10820614 | 14032
Lateral Hardening-Fuse-10820615 | 14035
Lateral Hardening-Fuse-10820617 | 13873
Lateral Hardening-Fuse-10820629 | 13873
Lateral Hardening-Fuse-10820630 | 14032
Lateral Hardening-Fuse-10820635 | 14032
Lateral Hardening-Fuse-10823009 | 13652
Lateral Hardening-Fuse-10823013 | 13651
Lateral Hardening-Fuse-10823018 | 13652
Lateral Hardening-Fuse-10823020 | 13652
Lateral Hardening-Fuse-10823026 | 13651
Lateral Hardening-Fuse-10827098 | 13769
Lateral Hardening-Fuse-10827099 | 13769
Lateral Hardening-Fuse-10827104 | 13769
Lateral Hardening-Fuse-10827112 | 13769
Lateral Hardening-Fuse-10827113 | 13769
Lateral Hardening-Fuse-10827119 | 13769
Lateral Hardening-Fuse-10827120 | 13769
Lateral Hardening-Fuse-10827122 | 13769
Lateral Hardening-Fuse-10827124 | 13769
Lateral Hardening-Fuse-10827125 | 13769
Lateral Hardening-Fuse-10827126 | 13769
Lateral Hardening-Fuse-10827129 | 13769
Lateral Hardening-Fuse-10827130 | 13769
Lateral Hardening-Fuse-10827131 | 13769
Lateral Hardening-Fuse-10827134 | 13769
Lateral Hardening-Fuse-10827137 | 13769
Lateral Hardening-Fuse-10827144 | 13769
Lateral Hardening-Fuse-10827145 | 13769
Lateral Hardening-Fuse-10827152 | 13769
Lateral Hardening-Fuse-10829390 | 13687
Lateral Hardening-Fuse-10829392 | 13687
Lateral Hardening-Fuse-10829398 | 13687
Lateral Hardening-Fuse-10829402 | 13687
Lateral Hardening-Fuse-10829406 | 13687
Lateral Hardening-Fuse-10829408 | 13687
Lateral Hardening-Fuse-10829410 | 13687
Lateral Hardening-Fuse-10829416 | 13687
Lateral Hardening-Fuse-10829422 | 13687
Lateral Hardening-Fuse-10829428 | 13687
Lateral Hardening-Fuse-10829430 | 13687
Lateral Hardening-Fuse-10829434 | 13687
Lateral Hardening-Fuse-10829438 | 13687
Lateral Hardening-Fuse-10829440 | 13687
Lateral Hardening-Fuse-10829442 | 13687
Lateral Hardening-Fuse-10829444 | 13687
Lateral Hardening-Fuse-10829450 | 13687
Lateral Hardening-Fuse-10829452 | 13687
Lateral Hardening-Fuse-10829454 | 13687
Lateral Hardening-Fuse-10829456 | 13687
Lateral Hardening-Fuse-10829458 | 13687
Lateral Hardening-Fuse-10829464 | 13687
Lateral Hardening-Fuse-10829466 | 13687
Lateral Hardening-Fuse-10829468 | 13687
Lateral Hardening-Fuse-10829470 | 13687
Lateral Hardening-Fuse-10829472 | 13687
Lateral Hardening-Fuse-10829478 | 13687
Lateral Hardening-Fuse-10829480 | 13687
Lateral Hardening-Fuse-10829482 | 13687
Lateral Hardening-Fuse-10829486 | 13687
Lateral Hardening-Fuse-10829490 | 13687
Lateral Hardening-Fuse-10829492 | 13687
Lateral Hardening-Fuse-10829494 | 13687
Lateral Hardening-Fuse-10829496 | 13687
Lateral Hardening-Fuse-10829497 | 13687
Lateral Hardening-Fuse-10829498 | 13687
Lateral Hardening-Fuse-10829499 | 13687
Lateral Hardening-Fuse-10829500 | 13687
Lateral Hardening-Fuse-10829501 | 13687
Lateral Hardening-Fuse-10829502 | 13687
Lateral Hardening-Fuse-10829504 | 13687
Lateral Hardening-Fuse-10829507 | 13687
Lateral Hardening-Fuse-10829508 | 13687
Lateral Hardening-Fuse-10829513 | 13687
Lateral Hardening-Fuse-10829514 | 13687
Lateral Hardening-Fuse-10829518 | 13687
Lateral Hardening-Fuse-10829520 | 13687
Lateral Hardening-Fuse-10829522 | 13687
Lateral Hardening-Fuse-10829524 | 13687
Lateral Hardening-Fuse-10831915 | 13295
Lateral Hardening-Fuse-10834645 | 13041
Lateral Hardening-Fuse-10834648 | 13041
Lateral Hardening-Fuse-10834649 | 13041
Lateral Hardening-Fuse-10834650 | 13041
Lateral Hardening-Fuse-10834651 | 13041
Lateral Hardening-Fuse-10834652 | 13041
Lateral Hardening-Fuse-10834654 | 13041
Lateral Hardening-Fuse-10834655 | 13041
Lateral Hardening-Fuse-10834656 | 13041
Lateral Hardening-Fuse-10834659 | 13041
Lateral Hardening-Fuse-10834660 | 13041
Lateral Hardening-Fuse-10834661 | 13041
Lateral Hardening-Fuse-10836901 | 13127
Lateral Hardening-Fuse-10836903 | 13127
Lateral Hardening-Fuse-10836920 | 13793
Lateral Hardening-Fuse-10840129 | 14112
Lateral Hardening-Fuse-10840130 | 14112
Lateral Hardening-Fuse-10840131 | 14112
Lateral Hardening-Fuse-10840132 | 13686
Lateral Hardening-Fuse-10840133 | 13686
Lateral Hardening-Fuse-10840134 | 13686
Lateral Hardening-Fuse-10840135 | 13686
Lateral Hardening-Fuse-10840136 | 14112
Lateral Hardening-Fuse-10840138 | 14112
Lateral Hardening-Fuse-10840139 | 14112
Lateral Hardening-Fuse-10840140 | 14112
Lateral Hardening-Fuse-10842821 | 13796
Lateral Hardening-Fuse-10842822 | 13796
Lateral Hardening-Fuse-10842823 | 13796
Lateral Hardening-Fuse-10842826 | 13796
Lateral Hardening-Fuse-10842828 | 13798
Lateral Hardening-Fuse-10842829 | 13798
Lateral Hardening-Fuse-10842832 | 13798
Lateral Hardening-Fuse-10842833 | 13798
Lateral Hardening-Fuse-10842834 | 13798
Lateral Hardening-Fuse-10842835 | 13796
Lateral Hardening-Fuse-10842840 | 13796
Lateral Hardening-Fuse-10842843 | 13796
Lateral Hardening-Fuse-10842847 | 13798
Lateral Hardening-Fuse-10842848 | 13796
Lateral Hardening-Fuse-10844919 | 13762
Lateral Hardening-Fuse-10844924 | 13761
Lateral Hardening-Fuse-10844927 | 13761
Lateral Hardening-Fuse-10846380 | 13109
Lateral Hardening-Fuse-10846381 | 13109
Lateral Hardening-Fuse-10846386 | 13109
Lateral Hardening-Fuse-10846390 | 13109
Lateral Hardening-Fuse-10846392 | 13109
Lateral Hardening-Fuse-10846393 | 13109
Lateral Hardening-Fuse-10846404 | 13109
Lateral Hardening-Fuse-10846405 | 13109
Lateral Hardening-Fuse-10846409 | 13109
Lateral Hardening-Fuse-10847284 | 13707
Lateral Hardening-Fuse-10847292 | 13707
Lateral Hardening-Fuse-10857243 | 13040
Lateral Hardening-Fuse-10857249 | 13040
Lateral Hardening-Fuse-10859730 | 13038
Lateral Hardening-Fuse-10859733 | 13038
Lateral Hardening-Fuse-10859734 | 13038
Lateral Hardening-Fuse-10859742 | 13038
Lateral Hardening-Fuse-10859743 | 13038
Lateral Hardening-Fuse-10859744 | 13038
Lateral Hardening-Fuse-10866793 | 13227
Lateral Hardening-Fuse-10866794 | 13227
Lateral Hardening-Fuse-10866796 | 13227
Lateral Hardening-Fuse-10866800 | 13227
Lateral Hardening-Fuse-10866801 | 13227
Lateral Hardening-Fuse-10866803 | 13227
Lateral Hardening-Fuse-10868102 | 13798
Lateral Hardening-Fuse-10868106 | 13798
Lateral Hardening-Fuse-10868107 | 13798
Lateral Hardening-Fuse-10868110 | 13231
Lateral Hardening-Fuse-10868114 | 13231
Lateral Hardening-Fuse-10868118 | 13231
Lateral Hardening-Fuse-10868119 | 13231
Lateral Hardening-Fuse-10868120 | 13231
Lateral Hardening-Fuse-10868121 | 13231
Lateral Hardening-Fuse-10868122 | 13231
Lateral Hardening-Fuse-10868136 | 13231
Lateral Hardening-Fuse-10868138 | 13231
Lateral Hardening-Fuse-10871494 | 14111
Lateral Hardening-Fuse-10871504 | 14111
Lateral Hardening-Fuse-10871507 | 14111
Lateral Hardening-Fuse-10871510 | 14111
Lateral Hardening-Fuse-10871511 | 14111
Lateral Hardening-Fuse-10873556 | 14109
Lateral Hardening-Fuse-10873564 | 14109
Lateral Hardening-Fuse-10873565 | 14109
Lateral Hardening-Fuse-10876226 | 13649
Lateral Hardening-Fuse-10876228 | 13649
Lateral Hardening-Fuse-10876230 | 14024
Lateral Hardening-Fuse-10876234 | 14023
Lateral Hardening-Fuse-10876236 | 14023
Lateral Hardening-Fuse-10876238 | 14023
Lateral Hardening-Fuse-10876240 | 14025
Lateral Hardening-Fuse-10876246 | 14023
Lateral Hardening-Fuse-10876250 | 14023
Lateral Hardening-Fuse-10876260 | 13649
Lateral Hardening-Fuse-10876288 | 14023
Lateral Hardening-Fuse-10876292 | 14023
Lateral Hardening-Fuse-10876294 | 14023
Lateral Hardening-Fuse-10876296 | 14023
Lateral Hardening-Fuse-10876298 | 14023
Lateral Hardening-Fuse-10876300 | 14023
Lateral Hardening-Fuse-10876302 | 14023
Lateral Hardening-Fuse-10876312 | 14025
Lateral Hardening-Fuse-10876314 | 14025
Lateral Hardening-Fuse-10876322 | 14023
Lateral Hardening-Fuse-10876325 | 13649
Lateral Hardening-Fuse-10876326 | 14023
Lateral Hardening-Fuse-10876327 | 14023
Lateral Hardening-Fuse-10876328 | 14023
Lateral Hardening-Fuse-10876329 | 14023
Lateral Hardening-Fuse-10876330 | 13649
Lateral Hardening-Fuse-10876331 | 13649
Lateral Hardening-Fuse-10876333 | 14023
Lateral Hardening-Fuse-10876338 | 14023
Lateral Hardening-Fuse-10876339 | 14023
Lateral Hardening-Fuse-10876341 | 14023
Lateral Hardening-Fuse-10877520 | 14079
Lateral Hardening-Fuse-10895165 | 13003
Lateral Hardening-Fuse-10895185 | 13003
Lateral Hardening-Fuse-10895188 | 13003
Lateral Hardening-Fuse-10895190 | 13003
Lateral Hardening-Fuse-10895192 | 13003
Lateral Hardening-Fuse-10895195 | 13003
Lateral Hardening-Fuse-10895196 | 13003
Lateral Hardening-Fuse-10895197 | 13003
Lateral Hardening-Fuse-10895199 | 13003
Lateral Hardening-Fuse-10895200 | 13003
Lateral Hardening-Fuse-10895201 | 13003
Lateral Hardening-Fuse-10895205 | 13003
Lateral Hardening-Fuse-10895207 | 13003
Lateral Hardening-Fuse-10895208 | 13003
Lateral Hardening-Fuse-10895211 | 13003
Lateral Hardening-Fuse-10895215 | 13003
Lateral Hardening-Fuse-10895216 | 13003
Lateral Hardening-Fuse-10895220 | 13003
Lateral Hardening-Fuse-10895221 | 13003
Lateral Hardening-Fuse-10895223 | 13003
Lateral Hardening-Fuse-10895225 | 13003
Lateral Hardening-Fuse-10895227 | 13003
Lateral Hardening-Fuse-10895229 | 13003
Lateral Hardening-Fuse-10895230 | 13820
Lateral Hardening-Fuse-10895233 | 13820
Lateral Hardening-Fuse-10895235 | 13003
Lateral Hardening-Fuse-10895236 | 13003
Lateral Hardening-Fuse-10895239 | 13003
Lateral Hardening-Fuse-10895240 | 13003
Lateral Hardening-Fuse-10895244 | 13003
Lateral Hardening-Fuse-10895245 | 13003
Lateral Hardening-Fuse-10895246 | 13003
Lateral Hardening-Fuse-10895247 | 13003
Lateral Hardening-Fuse-10895248 | 13003
Lateral Hardening-Fuse-10895255 | 13003
Lateral Hardening-Fuse-10895256 | 13003
Lateral Hardening-Fuse-10895258 | 13003
Lateral Hardening-Fuse-10895259 | 13003
Lateral Hardening-Fuse-10895260 | 13003
Lateral Hardening-Fuse-10895261 | 13003
Lateral Hardening-Fuse-10895262 | 13003
Lateral Hardening-Fuse-10895265 | 13003
Lateral Hardening-Fuse-10895266 | 13003
Lateral Hardening-Fuse-10895267 | 13003
Lateral Hardening-Fuse-10895269 | 13003
Lateral Hardening-Fuse-10895271 | 13003
Lateral Hardening-Fuse-10895273 | 13003
Lateral Hardening-Fuse-10895274 | 13003
Lateral Hardening-Fuse-10895275 | 13003
Lateral Hardening-Fuse-10895276 | 13003
Lateral Hardening-Fuse-10895279 | 13003
Lateral Hardening-Fuse-10895282 | 13003
Lateral Hardening-Fuse-10895288 | 13003
Lateral Hardening-Fuse-10896377 | 13524
Lateral Hardening-Fuse-10896380 | 13089
Lateral Hardening-Fuse-10897186 | 14050
Lateral Hardening-Fuse-10897187 | 14050
Lateral Hardening-Fuse-10897193 | 14050
Lateral Hardening-Fuse-10897195 | 14050
Lateral Hardening-Fuse-10897197 | 14050
Lateral Hardening-Fuse-10897206 | 14050
Lateral Hardening-Fuse-10897207 | 14050
Lateral Hardening-Fuse-10897208 | 14050
Lateral Hardening-Fuse-10897210 | 14050
Lateral Hardening-Fuse-10897211 | 14050
Lateral Hardening-Fuse-10897214 | 14050
Lateral Hardening-Fuse-10897215 | 14050
Lateral Hardening-Fuse-10897216 | 14050
Lateral Hardening-Fuse-10897217 | 14050
Lateral Hardening-Fuse-10897220 | 14050
Lateral Hardening-Fuse-10897223 | 14050
Lateral Hardening-Fuse-10897224 | 14050
Lateral Hardening-Fuse-10897226 | 14050
Lateral Hardening-Fuse-10897227 | 14050
Lateral Hardening-Fuse-10897228 | 14050
Lateral Hardening-Fuse-10897229 | 14050
Lateral Hardening-Fuse-10897231 | 14050
Lateral Hardening-Fuse-10897232 | 14050
Lateral Hardening-Fuse-10897233 | 14050
Lateral Hardening-Fuse-10897234 | 14050
Lateral Hardening-Fuse-10897235 | 14050
Lateral Hardening-Fuse-10897239 | 14050
Lateral Hardening-Fuse-10897240 | 14050
Lateral Hardening-Fuse-10897241 | 14050
Lateral Hardening-Fuse-10897242 | 14050
Lateral Hardening-Fuse-10897243 | 14050
Lateral Hardening-Fuse-10897244 | 14050
Lateral Hardening-Fuse-10898109 | 13582
Lateral Hardening-Fuse-10898124 | 13582
Lateral Hardening-Fuse-10898126 | 13582
Lateral Hardening-Fuse-10898128 | 13582
Lateral Hardening-Fuse-10898134 | 13839
Lateral Hardening-Fuse-10898138 | 13839
Lateral Hardening-Fuse-10898142 | 13839
Lateral Hardening-Fuse-10898152 | 13839
Lateral Hardening-Fuse-10898160 | 13582
Lateral Hardening-Fuse-10898164 | 13582
Lateral Hardening-Fuse-10898166 | 13582
Lateral Hardening-Fuse-10898168 | 13582
Lateral Hardening-Fuse-10898169 | 13582
Lateral Hardening-Fuse-10898170 | 13582
Lateral Hardening-Fuse-10898172 | 13839
Lateral Hardening-Fuse-10898182 | 13582
Lateral Hardening-Fuse-10898184 | 13582
Lateral Hardening-Fuse-10898188 | 13582
Lateral Hardening-Fuse-10898190 | 13582
Lateral Hardening-Fuse-10898194 | 13582
Lateral Hardening-Fuse-10898212 | 13582
Lateral Hardening-Fuse-10898214 | 13839
Lateral Hardening-Fuse-10898216 | 13582
Lateral Hardening-Fuse-10898218 | 13582
Lateral Hardening-Fuse-10898220 | 13839
Lateral Hardening-Fuse-10898221 | 13582
Lateral Hardening-Fuse-10898222 | 13839
Lateral Hardening-Fuse-10900094 | 13587
Lateral Hardening-Fuse-10900096 | 13587
Lateral Hardening-Fuse-10904161 | 13712
Lateral Hardening-Fuse-10904162 | 13709
Lateral Hardening-Fuse-10904163 | 13709
Lateral Hardening-Fuse-10904164 | 13709
Lateral Hardening-Fuse-10904165 | 13709
Lateral Hardening-Fuse-10904171 | 13712
Lateral Hardening-Fuse-10904174 | 13712
Lateral Hardening-Fuse-10904179 | 13712
Lateral Hardening-Fuse-10904182 | 13712
Lateral Hardening-Fuse-10904183 | 13709
Lateral Hardening-Fuse-10904184 | 13709
Lateral Hardening-Fuse-10904185 | 13709
Lateral Hardening-Fuse-10904188 | 13709
Lateral Hardening-Fuse-10904189 | 13709
Lateral Hardening-Fuse-10904190 | 13709
Lateral Hardening-Fuse-10904197 | 13712
Lateral Hardening-Fuse-10904198 | 13712
Lateral Hardening-Fuse-10904200 | 13709
Lateral Hardening-Fuse-10904201 | 13709
Lateral Hardening-Fuse-10904203 | 13709
Lateral Hardening-Fuse-10904204 | 13712
Lateral Hardening-Fuse-10904208 | 13709
Lateral Hardening-Fuse-10904211 | 13709
Lateral Hardening-Fuse-10905456 | 13990
Lateral Hardening-Fuse-10905457 | 13990
Lateral Hardening-Fuse-10909494 | 14091
Lateral Hardening-Fuse-10913189 | 13706
Lateral Hardening-Fuse-10913192 | 13706
Lateral Hardening-Fuse-10913196 | 13174
Lateral Hardening-Fuse-10913197 | 13174
Lateral Hardening-Fuse-10913200 | 13174
Lateral Hardening-Fuse-10913203 | 13706
Lateral Hardening-Fuse-10913204 | 13706
Lateral Hardening-Fuse-10913206 | 13708
Lateral Hardening-Fuse-10913207 | 13708
Lateral Hardening-Fuse-10913210 | 13706
Lateral Hardening-Fuse-10914140 | 13152
Lateral Hardening-Fuse-10914143 | 13152
Lateral Hardening-Fuse-10914147 | 13152
Lateral Hardening-Fuse-10914149 | 13152
Lateral Hardening-Fuse-10914151 | 13152
Lateral Hardening-Fuse-10914154 | 13152
Lateral Hardening-Fuse-10914155 | 13152
Lateral Hardening-Fuse-10916718 | 13805
Lateral Hardening-Fuse-10916720 | 13805
Lateral Hardening-Fuse-10916722 | 13805
Lateral Hardening-Fuse-10916728 | 13805
Lateral Hardening-Fuse-10916730 | 13805
Lateral Hardening-Fuse-10916731 | 13805
Lateral Hardening-Fuse-10916743 | 13805
Lateral Hardening-Fuse-10916745 | 13805
Lateral Hardening-Fuse-10916755 | 13805
Lateral Hardening-Fuse-10916756 | 13805
Lateral Hardening-Fuse-10916757 | 13805
Lateral Hardening-Fuse-10916759 | 13805
Lateral Hardening-Fuse-10916761 | 13805
Lateral Hardening-Fuse-10916762 | 13805
Lateral Hardening-Fuse-10916764 | 13805
Lateral Hardening-Fuse-10916765 | 13805
Lateral Hardening-Fuse-10916766 | 13805
Lateral Hardening-Fuse-10916767 | 13805
Lateral Hardening-Fuse-10916775 | 13805
Lateral Hardening-Fuse-10916795 | 13805
Lateral Hardening-Fuse-10916796 | 13805
Lateral Hardening-Fuse-10916803 | 13805
Lateral Hardening-Fuse-10916806 | 13805
Lateral Hardening-Fuse-10916815 | 13805
Lateral Hardening-Fuse-10916827 | 13805
Lateral Hardening-Fuse-10916828 | 13805
Lateral Hardening-Fuse-10916829 | 13805
Lateral Hardening-Fuse-10916830 | 13805
Lateral Hardening-Fuse-10916831 | 13805
Lateral Hardening-Fuse-10916832 | 13805
Lateral Hardening-Fuse-10916833 | 13805
Lateral Hardening-Fuse-10916834 | 13805
Lateral Hardening-Fuse-10916835 | 13805
Lateral Hardening-Fuse-10916836 | 13805
Lateral Hardening-Fuse-10916837 | 13805
Lateral Hardening-Fuse-10916838 | 13805
Lateral Hardening-Fuse-10916841 | 13805
Lateral Hardening-Fuse-10916844 | 13805
Lateral Hardening-Fuse-10916846 | 13805
Lateral Hardening-Fuse-10916848 | 13805
Lateral Hardening-Fuse-10916849 | 13805
Lateral Hardening-Fuse-10916852 | 13805
Lateral Hardening-Fuse-10916853 | 13805
Lateral Hardening-Fuse-10916854 | 13805
Lateral Hardening-Fuse-10916856 | 13805
Lateral Hardening-Fuse-10916858 | 13805
Lateral Hardening-Fuse-10916863 | 13805
Lateral Hardening-Fuse-10916864 | 13805
Lateral Hardening-Fuse-10916865 | 13805
Lateral Hardening-Fuse-10916866 | 13805
Lateral Hardening-Fuse-10916869 | 13805
Lateral Hardening-Fuse-10916871 | 13805
Lateral Hardening-Fuse-10916874 | 13805
Lateral Hardening-Fuse-10916878 | 13805
Lateral Hardening-Fuse-10916880 | 13805
Lateral Hardening-Fuse-10916881 | 13805
Lateral Hardening-Fuse-10916885 | 13805
Lateral Hardening-Fuse-10918214 | 14069
Lateral Hardening-Fuse-10918217 | 14069
Lateral Hardening-Fuse-10918236 | 14069
Lateral Hardening-Fuse-10918240 | 14069
Lateral Hardening-Fuse-10918242 | 14069
Lateral Hardening-Fuse-10918244 | 14069
Lateral Hardening-Fuse-10918246 | 14069
Lateral Hardening-Fuse-10920942 | 13797
Lateral Hardening-Fuse-10920943 | 13797
Lateral Hardening-Fuse-10920945 | 13797
Lateral Hardening-Fuse-10920948 | 13797
Lateral Hardening-Fuse-10920949 | 13797
Lateral Hardening-Fuse-10920967 | 13797
Lateral Hardening-Fuse-10920968 | 13797
Lateral Hardening-Fuse-10920969 | 13797
Lateral Hardening-Fuse-10920970 | 13797
Lateral Hardening-Fuse-10924397 | 14356
Lateral Hardening-Fuse-10924402 | 13955
Lateral Hardening-Fuse-10924407 | 13955
Lateral Hardening-Fuse-10925087 | 13342
Lateral Hardening-Fuse-10925091 | 13342
Lateral Hardening-Fuse-10925093 | 13342
Lateral Hardening-Fuse-10925094 | 13342
Lateral Hardening-Fuse-10925095 | 13342
Lateral Hardening-Fuse-10925103 | 13342
Lateral Hardening-Fuse-10925106 | 13342
Lateral Hardening-Fuse-10925107 | 13342
Lateral Hardening-Fuse-10925109 | 13342
Lateral Hardening-Fuse-10925114 | 13342
Lateral Hardening-Fuse-10925116 | 13342
Lateral Hardening-Fuse-10925119 | 13342
Lateral Hardening-Fuse-10925122 | 13342
Lateral Hardening-Fuse-10925123 | 13342
Lateral Hardening-Fuse-10925129 | 13342
Lateral Hardening-Fuse-10925131 | 13342
Lateral Hardening-Fuse-10925133 | 13342
Lateral Hardening-Fuse-10925134 | 13342
Lateral Hardening-Fuse-10925137 | 13342
Lateral Hardening-Fuse-10925139 | 13342
Lateral Hardening-Fuse-10925140 | 13017
Lateral Hardening-Fuse-10925145 | 13017
Lateral Hardening-Fuse-10925146 | 13017
Lateral Hardening-Fuse-10925152 | 13017
Lateral Hardening-Fuse-10925160 | 13017
Lateral Hardening-Fuse-10925165 | 13017
Lateral Hardening-Fuse-10925169 | 13342
Lateral Hardening-Fuse-10925170 | 13342
Lateral Hardening-Fuse-10925171 | 13020
Lateral Hardening-Fuse-10925172 | 13020
Lateral Hardening-Fuse-10925174 | 13017
Lateral Hardening-Fuse-10925176 | 13017
Lateral Hardening-Fuse-10925177 | 13017
Lateral Hardening-Fuse-10928275 | 13143
Lateral Hardening-Fuse-10928277 | 13143
Lateral Hardening-Fuse-10928279 | 13143
Lateral Hardening-Fuse-10928288 | 13143
Lateral Hardening-Fuse-10928291 | 13143
Lateral Hardening-Fuse-10928293 | 13143
Lateral Hardening-Fuse-10928297 | 13143
Lateral Hardening-Fuse-10928770 | 13377
Lateral Hardening-Fuse-10928776 | 13377
Lateral Hardening-Fuse-10928779 | 13377
Lateral Hardening-Fuse-10928792 | 13377
Lateral Hardening-Fuse-10928793 | 13377
Lateral Hardening-Fuse-10933122 | 13897
Lateral Hardening-Fuse-10933137 | 13896
Lateral Hardening-Fuse-10933142 | 13897
Lateral Hardening-Fuse-10933143 | 13896
Lateral Hardening-Fuse-10933149 | 13897
Lateral Hardening-Fuse-10933150 | 13897
Lateral Hardening-Fuse-10933151 | 13897
Lateral Hardening-Fuse-10933156 | 13896
Lateral Hardening-Fuse-10933157 | 13896
Lateral Hardening-Fuse-10933158 | 13896
Lateral Hardening-Fuse-10933165 | 13896
Lateral Hardening-Fuse-10933171 | 13896
Lateral Hardening-Fuse-10933172 | 13896
Lateral Hardening-Fuse-10933173 | 13896
Lateral Hardening-Fuse-10933189 | 13896
Lateral Hardening-Fuse-10933192 | 13896
Lateral Hardening-Fuse-10933193 | 13897
Lateral Hardening-Fuse-5009247 | 13037
Lateral Hardening-Fuse-5009249 | 13037
Lateral Hardening-Fuse-5009250 | 13037
Lateral Hardening-Fuse-5010506 | 13198
Lateral Hardening-Fuse-5010510 | 13198
Lateral Hardening-Fuse-60000884 | 13004
Lateral Hardening-Fuse-60000885 | 13004
Lateral Hardening-Fuse-60001367 | 13023
Lateral Hardening-Fuse-60001425 | 13023
Lateral Hardening-Fuse-60001461 | 13023
Lateral Hardening-Fuse-60001491 | 13023
Lateral Hardening-Fuse-60001550 | 13023
Lateral Hardening-Fuse-60001552 | 13023
Lateral Hardening-Fuse-60001598 | 13023
Lateral Hardening-Fuse-60001609 | 13023
Lateral Hardening-Fuse-60001697 | 13023
Lateral Hardening-Fuse-60001724 | 13023
Lateral Hardening-Fuse-60002015 | 13016
Lateral Hardening-Fuse-60002207 | 13002
Lateral Hardening-Fuse-60002221 | 13899
Lateral Hardening-Fuse-60002241 | 13899
Lateral Hardening-Fuse-60002340 | 13024
Lateral Hardening-Fuse-60002342 | 13024
Lateral Hardening-Fuse-60002373 | 13024
Lateral Hardening-Fuse-60002460 | 13024
Lateral Hardening-Fuse-60002474 | 13024
Lateral Hardening-Fuse-60002476 | 13024
Lateral Hardening-Fuse-60002577 | 13024
Lateral Hardening-Fuse-60002742 | 13024
Lateral Hardening-Fuse-60002770 | 13024
Lateral Hardening-Fuse-60002774 | 13024
Lateral Hardening-Fuse-60002815 | 13024
Lateral Hardening-Fuse-60002970 | 13612
Lateral Hardening-Fuse-60003135 | 13612
Lateral Hardening-Fuse-60003162 | 13612
Lateral Hardening-Fuse-60003381 | 13042
Lateral Hardening-Fuse-60003414 | 13042
Lateral Hardening-Fuse-60003427 | 13042
Lateral Hardening-Fuse-60003441 | 13042
Lateral Hardening-Fuse-60003772 | 13159
Lateral Hardening-Fuse-60003887 | 13009
Lateral Hardening-Fuse-60003898 | 13009
Lateral Hardening-Fuse-60003922 | 13009
Lateral Hardening-Fuse-60003930 | 13009
Lateral Hardening-Fuse-60004007 | 13009
Lateral Hardening-Fuse-60004216 | 13037
Lateral Hardening-Fuse-60004301 | 13037
Lateral Hardening-Fuse-60004311 | 13037
Lateral Hardening-Fuse-60004327 | 13037
Lateral Hardening-Fuse-60004358 | 13023
Lateral Hardening-Fuse-60004363 | 13023
Lateral Hardening-Fuse-60004411 | 13023
Lateral Hardening-Fuse-60004426 | 13023
Lateral Hardening-Fuse-60004440 | 13023
Lateral Hardening-Fuse-60004448 | 13023
Lateral Hardening-Fuse-60004451 | 13023
Lateral Hardening-Fuse-60004601 | 13023
Lateral Hardening-Fuse-60005005 | 13024
Lateral Hardening-Fuse-60005028 | 13024
Lateral Hardening-Fuse-60005045 | 13024
Lateral Hardening-Fuse-60005047 | 13024
Lateral Hardening-Fuse-60005096 | 13024
Lateral Hardening-Fuse-60005358 | 13825
Lateral Hardening-Fuse-60005360 | 13825
Lateral Hardening-Fuse-60005364 | 13825
Lateral Hardening-Fuse-60005444 | 13037
Lateral Hardening-Fuse-60005457 | 13037
Lateral Hardening-Fuse-60005473 | 13037
Lateral Hardening-Fuse-60005665 | 13037
Lateral Hardening-Fuse-60005722 | 13037
Lateral Hardening-Fuse-60005739 | 13037
Lateral Hardening-Fuse-60005765 | 13037
Lateral Hardening-Fuse-60005771 | 13037
Lateral Hardening-Fuse-60005823 | 13037
Lateral Hardening-Fuse-60005950 | 13899
Lateral Hardening-Fuse-60005952 | 13899
Lateral Hardening-Fuse-60005954 | 13899
Lateral Hardening-Fuse-60005956 | 13899
Lateral Hardening-Fuse-60006121 | 13899
Lateral Hardening-Fuse-60006169 | 13899
Lateral Hardening-Fuse-60006189 | 13899
Lateral Hardening-Fuse-60006197 | 13899
Lateral Hardening-Fuse-60006341 | 13899
Lateral Hardening-Fuse-60006347 | 13899
Lateral Hardening-Fuse-60006349 | 13899
Lateral Hardening-Fuse-60006352 | 13899
Lateral Hardening-Fuse-60006432 | 13159
Lateral Hardening-Fuse-60006445 | 13159
Lateral Hardening-Fuse-60006484 | 13159
Lateral Hardening-Fuse-60006591 | 13092
Lateral Hardening-Fuse-60006598 | 13092
Lateral Hardening-Fuse-60006690 | 13092
Lateral Hardening-Fuse-60006699 | 13092
Lateral Hardening-Fuse-60006778 | 13092
Lateral Hardening-Fuse-60006782 | 13092
Lateral Hardening-Fuse-60006787 | 13092
Lateral Hardening-Fuse-60006801 | 13092
Lateral Hardening-Fuse-60006810 | 13092
Lateral Hardening-Fuse-60006819 | 13092
Lateral Hardening-Fuse-60006837 | 13092
Lateral Hardening-Fuse-60006842 | 13092
Lateral Hardening-Fuse-60006850 | 13092
Lateral Hardening-Fuse-60006861 | 13092
Lateral Hardening-Fuse-60006902 | 13092
Lateral Hardening-Fuse-60007354 | 13081
Lateral Hardening-Fuse-60007455 | 13076
Lateral Hardening-Fuse-60007478 | 13076
Lateral Hardening-Fuse-60007516 | 13076
Lateral Hardening-Fuse-60007518 | 13076
Lateral Hardening-Fuse-60007524 | 13076
Lateral Hardening-Fuse-60007526 | 13076
Lateral Hardening-Fuse-60007538 | 13076
Lateral Hardening-Fuse-60008018 | 13090
Lateral Hardening-Fuse-60008073 | 13090
Lateral Hardening-Fuse-60008098 | 13090
Lateral Hardening-Fuse-60008122 | 13090
Lateral Hardening-Fuse-60008124 | 13090
Lateral Hardening-Fuse-60008221 | 13090
Lateral Hardening-Fuse-60008392 | 13090
Lateral Hardening-Fuse-60008399 | 13090
Lateral Hardening-Fuse-60008401 | 13090
Lateral Hardening-Fuse-60008403 | 13090
Lateral Hardening-Fuse-60008460 | 13081
Lateral Hardening-Fuse-60008489 | 13081
Lateral Hardening-Fuse-60008530 | 13081
Lateral Hardening-Fuse-60008571 | 13081
Lateral Hardening-Fuse-60008652 | 13081
Lateral Hardening-Fuse-60008718 | 13081
Lateral Hardening-Fuse-60008928 | 13047
Lateral Hardening-Fuse-60008958 | 13047
Lateral Hardening-Fuse-60009035 | 13825
Lateral Hardening-Fuse-60009038 | 13825
Lateral Hardening-Fuse-60009044 | 13825
Lateral Hardening-Fuse-60009050 | 13825
Lateral Hardening-Fuse-60009069 | 13825
Lateral Hardening-Fuse-60009259 | 13113
Lateral Hardening-Fuse-60009268 | 13113
Lateral Hardening-Fuse-60009273 | 13113
Lateral Hardening-Fuse-60009298 | 13113
Lateral Hardening-Fuse-60009306 | 13113
Lateral Hardening-Fuse-60009308 | 13113
Lateral Hardening-Fuse-60009310 | 13113
Lateral Hardening-Fuse-60009312 | 13113
Lateral Hardening-Fuse-60009393 | 13113
Lateral Hardening-Fuse-60009395 | 13113
Lateral Hardening-Fuse-60009401 | 13113
Lateral Hardening-Fuse-60009403 | 13113
Lateral Hardening-Fuse-60009819 | 13027
Lateral Hardening-Fuse-60009841 | 13027
Lateral Hardening-Fuse-60009866 | 13027
Lateral Hardening-Fuse-60009868 | 13027
Lateral Hardening-Fuse-60009871 | 13027
Lateral Hardening-Fuse-60009902 | 13027
Lateral Hardening-Fuse-60009904 | 13027
Lateral Hardening-Fuse-60009921 | 13027
Lateral Hardening-Fuse-60009924 | 13027
Lateral Hardening-Fuse-60009944 | 13027
Lateral Hardening-Fuse-60010026 | 13090
Lateral Hardening-Fuse-60010030 | 13090
Lateral Hardening-Fuse-60010034 | 13090
Lateral Hardening-Fuse-60010037 | 13090
Lateral Hardening-Fuse-60010164 | 13090
Lateral Hardening-Fuse-60010320 | 13158
Lateral Hardening-Fuse-60010328 | 13158
Lateral Hardening-Fuse-60010343 | 13158
Lateral Hardening-Fuse-60010345 | 13158
Lateral Hardening-Fuse-60010408 | 13158
Lateral Hardening-Fuse-60010474 | 13158
Lateral Hardening-Fuse-60010481 | 13158
Lateral Hardening-Fuse-60010809 | 13027
Lateral Hardening-Fuse-60010864 | 13027
Lateral Hardening-Fuse-60010878 | 13027
Lateral Hardening-Fuse-60010952 | 13027
Lateral Hardening-Fuse-60010958 | 13027
Lateral Hardening-Fuse-60010997 | 13027
Lateral Hardening-Fuse-60011039 | 13047
Lateral Hardening-Fuse-60011056 | 13047
Lateral Hardening-Fuse-60011165 | 13181
Lateral Hardening-Fuse-60011246 | 13181
Lateral Hardening-Fuse-60011271 | 13181
Lateral Hardening-Fuse-60011307 | 13094
Lateral Hardening-Fuse-60011363 | 13094
Lateral Hardening-Fuse-60011372 | 13094
Lateral Hardening-Fuse-60011374 | 13094
Lateral Hardening-Fuse-60011392 | 13047
Lateral Hardening-Fuse-60011571 | 13158
Lateral Hardening-Fuse-60011604 | 13158
Lateral Hardening-Fuse-60011606 | 13158
Lateral Hardening-Fuse-60011749 | 13158
Lateral Hardening-Fuse-60011810 | 13158
Lateral Hardening-Fuse-60011823 | 13158
Lateral Hardening-Fuse-60011894 | 13158
Lateral Hardening-Fuse-60011895 | 13158
Lateral Hardening-Fuse-60011945 | 13158
Lateral Hardening-Fuse-60012055 | 13092
Lateral Hardening-Fuse-60012112 | 13092
Lateral Hardening-Fuse-60012114 | 13092
Lateral Hardening-Fuse-60012131 | 13092
Lateral Hardening-Fuse-60012146 | 13092
Lateral Hardening-Fuse-60012152 | 13092
Lateral Hardening-Fuse-60012177 | 13092
Lateral Hardening-Fuse-60012180 | 13092
Lateral Hardening-Fuse-60012217 | 13092
Lateral Hardening-Fuse-60012298 | 14274
Lateral Hardening-Fuse-60012343 | 14274
Lateral Hardening-Fuse-60012345 | 14274
Lateral Hardening-Fuse-60012398 | 14274
Lateral Hardening-Fuse-60012403 | 14274
Lateral Hardening-Fuse-60012412 | 14274
Lateral Hardening-Fuse-60012420 | 14274
Lateral Hardening-Fuse-60012580 | 13027
Lateral Hardening-Fuse-60012593 | 13027
Lateral Hardening-Fuse-60012638 | 13027
Lateral Hardening-Fuse-60012648 | 13027
Lateral Hardening-Fuse-60012667 | 13027
Lateral Hardening-Fuse-60012675 | 13027
Lateral Hardening-Fuse-60012680 | 13027
Lateral Hardening-Fuse-60012698 | 13027
Lateral Hardening-Fuse-60013397 | 13016
Lateral Hardening-Fuse-60013501 | 13008
Lateral Hardening-Fuse-60013568 | 13047
Lateral Hardening-Fuse-60013633 | 13047
Lateral Hardening-Fuse-60013683 | 13047
Lateral Hardening-Fuse-60013712 | 13047
Lateral Hardening-Fuse-60013749 | 13047
Lateral Hardening-Fuse-60013764 | 13094
Lateral Hardening-Fuse-60013778 | 13094
Lateral Hardening-Fuse-60013811 | 13094
Lateral Hardening-Fuse-60013838 | 13094
Lateral Hardening-Fuse-60013871 | 13094
Lateral Hardening-Fuse-60013882 | 13094
Lateral Hardening-Fuse-60013890 | 13094
Lateral Hardening-Fuse-60014139 | 13655
Lateral Hardening-Fuse-60014217 | 13037
Lateral Hardening-Fuse-60014236 | 13009
Lateral Hardening-Fuse-60014348 | 13655
Lateral Hardening-Fuse-60014384 | 13655
Lateral Hardening-Fuse-60014408 | 13655
Lateral Hardening-Fuse-60014431 | 13655
Lateral Hardening-Fuse-60014474 | 13655
Lateral Hardening-Fuse-60014516 | 13655
Lateral Hardening-Fuse-60014589 | 13120
Lateral Hardening-Fuse-60014749 | 13029
Lateral Hardening-Fuse-60014753 | 13029
Lateral Hardening-Fuse-60014808 | 13029
Lateral Hardening-Fuse-60014826 | 13029
Lateral Hardening-Fuse-60014828 | 13029
Lateral Hardening-Fuse-60014830 | 13029
Lateral Hardening-Fuse-60015117 | 13008
Lateral Hardening-Fuse-60015235 | 13008
Lateral Hardening-Fuse-60015262 | 13008
Lateral Hardening-Fuse-60015274 | 13008
Lateral Hardening-Fuse-60015290 | 13008
Lateral Hardening-Fuse-60015304 | 13008
Lateral Hardening-Fuse-60015315 | 13008
Lateral Hardening-Fuse-60015346 | 13008
Lateral Hardening-Fuse-60015362 | 13008
Lateral Hardening-Fuse-60015373 | 13008
Lateral Hardening-Fuse-60015398 | 13008
Lateral Hardening-Fuse-60015412 | 13008
Lateral Hardening-Fuse-60015427 | 13008
Lateral Hardening-Fuse-60015483 | 13008
Lateral Hardening-Fuse-60015509 | 13008
Lateral Hardening-Fuse-60015514 | 13008
Lateral Hardening-Fuse-60015632 | 13120
Lateral Hardening-Fuse-60015642 | 13120
Lateral Hardening-Fuse-60015650 | 13120
Lateral Hardening-Fuse-60015679 | 13120
Lateral Hardening-Fuse-60015715 | 13120
Lateral Hardening-Fuse-60015748 | 13120
Lateral Hardening-Fuse-60015764 | 13120
Lateral Hardening-Fuse-60015968 | 13120
Lateral Hardening-Fuse-60016217 | 13049
Lateral Hardening-Fuse-60016220 | 13049
Lateral Hardening-Fuse-60016232 | 13049
Lateral Hardening-Fuse-60016282 | 13049
Lateral Hardening-Fuse-60016353 | 13049
Lateral Hardening-Fuse-60016378 | 13049
Lateral Hardening-Fuse-60016409 | 13049
Lateral Hardening-Fuse-60016425 | 13049
Lateral Hardening-Fuse-60016497 | 13049
Lateral Hardening-Fuse-60016525 | 13049
Lateral Hardening-Fuse-60016531 | 13049
Lateral Hardening-Fuse-60016559 | 13049
Lateral Hardening-Fuse-60016569 | 13049
Lateral Hardening-Fuse-60016599 | 13049
Lateral Hardening-Fuse-60016601 | 13049
Lateral Hardening-Fuse-60016617 | 13049
Lateral Hardening-Fuse-60016639 | 13049
Lateral Hardening-Fuse-60017286 | 13029
Lateral Hardening-Fuse-60017412 | 13029
Lateral Hardening-Fuse-60017415 | 13029
Lateral Hardening-Fuse-60017417 | 13029
Lateral Hardening-Fuse-60017419 | 13029
Lateral Hardening-Fuse-60017421 | 13029
Lateral Hardening-Fuse-60017423 | 13029
Lateral Hardening-Fuse-60017425 | 13029
Lateral Hardening-Fuse-60017429 | 13029
Lateral Hardening-Fuse-60017431 | 13029
Lateral Hardening-Fuse-60017510 | 13029
Lateral Hardening-Fuse-60017516 | 13029
Lateral Hardening-Fuse-60017616 | 13029
Lateral Hardening-Fuse-60017617 | 13029
Lateral Hardening-Fuse-60017628 | 13029
Lateral Hardening-Fuse-60018018 | 13303
Lateral Hardening-Fuse-60018020 | 13303
Lateral Hardening-Fuse-60018112 | 13303
Lateral Hardening-Fuse-60018141 | 13303
Lateral Hardening-Fuse-60018158 | 13303
Lateral Hardening-Fuse-60018172 | 13303
Lateral Hardening-Fuse-60018197 | 13049
Lateral Hardening-Fuse-60018219 | 13049
Lateral Hardening-Fuse-60018263 | 13049
Lateral Hardening-Fuse-60018305 | 13049
Lateral Hardening-Fuse-60018312 | 13049
Lateral Hardening-Fuse-60019275 | 13165
Lateral Hardening-Fuse-60019620 | 13161
Lateral Hardening-Fuse-60019636 | 13161
Lateral Hardening-Fuse-60020272 | 13070
Lateral Hardening-Fuse-60020326 | 13070
Lateral Hardening-Fuse-60020380 | 13070
Lateral Hardening-Fuse-60020382 | 13070
Lateral Hardening-Fuse-60020417 | 13070
Lateral Hardening-Fuse-60020429 | 13070
Lateral Hardening-Fuse-60020431 | 13070
Lateral Hardening-Fuse-60020513 | 13679
Lateral Hardening-Fuse-60020524 | 13679
Lateral Hardening-Fuse-60020543 | 13679
Lateral Hardening-Fuse-60020581 | 13679
Lateral Hardening-Fuse-60020594 | 13679
Lateral Hardening-Fuse-60020598 | 13679
Lateral Hardening-Fuse-60020600 | 13679
Lateral Hardening-Fuse-60020618 | 13679
Lateral Hardening-Fuse-60020642 | 13679
Lateral Hardening-Fuse-60020646 | 13679
Lateral Hardening-Fuse-60020652 | 13679
Lateral Hardening-Fuse-60020682 | 13679
Lateral Hardening-Fuse-60020710 | 13679
Lateral Hardening-Fuse-60021267 | 13004
Lateral Hardening-Fuse-60021314 | 13004
Lateral Hardening-Fuse-60021316 | 13004
Lateral Hardening-Fuse-60021320 | 13004
Lateral Hardening-Fuse-60021371 | 13004
Lateral Hardening-Fuse-60021419 | 13004
Lateral Hardening-Fuse-60021534 | 13004
Lateral Hardening-Fuse-60021600 | 13004
Lateral Hardening-Fuse-60021611 | 13004
Lateral Hardening-Fuse-60021650 | 13004
Lateral Hardening-Fuse-60021666 | 13004
Lateral Hardening-Fuse-60021682 | 13004
Lateral Hardening-Fuse-60021684 | 13004
Lateral Hardening-Fuse-60021763 | 13303
Lateral Hardening-Fuse-60021793 | 13303
Lateral Hardening-Fuse-60021798 | 13303
Lateral Hardening-Fuse-60021877 | 13303
Lateral Hardening-Fuse-60021886 | 13303
Lateral Hardening-Fuse-60021888 | 13303
Lateral Hardening-Fuse-60021890 | 13303
Lateral Hardening-Fuse-60021892 | 13303
Lateral Hardening-Fuse-60021903 | 13303
Lateral Hardening-Fuse-60021945 | 13303
Lateral Hardening-Fuse-60021987 | 13303
Lateral Hardening-Fuse-60022435 | 13086
Lateral Hardening-Fuse-60022446 | 13086
Lateral Hardening-Fuse-60022465 | 13086
Lateral Hardening-Fuse-60022541 | 13086
Lateral Hardening-Fuse-60022601 | 13086
Lateral Hardening-Fuse-60022626 | 13086
Lateral Hardening-Fuse-60022680 | 13007
Lateral Hardening-Fuse-60022693 | 13007
Lateral Hardening-Fuse-60022877 | 13612
Lateral Hardening-Fuse-60022883 | 13612
Lateral Hardening-Fuse-60022966 | 13612
Lateral Hardening-Fuse-60023012 | 13612
Lateral Hardening-Fuse-60023301 | 13303
Lateral Hardening-Fuse-60023505 | 13303
Lateral Hardening-Fuse-60023512 | 13303
Lateral Hardening-Fuse-60023519 | 13303
Lateral Hardening-Fuse-60023529 | 13303
Lateral Hardening-Fuse-60023630 | 13303
Lateral Hardening-Fuse-60023643 | 13303
Lateral Hardening-Fuse-60023662 | 13303
Lateral Hardening-Fuse-60023677 | 13303
Lateral Hardening-Fuse-60023682 | 13303
Lateral Hardening-Fuse-60023826 | 13679
Lateral Hardening-Fuse-60023887 | 13679
Lateral Hardening-Fuse-60023993 | 13679
Lateral Hardening-Fuse-60023999 | 13679
Lateral Hardening-Fuse-60024005 | 13679
Lateral Hardening-Fuse-60024010 | 13679
Lateral Hardening-Fuse-60024022 | 13679
Lateral Hardening-Fuse-60024043 | 13679
Lateral Hardening-Fuse-60024439 | 13303
Lateral Hardening-Fuse-60024588 | 13303
Lateral Hardening-Fuse-60024590 | 13303
Lateral Hardening-Fuse-60024604 | 13303
Lateral Hardening-Fuse-60024624 | 13303
Lateral Hardening-Fuse-60024727 | 13303
Lateral Hardening-Fuse-60024752 | 13303
Lateral Hardening-Fuse-60024757 | 13303
Lateral Hardening-Fuse-60024768 | 13303
Lateral Hardening-Fuse-60024810 | 13303
Lateral Hardening-Fuse-60024819 | 13303
Lateral Hardening-Fuse-60024824 | 13303
Lateral Hardening-Fuse-60024852 | 13303
Lateral Hardening-Fuse-60024865 | 13303
Lateral Hardening-Fuse-60024887 | 13303
Lateral Hardening-Fuse-60024888 | 13303
Lateral Hardening-Fuse-60024898 | 13303
Lateral Hardening-Fuse-60024910 | 13303
Lateral Hardening-Fuse-60024926 | 13303
Lateral Hardening-Fuse-60025136 | 13303
Lateral Hardening-Fuse-60025214 | 13303
Lateral Hardening-Fuse-60025215 | 13303
Lateral Hardening-Fuse-60025313 | 13303
Lateral Hardening-Fuse-60025454 | 13236
Lateral Hardening-Fuse-60025455 | 13236
Lateral Hardening-Fuse-60025463 | 13236
Lateral Hardening-Fuse-60025467 | 13236
Lateral Hardening-Fuse-60025500 | 13236
Lateral Hardening-Fuse-60025501 | 13236
Lateral Hardening-Fuse-60025506 | 13236
Lateral Hardening-Fuse-60025512 | 13648
Lateral Hardening-Fuse-60025518 | 13648
Lateral Hardening-Fuse-60025521 | 13648
Lateral Hardening-Fuse-60025528 | 13236
Lateral Hardening-Fuse-60025580 | 13236
Lateral Hardening-Fuse-60025586 | 13236
Lateral Hardening-Fuse-60025914 | 13303
Lateral Hardening-Fuse-60025919 | 13303
Lateral Hardening-Fuse-60026580 | 13070
Lateral Hardening-Fuse-60026588 | 13070
Lateral Hardening-Fuse-60026652 | 13070
Lateral Hardening-Fuse-60026684 | 13070
Lateral Hardening-Fuse-60026686 | 13070
Lateral Hardening-Fuse-60026919 | 13303
Lateral Hardening-Fuse-60027274 | 13062
Lateral Hardening-Fuse-60027317 | 13062
Lateral Hardening-Fuse-60027364 | 13062
Lateral Hardening-Fuse-60027375 | 13062
Lateral Hardening-Fuse-60027459 | 13094
Lateral Hardening-Fuse-60027475 | 13094
Lateral Hardening-Fuse-60027530 | 13094
Lateral Hardening-Fuse-60027553 | 13094
Lateral Hardening-Fuse-60027570 | 13094
Lateral Hardening-Fuse-60027573 | 13094
Lateral Hardening-Fuse-60027575 | 13094
Lateral Hardening-Fuse-60027583 | 13094
Lateral Hardening-Fuse-60027593 | 13094
Lateral Hardening-Fuse-60027609 | 13094
Lateral Hardening-Fuse-60027615 | 13094
Lateral Hardening-Fuse-60027647 | 13094
Lateral Hardening-Fuse-60027837 | 13094
Lateral Hardening-Fuse-60028431 | 13007
Lateral Hardening-Fuse-60028438 | 13007
Lateral Hardening-Fuse-60028474 | 13007
Lateral Hardening-Fuse-60028557 | 13007
Lateral Hardening-Fuse-60028585 | 13007
Lateral Hardening-Fuse-60028593 | 13007
Lateral Hardening-Fuse-60028603 | 13007
Lateral Hardening-Fuse-60028650 | 13007
Lateral Hardening-Fuse-60028695 | 13007
Lateral Hardening-Fuse-60028713 | 13007
Lateral Hardening-Fuse-60028796 | 13007
Lateral Hardening-Fuse-60028881 | 13007
Lateral Hardening-Fuse-60028885 | 13007
Lateral Hardening-Fuse-60028891 | 13007
Lateral Hardening-Fuse-60028969 | 13088
Lateral Hardening-Fuse-60028980 | 13088
Lateral Hardening-Fuse-60028982 | 13088
Lateral Hardening-Fuse-60029011 | 13088
Lateral Hardening-Fuse-60029058 | 13088
Lateral Hardening-Fuse-60029080 | 13088
Lateral Hardening-Fuse-60029109 | 13088
Lateral Hardening-Fuse-60029111 | 13088
Lateral Hardening-Fuse-60029135 | 13088
Lateral Hardening-Fuse-60029159 | 13088
Lateral Hardening-Fuse-60029194 | 13088
Lateral Hardening-Fuse-60029211 | 13088
Lateral Hardening-Fuse-60029440 | 13062
Lateral Hardening-Fuse-60029467 | 13062
Lateral Hardening-Fuse-60029573 | 13093
Lateral Hardening-Fuse-60029575 | 13093
Lateral Hardening-Fuse-60029585 | 13093
Lateral Hardening-Fuse-60029587 | 13093
Lateral Hardening-Fuse-60029613 | 13093
Lateral Hardening-Fuse-60029622 | 13093
Lateral Hardening-Fuse-60029624 | 13093
Lateral Hardening-Fuse-60029634 | 13093
Lateral Hardening-Fuse-60029660 | 13093
Lateral Hardening-Fuse-60029681 | 13093
Lateral Hardening-Fuse-60029683 | 13093
Lateral Hardening-Fuse-60029704 | 13093
Lateral Hardening-Fuse-60029711 | 13093
Lateral Hardening-Fuse-60029740 | 13093
Lateral Hardening-Fuse-60029758 | 13093
Lateral Hardening-Fuse-60029776 | 13093
Lateral Hardening-Fuse-60029778 | 13093
Lateral Hardening-Fuse-60029810 | 13093
Lateral Hardening-Fuse-60029812 | 13093
Lateral Hardening-Fuse-60029840 | 13093
Lateral Hardening-Fuse-60029890 | 13091
Lateral Hardening-Fuse-60029897 | 13091
Lateral Hardening-Fuse-60029925 | 13091
Lateral Hardening-Fuse-60031511 | 13093
Lateral Hardening-Fuse-60031542 | 13093
Lateral Hardening-Fuse-60031547 | 13093
Lateral Hardening-Fuse-60031553 | 13093
Lateral Hardening-Fuse-60031588 | 13093
Lateral Hardening-Fuse-60031679 | 13110
Lateral Hardening-Fuse-60031780 | 13110
Lateral Hardening-Fuse-60031810 | 13613
Lateral Hardening-Fuse-60031829 | 13613
Lateral Hardening-Fuse-60031834 | 13613
Lateral Hardening-Fuse-60031836 | 13613
Lateral Hardening-Fuse-60031838 | 13613
Lateral Hardening-Fuse-60032611 | 13007
Lateral Hardening-Fuse-60032618 | 13007
Lateral Hardening-Fuse-60032666 | 13007
Lateral Hardening-Fuse-60032671 | 13007
Lateral Hardening-Fuse-60032734 | 13007
Lateral Hardening-Fuse-60032795 | 13007
Lateral Hardening-Fuse-60032800 | 13007
Lateral Hardening-Fuse-60032880 | 13007
Lateral Hardening-Fuse-60032885 | 13007
Lateral Hardening-Fuse-60032919 | 13007
Lateral Hardening-Fuse-60032977 | 13007
Lateral Hardening-Fuse-60032985 | 13007
Lateral Hardening-Fuse-60032993 | 13007
Lateral Hardening-Fuse-60033211 | 13163
Lateral Hardening-Fuse-60033355 | 13163
Lateral Hardening-Fuse-60033370 | 13163
Lateral Hardening-Fuse-60033388 | 13163
Lateral Hardening-Fuse-60033418 | 13163
Lateral Hardening-Fuse-60033787 | 13110
Lateral Hardening-Fuse-60033789 | 13110
Lateral Hardening-Fuse-60033830 | 13134
Lateral Hardening-Fuse-60033836 | 13134
Lateral Hardening-Fuse-60033907 | 13134
Lateral Hardening-Fuse-60033908 | 13134
Lateral Hardening-Fuse-60033917 | 13134
Lateral Hardening-Fuse-60034467 | 13143
Lateral Hardening-Fuse-60034470 | 13143
Lateral Hardening-Fuse-60034473 | 13143
Lateral Hardening-Fuse-60034477 | 13143
Lateral Hardening-Fuse-60034479 | 13143
Lateral Hardening-Fuse-60035103 | 13007
Lateral Hardening-Fuse-60035108 | 13007
Lateral Hardening-Fuse-60035298 | 13007
Lateral Hardening-Fuse-60035303 | 13007
Lateral Hardening-Fuse-60035346 | 13007
Lateral Hardening-Fuse-60035479 | 13159
Lateral Hardening-Fuse-60035481 | 13159
Lateral Hardening-Fuse-60035493 | 13159
Lateral Hardening-Fuse-60035501 | 13159
Lateral Hardening-Fuse-60035502 | 13159
Lateral Hardening-Fuse-60035503 | 13159
Lateral Hardening-Fuse-60035505 | 13159
Lateral Hardening-Fuse-60035741 | 13303
Lateral Hardening-Fuse-60035810 | 13207
Lateral Hardening-Fuse-60035870 | 13390
Lateral Hardening-Fuse-60035879 | 13004
Lateral Hardening-Fuse-60035903 | 13298
Lateral Hardening-Fuse-60035974 | 13023
Lateral Hardening-Fuse-60035995 | 13006
Lateral Hardening-Fuse-60036008 | 13038
Lateral Hardening-Fuse-60036093 | 13076
Lateral Hardening-Fuse-60036198 | 13156
Lateral Hardening-Fuse-60036199 | 13156
Lateral Hardening-Fuse-60036314 | 13183
Lateral Hardening-Fuse-60036315 | 13183
Lateral Hardening-Fuse-60036344 | 13183
Lateral Hardening-Fuse-60037170 | 13163
Lateral Hardening-Fuse-60037174 | 13163
Lateral Hardening-Fuse-60037223 | 13163
Lateral Hardening-Fuse-60037437 | 13333
Lateral Hardening-Fuse-60037448 | 13333
Lateral Hardening-Fuse-60037530 | 13333
Lateral Hardening-Fuse-60037693 | 13189
Lateral Hardening-Fuse-60037717 | 13189
Lateral Hardening-Fuse-60037718 | 13189
Lateral Hardening-Fuse-60037987 | 13399
Lateral Hardening-Fuse-60037992 | 13399
Lateral Hardening-Fuse-60038004 | 13399
Lateral Hardening-Fuse-60038615 | 13039
Lateral Hardening-Fuse-60038626 | 13039
Lateral Hardening-Fuse-60038633 | 13039
Lateral Hardening-Fuse-60038639 | 13039
Lateral Hardening-Fuse-60038640 | 13039
Lateral Hardening-Fuse-60038642 | 13039
Lateral Hardening-Fuse-60038722 | 13490
Lateral Hardening-Fuse-60039784 | 13140
Lateral Hardening-Fuse-60039884 | 13294
Lateral Hardening-Fuse-60039904 | 13373
Lateral Hardening-Fuse-60040069 | 13180
Lateral Hardening-Fuse-60040223 | 14001
Lateral Hardening-Fuse-60041755 | 13221
Lateral Hardening-Fuse-60041756 | 13221
Lateral Hardening-Fuse-60041762 | 13221
Lateral Hardening-Fuse-60042278 | 13039
Lateral Hardening-Fuse-60042279 | 13039
Lateral Hardening-Fuse-60042290 | 13039
Lateral Hardening-Fuse-60042489 | 13039
Lateral Hardening-Fuse-60042505 | 13039
Lateral Hardening-Fuse-60042719 | 13310
Lateral Hardening-Fuse-60042726 | 13310
Lateral Hardening-Fuse-60042734 | 13310
Lateral Hardening-Fuse-60043695 | 13325
Lateral Hardening-Fuse-60043762 | 13325
Lateral Hardening-Fuse-60043772 | 13325
Lateral Hardening-Fuse-60043774 | 13325
Lateral Hardening-Fuse-60043973 | 13211
Lateral Hardening-Fuse-60043986 | 13211
Lateral Hardening-Fuse-60044009 | 13211
Lateral Hardening-Fuse-60044017 | 13211
Lateral Hardening-Fuse-60044019 | 13211
Lateral Hardening-Fuse-60044023 | 13211
Lateral Hardening-Fuse-60044034 | 13211
Lateral Hardening-Fuse-60044047 | 13211
Lateral Hardening-Fuse-60044065 | 13211
Lateral Hardening-Fuse-60044801 | 13180
Lateral Hardening-Fuse-60044927 | 13288
Lateral Hardening-Fuse-60044940 | 13288
Lateral Hardening-Fuse-60044987 | 13288
Lateral Hardening-Fuse-60045012 | 13288
Lateral Hardening-Fuse-60045457 | 13217
Lateral Hardening-Fuse-60046361 | 13310
Lateral Hardening-Fuse-60046402 | 13310
Lateral Hardening-Fuse-60046437 | 13310
Lateral Hardening-Fuse-60046446 | 13310
Lateral Hardening-Fuse-60046464 | 13310
Lateral Hardening-Fuse-60046508 | 13310
Lateral Hardening-Fuse-60046541 | 13310
Lateral Hardening-Fuse-60046549 | 13310
Lateral Hardening-Fuse-60046557 | 13310
Lateral Hardening-Fuse-60046608 | 13310
Lateral Hardening-Fuse-60046683 | 13448
Lateral Hardening-Fuse-60046854 | 13228
Lateral Hardening-Fuse-60047114 | 13228
Lateral Hardening-Fuse-60047144 | 13228
Lateral Hardening-Fuse-60047158 | 13228
Lateral Hardening-Fuse-60047164 | 13228
Lateral Hardening-Fuse-60047220 | 13228
Lateral Hardening-Fuse-60047241 | 13228
Lateral Hardening-Fuse-60047246 | 13228
Lateral Hardening-Fuse-60047264 | 13228
Lateral Hardening-Fuse-60047317 | 13228
Lateral Hardening-Fuse-60047463 | 13350
Lateral Hardening-Fuse-60047741 | 13052
Lateral Hardening-Fuse-60047772 | 13052
Lateral Hardening-Fuse-60048286 | 13591
Lateral Hardening-Fuse-60048288 | 13591
Lateral Hardening-Fuse-60048290 | 13591
Lateral Hardening-Fuse-60048514 | 13405
Lateral Hardening-Fuse-60048598 | 13621
Lateral Hardening-Fuse-60048693 | 13621
Lateral Hardening-Fuse-60048694 | 13621
Lateral Hardening-Fuse-60048697 | 13621
Lateral Hardening-Fuse-60048702 | 13621
Lateral Hardening-Fuse-60048705 | 13621
Lateral Hardening-Fuse-60048708 | 13621
Lateral Hardening-Fuse-60048709 | 13621
Lateral Hardening-Fuse-60048713 | 13621
Lateral Hardening-Fuse-60048723 | 13236
Lateral Hardening-Fuse-60048726 | 13648
Lateral Hardening-Fuse-60048729 | 13622
Lateral Hardening-Fuse-60048797 | 13622
Lateral Hardening-Fuse-60048809 | 13622
Lateral Hardening-Fuse-60048821 | 13622
Lateral Hardening-Fuse-60048832 | 13622
Lateral Hardening-Fuse-60048848 | 13622
Lateral Hardening-Fuse-60048858 | 13622
Lateral Hardening-Fuse-60050458 | 13504
Lateral Hardening-Fuse-60056895 | 13622
Lateral Hardening-Fuse-60056898 | 13622
Lateral Hardening-Fuse-60056899 | 13622
Lateral Hardening-Fuse-60056915 | 13622
Lateral Hardening-Fuse-60056931 | 13622
Lateral Hardening-Fuse-60057303 | 13417
Lateral Hardening-Fuse-60057615 | 13199
Lateral Hardening-Fuse-60057784 | 13071
Lateral Hardening-Fuse-60057785 | 13071
Lateral Hardening-Fuse-60058518 | 13420
Lateral Hardening-Fuse-60058545 | 13279
Lateral Hardening-Fuse-60058546 | 13279
Lateral Hardening-Fuse-60058601 | 13610
Lateral Hardening-Fuse-60058603 | 13610
Lateral Hardening-Fuse-60058607 | 13610
Lateral Hardening-Fuse-60058616 | 13610
Lateral Hardening-Fuse-60058620 | 13610
Lateral Hardening-Fuse-60058624 | 13021
Lateral Hardening-Fuse-60058683 | 13021
Lateral Hardening-Fuse-60058690 | 13021
Lateral Hardening-Fuse-60058760 | 13010
Lateral Hardening-Fuse-60059223 | 13205
Lateral Hardening-Fuse-60059224 | 13205
Lateral Hardening-Fuse-60059277 | 13205
Lateral Hardening-Fuse-60059279 | 13205
Lateral Hardening-Fuse-60059309 | 13205
Lateral Hardening-Fuse-60059312 | 13205
Lateral Hardening-Fuse-60059324 | 13205
Lateral Hardening-Fuse-60059346 | 13205
Lateral Hardening-Fuse-60059448 | 13026
Lateral Hardening-Fuse-60059452 | 13026
Lateral Hardening-Fuse-60059457 | 13026
Lateral Hardening-Fuse-60059509 | 13026
Lateral Hardening-Fuse-60059524 | 13026
Lateral Hardening-Fuse-60060419 | 13198
Lateral Hardening-Fuse-60060541 | 13175
Lateral Hardening-Fuse-60060544 | 13175
Lateral Hardening-Fuse-60060549 | 13175
Lateral Hardening-Fuse-60060550 | 13175
Lateral Hardening-Fuse-60060554 | 13175
Lateral Hardening-Fuse-60060564 | 13175
Lateral Hardening-Fuse-60060568 | 13175
Lateral Hardening-Fuse-60060570 | 13175
Lateral Hardening-Fuse-60060623 | 13175
Lateral Hardening-Fuse-60060940 | 13208
Lateral Hardening-Fuse-60061742 | 13005
Lateral Hardening-Fuse-60061779 | 13668
Lateral Hardening-Fuse-60061785 | 13668
Lateral Hardening-Fuse-60061787 | 13668
Lateral Hardening-Fuse-60061791 | 13668
Lateral Hardening-Fuse-60061803 | 13668
Lateral Hardening-Fuse-60061806 | 13668
Lateral Hardening-Fuse-60062649 | 13204
Lateral Hardening-Fuse-60062651 | 13204
Lateral Hardening-Fuse-60062681 | 13204
Lateral Hardening-Fuse-60062686 | 13204
Lateral Hardening-Fuse-60062698 | 13204
Lateral Hardening-Fuse-60062700 | 13204
Lateral Hardening-Fuse-60062706 | 13204
Lateral Hardening-Fuse-60062709 | 13204
Lateral Hardening-Fuse-60062751 | 13418
Lateral Hardening-Fuse-60062768 | 13418
Lateral Hardening-Fuse-60063258 | 13419
Lateral Hardening-Fuse-60063259 | 13419
Lateral Hardening-Fuse-60064880 | 13417
Lateral Hardening-Fuse-60064883 | 13417
Lateral Hardening-Fuse-60064885 | 13417
Lateral Hardening-Fuse-60065122 | 13028
Lateral Hardening-Fuse-60065132 | 13028
Lateral Hardening-Fuse-60065134 | 13028
Lateral Hardening-Fuse-60065278 | 13078
Lateral Hardening-Fuse-60065282 | 13278
Lateral Hardening-Fuse-60065305 | 13278
Lateral Hardening-Fuse-60065835 | 13405
Lateral Hardening-Fuse-60065886 | 14275
Lateral Hardening-Fuse-60065898 | 14275
Lateral Hardening-Fuse-60068037 | 13139
Lateral Hardening-Fuse-60068039 | 13139
Lateral Hardening-Fuse-60068040 | 13139
Lateral Hardening-Fuse-60068041 | 13139
Lateral Hardening-Fuse-60068042 | 13139
Lateral Hardening-Fuse-60068043 | 13139
Lateral Hardening-Fuse-60068046 | 13139
Lateral Hardening-Fuse-60068049 | 13139
Lateral Hardening-Fuse-60068097 | 13072
Lateral Hardening-Fuse-60068869 | 13204
Lateral Hardening-Fuse-60068910 | 13204
Lateral Hardening-Fuse-60068912 | 13204
Lateral Hardening-Fuse-60068913 | 13204
Lateral Hardening-Fuse-60068917 | 13204
Lateral Hardening-Fuse-60068921 | 13204
Lateral Hardening-Fuse-60068929 | 13204
Lateral Hardening-Fuse-60069040 | 13048
Lateral Hardening-Fuse-60069066 | 13048
Lateral Hardening-Fuse-60069069 | 13048
Lateral Hardening-Fuse-60069100 | 13906
Lateral Hardening-Fuse-60069111 | 13461
Lateral Hardening-Fuse-60069121 | 13461
Lateral Hardening-Fuse-60069123 | 13461
Lateral Hardening-Fuse-60069150 | 13057
Lateral Hardening-Fuse-60069197 | 13461
Lateral Hardening-Fuse-60069782 | 13026
Lateral Hardening-Fuse-60069818 | 13051
Lateral Hardening-Fuse-60069819 | 13051
Lateral Hardening-Fuse-60069823 | 13051
Lateral Hardening-Fuse-60069888 | 13610
Lateral Hardening-Fuse-60069893 | 13610
Lateral Hardening-Fuse-60069930 | 13610
Lateral Hardening-Fuse-60069931 | 13610
Lateral Hardening-Fuse-60069964 | 13046
Lateral Hardening-Fuse-60069967 | 13046
Lateral Hardening-Fuse-60069971 | 13046
Lateral Hardening-Fuse-60069977 | 13046
Lateral Hardening-Fuse-60069989 | 13046
Lateral Hardening-Fuse-60069992 | 13046
Lateral Hardening-Fuse-60069998 | 13046
Lateral Hardening-Fuse-60070000 | 13046
Lateral Hardening-Fuse-60070002 | 13046
Lateral Hardening-Fuse-60070006 | 13046
Lateral Hardening-Fuse-60070015 | 13046
Lateral Hardening-Fuse-60070085 | 13046
Lateral Hardening-Fuse-60070087 | 13046
Lateral Hardening-Fuse-60070111 | 13112
Lateral Hardening-Fuse-60070155 | 13061
Lateral Hardening-Fuse-60070195 | 13061
Lateral Hardening-Fuse-60070196 | 13061
Lateral Hardening-Fuse-60070204 | 13061
Lateral Hardening-Fuse-60070205 | 13061
Lateral Hardening-Fuse-60070529 | 13657
Lateral Hardening-Fuse-60070535 | 13657
Lateral Hardening-Fuse-60070539 | 13657
Lateral Hardening-Fuse-60071028 | 13077
Lateral Hardening-Fuse-60071030 | 13077
Lateral Hardening-Fuse-60071031 | 13077
Lateral Hardening-Fuse-60071032 | 13077
Lateral Hardening-Fuse-60071034 | 13077
Lateral Hardening-Fuse-60071035 | 13077
Lateral Hardening-Fuse-60071434 | 13417
Lateral Hardening-Fuse-60072274 | 13079
Lateral Hardening-Fuse-60072540 | 13053
Lateral Hardening-Fuse-60072541 | 13053
Lateral Hardening-Fuse-60072551 | 13053
Lateral Hardening-Fuse-60072578 | 13053
Lateral Hardening-Fuse-60072651 | 13111
Lateral Hardening-Fuse-60072656 | 13111
Lateral Hardening-Fuse-60072734 | 13111
Lateral Hardening-Fuse-60072741 | 13111
Lateral Hardening-Fuse-60072743 | 13111
Lateral Hardening-Fuse-60072751 | 13111
Lateral Hardening-Fuse-60072753 | 13111
Lateral Hardening-Fuse-60072754 | 13111
Lateral Hardening-Fuse-60072755 | 13111
Lateral Hardening-Fuse-60072757 | 13111
Lateral Hardening-Fuse-60072764 | 13111
Lateral Hardening-Fuse-60072765 | 13111
Lateral Hardening-Fuse-60072766 | 13111
Lateral Hardening-Fuse-60072768 | 13111
Lateral Hardening-Fuse-60072887 | 13786
Lateral Hardening-Fuse-60072913 | 13063
Lateral Hardening-Fuse-60073786 | 13082
Lateral Hardening-Fuse-60073788 | 13082
Lateral Hardening-Fuse-60073790 | 13082
Lateral Hardening-Fuse-60073796 | 13082
Lateral Hardening-Fuse-60073800 | 13082
Lateral Hardening-Fuse-60073802 | 13082
Lateral Hardening-Fuse-60073803 | 13082
Lateral Hardening-Fuse-60073804 | 13082
Lateral Hardening-Fuse-60073811 | 13082
Lateral Hardening-Fuse-60073813 | 13082
Lateral Hardening-Fuse-60073820 | 13082
Lateral Hardening-Fuse-60074523 | 13051
Lateral Hardening-Fuse-60074888 | 13668
Lateral Hardening-Fuse-60075639 | 13077
Lateral Hardening-Fuse-60075640 | 13077
Lateral Hardening-Fuse-60075666 | 13122
Lateral Hardening-Fuse-60075873 | 13122
Lateral Hardening-Fuse-60075908 | 13122
Lateral Hardening-Fuse-60076345 | 13661
Lateral Hardening-Fuse-60076375 | 13036
Lateral Hardening-Fuse-60076425 | 13164
Lateral Hardening-Fuse-60076446 | 13036
Lateral Hardening-Fuse-60076447 | 13036
Lateral Hardening-Fuse-60076448 | 13036
Lateral Hardening-Fuse-60076449 | 13036
Lateral Hardening-Fuse-60076821 | 13121
Lateral Hardening-Fuse-60076834 | 13121
Lateral Hardening-Fuse-60076894 | 13121
Lateral Hardening-Fuse-60076896 | 13121
Lateral Hardening-Fuse-60076917 | 13121
Lateral Hardening-Fuse-60076924 | 13121
Lateral Hardening-Fuse-60077605 | 13079
Lateral Hardening-Fuse-60077624 | 13079
Lateral Hardening-Fuse-60077860 | 13153
Lateral Hardening-Fuse-60077871 | 13153
Lateral Hardening-Fuse-60077875 | 13153
Lateral Hardening-Fuse-60077876 | 13153
Lateral Hardening-Fuse-60077878 | 13153
Lateral Hardening-Fuse-60077880 | 13153
Lateral Hardening-Fuse-60077881 | 13153
Lateral Hardening-Fuse-60077882 | 13443
Lateral Hardening-Fuse-60077885 | 13443
Lateral Hardening-Fuse-60077887 | 13443
Lateral Hardening-Fuse-60077889 | 13443
Lateral Hardening-Fuse-60077890 | 13443
Lateral Hardening-Fuse-60077891 | 13443
Lateral Hardening-Fuse-60077909 | 13443
Lateral Hardening-Fuse-60077910 | 13443
Lateral Hardening-Fuse-60077911 | 13443
Lateral Hardening-Fuse-60077913 | 13153
Lateral Hardening-Fuse-60077914 | 13153
Lateral Hardening-Fuse-60077915 | 13153
Lateral Hardening-Fuse-60077916 | 13153
Lateral Hardening-Fuse-60077918 | 13153
Lateral Hardening-Fuse-60077922 | 13153
Lateral Hardening-Fuse-60077924 | 13153
Lateral Hardening-Fuse-60077926 | 13153
Lateral Hardening-Fuse-60077927 | 13153
Lateral Hardening-Fuse-60077931 | 13153
Lateral Hardening-Fuse-60079238 | 13138
Lateral Hardening-Fuse-60079253 | 13138
Lateral Hardening-Fuse-60079254 | 13138
Lateral Hardening-Fuse-60079330 | 13136
Lateral Hardening-Fuse-60079353 | 13138
Lateral Hardening-Fuse-60079455 | 13483
Lateral Hardening-Fuse-60080443 | 14000
Lateral Hardening-Fuse-60080446 | 14000
Lateral Hardening-Fuse-60080581 | 14000
Lateral Hardening-Fuse-60080856 | 13207
Lateral Hardening-Fuse-60080883 | 13449
Lateral Hardening-Fuse-60080932 | 13122
Lateral Hardening-Fuse-60081129 | 13045
Lateral Hardening-Fuse-60081130 | 13045
Lateral Hardening-Fuse-60081134 | 13045
Lateral Hardening-Fuse-60081135 | 13045
Lateral Hardening-Fuse-60081239 | 13082
Lateral Hardening-Fuse-60081240 | 13082
Lateral Hardening-Fuse-60081242 | 13082
Lateral Hardening-Fuse-60081246 | 13082
Lateral Hardening-Fuse-60081251 | 13082
Lateral Hardening-Fuse-60081630 | 13418
Lateral Hardening-Fuse-60081632 | 13418
Lateral Hardening-Fuse-60081634 | 13418
Lateral Hardening-Fuse-60081636 | 13418
Lateral Hardening-Fuse-60081638 | 13418
Lateral Hardening-Fuse-60081644 | 13418
Lateral Hardening-Fuse-60081646 | 13418
Lateral Hardening-Fuse-60081648 | 13418
Lateral Hardening-Fuse-60081658 | 13418
Lateral Hardening-Fuse-60081660 | 13418
Lateral Hardening-Fuse-60081662 | 13418
Lateral Hardening-Fuse-60081731 | 13358
Lateral Hardening-Fuse-60081732 | 13358
Lateral Hardening-Fuse-60081751 | 13035
Lateral Hardening-Fuse-60082088 | 13447
Lateral Hardening-Fuse-60082906 | 13091
Lateral Hardening-Fuse-60082917 | 13091
Lateral Hardening-Fuse-60082932 | 13091
Lateral Hardening-Fuse-60083264 | 13123
Lateral Hardening-Fuse-60084307 | 13786
Lateral Hardening-Fuse-60084363 | 13422
Lateral Hardening-Fuse-60084380 | 13422
Lateral Hardening-Fuse-60084391 | 13080
Lateral Hardening-Fuse-60084392 | 13080
Lateral Hardening-Fuse-60084637 | 13059
Lateral Hardening-Fuse-60087041 | 13079
Lateral Hardening-Fuse-60087052 | 13359
Lateral Hardening-Fuse-60087053 | 13359
Lateral Hardening-Fuse-60087285 | 13359
Lateral Hardening-Fuse-60087359 | 13164
Lateral Hardening-Fuse-60087488 | 13036
Lateral Hardening-Fuse-60088175 | 13139
Lateral Hardening-Fuse-60088181 | 13139
Lateral Hardening-Fuse-60088182 | 13139
Lateral Hardening-Fuse-60088184 | 13139
Lateral Hardening-Fuse-60088186 | 13139
Lateral Hardening-Fuse-60088199 | 13139
Lateral Hardening-Fuse-60088200 | 13139
Lateral Hardening-Fuse-60088410 | 13073
Lateral Hardening-Fuse-60088566 | 13510
Lateral Hardening-Fuse-60088567 | 13510
Lateral Hardening-Fuse-60088568 | 13510
Lateral Hardening-Fuse-60089041 | 13219
Lateral Hardening-Fuse-60090174 | 13162
Lateral Hardening-Fuse-60090178 | 13162
Lateral Hardening-Fuse-60090179 | 13162
Lateral Hardening-Fuse-60090214 | 13162
Lateral Hardening-Fuse-60090589 | 13492
Lateral Hardening-Fuse-60092324 | 13021
Lateral Hardening-Fuse-60093415 | 13520
Lateral Hardening-Fuse-60094069 | 13533
Lateral Hardening-Fuse-60094815 | 13491
Lateral Hardening-Fuse-60094909 | 13531
Lateral Hardening-Fuse-60094912 | 13531
Lateral Hardening-Fuse-60094921 | 13531
Lateral Hardening-Fuse-60096423 | 13739
Lateral Hardening-Fuse-60096424 | 13739
Lateral Hardening-Fuse-60096425 | 13739
Lateral Hardening-Fuse-60096583 | 13059
Lateral Hardening-Fuse-60097512 | 13139
Lateral Hardening-Fuse-60099090 | 13453
Lateral Hardening-Fuse-60099092 | 13453
Lateral Hardening-Fuse-60100181 | 13531
Lateral Hardening-Fuse-60100195 | 13531
Lateral Hardening-Fuse-60101193 | 13635
Lateral Hardening-Fuse-60102109 | 13670
Lateral Hardening-Fuse-60102577 | 13677
Lateral Hardening-Fuse-60102708 | 13043
Lateral Hardening-Fuse-60102897 | 13043
Lateral Hardening-Fuse-60104155 | 13303
Lateral Hardening-Fuse-60104318 | 13334
Lateral Hardening-Fuse-60104319 | 13334
Lateral Hardening-Fuse-60104320 | 13334
Lateral Hardening-Fuse-60104322 | 13334
Lateral Hardening-Fuse-60104332 | 13079
Lateral Hardening-Fuse-60104341 | 13334
Lateral Hardening-Fuse-60104344 | 13079
Lateral Hardening-Fuse-60104598 | 13740
Lateral Hardening-Fuse-60104601 | 13740
Lateral Hardening-Fuse-60104604 | 13740
Lateral Hardening-Fuse-60105297 | 13030
Lateral Hardening-Fuse-60105301 | 13030
Lateral Hardening-Fuse-60105304 | 13030
Lateral Hardening-Fuse-60105311 | 13030
Lateral Hardening-Fuse-60105320 | 13030
Lateral Hardening-Fuse-60105323 | 13030
Lateral Hardening-Fuse-60105326 | 13473
Lateral Hardening-Fuse-60105327 | 13473
Lateral Hardening-Fuse-60105331 | 13473
Lateral Hardening-Fuse-60105333 | 13030
Lateral Hardening-Fuse-60105334 | 13030
Lateral Hardening-Fuse-60105335 | 13030
Lateral Hardening-Fuse-60105502 | 13030
Lateral Hardening-Fuse-60105504 | 13030
Lateral Hardening-Fuse-60105505 | 13030
Lateral Hardening-Fuse-60105510 | 13030
Lateral Hardening-Fuse-60105572 | 13030
Lateral Hardening-Fuse-60105573 | 13030
Lateral Hardening-Fuse-60105923 | 13753
Lateral Hardening-Fuse-60105982 | 13586
Lateral Hardening-Fuse-60106849 | 13672
Lateral Hardening-Fuse-60107060 | 13672
Lateral Hardening-Fuse-60107076 | 13669
Lateral Hardening-Fuse-60107288 | 13737
Lateral Hardening-Fuse-60107459 | 13491
Lateral Hardening-Fuse-60108272 | 13895
Lateral Hardening-Fuse-60108553 | 13600
Lateral Hardening-Fuse-60109620 | 13511
Lateral Hardening-Fuse-60110399 | 13738
Lateral Hardening-Fuse-60110680 | 13750
Lateral Hardening-Fuse-60110867 | 13512
Lateral Hardening-Fuse-60110868 | 13512
Lateral Hardening-Fuse-60111391 | 13748
Lateral Hardening-Fuse-60111392 | 13748
Lateral Hardening-Fuse-60112131 | 13030
Lateral Hardening-Fuse-60112133 | 13473
Lateral Hardening-Fuse-60114848 | 13600
Lateral Hardening-Fuse-60114850 | 13600
Lateral Hardening-Fuse-60114852 | 13600
Lateral Hardening-Fuse-60114854 | 13600
Lateral Hardening-Fuse-60114858 | 13600
Lateral Hardening-Fuse-60114860 | 13600
Lateral Hardening-Fuse-60114864 | 13600
Lateral Hardening-Fuse-60114871 | 13600
Lateral Hardening-Fuse-60114876 | 13600
Lateral Hardening-Fuse-60114878 | 13600
Lateral Hardening-Fuse-60114880 | 13600
Lateral Hardening-Fuse-60114882 | 13600
Lateral Hardening-Fuse-60117196 | 13089
Lateral Hardening-Fuse-60117209 | 13089
Lateral Hardening-Fuse-60117210 | 13089
Lateral Hardening-Fuse-60117212 | 13089
Lateral Hardening-Fuse-60117216 | 13089
Lateral Hardening-Fuse-60117218 | 13089
Lateral Hardening-Fuse-60117220 | 13089
Lateral Hardening-Fuse-60117374 | 13089
Lateral Hardening-Fuse-60117377 | 13101
Lateral Hardening-Fuse-60117378 | 13101
Lateral Hardening-Fuse-60117404 | 13101
Lateral Hardening-Fuse-60117757 | 13749
Lateral Hardening-Fuse-60117810 | 13750
Lateral Hardening-Fuse-60117811 | 13750
Lateral Hardening-Fuse-60117888 | 13750
Lateral Hardening-Fuse-60117949 | 13750
Lateral Hardening-Fuse-60117950 | 13750
Lateral Hardening-Fuse-60118006 | 13102
Lateral Hardening-Fuse-60118007 | 13102
Lateral Hardening-Fuse-60118012 | 13102
Lateral Hardening-Fuse-60118366 | 13096
Lateral Hardening-Fuse-60118967 | 13097
Lateral Hardening-Fuse-60118975 | 13103
Lateral Hardening-Fuse-60119800 | 13104
Lateral Hardening-Fuse-60119818 | 13104
Lateral Hardening-Fuse-60120310 | 13185
Lateral Hardening-Fuse-60120336 | 13185
Lateral Hardening-Fuse-60120357 | 13185
Lateral Hardening-Fuse-60120359 | 13185
Lateral Hardening-Fuse-60120514 | 13185
Lateral Hardening-Fuse-60120858 | 13178
Lateral Hardening-Fuse-60121134 | 13546
Lateral Hardening-Fuse-60121140 | 13546
Lateral Hardening-Fuse-60121691 | 13870
Lateral Hardening-Fuse-60121754 | 13223
Lateral Hardening-Fuse-60122737 | 13103
Lateral Hardening-Fuse-60123284 | 13678
Lateral Hardening-Fuse-60123652 | 13102
Lateral Hardening-Fuse-60123654 | 13102
Lateral Hardening-Fuse-60123656 | 13102
Lateral Hardening-Fuse-60123660 | 13102
Lateral Hardening-Fuse-60123663 | 13102
Lateral Hardening-Fuse-60123665 | 13102
Lateral Hardening-Fuse-60123673 | 13102
Lateral Hardening-Fuse-60123687 | 13102
Lateral Hardening-Fuse-60123707 | 13186
Lateral Hardening-Fuse-60123787 | 13866
Lateral Hardening-Fuse-60123810 | 13186
Lateral Hardening-Fuse-60123822 | 13224
Lateral Hardening-Fuse-60123823 | 13224
Lateral Hardening-Fuse-60123864 | 13866
Lateral Hardening-Fuse-60123872 | 13224
Lateral Hardening-Fuse-60123880 | 13224
Lateral Hardening-Fuse-60123882 | 13224
Lateral Hardening-Fuse-60123933 | 13591
Lateral Hardening-Fuse-60124027 | 13218
Lateral Hardening-Fuse-60124029 | 13218
Lateral Hardening-Fuse-60124031 | 13218
Lateral Hardening-Fuse-60124033 | 13218
Lateral Hardening-Fuse-60124035 | 13218
Lateral Hardening-Fuse-60124037 | 13218
Lateral Hardening-Fuse-60124039 | 13218
Lateral Hardening-Fuse-60124041 | 13218
Lateral Hardening-Fuse-60124043 | 13218
Lateral Hardening-Fuse-60124047 | 13218
Lateral Hardening-Fuse-60124049 | 13218
Lateral Hardening-Fuse-60124051 | 13218
Lateral Hardening-Fuse-60124053 | 13218
Lateral Hardening-Fuse-60124055 | 13218
Lateral Hardening-Fuse-60124057 | 13218
Lateral Hardening-Fuse-60124060 | 13218
Lateral Hardening-Fuse-60124061 | 13218
Lateral Hardening-Fuse-60124064 | 13218
Lateral Hardening-Fuse-60124480 | 13825
Lateral Hardening-Fuse-60124532 | 13825
Lateral Hardening-Fuse-60124534 | 13825
Lateral Hardening-Fuse-60124537 | 13825
Lateral Hardening-Fuse-60124981 | 13400
Lateral Hardening-Fuse-60125239 | 13097
Lateral Hardening-Fuse-60125242 | 13097
Lateral Hardening-Fuse-60125259 | 13099
Lateral Hardening-Fuse-60125260 | 13099
Lateral Hardening-Fuse-60125364 | 13099
Lateral Hardening-Fuse-60125388 | 13099
Lateral Hardening-Fuse-60125410 | 13099
Lateral Hardening-Fuse-60125422 | 13099
Lateral Hardening-Fuse-60125643 | 14030
Lateral Hardening-Fuse-60125990 | 13099
Lateral Hardening-Fuse-60126782 | 13187
Lateral Hardening-Fuse-60127426 | 13352
Lateral Hardening-Fuse-60127652 | 13547
Lateral Hardening-Fuse-60127680 | 13826
Lateral Hardening-Fuse-60128345 | 13468
Lateral Hardening-Fuse-60128351 | 13468
Lateral Hardening-Fuse-60128356 | 13468
Lateral Hardening-Fuse-60128357 | 13468
Lateral Hardening-Fuse-60128360 | 13468
Lateral Hardening-Fuse-60128361 | 13468
Lateral Hardening-Fuse-60128362 | 13468
Lateral Hardening-Fuse-60128368 | 13468
Lateral Hardening-Fuse-60128376 | 13468
Lateral Hardening-Fuse-60128378 | 13468
Lateral Hardening-Fuse-60128381 | 13468
Lateral Hardening-Fuse-60128387 | 13468
Lateral Hardening-Fuse-60128478 | 13468
Lateral Hardening-Fuse-60128814 | 13592
Lateral Hardening-Fuse-60128815 | 13592
Lateral Hardening-Fuse-60129011 | 13839
Lateral Hardening-Fuse-60129536 | 13830
Lateral Hardening-Fuse-60129604 | 13946
Lateral Hardening-Fuse-60129633 | 13935
Lateral Hardening-Fuse-60129634 | 13935
Lateral Hardening-Fuse-60129635 | 13935
Lateral Hardening-Fuse-60129637 | 13935
Lateral Hardening-Fuse-60129638 | 13935
Lateral Hardening-Fuse-60129639 | 13935
Lateral Hardening-Fuse-60129642 | 13837
Lateral Hardening-Fuse-60129647 | 13837
Lateral Hardening-Fuse-60129674 | 13130
Lateral Hardening-Fuse-60129752 | 13837
Lateral Hardening-Fuse-60129753 | 13837
Lateral Hardening-Fuse-60129790 | 13130
Lateral Hardening-Fuse-60129899 | 13094
Lateral Hardening-Fuse-60130047 | 13939
Lateral Hardening-Fuse-60130098 | 13219
Lateral Hardening-Fuse-60130117 | 13219
Lateral Hardening-Fuse-60130323 | 14071
Lateral Hardening-Fuse-60130327 | 13096
Lateral Hardening-Fuse-60130841 | 13024
Lateral Hardening-Fuse-60130882 | 13064
Lateral Hardening-Fuse-60130949 | 13022
Lateral Hardening-Fuse-60130950 | 13022
Lateral Hardening-Fuse-60130951 | 13022
Lateral Hardening-Fuse-60130955 | 13022
Lateral Hardening-Fuse-60130956 | 13022
Lateral Hardening-Fuse-60130957 | 13022
Lateral Hardening-Fuse-60130958 | 13022
Lateral Hardening-Fuse-60130959 | 13022
Lateral Hardening-Fuse-60130960 | 13022
Lateral Hardening-Fuse-60130964 | 13022
Lateral Hardening-Fuse-60131018 | 13035
Lateral Hardening-Fuse-60131023 | 13067
Lateral Hardening-Fuse-60131041 | 13102
Lateral Hardening-Fuse-60131096 | 13420
Lateral Hardening-Fuse-60131098 | 13420
Lateral Hardening-Fuse-60131167 | 13030
Lateral Hardening-Fuse-60131176 | 13030
Lateral Hardening-Fuse-60131178 | 13030
Lateral Hardening-Fuse-60131251 | 13722
Lateral Hardening-Fuse-60131252 | 13722
Lateral Hardening-Fuse-60131257 | 13723
Lateral Hardening-Fuse-60131389 | 14030
Lateral Hardening-Fuse-60131429 | 13835
Lateral Hardening-Fuse-60131430 | 13835
Lateral Hardening-Fuse-60131458 | 13828
Lateral Hardening-Fuse-60131463 | 13828
Lateral Hardening-Fuse-60131612 | 13828
Lateral Hardening-Fuse-60131627 | 13836
Lateral Hardening-Fuse-60131630 | 13836
Lateral Hardening-Fuse-60131640 | 13836
Lateral Hardening-Fuse-60132671 | 13469
Lateral Hardening-Fuse-60133487 | 13172
Lateral Hardening-Fuse-60133559 | 13836
Lateral Hardening-Fuse-60133611 | 13826
Lateral Hardening-Fuse-60133620 | 13826
Lateral Hardening-Fuse-60133693 | 13172
Lateral Hardening-Fuse-60133698 | 13836
Lateral Hardening-Fuse-60133701 | 13836
Lateral Hardening-Fuse-60133702 | 13836
Lateral Hardening-Fuse-60133703 | 13836
Lateral Hardening-Fuse-60133704 | 13836
Lateral Hardening-Fuse-60133705 | 13836
Lateral Hardening-Fuse-60133706 | 13836
Lateral Hardening-Fuse-60133814 | 13836
Lateral Hardening-Fuse-60134133 | 13164
Lateral Hardening-Fuse-60134271 | 13772
Lateral Hardening-Fuse-60134343 | 13572
Lateral Hardening-Fuse-60135226 | 13837
Lateral Hardening-Fuse-60135425 | 13827
Lateral Hardening-Fuse-60135439 | 13838
Lateral Hardening-Fuse-60136454 | 13832
Lateral Hardening-Fuse-60136455 | 13832
Lateral Hardening-Fuse-60136456 | 13832
Lateral Hardening-Fuse-60136544 | 13832
Lateral Hardening-Fuse-60136588 | 13128
Lateral Hardening-Fuse-60136950 | 13326
Lateral Hardening-Fuse-60139184 | 13865
Lateral Hardening-Fuse-60139973 | 13225
Lateral Hardening-Fuse-60140011 | 14116
Lateral Hardening-Fuse-60140195 | 13546
Lateral Hardening-Fuse-60140423 | 13454
Lateral Hardening-Fuse-60140445 | 14114
Lateral Hardening-Fuse-60141070 | 13948
Lateral Hardening-Fuse-60141110 | 13434
Lateral Hardening-Fuse-60141115 | 13434
Lateral Hardening-Fuse-60141164 | 13434
Lateral Hardening-Fuse-60141222 | 13458
Lateral Hardening-Fuse-60141367 | 13460
Lateral Hardening-Fuse-60142151 | 13213
Lateral Hardening-Fuse-60142815 | 13798
Lateral Hardening-Fuse-60142845 | 13102
Lateral Hardening-Fuse-60143196 | 13934
Lateral Hardening-Fuse-60143389 | 13512
Lateral Hardening-Fuse-60143950 | 13839
Lateral Hardening-Fuse-60144143 | 13939
Lateral Hardening-Fuse-60144160 | 13939
Lateral Hardening-Fuse-60144161 | 13939
Lateral Hardening-Fuse-60144162 | 13939
Lateral Hardening-Fuse-60144163 | 13939
Lateral Hardening-Fuse-60144164 | 13939
Lateral Hardening-Fuse-60144172 | 13939
Lateral Hardening-Fuse-60144173 | 13939
Lateral Hardening-Fuse-60144176 | 13939
Lateral Hardening-Fuse-60144177 | 13939
Lateral Hardening-Fuse-60144204 | 13176
Lateral Hardening-Fuse-60144205 | 13176
Lateral Hardening-Fuse-60144246 | 13155
Lateral Hardening-Fuse-60144458 | 13167
Lateral Hardening-Fuse-60144460 | 13167
Lateral Hardening-Fuse-60145852 | 13294
Lateral Hardening-Fuse-60145853 | 13294
Lateral Hardening-Fuse-60145854 | 13294
Lateral Hardening-Fuse-60145858 | 13373
Lateral Hardening-Fuse-60145926 | 13236
Lateral Hardening-Fuse-60145938 | 13102
Lateral Hardening-Fuse-60146694 | 13326
Lateral Hardening-Fuse-60146703 | 13326
Lateral Hardening-Fuse-60146704 | 13326
Lateral Hardening-Fuse-60146751 | 13436
Lateral Hardening-Fuse-60146769 | 13436
Lateral Hardening-Fuse-60146776 | 13436
Lateral Hardening-Fuse-60146777 | 13436
Lateral Hardening-Fuse-60146802 | 13436
Lateral Hardening-Fuse-60146803 | 13436
Lateral Hardening-Fuse-60146805 | 13436
Lateral Hardening-Fuse-60146810 | 13436
Lateral Hardening-Fuse-60146811 | 13436
Lateral Hardening-Fuse-60146812 | 13436
Lateral Hardening-Fuse-60146814 | 13436
Lateral Hardening-Fuse-60147040 | 13436
Lateral Hardening-Fuse-60148118 | 14099
Lateral Hardening-Fuse-60148773 | 13461
Lateral Hardening-Fuse-60148775 | 13461
Lateral Hardening-Fuse-60148776 | 13461
Lateral Hardening-Fuse-60148791 | 14041
Lateral Hardening-Fuse-60149257 | 13034
Lateral Hardening-Fuse-60149261 | 13034
Lateral Hardening-Fuse-60149265 | 13034
Lateral Hardening-Fuse-60149284 | 13034
Lateral Hardening-Fuse-60149583 | 13426
Lateral Hardening-Fuse-60150711 | 13630
Lateral Hardening-Fuse-60150803 | 14011
Lateral Hardening-Fuse-60150863 | 13828
Lateral Hardening-Fuse-60151021 | 13747
Lateral Hardening-Fuse-60151023 | 13747
Lateral Hardening-Fuse-60152489 | 13691
Lateral Hardening-Fuse-60154550 | 13117
Lateral Hardening-Fuse-60154843 | 13162
Lateral Hardening-Fuse-60154854 | 13089
Lateral Hardening-Fuse-60154855 | 13089
Lateral Hardening-Fuse-60155072 | 13115
Lateral Hardening-Fuse-60155374 | 13418
Lateral Hardening-Fuse-60155388 | 13213
Lateral Hardening-Fuse-60156965 | 13118
Lateral Hardening-Fuse-60157083 | 14115
Lateral Hardening-Fuse-60157736 | 13911
Lateral Hardening-Fuse-60157737 | 13911
Lateral Hardening-Fuse-60157746 | 13911
Lateral Hardening-Fuse-60158788 | 14110
Lateral Hardening-Fuse-60160330 | 14123
Lateral Hardening-Fuse-60160732 | 13450
Lateral Hardening-Fuse-60161034 | 13910
Lateral Hardening-Fuse-60161429 | 13297
Lateral Hardening-Fuse-60161436 | 13297
Lateral Hardening-Fuse-60161437 | 13297
Lateral Hardening-Fuse-60161443 | 13297
Lateral Hardening-Fuse-60161474 | 13297
Lateral Hardening-Fuse-60162440 | 13373
Lateral Hardening-Fuse-60162663 | 13964
Lateral Hardening-Fuse-60162874 | 13443
Lateral Hardening-Fuse-60163288 | 13786
Lateral Hardening-Fuse-60163290 | 13786
Lateral Hardening-Fuse-60163299 | 13786
Lateral Hardening-Fuse-60163300 | 13786
Lateral Hardening-Fuse-60163301 | 13786
Lateral Hardening-Fuse-60163302 | 13786
Lateral Hardening-Fuse-60163325 | 13298
Lateral Hardening-Fuse-60163369 | 13963
Lateral Hardening-Fuse-60163569 | 13585
Lateral Hardening-Fuse-60163616 | 13471
Lateral Hardening-Fuse-60163631 | 13471
Lateral Hardening-Fuse-60164838 | 13371
Lateral Hardening-Fuse-60164901 | 13105
Lateral Hardening-Fuse-60165035 | 13105
Lateral Hardening-Fuse-60165069 | 13105
Lateral Hardening-Fuse-60165355 | 13756
Lateral Hardening-Fuse-60165357 | 13756
Lateral Hardening-Fuse-60165361 | 13756
Lateral Hardening-Fuse-60165397 | 13696
Lateral Hardening-Fuse-60165401 | 13696
Lateral Hardening-Fuse-60165416 | 13699
Lateral Hardening-Fuse-60165438 | 13699
Lateral Hardening-Fuse-60165929 | 13309
Lateral Hardening-Fuse-60166027 | 13471
Lateral Hardening-Fuse-60166028 | 13471
Lateral Hardening-Fuse-60166031 | 13309
Lateral Hardening-Fuse-60166032 | 13309
Lateral Hardening-Fuse-60166033 | 13309
Lateral Hardening-Fuse-60166130 | 13292
Lateral Hardening-Fuse-60166344 | 13291
Lateral Hardening-Fuse-60166657 | 13579
Lateral Hardening-Fuse-60166668 | 13579
Lateral Hardening-Fuse-60166670 | 13579
Lateral Hardening-Fuse-60166994 | 13293
Lateral Hardening-Fuse-60166995 | 13293
Lateral Hardening-Fuse-60166996 | 13293
Lateral Hardening-Fuse-60166997 | 13293
Lateral Hardening-Fuse-60166998 | 13293
Lateral Hardening-Fuse-60167012 | 13293
Lateral Hardening-Fuse-60167015 | 13924
Lateral Hardening-Fuse-60167578 | 13840
Lateral Hardening-Fuse-60167580 | 13840
Lateral Hardening-Fuse-60168045 | 13514
Lateral Hardening-Fuse-60168640 | 14266
Lateral Hardening-Fuse-60168873 | 13473
Lateral Hardening-Fuse-60168892 | 13473
Lateral Hardening-Fuse-60168916 | 13473
Lateral Hardening-Fuse-60168942 | 13473
Lateral Hardening-Fuse-60168944 | 13473
Lateral Hardening-Fuse-60168946 | 13473
Lateral Hardening-Fuse-60168950 | 13473
Lateral Hardening-Fuse-60169426 | 13516
Lateral Hardening-Fuse-60169428 | 13516
Lateral Hardening-Fuse-60169478 | 13516
Lateral Hardening-Fuse-60169592 | 13516
Lateral Hardening-Fuse-60169602 | 13516
Lateral Hardening-Fuse-60170299 | 13348
Lateral Hardening-Fuse-60170304 | 13221
Lateral Hardening-Fuse-60170354 | 13217
Lateral Hardening-Fuse-60170358 | 13217
Lateral Hardening-Fuse-60170395 | 13005
Lateral Hardening-Fuse-60170397 | 13005
Lateral Hardening-Fuse-60170422 | 13071
Lateral Hardening-Fuse-60170424 | 13071
Lateral Hardening-Fuse-60170460 | 13138
Lateral Hardening-Fuse-60170464 | 13138
Lateral Hardening-Fuse-60170502 | 13204
Lateral Hardening-Fuse-60170504 | 13204
Lateral Hardening-Fuse-60170521 | 13358
Lateral Hardening-Fuse-60170556 | 13984
Lateral Hardening-Fuse-60170567 | 13657
Lateral Hardening-Fuse-60170586 | 13698
Lateral Hardening-Fuse-60170630 | 13092
Lateral Hardening-Fuse-60170634 | 13178
Lateral Hardening-Fuse-60170635 | 13178
Lateral Hardening-Fuse-60170746 | 13094
Lateral Hardening-Fuse-60170834 | 13291
Lateral Hardening-Fuse-60171066 | 13241
Lateral Hardening-Fuse-60171085 | 13241
Lateral Hardening-Fuse-60171087 | 13241
Lateral Hardening-Fuse-60171331 | 13863
Lateral Hardening-Fuse-60171372 | 13296
Lateral Hardening-Fuse-60171375 | 13296
Lateral Hardening-Fuse-60171426 | 13577
Lateral Hardening-Fuse-60171778 | 13698
Lateral Hardening-Fuse-60171933 | 13698
Lateral Hardening-Fuse-60171942 | 13698
Lateral Hardening-Fuse-60171996 | 13964
Lateral Hardening-Fuse-60172023 | 13968
Lateral Hardening-Fuse-60172025 | 13968
Lateral Hardening-Fuse-60172026 | 13968
Lateral Hardening-Fuse-60172027 | 13968
Lateral Hardening-Fuse-60172028 | 13968
Lateral Hardening-Fuse-60172029 | 13968
Lateral Hardening-Fuse-60172030 | 13968
Lateral Hardening-Fuse-60172031 | 13968
Lateral Hardening-Fuse-60172032 | 13968
Lateral Hardening-Fuse-60172033 | 13968
Lateral Hardening-Fuse-60172035 | 13968
Lateral Hardening-Fuse-60172036 | 13968
Lateral Hardening-Fuse-60172038 | 13968
Lateral Hardening-Fuse-60172039 | 13968
Lateral Hardening-Fuse-60172040 | 13968
Lateral Hardening-Fuse-60172102 | 13311
Lateral Hardening-Fuse-60172344 | 13927
Lateral Hardening-Fuse-60172348 | 13927
Lateral Hardening-Fuse-60172756 | 13147
Lateral Hardening-Fuse-60172906 | 13840
Lateral Hardening-Fuse-60172930 | 13918
Lateral Hardening-Fuse-60172932 | 13922
Lateral Hardening-Fuse-60172934 | 13918
Lateral Hardening-Fuse-60172941 | 13918
Lateral Hardening-Fuse-60173252 | 14071
Lateral Hardening-Fuse-60173258 | 13096
Lateral Hardening-Fuse-60174230 | 13098
Lateral Hardening-Fuse-60174233 | 13098
Lateral Hardening-Fuse-60174239 | 13098
Lateral Hardening-Fuse-60174240 | 13098
Lateral Hardening-Fuse-60174245 | 13098
Lateral Hardening-Fuse-60174257 | 13098
Lateral Hardening-Fuse-60174258 | 13098
Lateral Hardening-Fuse-60174261 | 13098
Lateral Hardening-Fuse-60174277 | 13098
Lateral Hardening-Fuse-60174285 | 13098
Lateral Hardening-Fuse-60174562 | 13146
Lateral Hardening-Fuse-60174564 | 13146
Lateral Hardening-Fuse-60174565 | 13146
Lateral Hardening-Fuse-60174570 | 13146
Lateral Hardening-Fuse-60174585 | 13146
Lateral Hardening-Fuse-60174624 | 13787
Lateral Hardening-Fuse-60174722 | 13924
Lateral Hardening-Fuse-60174723 | 13924
Lateral Hardening-Fuse-60174741 | 13924
Lateral Hardening-Fuse-60174742 | 13924
Lateral Hardening-Fuse-60174771 | 13391
Lateral Hardening-Fuse-60174795 | 13372
Lateral Hardening-Fuse-60174847 | 13372
Lateral Hardening-Fuse-60175274 | 13011
Lateral Hardening-Fuse-60175285 | 13011
Lateral Hardening-Fuse-60175287 | 13011
Lateral Hardening-Fuse-60175349 | 13464
Lateral Hardening-Fuse-60175616 | 13096
Lateral Hardening-Fuse-60176033 | 13972
Lateral Hardening-Fuse-60176171 | 13292
Lateral Hardening-Fuse-60176172 | 13292
Lateral Hardening-Fuse-60176321 | 13661
Lateral Hardening-Fuse-60177069 | 13096
Lateral Hardening-Fuse-60177071 | 14071
Lateral Hardening-Fuse-60177143 | 13312
Lateral Hardening-Fuse-60177255 | 13030
Lateral Hardening-Fuse-60177256 | 13030
Lateral Hardening-Fuse-60177257 | 13030
Lateral Hardening-Fuse-60177381 | 13030
Lateral Hardening-Fuse-60178301 | 13414
Lateral Hardening-Fuse-60178315 | 13414
Lateral Hardening-Fuse-60178328 | 13722
Lateral Hardening-Fuse-60178350 | 13723
Lateral Hardening-Fuse-60178351 | 13723
Lateral Hardening-Fuse-60178629 | 13921
Lateral Hardening-Fuse-60179134 | 13001
Lateral Hardening-Fuse-60179144 | 13001
Lateral Hardening-Fuse-60179191 | 13001
Lateral Hardening-Fuse-60179207 | 13001
Lateral Hardening-Fuse-60179209 | 13001
Lateral Hardening-Fuse-60179211 | 13001
Lateral Hardening-Fuse-60179215 | 13001
Lateral Hardening-Fuse-60179217 | 13001
Lateral Hardening-Fuse-60179219 | 13001
Lateral Hardening-Fuse-60179221 | 13001
Lateral Hardening-Fuse-60179282 | 13001
Lateral Hardening-Fuse-60179283 | 13001
Lateral Hardening-Fuse-60179304 | 13001
Lateral Hardening-Fuse-60179354 | 13001
Lateral Hardening-Fuse-60179366 | 13787
Lateral Hardening-Fuse-60179379 | 13787
Lateral Hardening-Fuse-60179382 | 13787
Lateral Hardening-Fuse-60179383 | 13787
Lateral Hardening-Fuse-60179390 | 13787
Lateral Hardening-Fuse-60179392 | 13787
Lateral Hardening-Fuse-60180238 | 13390
Lateral Hardening-Fuse-60180239 | 13390
Lateral Hardening-Fuse-60180241 | 13148
Lateral Hardening-Fuse-60180248 | 13148
Lateral Hardening-Fuse-60180762 | 13462
Lateral Hardening-Fuse-60181007 | 13388
Lateral Hardening-Fuse-60181011 | 13388
Lateral Hardening-Fuse-60181017 | 13388
Lateral Hardening-Fuse-60181018 | 13388
Lateral Hardening-Fuse-60181022 | 13388
Lateral Hardening-Fuse-60181029 | 13388
Lateral Hardening-Fuse-60181030 | 13388
Lateral Hardening-Fuse-60181051 | 13722
Lateral Hardening-Fuse-60181057 | 13722
Lateral Hardening-Fuse-60181062 | 13722
Lateral Hardening-Fuse-60181068 | 13388
Lateral Hardening-Fuse-60181076 | 13722
Lateral Hardening-Fuse-60181083 | 13388
Lateral Hardening-Fuse-60181092 | 13388
Lateral Hardening-Fuse-60181094 | 13388
Lateral Hardening-Fuse-60182617 | 13661
Lateral Hardening-Fuse-60182628 | 13661
Lateral Hardening-Fuse-60182630 | 13661
Lateral Hardening-Fuse-60182642 | 13661
Lateral Hardening-Fuse-60182730 | 13312
Lateral Hardening-Fuse-60182731 | 13312
Lateral Hardening-Fuse-60182733 | 13312
Lateral Hardening-Fuse-60182735 | 13312
Lateral Hardening-Fuse-60182736 | 13312
Lateral Hardening-Fuse-60182738 | 13312
Lateral Hardening-Fuse-60182740 | 13312
Lateral Hardening-Fuse-60182741 | 13312
Lateral Hardening-Fuse-60182747 | 13312
Lateral Hardening-Fuse-60182862 | 13808
Lateral Hardening-Fuse-60183106 | 14123
Lateral Hardening-Fuse-60185338 | 13206
Lateral Hardening-Fuse-60185339 | 13206
Lateral Hardening-Fuse-60188238 | 13807
Lateral Hardening-Fuse-60188243 | 13807
Lateral Hardening-Fuse-60188244 | 13807
Lateral Hardening-Fuse-60188247 | 13807
Lateral Hardening-Fuse-60188248 | 13807
Lateral Hardening-Fuse-60188249 | 13807
Lateral Hardening-Fuse-60188253 | 13807
Lateral Hardening-Fuse-60188257 | 13807
Lateral Hardening-Fuse-60188258 | 13807
Lateral Hardening-Fuse-60188259 | 13807
Lateral Hardening-Fuse-60188260 | 13807
Lateral Hardening-Fuse-60188261 | 13807
Lateral Hardening-Fuse-60188262 | 13807
Lateral Hardening-Fuse-60188263 | 13807
Lateral Hardening-Fuse-60188264 | 13807
Lateral Hardening-Fuse-60188265 | 13807
Lateral Hardening-Fuse-60188273 | 13807
Lateral Hardening-Fuse-60188274 | 13807
Lateral Hardening-Fuse-60188275 | 13807
Lateral Hardening-Fuse-60188297 | 13807
Lateral Hardening-Fuse-60188319 | 13777
Lateral Hardening-Fuse-60189291 | 13672
Lateral Hardening-Fuse-60189396 | 13947
Lateral Hardening-Fuse-60189397 | 13947
Lateral Hardening-Fuse-60189890 | 13390
Lateral Hardening-Fuse-60189891 | 13390
Lateral Hardening-Fuse-60190488 | 13308
Lateral Hardening-Fuse-60190606 | 13308
Lateral Hardening-Fuse-60190631 | 13308
Lateral Hardening-Fuse-60190659 | 13308
Lateral Hardening-Fuse-60190660 | 13308
Lateral Hardening-Fuse-60190666 | 13308
Lateral Hardening-Fuse-60190695 | 13308
Lateral Hardening-Fuse-60191055 | 13335
Lateral Hardening-Fuse-60191254 | 13722
Lateral Hardening-Fuse-60191260 | 13723
Lateral Hardening-Fuse-60191781 | 13463
Lateral Hardening-Fuse-60191786 | 13463
Lateral Hardening-Fuse-60192185 | 13391
Lateral Hardening-Fuse-60192189 | 13391
Lateral Hardening-Fuse-60192810 | 13006
Lateral Hardening-Fuse-60192856 | 13079
Lateral Hardening-Fuse-60192932 | 13278
Lateral Hardening-Fuse-60192934 | 13278
Lateral Hardening-Fuse-60192936 | 13278
Lateral Hardening-Fuse-60192959 | 13419
Lateral Hardening-Fuse-60193315 | 13808
Lateral Hardening-Fuse-60193324 | 13808
Lateral Hardening-Fuse-60193349 | 13808
Lateral Hardening-Fuse-60193482 | 13961
Lateral Hardening-Fuse-60193629 | 13391
Lateral Hardening-Fuse-60194457 | 13148
Lateral Hardening-Fuse-60194547 | 13807
Lateral Hardening-Fuse-60194902 | 13785
Lateral Hardening-Fuse-60195070 | 13124
Lateral Hardening-Fuse-60195493 | 13068
Lateral Hardening-Fuse-60195506 | 13962
Lateral Hardening-Fuse-60195648 | 13962
Lateral Hardening-Fuse-60195702 | 13962
Lateral Hardening-Fuse-60196058 | 13389
Lateral Hardening-Fuse-60196059 | 13389
Lateral Hardening-Fuse-60200364 | 13254
Lateral Hardening-Fuse-60200717 | 13961
Lateral Hardening-Fuse-60200737 | 13961
Lateral Hardening-Fuse-60200777 | 13817
Lateral Hardening-Fuse-60201069 | 13256
Lateral Hardening-Fuse-60201083 | 13256
Lateral Hardening-Fuse-60201087 | 13256
Lateral Hardening-Fuse-60201132 | 13256
Lateral Hardening-Fuse-60201147 | 13256
Lateral Hardening-Fuse-60201148 | 13256
Lateral Hardening-Fuse-60201160 | 13256
Lateral Hardening-Fuse-60201167 | 13256
Lateral Hardening-Fuse-60201175 | 14123
Lateral Hardening-Fuse-60201176 | 14123
Lateral Hardening-Fuse-60201276 | 13256
Lateral Hardening-Fuse-60201279 | 14124
Lateral Hardening-Fuse-60201411 | 13330
Lateral Hardening-Fuse-60201412 | 13330
Lateral Hardening-Fuse-60201461 | 13330
Lateral Hardening-Fuse-60201462 | 13330
Lateral Hardening-Fuse-60201470 | 13330
Lateral Hardening-Fuse-60201471 | 13330
Lateral Hardening-Fuse-60201820 | 14306
Lateral Hardening-Fuse-60202873 | 13422
Lateral Hardening-Fuse-60202879 | 13422
Lateral Hardening-Fuse-60203497 | 13438
Lateral Hardening-Fuse-60203518 | 13439
Lateral Hardening-Fuse-60203519 | 13439
Lateral Hardening-Fuse-60203579 | 13899
Lateral Hardening-Fuse-60203856 | 13489
Lateral Hardening-Fuse-60205215 | 13446
Lateral Hardening-Fuse-60205812 | 13815
Lateral Hardening-Fuse-60205821 | 13815
Lateral Hardening-Fuse-60205829 | 13815
Lateral Hardening-Fuse-60205830 | 13815
Lateral Hardening-Fuse-60205832 | 13815
Lateral Hardening-Fuse-60206676 | 13254
Lateral Hardening-Fuse-60206684 | 13254
Lateral Hardening-Fuse-60206689 | 13254
Lateral Hardening-Fuse-60206690 | 13254
Lateral Hardening-Fuse-60206697 | 13254
Lateral Hardening-Fuse-60206700 | 13254
Lateral Hardening-Fuse-60206702 | 13254
Lateral Hardening-Fuse-60206705 | 13254
Lateral Hardening-Fuse-60206782 | 13813
Lateral Hardening-Fuse-60206785 | 14024
Lateral Hardening-Fuse-60206850 | 13813
Lateral Hardening-Fuse-60206867 | 13331
Lateral Hardening-Fuse-60208168 | 13431
Lateral Hardening-Fuse-60208169 | 13431
Lateral Hardening-Fuse-60208259 | 13431
Lateral Hardening-Fuse-60208307 | 13815
Lateral Hardening-Fuse-60208456 | 13020
Lateral Hardening-Fuse-60208640 | 13329
Lateral Hardening-Fuse-60209025 | 13748
Lateral Hardening-Fuse-60209036 | 13748
Lateral Hardening-Fuse-60209053 | 13748
Lateral Hardening-Fuse-60209060 | 13329
Lateral Hardening-Fuse-60209073 | 13432
Lateral Hardening-Fuse-60209074 | 13432
Lateral Hardening-Fuse-60209266 | 13817
Lateral Hardening-Fuse-60209695 | 13097
Lateral Hardening-Fuse-60210176 | 13330
Lateral Hardening-Fuse-60210194 | 13330
Lateral Hardening-Fuse-60210213 | 14024
Lateral Hardening-Fuse-60210221 | 14024
Lateral Hardening-Fuse-60210264 | 13330
Lateral Hardening-Fuse-60210282 | 13330
Lateral Hardening-Fuse-60210332 | 14021
Lateral Hardening-Fuse-60210419 | 13330
Lateral Hardening-Fuse-60210442 | 13330
Lateral Hardening-Fuse-60210456 | 13330
Lateral Hardening-Fuse-60210457 | 13330
Lateral Hardening-Fuse-60210530 | 14025
Lateral Hardening-Fuse-60210534 | 14025
Lateral Hardening-Fuse-60210581 | 14198
Lateral Hardening-Fuse-60210635 | 13650
Lateral Hardening-Fuse-60210651 | 13815
Lateral Hardening-Fuse-60211071 | 14071
Lateral Hardening-Fuse-60211077 | 14071
Lateral Hardening-Fuse-60211472 | 13659
Lateral Hardening-Fuse-60211536 | 13470
Lateral Hardening-Fuse-60211542 | 13470
Lateral Hardening-Fuse-60211554 | 13470
Lateral Hardening-Fuse-60211558 | 13659
Lateral Hardening-Fuse-60211561 | 13470
Lateral Hardening-Fuse-60211563 | 13470
Lateral Hardening-Fuse-60211607 | 14111
Lateral Hardening-Fuse-60211644 | 14111
Lateral Hardening-Fuse-60212073 | 13171
Lateral Hardening-Fuse-60212540 | 13489
Lateral Hardening-Fuse-60213248 | 13439
Lateral Hardening-Fuse-60213249 | 13439
Lateral Hardening-Fuse-60213251 | 13439
Lateral Hardening-Fuse-60213256 | 13439
Lateral Hardening-Fuse-60213258 | 13439
Lateral Hardening-Fuse-60213259 | 13439
Lateral Hardening-Fuse-60214778 | 13770
Lateral Hardening-Fuse-60214878 | 14355
Lateral Hardening-Fuse-60215232 | 13174
Lateral Hardening-Fuse-60217230 | 14001
Lateral Hardening-Fuse-60217703 | 13961
Lateral Hardening-Fuse-60218299 | 13340
Lateral Hardening-Fuse-60218836 | 13696
Lateral Hardening-Fuse-60219088 | 13133
Lateral Hardening-Fuse-60219221 | 13133
Lateral Hardening-Fuse-60219419 | 14198
Lateral Hardening-Fuse-60219906 | 13590
Lateral Hardening-Fuse-60219961 | 14275
Lateral Hardening-Fuse-60223573 | 14020
Lateral Hardening-Fuse-60224255 | 13041
Lateral Hardening-Fuse-60224272 | 13041
Lateral Hardening-Fuse-60224462 | 13227
Lateral Hardening-Fuse-60224463 | 13227
Lateral Hardening-Fuse-60224464 | 13227
Lateral Hardening-Fuse-60224466 | 13227
Lateral Hardening-Fuse-60224470 | 13227
Lateral Hardening-Fuse-60224471 | 13227
Lateral Hardening-Fuse-60225949 | 13679
Lateral Hardening-Fuse-60225968 | 13889
Lateral Hardening-Fuse-60226022 | 13128
Lateral Hardening-Fuse-60226170 | 13201
Lateral Hardening-Fuse-60226172 | 13200
Lateral Hardening-Fuse-60226593 | 14198
Lateral Hardening-Fuse-60226850 | 13649
Lateral Hardening-Fuse-60227258 | 13295
Lateral Hardening-Fuse-60227259 | 13295
Lateral Hardening-Fuse-60227458 | 13295
Lateral Hardening-Fuse-60228127 | 13458
Lateral Hardening-Fuse-60229814 | 13840
Lateral Hardening-Fuse-60230014 | 13147
Lateral Hardening-Fuse-60230015 | 13147
Lateral Hardening-Fuse-60232757 | 14111
Lateral Hardening-Fuse-60233886 | 14040
Lateral Hardening-Fuse-60233900 | 13109
Lateral Hardening-Fuse-60233901 | 13109
Lateral Hardening-Fuse-60233911 | 13109
Lateral Hardening-Fuse-60234189 | 13109
Lateral Hardening-Fuse-60234208 | 13294
Lateral Hardening-Fuse-60234229 | 13294
Lateral Hardening-Fuse-60234230 | 13294
Lateral Hardening-Fuse-60234231 | 13294
Lateral Hardening-Fuse-60236913 | 14050
Lateral Hardening-Fuse-60237959 | 13706
Lateral Hardening-Fuse-60238287 | 13171
Lateral Hardening-Fuse-60238440 | 14050
Lateral Hardening-Fuse-60238451 | 14050
Lateral Hardening-Fuse-60238453 | 14050
Lateral Hardening-Fuse-60238454 | 14050
Lateral Hardening-Fuse-60238477 | 13582
Lateral Hardening-Fuse-60238482 | 13582
Lateral Hardening-Fuse-60238489 | 13582
Lateral Hardening-Fuse-60238490 | 13582
Lateral Hardening-Fuse-60238496 | 13839
Lateral Hardening-Fuse-60238502 | 13839
Lateral Hardening-Fuse-60238815 | 13423
Lateral Hardening-Fuse-60238816 | 13423
Lateral Hardening-Fuse-60238820 | 13660
Lateral Hardening-Fuse-60241046 | 13708
Lateral Hardening-Fuse-60241204 | 13137
Lateral Hardening-Fuse-60241208 | 13137
Lateral Hardening-Fuse-60241209 | 13137
Lateral Hardening-Fuse-60241226 | 13137
Lateral Hardening-Fuse-60241675 | 13524
Lateral Hardening-Fuse-60242061 | 13924
Lateral Hardening-Fuse-60242556 | 13506
Lateral Hardening-Fuse-60243080 | 13152
Lateral Hardening-Fuse-60244498 | 13805
Lateral Hardening-Fuse-60245769 | 13105
Lateral Hardening-Fuse-60245770 | 13105
Lateral Hardening-Fuse-60249127 | 13724
Lateral Hardening-Fuse-60249132 | 13724
Lateral Hardening-Fuse-60249577 | 13460
Lateral Hardening-Fuse-60249876 | 13805
Lateral Hardening-Fuse-60249877 | 13805
Lateral Hardening-Fuse-60249879 | 13805
Lateral Hardening-Fuse-60250291 | 13023
Lateral Hardening-Fuse-60250292 | 13023
Lateral Hardening-Fuse-60250294 | 13023
Lateral Hardening-Fuse-60250295 | 13023
Lateral Hardening-Fuse-60250309 | 13031
Lateral Hardening-Fuse-60251326 | 13030
Lateral Hardening-Fuse-60251628 | 13256
Lateral Hardening-Fuse-60251639 | 13229
Lateral Hardening-Fuse-60252632 | 13028
Lateral Hardening-Fuse-60252633 | 13028
Lateral Hardening-Fuse-60253102 | 14000
Lateral Hardening-Fuse-60253106 | 13370
Lateral Hardening-Fuse-60253749 | 13008
Lateral Hardening-Fuse-60253770 | 13020
Lateral Hardening-Fuse-60253873 | 13166
Lateral Hardening-Fuse-60253952 | 13119
Lateral Hardening-Fuse-60253999 | 13787
Lateral Hardening-Fuse-60255228 | 13147
Lateral Hardening-Fuse-60255244 | 13422
Lateral Hardening-Fuse-60255251 | 13423
Lateral Hardening-Fuse-60255605 | 13037
Lateral Hardening-Fuse-60255611 | 13037
Lateral Hardening-Fuse-60255751 | 13073
Lateral Hardening-Fuse-60256612 | 13099
Lateral Hardening-Fuse-60256808 | 13172
Lateral Hardening-Fuse-60256976 | 13211
Lateral Hardening-Fuse-60256997 | 13224
Lateral Hardening-Fuse-60257006 | 13224
Lateral Hardening-Fuse-60257053 | 13294
Lateral Hardening-Fuse-60257057 | 13280
Lateral Hardening-Fuse-60257059 | 13294
Lateral Hardening-Fuse-60257097 | 13297
Lateral Hardening-Fuse-60257192 | 13298
Lateral Hardening-Fuse-60257226 | 13298
Lateral Hardening-Fuse-60257246 | 13298
Lateral Hardening-Fuse-60257689 | 13242
Lateral Hardening-Fuse-60258062 | 13236
Lateral Hardening-Fuse-60258066 | 13236
Lateral Hardening-Fuse-60258173 | 14355
Lateral Hardening-Fuse-60258399 | 13254
Lateral Hardening-Fuse-60258467 | 13289
Lateral Hardening-Fuse-60258534 | 13296
Lateral Hardening-Fuse-60258821 | 13440
Lateral Hardening-Fuse-60258957 | 13456
Lateral Hardening-Fuse-60258961 | 13456
Lateral Hardening-Fuse-60258965 | 13456
Lateral Hardening-Fuse-60258967 | 13456
Lateral Hardening-Fuse-60258969 | 13456
Lateral Hardening-Fuse-60258971 | 13456
Lateral Hardening-Fuse-60258973 | 13456
Lateral Hardening-Fuse-60258975 | 13456
Lateral Hardening-Fuse-60259069 | 13462
Lateral Hardening-Fuse-60259071 | 13462
Lateral Hardening-Fuse-60259503 | 14358
Lateral Hardening-Fuse-60259766 | 13391
Lateral Hardening-Fuse-60259814 | 13391
Lateral Hardening-Fuse-60259829 | 13391
Lateral Hardening-Fuse-60261570 | 13423
Lateral Hardening-Fuse-60261573 | 13423
Lateral Hardening-Fuse-60261634 | 13388
Lateral Hardening-Fuse-60261909 | 13359
Lateral Hardening-Fuse-60262594 | 13815
Lateral Hardening-Fuse-60262771 | 14275
Lateral Hardening-Fuse-60262807 | 13330
Lateral Hardening-Fuse-60263430 | 13391
Lateral Hardening-Fuse-60263772 | 13492
Lateral Hardening-Fuse-60263846 | 14030
Lateral Hardening-Fuse-60265139 | 13354
Lateral Hardening-Fuse-60265519 | 13377
Lateral Hardening-Fuse-60265549 | 13400
Lateral Hardening-Fuse-60265555 | 13400
Lateral Hardening-Fuse-60265559 | 13400
Lateral Hardening-Fuse-60265614 | 13400
Lateral Hardening-Fuse-60265619 | 13400
Lateral Hardening-Fuse-60266136 | 13749
Lateral Hardening-Fuse-60266186 | 13043
Lateral Hardening-Fuse-60267848 | 13059
Lateral Hardening-Fuse-60268229 | 13631
Lateral Hardening-Fuse-60268237 | 13668
Lateral Hardening-Fuse-60268248 | 13668
Lateral Hardening-Fuse-60269076 | 13967
Lateral Hardening-Fuse-60269456 | 13297
Lateral Hardening-Fuse-60269473 | 13661
Lateral Hardening-Fuse-60269652 | 13648
Lateral Hardening-Fuse-60269660 | 14024
Lateral Hardening-Fuse-60269819 | 13889
Lateral Hardening-Fuse-60269893 | 13712
Lateral Hardening-Fuse-60271833 | 13724
Lateral Hardening-Fuse-60271990 | 13805
Lateral Hardening-Fuse-60272018 | 13805
Lateral Hardening-Fuse-60272048 | 13805
Lateral Hardening-Fuse-60272365 | 14109
Lateral Hardening-Fuse-60272574 | 13690
Lateral Hardening-Fuse-60272745 | 13687
Lateral Hardening-Fuse-60273868 | 13723
Lateral Hardening-Fuse-60274033 | 13786
Lateral Hardening-Fuse-60274157 | 13808
Lateral Hardening-Fuse-60274169 | 13808
Lateral Hardening-Fuse-60274576 | 13786
Lateral Hardening-Fuse-60274637 | 14021
Lateral Hardening-Fuse-60274647 | 13813
Lateral Hardening-Fuse-60274846 | 13770
Lateral Hardening-Fuse-60275103 | 13797
Lateral Hardening-Fuse-60276766 | 13785
Lateral Hardening-Fuse-60276772 | 13785
Lateral Hardening-Fuse-60276917 | 13785
Lateral Hardening-Fuse-60276943 | 13815
Lateral Hardening-Fuse-60276969 | 13817
Lateral Hardening-Fuse-60276989 | 13807
Lateral Hardening-Fuse-60277026 | 13807
Lateral Hardening-Fuse-60277046 | 13807
Lateral Hardening-Fuse-60277066 | 13807
Lateral Hardening-Fuse-60277090 | 13785
Lateral Hardening-Fuse-60277281 | 14059
Lateral Hardening-Fuse-60278009 | 13799
Lateral Hardening-Fuse-60278015 | 13799
Lateral Hardening-Fuse-60278018 | 13799
Lateral Hardening-Fuse-60278024 | 13993
Lateral Hardening-Fuse-60278587 | 13870
Lateral Hardening-Fuse-60278588 | 13870
Lateral Hardening-Fuse-60279300 | 13808
Lateral Hardening-Fuse-60279623 | 13916
Lateral Hardening-Fuse-60279838 | 13863
Lateral Hardening-Fuse-60280071 | 13962
Lateral Hardening-Fuse-60280079 | 13962
Lateral Hardening-Fuse-60280097 | 13962
Lateral Hardening-Fuse-60280101 | 13962
Lateral Hardening-Fuse-60281135 | 13836
Lateral Hardening-Fuse-60281201 | 13961
Lateral Hardening-Fuse-60281262 | 13268
Lateral Hardening-Fuse-60281265 | 13268
Lateral Hardening-Fuse-60282361 | 13927
Lateral Hardening-Fuse-60282418 | 14000
Lateral Hardening-Fuse-60282899 | 13922
Lateral Hardening-Fuse-60283393 | 13927
Lateral Hardening-Fuse-60286199 | 13388
Lateral Hardening-Fuse-60286295 | 13146
Lateral Hardening-Fuse-60287236 | 13509
Lateral Hardening-Fuse-60289071 | 13045
Lateral Hardening-Fuse-60289930 | 13097
Lateral Hardening-Fuse-60291206 | 13201
Lateral Hardening-Fuse-60292125 | 13029
Lateral Hardening-Fuse-60294821 | 13298
Lateral Hardening-Fuse-60295687 | 13422
Lateral Hardening-Fuse-60296207 | 13422
Lateral Hardening-Fuse-60296493 | 13091
Lateral Hardening-Fuse-60297772 | 13414
Lateral Hardening-Fuse-60297955 | 13431
Lateral Hardening-Fuse-60298078 | 13254
Lateral Hardening-Fuse-60298201 | 13228
Lateral Hardening-Fuse-60298262 | 13298
Lateral Hardening-Fuse-60298363 | 13298
Lateral Hardening-Fuse-60298472 | 13924
Lateral Hardening-Fuse-60298476 | 13924
Lateral Hardening-Fuse-60299196 | 13037
Lateral Hardening-Fuse-60300051 | 14111
Lateral Hardening-Fuse-60300667 | 13241
Lateral Hardening-Fuse-60302536 | 13899
Lateral Hardening-Fuse-60302601 | 13059
Lateral Hardening-Fuse-60302646 | 13071
Lateral Hardening-Fuse-60302650 | 13091
Lateral Hardening-Fuse-60302651 | 13091
Lateral Hardening-Fuse-60302671 | 13122
Lateral Hardening-Fuse-60302764 | 13098
Lateral Hardening-Fuse-60302816 | 13129
Lateral Hardening-Fuse-60303514 | 13198
Lateral Hardening-Fuse-60303627 | 13586
Lateral Hardening-Fuse-60303699 | 13448
Lateral Hardening-Fuse-60303760 | 13460
Lateral Hardening-Fuse-60303783 | 13468
Lateral Hardening-Fuse-60303784 | 13468
Lateral Hardening-Fuse-60303818 | 13471
Lateral Hardening-Fuse-60303829 | 13473
Lateral Hardening-Fuse-60304587 | 13687
Lateral Hardening-Fuse-60305446 | 13656
Lateral Hardening-Fuse-60305522 | 14274
Lateral Hardening-Fuse-60305523 | 14274
Lateral Hardening-Fuse-60305645 | 13953
Lateral Hardening-Fuse-60305649 | 13516
Lateral Hardening-Fuse-60305720 | 13522
Lateral Hardening-Fuse-60305728 | 13522
Lateral Hardening-Fuse-60305729 | 13522
Lateral Hardening-Fuse-60305732 | 13522
Lateral Hardening-Fuse-60305733 | 13522
Lateral Hardening-Fuse-60305740 | 13865
Lateral Hardening-Fuse-60305741 | 13865
Lateral Hardening-Fuse-60305774 | 13622
Lateral Hardening-Fuse-60305848 | 13632
Lateral Hardening-Fuse-60306429 | 13372
Lateral Hardening-Fuse-60306546 | 13883
Lateral Hardening-Fuse-60307779 | 14041
Lateral Hardening-Fuse-60309992 | 13648
Lateral Hardening-Fuse-60310011 | 13660
Lateral Hardening-Fuse-60310419 | 14020
Lateral Hardening-Fuse-60310732 | 13935
Lateral Hardening-Fuse-60311045 | 13470
Lateral Hardening-Fuse-60311122 | 13873
Lateral Hardening-Fuse-60311130 | 13419
Lateral Hardening-Fuse-60311131 | 13419
Lateral Hardening-Fuse-60311176 | 13279
Lateral Hardening-Fuse-60311177 | 13279
Lateral Hardening-Fuse-60311185 | 13279
Lateral Hardening-Fuse-60311189 | 13373
Lateral Hardening-Fuse-60311190 | 13373
Lateral Hardening-Fuse-60311194 | 13687
Lateral Hardening-Fuse-60311213 | 13707
Lateral Hardening-Fuse-60311255 | 13722
Lateral Hardening-Fuse-60311267 | 13722
Lateral Hardening-Fuse-60311272 | 13722
Lateral Hardening-Fuse-60311290 | 13722
Lateral Hardening-Fuse-60311313 | 13722
Lateral Hardening-Fuse-60311364 | 13724
Lateral Hardening-Fuse-60311365 | 13724
Lateral Hardening-Fuse-60311366 | 13724
Lateral Hardening-Fuse-60311395 | 13737
Lateral Hardening-Fuse-60311396 | 13737
Lateral Hardening-Fuse-60311397 | 13737
Lateral Hardening-Fuse-60311490 | 13769
Lateral Hardening-Fuse-60311511 | 13805
Lateral Hardening-Fuse-60311537 | 13805
Lateral Hardening-Fuse-60311548 | 13331
Lateral Hardening-Fuse-60311595 | 13298
Lateral Hardening-Fuse-60311619 | 13297
Lateral Hardening-Fuse-60311659 | 13770
Lateral Hardening-Fuse-60311796 | 13473
Lateral Hardening-Fuse-60311936 | 13298
Lateral Hardening-Fuse-60312288 | 13583
Lateral Hardening-Fuse-60312472 | 13147
Lateral Hardening-Fuse-60312511 | 13242
Lateral Hardening-Fuse-60313285 | 13439
Lateral Hardening-Fuse-60314625 | 13817
Lateral Hardening-Fuse-60314634 | 13840
Lateral Hardening-Fuse-60314670 | 13835
Lateral Hardening-Fuse-60314752 | 13993
Lateral Hardening-Fuse-60314756 | 13863
Lateral Hardening-Fuse-60315128 | 13128
Lateral Hardening-Fuse-60315129 | 13128
Lateral Hardening-Fuse-60315845 | 13304
Lateral Hardening-Fuse-60317198 | 13733
Lateral Hardening-Fuse-60317698 | 13866
Lateral Hardening-Fuse-60318044 | 13097
Lateral Hardening-Fuse-60318065 | 13218
Lateral Hardening-Fuse-60318141 | 13922
Lateral Hardening-Fuse-60318162 | 13290
Lateral Hardening-Fuse-60318165 | 13290
Lateral Hardening-Fuse-60318166 | 13290
Lateral Hardening-Fuse-60318167 | 13290
Lateral Hardening-Fuse-60318168 | 13290
Lateral Hardening-Fuse-60318178 | 13927
Lateral Hardening-Fuse-60318187 | 13236
Lateral Hardening-Fuse-60318189 | 13236
Lateral Hardening-Fuse-60318199 | 13236
Lateral Hardening-Fuse-60318201 | 13236
Lateral Hardening-Fuse-60318202 | 13236
Lateral Hardening-Fuse-60318205 | 13048
Lateral Hardening-Fuse-60318206 | 13048
Lateral Hardening-Fuse-60320273 | 13961
Lateral Hardening-Fuse-60320292 | 13291
Lateral Hardening-Fuse-60320298 | 13373
Lateral Hardening-Fuse-60320319 | 13303
Lateral Hardening-Fuse-60320387 | 13006
Lateral Hardening-Fuse-60320388 | 13006
Lateral Hardening-Fuse-60320447 | 13391
Lateral Hardening-Fuse-60320466 | 13420
Lateral Hardening-Fuse-60320467 | 13420
Lateral Hardening-Fuse-60320551 | 13911
Lateral Hardening-Fuse-60320571 | 13948
Lateral Hardening-Fuse-60320579 | 13268
Lateral Hardening-Fuse-60320582 | 13268
Lateral Hardening-Fuse-60320590 | 14000
Lateral Hardening-Fuse-60320764 | 13698
Lateral Hardening-Fuse-60320765 | 13698
Lateral Hardening-Fuse-60321299 | 13298
Lateral Hardening-Fuse-60321330 | 13699
Lateral Hardening-Fuse-60321354 | 13371
Lateral Hardening-Fuse-60322364 | 13100
Lateral Hardening-Fuse-60322379 | 13485
Lateral Hardening-Fuse-60324318 | 13436
Lateral Hardening-Fuse-60324332 | 13436
Lateral Hardening-Fuse-60324372 | 13298
Lateral Hardening-Fuse-60325257 | 14274
Lateral Hardening-Fuse-60325892 | 13098
Lateral Hardening-Fuse-60325910 | 13097
Lateral Hardening-Fuse-60326098 | 13785
Lateral Hardening-Fuse-60326099 | 13785
Lateral Hardening-Fuse-60326233 | 13785
Lateral Hardening-Fuse-60326286 | 13785
Lateral Hardening-Fuse-60326342 | 13785
Lateral Hardening-Fuse-60327730 | 14042
Lateral Hardening-Fuse-60328602 | 13226
Lateral Hardening-Fuse-60328654 | 13229
Lateral Hardening-Fuse-60328664 | 13229
Lateral Hardening-Fuse-60328686 | 13707
Lateral Hardening-Fuse-60331160 | 13070
Lateral Hardening-Fuse-60331444 | 14274
Lateral Hardening-Fuse-60331515 | 14000
Lateral Hardening-Fuse-60332330 | 13906
Lateral Hardening-Fuse-60332337 | 13461
Lateral Hardening-Fuse-60332366 | 13461
Lateral Hardening-Fuse-60334626 | 13325
Lateral Hardening-Fuse-60334640 | 13326
Lateral Hardening-Fuse-60334991 | 14117
Lateral Hardening-Fuse-60337673 | 14001
Lateral Hardening-Fuse-60337680 | 14001
Lateral Hardening-Fuse-60337682 | 14001
Lateral Hardening-Fuse-60337684 | 14001
Lateral Hardening-Fuse-60337816 | 13655
Lateral Hardening-Fuse-60339020 | 13317
Lateral Hardening-Fuse-60339040 | 13016
Lateral Hardening-Fuse-60339714 | 13898
Lateral Hardening-Fuse-60340774 | 13113
Lateral Hardening-Fuse-60341012 | 13191
Lateral Hardening-Fuse-60341032 | 14030
Lateral Hardening-Fuse-60341748 | 13328
Lateral Hardening-Fuse-60341796 | 13984
Lateral Hardening-Fuse-60341835 | 13657
Lateral Hardening-Fuse-60341857 | 13983
Lateral Hardening-Fuse-60341892 | 13657
Lateral Hardening-Fuse-60341894 | 13268
Lateral Hardening-Fuse-60341897 | 13268
Lateral Hardening-Fuse-60342383 | 13899
Lateral Hardening-Fuse-60342385 | 13899
Lateral Hardening-Fuse-60342398 | 13899
Lateral Hardening-Fuse-60342436 | 13003
Lateral Hardening-Fuse-60342437 | 13003
Lateral Hardening-Fuse-60342621 | 13019
Lateral Hardening-Fuse-60342967 | 13096
Lateral Hardening-Fuse-60342974 | 13096
Lateral Hardening-Fuse-60343039 | 13099
Lateral Hardening-Fuse-60343119 | 13223
Lateral Hardening-Fuse-60343339 | 13749
Lateral Hardening-Fuse-60344401 | 14117
Lateral Hardening-Fuse-60344447 | 13687
Lateral Hardening-Fuse-60344578 | 13506
Lateral Hardening-Fuse-60344694 | 13506
Lateral Hardening-Fuse-60345378 | 13864
Lateral Hardening-Fuse-60346591 | 13509
Lateral Hardening-Fuse-60346593 | 13509
Lateral Hardening-Fuse-60346595 | 13509
Lateral Hardening-Fuse-60346597 | 13509
Lateral Hardening-Fuse-60348623 | 13390
Lateral Hardening-Fuse-60348634 | 13391
Lateral Hardening-Fuse-60348697 | 13391
Lateral Hardening-Fuse-60350013 | 13102
Lateral Hardening-Fuse-60350014 | 13102
Lateral Hardening-Fuse-60350024 | 13097
Lateral Hardening-Fuse-60350622 | 13143
Lateral Hardening-Fuse-60351102 | 13870
Lateral Hardening-Fuse-60351348 | 13747
Lateral Hardening-Fuse-60352070 | 13128
Lateral Hardening-Fuse-60352611 | 13236
Lateral Hardening-Fuse-60352613 | 13236
Lateral Hardening-Fuse-60352620 | 13236
Lateral Hardening-Fuse-60353487 | 13268
Lateral Hardening-Fuse-60353489 | 13268
Lateral Hardening-Fuse-60353491 | 13268
Lateral Hardening-Fuse-60353493 | 13268
Lateral Hardening-Fuse-60356451 | 13146
Lateral Hardening-Fuse-60356453 | 13146
Lateral Hardening-Fuse-60356679 | 13468
Lateral Hardening-Fuse-60356761 | 13830
Lateral Hardening-Fuse-60356996 | 13838
Lateral Hardening-Fuse-60357423 | 13041
Lateral Hardening-Fuse-60360376 | 13687
Lateral Hardening-Fuse-60360492 | 13968
Lateral Hardening-Fuse-60360534 | 13698
Lateral Hardening-Fuse-60360537 | 13698
Lateral Hardening-Fuse-60360851 | 13722
Lateral Hardening-Fuse-60360857 | 13722
Lateral Hardening-Fuse-60360859 | 13722
Lateral Hardening-Fuse-60361545 | 13303
Lateral Hardening-Fuse-60361697 | 13305
Lateral Hardening-Fuse-60363057 | 13017
Lateral Hardening-Fuse-60363297 | 13832
Lateral Hardening-Fuse-60364318 | 13198
Lateral Hardening-Fuse-60364320 | 13198
Lateral Hardening-Fuse-60364324 | 13873
Lateral Hardening-Fuse-60365361 | 13962
Lateral Hardening-Fuse-60366531 | 13656
Lateral Hardening-Fuse-60366676 | 13656
Lateral Hardening-Fuse-60366831 | 13298
Lateral Hardening-Fuse-60369995 | 13808
Lateral Hardening-Fuse-60370001 | 13808
Lateral Hardening-Fuse-60370038 | 13808
Lateral Hardening-Fuse-60370044 | 13808
Lateral Hardening-Fuse-60370135 | 13808
Lateral Hardening-Fuse-60370163 | 13808
Lateral Hardening-Fuse-60370177 | 13808
Lateral Hardening-Fuse-60370216 | 13808
Lateral Hardening-Fuse-60370239 | 13808
Lateral Hardening-Fuse-60370290 | 13786
Lateral Hardening-Fuse-60370315 | 13786
Lateral Hardening-Fuse-60370374 | 13799
Lateral Hardening-Fuse-60371213 | 13993
Lateral Hardening-Fuse-60371216 | 13993
Lateral Hardening-Fuse-60371501 | 13807
Lateral Hardening-Fuse-60371512 | 13807
Lateral Hardening-Fuse-60371528 | 13807
Lateral Hardening-Fuse-60371545 | 13807
Lateral Hardening-Fuse-60371557 | 13807
Lateral Hardening-Fuse-60371561 | 13807
Lateral Hardening-Fuse-60371572 | 13807
Lateral Hardening-Fuse-60371578 | 13807
Lateral Hardening-Fuse-60371582 | 13805
Lateral Hardening-Fuse-60371634 | 13805
Lateral Hardening-Fuse-60371642 | 13805
Lateral Hardening-Fuse-60371718 | 13961
Lateral Hardening-Fuse-60371720 | 13961
Lateral Hardening-Fuse-60371722 | 13961
Lateral Hardening-Fuse-60372713 | 13210
Lateral Hardening-Fuse-60372736 | 13485
Lateral Hardening-Fuse-60372920 | 14037
Lateral Hardening-Fuse-60373621 | 13693
Lateral Hardening-Fuse-60373624 | 13693
Lateral Hardening-Fuse-60374286 | 13865
Lateral Hardening-Fuse-60374763 | 14216
Lateral Hardening-Fuse-60374771 | 14217
Lateral Hardening-Fuse-60374774 | 14099
Lateral Hardening-Fuse-60374776 | 14099
Lateral Hardening-Fuse-60374778 | 14099
Lateral Hardening-Fuse-60374780 | 14099
Lateral Hardening-Fuse-60374781 | 14102
Lateral Hardening-Fuse-60376101 | 14071
Lateral Hardening-Fuse-60376489 | 13898
Lateral Hardening-Fuse-60376501 | 13146
Lateral Hardening-Fuse-60377640 | 14217
Lateral Hardening-Fuse-60380454 | 13864
Lateral Hardening-Fuse-60380731 | 14114
Lateral Hardening-Fuse-60380735 | 14114
Lateral Hardening-Fuse-60380739 | 14114
Lateral Hardening-Fuse-60380891 | 13455
Lateral Hardening-Fuse-60381963 | 13299
Lateral Hardening-Fuse-60381977 | 13298
Lateral Hardening-Fuse-60383203 | 13924
Lateral Hardening-Fuse-60385711 | 13967
Lateral Hardening-Fuse-60385713 | 13967
Lateral Hardening-Fuse-60386581 | 13687
Lateral Hardening-Fuse-60386939 | 13724
Lateral Hardening-Fuse-60386980 | 14001
Lateral Hardening-Fuse-60386998 | 13268
Lateral Hardening-Fuse-60387021 | 13808
Lateral Hardening-Fuse-60387069 | 13724
Lateral Hardening-Fuse-60387227 | 13723
Lateral Hardening-Fuse-60387941 | 13295
Lateral Hardening-Fuse-60388167 | 13815
Lateral Hardening-Fuse-60388347 | 13423
Lateral Hardening-Fuse-60389100 | 13431
Lateral Hardening-Fuse-60389229 | 13330
Lateral Hardening-Fuse-60389591 | 13365
Lateral Hardening-Fuse-60392721 | 13422
Lateral Hardening-Fuse-60392757 | 13295
Lateral Hardening-Fuse-60393235 | 13785
Lateral Hardening-Fuse-60393455 | 13483
Lateral Hardening-Fuse-60395568 | 13799
Lateral Hardening-Fuse-60396313 | 13483
Lateral Hardening-Fuse-60396352 | 13089
Lateral Hardening-Fuse-60396580 | 13458
Lateral Hardening-Fuse-60398085 | 13785
Lateral Hardening-Fuse-60398289 | 13391
Lateral Hardening-Fuse-60398333 | 13805
Lateral Hardening-Fuse-60398335 | 13805
Lateral Hardening-Fuse-60398337 | 13805
Lateral Hardening-Fuse-60398339 | 13805
Lateral Hardening-Fuse-60398391 | 13656
Lateral Hardening-Fuse-60399037 | 13213
Lateral Hardening-Fuse-60399045 | 13213
Lateral Hardening-Fuse-60399063 | 13213
Lateral Hardening-Fuse-60399088 | 13505
Lateral Hardening-Fuse-60399271 | 13148
Lateral Hardening-Fuse-60400885 | 13943
Lateral Hardening-Fuse-60401671 | 13505
Lateral Hardening-Fuse-60401679 | 13505
Lateral Hardening-Fuse-60401685 | 13505
Lateral Hardening-Fuse-60401695 | 13505
Lateral Hardening-Fuse-60401772 | 13505
Lateral Hardening-Fuse-60401787 | 13505
Lateral Hardening-Fuse-60401793 | 13505
Lateral Hardening-Fuse-60401804 | 13505
Lateral Hardening-Fuse-60401822 | 13505
Lateral Hardening-Fuse-60402779 | 13213
Lateral Hardening-Fuse-60402783 | 13213
Lateral Hardening-Fuse-60403113 | 14123
Lateral Hardening-Fuse-60407618 | 13043
Lateral Hardening-Fuse-60407620 | 13043
Lateral Hardening-Fuse-60407622 | 13043
Lateral Hardening-Fuse-60408293 | 13924
Lateral Hardening-Fuse-60408982 | 13162
Lateral Hardening-Fuse-60409229 | 13163
Lateral Hardening-Fuse-60409642 | 13470
Lateral Hardening-Fuse-60409665 | 13289
Lateral Hardening-Fuse-60409674 | 13431
Lateral Hardening-Fuse-60409684 | 13786
Lateral Hardening-Fuse-60409689 | 13786
Lateral Hardening-Fuse-60409705 | 13808
Lateral Hardening-Fuse-60409985 | 13435
Lateral Hardening-Fuse-60412087 | 13659
Lateral Hardening-Fuse-60412307 | 13982
Lateral Hardening-Fuse-60412330 | 13268
Lateral Hardening-Fuse-60412352 | 13786
Lateral Hardening-Fuse-60413484 | 14112
Lateral Hardening-Fuse-60413710 | 13236
Lateral Hardening-Fuse-60415735 | 13769
Lateral Hardening-Fuse-60415989 | 13329
Lateral Hardening-Fuse-60417256 | 13458
Lateral Hardening-Fuse-60417317 | 13686
Lateral Hardening-Fuse-60417325 | 13686
Lateral Hardening-Fuse-60417529 | 14112
Lateral Hardening-Fuse-60418185 | 13724
Lateral Hardening-Fuse-60418231 | 13808
Lateral Hardening-Fuse-60418676 | 13097
Lateral Hardening-Fuse-60421959 | 13696
Lateral Hardening-Fuse-60422059 | 13723
Lateral Hardening-Fuse-60422073 | 13289
Lateral Hardening-Fuse-60422118 | 13927
Lateral Hardening-Fuse-60424318 | 13295
Lateral Hardening-Fuse-60425883 | 13201
Lateral Hardening-Fuse-60426294 | 13096
Lateral Hardening-Fuse-60426395 | 13045
Lateral Hardening-Fuse-60426708 | 13222
Lateral Hardening-Fuse-60426711 | 13222
Lateral Hardening-Fuse-60427280 | 13785
Lateral Hardening-Fuse-60427328 | 13785
Lateral Hardening-Fuse-60427354 | 13147
Lateral Hardening-Fuse-60427491 | 13786
Lateral Hardening-Fuse-60427515 | 13298
Lateral Hardening-Fuse-60430093 | 13220
Lateral Hardening-Fuse-60431978 | 13398
Lateral Hardening-Fuse-60431984 | 13024
Lateral Hardening-Fuse-60433130 | 13011
Lateral Hardening-Fuse-60434187 | 13669
Lateral Hardening-Fuse-60434242 | 13208
Lateral Hardening-Fuse-60436003 | 13808
Lateral Hardening-Fuse-60436317 | 13808
Lateral Hardening-Fuse-60438050 | 13546
Lateral Hardening-Fuse-60440025 | 13303
Lateral Hardening-Fuse-60440034 | 13256
Lateral Hardening-Fuse-60440050 | 14020
Lateral Hardening-Fuse-60440052 | 14020
Lateral Hardening-Fuse-60441559 | 13297
Lateral Hardening-Fuse-60442405 | 13657
Lateral Hardening-Fuse-60442542 | 13724
Lateral Hardening-Fuse-60442577 | 13298
Lateral Hardening-Fuse-60443951 | 14112
Lateral Hardening-Fuse-60443955 | 14112
Lateral Hardening-Fuse-60443984 | 14112
Lateral Hardening-Fuse-60445799 | 14023
Lateral Hardening-Fuse-60445801 | 14023
Lateral Hardening-Fuse-60445803 | 14023
Lateral Hardening-Fuse-60445804 | 14023
Lateral Hardening-Fuse-60447298 | 14041
Lateral Hardening-Fuse-60447995 | 13370
Lateral Hardening-Fuse-60448047 | 13973
Lateral Hardening-Fuse-60448294 | 13325
Lateral Hardening-Fuse-60448943 | 13342
Lateral Hardening-Fuse-60449432 | 13146
Lateral Hardening-Fuse-60450486 | 13764
Lateral Hardening-Fuse-60450824 | 13422
Lateral Hardening-Fuse-60451018 | 13312
Lateral Hardening-Fuse-60451110 | 13785
Lateral Hardening-Fuse-60451113 | 13785
Lateral Hardening-Fuse-60451131 | 13968
Lateral Hardening-Fuse-60451138 | 13968
Lateral Hardening-Fuse-60451260 | 13414
Lateral Hardening-Fuse-60451285 | 13786
Lateral Hardening-Fuse-60451315 | 13805
Lateral Hardening-Fuse-60451701 | 13174
Lateral Hardening-Fuse-60452324 | 13324
Lateral Hardening-Fuse-60452457 | 13705
Lateral Hardening-Fuse-60456185 | 13089
Lateral Hardening-Fuse-60456515 | 14274
Lateral Hardening-Fuse-60457580 | 14306
Lateral Hardening-Fuse-60457756 | 13146
Lateral Hardening-Fuse-60457758 | 13146
Lateral Hardening-Fuse-60457816 | 13303
Lateral Hardening-Fuse-60458175 | 13462
Lateral Hardening-Fuse-60459119 | 13324
Lateral Hardening-Fuse-60460415 | 14124
Lateral Hardening-Fuse-60461226 | 13461
Lateral Hardening-Fuse-60461547 | 13254
Lateral Hardening-Fuse-60463701 | 13805
Lateral Hardening-Fuse-60463709 | 13805
Lateral Hardening-Fuse-60463710 | 13805
Lateral Hardening-Fuse-60463714 | 13853
Lateral Hardening-Fuse-60463810 | 13011
Lateral Hardening-Fuse-60464640 | 13706
Lateral Hardening-Fuse-60467074 | 13107
Lateral Hardening-Fuse-60467103 | 13298
Lateral Hardening-Fuse-60467501 | 13815
Lateral Hardening-Fuse-60467537 | 13431
Lateral Hardening-Fuse-60467540 | 13431
Lateral Hardening-Fuse-60467559 | 13006
Lateral Hardening-Fuse-60467591 | 13657
Lateral Hardening-Fuse-60467609 | 13268
Lateral Hardening-Fuse-60467624 | 13808
Lateral Hardening-Fuse-60467660 | 13146
Lateral Hardening-Fuse-60467685 | 13422
Lateral Hardening-Fuse-60467710 | 13815
Lateral Hardening-Fuse-60468602 | 13304
Lateral Hardening-Fuse-60469650 | 13458
Lateral Hardening-Fuse-60470026 | 13146
Lateral Hardening-Fuse-60470150 | 13724
Lateral Hardening-Fuse-60470174 | 13422
Lateral Hardening-Fuse-60470279 | 13171
Lateral Hardening-Fuse-60470500 | 13171
Lateral Hardening-Fuse-60472284 | 13063
Lateral Hardening-Fuse-60472993 | 13085
Lateral Hardening-Fuse-60472997 | 13099
Lateral Hardening-Fuse-60473285 | 13241
Lateral Hardening-Fuse-60473286 | 13241
Lateral Hardening-Fuse-60473308 | 13170
Lateral Hardening-Fuse-60473311 | 13003
Lateral Hardening-Fuse-60473952 | 13298
Lateral Hardening-Fuse-60473960 | 13346
Lateral Hardening-Fuse-60474568 | 13348
Lateral Hardening-Fuse-60474882 | 13191
Lateral Hardening-Fuse-60475527 | 13787
Lateral Hardening-Fuse-60475606 | 13805
Lateral Hardening-Fuse-60475640 | 13011
Lateral Hardening-Fuse-60475863 | 14274
Lateral Hardening-Fuse-60477098 | 13808
Lateral Hardening-Fuse-60477751 | 13920
Lateral Hardening-Fuse-60478232 | 13795
Lateral Hardening-Fuse-60479145 | 13373
Lateral Hardening-Fuse-60479175 | 13031
Lateral Hardening-Fuse-60479437 | 13389
Lateral Hardening-Fuse-60483968 | 13808
Lateral Hardening-Fuse-60484120 | 13781
Lateral Hardening-Fuse-60484966 | 13470
Lateral Hardening-Fuse-60485290 | 14020
Lateral Hardening-Fuse-60485443 | 13341
Lateral Hardening-Fuse-60485445 | 13341
Lateral Hardening-Fuse-60488522 | 13011
Lateral Hardening-Fuse-60488523 | 13019
Lateral Hardening-Fuse-60488534 | 13236
Lateral Hardening-Fuse-60490730 | 13808
Lateral Hardening-Fuse-60492313 | 13657
Lateral Hardening-Fuse-60492880 | 13150
Lateral Hardening-Fuse-60495030 | 14274
Lateral Hardening-Fuse-60495065 | 13358
Lateral Hardening-Fuse-60495183 | 13540
Lateral Hardening-Fuse-60496431 | 14197
Lateral Hardening-Fuse-60499213 | 13147
Lateral Hardening-Fuse-60501800 | 13889
Lateral Hardening-Fuse-60503818 | 13724
Lateral Hardening-Fuse-60505673 | 13358
Lateral Hardening-Fuse-60506642 | 13961
Lateral Hardening-Fuse-60506653 | 13241
Lateral Hardening-Fuse-60509265 | 13579
Lateral Hardening-Fuse-60509312 | 13147
Lateral Hardening-Fuse-60510237 | 13865
Lateral Hardening-Fuse-60510256 | 13166
Lateral Hardening-Fuse-60510259 | 13166
Lateral Hardening-Fuse-60515167 | 13391
Lateral Hardening-Fuse-60516068 | 13656
Lateral Hardening-Fuse-60516085 | 13123
Lateral Hardening-Fuse-60517302 | 13373
Lateral Hardening-Fuse-60518113 | 13043
Lateral Hardening-Fuse-60518283 | 13236
Lateral Hardening-Fuse-60518296 | 13305
Lateral Hardening-Fuse-60518342 | 13219
Lateral Hardening-Fuse-60519553 | 14102
Lateral Hardening-Fuse-60519554 | 14102
Lateral Hardening-Fuse-60519555 | 14102
Lateral Hardening-Fuse-60519556 | 14102
Lateral Hardening-Fuse-60523583 | 13140
Lateral Hardening-Fuse-60525928 | 13008
Lateral Hardening-Fuse-60526215 | 13293
Lateral Hardening-Fuse-60526221 | 13293
Lateral Hardening-Fuse-60526224 | 13293
Lateral Hardening-Fuse-60526230 | 13293
Lateral Hardening-Fuse-60526621 | 13457
Lateral Hardening-Fuse-60527683 | 14123
Lateral Hardening-Fuse-60527799 | 13431
Lateral Hardening-Fuse-60528150 | 13326
Lateral Hardening-Fuse-60529999 | 13431
Lateral Hardening-Fuse-60530363 | 13698
Lateral Hardening-Fuse-60530431 | 14000
Lateral Hardening-Fuse-60530692 | 13431
Lateral Hardening-Fuse-60530974 | 13344
Lateral Hardening-Fuse-60531017 | 13123
Lateral Hardening-Fuse-60531111 | 13296
Lateral Hardening-Fuse-60533372 | 13303
Lateral Hardening-Fuse-60535915 | 13708
Lateral Hardening-Fuse-60538038 | 13983
Lateral Hardening-Fuse-60539433 | 13331
Lateral Hardening-Fuse-60540624 | 13305
Lateral Hardening-Fuse-60541911 | 13268
Lateral Hardening-Fuse-60541991 | 13344
Lateral Hardening-Fuse-60541999 | 13344
Lateral Hardening-Fuse-60542660 | 13817
Lateral Hardening-Fuse-60543582 | 14081
Lateral Hardening-Fuse-60543692 | 14306
Lateral Hardening-Fuse-60547972 | 13906
Lateral Hardening-Fuse-60549561 | 13081
Lateral Hardening-Fuse-60549851 | 13139
Lateral Hardening-Fuse-60550476 | 13434
Lateral Hardening-Fuse-60553672 | 13749
Lateral Hardening-Fuse-60555532 | 13679
Lateral Hardening-Fuse-60556488 | 13622
Lateral Hardening-Fuse-60557656 | 13657
Lateral Hardening-Fuse-60557696 | 13787
Lateral Hardening-Fuse-60557714 | 13808
Lateral Hardening-Fuse-60557720 | 13268
Lateral Hardening-Fuse-60557727 | 13983
Lateral Hardening-Fuse-60558340 | 13896
Lateral Hardening-Fuse-60558439 | 14114
Lateral Hardening-Fuse-60559529 | 13808
Lateral Hardening-Fuse-60559666 | 13305
Lateral Hardening-Fuse-60560736 | 13582
Lateral Hardening-Fuse-60561915 | 13719
Lateral Hardening-Fuse-60562062 | 13920
Lateral Hardening-Fuse-60562104 | 13921
Lateral Hardening-Fuse-60562109 | 13921
Lateral Hardening-Fuse-60562111 | 13921
Lateral Hardening-Fuse-60562118 | 13921
Lateral Hardening-Fuse-60562480 | 13460
Lateral Hardening-Fuse-60563697 | 13089
Lateral Hardening-Fuse-60563698 | 13099
Lateral Hardening-Fuse-60565160 | 13657
Lateral Hardening-Fuse-60565547 | 13461
Lateral Hardening-Fuse-60565851 | 13236
Lateral Hardening-Fuse-60567503 | 13817
Lateral Hardening-Fuse-60567506 | 13817
Lateral Hardening-Fuse-60567507 | 13817
Lateral Hardening-Fuse-60567508 | 13817
Lateral Hardening-Fuse-60567509 | 13817
Lateral Hardening-Fuse-60567510 | 13817
Lateral Hardening-Fuse-60567511 | 13817
Lateral Hardening-Fuse-60567512 | 13817
Lateral Hardening-Fuse-60568345 | 13298
Lateral Hardening-Fuse-60568375 | 13313
Lateral Hardening-Fuse-60568913 | 13065
Lateral Hardening-Fuse-60570726 | 13198
Lateral Hardening-Fuse-60571872 | 14121
Lateral Hardening-Fuse-60573492 | 13547
Lateral Hardening-Fuse-60573498 | 13342
Lateral Hardening-Fuse-60574511 | 13724
Lateral Hardening-Fuse-60574520 | 13723
Lateral Hardening-Fuse-60574531 | 13724
Lateral Hardening-Fuse-60574707 | 14041
Lateral Hardening-Fuse-60574732 | 14102
Lateral Hardening-Fuse-60574946 | 13298
Lateral Hardening-Fuse-60574957 | 13298
Lateral Hardening-Fuse-60575459 | 13268
Lateral Hardening-Fuse-60575594 | 14020
Lateral Hardening-Fuse-60577103 | 14000
Lateral Hardening-Fuse-60578503 | 13298
Lateral Hardening-Fuse-60578546 | 13331
Lateral Hardening-Fuse-60578988 | 13942
Lateral Hardening-Fuse-60579046 | 13712
Lateral Hardening-Fuse-60579278 | 13916
Lateral Hardening-Fuse-60579717 | 13310
Lateral Hardening-Fuse-60579730 | 13072
Lateral Hardening-Fuse-60580391 | 13236
Lateral Hardening-Fuse-60581080 | 13191
Lateral Hardening-Fuse-60581683 | 13679
Lateral Hardening-Fuse-60582268 | 14071
Lateral Hardening-Fuse-60582837 | 13808
Lateral Hardening-Fuse-60583268 | 13651
Lateral Hardening-Fuse-60583303 | 13236
Lateral Hardening-Fuse-60584220 | 13896
Lateral Hardening-Fuse-60585042 | 13023
Lateral Hardening-Fuse-60586034 | 13391
Lateral Hardening-Fuse-60586181 | 13442
Lateral Hardening-Fuse-60586613 | 13146
Lateral Hardening-Fuse-60587528 | 13461
Lateral Hardening-Fuse-60587612 | 13023
Lateral Hardening-Fuse-60588225 | 13174
Lateral Hardening-Fuse-60589775 | 13205
Lateral Hardening-Fuse-60589871 | 13808
Lateral Hardening-Fuse-60590419 | 13927
Lateral Hardening-Fuse-60590491 | 13983
Lateral Hardening-Fuse-60590586 | 13256
Lateral Hardening-Fuse-60591631 | 13431
Lateral Hardening-Fuse-60592044 | 13695
Lateral Hardening-Fuse-60592046 | 13695
Lateral Hardening-Fuse-60592688 | 13017
Lateral Hardening-Fuse-60595892 | 13897
Lateral Hardening-Fuse-60596390 | 13097
Lateral Hardening-Fuse-60596460 | 13035
Lateral Hardening-Fuse-60602366 | 13813
Lateral Hardening-Fuse-60602976 | 14024
Lateral Hardening-Fuse-60603415 | 14000
Lateral Hardening-Fuse-60603448 | 14341
Lateral Hardening-Fuse-60603537 | 13612
Lateral Hardening-Fuse-60604159 | 13325
Lateral Hardening-Fuse-60604564 | 13724
Lateral Hardening-Fuse-60604588 | 13007
Lateral Hardening-Fuse-60606885 | 14041
Lateral Hardening-Fuse-60606971 | 13461
Lateral Hardening-Fuse-60607806 | 13461
Lateral Hardening-Fuse-60608602 | 13293
Lateral Hardening-Fuse-60608637 | 13984
Lateral Hardening-Fuse-60609109 | 13143
Lateral Hardening-Fuse-60609622 | 13030
Lateral Hardening-Fuse-60609632 | 13501
Lateral Hardening-Fuse-60612936 | 13138
Lateral Hardening-Fuse-60614298 | 13740
Lateral Hardening-Fuse-60614684 | 14306
Lateral Hardening-Fuse-60614690 | 13470
Lateral Hardening-Fuse-60614861 | 13298
Lateral Hardening-Fuse-60614876 | 13117
Lateral Hardening-Fuse-60615130 | 13298
Lateral Hardening-Fuse-60615401 | 13853
Lateral Hardening-Fuse-60616216 | 13117
Lateral Hardening-Fuse-60616539 | 13815
Lateral Hardening-Fuse-60616622 | 13586
Lateral Hardening-Fuse-60617340 | 13147
Lateral Hardening-Fuse-60617471 | 13491
Lateral Hardening-Fuse-60617817 | 13953
Lateral Hardening-Fuse-60617837 | 13005
Lateral Hardening-Fuse-60618017 | 13236
Lateral Hardening-Fuse-60618071 | 13243
Lateral Hardening-Fuse-60618079 | 14306
Lateral Hardening-Fuse-60618552 | 13458
Lateral Hardening-Fuse-60618805 | 13957
Lateral Hardening-Fuse-60621698 | 13296
Lateral Hardening-Fuse-60622326 | 14341
Lateral Hardening-Fuse-60622327 | 14341
Lateral Hardening-Fuse-60622336 | 14341
Lateral Hardening-Fuse-60622397 | 13458
Lateral Hardening-Fuse-60622767 | 13668
Lateral Hardening-Fuse-60625088 | 13652
Lateral Hardening-Fuse-60625209 | 13706
Lateral Hardening-Fuse-60625508 | 13030
Lateral Hardening-Fuse-60625612 | 13645
Lateral Hardening-Fuse-60625619 | 13648
Lateral Hardening-Fuse-60625725 | 13462
Lateral Hardening-Fuse-60633465 | 13372
Lateral Hardening-Fuse-60633543 | 13298
Lateral Hardening-Fuse-60634429 | 13485
Lateral Hardening-Fuse-60638950 | 13221
Lateral Hardening-Fuse-60639016 | 14023
Lateral Hardening-Fuse-60642582 | 13808
Lateral Hardening-Fuse-60642642 | 13808
Lateral Hardening-Fuse-60642676 | 13006
Lateral Hardening-Fuse-60642682 | 13006
Lateral Hardening-Fuse-60642685 | 13006
Lateral Hardening-Fuse-60644786 | 13159
Lateral Hardening-Fuse-60644870 | 13254
Lateral Hardening-Fuse-60644931 | 13962
Lateral Hardening-Fuse-60644977 | 13769
Lateral Hardening-Fuse-60645144 | 13192
Lateral Hardening-Fuse-60645745 | 13051
Lateral Hardening-Fuse-60646127 | 14020
Lateral Hardening-Fuse-60646433 | 13712
Lateral Hardening-Fuse-60646569 | 13787
Lateral Hardening-Fuse-60647523 | 13391
Lateral Hardening-Fuse-60647656 | 13071
Lateral Hardening-Fuse-60647729 | 13206
Lateral Hardening-Fuse-60647777 | 13341
Lateral Hardening-Fuse-60647792 | 13207
Lateral Hardening-Fuse-60647797 | 13946
Lateral Hardening-Fuse-60648542 | 13769
Lateral Hardening-Fuse-60648690 | 13236
Lateral Hardening-Fuse-60648797 | 13233
Lateral Hardening-Fuse-60648801 | 13233
Lateral Hardening-Fuse-60648804 | 13233
Lateral Hardening-Fuse-60648806 | 13233
Lateral Hardening-Fuse-60650868 | 13786
Lateral Hardening-Fuse-60651538 | 13815
Lateral Hardening-Fuse-60653825 | 13522
Lateral Hardening-Fuse-60653831 | 13523
Lateral Hardening-Fuse-60653865 | 13647
Lateral Hardening-Fuse-60653867 | 13652
Lateral Hardening-Fuse-60654119 | 13047
Lateral Hardening-Fuse-60656406 | 13256
Lateral Hardening-Fuse-60657304 | 14124
Lateral Hardening-Fuse-60657329 | 13122
Lateral Hardening-Fuse-60657337 | 13754
Lateral Hardening-Fuse-60657346 | 13754
Lateral Hardening-Fuse-60659082 | 14022
Lateral Hardening-Fuse-60659771 | 13808
Lateral Hardening-Fuse-60659922 | 13217
Lateral Hardening-Fuse-60660001 | 13099
Lateral Hardening-Fuse-60660038 | 14306
Lateral Hardening-Fuse-60661400 | 13808
Lateral Hardening-Fuse-60663177 | 13698
Lateral Hardening-Fuse-90009124 | 13651
Lateral Hardening-Fuse-90009140 | 13291
Lateral Hardening-Fuse-90009339 | 13787
Lateral Hardening-Fuse-90009373 | 13924
Lateral Hardening-Fuse-90009411 | 13470
Lateral Hardening-Fuse-90009515 | 13787
Lateral Hardening-Fuse-90009614 | 13150
Lateral Hardening-Fuse-90009640 | 13150
Lateral Hardening-Fuse-90009947 | 13228
Lateral Hardening-Fuse-90010089 | 13296
Lateral Hardening-Fuse-90010185 | 13298
Lateral Hardening-Fuse-90010262 | 13298
Lateral Hardening-Fuse-90010289 | 13296
Lateral Hardening-Fuse-90010306 | 13461
Lateral Hardening-Fuse-90010358 | 13695
Lateral Hardening-Fuse-90010418 | 13461
Lateral Hardening-Fuse-90010800 | 13391
Lateral Hardening-Fuse-90010860 | 13962
Lateral Hardening-Fuse-90010869 | 13962
Lateral Hardening-Fuse-90010871 | 13962
Lateral Hardening-Fuse-90011846 | 13808
Lateral Hardening-Fuse-90012369 | 13227
Lateral Hardening-Fuse-90012506 | 13346
Lateral Hardening-Fuse-90012560 | 13011
Lateral Hardening-Fuse-90012606 | 13330
Lateral Hardening-Fuse-90012645 | 13927
Lateral Hardening-Fuse-90013183 | 13484
Lateral Hardening-Fuse-90013698 | 13815
Lateral Hardening-Fuse-90014421 | 14071
Lateral Hardening-Fuse-90014436 | 13331
Lateral Hardening-Fuse-90014653 | 13961
Lateral Hardening-Fuse-90014891 | 14306
Lateral Hardening-Fuse-90015275 | 13820
Lateral Hardening-Fuse-90015543 | 13172
Lateral Hardening-Fuse-90015613 | 13172
Lateral Hardening-Fuse-90017806 | 13959
Lateral Hardening-Fuse-90018076 | 13796
Lateral Hardening-Fuse-90019806 | 13461
Lateral Hardening-Fuse-90020537 | 13006
Lateral Hardening-Fuse-90020653 | 13297
Lateral Hardening-Fuse-90020682 | 13495
Lateral Hardening-Fuse-90020991 | 13435
Lateral Hardening-Fuse-90021816 | 13330
Lateral Hardening-Fuse-90021867 | 13330
Lateral Hardening-Fuse-90021958 | 13458
Lateral Hardening-Fuse-90022146 | 13172
Lateral Hardening-Fuse-90022283 | 13330
Lateral Hardening-Fuse-90022392 | 13172
Lateral Hardening-Fuse-90022483 | 13172
Lateral Hardening-Fuse-90022504 | 13172
Lateral Hardening-Fuse-90022611 | 13172
Lateral Hardening-Fuse-90022802 | 13205
Lateral Hardening-Fuse-90023149 | 13461
Lateral Hardening-Fuse-90023800 | 14275
Lateral Hardening-Fuse-90024957 | 13072
Lateral Hardening-Fuse-90025482 | 13391
Lateral Hardening-Fuse-90025540 | 13391
Lateral Hardening-Fuse-90025580 | 13391
Lateral Hardening-Fuse-90025581 | 13391
Lateral Hardening-Fuse-90025584 | 13391
Lateral Hardening-Fuse-90025621 | 14274
Lateral Hardening-Fuse-90025643 | 14274
Lateral Hardening-Fuse-90025648 | 14274
Lateral Hardening-Fuse-90025655 | 14274
Lateral Hardening-Fuse-90025758 | 14274
Lateral Hardening-Fuse-90025941 | 13097
Lateral Hardening-Fuse-90027512 | 14275
Lateral Hardening-Fuse-90027581 | 14275
Lateral Hardening-Fuse-90029736 | 13489
Lateral Hardening-Fuse-90029762 | 13489
Lateral Hardening-Fuse-90029774 | 13769
Lateral Hardening-Fuse-90029780 | 13769
Lateral Hardening-Fuse-90029856 | 13972
Lateral Hardening-Fuse-90029893 | 13769
Lateral Hardening-Fuse-90029895 | 13769
Lateral Hardening-Fuse-90032924 | 13695
Lateral Hardening-Fuse-90032927 | 13695
Lateral Hardening-Fuse-90041929 | 13146
Lateral Hardening-Fuse-90043683 | 14000
Lateral Hardening-Fuse-90043714 | 14000
Lateral Hardening-Fuse-90043718 | 14000
Lateral Hardening-Fuse-90043858 | 13071
Lateral Hardening-Fuse-90043897 | 13031
Lateral Hardening-Fuse-90043934 | 13031
Lateral Hardening-Fuse-90048102 | 13461
Lateral Hardening-Fuse-90048152 | 13461
Lateral Hardening-Fuse-90048452 | 13060
Lateral Hardening-Fuse-90049920 | 13305
Lateral Hardening-Fuse-90049936 | 13390
Lateral Hardening-Fuse-90049950 | 13390
Lateral Hardening-Fuse-90049984 | 13390
Lateral Hardening-Fuse-90049990 | 13390
Lateral Hardening-Fuse-90050012 | 13390
Lateral Hardening-Fuse-90050020 | 13390
Lateral Hardening-Fuse-90050079 | 13391
Lateral Hardening-Fuse-90050599 | 13808
Lateral Hardening-Fuse-90051527 | 13295
Lateral Hardening-Fuse-90052199 | 13313
Lateral Hardening-Fuse-90052898 | 13668
Lateral Hardening-Fuse-90053406 | 13808
Lateral Hardening-Fuse-90054386 | 13575
Lateral Hardening-Fuse-90054924 | 13575
Lateral Hardening-Fuse-90055183 | 14123
Lateral Hardening-Fuse-90055652 | 13201
Lateral Hardening-Fuse-90057779 | 13461
Lateral Hardening-Fuse-90061740 | 13299
Lateral Hardening-Fuse-90061967 | 13722
Lateral Hardening-Fuse-90063240 | 13866
Lateral Hardening-Fuse-90064731 | 13294
Lateral Hardening-Fuse-90064942 | 13305
Lateral Hardening-Fuse-90068428 | 13332
Lateral Hardening-Fuse-90068573 | 13073
Lateral Hardening-Fuse-90068617 | 13422
Lateral Hardening-Fuse-90068881 | 13431
Lateral Hardening-Fuse-90068884 | 13072
Lateral Hardening-Fuse-90068953 | 13072
Lateral Hardening-Fuse-90069577 | 13072
Lateral Hardening-Fuse-90069630 | 13072
Lateral Hardening-Fuse-90069659 | 13207
Lateral Hardening-Fuse-90069715 | 13207
Lateral Hardening-Fuse-90069783 | 13072
Lateral Hardening-Fuse-90069845 | 13072
Lateral Hardening-Fuse-90069876 | 13072
Lateral Hardening-Fuse-90070700 | 13162
Lateral Hardening-Fuse-90070890 | 13072
Lateral Hardening-Fuse-90071431 | 13436
Lateral Hardening-Fuse-90082535 | 13183
Lateral Hardening-Fuse-90084626 | 13313
Lateral Hardening-Fuse-90084703 | 13133
Lateral Hardening-Fuse-90086119 | 13295
Lateral Hardening-Fuse-90086807 | 13125
Lateral Hardening-Fuse-90087506 | 14025
Lateral Hardening-Fuse-90088327 | 13672
Lateral Hardening-Fuse-90089033 | 13133
Lateral Hardening-Fuse-90089877 | 14025
Lateral Hardening-Fuse-90091121 | 13750
Lateral Hardening-Fuse-90091328 | 13677
Lateral Hardening-Fuse-90092119 | 14355
Lateral Hardening-Fuse-90092140 | 13622
Lateral Hardening-Fuse-90093328 | 13030
Lateral Hardening-Fuse-90093960 | 13199
Lateral Hardening-Fuse-90094488 | 13705
Lateral Hardening-Fuse-90095683 | 14024
Lateral Hardening-Fuse-90095846 | 13370
Lateral Hardening-Fuse-90096217 | 14111
Lateral Hardening-Fuse-90097418 | 13458
Lateral Hardening-Fuse-90097462 | 13458
Lateral Hardening-Fuse-90097464 | 13458
Lateral Hardening-Fuse-90097468 | 13458
Lateral Hardening-Fuse-90097470 | 13458
Lateral Hardening-Fuse-90097474 | 13754
Lateral Hardening-Fuse-90098676 | 13190
Lateral Hardening-Fuse-90098837 | 13959
Lateral Hardening-Fuse-90098845 | 13959
Lateral Hardening-Fuse-90098852 | 13959
Lateral Hardening-Fuse-90098856 | 13959
Lateral Hardening-Fuse-90098866 | 13959
Lateral Hardening-Fuse-90098936 | 13959
Lateral Hardening-Fuse-90099848 | 13805
Lateral Hardening-Fuse-90100002 | 13208
Lateral Hardening-Fuse-90100434 | 13808
Lateral Hardening-Fuse-90100436 | 13808
Lateral Hardening-Fuse-90100437 | 13808
Lateral Hardening-Fuse-90100438 | 13808
Lateral Hardening-Fuse-90100439 | 13808
Lateral Hardening-Fuse-90100440 | 13808
Lateral Hardening-Fuse-90100441 | 13808
Lateral Hardening-Fuse-90100442 | 13808
Lateral Hardening-Fuse-90100443 | 13808
Lateral Hardening-Fuse-90100444 | 13808
Lateral Hardening-Fuse-90100445 | 13808
Lateral Hardening-Fuse-90100446 | 13808
Lateral Hardening-Fuse-90100447 | 13808
Lateral Hardening-Fuse-90100448 | 13808
Lateral Hardening-Fuse-90100450 | 13808
Lateral Hardening-Fuse-90100451 | 13808
Lateral Hardening-Fuse-90100452 | 13808
Lateral Hardening-Fuse-90100453 | 13808
Lateral Hardening-Fuse-90100454 | 13808
Lateral Hardening-Fuse-90100577 | 13267
Lateral Hardening-Fuse-90100688 | 13808
Lateral Hardening-Fuse-90100697 | 13808
Lateral Hardening-Fuse-90100722 | 13808
Lateral Hardening-Fuse-90100796 | 13808
Lateral Hardening-Fuse-90100838 | 13808
Lateral Hardening-Fuse-90100882 | 13808
Lateral Hardening-Fuse-90100980 | 13808
Lateral Hardening-Fuse-90101005 | 13808
Lateral Hardening-Fuse-90101020 | 13808
Lateral Hardening-Fuse-90101040 | 13808
Lateral Hardening-Fuse-90101100 | 13808
Lateral Hardening-Fuse-90101172 | 14199
Lateral Hardening-Fuse-90101188 | 13808
Lateral Hardening-Fuse-90101189 | 13547
Lateral Hardening-Fuse-90101464 | 13808
Lateral Hardening-Fuse-90101467 | 13808
Lateral Hardening-Fuse-90101476 | 13808
Lateral Hardening-Fuse-90101664 | 13959
Lateral Hardening-Fuse-90101690 | 13959
Lateral Hardening-Fuse-90101731 | 13959
Lateral Hardening-Fuse-90101928 | 13808
Lateral Hardening-Fuse-90101989 | 13808
Lateral Hardening-Fuse-90102144 | 13808
Lateral Hardening-Fuse-90102447 | 13405
Lateral Hardening-Fuse-90102491 | 13373
Lateral Hardening-Fuse-90102546 | 13405
Lateral Hardening-Fuse-90103280 | 13808
Lateral Hardening-Fuse-90104196 | 13962
Lateral Hardening-Fuse-90104233 | 13962
Lateral Hardening-Fuse-90104277 | 13962
Lateral Hardening-Fuse-90104281 | 13962
Lateral Hardening-Fuse-90104283 | 13962
Lateral Hardening-Fuse-90104324 | 13125
Lateral Hardening-Fuse-90104383 | 14024
Lateral Hardening-Fuse-90104823 | 13224
Lateral Hardening-Fuse-90105155 | 14024
Lateral Hardening-Fuse-90105346 | 13808
Lateral Hardening-Fuse-90106373 | 14024
Lateral Hardening-Fuse-90106377 | 14024
Lateral Hardening-Fuse-90106398 | 14024
Lateral Hardening-Fuse-90106442 | 13391
Lateral Hardening-Fuse-90106466 | 13391
Lateral Hardening-Fuse-90106483 | 14024
Lateral Hardening-Fuse-90106496 | 14024
Lateral Hardening-Fuse-90106548 | 13808
Lateral Hardening-Fuse-90107049 | 13808
Lateral Hardening-Fuse-90107050 | 13808
Lateral Hardening-Fuse-90107060 | 13808
Lateral Hardening-Fuse-90107066 | 13808
Lateral Hardening-Fuse-90107067 | 13808
Lateral Hardening-Fuse-90108761 | 13712
Lateral Hardening-Fuse-90109322 | 14021
Lateral Hardening-Fuse-90109963 | 14024
Lateral Hardening-Fuse-90110205 | 14025
Lateral Hardening-Fuse-90110279 | 14025
Lateral Hardening-Fuse-90110592 | 14024
Lateral Hardening-Fuse-90110678 | 14024
Lateral Hardening-Fuse-90110972 | 13897
Lateral Hardening-Fuse-90111178 | 14024
Lateral Hardening-Fuse-90111342 | 14024
Lateral Hardening-Fuse-90112240 | 13896
Lateral Hardening-Fuse-90112369 | 13896
Lateral Hardening-Fuse-90112417 | 13896
Lateral Hardening-Fuse-90112431 | 13896
Lateral Hardening-Fuse-90112658 | 14025
Lateral Hardening-Fuse-90112748 | 13896
Lateral Hardening-Fuse-90112839 | 14025
Lateral Hardening-Fuse-90113117 | 13896
Lateral Hardening-Fuse-90113172 | 13896
Lateral Hardening-Fuse-90113193 | 13023
Lateral Hardening-Fuse-90113808 | 13896
Lateral Hardening-Fuse-90113831 | 13896
Lateral Hardening-Fuse-90114231 | 14024
Lateral Hardening-Fuse-90115651 | 13897
Lateral Hardening-Fuse-90115898 | 13896
Lateral Hardening-Fuse-90116187 | 14024
Lateral Hardening-Fuse-90116190 | 14024
Lateral Hardening-Fuse-90116193 | 14024
Lateral Hardening-Fuse-90116196 | 14024
Lateral Hardening-Fuse-90116385 | 13896
Lateral Hardening-Fuse-90116388 | 13896
Lateral Hardening-Fuse-90116389 | 13896
Lateral Hardening-Fuse-90116542 | 13435
Lateral Hardening-Fuse-90117271 | 13435
Lateral Hardening-Fuse-90117824 | 13621
Lateral Hardening-Fuse-90118049 | 14024
Lateral Hardening-Fuse-90118327 | 13007
Lateral Hardening-Fuse-90118453 | 14024
Lateral Hardening-Fuse-90119210 | 13715
Lateral Hardening-Fuse-90121203 | 13305
Lateral Hardening-Fuse-90122624 | 13405
Lateral Hardening-Fuse-90123199 | 13391
Lateral Hardening-Fuse-90123666 | 13226
Lateral Hardening-Fuse-90124224 | 13100
Lateral Hardening-Fuse-90124992 | 13769
Lateral Hardening-Fuse-90126542 | 13754
Lateral Hardening-Fuse-90126804 | 13910
Lateral Hardening-Fuse-90127053 | 13080
Lateral Hardening-Fuse-90127147 | 13461
Lateral Hardening-Fuse-90128130 | 13190
Lateral Hardening-Fuse-90128675 | 13911
Lateral Hardening-Fuse-90128958 | 13909
Lateral Hardening-Fuse-90130568 | 13911
Lateral Hardening-Fuse-90132288 | 13461
Lateral Hardening-Fuse-90133557 | 13695
Lateral Hardening-Fuse-90135503 | 14124
Lateral Hardening-Fuse-90135596 | 13622
Lateral Hardening-Fuse-90136651 | 13724
Lateral Hardening-Fuse-90136731 | 13724
Lateral Hardening-Fuse-90136791 | 13724
Lateral Hardening-Fuse-90137810 | 13906
Lateral Hardening-Fuse-90140005 | 13795
Lateral Hardening-Fuse-90140472 | 13461
Lateral Hardening-Fuse-90140548 | 13712
Lateral Hardening-Fuse-90140731 | 13712
Lateral Hardening-Fuse-90142559 | 13795
Lateral Hardening-Fuse-90142851 | 13705
Lateral Hardening-Fuse-90143410 | 13705
Lateral Hardening-Fuse-90143792 | 13706
Lateral Hardening-Fuse-90144168 | 13840
Lateral Hardening-Fuse-90144722 | 13039
Lateral Hardening-Fuse-90145296 | 13148
Lateral Hardening-Fuse-90145773 | 13672
Lateral Hardening-Fuse-90145788 | 13207
Lateral Hardening-Fuse-90145970 | 13207
Lateral Hardening-Fuse-90146008 | 13207
Lateral Hardening-Fuse-90146016 | 13207
Lateral Hardening-Fuse-90146568 | 13207
Lateral Hardening-Fuse-90146615 | 13207
Lateral Hardening-Fuse-90146892 | 13207
Lateral Hardening-Fuse-90147001 | 13207
Lateral Hardening-Fuse-90147164 | 13207
Lateral Hardening-Fuse-90147167 | 13207
Lateral Hardening-Fuse-90147302 | 13207
Lateral Hardening-Fuse-90147316 | 13207
Lateral Hardening-Fuse-90147927 | 13207
Lateral Hardening-Fuse-90147931 | 13207
Lateral Hardening-Fuse-90148080 | 13708
Lateral Hardening-Fuse-90148142 | 13207
Lateral Hardening-Fuse-90148151 | 13207
Lateral Hardening-Fuse-90148291 | 13391
Lateral Hardening-Fuse-90152415 | 13208
Lateral Hardening-Fuse-90153172 | 13208
Lateral Hardening-Fuse-90153246 | 13208
Lateral Hardening-Fuse-90153247 | 13208
Lateral Hardening-Fuse-90154936 | 13210
Lateral Hardening-Fuse-90157556 | 13067
Lateral Hardening-Fuse-90157760 | 14023
Lateral Hardening-Fuse-90159255 | 14021
Lateral Hardening-Fuse-90161190 | 14021
Lateral Hardening-Fuse-90162065 | 13805
Lateral Hardening-Fuse-90162091 | 13805
Lateral Hardening-Fuse-90162111 | 13805
Lateral Hardening-Fuse-90162122 | 13805
Lateral Hardening-Fuse-90162226 | 13805
Lateral Hardening-Fuse-90162234 | 13805
Lateral Hardening-Fuse-90162296 | 13805
Lateral Hardening-Fuse-90162502 | 13805
Lateral Hardening-Fuse-90162514 | 13805
Lateral Hardening-Fuse-90162541 | 13805
Lateral Hardening-Fuse-90162677 | 13656
Lateral Hardening-Fuse-90162720 | 13656
Lateral Hardening-Fuse-90162751 | 13254
Lateral Hardening-Fuse-90163261 | 13739
Lateral Hardening-Fuse-90163917 | 13003
Lateral Hardening-Fuse-90163978 | 13785
Lateral Hardening-Fuse-90164138 | 13699
Lateral Hardening-Fuse-90165527 | 13431
Lateral Hardening-Fuse-90165656 | 14025
Lateral Hardening-Fuse-90166679 | 13454
Lateral Hardening-Fuse-90167053 | 13650
Lateral Hardening-Fuse-90167416 | 13649
Lateral Hardening-Fuse-90167481 | 13077
Lateral Hardening-Fuse-90167928 | 13458
Lateral Hardening-Fuse-90168653 | 13236
Lateral Hardening-Fuse-90170067 | 13303
Lateral Hardening-Fuse-90171796 | 13236
Lateral Hardening-Fuse-90172465 | 13236
Lateral Hardening-Fuse-90172479 | 13236
Lateral Hardening-Fuse-90172778 | 13236
Lateral Hardening-Fuse-90172793 | 13236
Lateral Hardening-Fuse-90174858 | 13458
Lateral Hardening-Fuse-90174887 | 13458
Lateral Hardening-Fuse-90175021 | 13657
Lateral Hardening-Fuse-90175022 | 13458
Lateral Hardening-Fuse-90175048 | 13458
Lateral Hardening-Fuse-90175459 | 13303
Lateral Hardening-Fuse-90175830 | 13458
Lateral Hardening-Fuse-90175857 | 13458
Lateral Hardening-Fuse-90175921 | 13458
Lateral Hardening-Fuse-90176244 | 13748
Lateral Hardening-Fuse-90176591 | 13457
Lateral Hardening-Fuse-90176882 | 14030
Lateral Hardening-Fuse-90178586 | 13299
Lateral Hardening-Fuse-90178686 | 13330
Lateral Hardening-Fuse-90179103 | 13630
Lateral Hardening-Fuse-90180055 | 13303
Lateral Hardening-Fuse-90180061 | 13303
Lateral Hardening-Fuse-90181363 | 13839
Lateral Hardening-Fuse-90181522 | 13651
Lateral Hardening-Fuse-90184824 | 13241
Lateral Hardening-Fuse-90185157 | 13895
Lateral Hardening-Fuse-90187222 | 13613
Lateral Hardening-Fuse-90187592 | 13304
Lateral Hardening-Fuse-90188551 | 13454
Lateral Hardening-Fuse-90190460 | 13236
Lateral Hardening-Fuse-90190774 | 13208
Lateral Hardening-Fuse-90192315 | 14069
Lateral Hardening-Fuse-90192568 | 13418
Lateral Hardening-Fuse-90194446 | 13214
Lateral Hardening-Fuse-90195024 | 13420
Lateral Hardening-Fuse-90195695 | 13003
Lateral Hardening-Fuse-90195900 | 13190
Lateral Hardening-Fuse-90195950 | 13190
Lateral Hardening-Fuse-90196714 | 13458
Lateral Hardening-Fuse-90196769 | 13358
Lateral Hardening-Fuse-90197634 | 13696
Lateral Hardening-Fuse-90197814 | 13805
Lateral Hardening-Fuse-90198337 | 13219
Lateral Hardening-Fuse-90199873 | 13817
Lateral Hardening-Fuse-90201397 | 13698
Lateral Hardening-Fuse-90202609 | 13325
Lateral Hardening-Fuse-90204872 | 13772
Lateral Hardening-Fuse-90204879 | 13817
Lateral Hardening-Fuse-90205211 | 13023
Lateral Hardening-Fuse-90207829 | 13756
Lateral Hardening-Fuse-90207831 | 13756
Lateral Hardening-Fuse-90208679 | 13695
Lateral Hardening-Fuse-90209318 | 13298
Lateral Hardening-Fuse-90209776 | 13695
Lateral Hardening-Fuse-90211134 | 13162
Lateral Hardening-Fuse-90211136 | 13162
Lateral Hardening-Fuse-90214420 | 13697
Lateral Hardening-Fuse-90214742 | 13817
Lateral Hardening-Fuse-90216520 | 13909
Lateral Hardening-Fuse-90216846 | 13207
Lateral Hardening-Fuse-90217579 | 13583
Lateral Hardening-Fuse-90217789 | 14024
Lateral Hardening-Fuse-90222085 | 13305
Lateral Hardening-Fuse-90225421 | 13434
Lateral Hardening-Fuse-90228153 | 13443
Lateral Hardening-Fuse-90231391 | 13153
Lateral Hardening-Fuse-90232181 | 13153
Lateral Hardening-Fuse-90232194 | 13308
Lateral Hardening-Fuse-90236769 | 13807
Lateral Hardening-Fuse-90239048 | 13510
Lateral Hardening-Fuse-90239072 | 13510
Lateral Hardening-Fuse-90239166 | 13785
Lateral Hardening-Fuse-90239520 | 13165
Lateral Hardening-Fuse-90239533 | 13805
Lateral Hardening-Fuse-90239781 | 13133
Lateral Hardening-Fuse-90239827 | 13166
Lateral Hardening-Fuse-90240169 | 13133
Lateral Hardening-Fuse-90241323 | 13166
Lateral Hardening-Fuse-90241523 | 13324
Lateral Hardening-Fuse-90241528 | 13324
Lateral Hardening-Fuse-90241628 | 13136
Lateral Hardening-Fuse-90241729 | 13442
Lateral Hardening-Fuse-90241764 | 13136
Lateral Hardening-Fuse-90241880 | 13972
Lateral Hardening-Fuse-90242061 | 14030
Lateral Hardening-Fuse-90242102 | 13164
Lateral Hardening-Fuse-90242104 | 14030
Lateral Hardening-Fuse-90242603 | 13523
Lateral Hardening-Fuse-90244220 | 13136
Lateral Hardening-Fuse-90244271 | 13136
Lateral Hardening-Fuse-90244411 | 13136
Lateral Hardening-Fuse-90247061 | 13165
Lateral Hardening-Fuse-90247492 | 13435
Lateral Hardening-Fuse-90249097 | 14031
Lateral Hardening-Fuse-90249126 | 14031
Lateral Hardening-Fuse-90249278 | 14014
Lateral Hardening-Fuse-90249988 | 13115
Lateral Hardening-Fuse-90250126 | 14031
Lateral Hardening-Fuse-90250144 | 14031
Lateral Hardening-Fuse-90250169 | 14031
Lateral Hardening-Fuse-90250170 | 14031
Lateral Hardening-Fuse-90250181 | 14031
Lateral Hardening-Fuse-90250916 | 13297
Lateral Hardening-Fuse-90251195 | 13292
Lateral Hardening-Fuse-90251447 | 13219
Lateral Hardening-Fuse-90251758 | 13001
Lateral Hardening-Fuse-90252201 | 13612
Lateral Hardening-Fuse-90252529 | 13164
Lateral Hardening-Fuse-90252541 | 13164
Lateral Hardening-Fuse-90252585 | 13164
Lateral Hardening-Fuse-90252589 | 13164
Lateral Hardening-Fuse-90252716 | 13164
Lateral Hardening-Fuse-90252810 | 13298
Lateral Hardening-Fuse-90253065 | 13924
Lateral Hardening-Fuse-90253266 | 13656
Lateral Hardening-Fuse-90253315 | 13924
Lateral Hardening-Fuse-90253480 | 13656
Lateral Hardening-Fuse-90253483 | 13656
Lateral Hardening-Fuse-90253520 | 13656
Lateral Hardening-Fuse-90253887 | 13190
Lateral Hardening-Fuse-90253912 | 13190
Lateral Hardening-Fuse-90253943 | 14012
Lateral Hardening-Fuse-90254018 | 14012
Lateral Hardening-Fuse-90254565 | 13656
Lateral Hardening-Fuse-90254764 | 13166
Lateral Hardening-Fuse-90254959 | 13454
Lateral Hardening-Fuse-90255106 | 13190
Lateral Hardening-Fuse-90255945 | 13166
Lateral Hardening-Fuse-90257531 | 13136
Lateral Hardening-Fuse-90257534 | 13136
Lateral Hardening-Fuse-90257631 | 13622
Lateral Hardening-Fuse-90260216 | 13656
Lateral Hardening-Fuse-90260222 | 13206
Lateral Hardening-Fuse-90260267 | 13656
Lateral Hardening-Fuse-90261018 | 13656
Lateral Hardening-Fuse-90261165 | 13656
Lateral Hardening-Fuse-90261206 | 13656
Lateral Hardening-Fuse-90261391 | 13656
Lateral Hardening-Fuse-90262004 | 13786
Lateral Hardening-Fuse-90262628 | 13870
Lateral Hardening-Fuse-90265051 | 13166
Lateral Hardening-Fuse-90266289 | 13236
Lateral Hardening-Fuse-90266740 | 13647
Lateral Hardening-Fuse-90266817 | 13612
Lateral Hardening-Fuse-90267141 | 13738
Lateral Hardening-Fuse-90269295 | 13191
Lateral Hardening-Fuse-90270496 | 13166
Lateral Hardening-Fuse-90274945 | 13190
Lateral Hardening-Fuse-90274986 | 13191
Lateral Hardening-Fuse-90275189 | 13724
Lateral Hardening-Fuse-90275224 | 13724
Lateral Hardening-Fuse-90275234 | 13724
Lateral Hardening-Fuse-90275246 | 13724
Lateral Hardening-Fuse-90275286 | 13724
Lateral Hardening-Fuse-90275302 | 13724
Lateral Hardening-Fuse-90275340 | 13724
Lateral Hardening-Fuse-90275342 | 13724
Lateral Hardening-Fuse-90276421 | 13191
Lateral Hardening-Fuse-90276432 | 13190
Lateral Hardening-Fuse-90276809 | 13136
Lateral Hardening-Fuse-90276841 | 13204
Lateral Hardening-Fuse-90276864 | 13807
Lateral Hardening-Fuse-90278425 | 13523
Lateral Hardening-Fuse-90279239 | 13389
Lateral Hardening-Fuse-90279346 | 13060
Lateral Hardening-Fuse-90279599 | 13807
Lateral Hardening-Fuse-90279644 | 13807
Lateral Hardening-Fuse-90279746 | 13147
Lateral Hardening-Fuse-90279830 | 13060
Lateral Hardening-Fuse-90279838 | 13147
Lateral Hardening-Fuse-90280224 | 13389
Lateral Hardening-Fuse-90280577 | 13389
Lateral Hardening-Fuse-90280609 | 13389
Lateral Hardening-Fuse-90280634 | 13389
Lateral Hardening-Fuse-90280933 | 13523
Lateral Hardening-Fuse-90280939 | 13621
Lateral Hardening-Fuse-90280953 | 13724
Lateral Hardening-Fuse-90280957 | 13724
Lateral Hardening-Fuse-90281071 | 13147
Lateral Hardening-Fuse-90281199 | 13096
Lateral Hardening-Fuse-90281731 | 13147
Lateral Hardening-Fuse-90281832 | 13147
Lateral Hardening-Fuse-90281864 | 13389
Lateral Hardening-Fuse-90281914 | 13389
Lateral Hardening-Fuse-90282787 | 13389
Lateral Hardening-Fuse-90282812 | 13389
Lateral Hardening-Fuse-90282832 | 13389
Lateral Hardening-Fuse-90283168 | 13807
Lateral Hardening-Fuse-90283263 | 13190
Lateral Hardening-Fuse-90283658 | 13807
Lateral Hardening-Fuse-90283756 | 13621
Lateral Hardening-Fuse-90283771 | 13807
Lateral Hardening-Fuse-90283799 | 13389
Lateral Hardening-Fuse-90283805 | 13807
Lateral Hardening-Fuse-90283820 | 13389
Lateral Hardening-Fuse-90283831 | 13389
Lateral Hardening-Fuse-90283953 | 13389
Lateral Hardening-Fuse-90283995 | 13807
Lateral Hardening-Fuse-90284019 | 13807
Lateral Hardening-Fuse-90284139 | 13389
Lateral Hardening-Fuse-90284266 | 13060
Lateral Hardening-Fuse-90284565 | 13060
Lateral Hardening-Fuse-90284723 | 13807
Lateral Hardening-Fuse-90285009 | 13147
Lateral Hardening-Fuse-90285061 | 13147
Lateral Hardening-Fuse-90285170 | 13147
Lateral Hardening-Fuse-90285297 | 13807
Lateral Hardening-Fuse-90285405 | 13523
Lateral Hardening-Fuse-90285412 | 13807
Lateral Hardening-Fuse-90286089 | 13807
Lateral Hardening-Fuse-90286229 | 13807
Lateral Hardening-Fuse-90286252 | 13147
Lateral Hardening-Fuse-90286313 | 13389
Lateral Hardening-Fuse-90286358 | 13389
Lateral Hardening-Fuse-90286453 | 13146
Lateral Hardening-Fuse-90287234 | 13807
Lateral Hardening-Fuse-90287384 | 13807
Lateral Hardening-Fuse-90287399 | 13807
Lateral Hardening-Fuse-90287406 | 13807
Lateral Hardening-Fuse-90287500 | 13815
Lateral Hardening-Fuse-90287531 | 13389
Lateral Hardening-Fuse-90287681 | 13679
Lateral Hardening-Fuse-90287711 | 13807
Lateral Hardening-Fuse-90287839 | 13389
Lateral Hardening-Fuse-90287905 | 13807
Lateral Hardening-Fuse-90287998 | 13071
Lateral Hardening-Fuse-90288071 | 13389
Lateral Hardening-Fuse-90288082 | 13389
Lateral Hardening-Fuse-90288088 | 13389
Lateral Hardening-Fuse-90288097 | 13071
Lateral Hardening-Fuse-90288102 | 13389
Lateral Hardening-Fuse-90288369 | 13910
Lateral Hardening-Fuse-90288442 | 13807
Lateral Hardening-Fuse-90288450 | 13815
Lateral Hardening-Fuse-90288535 | 13389
Lateral Hardening-Fuse-90288542 | 13389
Lateral Hardening-Fuse-90288550 | 13389
Lateral Hardening-Fuse-90288577 | 13389
Lateral Hardening-Fuse-90288582 | 13060
Lateral Hardening-Fuse-90288598 | 13815
Lateral Hardening-Fuse-90288606 | 13147
Lateral Hardening-Fuse-90288609 | 13807
Lateral Hardening-Fuse-90288627 | 13815
Lateral Hardening-Fuse-90288662 | 13147
Lateral Hardening-Fuse-90288707 | 13815
Lateral Hardening-Fuse-90288749 | 13807
Lateral Hardening-Fuse-90288840 | 13679
Lateral Hardening-Fuse-90288908 | 13807
Lateral Hardening-Fuse-90288910 | 13807
Lateral Hardening-Fuse-90288918 | 13007
Lateral Hardening-Fuse-90288923 | 13807
Lateral Hardening-Fuse-90288924 | 13807
Lateral Hardening-Fuse-90288926 | 13807
Lateral Hardening-Fuse-90288927 | 13807
Lateral Hardening-Fuse-90288928 | 13807
Lateral Hardening-Fuse-90288942 | 13007
Lateral Hardening-Fuse-90289008 | 13071
Lateral Hardening-Fuse-90289396 | 13679
Lateral Hardening-Fuse-90289570 | 13146
Lateral Hardening-Fuse-90289619 | 13679
Lateral Hardening-Fuse-90289640 | 13679
Lateral Hardening-Fuse-90289743 | 13807
Lateral Hardening-Fuse-90289868 | 13147
Lateral Hardening-Fuse-90289876 | 13147
Lateral Hardening-Fuse-90289882 | 13815
Lateral Hardening-Fuse-90289995 | 13147
Lateral Hardening-Fuse-90290002 | 13146
Lateral Hardening-Fuse-90290006 | 13807
Lateral Hardening-Fuse-90290014 | 13807
Lateral Hardening-Fuse-90290038 | 13815
Lateral Hardening-Fuse-90290042 | 13815
Lateral Hardening-Fuse-90290131 | 13621
Lateral Hardening-Fuse-90290158 | 13815
Lateral Hardening-Fuse-90290161 | 13724
Lateral Hardening-Fuse-90290167 | 13815
Lateral Hardening-Fuse-90290192 | 13724
Lateral Hardening-Fuse-90290223 | 13621
Lateral Hardening-Fuse-90290282 | 13612
Lateral Hardening-Fuse-90290284 | 13622
Lateral Hardening-Fuse-90290298 | 13622
Lateral Hardening-Fuse-90290300 | 13622
Lateral Hardening-Fuse-90290310 | 13622
Lateral Hardening-Fuse-90290311 | 13612
Lateral Hardening-Fuse-90290462 | 13724
Lateral Hardening-Fuse-90290474 | 13007
Lateral Hardening-Fuse-90290858 | 13622
Lateral Hardening-Fuse-90291029 | 13679
Lateral Hardening-Fuse-90291123 | 13612
Lateral Hardening-Fuse-90291171 | 13612
Lateral Hardening-Fuse-90291313 | 13071
Lateral Hardening-Fuse-90291399 | 13442
Lateral Hardening-Fuse-90291455 | 13679
Lateral Hardening-Fuse-90291488 | 13457
Lateral Hardening-Fuse-90291712 | 13612
Lateral Hardening-Fuse-90291783 | 13679
Lateral Hardening-Fuse-90291790 | 13815
Lateral Hardening-Fuse-90291797 | 13815
Lateral Hardening-Fuse-90291829 | 13007
Lateral Hardening-Fuse-90291850 | 13007
Lateral Hardening-Fuse-90291865 | 13007
Lateral Hardening-Fuse-90291927 | 13007
Lateral Hardening-Fuse-90292717 | 13622
Lateral Hardening-Fuse-90292719 | 13622
Lateral Hardening-Fuse-90292732 | 13622
Lateral Hardening-Fuse-90292762 | 13815
Lateral Hardening-Fuse-90292767 | 13622
Lateral Hardening-Fuse-90292803 | 13622
Lateral Hardening-Fuse-90292804 | 13622
Lateral Hardening-Fuse-90292824 | 13815
Lateral Hardening-Fuse-90292852 | 13622
Lateral Hardening-Fuse-90292855 | 13071
Lateral Hardening-Fuse-90292858 | 13622
Lateral Hardening-Fuse-90292859 | 13071
Lateral Hardening-Fuse-90292890 | 13622
Lateral Hardening-Fuse-90292891 | 13622
Lateral Hardening-Fuse-90292894 | 13622
Lateral Hardening-Fuse-90292896 | 13622
Lateral Hardening-Fuse-90292898 | 13622
Lateral Hardening-Fuse-90292906 | 13622
Lateral Hardening-Fuse-90292907 | 13622
Lateral Hardening-Fuse-90292909 | 13622
Lateral Hardening-Fuse-90292938 | 13622
Lateral Hardening-Fuse-90292940 | 13622
Lateral Hardening-Fuse-90292941 | 13622
Lateral Hardening-Fuse-90292943 | 13622
Lateral Hardening-Fuse-90292944 | 13622
Lateral Hardening-Fuse-90292967 | 13724
Lateral Hardening-Fuse-90292968 | 13724
Lateral Hardening-Fuse-90292970 | 13724
Lateral Hardening-Fuse-90292996 | 13146
Lateral Hardening-Fuse-90293072 | 13146
Lateral Hardening-Fuse-90293109 | 13146
Lateral Hardening-Fuse-90293123 | 13146
Lateral Hardening-Fuse-90293150 | 13146
Lateral Hardening-Fuse-90293198 | 13724
Lateral Hardening-Fuse-90293238 | 13679
Lateral Hardening-Fuse-90293243 | 13679
Lateral Hardening-Fuse-90293337 | 13060
Lateral Hardening-Fuse-90293338 | 13060
Lateral Hardening-Fuse-90293341 | 13815
Lateral Hardening-Fuse-90293379 | 13815
Lateral Hardening-Fuse-90293688 | 13060
Lateral Hardening-Fuse-90294102 | 13815
Lateral Hardening-Fuse-90294140 | 13815
Lateral Hardening-Fuse-90294145 | 13815
Lateral Hardening-Fuse-90294217 | 13679
Lateral Hardening-Fuse-90294221 | 13679
Lateral Hardening-Fuse-90294222 | 13815
Lateral Hardening-Fuse-90294410 | 13813
Lateral Hardening-Fuse-90294438 | 13813
Lateral Hardening-Fuse-90294487 | 13813
Lateral Hardening-Fuse-90294505 | 13679
Lateral Hardening-Fuse-90294532 | 13679
Lateral Hardening-Fuse-90294620 | 13813
Lateral Hardening-Fuse-90294631 | 13813
Lateral Hardening-Fuse-90294650 | 13813
Lateral Hardening-Fuse-90294838 | 13813
Lateral Hardening-Fuse-90294916 | 13813
Lateral Hardening-Fuse-90294944 | 13813
Lateral Hardening-Fuse-90294958 | 13813
Lateral Hardening-Fuse-90294962 | 13431
Lateral Hardening-Fuse-90294963 | 13813
Lateral Hardening-Fuse-90294967 | 13431
Lateral Hardening-Fuse-90295005 | 13813
Lateral Hardening-Fuse-90295023 | 13679
Lateral Hardening-Fuse-90295085 | 13815
Lateral Hardening-Fuse-90295106 | 13060
Lateral Hardening-Fuse-90295206 | 13724
Lateral Hardening-Fuse-90295207 | 13724
Lateral Hardening-Fuse-90295213 | 13724
Lateral Hardening-Fuse-90295231 | 13724
Lateral Hardening-Fuse-90295812 | 13815
Lateral Hardening-Fuse-90296020 | 13389
Lateral Hardening-Fuse-90296037 | 13431
Lateral Hardening-Fuse-90296055 | 13815
Lateral Hardening-Fuse-90296123 | 13815
Lateral Hardening-Fuse-90296259 | 13431
Lateral Hardening-Fuse-90296599 | 13815
Lateral Hardening-Fuse-90296844 | 13007
Lateral Hardening-Fuse-90296900 | 13007
Lateral Hardening-Fuse-90296902 | 13007
Lateral Hardening-Fuse-90296905 | 13007
Lateral Hardening-Fuse-90296926 | 13007
Lateral Hardening-Fuse-90296947 | 13007
Lateral Hardening-Fuse-90296980 | 13724
Lateral Hardening-Fuse-90296981 | 13724
Lateral Hardening-Fuse-90296983 | 13724
Lateral Hardening-Fuse-90296985 | 13724
Lateral Hardening-Fuse-90297008 | 13389
Lateral Hardening-Fuse-90297365 | 13724
Lateral Hardening-Fuse-90297370 | 13724
Lateral Hardening-Fuse-90297540 | 13007
Lateral Hardening-Fuse-90297635 | 13007
Lateral Hardening-Fuse-90297638 | 13007
Lateral Hardening-Fuse-90297643 | 13724
Lateral Hardening-Fuse-90297798 | 13147
Lateral Hardening-Fuse-90297883 | 13007
Lateral Hardening-Fuse-90298251 | 13769
Lateral Hardening-Fuse-90298333 | 13007
Lateral Hardening-Fuse-90299164 | 13813
Lateral Hardening-Fuse-90299538 | 13813
Lateral Hardening-Fuse-90299563 | 13813
Lateral Hardening-Fuse-90299626 | 13813
Lateral Hardening-Fuse-90299791 | 13813
Lateral Hardening-Fuse-90300018 | 13813
Lateral Hardening-Fuse-90300059 | 13813
Lateral Hardening-Fuse-90300372 | 13836
Lateral Hardening-Fuse-90300653 | 13962
Lateral Hardening-Fuse-90300743 | 13813
Lateral Hardening-Fuse-90300748 | 13813
Lateral Hardening-Fuse-90300829 | 13813
Lateral Hardening-Fuse-90301096 | 13813
Lateral Hardening-Fuse-90301113 | 13813
Lateral Hardening-Fuse-90301178 | 13813
Lateral Hardening-Fuse-90302942 | 13962
Lateral Hardening-Fuse-90303412 | 13440
Lateral Hardening-Fuse-90303471 | 13162
Lateral Hardening-Fuse-90304278 | 13661
Lateral Hardening-Fuse-90304987 | 13003
Lateral Hardening-Fuse-90308381 | 13924
Lateral Hardening-Fuse-90309641 | 13839
Lateral Hardening-Fuse-90310117 | 13817
Lateral Hardening-Fuse-90311205 | 13817
Lateral Hardening-Fuse-90312305 | 13612
Lateral Hardening-Fuse-90312416 | 13612
Lateral Hardening-Fuse-90312418 | 13612
Lateral Hardening-Fuse-90312567 | 13612
Lateral Hardening-Fuse-90312570 | 13612
Lateral Hardening-Fuse-90313370 | 13001
Lateral Hardening-Fuse-90316946 | 13807
Lateral Hardening-Fuse-90326143 | 13358
Lateral Hardening-Fuse-90329814 | 13236
Lateral Hardening-Fuse-90329970 | 13003
Lateral Hardening-Fuse-90330657 | 13939
Lateral Hardening-Fuse-90331673 | 13963
Lateral Hardening-Fuse-90331749 | 13495
Lateral Hardening-Fuse-90334678 | 13127
Lateral Hardening-Fuse-90334707 | 13127
Lateral Hardening-Fuse-90334731 | 13127
Lateral Hardening-Fuse-90334732 | 13729
Lateral Hardening-Fuse-90338056 | 13431
Lateral Hardening-Fuse-90342767 | 13324
Lateral Hardening-Fuse-90342774 | 13324
Lateral Hardening-Fuse-90349338 | 13146
Lateral Hardening-Fuse-90351925 | 13910
Lateral Hardening-Fuse-90352889 | 13242
Lateral Hardening-Fuse-90354866 | 13984
Lateral Hardening-Fuse-90356585 | 13060
Lateral Hardening-Fuse-90357256 | 14041
Lateral Hardening-Fuse-90359990 | 13772
Lateral Hardening-Fuse-90360967 | 13444
Lateral Hardening-Fuse-90366655 | 13011
Lateral Hardening-Fuse-90366715 | 13011
Lateral Hardening-Fuse-90366790 | 13011
Lateral Hardening-Fuse-90366814 | 13011
Lateral Hardening-Fuse-90366842 | 13011
Lateral Hardening-Fuse-90367628 | 13489
Lateral Hardening-Fuse-90368684 | 13389
Lateral Hardening-Fuse-90369694 | 13423
Lateral Hardening-Fuse-90371225 | 13003
Lateral Hardening-Fuse-90371485 | 13044
Lateral Hardening-Fuse-90372104 | 13419
Lateral Hardening-Fuse-90372106 | 13419
Lateral Hardening-Fuse-90372159 | 13419
Lateral Hardening-Fuse-90373171 | 13939
Lateral Hardening-Fuse-90373239 | 13712
Lateral Hardening-Fuse-90373312 | 13712
Lateral Hardening-Fuse-90374558 | 13171
Lateral Hardening-Fuse-90375096 | 13693
Lateral Hardening-Fuse-90375255 | 13984
Lateral Hardening-Fuse-90375314 | 13268
Lateral Hardening-Fuse-90375327 | 13150
Lateral Hardening-Fuse-90375328 | 13150
Lateral Hardening-Fuse-90375617 | 13909
Lateral Hardening-Fuse-90375741 | 13657
Lateral Hardening-Fuse-90375756 | 13657
Lateral Hardening-Fuse-90375794 | 13268
Lateral Hardening-Fuse-90375800 | 13268
Lateral Hardening-Fuse-90376074 | 13458
Lateral Hardening-Fuse-90376155 | 13305
Lateral Hardening-Fuse-90376949 | 13171
Lateral Hardening-Fuse-90377105 | 13171
Lateral Hardening-Fuse-90377189 | 13171
Lateral Hardening-Fuse-90377733 | 13389
Lateral Hardening-Fuse-90378605 | 13171
Lateral Hardening-Fuse-90378633 | 13171
Lateral Hardening-Fuse-90378714 | 13268
Lateral Hardening-Fuse-90378808 | 13268
Lateral Hardening-Fuse-90379002 | 13754
Lateral Hardening-Fuse-90380124 | 13412
Lateral Hardening-Fuse-90380435 | 13909
Lateral Hardening-Fuse-90380898 | 13153
Lateral Hardening-Fuse-90381064 | 13184
Lateral Hardening-Fuse-90385626 | 13669
Lateral Hardening-Fuse-90385635 | 13669
Lateral Hardening-Fuse-90386206 | 13669
Lateral Hardening-Fuse-90389136 | 13308
Lateral Hardening-Fuse-90391916 | 13279
Lateral Hardening-Fuse-90392839 | 13740
Lateral Hardening-Fuse-90393154 | 13622
Lateral Hardening-Fuse-90393156 | 13622
Lateral Hardening-Fuse-90393306 | 13657
Lateral Hardening-Fuse-90393572 | 13470
Lateral Hardening-Fuse-90393804 | 13854
Lateral Hardening-Fuse-90393812 | 13854
Lateral Hardening-Fuse-90393843 | 13147
Lateral Hardening-Fuse-90393848 | 13147
Lateral Hardening-Fuse-90393849 | 13147
Lateral Hardening-Fuse-90393956 | 13147
Lateral Hardening-Fuse-90393957 | 13147
Lateral Hardening-Fuse-90393999 | 13854
Lateral Hardening-Fuse-90394648 | 13854
Lateral Hardening-Fuse-90394652 | 13389
Lateral Hardening-Fuse-90394766 | 13147
Lateral Hardening-Fuse-90394774 | 13147
Lateral Hardening-Fuse-90394776 | 13147
Lateral Hardening-Fuse-90394789 | 13147
Lateral Hardening-Fuse-90394811 | 13147
Lateral Hardening-Fuse-90394819 | 13147
Lateral Hardening-Fuse-90394820 | 13147
Lateral Hardening-Fuse-90394860 | 13854
Lateral Hardening-Fuse-90394884 | 13854
Lateral Hardening-Fuse-90394885 | 13305
Lateral Hardening-Fuse-90394890 | 13305
Lateral Hardening-Fuse-90394892 | 13854
Lateral Hardening-Fuse-90396157 | 13388
Lateral Hardening-Fuse-90396888 | 13389
Lateral Hardening-Fuse-90397369 | 13454
Lateral Hardening-Fuse-90397839 | 13906
Lateral Hardening-Fuse-90397845 | 13906
Lateral Hardening-Fuse-90397846 | 13906
Lateral Hardening-Fuse-90397948 | 13583
Lateral Hardening-Fuse-90397971 | 13698
Lateral Hardening-Fuse-90398046 | 13795
Lateral Hardening-Fuse-90398056 | 13422
Lateral Hardening-Fuse-90398187 | 13795
Lateral Hardening-Fuse-90398774 | 13899
Lateral Hardening-Fuse-90398961 | 13795
Lateral Hardening-Fuse-90399380 | 13864
Lateral Hardening-Fuse-90399458 | 13305
Lateral Hardening-Fuse-90399851 | 13419
Lateral Hardening-Fuse-90399956 | 13389
Lateral Hardening-Fuse-90400109 | 13659
Lateral Hardening-Fuse-90400270 | 13698
Lateral Hardening-Fuse-90400771 | 13785
Lateral Hardening-Fuse-90401922 | 13724
Lateral Hardening-Fuse-90403268 | 13311
Lateral Hardening-Fuse-90404034 | 13311
Lateral Hardening-Fuse-90404886 | 13657
Lateral Hardening-Fuse-90406657 | 13652
Lateral Hardening-Fuse-90410874 | 13219
Lateral Hardening-Fuse-90412400 | 13652
Lateral Hardening-Fuse-90412491 | 13652
Lateral Hardening-Fuse-90413214 | 13918
Lateral Hardening-Fuse-90414375 | 13920
Lateral Hardening-Fuse-90416605 | 13081
Lateral Hardening-Fuse-90416641 | 13436
Lateral Hardening-Fuse-90416741 | 14274
Lateral Hardening-Fuse-90416955 | 14274
Lateral Hardening-Fuse-90416981 | 13190
Lateral Hardening-Fuse-90417130 | 13190
Lateral Hardening-Fuse-90417360 | 13496
Lateral Hardening-Fuse-90417748 | 13077
Lateral Hardening-Fuse-90418178 | 13007
Lateral Hardening-Fuse-90418531 | 13006
Lateral Hardening-Fuse-90418738 | 13006
Lateral Hardening-Fuse-90418765 | 13006
Lateral Hardening-Fuse-90419047 | 13006
Lateral Hardening-Fuse-90419893 | 13171
Lateral Hardening-Fuse-90419947 | 13171
Lateral Hardening-Fuse-90420206 | 13423
Lateral Hardening-Fuse-90420693 | 13674
Lateral Hardening-Fuse-90420747 | 13423
Lateral Hardening-Fuse-90421295 | 13389
Lateral Hardening-Fuse-90422220 | 13143
Lateral Hardening-Fuse-90422237 | 14306
Lateral Hardening-Fuse-90422326 | 13514
Lateral Hardening-Fuse-90422522 | 13113
Lateral Hardening-Fuse-90422962 | 13840
Lateral Hardening-Fuse-90422989 | 13112
Lateral Hardening-Fuse-90422996 | 13112
Lateral Hardening-Fuse-90423097 | 13574
Lateral Hardening-Fuse-90423115 | 13574
Lateral Hardening-Fuse-90423127 | 13080
Lateral Hardening-Fuse-90423415 | 13433
Lateral Hardening-Fuse-90423418 | 13433
Lateral Hardening-Fuse-90423451 | 13748
Lateral Hardening-Fuse-90423466 | 13748
Lateral Hardening-Fuse-90423524 | 13754
Lateral Hardening-Fuse-90423648 | 13672
Lateral Hardening-Fuse-90423649 | 13672
Lateral Hardening-Fuse-90423835 | 13428
Lateral Hardening-Fuse-90423946 | 14030
Lateral Hardening-Fuse-90424414 | 13895
Lateral Hardening-Fuse-90424475 | 13707
Lateral Hardening-Fuse-90425091 | 13190
Lateral Hardening-Fuse-90425861 | 13924
Lateral Hardening-Fuse-90426233 | 13660
Lateral Hardening-Fuse-90426238 | 13660
Lateral Hardening-Fuse-90426389 | 13190
Lateral Hardening-Fuse-90427351 | 13605
Lateral Hardening-Fuse-90428273 | 13870
Lateral Hardening-Fuse-90428275 | 13870
Lateral Hardening-Fuse-90428763 | 13655
Lateral Hardening-Fuse-90429032 | 13655
Lateral Hardening-Fuse-90429143 | 13454
Lateral Hardening-Fuse-90429155 | 13454
Lateral Hardening-Fuse-90429391 | 13655
Lateral Hardening-Fuse-90429622 | 13655
Lateral Hardening-Fuse-90430158 | 13190
Lateral Hardening-Fuse-90431393 | 13655
Lateral Hardening-Fuse-90431480 | 14306
Lateral Hardening-Fuse-90431811 | 13655
Lateral Hardening-Fuse-90431820 | 13146
Lateral Hardening-Fuse-90432013 | 13656
Lateral Hardening-Fuse-90432732 | 13655
Lateral Hardening-Fuse-90433583 | 13670
Lateral Hardening-Fuse-90433645 | 13575
Lateral Hardening-Fuse-90434168 | 13158
Lateral Hardening-Fuse-90434194 | 13309
Lateral Hardening-Fuse-90434264 | 13655
Lateral Hardening-Fuse-90434378 | 13655
Lateral Hardening-Fuse-90435103 | 13162
Lateral Hardening-Fuse-90435139 | 13162
Lateral Hardening-Fuse-90435153 | 13359
Lateral Hardening-Fuse-90435738 | 13190
Lateral Hardening-Fuse-90435778 | 13096
Lateral Hardening-Fuse-90436120 | 13490
Lateral Hardening-Fuse-90436228 | 13120
Lateral Hardening-Fuse-90436493 | 13120
Lateral Hardening-Fuse-90437083 | 13120
Lateral Hardening-Fuse-90437197 | 13120
Lateral Hardening-Fuse-90437579 | 13308
Lateral Hardening-Fuse-90438317 | 13206
Lateral Hardening-Fuse-90440083 | 14306
Lateral Hardening-Fuse-90440184 | 13612
Lateral Hardening-Fuse-90440534 | 14306
Lateral Hardening-Fuse-90441083 | 14207
Lateral Hardening-Fuse-90441325 | 13612
Lateral Hardening-Fuse-90442230 | 13205
Lateral Hardening-Fuse-90442368 | 13072
Lateral Hardening-Fuse-90442665 | 13308
Lateral Hardening-Fuse-90443583 | 13308
Lateral Hardening-Fuse-90444241 | 13078
Lateral Hardening-Fuse-90444552 | 13241
Lateral Hardening-Fuse-90444618 | 13078
Lateral Hardening-Fuse-90444684 | 13078
Lateral Hardening-Fuse-90444754 | 13078
Lateral Hardening-Fuse-90444860 | 13163
Lateral Hardening-Fuse-90444881 | 13163
Lateral Hardening-Fuse-90445238 | 13064
Lateral Hardening-Fuse-90445309 | 13724
Lateral Hardening-Fuse-90445315 | 13724
Lateral Hardening-Fuse-90445370 | 13064
Lateral Hardening-Fuse-90445619 | 13064
Lateral Hardening-Fuse-90445634 | 13064
Lateral Hardening-Fuse-90445638 | 13064
Lateral Hardening-Fuse-90445651 | 13064
Lateral Hardening-Fuse-90445689 | 13064
Lateral Hardening-Fuse-90445715 | 13358
Lateral Hardening-Fuse-90445774 | 13584
Lateral Hardening-Fuse-90446255 | 13612
Lateral Hardening-Fuse-90446262 | 13612
Lateral Hardening-Fuse-90446633 | 13008
Lateral Hardening-Fuse-90446689 | 13661
Lateral Hardening-Fuse-90446791 | 13661
Lateral Hardening-Fuse-90446796 | 14123
Lateral Hardening-Fuse-90447169 | 13294
Lateral Hardening-Fuse-90447724 | 13506
Lateral Hardening-Fuse-90447822 | 13613
Lateral Hardening-Fuse-90447830 | 13613
Lateral Hardening-Fuse-90447866 | 13613
Lateral Hardening-Fuse-90447961 | 13613
Lateral Hardening-Fuse-90447983 | 13613
Lateral Hardening-Fuse-90447989 | 13613
Lateral Hardening-Fuse-90448787 | 13143
Lateral Hardening-Fuse-90448841 | 13143
Lateral Hardening-Fuse-90449608 | 13208
Lateral Hardening-Fuse-90449990 | 13236
Lateral Hardening-Fuse-90450471 | 13208
Lateral Hardening-Fuse-90450499 | 13208
Lateral Hardening-Fuse-90450645 | 13080
Lateral Hardening-Fuse-90452177 | 13443
Lateral Hardening-Fuse-90454457 | 13443
Lateral Hardening-Fuse-90455391 | 13443
Lateral Hardening-Fuse-90455912 | 13150
Lateral Hardening-Fuse-90455975 | 13443
Lateral Hardening-Fuse-90458154 | 13753
Lateral Hardening-Fuse-90458164 | 13443
Lateral Hardening-Fuse-90458617 | 13188
Lateral Hardening-Fuse-90459314 | 13177
Lateral Hardening-Fuse-90461242 | 13461
Lateral Hardening-Fuse-90461511 | 13511
Lateral Hardening-Fuse-90461834 | 13419
Lateral Hardening-Fuse-90462298 | 13388
Lateral Hardening-Fuse-90462546 | 13230
Lateral Hardening-Fuse-90463422 | 13153
Lateral Hardening-Fuse-90464567 | 13419
Lateral Hardening-Fuse-90465023 | 13916
Lateral Hardening-Fuse-90467409 | 13406
Lateral Hardening-Fuse-90469010 | 13096
Lateral Hardening-Fuse-90469039 | 13096
Lateral Hardening-Fuse-90469050 | 13219
Lateral Hardening-Fuse-90470188 | 13296
Lateral Hardening-Fuse-90470839 | 13433
Lateral Hardening-Fuse-90470923 | 13096
Lateral Hardening-Fuse-90470986 | 13096
Lateral Hardening-Fuse-90471033 | 13695
Lateral Hardening-Fuse-90471037 | 13433
Lateral Hardening-Fuse-90471297 | 13311
Lateral Hardening-Fuse-90471314 | 13305
Lateral Hardening-Fuse-90472060 | 13096
Lateral Hardening-Fuse-90472267 | 13655
Lateral Hardening-Fuse-90472822 | 13064
Lateral Hardening-Fuse-90473819 | 13153
Lateral Hardening-Fuse-90474168 | 13310
Lateral Hardening-Fuse-90474235 | 13955
Lateral Hardening-Fuse-90474396 | 13605
Lateral Hardening-Fuse-90475111 | 13698
Lateral Hardening-Fuse-90476102 | 13583
Lateral Hardening-Fuse-90476111 | 13314
Lateral Hardening-Fuse-90477846 | 13516
Lateral Hardening-Fuse-90478173 | 13808
Lateral Hardening-Fuse-90480263 | 13808
Lateral Hardening-Fuse-90481342 | 13458
Lateral Hardening-Fuse-90481737 | 13458
Lateral Hardening-Fuse-90481750 | 13458
Lateral Hardening-Fuse-90481773 | 13458
Lateral Hardening-Fuse-90481856 | 13583
Lateral Hardening-Fuse-90481867 | 13583
Lateral Hardening-Fuse-90481902 | 13583
Lateral Hardening-Fuse-90481910 | 13583
Lateral Hardening-Fuse-90481940 | 13678
Lateral Hardening-Fuse-90481954 | 13678
Lateral Hardening-Fuse-90482144 | 13206
Lateral Hardening-Fuse-90482362 | 13206
Lateral Hardening-Fuse-90482454 | 13206
Lateral Hardening-Fuse-90482463 | 13206
Lateral Hardening-Fuse-90482469 | 13206
Lateral Hardening-Fuse-90482506 | 13206
Lateral Hardening-Fuse-90482792 | 13473
Lateral Hardening-Fuse-90482891 | 13039
Lateral Hardening-Fuse-90483296 | 13080
Lateral Hardening-Fuse-90483312 | 13080
Lateral Hardening-Fuse-90483376 | 13080
Lateral Hardening-Fuse-90483806 | 13612
Lateral Hardening-Fuse-90483818 | 13612
Lateral Hardening-Fuse-90483820 | 13612
Lateral Hardening-Fuse-90483827 | 13612
Lateral Hardening-Fuse-90483895 | 13612
Lateral Hardening-Fuse-90483935 | 13612
Lateral Hardening-Fuse-90483978 | 13612
Lateral Hardening-Fuse-90484443 | 13191
Lateral Hardening-Fuse-90484754 | 13612
Lateral Hardening-Fuse-90485394 | 14040
Lateral Hardening-Fuse-90485522 | 14040
Lateral Hardening-Fuse-90485558 | 14040
Lateral Hardening-Fuse-90487680 | 13740
Lateral Hardening-Fuse-90487798 | 13740
Lateral Hardening-Fuse-90489051 | 13227
Lateral Hardening-Fuse-90490257 | 13294
Lateral Hardening-Fuse-90491627 | 13076
Lateral Hardening-Fuse-90492124 | 13942
Lateral Hardening-Fuse-90493831 | 13115
Lateral Hardening-Fuse-90493850 | 13805
Lateral Hardening-Fuse-90495837 | 13330
Lateral Hardening-Fuse-90495927 | 13805
Lateral Hardening-Fuse-90496393 | 13808
Lateral Hardening-Fuse-90498312 | 13388
Lateral Hardening-Fuse-90499921 | 13279
Lateral Hardening-Fuse-90500142 | 13435
Lateral Hardening-Fuse-90500582 | 13279
Lateral Hardening-Fuse-90501289 | 13111
Lateral Hardening-Fuse-90501515 | 13740
Lateral Hardening-Fuse-90501544 | 13740
Lateral Hardening-Fuse-90501597 | 13740
Lateral Hardening-Fuse-90501642 | 13740
Lateral Hardening-Fuse-90501939 | 13172
Lateral Hardening-Fuse-90501989 | 13172
Lateral Hardening-Fuse-90502164 | 13740
Lateral Hardening-Fuse-90502192 | 13740
Lateral Hardening-Fuse-90502266 | 13740
Lateral Hardening-Fuse-90502549 | 13079
Lateral Hardening-Fuse-90503633 | 14274
Lateral Hardening-Fuse-90503634 | 14274
Lateral Hardening-Fuse-90503929 | 13123
Lateral Hardening-Fuse-90504134 | 13435
Lateral Hardening-Fuse-90504849 | 13509
Lateral Hardening-Fuse-90505992 | 13964
Lateral Hardening-Fuse-90506573 | 13391
Lateral Hardening-Fuse-90508146 | 13079
Lateral Hardening-Fuse-90508177 | 13079
Lateral Hardening-Fuse-90508200 | 13079
Lateral Hardening-Fuse-90508217 | 13079
Lateral Hardening-Fuse-90508218 | 13079
Lateral Hardening-Fuse-90508275 | 13079
Lateral Hardening-Fuse-90508301 | 13079
Lateral Hardening-Fuse-90508344 | 13079
Lateral Hardening-Fuse-90508362 | 13079
Lateral Hardening-Fuse-90508424 | 13079
Lateral Hardening-Fuse-90508503 | 13079
Lateral Hardening-Fuse-90512037 | 13096
Lateral Hardening-Fuse-90514649 | 13678
Lateral Hardening-Fuse-90514661 | 13678
Lateral Hardening-Fuse-90514668 | 13678
Lateral Hardening-Fuse-90514671 | 13678
Lateral Hardening-Fuse-90514672 | 13678
Lateral Hardening-Fuse-90514694 | 13678
Lateral Hardening-Fuse-90516086 | 13103
Lateral Hardening-Fuse-90517178 | 13079
Lateral Hardening-Fuse-90517183 | 13079
Lateral Hardening-Fuse-90517354 | 13889
Lateral Hardening-Fuse-90517359 | 13889
Lateral Hardening-Fuse-90517362 | 13889
Lateral Hardening-Fuse-90518413 | 13128
Lateral Hardening-Fuse-90518571 | 13103
Lateral Hardening-Fuse-90521469 | 13206
Lateral Hardening-Fuse-90521752 | 13164
Lateral Hardening-Fuse-90522191 | 13206
Lateral Hardening-Fuse-90522268 | 13206
Lateral Hardening-Fuse-90522277 | 13206
Lateral Hardening-Fuse-90522305 | 13206
Lateral Hardening-Fuse-90522309 | 13206
Lateral Hardening-Fuse-90522324 | 13241
Lateral Hardening-Fuse-90522434 | 13198
Lateral Hardening-Fuse-90522456 | 13483
Lateral Hardening-Fuse-90522472 | 13483
Lateral Hardening-Fuse-90522475 | 13483
Lateral Hardening-Fuse-90522487 | 13191
Lateral Hardening-Fuse-90522502 | 13191
Lateral Hardening-Fuse-90522517 | 13359
Lateral Hardening-Fuse-90522532 | 13191
Lateral Hardening-Fuse-90522567 | 13162
Lateral Hardening-Fuse-90523015 | 13612
Lateral Hardening-Fuse-90523017 | 13612
Lateral Hardening-Fuse-90523035 | 13612
Lateral Hardening-Fuse-90523072 | 13459
Lateral Hardening-Fuse-90523937 | 13624
Lateral Hardening-Fuse-90524592 | 13050
Lateral Hardening-Fuse-90524876 | 13624
Lateral Hardening-Fuse-90524959 | 13624
Lateral Hardening-Fuse-90524967 | 13624
Lateral Hardening-Fuse-90524988 | 13638
Lateral Hardening-Fuse-90524990 | 13638
Lateral Hardening-Fuse-90525063 | 14030
Lateral Hardening-Fuse-90525064 | 14030
Lateral Hardening-Fuse-90525592 | 13583
Lateral Hardening-Fuse-90525642 | 13583
Lateral Hardening-Fuse-90525946 | 13162
Lateral Hardening-Fuse-90525954 | 13162
Lateral Hardening-Fuse-90525976 | 13162
Lateral Hardening-Fuse-90526036 | 13112
Lateral Hardening-Fuse-90526040 | 13112
Lateral Hardening-Fuse-90526516 | 13210
Lateral Hardening-Fuse-90526565 | 13493
Lateral Hardening-Fuse-90526573 | 13493
Lateral Hardening-Fuse-90526575 | 13493
Lateral Hardening-Fuse-90526660 | 13064
Lateral Hardening-Fuse-90526664 | 13158
Lateral Hardening-Fuse-90526744 | 13199
Lateral Hardening-Fuse-90526758 | 13199
Lateral Hardening-Fuse-90526768 | 13199
Lateral Hardening-Fuse-90526776 | 13199
Lateral Hardening-Fuse-90527115 | 13199
Lateral Hardening-Fuse-90527117 | 13199
Lateral Hardening-Fuse-90527122 | 13199
Lateral Hardening-Fuse-90527202 | 13516
Lateral Hardening-Fuse-90527363 | 13342
Lateral Hardening-Fuse-90527469 | 13516
Lateral Hardening-Fuse-90527492 | 13622
Lateral Hardening-Fuse-90527557 | 13391
Lateral Hardening-Fuse-90527620 | 13359
Lateral Hardening-Fuse-90527798 | 13622
Lateral Hardening-Fuse-90527893 | 13622
Lateral Hardening-Fuse-90527901 | 13622
Lateral Hardening-Fuse-90527917 | 13622
Lateral Hardening-Fuse-90527935 | 13622
Lateral Hardening-Fuse-90527947 | 13622
Lateral Hardening-Fuse-90527964 | 13622
Lateral Hardening-Fuse-90527967 | 13622
Lateral Hardening-Fuse-90527992 | 13621
Lateral Hardening-Fuse-90527995 | 13621
Lateral Hardening-Fuse-90528004 | 13621
Lateral Hardening-Fuse-90528008 | 13621
Lateral Hardening-Fuse-90528012 | 13435
Lateral Hardening-Fuse-90528055 | 13621
Lateral Hardening-Fuse-90528104 | 13621
Lateral Hardening-Fuse-90528804 | 13621
Lateral Hardening-Fuse-90528811 | 13621
Lateral Hardening-Fuse-90528829 | 13621
Lateral Hardening-Fuse-90528831 | 13621
Lateral Hardening-Fuse-90528838 | 13621
Lateral Hardening-Fuse-90528913 | 13201
Lateral Hardening-Fuse-90528941 | 13201
Lateral Hardening-Fuse-90528991 | 13359
Lateral Hardening-Fuse-90529726 | 13460
Lateral Hardening-Fuse-90529838 | 13460
Lateral Hardening-Fuse-90530156 | 13224
Lateral Hardening-Fuse-90530159 | 13613
Lateral Hardening-Fuse-90530168 | 13224
Lateral Hardening-Fuse-90531031 | 13865
Lateral Hardening-Fuse-90532325 | 13677
Lateral Hardening-Fuse-90532326 | 13677
Lateral Hardening-Fuse-90532438 | 13839
Lateral Hardening-Fuse-90532502 | 13839
Lateral Hardening-Fuse-90532513 | 13839
Lateral Hardening-Fuse-90532518 | 13839
Lateral Hardening-Fuse-90532545 | 13839
Lateral Hardening-Fuse-90533311 | 13097
Lateral Hardening-Fuse-90533344 | 13839
Lateral Hardening-Fuse-90533515 | 13722
Lateral Hardening-Fuse-90533606 | 13839
Lateral Hardening-Fuse-90533667 | 13839
Lateral Hardening-Fuse-90533672 | 13839
Lateral Hardening-Fuse-90533682 | 13839
Lateral Hardening-Fuse-90533683 | 13839
Lateral Hardening-Fuse-90533776 | 13582
Lateral Hardening-Fuse-90534616 | 14069
Lateral Hardening-Fuse-90534627 | 14069
Lateral Hardening-Fuse-90535062 | 13656
Lateral Hardening-Fuse-90535235 | 13839
Lateral Hardening-Fuse-90535237 | 13839
Lateral Hardening-Fuse-90536063 | 13808
Lateral Hardening-Fuse-90537026 | 13807
Lateral Hardening-Fuse-90537790 | 13461
Lateral Hardening-Fuse-90539976 | 14355
Lateral Hardening-Fuse-90540498 | 14026
Lateral Hardening-Fuse-90540557 | 14026
Lateral Hardening-Fuse-90542593 | 14022
Lateral Hardening-Fuse-90542599 | 14026
Lateral Hardening-Fuse-90542605 | 14026
Lateral Hardening-Fuse-90542625 | 14026
Lateral Hardening-Fuse-90542645 | 14022
Lateral Hardening-Fuse-90542653 | 14022
Lateral Hardening-Fuse-90544238 | 13103
Lateral Hardening-Fuse-90549633 | 13189
Lateral Hardening-Fuse-90551179 | 13008
Lateral Hardening-Fuse-90552509 | 13104
Lateral Hardening-Fuse-90554072 | 13633
Lateral Hardening-Fuse-90554076 | 13633
Lateral Hardening-Fuse-90554092 | 13633
Lateral Hardening-Fuse-90556652 | 13096
Lateral Hardening-Fuse-90557297 | 14217
Lateral Hardening-Fuse-90557554 | 13294
Lateral Hardening-Fuse-90557872 | 13633
Lateral Hardening-Fuse-90558179 | 14217
Lateral Hardening-Fuse-90558581 | 14217
Lateral Hardening-Fuse-90559544 | 14218
Lateral Hardening-Fuse-90559863 | 13170
Lateral Hardening-Fuse-90560110 | 14217
Lateral Hardening-Fuse-90560376 | 14216
Lateral Hardening-Fuse-90561646 | 13656
Lateral Hardening-Fuse-90562315 | 13712
Lateral Hardening-Fuse-90562316 | 13712
Lateral Hardening-Fuse-90562365 | 13697
Lateral Hardening-Fuse-90563835 | 13236
Lateral Hardening-Fuse-90564142 | 13633
Lateral Hardening-Fuse-90564150 | 13633
Lateral Hardening-Fuse-90564179 | 13633
Lateral Hardening-Fuse-90565824 | 13698
Lateral Hardening-Fuse-90566593 | 13471
Lateral Hardening-Fuse-90567743 | 13096
Lateral Hardening-Fuse-90567851 | 13096
Lateral Hardening-Fuse-90567948 | 13698
Lateral Hardening-Fuse-90568373 | 14050
Lateral Hardening-Fuse-90568909 | 13605
Lateral Hardening-Fuse-90569388 | 13128
Lateral Hardening-Fuse-90571156 | 14050
Lateral Hardening-Fuse-90572318 | 13371
Lateral Hardening-Fuse-90573741 | 14050
Lateral Hardening-Fuse-90574267 | 13769
Lateral Hardening-Fuse-90574795 | 13101
Lateral Hardening-Fuse-90576764 | 13693
Lateral Hardening-Fuse-90580822 | 13947
Lateral Hardening-Fuse-90582506 | 13115
Lateral Hardening-Fuse-90586046 | 13243
Lateral Hardening-Fuse-90586047 | 13243
Lateral Hardening-Fuse-90586048 | 13243
Lateral Hardening-Fuse-90586054 | 13243
Lateral Hardening-Fuse-90586055 | 13243
Lateral Hardening-Fuse-90586056 | 13243
Lateral Hardening-Fuse-90586057 | 13243
Lateral Hardening-Fuse-90586059 | 13243
Lateral Hardening-Fuse-90586163 | 13243
Lateral Hardening-Fuse-90587526 | 13753
Lateral Hardening-Fuse-90589638 | 13072
Lateral Hardening-Fuse-90591463 | 13279
Lateral Hardening-Fuse-90591555 | 14022
Lateral Hardening-Fuse-90594232 | 13126
Lateral Hardening-Fuse-90595095 | 13096
Lateral Hardening-Fuse-90595487 | 13331
Lateral Hardening-Fuse-90595696 | 13342
Lateral Hardening-Fuse-90596266 | 13303
Lateral Hardening-Fuse-90596357 | 13001
Lateral Hardening-Fuse-90597086 | 13119
Lateral Hardening-Fuse-90598389 | 13171
Lateral Hardening-Fuse-90599092 | 13927
Lateral Hardening-Fuse-90599934 | 13972
Lateral Hardening-Fuse-90600457 | 13100
Lateral Hardening-Fuse-90601121 | 13656
Lateral Hardening-Fuse-90601895 | 13808
Lateral Hardening-Fuse-90602625 | 14031
Lateral Hardening-Fuse-90605212 | 14050
Lateral Hardening-Fuse-90605775 | 13972
Lateral Hardening-Fuse-90606361 | 13679
Lateral Hardening-Fuse-90607461 | 13293
Lateral Hardening-Fuse-90610608 | 13964
Lateral Hardening-Fuse-90610924 | 13686
Lateral Hardening-Fuse-90612535 | 13524
Lateral Hardening-Fuse-90613782 | 13207
Lateral Hardening-Fuse-90613909 | 13163
Lateral Hardening-Fuse-90614370 | 13959
Lateral Hardening-Fuse-90614754 | 13190
Lateral Hardening-Fuse-90615239 | 13291
Lateral Hardening-Fuse-90617833 | 13470
Lateral Hardening-Fuse-90618872 | 13086
Lateral Hardening-Fuse-90618909 | 13086
Lateral Hardening-Fuse-90619241 | 13290
Lateral Hardening-Fuse-90619404 | 13290
Lateral Hardening-Fuse-90621213 | 13176
Lateral Hardening-Fuse-90621444 | 13167
Lateral Hardening-Fuse-90621992 | 13712
Lateral Hardening-Fuse-90622921 | 13024
Lateral Hardening-Fuse-90623632 | 13113
Lateral Hardening-Fuse-90623993 | 13679
Lateral Hardening-Fuse-90626759 | 14041
Lateral Hardening-Fuse-90626817 | 14041
Lateral Hardening-Fuse-90626824 | 14041
Lateral Hardening-Fuse-90626840 | 14041
Lateral Hardening-Fuse-90626843 | 14041
Lateral Hardening-Fuse-90626846 | 14041
Lateral Hardening-Fuse-90628229 | 14041
Lateral Hardening-Fuse-90628364 | 13838
Lateral Hardening-Fuse-90628439 | 13817
Lateral Hardening-Fuse-90628666 | 13161
Lateral Hardening-Fuse-90628828 | 13073
Lateral Hardening-Fuse-90629081 | 13329
Lateral Hardening-Fuse-90629745 | 13030
Lateral Hardening-Fuse-90630341 | 14111
Lateral Hardening-Fuse-90630346 | 14111
Lateral Hardening-Fuse-90630567 | 13754
Lateral Hardening-Fuse-90631758 | 13579
Lateral Hardening-Fuse-90631769 | 13519
Lateral Hardening-Fuse-90633859 | 13633
Lateral Hardening-Fuse-90633915 | 13109
Lateral Hardening-Fuse-90633932 | 13510
Lateral Hardening-Fuse-90635605 | 13501
Lateral Hardening-Fuse-90637854 | 13737
Lateral Hardening-Fuse-90638274 | 13003
Lateral Hardening-Fuse-90638278 | 13003
Lateral Hardening-Fuse-90638283 | 13003
Lateral Hardening-Fuse-90638284 | 13003
Lateral Hardening-Fuse-90638745 | 13657
Lateral Hardening-Fuse-90638888 | 13303
Lateral Hardening-Fuse-90639971 | 13311
Lateral Hardening-Fuse-90641822 | 13109
Lateral Hardening-Fuse-90642286 | 13073
Lateral Hardening-Fuse-90642288 | 13073
Lateral Hardening-Fuse-90642289 | 13007
Lateral Hardening-Fuse-90642325 | 13007
Lateral Hardening-Fuse-90642992 | 13612
Lateral Hardening-Fuse-90642995 | 13612
Lateral Hardening-Fuse-90643551 | 13109
Lateral Hardening-Fuse-90644189 | 13405
Lateral Hardening-Fuse-90644976 | 13325
Lateral Hardening-Fuse-90645500 | 13194
Lateral Hardening-Fuse-90645535 | 13194
Lateral Hardening-Fuse-90645892 | 13298
Lateral Hardening-Fuse-90647240 | 13171
Lateral Hardening-Fuse-90647971 | 13147
Lateral Hardening-Fuse-90648844 | 13007
Lateral Hardening-Fuse-90650140 | 13840
Lateral Hardening-Fuse-90651567 | 13288
Lateral Hardening-Fuse-90651568 | 13348
Lateral Hardening-Fuse-90654074 | 14112
Lateral Hardening-Fuse-90654632 | 13130
Lateral Hardening-Fuse-90654965 | 13128
Lateral Hardening-Fuse-90654993 | 13613
Lateral Hardening-Fuse-90657228 | 13128
Lateral Hardening-Fuse-90659992 | 13435
Lateral Hardening-Fuse-90661100 | 13808
Lateral Hardening-Fuse-90661633 | 14119
Lateral Hardening-Fuse-90662519 | 13370
Lateral Hardening-Fuse-90662685 | 13924
Lateral Hardening-Fuse-90662747 | 14218
Lateral Hardening-Fuse-90662781 | 13659
Lateral Hardening-Fuse-90663622 | 13738
Lateral Hardening-Fuse-90666149 | 14199
Lateral Hardening-Fuse-90666423 | 13206
Lateral Hardening-Fuse-90667493 | 14050
Lateral Hardening-Fuse-90668420 | 13148
Lateral Hardening-Fuse-90668598 | 13220
Lateral Hardening-Fuse-90668780 | 14050
Lateral Hardening-Fuse-90668793 | 14042
Lateral Hardening-Fuse-90668863 | 14071
Lateral Hardening-Fuse-90668922 | 14069
Lateral Hardening-Fuse-90669188 | 13027
Lateral Hardening-Fuse-90669782 | 13112
Lateral Hardening-Fuse-90670594 | 13097
Lateral Hardening-Fuse-90670712 | 13097
Lateral Hardening-Fuse-90670719 | 13097
Lateral Hardening-Fuse-90670797 | 13097
Lateral Hardening-Fuse-90670872 | 13097
Lateral Hardening-Fuse-90670914 | 13097
Lateral Hardening-Fuse-90670957 | 13097
Lateral Hardening-Fuse-90671027 | 13097
Lateral Hardening-Fuse-90672098 | 13007
Lateral Hardening-Fuse-90672170 | 13613
Lateral Hardening-Fuse-90673399 | 13325
Lateral Hardening-Fuse-90673514 | 13496
Lateral Hardening-Fuse-90675766 | 13096
Lateral Hardening-Fuse-90675817 | 13096
Lateral Hardening-Fuse-90676974 | 13123
Lateral Hardening-Fuse-90678008 | 13719
Lateral Hardening-Fuse-90680569 | 13546
Lateral Hardening-Fuse-90680573 | 13546
Lateral Hardening-Fuse-90680884 | 13303
Lateral Hardening-Fuse-90680896 | 13470
Lateral Hardening-Fuse-90680897 | 13749
Lateral Hardening-Fuse-90680906 | 13177
Lateral Hardening-Fuse-90680913 | 13207
Lateral Hardening-Fuse-90680918 | 13207
Lateral Hardening-Fuse-90681371 | 13346
Lateral Hardening-Fuse-90682309 | 13435
Lateral Hardening-Fuse-90682765 | 13206
Lateral Hardening-Fuse-90683160 | 13312
Lateral Hardening-Fuse-90684154 | 13243
Lateral Hardening-Fuse-90684489 | 13177
Lateral Hardening-Fuse-90684903 | 13613
Lateral Hardening-Fuse-90685496 | 13206
Lateral Hardening-Fuse-90686935 | 13096
Lateral Hardening-Fuse-90687233 | 13096
Lateral Hardening-Fuse-90687239 | 13096
Lateral Hardening-Fuse-90687261 | 13096
Lateral Hardening-Fuse-90687263 | 13096
Lateral Hardening-Fuse-90687684 | 13096
Lateral Hardening-Fuse-90687705 | 13096
Lateral Hardening-Fuse-90687737 | 13096
Lateral Hardening-Fuse-90688070 | 13177
Lateral Hardening-Fuse-90688538 | 13303
Lateral Hardening-Fuse-90690907 | 13143
Lateral Hardening-Fuse-90691149 | 13206
Lateral Hardening-Fuse-90691155 | 13206
Lateral Hardening-Fuse-90691701 | 13045
Lateral Hardening-Fuse-90693945 | 13797
Lateral Hardening-Fuse-90694474 | 13769
Lateral Hardening-Fuse-90694475 | 13769
Lateral Hardening-Fuse-90695437 | 13473
Lateral Hardening-Fuse-90696750 | 13008
Lateral Hardening-Fuse-90696764 | 13177
Lateral Hardening-Fuse-90697505 | 14040
Lateral Hardening-Fuse-90698508 | 13373
Lateral Hardening-Fuse-90700005 | 13443
Lateral Hardening-Fuse-90700006 | 13443
Lateral Hardening-Fuse-90700391 | 13030
Lateral Hardening-Fuse-90700851 | 13176
Lateral Hardening-Fuse-90701163 | 13840
Lateral Hardening-Fuse-90701538 | 13805
Lateral Hardening-Fuse-90701555 | 13303
Lateral Hardening-Fuse-90701827 | 13017
Lateral Hardening-Fuse-90702015 | 13294
Lateral Hardening-Fuse-90702556 | 13163
Lateral Hardening-Fuse-90702579 | 13163
Lateral Hardening-Fuse-90704011 | 13082
Lateral Hardening-Fuse-90704056 | 13370
Lateral Hardening-Fuse-90704066 | 13370
Lateral Hardening-Fuse-90704750 | 13117
Lateral Hardening-Fuse-90705444 | 13299
Lateral Hardening-Fuse-90706391 | 13133
Lateral Hardening-Fuse-90706574 | 13373
Lateral Hardening-Fuse-90707500 | 13772
Lateral Hardening-Fuse-90708105 | 13294
Lateral Hardening-Fuse-90708438 | 13206
Lateral Hardening-Fuse-90709930 | 13167
Lateral Hardening-Fuse-90710187 | 13115
Lateral Hardening-Fuse-90710761 | 13330
Lateral Hardening-Fuse-90711161 | 13104
Lateral Hardening-Fuse-90711829 | 13045
Lateral Hardening-Fuse-90712609 | 13003
Lateral Hardening-Fuse-90712970 | 13164
Lateral Hardening-Fuse-90713239 | 13813
Lateral Hardening-Fuse-90713427 | 13461
Lateral Hardening-Fuse-90713739 | 13656
Lateral Hardening-Fuse-90714605 | 13190
Lateral Hardening-Fuse-90714797 | 13294
Lateral Hardening-Fuse-90714806 | 13294
Lateral Hardening-Fuse-90714900 | 13236
Lateral Hardening-Fuse-90716385 | 13813
Lateral Hardening-Fuse-90716416 | 13198
Lateral Hardening-Fuse-90716530 | 13645
Lateral Hardening-Fuse-90717538 | 13461
Lateral Hardening-Fuse-90718102 | 13813
Lateral Hardening-Fuse-90718240 | 13254
Lateral Hardening-Fuse-90718270 | 13927
Lateral Hardening-Fuse-90718329 | 13813
Lateral Hardening-Fuse-90718455 | 13030
Lateral Hardening-Fuse-90719549 | 13007
Lateral Hardening-Fuse-90719743 | 13176
Lateral Hardening-Fuse-90720720 | 13813
Lateral Hardening-Fuse-90722415 | 13808
Lateral Hardening-Fuse-90723592 | 14306
Lateral Hardening-Fuse-90727016 | 13648
Lateral Hardening-Fuse-90727942 | 13539
Lateral Hardening-Fuse-90728045 | 13099
Lateral Hardening-Fuse-90729885 | 13431
Lateral Hardening-Fuse-90729949 | 13254
Lateral Hardening-Fuse-90731128 | 13294
Lateral Hardening-Fuse-90731194 | 13462
Lateral Hardening-Fuse-90733129 | 13082
Lateral Hardening-Fuse-90734326 | 13470
Lateral Hardening-Fuse-90734367 | 13935
Lateral Hardening-Fuse-90734368 | 13133
Lateral Hardening-Fuse-90735204 | 13613
Lateral Hardening-Fuse-90737020 | 13715
Lateral Hardening-Fuse-90737773 | 13125
Lateral Hardening-Fuse-90738378 | 13071
Lateral Hardening-Fuse-90740214 | 13737
Lateral Hardening-Fuse-90740675 | 13373
Lateral Hardening-Fuse-90740699 | 13737
Lateral Hardening-Fuse-90740787 | 13373
Lateral Hardening-Fuse-90741316 | 13019
Lateral Hardening-Fuse-90743601 | 13436
Lateral Hardening-Fuse-90744093 | 13126
Lateral Hardening-Fuse-90744576 | 13579
Lateral Hardening-Fuse-90744865 | 13657
Lateral Hardening-Fuse-90744982 | 13034
Lateral Hardening-Fuse-90746059 | 13423
Lateral Hardening-Fuse-90746512 | 13661
Lateral Hardening-Fuse-90746814 | 13993
Lateral Hardening-Fuse-90746817 | 13007
Lateral Hardening-Fuse-90746960 | 13813
Lateral Hardening-Fuse-90746962 | 13813
Lateral Hardening-Fuse-90747061 | 13030
Lateral Hardening-Fuse-90747175 | 13656
Lateral Hardening-Fuse-90747292 | 13942
Lateral Hardening-Fuse-90747349 | 13391
Lateral Hardening-Fuse-90747757 | 13370
Lateral Hardening-Fuse-90747759 | 13370
Lateral Hardening-Fuse-90747854 | 13207
Lateral Hardening-Fuse-90748003 | 13166
Lateral Hardening-Fuse-90748138 | 13103
Lateral Hardening-Fuse-90748252 | 13102
Lateral Hardening-Fuse-90748869 | 13935
Lateral Hardening-Fuse-90749642 | 13081
Lateral Hardening-Fuse-90750012 | 13082
Lateral Hardening-Fuse-90750650 | 13690
Lateral Hardening-Fuse-90751081 | 14000
Lateral Hardening-Fuse-90751124 | 13017
Lateral Hardening-Fuse-90751205 | 14000
Lateral Hardening-Fuse-90751259 | 13098
Lateral Hardening-Fuse-90751844 | 13229
Lateral Hardening-Fuse-90753978 | 13065
Lateral Hardening-Fuse-90755914 | 13065
Lateral Hardening-Fuse-90755954 | 13454
Lateral Hardening-Fuse-90755987 | 13314
Lateral Hardening-Fuse-90756993 | 14050
Lateral Hardening-Fuse-90757102 | 14050
Lateral Hardening-Fuse-90757858 | 13440
Lateral Hardening-Fuse-90757969 | 13065
Lateral Hardening-Fuse-90758161 | 13471
Lateral Hardening-Fuse-90758311 | 13278
Lateral Hardening-Fuse-90758946 | 13943
Lateral Hardening-Fuse-90759504 | 13576
Lateral Hardening-Fuse-90759671 | 13813
Lateral Hardening-Fuse-90763094 | 13177
Lateral Hardening-Fuse-90763682 | 13839
Lateral Hardening-Fuse-90765789 | 13373
Lateral Hardening-Fuse-90766070 | 13839
Lateral Hardening-Fuse-90766136 | 13839
Lateral Hardening-Fuse-90767118 | 13098
Lateral Hardening-Fuse-90767126 | 13470
Lateral Hardening-Fuse-90767257 | 13582
Lateral Hardening-Fuse-90767337 | 14050
Lateral Hardening-Fuse-90767552 | 13470
Lateral Hardening-Fuse-90767559 | 14050
Lateral Hardening-Fuse-90767926 | 13194
Lateral Hardening-Fuse-90768462 | 13373
Lateral Hardening-Fuse-90769799 | 13577
Lateral Hardening-Fuse-90770619 | 13129
Lateral Hardening-Fuse-90770625 | 13129
Lateral Hardening-Fuse-90771590 | 13455
Lateral Hardening-Fuse-90771701 | 14144
Lateral Hardening-Fuse-90772073 | 14024
Lateral Hardening-Fuse-90772380 | 14024
Lateral Hardening-Fuse-90772684 | 13836
Lateral Hardening-Fuse-90773234 | 13838
Lateral Hardening-Fuse-90773297 | 13373
Lateral Hardening-Fuse-90773669 | 13787
Lateral Hardening-Fuse-90773877 | 13722
Lateral Hardening-Fuse-90773992 | 13308
Lateral Hardening-Fuse-90775248 | 13297
Lateral Hardening-Fuse-90776418 | 14144
Lateral Hardening-Fuse-90776419 | 14144
Lateral Hardening-Fuse-90776482 | 13298
Lateral Hardening-Fuse-90776704 | 13787
Lateral Hardening-Fuse-90778123 | 13065
Lateral Hardening-Fuse-90778126 | 13065
Lateral Hardening-Fuse-90780494 | 13103
Lateral Hardening-Fuse-90780561 | 13370
Lateral Hardening-Fuse-90782167 | 13583
Lateral Hardening-Fuse-90782634 | 13695
Lateral Hardening-Fuse-90782843 | 13372
Lateral Hardening-Fuse-90783188 | 13065
Lateral Hardening-Fuse-90783617 | 13097
Lateral Hardening-Fuse-90784240 | 13648
Lateral Hardening-Fuse-90784588 | 13657
Lateral Hardening-Fuse-90785176 | 13256
Lateral Hardening-Fuse-90785587 | 13065
Lateral Hardening-Fuse-90787275 | 13279
Lateral Hardening-Fuse-90787418 | 13303
Lateral Hardening-Fuse-90789543 | 13005
Lateral Hardening-Fuse-90789857 | 13098
Lateral Hardening-Fuse-90789866 | 14112
Lateral Hardening-Fuse-90789941 | 13064
Lateral Hardening-Fuse-90791837 | 13063
Lateral Hardening-Fuse-90792235 | 13011
Lateral Hardening-Fuse-90792446 | 13004
Lateral Hardening-Fuse-90792627 | 13059
Lateral Hardening-Fuse-90793511 | 14144
Lateral Hardening-Fuse-90793590 | 13028
Lateral Hardening-Fuse-90795105 | 13098
Lateral Hardening-Fuse-90796102 | 13098
Lateral Hardening-Fuse-90796385 | 13113
Lateral Hardening-Fuse-90797364 | 13331
Lateral Hardening-Fuse-90797413 | 13693
Lateral Hardening-Fuse-90797626 | 13494
Lateral Hardening-Fuse-90798073 | 13370
Lateral Hardening-Fuse-90798436 | 13099
Lateral Hardening-Fuse-90799155 | 13423
Lateral Hardening-Fuse-90800019 | 13228
Lateral Hardening-Fuse-90800616 | 13839
Lateral Hardening-Fuse-90800618 | 13373
Lateral Hardening-Fuse-90800733 | 13993
Lateral Hardening-Fuse-90801089 | 13835
Lateral Hardening-Fuse-90801235 | 13103
Lateral Hardening-Fuse-90801370 | 13813
Lateral Hardening-Fuse-90801771 | 13835
Lateral Hardening-Fuse-90801955 | 13328
Lateral Hardening-Fuse-90802424 | 13065
Lateral Hardening-Fuse-90802629 | 13342
Lateral Hardening-Fuse-90802769 | 13612
Lateral Hardening-Fuse-90802775 | 13194
Lateral Hardening-Fuse-90802820 | 13838
Lateral Hardening-Fuse-90802827 | 13838
Lateral Hardening-Fuse-90802828 | 13838
Lateral Hardening-Fuse-90804531 | 13112
Lateral Hardening-Fuse-90804532 | 13112
Lateral Hardening-Fuse-90804573 | 13112
Lateral Hardening-Fuse-90804598 | 14124
Lateral Hardening-Fuse-90805980 | 13061
Lateral Hardening-Fuse-90806019 | 13061
Lateral Hardening-Fuse-90807174 | 13064
Lateral Hardening-Fuse-90807370 | 13457
Lateral Hardening-Fuse-90808763 | 14112
Lateral Hardening-Fuse-90809591 | 13112
Lateral Hardening-Fuse-90810130 | 13993
Lateral Hardening-Fuse-90810525 | 13419
Lateral Hardening-Fuse-90810633 | 13953
Lateral Hardening-Fuse-90812828 | 13605
Lateral Hardening-Fuse-90813030 | 13089
Lateral Hardening-Fuse-90813031 | 13089
Lateral Hardening-Fuse-90813723 | 13605
Lateral Hardening-Fuse-90813818 | 13081
Lateral Hardening-Fuse-90815197 | 13786
Lateral Hardening-Fuse-90815303 | 13786
Lateral Hardening-Fuse-90816343 | 13158
Lateral Hardening-Fuse-90816352 | 13158
Lateral Hardening-Fuse-90816450 | 13268
Lateral Hardening-Fuse-90816572 | 13509
Lateral Hardening-Fuse-90816573 | 13509
Lateral Hardening-Fuse-90816576 | 13509
Lateral Hardening-Fuse-90816578 | 13509
Lateral Hardening-Fuse-90816669 | 13509
Lateral Hardening-Fuse-90816670 | 13509
Lateral Hardening-Fuse-90816680 | 13509
Lateral Hardening-Fuse-90816687 | 13509
Lateral Hardening-Fuse-90817098 | 13661
Lateral Hardening-Fuse-90817794 | 13993
Lateral Hardening-Fuse-90818527 | 13330
Lateral Hardening-Fuse-90819535 | 13959
Lateral Hardening-Fuse-90819593 | 13959
Lateral Hardening-Fuse-90820555 | 13043
Lateral Hardening-Fuse-90821455 | 13787
Lateral Hardening-Fuse-90821472 | 13787
Lateral Hardening-Fuse-90822676 | 13006
Lateral Hardening-Fuse-90823205 | 13330
Lateral Hardening-Fuse-90823812 | 13329
Lateral Hardening-Fuse-90823944 | 14102
Lateral Hardening-Fuse-90824008 | 13708
Lateral Hardening-Fuse-90824395 | 13514
Lateral Hardening-Fuse-90824396 | 13514
Lateral Hardening-Fuse-90824806 | 13064
Lateral Hardening-Fuse-90825872 | 13314
Lateral Hardening-Fuse-90826060 | 13328
Lateral Hardening-Fuse-90826552 | 13787
Lateral Hardening-Fuse-90826567 | 13787
Lateral Hardening-Fuse-90827041 | 13373
Lateral Hardening-Fuse-90829180 | 13838
Lateral Hardening-Fuse-90830097 | 13899
Lateral Hardening-Fuse-90830919 | 13576
Lateral Hardening-Fuse-90830974 | 13576
Lateral Hardening-Fuse-90830976 | 13328
Lateral Hardening-Fuse-90831490 | 13605
Lateral Hardening-Fuse-90832184 | 13959
Lateral Hardening-Fuse-90832189 | 13959
Lateral Hardening-Fuse-90832202 | 13959
Lateral Hardening-Fuse-90832225 | 13959
Lateral Hardening-Fuse-90832740 | 13328
Lateral Hardening-Fuse-90832918 | 13006
Lateral Hardening-Fuse-90833017 | 13172
Lateral Hardening-Fuse-90833056 | 13328
Lateral Hardening-Fuse-90833118 | 13787
Lateral Hardening-Fuse-90833262 | 13329
Lateral Hardening-Fuse-90833302 | 13470
Lateral Hardening-Fuse-90833382 | 13422
Lateral Hardening-Fuse-90833410 | 14111
Lateral Hardening-Fuse-90833711 | 14111
Lateral Hardening-Fuse-90833732 | 14111
Lateral Hardening-Fuse-90834084 | 13724
Lateral Hardening-Fuse-90834233 | 13717
Lateral Hardening-Fuse-90834854 | 13330
Lateral Hardening-Fuse-90835103 | 13423
Lateral Hardening-Fuse-90835208 | 13207
Lateral Hardening-Fuse-90835311 | 13130
Lateral Hardening-Fuse-90836102 | 13838
Lateral Hardening-Fuse-90836217 | 13805
Lateral Hardening-Fuse-90836260 | 13838
Lateral Hardening-Fuse-90836545 | 13838
Lateral Hardening-Fuse-90836564 | 13838
Lateral Hardening-Fuse-90836583 | 13334
Lateral Hardening-Fuse-90836592 | 13838
Lateral Hardening-Fuse-90836846 | 13435
Lateral Hardening-Fuse-90837105 | 13130
Lateral Hardening-Fuse-90837504 | 13130
Lateral Hardening-Fuse-90837669 | 13130
Lateral Hardening-Fuse-90837776 | 13422
Lateral Hardening-Fuse-90837911 | 13006
Lateral Hardening-Fuse-90838002 | 13839
Lateral Hardening-Fuse-90838101 | 13130
Lateral Hardening-Fuse-90838270 | 13006
Lateral Hardening-Fuse-90838310 | 13422
Lateral Hardening-Fuse-90839377 | 13097
Lateral Hardening-Fuse-90839427 | 13422
Lateral Hardening-Fuse-90840104 | 13130
Lateral Hardening-Fuse-90840120 | 13130
Lateral Hardening-Fuse-90840181 | 13130
Lateral Hardening-Fuse-90840489 | 13006
Lateral Hardening-Fuse-90840668 | 13422
Lateral Hardening-Fuse-90840941 | 13492
Lateral Hardening-Fuse-90840968 | 13130
Lateral Hardening-Fuse-90841063 | 13724
Lateral Hardening-Fuse-90841117 | 13423
Lateral Hardening-Fuse-90841214 | 13423
Lateral Hardening-Fuse-90842323 | 13455
Lateral Hardening-Fuse-90842763 | 13298
Lateral Hardening-Fuse-90843809 | 13656
Lateral Hardening-Fuse-90843905 | 13147
Lateral Hardening-Fuse-90844137 | 13146
Lateral Hardening-Fuse-90844641 | 13011
Lateral Hardening-Fuse-90845001 | 13892
Lateral Hardening-Fuse-90845605 | 13576
Lateral Hardening-Fuse-90845955 | 13330
Lateral Hardening-Fuse-90846191 | 13148
Lateral Hardening-Fuse-90846303 | 13959
Lateral Hardening-Fuse-90846555 | 13148
Lateral Hardening-Fuse-90847074 | 13148
Lateral Hardening-Fuse-90847111 | 13330
Lateral Hardening-Fuse-90847144 | 13148
Lateral Hardening-Fuse-90847184 | 14124
Lateral Hardening-Fuse-90847517 | 13993
Lateral Hardening-Fuse-90847518 | 13993
Lateral Hardening-Fuse-90847580 | 13993
Lateral Hardening-Fuse-90847913 | 13754
Lateral Hardening-Fuse-90847971 | 13148
Lateral Hardening-Fuse-90848063 | 13148
Lateral Hardening-Fuse-90848130 | 13656
Lateral Hardening-Fuse-90848138 | 13785
Lateral Hardening-Fuse-90848304 | 13785
Lateral Hardening-Fuse-90849589 | 13786
Lateral Hardening-Fuse-90849629 | 14123
Lateral Hardening-Fuse-90850535 | 13724
Lateral Hardening-Fuse-90850557 | 13106
Lateral Hardening-Fuse-90850575 | 13106
Lateral Hardening-Fuse-90850728 | 13298
Lateral Hardening-Fuse-90850833 | 13028
Lateral Hardening-Fuse-90851456 | 13785
Lateral Hardening-Fuse-90851473 | 13785
Lateral Hardening-Fuse-90851684 | 13294
Lateral Hardening-Fuse-90852320 | 13577
Lateral Hardening-Fuse-90852332 | 13577
Lateral Hardening-Fuse-90852382 | 13129
Lateral Hardening-Fuse-90852458 | 13839
Lateral Hardening-Fuse-90852459 | 13839
Lateral Hardening-Fuse-90852522 | 13097
Lateral Hardening-Fuse-90852788 | 13148
Lateral Hardening-Fuse-90852849 | 13786
Lateral Hardening-Fuse-90853562 | 13505
Lateral Hardening-Fuse-90855350 | 13146
Lateral Hardening-Fuse-90856088 | 13787
Lateral Hardening-Fuse-90856206 | 13787
Lateral Hardening-Fuse-90856268 | 13148
Lateral Hardening-Fuse-90856606 | 13796
Lateral Hardening-Fuse-90856935 | 13787
Lateral Hardening-Fuse-90857024 | 13787
Lateral Hardening-Fuse-90857924 | 13787
Lateral Hardening-Fuse-90858554 | 13911
Lateral Hardening-Fuse-90858611 | 13911
Lateral Hardening-Fuse-90859380 | 13011
Lateral Hardening-Fuse-90859584 | 13148
Lateral Hardening-Fuse-90860287 | 13148
Lateral Hardening-Fuse-90860395 | 13148
Lateral Hardening-Fuse-90860962 | 13147
Lateral Hardening-Fuse-90861207 | 14069
Lateral Hardening-Fuse-90861215 | 14069
Lateral Hardening-Fuse-90861238 | 13796
Lateral Hardening-Fuse-90862582 | 14069
Lateral Hardening-Fuse-90862870 | 13227
Lateral Hardening-Fuse-90863507 | 13328
Lateral Hardening-Fuse-90863712 | 13096
Lateral Hardening-Fuse-90864662 | 13098
Lateral Hardening-Fuse-90864902 | 14114
Lateral Hardening-Fuse-90865718 | 13733
Lateral Hardening-Fuse-90866450 | 13505
Lateral Hardening-Fuse-90867085 | 13082
Lateral Hardening-Fuse-90867203 | 13130
Lateral Hardening-Fuse-90867280 | 13839
Lateral Hardening-Fuse-90867507 | 13100
Lateral Hardening-Fuse-90867708 | 13813
Lateral Hardening-Fuse-90867711 | 13813
Lateral Hardening-Fuse-90868327 | 13786
Lateral Hardening-Fuse-90868480 | 13099
Lateral Hardening-Fuse-90868481 | 13099
Lateral Hardening-Fuse-90868672 | 13932
Lateral Hardening-Fuse-90869092 | 13787
Lateral Hardening-Fuse-90869100 | 13099
Lateral Hardening-Fuse-90869177 | 13828
Lateral Hardening-Fuse-90869352 | 13699
Lateral Hardening-Fuse-90869354 | 13699
Lateral Hardening-Fuse-90869373 | 13098
Lateral Hardening-Fuse-90869610 | 13097
Lateral Hardening-Fuse-90869815 | 13096
Lateral Hardening-Fuse-90870242 | 13805
Lateral Hardening-Fuse-90870553 | 13805
Lateral Hardening-Fuse-90870881 | 13813
Lateral Hardening-Fuse-90871197 | 13213
Lateral Hardening-Fuse-90871627 | 13924
Lateral Hardening-Fuse-90871885 | 13099
Lateral Hardening-Fuse-90872759 | 13924
Lateral Hardening-Fuse-90872926 | 13835
Lateral Hardening-Fuse-90872927 | 13835
Lateral Hardening-Fuse-90873223 | 13706
Lateral Hardening-Fuse-90873564 | 13959
Lateral Hardening-Fuse-90873696 | 13631
Lateral Hardening-Fuse-90873851 | 13096
Lateral Hardening-Fuse-90873893 | 13471
Lateral Hardening-Fuse-90873949 | 13837
Lateral Hardening-Fuse-90874233 | 13750
Lateral Hardening-Fuse-90874398 | 13959
Lateral Hardening-Fuse-90874579 | 13096
Lateral Hardening-Fuse-90874729 | 13096
Lateral Hardening-Fuse-90875871 | 13254
Lateral Hardening-Fuse-90876578 | 13024
Lateral Hardening-Fuse-90877700 | 13839
Lateral Hardening-Fuse-90877719 | 13072
Lateral Hardening-Fuse-90877899 | 13839
Lateral Hardening-Fuse-90877918 | 13695
Lateral Hardening-Fuse-90878470 | 13294
Lateral Hardening-Fuse-90878773 | 13839
Lateral Hardening-Fuse-90879019 | 13290
Lateral Hardening-Fuse-90879414 | 13787
Lateral Hardening-Fuse-90879599 | 13024
Lateral Hardening-Fuse-90880309 | 13840
Lateral Hardening-Fuse-90880768 | 13840
Lateral Hardening-Fuse-90881106 | 13390
Lateral Hardening-Fuse-90881194 | 13840
Lateral Hardening-Fuse-90881195 | 13840
Lateral Hardening-Fuse-90882561 | 13785
Lateral Hardening-Fuse-90882614 | 13099
Lateral Hardening-Fuse-90882696 | 13695
Lateral Hardening-Fuse-90883051 | 13096
Lateral Hardening-Fuse-90883236 | 13310
Lateral Hardening-Fuse-90883293 | 13167
Lateral Hardening-Fuse-90883330 | 13228
Lateral Hardening-Fuse-90883772 | 13006
Lateral Hardening-Fuse-90883826 | 13312
Lateral Hardening-Fuse-90883937 | 13630
Lateral Hardening-Fuse-90884170 | 13294
Lateral Hardening-Fuse-90884197 | 13294
Lateral Hardening-Fuse-90884398 | 13097
Lateral Hardening-Fuse-90884403 | 13175
Lateral Hardening-Fuse-90885250 | 13373
Lateral Hardening-Fuse-90886759 | 14030
Lateral Hardening-Fuse-90887471 | 13070
Lateral Hardening-Fuse-90887498 | 13612
Lateral Hardening-Fuse-90887784 | 13695
Lateral Hardening-Fuse-90888027 | 13883
Lateral Hardening-Fuse-90888301 | 13839
Lateral Hardening-Fuse-90888304 | 13924
Lateral Hardening-Fuse-90888306 | 13924
Lateral Hardening-Fuse-90888308 | 13924
Lateral Hardening-Fuse-90889023 | 13278
Lateral Hardening-Fuse-90889173 | 13953
Lateral Hardening-Fuse-90889511 | 13423
Lateral Hardening-Fuse-90889628 | 13911
Lateral Hardening-Fuse-90889828 | 13695
Lateral Hardening-Fuse-90889866 | 14197
Lateral Hardening-Fuse-90890173 | 13505
Lateral Hardening-Fuse-90890342 | 13695
Lateral Hardening-Fuse-90890344 | 13695
Lateral Hardening-Fuse-90890527 | 13371
Lateral Hardening-Fuse-90890647 | 13158
Lateral Hardening-Fuse-90890787 | 13371
Lateral Hardening-Fuse-90890974 | 13158
Lateral Hardening-Fuse-90890976 | 13037
Lateral Hardening-Fuse-90892057 | 13552
Lateral Hardening-Fuse-90892244 | 13373
Lateral Hardening-Fuse-90893446 | 13278
Lateral Hardening-Fuse-90893491 | 13278
Lateral Hardening-Fuse-90893539 | 13278
Lateral Hardening-Fuse-90893799 | 13373
Lateral Hardening-Fuse-90893899 | 13699
Lateral Hardening-Fuse-90894961 | 13371
Lateral Hardening-Fuse-90896803 | 13096
Lateral Hardening-Fuse-90896805 | 13096
Lateral Hardening-Fuse-90896810 | 13096
Lateral Hardening-Fuse-90896815 | 13096
Lateral Hardening-Fuse-90896817 | 13096
Lateral Hardening-Fuse-90896822 | 13096
Lateral Hardening-Fuse-90896823 | 13096
Lateral Hardening-Fuse-90897468 | 13296
Lateral Hardening-Fuse-90897708 | 13968
Lateral Hardening-Fuse-90898103 | 13583
Lateral Hardening-Fuse-90898678 | 13807
Lateral Hardening-Fuse-90898679 | 13807
Lateral Hardening-Fuse-90898681 | 13807
Lateral Hardening-Fuse-90899758 | 13819
Lateral Hardening-Fuse-90900129 | 13819
Lateral Hardening-Fuse-90900553 | 13712
Lateral Hardening-Fuse-90901134 | 13454
Lateral Hardening-Fuse-90901263 | 13818
Lateral Hardening-Fuse-90901279 | 13818
Lateral Hardening-Fuse-90901917 | 13220
Lateral Hardening-Fuse-90902098 | 13818
Lateral Hardening-Fuse-90902117 | 13818
Lateral Hardening-Fuse-90902146 | 13818
Lateral Hardening-Fuse-90902382 | 13712
Lateral Hardening-Fuse-90902561 | 13220
Lateral Hardening-Fuse-90902615 | 13807
Lateral Hardening-Fuse-90902634 | 13220
Lateral Hardening-Fuse-90902669 | 13220
Lateral Hardening-Fuse-90902695 | 13220
Lateral Hardening-Fuse-90902703 | 13220
Lateral Hardening-Fuse-90902710 | 13220
Lateral Hardening-Fuse-90902711 | 13220
Lateral Hardening-Fuse-90902712 | 13220
Lateral Hardening-Fuse-90902720 | 13220
Lateral Hardening-Fuse-90902721 | 13220
Lateral Hardening-Fuse-90902816 | 13220
Lateral Hardening-Fuse-90902817 | 13220
Lateral Hardening-Fuse-90902818 | 13220
Lateral Hardening-Fuse-90902924 | 13586
Lateral Hardening-Fuse-90902949 | 13586
Lateral Hardening-Fuse-90902959 | 13586
Lateral Hardening-Fuse-90902973 | 13586
Lateral Hardening-Fuse-90903016 | 13586
Lateral Hardening-Fuse-90903019 | 13818
Lateral Hardening-Fuse-90903021 | 13819
Lateral Hardening-Fuse-90903187 | 13586
Lateral Hardening-Fuse-90903214 | 13586
Lateral Hardening-Fuse-90903238 | 13586
Lateral Hardening-Fuse-90903270 | 13586
Lateral Hardening-Fuse-90903273 | 13586
Lateral Hardening-Fuse-90904199 | 13133
Lateral Hardening-Fuse-90904221 | 13819
Lateral Hardening-Fuse-90906115 | 13055
Lateral Hardening-Fuse-90906244 | 13808
Lateral Hardening-Fuse-90906621 | 13770
Lateral Hardening-Fuse-90906952 | 14274
Lateral Hardening-Fuse-90907225 | 13278
Lateral Hardening-Fuse-90907329 | 13826
Lateral Hardening-Fuse-90907506 | 13432
Lateral Hardening-Fuse-90907543 | 13651
Lateral Hardening-Fuse-90908558 | 13278
Lateral Hardening-Fuse-90908734 | 13785
Lateral Hardening-Fuse-90908850 | 13576
Lateral Hardening-Fuse-90909033 | 13826
Lateral Hardening-Fuse-90909845 | 13470
Lateral Hardening-Fuse-90910088 | 13420
Lateral Hardening-Fuse-90910448 | 13723
Lateral Hardening-Fuse-90910745 | 13373
Lateral Hardening-Fuse-90911087 | 13724
Lateral Hardening-Fuse-90911855 | 13622
Lateral Hardening-Fuse-90913088 | 13034
Lateral Hardening-Fuse-90913915 | 14025
Lateral Hardening-Fuse-90914334 | 13651
Lateral Hardening-Fuse-90914571 | 13840
Lateral Hardening-Fuse-90915080 | 13096
Lateral Hardening-Fuse-90915082 | 13096
Lateral Hardening-Fuse-90915088 | 13096
Lateral Hardening-Fuse-90915256 | 13813
Lateral Hardening-Fuse-90915815 | 13754
Lateral Hardening-Fuse-90916286 | 13400
Lateral Hardening-Fuse-90917828 | 13143
Lateral Hardening-Fuse-90918318 | 13303
Lateral Hardening-Fuse-90918472 | 13166
Lateral Hardening-Fuse-90918937 | 13280
Lateral Hardening-Fuse-90920899 | 13927
Lateral Hardening-Fuse-90921411 | 13679
Lateral Hardening-Fuse-90921585 | 13786
Lateral Hardening-Fuse-90923145 | 13096
Lateral Hardening-Fuse-90923146 | 13096
Lateral Hardening-Fuse-90923404 | 13004
Lateral Hardening-Fuse-90923550 | 13686
Lateral Hardening-Fuse-90924849 | 13029
Lateral Hardening-Fuse-90925082 | 13003
Lateral Hardening-Fuse-90926069 | 13959
Lateral Hardening-Fuse-90926107 | 13959
Lateral Hardening-Fuse-90926825 | 13631
Lateral Hardening-Fuse-90927732 | 13330
Lateral Hardening-Fuse-90928013 | 13648
Lateral Hardening-Fuse-90928596 | 13223
Lateral Hardening-Fuse-90928752 | 13205
Lateral Hardening-Fuse-90928753 | 13205
Lateral Hardening-Fuse-90928809 | 13787
Lateral Hardening-Fuse-90928856 | 13787
Lateral Hardening-Fuse-90929181 | 13205
Lateral Hardening-Fuse-90929753 | 13146
Lateral Hardening-Fuse-90931087 | 13422
Lateral Hardening-Fuse-90932106 | 13192
Lateral Hardening-Fuse-90932283 | 13192
Lateral Hardening-Fuse-90935854 | 13299
Lateral Hardening-Fuse-90936887 | 13221
Lateral Hardening-Fuse-90938151 | 13924
Lateral Hardening-Fuse-90938257 | 13166
Lateral Hardening-Fuse-90939830 | 13924
Lateral Hardening-Fuse-90939931 | 13298
Lateral Hardening-Fuse-90940109 | 13927
Lateral Hardening-Fuse-90941517 | 13927
Lateral Hardening-Fuse-90942159 | 13840
Lateral Hardening-Fuse-90942297 | 13117
Lateral Hardening-Fuse-90942947 | 14031
Lateral Hardening-Fuse-90944548 | 13031
Lateral Hardening-Fuse-90944590 | 13010
Lateral Hardening-Fuse-90944607 | 13010
Lateral Hardening-Fuse-90944614 | 13010
Lateral Hardening-Fuse-90944623 | 13010
Lateral Hardening-Fuse-90944629 | 13010
Lateral Hardening-Fuse-90944811 | 13712
Lateral Hardening-Fuse-90945014 | 13290
Lateral Hardening-Fuse-90945442 | 13546
Lateral Hardening-Fuse-90945491 | 13373
Lateral Hardening-Fuse-90946068 | 13454
Lateral Hardening-Fuse-90946552 | 13772
Lateral Hardening-Fuse-90946553 | 13772
Lateral Hardening-Fuse-90951581 | 14026
Lateral Hardening-Fuse-90951647 | 14023
Lateral Hardening-Fuse-90951649 | 14023
Lateral Hardening-Fuse-90953790 | 13943
Lateral Hardening-Fuse-90956068 | 13236
Lateral Hardening-Fuse-90956104 | 13787
Lateral Hardening-Fuse-90956262 | 13797
Lateral Hardening-Fuse-90956263 | 14023
Lateral Hardening-Fuse-90956555 | 13591
Lateral Hardening-Fuse-90956682 | 14023
Lateral Hardening-Fuse-90957442 | 14021
Lateral Hardening-Fuse-90957706 | 13444
Lateral Hardening-Fuse-90957708 | 13444
Lateral Hardening-Fuse-90957752 | 14030
Lateral Hardening-Fuse-90957941 | 14274
Lateral Hardening-Fuse-90957969 | 14274
Lateral Hardening-Fuse-90958229 | 13729
Lateral Hardening-Fuse-90958675 | 13648
Lateral Hardening-Fuse-90958704 | 13656
Lateral Hardening-Fuse-90958947 | 13082
Lateral Hardening-Fuse-90959113 | 14124
Lateral Hardening-Fuse-90959251 | 13592
Lateral Hardening-Fuse-90959317 | 13592
Lateral Hardening-Fuse-90959586 | 13772
Lateral Hardening-Fuse-90959588 | 13371
Lateral Hardening-Fuse-90959668 | 13278
Lateral Hardening-Fuse-90960042 | 13048
Lateral Hardening-Fuse-90960976 | 14023
Lateral Hardening-Fuse-90961183 | 13649
Lateral Hardening-Fuse-90961574 | 13236
Lateral Hardening-Fuse-90961596 | 14274
Lateral Hardening-Fuse-90961625 | 13431
Lateral Hardening-Fuse-90961817 | 14023
Lateral Hardening-Fuse-90962377 | 13236
Lateral Hardening-Fuse-90962444 | 13048
Lateral Hardening-Fuse-90962551 | 13236
Lateral Hardening-Fuse-90962667 | 13117
Lateral Hardening-Fuse-90962886 | 13398
Lateral Hardening-Fuse-90963046 | 13303
Lateral Hardening-Fuse-90963284 | 13004
Lateral Hardening-Fuse-90963649 | 13303
Lateral Hardening-Fuse-90964790 | 13236
Lateral Hardening-Fuse-90965431 | 13236
Lateral Hardening-Fuse-90965575 | 13303
Lateral Hardening-Fuse-90967697 | 14021
Lateral Hardening-Fuse-90968441 | 13769
Lateral Hardening-Fuse-90968445 | 13786
Lateral Hardening-Fuse-90968819 | 13082
Lateral Hardening-Fuse-90969099 | 13769
Lateral Hardening-Fuse-90969777 | 13648
Lateral Hardening-Fuse-90970017 | 13079
Lateral Hardening-Fuse-90970108 | 13146
Lateral Hardening-Fuse-90970114 | 13238
Lateral Hardening-Fuse-90970804 | 13236
Lateral Hardening-Fuse-90970824 | 13236
Lateral Hardening-Fuse-90971019 | 13236
Lateral Hardening-Fuse-90971685 | 13825
Lateral Hardening-Fuse-90972249 | 13648
Lateral Hardening-Fuse-90972505 | 13303
Lateral Hardening-Fuse-90972723 | 13624
Lateral Hardening-Fuse-90972726 | 13624
Lateral Hardening-Fuse-90973021 | 13294
Lateral Hardening-Fuse-90973649 | 13236
Lateral Hardening-Fuse-90973887 | 13256
Lateral Hardening-Fuse-90974204 | 13236
Lateral Hardening-Fuse-90974743 | 13298
Lateral Hardening-Fuse-90975083 | 13236
Lateral Hardening-Fuse-90975467 | 13236
Lateral Hardening-Fuse-90975784 | 13591
Lateral Hardening-Fuse-90976010 | 13236
Lateral Hardening-Fuse-90976241 | 13473
Lateral Hardening-Fuse-90976603 | 13786
Lateral Hardening-Fuse-90976646 | 13942
Lateral Hardening-Fuse-90976722 | 13183
Lateral Hardening-Fuse-90976793 | 13659
Lateral Hardening-Fuse-90977020 | 13659
Lateral Hardening-Fuse-90977495 | 13786
Lateral Hardening-Fuse-90978068 | 13838
Lateral Hardening-Fuse-90978630 | 13298
Lateral Hardening-Fuse-90978864 | 13236
Lateral Hardening-Fuse-90978927 | 13656
Lateral Hardening-Fuse-90979277 | 13236
Lateral Hardening-Fuse-90979291 | 13236
Lateral Hardening-Fuse-90980355 | 13236
Lateral Hardening-Fuse-90980361 | 13236
Lateral Hardening-Fuse-90980851 | 13297
Lateral Hardening-Fuse-90982171 | 13236
Lateral Hardening-Fuse-90982673 | 13236
Lateral Hardening-Fuse-90983867 | 13426
Lateral Hardening-Fuse-90985201 | 13236
Lateral Hardening-Fuse-90985465 | 13236
Lateral Hardening-Fuse-90986746 | 13142
Lateral Hardening-Fuse-90986964 | 13297
Lateral Hardening-Fuse-90987484 | 13808
Lateral Hardening-Fuse-90987897 | 13237
Lateral Hardening-Fuse-90988080 | 13236
Lateral Hardening-Fuse-90988535 | 13705
Lateral Hardening-Fuse-90988631 | 13963
Lateral Hardening-Fuse-90988675 | 13426
Lateral Hardening-Fuse-90988755 | 13224
Lateral Hardening-Fuse-90988843 | 13426
Lateral Hardening-Fuse-90989170 | 13705
Lateral Hardening-Fuse-90989579 | 13175
Lateral Hardening-Fuse-90990044 | 13268
Lateral Hardening-Fuse-90990445 | 13453
Lateral Hardening-Fuse-90991379 | 13236
Lateral Hardening-Fuse-90991563 | 13533
Lateral Hardening-Fuse-90992396 | 13303
Lateral Hardening-Fuse-90992463 | 13303
Lateral Hardening-Fuse-90993802 | 13865
Lateral Hardening-Fuse-90993877 | 13268
Lateral Hardening-Fuse-90993899 | 13865
Lateral Hardening-Fuse-90995706 | 13705
Lateral Hardening-Fuse-90996053 | 13020
Lateral Hardening-Fuse-90996152 | 13492
Lateral Hardening-Fuse-90997195 | 13839
Lateral Hardening-Fuse-90997260 | 13657
Lateral Hardening-Fuse-90997578 | 13268
Lateral Hardening-Fuse-90998176 | 13008
Lateral Hardening-Fuse-90998386 | 13391
Lateral Hardening-Fuse-90998414 | 13205
Lateral Hardening-Fuse-90998652 | 13624
Lateral Hardening-Fuse-90998681 | 14199
Lateral Hardening-Fuse-90998981 | 13088
Lateral Hardening-Fuse-90999164 | 13299
Lateral Hardening-Fuse-91000018 | 13786
Lateral Hardening-Fuse-91000129 | 13786
Lateral Hardening-Fuse-91000223 | 13093
Lateral Hardening-Fuse-91000765 | 13091
Lateral Hardening-Fuse-91001447 | 13097
Lateral Hardening-Fuse-91001566 | 13091
Lateral Hardening-Fuse-91001901 | 13091
Lateral Hardening-Fuse-91002011 | 13786
Lateral Hardening-Fuse-91002255 | 13786
Lateral Hardening-Fuse-91002672 | 13088
Lateral Hardening-Fuse-91002749 | 13214
Lateral Hardening-Fuse-91004060 | 13079
Lateral Hardening-Fuse-91004089 | 13214
Lateral Hardening-Fuse-91004837 | 13093
Lateral Hardening-Fuse-91004843 | 13093
Lateral Hardening-Fuse-91005084 | 13787
Lateral Hardening-Fuse-91005141 | 13600
Lateral Hardening-Fuse-91005725 | 13656
Lateral Hardening-Fuse-91006500 | 13088
Lateral Hardening-Fuse-91006641 | 13236
Lateral Hardening-Fuse-91006714 | 13093
Lateral Hardening-Fuse-91006869 | 13648
Lateral Hardening-Fuse-91007463 | 13657
Lateral Hardening-Fuse-91007520 | 13391
Lateral Hardening-Fuse-91007675 | 13091
Lateral Hardening-Fuse-91007734 | 13342
Lateral Hardening-Fuse-91007833 | 14050
Lateral Hardening-Fuse-91007877 | 13035
Lateral Hardening-Fuse-91008006 | 13091
Lateral Hardening-Fuse-91008296 | 13656
Lateral Hardening-Fuse-91008297 | 13656
Lateral Hardening-Fuse-91008386 | 13656
Lateral Hardening-Fuse-91009961 | 14031
Lateral Hardening-Fuse-91010293 | 13342
Lateral Hardening-Fuse-91010295 | 13342
Lateral Hardening-Fuse-91010468 | 13035
Lateral Hardening-Fuse-91011133 | 13656
Lateral Hardening-Fuse-91011315 | 13648
Lateral Hardening-Fuse-91011449 | 13048
Lateral Hardening-Fuse-91011451 | 13048
Lateral Hardening-Fuse-91011458 | 13007
Lateral Hardening-Fuse-91011688 | 13100
Lateral Hardening-Fuse-91011796 | 13146
Lateral Hardening-Fuse-91013302 | 13043
Lateral Hardening-Fuse-91013654 | 13780
Lateral Hardening-Fuse-91015165 | 13046
Lateral Hardening-Fuse-91015266 | 13102
Lateral Hardening-Fuse-91016147 | 13624
Lateral Hardening-Fuse-91016869 | 13046
Lateral Hardening-Fuse-91016874 | 13046
Lateral Hardening-Fuse-91016875 | 13046
Lateral Hardening-Fuse-91017104 | 13807
Lateral Hardening-Fuse-91017617 | 13624
Lateral Hardening-Fuse-91017796 | 13146
Lateral Hardening-Fuse-91018499 | 13087
Lateral Hardening-Fuse-91019378 | 13011
Lateral Hardening-Fuse-91019418 | 13624
Lateral Hardening-Fuse-91019428 | 13501
Lateral Hardening-Fuse-91019851 | 13037
Lateral Hardening-Fuse-91021014 | 14050
Lateral Hardening-Fuse-91022566 | 13068
Lateral Hardening-Fuse-91023868 | 13143
Lateral Hardening-Fuse-91023977 | 13035
Lateral Hardening-Fuse-91024976 | 13298
Lateral Hardening-Fuse-91024982 | 13046
Lateral Hardening-Fuse-91026377 | 13118
Lateral Hardening-Fuse-91026575 | 13236
Lateral Hardening-Fuse-91026679 | 13236
Lateral Hardening-Fuse-91027785 | 13046
Lateral Hardening-Fuse-91028207 | 14197
Lateral Hardening-Fuse-91028563 | 13147
Lateral Hardening-Fuse-91029163 | 13176
Lateral Hardening-Fuse-91029838 | 13433
Lateral Hardening-Fuse-91029871 | 13036
Lateral Hardening-Fuse-91030753 | 13546
Lateral Hardening-Fuse-91030777 | 13036
Lateral Hardening-Fuse-91030958 | 13648
Lateral Hardening-Fuse-91031154 | 13546
Lateral Hardening-Fuse-91031436 | 13046
Lateral Hardening-Fuse-91031827 | 13433
Lateral Hardening-Fuse-91032251 | 13372
Lateral Hardening-Fuse-91032282 | 13224
Lateral Hardening-Fuse-91032448 | 13433
Lateral Hardening-Fuse-91032491 | 13004
Lateral Hardening-Fuse-91032852 | 13146
Lateral Hardening-Fuse-91032854 | 13146
Lateral Hardening-Fuse-91033265 | 13036
Lateral Hardening-Fuse-91033462 | 13661
Lateral Hardening-Fuse-91033585 | 13035
Lateral Hardening-Fuse-91035214 | 13303
Lateral Hardening-Fuse-91035604 | 13034
Lateral Hardening-Fuse-91036389 | 13118
Lateral Hardening-Fuse-91036567 | 13492
Lateral Hardening-Fuse-91037534 | 13511
Lateral Hardening-Fuse-91038495 | 13496
Lateral Hardening-Fuse-91038583 | 13303
Lateral Hardening-Fuse-91039198 | 13817
Lateral Hardening-Fuse-91039551 | 13813
Lateral Hardening-Fuse-91041013 | 13964
Lateral Hardening-Fuse-91042056 | 13657
Lateral Hardening-Fuse-91043796 | 13207
Lateral Hardening-Fuse-91044371 | 13924
Lateral Hardening-Fuse-91045237 | 13046
Lateral Hardening-Fuse-91045417 | 13121
Lateral Hardening-Fuse-91046435 | 13511
Lateral Hardening-Fuse-91047196 | 13344
Lateral Hardening-Fuse-91047220 | 13344
Lateral Hardening-Fuse-91047337 | 13344
Lateral Hardening-Fuse-91048477 | 13270
Lateral Hardening-Fuse-91048868 | 13344
Lateral Hardening-Fuse-91048894 | 13517
Lateral Hardening-Fuse-91049435 | 13724
Lateral Hardening-Fuse-91049545 | 13963
Lateral Hardening-Fuse-91052104 | 13657
Lateral Hardening-Fuse-91052909 | 13624
Lateral Hardening-Fuse-91052996 | 13605
Lateral Hardening-Fuse-91053360 | 14026
Lateral Hardening-Fuse-91055336 | 13860
Lateral Hardening-Fuse-91055727 | 13490
Lateral Hardening-Fuse-91055803 | 13155
Lateral Hardening-Fuse-91056308 | 13426
Lateral Hardening-Fuse-91056951 | 13517
Lateral Hardening-Fuse-91058259 | 13574
Lateral Hardening-Fuse-91058915 | 13916
Lateral Hardening-Fuse-91058980 | 14024
Lateral Hardening-Fuse-91059075 | 14024
Lateral Hardening-Fuse-91060802 | 13533
Lateral Hardening-Fuse-91060899 | 13533
Lateral Hardening-Fuse-91062616 | 13299
Lateral Hardening-Fuse-91063568 | 13738
Lateral Hardening-Fuse-91063607 | 13236
Lateral Hardening-Fuse-91064024 | 13391
Lateral Hardening-Fuse-91064188 | 13449
Lateral Hardening-Fuse-91064215 | 13449
Lateral Hardening-Fuse-91064476 | 13117
Lateral Hardening-Fuse-91064701 | 14031
Lateral Hardening-Fuse-91065161 | 13310
Lateral Hardening-Fuse-91066268 | 13122
Lateral Hardening-Fuse-91066431 | 13163
Lateral Hardening-Fuse-91066748 | 13299
Lateral Hardening-Fuse-91066749 | 13299
Lateral Hardening-Fuse-91068376 | 13213
Lateral Hardening-Fuse-91068377 | 13213
Lateral Hardening-Fuse-91068407 | 13453
Lateral Hardening-Fuse-91068447 | 13632
Lateral Hardening-Fuse-91068639 | 13785
Lateral Hardening-Fuse-91069094 | 13134
Lateral Hardening-Fuse-91070170 | 13238
Lateral Hardening-Fuse-91070341 | 13344
Lateral Hardening-Fuse-91070840 | 13027
Lateral Hardening-Fuse-91070886 | 13984
Lateral Hardening-Fuse-91071417 | 13142
Lateral Hardening-Fuse-91071734 | 13142
Lateral Hardening-Fuse-91071741 | 13142
Lateral Hardening-Fuse-91072296 | 13431
Lateral Hardening-Fuse-91073265 | 14116
Lateral Hardening-Fuse-91073698 | 13091
Lateral Hardening-Fuse-91074582 | 13236
Lateral Hardening-Fuse-91074878 | 13624
Lateral Hardening-Fuse-91075817 | 13183
Lateral Hardening-Fuse-91076397 | 13048
Lateral Hardening-Fuse-91077489 | 13043
Lateral Hardening-Fuse-91079404 | 13769
Lateral Hardening-Fuse-91079605 | 13201
Lateral Hardening-Fuse-91080014 | 13924
Lateral Hardening-Fuse-91080143 | 13769
Lateral Hardening-Fuse-91083242 | 13175
Lateral Hardening-Fuse-91083756 | 13295
Lateral Hardening-Fuse-91084029 | 13295
Lateral Hardening-Fuse-91084060 | 13972
Lateral Hardening-Fuse-91084184 | 13576
Lateral Hardening-Fuse-91084389 | 13911
Lateral Hardening-Fuse-91085500 | 13295
Lateral Hardening-Fuse-91085562 | 13295
Lateral Hardening-Fuse-91085812 | 13238
Lateral Hardening-Fuse-91086187 | 13151
Lateral Hardening-Fuse-91086244 | 13151
Lateral Hardening-Fuse-91086556 | 13769
Lateral Hardening-Fuse-91086742 | 13769
Lateral Hardening-Fuse-91086790 | 13924
Lateral Hardening-Fuse-91086839 | 13297
Lateral Hardening-Fuse-91086847 | 14041
Lateral Hardening-Fuse-91087056 | 13115
Lateral Hardening-Fuse-91087503 | 13091
Lateral Hardening-Fuse-91087701 | 13422
Lateral Hardening-Fuse-91087712 | 13422
Lateral Hardening-Fuse-91087716 | 13422
Lateral Hardening-Fuse-91087735 | 13422
Lateral Hardening-Fuse-91087999 | 14024
Lateral Hardening-Fuse-91088349 | 13238
Lateral Hardening-Fuse-91088372 | 13238
Lateral Hardening-Fuse-91089064 | 13661
Lateral Hardening-Fuse-91089188 | 13505
Lateral Hardening-Fuse-91089254 | 13927
Lateral Hardening-Fuse-91089267 | 13661
Lateral Hardening-Fuse-91090113 | 13927
Lateral Hardening-Fuse-91090517 | 13279
Lateral Hardening-Fuse-91090870 | 13921
Lateral Hardening-Fuse-91090901 | 13049
Lateral Hardening-Fuse-91090906 | 13049
Lateral Hardening-Fuse-91091046 | 14025
Lateral Hardening-Fuse-91091964 | 14114
Lateral Hardening-Fuse-91091965 | 14114
Lateral Hardening-Fuse-91091990 | 13115
Lateral Hardening-Fuse-91092045 | 13115
Lateral Hardening-Fuse-91092111 | 13042
Lateral Hardening-Fuse-91092609 | 13808
Lateral Hardening-Fuse-91092614 | 13046
Lateral Hardening-Fuse-91092897 | 13510
Lateral Hardening-Fuse-91092970 | 13984
Lateral Hardening-Fuse-91093490 | 13037
Lateral Hardening-Fuse-91094070 | 13115
Lateral Hardening-Fuse-91094184 | 13808
Lateral Hardening-Fuse-91094186 | 13808
Lateral Hardening-Fuse-91094434 | 13513
Lateral Hardening-Fuse-91095470 | 13017
Lateral Hardening-Fuse-91095531 | 13017
Lateral Hardening-Fuse-91096289 | 13787
Lateral Hardening-Fuse-91096297 | 13787
Lateral Hardening-Fuse-91096301 | 13787
Lateral Hardening-Fuse-91097033 | 13030
Lateral Hardening-Fuse-91097094 | 13147
Lateral Hardening-Fuse-91097112 | 13787
Lateral Hardening-Fuse-91097115 | 13787
Lateral Hardening-Fuse-91097544 | 13148
Lateral Hardening-Fuse-91097545 | 13148
Lateral Hardening-Fuse-91097546 | 13148
Lateral Hardening-Fuse-91097549 | 13148
Lateral Hardening-Fuse-91098230 | 13927
Lateral Hardening-Fuse-91098463 | 13984
Lateral Hardening-Fuse-91099548 | 13084
Lateral Hardening-Fuse-91099641 | 13048
Lateral Hardening-Fuse-91100175 | 13418
Lateral Hardening-Fuse-91100182 | 13418
Lateral Hardening-Fuse-91100368 | 13490
Lateral Hardening-Fuse-91101864 | 13470
Lateral Hardening-Fuse-91101866 | 13470
Lateral Hardening-Fuse-91101973 | 13279
Lateral Hardening-Fuse-91102089 | 13696
Lateral Hardening-Fuse-91102153 | 13964
Lateral Hardening-Fuse-91102464 | 13117
Lateral Hardening-Fuse-91102862 | 13373
Lateral Hardening-Fuse-91103421 | 13373
Lateral Hardening-Fuse-91103506 | 13117
Lateral Hardening-Fuse-91103688 | 13117
Lateral Hardening-Fuse-91103903 | 13371
Lateral Hardening-Fuse-91104137 | 13516
Lateral Hardening-Fuse-91104263 | 13373
Lateral Hardening-Fuse-91104409 | 13373
Lateral Hardening-Fuse-91104782 | 13007
Lateral Hardening-Fuse-91106520 | 13084
Lateral Hardening-Fuse-91107191 | 13254
Lateral Hardening-Fuse-91108415 | 13279
Lateral Hardening-Fuse-91108664 | 13373
Lateral Hardening-Fuse-91109070 | 13241
Lateral Hardening-Fuse-91109747 | 13373
Lateral Hardening-Fuse-91110014 | 13431
Lateral Hardening-Fuse-91110392 | 13854
Lateral Hardening-Fuse-91110762 | 13963
Lateral Hardening-Fuse-91111545 | 13098
Lateral Hardening-Fuse-91112475 | 13373
Lateral Hardening-Fuse-91112476 | 13373
Lateral Hardening-Fuse-91113180 | 14197
Lateral Hardening-Fuse-91113454 | 13117
Lateral Hardening-Fuse-91114780 | 13574
Lateral Hardening-Fuse-91115294 | 13292
Lateral Hardening-Fuse-91115297 | 13292
Lateral Hardening-Fuse-91115817 | 13147
Lateral Hardening-Fuse-91115887 | 13749
Lateral Hardening-Fuse-91116075 | 13786
Lateral Hardening-Fuse-91117402 | 13649
Lateral Hardening-Fuse-91119971 | 14023
Lateral Hardening-Fuse-91121209 | 13473
Lateral Hardening-Fuse-91121217 | 13066
Lateral Hardening-Fuse-91122854 | 13984
Lateral Hardening-Fuse-91123099 | 13147
Lateral Hardening-Fuse-91123274 | 13657
Lateral Hardening-Fuse-91123449 | 13331
Lateral Hardening-Fuse-91123597 | 13864
Lateral Hardening-Fuse-91124475 | 14050
Lateral Hardening-Fuse-91124595 | 13147
Lateral Hardening-Fuse-91124740 | 13147
Lateral Hardening-Fuse-91124884 | 13434
Lateral Hardening-Fuse-91126087 | 13048
Lateral Hardening-Fuse-91126688 | 13657
Lateral Hardening-Fuse-91127457 | 13223
Lateral Hardening-Fuse-91129288 | 14024
Lateral Hardening-Fuse-91130627 | 14024
Lateral Hardening-Fuse-91132709 | 14031
Lateral Hardening-Fuse-91133839 | 13649
Lateral Hardening-Fuse-91134082 | 14198
Lateral Hardening-Fuse-91134110 | 14198
Lateral Hardening-Fuse-91134116 | 14198
Lateral Hardening-Fuse-91134132 | 14023
Lateral Hardening-Fuse-91134133 | 14023
Lateral Hardening-Fuse-91135661 | 14110
Lateral Hardening-Fuse-91135753 | 14110
Lateral Hardening-Fuse-91135754 | 14110
Lateral Hardening-Fuse-91136613 | 13983
Lateral Hardening-Fuse-91137016 | 13388
Lateral Hardening-Fuse-91137089 | 13236
Lateral Hardening-Fuse-91137318 | 13146
Lateral Hardening-Fuse-91137895 | 13146
Lateral Hardening-Fuse-91137899 | 13146
Lateral Hardening-Fuse-91138324 | 13983
Lateral Hardening-Fuse-91138447 | 13786
Lateral Hardening-Fuse-91140036 | 13351
Lateral Hardening-Fuse-91140312 | 13722
Lateral Hardening-Fuse-91140817 | 13722
Lateral Hardening-Fuse-91141100 | 13003
Lateral Hardening-Fuse-91141841 | 13148
Lateral Hardening-Fuse-91141904 | 13786
Lateral Hardening-Fuse-91142458 | 13772
Lateral Hardening-Fuse-91142510 | 13786
Lateral Hardening-Fuse-91142869 | 13786
Lateral Hardening-Fuse-91142886 | 13786
Lateral Hardening-Fuse-91143706 | 13786
Lateral Hardening-Fuse-91144323 | 13590
Lateral Hardening-Fuse-91144334 | 13590
Lateral Hardening-Fuse-91144426 | 13373
Lateral Hardening-Fuse-91145235 | 13007
Lateral Hardening-Fuse-91146015 | 13148
Lateral Hardening-Fuse-91146019 | 13148
Lateral Hardening-Fuse-91146364 | 13097
Lateral Hardening-Fuse-91147157 | 13722
Lateral Hardening-Fuse-91147158 | 13722
Lateral Hardening-Fuse-91147533 | 13097
Lateral Hardening-Fuse-91147880 | 13147
Lateral Hardening-Fuse-91147910 | 13148
Lateral Hardening-Fuse-91147984 | 13148
Lateral Hardening-Fuse-91148445 | 14198
Lateral Hardening-Fuse-91148652 | 13786
Lateral Hardening-Fuse-91149792 | 13052
Lateral Hardening-Fuse-91150130 | 13373
Lateral Hardening-Fuse-91150201 | 13600
Lateral Hardening-Fuse-91150311 | 13187
Lateral Hardening-Fuse-91150335 | 13187
Lateral Hardening-Fuse-91150337 | 13187
Lateral Hardening-Fuse-91150432 | 13147
Lateral Hardening-Fuse-91150444 | 13787
Lateral Hardening-Fuse-91150556 | 13148
Lateral Hardening-Fuse-91150557 | 13148
Lateral Hardening-Fuse-91150567 | 13517
Lateral Hardening-Fuse-91150572 | 13517
Lateral Hardening-Fuse-91151012 | 13140
Lateral Hardening-Fuse-91151453 | 13817
Lateral Hardening-Fuse-91151471 | 13426
Lateral Hardening-Fuse-91151734 | 13364
Lateral Hardening-Fuse-91151849 | 13786
Lateral Hardening-Fuse-91151966 | 13148
Lateral Hardening-Fuse-91152045 | 13786
Lateral Hardening-Fuse-91152309 | 13433
Lateral Hardening-Fuse-91152785 | 13786
Lateral Hardening-Fuse-91153047 | 13657
Lateral Hardening-Fuse-91153263 | 13786
Lateral Hardening-Fuse-91153533 | 13786
Lateral Hardening-Fuse-91154265 | 13786
Lateral Hardening-Fuse-91154292 | 13786
Lateral Hardening-Fuse-91154407 | 13148
Lateral Hardening-Fuse-91154799 | 13964
Lateral Hardening-Fuse-91154995 | 13048
Lateral Hardening-Fuse-91155544 | 13509
Lateral Hardening-Fuse-91155610 | 13147
Lateral Hardening-Fuse-91156076 | 14031
Lateral Hardening-Fuse-91156520 | 13147
Lateral Hardening-Fuse-91156872 | 13183
Lateral Hardening-Fuse-91158339 | 13927
Lateral Hardening-Fuse-91158690 | 13155
Lateral Hardening-Fuse-91158776 | 13069
Lateral Hardening-Fuse-91159009 | 13621
Lateral Hardening-Fuse-91160305 | 13426
Lateral Hardening-Fuse-91160380 | 13268
Lateral Hardening-Fuse-91160761 | 13860
Lateral Hardening-Fuse-91161108 | 13505
Lateral Hardening-Fuse-91161524 | 13146
Lateral Hardening-Fuse-91161628 | 13146
Lateral Hardening-Fuse-91163172 | 13924
Lateral Hardening-Fuse-91163951 | 13225
Lateral Hardening-Fuse-91164080 | 13490
Lateral Hardening-Fuse-91164262 | 13924
Lateral Hardening-Fuse-91164537 | 13036
Lateral Hardening-Fuse-91164548 | 13036
Lateral Hardening-Fuse-91164636 | 13117
Lateral Hardening-Fuse-91165247 | 13034
Lateral Hardening-Fuse-91165791 | 13035
Lateral Hardening-Fuse-91166391 | 13156
Lateral Hardening-Fuse-91166664 | 13288
Lateral Hardening-Fuse-91167056 | 13983
Lateral Hardening-Fuse-91167060 | 13935
Lateral Hardening-Fuse-91167346 | 13422
Lateral Hardening-Fuse-91167493 | 13155
Lateral Hardening-Fuse-91168476 | 13034
Lateral Hardening-Fuse-91168509 | 13037
Lateral Hardening-Fuse-91169456 | 13128
Lateral Hardening-Fuse-91169495 | 13128
Lateral Hardening-Fuse-91169789 | 13983
Lateral Hardening-Fuse-91170166 | 13035
Lateral Hardening-Fuse-91170210 | 13036
Lateral Hardening-Fuse-91172364 | 13053
Lateral Hardening-Fuse-91173333 | 13638
Lateral Hardening-Fuse-91173597 | 13638
Lateral Hardening-Fuse-91173841 | 13661
Lateral Hardening-Fuse-91174235 | 14124
Lateral Hardening-Fuse-91174686 | 13298
Lateral Hardening-Fuse-91174714 | 13638
Lateral Hardening-Fuse-91174974 | 13638
Lateral Hardening-Fuse-91175559 | 13652
Lateral Hardening-Fuse-91175718 | 13490
Lateral Hardening-Fuse-91176389 | 13591
Lateral Hardening-Fuse-91176518 | 13591
Lateral Hardening-Fuse-91177000 | 13592
Lateral Hardening-Fuse-91177941 | 13638
Lateral Hardening-Fuse-91178676 | 13638
Lateral Hardening-Fuse-91179506 | 13883
Lateral Hardening-Fuse-91179508 | 13883
Lateral Hardening-Fuse-91179590 | 13490
Lateral Hardening-Fuse-91179756 | 13298
Lateral Hardening-Fuse-91179943 | 13358
Lateral Hardening-Fuse-91180320 | 13298
Lateral Hardening-Fuse-91180370 | 13298
Lateral Hardening-Fuse-91180866 | 14012
Lateral Hardening-Fuse-91180881 | 14012
Lateral Hardening-Fuse-91180896 | 13473
Lateral Hardening-Fuse-91181114 | 14012
Lateral Hardening-Fuse-91181415 | 13906
Lateral Hardening-Fuse-91184371 | 13687
Lateral Hardening-Fuse-91184420 | 13077
Lateral Hardening-Fuse-91185418 | 13229
Lateral Hardening-Fuse-91185756 | 13924
Lateral Hardening-Fuse-91186330 | 13104
Lateral Hardening-Fuse-91187239 | 13298
Lateral Hardening-Fuse-91188909 | 13785
Lateral Hardening-Fuse-91189327 | 13007
Lateral Hardening-Fuse-91190127 | 13190
Lateral Hardening-Fuse-91192091 | 13298
Lateral Hardening-Fuse-91193204 | 13077
Lateral Hardening-Fuse-91194181 | 13660
Lateral Hardening-Fuse-91194467 | 13461
Lateral Hardening-Fuse-91195438 | 13706
Lateral Hardening-Fuse-91195616 | 14041
Lateral Hardening-Fuse-91195731 | 13008
Lateral Hardening-Fuse-91196146 | 13228
Lateral Hardening-Fuse-91196189 | 13169
Lateral Hardening-Fuse-91197006 | 13228
Lateral Hardening-Fuse-91197111 | 13461
Lateral Hardening-Fuse-91198635 | 13126
Lateral Hardening-Fuse-91199449 | 13591
Lateral Hardening-Fuse-91201428 | 13461
Lateral Hardening-Fuse-91201751 | 13077
Lateral Hardening-Fuse-91201752 | 13077
Lateral Hardening-Fuse-91201766 | 13223
Lateral Hardening-Fuse-91202166 | 13223
Lateral Hardening-Fuse-91202288 | 13909
Lateral Hardening-Fuse-91202753 | 13298
Lateral Hardening-Fuse-91202983 | 13077
Lateral Hardening-Fuse-91203632 | 13154
Lateral Hardening-Fuse-91203682 | 13154
Lateral Hardening-Fuse-91203776 | 13946
Lateral Hardening-Fuse-91203789 | 13298
Lateral Hardening-Fuse-91203847 | 13592
Lateral Hardening-Fuse-91203887 | 13932
Lateral Hardening-Fuse-91205892 | 13390
Lateral Hardening-Fuse-91205915 | 13187
Lateral Hardening-Fuse-91205919 | 13187
Lateral Hardening-Fuse-91206590 | 13298
Lateral Hardening-Fuse-91207235 | 13298
Lateral Hardening-Fuse-91207643 | 13298
Lateral Hardening-Fuse-91207658 | 13298
Lateral Hardening-Fuse-91208584 | 13298
Lateral Hardening-Fuse-91208769 | 13298
Lateral Hardening-Fuse-91208893 | 13223
Lateral Hardening-Fuse-91209039 | 13298
Lateral Hardening-Fuse-91209885 | 13462
Lateral Hardening-Fuse-91210726 | 13298
Lateral Hardening-Fuse-91210942 | 13298
Lateral Hardening-Fuse-91210950 | 13298
Lateral Hardening-Fuse-91211137 | 13156
Lateral Hardening-Fuse-91211345 | 13298
Lateral Hardening-Fuse-91213055 | 13592
Lateral Hardening-Fuse-91213581 | 14050
Lateral Hardening-Fuse-91213761 | 13128
Lateral Hardening-Fuse-91215080 | 13298
Lateral Hardening-Fuse-91215178 | 13927
Lateral Hardening-Fuse-91215561 | 13769
Lateral Hardening-Fuse-91217254 | 13298
Lateral Hardening-Fuse-91217302 | 13298
Lateral Hardening-Fuse-91218077 | 13298
Lateral Hardening-Fuse-91218156 | 13298
Lateral Hardening-Fuse-91218352 | 13298
Lateral Hardening-Fuse-91218354 | 13298
Lateral Hardening-Fuse-91219148 | 13298
Lateral Hardening-Fuse-91219554 | 13591
Lateral Hardening-Fuse-91220443 | 13592
Lateral Hardening-Fuse-91220710 | 13310
Lateral Hardening-Fuse-91221190 | 13924
Lateral Hardening-Fuse-91221401 | 13187
Lateral Hardening-Fuse-91221937 | 13187
Lateral Hardening-Fuse-91221942 | 13187
Lateral Hardening-Fuse-91221946 | 13187
Lateral Hardening-Fuse-91221952 | 13187
Lateral Hardening-Fuse-91221953 | 13187
Lateral Hardening-Fuse-91221956 | 13187
Lateral Hardening-Fuse-91221958 | 13187
Lateral Hardening-Fuse-91221961 | 13187
Lateral Hardening-Fuse-91222369 | 13840
Lateral Hardening-Fuse-91222588 | 13128
Lateral Hardening-Fuse-91224022 | 13622
Lateral Hardening-Fuse-91224548 | 13622
Lateral Hardening-Fuse-91224629 | 14050
Lateral Hardening-Fuse-91225534 | 13924
Lateral Hardening-Fuse-91226110 | 13592
Lateral Hardening-Fuse-91227405 | 13298
Lateral Hardening-Fuse-91227536 | 13298
Lateral Hardening-Fuse-91229221 | 13924
Lateral Hardening-Fuse-91229544 | 13552
Lateral Hardening-Fuse-91230271 | 13924
Lateral Hardening-Fuse-91230825 | 13889
Lateral Hardening-Fuse-91230995 | 13924
Lateral Hardening-Fuse-91231112 | 13298
Lateral Hardening-Fuse-91231466 | 13190
Lateral Hardening-Fuse-91231633 | 13590
Lateral Hardening-Fuse-91231798 | 13073
Lateral Hardening-Fuse-91232065 | 13924
Lateral Hardening-Fuse-91232937 | 13103
Lateral Hardening-Fuse-91234154 | 13124
Lateral Hardening-Fuse-91234217 | 13191
Lateral Hardening-Fuse-91234338 | 13124
Lateral Hardening-Fuse-91235614 | 14306
Lateral Hardening-Fuse-91235770 | 13126
Lateral Hardening-Fuse-91235891 | 13190
Lateral Hardening-Fuse-91237240 | 13124
Lateral Hardening-Fuse-91237769 | 13679
Lateral Hardening-Fuse-91238591 | 13214
Lateral Hardening-Fuse-91238629 | 13214
Lateral Hardening-Fuse-91238854 | 13124
Lateral Hardening-Fuse-91238983 | 13124
Lateral Hardening-Fuse-91239021 | 13124
Lateral Hardening-Fuse-91239106 | 13679
Lateral Hardening-Fuse-91239112 | 13679
Lateral Hardening-Fuse-91239497 | 13178
Lateral Hardening-Fuse-91239736 | 13679
Lateral Hardening-Fuse-91239862 | 13787
Lateral Hardening-Fuse-91240692 | 13186
Lateral Hardening-Fuse-91241031 | 13278
Lateral Hardening-Fuse-91241032 | 13104
Lateral Hardening-Fuse-91241114 | 13124
Lateral Hardening-Fuse-91241356 | 13124
Lateral Hardening-Fuse-91241452 | 13298
Lateral Hardening-Fuse-91242057 | 13433
Lateral Hardening-Fuse-91242060 | 13433
Lateral Hardening-Fuse-91245576 | 13679
Lateral Hardening-Fuse-91245686 | 13091
Lateral Hardening-Fuse-91245761 | 13071
Lateral Hardening-Fuse-91245762 | 13071
Lateral Hardening-Fuse-91246837 | 13059
Lateral Hardening-Fuse-91247238 | 13679
Lateral Hardening-Fuse-91247246 | 13679
Lateral Hardening-Fuse-91247297 | 13679
Lateral Hardening-Fuse-91247298 | 13679
Lateral Hardening-Fuse-91250081 | 13733
Lateral Hardening-Fuse-91250370 | 13331
Lateral Hardening-Fuse-91250466 | 13511
Lateral Hardening-Fuse-91250642 | 13585
Lateral Hardening-Fuse-91250712 | 13769
Lateral Hardening-Fuse-91250746 | 13090
Lateral Hardening-Fuse-91251022 | 13679
Lateral Hardening-Fuse-91251089 | 13492
Lateral Hardening-Fuse-91251457 | 13047
Lateral Hardening-Fuse-91253146 | 13668
Lateral Hardening-Fuse-91253274 | 13305
Lateral Hardening-Fuse-91253737 | 13591
Lateral Hardening-Fuse-91253833 | 13924
Lateral Hardening-Fuse-91254984 | 13624
Lateral Hardening-Fuse-91256591 | 13405
Lateral Hardening-Fuse-91259460 | 13485
Lateral Hardening-Fuse-91260258 | 13326
Lateral Hardening-Fuse-91260259 | 13326
Lateral Hardening-Fuse-91262074 | 13156
Lateral Hardening-Fuse-91262486 | 13582
Lateral Hardening-Fuse-91262491 | 13582
Lateral Hardening-Fuse-91263223 | 13419
Lateral Hardening-Fuse-91264831 | 13128
Lateral Hardening-Fuse-91265107 | 13679
Lateral Hardening-Fuse-91265301 | 14079
Lateral Hardening-Fuse-91265724 | 13590
Lateral Hardening-Fuse-91266104 | 13128
Lateral Hardening-Fuse-91266363 | 13298
Lateral Hardening-Fuse-91267179 | 13927
Lateral Hardening-Fuse-91267186 | 13927
Lateral Hardening-Fuse-91267794 | 13927
Lateral Hardening-Fuse-91269214 | 13143
Lateral Hardening-Fuse-91269313 | 13296
Lateral Hardening-Fuse-91270079 | 13924
Lateral Hardening-Fuse-91270662 | 13612
Lateral Hardening-Fuse-91272429 | 13461
Lateral Hardening-Fuse-91272574 | 13175
Lateral Hardening-Fuse-91272607 | 13461
Lateral Hardening-Fuse-91272608 | 13461
Lateral Hardening-Fuse-91272615 | 13909
Lateral Hardening-Fuse-91272699 | 13461
Lateral Hardening-Fuse-91273237 | 13128
Lateral Hardening-Fuse-91274133 | 13097
Lateral Hardening-Fuse-91274634 | 13373
Lateral Hardening-Fuse-91274867 | 13221
Lateral Hardening-Fuse-91276385 | 13911
Lateral Hardening-Fuse-91276493 | 13130
Lateral Hardening-Fuse-91278866 | 13927
Lateral Hardening-Fuse-91279238 | 13158
Lateral Hardening-Fuse-91280421 | 13128
Lateral Hardening-Fuse-91281171 | 13724
Lateral Hardening-Fuse-91281400 | 13723
Lateral Hardening-Fuse-91282226 | 13224
Lateral Hardening-Fuse-91282885 | 13624
Lateral Hardening-Fuse-91283089 | 13910
Lateral Hardening-Fuse-91285070 | 14041
Lateral Hardening-Fuse-91286497 | 14040
Lateral Hardening-Fuse-91286781 | 14041
Lateral Hardening-Fuse-91286800 | 14041
Lateral Hardening-Fuse-91287001 | 14040
Lateral Hardening-Fuse-91287424 | 13117
Lateral Hardening-Fuse-91287667 | 13461
Lateral Hardening-Fuse-91288121 | 13082
Lateral Hardening-Fuse-91289231 | 13787
Lateral Hardening-Fuse-91289700 | 13011
Lateral Hardening-Fuse-91289915 | 14040
Lateral Hardening-Fuse-91291097 | 13911
Lateral Hardening-Fuse-91291099 | 13911
Lateral Hardening-Fuse-91293201 | 13150
Lateral Hardening-Fuse-91293850 | 13150
Lateral Hardening-Fuse-91293852 | 13150
Lateral Hardening-Fuse-91293905 | 13102
Lateral Hardening-Fuse-91294491 | 13053
Lateral Hardening-Fuse-91294696 | 13268
Lateral Hardening-Fuse-91295197 | 13679
Lateral Hardening-Fuse-91295320 | 13327
Lateral Hardening-Fuse-91295569 | 13909
Lateral Hardening-Fuse-91296388 | 13150
Lateral Hardening-Fuse-91297742 | 13679
Lateral Hardening-Fuse-91299668 | 13130
Lateral Hardening-Fuse-91299786 | 13461
Lateral Hardening-Fuse-91299938 | 13829
Lateral Hardening-Fuse-91300326 | 13308
Lateral Hardening-Fuse-91301162 | 13461
Lateral Hardening-Fuse-91301627 | 13279
Lateral Hardening-Fuse-91301942 | 13279
Lateral Hardening-Fuse-91302241 | 13552
Lateral Hardening-Fuse-91303047 | 13830
Lateral Hardening-Fuse-91303529 | 13909
Lateral Hardening-Fuse-91303659 | 13162
Lateral Hardening-Fuse-91305807 | 13053
Lateral Hardening-Fuse-91306280 | 13391
Lateral Hardening-Fuse-91306831 | 13805
Lateral Hardening-Fuse-91306869 | 13130
Lateral Hardening-Fuse-91307464 | 13053
Lateral Hardening-Fuse-91307480 | 13222
Lateral Hardening-Fuse-91308381 | 13825
Lateral Hardening-Fuse-91308625 | 13961
Lateral Hardening-Fuse-91309413 | 13100
Lateral Hardening-Fuse-91309939 | 13786
Lateral Hardening-Fuse-91309941 | 13786
Lateral Hardening-Fuse-91310277 | 13029
Lateral Hardening-Fuse-91310475 | 13443
Lateral Hardening-Fuse-91311337 | 13962
Lateral Hardening-Fuse-91312055 | 13311
Lateral Hardening-Fuse-91312755 | 13962
Lateral Hardening-Fuse-91312974 | 13159
Lateral Hardening-Fuse-91313007 | 13687
Lateral Hardening-Fuse-91313014 | 13687
Lateral Hardening-Fuse-91313609 | 13388
Lateral Hardening-Fuse-91313848 | 13388
Lateral Hardening-Fuse-91313927 | 13910
Lateral Hardening-Fuse-91314193 | 13268
Lateral Hardening-Fuse-91314621 | 13807
Lateral Hardening-Fuse-91314861 | 13130
Lateral Hardening-Fuse-91316342 | 13126
Lateral Hardening-Fuse-91316573 | 13124
Lateral Hardening-Fuse-91317188 | 13299
Lateral Hardening-Fuse-91317236 | 13299
Lateral Hardening-Fuse-91317842 | 13115
Lateral Hardening-Fuse-91317878 | 13911
Lateral Hardening-Fuse-91318247 | 13124
Lateral Hardening-Fuse-91318366 | 13299
Lateral Hardening-Fuse-91319236 | 13388
Lateral Hardening-Fuse-91319535 | 13414
Lateral Hardening-Fuse-91319798 | 13391
Lateral Hardening-Fuse-91320659 | 13722
Lateral Hardening-Fuse-91321064 | 13461
Lateral Hardening-Fuse-91321460 | 13124
Lateral Hardening-Fuse-91321851 | 13909
Lateral Hardening-Fuse-91321877 | 13909
Lateral Hardening-Fuse-91322853 | 13008
Lateral Hardening-Fuse-91323316 | 13962
Lateral Hardening-Fuse-91324146 | 13160
Lateral Hardening-Fuse-91324237 | 13160
Lateral Hardening-Fuse-91324334 | 13099
Lateral Hardening-Fuse-91324345 | 13160
Lateral Hardening-Fuse-91324631 | 13160
Lateral Hardening-Fuse-91324649 | 13160
Lateral Hardening-Fuse-91324658 | 13160
Lateral Hardening-Fuse-91324708 | 13160
Lateral Hardening-Fuse-91326166 | 13160
Lateral Hardening-Fuse-91326941 | 13100
Lateral Hardening-Fuse-91327196 | 13123
Lateral Hardening-Fuse-91328283 | 13105
Lateral Hardening-Fuse-91328754 | 13115
Lateral Hardening-Fuse-91329080 | 14026
Lateral Hardening-Fuse-91331179 | 13397
Lateral Hardening-Fuse-91333190 | 13924
Lateral Hardening-Fuse-91333523 | 13268
Lateral Hardening-Fuse-91333553 | 13268
Lateral Hardening-Fuse-91333561 | 13268
Lateral Hardening-Fuse-91333679 | 13388
Lateral Hardening-Fuse-91334128 | 13007
Lateral Hardening-Fuse-91334566 | 13412
Lateral Hardening-Fuse-91334961 | 13552
Lateral Hardening-Fuse-91335523 | 13332
Lateral Hardening-Fuse-91335801 | 13388
Lateral Hardening-Fuse-91336543 | 13388
Lateral Hardening-Fuse-91336606 | 13807
Lateral Hardening-Fuse-91336907 | 13028
Lateral Hardening-Fuse-91337544 | 13921
Lateral Hardening-Fuse-91337725 | 13464
Lateral Hardening-Fuse-91337919 | 13462
Lateral Hardening-Fuse-91338194 | 13909
Lateral Hardening-Fuse-91338527 | 13123
Lateral Hardening-Fuse-91338741 | 13828
Lateral Hardening-Fuse-91338742 | 13828
Lateral Hardening-Fuse-91339998 | 13299
Lateral Hardening-Fuse-91340272 | 13243
Lateral Hardening-Fuse-91340364 | 13687
Lateral Hardening-Fuse-91340554 | 13100
Lateral Hardening-Fuse-91340609 | 13687
Lateral Hardening-Fuse-91340769 | 13962
Lateral Hardening-Fuse-91341176 | 13414
Lateral Hardening-Fuse-91342562 | 13405
Lateral Hardening-Fuse-91343691 | 13043
Lateral Hardening-Fuse-91343904 | 13123
Lateral Hardening-Fuse-91343916 | 13123
Lateral Hardening-Fuse-91343976 | 13299
Lateral Hardening-Fuse-91344286 | 13786
Lateral Hardening-Fuse-91344599 | 13151
Lateral Hardening-Fuse-91345390 | 13462
Lateral Hardening-Fuse-91345667 | 14041
Lateral Hardening-Fuse-91345760 | 13825
Lateral Hardening-Fuse-91345933 | 13298
Lateral Hardening-Fuse-91345946 | 13298
Lateral Hardening-Fuse-91345947 | 13298
Lateral Hardening-Fuse-91346455 | 13279
Lateral Hardening-Fuse-91346746 | 13123
Lateral Hardening-Fuse-91346949 | 13839
Lateral Hardening-Fuse-91347335 | 13122
Lateral Hardening-Fuse-91347798 | 13243
Lateral Hardening-Fuse-91348796 | 13115
Lateral Hardening-Fuse-91348800 | 13115
Lateral Hardening-Fuse-91348923 | 13243
Lateral Hardening-Fuse-91349466 | 13631
Lateral Hardening-Fuse-91349814 | 13462
Lateral Hardening-Fuse-91350078 | 13342
Lateral Hardening-Fuse-91350367 | 13911
Lateral Hardening-Fuse-91351288 | 13243
Lateral Hardening-Fuse-91351326 | 13373
Lateral Hardening-Fuse-91351594 | 13299
Lateral Hardening-Fuse-91352283 | 13299
Lateral Hardening-Fuse-91352297 | 13299
Lateral Hardening-Fuse-91353342 | 13448
Lateral Hardening-Fuse-91353413 | 13254
Lateral Hardening-Fuse-91353437 | 13254
Lateral Hardening-Fuse-91354294 | 13065
Lateral Hardening-Fuse-91354619 | 13786
Lateral Hardening-Fuse-91354723 | 13100
Lateral Hardening-Fuse-91355269 | 13906
Lateral Hardening-Fuse-91355275 | 13906
Lateral Hardening-Fuse-91355276 | 13906
Lateral Hardening-Fuse-91355277 | 13906
Lateral Hardening-Fuse-91355281 | 13906
Lateral Hardening-Fuse-91355284 | 13906
Lateral Hardening-Fuse-91355291 | 13906
Lateral Hardening-Fuse-91355293 | 13906
Lateral Hardening-Fuse-91355513 | 14356
Lateral Hardening-Fuse-91356655 | 13123
Lateral Hardening-Fuse-91357529 | 13946
Lateral Hardening-Fuse-91357575 | 13298
Lateral Hardening-Fuse-91358234 | 13722
Lateral Hardening-Fuse-91359197 | 13224
Lateral Hardening-Fuse-91359402 | 13962
Lateral Hardening-Fuse-91359438 | 13243
Lateral Hardening-Fuse-91359516 | 13254
Lateral Hardening-Fuse-91360925 | 13099
Lateral Hardening-Fuse-91360927 | 13254
Lateral Hardening-Fuse-91361238 | 13770
Lateral Hardening-Fuse-91361239 | 13770
Lateral Hardening-Fuse-91361443 | 13298
Lateral Hardening-Fuse-91361701 | 13030
Lateral Hardening-Fuse-91361758 | 13298
Lateral Hardening-Fuse-91361858 | 13514
Lateral Hardening-Fuse-91362071 | 13863
Lateral Hardening-Fuse-91362305 | 13148
Lateral Hardening-Fuse-91362306 | 13148
Lateral Hardening-Fuse-91362418 | 13088
Lateral Hardening-Fuse-91362419 | 13088
Lateral Hardening-Fuse-91363176 | 13373
Lateral Hardening-Fuse-91363794 | 13983
Lateral Hardening-Fuse-91365066 | 13311
Lateral Hardening-Fuse-91365233 | 13592
Lateral Hardening-Fuse-91365272 | 13303
Lateral Hardening-Fuse-91365533 | 13298
Lateral Hardening-Fuse-91365677 | 13123
Lateral Hardening-Fuse-91365823 | 13422
Lateral Hardening-Fuse-91365952 | 13590
Lateral Hardening-Fuse-91366942 | 13733
Lateral Hardening-Fuse-91367303 | 13011
Lateral Hardening-Fuse-91367605 | 13722
Lateral Hardening-Fuse-91368620 | 13458
Lateral Hardening-Fuse-91369174 | 13787
Lateral Hardening-Fuse-91371504 | 13942
Lateral Hardening-Fuse-91373131 | 13124
Lateral Hardening-Fuse-91374388 | 13091
Lateral Hardening-Fuse-91374727 | 13591
Lateral Hardening-Fuse-91374861 | 13470
Lateral Hardening-Fuse-91375006 | 13303
Lateral Hardening-Fuse-91375465 | 13124
Lateral Hardening-Fuse-91376381 | 13414
Lateral Hardening-Fuse-91377181 | 13927
Lateral Hardening-Fuse-91377605 | 13461
Lateral Hardening-Fuse-91377630 | 13041
Lateral Hardening-Fuse-91377944 | 13836
Lateral Hardening-Fuse-91378752 | 13298
Lateral Hardening-Fuse-91379266 | 14012
Lateral Hardening-Fuse-91379359 | 13243
Lateral Hardening-Fuse-91379550 | 13298
Lateral Hardening-Fuse-91379564 | 13807
Lateral Hardening-Fuse-91379626 | 13298
Lateral Hardening-Fuse-91379648 | 13298
Lateral Hardening-Fuse-91379868 | 13512
Lateral Hardening-Fuse-91380147 | 14012
Lateral Hardening-Fuse-91380932 | 13461
Lateral Hardening-Fuse-91381060 | 13190
Lateral Hardening-Fuse-91381617 | 13279
Lateral Hardening-Fuse-91382618 | 13462
Lateral Hardening-Fuse-91383359 | 13236
Lateral Hardening-Fuse-91384608 | 13412
Lateral Hardening-Fuse-91384745 | 13916
Lateral Hardening-Fuse-91384758 | 13916
Lateral Hardening-Fuse-91384782 | 13916
Lateral Hardening-Fuse-91384787 | 13916
Lateral Hardening-Fuse-91384826 | 13916
Lateral Hardening-Fuse-91384838 | 13722
Lateral Hardening-Fuse-91384925 | 13916
Lateral Hardening-Fuse-91385205 | 13151
Lateral Hardening-Fuse-91385537 | 13151
Lateral Hardening-Fuse-91385542 | 13151
Lateral Hardening-Fuse-91385591 | 13151
Lateral Hardening-Fuse-91385607 | 13151
Lateral Hardening-Fuse-91386005 | 13916
Lateral Hardening-Fuse-91386043 | 13722
Lateral Hardening-Fuse-91386044 | 13722
Lateral Hardening-Fuse-91386045 | 13722
Lateral Hardening-Fuse-91387413 | 13068
Lateral Hardening-Fuse-91387539 | 13068
Lateral Hardening-Fuse-91387804 | 13153
Lateral Hardening-Fuse-91387810 | 13007
Lateral Hardening-Fuse-91389159 | 13243
Lateral Hardening-Fuse-91389255 | 13449
Lateral Hardening-Fuse-91389271 | 13461
Lateral Hardening-Fuse-91392090 | 13909
Lateral Hardening-Fuse-91393612 | 13962
Lateral Hardening-Fuse-91394271 | 13243
Lateral Hardening-Fuse-91394272 | 13243
Lateral Hardening-Fuse-91395535 | 14050
Lateral Hardening-Fuse-91395557 | 13038
Lateral Hardening-Fuse-91395586 | 14041
Lateral Hardening-Fuse-91395706 | 13303
Lateral Hardening-Fuse-91395876 | 13708
Lateral Hardening-Fuse-91396534 | 13825
Lateral Hardening-Fuse-91397425 | 14041
Lateral Hardening-Fuse-91398140 | 13649
Lateral Hardening-Fuse-91398725 | 13371
Lateral Hardening-Fuse-91400536 | 13464
Lateral Hardening-Fuse-91400733 | 13808
Lateral Hardening-Fuse-91401759 | 13808
Lateral Hardening-Fuse-91402122 | 13298
Lateral Hardening-Fuse-91402765 | 13805
Lateral Hardening-Fuse-91402974 | 13924
Lateral Hardening-Fuse-91403395 | 14041
Lateral Hardening-Fuse-91403799 | 13459
Lateral Hardening-Fuse-91404297 | 13825
Lateral Hardening-Fuse-91404298 | 13825
Lateral Hardening-Fuse-91404359 | 13805
Lateral Hardening-Fuse-91404501 | 13984
Lateral Hardening-Fuse-91404946 | 13924
Lateral Hardening-Fuse-91405363 | 13164
Lateral Hardening-Fuse-91405616 | 13805
Lateral Hardening-Fuse-91406544 | 13303
Lateral Hardening-Fuse-91406612 | 13962
Lateral Hardening-Fuse-91406642 | 13836
Lateral Hardening-Fuse-91406672 | 13836
Lateral Hardening-Fuse-91406838 | 14012
Lateral Hardening-Fuse-91407176 | 14012
Lateral Hardening-Fuse-91407218 | 13587
Lateral Hardening-Fuse-91407278 | 13723
Lateral Hardening-Fuse-91407390 | 13053
Lateral Hardening-Fuse-91407512 | 13462
Lateral Hardening-Fuse-91408558 | 13829
Lateral Hardening-Fuse-91409886 | 13458
Lateral Hardening-Fuse-91410437 | 13770
Lateral Hardening-Fuse-91410580 | 13808
Lateral Hardening-Fuse-91411100 | 13298
Lateral Hardening-Fuse-91411116 | 13298
Lateral Hardening-Fuse-91411608 | 13298
Lateral Hardening-Fuse-91411609 | 13298
Lateral Hardening-Fuse-91411775 | 13005
Lateral Hardening-Fuse-91412064 | 13462
Lateral Hardening-Fuse-91412730 | 13459
Lateral Hardening-Fuse-91412970 | 13303
Lateral Hardening-Fuse-91413523 | 13962
Lateral Hardening-Fuse-91413578 | 14012
Lateral Hardening-Fuse-91413937 | 13007
Lateral Hardening-Fuse-91414104 | 13298
Lateral Hardening-Fuse-91414214 | 13924
Lateral Hardening-Fuse-91414369 | 13924
Lateral Hardening-Fuse-91414388 | 13924
Lateral Hardening-Fuse-91414453 | 13839
Lateral Hardening-Fuse-91414736 | 13825
Lateral Hardening-Fuse-91415915 | 13454
Lateral Hardening-Fuse-91416515 | 13164
Lateral Hardening-Fuse-91418404 | 13621
Lateral Hardening-Fuse-91418879 | 13962
Lateral Hardening-Fuse-91419565 | 14041
Lateral Hardening-Fuse-91419805 | 13102
Lateral Hardening-Fuse-91419864 | 13102
Lateral Hardening-Fuse-91420817 | 13825
Lateral Hardening-Fuse-91421092 | 13927
Lateral Hardening-Fuse-91421327 | 13124
Lateral Hardening-Fuse-91421727 | 13067
Lateral Hardening-Fuse-91422335 | 13052
Lateral Hardening-Fuse-91422589 | 13827
Lateral Hardening-Fuse-91424090 | 13298
Lateral Hardening-Fuse-91424091 | 13298
Lateral Hardening-Fuse-91424652 | 13236
Lateral Hardening-Fuse-91424880 | 13391
Lateral Hardening-Fuse-91426029 | 13889
Lateral Hardening-Fuse-91427524 | 13909
Lateral Hardening-Fuse-91427762 | 13023
Lateral Hardening-Fuse-91428114 | 13962
Lateral Hardening-Fuse-91429486 | 13388
Lateral Hardening-Fuse-91429586 | 13023
Lateral Hardening-Fuse-91430030 | 13023
Lateral Hardening-Fuse-91430034 | 13458
Lateral Hardening-Fuse-91431077 | 13889
Lateral Hardening-Fuse-91431114 | 13303
Lateral Hardening-Fuse-91431731 | 13911
Lateral Hardening-Fuse-91431747 | 13911
Lateral Hardening-Fuse-91431762 | 13911
Lateral Hardening-Fuse-91432109 | 13071
Lateral Hardening-Fuse-91432110 | 13071
Lateral Hardening-Fuse-91432562 | 13030
Lateral Hardening-Fuse-91433637 | 13691
Lateral Hardening-Fuse-91433772 | 13027
Lateral Hardening-Fuse-91434161 | 13047
Lateral Hardening-Fuse-91435320 | 13825
Lateral Hardening-Fuse-91435739 | 13224
Lateral Hardening-Fuse-91435976 | 13461
Lateral Hardening-Fuse-91436136 | 13389
Lateral Hardening-Fuse-91437337 | 13158
Lateral Hardening-Fuse-91437635 | 13461
Lateral Hardening-Fuse-91438214 | 13461
Lateral Hardening-Fuse-91438450 | 13388
Lateral Hardening-Fuse-91438528 | 14041
Lateral Hardening-Fuse-91438599 | 13889
Lateral Hardening-Fuse-91438668 | 13687
Lateral Hardening-Fuse-91439265 | 13224
Lateral Hardening-Fuse-91439842 | 13224
Lateral Hardening-Fuse-91439878 | 13224
Lateral Hardening-Fuse-91439966 | 13488
Lateral Hardening-Fuse-91440558 | 13123
Lateral Hardening-Fuse-91441940 | 13889
Lateral Hardening-Fuse-91441944 | 13889
Lateral Hardening-Fuse-91442028 | 13461
Lateral Hardening-Fuse-91442073 | 13827
Lateral Hardening-Fuse-91442237 | 13142
Lateral Hardening-Fuse-91442479 | 13825
Lateral Hardening-Fuse-91442900 | 13873
Lateral Hardening-Fuse-91443618 | 13190
Lateral Hardening-Fuse-91443636 | 13190
Lateral Hardening-Fuse-91443637 | 13190
Lateral Hardening-Fuse-91444166 | 13461
Lateral Hardening-Fuse-91444526 | 13160
Lateral Hardening-Fuse-91445171 | 13679
Lateral Hardening-Fuse-91445686 | 13906
Lateral Hardening-Fuse-91445838 | 14030
Lateral Hardening-Fuse-91446005 | 13461
Lateral Hardening-Fuse-91447204 | 13464
Lateral Hardening-Fuse-91447486 | 13600
Lateral Hardening-Fuse-91448056 | 13158
Lateral Hardening-Fuse-91448515 | 13461
Lateral Hardening-Fuse-91448654 | 13188
Lateral Hardening-Fuse-91448892 | 13470
Lateral Hardening-Fuse-91449232 | 13962
Lateral Hardening-Fuse-91451771 | 13066
Lateral Hardening-Fuse-91451904 | 13414
Lateral Hardening-Fuse-91452246 | 13459
Lateral Hardening-Fuse-91452423 | 13962
Lateral Hardening-Fuse-91452575 | 13280
Lateral Hardening-Fuse-91452803 | 13204
Lateral Hardening-Fuse-91453902 | 13909
Lateral Hardening-Fuse-91453908 | 13909
Lateral Hardening-Fuse-91453910 | 13909
Lateral Hardening-Fuse-91456283 | 13769
Lateral Hardening-Fuse-91456326 | 13160
Lateral Hardening-Fuse-91456359 | 13769
Lateral Hardening-Fuse-91457686 | 13160
Lateral Hardening-Fuse-91457886 | 13825
Lateral Hardening-Fuse-91458309 | 13020
Lateral Hardening-Fuse-91458310 | 13020
Lateral Hardening-Fuse-91458446 | 13924
Lateral Hardening-Fuse-91458582 | 13106
Lateral Hardening-Fuse-91458887 | 13106
Lateral Hardening-Fuse-91459009 | 13068
Lateral Hardening-Fuse-91459244 | 13341
Lateral Hardening-Fuse-91459269 | 13591
Lateral Hardening-Fuse-91459852 | 13624
Lateral Hardening-Fuse-91460687 | 13341
Lateral Hardening-Fuse-91460968 | 13204
Lateral Hardening-Fuse-91461644 | 13825
Lateral Hardening-Fuse-91461782 | 13158
Lateral Hardening-Fuse-91461832 | 13610
Lateral Hardening-Fuse-91462070 | 13341
Lateral Hardening-Fuse-91463216 | 13102
Lateral Hardening-Fuse-91463821 | 13624
Lateral Hardening-Fuse-91463885 | 13038
Lateral Hardening-Fuse-91463903 | 14041
Lateral Hardening-Fuse-91464945 | 13213
Lateral Hardening-Fuse-91465209 | 14026
Lateral Hardening-Fuse-91466201 | 13495
Lateral Hardening-Fuse-91466639 | 13166
Lateral Hardening-Fuse-91467619 | 14026
Lateral Hardening-Fuse-91467991 | 13100
Lateral Hardening-Fuse-91468172 | 13984
Lateral Hardening-Fuse-91468349 | 13984
Lateral Hardening-Fuse-91469052 | 13071
Lateral Hardening-Fuse-91470834 | 13825
Lateral Hardening-Fuse-91471597 | 13127
Lateral Hardening-Fuse-91471792 | 13102
Lateral Hardening-Fuse-91471829 | 13102
Lateral Hardening-Fuse-91471940 | 13358
Lateral Hardening-Fuse-91472870 | 13100
Lateral Hardening-Fuse-91473225 | 13087
Lateral Hardening-Fuse-91473429 | 13236
Lateral Hardening-Fuse-91473644 | 13948
Lateral Hardening-Fuse-91473920 | 13638
Lateral Hardening-Fuse-91474290 | 14306
Lateral Hardening-Fuse-91474399 | 14306
Lateral Hardening-Fuse-91474436 | 14306
Lateral Hardening-Fuse-91474484 | 14306
Lateral Hardening-Fuse-91474494 | 14306
Lateral Hardening-Fuse-91474542 | 14306
Lateral Hardening-Fuse-91474545 | 14306
Lateral Hardening-Fuse-91474560 | 14306
Lateral Hardening-Fuse-91474607 | 13388
Lateral Hardening-Fuse-91475576 | 13723
Lateral Hardening-Fuse-91476054 | 13825
Lateral Hardening-Fuse-91476995 | 13825
Lateral Hardening-Fuse-91477049 | 13028
Lateral Hardening-Fuse-91477761 | 13224
Lateral Hardening-Fuse-91479581 | 13826
Lateral Hardening-Fuse-91479622 | 14040
Lateral Hardening-Fuse-91479624 | 14040
Lateral Hardening-Fuse-91479826 | 13036
Lateral Hardening-Fuse-91480290 | 13053
Lateral Hardening-Fuse-91480393 | 13053
Lateral Hardening-Fuse-91480639 | 13459
Lateral Hardening-Fuse-91481416 | 13829
Lateral Hardening-Fuse-91482201 | 13028
Lateral Hardening-Fuse-91484342 | 13036
Lateral Hardening-Fuse-91484658 | 13657
Lateral Hardening-Fuse-91484672 | 13657
Lateral Hardening-Fuse-91484673 | 13657
Lateral Hardening-Fuse-91484776 | 13657
Lateral Hardening-Fuse-91484838 | 13657
Lateral Hardening-Fuse-91484843 | 13657
Lateral Hardening-Fuse-91484981 | 13911
Lateral Hardening-Fuse-91485596 | 13622
Lateral Hardening-Fuse-91487301 | 14032
Lateral Hardening-Fuse-91487835 | 14355
Lateral Hardening-Fuse-91489133 | 14001
Lateral Hardening-Fuse-91489174 | 13160
Lateral Hardening-Fuse-91489796 | 13772
Lateral Hardening-Fuse-91490707 | 13026
Lateral Hardening-Fuse-91491066 | 13808
Lateral Hardening-Fuse-91491128 | 13082
Lateral Hardening-Fuse-91491159 | 13082
Lateral Hardening-Fuse-91491192 | 13224
Lateral Hardening-Fuse-91491208 | 13224
Lateral Hardening-Fuse-91492618 | 13825
Lateral Hardening-Fuse-91493133 | 13011
Lateral Hardening-Fuse-91493238 | 13825
Lateral Hardening-Fuse-91493341 | 13053
Lateral Hardening-Fuse-91493342 | 13053
Lateral Hardening-Fuse-91493439 | 13222
Lateral Hardening-Fuse-91493677 | 14041
Lateral Hardening-Fuse-91493742 | 14020
Lateral Hardening-Fuse-91493976 | 13722
Lateral Hardening-Fuse-91495259 | 13461
Lateral Hardening-Fuse-91495918 | 13053
Lateral Hardening-Fuse-91496022 | 13787
Lateral Hardening-Fuse-91496941 | 13028
Lateral Hardening-Fuse-91496980 | 13158
Lateral Hardening-Fuse-91497026 | 13373
Lateral Hardening-Fuse-91497369 | 13927
Lateral Hardening-Fuse-91497978 | 13657
Lateral Hardening-Fuse-91498056 | 13657
Lateral Hardening-Fuse-91500584 | 13223
Lateral Hardening-Fuse-91500635 | 13906
Lateral Hardening-Fuse-91500810 | 13296
Lateral Hardening-Fuse-91501467 | 14216
Lateral Hardening-Fuse-91501738 | 14040
Lateral Hardening-Fuse-91502510 | 13100
Lateral Hardening-Fuse-91502553 | 13146
Lateral Hardening-Fuse-91502662 | 13146
Lateral Hardening-Fuse-91502819 | 13146
Lateral Hardening-Fuse-91504609 | 13309
Lateral Hardening-Fuse-91504771 | 13808
Lateral Hardening-Fuse-91505116 | 13330
Lateral Hardening-Fuse-91505322 | 13146
Lateral Hardening-Fuse-91505410 | 13808
Lateral Hardening-Fuse-91505580 | 13146
Lateral Hardening-Fuse-91505593 | 13146
Lateral Hardening-Fuse-91506169 | 13126
Lateral Hardening-Fuse-91506253 | 13348
Lateral Hardening-Fuse-91506778 | 13781
Lateral Hardening-Fuse-91506846 | 13621
Lateral Hardening-Fuse-91507018 | 14041
Lateral Hardening-Fuse-91507729 | 14112
Lateral Hardening-Fuse-91508515 | 13808
Lateral Hardening-Fuse-91508532 | 13787
Lateral Hardening-Fuse-91508547 | 13787
Lateral Hardening-Fuse-91508564 | 13099
Lateral Hardening-Fuse-91508588 | 13099
Lateral Hardening-Fuse-91508736 | 13787
Lateral Hardening-Fuse-91508737 | 13787
Lateral Hardening-Fuse-91508775 | 13808
Lateral Hardening-Fuse-91508848 | 13787
Lateral Hardening-Fuse-91508868 | 13148
Lateral Hardening-Fuse-91509096 | 13348
Lateral Hardening-Fuse-91509159 | 13348
Lateral Hardening-Fuse-91510344 | 13622
Lateral Hardening-Fuse-91510346 | 13622
Lateral Hardening-Fuse-91511054 | 13009
Lateral Hardening-Fuse-91511416 | 13854
Lateral Hardening-Fuse-91511419 | 13854
Lateral Hardening-Fuse-91511740 | 13163
Lateral Hardening-Fuse-91511800 | 13107
Lateral Hardening-Fuse-91511848 | 13706
Lateral Hardening-Fuse-91511989 | 13622
Lateral Hardening-Fuse-91512136 | 13308
Lateral Hardening-Fuse-91512397 | 13582
Lateral Hardening-Fuse-91512656 | 13206
Lateral Hardening-Fuse-91512679 | 13206
Lateral Hardening-Fuse-91513380 | 13469
Lateral Hardening-Fuse-91513539 | 13420
Lateral Hardening-Fuse-91514276 | 13342
Lateral Hardening-Fuse-91514664 | 13962
Lateral Hardening-Fuse-91514890 | 13007
Lateral Hardening-Fuse-91516663 | 14274
Lateral Hardening-Fuse-91517686 | 13118
Lateral Hardening-Fuse-91517889 | 13148
Lateral Hardening-Fuse-91517890 | 13148
Lateral Hardening-Fuse-91517908 | 13148
Lateral Hardening-Fuse-91517928 | 13148
Lateral Hardening-Fuse-91517929 | 13148
Lateral Hardening-Fuse-91517965 | 13148
Lateral Hardening-Fuse-91517975 | 13148
Lateral Hardening-Fuse-91517977 | 13148
Lateral Hardening-Fuse-91518345 | 13582
Lateral Hardening-Fuse-91518951 | 13939
Lateral Hardening-Fuse-91518968 | 13468
Lateral Hardening-Fuse-91519309 | 13645
Lateral Hardening-Fuse-91521223 | 13808
Lateral Hardening-Fuse-91522987 | 13454
Lateral Hardening-Fuse-91523017 | 13693
Lateral Hardening-Fuse-91524896 | 13621
Lateral Hardening-Fuse-91525193 | 13786
Lateral Hardening-Fuse-91525494 | 13622
Lateral Hardening-Fuse-91525495 | 13622
Lateral Hardening-Fuse-91525856 | 13865
Lateral Hardening-Fuse-91526474 | 13622
Lateral Hardening-Fuse-91526615 | 13959
Lateral Hardening-Fuse-91526636 | 13961
Lateral Hardening-Fuse-91526663 | 13188
Lateral Hardening-Fuse-91526871 | 13388
Lateral Hardening-Fuse-91527119 | 13181
Lateral Hardening-Fuse-91528526 | 13036
Lateral Hardening-Fuse-91528906 | 13738
Lateral Hardening-Fuse-91528929 | 13256
Lateral Hardening-Fuse-91528984 | 13805
Lateral Hardening-Fuse-91529072 | 13552
Lateral Hardening-Fuse-91530067 | 13582
Lateral Hardening-Fuse-91530670 | 13899
Lateral Hardening-Fuse-91531016 | 13102
Lateral Hardening-Fuse-91531134 | 13102
Lateral Hardening-Fuse-91531438 | 13582
Lateral Hardening-Fuse-91531560 | 13709
Lateral Hardening-Fuse-91532149 | 13204
Lateral Hardening-Fuse-91532289 | 13832
Lateral Hardening-Fuse-91532301 | 13832
Lateral Hardening-Fuse-91533322 | 13808
Lateral Hardening-Fuse-91533830 | 14014
Lateral Hardening-Fuse-91533854 | 14014
Lateral Hardening-Fuse-91534001 | 13097
Lateral Hardening-Fuse-91534053 | 14274
Lateral Hardening-Fuse-91534075 | 13365
Lateral Hardening-Fuse-91534231 | 14306
Lateral Hardening-Fuse-91534450 | 13422
Lateral Hardening-Fuse-91535231 | 13808
Lateral Hardening-Fuse-91535398 | 13622
Lateral Hardening-Fuse-91536042 | 13959
Lateral Hardening-Fuse-91536203 | 14071
Lateral Hardening-Fuse-91536251 | 13648
Lateral Hardening-Fuse-91536611 | 13458
Lateral Hardening-Fuse-91537180 | 13592
Lateral Hardening-Fuse-91537203 | 13592
Lateral Hardening-Fuse-91537596 | 13097
Lateral Hardening-Fuse-91538782 | 13097
Lateral Hardening-Fuse-91538940 | 13781
Lateral Hardening-Fuse-91539511 | 13148
Lateral Hardening-Fuse-91540442 | 13485
Lateral Hardening-Fuse-91540495 | 13428
Lateral Hardening-Fuse-91541390 | 13592
Lateral Hardening-Fuse-91541561 | 13592
Lateral Hardening-Fuse-91541949 | 13787
Lateral Hardening-Fuse-91542229 | 13924
Lateral Hardening-Fuse-91542761 | 13808
Lateral Hardening-Fuse-91543880 | 13579
Lateral Hardening-Fuse-91544410 | 13094
Lateral Hardening-Fuse-91544436 | 13592
Lateral Hardening-Fuse-91544453 | 13592
Lateral Hardening-Fuse-91544880 | 13900
Lateral Hardening-Fuse-91545570 | 13592
Lateral Hardening-Fuse-91548331 | 13661
Lateral Hardening-Fuse-91548414 | 13031
Lateral Hardening-Fuse-91549363 | 13256
Lateral Hardening-Fuse-91550518 | 13312
Lateral Hardening-Fuse-91550539 | 13312
Lateral Hardening-Fuse-91550560 | 13298
Lateral Hardening-Fuse-91550764 | 13592
Lateral Hardening-Fuse-91551066 | 13298
Lateral Hardening-Fuse-91551143 | 13298
Lateral Hardening-Fuse-91551758 | 13031
Lateral Hardening-Fuse-91552288 | 13924
Lateral Hardening-Fuse-91553312 | 13808
Lateral Hardening-Fuse-91553528 | 13070
Lateral Hardening-Fuse-91555471 | 13324
Lateral Hardening-Fuse-91555684 | 13254
Lateral Hardening-Fuse-91556485 | 13685
Lateral Hardening-Fuse-91556649 | 13911
Lateral Hardening-Fuse-91557303 | 13211
Lateral Hardening-Fuse-91557959 | 13097
Lateral Hardening-Fuse-91558079 | 13939
Lateral Hardening-Fuse-91558222 | 13590
Lateral Hardening-Fuse-91558389 | 13011
Lateral Hardening-Fuse-91560058 | 13685
Lateral Hardening-Fuse-91560836 | 13388
Lateral Hardening-Fuse-91563454 | 13837
Lateral Hardening-Fuse-91563584 | 13198
Lateral Hardening-Fuse-91564938 | 13044
Lateral Hardening-Fuse-91564996 | 13044
Lateral Hardening-Fuse-91565147 | 13044
Lateral Hardening-Fuse-91565152 | 13044
Lateral Hardening-Fuse-91565153 | 13044
Lateral Hardening-Fuse-91565154 | 13044
Lateral Hardening-Fuse-91565155 | 13044
Lateral Hardening-Fuse-91565156 | 13044
Lateral Hardening-Fuse-91565157 | 13044
Lateral Hardening-Fuse-91565158 | 13044
Lateral Hardening-Fuse-91565159 | 13044
Lateral Hardening-Fuse-91565160 | 13044
Lateral Hardening-Fuse-91565161 | 13044
Lateral Hardening-Fuse-91565162 | 13044
Lateral Hardening-Fuse-91565278 | 13044
Lateral Hardening-Fuse-91565280 | 13044
Lateral Hardening-Fuse-91565282 | 13044
Lateral Hardening-Fuse-91565285 | 13044
Lateral Hardening-Fuse-91565287 | 13044
Lateral Hardening-Fuse-91565291 | 13044
Lateral Hardening-Fuse-91565292 | 13044
Lateral Hardening-Fuse-91565293 | 13044
Lateral Hardening-Fuse-91565294 | 13044
Lateral Hardening-Fuse-91565299 | 13044
Lateral Hardening-Fuse-91565306 | 13044
Lateral Hardening-Fuse-91565317 | 13044
Lateral Hardening-Fuse-91565319 | 13044
Lateral Hardening-Fuse-91565351 | 13044
Lateral Hardening-Fuse-91565362 | 13953
Lateral Hardening-Fuse-91565732 | 13695
Lateral Hardening-Fuse-91565805 | 13695
Lateral Hardening-Fuse-91566357 | 13044
Lateral Hardening-Fuse-91566379 | 13044
Lateral Hardening-Fuse-91566383 | 13044
Lateral Hardening-Fuse-91566394 | 13044
Lateral Hardening-Fuse-91566427 | 13044
Lateral Hardening-Fuse-91566435 | 13044
Lateral Hardening-Fuse-91566436 | 13044
Lateral Hardening-Fuse-91566819 | 13690
Lateral Hardening-Fuse-91566888 | 13044
Lateral Hardening-Fuse-91567480 | 13709
Lateral Hardening-Fuse-91567572 | 13461
Lateral Hardening-Fuse-91567749 | 13044
Lateral Hardening-Fuse-91567924 | 13044
Lateral Hardening-Fuse-91567972 | 13044
Lateral Hardening-Fuse-91567980 | 13044
Lateral Hardening-Fuse-91568000 | 13044
Lateral Hardening-Fuse-91568022 | 13044
Lateral Hardening-Fuse-91568033 | 13044
Lateral Hardening-Fuse-91568099 | 13377
Lateral Hardening-Fuse-91568217 | 13482
Lateral Hardening-Fuse-91568222 | 13044
Lateral Hardening-Fuse-91568537 | 13622
Lateral Hardening-Fuse-91568584 | 13622
Lateral Hardening-Fuse-91568607 | 13622
Lateral Hardening-Fuse-91569636 | 13044
Lateral Hardening-Fuse-91569788 | 13655
Lateral Hardening-Fuse-91570377 | 13044
Lateral Hardening-Fuse-91570455 | 13044
Lateral Hardening-Fuse-91570523 | 13044
Lateral Hardening-Fuse-91570601 | 13044
Lateral Hardening-Fuse-91570867 | 13044
Lateral Hardening-Fuse-91571311 | 14274
Lateral Hardening-Fuse-91572385 | 13754
Lateral Hardening-Fuse-91572744 | 13461
Lateral Hardening-Fuse-91573705 | 13921
Lateral Hardening-Fuse-91573736 | 14012
Lateral Hardening-Fuse-91574186 | 13921
Lateral Hardening-Fuse-91574200 | 13466
Lateral Hardening-Fuse-91574381 | 13586
Lateral Hardening-Fuse-91575186 | 13586
Lateral Hardening-Fuse-91575422 | 13141
Lateral Hardening-Fuse-91575780 | 13044
Lateral Hardening-Fuse-91576679 | 13254
Lateral Hardening-Fuse-91576984 | 14266
Lateral Hardening-Fuse-91577232 | 13254
Lateral Hardening-Fuse-91577244 | 13254
Lateral Hardening-Fuse-91577874 | 13294
Lateral Hardening-Fuse-91578134 | 13838
Lateral Hardening-Fuse-91578401 | 13786
Lateral Hardening-Fuse-91578756 | 13586
Lateral Hardening-Fuse-91578883 | 13141
Lateral Hardening-Fuse-91578998 | 13312
Lateral Hardening-Fuse-91579436 | 13832
Lateral Hardening-Fuse-91579954 | 13838
Lateral Hardening-Fuse-91579962 | 13838
Lateral Hardening-Fuse-91580500 | 13256
Lateral Hardening-Fuse-91580526 | 13023
Lateral Hardening-Fuse-91580610 | 13044
Lateral Hardening-Fuse-91581442 | 13787
Lateral Hardening-Fuse-91581632 | 13030
Lateral Hardening-Fuse-91581669 | 13592
Lateral Hardening-Fuse-91581905 | 14274
Lateral Hardening-Fuse-91581977 | 13825
Lateral Hardening-Fuse-91582409 | 13592
Lateral Hardening-Fuse-91582612 | 14102
Lateral Hardening-Fuse-91582790 | 13030
Lateral Hardening-Fuse-91582918 | 13835
Lateral Hardening-Fuse-91583652 | 13622
Lateral Hardening-Fuse-91584279 | 13916
Lateral Hardening-Fuse-91584316 | 13011
Lateral Hardening-Fuse-91584713 | 13011
Lateral Hardening-Fuse-91584915 | 13622
Lateral Hardening-Fuse-91585039 | 13007
Lateral Hardening-Fuse-91585479 | 13586
Lateral Hardening-Fuse-91585701 | 13256
Lateral Hardening-Fuse-91586832 | 13169
Lateral Hardening-Fuse-91586981 | 13516
Lateral Hardening-Fuse-91587284 | 13808
Lateral Hardening-Fuse-91587286 | 13808
Lateral Hardening-Fuse-91589714 | 13256
Lateral Hardening-Fuse-91591093 | 13838
Lateral Hardening-Fuse-91591401 | 13097
Lateral Hardening-Fuse-91591947 | 13485
Lateral Hardening-Fuse-91592312 | 13709
Lateral Hardening-Fuse-91592568 | 14216
Lateral Hardening-Fuse-91592570 | 14216
Lateral Hardening-Fuse-91593744 | 13622
Lateral Hardening-Fuse-91594801 | 13130
Lateral Hardening-Fuse-91595402 | 13183
Lateral Hardening-Fuse-91596805 | 13127
Lateral Hardening-Fuse-91597721 | 13190
Lateral Hardening-Fuse-91597763 | 13535
Lateral Hardening-Fuse-91597940 | 13039
Lateral Hardening-Fuse-91598262 | 13672
Lateral Hardening-Fuse-91598271 | 13672
Lateral Hardening-Fuse-91598274 | 13672
Lateral Hardening-Fuse-91598279 | 13672
Lateral Hardening-Fuse-91598280 | 13672
Lateral Hardening-Fuse-91598698 | 13009
Lateral Hardening-Fuse-91599338 | 13053
Lateral Hardening-Fuse-91599837 | 13207
Lateral Hardening-Fuse-91600145 | 14102
Lateral Hardening-Fuse-91600473 | 14099
Lateral Hardening-Fuse-91600776 | 13690
Lateral Hardening-Fuse-91601628 | 13828
Lateral Hardening-Fuse-91601929 | 13832
Lateral Hardening-Fuse-91602099 | 14110
Lateral Hardening-Fuse-91602229 | 13492
Lateral Hardening-Fuse-91604454 | 13009
Lateral Hardening-Fuse-91604783 | 13009
Lateral Hardening-Fuse-91604920 | 13019
Lateral Hardening-Fuse-91605469 | 13838
Lateral Hardening-Fuse-91606130 | 13939
Lateral Hardening-Fuse-91607219 | 13677
Lateral Hardening-Fuse-91608637 | 13854
Lateral Hardening-Fuse-91608769 | 14274
Lateral Hardening-Fuse-91608822 | 14274
Lateral Hardening-Fuse-91611191 | 13838
Lateral Hardening-Fuse-91613923 | 13854
Lateral Hardening-Fuse-91614639 | 13586
Lateral Hardening-Fuse-91615057 | 13254
Lateral Hardening-Fuse-91615098 | 13165
Lateral Hardening-Fuse-91615880 | 13256
Lateral Hardening-Fuse-91616171 | 13373
Lateral Hardening-Fuse-91616183 | 13373
Lateral Hardening-Fuse-91616188 | 13373
Lateral Hardening-Fuse-91616228 | 13373
Lateral Hardening-Fuse-91616235 | 13373
Lateral Hardening-Fuse-91616523 | 13158
Lateral Hardening-Fuse-91616607 | 13009
Lateral Hardening-Fuse-91617900 | 13147
Lateral Hardening-Fuse-91618072 | 13147
Lateral Hardening-Fuse-91618630 | 13183
Lateral Hardening-Fuse-91618829 | 13535
Lateral Hardening-Fuse-91618830 | 13535
Lateral Hardening-Fuse-91619082 | 14274
Lateral Hardening-Fuse-91619417 | 13622
Lateral Hardening-Fuse-91619822 | 13158
Lateral Hardening-Fuse-91620187 | 13027
Lateral Hardening-Fuse-91620192 | 13027
Lateral Hardening-Fuse-91620333 | 13468
Lateral Hardening-Fuse-91621623 | 13044
Lateral Hardening-Fuse-91621768 | 13254
Lateral Hardening-Fuse-91622197 | 13009
Lateral Hardening-Fuse-91622201 | 14274
Lateral Hardening-Fuse-91622202 | 14274
Lateral Hardening-Fuse-91622372 | 13829
Lateral Hardening-Fuse-91622634 | 13466
Lateral Hardening-Fuse-91623637 | 13141
Lateral Hardening-Fuse-91623641 | 13141
Lateral Hardening-Fuse-91624544 | 13330
Lateral Hardening-Fuse-91625137 | 13158
Lateral Hardening-Fuse-91625206 | 13027
Lateral Hardening-Fuse-91626832 | 14266
Lateral Hardening-Fuse-91627020 | 13470
Lateral Hardening-Fuse-91627229 | 13027
Lateral Hardening-Fuse-91628194 | 13181
Lateral Hardening-Fuse-91628811 | 14099
Lateral Hardening-Fuse-91629415 | 13011
Lateral Hardening-Fuse-91629448 | 13298
Lateral Hardening-Fuse-91629504 | 13123
Lateral Hardening-Fuse-91629604 | 13254
Lateral Hardening-Fuse-91629609 | 13256
Lateral Hardening-Fuse-91630327 | 13927
Lateral Hardening-Fuse-91630486 | 13147
Lateral Hardening-Fuse-91630559 | 13805
Lateral Hardening-Fuse-91630851 | 13305
Lateral Hardening-Fuse-91632542 | 13167
Lateral Hardening-Fuse-91633548 | 13268
Lateral Hardening-Fuse-91633720 | 13377
Lateral Hardening-Fuse-91633832 | 13622
Lateral Hardening-Fuse-91634839 | 13622
Lateral Hardening-Fuse-91634926 | 13622
Lateral Hardening-Fuse-91634943 | 13622
Lateral Hardening-Fuse-91636758 | 13544
Lateral Hardening-Fuse-91636868 | 13107
Lateral Hardening-Fuse-91636970 | 13327
Lateral Hardening-Fuse-91637001 | 13158
Lateral Hardening-Fuse-91639119 | 13457
Lateral Hardening-Fuse-91639787 | 13027
Lateral Hardening-Fuse-91640192 | 13468
Lateral Hardening-Fuse-91640811 | 13470
Lateral Hardening-Fuse-91640875 | 13180
Lateral Hardening-Fuse-91640897 | 13104
Lateral Hardening-Fuse-91640983 | 13371
Lateral Hardening-Fuse-91640990 | 13964
Lateral Hardening-Fuse-91641201 | 13177
Lateral Hardening-Fuse-91641232 | 13030
Lateral Hardening-Fuse-91641395 | 13621
Lateral Hardening-Fuse-91641553 | 13808
Lateral Hardening-Fuse-91642882 | 13183
Lateral Hardening-Fuse-91643108 | 13104
Lateral Hardening-Fuse-91643395 | 13705
Lateral Hardening-Fuse-91643673 | 13104
Lateral Hardening-Fuse-91643736 | 13104
Lateral Hardening-Fuse-91643794 | 13579
Lateral Hardening-Fuse-91643798 | 13579
Lateral Hardening-Fuse-91643964 | 13106
Lateral Hardening-Fuse-91644887 | 13808
Lateral Hardening-Fuse-91645378 | 13808
Lateral Hardening-Fuse-91645481 | 13104
Lateral Hardening-Fuse-91645657 | 13334
Lateral Hardening-Fuse-91645726 | 13027
Lateral Hardening-Fuse-91646305 | 13120
Lateral Hardening-Fuse-91647060 | 13622
Lateral Hardening-Fuse-91647409 | 13027
Lateral Hardening-Fuse-91648118 | 13046
Lateral Hardening-Fuse-91648990 | 13011
Lateral Hardening-Fuse-91649419 | 13106
Lateral Hardening-Fuse-91649554 | 13695
Lateral Hardening-Fuse-91649581 | 13460
Lateral Hardening-Fuse-91649583 | 13460
Lateral Hardening-Fuse-91649705 | 13219
Lateral Hardening-Fuse-91649856 | 13622
Lateral Hardening-Fuse-91651363 | 13120
Lateral Hardening-Fuse-91651993 | 14041
Lateral Hardening-Fuse-91652567 | 13827
Lateral Hardening-Fuse-91655055 | 13535
Lateral Hardening-Fuse-91655480 | 13128
Lateral Hardening-Fuse-91655530 | 13830
Lateral Hardening-Fuse-91656864 | 13458
Lateral Hardening-Fuse-91657855 | 13340
Lateral Hardening-Fuse-91659362 | 14110
Lateral Hardening-Fuse-91659404 | 13305
Lateral Hardening-Fuse-91660623 | 13153
Lateral Hardening-Fuse-91660702 | 13458
Lateral Hardening-Fuse-91660783 | 13117
Lateral Hardening-Fuse-91661563 | 13153
Lateral Hardening-Fuse-91661650 | 13153
Lateral Hardening-Fuse-91661685 | 13153
Lateral Hardening-Fuse-91661835 | 13153
Lateral Hardening-Fuse-91661916 | 13458
Lateral Hardening-Fuse-91662095 | 13747
Lateral Hardening-Fuse-91662846 | 14110
Lateral Hardening-Fuse-91664348 | 13143
Lateral Hardening-Fuse-91664355 | 13468
Lateral Hardening-Fuse-91664575 | 13104
Lateral Hardening-Fuse-91665037 | 13183
Lateral Hardening-Fuse-91665193 | 13911
Lateral Hardening-Fuse-91665202 | 13911
Lateral Hardening-Fuse-91665698 | 13330
Lateral Hardening-Fuse-91665985 | 13621
Lateral Hardening-Fuse-91666132 | 13152
Lateral Hardening-Fuse-91666161 | 14199
Lateral Hardening-Fuse-91666802 | 13621
Lateral Hardening-Fuse-91666803 | 13621
Lateral Hardening-Fuse-91667288 | 13748
Lateral Hardening-Fuse-91668185 | 13709
Lateral Hardening-Fuse-91668251 | 13104
Lateral Hardening-Fuse-91670413 | 13070
Lateral Hardening-Fuse-91670494 | 13621
Lateral Hardening-Fuse-91671055 | 13724
Lateral Hardening-Fuse-91671062 | 13724
Lateral Hardening-Fuse-91671341 | 13069
Lateral Hardening-Fuse-91673497 | 13496
Lateral Hardening-Fuse-91673652 | 13832
Lateral Hardening-Fuse-91673872 | 13712
Lateral Hardening-Fuse-91674075 | 13961
Lateral Hardening-Fuse-91675693 | 14041
Lateral Hardening-Fuse-91675820 | 13709
Lateral Hardening-Fuse-91676371 | 13655
Lateral Hardening-Fuse-91676442 | 13712
Lateral Hardening-Fuse-91676443 | 13712
Lateral Hardening-Fuse-91676856 | 13070
Lateral Hardening-Fuse-91677422 | 13070
Lateral Hardening-Fuse-91677677 | 13198
Lateral Hardening-Fuse-91677694 | 13198
Lateral Hardening-Fuse-91677716 | 13808
Lateral Hardening-Fuse-91677717 | 13547
Lateral Hardening-Fuse-91677718 | 13808
Lateral Hardening-Fuse-91677779 | 13808
Lateral Hardening-Fuse-91677837 | 13147
Lateral Hardening-Fuse-91678930 | 13808
Lateral Hardening-Fuse-91680239 | 14031
Lateral Hardening-Fuse-91680342 | 13458
Lateral Hardening-Fuse-91681225 | 13254
Lateral Hardening-Fuse-91681250 | 13808
Lateral Hardening-Fuse-91681285 | 13104
Lateral Hardening-Fuse-91681474 | 13077
Lateral Hardening-Fuse-91682716 | 13890
Lateral Hardening-Fuse-91683026 | 13835
Lateral Hardening-Fuse-91683028 | 13835
Lateral Hardening-Fuse-91684071 | 13070
Lateral Hardening-Fuse-91684087 | 13070
Lateral Hardening-Fuse-91684089 | 13070
Lateral Hardening-Fuse-91684363 | 13600
Lateral Hardening-Fuse-91686204 | 13524
Lateral Hardening-Fuse-91688736 | 13462
Lateral Hardening-Fuse-91689295 | 13835
Lateral Hardening-Fuse-91689647 | 13099
Lateral Hardening-Fuse-91689692 | 13099
Lateral Hardening-Fuse-91692205 | 14274
Lateral Hardening-Fuse-91692206 | 14274
Lateral Hardening-Fuse-91692218 | 14274
Lateral Hardening-Fuse-91692219 | 14274
Lateral Hardening-Fuse-91692347 | 13068
Lateral Hardening-Fuse-91692923 | 13107
Lateral Hardening-Fuse-91693795 | 14274
Lateral Hardening-Fuse-91693913 | 13298
Lateral Hardening-Fuse-91695187 | 13622
Lateral Hardening-Fuse-91696358 | 14041
Lateral Hardening-Fuse-91696822 | 13221
Lateral Hardening-Fuse-91697186 | 13458
Lateral Hardening-Fuse-91697220 | 13044
Lateral Hardening-Fuse-91697467 | 13808
Lateral Hardening-Fuse-91697831 | 13835
Lateral Hardening-Fuse-91699032 | 13621
Lateral Hardening-Fuse-91699038 | 13621
Lateral Hardening-Fuse-91699325 | 14274
Lateral Hardening-Fuse-91699327 | 14274
Lateral Hardening-Fuse-91700158 | 13600
Lateral Hardening-Fuse-91700187 | 13027
Lateral Hardening-Fuse-91700188 | 13332
Lateral Hardening-Fuse-91700200 | 13924
Lateral Hardening-Fuse-91700504 | 14274
Lateral Hardening-Fuse-91700508 | 14274
Lateral Hardening-Fuse-91701370 | 13458
Lateral Hardening-Fuse-91701376 | 13458
Lateral Hardening-Fuse-91701445 | 13023
Lateral Hardening-Fuse-91701504 | 13698
Lateral Hardening-Fuse-91702481 | 14012
Lateral Hardening-Fuse-91704512 | 13622
Lateral Hardening-Fuse-91704527 | 13622
Lateral Hardening-Fuse-91704696 | 13668
Lateral Hardening-Fuse-91704709 | 13786
Lateral Hardening-Fuse-91705275 | 13899
Lateral Hardening-Fuse-91705276 | 13899
Lateral Hardening-Fuse-91705558 | 13889
Lateral Hardening-Fuse-91710446 | 13622
Lateral Hardening-Fuse-91710700 | 14041
Lateral Hardening-Fuse-91711291 | 13706
Lateral Hardening-Fuse-91711513 | 13592
Lateral Hardening-Fuse-91713182 | 13808
Lateral Hardening-Fuse-91713215 | 13808
Lateral Hardening-Fuse-91713322 | 13961
Lateral Hardening-Fuse-91714162 | 13655
Lateral Hardening-Fuse-91714169 | 13655
Lateral Hardening-Fuse-91714795 | 14012
Lateral Hardening-Fuse-91715358 | 13835
Lateral Hardening-Fuse-91715590 | 13655
Lateral Hardening-Fuse-91715878 | 13808
Lateral Hardening-Fuse-91718907 | 13028
Lateral Hardening-Fuse-91718908 | 13028
Lateral Hardening-Fuse-91719011 | 13624
Lateral Hardening-Fuse-91719138 | 13624
Lateral Hardening-Fuse-91719147 | 13624
Lateral Hardening-Fuse-91719628 | 13023
Lateral Hardening-Fuse-91719630 | 13023
Lateral Hardening-Fuse-91719684 | 14274
Lateral Hardening-Fuse-91719936 | 13687
Lateral Hardening-Fuse-91720356 | 13624
Lateral Hardening-Fuse-91720645 | 13622
Lateral Hardening-Fuse-91720718 | 13443
Lateral Hardening-Fuse-91721020 | 13422
Lateral Hardening-Fuse-91721175 | 13070
Lateral Hardening-Fuse-91721466 | 13621
Lateral Hardening-Fuse-91721691 | 13365
Lateral Hardening-Fuse-91722190 | 13432
Lateral Hardening-Fuse-91722510 | 13106
Lateral Hardening-Fuse-91723303 | 14266
Lateral Hardening-Fuse-91724740 | 13304
Lateral Hardening-Fuse-91725611 | 13329
Lateral Hardening-Fuse-91727273 | 13412
Lateral Hardening-Fuse-91727763 | 13837
Lateral Hardening-Fuse-91728114 | 13622
Lateral Hardening-Fuse-91728131 | 13622
Lateral Hardening-Fuse-91728132 | 13622
Lateral Hardening-Fuse-91728675 | 14274
Lateral Hardening-Fuse-91728766 | 13391
Lateral Hardening-Fuse-91728775 | 14023
Lateral Hardening-Fuse-91728896 | 13043
Lateral Hardening-Fuse-91730217 | 13785
Lateral Hardening-Fuse-91731468 | 13754
Lateral Hardening-Fuse-91732005 | 13826
Lateral Hardening-Fuse-91732289 | 13099
Lateral Hardening-Fuse-91732749 | 13027
Lateral Hardening-Fuse-91733183 | 13188
Lateral Hardening-Fuse-91733558 | 13398
Lateral Hardening-Fuse-91734095 | 14274
Lateral Hardening-Fuse-91734991 | 13786
Lateral Hardening-Fuse-91735842 | 13621
Lateral Hardening-Fuse-91736477 | 13469
Lateral Hardening-Fuse-91736899 | 13621
Lateral Hardening-Fuse-91737253 | 13069
Lateral Hardening-Fuse-91737286 | 13028
Lateral Hardening-Fuse-91737814 | 13586
Lateral Hardening-Fuse-91737821 | 13586
Lateral Hardening-Fuse-91738123 | 13163
Lateral Hardening-Fuse-91738308 | 13146
Lateral Hardening-Fuse-91738682 | 13648
Lateral Hardening-Fuse-91738766 | 13586
Lateral Hardening-Fuse-91739147 | 13039
Lateral Hardening-Fuse-91739392 | 13303
Lateral Hardening-Fuse-91739728 | 13466
Lateral Hardening-Fuse-91739765 | 13339
Lateral Hardening-Fuse-91740578 | 13027
Lateral Hardening-Fuse-91741181 | 14012
Lateral Hardening-Fuse-91741334 | 14024
Lateral Hardening-Fuse-91741665 | 13808
Lateral Hardening-Fuse-91742026 | 14124
Lateral Hardening-Fuse-91742289 | 13097
Lateral Hardening-Fuse-91742537 | 14274
Lateral Hardening-Fuse-91743707 | 13305
Lateral Hardening-Fuse-91743740 | 13030
Lateral Hardening-Fuse-91743904 | 14274
Lateral Hardening-Fuse-91744442 | 13621
Lateral Hardening-Fuse-91745051 | 13772
Lateral Hardening-Fuse-91745058 | 14124
Lateral Hardening-Fuse-91745124 | 14124
Lateral Hardening-Fuse-91745795 | 13832
Lateral Hardening-Fuse-91745973 | 13621
Lateral Hardening-Fuse-91746038 | 13164
Lateral Hardening-Fuse-91746088 | 13097
Lateral Hardening-Fuse-91748718 | 13583
Lateral Hardening-Fuse-91748729 | 13586
Lateral Hardening-Fuse-91749144 | 13191
Lateral Hardening-Fuse-91749176 | 13129
Lateral Hardening-Fuse-91749274 | 14274
Lateral Hardening-Fuse-91749389 | 13454
Lateral Hardening-Fuse-91749566 | 13586
Lateral Hardening-Fuse-91749567 | 13586
Lateral Hardening-Fuse-91749705 | 13924
Lateral Hardening-Fuse-91750246 | 13678
Lateral Hardening-Fuse-91750255 | 14274
Lateral Hardening-Fuse-91750521 | 13583
Lateral Hardening-Fuse-91750557 | 13583
Lateral Hardening-Fuse-91750750 | 13696
Lateral Hardening-Fuse-91750780 | 13371
Lateral Hardening-Fuse-91750785 | 13371
Lateral Hardening-Fuse-91750797 | 13371
Lateral Hardening-Fuse-91750868 | 13371
Lateral Hardening-Fuse-91750884 | 13371
Lateral Hardening-Fuse-91750887 | 13371
Lateral Hardening-Fuse-91750902 | 13371
Lateral Hardening-Fuse-91750917 | 13371
Lateral Hardening-Fuse-91750941 | 13371
Lateral Hardening-Fuse-91750953 | 13371
Lateral Hardening-Fuse-91750981 | 13371
Lateral Hardening-Fuse-91750986 | 13371
Lateral Hardening-Fuse-91750992 | 13371
Lateral Hardening-Fuse-91751592 | 13229
Lateral Hardening-Fuse-91751593 | 13624
Lateral Hardening-Fuse-91751707 | 14114
Lateral Hardening-Fuse-91751734 | 13583
Lateral Hardening-Fuse-91751801 | 13546
Lateral Hardening-Fuse-91752181 | 13787
Lateral Hardening-Fuse-91753067 | 13190
Lateral Hardening-Fuse-91753084 | 13920
Lateral Hardening-Fuse-91755453 | 14114
Lateral Hardening-Fuse-91755608 | 13330
Lateral Hardening-Fuse-91756098 | 13442
Lateral Hardening-Fuse-91756149 | 13442
Lateral Hardening-Fuse-91756160 | 13442
Lateral Hardening-Fuse-91756165 | 13442
Lateral Hardening-Fuse-91756173 | 13442
Lateral Hardening-Fuse-91756176 | 13442
Lateral Hardening-Fuse-91756821 | 13502
Lateral Hardening-Fuse-91756827 | 13502
Lateral Hardening-Fuse-91757639 | 13019
Lateral Hardening-Fuse-91758138 | 13939
Lateral Hardening-Fuse-91758229 | 13094
Lateral Hardening-Fuse-91758296 | 13932
Lateral Hardening-Fuse-91758407 | 13621
Lateral Hardening-Fuse-91758782 | 14274
Lateral Hardening-Fuse-91758796 | 13586
Lateral Hardening-Fuse-91759265 | 14274
Lateral Hardening-Fuse-91760692 | 13303
Lateral Hardening-Fuse-91760794 | 13420
Lateral Hardening-Fuse-91760867 | 13583
Lateral Hardening-Fuse-91761081 | 13705
Lateral Hardening-Fuse-91762141 | 13838
Lateral Hardening-Fuse-91763463 | 13442
Lateral Hardening-Fuse-91764663 | 13633
Lateral Hardening-Fuse-91765519 | 13678
Lateral Hardening-Fuse-91767375 | 13577
Lateral Hardening-Fuse-91767729 | 13185
Lateral Hardening-Fuse-91767856 | 13107
Lateral Hardening-Fuse-91768663 | 14110
Lateral Hardening-Fuse-91768869 | 13699
Lateral Hardening-Fuse-91769412 | 13185
Lateral Hardening-Fuse-91769533 | 13577
Lateral Hardening-Fuse-91771190 | 13146
Lateral Hardening-Fuse-91771205 | 13146
Lateral Hardening-Fuse-91771307 | 13236
Lateral Hardening-Fuse-91771642 | 13909
Lateral Hardening-Fuse-91772081 | 13164
Lateral Hardening-Fuse-91772133 | 13509
Lateral Hardening-Fuse-91772174 | 13007
Lateral Hardening-Fuse-91772300 | 13351
Lateral Hardening-Fuse-91773267 | 13583
Lateral Hardening-Fuse-91773975 | 13835
Lateral Hardening-Fuse-91774500 | 13631
Lateral Hardening-Fuse-91774745 | 13624
Lateral Hardening-Fuse-91774953 | 13308
Lateral Hardening-Fuse-91776141 | 13188
Lateral Hardening-Fuse-91777082 | 13129
Lateral Hardening-Fuse-91778392 | 13070
Lateral Hardening-Fuse-91778398 | 13070
Lateral Hardening-Fuse-91778603 | 13092
Lateral Hardening-Fuse-91778931 | 14274
Lateral Hardening-Fuse-91779499 | 13577
Lateral Hardening-Fuse-91779572 | 13225
Lateral Hardening-Fuse-91780444 | 13624
Lateral Hardening-Fuse-91780595 | 14041
Lateral Hardening-Fuse-91780598 | 14041
Lateral Hardening-Fuse-91780684 | 13624
Lateral Hardening-Fuse-91781312 | 13330
Lateral Hardening-Fuse-91781592 | 13631
Lateral Hardening-Fuse-91781618 | 13172
Lateral Hardening-Fuse-91781626 | 13172
Lateral Hardening-Fuse-91781851 | 13577
Lateral Hardening-Fuse-91781852 | 13577
Lateral Hardening-Fuse-91781907 | 13162
Lateral Hardening-Fuse-91782013 | 13098
Lateral Hardening-Fuse-91782193 | 13162
Lateral Hardening-Fuse-91782209 | 13163
Lateral Hardening-Fuse-91782225 | 13590
Lateral Hardening-Fuse-91782844 | 13434
Lateral Hardening-Fuse-91783069 | 13576
Lateral Hardening-Fuse-91783078 | 14112
Lateral Hardening-Fuse-91783086 | 13194
Lateral Hardening-Fuse-91783277 | 13129
Lateral Hardening-Fuse-91783945 | 13129
Lateral Hardening-Fuse-91785740 | 13333
Lateral Hardening-Fuse-91785876 | 13939
Lateral Hardening-Fuse-91785986 | 13071
Lateral Hardening-Fuse-91786049 | 13109
Lateral Hardening-Fuse-91786348 | 13229
Lateral Hardening-Fuse-91786385 | 13576
Lateral Hardening-Fuse-91786481 | 13188
Lateral Hardening-Fuse-91788413 | 13330
Lateral Hardening-Fuse-91788609 | 13207
Lateral Hardening-Fuse-91790397 | 13070
Lateral Hardening-Fuse-91790534 | 13138
Lateral Hardening-Fuse-91790665 | 13117
Lateral Hardening-Fuse-91790911 | 13142
Lateral Hardening-Fuse-91791222 | 13817
Lateral Hardening-Fuse-91791929 | 13162
Lateral Hardening-Fuse-91792136 | 13769
Lateral Hardening-Fuse-91792802 | 13889
Lateral Hardening-Fuse-91793010 | 13686
Lateral Hardening-Fuse-91793185 | 13070
Lateral Hardening-Fuse-91793474 | 13624
Lateral Hardening-Fuse-91793595 | 13327
Lateral Hardening-Fuse-91793984 | 13927
Lateral Hardening-Fuse-91794367 | 13117
Lateral Hardening-Fuse-91794642 | 13656
Lateral Hardening-Fuse-91795934 | 13106
Lateral Hardening-Fuse-91796192 | 13130
Lateral Hardening-Fuse-91796302 | 13128
Lateral Hardening-Fuse-91796402 | 13787
Lateral Hardening-Fuse-91796768 | 13624
Lateral Hardening-Fuse-91796988 | 14021
Lateral Hardening-Fuse-91797031 | 13786
Lateral Hardening-Fuse-91797323 | 13633
Lateral Hardening-Fuse-91797362 | 13600
Lateral Hardening-Fuse-91798287 | 13020
Lateral Hardening-Fuse-91799210 | 13188
Lateral Hardening-Fuse-91799883 | 13102
Lateral Hardening-Fuse-91801492 | 13649
Lateral Hardening-Fuse-91801810 | 13705
Lateral Hardening-Fuse-91801888 | 13329
Lateral Hardening-Fuse-91801933 | 13329
Lateral Hardening-Fuse-91801956 | 13329
Lateral Hardening-Fuse-91802420 | 13799
Lateral Hardening-Fuse-91803979 | 13029
Lateral Hardening-Fuse-91804175 | 13786
Lateral Hardening-Fuse-91804772 | 13329
Lateral Hardening-Fuse-91804834 | 13329
Lateral Hardening-Fuse-91804851 | 13329
Lateral Hardening-Fuse-91804870 | 13329
Lateral Hardening-Fuse-91804875 | 13329
Lateral Hardening-Fuse-91804936 | 13329
Lateral Hardening-Fuse-91804955 | 13329
Lateral Hardening-Fuse-91805071 | 13953
Lateral Hardening-Fuse-91805140 | 13329
Lateral Hardening-Fuse-91805147 | 13329
Lateral Hardening-Fuse-91805289 | 13405
Lateral Hardening-Fuse-91805398 | 14117
Lateral Hardening-Fuse-91805588 | 13837
Lateral Hardening-Fuse-91805700 | 13329
Lateral Hardening-Fuse-91805704 | 13329
Lateral Hardening-Fuse-91805708 | 13329
Lateral Hardening-Fuse-91805711 | 13329
Lateral Hardening-Fuse-91805712 | 13329
Lateral Hardening-Fuse-91805751 | 13329
Lateral Hardening-Fuse-91805770 | 13329
Lateral Hardening-Fuse-91806526 | 13964
Lateral Hardening-Fuse-91807285 | 13837
Lateral Hardening-Fuse-91810177 | 13964
Lateral Hardening-Fuse-91810320 | 13223
Lateral Hardening-Fuse-91810397 | 13218
Lateral Hardening-Fuse-91810515 | 13934
Lateral Hardening-Fuse-91811196 | 13405
Lateral Hardening-Fuse-91811356 | 13405
Lateral Hardening-Fuse-91812632 | 13837
Lateral Hardening-Fuse-91812647 | 13837
Lateral Hardening-Fuse-91813200 | 13107
Lateral Hardening-Fuse-91814127 | 13107
Lateral Hardening-Fuse-91814195 | 13236
Lateral Hardening-Fuse-91815577 | 13037
Lateral Hardening-Fuse-91816077 | 13835
Lateral Hardening-Fuse-91816435 | 13712
Lateral Hardening-Fuse-91816675 | 13207
Lateral Hardening-Fuse-91817791 | 13516
Lateral Hardening-Fuse-91818921 | 13398
Lateral Hardening-Fuse-91819032 | 13352
Lateral Hardening-Fuse-91820244 | 13880
Lateral Hardening-Fuse-91820288 | 13880
Lateral Hardening-Fuse-91821142 | 13458
Lateral Hardening-Fuse-91821941 | 14274
Lateral Hardening-Fuse-91821942 | 14274
Lateral Hardening-Fuse-91825136 | 13298
Lateral Hardening-Fuse-91825333 | 13371
Lateral Hardening-Fuse-91826476 | 13491
Lateral Hardening-Fuse-91827162 | 13491
Lateral Hardening-Fuse-91827956 | 13348
Lateral Hardening-Fuse-91833317 | 13807
Lateral Hardening-Fuse-91835528 | 13390
Lateral Hardening-Fuse-91836291 | 13426
Lateral Hardening-Fuse-91836292 | 13426
Lateral Hardening-Fuse-91836431 | 13426
Lateral Hardening-Fuse-91836437 | 13426
Lateral Hardening-Fuse-91836582 | 13256
Lateral Hardening-Fuse-91836851 | 13458
Lateral Hardening-Fuse-91836998 | 13624
Lateral Hardening-Fuse-91837000 | 13624
Lateral Hardening-Fuse-91837262 | 13458
Lateral Hardening-Fuse-91837409 | 13948
Lateral Hardening-Fuse-91837742 | 13843
Lateral Hardening-Fuse-91837897 | 13443
Lateral Hardening-Fuse-91838277 | 13104
Lateral Hardening-Fuse-91839866 | 13049
Lateral Hardening-Fuse-91840145 | 14355
Lateral Hardening-Fuse-91840610 | 13162
Lateral Hardening-Fuse-91841532 | 13289
Lateral Hardening-Fuse-91843635 | 13462
Lateral Hardening-Fuse-91843819 | 13143
Lateral Hardening-Fuse-91845007 | 13377
Lateral Hardening-Fuse-91845370 | 13889
Lateral Hardening-Fuse-91845593 | 13155
Lateral Hardening-Fuse-91845621 | 13006
Lateral Hardening-Fuse-91847345 | 13633
Lateral Hardening-Fuse-91852773 | 13224
Lateral Hardening-Fuse-91852786 | 13224
Lateral Hardening-Fuse-91852787 | 13224
Lateral Hardening-Fuse-91852788 | 13224
Lateral Hardening-Fuse-91852789 | 13224
Lateral Hardening-Fuse-91852790 | 13224
Lateral Hardening-Fuse-91852791 | 13224
Lateral Hardening-Fuse-91852794 | 13224
Lateral Hardening-Fuse-91852798 | 13224
Lateral Hardening-Fuse-91852805 | 13224
Lateral Hardening-Fuse-91852823 | 13224
Lateral Hardening-Fuse-91852827 | 13224
Lateral Hardening-Fuse-91852831 | 13224
Lateral Hardening-Fuse-91852833 | 13224
Lateral Hardening-Fuse-91852921 | 13029
Lateral Hardening-Fuse-91852948 | 13909
Lateral Hardening-Fuse-91853241 | 13224
Lateral Hardening-Fuse-91853422 | 13178
Lateral Hardening-Fuse-91853687 | 13624
Lateral Hardening-Fuse-91854745 | 13712
Lateral Hardening-Fuse-91855492 | 13184
Lateral Hardening-Fuse-91855497 | 13754
Lateral Hardening-Fuse-91856580 | 13073
Lateral Hardening-Fuse-91856800 | 13354
Lateral Hardening-Fuse-91856801 | 13354
Lateral Hardening-Fuse-91859578 | 13348
Lateral Hardening-Fuse-91860652 | 13180
Lateral Hardening-Fuse-91861514 | 13227
Lateral Hardening-Fuse-91861517 | 13231
Lateral Hardening-Fuse-91863298 | 13900
Lateral Hardening-Fuse-91863328 | 13399
Lateral Hardening-Fuse-91863410 | 13630
Lateral Hardening-Fuse-91863418 | 13630
Lateral Hardening-Fuse-91863430 | 13630
Lateral Hardening-Fuse-91863459 | 13630
Lateral Hardening-Fuse-91863472 | 13630
Lateral Hardening-Fuse-91863504 | 13630
Lateral Hardening-Fuse-91863539 | 13630
Lateral Hardening-Fuse-91863559 | 13630
Lateral Hardening-Fuse-91863750 | 13630
Lateral Hardening-Fuse-91863763 | 13630
Lateral Hardening-Fuse-91864457 | 13185
Lateral Hardening-Fuse-91865081 | 14025
Lateral Hardening-Fuse-91865117 | 13948
Lateral Hardening-Fuse-91865404 | 14025
Lateral Hardening-Fuse-91866694 | 13948
Lateral Hardening-Fuse-91867056 | 13183
Lateral Hardening-Fuse-91867113 | 13574
Lateral Hardening-Fuse-91867495 | 13808
Lateral Hardening-Fuse-91868096 | 14023
Lateral Hardening-Fuse-91868130 | 13201
Lateral Hardening-Fuse-91868616 | 13924
Lateral Hardening-Fuse-91868734 | 13924
Lateral Hardening-Fuse-91869362 | 13391
Lateral Hardening-Fuse-91870000 | 13370
Lateral Hardening-Fuse-91870029 | 13946
Lateral Hardening-Fuse-91870061 | 14025
Lateral Hardening-Fuse-91870201 | 13920
Lateral Hardening-Fuse-91870409 | 13496
Lateral Hardening-Fuse-91870427 | 13496
Lateral Hardening-Fuse-91870802 | 13142
Lateral Hardening-Fuse-91871353 | 13042
Lateral Hardening-Fuse-91871354 | 13042
Lateral Hardening-Fuse-91871394 | 13352
Lateral Hardening-Fuse-91871611 | 13405
Lateral Hardening-Fuse-91871977 | 13772
Lateral Hardening-Fuse-91872181 | 13947
Lateral Hardening-Fuse-91872229 | 13256
Lateral Hardening-Fuse-91872524 | 13298
Lateral Hardening-Fuse-91872690 | 13947
Lateral Hardening-Fuse-91873115 | 13624
Lateral Hardening-Fuse-91873275 | 13140
Lateral Hardening-Fuse-91873276 | 13140
Lateral Hardening-Fuse-91873463 | 13020
Lateral Hardening-Fuse-91873561 | 13298
Lateral Hardening-Fuse-91873642 | 14123
Lateral Hardening-Fuse-91874075 | 13825
Lateral Hardening-Fuse-91874628 | 13279
Lateral Hardening-Fuse-91891911 | 13298
Lateral Hardening-Fuse-91892077 | 13256
Lateral Hardening-Fuse-91892536 | 13256
Lateral Hardening-Fuse-91892562 | 13093
Lateral Hardening-Fuse-91892606 | 13298
Lateral Hardening-Fuse-91892766 | 13100
Lateral Hardening-Fuse-91893646 | 13927
Lateral Hardening-Fuse-91893977 | 13100
Lateral Hardening-Fuse-91894186 | 13722
Lateral Hardening-Fuse-91894820 | 13419
Lateral Hardening-Fuse-91895154 | 13298
Lateral Hardening-Fuse-91895327 | 13298
Lateral Hardening-Fuse-91895805 | 13006
Lateral Hardening-Fuse-91896447 | 14041
Lateral Hardening-Fuse-91896456 | 14041
Lateral Hardening-Fuse-91896552 | 14041
Lateral Hardening-Fuse-91896794 | 14041
Lateral Hardening-Fuse-91897082 | 13400
Lateral Hardening-Fuse-91898203 | 14275
Lateral Hardening-Fuse-91899064 | 13208
Lateral Hardening-Fuse-91899106 | 13434
Lateral Hardening-Fuse-91900427 | 13434
Lateral Hardening-Fuse-91900917 | 14197
Lateral Hardening-Fuse-91901066 | 13143
Lateral Hardening-Fuse-91901369 | 13236
Lateral Hardening-Fuse-91901562 | 13832
Lateral Hardening-Fuse-91901564 | 13832
Lateral Hardening-Fuse-91902221 | 13461
Lateral Hardening-Fuse-91902236 | 13461
Lateral Hardening-Fuse-91902461 | 13669
Lateral Hardening-Fuse-91902589 | 13948
Lateral Hardening-Fuse-91902639 | 13461
Lateral Hardening-Fuse-91902730 | 14020
Lateral Hardening-Fuse-91902814 | 13103
Lateral Hardening-Fuse-91902832 | 13103
Lateral Hardening-Fuse-91902933 | 13103
Lateral Hardening-Fuse-91903016 | 13460
Lateral Hardening-Fuse-91903023 | 13460
Lateral Hardening-Fuse-91903040 | 13460
Lateral Hardening-Fuse-91903062 | 13460
Lateral Hardening-Fuse-91903068 | 13460
Lateral Hardening-Fuse-91903074 | 13460
Lateral Hardening-Fuse-91903077 | 13460
Lateral Hardening-Fuse-91903078 | 13461
Lateral Hardening-Fuse-91903080 | 13460
Lateral Hardening-Fuse-91903411 | 13101
Lateral Hardening-Fuse-91903712 | 13631
Lateral Hardening-Fuse-91903922 | 13631
Lateral Hardening-Fuse-91904174 | 13096
Lateral Hardening-Fuse-91904894 | 13098
Lateral Hardening-Fuse-91905367 | 13461
Lateral Hardening-Fuse-91905368 | 13461
Lateral Hardening-Fuse-91906848 | 13309
Lateral Hardening-Fuse-91906929 | 13077
Lateral Hardening-Fuse-91907263 | 13023
Lateral Hardening-Fuse-91908501 | 13205
Lateral Hardening-Fuse-91908502 | 13205
Lateral Hardening-Fuse-91909002 | 14274
Lateral Hardening-Fuse-91909240 | 13136
Lateral Hardening-Fuse-91909286 | 13136
Lateral Hardening-Fuse-91909301 | 13459
Lateral Hardening-Fuse-91909498 | 13186
Lateral Hardening-Fuse-91910027 | 13547
Lateral Hardening-Fuse-91910030 | 13546
Lateral Hardening-Fuse-91910190 | 13698
Lateral Hardening-Fuse-91910196 | 13698
Lateral Hardening-Fuse-91910306 | 13461
Lateral Hardening-Fuse-91910777 | 13296
Lateral Hardening-Fuse-91910924 | 13165
Lateral Hardening-Fuse-91910944 | 13103
Lateral Hardening-Fuse-91912121 | 13747
Lateral Hardening-Fuse-91912314 | 13432
Lateral Hardening-Fuse-91912640 | 13946
Lateral Hardening-Fuse-91912750 | 13256
Lateral Hardening-Fuse-91912757 | 13021
Lateral Hardening-Fuse-91914335 | 13947
Lateral Hardening-Fuse-91914540 | 13101
Lateral Hardening-Fuse-91914592 | 13460
Lateral Hardening-Fuse-91914594 | 13460
Lateral Hardening-Fuse-91916628 | 13522
Lateral Hardening-Fuse-91916635 | 13522
Lateral Hardening-Fuse-91916639 | 13522
Lateral Hardening-Fuse-91916821 | 13294
Lateral Hardening-Fuse-91917135 | 13522
Lateral Hardening-Fuse-91917294 | 13522
Lateral Hardening-Fuse-91917393 | 13178
Lateral Hardening-Fuse-91918757 | 13946
Lateral Hardening-Fuse-91918853 | 13522
Lateral Hardening-Fuse-91918865 | 13097
Lateral Hardening-Fuse-91919633 | 13117
Lateral Hardening-Fuse-91919805 | 13103
Lateral Hardening-Fuse-91920042 | 13622
Lateral Hardening-Fuse-91920055 | 13622
Lateral Hardening-Fuse-91920065 | 13946
Lateral Hardening-Fuse-91920304 | 13522
Lateral Hardening-Fuse-91920485 | 13305
Lateral Hardening-Fuse-91921257 | 13422
Lateral Hardening-Fuse-91921316 | 13422
Lateral Hardening-Fuse-91921517 | 13805
Lateral Hardening-Fuse-91922006 | 13624
Lateral Hardening-Fuse-91923280 | 13610
Lateral Hardening-Fuse-91923578 | 13947
Lateral Hardening-Fuse-91923798 | 14024
Lateral Hardening-Fuse-91923976 | 13100
Lateral Hardening-Fuse-91924447 | 13042
Lateral Hardening-Fuse-91924595 | 13418
Lateral Hardening-Fuse-91925424 | 13187
Lateral Hardening-Fuse-91925430 | 14197
Lateral Hardening-Fuse-91926073 | 13103
Lateral Hardening-Fuse-91926172 | 13650
Lateral Hardening-Fuse-91927381 | 13103
Lateral Hardening-Fuse-91927627 | 13067
Lateral Hardening-Fuse-91928022 | 13754
Lateral Hardening-Fuse-91928195 | 13340
Lateral Hardening-Fuse-91929070 | 13947
Lateral Hardening-Fuse-91929497 | 13330
Lateral Hardening-Fuse-91930150 | 13754
Lateral Hardening-Fuse-91931177 | 13895
Lateral Hardening-Fuse-91931291 | 13948
Lateral Hardening-Fuse-91932317 | 13130
Lateral Hardening-Fuse-91932511 | 13101
Lateral Hardening-Fuse-91932641 | 13419
Lateral Hardening-Fuse-91932853 | 13180
Lateral Hardening-Fuse-91933207 | 13207
Lateral Hardening-Fuse-91933942 | 13024
Lateral Hardening-Fuse-91934653 | 13522
Lateral Hardening-Fuse-91934904 | 13533
Lateral Hardening-Fuse-91934930 | 13103
Lateral Hardening-Fuse-91935474 | 13419
Lateral Hardening-Fuse-91935537 | 13808
Lateral Hardening-Fuse-91935539 | 13808
Lateral Hardening-Fuse-91935947 | 13419
Lateral Hardening-Fuse-91935988 | 13419
Lateral Hardening-Fuse-91936740 | 13419
Lateral Hardening-Fuse-91937173 | 13805
Lateral Hardening-Fuse-91937461 | 13177
Lateral Hardening-Fuse-91937629 | 13024
Lateral Hardening-Fuse-91937677 | 13024
Lateral Hardening-Fuse-91937838 | 13660
Lateral Hardening-Fuse-91937871 | 13865
Lateral Hardening-Fuse-91939521 | 13210
Lateral Hardening-Fuse-91939600 | 13023
Lateral Hardening-Fuse-91940286 | 13947
Lateral Hardening-Fuse-91940384 | 13079
Lateral Hardening-Fuse-91940385 | 13079
Lateral Hardening-Fuse-91940431 | 13953
Lateral Hardening-Fuse-91941574 | 13533
Lateral Hardening-Fuse-91941728 | 13023
Lateral Hardening-Fuse-91941752 | 13023
Lateral Hardening-Fuse-91942108 | 13023
Lateral Hardening-Fuse-91942767 | 13023
Lateral Hardening-Fuse-91943165 | 13740
Lateral Hardening-Fuse-91943338 | 13090
Lateral Hardening-Fuse-91943550 | 13166
Lateral Hardening-Fuse-91943969 | 13138
Lateral Hardening-Fuse-91943977 | 13138
Lateral Hardening-Fuse-91943999 | 13434
Lateral Hardening-Fuse-91947423 | 13522
Lateral Hardening-Fuse-91947684 | 13143
Lateral Hardening-Fuse-91947686 | 13143
Lateral Hardening-Fuse-91947688 | 13143
Lateral Hardening-Fuse-91947690 | 13143
Lateral Hardening-Fuse-91947692 | 13143
Lateral Hardening-Fuse-91947694 | 13143
Lateral Hardening-Fuse-91947700 | 13143
Lateral Hardening-Fuse-91948246 | 13579
Lateral Hardening-Fuse-91948250 | 13579
Lateral Hardening-Fuse-91948927 | 13024
Lateral Hardening-Fuse-91948969 | 13256
Lateral Hardening-Fuse-91949195 | 13024
Lateral Hardening-Fuse-91951196 | 13740
Lateral Hardening-Fuse-91952037 | 13964
Lateral Hardening-Fuse-91952783 | 13121
Lateral Hardening-Fuse-91953442 | 13143
Lateral Hardening-Fuse-91953606 | 13419
Lateral Hardening-Fuse-91953929 | 13678
Lateral Hardening-Fuse-91954150 | 13219
Lateral Hardening-Fuse-91954651 | 13686
Lateral Hardening-Fuse-91954701 | 13460
Lateral Hardening-Fuse-91954717 | 13459
Lateral Hardening-Fuse-91954728 | 13103
Lateral Hardening-Fuse-91954788 | 13030
Lateral Hardening-Fuse-91954829 | 13461
Lateral Hardening-Fuse-91954843 | 13461
Lateral Hardening-Fuse-91954855 | 13458
Lateral Hardening-Fuse-91955634 | 13458
Lateral Hardening-Fuse-91957152 | 13073
Lateral Hardening-Fuse-91957169 | 13533
Lateral Hardening-Fuse-91957942 | 13687
Lateral Hardening-Fuse-91958840 | 13740
Lateral Hardening-Fuse-91958841 | 13740
Lateral Hardening-Fuse-91959273 | 13523
Lateral Hardening-Fuse-91959304 | 13805
Lateral Hardening-Fuse-91959331 | 13807
Lateral Hardening-Fuse-91959341 | 13011
Lateral Hardening-Fuse-91959367 | 13391
Lateral Hardening-Fuse-91959604 | 13419
Lateral Hardening-Fuse-91959877 | 13043
Lateral Hardening-Fuse-91960109 | 13043
Lateral Hardening-Fuse-91960399 | 13737
Lateral Hardening-Fuse-91960479 | 13176
Lateral Hardening-Fuse-91960619 | 13148
Lateral Hardening-Fuse-91961118 | 13024
Lateral Hardening-Fuse-91961390 | 13419
Lateral Hardening-Fuse-91962248 | 13330
Lateral Hardening-Fuse-91963153 | 13043
Lateral Hardening-Fuse-91963161 | 13328
Lateral Hardening-Fuse-91963180 | 13024
Lateral Hardening-Fuse-91963326 | 13043
Lateral Hardening-Fuse-91963380 | 13389
Lateral Hardening-Fuse-91964760 | 13139
Lateral Hardening-Fuse-91964809 | 13298
Lateral Hardening-Fuse-91965410 | 13219
Lateral Hardening-Fuse-91965432 | 13027
Lateral Hardening-Fuse-91965811 | 13043
Lateral Hardening-Fuse-91966955 | 13043
Lateral Hardening-Fuse-91966980 | 13048
Lateral Hardening-Fuse-91967021 | 13740
Lateral Hardening-Fuse-91967257 | 13011
Lateral Hardening-Fuse-91967289 | 13961
Lateral Hardening-Fuse-91967308 | 13961
Lateral Hardening-Fuse-91967331 | 13011
Lateral Hardening-Fuse-91967366 | 13043
Lateral Hardening-Fuse-91967396 | 13808
Lateral Hardening-Fuse-91967414 | 13808
Lateral Hardening-Fuse-91967458 | 13808
Lateral Hardening-Fuse-91967503 | 13808
Lateral Hardening-Fuse-91967538 | 13419
Lateral Hardening-Fuse-91967565 | 13808
Lateral Hardening-Fuse-91967661 | 13808
Lateral Hardening-Fuse-91967670 | 13808
Lateral Hardening-Fuse-91968452 | 13298
Lateral Hardening-Fuse-91968993 | 13008
Lateral Hardening-Fuse-91969226 | 13008
Lateral Hardening-Fuse-91969808 | 13672
Lateral Hardening-Fuse-91970104 | 13043
Lateral Hardening-Fuse-91970348 | 13043
Lateral Hardening-Fuse-91970423 | 13044
Lateral Hardening-Fuse-91971034 | 13419
Lateral Hardening-Fuse-91971077 | 13020
Lateral Hardening-Fuse-91971403 | 13419
Lateral Hardening-Fuse-91971468 | 13419
Lateral Hardening-Fuse-91971930 | 13672
Lateral Hardening-Fuse-91972302 | 13419
Lateral Hardening-Fuse-91972392 | 13431
Lateral Hardening-Fuse-91973755 | 13523
Lateral Hardening-Fuse-91973981 | 13003
Lateral Hardening-Fuse-91975033 | 13419
Lateral Hardening-Fuse-91975049 | 13419
Lateral Hardening-Fuse-91976740 | 13011
Lateral Hardening-Fuse-91977396 | 13044
Lateral Hardening-Fuse-91978686 | 13069
Lateral Hardening-Fuse-91978715 | 13043
Lateral Hardening-Fuse-91979229 | 13781
Lateral Hardening-Fuse-91979621 | 13147
Lateral Hardening-Fuse-91979622 | 13147
Lateral Hardening-Fuse-91979624 | 13147
Lateral Hardening-Fuse-91979642 | 13147
Lateral Hardening-Fuse-91979643 | 13147
Lateral Hardening-Fuse-91979644 | 13147
Lateral Hardening-Fuse-91979646 | 13147
Lateral Hardening-Fuse-91980449 | 13479
Lateral Hardening-Fuse-91980857 | 13419
Lateral Hardening-Fuse-91983145 | 13298
Lateral Hardening-Fuse-91984709 | 13044
Lateral Hardening-Fuse-91984871 | 13164
Lateral Hardening-Fuse-91984989 | 13479
Lateral Hardening-Fuse-91985525 | 13793
Lateral Hardening-Fuse-91985643 | 13043
Lateral Hardening-Fuse-91985692 | 13162
Lateral Hardening-Fuse-91985722 | 13479
Lateral Hardening-Fuse-91985754 | 13479
Lateral Hardening-Fuse-91985773 | 13479
Lateral Hardening-Fuse-91985788 | 13479
Lateral Hardening-Fuse-91985908 | 13044
Lateral Hardening-Fuse-91985933 | 13044
Lateral Hardening-Fuse-91986104 | 13479
Lateral Hardening-Fuse-91987248 | 13243
Lateral Hardening-Fuse-91987824 | 13219
Lateral Hardening-Fuse-91987912 | 13298
Lateral Hardening-Fuse-91987954 | 13044
Lateral Hardening-Fuse-91988855 | 13460
Lateral Hardening-Fuse-91988872 | 13460
Lateral Hardening-Fuse-91989789 | 13024
Lateral Hardening-Fuse-91990126 | 13219
Lateral Hardening-Fuse-91990427 | 14041
Lateral Hardening-Fuse-91990730 | 13808
Lateral Hardening-Fuse-91991201 | 13733
Lateral Hardening-Fuse-91991289 | 13419
Lateral Hardening-Fuse-91991443 | 13167
Lateral Hardening-Fuse-91992044 | 13947
Lateral Hardening-Fuse-91992949 | 13745
Lateral Hardening-Fuse-91993222 | 14021
Lateral Hardening-Fuse-91994219 | 13533
Lateral Hardening-Fuse-91994798 | 13219
Lateral Hardening-Fuse-91995000 | 14021
Lateral Hardening-Fuse-91995019 | 13085
Lateral Hardening-Fuse-91995238 | 13419
Lateral Hardening-Fuse-91995254 | 13419
Lateral Hardening-Fuse-91995336 | 13911
Lateral Hardening-Fuse-91995708 | 13219
Lateral Hardening-Fuse-91995907 | 13219
Lateral Hardening-Fuse-91995928 | 13419
Lateral Hardening-Fuse-91997018 | 13450
Lateral Hardening-Fuse-91997150 | 13298
Lateral Hardening-Fuse-91998125 | 13583
Lateral Hardening-Fuse-91998649 | 14031
Lateral Hardening-Fuse-91998945 | 14031
Lateral Hardening-Fuse-91999678 | 14031
Lateral Hardening-Fuse-91999737 | 14031
Lateral Hardening-Fuse-92000626 | 14012
Lateral Hardening-Fuse-92000691 | 13207
Lateral Hardening-Fuse-92001046 | 13419
Lateral Hardening-Fuse-92001068 | 13419
Lateral Hardening-Fuse-92001069 | 13419
Lateral Hardening-Fuse-92001560 | 13219
Lateral Hardening-Fuse-92001699 | 13219
Lateral Hardening-Fuse-92001797 | 13298
Lateral Hardening-Fuse-92002281 | 13218
Lateral Hardening-Fuse-92002959 | 13479
Lateral Hardening-Fuse-92002993 | 13479
Lateral Hardening-Fuse-92003001 | 13479
Lateral Hardening-Fuse-92003021 | 13479
Lateral Hardening-Fuse-92003027 | 13479
Lateral Hardening-Fuse-92003153 | 13479
Lateral Hardening-Fuse-92003157 | 13479
Lateral Hardening-Fuse-92003181 | 13479
Lateral Hardening-Fuse-92003185 | 13479
Lateral Hardening-Fuse-92003457 | 13740
Lateral Hardening-Fuse-92003928 | 13219
Lateral Hardening-Fuse-92004461 | 13479
Lateral Hardening-Fuse-92004475 | 13479
Lateral Hardening-Fuse-92004508 | 13479
Lateral Hardening-Fuse-92004784 | 13268
Lateral Hardening-Fuse-92005029 | 13468
Lateral Hardening-Fuse-92005481 | 13632
Lateral Hardening-Fuse-92005809 | 13219
Lateral Hardening-Fuse-92006492 | 13990
Lateral Hardening-Fuse-92006608 | 13296
Lateral Hardening-Fuse-92006778 | 13479
Lateral Hardening-Fuse-92006801 | 13479
Lateral Hardening-Fuse-92007232 | 13479
Lateral Hardening-Fuse-92007273 | 13479
Lateral Hardening-Fuse-92007317 | 13479
Lateral Hardening-Fuse-92007333 | 13479
Lateral Hardening-Fuse-92007338 | 13479
Lateral Hardening-Fuse-92007339 | 13146
Lateral Hardening-Fuse-92007442 | 13479
Lateral Hardening-Fuse-92007444 | 13479
Lateral Hardening-Fuse-92007445 | 13479
Lateral Hardening-Fuse-92007503 | 13479
Lateral Hardening-Fuse-92007504 | 13479
Lateral Hardening-Fuse-92007505 | 13479
Lateral Hardening-Fuse-92007506 | 13479
Lateral Hardening-Fuse-92007509 | 13479
Lateral Hardening-Fuse-92007516 | 13479
Lateral Hardening-Fuse-92007521 | 13479
Lateral Hardening-Fuse-92007600 | 13479
Lateral Hardening-Fuse-92008787 | 13883
Lateral Hardening-Fuse-92009654 | 13479
Lateral Hardening-Fuse-92009808 | 13712
Lateral Hardening-Fuse-92009878 | 13807
Lateral Hardening-Fuse-92010095 | 13309
Lateral Hardening-Fuse-92010104 | 13309
Lateral Hardening-Fuse-92011111 | 13268
Lateral Hardening-Fuse-92011502 | 13021
Lateral Hardening-Fuse-92011603 | 13201
Lateral Hardening-Fuse-92011803 | 13268
Lateral Hardening-Fuse-92011909 | 13420
Lateral Hardening-Fuse-92011911 | 13420
Lateral Hardening-Fuse-92012327 | 13268
Lateral Hardening-Fuse-92012521 | 13268
Lateral Hardening-Fuse-92013044 | 13417
Lateral Hardening-Fuse-92013047 | 13417
Lateral Hardening-Fuse-92013276 | 13268
Lateral Hardening-Fuse-92013387 | 13808
Lateral Hardening-Fuse-92013444 | 13268
Lateral Hardening-Fuse-92014087 | 13172
Lateral Hardening-Fuse-92014121 | 13436
Lateral Hardening-Fuse-92014124 | 13172
Lateral Hardening-Fuse-92014284 | 13172
Lateral Hardening-Fuse-92014720 | 13268
Lateral Hardening-Fuse-92014755 | 13377
Lateral Hardening-Fuse-92014756 | 13377
Lateral Hardening-Fuse-92014970 | 13268
Lateral Hardening-Fuse-92015098 | 14041
Lateral Hardening-Fuse-92015229 | 13772
Lateral Hardening-Fuse-92015231 | 13772
Lateral Hardening-Fuse-92015250 | 13772
Lateral Hardening-Fuse-92015261 | 13772
Lateral Hardening-Fuse-92015278 | 13772
Lateral Hardening-Fuse-92015296 | 13772
Lateral Hardening-Fuse-92015318 | 13772
Lateral Hardening-Fuse-92015350 | 13772
Lateral Hardening-Fuse-92015352 | 13772
Lateral Hardening-Fuse-92015543 | 13772
Lateral Hardening-Fuse-92015548 | 13772
Lateral Hardening-Fuse-92015551 | 13772
Lateral Hardening-Fuse-92015562 | 13772
Lateral Hardening-Fuse-92015565 | 13772
Lateral Hardening-Fuse-92015572 | 13772
Lateral Hardening-Fuse-92015576 | 13772
Lateral Hardening-Fuse-92015580 | 13772
Lateral Hardening-Fuse-92015587 | 13772
Lateral Hardening-Fuse-92015605 | 13772
Lateral Hardening-Fuse-92015606 | 13772
Lateral Hardening-Fuse-92015607 | 13772
Lateral Hardening-Fuse-92015610 | 13772
Lateral Hardening-Fuse-92015619 | 13772
Lateral Hardening-Fuse-92015624 | 13772
Lateral Hardening-Fuse-92015630 | 13772
Lateral Hardening-Fuse-92015633 | 13772
Lateral Hardening-Fuse-92015648 | 13772
Lateral Hardening-Fuse-92015658 | 13772
Lateral Hardening-Fuse-92015660 | 13772
Lateral Hardening-Fuse-92015693 | 13772
Lateral Hardening-Fuse-92015766 | 13772
Lateral Hardening-Fuse-92015782 | 13772
Lateral Hardening-Fuse-92015785 | 13772
Lateral Hardening-Fuse-92015788 | 13772
Lateral Hardening-Fuse-92015789 | 13772
Lateral Hardening-Fuse-92015810 | 13772
Lateral Hardening-Fuse-92015822 | 13772
Lateral Hardening-Fuse-92015827 | 13772
Lateral Hardening-Fuse-92015829 | 13772
Lateral Hardening-Fuse-92015832 | 13772
Lateral Hardening-Fuse-92017518 | 13460
Lateral Hardening-Fuse-92017611 | 13460
Lateral Hardening-Fuse-92017617 | 13460
Lateral Hardening-Fuse-92017629 | 13460
Lateral Hardening-Fuse-92017740 | 13460
Lateral Hardening-Fuse-92018064 | 14041
Lateral Hardening-Fuse-92018190 | 13418
Lateral Hardening-Fuse-92018482 | 13239
Lateral Hardening-Fuse-92018843 | 13911
Lateral Hardening-Fuse-92018847 | 13911
Lateral Hardening-Fuse-92018979 | 13911
Lateral Hardening-Fuse-92019258 | 13418
Lateral Hardening-Fuse-92019412 | 13418
Lateral Hardening-Fuse-92021190 | 13460
Lateral Hardening-Fuse-92021798 | 13081
Lateral Hardening-Fuse-92021803 | 13080
Lateral Hardening-Fuse-92021804 | 13080
Lateral Hardening-Fuse-92021977 | 13417
Lateral Hardening-Fuse-92021978 | 13417
Lateral Hardening-Fuse-92022153 | 13460
Lateral Hardening-Fuse-92022156 | 13460
Lateral Hardening-Fuse-92022160 | 13460
Lateral Hardening-Fuse-92022285 | 13420
Lateral Hardening-Fuse-92022343 | 13808
Lateral Hardening-Fuse-92022668 | 13460
Lateral Hardening-Fuse-92022688 | 13330
Lateral Hardening-Fuse-92022824 | 13460
Lateral Hardening-Fuse-92023413 | 13460
Lateral Hardening-Fuse-92023554 | 13007
Lateral Hardening-Fuse-92024292 | 13201
Lateral Hardening-Fuse-92024404 | 13228
Lateral Hardening-Fuse-92024517 | 13201
Lateral Hardening-Fuse-92024553 | 13201
Lateral Hardening-Fuse-92025390 | 13418
Lateral Hardening-Fuse-92026199 | 14124
Lateral Hardening-Fuse-92026399 | 14119
Lateral Hardening-Fuse-92026872 | 14124
Lateral Hardening-Fuse-92027052 | 13470
Lateral Hardening-Fuse-92027376 | 13470
Lateral Hardening-Fuse-92027991 | 13420
Lateral Hardening-Fuse-92028073 | 13303
Lateral Hardening-Fuse-92030019 | 13023
Lateral Hardening-Fuse-92030020 | 13023
Lateral Hardening-Fuse-92030509 | 13023
Lateral Hardening-Fuse-92030537 | 13023
Lateral Hardening-Fuse-92030568 | 13813
Lateral Hardening-Fuse-92030792 | 13098
Lateral Hardening-Fuse-92031313 | 14025
Lateral Hardening-Fuse-92032163 | 13591
Lateral Hardening-Fuse-92032285 | 14050
Lateral Hardening-Fuse-92032803 | 13808
Lateral Hardening-Fuse-92032805 | 13808
Lateral Hardening-Fuse-92033686 | 13418
Lateral Hardening-Fuse-92033914 | 13705
Lateral Hardening-Fuse-92034191 | 13036
Lateral Hardening-Fuse-92034239 | 13458
Lateral Hardening-Fuse-92034681 | 14050
Lateral Hardening-Fuse-92034734 | 13043
Lateral Hardening-Fuse-92034932 | 13124
Lateral Hardening-Fuse-92035031 | 13117
Lateral Hardening-Fuse-92035038 | 13117
Lateral Hardening-Fuse-92035203 | 13417
Lateral Hardening-Fuse-92035374 | 13910
Lateral Hardening-Fuse-92035381 | 13442
Lateral Hardening-Fuse-92035388 | 13442
Lateral Hardening-Fuse-92035391 | 13442
Lateral Hardening-Fuse-92035401 | 13442
Lateral Hardening-Fuse-92035432 | 13442
Lateral Hardening-Fuse-92035445 | 13442
Lateral Hardening-Fuse-92035457 | 13442
Lateral Hardening-Fuse-92035481 | 13442
Lateral Hardening-Fuse-92035493 | 13442
Lateral Hardening-Fuse-92035524 | 13442
Lateral Hardening-Fuse-92035536 | 13442
Lateral Hardening-Fuse-92035546 | 13442
Lateral Hardening-Fuse-92035582 | 13442
Lateral Hardening-Fuse-92035596 | 13442
Lateral Hardening-Fuse-92035611 | 13442
Lateral Hardening-Fuse-92035682 | 13442
Lateral Hardening-Fuse-92035690 | 13442
Lateral Hardening-Fuse-92035691 | 13442
Lateral Hardening-Fuse-92035718 | 13442
Lateral Hardening-Fuse-92035726 | 13442
Lateral Hardening-Fuse-92035733 | 13442
Lateral Hardening-Fuse-92035735 | 13442
Lateral Hardening-Fuse-92035736 | 13442
Lateral Hardening-Fuse-92035740 | 13442
Lateral Hardening-Fuse-92035757 | 13117
Lateral Hardening-Fuse-92035802 | 13417
Lateral Hardening-Fuse-92035838 | 13442
Lateral Hardening-Fuse-92035840 | 13442
Lateral Hardening-Fuse-92035841 | 13442
Lateral Hardening-Fuse-92035843 | 13442
Lateral Hardening-Fuse-92035845 | 13442
Lateral Hardening-Fuse-92035849 | 13442
Lateral Hardening-Fuse-92035851 | 13442
Lateral Hardening-Fuse-92035853 | 13442
Lateral Hardening-Fuse-92035923 | 13910
Lateral Hardening-Fuse-92035927 | 13910
Lateral Hardening-Fuse-92035939 | 13910
Lateral Hardening-Fuse-92035945 | 13910
Lateral Hardening-Fuse-92035955 | 13910
Lateral Hardening-Fuse-92035956 | 13910
Lateral Hardening-Fuse-92035969 | 13910
Lateral Hardening-Fuse-92036083 | 13442
Lateral Hardening-Fuse-92036121 | 13442
Lateral Hardening-Fuse-92036136 | 13442
Lateral Hardening-Fuse-92036171 | 13442
Lateral Hardening-Fuse-92036298 | 13705
Lateral Hardening-Fuse-92036883 | 13418
Lateral Hardening-Fuse-92037726 | 13815
Lateral Hardening-Fuse-92037863 | 13093
Lateral Hardening-Fuse-92037965 | 13442
Lateral Hardening-Fuse-92039091 | 13787
Lateral Hardening-Fuse-92041473 | 13023
Lateral Hardening-Fuse-92041900 | 13214
Lateral Hardening-Fuse-92042372 | 14050
Lateral Hardening-Fuse-92043539 | 13442
Lateral Hardening-Fuse-92043953 | 13442
Lateral Hardening-Fuse-92044287 | 13419
Lateral Hardening-Fuse-92044311 | 13419
Lateral Hardening-Fuse-92044471 | 13442
Lateral Hardening-Fuse-92045581 | 13787
Lateral Hardening-Fuse-92045698 | 13329
Lateral Hardening-Fuse-92045718 | 13329
Lateral Hardening-Fuse-92045946 | 13679
Lateral Hardening-Fuse-92046357 | 13023
Lateral Hardening-Fuse-92046567 | 13786
Lateral Hardening-Fuse-92047124 | 13785
Lateral Hardening-Fuse-92047429 | 13004
Lateral Hardening-Fuse-92047845 | 13962
Lateral Hardening-Fuse-92048269 | 13001
Lateral Hardening-Fuse-92048510 | 13405
Lateral Hardening-Fuse-92049567 | 13787
Lateral Hardening-Fuse-92049568 | 13787
Lateral Hardening-Fuse-92050575 | 13198
Lateral Hardening-Fuse-92051000 | 13705
Lateral Hardening-Fuse-92051468 | 13215
Lateral Hardening-Fuse-92051492 | 13418
Lateral Hardening-Fuse-92051767 | 13785
Lateral Hardening-Fuse-92051943 | 13024
Lateral Hardening-Fuse-92052016 | 13738
Lateral Hardening-Fuse-92052900 | 13962
Lateral Hardening-Fuse-92052949 | 13787
Lateral Hardening-Fuse-92052950 | 13787
Lateral Hardening-Fuse-92053002 | 14001
Lateral Hardening-Fuse-92054674 | 13785
Lateral Hardening-Fuse-92055133 | 13786
Lateral Hardening-Fuse-92055366 | 13340
Lateral Hardening-Fuse-92056037 | 13769
Lateral Hardening-Fuse-92056261 | 13685
Lateral Hardening-Fuse-92056308 | 13418
Lateral Hardening-Fuse-92056600 | 13431
Lateral Hardening-Fuse-92056734 | 13299
Lateral Hardening-Fuse-92056806 | 13786
Lateral Hardening-Fuse-92057223 | 13935
Lateral Hardening-Fuse-92057567 | 13218
Lateral Hardening-Fuse-92057627 | 13754
Lateral Hardening-Fuse-92057819 | 13066
Lateral Hardening-Fuse-92057917 | 13418
Lateral Hardening-Fuse-92057986 | 13962
Lateral Hardening-Fuse-92058015 | 13962
Lateral Hardening-Fuse-92058361 | 13786
Lateral Hardening-Fuse-92058671 | 13044
Lateral Hardening-Fuse-92058986 | 13124
Lateral Hardening-Fuse-92059126 | 13298
Lateral Hardening-Fuse-92059295 | 13298
Lateral Hardening-Fuse-92059488 | 13236
Lateral Hardening-Fuse-92059500 | 13906
Lateral Hardening-Fuse-92059610 | 13236
Lateral Hardening-Fuse-92060396 | 13105
Lateral Hardening-Fuse-92060750 | 13786
Lateral Hardening-Fuse-92060753 | 13786
Lateral Hardening-Fuse-92060770 | 13786
Lateral Hardening-Fuse-92061574 | 13786
Lateral Hardening-Fuse-92061688 | 13786
Lateral Hardening-Fuse-92062309 | 13001
Lateral Hardening-Fuse-92062312 | 13815
Lateral Hardening-Fuse-92062554 | 14031
Lateral Hardening-Fuse-92062708 | 13967
Lateral Hardening-Fuse-92062709 | 13967
Lateral Hardening-Fuse-92062744 | 13461
Lateral Hardening-Fuse-92063119 | 13236
Lateral Hardening-Fuse-92063628 | 13963
Lateral Hardening-Fuse-92064834 | 13547
Lateral Hardening-Fuse-92065130 | 13705
Lateral Hardening-Fuse-92065191 | 13030
Lateral Hardening-Fuse-92066087 | 13546
Lateral Hardening-Fuse-92066419 | 13693
Lateral Hardening-Fuse-92066784 | 13637
Lateral Hardening-Fuse-92066961 | 13786
Lateral Hardening-Fuse-92067214 | 13785
Lateral Hardening-Fuse-92067215 | 13785
Lateral Hardening-Fuse-92067843 | 13733
Lateral Hardening-Fuse-92067952 | 13096
Lateral Hardening-Fuse-92067955 | 13096
Lateral Hardening-Fuse-92068322 | 13924
Lateral Hardening-Fuse-92068683 | 13961
Lateral Hardening-Fuse-92068685 | 13961
Lateral Hardening-Fuse-92070046 | 13696
Lateral Hardening-Fuse-92070480 | 13967
Lateral Hardening-Fuse-92070695 | 13188
Lateral Hardening-Fuse-92071144 | 13470
Lateral Hardening-Fuse-92071310 | 13107
Lateral Hardening-Fuse-92073261 | 13659
Lateral Hardening-Fuse-92073731 | 13679
Lateral Hardening-Fuse-92073930 | 13017
Lateral Hardening-Fuse-92074668 | 13146
Lateral Hardening-Fuse-92075732 | 13909
Lateral Hardening-Fuse-92076006 | 13030
Lateral Hardening-Fuse-92076241 | 13043
Lateral Hardening-Fuse-92076524 | 13021
Lateral Hardening-Fuse-92078531 | 13098
Lateral Hardening-Fuse-92078535 | 13098
Lateral Hardening-Fuse-92078660 | 13786
Lateral Hardening-Fuse-92078689 | 13786
Lateral Hardening-Fuse-92078841 | 13450
Lateral Hardening-Fuse-92078845 | 13098
Lateral Hardening-Fuse-92079219 | 13705
Lateral Hardening-Fuse-92079343 | 13638
Lateral Hardening-Fuse-92079389 | 13786
Lateral Hardening-Fuse-92079431 | 13772
Lateral Hardening-Fuse-92079502 | 13638
Lateral Hardening-Fuse-92080173 | 13473
Lateral Hardening-Fuse-92080446 | 14202
Lateral Hardening-Fuse-92081600 | 13161
Lateral Hardening-Fuse-92083217 | 13552
Lateral Hardening-Fuse-92083244 | 13105
Lateral Hardening-Fuse-92083528 | 14012
Lateral Hardening-Fuse-92083868 | 13030
Lateral Hardening-Fuse-92084057 | 13909
Lateral Hardening-Fuse-92084637 | 13473
Lateral Hardening-Fuse-92086296 | 13030
Lateral Hardening-Fuse-92086422 | 13185
Lateral Hardening-Fuse-92086548 | 13185
Lateral Hardening-Fuse-92087068 | 13030
Lateral Hardening-Fuse-92087105 | 13473
Lateral Hardening-Fuse-92087743 | 13230
Lateral Hardening-Fuse-92089694 | 14124
Lateral Hardening-Fuse-92089923 | 13447
Lateral Hardening-Fuse-92090136 | 13030
Lateral Hardening-Fuse-92090727 | 13224
Lateral Hardening-Fuse-92091606 | 13031
Lateral Hardening-Fuse-92091985 | 13420
Lateral Hardening-Fuse-92092534 | 13961
Lateral Hardening-Fuse-92093267 | 13030
Lateral Hardening-Fuse-92094142 | 13479
Lateral Hardening-Fuse-92094218 | 13021
Lateral Hardening-Fuse-92094235 | 13479
Lateral Hardening-Fuse-92094500 | 13296
Lateral Hardening-Fuse-92094534 | 13939
Lateral Hardening-Fuse-92094568 | 13939
Lateral Hardening-Fuse-92095329 | 13030
Lateral Hardening-Fuse-92095330 | 13030
Lateral Hardening-Fuse-92095742 | 13961
Lateral Hardening-Fuse-92096217 | 13473
Lateral Hardening-Fuse-92096241 | 13473
Lateral Hardening-Fuse-92096248 | 13892
Lateral Hardening-Fuse-92096870 | 13217
Lateral Hardening-Fuse-92097014 | 13217
Lateral Hardening-Fuse-92097055 | 13279
Lateral Hardening-Fuse-92097460 | 13473
Lateral Hardening-Fuse-92097941 | 13031
Lateral Hardening-Fuse-92098391 | 13705
Lateral Hardening-Fuse-92098544 | 13030
Lateral Hardening-Fuse-92099682 | 13470
Lateral Hardening-Fuse-92099807 | 13214
Lateral Hardening-Fuse-92099918 | 14041
Lateral Hardening-Fuse-92100094 | 13019
Lateral Hardening-Fuse-92100124 | 13431
Lateral Hardening-Fuse-92100339 | 13450
Lateral Hardening-Fuse-92100350 | 13450
Lateral Hardening-Fuse-92101862 | 13829
Lateral Hardening-Fuse-92102256 | 13030
Lateral Hardening-Fuse-92102324 | 13418
Lateral Hardening-Fuse-92102545 | 13470
Lateral Hardening-Fuse-92103181 | 13296
Lateral Hardening-Fuse-92104165 | 13470
Lateral Hardening-Fuse-92105635 | 13030
Lateral Hardening-Fuse-92105946 | 13031
Lateral Hardening-Fuse-92106524 | 13512
Lateral Hardening-Fuse-92106693 | 13024
Lateral Hardening-Fuse-92106714 | 13924
Lateral Hardening-Fuse-92107167 | 13470
Lateral Hardening-Fuse-92108588 | 13019
Lateral Hardening-Fuse-92109908 | 13470
Lateral Hardening-Fuse-92110000 | 13924
Lateral Hardening-Fuse-92110062 | 13612
Lateral Hardening-Fuse-92111319 | 13470
Lateral Hardening-Fuse-92111618 | 13470
Lateral Hardening-Fuse-92111687 | 13077
Lateral Hardening-Fuse-92113376 | 13020
Lateral Hardening-Fuse-92113796 | 13019
Lateral Hardening-Fuse-92115062 | 13470
Lateral Hardening-Fuse-92115482 | 13118
Lateral Hardening-Fuse-92115626 | 13098
Lateral Hardening-Fuse-92115893 | 13470
Lateral Hardening-Fuse-92115894 | 13470
Lateral Hardening-Fuse-92116982 | 13473
Lateral Hardening-Fuse-92116998 | 13473
Lateral Hardening-Fuse-92116999 | 13020
Lateral Hardening-Fuse-92118877 | 13817
Lateral Hardening-Fuse-92118880 | 13817
Lateral Hardening-Fuse-92119086 | 13470
Lateral Hardening-Fuse-92119087 | 13470
Lateral Hardening-Fuse-92120130 | 13241
Lateral Hardening-Fuse-92120211 | 13470
Lateral Hardening-Fuse-92120396 | 13348
Lateral Hardening-Fuse-92120672 | 13031
Lateral Hardening-Fuse-92122125 | 13020
Lateral Hardening-Fuse-92122135 | 13020
Lateral Hardening-Fuse-92122410 | 13020
Lateral Hardening-Fuse-92122514 | 13011
Lateral Hardening-Fuse-92122578 | 13748
Lateral Hardening-Fuse-92122582 | 13748
Lateral Hardening-Fuse-92123871 | 13348
Lateral Hardening-Fuse-92124135 | 13470
Lateral Hardening-Fuse-92124242 | 13020
Lateral Hardening-Fuse-92124447 | 13813
Lateral Hardening-Fuse-92124689 | 13063
Lateral Hardening-Fuse-92124741 | 13592
Lateral Hardening-Fuse-92124819 | 13349
Lateral Hardening-Fuse-92124997 | 14116
Lateral Hardening-Fuse-92125751 | 13019
Lateral Hardening-Fuse-92126052 | 13303
Lateral Hardening-Fuse-92126206 | 13754
Lateral Hardening-Fuse-92126698 | 13489
Lateral Hardening-Fuse-92126804 | 13163
Lateral Hardening-Fuse-92126903 | 13709
Lateral Hardening-Fuse-92127332 | 13163
Lateral Hardening-Fuse-92128155 | 13133
Lateral Hardening-Fuse-92128412 | 13113
Lateral Hardening-Fuse-92128416 | 13113
Lateral Hardening-Fuse-92128693 | 13019
Lateral Hardening-Fuse-92128807 | 13946
Lateral Hardening-Fuse-92128810 | 13946
Lateral Hardening-Fuse-92128947 | 13231
Lateral Hardening-Fuse-92129032 | 13967
Lateral Hardening-Fuse-92129330 | 13048
Lateral Hardening-Fuse-92129500 | 13412
Lateral Hardening-Fuse-92129501 | 13412
Lateral Hardening-Fuse-92130555 | 13140
Lateral Hardening-Fuse-92130775 | 14202
Lateral Hardening-Fuse-92130874 | 13019
Lateral Hardening-Fuse-92130879 | 13223
Lateral Hardening-Fuse-92131285 | 13019
Lateral Hardening-Fuse-92131473 | 13523
Lateral Hardening-Fuse-92131821 | 14111
Lateral Hardening-Fuse-92131866 | 13019
Lateral Hardening-Fuse-92131942 | 14111
Lateral Hardening-Fuse-92132257 | 13016
Lateral Hardening-Fuse-92132399 | 13198
Lateral Hardening-Fuse-92132400 | 13198
Lateral Hardening-Fuse-92132589 | 13523
Lateral Hardening-Fuse-92133123 | 13612
Lateral Hardening-Fuse-92133124 | 13612
Lateral Hardening-Fuse-92133237 | 13011
Lateral Hardening-Fuse-92133837 | 14123
Lateral Hardening-Fuse-92134200 | 13172
Lateral Hardening-Fuse-92134566 | 13172
Lateral Hardening-Fuse-92134831 | 14111
Lateral Hardening-Fuse-92134864 | 13019
Lateral Hardening-Fuse-92137429 | 13231
Lateral Hardening-Fuse-92137631 | 13231
Lateral Hardening-Fuse-92138288 | 13167
Lateral Hardening-Fuse-92139503 | 14111
Lateral Hardening-Fuse-92139978 | 13961
Lateral Hardening-Fuse-92140430 | 14025
Lateral Hardening-Fuse-92140880 | 13159
Lateral Hardening-Fuse-92140897 | 13967
Lateral Hardening-Fuse-92140995 | 13113
Lateral Hardening-Fuse-92141025 | 13113
Lateral Hardening-Fuse-92141061 | 13172
Lateral Hardening-Fuse-92141312 | 13613
Lateral Hardening-Fuse-92142610 | 13867
Lateral Hardening-Fuse-92142970 | 13140
Lateral Hardening-Fuse-92144089 | 13373
Lateral Hardening-Fuse-92145506 | 13330
Lateral Hardening-Fuse-92145929 | 13959
Lateral Hardening-Fuse-92145937 | 13959
Lateral Hardening-Fuse-92146252 | 14111
Lateral Hardening-Fuse-92146952 | 13330
Lateral Hardening-Fuse-92147113 | 13748
Lateral Hardening-Fuse-92147127 | 13547
Lateral Hardening-Fuse-92147535 | 13167
Lateral Hardening-Fuse-92147737 | 14042
Lateral Hardening-Fuse-92148012 | 13080
Lateral Hardening-Fuse-92148495 | 13959
Lateral Hardening-Fuse-92148509 | 13231
Lateral Hardening-Fuse-92148656 | 13959
Lateral Hardening-Fuse-92149437 | 13547
Lateral Hardening-Fuse-92149970 | 13546
Lateral Hardening-Fuse-92149992 | 13546
Lateral Hardening-Fuse-92150104 | 13523
Lateral Hardening-Fuse-92151360 | 13147
Lateral Hardening-Fuse-92151627 | 14050
Lateral Hardening-Fuse-92151791 | 13489
Lateral Hardening-Fuse-92151829 | 13303
Lateral Hardening-Fuse-92151856 | 13128
Lateral Hardening-Fuse-92151881 | 14050
Lateral Hardening-Fuse-92151898 | 13198
Lateral Hardening-Fuse-92152252 | 13489
Lateral Hardening-Fuse-92152259 | 13489
Lateral Hardening-Fuse-92152301 | 13019
Lateral Hardening-Fuse-92152439 | 13391
Lateral Hardening-Fuse-92152611 | 13019
Lateral Hardening-Fuse-92153349 | 13722
Lateral Hardening-Fuse-92154238 | 13391
Lateral Hardening-Fuse-92154256 | 13167
Lateral Hardening-Fuse-92154284 | 13577
Lateral Hardening-Fuse-92155126 | 13489
Lateral Hardening-Fuse-92155151 | 13002
Lateral Hardening-Fuse-92156281 | 13840
Lateral Hardening-Fuse-92156288 | 13043
Lateral Hardening-Fuse-92156348 | 13017
Lateral Hardening-Fuse-92156616 | 13748
Lateral Hardening-Fuse-92157325 | 13785
Lateral Hardening-Fuse-92158049 | 13199
Lateral Hardening-Fuse-92158139 | 13167
Lateral Hardening-Fuse-92158157 | 13523
Lateral Hardening-Fuse-92158799 | 13479
Lateral Hardening-Fuse-92159501 | 13199
Lateral Hardening-Fuse-92159914 | 13114
Lateral Hardening-Fuse-92160583 | 13593
Lateral Hardening-Fuse-92160654 | 13737
Lateral Hardening-Fuse-92162766 | 13737
Lateral Hardening-Fuse-92163176 | 13199
Lateral Hardening-Fuse-92163603 | 13231
Lateral Hardening-Fuse-92164281 | 13722
Lateral Hardening-Fuse-92164532 | 13280
Lateral Hardening-Fuse-92165770 | 13019
Lateral Hardening-Fuse-92165771 | 13019
Lateral Hardening-Fuse-92165955 | 13198
Lateral Hardening-Fuse-92166023 | 13198
Lateral Hardening-Fuse-92166031 | 13198
Lateral Hardening-Fuse-92166785 | 13693
Lateral Hardening-Fuse-92168813 | 13417
Lateral Hardening-Fuse-92169062 | 13522
Lateral Hardening-Fuse-92169754 | 13964
Lateral Hardening-Fuse-92169994 | 13279
Lateral Hardening-Fuse-92170200 | 13303
Lateral Hardening-Fuse-92170465 | 13231
Lateral Hardening-Fuse-92170591 | 13391
Lateral Hardening-Fuse-92170794 | 13691
Lateral Hardening-Fuse-92170849 | 13020
Lateral Hardening-Fuse-92171336 | 13391
Lateral Hardening-Fuse-92171769 | 13391
Lateral Hardening-Fuse-92172604 | 14021
Lateral Hardening-Fuse-92172705 | 13479
Lateral Hardening-Fuse-92173076 | 13909
Lateral Hardening-Fuse-92173084 | 13748
Lateral Hardening-Fuse-92173184 | 13199
Lateral Hardening-Fuse-92173382 | 13391
Lateral Hardening-Fuse-92173403 | 13391
Lateral Hardening-Fuse-92173477 | 13198
Lateral Hardening-Fuse-92173655 | 13909
Lateral Hardening-Fuse-92173884 | 13685
Lateral Hardening-Fuse-92174420 | 13839
Lateral Hardening-Fuse-92174636 | 13199
Lateral Hardening-Fuse-92176083 | 13308
Lateral Hardening-Fuse-92176531 | 13523
Lateral Hardening-Fuse-92177025 | 13199
Lateral Hardening-Fuse-92177230 | 13685
Lateral Hardening-Fuse-92177842 | 13330
Lateral Hardening-Fuse-92178129 | 13210
Lateral Hardening-Fuse-92178137 | 13163
Lateral Hardening-Fuse-92178250 | 13128
Lateral Hardening-Fuse-92178950 | 13019
Lateral Hardening-Fuse-92179916 | 13230
Lateral Hardening-Fuse-92180181 | 13233
Lateral Hardening-Fuse-92180224 | 13230
Lateral Hardening-Fuse-92181166 | 14266
Lateral Hardening-Fuse-92181580 | 13233
Lateral Hardening-Fuse-92181604 | 13370
Lateral Hardening-Fuse-92182020 | 13044
Lateral Hardening-Fuse-92182142 | 13650
Lateral Hardening-Fuse-92183581 | 13233
Lateral Hardening-Fuse-92183930 | 13163
Lateral Hardening-Fuse-92183966 | 13198
Lateral Hardening-Fuse-92185426 | 13162
Lateral Hardening-Fuse-92185433 | 13162
Lateral Hardening-Fuse-92185434 | 13162
Lateral Hardening-Fuse-92185478 | 13348
Lateral Hardening-Fuse-92185479 | 13348
Lateral Hardening-Fuse-92186138 | 13227
Lateral Hardening-Fuse-92187440 | 13750
Lateral Hardening-Fuse-92187661 | 14111
Lateral Hardening-Fuse-92187834 | 13098
Lateral Hardening-Fuse-92188061 | 13786
Lateral Hardening-Fuse-92188157 | 13740
Lateral Hardening-Fuse-92189613 | 13692
Lateral Hardening-Fuse-92189620 | 13229
Lateral Hardening-Fuse-92190389 | 13207
Lateral Hardening-Fuse-92190580 | 13020
Lateral Hardening-Fuse-92190811 | 13002
Lateral Hardening-Fuse-92190948 | 13118
Lateral Hardening-Fuse-92191972 | 13440
Lateral Hardening-Fuse-92192825 | 13645
Lateral Hardening-Fuse-92192929 | 13645
Lateral Hardening-Fuse-92193739 | 13020
Lateral Hardening-Fuse-92194148 | 13656
Lateral Hardening-Fuse-92194575 | 14117
Lateral Hardening-Fuse-92196668 | 13198
Lateral Hardening-Fuse-92196942 | 13020
Lateral Hardening-Fuse-92197131 | 13330
Lateral Hardening-Fuse-92197157 | 13330
Lateral Hardening-Fuse-92197203 | 13030
Lateral Hardening-Fuse-92197346 | 13330
Lateral Hardening-Fuse-92198320 | 13489
Lateral Hardening-Fuse-92199461 | 13838
Lateral Hardening-Fuse-92199620 | 13909
Lateral Hardening-Fuse-92199635 | 13722
Lateral Hardening-Fuse-92199670 | 13909
Lateral Hardening-Fuse-92199715 | 13787
Lateral Hardening-Fuse-92199717 | 13787
Lateral Hardening-Fuse-92199736 | 13787
Lateral Hardening-Fuse-92199767 | 13147
Lateral Hardening-Fuse-92199776 | 13147
Lateral Hardening-Fuse-92199793 | 13909
Lateral Hardening-Fuse-92199929 | 13659
Lateral Hardening-Fuse-92200425 | 13909
Lateral Hardening-Fuse-92200747 | 13431
Lateral Hardening-Fuse-92200938 | 13909
Lateral Hardening-Fuse-92200939 | 13228
Lateral Hardening-Fuse-92201897 | 13118
Lateral Hardening-Fuse-92202273 | 13007
Lateral Hardening-Fuse-92202651 | 13489
Lateral Hardening-Fuse-92202652 | 13489
Lateral Hardening-Fuse-92202928 | 13754
Lateral Hardening-Fuse-92202958 | 13020
Lateral Hardening-Fuse-92203067 | 13754
Lateral Hardening-Fuse-92203540 | 13786
Lateral Hardening-Fuse-92203615 | 13786
Lateral Hardening-Fuse-92203676 | 13754
Lateral Hardening-Fuse-92203734 | 14032
Lateral Hardening-Fuse-92204212 | 13236
Lateral Hardening-Fuse-92204382 | 13118
Lateral Hardening-Fuse-92205063 | 13020
Lateral Hardening-Fuse-92205499 | 13004
Lateral Hardening-Fuse-92205511 | 13043
Lateral Hardening-Fuse-92205781 | 13432
Lateral Hardening-Fuse-92205905 | 13230
Lateral Hardening-Fuse-92205907 | 13201
Lateral Hardening-Fuse-92206022 | 13461
Lateral Hardening-Fuse-92206482 | 13909
Lateral Hardening-Fuse-92206593 | 14145
Lateral Hardening-Fuse-92206620 | 13236
Lateral Hardening-Fuse-92206621 | 13236
Lateral Hardening-Fuse-92206623 | 13302
Lateral Hardening-Fuse-92206626 | 13939
Lateral Hardening-Fuse-92206826 | 14145
Lateral Hardening-Fuse-92207088 | 13311
Lateral Hardening-Fuse-92207537 | 13489
Lateral Hardening-Fuse-92207754 | 13645
Lateral Hardening-Fuse-92208426 | 13489
Lateral Hardening-Fuse-92208546 | 13230
Lateral Hardening-Fuse-92208547 | 13645
Lateral Hardening-Fuse-92208760 | 13231
Lateral Hardening-Fuse-92209118 | 14025
Lateral Hardening-Fuse-92209195 | 13612
Lateral Hardening-Fuse-92209767 | 13242
Lateral Hardening-Fuse-92210309 | 13062
Lateral Hardening-Fuse-92210735 | 13909
Lateral Hardening-Fuse-92210896 | 13370
Lateral Hardening-Fuse-92211083 | 14025
Lateral Hardening-Fuse-92211099 | 14025
Lateral Hardening-Fuse-92211305 | 14025
Lateral Hardening-Fuse-92211387 | 13007
Lateral Hardening-Fuse-92211811 | 13787
Lateral Hardening-Fuse-92211821 | 13787
Lateral Hardening-Fuse-92211833 | 13647
Lateral Hardening-Fuse-92211943 | 13148
Lateral Hardening-Fuse-92211992 | 13740
Lateral Hardening-Fuse-92212139 | 13647
Lateral Hardening-Fuse-92212171 | 13647
Lateral Hardening-Fuse-92212187 | 13647
Lateral Hardening-Fuse-92212716 | 14111
Lateral Hardening-Fuse-92213343 | 13787
Lateral Hardening-Fuse-92213350 | 14111
Lateral Hardening-Fuse-92213455 | 14111
Lateral Hardening-Fuse-92213510 | 13128
Lateral Hardening-Fuse-92214774 | 13063
Lateral Hardening-Fuse-92214946 | 13161
Lateral Hardening-Fuse-92215516 | 13065
Lateral Hardening-Fuse-92216447 | 13039
Lateral Hardening-Fuse-92216939 | 13685
Lateral Hardening-Fuse-92218960 | 13065
Lateral Hardening-Fuse-92219090 | 13148
Lateral Hardening-Fuse-92219346 | 13687
Lateral Hardening-Fuse-92219356 | 13706
Lateral Hardening-Fuse-92219674 | 13489
Lateral Hardening-Fuse-92219675 | 13489
Lateral Hardening-Fuse-92219687 | 13489
Lateral Hardening-Fuse-92219689 | 13489
Lateral Hardening-Fuse-92220409 | 13431
Lateral Hardening-Fuse-92220843 | 13148
Lateral Hardening-Fuse-92221609 | 13489
Lateral Hardening-Fuse-92221610 | 13489
Lateral Hardening-Fuse-92222077 | 13148
Lateral Hardening-Fuse-92222537 | 13342
Lateral Hardening-Fuse-92222827 | 13227
Lateral Hardening-Fuse-92223144 | 13206
Lateral Hardening-Fuse-92223189 | 13359
Lateral Hardening-Fuse-92223396 | 13489
Lateral Hardening-Fuse-92223402 | 13489
Lateral Hardening-Fuse-92223403 | 13489
Lateral Hardening-Fuse-92223692 | 13911
Lateral Hardening-Fuse-92223744 | 13303
Lateral Hardening-Fuse-92223898 | 13405
Lateral Hardening-Fuse-92223899 | 13063
Lateral Hardening-Fuse-92224172 | 14111
Lateral Hardening-Fuse-92224559 | 13724
Lateral Hardening-Fuse-92224618 | 13927
Lateral Hardening-Fuse-92225034 | 13063
Lateral Hardening-Fuse-92225195 | 13039
Lateral Hardening-Fuse-92225433 | 13146
Lateral Hardening-Fuse-92225997 | 13787
Lateral Hardening-Fuse-92226064 | 13391
Lateral Hardening-Fuse-92226160 | 13787
Lateral Hardening-Fuse-92226173 | 13787
Lateral Hardening-Fuse-92226555 | 13786
Lateral Hardening-Fuse-92226567 | 13786
Lateral Hardening-Fuse-92226570 | 13753
Lateral Hardening-Fuse-92227016 | 13787
Lateral Hardening-Fuse-92227062 | 13787
Lateral Hardening-Fuse-92228366 | 13787
Lateral Hardening-Fuse-92228664 | 13786
Lateral Hardening-Fuse-92230113 | 13109
Lateral Hardening-Fuse-92231113 | 13118
Lateral Hardening-Fuse-92231152 | 13227
Lateral Hardening-Fuse-92231671 | 13786
Lateral Hardening-Fuse-92231884 | 13011
Lateral Hardening-Fuse-92232731 | 13348
Lateral Hardening-Fuse-92233168 | 13059
Lateral Hardening-Fuse-92233279 | 13039
Lateral Hardening-Fuse-92233312 | 13061
Lateral Hardening-Fuse-92234442 | 13039
Lateral Hardening-Fuse-92234445 | 13039
Lateral Hardening-Fuse-92234499 | 13038
Lateral Hardening-Fuse-92234759 | 13431
Lateral Hardening-Fuse-92234903 | 13039
Lateral Hardening-Fuse-92235128 | 13397
Lateral Hardening-Fuse-92236173 | 13786
Lateral Hardening-Fuse-92237002 | 13482
Lateral Hardening-Fuse-92237200 | 13461
Lateral Hardening-Fuse-92237207 | 13786
Lateral Hardening-Fuse-92237215 | 13461
Lateral Hardening-Fuse-92237226 | 13065
Lateral Hardening-Fuse-92237236 | 13064
Lateral Hardening-Fuse-92237723 | 13785
Lateral Hardening-Fuse-92238111 | 13228
Lateral Hardening-Fuse-92238114 | 13228
Lateral Hardening-Fuse-92238162 | 13227
Lateral Hardening-Fuse-92238486 | 13231
Lateral Hardening-Fuse-92238609 | 13065
Lateral Hardening-Fuse-92238876 | 13206
Lateral Hardening-Fuse-92238877 | 13206
Lateral Hardening-Fuse-92239150 | 13124
Lateral Hardening-Fuse-92239683 | 14024
Lateral Hardening-Fuse-92239748 | 13227
Lateral Hardening-Fuse-92239881 | 13787
Lateral Hardening-Fuse-92240469 | 13148
Lateral Hardening-Fuse-92240491 | 13148
Lateral Hardening-Fuse-92240492 | 13148
Lateral Hardening-Fuse-92240867 | 13096
Lateral Hardening-Fuse-92241495 | 13330
Lateral Hardening-Fuse-92241703 | 13206
Lateral Hardening-Fuse-92243037 | 13780
Lateral Hardening-Fuse-92243297 | 13787
Lateral Hardening-Fuse-92243317 | 13787
Lateral Hardening-Fuse-92243660 | 13061
Lateral Hardening-Fuse-92244529 | 13710
Lateral Hardening-Fuse-92244530 | 13710
Lateral Hardening-Fuse-92244532 | 13710
Lateral Hardening-Fuse-92244575 | 13785
Lateral Hardening-Fuse-92244774 | 13786
Lateral Hardening-Fuse-92245490 | 13883
Lateral Hardening-Fuse-92245655 | 13422
Lateral Hardening-Fuse-92246773 | 13461
Lateral Hardening-Fuse-92246939 | 13081
Lateral Hardening-Fuse-92247188 | 13227
Lateral Hardening-Fuse-92247275 | 13668
Lateral Hardening-Fuse-92247741 | 13080
Lateral Hardening-Fuse-92247781 | 13080
Lateral Hardening-Fuse-92247841 | 13080
Lateral Hardening-Fuse-92247846 | 13080
Lateral Hardening-Fuse-92247984 | 13417
Lateral Hardening-Fuse-92248100 | 13342
Lateral Hardening-Fuse-92249508 | 13030
Lateral Hardening-Fuse-92249518 | 13030
Lateral Hardening-Fuse-92249543 | 13030
Lateral Hardening-Fuse-92249874 | 13148
Lateral Hardening-Fuse-92249907 | 13148
Lateral Hardening-Fuse-92250099 | 13148
Lateral Hardening-Fuse-92250419 | 13039
Lateral Hardening-Fuse-92250951 | 13030
Lateral Hardening-Fuse-92251089 | 13342
Lateral Hardening-Fuse-92251134 | 13128
Lateral Hardening-Fuse-92251341 | 13039
Lateral Hardening-Fuse-92253005 | 13224
Lateral Hardening-Fuse-92254300 | 13206
Lateral Hardening-Fuse-92254739 | 13470
Lateral Hardening-Fuse-92256521 | 13065
Lateral Hardening-Fuse-92256973 | 13039
Lateral Hardening-Fuse-92257094 | 13231
Lateral Hardening-Fuse-92257349 | 13227
Lateral Hardening-Fuse-92257353 | 13227
Lateral Hardening-Fuse-92257437 | 13227
Lateral Hardening-Fuse-92257733 | 13097
Lateral Hardening-Fuse-92258129 | 13030
Lateral Hardening-Fuse-92258605 | 13342
Lateral Hardening-Fuse-92258682 | 13039
Lateral Hardening-Fuse-92258848 | 13024
Lateral Hardening-Fuse-92259425 | 13039
Lateral Hardening-Fuse-92259712 | 13786
Lateral Hardening-Fuse-92260012 | 13019
Lateral Hardening-Fuse-92260242 | 13231
Lateral Hardening-Fuse-92261172 | 13064
Lateral Hardening-Fuse-92261361 | 13061
Lateral Hardening-Fuse-92263152 | 13041
Lateral Hardening-Fuse-92263635 | 13710
Lateral Hardening-Fuse-92263702 | 13039
Lateral Hardening-Fuse-92266169 | 14099
Lateral Hardening-Fuse-92266712 | 13017
Lateral Hardening-Fuse-92267305 | 13041
Lateral Hardening-Fuse-92267482 | 13943
Lateral Hardening-Fuse-92267618 | 13330
Lateral Hardening-Fuse-92267930 | 13828
Lateral Hardening-Fuse-92267959 | 13828
Lateral Hardening-Fuse-92267970 | 13828
Lateral Hardening-Fuse-92267972 | 13828
Lateral Hardening-Fuse-92268401 | 13146
Lateral Hardening-Fuse-92268498 | 13461
Lateral Hardening-Fuse-92268604 | 13017
Lateral Hardening-Fuse-92268661 | 13064
Lateral Hardening-Fuse-92269164 | 13114
Lateral Hardening-Fuse-92269166 | 13114
Lateral Hardening-Fuse-92269519 | 13786
Lateral Hardening-Fuse-92269555 | 13786
Lateral Hardening-Fuse-92270309 | 13041
Lateral Hardening-Fuse-92271172 | 13612
Lateral Hardening-Fuse-92271675 | 13900
Lateral Hardening-Fuse-92272400 | 13900
Lateral Hardening-Fuse-92272535 | 13009
Lateral Hardening-Fuse-92273931 | 13231
Lateral Hardening-Fuse-92274044 | 13231
Lateral Hardening-Fuse-92275540 | 13377
Lateral Hardening-Fuse-92275609 | 13143
Lateral Hardening-Fuse-92275699 | 13038
Lateral Hardening-Fuse-92276274 | 13038
Lateral Hardening-Fuse-92278651 | 13897
Lateral Hardening-Fuse-92278652 | 13897
Lateral Hardening-Fuse-92278835 | 13294
Lateral Hardening-Fuse-92280955 | 13808
Lateral Hardening-Fuse-92281079 | 13924
Lateral Hardening-Fuse-92281093 | 13924
Lateral Hardening-Fuse-92281205 | 13924
Lateral Hardening-Fuse-92281225 | 13924
Lateral Hardening-Fuse-92281255 | 13924
Lateral Hardening-Fuse-92281491 | 13045
Lateral Hardening-Fuse-92281905 | 13231
Lateral Hardening-Fuse-92282350 | 13038
Lateral Hardening-Fuse-92282884 | 13906
Lateral Hardening-Fuse-92284350 | 13227
Lateral Hardening-Fuse-92285128 | 13227
Lateral Hardening-Fuse-92285154 | 13039
Lateral Hardening-Fuse-92285215 | 13039
Lateral Hardening-Fuse-92285227 | 14111
Lateral Hardening-Fuse-92285232 | 14111
Lateral Hardening-Fuse-92285235 | 14111
Lateral Hardening-Fuse-92285404 | 13039
Lateral Hardening-Fuse-92285407 | 13039
Lateral Hardening-Fuse-92286381 | 13780
Lateral Hardening-Fuse-92286390 | 13780
Lateral Hardening-Fuse-92286629 | 14216
Lateral Hardening-Fuse-92287404 | 13268
Lateral Hardening-Fuse-92287705 | 13710
Lateral Hardening-Fuse-92289626 | 13579
Lateral Hardening-Fuse-92290015 | 13158
Lateral Hardening-Fuse-92290675 | 13807
Lateral Hardening-Fuse-92291272 | 13461
Lateral Hardening-Fuse-92292246 | 13837
Lateral Hardening-Fuse-92292295 | 13418
Lateral Hardening-Fuse-92292405 | 13787
Lateral Hardening-Fuse-92293168 | 13114
Lateral Hardening-Fuse-92293579 | 14012
Lateral Hardening-Fuse-92294900 | 13358
Lateral Hardening-Fuse-92294922 | 13358
Lateral Hardening-Fuse-92294959 | 13388
Lateral Hardening-Fuse-92294994 | 13461
Lateral Hardening-Fuse-92294998 | 13461
Lateral Hardening-Fuse-92295470 | 13045
Lateral Hardening-Fuse-92295522 | 13045
Lateral Hardening-Fuse-92295961 | 13254
Lateral Hardening-Fuse-92295962 | 13254
Lateral Hardening-Fuse-92297190 | 13461
Lateral Hardening-Fuse-92298061 | 13236
Lateral Hardening-Fuse-92298267 | 13586
Lateral Hardening-Fuse-92299193 | 14012
Lateral Hardening-Fuse-92299245 | 13785
Lateral Hardening-Fuse-92299545 | 13388
Lateral Hardening-Fuse-92300708 | 13785
Lateral Hardening-Fuse-92301227 | 13795
Lateral Hardening-Fuse-92302557 | 14111
Lateral Hardening-Fuse-92302833 | 13038
Lateral Hardening-Fuse-92302877 | 13038
Lateral Hardening-Fuse-92303551 | 14111
Lateral Hardening-Fuse-92303555 | 14111
Lateral Hardening-Fuse-92303811 | 13109
Lateral Hardening-Fuse-92304326 | 13043
Lateral Hardening-Fuse-92304873 | 13740
Lateral Hardening-Fuse-92304920 | 13208
Lateral Hardening-Fuse-92306462 | 13388
Lateral Hardening-Fuse-92306914 | 13632
Lateral Hardening-Fuse-92307298 | 13159
Lateral Hardening-Fuse-92307564 | 13330
Lateral Hardening-Fuse-92308007 | 13546
Lateral Hardening-Fuse-92308223 | 13330
Lateral Hardening-Fuse-92308296 | 13176
Lateral Hardening-Fuse-92308539 | 13017
Lateral Hardening-Fuse-92308786 | 13233
Lateral Hardening-Fuse-92308973 | 13461
Lateral Hardening-Fuse-92309101 | 13030
Lateral Hardening-Fuse-92309158 | 13233
Lateral Hardening-Fuse-92309170 | 13370
Lateral Hardening-Fuse-92309508 | 13461
Lateral Hardening-Fuse-92309542 | 13045
Lateral Hardening-Fuse-92309748 | 13030
Lateral Hardening-Fuse-92309764 | 13233
Lateral Hardening-Fuse-92309821 | 13473
Lateral Hardening-Fuse-92309839 | 13030
Lateral Hardening-Fuse-92310180 | 13186
Lateral Hardening-Fuse-92310479 | 13233
Lateral Hardening-Fuse-92310481 | 13233
Lateral Hardening-Fuse-92310504 | 13186
Lateral Hardening-Fuse-92310638 | 13206
Lateral Hardening-Fuse-92310811 | 13461
Lateral Hardening-Fuse-92310865 | 13017
Lateral Hardening-Fuse-92311237 | 13461
Lateral Hardening-Fuse-92311266 | 13781
Lateral Hardening-Fuse-92311809 | 13461
Lateral Hardening-Fuse-92311850 | 13461
Lateral Hardening-Fuse-92311865 | 13461
Lateral Hardening-Fuse-92312063 | 13045
Lateral Hardening-Fuse-92312415 | 13461
Lateral Hardening-Fuse-92312557 | 13461
Lateral Hardening-Fuse-92312646 | 13045
Lateral Hardening-Fuse-92312670 | 13045
Lateral Hardening-Fuse-92312837 | 13118
Lateral Hardening-Fuse-92312848 | 13118
Lateral Hardening-Fuse-92313031 | 13461
Lateral Hardening-Fuse-92313568 | 13017
Lateral Hardening-Fuse-92313612 | 13461
Lateral Hardening-Fuse-92313614 | 13461
Lateral Hardening-Fuse-92313656 | 13436
Lateral Hardening-Fuse-92313745 | 13461
Lateral Hardening-Fuse-92313847 | 13233
Lateral Hardening-Fuse-92313946 | 13461
Lateral Hardening-Fuse-92313968 | 13030
Lateral Hardening-Fuse-92314015 | 13461
Lateral Hardening-Fuse-92314028 | 13017
Lateral Hardening-Fuse-92314244 | 13017
Lateral Hardening-Fuse-92314275 | 13461
Lateral Hardening-Fuse-92314306 | 13030
Lateral Hardening-Fuse-92314436 | 13030
Lateral Hardening-Fuse-92314544 | 13172
Lateral Hardening-Fuse-92314702 | 13060
Lateral Hardening-Fuse-92314703 | 13060
Lateral Hardening-Fuse-92314704 | 13060
Lateral Hardening-Fuse-92314856 | 13838
Lateral Hardening-Fuse-92314872 | 13017
Lateral Hardening-Fuse-92314881 | 13838
Lateral Hardening-Fuse-92314919 | 13017
Lateral Hardening-Fuse-92314966 | 13017
Lateral Hardening-Fuse-92315102 | 13030
Lateral Hardening-Fuse-92315709 | 13461
Lateral Hardening-Fuse-92315756 | 13838
Lateral Hardening-Fuse-92315766 | 13030
Lateral Hardening-Fuse-92315811 | 13030
Lateral Hardening-Fuse-92315959 | 13017
Lateral Hardening-Fuse-92316144 | 13112
Lateral Hardening-Fuse-92316157 | 13455
Lateral Hardening-Fuse-92316277 | 13112
Lateral Hardening-Fuse-92316365 | 13159
Lateral Hardening-Fuse-92316371 | 13112
Lateral Hardening-Fuse-92316427 | 13017
Lateral Hardening-Fuse-92316569 | 13172
Lateral Hardening-Fuse-92316625 | 13279
Lateral Hardening-Fuse-92316629 | 13279
Lateral Hardening-Fuse-92316641 | 13838
Lateral Hardening-Fuse-92317053 | 13060
Lateral Hardening-Fuse-92317247 | 13290
Lateral Hardening-Fuse-92317346 | 13030
Lateral Hardening-Fuse-92317406 | 13022
Lateral Hardening-Fuse-92317475 | 13458
Lateral Hardening-Fuse-92317614 | 13622
Lateral Hardening-Fuse-92317788 | 13838
Lateral Hardening-Fuse-92318034 | 13073
Lateral Hardening-Fuse-92318068 | 13748
Lateral Hardening-Fuse-92318070 | 13748
Lateral Hardening-Fuse-92318103 | 13621
Lateral Hardening-Fuse-92318146 | 13785
Lateral Hardening-Fuse-92318175 | 13656
Lateral Hardening-Fuse-92318238 | 13838
Lateral Hardening-Fuse-92318675 | 13656
Lateral Hardening-Fuse-92318719 | 13073
Lateral Hardening-Fuse-92318821 | 13828
Lateral Hardening-Fuse-92318889 | 13656
Lateral Hardening-Fuse-92318899 | 13377
Lateral Hardening-Fuse-92318933 | 13030
Lateral Hardening-Fuse-92318982 | 13045
Lateral Hardening-Fuse-92318986 | 13045
Lateral Hardening-Fuse-92319131 | 13656
Lateral Hardening-Fuse-92319142 | 13377
Lateral Hardening-Fuse-92319717 | 13017
Lateral Hardening-Fuse-92319771 | 13740
Lateral Hardening-Fuse-92319889 | 13045
Lateral Hardening-Fuse-92320037 | 13828
Lateral Hardening-Fuse-92320086 | 13838
Lateral Hardening-Fuse-92320118 | 13838
Lateral Hardening-Fuse-92320131 | 13656
Lateral Hardening-Fuse-92320136 | 13621
Lateral Hardening-Fuse-92320141 | 13143
Lateral Hardening-Fuse-92320386 | 13081
Lateral Hardening-Fuse-92320735 | 13656
Lateral Hardening-Fuse-92320895 | 13073
Lateral Hardening-Fuse-92320996 | 13808
Lateral Hardening-Fuse-92321008 | 13105
Lateral Hardening-Fuse-92321142 | 13610
Lateral Hardening-Fuse-92321291 | 13073
Lateral Hardening-Fuse-92321372 | 13359
Lateral Hardening-Fuse-92321581 | 13359
Lateral Hardening-Fuse-92321587 | 13838
Lateral Hardening-Fuse-92321602 | 13656
Lateral Hardening-Fuse-92321603 | 13656
Lateral Hardening-Fuse-92321614 | 13359
Lateral Hardening-Fuse-92321661 | 13808
Lateral Hardening-Fuse-92321675 | 13838
Lateral Hardening-Fuse-92321676 | 13838
Lateral Hardening-Fuse-92322094 | 13523
Lateral Hardening-Fuse-92322095 | 13523
Lateral Hardening-Fuse-92322837 | 13187
Lateral Hardening-Fuse-92323403 | 13037
Lateral Hardening-Fuse-92323811 | 13737
Lateral Hardening-Fuse-92324653 | 14111
Lateral Hardening-Fuse-92325460 | 13038
Lateral Hardening-Fuse-92325804 | 13342
Lateral Hardening-Fuse-92325982 | 13038
Lateral Hardening-Fuse-92326293 | 13838
Lateral Hardening-Fuse-92326526 | 13740
Lateral Hardening-Fuse-92327024 | 13710
Lateral Hardening-Fuse-92327566 | 13495
Lateral Hardening-Fuse-92327916 | 13785
Lateral Hardening-Fuse-92328974 | 13808
Lateral Hardening-Fuse-92329295 | 13105
Lateral Hardening-Fuse-92329323 | 13187
Lateral Hardening-Fuse-92329433 | 13391
Lateral Hardening-Fuse-92330338 | 13342
Lateral Hardening-Fuse-92330692 | 13148
Lateral Hardening-Fuse-92330768 | 13422
Lateral Hardening-Fuse-92331497 | 13109
Lateral Hardening-Fuse-92332338 | 13105
Lateral Hardening-Fuse-92333537 | 13133
Lateral Hardening-Fuse-92335042 | 13139
Lateral Hardening-Fuse-92335066 | 13781
Lateral Hardening-Fuse-92335103 | 13781
Lateral Hardening-Fuse-92335715 | 13724
Lateral Hardening-Fuse-92335759 | 13434
Lateral Hardening-Fuse-92336596 | 13900
Lateral Hardening-Fuse-92338559 | 13435
Lateral Hardening-Fuse-92340063 | 13187
Lateral Hardening-Fuse-92341491 | 13785
Lateral Hardening-Fuse-92343774 | 14356
Lateral Hardening-Fuse-92344233 | 14000
Lateral Hardening-Fuse-92345551 | 13435
Lateral Hardening-Fuse-92345667 | 13150
Lateral Hardening-Fuse-92345679 | 13150
Lateral Hardening-Fuse-92345680 | 13150
Lateral Hardening-Fuse-92345682 | 13150
Lateral Hardening-Fuse-92345683 | 13150
Lateral Hardening-Fuse-92345686 | 13150
Lateral Hardening-Fuse-92345689 | 13150
Lateral Hardening-Fuse-92345696 | 13150
Lateral Hardening-Fuse-92345729 | 13172
Lateral Hardening-Fuse-92345868 | 13582
Lateral Hardening-Fuse-92346045 | 13038
Lateral Hardening-Fuse-92346081 | 13227
Lateral Hardening-Fuse-92346345 | 13431
Lateral Hardening-Fuse-92346990 | 13672
Lateral Hardening-Fuse-92347085 | 13148
Lateral Hardening-Fuse-92347088 | 13148
Lateral Hardening-Fuse-92347858 | 13431
Lateral Hardening-Fuse-92347859 | 13431
Lateral Hardening-Fuse-92347931 | 13158
Lateral Hardening-Fuse-92348055 | 13183
Lateral Hardening-Fuse-92348088 | 13431
Lateral Hardening-Fuse-92348382 | 13431
Lateral Hardening-Fuse-92348427 | 13431
Lateral Hardening-Fuse-92349384 | 13805
Lateral Hardening-Fuse-92349883 | 13431
Lateral Hardening-Fuse-92350282 | 13021
Lateral Hardening-Fuse-92350462 | 13470
Lateral Hardening-Fuse-92350469 | 13470
Lateral Hardening-Fuse-92350605 | 13140
Lateral Hardening-Fuse-92350793 | 13279
Lateral Hardening-Fuse-92351442 | 13431
Lateral Hardening-Fuse-92351472 | 13431
Lateral Hardening-Fuse-92351773 | 13729
Lateral Hardening-Fuse-92352109 | 13431
Lateral Hardening-Fuse-92352436 | 13230
Lateral Hardening-Fuse-92352440 | 13230
Lateral Hardening-Fuse-92352449 | 13230
Lateral Hardening-Fuse-92352450 | 13230
Lateral Hardening-Fuse-92352694 | 13443
Lateral Hardening-Fuse-92353276 | 13133
Lateral Hardening-Fuse-92353313 | 13431
Lateral Hardening-Fuse-92353619 | 13431
Lateral Hardening-Fuse-92353897 | 13431
Lateral Hardening-Fuse-92354041 | 13708
Lateral Hardening-Fuse-92354059 | 13707
Lateral Hardening-Fuse-92354124 | 13431
Lateral Hardening-Fuse-92354144 | 13710
Lateral Hardening-Fuse-92354169 | 13787
Lateral Hardening-Fuse-92354223 | 13431
Lateral Hardening-Fuse-92354338 | 13955
Lateral Hardening-Fuse-92354352 | 14355
Lateral Hardening-Fuse-92354408 | 13495
Lateral Hardening-Fuse-92354410 | 13495
Lateral Hardening-Fuse-92354558 | 13431
Lateral Hardening-Fuse-92354725 | 13808
Lateral Hardening-Fuse-92354982 | 13431
Lateral Hardening-Fuse-92355373 | 13096
Lateral Hardening-Fuse-92355986 | 13808
Lateral Hardening-Fuse-92356181 | 13796
Lateral Hardening-Fuse-92356255 | 13225
Lateral Hardening-Fuse-92356395 | 13655
Lateral Hardening-Fuse-92356399 | 13655
Lateral Hardening-Fuse-92356416 | 13655
Lateral Hardening-Fuse-92356594 | 13655
Lateral Hardening-Fuse-92356595 | 13655
Lateral Hardening-Fuse-92356632 | 13655
Lateral Hardening-Fuse-92356661 | 13431
Lateral Hardening-Fuse-92356992 | 13431
Lateral Hardening-Fuse-92357188 | 13418
Lateral Hardening-Fuse-92357205 | 13418
Lateral Hardening-Fuse-92357746 | 13695
Lateral Hardening-Fuse-92358234 | 13655
Lateral Hardening-Fuse-92358240 | 13148
Lateral Hardening-Fuse-92358555 | 13227
Lateral Hardening-Fuse-92358648 | 13431
Lateral Hardening-Fuse-92359920 | 13815
Lateral Hardening-Fuse-92360326 | 13330
Lateral Hardening-Fuse-92361202 | 13431
Lateral Hardening-Fuse-92361511 | 13431
Lateral Hardening-Fuse-92361522 | 13769
Lateral Hardening-Fuse-92362400 | 13044
Lateral Hardening-Fuse-92362409 | 13186
Lateral Hardening-Fuse-92362882 | 13695
Lateral Hardening-Fuse-92363192 | 13431
Lateral Hardening-Fuse-92363251 | 13043
Lateral Hardening-Fuse-92364022 | 13043
Lateral Hardening-Fuse-92365267 | 13431
Lateral Hardening-Fuse-92367410 | 14110
Lateral Hardening-Fuse-92368306 | 13748
Lateral Hardening-Fuse-92369208 | 13159
Lateral Hardening-Fuse-92369306 | 13011
Lateral Hardening-Fuse-92369409 | 13708
Lateral Hardening-Fuse-92369754 | 13708
Lateral Hardening-Fuse-92369983 | 13707
Lateral Hardening-Fuse-92370550 | 13740
Lateral Hardening-Fuse-92371128 | 13041
Lateral Hardening-Fuse-92371130 | 13041
Lateral Hardening-Fuse-92371689 | 13815
Lateral Hardening-Fuse-92371866 | 13011
Lateral Hardening-Fuse-92371894 | 13011
Lateral Hardening-Fuse-92372297 | 13815
Lateral Hardening-Fuse-92372374 | 13186
Lateral Hardening-Fuse-92372709 | 13815
Lateral Hardening-Fuse-92373571 | 13146
Lateral Hardening-Fuse-92373727 | 13011
Lateral Hardening-Fuse-92374531 | 13592
Lateral Hardening-Fuse-92374714 | 13815
Lateral Hardening-Fuse-92375481 | 13422
Lateral Hardening-Fuse-92376258 | 13041
Lateral Hardening-Fuse-92376304 | 13296
Lateral Hardening-Fuse-92376580 | 13041
Lateral Hardening-Fuse-92376838 | 13133
Lateral Hardening-Fuse-92377864 | 13815
Lateral Hardening-Fuse-92377934 | 13071
Lateral Hardening-Fuse-92378391 | 13434
Lateral Hardening-Fuse-92378888 | 13186
Lateral Hardening-Fuse-92378890 | 13434
Lateral Hardening-Fuse-92380133 | 13815
Lateral Hardening-Fuse-92380240 | 13071
Lateral Hardening-Fuse-92380349 | 13422
Lateral Hardening-Fuse-92380554 | 13815
Lateral Hardening-Fuse-92382913 | 13840
Lateral Hardening-Fuse-92383584 | 13820
Lateral Hardening-Fuse-92385189 | 13434
Lateral Hardening-Fuse-92385316 | 14050
Lateral Hardening-Fuse-92385458 | 13434
Lateral Hardening-Fuse-92385672 | 13461
Lateral Hardening-Fuse-92385726 | 13391
Lateral Hardening-Fuse-92385740 | 13006
Lateral Hardening-Fuse-92385805 | 13910
Lateral Hardening-Fuse-92386116 | 13707
Lateral Hardening-Fuse-92386204 | 13710
Lateral Hardening-Fuse-92386209 | 13710
Lateral Hardening-Fuse-92386422 | 13910
Lateral Hardening-Fuse-92386484 | 13133
Lateral Hardening-Fuse-92386499 | 13434
Lateral Hardening-Fuse-92386519 | 13133
Lateral Hardening-Fuse-92386523 | 13133
Lateral Hardening-Fuse-92386548 | 13910
Lateral Hardening-Fuse-92386556 | 13173
Lateral Hardening-Fuse-92386701 | 13039
Lateral Hardening-Fuse-92386703 | 13459
Lateral Hardening-Fuse-92386749 | 13461
Lateral Hardening-Fuse-92386775 | 13910
Lateral Hardening-Fuse-92387292 | 13910
Lateral Hardening-Fuse-92387674 | 13434
Lateral Hardening-Fuse-92387757 | 13422
Lateral Hardening-Fuse-92387763 | 13044
Lateral Hardening-Fuse-92388114 | 13910
Lateral Hardening-Fuse-92388708 | 13910
Lateral Hardening-Fuse-92389274 | 13229
Lateral Hardening-Fuse-92390017 | 13910
Lateral Hardening-Fuse-92390275 | 13342
Lateral Hardening-Fuse-92390758 | 13495
Lateral Hardening-Fuse-92390770 | 13495
Lateral Hardening-Fuse-92390818 | 13495
Lateral Hardening-Fuse-92390872 | 13495
Lateral Hardening-Fuse-92391664 | 13417
Lateral Hardening-Fuse-92392111 | 13813
Lateral Hardening-Fuse-92394179 | 13186
Lateral Hardening-Fuse-92394369 | 13186
Lateral Hardening-Fuse-92394405 | 13019
Lateral Hardening-Fuse-92394726 | 13019
Lateral Hardening-Fuse-92394749 | 13019
Lateral Hardening-Fuse-92394961 | 13019
Lateral Hardening-Fuse-92394992 | 13019
Lateral Hardening-Fuse-92395386 | 13019
Lateral Hardening-Fuse-92395570 | 13019
Lateral Hardening-Fuse-92395804 | 13186
Lateral Hardening-Fuse-92395805 | 13186
Lateral Hardening-Fuse-92396087 | 13815
Lateral Hardening-Fuse-92396531 | 13815
Lateral Hardening-Fuse-92396598 | 13417
Lateral Hardening-Fuse-92396928 | 13019
Lateral Hardening-Fuse-92396985 | 13815
Lateral Hardening-Fuse-92397207 | 14306
Lateral Hardening-Fuse-92397217 | 14306
Lateral Hardening-Fuse-92397653 | 13777
Lateral Hardening-Fuse-92397659 | 13777
Lateral Hardening-Fuse-92397696 | 13777
Lateral Hardening-Fuse-92397837 | 13709
Lateral Hardening-Fuse-92398086 | 13071
Lateral Hardening-Fuse-92398222 | 13167
Lateral Hardening-Fuse-92398407 | 13769
Lateral Hardening-Fuse-92398410 | 13769
Lateral Hardening-Fuse-92398924 | 13205
Lateral Hardening-Fuse-92399003 | 13815
Lateral Hardening-Fuse-92401385 | 13838
Lateral Hardening-Fuse-92403172 | 13696
Lateral Hardening-Fuse-92403179 | 13900
Lateral Hardening-Fuse-92404209 | 13696
Lateral Hardening-Fuse-92404890 | 13696
Lateral Hardening-Fuse-92406251 | 13899
Lateral Hardening-Fuse-92406566 | 13777
Lateral Hardening-Fuse-92406827 | 13696
Lateral Hardening-Fuse-92406905 | 13899
Lateral Hardening-Fuse-92407065 | 13815
Lateral Hardening-Fuse-92407963 | 13019
Lateral Hardening-Fuse-92407976 | 13899
Lateral Hardening-Fuse-92408051 | 13140
Lateral Hardening-Fuse-92408191 | 13899
Lateral Hardening-Fuse-92408335 | 13331
Lateral Hardening-Fuse-92408336 | 13331
Lateral Hardening-Fuse-92408344 | 13331
Lateral Hardening-Fuse-92408622 | 13019
Lateral Hardening-Fuse-92408682 | 13268
Lateral Hardening-Fuse-92408791 | 13696
Lateral Hardening-Fuse-92408977 | 13019
Lateral Hardening-Fuse-92409102 | 13331
Lateral Hardening-Fuse-92410059 | 13019
Lateral Hardening-Fuse-92410066 | 13019
Lateral Hardening-Fuse-92410202 | 13331
Lateral Hardening-Fuse-92410232 | 13331
Lateral Hardening-Fuse-92410595 | 13331
Lateral Hardening-Fuse-92410978 | 13899
Lateral Hardening-Fuse-92411071 | 13786
Lateral Hardening-Fuse-92411273 | 13019
Lateral Hardening-Fuse-92411584 | 13085
Lateral Hardening-Fuse-92411667 | 13331
Lateral Hardening-Fuse-92411758 | 13243
Lateral Hardening-Fuse-92412012 | 13696
Lateral Hardening-Fuse-92412141 | 13331
Lateral Hardening-Fuse-92412816 | 13422
Lateral Hardening-Fuse-92412939 | 13696
Lateral Hardening-Fuse-92413086 | 13813
Lateral Hardening-Fuse-92413092 | 13813
Lateral Hardening-Fuse-92413235 | 13696
Lateral Hardening-Fuse-92413522 | 13696
Lateral Hardening-Fuse-92414261 | 13463
Lateral Hardening-Fuse-92414299 | 13479
Lateral Hardening-Fuse-92414318 | 13471
Lateral Hardening-Fuse-92414849 | 13696
Lateral Hardening-Fuse-92415025 | 13899
Lateral Hardening-Fuse-92415687 | 13331
Lateral Hardening-Fuse-92416273 | 13696
Lateral Hardening-Fuse-92416676 | 13577
Lateral Hardening-Fuse-92416972 | 13696
Lateral Hardening-Fuse-92417553 | 13422
Lateral Hardening-Fuse-92418051 | 13696
Lateral Hardening-Fuse-92418116 | 13696
Lateral Hardening-Fuse-92418308 | 13082
Lateral Hardening-Fuse-92418323 | 13696
Lateral Hardening-Fuse-92418466 | 13696
Lateral Hardening-Fuse-92418605 | 13638
Lateral Hardening-Fuse-92418666 | 13330
Lateral Hardening-Fuse-92418729 | 13377
Lateral Hardening-Fuse-92419203 | 13696
Lateral Hardening-Fuse-92420265 | 13696
Lateral Hardening-Fuse-92420785 | 13331
Lateral Hardening-Fuse-92421291 | 13972
Lateral Hardening-Fuse-92421693 | 13696
Lateral Hardening-Fuse-92422553 | 13696
Lateral Hardening-Fuse-92424341 | 13479
Lateral Hardening-Fuse-92424614 | 13391
Lateral Hardening-Fuse-92424784 | 13190
Lateral Hardening-Fuse-92424935 | 14042
Lateral Hardening-Fuse-92425301 | 13651
Lateral Hardening-Fuse-92425377 | 13838
Lateral Hardening-Fuse-92425550 | 13838
Lateral Hardening-Fuse-92425933 | 13651
Lateral Hardening-Fuse-92426509 | 13314
Lateral Hardening-Fuse-92426770 | 14042
Lateral Hardening-Fuse-92426785 | 14042
Lateral Hardening-Fuse-92426876 | 13813
Lateral Hardening-Fuse-92427214 | 13388
Lateral Hardening-Fuse-92427247 | 13838
Lateral Hardening-Fuse-92428041 | 13296
Lateral Hardening-Fuse-92429218 | 13082
Lateral Hardening-Fuse-92429225 | 13651
Lateral Hardening-Fuse-92429707 | 14042
Lateral Hardening-Fuse-92429773 | 13224
Lateral Hardening-Fuse-92431430 | 13391
Lateral Hardening-Fuse-92431435 | 13630
Lateral Hardening-Fuse-92431813 | 13490
Lateral Hardening-Fuse-92431936 | 14042
Lateral Hardening-Fuse-92432025 | 13709
Lateral Hardening-Fuse-92432137 | 13709
Lateral Hardening-Fuse-92432647 | 13630
Lateral Hardening-Fuse-92433031 | 13630
Lateral Hardening-Fuse-92433827 | 13099
Lateral Hardening-Fuse-92434615 | 13489
Lateral Hardening-Fuse-92434814 | 13630
Lateral Hardening-Fuse-92434824 | 13436
Lateral Hardening-Fuse-92434831 | 13630
Lateral Hardening-Fuse-92436196 | 13471
Lateral Hardening-Fuse-92436252 | 13951
Lateral Hardening-Fuse-92436406 | 13489
Lateral Hardening-Fuse-92436549 | 13489
Lateral Hardening-Fuse-92437307 | 13630
Lateral Hardening-Fuse-92437360 | 13630
Lateral Hardening-Fuse-92437369 | 13630
Lateral Hardening-Fuse-92437373 | 13630
Lateral Hardening-Fuse-92437965 | 13489
Lateral Hardening-Fuse-92438225 | 13630
Lateral Hardening-Fuse-92438482 | 13630
Lateral Hardening-Fuse-92439136 | 13591
Lateral Hardening-Fuse-92439755 | 13630
Lateral Hardening-Fuse-92439806 | 13630
Lateral Hardening-Fuse-92439904 | 13126
Lateral Hardening-Fuse-92440059 | 13630
Lateral Hardening-Fuse-92440552 | 13391
Lateral Hardening-Fuse-92440588 | 13189
Lateral Hardening-Fuse-92440971 | 14042
Lateral Hardening-Fuse-92441043 | 13813
Lateral Hardening-Fuse-92441325 | 13442
Lateral Hardening-Fuse-92441716 | 14306
Lateral Hardening-Fuse-92441726 | 14306
Lateral Hardening-Fuse-92441930 | 13896
Lateral Hardening-Fuse-92442011 | 13896
Lateral Hardening-Fuse-92442043 | 13896
Lateral Hardening-Fuse-92442286 | 13586
Lateral Hardening-Fuse-92442349 | 13141
Lateral Hardening-Fuse-92442350 | 13141
Lateral Hardening-Fuse-92442475 | 13340
Lateral Hardening-Fuse-92442478 | 13340
Lateral Hardening-Fuse-92442505 | 13651
Lateral Hardening-Fuse-92442578 | 14306
Lateral Hardening-Fuse-92442748 | 13391
Lateral Hardening-Fuse-92442778 | 14050
Lateral Hardening-Fuse-92442787 | 13896
Lateral Hardening-Fuse-92442830 | 13122
Lateral Hardening-Fuse-92442881 | 14216
Lateral Hardening-Fuse-92442966 | 13080
Lateral Hardening-Fuse-92442969 | 13080
Lateral Hardening-Fuse-92442973 | 14050
Lateral Hardening-Fuse-92443094 | 13126
Lateral Hardening-Fuse-92443425 | 13391
Lateral Hardening-Fuse-92443429 | 13489
Lateral Hardening-Fuse-92443653 | 13391
Lateral Hardening-Fuse-92443897 | 13442
Lateral Hardening-Fuse-92443929 | 13081
Lateral Hardening-Fuse-92444235 | 13391
Lateral Hardening-Fuse-92444401 | 14042
Lateral Hardening-Fuse-92444611 | 13502
Lateral Hardening-Fuse-92444678 | 13010
Lateral Hardening-Fuse-92444784 | 13010
Lateral Hardening-Fuse-92445415 | 13489
Lateral Hardening-Fuse-92445673 | 13010
Lateral Hardening-Fuse-92445684 | 13964
Lateral Hardening-Fuse-92445707 | 13391
Lateral Hardening-Fuse-92446221 | 13423
Lateral Hardening-Fuse-92446486 | 13651
Lateral Hardening-Fuse-92446509 | 13438
Lateral Hardening-Fuse-92447008 | 13010
Lateral Hardening-Fuse-92447281 | 13010
Lateral Hardening-Fuse-92447642 | 13010
Lateral Hardening-Fuse-92448039 | 13010
Lateral Hardening-Fuse-92448052 | 13817
Lateral Hardening-Fuse-92448059 | 13010
Lateral Hardening-Fuse-92448128 | 14050
Lateral Hardening-Fuse-92448310 | 13010
Lateral Hardening-Fuse-92448485 | 13442
Lateral Hardening-Fuse-92448697 | 13510
Lateral Hardening-Fuse-92450114 | 13787
Lateral Hardening-Fuse-92455436 | 13377
Lateral Hardening-Fuse-92455450 | 13377
Lateral Hardening-Fuse-92455466 | 13377
Lateral Hardening-Fuse-92456035 | 13359
Lateral Hardening-Fuse-92456386 | 13311
Lateral Hardening-Fuse-92456388 | 13377
Lateral Hardening-Fuse-92456418 | 13311
Lateral Hardening-Fuse-92456565 | 13143
Lateral Hardening-Fuse-92456904 | 13064
Lateral Hardening-Fuse-92458397 | 13679
Lateral Hardening-Fuse-92459436 | 13064
Lateral Hardening-Fuse-92459483 | 13064
Lateral Hardening-Fuse-92459668 | 13064
Lateral Hardening-Fuse-92459924 | 13210
Lateral Hardening-Fuse-92459993 | 13210
Lateral Hardening-Fuse-92460001 | 13210
Lateral Hardening-Fuse-92460263 | 13210
Lateral Hardening-Fuse-92460548 | 13826
Lateral Hardening-Fuse-92460592 | 13826
Lateral Hardening-Fuse-92460653 | 13826
Lateral Hardening-Fuse-92460886 | 13210
Lateral Hardening-Fuse-92460917 | 13899
Lateral Hardening-Fuse-92462740 | 13112
Lateral Hardening-Fuse-92462763 | 13001
Lateral Hardening-Fuse-92463145 | 13826
Lateral Hardening-Fuse-92463452 | 13330
Lateral Hardening-Fuse-92464127 | 13785
Lateral Hardening-Fuse-92464399 | 13228
Lateral Hardening-Fuse-92464479 | 13813
Lateral Hardening-Fuse-92464496 | 13813
Lateral Hardening-Fuse-92465822 | 13631
Lateral Hardening-Fuse-92465910 | 13785
Lateral Hardening-Fuse-92465913 | 13785
Lateral Hardening-Fuse-92465919 | 13785
Lateral Hardening-Fuse-92465921 | 13785
Lateral Hardening-Fuse-92465923 | 13785
Lateral Hardening-Fuse-92465924 | 13785
Lateral Hardening-Fuse-92465937 | 13785
Lateral Hardening-Fuse-92465938 | 13785
Lateral Hardening-Fuse-92465939 | 13785
Lateral Hardening-Fuse-92465940 | 13785
Lateral Hardening-Fuse-92465941 | 13785
Lateral Hardening-Fuse-92466089 | 13817
Lateral Hardening-Fuse-92466199 | 13815
Lateral Hardening-Fuse-92466250 | 13785
Lateral Hardening-Fuse-92466258 | 13785
Lateral Hardening-Fuse-92466402 | 13787
Lateral Hardening-Fuse-92466867 | 13344
Lateral Hardening-Fuse-92468644 | 13207
Lateral Hardening-Fuse-92469769 | 13825
Lateral Hardening-Fuse-92470006 | 13825
Lateral Hardening-Fuse-92470195 | 13330
Lateral Hardening-Fuse-92470401 | 13899
Lateral Hardening-Fuse-92471096 | 13330
Lateral Hardening-Fuse-92472019 | 13443
Lateral Hardening-Fuse-92472390 | 13001
Lateral Hardening-Fuse-92472394 | 13001
Lateral Hardening-Fuse-92472664 | 13019
Lateral Hardening-Fuse-92474472 | 13443
Lateral Hardening-Fuse-92474517 | 13440
Lateral Hardening-Fuse-92474641 | 13052
Lateral Hardening-Fuse-92474762 | 13081
Lateral Hardening-Fuse-92474960 | 13064
Lateral Hardening-Fuse-92474991 | 13659
Lateral Hardening-Fuse-92475471 | 13444
Lateral Hardening-Fuse-92476174 | 13813
Lateral Hardening-Fuse-92476354 | 13422
Lateral Hardening-Fuse-92476355 | 13422
Lateral Hardening-Fuse-92476626 | 13001
Lateral Hardening-Fuse-92477210 | 13001
Lateral Hardening-Fuse-92477420 | 13826
Lateral Hardening-Fuse-92479119 | 13813
Lateral Hardening-Fuse-92479949 | 13171
Lateral Hardening-Fuse-92479964 | 13171
Lateral Hardening-Fuse-92480249 | 13099
Lateral Hardening-Fuse-92480869 | 13808
Lateral Hardening-Fuse-92481317 | 13171
Lateral Hardening-Fuse-92481946 | 14024
Lateral Hardening-Fuse-92483415 | 13813
Lateral Hardening-Fuse-92483701 | 13962
Lateral Hardening-Fuse-92483712 | 13672
Lateral Hardening-Fuse-92484319 | 13583
Lateral Hardening-Fuse-92484809 | 13447
Lateral Hardening-Fuse-92485834 | 13010
Lateral Hardening-Fuse-92486101 | 13020
Lateral Hardening-Fuse-92486363 | 13312
Lateral Hardening-Fuse-92486656 | 13020
Lateral Hardening-Fuse-92486892 | 13781
Lateral Hardening-Fuse-92486973 | 13777
Lateral Hardening-Fuse-92486975 | 13777
Lateral Hardening-Fuse-92486979 | 13777
Lateral Hardening-Fuse-92487846 | 13020
Lateral Hardening-Fuse-92487866 | 13020
Lateral Hardening-Fuse-92489676 | 13161
Lateral Hardening-Fuse-92490191 | 13020
Lateral Hardening-Fuse-92491310 | 13787
Lateral Hardening-Fuse-92494050 | 13003
Lateral Hardening-Fuse-92494158 | 14025
Lateral Hardening-Fuse-92494424 | 13003
Lateral Hardening-Fuse-92494804 | 13308
Lateral Hardening-Fuse-92495995 | 13003
Lateral Hardening-Fuse-92496254 | 13230
Lateral Hardening-Fuse-92496615 | 13039
Lateral Hardening-Fuse-92497118 | 13146
Lateral Hardening-Fuse-92497121 | 13146
Lateral Hardening-Fuse-92497701 | 13003
Lateral Hardening-Fuse-92497886 | 13008
Lateral Hardening-Fuse-92498184 | 13772
Lateral Hardening-Fuse-92498207 | 13772
Lateral Hardening-Fuse-92498571 | 13225
Lateral Hardening-Fuse-92498726 | 13008
Lateral Hardening-Fuse-92498868 | 13954
Lateral Hardening-Fuse-92498922 | 13132
Lateral Hardening-Fuse-92498923 | 13132
Lateral Hardening-Fuse-92498928 | 13132
Lateral Hardening-Fuse-92503912 | 13020
Lateral Hardening-Fuse-92504107 | 13434
Lateral Hardening-Fuse-92504580 | 14355
Lateral Hardening-Fuse-92504796 | 13817
Lateral Hardening-Fuse-92504899 | 14356
Lateral Hardening-Fuse-92504900 | 13173
Lateral Hardening-Fuse-92504901 | 13173
Lateral Hardening-Fuse-92504902 | 13173
Lateral Hardening-Fuse-92505230 | 13434
Lateral Hardening-Fuse-92505594 | 13148
Lateral Hardening-Fuse-92508868 | 13008
Lateral Hardening-Fuse-92508990 | 13817
Lateral Hardening-Fuse-92509176 | 13146
Lateral Hardening-Fuse-92509177 | 13146
Lateral Hardening-Fuse-92509975 | 13916
Lateral Hardening-Fuse-92510212 | 13787
Lateral Hardening-Fuse-92512018 | 13109
Lateral Hardening-Fuse-92514141 | 13011
Lateral Hardening-Fuse-92514199 | 13011
Lateral Hardening-Fuse-92514293 | 13001
Lateral Hardening-Fuse-92515005 | 14198
Lateral Hardening-Fuse-92517321 | 14050
Lateral Hardening-Fuse-92519497 | 13007
Lateral Hardening-Fuse-92520591 | 13147
Lateral Hardening-Fuse-92521100 | 13685
Lateral Hardening-Fuse-92521238 | 13254
Lateral Hardening-Fuse-92522498 | 13817
Lateral Hardening-Fuse-92522908 | 13787
Lateral Hardening-Fuse-92523455 | 13340
Lateral Hardening-Fuse-92524170 | 13818
Lateral Hardening-Fuse-92524348 | 13523
Lateral Hardening-Fuse-92525393 | 13229
Lateral Hardening-Fuse-92526404 | 13984
Lateral Hardening-Fuse-92527514 | 13219
Lateral Hardening-Fuse-92527518 | 13219
Lateral Hardening-Fuse-92527533 | 13219
Lateral Hardening-Fuse-92527534 | 13219
Lateral Hardening-Fuse-92527540 | 13219
Lateral Hardening-Fuse-92527542 | 13219
Lateral Hardening-Fuse-92527544 | 13219
Lateral Hardening-Fuse-92527624 | 13219
Lateral Hardening-Fuse-92527626 | 13219
Lateral Hardening-Fuse-92527629 | 13219
Lateral Hardening-Fuse-92527630 | 13219
Lateral Hardening-Fuse-92527631 | 13219
Lateral Hardening-Fuse-92527632 | 13219
Lateral Hardening-Fuse-92527633 | 13219
Lateral Hardening-Fuse-92527637 | 13219
Lateral Hardening-Fuse-92528120 | 13722
Lateral Hardening-Fuse-92528121 | 13011
Lateral Hardening-Fuse-92528221 | 13063
Lateral Hardening-Fuse-92528222 | 13063
Lateral Hardening-Fuse-92528285 | 13063
Lateral Hardening-Fuse-92528288 | 13063
Lateral Hardening-Fuse-92528299 | 13063
Lateral Hardening-Fuse-92528303 | 13063
Lateral Hardening-Fuse-92528324 | 13063
Lateral Hardening-Fuse-92528347 | 13781
Lateral Hardening-Fuse-92528479 | 13443
Lateral Hardening-Fuse-92528507 | 13008
Lateral Hardening-Fuse-92528956 | 13485
Lateral Hardening-Fuse-92528957 | 13485
Lateral Hardening-Fuse-92529107 | 13605
Lateral Hardening-Fuse-92529333 | 13813
Lateral Hardening-Fuse-92529459 | 13229
Lateral Hardening-Fuse-92529473 | 13008
Lateral Hardening-Fuse-92529538 | 13210
Lateral Hardening-Fuse-92529541 | 13210
Lateral Hardening-Fuse-92529542 | 13210
Lateral Hardening-Fuse-92529544 | 13210
Lateral Hardening-Fuse-92529545 | 13210
Lateral Hardening-Fuse-92529552 | 13210
Lateral Hardening-Fuse-92529553 | 13210
Lateral Hardening-Fuse-92529554 | 13210
Lateral Hardening-Fuse-92529621 | 13210
Lateral Hardening-Fuse-92529622 | 13210
Lateral Hardening-Fuse-92529628 | 13210
Lateral Hardening-Fuse-92529632 | 13210
Lateral Hardening-Fuse-92529635 | 13210
Lateral Hardening-Fuse-92529638 | 13210
Lateral Hardening-Fuse-92529667 | 13210
Lateral Hardening-Fuse-92529670 | 13210
Lateral Hardening-Fuse-92529798 | 13210
Lateral Hardening-Fuse-92529799 | 13210
Lateral Hardening-Fuse-92529961 | 13147
Lateral Hardening-Fuse-92530329 | 14114
Lateral Hardening-Fuse-92531144 | 13959
Lateral Hardening-Fuse-92531743 | 13687
Lateral Hardening-Fuse-92531820 | 13479
Lateral Hardening-Fuse-92531823 | 13479
Lateral Hardening-Fuse-92531862 | 13479
Lateral Hardening-Fuse-92531863 | 13479
Lateral Hardening-Fuse-92532170 | 13008
Lateral Hardening-Fuse-92532913 | 13391
Lateral Hardening-Fuse-92533470 | 13097
Lateral Hardening-Fuse-92534522 | 13351
Lateral Hardening-Fuse-92535745 | 13147
Lateral Hardening-Fuse-92535746 | 13147
Lateral Hardening-Fuse-92537154 | 13150
Lateral Hardening-Fuse-92537158 | 13150
Lateral Hardening-Fuse-92538004 | 13220
Lateral Hardening-Fuse-92538356 | 13435
Lateral Hardening-Fuse-92539026 | 14111
Lateral Hardening-Fuse-92539520 | 13479
Lateral Hardening-Fuse-92539521 | 13479
Lateral Hardening-Fuse-92539526 | 13479
Lateral Hardening-Fuse-92540110 | 13256
Lateral Hardening-Fuse-92540126 | 13017
Lateral Hardening-Fuse-92541008 | 13011
Lateral Hardening-Fuse-92541388 | 13152
Lateral Hardening-Fuse-92541788 | 13813
Lateral Hardening-Fuse-92542750 | 13007
Lateral Hardening-Fuse-92543665 | 13004
Lateral Hardening-Fuse-92543862 | 13686
Lateral Hardening-Fuse-92543899 | 13686
Lateral Hardening-Fuse-92544329 | 13610
Lateral Hardening-Fuse-92544636 | 13254
Lateral Hardening-Fuse-92545363 | 13128
Lateral Hardening-Fuse-92545401 | 13431
Lateral Hardening-Fuse-92547610 | 13153
Lateral Hardening-Fuse-92547671 | 13153
Lateral Hardening-Fuse-92547917 | 13146
Lateral Hardening-Fuse-92549483 | 13147
Lateral Hardening-Fuse-92549646 | 13460
Lateral Hardening-Fuse-92549895 | 13148
Lateral Hardening-Fuse-92550922 | 13023
Lateral Hardening-Fuse-92551971 | 13443
Lateral Hardening-Fuse-92552659 | 13900
Lateral Hardening-Fuse-92553542 | 13030
Lateral Hardening-Fuse-92554213 | 13709
Lateral Hardening-Fuse-92554214 | 13709
Lateral Hardening-Fuse-92554262 | 13710
Lateral Hardening-Fuse-92554732 | 13336
Lateral Hardening-Fuse-92555138 | 13787
Lateral Hardening-Fuse-92555348 | 13961
Lateral Hardening-Fuse-92555763 | 13174
Lateral Hardening-Fuse-92555946 | 13152
Lateral Hardening-Fuse-92557003 | 13443
Lateral Hardening-Fuse-92557004 | 13443
Lateral Hardening-Fuse-92557749 | 13879
Lateral Hardening-Fuse-92558246 | 13489
Lateral Hardening-Fuse-92558269 | 13489
Lateral Hardening-Fuse-92558802 | 13163
Lateral Hardening-Fuse-92559922 | 13787
Lateral Hardening-Fuse-92560630 | 13153
Lateral Hardening-Fuse-92562465 | 13342
Lateral Hardening-Fuse-92562575 | 13303
Lateral Hardening-Fuse-92564211 | 13434
Lateral Hardening-Fuse-92564627 | 13943
Lateral Hardening-Fuse-92565561 | 13470
Lateral Hardening-Fuse-92565595 | 13303
Lateral Hardening-Fuse-92566766 | 13948
Lateral Hardening-Fuse-92566858 | 13948
Lateral Hardening-Fuse-92566859 | 13948
Lateral Hardening-Fuse-92566860 | 13948
Lateral Hardening-Fuse-92567700 | 13883
Lateral Hardening-Fuse-92568499 | 13008
Lateral Hardening-Fuse-92570014 | 13030
Lateral Hardening-Fuse-92570279 | 13020
Lateral Hardening-Fuse-92570284 | 13020
Lateral Hardening-Fuse-92570466 | 13030
Lateral Hardening-Fuse-92570591 | 13698
Lateral Hardening-Fuse-92571170 | 13443
Lateral Hardening-Fuse-92571177 | 13443
Lateral Hardening-Fuse-92572987 | 13447
Lateral Hardening-Fuse-92573575 | 13019
Lateral Hardening-Fuse-92573944 | 13502
Lateral Hardening-Fuse-92573973 | 13254
Lateral Hardening-Fuse-92574041 | 13254
Lateral Hardening-Fuse-92574994 | 13698
Lateral Hardening-Fuse-92574995 | 13698
Lateral Hardening-Fuse-92575715 | 13698
Lateral Hardening-Fuse-92576608 | 13020
Lateral Hardening-Fuse-92576942 | 13017
Lateral Hardening-Fuse-92577075 | 13254
Lateral Hardening-Fuse-92577310 | 13502
Lateral Hardening-Fuse-92577543 | 13039
Lateral Hardening-Fuse-92577547 | 13080
Lateral Hardening-Fuse-92577614 | 13254
Lateral Hardening-Fuse-92578251 | 13502
Lateral Hardening-Fuse-92579577 | 13243
Lateral Hardening-Fuse-92579790 | 14116
Lateral Hardening-Fuse-92580529 | 13037
Lateral Hardening-Fuse-92580987 | 13137
Lateral Hardening-Fuse-92581102 | 13029
Lateral Hardening-Fuse-92581139 | 13815
Lateral Hardening-Fuse-92582604 | 13433
Lateral Hardening-Fuse-92582605 | 13433
Lateral Hardening-Fuse-92582606 | 13433
Lateral Hardening-Fuse-92582607 | 13433
Lateral Hardening-Fuse-92582608 | 13433
Lateral Hardening-Fuse-92582609 | 13433
Lateral Hardening-Fuse-92582610 | 13433
Lateral Hardening-Fuse-92582611 | 13433
Lateral Hardening-Fuse-92582612 | 13433
Lateral Hardening-Fuse-92585443 | 13198
Lateral Hardening-Fuse-92585444 | 13198
Lateral Hardening-Fuse-92585528 | 13815
Lateral Hardening-Fuse-92585734 | 13305
Lateral Hardening-Fuse-92585974 | 13391
Lateral Hardening-Fuse-92586622 | 13305
Lateral Hardening-Fuse-92587908 | 13152
Lateral Hardening-Fuse-92588410 | 13280
Lateral Hardening-Fuse-92589346 | 13268
Lateral Hardening-Fuse-92589372 | 13817
Lateral Hardening-Fuse-92589721 | 13582
Lateral Hardening-Fuse-92591369 | 13038
Lateral Hardening-Fuse-92591678 | 13034
Lateral Hardening-Fuse-92591834 | 13303
Lateral Hardening-Fuse-92591870 | 13303
Lateral Hardening-Fuse-92592852 | 13303
Lateral Hardening-Fuse-92593036 | 13303
Lateral Hardening-Fuse-92593884 | 13020
Lateral Hardening-Fuse-92594240 | 13303
Lateral Hardening-Fuse-92594247 | 13303
Lateral Hardening-Fuse-92594884 | 13303
Lateral Hardening-Fuse-92595805 | 13303
Lateral Hardening-Fuse-92596203 | 13303
Lateral Hardening-Fuse-92596219 | 13443
Lateral Hardening-Fuse-92596267 | 13946
Lateral Hardening-Fuse-92596567 | 13303
Lateral Hardening-Fuse-92596907 | 13008
Lateral Hardening-Fuse-92597536 | 13390
Lateral Hardening-Fuse-92597622 | 13390
Lateral Hardening-Fuse-92597757 | 13390
Lateral Hardening-Fuse-92598223 | 13230
Lateral Hardening-Fuse-92598303 | 13390
Lateral Hardening-Fuse-92598707 | 13797
Lateral Hardening-Fuse-92598893 | 13390
Lateral Hardening-Fuse-92599119 | 13390
Lateral Hardening-Fuse-92599120 | 13390
Lateral Hardening-Fuse-92600010 | 13327
Lateral Hardening-Fuse-92600174 | 13657
Lateral Hardening-Fuse-92600287 | 13010
Lateral Hardening-Fuse-92600306 | 13010
Lateral Hardening-Fuse-92600372 | 13309
Lateral Hardening-Fuse-92600652 | 13309
Lateral Hardening-Fuse-92600878 | 13436
Lateral Hardening-Fuse-92600973 | 13118
Lateral Hardening-Fuse-92601258 | 13254
Lateral Hardening-Fuse-92601310 | 13303
Lateral Hardening-Fuse-92601418 | 13657
Lateral Hardening-Fuse-92601419 | 13827
Lateral Hardening-Fuse-92601433 | 13303
Lateral Hardening-Fuse-92601584 | 13010
Lateral Hardening-Fuse-92601585 | 13010
Lateral Hardening-Fuse-92601599 | 13303
Lateral Hardening-Fuse-92601616 | 13303
Lateral Hardening-Fuse-92601683 | 13436
Lateral Hardening-Fuse-92601736 | 13010
Lateral Hardening-Fuse-92601976 | 13661
Lateral Hardening-Fuse-92601995 | 13303
Lateral Hardening-Fuse-92602252 | 13311
Lateral Hardening-Fuse-92602260 | 13010
Lateral Hardening-Fuse-92602261 | 13010
Lateral Hardening-Fuse-92602262 | 13010
Lateral Hardening-Fuse-92602823 | 13010
Lateral Hardening-Fuse-92602836 | 13010
Lateral Hardening-Fuse-92602864 | 13303
Lateral Hardening-Fuse-92602870 | 13010
Lateral Hardening-Fuse-92603409 | 13293
Lateral Hardening-Fuse-92603564 | 13390
Lateral Hardening-Fuse-92603565 | 13390
Lateral Hardening-Fuse-92603717 | 13390
Lateral Hardening-Fuse-92603726 | 13390
Lateral Hardening-Fuse-92603880 | 13808
Lateral Hardening-Fuse-92603962 | 13340
Lateral Hardening-Fuse-92604597 | 13390
Lateral Hardening-Fuse-92604598 | 13390
Lateral Hardening-Fuse-92604599 | 13390
Lateral Hardening-Fuse-92604701 | 13390
Lateral Hardening-Fuse-92604705 | 13390
Lateral Hardening-Fuse-92604711 | 13390
Lateral Hardening-Fuse-92604712 | 13390
Lateral Hardening-Fuse-92604742 | 13390
Lateral Hardening-Fuse-92604890 | 13984
Lateral Hardening-Fuse-92605327 | 13390
Lateral Hardening-Fuse-92605354 | 13390
Lateral Hardening-Fuse-92605355 | 13390
Lateral Hardening-Fuse-92605362 | 13390
Lateral Hardening-Fuse-92605364 | 13390
Lateral Hardening-Fuse-92605365 | 13390
Lateral Hardening-Fuse-92605366 | 13390
Lateral Hardening-Fuse-92605368 | 13390
Lateral Hardening-Fuse-92605369 | 13390
Lateral Hardening-Fuse-92605381 | 13390
Lateral Hardening-Fuse-92605591 | 13309
Lateral Hardening-Fuse-92605800 | 13096
Lateral Hardening-Fuse-92606153 | 13390
Lateral Hardening-Fuse-92606170 | 13390
Lateral Hardening-Fuse-92606203 | 13390
Lateral Hardening-Fuse-92606231 | 13390
Lateral Hardening-Fuse-92606233 | 13390
Lateral Hardening-Fuse-92606234 | 13390
Lateral Hardening-Fuse-92606236 | 13390
Lateral Hardening-Fuse-92606240 | 13390
Lateral Hardening-Fuse-92606241 | 13390
Lateral Hardening-Fuse-92606346 | 13096
Lateral Hardening-Fuse-92606650 | 13390
Lateral Hardening-Fuse-92606894 | 13096
Lateral Hardening-Fuse-92607233 | 13099
Lateral Hardening-Fuse-92607260 | 13390
Lateral Hardening-Fuse-92607261 | 13390
Lateral Hardening-Fuse-92607262 | 13390
Lateral Hardening-Fuse-92607559 | 13390
Lateral Hardening-Fuse-92607579 | 13390
Lateral Hardening-Fuse-92607589 | 13390
Lateral Hardening-Fuse-92607652 | 13390
Lateral Hardening-Fuse-92607662 | 13390
Lateral Hardening-Fuse-92607669 | 13390
Lateral Hardening-Fuse-92607671 | 13390
Lateral Hardening-Fuse-92607672 | 13390
Lateral Hardening-Fuse-92607848 | 13460
Lateral Hardening-Fuse-92608612 | 13390
Lateral Hardening-Fuse-92608641 | 13389
Lateral Hardening-Fuse-92608946 | 13390
Lateral Hardening-Fuse-92608954 | 13390
Lateral Hardening-Fuse-92608963 | 13390
Lateral Hardening-Fuse-92608969 | 13390
Lateral Hardening-Fuse-92608971 | 13390
Lateral Hardening-Fuse-92608972 | 13390
Lateral Hardening-Fuse-92609197 | 13390
Lateral Hardening-Fuse-92609198 | 13390
Lateral Hardening-Fuse-92609199 | 13390
Lateral Hardening-Fuse-92609201 | 13390
Lateral Hardening-Fuse-92609202 | 13390
Lateral Hardening-Fuse-92609203 | 13390
Lateral Hardening-Fuse-92609205 | 13390
Lateral Hardening-Fuse-92609206 | 13390
Lateral Hardening-Fuse-92609207 | 13390
Lateral Hardening-Fuse-92609208 | 13390
Lateral Hardening-Fuse-92609625 | 13390
Lateral Hardening-Fuse-92609981 | 13390
Lateral Hardening-Fuse-92609982 | 13906
Lateral Hardening-Fuse-92610250 | 13390
Lateral Hardening-Fuse-92610253 | 13390
Lateral Hardening-Fuse-92610403 | 13390
Lateral Hardening-Fuse-92610408 | 13390
Lateral Hardening-Fuse-92610411 | 13390
Lateral Hardening-Fuse-92610415 | 13390
Lateral Hardening-Fuse-92610417 | 13390
Lateral Hardening-Fuse-92610418 | 13390
Lateral Hardening-Fuse-92610429 | 13390
Lateral Hardening-Fuse-92610435 | 13390
Lateral Hardening-Fuse-92610451 | 13390
Lateral Hardening-Fuse-92610458 | 13390
Lateral Hardening-Fuse-92610472 | 13390
Lateral Hardening-Fuse-92611133 | 13118
Lateral Hardening-Fuse-92611785 | 13326
Lateral Hardening-Fuse-92612349 | 13118
Lateral Hardening-Fuse-92612859 | 13390
Lateral Hardening-Fuse-92612860 | 13390
Lateral Hardening-Fuse-92612861 | 13390
Lateral Hardening-Fuse-92612866 | 13390
Lateral Hardening-Fuse-92612878 | 13390
Lateral Hardening-Fuse-92612880 | 13390
Lateral Hardening-Fuse-92612886 | 13236
Lateral Hardening-Fuse-92612892 | 13390
Lateral Hardening-Fuse-92612894 | 13390
Lateral Hardening-Fuse-92612900 | 13390
Lateral Hardening-Fuse-92613271 | 13236
Lateral Hardening-Fuse-92613272 | 13236
Lateral Hardening-Fuse-92613280 | 13909
Lateral Hardening-Fuse-92613281 | 13236
Lateral Hardening-Fuse-92613283 | 13236
Lateral Hardening-Fuse-92613689 | 13091
Lateral Hardening-Fuse-92613706 | 13236
Lateral Hardening-Fuse-92613739 | 13091
Lateral Hardening-Fuse-92613742 | 13091
Lateral Hardening-Fuse-92613743 | 13091
Lateral Hardening-Fuse-92613809 | 13254
Lateral Hardening-Fuse-92614274 | 13236
Lateral Hardening-Fuse-92614275 | 13236
Lateral Hardening-Fuse-92614289 | 13236
Lateral Hardening-Fuse-92614322 | 13805
Lateral Hardening-Fuse-92614347 | 13303
Lateral Hardening-Fuse-92614370 | 13303
Lateral Hardening-Fuse-92614371 | 13303
Lateral Hardening-Fuse-92614444 | 13303
Lateral Hardening-Fuse-92614457 | 13303
Lateral Hardening-Fuse-92614475 | 13303
Lateral Hardening-Fuse-92614516 | 13303
Lateral Hardening-Fuse-92614555 | 13303
Lateral Hardening-Fuse-92614565 | 13303
Lateral Hardening-Fuse-92614592 | 13303
Lateral Hardening-Fuse-92614609 | 13303
Lateral Hardening-Fuse-92614625 | 13303
Lateral Hardening-Fuse-92614654 | 13303
Lateral Hardening-Fuse-92614658 | 13303
Lateral Hardening-Fuse-92614668 | 13303
Lateral Hardening-Fuse-92614673 | 13303
Lateral Hardening-Fuse-92614674 | 13303
Lateral Hardening-Fuse-92614677 | 13303
Lateral Hardening-Fuse-92614727 | 13303
Lateral Hardening-Fuse-92614735 | 13303
Lateral Hardening-Fuse-92615417 | 13236
Lateral Hardening-Fuse-92615942 | 13112
Lateral Hardening-Fuse-92616631 | 13461
Lateral Hardening-Fuse-92616640 | 13461
Lateral Hardening-Fuse-92616978 | 13064
Lateral Hardening-Fuse-92617096 | 13084
Lateral Hardening-Fuse-92617701 | 13805
Lateral Hardening-Fuse-92617823 | 13236
Lateral Hardening-Fuse-92618294 | 13959
Lateral Hardening-Fuse-92619162 | 13303
Lateral Hardening-Fuse-92619179 | 13303
Lateral Hardening-Fuse-92619186 | 13303
Lateral Hardening-Fuse-92619188 | 13303
Lateral Hardening-Fuse-92619195 | 13303
Lateral Hardening-Fuse-92619205 | 13303
Lateral Hardening-Fuse-92619214 | 13303
Lateral Hardening-Fuse-92619235 | 13303
Lateral Hardening-Fuse-92619238 | 13303
Lateral Hardening-Fuse-92619318 | 13805
Lateral Hardening-Fuse-92619322 | 13303
Lateral Hardening-Fuse-92619337 | 13146
Lateral Hardening-Fuse-92619344 | 13303
Lateral Hardening-Fuse-92619376 | 13303
Lateral Hardening-Fuse-92619380 | 13303
Lateral Hardening-Fuse-92619403 | 13303
Lateral Hardening-Fuse-92619411 | 13303
Lateral Hardening-Fuse-92619507 | 13303
Lateral Hardening-Fuse-92619510 | 13303
Lateral Hardening-Fuse-92619522 | 13303
Lateral Hardening-Fuse-92619528 | 13303
Lateral Hardening-Fuse-92619586 | 13218
Lateral Hardening-Fuse-92619594 | 13303
Lateral Hardening-Fuse-92619624 | 13805
Lateral Hardening-Fuse-92619639 | 13233
Lateral Hardening-Fuse-92619855 | 13303
Lateral Hardening-Fuse-92619960 | 13454
Lateral Hardening-Fuse-92620373 | 13091
Lateral Hardening-Fuse-92620375 | 13091
Lateral Hardening-Fuse-92620825 | 13309
Lateral Hardening-Fuse-92620889 | 13390
Lateral Hardening-Fuse-92620959 | 13390
Lateral Hardening-Fuse-92621375 | 13829
Lateral Hardening-Fuse-92621383 | 13808
Lateral Hardening-Fuse-92621392 | 13808
Lateral Hardening-Fuse-92621433 | 13390
Lateral Hardening-Fuse-92621573 | 13829
Lateral Hardening-Fuse-92622098 | 13390
Lateral Hardening-Fuse-92622569 | 13390
Lateral Hardening-Fuse-92622630 | 13805
Lateral Hardening-Fuse-92624129 | 13390
Lateral Hardening-Fuse-92624740 | 13279
Lateral Hardening-Fuse-92624756 | 13279
Lateral Hardening-Fuse-92624769 | 13709
Lateral Hardening-Fuse-92624808 | 13303
Lateral Hardening-Fuse-92624811 | 13303
Lateral Hardening-Fuse-92624813 | 13303
Lateral Hardening-Fuse-92624814 | 13303
Lateral Hardening-Fuse-92624819 | 13303
Lateral Hardening-Fuse-92624821 | 13303
Lateral Hardening-Fuse-92624824 | 13303
Lateral Hardening-Fuse-92624834 | 13303
Lateral Hardening-Fuse-92624873 | 13303
Lateral Hardening-Fuse-92624875 | 13303
Lateral Hardening-Fuse-92624884 | 13303
Lateral Hardening-Fuse-92624893 | 13303
Lateral Hardening-Fuse-92624903 | 13303
Lateral Hardening-Fuse-92624917 | 13303
Lateral Hardening-Fuse-92624919 | 13303
Lateral Hardening-Fuse-92624928 | 13303
Lateral Hardening-Fuse-92624933 | 13303
Lateral Hardening-Fuse-92625220 | 13010
Lateral Hardening-Fuse-92626013 | 13170
Lateral Hardening-Fuse-92626292 | 13303
Lateral Hardening-Fuse-92626570 | 13815
Lateral Hardening-Fuse-92627336 | 13303
Lateral Hardening-Fuse-92627337 | 13303
Lateral Hardening-Fuse-92627784 | 13805
Lateral Hardening-Fuse-92628167 | 13668
Lateral Hardening-Fuse-92629499 | 13805
Lateral Hardening-Fuse-92629629 | 13303
Lateral Hardening-Fuse-92629632 | 13303
Lateral Hardening-Fuse-92629641 | 13303
Lateral Hardening-Fuse-92629658 | 13303
Lateral Hardening-Fuse-92629670 | 13303
Lateral Hardening-Fuse-92629672 | 13303
Lateral Hardening-Fuse-92629688 | 13303
Lateral Hardening-Fuse-92629689 | 13813
Lateral Hardening-Fuse-92629703 | 13303
Lateral Hardening-Fuse-92629712 | 13303
Lateral Hardening-Fuse-92629740 | 13303
Lateral Hardening-Fuse-92629757 | 13303
Lateral Hardening-Fuse-92629758 | 13303
Lateral Hardening-Fuse-92629766 | 13303
Lateral Hardening-Fuse-92629771 | 13303
Lateral Hardening-Fuse-92629774 | 13303
Lateral Hardening-Fuse-92629775 | 13303
Lateral Hardening-Fuse-92629820 | 13390
Lateral Hardening-Fuse-92629832 | 13303
Lateral Hardening-Fuse-92629843 | 13303
Lateral Hardening-Fuse-92629847 | 13303
Lateral Hardening-Fuse-92629848 | 13279
Lateral Hardening-Fuse-92629861 | 13303
Lateral Hardening-Fuse-92629867 | 13303
Lateral Hardening-Fuse-92629871 | 13303
Lateral Hardening-Fuse-92629881 | 13303
Lateral Hardening-Fuse-92629882 | 13303
Lateral Hardening-Fuse-92629883 | 13303
Lateral Hardening-Fuse-92629885 | 13303
Lateral Hardening-Fuse-92630155 | 13805
Lateral Hardening-Fuse-92630423 | 13146
Lateral Hardening-Fuse-92630662 | 13331
Lateral Hardening-Fuse-92630916 | 13141
Lateral Hardening-Fuse-92631042 | 13303
Lateral Hardening-Fuse-92631051 | 13303
Lateral Hardening-Fuse-92631058 | 13303
Lateral Hardening-Fuse-92631059 | 13303
Lateral Hardening-Fuse-92631065 | 13303
Lateral Hardening-Fuse-92631387 | 13303
Lateral Hardening-Fuse-92631398 | 13303
Lateral Hardening-Fuse-92631400 | 13303
Lateral Hardening-Fuse-92631420 | 13303
Lateral Hardening-Fuse-92631434 | 13303
Lateral Hardening-Fuse-92631457 | 13303
Lateral Hardening-Fuse-92631464 | 13303
Lateral Hardening-Fuse-92631481 | 13303
Lateral Hardening-Fuse-92631492 | 13303
Lateral Hardening-Fuse-92631527 | 13303
Lateral Hardening-Fuse-92631534 | 13303
Lateral Hardening-Fuse-92631535 | 13303
Lateral Hardening-Fuse-92631577 | 13303
Lateral Hardening-Fuse-92631578 | 13303
Lateral Hardening-Fuse-92631588 | 13303
Lateral Hardening-Fuse-92631591 | 13303
Lateral Hardening-Fuse-92631597 | 13303
Lateral Hardening-Fuse-92631610 | 13303
Lateral Hardening-Fuse-92631618 | 13303
Lateral Hardening-Fuse-92631620 | 13391
Lateral Hardening-Fuse-92631621 | 13303
Lateral Hardening-Fuse-92631634 | 13303
Lateral Hardening-Fuse-92631642 | 13303
Lateral Hardening-Fuse-92631654 | 13303
Lateral Hardening-Fuse-92631665 | 13303
Lateral Hardening-Fuse-92631667 | 13303
Lateral Hardening-Fuse-92631677 | 13303
Lateral Hardening-Fuse-92631710 | 13303
Lateral Hardening-Fuse-92631711 | 13303
Lateral Hardening-Fuse-92631712 | 13303
Lateral Hardening-Fuse-92631713 | 13303
Lateral Hardening-Fuse-92631714 | 13303
Lateral Hardening-Fuse-92631725 | 13303
Lateral Hardening-Fuse-92631727 | 13303
Lateral Hardening-Fuse-92631730 | 13303
Lateral Hardening-Fuse-92631769 | 13303
Lateral Hardening-Fuse-92632241 | 13146
Lateral Hardening-Fuse-92632292 | 13391
Lateral Hardening-Fuse-92632464 | 13455
Lateral Hardening-Fuse-92632768 | 13433
Lateral Hardening-Fuse-92632804 | 13906
Lateral Hardening-Fuse-92632841 | 14042
Lateral Hardening-Fuse-92632918 | 13331
Lateral Hardening-Fuse-92633052 | 13303
Lateral Hardening-Fuse-92633325 | 13460
Lateral Hardening-Fuse-92633782 | 13391
Lateral Hardening-Fuse-92633786 | 13331
Lateral Hardening-Fuse-92633787 | 13331
Lateral Hardening-Fuse-92633796 | 13331
Lateral Hardening-Fuse-92633798 | 13331
Lateral Hardening-Fuse-92633800 | 13331
Lateral Hardening-Fuse-92633835 | 13331
Lateral Hardening-Fuse-92634063 | 13331
Lateral Hardening-Fuse-92634066 | 13331
Lateral Hardening-Fuse-92634086 | 13331
Lateral Hardening-Fuse-92634258 | 14032
Lateral Hardening-Fuse-92634300 | 14032
Lateral Hardening-Fuse-92634719 | 13331
Lateral Hardening-Fuse-92634721 | 13331
Lateral Hardening-Fuse-92634722 | 13331
Lateral Hardening-Fuse-92634723 | 13331
Lateral Hardening-Fuse-92634728 | 13331
Lateral Hardening-Fuse-92634749 | 13331
Lateral Hardening-Fuse-92634753 | 13331
Lateral Hardening-Fuse-92634759 | 13331
Lateral Hardening-Fuse-92634867 | 13331
Lateral Hardening-Fuse-92635395 | 13331
Lateral Hardening-Fuse-92635761 | 13331
Lateral Hardening-Fuse-92635985 | 13331
Lateral Hardening-Fuse-92635988 | 13331
Lateral Hardening-Fuse-92636000 | 13331
Lateral Hardening-Fuse-92636030 | 13331
Lateral Hardening-Fuse-92636116 | 13331
Lateral Hardening-Fuse-92636265 | 13331
Lateral Hardening-Fuse-92636423 | 13007
Lateral Hardening-Fuse-92636443 | 13007
Lateral Hardening-Fuse-92636665 | 13331
Lateral Hardening-Fuse-92636863 | 13391
Lateral Hardening-Fuse-92637077 | 13807
Lateral Hardening-Fuse-92637098 | 13331
Lateral Hardening-Fuse-92637114 | 13331
Lateral Hardening-Fuse-92637386 | 13502
Lateral Hardening-Fuse-92637828 | 13331
Lateral Hardening-Fuse-92637834 | 13331
Lateral Hardening-Fuse-92637945 | 13807
Lateral Hardening-Fuse-92638029 | 13331
Lateral Hardening-Fuse-92638036 | 13331
Lateral Hardening-Fuse-92638076 | 13502
Lateral Hardening-Fuse-92638098 | 13622
Lateral Hardening-Fuse-92638241 | 13064
Lateral Hardening-Fuse-92638299 | 13064
Lateral Hardening-Fuse-92638303 | 13331
Lateral Hardening-Fuse-92638304 | 13331
Lateral Hardening-Fuse-92638342 | 13064
Lateral Hardening-Fuse-92638373 | 13331
Lateral Hardening-Fuse-92638374 | 13331
Lateral Hardening-Fuse-92638378 | 13064
Lateral Hardening-Fuse-92638391 | 13064
Lateral Hardening-Fuse-92638849 | 13331
Lateral Hardening-Fuse-92638949 | 13147
Lateral Hardening-Fuse-92639328 | 13388
Lateral Hardening-Fuse-92639426 | 13324
Lateral Hardening-Fuse-92639517 | 13331
Lateral Hardening-Fuse-92639818 | 13331
Lateral Hardening-Fuse-92639921 | 13705
Lateral Hardening-Fuse-92640423 | 13303
Lateral Hardening-Fuse-92640491 | 13458
Lateral Hardening-Fuse-92640774 | 13029
Lateral Hardening-Fuse-92640818 | 13460
Lateral Hardening-Fuse-92640838 | 13241
Lateral Hardening-Fuse-92641106 | 13303
Lateral Hardening-Fuse-92642378 | 13331
Lateral Hardening-Fuse-92642383 | 13331
Lateral Hardening-Fuse-92642400 | 13331
Lateral Hardening-Fuse-92642428 | 13331
Lateral Hardening-Fuse-92642582 | 13331
Lateral Hardening-Fuse-92643045 | 13331
Lateral Hardening-Fuse-92643052 | 13331
Lateral Hardening-Fuse-92643061 | 13141
Lateral Hardening-Fuse-92643621 | 13331
Lateral Hardening-Fuse-92643720 | 13118
Lateral Hardening-Fuse-92643727 | 13118
Lateral Hardening-Fuse-92643735 | 13118
Lateral Hardening-Fuse-92643738 | 13118
Lateral Hardening-Fuse-92643770 | 13118
Lateral Hardening-Fuse-92643890 | 13390
Lateral Hardening-Fuse-92643896 | 13037
Lateral Hardening-Fuse-92644049 | 13171
Lateral Hardening-Fuse-92644350 | 13303
Lateral Hardening-Fuse-92644355 | 13303
Lateral Hardening-Fuse-92644368 | 13303
Lateral Hardening-Fuse-92644370 | 13303
Lateral Hardening-Fuse-92644377 | 13303
Lateral Hardening-Fuse-92644382 | 13303
Lateral Hardening-Fuse-92644385 | 13303
Lateral Hardening-Fuse-92644398 | 13303
Lateral Hardening-Fuse-92644899 | 13807
Lateral Hardening-Fuse-92645033 | 14023
Lateral Hardening-Fuse-92645183 | 13118
Lateral Hardening-Fuse-92645459 | 13104
Lateral Hardening-Fuse-92645461 | 13325
Lateral Hardening-Fuse-92645793 | 13331
Lateral Hardening-Fuse-92646066 | 13331
Lateral Hardening-Fuse-92646111 | 13118
Lateral Hardening-Fuse-92646114 | 13118
Lateral Hardening-Fuse-92646118 | 13118
Lateral Hardening-Fuse-92646194 | 13118
Lateral Hardening-Fuse-92646211 | 13118
Lateral Hardening-Fuse-92646218 | 13118
Lateral Hardening-Fuse-92646707 | 14030
Lateral Hardening-Fuse-92647473 | 13331
Lateral Hardening-Fuse-92648110 | 13331
Lateral Hardening-Fuse-92648112 | 13331
Lateral Hardening-Fuse-92648135 | 13331
Lateral Hardening-Fuse-92648189 | 13331
Lateral Hardening-Fuse-92648190 | 13331
Lateral Hardening-Fuse-92648323 | 13331
Lateral Hardening-Fuse-92648480 | 13391
Lateral Hardening-Fuse-92648619 | 13331
Lateral Hardening-Fuse-92648649 | 13331
Lateral Hardening-Fuse-92648650 | 13331
Lateral Hardening-Fuse-92649275 | 13331
Lateral Hardening-Fuse-92649622 | 13391
Lateral Hardening-Fuse-92649829 | 13927
Lateral Hardening-Fuse-92649884 | 13391
Lateral Hardening-Fuse-92649885 | 13391
Lateral Hardening-Fuse-92650637 | 13125
Lateral Hardening-Fuse-92650722 | 13469
Lateral Hardening-Fuse-92650788 | 13110
Lateral Hardening-Fuse-92651591 | 13118
Lateral Hardening-Fuse-92651594 | 13118
Lateral Hardening-Fuse-92651890 | 13118
Lateral Hardening-Fuse-92651942 | 13118
Lateral Hardening-Fuse-92652000 | 13118
Lateral Hardening-Fuse-92652010 | 13118
Lateral Hardening-Fuse-92652052 | 13118
Lateral Hardening-Fuse-92652747 | 13391
Lateral Hardening-Fuse-92653112 | 13324
Lateral Hardening-Fuse-92653713 | 13118
Lateral Hardening-Fuse-92653814 | 13118
Lateral Hardening-Fuse-92653824 | 13118
Lateral Hardening-Fuse-92653844 | 13118
Lateral Hardening-Fuse-92653902 | 13118
Lateral Hardening-Fuse-92655418 | 13198
Lateral Hardening-Fuse-92655421 | 13198
Lateral Hardening-Fuse-92655424 | 13198
Lateral Hardening-Fuse-92655429 | 13198
Lateral Hardening-Fuse-92655432 | 13198
Lateral Hardening-Fuse-92655466 | 13068
Lateral Hardening-Fuse-92655481 | 13068
Lateral Hardening-Fuse-92655485 | 13068
Lateral Hardening-Fuse-92655489 | 13068
Lateral Hardening-Fuse-92655494 | 13068
Lateral Hardening-Fuse-92655504 | 13068
Lateral Hardening-Fuse-92655578 | 13910
Lateral Hardening-Fuse-92655620 | 13226
Lateral Hardening-Fuse-92655628 | 13226
Lateral Hardening-Fuse-92655739 | 13226
Lateral Hardening-Fuse-92655811 | 13030
Lateral Hardening-Fuse-92655833 | 13030
Lateral Hardening-Fuse-92655835 | 13030
Lateral Hardening-Fuse-92655839 | 13030
Lateral Hardening-Fuse-92655879 | 13030
Lateral Hardening-Fuse-92655943 | 13226
Lateral Hardening-Fuse-92655999 | 13226
Lateral Hardening-Fuse-92656116 | 13030
Lateral Hardening-Fuse-92656358 | 13918
Lateral Hardening-Fuse-92656700 | 13331
Lateral Hardening-Fuse-92656703 | 13807
Lateral Hardening-Fuse-92657662 | 13020
Lateral Hardening-Fuse-92658612 | 13226
Lateral Hardening-Fuse-92658911 | 13807
Lateral Hardening-Fuse-92659172 | 13118
Lateral Hardening-Fuse-92659353 | 13118
Lateral Hardening-Fuse-92659372 | 13785
Lateral Hardening-Fuse-92659550 | 13174
Lateral Hardening-Fuse-92660079 | 13118
Lateral Hardening-Fuse-92661213 | 13813
Lateral Hardening-Fuse-92661311 | 13826
Lateral Hardening-Fuse-92661368 | 13685
Lateral Hardening-Fuse-92661372 | 13685
Lateral Hardening-Fuse-92661375 | 13685
Lateral Hardening-Fuse-92661376 | 13685
Lateral Hardening-Fuse-92661377 | 13685
Lateral Hardening-Fuse-92661378 | 13685
Lateral Hardening-Fuse-92661379 | 13685
Lateral Hardening-Fuse-92661380 | 13685
Lateral Hardening-Fuse-92661381 | 13685
Lateral Hardening-Fuse-92661382 | 13685
Lateral Hardening-Fuse-92661383 | 13685
Lateral Hardening-Fuse-92661384 | 13685
Lateral Hardening-Fuse-92661387 | 13685
Lateral Hardening-Fuse-92661390 | 13685
Lateral Hardening-Fuse-92661392 | 13685
Lateral Hardening-Fuse-92661393 | 13685
Lateral Hardening-Fuse-92661401 | 13685
Lateral Hardening-Fuse-92661409 | 13685
Lateral Hardening-Fuse-92661411 | 13685
Lateral Hardening-Fuse-92661440 | 13391
Lateral Hardening-Fuse-92661506 | 14042
Lateral Hardening-Fuse-92661614 | 13127
Lateral Hardening-Fuse-92661741 | 13127
Lateral Hardening-Fuse-92661749 | 13127
Lateral Hardening-Fuse-92661754 | 13127
Lateral Hardening-Fuse-92661759 | 13127
Lateral Hardening-Fuse-92661768 | 13127
Lateral Hardening-Fuse-92662050 | 13463
Lateral Hardening-Fuse-92662083 | 13118
Lateral Hardening-Fuse-92662170 | 13118
Lateral Hardening-Fuse-92662207 | 13118
Lateral Hardening-Fuse-92662351 | 13118
Lateral Hardening-Fuse-92662889 | 13389
Lateral Hardening-Fuse-92663180 | 13127
Lateral Hardening-Fuse-92663183 | 13127
Lateral Hardening-Fuse-92663185 | 13127
Lateral Hardening-Fuse-92663186 | 13127
Lateral Hardening-Fuse-92663266 | 13546
Lateral Hardening-Fuse-92663427 | 13226
Lateral Hardening-Fuse-92663497 | 13236
Lateral Hardening-Fuse-92663525 | 13388
Lateral Hardening-Fuse-92664151 | 13226
Lateral Hardening-Fuse-92664307 | 13226
Lateral Hardening-Fuse-92664329 | 13226
Lateral Hardening-Fuse-92664579 | 13388
Lateral Hardening-Fuse-92664597 | 13226
Lateral Hardening-Fuse-92665539 | 13226
Lateral Hardening-Fuse-92665559 | 13226
Lateral Hardening-Fuse-92665751 | 13226
Lateral Hardening-Fuse-92665822 | 13226
Lateral Hardening-Fuse-92665838 | 13226
Lateral Hardening-Fuse-92666447 | 13023
Lateral Hardening-Fuse-92666848 | 13962
Lateral Hardening-Fuse-92667782 | 13118
Lateral Hardening-Fuse-92668446 | 13657
Lateral Hardening-Fuse-92668672 | 13808
Lateral Hardening-Fuse-92669066 | 14030
Lateral Hardening-Fuse-92669080 | 14030
Lateral Hardening-Fuse-92669228 | 13458
Lateral Hardening-Fuse-92669557 | 14030
Lateral Hardening-Fuse-92669914 | 14030
Lateral Hardening-Fuse-92669923 | 14030
Lateral Hardening-Fuse-92669942 | 14030
Lateral Hardening-Fuse-92669946 | 14030
Lateral Hardening-Fuse-92670023 | 13152
Lateral Hardening-Fuse-92670059 | 13148
Lateral Hardening-Fuse-92670461 | 14030
Lateral Hardening-Fuse-92670471 | 14030
Lateral Hardening-Fuse-92670473 | 14030
Lateral Hardening-Fuse-92670476 | 14030
Lateral Hardening-Fuse-92670479 | 14030
Lateral Hardening-Fuse-92670950 | 13226
Lateral Hardening-Fuse-92671000 | 13117
Lateral Hardening-Fuse-92671556 | 13064
Lateral Hardening-Fuse-92671831 | 13807
Lateral Hardening-Fuse-92672486 | 13299
Lateral Hardening-Fuse-92672528 | 13299
Lateral Hardening-Fuse-92672765 | 13687
Lateral Hardening-Fuse-92672957 | 13064
Lateral Hardening-Fuse-92672978 | 14030
Lateral Hardening-Fuse-92672981 | 13064
Lateral Hardening-Fuse-92672999 | 13064
Lateral Hardening-Fuse-92673007 | 13064
Lateral Hardening-Fuse-92673088 | 13600
Lateral Hardening-Fuse-92673564 | 14030
Lateral Hardening-Fuse-92674288 | 13119
Lateral Hardening-Fuse-92675158 | 13064
Lateral Hardening-Fuse-92675221 | 13064
Lateral Hardening-Fuse-92675297 | 13064
Lateral Hardening-Fuse-92675510 | 13236
Lateral Hardening-Fuse-92675929 | 13805
Lateral Hardening-Fuse-92675931 | 13805
Lateral Hardening-Fuse-92675933 | 13805
Lateral Hardening-Fuse-92675950 | 13020
Lateral Hardening-Fuse-92676457 | 13805
Lateral Hardening-Fuse-92676470 | 13805
Lateral Hardening-Fuse-92676485 | 13805
Lateral Hardening-Fuse-92676534 | 13299
Lateral Hardening-Fuse-92676537 | 13299
Lateral Hardening-Fuse-92676541 | 13299
Lateral Hardening-Fuse-92676560 | 13299
Lateral Hardening-Fuse-92676562 | 13299
Lateral Hardening-Fuse-92676569 | 13299
Lateral Hardening-Fuse-92676671 | 13805
Lateral Hardening-Fuse-92677018 | 13805
Lateral Hardening-Fuse-92677037 | 13805
Lateral Hardening-Fuse-92677146 | 13805
Lateral Hardening-Fuse-92677337 | 13805
Lateral Hardening-Fuse-92677341 | 13805
Lateral Hardening-Fuse-92677344 | 13805
Lateral Hardening-Fuse-92677346 | 13805
Lateral Hardening-Fuse-92677347 | 13805
Lateral Hardening-Fuse-92677575 | 13805
Lateral Hardening-Fuse-92677590 | 13805
Lateral Hardening-Fuse-92677661 | 13805
Lateral Hardening-Fuse-92677662 | 13805
Lateral Hardening-Fuse-92677663 | 13805
Lateral Hardening-Fuse-92677664 | 13805
Lateral Hardening-Fuse-92677665 | 13805
Lateral Hardening-Fuse-92677669 | 13805
Lateral Hardening-Fuse-92678249 | 13805
Lateral Hardening-Fuse-92678254 | 13805
Lateral Hardening-Fuse-92678256 | 13805
Lateral Hardening-Fuse-92678526 | 13805
Lateral Hardening-Fuse-92678548 | 13805
Lateral Hardening-Fuse-92678555 | 13805
Lateral Hardening-Fuse-92678559 | 13805
Lateral Hardening-Fuse-92678595 | 13805
Lateral Hardening-Fuse-92678765 | 13805
Lateral Hardening-Fuse-92678837 | 13805
Lateral Hardening-Fuse-92678838 | 13805
Lateral Hardening-Fuse-92678839 | 13805
Lateral Hardening-Fuse-92678840 | 13805
Lateral Hardening-Fuse-92678841 | 13805
Lateral Hardening-Fuse-92679259 | 13805
Lateral Hardening-Fuse-92679260 | 13805
Lateral Hardening-Fuse-92679261 | 13805
Lateral Hardening-Fuse-92679264 | 13805
Lateral Hardening-Fuse-92679285 | 14041
Lateral Hardening-Fuse-92679372 | 14041
Lateral Hardening-Fuse-92679384 | 14041
Lateral Hardening-Fuse-92679387 | 14041
Lateral Hardening-Fuse-92679495 | 13222
Lateral Hardening-Fuse-92679861 | 13502
Lateral Hardening-Fuse-92679866 | 13911
Lateral Hardening-Fuse-92679899 | 13805
Lateral Hardening-Fuse-92679901 | 13805
Lateral Hardening-Fuse-92679902 | 13805
Lateral Hardening-Fuse-92680492 | 13695
Lateral Hardening-Fuse-92680544 | 13805
Lateral Hardening-Fuse-92680546 | 13805
Lateral Hardening-Fuse-92680557 | 13805
Lateral Hardening-Fuse-92680599 | 13805
Lateral Hardening-Fuse-92680600 | 13805
Lateral Hardening-Fuse-92680605 | 13805
Lateral Hardening-Fuse-92680612 | 13805
Lateral Hardening-Fuse-92680625 | 13805
Lateral Hardening-Fuse-92680655 | 13805
Lateral Hardening-Fuse-92680977 | 13805
Lateral Hardening-Fuse-92680978 | 13805
Lateral Hardening-Fuse-92681005 | 13805
Lateral Hardening-Fuse-92681015 | 13805
Lateral Hardening-Fuse-92681024 | 13805
Lateral Hardening-Fuse-92681028 | 13805
Lateral Hardening-Fuse-92681045 | 13805
Lateral Hardening-Fuse-92681050 | 13805
Lateral Hardening-Fuse-92681066 | 13805
Lateral Hardening-Fuse-92681100 | 13805
Lateral Hardening-Fuse-92681102 | 13805
Lateral Hardening-Fuse-92681105 | 13805
Lateral Hardening-Fuse-92681152 | 13805
Lateral Hardening-Fuse-92681155 | 13805
Lateral Hardening-Fuse-92681157 | 13805
Lateral Hardening-Fuse-92681185 | 13242
Lateral Hardening-Fuse-92681675 | 13656
Lateral Hardening-Fuse-92681786 | 13805
Lateral Hardening-Fuse-92681787 | 13805
Lateral Hardening-Fuse-92681788 | 13805
Lateral Hardening-Fuse-92681938 | 13454
Lateral Hardening-Fuse-92682112 | 13805
Lateral Hardening-Fuse-92682114 | 13805
Lateral Hardening-Fuse-92682115 | 13805
Lateral Hardening-Fuse-92682116 | 13805
Lateral Hardening-Fuse-92682308 | 13805
Lateral Hardening-Fuse-92682323 | 13805
Lateral Hardening-Fuse-92682375 | 13805
Lateral Hardening-Fuse-92682409 | 13805
Lateral Hardening-Fuse-92682484 | 13805
Lateral Hardening-Fuse-92682531 | 13772
Lateral Hardening-Fuse-92682676 | 13805
Lateral Hardening-Fuse-92682677 | 13805
Lateral Hardening-Fuse-92683003 | 13805
Lateral Hardening-Fuse-92683004 | 13805
Lateral Hardening-Fuse-92683005 | 13805
Lateral Hardening-Fuse-92683049 | 13805
Lateral Hardening-Fuse-92683095 | 14021
Lateral Hardening-Fuse-92683349 | 14041
Lateral Hardening-Fuse-92683570 | 13805
Lateral Hardening-Fuse-92683573 | 13805
Lateral Hardening-Fuse-92683581 | 13003
Lateral Hardening-Fuse-92683588 | 13805
Lateral Hardening-Fuse-92683590 | 13805
Lateral Hardening-Fuse-92683593 | 13805
Lateral Hardening-Fuse-92683690 | 13805
Lateral Hardening-Fuse-92684405 | 13793
Lateral Hardening-Fuse-92684413 | 13793
Lateral Hardening-Fuse-92684414 | 13793
Lateral Hardening-Fuse-92684424 | 13793
Lateral Hardening-Fuse-92684933 | 13391
Lateral Hardening-Fuse-92685019 | 13391
Lateral Hardening-Fuse-92685045 | 13391
Lateral Hardening-Fuse-92685244 | 13793
Lateral Hardening-Fuse-92685247 | 13793
Lateral Hardening-Fuse-92685255 | 13793
Lateral Hardening-Fuse-92685260 | 13793
Lateral Hardening-Fuse-92685319 | 13391
Lateral Hardening-Fuse-92685924 | 13793
Lateral Hardening-Fuse-92686002 | 13793
Lateral Hardening-Fuse-92686535 | 13793
Lateral Hardening-Fuse-92686712 | 13793
Lateral Hardening-Fuse-92686721 | 13793
Lateral Hardening-Fuse-92686736 | 13793
Lateral Hardening-Fuse-92687310 | 13388
Lateral Hardening-Fuse-92687385 | 13793
Lateral Hardening-Fuse-92687390 | 13793
Lateral Hardening-Fuse-92687392 | 13793
Lateral Hardening-Fuse-92687426 | 13793
Lateral Hardening-Fuse-92687797 | 13391
Lateral Hardening-Fuse-92687888 | 13391
Lateral Hardening-Fuse-92688941 | 13793
Lateral Hardening-Fuse-92688948 | 13793
Lateral Hardening-Fuse-92689568 | 13793
Lateral Hardening-Fuse-92690178 | 13303
Lateral Hardening-Fuse-92690283 | 13793
Lateral Hardening-Fuse-92690312 | 13793
Lateral Hardening-Fuse-92690320 | 13793
Lateral Hardening-Fuse-92690503 | 13391
Lateral Hardening-Fuse-92690544 | 13391
Lateral Hardening-Fuse-92690894 | 13830
Lateral Hardening-Fuse-92690902 | 13830
Lateral Hardening-Fuse-92691320 | 13830
Lateral Hardening-Fuse-92691545 | 13388
Lateral Hardening-Fuse-92691548 | 13290
Lateral Hardening-Fuse-92692145 | 13830
Lateral Hardening-Fuse-92692175 | 13830
Lateral Hardening-Fuse-92692605 | 13830
Lateral Hardening-Fuse-92692635 | 13805
Lateral Hardening-Fuse-92692650 | 13830
Lateral Hardening-Fuse-92692692 | 13830
Lateral Hardening-Fuse-92692710 | 13830
Lateral Hardening-Fuse-92692758 | 13793
Lateral Hardening-Fuse-92694055 | 13391
Lateral Hardening-Fuse-92694363 | 13391
Lateral Hardening-Fuse-92694472 | 13807
Lateral Hardening-Fuse-92695343 | 13807
Lateral Hardening-Fuse-92697441 | 13787
Lateral Hardening-Fuse-92697450 | 13787
Lateral Hardening-Fuse-92698161 | 13111
Lateral Hardening-Fuse-92698647 | 14306
Lateral Hardening-Fuse-92700960 | 13303
Lateral Hardening-Fuse-92701703 | 13299
Lateral Hardening-Fuse-92701709 | 13299
Lateral Hardening-Fuse-92701719 | 13299
Lateral Hardening-Fuse-92701725 | 13299
Lateral Hardening-Fuse-92701730 | 13299
Lateral Hardening-Fuse-92701735 | 13299
Lateral Hardening-Fuse-92701761 | 13298
Lateral Hardening-Fuse-92701768 | 13299
Lateral Hardening-Fuse-92701769 | 13298
Lateral Hardening-Fuse-92701784 | 13299
Lateral Hardening-Fuse-92701794 | 13299
Lateral Hardening-Fuse-92701817 | 13299
Lateral Hardening-Fuse-92701822 | 13299
Lateral Hardening-Fuse-92701825 | 13299
Lateral Hardening-Fuse-92701836 | 13299
Lateral Hardening-Fuse-92701844 | 13299
Lateral Hardening-Fuse-92701845 | 13299
Lateral Hardening-Fuse-92701847 | 13299
Lateral Hardening-Fuse-92701850 | 13299
Lateral Hardening-Fuse-92701851 | 13299
Lateral Hardening-Fuse-92701852 | 13299
Lateral Hardening-Fuse-92701861 | 13299
Lateral Hardening-Fuse-92701864 | 13299
Lateral Hardening-Fuse-92702050 | 13299
Lateral Hardening-Fuse-92702056 | 13299
Lateral Hardening-Fuse-92702061 | 13299
Lateral Hardening-Fuse-92702067 | 13299
Lateral Hardening-Fuse-92702071 | 13299
Lateral Hardening-Fuse-92702089 | 13299
Lateral Hardening-Fuse-92702090 | 13299
Lateral Hardening-Fuse-92702128 | 13299
Lateral Hardening-Fuse-92702136 | 13299
Lateral Hardening-Fuse-92702152 | 13299
Lateral Hardening-Fuse-92702159 | 13299
Lateral Hardening-Fuse-92702166 | 13299
Lateral Hardening-Fuse-92702167 | 13299
Lateral Hardening-Fuse-92702170 | 13299
Lateral Hardening-Fuse-92702173 | 13299
Lateral Hardening-Fuse-92702175 | 13299
Lateral Hardening-Fuse-92702189 | 13299
Lateral Hardening-Fuse-92702198 | 13299
Lateral Hardening-Fuse-92702200 | 13299
Lateral Hardening-Fuse-92702206 | 13299
Lateral Hardening-Fuse-92702213 | 13299
Lateral Hardening-Fuse-92702215 | 13299
Lateral Hardening-Fuse-92705442 | 13807
Lateral Hardening-Fuse-92706199 | 13087
Lateral Hardening-Fuse-92706259 | 13045
Lateral Hardening-Fuse-92706692 | 13298
Lateral Hardening-Fuse-92725357 | 13817
Lateral Hardening-Fuse-92725590 | 13795
Lateral Hardening-Fuse-92726467 | 13303
Lateral Hardening-Fuse-92726696 | 13815
Lateral Hardening-Fuse-92727879 | 13298
Lateral Hardening-Fuse-92728705 | 13796
Lateral Hardening-Fuse-92729035 | 14032
Lateral Hardening-Fuse-92729358 | 13133
Lateral Hardening-Fuse-92729869 | 13961
Lateral Hardening-Fuse-92730147 | 13089
Lateral Hardening-Fuse-92731223 | 13817
Lateral Hardening-Fuse-92731928 | 13808
Lateral Hardening-Fuse-92732066 | 13129
Lateral Hardening-Fuse-92732118 | 13133
Lateral Hardening-Fuse-92732130 | 13961
Lateral Hardening-Fuse-92732437 | 13961
Lateral Hardening-Fuse-92732628 | 13962
Lateral Hardening-Fuse-92732934 | 13331
Lateral Hardening-Fuse-92733192 | 13008
Lateral Hardening-Fuse-92733288 | 13807
Lateral Hardening-Fuse-92733297 | 13817
Lateral Hardening-Fuse-92733599 | 13303
Lateral Hardening-Fuse-92733931 | 13807
Lateral Hardening-Fuse-92734093 | 13031
Lateral Hardening-Fuse-92734172 | 13070
Lateral Hardening-Fuse-92734174 | 13070
Lateral Hardening-Fuse-92734176 | 13070
Lateral Hardening-Fuse-92734177 | 13070
Lateral Hardening-Fuse-92734178 | 13070
Lateral Hardening-Fuse-92734179 | 13070
Lateral Hardening-Fuse-92734183 | 13070
Lateral Hardening-Fuse-92734185 | 13070
Lateral Hardening-Fuse-92734191 | 13070
Lateral Hardening-Fuse-92734194 | 13070
Lateral Hardening-Fuse-92734220 | 13070
Lateral Hardening-Fuse-92734222 | 13070
Lateral Hardening-Fuse-92734225 | 13070
Lateral Hardening-Fuse-92734226 | 13070
Lateral Hardening-Fuse-92734252 | 13070
Lateral Hardening-Fuse-92734254 | 13070
Lateral Hardening-Fuse-92734348 | 13070
Lateral Hardening-Fuse-92734372 | 13070
Lateral Hardening-Fuse-92734434 | 13070
Lateral Hardening-Fuse-92737252 | 13813
Lateral Hardening-Fuse-92738092 | 13298
Lateral Hardening-Fuse-92739022 | 13268
Lateral Hardening-Fuse-92739331 | 13468
Lateral Hardening-Fuse-92739666 | 14041
Lateral Hardening-Fuse-92739684 | 14041
Lateral Hardening-Fuse-92739786 | 14041
Lateral Hardening-Fuse-92740152 | 13633
Lateral Hardening-Fuse-92740676 | 14041
Lateral Hardening-Fuse-92741009 | 13815
Lateral Hardening-Fuse-92741277 | 14041
Lateral Hardening-Fuse-92741464 | 14041
Lateral Hardening-Fuse-92741765 | 14041
Lateral Hardening-Fuse-92742466 | 13241
Lateral Hardening-Fuse-92743332 | 14041
Lateral Hardening-Fuse-92743358 | 14041
Lateral Hardening-Fuse-92743819 | 13303
Lateral Hardening-Fuse-92744134 | 13254
Lateral Hardening-Fuse-92745476 | 13630
Lateral Hardening-Fuse-92745478 | 13630
Lateral Hardening-Fuse-92746039 | 13340
Lateral Hardening-Fuse-92746600 | 13910
Lateral Hardening-Fuse-92748361 | 13652
Lateral Hardening-Fuse-92748447 | 13336
Lateral Hardening-Fuse-92748535 | 13336
Lateral Hardening-Fuse-92749311 | 13243
Lateral Hardening-Fuse-92749983 | 13175
Lateral Hardening-Fuse-92750192 | 13225
Lateral Hardening-Fuse-92751890 | 13184
Lateral Hardening-Fuse-92751951 | 13422
Lateral Hardening-Fuse-92752492 | 13231
Lateral Hardening-Fuse-92754046 | 13226
Lateral Hardening-Fuse-92755702 | 13423
Lateral Hardening-Fuse-92755786 | 13460
Lateral Hardening-Fuse-92759224 | 13659
Lateral Hardening-Fuse-92759260 | 13502
Lateral Hardening-Fuse-92759265 | 13502
Lateral Hardening-Fuse-92759277 | 14041
Lateral Hardening-Fuse-92759309 | 13211
Lateral Hardening-Fuse-92760529 | 13785
Lateral Hardening-Fuse-92760973 | 13268
Lateral Hardening-Fuse-92761000 | 13268
Lateral Hardening-Fuse-92761301 | 13208
Lateral Hardening-Fuse-92767537 | 13208
Lateral Hardening-Fuse-92767544 | 13208
Lateral Hardening-Fuse-92767591 | 13097
Lateral Hardening-Fuse-92767813 | 13085
Lateral Hardening-Fuse-92768689 | 13062
Lateral Hardening-Fuse-92768700 | 13062
Lateral Hardening-Fuse-92768708 | 13062
Lateral Hardening-Fuse-92768719 | 13062
Lateral Hardening-Fuse-92768734 | 13062
Lateral Hardening-Fuse-92770085 | 13656
Lateral Hardening-Fuse-92770353 | 13303
Lateral Hardening-Fuse-92770538 | 13669
Lateral Hardening-Fuse-92771231 | 13019
Lateral Hardening-Fuse-92772325 | 13065
Lateral Hardening-Fuse-92772365 | 13065
Lateral Hardening-Fuse-92772371 | 13065
Lateral Hardening-Fuse-92772375 | 13065
Lateral Hardening-Fuse-92772446 | 13303
Lateral Hardening-Fuse-92773323 | 13687
Lateral Hardening-Fuse-92773509 | 13294
Lateral Hardening-Fuse-92773510 | 13373
Lateral Hardening-Fuse-92773514 | 13294
Lateral Hardening-Fuse-92773521 | 13294
Lateral Hardening-Fuse-92773889 | 13659
Lateral Hardening-Fuse-92774744 | 13669
Lateral Hardening-Fuse-92775036 | 13256
Lateral Hardening-Fuse-92775346 | 13222
Lateral Hardening-Fuse-92775767 | 13210
Lateral Hardening-Fuse-92776111 | 13208
Lateral Hardening-Fuse-92778111 | 13805
Lateral Hardening-Fuse-92779225 | 13889
Lateral Hardening-Fuse-92779227 | 13153
Lateral Hardening-Fuse-92779228 | 13530
Lateral Hardening-Fuse-92780819 | 13878
Lateral Hardening-Fuse-92780877 | 13934
Lateral Hardening-Fuse-92782140 | 13659
Lateral Hardening-Fuse-92782440 | 13813
Lateral Hardening-Fuse-92783778 | 13443
Lateral Hardening-Fuse-92786452 | 13125
Lateral Hardening-Fuse-92788549 | 13236
Lateral Hardening-Fuse-92788941 | 13785
Lateral Hardening-Fuse-92790283 | 13389
Lateral Hardening-Fuse-92790956 | 13772
Lateral Hardening-Fuse-92791325 | 14124
Lateral Hardening-Fuse-92791414 | 14124
Lateral Hardening-Fuse-92791593 | 13169
Lateral Hardening-Fuse-92793945 | 13010
Lateral Hardening-Fuse-92795172 | 14124
Lateral Hardening-Fuse-92795431 | 14124
Lateral Hardening-Fuse-92795885 | 13305
Lateral Hardening-Fuse-92799073 | 13813
Lateral Hardening-Fuse-92800606 | 13624
Lateral Hardening-Fuse-92800610 | 13624
Lateral Hardening-Fuse-92800622 | 13624
Lateral Hardening-Fuse-92800625 | 13624
Lateral Hardening-Fuse-92801014 | 13298
Lateral Hardening-Fuse-92801640 | 13125
Lateral Hardening-Fuse-92803239 | 14032
Lateral Hardening-Fuse-92804400 | 13210
Lateral Hardening-Fuse-92804598 | 13210
Lateral Hardening-Fuse-92806427 | 13125
Lateral Hardening-Fuse-92806904 | 14274
Lateral Hardening-Fuse-92807044 | 13624
Lateral Hardening-Fuse-92807101 | 13624
Lateral Hardening-Fuse-92807127 | 13624
Lateral Hardening-Fuse-92807207 | 13624
Lateral Hardening-Fuse-92810815 | 13420
Lateral Hardening-Fuse-92811065 | 13496
Lateral Hardening-Fuse-92811592 | 13085
Lateral Hardening-Fuse-92814355 | 13344
Lateral Hardening-Fuse-92815117 | 13490
Lateral Hardening-Fuse-92815125 | 13490
Lateral Hardening-Fuse-92815127 | 13490
Lateral Hardening-Fuse-92817105 | 13111
Lateral Hardening-Fuse-92817353 | 13010
Lateral Hardening-Fuse-92818108 | 13041
Lateral Hardening-Fuse-92818115 | 13041
Lateral Hardening-Fuse-92819432 | 13078
Lateral Hardening-Fuse-92820834 | 13391
Lateral Hardening-Fuse-92820848 | 13961
Lateral Hardening-Fuse-92821531 | 13786
Lateral Hardening-Fuse-92821560 | 13278
Lateral Hardening-Fuse-92821702 | 13749
Lateral Hardening-Fuse-92821841 | 13961
Lateral Hardening-Fuse-92822055 | 14111
Lateral Hardening-Fuse-92822971 | 13041
Lateral Hardening-Fuse-92823404 | 13479
Lateral Hardening-Fuse-92823405 | 13479
Lateral Hardening-Fuse-92823421 | 13479
Lateral Hardening-Fuse-92823499 | 13242
Lateral Hardening-Fuse-92823788 | 13657
Lateral Hardening-Fuse-92823803 | 13657
Lateral Hardening-Fuse-92823810 | 13657
Lateral Hardening-Fuse-92824577 | 14356
Lateral Hardening-Fuse-92825667 | 14020
Lateral Hardening-Fuse-92826951 | 13159
Lateral Hardening-Fuse-92826953 | 13159
Lateral Hardening-Fuse-92826954 | 13159
Lateral Hardening-Fuse-92826958 | 13159
Lateral Hardening-Fuse-92826965 | 13159
Lateral Hardening-Fuse-92826969 | 13159
Lateral Hardening-Fuse-92826972 | 13159
Lateral Hardening-Fuse-92827022 | 13159
Lateral Hardening-Fuse-92827024 | 13159
Lateral Hardening-Fuse-92827025 | 13159
Lateral Hardening-Fuse-92827027 | 13159
Lateral Hardening-Fuse-92827488 | 13961
Lateral Hardening-Fuse-92827508 | 13522
Lateral Hardening-Fuse-92827523 | 13961
Lateral Hardening-Fuse-92827973 | 13961
Lateral Hardening-Fuse-92828024 | 13961
Lateral Hardening-Fuse-92828182 | 13961
Lateral Hardening-Fuse-92828207 | 13961
Lateral Hardening-Fuse-92828738 | 13094
Lateral Hardening-Fuse-92828950 | 13491
Lateral Hardening-Fuse-92828954 | 13390
Lateral Hardening-Fuse-92828956 | 13005
Lateral Hardening-Fuse-92829011 | 13390
Lateral Hardening-Fuse-92829321 | 13208
Lateral Hardening-Fuse-92829402 | 13961
Lateral Hardening-Fuse-92829444 | 13390
Lateral Hardening-Fuse-92829446 | 13390
Lateral Hardening-Fuse-92829453 | 13961
Lateral Hardening-Fuse-92829535 | 13961
Lateral Hardening-Fuse-92830282 | 13509
Lateral Hardening-Fuse-92830647 | 13062
Lateral Hardening-Fuse-92831222 | 13390
Lateral Hardening-Fuse-92831336 | 13390
Lateral Hardening-Fuse-92831398 | 13390
Lateral Hardening-Fuse-92831404 | 13270
Lateral Hardening-Fuse-92831480 | 13390
Lateral Hardening-Fuse-92831495 | 13390
Lateral Hardening-Fuse-92831833 | 13630
Lateral Hardening-Fuse-92832090 | 13270
Lateral Hardening-Fuse-92832167 | 13807
Lateral Hardening-Fuse-92832171 | 13807
Lateral Hardening-Fuse-92833810 | 13112
Lateral Hardening-Fuse-92833812 | 13112
Lateral Hardening-Fuse-92833931 | 13112
Lateral Hardening-Fuse-92834366 | 13087
Lateral Hardening-Fuse-92834450 | 13112
Lateral Hardening-Fuse-92834455 | 13112
Lateral Hardening-Fuse-92834461 | 13112
Lateral Hardening-Fuse-92834542 | 13438
Lateral Hardening-Fuse-92834683 | 13961
Lateral Hardening-Fuse-92835035 | 13111
Lateral Hardening-Fuse-92835082 | 13708
Lateral Hardening-Fuse-92835119 | 13112
Lateral Hardening-Fuse-92835334 | 13112
Lateral Hardening-Fuse-92835600 | 13111
Lateral Hardening-Fuse-92835651 | 13329
Lateral Hardening-Fuse-92835892 | 13325
Lateral Hardening-Fuse-92836010 | 14041
Lateral Hardening-Fuse-92836011 | 14041
Lateral Hardening-Fuse-92836054 | 14041
Lateral Hardening-Fuse-92836107 | 14041
Lateral Hardening-Fuse-92836438 | 13656
Lateral Hardening-Fuse-92837054 | 13786
Lateral Hardening-Fuse-92837135 | 13081
Lateral Hardening-Fuse-92837210 | 14041
Lateral Hardening-Fuse-92837984 | 14124
Lateral Hardening-Fuse-92838044 | 14124
Lateral Hardening-Fuse-92838167 | 13785
Lateral Hardening-Fuse-92838496 | 13772
Lateral Hardening-Fuse-92838598 | 13423
Lateral Hardening-Fuse-92838742 | 13910
Lateral Hardening-Fuse-92839005 | 13586
Lateral Hardening-Fuse-92839078 | 13910
Lateral Hardening-Fuse-92839477 | 13081
Lateral Hardening-Fuse-92840379 | 13008
Lateral Hardening-Fuse-92841403 | 13171
Lateral Hardening-Fuse-92842133 | 13985
Lateral Hardening-Fuse-92842187 | 13959
Lateral Hardening-Fuse-92843043 | 13959
Lateral Hardening-Fuse-92843663 | 13656
Lateral Hardening-Fuse-92844497 | 13087
Lateral Hardening-Fuse-92844710 | 13169
Lateral Hardening-Fuse-92846608 | 13011
Lateral Hardening-Fuse-92846609 | 13011
Lateral Hardening-Fuse-92846773 | 13011
Lateral Hardening-Fuse-92846845 | 13786
Lateral Hardening-Fuse-92846899 | 13011
Lateral Hardening-Fuse-92846904 | 13011
Lateral Hardening-Fuse-92847739 | 13469
Lateral Hardening-Fuse-92847844 | 13011
Lateral Hardening-Fuse-92847852 | 13011
Lateral Hardening-Fuse-92847931 | 13011
Lateral Hardening-Fuse-92847933 | 13011
Lateral Hardening-Fuse-92848494 | 13224
Lateral Hardening-Fuse-92848514 | 13011
Lateral Hardening-Fuse-92848520 | 13011
Lateral Hardening-Fuse-92848748 | 13011
Lateral Hardening-Fuse-92849129 | 13011
Lateral Hardening-Fuse-92849296 | 13813
Lateral Hardening-Fuse-92849386 | 13138
Lateral Hardening-Fuse-92849397 | 13011
Lateral Hardening-Fuse-92849398 | 13011
Lateral Hardening-Fuse-92849399 | 13011
Lateral Hardening-Fuse-92849403 | 13011
Lateral Hardening-Fuse-92849451 | 13089
Lateral Hardening-Fuse-92849453 | 13089
Lateral Hardening-Fuse-92849626 | 13224
Lateral Hardening-Fuse-92849646 | 13011
Lateral Hardening-Fuse-92849727 | 13011
Lateral Hardening-Fuse-92850949 | 13117
Lateral Hardening-Fuse-92852486 | 13523
Lateral Hardening-Fuse-92852935 | 13910
Lateral Hardening-Fuse-92853072 | 13910
Lateral Hardening-Fuse-92853316 | 13910
Lateral Hardening-Fuse-92853333 | 13910
Lateral Hardening-Fuse-92853541 | 13910
Lateral Hardening-Fuse-92854738 | 13786
Lateral Hardening-Fuse-92854740 | 13011
Lateral Hardening-Fuse-92854745 | 13011
Lateral Hardening-Fuse-92854746 | 13011
Lateral Hardening-Fuse-92854753 | 13786
Lateral Hardening-Fuse-92855049 | 13011
Lateral Hardening-Fuse-92855053 | 13011
Lateral Hardening-Fuse-92855178 | 13011
Lateral Hardening-Fuse-92855183 | 13011
Lateral Hardening-Fuse-92856341 | 13298
Lateral Hardening-Fuse-92856629 | 13224
Lateral Hardening-Fuse-92856634 | 13224
Lateral Hardening-Fuse-92856937 | 13114
Lateral Hardening-Fuse-92857332 | 13011
Lateral Hardening-Fuse-92858469 | 13117
Lateral Hardening-Fuse-92858866 | 13093
Lateral Hardening-Fuse-92858955 | 13388
Lateral Hardening-Fuse-92859507 | 13460
Lateral Hardening-Fuse-92859765 | 13460
Lateral Hardening-Fuse-92859770 | 13460
Lateral Hardening-Fuse-92859771 | 13460
Lateral Hardening-Fuse-92859947 | 13098
Lateral Hardening-Fuse-92859954 | 13098
Lateral Hardening-Fuse-92859963 | 13098
Lateral Hardening-Fuse-92859964 | 13098
Lateral Hardening-Fuse-92859972 | 13098
Lateral Hardening-Fuse-92859987 | 13460
Lateral Hardening-Fuse-92860269 | 13460
Lateral Hardening-Fuse-92860270 | 13460
Lateral Hardening-Fuse-92860271 | 13460
Lateral Hardening-Fuse-92860629 | 13460
Lateral Hardening-Fuse-92860631 | 13460
Lateral Hardening-Fuse-92860635 | 13460
Lateral Hardening-Fuse-92860646 | 13460
Lateral Hardening-Fuse-92861171 | 13854
Lateral Hardening-Fuse-92861226 | 13117
Lateral Hardening-Fuse-92861354 | 13460
Lateral Hardening-Fuse-92861586 | 13655
Lateral Hardening-Fuse-92861805 | 13460
Lateral Hardening-Fuse-92861888 | 13460
Lateral Hardening-Fuse-92862188 | 13460
Lateral Hardening-Fuse-92862199 | 13460
Lateral Hardening-Fuse-92862212 | 13460
Lateral Hardening-Fuse-92862226 | 13460
Lateral Hardening-Fuse-92862629 | 13171
Lateral Hardening-Fuse-92862859 | 13460
Lateral Hardening-Fuse-92862868 | 13460
Lateral Hardening-Fuse-92863019 | 13460
Lateral Hardening-Fuse-92863025 | 13460
Lateral Hardening-Fuse-92863123 | 13460
Lateral Hardening-Fuse-92863125 | 13460
Lateral Hardening-Fuse-92863127 | 13460
Lateral Hardening-Fuse-92863361 | 13460
Lateral Hardening-Fuse-92863386 | 13460
Lateral Hardening-Fuse-92863550 | 13460
Lateral Hardening-Fuse-92863593 | 13460
Lateral Hardening-Fuse-92863994 | 13460
Lateral Hardening-Fuse-92864023 | 13299
Lateral Hardening-Fuse-92864077 | 13460
Lateral Hardening-Fuse-92864127 | 13460
Lateral Hardening-Fuse-92864141 | 13460
Lateral Hardening-Fuse-92864146 | 13460
Lateral Hardening-Fuse-92864169 | 13460
Lateral Hardening-Fuse-92864175 | 13460
Lateral Hardening-Fuse-92864179 | 13460
Lateral Hardening-Fuse-92864186 | 13460
Lateral Hardening-Fuse-92865540 | 13460
Lateral Hardening-Fuse-92865587 | 13520
Lateral Hardening-Fuse-92865593 | 13460
Lateral Hardening-Fuse-92865597 | 13460
Lateral Hardening-Fuse-92865966 | 13460
Lateral Hardening-Fuse-92865971 | 13460
Lateral Hardening-Fuse-92866355 | 14041
Lateral Hardening-Fuse-92866385 | 13711
Lateral Hardening-Fuse-92866510 | 13460
Lateral Hardening-Fuse-92866519 | 13460
Lateral Hardening-Fuse-92866521 | 13460
Lateral Hardening-Fuse-92866973 | 13711
Lateral Hardening-Fuse-92867128 | 13711
Lateral Hardening-Fuse-92867218 | 13460
Lateral Hardening-Fuse-92867223 | 13460
Lateral Hardening-Fuse-92867227 | 13460
Lateral Hardening-Fuse-92867229 | 13460
Lateral Hardening-Fuse-92867406 | 13010
Lateral Hardening-Fuse-92867906 | 13460
Lateral Hardening-Fuse-92867909 | 13460
Lateral Hardening-Fuse-92867919 | 13460
Lateral Hardening-Fuse-92868176 | 13023
Lateral Hardening-Fuse-92868207 | 13460
Lateral Hardening-Fuse-92868208 | 13460
Lateral Hardening-Fuse-92868210 | 13460
Lateral Hardening-Fuse-92868219 | 13460
Lateral Hardening-Fuse-92868224 | 13460
Lateral Hardening-Fuse-92868442 | 13460
Lateral Hardening-Fuse-92868492 | 13932
Lateral Hardening-Fuse-92868895 | 13373
Lateral Hardening-Fuse-92868907 | 13460
Lateral Hardening-Fuse-92868908 | 13460
Lateral Hardening-Fuse-92868909 | 13460
Lateral Hardening-Fuse-92868910 | 13460
Lateral Hardening-Fuse-92869275 | 13460
Lateral Hardening-Fuse-92869276 | 13460
Lateral Hardening-Fuse-92869416 | 13460
Lateral Hardening-Fuse-92869708 | 13655
Lateral Hardening-Fuse-92869779 | 13896
Lateral Hardening-Fuse-92870221 | 13787
Lateral Hardening-Fuse-92870410 | 13460
Lateral Hardening-Fuse-92870453 | 13460
Lateral Hardening-Fuse-92870497 | 13460
Lateral Hardening-Fuse-92870500 | 13460
Lateral Hardening-Fuse-92870553 | 13787
Lateral Hardening-Fuse-92870593 | 13710
Lateral Hardening-Fuse-92870767 | 13460
Lateral Hardening-Fuse-92871204 | 13303
Lateral Hardening-Fuse-92871402 | 13048
Lateral Hardening-Fuse-92872307 | 13710
Lateral Hardening-Fuse-92872327 | 13710
Lateral Hardening-Fuse-92872333 | 13710
Lateral Hardening-Fuse-92872352 | 13710
Lateral Hardening-Fuse-92872356 | 13710
Lateral Hardening-Fuse-92872359 | 13710
Lateral Hardening-Fuse-92872360 | 13710
Lateral Hardening-Fuse-92872408 | 13460
Lateral Hardening-Fuse-92872409 | 13460
Lateral Hardening-Fuse-92872410 | 13460
Lateral Hardening-Fuse-92872780 | 13460
Lateral Hardening-Fuse-92872786 | 13460
Lateral Hardening-Fuse-92872787 | 13460
Lateral Hardening-Fuse-92873516 | 13158
Lateral Hardening-Fuse-92874438 | 13280
Lateral Hardening-Fuse-92874479 | 13112
Lateral Hardening-Fuse-92874485 | 13112
Lateral Hardening-Fuse-92874487 | 13112
Lateral Hardening-Fuse-92874488 | 13112
Lateral Hardening-Fuse-92874499 | 13112
Lateral Hardening-Fuse-92874802 | 13158
Lateral Hardening-Fuse-92874810 | 13365
Lateral Hardening-Fuse-92876052 | 13336
Lateral Hardening-Fuse-92876057 | 13112
Lateral Hardening-Fuse-92876709 | 13112
Lateral Hardening-Fuse-92876734 | 13460
Lateral Hardening-Fuse-92876736 | 13460
Lateral Hardening-Fuse-92877031 | 14000
Lateral Hardening-Fuse-92877142 | 13112
Lateral Hardening-Fuse-92877170 | 13460
Lateral Hardening-Fuse-92877242 | 13460
Lateral Hardening-Fuse-92877263 | 13460
Lateral Hardening-Fuse-92877298 | 13112
Lateral Hardening-Fuse-92877430 | 13112
Lateral Hardening-Fuse-92877538 | 13112
Lateral Hardening-Fuse-92878098 | 13460
Lateral Hardening-Fuse-92878108 | 13460
Lateral Hardening-Fuse-92879071 | 13460
Lateral Hardening-Fuse-92879102 | 13388
Lateral Hardening-Fuse-92879581 | 14025
Lateral Hardening-Fuse-92879606 | 14025
Lateral Hardening-Fuse-92879708 | 14025
Lateral Hardening-Fuse-92880186 | 13461
Lateral Hardening-Fuse-92880771 | 13036
Lateral Hardening-Fuse-92881445 | 13710
Lateral Hardening-Fuse-92882651 | 13112
Lateral Hardening-Fuse-92882652 | 13112
Lateral Hardening-Fuse-92883836 | 13460
Lateral Hardening-Fuse-92884623 | 13796
Lateral Hardening-Fuse-92884644 | 13796
Lateral Hardening-Fuse-92884646 | 13796
Lateral Hardening-Fuse-92884650 | 13796
Lateral Hardening-Fuse-92884653 | 13796
Lateral Hardening-Fuse-92884655 | 13796
Lateral Hardening-Fuse-92884659 | 13796
Lateral Hardening-Fuse-92884664 | 13796
Lateral Hardening-Fuse-92885158 | 13710
Lateral Hardening-Fuse-92885179 | 13710
Lateral Hardening-Fuse-92885183 | 13710
Lateral Hardening-Fuse-92885197 | 13710
Lateral Hardening-Fuse-92885414 | 13710
Lateral Hardening-Fuse-92886085 | 13710
Lateral Hardening-Fuse-92886087 | 13710
Lateral Hardening-Fuse-92886089 | 13710
Lateral Hardening-Fuse-92887566 | 13317
Lateral Hardening-Fuse-92888119 | 13147
Lateral Hardening-Fuse-92888120 | 13147
Lateral Hardening-Fuse-92888192 | 13147
Lateral Hardening-Fuse-92888195 | 13147
Lateral Hardening-Fuse-92888391 | 13854
Lateral Hardening-Fuse-92888397 | 13854
Lateral Hardening-Fuse-92888401 | 13854
Lateral Hardening-Fuse-92888573 | 14112
Lateral Hardening-Fuse-92888593 | 13690
Lateral Hardening-Fuse-92888603 | 13690
Lateral Hardening-Fuse-92888694 | 13010
Lateral Hardening-Fuse-92888695 | 13010
Lateral Hardening-Fuse-92888794 | 13010
Lateral Hardening-Fuse-92888795 | 13010
Lateral Hardening-Fuse-92889342 | 13388
Lateral Hardening-Fuse-92889565 | 13114
Lateral Hardening-Fuse-92890216 | 13112
Lateral Hardening-Fuse-92890217 | 13112
Lateral Hardening-Fuse-92890357 | 13112
Lateral Hardening-Fuse-92890365 | 13655
Lateral Hardening-Fuse-92890860 | 13509
Lateral Hardening-Fuse-92890866 | 13509
Lateral Hardening-Fuse-92891160 | 13112
Lateral Hardening-Fuse-92891243 | 13112
Lateral Hardening-Fuse-92892026 | 13972
Lateral Hardening-Fuse-92892108 | 13854
Lateral Hardening-Fuse-92892234 | 13854
Lateral Hardening-Fuse-92892235 | 13854
Lateral Hardening-Fuse-92892448 | 13147
Lateral Hardening-Fuse-92893716 | 13390
Lateral Hardening-Fuse-92894106 | 13098
Lateral Hardening-Fuse-92894972 | 13311
Lateral Hardening-Fuse-92895028 | 13854
Lateral Hardening-Fuse-92895029 | 13854
Lateral Hardening-Fuse-92895135 | 13854
Lateral Hardening-Fuse-92895137 | 13854
Lateral Hardening-Fuse-92895163 | 13854
Lateral Hardening-Fuse-92895208 | 13854
Lateral Hardening-Fuse-92895212 | 13854
Lateral Hardening-Fuse-92896435 | 13854
Lateral Hardening-Fuse-92896528 | 13854
Lateral Hardening-Fuse-92896568 | 13854
Lateral Hardening-Fuse-92896852 | 13442
Lateral Hardening-Fuse-92897148 | 13854
Lateral Hardening-Fuse-92897151 | 13854
Lateral Hardening-Fuse-92897362 | 13147
Lateral Hardening-Fuse-92897388 | 13147
Lateral Hardening-Fuse-92897477 | 13123
Lateral Hardening-Fuse-92897810 | 13442
Lateral Hardening-Fuse-92898004 | 13122
Lateral Hardening-Fuse-92898219 | 13826
Lateral Hardening-Fuse-92898416 | 13136
Lateral Hardening-Fuse-92898439 | 13443
Lateral Hardening-Fuse-92898559 | 13159
Lateral Hardening-Fuse-92898565 | 13159
Lateral Hardening-Fuse-92899946 | 13121
Lateral Hardening-Fuse-92900195 | 13691
Lateral Hardening-Fuse-92900304 | 13159
Lateral Hardening-Fuse-92900388 | 13159
Lateral Hardening-Fuse-92900390 | 13159
Lateral Hardening-Fuse-92900620 | 13854
Lateral Hardening-Fuse-92900621 | 13854
Lateral Hardening-Fuse-92901191 | 13462
Lateral Hardening-Fuse-92901825 | 13147
Lateral Hardening-Fuse-92902016 | 13854
Lateral Hardening-Fuse-92902067 | 13854
Lateral Hardening-Fuse-92902473 | 13159
Lateral Hardening-Fuse-92902547 | 13422
Lateral Hardening-Fuse-92903160 | 13854
Lateral Hardening-Fuse-92903838 | 13159
Lateral Hardening-Fuse-92903841 | 13159
Lateral Hardening-Fuse-92904010 | 13159
Lateral Hardening-Fuse-92904128 | 13159
Lateral Hardening-Fuse-92904162 | 13147
Lateral Hardening-Fuse-92904379 | 13159
Lateral Hardening-Fuse-92904561 | 13159
Lateral Hardening-Fuse-92904603 | 13159
Lateral Hardening-Fuse-92904893 | 13159
Lateral Hardening-Fuse-92904901 | 13159
Lateral Hardening-Fuse-92905038 | 13826
Lateral Hardening-Fuse-92905104 | 13826
Lateral Hardening-Fuse-92905645 | 14020
Lateral Hardening-Fuse-92906099 | 13826
Lateral Hardening-Fuse-92906109 | 13826
Lateral Hardening-Fuse-92906224 | 13231
Lateral Hardening-Fuse-92907479 | 13060
Lateral Hardening-Fuse-92908656 | 13254
Lateral Hardening-Fuse-92908772 | 13391
Lateral Hardening-Fuse-92908898 | 13159
Lateral Hardening-Fuse-92908903 | 13159
Lateral Hardening-Fuse-92908905 | 13159
Lateral Hardening-Fuse-92908934 | 13159
Lateral Hardening-Fuse-92909184 | 13159
Lateral Hardening-Fuse-92909196 | 13159
Lateral Hardening-Fuse-92909445 | 13227
Lateral Hardening-Fuse-92909463 | 13159
Lateral Hardening-Fuse-92909503 | 13113
Lateral Hardening-Fuse-92909510 | 13785
Lateral Hardening-Fuse-92909521 | 13785
Lateral Hardening-Fuse-92909524 | 13159
Lateral Hardening-Fuse-92909763 | 13159
Lateral Hardening-Fuse-92909767 | 13159
Lateral Hardening-Fuse-92909857 | 13159
Lateral Hardening-Fuse-92910229 | 13241
Lateral Hardening-Fuse-92910413 | 13236
Lateral Hardening-Fuse-92910487 | 13159
Lateral Hardening-Fuse-92910513 | 13159
Lateral Hardening-Fuse-92910523 | 13159
Lateral Hardening-Fuse-92911089 | 13076
Lateral Hardening-Fuse-92911148 | 13436
Lateral Hardening-Fuse-92912126 | 13786
Lateral Hardening-Fuse-92912947 | 13117
Lateral Hardening-Fuse-92913331 | 13787
Lateral Hardening-Fuse-92913362 | 13159
Lateral Hardening-Fuse-92913635 | 13112
Lateral Hardening-Fuse-92913641 | 13087
Lateral Hardening-Fuse-92913727 | 13140
Lateral Hardening-Fuse-92914119 | 13112
Lateral Hardening-Fuse-92914163 | 14041
Lateral Hardening-Fuse-92914242 | 13112
Lateral Hardening-Fuse-92914484 | 13233
Lateral Hardening-Fuse-92914511 | 13506
Lateral Hardening-Fuse-92914569 | 13460
Lateral Hardening-Fuse-92915050 | 13159
Lateral Hardening-Fuse-92915321 | 13159
Lateral Hardening-Fuse-92915430 | 13309
Lateral Hardening-Fuse-92915524 | 13159
Lateral Hardening-Fuse-92915806 | 13309
Lateral Hardening-Fuse-92915808 | 13309
Lateral Hardening-Fuse-92915812 | 13648
Lateral Hardening-Fuse-92916044 | 13159
Lateral Hardening-Fuse-92916484 | 14306
Lateral Hardening-Fuse-92917392 | 13479
Lateral Hardening-Fuse-92919674 | 13010
Lateral Hardening-Fuse-92919693 | 13962
Lateral Hardening-Fuse-92920612 | 13479
Lateral Hardening-Fuse-92920707 | 13136
Lateral Hardening-Fuse-92920839 | 13239
Lateral Hardening-Fuse-92920840 | 13239
Lateral Hardening-Fuse-92921046 | 13883
Lateral Hardening-Fuse-92922162 | 13224
Lateral Hardening-Fuse-92924080 | 13236
Lateral Hardening-Fuse-92925536 | 14356
Lateral Hardening-Fuse-92925657 | 13808
Lateral Hardening-Fuse-92929934 | 13006
Lateral Hardening-Fuse-92929978 | 13006
Lateral Hardening-Fuse-92931806 | 13006
Lateral Hardening-Fuse-92931821 | 13006
Lateral Hardening-Fuse-92932280 | 13631
Lateral Hardening-Fuse-92932416 | 13224
Lateral Hardening-Fuse-92935865 | 13433
Lateral Hardening-Fuse-92935866 | 13433
Lateral Hardening-Fuse-92936146 | 13461
Lateral Hardening-Fuse-92936147 | 13461
Lateral Hardening-Fuse-92936727 | 13687
Lateral Hardening-Fuse-92936883 | 13391
Lateral Hardening-Fuse-92937268 | 13390
Lateral Hardening-Fuse-92937437 | 13241
Lateral Hardening-Fuse-92937569 | 13722
Lateral Hardening-Fuse-92937759 | 13224
Lateral Hardening-Fuse-92937761 | 13224
Lateral Hardening-Fuse-92938076 | 13001
Lateral Hardening-Fuse-92938549 | 13729
Lateral Hardening-Fuse-92938609 | 14112
Lateral Hardening-Fuse-92939066 | 14356
Lateral Hardening-Fuse-92939642 | 13006
Lateral Hardening-Fuse-92939954 | 13006
Lateral Hardening-Fuse-92939959 | 13006
Lateral Hardening-Fuse-92940023 | 13348
Lateral Hardening-Fuse-92940572 | 13006
Lateral Hardening-Fuse-92940587 | 13006
Lateral Hardening-Fuse-92940593 | 13006
Lateral Hardening-Fuse-92942132 | 13006
Lateral Hardening-Fuse-92942182 | 13233
Lateral Hardening-Fuse-92942220 | 13233
Lateral Hardening-Fuse-92943134 | 13303
Lateral Hardening-Fuse-92943156 | 13400
Lateral Hardening-Fuse-92944291 | 13303
Lateral Hardening-Fuse-92944646 | 13268
Lateral Hardening-Fuse-92945159 | 13303
Lateral Hardening-Fuse-92946479 | 13330
Lateral Hardening-Fuse-92947368 | 13098
Lateral Hardening-Fuse-92947372 | 13006
Lateral Hardening-Fuse-92947976 | 13006
Lateral Hardening-Fuse-92948384 | 14144
Lateral Hardening-Fuse-92948799 | 14144
Lateral Hardening-Fuse-92949024 | 13194
Lateral Hardening-Fuse-92949029 | 13194
Lateral Hardening-Fuse-92949031 | 13194
Lateral Hardening-Fuse-92949038 | 13194
Lateral Hardening-Fuse-92949197 | 14144
Lateral Hardening-Fuse-92949247 | 13898
Lateral Hardening-Fuse-92949294 | 14042
Lateral Hardening-Fuse-92949309 | 14042
Lateral Hardening-Fuse-92949400 | 13006
Lateral Hardening-Fuse-92949624 | 13464
Lateral Hardening-Fuse-92949687 | 13898
Lateral Hardening-Fuse-92949688 | 13898
Lateral Hardening-Fuse-92950231 | 13443
Lateral Hardening-Fuse-92950682 | 13006
Lateral Hardening-Fuse-92950710 | 13972
Lateral Hardening-Fuse-92950871 | 13795
Lateral Hardening-Fuse-92950916 | 13189
Lateral Hardening-Fuse-92951078 | 13422
Lateral Hardening-Fuse-92951089 | 13195
Lateral Hardening-Fuse-92951194 | 13089
Lateral Hardening-Fuse-92951771 | 13365
Lateral Hardening-Fuse-92951909 | 13134
Lateral Hardening-Fuse-92952026 | 13138
Lateral Hardening-Fuse-92952061 | 13854
Lateral Hardening-Fuse-92952190 | 13535
Lateral Hardening-Fuse-92953428 | 13006
Lateral Hardening-Fuse-92953493 | 13590
Lateral Hardening-Fuse-92953732 | 13006
Lateral Hardening-Fuse-92953750 | 13229
Lateral Hardening-Fuse-92953759 | 13229
Lateral Hardening-Fuse-92954028 | 13208
Lateral Hardening-Fuse-92955294 | 13754
Lateral Hardening-Fuse-92955330 | 13006
Lateral Hardening-Fuse-92955335 | 13754
Lateral Hardening-Fuse-92955339 | 13754
Lateral Hardening-Fuse-92955588 | 13657
Lateral Hardening-Fuse-92956036 | 13210
Lateral Hardening-Fuse-92956326 | 13612
Lateral Hardening-Fuse-92956625 | 13006
Lateral Hardening-Fuse-92957032 | 13006
Lateral Hardening-Fuse-92957261 | 13006
Lateral Hardening-Fuse-92957364 | 13006
Lateral Hardening-Fuse-92957486 | 13006
Lateral Hardening-Fuse-92957630 | 13006
Lateral Hardening-Fuse-92957685 | 13687
Lateral Hardening-Fuse-92957687 | 13687
Lateral Hardening-Fuse-92957849 | 13535
Lateral Hardening-Fuse-92957851 | 13535
Lateral Hardening-Fuse-92957972 | 13006
Lateral Hardening-Fuse-92958274 | 13473
Lateral Hardening-Fuse-92958400 | 13268
Lateral Hardening-Fuse-92959081 | 13535
Lateral Hardening-Fuse-92959083 | 13535
Lateral Hardening-Fuse-92959192 | 13309
Lateral Hardening-Fuse-92960533 | 13972
Lateral Hardening-Fuse-92960845 | 13224
Lateral Hardening-Fuse-92961172 | 13291
Lateral Hardening-Fuse-92961320 | 13754
Lateral Hardening-Fuse-92961436 | 13482
Lateral Hardening-Fuse-92961840 | 13677
Lateral Hardening-Fuse-92962368 | 13006
Lateral Hardening-Fuse-92962369 | 13006
Lateral Hardening-Fuse-92962459 | 13268
Lateral Hardening-Fuse-92962473 | 14041
Lateral Hardening-Fuse-92962811 | 13729
Lateral Hardening-Fuse-92962818 | 13006
Lateral Hardening-Fuse-92962859 | 13732
Lateral Hardening-Fuse-92963314 | 13471
Lateral Hardening-Fuse-92963784 | 13006
Lateral Hardening-Fuse-92963790 | 13006
Lateral Hardening-Fuse-92964712 | 13935
Lateral Hardening-Fuse-92964755 | 13729
Lateral Hardening-Fuse-92964932 | 13391
Lateral Hardening-Fuse-92965078 | 13808
Lateral Hardening-Fuse-92965252 | 13207
Lateral Hardening-Fuse-92965532 | 13162
Lateral Hardening-Fuse-92965843 | 13195
Lateral Hardening-Fuse-92967274 | 13158
Lateral Hardening-Fuse-92969103 | 13898
Lateral Hardening-Fuse-92969105 | 13423
Lateral Hardening-Fuse-92969114 | 13330
Lateral Hardening-Fuse-92969194 | 13535
Lateral Hardening-Fuse-92969195 | 13535
Lateral Hardening-Fuse-92969198 | 13535
Lateral Hardening-Fuse-92970724 | 13254
Lateral Hardening-Fuse-92970954 | 13535
Lateral Hardening-Fuse-92970968 | 13535
Lateral Hardening-Fuse-92971172 | 13146
Lateral Hardening-Fuse-92971628 | 13539
Lateral Hardening-Fuse-92972141 | 13535
Lateral Hardening-Fuse-92972963 | 13471
Lateral Hardening-Fuse-92973229 | 13471
Lateral Hardening-Fuse-92973297 | 13440
Lateral Hardening-Fuse-92973822 | 13631
Lateral Hardening-Fuse-92973981 | 14000
Lateral Hardening-Fuse-92974206 | 13169
Lateral Hardening-Fuse-92977308 | 13817
Lateral Hardening-Fuse-92977502 | 13388
Lateral Hardening-Fuse-92977504 | 13388
Lateral Hardening-Fuse-92977508 | 13388
Lateral Hardening-Fuse-92977659 | 13106
Lateral Hardening-Fuse-92977877 | 13330
Lateral Hardening-Fuse-92978864 | 13039
Lateral Hardening-Fuse-92979854 | 13328
Lateral Hardening-Fuse-92980486 | 13797
Lateral Hardening-Fuse-92981077 | 13631
Lateral Hardening-Fuse-92981100 | 13631
Lateral Hardening-Fuse-92981134 | 13006
Lateral Hardening-Fuse-92981222 | 13354
Lateral Hardening-Fuse-92982044 | 13241
Lateral Hardening-Fuse-92983087 | 13431
Lateral Hardening-Fuse-92983321 | 13039
Lateral Hardening-Fuse-92983565 | 13006
Lateral Hardening-Fuse-92983610 | 13631
Lateral Hardening-Fuse-92983617 | 13631
Lateral Hardening-Fuse-92983629 | 13631
Lateral Hardening-Fuse-92983642 | 13631
Lateral Hardening-Fuse-92983661 | 13535
Lateral Hardening-Fuse-92983670 | 13535
Lateral Hardening-Fuse-92983676 | 13535
Lateral Hardening-Fuse-92984414 | 13391
Lateral Hardening-Fuse-92984618 | 13391
Lateral Hardening-Fuse-92985565 | 13241
Lateral Hardening-Fuse-92987521 | 13546
Lateral Hardening-Fuse-92988570 | 14025
Lateral Hardening-Fuse-92988691 | 13242
Lateral Hardening-Fuse-92989586 | 13624
Lateral Hardening-Fuse-92990423 | 13187
Lateral Hardening-Fuse-92993420 | 14124
Lateral Hardening-Fuse-92994157 | 13787
Lateral Hardening-Fuse-92994528 | 13293
Lateral Hardening-Fuse-92995537 | 13117
Lateral Hardening-Fuse-92997253 | 13785
Lateral Hardening-Fuse-92997743 | 13835
Lateral Hardening-Fuse-92998413 | 13546
Lateral Hardening-Fuse-92998703 | 13229
Lateral Hardening-Fuse-92998704 | 13229
Lateral Hardening-Fuse-92999159 | 13645
Lateral Hardening-Fuse-92999414 | 13293
Lateral Hardening-Fuse-92999604 | 13111
Lateral Hardening-Fuse-92999757 | 13229
Lateral Hardening-Fuse-92999760 | 13787
Lateral Hardening-Fuse-93001034 | 13787
Lateral Hardening-Fuse-93001041 | 13787
Lateral Hardening-Fuse-93001047 | 13787
Lateral Hardening-Fuse-93001050 | 13787
Lateral Hardening-Fuse-93001055 | 13787
Lateral Hardening-Fuse-93001089 | 13787
Lateral Hardening-Fuse-93003205 | 13229
Lateral Hardening-Fuse-93003525 | 13059
Lateral Hardening-Fuse-93004361 | 13229
Lateral Hardening-Fuse-93004964 | 13242
Lateral Hardening-Fuse-93006052 | 13059
Lateral Hardening-Fuse-93006053 | 13059
Lateral Hardening-Fuse-93006122 | 13815
Lateral Hardening-Fuse-93006225 | 13059
Lateral Hardening-Fuse-93006757 | 13242
Lateral Hardening-Fuse-93006925 | 13229
Lateral Hardening-Fuse-93006987 | 13753
Lateral Hardening-Fuse-93007306 | 13671
Lateral Hardening-Fuse-93008739 | 13906
Lateral Hardening-Fuse-93009571 | 13449
Lateral Hardening-Fuse-93010944 | 13712
Lateral Hardening-Fuse-93012887 | 14079
Lateral Hardening-Fuse-93013040 | 13199
Lateral Hardening-Fuse-93013480 | 13813
Lateral Hardening-Fuse-93014892 | 13983
Lateral Hardening-Fuse-93015020 | 13573
Lateral Hardening-Fuse-93015182 | 13840
Lateral Hardening-Fuse-93015372 | 13840
Lateral Hardening-Fuse-93015896 | 13513
Lateral Hardening-Fuse-93016027 | 13840
Lateral Hardening-Fuse-93016819 | 13840
Lateral Hardening-Fuse-93016861 | 13331
Lateral Hardening-Fuse-93017655 | 13840
Lateral Hardening-Fuse-93017816 | 13531
Lateral Hardening-Fuse-93017876 | 13531
Lateral Hardening-Fuse-93017882 | 13041
Lateral Hardening-Fuse-93018162 | 13840
Lateral Hardening-Fuse-93018621 | 13290
Lateral Hardening-Fuse-93019032 | 13813
Lateral Hardening-Fuse-93019033 | 13813
Lateral Hardening-Fuse-93019196 | 13840
Lateral Hardening-Fuse-93019714 | 13840
Lateral Hardening-Fuse-93020028 | 13097
Lateral Hardening-Fuse-93020030 | 13097
Lateral Hardening-Fuse-93020094 | 13967
Lateral Hardening-Fuse-93020117 | 13007
Lateral Hardening-Fuse-93020545 | 13840
Lateral Hardening-Fuse-93020579 | 13840
Lateral Hardening-Fuse-93020649 | 13840
Lateral Hardening-Fuse-93022948 | 13043
Lateral Hardening-Fuse-93023317 | 13531
Lateral Hardening-Fuse-93024003 | 13722
Lateral Hardening-Fuse-93024143 | 13043
Lateral Hardening-Fuse-93024555 | 13840
Lateral Hardening-Fuse-93025622 | 13864
Lateral Hardening-Fuse-93026469 | 13815
Lateral Hardening-Fuse-93027726 | 13305
Lateral Hardening-Fuse-93027730 | 13305
Lateral Hardening-Fuse-93028409 | 13838
Lateral Hardening-Fuse-93028499 | 13294
Lateral Hardening-Fuse-93028821 | 13611
Lateral Hardening-Fuse-93028822 | 13611
Lateral Hardening-Fuse-93028956 | 13435
Lateral Hardening-Fuse-93030023 | 13910
Lateral Hardening-Fuse-93030256 | 13836
Lateral Hardening-Fuse-93031754 | 13813
Lateral Hardening-Fuse-93032185 | 13709
Lateral Hardening-Fuse-93033140 | 13579
Lateral Hardening-Fuse-93033145 | 13579
Lateral Hardening-Fuse-93033162 | 13579
Lateral Hardening-Fuse-93033163 | 13579
Lateral Hardening-Fuse-93033231 | 13838
Lateral Hardening-Fuse-93033266 | 13696
Lateral Hardening-Fuse-93033267 | 13696
Lateral Hardening-Fuse-93033560 | 14114
Lateral Hardening-Fuse-93034955 | 13813
Lateral Hardening-Fuse-93034965 | 13813
Lateral Hardening-Fuse-93035682 | 13071
Lateral Hardening-Fuse-93038131 | 13813
Lateral Hardening-Fuse-93038529 | 13813
Lateral Hardening-Fuse-93038745 | 13813
Lateral Hardening-Fuse-93038746 | 13813
Lateral Hardening-Fuse-93038747 | 13813
Lateral Hardening-Fuse-93038748 | 13813
Lateral Hardening-Fuse-93038974 | 13983
Lateral Hardening-Fuse-93039287 | 13813
Lateral Hardening-Fuse-93039345 | 13813
Lateral Hardening-Fuse-93039348 | 13813
Lateral Hardening-Fuse-93039524 | 13813
Lateral Hardening-Fuse-93039525 | 13813
Lateral Hardening-Fuse-93039603 | 13099
Lateral Hardening-Fuse-93039695 | 13813
Lateral Hardening-Fuse-93039700 | 13813
Lateral Hardening-Fuse-93039704 | 13813
Lateral Hardening-Fuse-93039804 | 13813
Lateral Hardening-Fuse-93039897 | 13813
Lateral Hardening-Fuse-93039954 | 13813
Lateral Hardening-Fuse-93039978 | 13813
Lateral Hardening-Fuse-93040079 | 13813
Lateral Hardening-Fuse-93040099 | 13813
Lateral Hardening-Fuse-93040935 | 13813
Lateral Hardening-Fuse-93041001 | 14041
Lateral Hardening-Fuse-93041296 | 13813
Lateral Hardening-Fuse-93041325 | 14041
Lateral Hardening-Fuse-93041478 | 13813
Lateral Hardening-Fuse-93041863 | 13813
Lateral Hardening-Fuse-93041876 | 14041
Lateral Hardening-Fuse-93042004 | 13813
Lateral Hardening-Fuse-93042007 | 13813
Lateral Hardening-Fuse-93042262 | 13808
Lateral Hardening-Fuse-93043121 | 13813
Lateral Hardening-Fuse-93043208 | 14266
Lateral Hardening-Fuse-93043321 | 13910
Lateral Hardening-Fuse-93043350 | 13813
Lateral Hardening-Fuse-93043351 | 13813
Lateral Hardening-Fuse-93043396 | 13955
Lateral Hardening-Fuse-93043588 | 13813
Lateral Hardening-Fuse-93043714 | 13813
Lateral Hardening-Fuse-93043722 | 13813
Lateral Hardening-Fuse-93044098 | 13426
Lateral Hardening-Fuse-93044122 | 13813
Lateral Hardening-Fuse-93044131 | 13813
Lateral Hardening-Fuse-93044164 | 13199
Lateral Hardening-Fuse-93044272 | 13813
Lateral Hardening-Fuse-93044273 | 13813
Lateral Hardening-Fuse-93044544 | 13813
Lateral Hardening-Fuse-93044624 | 13813
Lateral Hardening-Fuse-93044632 | 13813
Lateral Hardening-Fuse-93044867 | 13813
Lateral Hardening-Fuse-93045115 | 13813
Lateral Hardening-Fuse-93045346 | 13786
Lateral Hardening-Fuse-93045440 | 13813
Lateral Hardening-Fuse-93045476 | 13813
Lateral Hardening-Fuse-93045832 | 13813
Lateral Hardening-Fuse-93046095 | 13655
Lateral Hardening-Fuse-93046241 | 13813
Lateral Hardening-Fuse-93046470 | 13813
Lateral Hardening-Fuse-93047392 | 13158
Lateral Hardening-Fuse-93047775 | 13813
Lateral Hardening-Fuse-93047889 | 13813
Lateral Hardening-Fuse-93047992 | 13813
Lateral Hardening-Fuse-93048122 | 13813
Lateral Hardening-Fuse-93048154 | 13813
Lateral Hardening-Fuse-93048158 | 13813
Lateral Hardening-Fuse-93048228 | 13813
Lateral Hardening-Fuse-93048255 | 13172
Lateral Hardening-Fuse-93048303 | 13813
Lateral Hardening-Fuse-93048444 | 13813
Lateral Hardening-Fuse-93048483 | 13019
Lateral Hardening-Fuse-93048484 | 13019
Lateral Hardening-Fuse-93048533 | 13781
Lateral Hardening-Fuse-93048611 | 13359
Lateral Hardening-Fuse-93048633 | 13813
Lateral Hardening-Fuse-93048778 | 13148
Lateral Hardening-Fuse-93048832 | 13019
Lateral Hardening-Fuse-93048985 | 13019
Lateral Hardening-Fuse-93049039 | 13019
Lateral Hardening-Fuse-93049041 | 13019
Lateral Hardening-Fuse-93049050 | 13019
Lateral Hardening-Fuse-93049056 | 13019
Lateral Hardening-Fuse-93049180 | 13148
Lateral Hardening-Fuse-93049216 | 13148
Lateral Hardening-Fuse-93049232 | 13148
Lateral Hardening-Fuse-93049454 | 13547
Lateral Hardening-Fuse-93049624 | 13813
Lateral Hardening-Fuse-93049865 | 13019
Lateral Hardening-Fuse-93049866 | 13019
Lateral Hardening-Fuse-93050153 | 13786
Lateral Hardening-Fuse-93050316 | 13019
Lateral Hardening-Fuse-93050593 | 13019
Lateral Hardening-Fuse-93050619 | 14020
Lateral Hardening-Fuse-93050847 | 14266
Lateral Hardening-Fuse-93050915 | 13019
Lateral Hardening-Fuse-93050979 | 13460
Lateral Hardening-Fuse-93051009 | 13019
Lateral Hardening-Fuse-93051097 | 13593
Lateral Hardening-Fuse-93051279 | 13233
Lateral Hardening-Fuse-93051517 | 13011
Lateral Hardening-Fuse-93051522 | 14198
Lateral Hardening-Fuse-93051990 | 13679
Lateral Hardening-Fuse-93052096 | 13312
Lateral Hardening-Fuse-93052665 | 13593
Lateral Hardening-Fuse-93052691 | 13593
Lateral Hardening-Fuse-93053035 | 13593
Lateral Hardening-Fuse-93053421 | 13593
Lateral Hardening-Fuse-93053754 | 13593
Lateral Hardening-Fuse-93053793 | 13593
Lateral Hardening-Fuse-93054406 | 13593
Lateral Hardening-Fuse-93054514 | 13509
Lateral Hardening-Fuse-93054545 | 13130
Lateral Hardening-Fuse-93054550 | 13130
Lateral Hardening-Fuse-93054589 | 13233
Lateral Hardening-Fuse-93054591 | 13593
Lateral Hardening-Fuse-93055322 | 13593
Lateral Hardening-Fuse-93055767 | 13460
Lateral Hardening-Fuse-93056033 | 13593
Lateral Hardening-Fuse-93056759 | 13064
Lateral Hardening-Fuse-93056950 | 13687
Lateral Hardening-Fuse-93057902 | 13593
Lateral Hardening-Fuse-93058022 | 13593
Lateral Hardening-Fuse-93058023 | 13593
Lateral Hardening-Fuse-93058201 | 13093
Lateral Hardening-Fuse-93058493 | 13724
Lateral Hardening-Fuse-93058672 | 13840
Lateral Hardening-Fuse-93058681 | 13593
Lateral Hardening-Fuse-93058684 | 13593
Lateral Hardening-Fuse-93059009 | 13593
Lateral Hardening-Fuse-93059198 | 13593
Lateral Hardening-Fuse-93059201 | 13593
Lateral Hardening-Fuse-93059206 | 13593
Lateral Hardening-Fuse-93059344 | 13813
Lateral Hardening-Fuse-93059592 | 13112
Lateral Hardening-Fuse-93059737 | 13593
Lateral Hardening-Fuse-93059781 | 13593
Lateral Hardening-Fuse-93059815 | 13593
Lateral Hardening-Fuse-93061224 | 13610
Lateral Hardening-Fuse-93061609 | 13298
Lateral Hardening-Fuse-93062116 | 13813
Lateral Hardening-Fuse-93062151 | 13813
Lateral Hardening-Fuse-93062236 | 13813
Lateral Hardening-Fuse-93062591 | 13830
Lateral Hardening-Fuse-93063273 | 13333
Lateral Hardening-Fuse-93063289 | 13593
Lateral Hardening-Fuse-93063293 | 13593
Lateral Hardening-Fuse-93063324 | 13593
Lateral Hardening-Fuse-93063325 | 13593
Lateral Hardening-Fuse-93063331 | 13099
Lateral Hardening-Fuse-93063351 | 13099
Lateral Hardening-Fuse-93063404 | 13099
Lateral Hardening-Fuse-93063406 | 13099
Lateral Hardening-Fuse-93063409 | 13099
Lateral Hardening-Fuse-93063417 | 13099
Lateral Hardening-Fuse-93063457 | 13099
Lateral Hardening-Fuse-93063539 | 13593
Lateral Hardening-Fuse-93064347 | 13093
Lateral Hardening-Fuse-93064764 | 13709
Lateral Hardening-Fuse-93064824 | 13436
Lateral Hardening-Fuse-93065069 | 13436
Lateral Hardening-Fuse-93065291 | 13836
Lateral Hardening-Fuse-93065978 | 13090
Lateral Hardening-Fuse-93066021 | 13436
Lateral Hardening-Fuse-93067841 | 13326
Lateral Hardening-Fuse-93067842 | 13268
Lateral Hardening-Fuse-93069216 | 13419
Lateral Hardening-Fuse-93070295 | 13805
Lateral Hardening-Fuse-93070778 | 13167
Lateral Hardening-Fuse-93072149 | 13708
Lateral Hardening-Fuse-93073059 | 13254
Lateral Hardening-Fuse-93074638 | 13388
Lateral Hardening-Fuse-93074903 | 13460
Lateral Hardening-Fuse-93075532 | 13769
Lateral Hardening-Fuse-93078798 | 13807
Lateral Hardening-Fuse-93080923 | 13303
Lateral Hardening-Fuse-93081091 | 13390
Lateral Hardening-Fuse-93082079 | 13657
Lateral Hardening-Fuse-93082436 | 13612
Lateral Hardening-Fuse-93082501 | 13373
Lateral Hardening-Fuse-93082906 | 13293
Lateral Hardening-Fuse-93085168 | 13210
Lateral Hardening-Fuse-93085866 | 13459
Lateral Hardening-Fuse-93088673 | 13080
Lateral Hardening-Fuse-93088909 | 14012
Lateral Hardening-Fuse-93089998 | 13110
Lateral Hardening-Fuse-93090160 | 13039
Lateral Hardening-Fuse-93091046 | 13133
Lateral Hardening-Fuse-93091235 | 13327
Lateral Hardening-Fuse-93091815 | 13046
Lateral Hardening-Fuse-93092806 | 13048
Lateral Hardening-Fuse-93093113 | 13911
Lateral Hardening-Fuse-93094745 | 13756
Lateral Hardening-Fuse-93095002 | 13698
Lateral Hardening-Fuse-93095091 | 13756
Lateral Hardening-Fuse-93096312 | 13592
Lateral Hardening-Fuse-93099837 | 13786
Lateral Hardening-Fuse-93100115 | 13278
Lateral Hardening-Fuse-93100327 | 13733
Lateral Hardening-Fuse-93100398 | 13073
Lateral Hardening-Fuse-93100656 | 13724
Lateral Hardening-Fuse-93101391 | 13586
Lateral Hardening-Fuse-93102541 | 13130
Lateral Hardening-Fuse-93103145 | 13906
Lateral Hardening-Fuse-93103251 | 13724
Lateral Hardening-Fuse-93103371 | 13313
Lateral Hardening-Fuse-93103518 | 13657
Lateral Hardening-Fuse-93104390 | 13077
Lateral Hardening-Fuse-93104605 | 13171
Lateral Hardening-Fuse-93104653 | 13143
Lateral Hardening-Fuse-93105199 | 13003
Lateral Hardening-Fuse-93106636 | 13041
Lateral Hardening-Fuse-93106726 | 13657
Lateral Hardening-Fuse-93106728 | 13657
Lateral Hardening-Fuse-93107016 | 13687
Lateral Hardening-Fuse-93107812 | 13686
Lateral Hardening-Fuse-93107855 | 13687
Lateral Hardening-Fuse-93108533 | 13305
Lateral Hardening-Fuse-93108588 | 13298
Lateral Hardening-Fuse-93108803 | 13693
Lateral Hardening-Fuse-93109844 | 14110
Lateral Hardening-Fuse-93109845 | 14110
Lateral Hardening-Fuse-93109970 | 14266
Lateral Hardening-Fuse-93110781 | 13797
Lateral Hardening-Fuse-93110899 | 13837
Lateral Hardening-Fuse-93111018 | 13630
Lateral Hardening-Fuse-93111109 | 13195
Lateral Hardening-Fuse-93111652 | 13738
Lateral Hardening-Fuse-93112340 | 13164
Lateral Hardening-Fuse-93113255 | 13817
Lateral Hardening-Fuse-93113660 | 13772
Lateral Hardening-Fuse-93113666 | 13772
Lateral Hardening-Fuse-93113905 | 13034
Lateral Hardening-Fuse-93114562 | 13613
Lateral Hardening-Fuse-93114705 | 13866
Lateral Hardening-Fuse-93114725 | 13866
Lateral Hardening-Fuse-93114753 | 13210
Lateral Hardening-Fuse-93114789 | 14023
Lateral Hardening-Fuse-93115111 | 13070
Lateral Hardening-Fuse-93115112 | 13070
Lateral Hardening-Fuse-93115192 | 13070
Lateral Hardening-Fuse-93116044 | 13298
Lateral Hardening-Fuse-93116056 | 13085
Lateral Hardening-Fuse-93116108 | 13039
Lateral Hardening-Fuse-93118452 | 13039
Lateral Hardening-Fuse-93118453 | 13039
Lateral Hardening-Fuse-93118730 | 13324
Lateral Hardening-Fuse-93118733 | 13324
Lateral Hardening-Fuse-93118817 | 13210
Lateral Hardening-Fuse-93118819 | 13210
Lateral Hardening-Fuse-93119101 | 13686
Lateral Hardening-Fuse-93119475 | 13657
Lateral Hardening-Fuse-93119970 | 13836
Lateral Hardening-Fuse-93120610 | 14111
Lateral Hardening-Fuse-93120678 | 13687
Lateral Hardening-Fuse-93121964 | 13458
Lateral Hardening-Fuse-93122044 | 13458
Lateral Hardening-Fuse-93123072 | 13126
Lateral Hardening-Fuse-93123111 | 13126
Lateral Hardening-Fuse-93123666 | 13118
Lateral Hardening-Fuse-93124277 | 13162
Lateral Hardening-Fuse-93124410 | 13670
Lateral Hardening-Fuse-93124850 | 13107
Lateral Hardening-Fuse-93126910 | 13299
Lateral Hardening-Fuse-93126957 | 13795
Lateral Hardening-Fuse-93128541 | 13712
Lateral Hardening-Fuse-93130371 | 13786
Lateral Hardening-Fuse-93130386 | 13786
Lateral Hardening-Fuse-93130395 | 13786
Lateral Hardening-Fuse-93130468 | 13910
Lateral Hardening-Fuse-93130614 | 13177
Lateral Hardening-Fuse-93130631 | 13796
Lateral Hardening-Fuse-93130639 | 13796
Lateral Hardening-Fuse-93130931 | 13097
Lateral Hardening-Fuse-93131954 | 13787
Lateral Hardening-Fuse-93133437 | 13927
Lateral Hardening-Fuse-93133439 | 13927
Lateral Hardening-Fuse-93134087 | 13207
Lateral Hardening-Fuse-93136583 | 13093
Lateral Hardening-Fuse-93138585 | 13254
Lateral Hardening-Fuse-93139810 | 13031
Lateral Hardening-Fuse-93142045 | 13951
Lateral Hardening-Fuse-93142727 | 13686
Lateral Hardening-Fuse-93143239 | 13959
Lateral Hardening-Fuse-93143278 | 13959
Lateral Hardening-Fuse-93143616 | 13177
Lateral Hardening-Fuse-93143668 | 13183
Lateral Hardening-Fuse-93144020 | 13094
Lateral Hardening-Fuse-93144027 | 13094
Lateral Hardening-Fuse-93145126 | 13509
Lateral Hardening-Fuse-93146318 | 13191
Lateral Hardening-Fuse-93147900 | 13458
Lateral Hardening-Fuse-93150929 | 13458
Lateral Hardening-Fuse-93150971 | 13819
Lateral Hardening-Fuse-93150977 | 13458
Lateral Hardening-Fuse-93150997 | 13458
Lateral Hardening-Fuse-93151059 | 13458
Lateral Hardening-Fuse-93151108 | 13419
Lateral Hardening-Fuse-93153215 | 13786
Lateral Hardening-Fuse-93154451 | 14011
Lateral Hardening-Fuse-93154486 | 13017
Lateral Hardening-Fuse-93154659 | 13807
Lateral Hardening-Fuse-93155106 | 14355
Lateral Hardening-Fuse-93155782 | 13150
Lateral Hardening-Fuse-93157939 | 13225
Lateral Hardening-Fuse-93158134 | 13390
Lateral Hardening-Fuse-93158816 | 13031
Lateral Hardening-Fuse-93159006 | 14121
Lateral Hardening-Fuse-93159032 | 13098
Lateral Hardening-Fuse-93159369 | 13813
Lateral Hardening-Fuse-93159469 | 13299
Lateral Hardening-Fuse-93160257 | 13065
Lateral Hardening-Fuse-93160258 | 13065
Lateral Hardening-Fuse-93161416 | 13796
Lateral Hardening-Fuse-93162012 | 13677
Lateral Hardening-Fuse-93162023 | 13589
Lateral Hardening-Fuse-93162157 | 14198
Lateral Hardening-Fuse-93162161 | 14198
Lateral Hardening-Fuse-93162176 | 13086
Lateral Hardening-Fuse-93162492 | 13990
Lateral Hardening-Fuse-93162535 | 13990
Lateral Hardening-Fuse-93163409 | 13579
Lateral Hardening-Fuse-93163504 | 13188
Lateral Hardening-Fuse-93163746 | 13786
Lateral Hardening-Fuse-93164126 | 13344
Lateral Hardening-Fuse-93164289 | 14119
Lateral Hardening-Fuse-93164446 | 13963
Lateral Hardening-Fuse-93165190 | 14040
Lateral Hardening-Fuse-93165326 | 13414
Lateral Hardening-Fuse-93165350 | 13414
Lateral Hardening-Fuse-93165360 | 13414
Lateral Hardening-Fuse-93165366 | 13414
Lateral Hardening-Fuse-93165369 | 13414
Lateral Hardening-Fuse-93165371 | 13414
Lateral Hardening-Fuse-93165372 | 13414
Lateral Hardening-Fuse-93165377 | 13414
Lateral Hardening-Fuse-93165379 | 13414
Lateral Hardening-Fuse-93168079 | 13524
Lateral Hardening-Fuse-93168582 | 13030
Lateral Hardening-Fuse-93168837 | 13112
Lateral Hardening-Fuse-93169121 | 13458
Lateral Hardening-Fuse-93172617 | 13213
Lateral Hardening-Fuse-93172618 | 13213
Lateral Hardening-Fuse-93172620 | 13213
Lateral Hardening-Fuse-93172625 | 13213
Lateral Hardening-Fuse-93172680 | 13807
Lateral Hardening-Fuse-93172835 | 13711
Lateral Hardening-Fuse-93173240 | 14021
Lateral Hardening-Fuse-93173488 | 13805
Lateral Hardening-Fuse-93174576 | 13303
Lateral Hardening-Fuse-93175499 | 13213
Lateral Hardening-Fuse-93175508 | 13740
Lateral Hardening-Fuse-93175666 | 13176
Lateral Hardening-Fuse-93176384 | 14021
Lateral Hardening-Fuse-93176460 | 13740
Lateral Hardening-Fuse-93176487 | 13740
Lateral Hardening-Fuse-93177178 | 13327
Lateral Hardening-Fuse-93177466 | 13909
Lateral Hardening-Fuse-93177909 | 13589
Lateral Hardening-Fuse-93177927 | 13084
Lateral Hardening-Fuse-93178443 | 13909
Lateral Hardening-Fuse-93178463 | 13909
Lateral Hardening-Fuse-93178464 | 13909
Lateral Hardening-Fuse-93178520 | 13909
Lateral Hardening-Fuse-93178526 | 13909
Lateral Hardening-Fuse-93179357 | 14025
Lateral Hardening-Fuse-93179555 | 13365
Lateral Hardening-Fuse-93179708 | 13909
Lateral Hardening-Fuse-93181116 | 14025
Lateral Hardening-Fuse-93183012 | 13016
Lateral Hardening-Fuse-93183331 | 13003
Lateral Hardening-Fuse-93183846 | 13813
Lateral Hardening-Fuse-93184145 | 13698
Lateral Hardening-Fuse-93185693 | 13797
Lateral Hardening-Fuse-93185703 | 13797
Lateral Hardening-Fuse-93185906 | 13460
Lateral Hardening-Fuse-93187665 | 14041
Lateral Hardening-Fuse-93188445 | 13797
Lateral Hardening-Fuse-93188519 | 13797
Lateral Hardening-Fuse-93190537 | 13371
Lateral Hardening-Fuse-93190539 | 13371
Lateral Hardening-Fuse-93192936 | 13656
Lateral Hardening-Fuse-93192937 | 13656
Lateral Hardening-Fuse-93192938 | 13656
Lateral Hardening-Fuse-93192939 | 13656
Lateral Hardening-Fuse-93194230 | 13807
Lateral Hardening-Fuse-93194359 | 13911
Lateral Hardening-Fuse-93194360 | 13911
Lateral Hardening-Fuse-93198411 | 13656
Lateral Hardening-Fuse-93198412 | 13656
Lateral Hardening-Fuse-93198534 | 14050
Lateral Hardening-Fuse-93198722 | 13124
Lateral Hardening-Fuse-93200504 | 13906
Lateral Hardening-Fuse-93200638 | 13268
Lateral Hardening-Fuse-93200737 | 13698
Lateral Hardening-Fuse-93201064 | 13268
Lateral Hardening-Fuse-93201420 | 13003
Lateral Hardening-Fuse-93201487 | 13656
Lateral Hardening-Fuse-93201836 | 13656
Lateral Hardening-Fuse-93202314 | 13656
Lateral Hardening-Fuse-93202315 | 13656
Lateral Hardening-Fuse-93202319 | 13656
Lateral Hardening-Fuse-93202982 | 13423
Lateral Hardening-Fuse-93205824 | 13656
Lateral Hardening-Fuse-93205825 | 13656
Lateral Hardening-Fuse-93205874 | 13492
Lateral Hardening-Fuse-93205926 | 14266
Lateral Hardening-Fuse-93205980 | 13219
Lateral Hardening-Fuse-93206109 | 13656
Lateral Hardening-Fuse-93206113 | 13656
Lateral Hardening-Fuse-93206380 | 13884
Lateral Hardening-Fuse-93206396 | 13656
Lateral Hardening-Fuse-93206516 | 13656
Lateral Hardening-Fuse-93206517 | 13656
Lateral Hardening-Fuse-93207022 | 13656
Lateral Hardening-Fuse-93207025 | 13656
Lateral Hardening-Fuse-93207523 | 13656
Lateral Hardening-Fuse-93207524 | 13656
Lateral Hardening-Fuse-93207593 | 13070
Lateral Hardening-Fuse-93207775 | 13223
Lateral Hardening-Fuse-93207835 | 13656
Lateral Hardening-Fuse-93207836 | 13656
Lateral Hardening-Fuse-93207839 | 13656
Lateral Hardening-Fuse-93207905 | 13656
Lateral Hardening-Fuse-93207907 | 13656
Lateral Hardening-Fuse-93207908 | 13656
Lateral Hardening-Fuse-93207910 | 13656
Lateral Hardening-Fuse-93207948 | 13656
Lateral Hardening-Fuse-93207949 | 13656
Lateral Hardening-Fuse-93207951 | 13656
Lateral Hardening-Fuse-93207952 | 13656
Lateral Hardening-Fuse-93208282 | 13656
Lateral Hardening-Fuse-93208283 | 13656
Lateral Hardening-Fuse-93208729 | 13739
Lateral Hardening-Fuse-93209671 | 13579
Lateral Hardening-Fuse-93210204 | 13656
Lateral Hardening-Fuse-93210566 | 13371
Lateral Hardening-Fuse-93210724 | 13656
Lateral Hardening-Fuse-93210725 | 13656
Lateral Hardening-Fuse-93210726 | 13656
Lateral Hardening-Fuse-93210949 | 13044
Lateral Hardening-Fuse-93211130 | 13656
Lateral Hardening-Fuse-93211136 | 13656
Lateral Hardening-Fuse-93211141 | 13656
Lateral Hardening-Fuse-93211142 | 13656
Lateral Hardening-Fuse-93211265 | 13517
Lateral Hardening-Fuse-93211280 | 13517
Lateral Hardening-Fuse-93211315 | 13656
Lateral Hardening-Fuse-93211678 | 13459
Lateral Hardening-Fuse-93211684 | 13459
Lateral Hardening-Fuse-93211894 | 13517
Lateral Hardening-Fuse-93211895 | 13517
Lateral Hardening-Fuse-93211919 | 13459
Lateral Hardening-Fuse-93211969 | 13391
Lateral Hardening-Fuse-93212157 | 13517
Lateral Hardening-Fuse-93212457 | 13786
Lateral Hardening-Fuse-93212863 | 13656
Lateral Hardening-Fuse-93212864 | 13656
Lateral Hardening-Fuse-93212865 | 13656
Lateral Hardening-Fuse-93212866 | 13656
Lateral Hardening-Fuse-93213087 | 13045
Lateral Hardening-Fuse-93213213 | 13224
Lateral Hardening-Fuse-93214962 | 13656
Lateral Hardening-Fuse-93214963 | 13656
Lateral Hardening-Fuse-93214964 | 13656
Lateral Hardening-Fuse-93215014 | 13656
Lateral Hardening-Fuse-93215104 | 13817
Lateral Hardening-Fuse-93215269 | 13328
Lateral Hardening-Fuse-93215345 | 13656
Lateral Hardening-Fuse-93215479 | 13656
Lateral Hardening-Fuse-93215671 | 13656
Lateral Hardening-Fuse-93215705 | 13656
Lateral Hardening-Fuse-93215850 | 13656
Lateral Hardening-Fuse-93215852 | 13656
Lateral Hardening-Fuse-93215910 | 13656
Lateral Hardening-Fuse-93215922 | 13656
Lateral Hardening-Fuse-93216020 | 13656
Lateral Hardening-Fuse-93216022 | 13656
Lateral Hardening-Fuse-93216185 | 13656
Lateral Hardening-Fuse-93216186 | 13656
Lateral Hardening-Fuse-93216187 | 13656
Lateral Hardening-Fuse-93216410 | 13656
Lateral Hardening-Fuse-93216414 | 13656
Lateral Hardening-Fuse-93216551 | 13656
Lateral Hardening-Fuse-93216552 | 13656
Lateral Hardening-Fuse-93217018 | 13656
Lateral Hardening-Fuse-93217020 | 13656
Lateral Hardening-Fuse-93217021 | 13656
Lateral Hardening-Fuse-93217022 | 13656
Lateral Hardening-Fuse-93217400 | 13656
Lateral Hardening-Fuse-93217495 | 13656
Lateral Hardening-Fuse-93217509 | 13656
Lateral Hardening-Fuse-93217510 | 13656
Lateral Hardening-Fuse-93217623 | 13656
Lateral Hardening-Fuse-93217693 | 13656
Lateral Hardening-Fuse-93217809 | 13656
Lateral Hardening-Fuse-93217810 | 13656
Lateral Hardening-Fuse-93217813 | 13656
Lateral Hardening-Fuse-93217883 | 13656
Lateral Hardening-Fuse-93217946 | 13656
Lateral Hardening-Fuse-93218005 | 13656
Lateral Hardening-Fuse-93218070 | 13656
Lateral Hardening-Fuse-93218478 | 13656
Lateral Hardening-Fuse-93218771 | 13459
Lateral Hardening-Fuse-93219142 | 13459
Lateral Hardening-Fuse-93219693 | 13459
Lateral Hardening-Fuse-93219694 | 13459
Lateral Hardening-Fuse-93219695 | 13459
Lateral Hardening-Fuse-93220007 | 13459
Lateral Hardening-Fuse-93220008 | 13459
Lateral Hardening-Fuse-93220009 | 13459
Lateral Hardening-Fuse-93220243 | 13459
Lateral Hardening-Fuse-93220244 | 13459
Lateral Hardening-Fuse-93220245 | 13459
Lateral Hardening-Fuse-93220246 | 13459
Lateral Hardening-Fuse-93220396 | 13459
Lateral Hardening-Fuse-93220431 | 13459
Lateral Hardening-Fuse-93220435 | 13459
Lateral Hardening-Fuse-93220438 | 13459
Lateral Hardening-Fuse-93220639 | 13459
Lateral Hardening-Fuse-93220667 | 13459
Lateral Hardening-Fuse-93220732 | 13459
Lateral Hardening-Fuse-93220733 | 13459
Lateral Hardening-Fuse-93222055 | 13314
Lateral Hardening-Fuse-93222227 | 13459
Lateral Hardening-Fuse-93222229 | 13459
Lateral Hardening-Fuse-93223134 | 13927
Lateral Hardening-Fuse-93223135 | 13927
Lateral Hardening-Fuse-93223317 | 13112
Lateral Hardening-Fuse-93223447 | 13205
Lateral Hardening-Fuse-93223549 | 13459
Lateral Hardening-Fuse-93223566 | 13459
Lateral Hardening-Fuse-93223810 | 13459
Lateral Hardening-Fuse-93223825 | 13459
Lateral Hardening-Fuse-93224132 | 13459
Lateral Hardening-Fuse-93224134 | 13459
Lateral Hardening-Fuse-93224282 | 13459
Lateral Hardening-Fuse-93224723 | 13459
Lateral Hardening-Fuse-93224728 | 13459
Lateral Hardening-Fuse-93224729 | 13459
Lateral Hardening-Fuse-93225109 | 13340
Lateral Hardening-Fuse-93225234 | 13459
Lateral Hardening-Fuse-93225787 | 13459
Lateral Hardening-Fuse-93225855 | 13459
Lateral Hardening-Fuse-93225871 | 13459
Lateral Hardening-Fuse-93225890 | 13459
Lateral Hardening-Fuse-93225914 | 13459
Lateral Hardening-Fuse-93225915 | 13459
Lateral Hardening-Fuse-93225917 | 13459
Lateral Hardening-Fuse-93225919 | 13459
Lateral Hardening-Fuse-93225921 | 13459
Lateral Hardening-Fuse-93225922 | 13459
Lateral Hardening-Fuse-93225948 | 13459
Lateral Hardening-Fuse-93226020 | 13459
Lateral Hardening-Fuse-93226325 | 13459
Lateral Hardening-Fuse-93226626 | 13459
Lateral Hardening-Fuse-93226884 | 13459
Lateral Hardening-Fuse-93227139 | 13459
Lateral Hardening-Fuse-93227786 | 13459
Lateral Hardening-Fuse-93227787 | 13459
Lateral Hardening-Fuse-93227790 | 13459
Lateral Hardening-Fuse-93227795 | 13459
Lateral Hardening-Fuse-93228649 | 13459
Lateral Hardening-Fuse-93228941 | 13459
Lateral Hardening-Fuse-93228943 | 13459
Lateral Hardening-Fuse-93228985 | 13459
Lateral Hardening-Fuse-93229019 | 13459
Lateral Hardening-Fuse-93231212 | 13772
Lateral Hardening-Fuse-93231658 | 13672
Lateral Hardening-Fuse-93232043 | 13696
Lateral Hardening-Fuse-93232079 | 13696
Lateral Hardening-Fuse-93232241 | 13696
Lateral Hardening-Fuse-93232274 | 13696
Lateral Hardening-Fuse-93232680 | 13696
Lateral Hardening-Fuse-93232689 | 13696
Lateral Hardening-Fuse-93232709 | 13696
Lateral Hardening-Fuse-93232727 | 13696
Lateral Hardening-Fuse-93232738 | 13696
Lateral Hardening-Fuse-93233169 | 13305
Lateral Hardening-Fuse-93233174 | 13696
Lateral Hardening-Fuse-93233179 | 13696
Lateral Hardening-Fuse-93233792 | 13696
Lateral Hardening-Fuse-93233804 | 13696
Lateral Hardening-Fuse-93233975 | 13696
Lateral Hardening-Fuse-93234317 | 13696
Lateral Hardening-Fuse-93234797 | 13696
Lateral Hardening-Fuse-93235147 | 13696
Lateral Hardening-Fuse-93235148 | 13696
Lateral Hardening-Fuse-93235499 | 13696
Lateral Hardening-Fuse-93235509 | 13696
Lateral Hardening-Fuse-93235516 | 13696
Lateral Hardening-Fuse-93235651 | 13696
Lateral Hardening-Fuse-93235654 | 13696
Lateral Hardening-Fuse-93235655 | 13696
Lateral Hardening-Fuse-93235659 | 13696
Lateral Hardening-Fuse-93235728 | 13696
Lateral Hardening-Fuse-93235832 | 13506
Lateral Hardening-Fuse-93235976 | 13696
Lateral Hardening-Fuse-93235977 | 13696
Lateral Hardening-Fuse-93236094 | 13053
Lateral Hardening-Fuse-93236187 | 13696
Lateral Hardening-Fuse-93236189 | 13696
Lateral Hardening-Fuse-93236496 | 13696
Lateral Hardening-Fuse-93236497 | 13696
Lateral Hardening-Fuse-93237160 | 13696
Lateral Hardening-Fuse-93237166 | 13696
Lateral Hardening-Fuse-93237585 | 14040
Lateral Hardening-Fuse-93237587 | 14040
Lateral Hardening-Fuse-93237588 | 14040
Lateral Hardening-Fuse-93239515 | 13114
Lateral Hardening-Fuse-93239532 | 13114
Lateral Hardening-Fuse-93239533 | 13114
Lateral Hardening-Fuse-93239625 | 13114
Lateral Hardening-Fuse-93240195 | 13114
Lateral Hardening-Fuse-93240200 | 13114
Lateral Hardening-Fuse-93240400 | 13114
Lateral Hardening-Fuse-93240462 | 13114
Lateral Hardening-Fuse-93241231 | 13114
Lateral Hardening-Fuse-93241258 | 13114
Lateral Hardening-Fuse-93241259 | 13114
Lateral Hardening-Fuse-93241309 | 14000
Lateral Hardening-Fuse-93241899 | 13114
Lateral Hardening-Fuse-93241914 | 13114
Lateral Hardening-Fuse-93244013 | 13114
Lateral Hardening-Fuse-93244071 | 13656
Lateral Hardening-Fuse-93244337 | 13696
Lateral Hardening-Fuse-93245162 | 13696
Lateral Hardening-Fuse-93245165 | 13696
Lateral Hardening-Fuse-93245563 | 13175
Lateral Hardening-Fuse-93245872 | 13175
Lateral Hardening-Fuse-93245886 | 13175
Lateral Hardening-Fuse-93245974 | 13175
Lateral Hardening-Fuse-93246385 | 13422
Lateral Hardening-Fuse-93246458 | 13606
Lateral Hardening-Fuse-93246870 | 13175
Lateral Hardening-Fuse-93246873 | 13175
Lateral Hardening-Fuse-93247225 | 13175
Lateral Hardening-Fuse-93247226 | 13175
Lateral Hardening-Fuse-93247228 | 13175
Lateral Hardening-Fuse-93247243 | 13175
Lateral Hardening-Fuse-93247249 | 13175
Lateral Hardening-Fuse-93247276 | 13175
Lateral Hardening-Fuse-93247438 | 13031
Lateral Hardening-Fuse-93247439 | 13031
Lateral Hardening-Fuse-93247453 | 13031
Lateral Hardening-Fuse-93247456 | 13031
Lateral Hardening-Fuse-93247458 | 13031
Lateral Hardening-Fuse-93247460 | 13031
Lateral Hardening-Fuse-93247461 | 13031
Lateral Hardening-Fuse-93247468 | 13031
Lateral Hardening-Fuse-93247516 | 13230
Lateral Hardening-Fuse-93247941 | 13148
Lateral Hardening-Fuse-93248041 | 13175
Lateral Hardening-Fuse-93248048 | 13175
Lateral Hardening-Fuse-93248054 | 13175
Lateral Hardening-Fuse-93248106 | 13175
Lateral Hardening-Fuse-93248784 | 13175
Lateral Hardening-Fuse-93249050 | 13175
Lateral Hardening-Fuse-93249078 | 13175
Lateral Hardening-Fuse-93249079 | 13175
Lateral Hardening-Fuse-93249124 | 13175
Lateral Hardening-Fuse-93249131 | 13175
Lateral Hardening-Fuse-93249143 | 13175
Lateral Hardening-Fuse-93249152 | 13175
Lateral Hardening-Fuse-93249161 | 13175
Lateral Hardening-Fuse-93249166 | 13175
Lateral Hardening-Fuse-93249425 | 13175
Lateral Hardening-Fuse-93249426 | 13175
Lateral Hardening-Fuse-93250301 | 13175
Lateral Hardening-Fuse-93250311 | 13175
Lateral Hardening-Fuse-93250323 | 13175
Lateral Hardening-Fuse-93250326 | 13175
Lateral Hardening-Fuse-93250503 | 13175
Lateral Hardening-Fuse-93250712 | 13896
Lateral Hardening-Fuse-93250798 | 13175
Lateral Hardening-Fuse-93251015 | 13175
Lateral Hardening-Fuse-93251021 | 13175
Lateral Hardening-Fuse-93251023 | 13175
Lateral Hardening-Fuse-93251034 | 13175
Lateral Hardening-Fuse-93251042 | 13175
Lateral Hardening-Fuse-93251124 | 13175
Lateral Hardening-Fuse-93251150 | 13175
Lateral Hardening-Fuse-93251157 | 13175
Lateral Hardening-Fuse-93251174 | 13786
Lateral Hardening-Fuse-93251187 | 13459
Lateral Hardening-Fuse-93251341 | 13175
Lateral Hardening-Fuse-93251347 | 13175
Lateral Hardening-Fuse-93251389 | 13175
Lateral Hardening-Fuse-93251416 | 13175
Lateral Hardening-Fuse-93251443 | 13175
Lateral Hardening-Fuse-93251464 | 13175
Lateral Hardening-Fuse-93251541 | 13737
Lateral Hardening-Fuse-93256487 | 13175
Lateral Hardening-Fuse-93256561 | 13175
Lateral Hardening-Fuse-93256608 | 13175
Lateral Hardening-Fuse-93256609 | 13175
Lateral Hardening-Fuse-93256671 | 13175
Lateral Hardening-Fuse-93256695 | 13175
Lateral Hardening-Fuse-93256706 | 13175
Lateral Hardening-Fuse-93256770 | 13175
Lateral Hardening-Fuse-93256771 | 13175
Lateral Hardening-Fuse-93256781 | 13175
Lateral Hardening-Fuse-93257298 | 13175
Lateral Hardening-Fuse-93257299 | 13175
Lateral Hardening-Fuse-93257300 | 13175
Lateral Hardening-Fuse-93257301 | 13175
Lateral Hardening-Fuse-93257308 | 13175
Lateral Hardening-Fuse-93257342 | 13096
Lateral Hardening-Fuse-93257365 | 13459
Lateral Hardening-Fuse-93257372 | 13459
Lateral Hardening-Fuse-93257583 | 13175
Lateral Hardening-Fuse-93257597 | 13175
Lateral Hardening-Fuse-93257669 | 13696
Lateral Hardening-Fuse-93257690 | 13696
Lateral Hardening-Fuse-93258706 | 13042
Lateral Hardening-Fuse-93258713 | 13042
Lateral Hardening-Fuse-93258714 | 13042
Lateral Hardening-Fuse-93258715 | 13042
Lateral Hardening-Fuse-93259021 | 13458
Lateral Hardening-Fuse-93259911 | 13042
Lateral Hardening-Fuse-93260105 | 13042
Lateral Hardening-Fuse-93260266 | 13042
Lateral Hardening-Fuse-93260536 | 13175
Lateral Hardening-Fuse-93260966 | 13175
Lateral Hardening-Fuse-93260968 | 13175
Lateral Hardening-Fuse-93261252 | 13175
Lateral Hardening-Fuse-93262199 | 13696
Lateral Hardening-Fuse-93262202 | 13696
Lateral Hardening-Fuse-93263178 | 13175
Lateral Hardening-Fuse-93263184 | 13175
Lateral Hardening-Fuse-93263618 | 13175
Lateral Hardening-Fuse-93263696 | 13042
Lateral Hardening-Fuse-93263741 | 13042
Lateral Hardening-Fuse-93263744 | 13657
Lateral Hardening-Fuse-93263753 | 13042
Lateral Hardening-Fuse-93263762 | 13042
Lateral Hardening-Fuse-93264128 | 13042
Lateral Hardening-Fuse-93264130 | 13042
Lateral Hardening-Fuse-93264135 | 13042
Lateral Hardening-Fuse-93264363 | 13042
Lateral Hardening-Fuse-93264371 | 13042
Lateral Hardening-Fuse-93264373 | 13042
Lateral Hardening-Fuse-93264379 | 13042
Lateral Hardening-Fuse-93264384 | 13042
Lateral Hardening-Fuse-93264708 | 13927
Lateral Hardening-Fuse-93265036 | 13175
Lateral Hardening-Fuse-93265086 | 13175
Lateral Hardening-Fuse-93265401 | 13134
Lateral Hardening-Fuse-93265546 | 13042
Lateral Hardening-Fuse-93265547 | 13042
Lateral Hardening-Fuse-93265548 | 13042
Lateral Hardening-Fuse-93265551 | 13042
Lateral Hardening-Fuse-93265558 | 13042
Lateral Hardening-Fuse-93266141 | 13927
Lateral Hardening-Fuse-93266147 | 13042
Lateral Hardening-Fuse-93266148 | 13042
Lateral Hardening-Fuse-93266149 | 13042
Lateral Hardening-Fuse-93266150 | 13042
Lateral Hardening-Fuse-93266151 | 13042
Lateral Hardening-Fuse-93266178 | 13042
Lateral Hardening-Fuse-93266650 | 13042
Lateral Hardening-Fuse-93266651 | 13042
Lateral Hardening-Fuse-93266652 | 13042
Lateral Hardening-Fuse-93266654 | 13042
Lateral Hardening-Fuse-93266655 | 13042
Lateral Hardening-Fuse-93267054 | 13838
Lateral Hardening-Fuse-93267093 | 13042
Lateral Hardening-Fuse-93267096 | 13042
Lateral Hardening-Fuse-93267097 | 13576
Lateral Hardening-Fuse-93267100 | 13042
Lateral Hardening-Fuse-93267156 | 13042
Lateral Hardening-Fuse-93267158 | 13042
Lateral Hardening-Fuse-93267230 | 13122
Lateral Hardening-Fuse-93267412 | 13687
Lateral Hardening-Fuse-93267541 | 13042
Lateral Hardening-Fuse-93267564 | 13042
Lateral Hardening-Fuse-93267926 | 13042
Lateral Hardening-Fuse-93267927 | 13042
Lateral Hardening-Fuse-93268321 | 13962
Lateral Hardening-Fuse-93268644 | 13175
Lateral Hardening-Fuse-93268645 | 13175
Lateral Hardening-Fuse-93268649 | 13175
Lateral Hardening-Fuse-93268801 | 13068
Lateral Hardening-Fuse-93269400 | 13080
Lateral Hardening-Fuse-93269416 | 13080
Lateral Hardening-Fuse-93269420 | 13080
Lateral Hardening-Fuse-93269474 | 13080
Lateral Hardening-Fuse-93269479 | 13080
Lateral Hardening-Fuse-93269486 | 13080
Lateral Hardening-Fuse-93269555 | 13110
Lateral Hardening-Fuse-93269743 | 13124
Lateral Hardening-Fuse-93269874 | 13080
Lateral Hardening-Fuse-93269996 | 13080
Lateral Hardening-Fuse-93270000 | 13080
Lateral Hardening-Fuse-93270495 | 13303
Lateral Hardening-Fuse-93270864 | 13256
Lateral Hardening-Fuse-93271080 | 13820
Lateral Hardening-Fuse-93271393 | 13080
Lateral Hardening-Fuse-93271409 | 13080
Lateral Hardening-Fuse-93271417 | 13080
Lateral Hardening-Fuse-93271592 | 13820
Lateral Hardening-Fuse-93271595 | 13820
Lateral Hardening-Fuse-93271609 | 13820
Lateral Hardening-Fuse-93271610 | 13820
Lateral Hardening-Fuse-93271611 | 13820
Lateral Hardening-Fuse-93271925 | 13080
Lateral Hardening-Fuse-93271971 | 13080
Lateral Hardening-Fuse-93271978 | 13080
Lateral Hardening-Fuse-93272134 | 13027
Lateral Hardening-Fuse-93272182 | 13027
Lateral Hardening-Fuse-93272222 | 13390
Lateral Hardening-Fuse-93272240 | 13243
Lateral Hardening-Fuse-93272251 | 13080
Lateral Hardening-Fuse-93272288 | 13080
Lateral Hardening-Fuse-93272293 | 13080
Lateral Hardening-Fuse-93273139 | 13815
Lateral Hardening-Fuse-93273343 | 13213
Lateral Hardening-Fuse-93274060 | 13213
Lateral Hardening-Fuse-93274073 | 13213
Lateral Hardening-Fuse-93274089 | 13213
Lateral Hardening-Fuse-93274093 | 13213
Lateral Hardening-Fuse-93274635 | 13243
Lateral Hardening-Fuse-93274681 | 13080
Lateral Hardening-Fuse-93274895 | 13687
Lateral Hardening-Fuse-93275113 | 13080
Lateral Hardening-Fuse-93275169 | 13005
Lateral Hardening-Fuse-93275253 | 13330
Lateral Hardening-Fuse-93275764 | 13213
Lateral Hardening-Fuse-93275780 | 13213
Lateral Hardening-Fuse-93275795 | 13213
Lateral Hardening-Fuse-93275810 | 13213
Lateral Hardening-Fuse-93276010 | 13213
Lateral Hardening-Fuse-93276012 | 13213
Lateral Hardening-Fuse-93276195 | 13124
Lateral Hardening-Fuse-93276295 | 13213
Lateral Hardening-Fuse-93276296 | 13213
Lateral Hardening-Fuse-93276297 | 13213
Lateral Hardening-Fuse-93276298 | 13213
Lateral Hardening-Fuse-93276505 | 13213
Lateral Hardening-Fuse-93276506 | 13213
Lateral Hardening-Fuse-93276507 | 13213
Lateral Hardening-Fuse-93276647 | 13213
Lateral Hardening-Fuse-93276653 | 13213
Lateral Hardening-Fuse-93276661 | 13213
Lateral Hardening-Fuse-93276667 | 13213
Lateral Hardening-Fuse-93276673 | 13213
Lateral Hardening-Fuse-93276687 | 13213
Lateral Hardening-Fuse-93276688 | 13213
Lateral Hardening-Fuse-93276689 | 13213
Lateral Hardening-Fuse-93276849 | 13213
Lateral Hardening-Fuse-93276850 | 13213
Lateral Hardening-Fuse-93276853 | 13213
Lateral Hardening-Fuse-93276854 | 13213
Lateral Hardening-Fuse-93277035 | 13213
Lateral Hardening-Fuse-93277099 | 13213
Lateral Hardening-Fuse-93277125 | 13213
Lateral Hardening-Fuse-93277134 | 13213
Lateral Hardening-Fuse-93277166 | 13213
Lateral Hardening-Fuse-93277181 | 13213
Lateral Hardening-Fuse-93277182 | 13213
Lateral Hardening-Fuse-93277185 | 13213
Lateral Hardening-Fuse-93277263 | 13213
Lateral Hardening-Fuse-93277276 | 13213
Lateral Hardening-Fuse-93277393 | 13213
Lateral Hardening-Fuse-93277394 | 13329
Lateral Hardening-Fuse-93277400 | 13213
Lateral Hardening-Fuse-93277415 | 13213
Lateral Hardening-Fuse-93277440 | 13213
Lateral Hardening-Fuse-93277442 | 13213
Lateral Hardening-Fuse-93277466 | 13329
Lateral Hardening-Fuse-93277516 | 13213
Lateral Hardening-Fuse-93277788 | 13213
Lateral Hardening-Fuse-93278066 | 13213
Lateral Hardening-Fuse-93278067 | 13213
Lateral Hardening-Fuse-93278086 | 13213
Lateral Hardening-Fuse-93278510 | 13213
Lateral Hardening-Fuse-93278600 | 13213
Lateral Hardening-Fuse-93278601 | 13213
Lateral Hardening-Fuse-93278602 | 13213
Lateral Hardening-Fuse-93278987 | 13213
Lateral Hardening-Fuse-93279079 | 13213
Lateral Hardening-Fuse-93279099 | 13213
Lateral Hardening-Fuse-93279439 | 13213
Lateral Hardening-Fuse-93279758 | 13213
Lateral Hardening-Fuse-93279762 | 13213
Lateral Hardening-Fuse-93279763 | 13213
Lateral Hardening-Fuse-93279765 | 13213
Lateral Hardening-Fuse-93279849 | 13213
Lateral Hardening-Fuse-93279862 | 13213
Lateral Hardening-Fuse-93279980 | 13230
Lateral Hardening-Fuse-93280030 | 13042
Lateral Hardening-Fuse-93280050 | 13042
Lateral Hardening-Fuse-93280057 | 13213
Lateral Hardening-Fuse-93280058 | 13213
Lateral Hardening-Fuse-93280095 | 13213
Lateral Hardening-Fuse-93280104 | 13213
Lateral Hardening-Fuse-93280312 | 13213
Lateral Hardening-Fuse-93280753 | 13213
Lateral Hardening-Fuse-93281804 | 13431
Lateral Hardening-Fuse-93282480 | 13351
Lateral Hardening-Fuse-93283126 | 13351
Lateral Hardening-Fuse-93283131 | 13754
Lateral Hardening-Fuse-93283243 | 13351
Lateral Hardening-Fuse-93283244 | 13351
Lateral Hardening-Fuse-93283449 | 13354
Lateral Hardening-Fuse-93283471 | 14025
Lateral Hardening-Fuse-93283693 | 13351
Lateral Hardening-Fuse-93283733 | 13351
Lateral Hardening-Fuse-93283735 | 13351
Lateral Hardening-Fuse-93283740 | 13351
Lateral Hardening-Fuse-93284371 | 13808
Lateral Hardening-Fuse-93284372 | 13808
Lateral Hardening-Fuse-93284456 | 13808
Lateral Hardening-Fuse-93284463 | 13808
Lateral Hardening-Fuse-93285246 | 13351
Lateral Hardening-Fuse-93285295 | 13656
Lateral Hardening-Fuse-93285960 | 13754
Lateral Hardening-Fuse-93287348 | 13786
Lateral Hardening-Fuse-93287380 | 13112
Lateral Hardening-Fuse-93287382 | 13112
Lateral Hardening-Fuse-93287628 | 13175
Lateral Hardening-Fuse-93288108 | 13213
Lateral Hardening-Fuse-93288405 | 13242
Lateral Hardening-Fuse-93288706 | 13175
Lateral Hardening-Fuse-93290180 | 13213
Lateral Hardening-Fuse-93290475 | 13808
Lateral Hardening-Fuse-93290656 | 13808
Lateral Hardening-Fuse-93290657 | 13808
Lateral Hardening-Fuse-93290791 | 13808
Lateral Hardening-Fuse-93291319 | 13808
Lateral Hardening-Fuse-93291320 | 13808
Lateral Hardening-Fuse-93292364 | 13786
Lateral Hardening-Fuse-93292955 | 14356
Lateral Hardening-Fuse-93293312 | 13042
Lateral Hardening-Fuse-93293569 | 13808
Lateral Hardening-Fuse-93293572 | 13808
Lateral Hardening-Fuse-93294106 | 13808
Lateral Hardening-Fuse-93294108 | 13808
Lateral Hardening-Fuse-93294112 | 13808
Lateral Hardening-Fuse-93294117 | 13808
Lateral Hardening-Fuse-93294488 | 13808
Lateral Hardening-Fuse-93294566 | 13213
Lateral Hardening-Fuse-93294923 | 13808
Lateral Hardening-Fuse-93294933 | 13808
Lateral Hardening-Fuse-93294943 | 13808
Lateral Hardening-Fuse-93294946 | 13808
Lateral Hardening-Fuse-93294952 | 13808
Lateral Hardening-Fuse-93295124 | 13043
Lateral Hardening-Fuse-93295548 | 13808
Lateral Hardening-Fuse-93295549 | 13808
Lateral Hardening-Fuse-93295550 | 13808
Lateral Hardening-Fuse-93295555 | 13808
Lateral Hardening-Fuse-93296007 | 13808
Lateral Hardening-Fuse-93296008 | 13808
Lateral Hardening-Fuse-93296041 | 13808
Lateral Hardening-Fuse-93296475 | 13808
Lateral Hardening-Fuse-93296481 | 13808
Lateral Hardening-Fuse-93296485 | 13808
Lateral Hardening-Fuse-93296491 | 13808
Lateral Hardening-Fuse-93296499 | 13786
Lateral Hardening-Fuse-93296501 | 13808
Lateral Hardening-Fuse-93296518 | 13808
Lateral Hardening-Fuse-93296673 | 13808
Lateral Hardening-Fuse-93296727 | 13808
Lateral Hardening-Fuse-93296789 | 13214
Lateral Hardening-Fuse-93297023 | 13808
Lateral Hardening-Fuse-93297034 | 13808
Lateral Hardening-Fuse-93297080 | 13414
Lateral Hardening-Fuse-93297123 | 13359
Lateral Hardening-Fuse-93297124 | 13808
Lateral Hardening-Fuse-93297153 | 13808
Lateral Hardening-Fuse-93297158 | 13808
Lateral Hardening-Fuse-93297169 | 13808
Lateral Hardening-Fuse-93297513 | 13808
Lateral Hardening-Fuse-93297675 | 13808
Lateral Hardening-Fuse-93297691 | 13808
Lateral Hardening-Fuse-93297706 | 13808
Lateral Hardening-Fuse-93297833 | 13808
Lateral Hardening-Fuse-93297834 | 13808
Lateral Hardening-Fuse-93297896 | 13172
Lateral Hardening-Fuse-93297989 | 13520
Lateral Hardening-Fuse-93298492 | 13808
Lateral Hardening-Fuse-93298791 | 13808
Lateral Hardening-Fuse-93299112 | 13808
Lateral Hardening-Fuse-93299113 | 13808
Lateral Hardening-Fuse-93299114 | 13808
Lateral Hardening-Fuse-93299169 | 13808
Lateral Hardening-Fuse-93299173 | 13808
Lateral Hardening-Fuse-93299174 | 13808
Lateral Hardening-Fuse-93299190 | 13808
Lateral Hardening-Fuse-93299419 | 13808
Lateral Hardening-Fuse-93299434 | 13808
Lateral Hardening-Fuse-93299443 | 13808
Lateral Hardening-Fuse-93299652 | 13808
Lateral Hardening-Fuse-93299664 | 13808
Lateral Hardening-Fuse-93299665 | 13808
Lateral Hardening-Fuse-93300001 | 13036
Lateral Hardening-Fuse-93300017 | 13236
Lateral Hardening-Fuse-93300035 | 13236
Lateral Hardening-Fuse-93300044 | 13236
Lateral Hardening-Fuse-93300228 | 13808
Lateral Hardening-Fuse-93300229 | 13808
Lateral Hardening-Fuse-93300239 | 13808
Lateral Hardening-Fuse-93300319 | 13808
Lateral Hardening-Fuse-93300320 | 13808
Lateral Hardening-Fuse-93300321 | 13808
Lateral Hardening-Fuse-93300410 | 13808
Lateral Hardening-Fuse-93300462 | 13808
Lateral Hardening-Fuse-93300469 | 13808
Lateral Hardening-Fuse-93300472 | 13808
Lateral Hardening-Fuse-93300554 | 13808
Lateral Hardening-Fuse-93300555 | 13808
Lateral Hardening-Fuse-93300556 | 13808
Lateral Hardening-Fuse-93300734 | 13236
Lateral Hardening-Fuse-93300748 | 13236
Lateral Hardening-Fuse-93301246 | 13808
Lateral Hardening-Fuse-93301249 | 13808
Lateral Hardening-Fuse-93301251 | 13808
Lateral Hardening-Fuse-93301252 | 13808
Lateral Hardening-Fuse-93301253 | 13808
Lateral Hardening-Fuse-93301256 | 13808
Lateral Hardening-Fuse-93301648 | 13808
Lateral Hardening-Fuse-93301769 | 13808
Lateral Hardening-Fuse-93301772 | 13808
Lateral Hardening-Fuse-93301794 | 13808
Lateral Hardening-Fuse-93301795 | 13808
Lateral Hardening-Fuse-93301805 | 13808
Lateral Hardening-Fuse-93301854 | 13808
Lateral Hardening-Fuse-93301857 | 13962
Lateral Hardening-Fuse-93301941 | 13808
Lateral Hardening-Fuse-93301944 | 13808
Lateral Hardening-Fuse-93301954 | 13808
Lateral Hardening-Fuse-93301955 | 13808
Lateral Hardening-Fuse-93301980 | 13808
Lateral Hardening-Fuse-93302143 | 13808
Lateral Hardening-Fuse-93302216 | 13808
Lateral Hardening-Fuse-93302323 | 13088
Lateral Hardening-Fuse-93303079 | 13471
Lateral Hardening-Fuse-93304169 | 13808
Lateral Hardening-Fuse-93304171 | 13808
Lateral Hardening-Fuse-93304338 | 13808
Lateral Hardening-Fuse-93304340 | 13808
Lateral Hardening-Fuse-93304341 | 13808
Lateral Hardening-Fuse-93306372 | 13808
Lateral Hardening-Fuse-93306466 | 13808
Lateral Hardening-Fuse-93308361 | 13808
Lateral Hardening-Fuse-93309854 | 13865
Lateral Hardening-Fuse-93309902 | 13308
Lateral Hardening-Fuse-93310077 | 13808
Lateral Hardening-Fuse-93310101 | 13174
Lateral Hardening-Fuse-93311316 | 13808
Lateral Hardening-Fuse-93311317 | 13808
Lateral Hardening-Fuse-93311332 | 13808
Lateral Hardening-Fuse-93311529 | 13808
Lateral Hardening-Fuse-93311698 | 13808
Lateral Hardening-Fuse-93311969 | 13808
Lateral Hardening-Fuse-93311972 | 13808
Lateral Hardening-Fuse-93311982 | 13808
Lateral Hardening-Fuse-93311983 | 13808
Lateral Hardening-Fuse-93312500 | 13303
Lateral Hardening-Fuse-93313105 | 13174
Lateral Hardening-Fuse-93313335 | 13889
Lateral Hardening-Fuse-93313341 | 13813
Lateral Hardening-Fuse-93313405 | 13130
Lateral Hardening-Fuse-93313654 | 13889
Lateral Hardening-Fuse-93314627 | 13889
Lateral Hardening-Fuse-93314697 | 13303
Lateral Hardening-Fuse-93314910 | 13889
Lateral Hardening-Fuse-93316211 | 13723
Lateral Hardening-Fuse-93316218 | 13723
Lateral Hardening-Fuse-93316437 | 13723
Lateral Hardening-Fuse-93316447 | 13723
Lateral Hardening-Fuse-93316848 | 13365
Lateral Hardening-Fuse-93316868 | 13365
Lateral Hardening-Fuse-93316885 | 13723
Lateral Hardening-Fuse-93316942 | 13723
Lateral Hardening-Fuse-93317604 | 13146
Lateral Hardening-Fuse-93317635 | 13723
Lateral Hardening-Fuse-93317636 | 13723
Lateral Hardening-Fuse-93317809 | 13158
Lateral Hardening-Fuse-93318206 | 13723
Lateral Hardening-Fuse-93318211 | 13723
Lateral Hardening-Fuse-93318218 | 13723
Lateral Hardening-Fuse-93318795 | 13061
Lateral Hardening-Fuse-93320236 | 13723
Lateral Hardening-Fuse-93320239 | 13723
Lateral Hardening-Fuse-93320240 | 13723
Lateral Hardening-Fuse-93320346 | 13723
Lateral Hardening-Fuse-93320544 | 13221
Lateral Hardening-Fuse-93320943 | 13723
Lateral Hardening-Fuse-93320975 | 13723
Lateral Hardening-Fuse-93320983 | 13723
Lateral Hardening-Fuse-93321091 | 13723
Lateral Hardening-Fuse-93321406 | 13836
Lateral Hardening-Fuse-93322497 | 13723
Lateral Hardening-Fuse-93322501 | 13723
Lateral Hardening-Fuse-93323013 | 13723
Lateral Hardening-Fuse-93323069 | 13723
Lateral Hardening-Fuse-93323191 | 13723
Lateral Hardening-Fuse-93323506 | 13723
Lateral Hardening-Fuse-93323526 | 13723
Lateral Hardening-Fuse-93323630 | 13723
Lateral Hardening-Fuse-93323795 | 13723
Lateral Hardening-Fuse-93323797 | 13723
Lateral Hardening-Fuse-93323813 | 13723
Lateral Hardening-Fuse-93323832 | 13723
Lateral Hardening-Fuse-93323993 | 13723
Lateral Hardening-Fuse-93324112 | 13723
Lateral Hardening-Fuse-93324115 | 13723
Lateral Hardening-Fuse-93324127 | 13723
Lateral Hardening-Fuse-93324135 | 13723
Lateral Hardening-Fuse-93324772 | 13723
Lateral Hardening-Fuse-93324791 | 13723
Lateral Hardening-Fuse-93324813 | 13723
Lateral Hardening-Fuse-93324861 | 13723
Lateral Hardening-Fuse-93325026 | 13299
Lateral Hardening-Fuse-93325170 | 13906
Lateral Hardening-Fuse-93325172 | 13254
Lateral Hardening-Fuse-93325188 | 13906
Lateral Hardening-Fuse-93325696 | 13906
Lateral Hardening-Fuse-93325698 | 13906
Lateral Hardening-Fuse-93325780 | 13723
Lateral Hardening-Fuse-93325781 | 13723
Lateral Hardening-Fuse-93325787 | 13723
Lateral Hardening-Fuse-93325983 | 13723
Lateral Hardening-Fuse-93325987 | 13723
Lateral Hardening-Fuse-93325996 | 13723
Lateral Hardening-Fuse-93326121 | 13723
Lateral Hardening-Fuse-93326122 | 13906
Lateral Hardening-Fuse-93326645 | 13294
Lateral Hardening-Fuse-93326859 | 13723
Lateral Hardening-Fuse-93326896 | 13723
Lateral Hardening-Fuse-93326899 | 13723
Lateral Hardening-Fuse-93326900 | 13723
Lateral Hardening-Fuse-93327203 | 13722
Lateral Hardening-Fuse-93327241 | 13723
Lateral Hardening-Fuse-93327249 | 13723
Lateral Hardening-Fuse-93327656 | 13906
Lateral Hardening-Fuse-93327717 | 13889
Lateral Hardening-Fuse-93327818 | 13889
Lateral Hardening-Fuse-93329325 | 13099
Lateral Hardening-Fuse-93329430 | 13723
Lateral Hardening-Fuse-93329431 | 13723
Lateral Hardening-Fuse-93329432 | 13723
Lateral Hardening-Fuse-93329587 | 13175
Lateral Hardening-Fuse-93330241 | 13889
Lateral Hardening-Fuse-93330451 | 13175
Lateral Hardening-Fuse-93331397 | 13889
Lateral Hardening-Fuse-93331401 | 13889
Lateral Hardening-Fuse-93333740 | 13213
Lateral Hardening-Fuse-93333742 | 13213
Lateral Hardening-Fuse-93333743 | 13213
Lateral Hardening-Fuse-93333745 | 13213
Lateral Hardening-Fuse-93335115 | 13645
Lateral Hardening-Fuse-93335952 | 13582
Lateral Hardening-Fuse-93337076 | 13066
Lateral Hardening-Fuse-93337138 | 13117
Lateral Hardening-Fuse-93337139 | 13117
Lateral Hardening-Fuse-93337141 | 13117
Lateral Hardening-Fuse-93337149 | 13117
Lateral Hardening-Fuse-93337150 | 13117
Lateral Hardening-Fuse-93337153 | 13117
Lateral Hardening-Fuse-93337156 | 13117
Lateral Hardening-Fuse-93337157 | 13117
Lateral Hardening-Fuse-93337160 | 13117
Lateral Hardening-Fuse-93337161 | 13117
Lateral Hardening-Fuse-93337165 | 13117
Lateral Hardening-Fuse-93337167 | 13117
Lateral Hardening-Fuse-93337174 | 13117
Lateral Hardening-Fuse-93337177 | 13117
Lateral Hardening-Fuse-93337186 | 13117
Lateral Hardening-Fuse-93337190 | 13117
Lateral Hardening-Fuse-93337191 | 13117
Lateral Hardening-Fuse-93337196 | 13117
Lateral Hardening-Fuse-93337201 | 13117
Lateral Hardening-Fuse-93337203 | 13117
Lateral Hardening-Fuse-93337204 | 13117
Lateral Hardening-Fuse-93337930 | 13961
Lateral Hardening-Fuse-93339490 | 13330
Lateral Hardening-Fuse-93339846 | 13490
Lateral Hardening-Fuse-93340084 | 13088
Lateral Hardening-Fuse-93340373 | 13749
Lateral Hardening-Fuse-93340696 | 13049
Lateral Hardening-Fuse-93342119 | 13049
Lateral Hardening-Fuse-93342172 | 13984
Lateral Hardening-Fuse-93344290 | 13390
Lateral Hardening-Fuse-93345914 | 13305
Lateral Hardening-Fuse-93346377 | 14020
Lateral Hardening-Fuse-93346473 | 13001
Lateral Hardening-Fuse-93346482 | 13094
Lateral Hardening-Fuse-93346483 | 13094
Lateral Hardening-Fuse-93347947 | 13214
Lateral Hardening-Fuse-93347958 | 13296
Lateral Hardening-Fuse-93348417 | 13624
Lateral Hardening-Fuse-93348547 | 13268
Lateral Hardening-Fuse-93348550 | 13268
Lateral Hardening-Fuse-93348567 | 13624
Lateral Hardening-Fuse-93348681 | 13030
Lateral Hardening-Fuse-93348988 | 13896
Lateral Hardening-Fuse-93349124 | 14024
Lateral Hardening-Fuse-93349631 | 13459
Lateral Hardening-Fuse-93350076 | 13147
Lateral Hardening-Fuse-93351292 | 13268
Lateral Hardening-Fuse-93351708 | 13687
Lateral Hardening-Fuse-93353814 | 13419
Lateral Hardening-Fuse-93354206 | 13656
Lateral Hardening-Fuse-93355196 | 13303
Lateral Hardening-Fuse-93355359 | 13492
Lateral Hardening-Fuse-93355716 | 13962
Lateral Hardening-Fuse-93356676 | 13927
Lateral Hardening-Fuse-93356849 | 13298
Lateral Hardening-Fuse-93356890 | 13298
Lateral Hardening-Fuse-93356955 | 13298
Lateral Hardening-Fuse-93356958 | 13298
Lateral Hardening-Fuse-93357194 | 13239
Lateral Hardening-Fuse-93358513 | 13006
Lateral Hardening-Fuse-93358822 | 13656
Lateral Hardening-Fuse-93360424 | 13656
Lateral Hardening-Fuse-93360664 | 14050
Lateral Hardening-Fuse-93361976 | 13236
Lateral Hardening-Fuse-93363078 | 13836
Lateral Hardening-Fuse-93363956 | 13656
Lateral Hardening-Fuse-93365509 | 13687
Lateral Hardening-Fuse-93366417 | 13119
Lateral Hardening-Fuse-93366483 | 13753
Lateral Hardening-Fuse-93368507 | 13171
Lateral Hardening-Fuse-93369551 | 13433
Lateral Hardening-Fuse-93370788 | 14024
Lateral Hardening-Fuse-93371303 | 13961
Lateral Hardening-Fuse-93373182 | 13213
Lateral Hardening-Fuse-93374119 | 13299
Lateral Hardening-Fuse-93375536 | 13303
Lateral Hardening-Fuse-93376880 | 13303
Lateral Hardening-Fuse-93379126 | 13298
Lateral Hardening-Fuse-93381826 | 13813
Lateral Hardening-Fuse-93381829 | 13813
Lateral Hardening-Fuse-93382668 | 13060
Lateral Hardening-Fuse-93386340 | 13910
Lateral Hardening-Fuse-93386363 | 13439
Lateral Hardening-Fuse-93389202 | 13231
Lateral Hardening-Fuse-93389307 | 13038
Lateral Hardening-Fuse-93396383 | 13815
Lateral Hardening-Fuse-93399451 | 13139
Lateral Hardening-Fuse-93399970 | 13787
Lateral Hardening-Fuse-93400068 | 13785
Lateral Hardening-Fuse-93401852 | 13122
Lateral Hardening-Fuse-93403488 | 13906
Lateral Hardening-Fuse-93407761 | 13047
Lateral Hardening-Fuse-93416345 | 14050
Lateral Hardening-Fuse-93420645 | 13167
Lateral Hardening-Fuse-93423811 | 13840
Lateral Hardening-Fuse-93426238 | 13389
Lateral Hardening-Fuse-93426253 | 13389
Lateral Hardening-Fuse-93426296 | 13389
Lateral Hardening-Fuse-93426299 | 13389
Lateral Hardening-Fuse-93426307 | 13389
Lateral Hardening-Fuse-93428188 | 13180
Lateral Hardening-Fuse-93428506 | 13924
Lateral Hardening-Fuse-93430121 | 13414
Lateral Hardening-Fuse-93430445 | 13268
Lateral Hardening-Fuse-93430467 | 13268
Lateral Hardening-Fuse-93431952 | 13303
Lateral Hardening-Fuse-93432241 | 13532
Lateral Hardening-Fuse-93432268 | 13532
Lateral Hardening-Fuse-93432282 | 13532
Lateral Hardening-Fuse-93432283 | 13532
Lateral Hardening-Fuse-93432285 | 13532
Lateral Hardening-Fuse-93432287 | 13532
Lateral Hardening-Fuse-93432307 | 13532
Lateral Hardening-Fuse-93432330 | 13532
Lateral Hardening-Fuse-93432382 | 13532
Lateral Hardening-Fuse-93432390 | 13532
Lateral Hardening-Fuse-93433657 | 13128
Lateral Hardening-Fuse-93437025 | 13330
Lateral Hardening-Fuse-93438082 | 13461
Lateral Hardening-Fuse-93442293 | 13011
Lateral Hardening-Fuse-93442602 | 13169
Lateral Hardening-Fuse-93442603 | 13289
Lateral Hardening-Fuse-93442824 | 13176
Lateral Hardening-Fuse-93443250 | 13148
Lateral Hardening-Fuse-93443355 | 13009
Lateral Hardening-Fuse-93443879 | 13419
Lateral Hardening-Fuse-93443921 | 13419
Lateral Hardening-Fuse-93444022 | 13112
Lateral Hardening-Fuse-93444023 | 13112
Lateral Hardening-Fuse-93445864 | 13340
Lateral Hardening-Fuse-93446698 | 13532
Lateral Hardening-Fuse-93446727 | 13532
Lateral Hardening-Fuse-93448924 | 13089
Lateral Hardening-Fuse-93449800 | 13268
Lateral Hardening-Fuse-93451198 | 13458
Transmission Upgrades-138/230 kV-138003 | 138003
Transmission Upgrades-138/230 kV-138004 | 138004
Transmission Upgrades-138/230 kV-138005 | 138005
Transmission Upgrades-138/230 kV-138006 | 138006
Transmission Upgrades-138/230 kV-138007 | 138007
Transmission Upgrades-138/230 kV-138008 | 138008
Transmission Upgrades-138/230 kV-138011 | 138011
Transmission Upgrades-138/230 kV-230001 | 230001
Transmission Upgrades-138/230 kV-230002 | 230002
Transmission Upgrades-138/230 kV-230003 | 230003
Transmission Upgrades-138/230 kV-230004 | 230004
Transmission Upgrades-138/230 kV-230005 | 230005
Transmission Upgrades-138/230 kV-230006 | 230006
Transmission Upgrades-138/230 kV-230007 | 230007
Transmission Upgrades-138/230 kV-230008 | 230008
Transmission Upgrades-138/230 kV-230009 | 230009
Transmission Upgrades-138/230 kV-230010 | 230010
Transmission Upgrades-138/230 kV-230011 | 230011
Transmission Upgrades-138/230 kV-230012 | 230012
Transmission Upgrades-138/230 kV-230013 | 230013
Transmission Upgrades-138/230 kV-230014 | 230014
Transmission Upgrades-138/230 kV-230015 | 230015
Transmission Upgrades-138/230 kV-230016 | 230016
Transmission Upgrades-138/230 kV-230017 | 230017
Transmission Upgrades-138/230 kV-230018 | 230018
Transmission Upgrades-138/230 kV-230019 | 230019
Transmission Upgrades-138/230 kV-230020 | 230020
Transmission Upgrades-138/230 kV-230021 | 230021
Transmission Upgrades-138/230 kV-230022 | 230022
Transmission Upgrades-138/230 kV-230023 | 230023
Transmission Upgrades-138/230 kV-230024 | 230024
Transmission Upgrades-138/230 kV-230025 | 230025
Transmission Upgrades-138/230 kV-230026 | 230026
Transmission Upgrades-138/230 kV-230027 | 230027
Transmission Upgrades-138/230 kV-230028 | 230028
Transmission Upgrades-138/230 kV-230029 | 230029
Transmission Upgrades-138/230 kV-230031 | 230031
Transmission Upgrades-138/230 kV-230033 | 230033
Transmission Upgrades-138/230 kV-230037 | 230037
Transmission Upgrades-138/230 kV-230038 | 230038
Transmission Upgrades-138/230 kV-230039 | 230039
Transmission Upgrades-138/230 kV-230041 | 230041
Transmission Upgrades-138/230 kV-230042 | 230042
Transmission Upgrades-138/230 kV-230052 | 230052
Transmission Upgrades-138/230 kV-230061 | 230061
Transmission Upgrades-138/230 kV-230062 | 230062
Transmission Upgrades-138/230 kV-230063 | 230063
Transmission Upgrades-138/230 kV-230065 | 230065
Transmission Upgrades-138/230 kV-230401 | 230401
Transmission Upgrades-138/230 kV-230402 | 230402
Transmission Upgrades-138/230 kV-230403 | 230403
Transmission Upgrades-138/230 kV-230404 | 230404
Transmission Upgrades-138/230 kV-230405 | 230405
Transmission Upgrades-138/230 kV-230406 | 230406
Transmission Upgrades-138/230 kV-230407 | 230407
Transmission Upgrades-138/230 kV-230415 | 230415
Transmission Upgrades-138/230 kV-230417 | 230417
Transmission Upgrades-138/230 kV-230426 | 230426
Transmission Upgrades-138/230 kV-230427 | 230427
Transmission Upgrades-138/230 kV-230601 | 230601
Transmission Upgrades-138/230 kV-230602 | 230602
Transmission Upgrades-138/230 kV-230603 | 230603
Transmission Upgrades-138/230 kV-230604 | 230604
Transmission Upgrades-138/230 kV-230605 | 230605
Transmission Upgrades-138/230 kV-230606 | 230606
Transmission Upgrades-138/230 kV-230607 | 230607
Transmission Upgrades-138/230 kV-230608 | 230608
Transmission Upgrades-138/230 kV-230609 | 230609
Transmission Upgrades-138/230 kV-230610 | 230610
Transmission Upgrades-138/230 kV-230611 | 230611
Transmission Upgrades-138/230 kV-230612 | 230612
Transmission Upgrades-138/230 kV-230613 | 230613
Transmission Upgrades-138/230 kV-230614 | 230614
Transmission Upgrades-138/230 kV-230615 | 230615
Transmission Upgrades-138/230 kV-230616 | 230616
Transmission Upgrades-138/230 kV-230617 | 230617
Transmission Upgrades-138/230 kV-230619 | 230619
Transmission Upgrades-138/230 kV-230620 | 230620
Transmission Upgrades-138/230 kV-230621 | 230621
Transmission Upgrades-138/230 kV-230622 | 230622
Transmission Upgrades-138/230 kV-230623 | 230623
Transmission Upgrades-138/230 kV-230625 | 230625
Transmission Upgrades-138/230 kV-230631 | 230631
Transmission Upgrades-138/230 kV-230632 | 230632
Transmission Upgrades-138/230 kV-230635 | 230635
Transmission Upgrades-69 kV-66001 | 66001
Transmission Upgrades-69 kV-66002 | 66002
Transmission Upgrades-69 kV-66003 | 66003
Transmission Upgrades-69 kV-66004 | 66004
Transmission Upgrades-69 kV-66005 | 66005
Transmission Upgrades-69 kV-66007 | 66007
Transmission Upgrades-69 kV-66008 | 66008
Transmission Upgrades-69 kV-66009 | 66009
Transmission Upgrades-69 kV-66010 | 66010
Transmission Upgrades-69 kV-66011 | 66011
Transmission Upgrades-69 kV-66012 | 66012
Transmission Upgrades-69 kV-66014 | 66014
Transmission Upgrades-69 kV-66015 | 66015
Transmission Upgrades-69 kV-66016 | 66016
Transmission Upgrades-69 kV-66017 | 66017
Transmission Upgrades-69 kV-66019 | 66019
Transmission Upgrades-69 kV-66020 | 66020
Transmission Upgrades-69 kV-66021 | 66021
Transmission Upgrades-69 kV-66022 | 66022
Transmission Upgrades-69 kV-66023 | 66023
Transmission Upgrades-69 kV-66024 | 66024
Transmission Upgrades-69 kV-66025 | 66025
Transmission Upgrades-69 kV-66026 | 66026
Transmission Upgrades-69 kV-66027 | 66027
Transmission Upgrades-69 kV-66028 | 66028
Transmission Upgrades-69 kV-66029 | 66029
Transmission Upgrades-69 kV-66030 | 66030
Transmission Upgrades-69 kV-66031 | 66031
Transmission Upgrades-69 kV-66032 | 66032
Transmission Upgrades-69 kV-66033 | 66033
Transmission Upgrades-69 kV-66034 | 66034
Transmission Upgrades-69 kV-66035 | 66035
Transmission Upgrades-69 kV-66036 | 66036
Transmission Upgrades-69 kV-66037 | 66037
Transmission Upgrades-69 kV-66039 | 66039
Transmission Upgrades-69 kV-66040 | 66040
Transmission Upgrades-69 kV-66041 | 66041
Transmission Upgrades-69 kV-66042 | 66042
Transmission Upgrades-69 kV-66043 | 66043
Transmission Upgrades-69 kV-66044 | 66044
Transmission Upgrades-69 kV-66045 | 66045
Transmission Upgrades-69 kV-66046 | 66046
Transmission Upgrades-69 kV-66047 | 66047
Transmission Upgrades-69 kV-66048 | 66048
Transmission Upgrades-69 kV-66051 | 66051
Transmission Upgrades-69 kV-66052 | 66052
Transmission Upgrades-69 kV-66055 | 66055
Transmission Upgrades-69 kV-66056 | 66056
Transmission Upgrades-69 kV-66057 | 66057
Transmission Upgrades-69 kV-66058 | 66058
Transmission Upgrades-69 kV-66059 | 66059
Transmission Upgrades-69 kV-66060 | 66060
Transmission Upgrades-69 kV-66061 | 66061
Transmission Upgrades-69 kV-66062 | 66062
Transmission Upgrades-69 kV-66063 | 66063
Transmission Upgrades-69 kV-66064 | 66064
Transmission Upgrades-69 kV-66065 | 66065
Transmission Upgrades-69 kV-66066 | 66066
Transmission Upgrades-69 kV-66067 | 66067
Transmission Upgrades-69 kV-66070 | 66070
Transmission Upgrades-69 kV-66071 | 66071
Transmission Upgrades-69 kV-66072 | 66072
Transmission Upgrades-69 kV-66073 | 66073
Transmission Upgrades-69 kV-66075 | 66075
Transmission Upgrades-69 kV-66076 | 66076
Transmission Upgrades-69 kV-66084 | 66084
Transmission Upgrades-69 kV-66085 | 66085
Transmission Upgrades-69 kV-66086 | 66086
Transmission Upgrades-69 kV-66088 | 66088
Transmission Upgrades-69 kV-66090 | 66090
Transmission Upgrades-69 kV-66091 | 66091
Transmission Upgrades-69 kV-66095 | 66095
Transmission Upgrades-69 kV-66096 | 66096
Transmission Upgrades-69 kV-66098 | 66098
Transmission Upgrades-69 kV-66403 | 66403
Transmission Upgrades-69 kV-66404 | 66404
Transmission Upgrades-69 kV-66405 | 66405
Transmission Upgrades-69 kV-66406 | 66406
Transmission Upgrades-69 kV-66407 | 66407
Transmission Upgrades-69 kV-66409 | 66409
Transmission Upgrades-69 kV-66410 | 66410
Transmission Upgrades-69 kV-66412 | 66412
Transmission Upgrades-69 kV-66413 | 66413
Transmission Upgrades-69 kV-66414 | 66414
Transmission Upgrades-69 kV-66415 | 66415
Transmission Upgrades-69 kV-66416 | 66416
Transmission Upgrades-69 kV-66417 | 66417
Transmission Upgrades-69 kV-66418 | 66418
Transmission Upgrades-69 kV-66419 | 66419
Transmission Upgrades-69 kV-66425 | 66425
Transmission Upgrades-69 kV-66426 | 66426
Transmission Upgrades-69 kV-66427 | 66427
Transmission Upgrades-69 kV-66431 | 66431
Transmission Upgrades-69 kV-66432 | 66432
Transmission Upgrades-69 kV-66436 | 66436
Transmission Upgrades-69 kV-66603 | 66603
Transmission Upgrades-69 kV-66615 | 66615
Transmission Upgrades-69 kV-66650 | 66650
Transmission Upgrades-69 kV-66651 | 66651
Transmission Upgrades-69 kV-66652 | 66652
Transmission Upgrades-69 kV-66653 | 66653
Transmission Upgrades-69 kV-66654 | 66654
Transmission Upgrades-69 kV-66655 | 66655
Transmission Upgrades-69 kV-66656 | 66656
Transmission Upgrades-69 kV-66657 | 66657
Transmission Upgrades-69 kV-66658 | 66658
Transmission Upgrades-69 kV-66660 | 66660
Transmission Upgrades-69 kV-66661 | 66661
Transmission Upgrades-69 kV-66830 | 66830
Transmission Upgrades-69 kV-66831 | 66831
Transmission Upgrades-69 kV-66832 | 66832
Transmission Upgrades-69 kV-66833 | 66833
Transmission Upgrades-69 kV-66834 | 66834
Transmission Upgrades-69 kV-66835 | 66835
Transmission Upgrades-69 kV-66837 | 66837
Transmission Upgrades-69 kV-66838 | 66838
Transmission Upgrades-69 kV-66839 | 66839
Transmission Upgrades-69 kV-66840 | 66840
Transmission Upgrades-69 kV-66842 | 66842
Transmission Upgrades-69 kV-67034 | 67034
Transmission Upgrades-69 kV-67615 | 67615
Transmission Upgrades-69 kV-67657 | 67657

## Projects by Install Year By Sce
ProjectID | ProgramID | Project Costs | Budget Scenario 1 Install Year | Budget Scenario 2 Install Year | Budget Scenario 3 Install Year | Budget Scenario 4 Install Year | Budget Scenario 5 Install Year | Budget Scenario 6 Install Year | Budget Scenario 7 Install Year | Budget Scenario 8 Install Year | Budget Scenario 9 Install Year | Budget Scenario 10 Install Year |  | OLD
Distribution Feeder Hardening-Breaker-10030014 | Distribution Feeder Hardening | 897836 | 0 | 0 | 0 | 0 | 0 | 0 | 0 | 0 | 0 | 0 |  | 0
Distribution Feeder Hardening-Breaker-10085054 | Distribution Feeder Hardening | 425093 | 0 | 0 | 0 | 0 | 0 | 0 | 0 | 0 | 0 | 0 |  | 0
Distribution Feeder Hardening-Breaker-60001290 | Distribution Feeder Hardening | 93112 | 0 | 0 | 0 | 0 | 0 | 0 | 0 | 0 | 0 | 0 |  | 0
Distribution Feeder Hardening-Breaker-60001805 | Distribution Feeder Hardening | 257000 | 0 | 0 | 0 | 0 | 2026 | 0 | 0 | 0 | 0 | 0 |  | 2025 | 2025
Distribution Feeder Hardening-Breaker-60002173 | Distribution Feeder Hardening | 26541 | 0 | 0 | 0 | 0 | 0 | 0 | 0 | 0 | 0 | 0 |  | 0
Distribution Feeder Hardening-Breaker-60002314 | Distribution Feeder Hardening | 352314 | 0 | 0 | 0 | 0 | 2029 | 0 | 0 | 0 | 0 | 0 |  | 2027 | 2027
Distribution Feeder Hardening-Breaker-60003333 | Distribution Feeder Hardening | 291951 | 0 | 0 | 0 | 0 | 2023 | 0 | 0 | 0 | 0 | 0 |  | 2028 | 2028
Distribution Feeder Hardening-Breaker-60003855 | Distribution Feeder Hardening | 557089 | 0 | 0 | 0 | 0 | 2029 | 0 | 0 | 0 | 0 | 0 |  | 2027 | 2027
Distribution Feeder Hardening-Breaker-60006560 | Distribution Feeder Hardening | 517275 | 0 | 0 | 0 | 0 | 0 | 0 | 0 | 0 | 0 | 0 |  | 0
Distribution Feeder Hardening-Breaker-60008906 | Distribution Feeder Hardening | 470345 | 0 | 0 | 0 | 0 | 0 | 0 | 0 | 0 | 0 | 0 |  | 0
Distribution Feeder Hardening-Breaker-60009209 | Distribution Feeder Hardening | 132705 | 0 | 0 | 0 | 0 | 2027 | 0 | 0 | 0 | 0 | 0 |  | 2026 | 2026
Distribution Feeder Hardening-Breaker-60009675 | Distribution Feeder Hardening | 662816 | 0 | 0 | 0 | 0 | 0 | 0 | 0 | 0 | 0 | 0 |  | 0
Distribution Feeder Hardening-Breaker-60010280 | Distribution Feeder Hardening | 623060 | 0 | 0 | 0 | 0 | 0 | 0 | 0 | 0 | 0 | 0 | Transmission Upgrades-69 kV-66051 | 0
Distribution Feeder Hardening-Breaker-60012274 | Distribution Feeder Hardening | 262222 | 0 | 0 | 0 | 0 | 2029 | 0 | 0 | 0 | 0 | 0 | Transmission Upgrades-69 kV-66833 | 2027 | 2027
Distribution Feeder Hardening-Breaker-60013037 | Distribution Feeder Hardening | 454590 | 0 | 0 | 0 | 0 | 0 | 0 | 0 | 0 | 0 | 0 |  | 0
Distribution Feeder Hardening-Breaker-60013388 | Distribution Feeder Hardening | 392704 | 0 | 0 | 0 | 0 | 2024 | 0 | 0 | 0 | 0 | 0 |  | 2024
Distribution Feeder Hardening-Breaker-60014070 | Distribution Feeder Hardening | 913194 | 0 | 0 | 0 | 0 | 0 | 0 | 0 | 0 | 0 | 0 |  | 0
Distribution Feeder Hardening-Breaker-60014622 | Distribution Feeder Hardening | 549761 | 0 | 0 | 0 | 0 | 2029 | 0 | 0 | 0 | 0 | 0 |  | 0 | 0
Distribution Feeder Hardening-Breaker-60018671 | Distribution Feeder Hardening | 372444 | 0 | 0 | 0 | 0 | 2024 | 0 | 0 | 0 | 0 | 0 |  | 2024
Distribution Feeder Hardening-Breaker-60021259 | Distribution Feeder Hardening | 864818 | 0 | 0 | 0 | 0 | 2025 | 0 | 0 | 0 | 0 | 0 |  | 2028 | 2028
Distribution Feeder Hardening-Breaker-60022641 | Distribution Feeder Hardening | 190866 | 0 | 0 | 0 | 0 | 2025 | 0 | 0 | 0 | 0 | 0 |  | 2024 | 2024
Distribution Feeder Hardening-Breaker-60022868 | Distribution Feeder Hardening | 285488 | 0 | 0 | 0 | 0 | 2029 | 0 | 0 | 0 | 0 | 0 |  | 0 | 0
Distribution Feeder Hardening-Breaker-60025418 | Distribution Feeder Hardening | 911469 | 0 | 0 | 0 | 0 | 2023 | 0 | 0 | 0 | 0 | 0 |  | 2028 | 2028
Distribution Feeder Hardening-Breaker-60027239 | Distribution Feeder Hardening | 549769 | 0 | 0 | 0 | 0 | 0 | 0 | 0 | 0 | 0 | 0 |  | 0
Distribution Feeder Hardening-Breaker-60028944 | Distribution Feeder Hardening | 546892 | 0 | 0 | 0 | 0 | 2027 | 0 | 0 | 0 | 0 | 0 |  | 2026 | 2026
Distribution Feeder Hardening-Breaker-60029555 | Distribution Feeder Hardening | 684040 | 0 | 0 | 0 | 0 | 2027 | 0 | 0 | 0 | 0 | 0 |  | 2026 | 2026
Distribution Feeder Hardening-Breaker-60030006 | Distribution Feeder Hardening | 61929 | 0 | 0 | 0 | 0 | 0 | 0 | 0 | 0 | 0 | 0 |  | 0
Distribution Feeder Hardening-Breaker-60031651 | Distribution Feeder Hardening | 244822 | 0 | 0 | 0 | 0 | 2027 | 0 | 0 | 0 | 0 | 0 |  | 2025 | 2025
Distribution Feeder Hardening-Breaker-60034172 | Distribution Feeder Hardening | 206540 | 0 | 0 | 0 | 0 | 0 | 0 | 0 | 0 | 0 | 0 |  | 0
Distribution Feeder Hardening-Breaker-60034550 | Distribution Feeder Hardening | 44235 | 0 | 0 | 0 | 0 | 0 | 0 | 0 | 0 | 0 | 0 |  | 0
Distribution Feeder Hardening-Breaker-60036098 | Distribution Feeder Hardening | 326150 | 0 | 0 | 0 | 0 | 0 | 0 | 0 | 0 | 0 | 0 |  | 0
Distribution Feeder Hardening-Breaker-60036296 | Distribution Feeder Hardening | 813609 | 0 | 0 | 0 | 0 | 2023 | 0 | 0 | 0 | 0 | 0 |  | 2023
Distribution Feeder Hardening-Breaker-60037672 | Distribution Feeder Hardening | 270485 | 0 | 0 | 0 | 0 | 0 | 0 | 0 | 0 | 0 | 0 |  | 0
Distribution Feeder Hardening-Breaker-60038043 | Distribution Feeder Hardening | 206557 | 0 | 0 | 0 | 0 | 0 | 0 | 0 | 0 | 0 | 0 |  | 0
Distribution Feeder Hardening-Breaker-60038686 | Distribution Feeder Hardening | 139930 | 0 | 0 | 0 | 0 | 0 | 0 | 0 | 0 | 0 | 0 |  | 0
Distribution Feeder Hardening-Breaker-60038767 | Distribution Feeder Hardening | 107912 | 0 | 0 | 0 | 0 | 0 | 0 | 0 | 0 | 0 | 0 |  | 0
Distribution Feeder Hardening-Breaker-60038804 | Distribution Feeder Hardening | 230022 | 0 | 0 | 0 | 0 | 0 | 0 | 0 | 0 | 0 | 0 |  | 0
Distribution Feeder Hardening-Breaker-60039129 | Distribution Feeder Hardening | 302109 | 0 | 0 | 0 | 0 | 0 | 0 | 0 | 0 | 0 | 0 |  | 0
Distribution Feeder Hardening-Breaker-60039190 | Distribution Feeder Hardening | 128500 | 0 | 0 | 0 | 0 | 0 | 0 | 0 | 0 | 0 | 0 |  | 0
Distribution Feeder Hardening-Breaker-60039269 | Distribution Feeder Hardening | 111243 | 0 | 0 | 0 | 0 | 0 | 0 | 0 | 0 | 0 | 0 |  | 0
Distribution Feeder Hardening-Breaker-60040741 | Distribution Feeder Hardening | 194634 | 0 | 0 | 0 | 0 | 2028 | 0 | 0 | 0 | 0 | 0 |  | 2026 | 2026
Distribution Feeder Hardening-Breaker-60041002 | Distribution Feeder Hardening | 265410 | 0 | 0 | 0 | 0 | 0 | 0 | 0 | 0 | 0 | 0 |  | 0
Distribution Feeder Hardening-Breaker-60042020 | Distribution Feeder Hardening | 537846 | 0 | 0 | 0 | 0 | 2025 | 0 | 0 | 0 | 0 | 0 |  | 2024 | 2024
Distribution Feeder Hardening-Breaker-60042687 | Distribution Feeder Hardening | 210213 | 0 | 0 | 0 | 0 | 2024 | 0 | 0 | 0 | 0 | 0 |  | 2024
Distribution Feeder Hardening-Breaker-60043685 | Distribution Feeder Hardening | 296758 | 0 | 0 | 0 | 0 | 0 | 0 | 0 | 0 | 0 | 0 |  | 0
Distribution Feeder Hardening-Breaker-60043943 | Distribution Feeder Hardening | 220920 | 0 | 0 | 0 | 0 | 2024 | 0 | 0 | 0 | 0 | 0 |  | 2029 | 2029
Distribution Feeder Hardening-Breaker-60044837 | Distribution Feeder Hardening | 330160 | 0 | 0 | 0 | 0 | 2029 | 0 | 0 | 0 | 0 | 0 |  | 2027 | 2027
Distribution Feeder Hardening-Breaker-60045839 | Distribution Feeder Hardening | 660961 | 0 | 0 | 0 | 0 | 0 | 0 | 0 | 0 | 0 | 0 |  | 0
Distribution Feeder Hardening-Breaker-60046622 | Distribution Feeder Hardening | 252795 | 0 | 0 | 0 | 0 | 0 | 0 | 0 | 0 | 0 | 0 |  | 0
Distribution Feeder Hardening-Breaker-60047447 | Distribution Feeder Hardening | 49950 | 0 | 0 | 0 | 0 | 0 | 0 | 0 | 0 | 0 | 0 |  | 0
Distribution Feeder Hardening-Breaker-60047858 | Distribution Feeder Hardening | 140423 | 0 | 0 | 0 | 0 | 0 | 0 | 0 | 0 | 0 | 0 |  | 0
Distribution Feeder Hardening-Breaker-60049362 | Distribution Feeder Hardening | 964395 | 0 | 0 | 0 | 0 | 2026 | 0 | 0 | 0 | 0 | 0 |  | 2028 | 2028
Distribution Feeder Hardening-Breaker-60049612 | Distribution Feeder Hardening | 771530 | 0 | 0 | 0 | 0 | 2027 | 0 | 0 | 0 | 0 | 0 |  | 2025 | 2025
Distribution Feeder Hardening-Breaker-60049627 | Distribution Feeder Hardening | 353188 | 0 | 0 | 0 | 0 | 2028 | 0 | 0 | 0 | 0 | 0 |  | 2026 | 2026
Distribution Feeder Hardening-Breaker-60049638 | Distribution Feeder Hardening | 316926 | 0 | 0 | 0 | 0 | 0 | 0 | 0 | 0 | 0 | 0 |  | 0
Distribution Feeder Hardening-Breaker-60049656 | Distribution Feeder Hardening | 170676 | 0 | 0 | 0 | 0 | 0 | 0 | 0 | 0 | 0 | 0 |  | 0
Distribution Feeder Hardening-Breaker-60049757 | Distribution Feeder Hardening | 576683 | 0 | 0 | 0 | 0 | 2027 | 0 | 0 | 0 | 0 | 0 |  | 2026 | 2026
Distribution Feeder Hardening-Breaker-60049772 | Distribution Feeder Hardening | 959667 | 0 | 0 | 0 | 0 | 2022 | 0 | 0 | 0 | 0 | 0 |  | 2022
Distribution Feeder Hardening-Breaker-60049784 | Distribution Feeder Hardening | 1275397 | 0 | 0 | 0 | 0 | 2026 | 0 | 0 | 0 | 0 | 0 |  | 2025 | 2025
Distribution Feeder Hardening-Breaker-60049828 | Distribution Feeder Hardening | 425037 | 0 | 0 | 0 | 0 | 2024 | 0 | 0 | 0 | 0 | 0 |  | 2024
Distribution Feeder Hardening-Breaker-60049836 | Distribution Feeder Hardening | 776777 | 0 | 0 | 0 | 0 | 2025 | 0 | 0 | 0 | 0 | 0 |  | 2024 | 2024
Distribution Feeder Hardening-Breaker-60049850 | Distribution Feeder Hardening | 992842 | 0 | 0 | 0 | 0 | 0 | 0 | 0 | 0 | 0 | 0 |  | 0
Distribution Feeder Hardening-Breaker-60049869 | Distribution Feeder Hardening | 246150 | 0 | 0 | 0 | 0 | 0 | 0 | 0 | 0 | 0 | 0 |  | 0
Distribution Feeder Hardening-Breaker-60049871 | Distribution Feeder Hardening | 198783 | 0 | 0 | 0 | 0 | 2028 | 0 | 0 | 0 | 0 | 0 |  | 2027 | 2027
Distribution Feeder Hardening-Breaker-60049901 | Distribution Feeder Hardening | 480758 | 0 | 0 | 0 | 0 | 2025 | 0 | 0 | 0 | 0 | 0 |  | 2024 | 2024
Distribution Feeder Hardening-Breaker-60049915 | Distribution Feeder Hardening | 389434 | 0 | 0 | 0 | 0 | 2025 | 0 | 0 | 0 | 0 | 0 |  | 2028 | 2028
Distribution Feeder Hardening-Breaker-60051790 | Distribution Feeder Hardening | 399333 | 0 | 0 | 0 | 0 | 2027 | 0 | 0 | 0 | 0 | 0 |  | 2026 | 2026
Distribution Feeder Hardening-Breaker-60052071 | Distribution Feeder Hardening | 878436 | 0 | 0 | 0 | 0 | 2029 | 0 | 0 | 0 | 0 | 0 |  | 0 | 0
Distribution Feeder Hardening-Breaker-60055072 | Distribution Feeder Hardening | 283104 | 0 | 0 | 0 | 0 | 2025 | 0 | 0 | 0 | 0 | 0 |  | 2025
Distribution Feeder Hardening-Breaker-60055085 | Distribution Feeder Hardening | 386374 | 0 | 0 | 0 | 0 | 2025 | 0 | 0 | 0 | 0 | 0 |  | 2025
Distribution Feeder Hardening-Breaker-60055101 | Distribution Feeder Hardening | 472348 | 0 | 0 | 0 | 0 | 2024 | 0 | 0 | 0 | 0 | 0 |  | 2028 | 2028
Distribution Feeder Hardening-Breaker-60055110 | Distribution Feeder Hardening | 318670 | 0 | 0 | 0 | 0 | 2024 | 0 | 0 | 0 | 0 | 0 |  | 2024
Distribution Feeder Hardening-Breaker-60055119 | Distribution Feeder Hardening | 1139625 | 0 | 0 | 0 | 0 | 0 | 0 | 0 | 0 | 0 | 0 |  | 0
Distribution Feeder Hardening-Breaker-60055127 | Distribution Feeder Hardening | 506862 | 0 | 0 | 0 | 0 | 2024 | 0 | 0 | 0 | 0 | 0 |  | 2027 | 2027
Distribution Feeder Hardening-Breaker-60055142 | Distribution Feeder Hardening | 383004 | 0 | 0 | 0 | 0 | 2028 | 0 | 0 | 0 | 0 | 0 |  | 2026 | 2026
Distribution Feeder Hardening-Breaker-60055156 | Distribution Feeder Hardening | 67004 | 0 | 0 | 0 | 0 | 0 | 0 | 0 | 0 | 0 | 0 |  | 0
Distribution Feeder Hardening-Breaker-60055168 | Distribution Feeder Hardening | 369308 | 0 | 0 | 0 | 0 | 0 | 0 | 0 | 0 | 0 | 0 |  | 0
Distribution Feeder Hardening-Breaker-60055201 | Distribution Feeder Hardening | 263390 | 0 | 0 | 0 | 0 | 2029 | 0 | 0 | 0 | 0 | 0 |  | 2027 | 2027
Distribution Feeder Hardening-Breaker-60055210 | Distribution Feeder Hardening | 206516 | 0 | 0 | 0 | 0 | 2024 | 0 | 0 | 0 | 0 | 0 |  | 2024
Distribution Feeder Hardening-Breaker-60055236 | Distribution Feeder Hardening | 105035 | 0 | 0 | 0 | 0 | 0 | 0 | 0 | 0 | 0 | 0 |  | 0
Distribution Feeder Hardening-Breaker-60055242 | Distribution Feeder Hardening | 559703 | 0 | 0 | 0 | 0 | 2029 | 0 | 0 | 0 | 0 | 0 |  | 0 | 0
Distribution Feeder Hardening-Breaker-60055271 | Distribution Feeder Hardening | 355823 | 0 | 0 | 0 | 0 | 2026 | 0 | 0 | 0 | 0 | 0 |  | 2028 | 2028
Distribution Feeder Hardening-Breaker-60055284 | Distribution Feeder Hardening | 362671 | 0 | 0 | 0 | 0 | 0 | 0 | 0 | 0 | 0 | 0 |  | 0
Distribution Feeder Hardening-Breaker-60055291 | Distribution Feeder Hardening | 146627 | 0 | 0 | 0 | 0 | 0 | 0 | 0 | 0 | 0 | 0 |  | 0
Distribution Feeder Hardening-Breaker-60055336 | Distribution Feeder Hardening | 334166 | 0 | 0 | 0 | 0 | 2026 | 0 | 0 | 0 | 0 | 0 |  | 2025 | 2025
Distribution Feeder Hardening-Breaker-60055353 | Distribution Feeder Hardening | 393854 | 0 | 0 | 0 | 0 | 0 | 0 | 0 | 0 | 0 | 0 |  | 0
Distribution Feeder Hardening-Breaker-60055375 | Distribution Feeder Hardening | 496830 | 0 | 0 | 0 | 0 | 0 | 0 | 0 | 0 | 0 | 0 |  | 0
Distribution Feeder Hardening-Breaker-60055437 | Distribution Feeder Hardening | 421961 | 0 | 0 | 0 | 0 | 0 | 0 | 0 | 0 | 0 | 0 |  | 0
Distribution Feeder Hardening-Breaker-60055443 | Distribution Feeder Hardening | 559283 | 0 | 0 | 0 | 0 | 0 | 0 | 0 | 0 | 0 | 0 |  | 0
Distribution Feeder Hardening-Breaker-60055453 | Distribution Feeder Hardening | 331869 | 0 | 0 | 0 | 0 | 2029 | 0 | 0 | 0 | 0 | 0 |  | 2027 | 2027
Distribution Feeder Hardening-Breaker-60055464 | Distribution Feeder Hardening | 711573 | 0 | 0 | 0 | 0 | 0 | 0 | 0 | 0 | 0 | 0 |  | 0
Distribution Feeder Hardening-Breaker-60055479 | Distribution Feeder Hardening | 380166 | 0 | 0 | 0 | 0 | 0 | 0 | 0 | 0 | 0 | 0 |  | 0
Distribution Feeder Hardening-Breaker-60055499 | Distribution Feeder Hardening | 442350 | 0 | 0 | 0 | 0 | 0 | 0 | 0 | 0 | 0 | 0 |  | 0
Distribution Feeder Hardening-Breaker-60055510 | Distribution Feeder Hardening | 945570 | 0 | 0 | 0 | 0 | 0 | 0 | 0 | 0 | 0 | 0 |  | 0
Distribution Feeder Hardening-Breaker-60055526 | Distribution Feeder Hardening | 53082 | 0 | 0 | 0 | 0 | 2027 | 0 | 0 | 0 | 0 | 0 |  | 2025 | 2025
Distribution Feeder Hardening-Breaker-60055546 | Distribution Feeder Hardening | 203481 | 0 | 0 | 0 | 0 | 0 | 0 | 0 | 0 | 0 | 0 |  | 0
Distribution Feeder Hardening-Breaker-60056053 | Distribution Feeder Hardening | 532257 | 0 | 0 | 0 | 0 | 2027 | 0 | 0 | 0 | 0 | 0 |  | 2026 | 2026
Distribution Feeder Hardening-Breaker-60056803 | Distribution Feeder Hardening | 115011 | 0 | 0 | 0 | 0 | 0 | 0 | 0 | 0 | 0 | 0 |  | 0
Distribution Feeder Hardening-Breaker-60056817 | Distribution Feeder Hardening | 225943 | 0 | 0 | 0 | 0 | 0 | 0 | 0 | 0 | 0 | 0 |  | 0
Distribution Feeder Hardening-Breaker-60056831 | Distribution Feeder Hardening | 246531 | 0 | 0 | 0 | 0 | 0 | 0 | 0 | 0 | 0 | 0 |  | 0
Distribution Feeder Hardening-Breaker-60056843 | Distribution Feeder Hardening | 387807 | 0 | 0 | 0 | 0 | 0 | 0 | 0 | 0 | 0 | 0 |  | 0
Distribution Feeder Hardening-Breaker-60056859 | Distribution Feeder Hardening | 290385 | 0 | 0 | 0 | 0 | 2028 | 0 | 0 | 0 | 0 | 0 |  | 2027 | 2027
Distribution Feeder Hardening-Breaker-60056870 | Distribution Feeder Hardening | 390078 | 0 | 0 | 0 | 0 | 2023 | 0 | 0 | 0 | 0 | 0 |  | 2024 | 2024
Distribution Feeder Hardening-Breaker-60056885 | Distribution Feeder Hardening | 1271443 | 0 | 0 | 0 | 0 | 2028 | 0 | 0 | 0 | 0 | 0 |  | 2026 | 2026
Distribution Feeder Hardening-Breaker-60056889 | Distribution Feeder Hardening | 94185 | 0 | 0 | 0 | 0 | 2023 | 0 | 0 | 0 | 0 | 0 |  | 2023
Distribution Feeder Hardening-Breaker-60057165 | Distribution Feeder Hardening | 274439 | 0 | 0 | 0 | 0 | 0 | 0 | 0 | 0 | 0 | 0 |  | 0
Distribution Feeder Hardening-Breaker-60057185 | Distribution Feeder Hardening | 61929 | 0 | 0 | 0 | 0 | 0 | 0 | 0 | 0 | 0 | 0 |  | 0
Distribution Feeder Hardening-Breaker-60057203 | Distribution Feeder Hardening | 208937 | 0 | 0 | 0 | 0 | 0 | 0 | 0 | 0 | 0 | 0 |  | 0
Distribution Feeder Hardening-Breaker-60057307 | Distribution Feeder Hardening | 28051 | 0 | 0 | 0 | 0 | 0 | 0 | 0 | 0 | 0 | 0 |  | 0
Distribution Feeder Hardening-Breaker-60057327 | Distribution Feeder Hardening | 24975 | 0 | 0 | 0 | 0 | 0 | 0 | 0 | 0 | 0 | 0 |  | 0
Distribution Feeder Hardening-Breaker-60057356 | Distribution Feeder Hardening | 236170 | 0 | 0 | 0 | 0 | 0 | 0 | 0 | 0 | 0 | 0 |  | 0
Distribution Feeder Hardening-Breaker-60057586 | Distribution Feeder Hardening | 358029 | 0 | 0 | 0 | 0 | 2023 | 0 | 0 | 0 | 0 | 0 |  | 2024 | 2024
Distribution Feeder Hardening-Breaker-60057598 | Distribution Feeder Hardening | 543302 | 0 | 0 | 0 | 0 | 2029 | 0 | 0 | 0 | 0 | 0 |  | 0 | 0
Distribution Feeder Hardening-Breaker-60061198 | Distribution Feeder Hardening | 97916 | 0 | 0 | 0 | 0 | 0 | 0 | 0 | 0 | 0 | 0 |  | 0
Distribution Feeder Hardening-Breaker-60061206 | Distribution Feeder Hardening | 626707 | 0 | 0 | 0 | 0 | 2028 | 0 | 0 | 0 | 0 | 0 |  | 2026 | 2026
Distribution Feeder Hardening-Breaker-60061214 | Distribution Feeder Hardening | 284614 | 0 | 0 | 0 | 0 | 2023 | 0 | 0 | 0 | 0 | 0 |  | 2023
Distribution Feeder Hardening-Breaker-60061229 | Distribution Feeder Hardening | 841250 | 0 | 0 | 0 | 0 | 2026 | 0 | 0 | 0 | 0 | 0 |  | 2025 | 2025
Distribution Feeder Hardening-Breaker-60061250 | Distribution Feeder Hardening | 1022484 | 0 | 0 | 0 | 0 | 2027 | 0 | 0 | 0 | 0 | 0 |  | 2025 | 2025
Distribution Feeder Hardening-Breaker-60061265 | Distribution Feeder Hardening | 776019 | 0 | 0 | 0 | 0 | 2025 | 0 | 0 | 0 | 0 | 0 |  | 2024 | 2024
Distribution Feeder Hardening-Breaker-60061275 | Distribution Feeder Hardening | 595825 | 0 | 0 | 0 | 0 | 2024 | 0 | 0 | 0 | 0 | 0 |  | 2024
Distribution Feeder Hardening-Breaker-60061287 | Distribution Feeder Hardening | 373028 | 0 | 0 | 0 | 0 | 2024 | 0 | 0 | 0 | 0 | 0 |  | 2024
Distribution Feeder Hardening-Breaker-60061300 | Distribution Feeder Hardening | 182655 | 0 | 0 | 0 | 0 | 2023 | 0 | 0 | 0 | 0 | 0 |  | 2027 | 2027
Distribution Feeder Hardening-Breaker-60061309 | Distribution Feeder Hardening | 362671 | 0 | 0 | 0 | 0 | 2022 | 0 | 0 | 0 | 0 | 0 |  | 2026 | 2026
Distribution Feeder Hardening-Breaker-60061326 | Distribution Feeder Hardening | 1020862 | 0 | 0 | 0 | 0 | 2028 | 0 | 0 | 0 | 0 | 0 |  | 2026 | 2026
Distribution Feeder Hardening-Breaker-60061338 | Distribution Feeder Hardening | 975697 | 0 | 0 | 0 | 0 | 2028 | 0 | 0 | 0 | 0 | 0 |  | 2027 | 2027
Distribution Feeder Hardening-Breaker-60061342 | Distribution Feeder Hardening | 733203 | 0 | 0 | 0 | 0 | 2029 | 0 | 0 | 0 | 0 | 0 |  | 0 | 0
Distribution Feeder Hardening-Breaker-60061388 | Distribution Feeder Hardening | 232605 | 0 | 0 | 0 | 0 | 2028 | 0 | 0 | 0 | 0 | 0 |  | 2026 | 2026
Distribution Feeder Hardening-Breaker-60061395 | Distribution Feeder Hardening | 215404 | 0 | 0 | 0 | 0 | 2028 | 0 | 0 | 0 | 0 | 0 |  | 2025 | 2025
Distribution Feeder Hardening-Breaker-60061407 | Distribution Feeder Hardening | 218043 | 0 | 0 | 0 | 0 | 0 | 0 | 0 | 0 | 0 | 0 |  | 0
Distribution Feeder Hardening-Breaker-60061419 | Distribution Feeder Hardening | 228201 | 0 | 0 | 0 | 0 | 0 | 0 | 0 | 0 | 0 | 0 |  | 0
Distribution Feeder Hardening-Breaker-60061429 | Distribution Feeder Hardening | 387439 | 0 | 0 | 0 | 0 | 0 | 0 | 0 | 0 | 0 | 0 |  | 0
Distribution Feeder Hardening-Breaker-60061444 | Distribution Feeder Hardening | 378799 | 0 | 0 | 0 | 0 | 2026 | 0 | 0 | 0 | 0 | 0 |  | 2024 | 2024
Distribution Feeder Hardening-Breaker-60061458 | Distribution Feeder Hardening | 137347 | 0 | 0 | 0 | 0 | 2028 | 0 | 0 | 0 | 0 | 0 |  | 2025 | 2025
Distribution Feeder Hardening-Breaker-60061467 | Distribution Feeder Hardening | 646036 | 0 | 0 | 0 | 0 | 0 | 0 | 0 | 0 | 0 | 0 |  | 0
Distribution Feeder Hardening-Breaker-60061491 | Distribution Feeder Hardening | 397423 | 0 | 0 | 0 | 0 | 2024 | 0 | 0 | 0 | 0 | 0 |  | 2024
Distribution Feeder Hardening-Breaker-60061503 | Distribution Feeder Hardening | 490734 | 0 | 0 | 0 | 0 | 0 | 0 | 0 | 0 | 0 | 0 |  | 0
Distribution Feeder Hardening-Breaker-60061515 | Distribution Feeder Hardening | 661805 | 0 | 0 | 0 | 0 | 0 | 0 | 0 | 0 | 0 | 0 |  | 0
Distribution Feeder Hardening-Breaker-60061524 | Distribution Feeder Hardening | 484310 | 0 | 0 | 0 | 0 | 2027 | 0 | 0 | 0 | 0 | 0 |  | 2026 | 2026
Distribution Feeder Hardening-Breaker-60061559 | Distribution Feeder Hardening | 623609 | 0 | 0 | 0 | 0 | 2025 | 0 | 0 | 0 | 0 | 0 |  | 2024 | 2024
Distribution Feeder Hardening-Breaker-60061573 | Distribution Feeder Hardening | 353188 | 0 | 0 | 0 | 0 | 0 | 0 | 0 | 0 | 0 | 0 |  | 0
Distribution Feeder Hardening-Breaker-60061598 | Distribution Feeder Hardening | 141552 | 0 | 0 | 0 | 0 | 0 | 0 | 0 | 0 | 0 | 0 |  | 0
Distribution Feeder Hardening-Breaker-60061609 | Distribution Feeder Hardening | 198783 | 0 | 0 | 0 | 0 | 0 | 0 | 0 | 0 | 0 | 0 |  | 0
Distribution Feeder Hardening-Breaker-60061655 | Distribution Feeder Hardening | 614805 | 0 | 0 | 0 | 0 | 2028 | 0 | 0 | 0 | 0 | 0 |  | 2027 | 2027
Distribution Feeder Hardening-Breaker-60061659 | Distribution Feeder Hardening | 1213947 | 0 | 0 | 0 | 0 | 2027 | 0 | 0 | 0 | 0 | 0 |  | 2026 | 2026
Distribution Feeder Hardening-Breaker-60061695 | Distribution Feeder Hardening | 168093 | 0 | 0 | 0 | 0 | 2029 | 0 | 0 | 0 | 0 | 0 |  | 2027 | 2027
Distribution Feeder Hardening-Breaker-60063763 | Distribution Feeder Hardening | 241249 | 0 | 0 | 0 | 0 | 2029 | 0 | 0 | 0 | 0 | 0 |  | 2027 | 2027
Distribution Feeder Hardening-Breaker-60063774 | Distribution Feeder Hardening | 88470 | 0 | 0 | 0 | 0 | 2028 | 0 | 0 | 0 | 0 | 0 |  | 2025 | 2025
Distribution Feeder Hardening-Breaker-60063796 | Distribution Feeder Hardening | 393798 | 0 | 0 | 0 | 0 | 2029 | 0 | 0 | 0 | 0 | 0 |  | 2027 | 2027
Distribution Feeder Hardening-Breaker-60063798 | Distribution Feeder Hardening | 782883 | 0 | 0 | 0 | 0 | 2021 | 0 | 0 | 0 | 0 | 0 |  | 2021
Distribution Feeder Hardening-Breaker-60063857 | Distribution Feeder Hardening | 150399 | 0 | 0 | 0 | 0 | 0 | 0 | 0 | 0 | 0 | 0 |  | 0
Distribution Feeder Hardening-Breaker-60063865 | Distribution Feeder Hardening | 303381 | 0 | 0 | 0 | 0 | 0 | 0 | 0 | 0 | 0 | 0 |  | 0
Distribution Feeder Hardening-Breaker-60063873 | Distribution Feeder Hardening | 275568 | 0 | 0 | 0 | 0 | 0 | 0 | 0 | 0 | 0 | 0 |  | 0
Distribution Feeder Hardening-Breaker-60063930 | Distribution Feeder Hardening | 578042 | 0 | 0 | 0 | 0 | 2026 | 0 | 0 | 0 | 0 | 0 |  | 2026
Distribution Feeder Hardening-Breaker-60064101 | Distribution Feeder Hardening | 908872 | 0 | 0 | 0 | 0 | 0 | 0 | 0 | 0 | 0 | 0 |  | 0
Distribution Feeder Hardening-Breaker-60064140 | Distribution Feeder Hardening | 172242 | 0 | 0 | 0 | 0 | 0 | 0 | 0 | 0 | 0 | 0 |  | 0
Distribution Feeder Hardening-Breaker-60064142 | Distribution Feeder Hardening | 623710 | 0 | 0 | 0 | 0 | 0 | 0 | 0 | 0 | 0 | 0 |  | 0
Distribution Feeder Hardening-Breaker-60064155 | Distribution Feeder Hardening | 463064 | 0 | 0 | 0 | 0 | 2027 | 0 | 0 | 0 | 0 | 0 |  | 2025 | 2025
Distribution Feeder Hardening-Breaker-60064168 | Distribution Feeder Hardening | 731807 | 0 | 0 | 0 | 0 | 2024 | 0 | 0 | 0 | 0 | 0 |  | 2028 | 2028
Distribution Feeder Hardening-Breaker-60064181 | Distribution Feeder Hardening | 106164 | 0 | 0 | 0 | 0 | 0 | 0 | 0 | 0 | 0 | 0 |  | 0
Distribution Feeder Hardening-Breaker-60064214 | Distribution Feeder Hardening | 453326 | 0 | 0 | 0 | 0 | 0 | 0 | 0 | 0 | 0 | 0 |  | 0
Distribution Feeder Hardening-Breaker-60064222 | Distribution Feeder Hardening | 833505 | 0 | 0 | 0 | 0 | 0 | 0 | 0 | 0 | 0 | 0 |  | 0
Distribution Feeder Hardening-Breaker-60064234 | Distribution Feeder Hardening | 346613.531 | 0 | 0 | 0 | 0 | 2022 | 0 | 0 | 0 | 0 | 0 |  | 2023 | 2023
Distribution Feeder Hardening-Breaker-60064265 | Distribution Feeder Hardening | 146194 | 0 | 0 | 0 | 0 | 0 | 0 | 0 | 0 | 0 | 0 |  | 2027 | 2027
Distribution Feeder Hardening-Breaker-60064306 | Distribution Feeder Hardening | 132705 | 0 | 0 | 0 | 0 | 0 | 0 | 0 | 0 | 0 | 0 |  | 0
Distribution Feeder Hardening-Breaker-60064331 | Distribution Feeder Hardening | 129374 | 0 | 0 | 0 | 0 | 0 | 0 | 0 | 0 | 0 | 0 |  | 0
Distribution Feeder Hardening-Breaker-60064337 | Distribution Feeder Hardening | 492300 | 0 | 0 | 0 | 0 | 2020 | 0 | 0 | 0 | 0 | 0 |  | 2020
Distribution Feeder Hardening-Breaker-60064396 | Distribution Feeder Hardening | 542484 | 0 | 0 | 0 | 0 | 0 | 0 | 0 | 0 | 0 | 0 |  | 0
Distribution Feeder Hardening-Breaker-60064435 | Distribution Feeder Hardening | 283104 | 0 | 0 | 0 | 0 | 0 | 0 | 0 | 0 | 0 | 0 |  | 0
Distribution Feeder Hardening-Breaker-60064450 | Distribution Feeder Hardening | 309827 | 0 | 0 | 0 | 0 | 0 | 0 | 0 | 0 | 0 | 0 |  | 0
Distribution Feeder Hardening-Breaker-60064488 | Distribution Feeder Hardening | 301616 | 0 | 0 | 0 | 0 | 0 | 0 | 0 | 0 | 0 | 0 |  | 2027 | 2027
Distribution Feeder Hardening-Breaker-60064515 | Distribution Feeder Hardening | 636275 | 0 | 0 | 0 | 0 | 2029 | 0 | 0 | 0 | 0 | 0 |  | 2027 | 2027
Distribution Feeder Hardening-Breaker-60064526 | Distribution Feeder Hardening | 35388 | 0 | 0 | 0 | 0 | 2026 | 0 | 0 | 0 | 0 | 0 |  | 2024 | 2024
Distribution Feeder Hardening-Breaker-60064539 | Distribution Feeder Hardening | 204991 | 0 | 0 | 0 | 0 | 2027 | 0 | 0 | 0 | 0 | 0 |  | 2025 | 2025
Distribution Feeder Hardening-Breaker-60064551 | Distribution Feeder Hardening | 488420 | 0 | 0 | 0 | 0 | 2027 | 0 | 0 | 0 | 0 | 0 |  | 2025 | 2025
Distribution Feeder Hardening-Breaker-60064560 | Distribution Feeder Hardening | 184221 | 0 | 0 | 0 | 0 | 0 | 0 | 0 | 0 | 0 | 0 |  | 0
Distribution Feeder Hardening-Breaker-60064581 | Distribution Feeder Hardening | 347616 | 0 | 0 | 0 | 0 | 0 | 0 | 0 | 0 | 0 | 0 |  | 0
Distribution Feeder Hardening-Breaker-60064595 | Distribution Feeder Hardening | 645292 | 0 | 0 | 0 | 0 | 0 | 0 | 0 | 0 | 0 | 0 |  | 0
Distribution Feeder Hardening-Breaker-60064622 | Distribution Feeder Hardening | 322879 | 0 | 0 | 0 | 0 | 2028 | 0 | 0 | 0 | 0 | 0 |  | 2026 | 2026
Distribution Feeder Hardening-Breaker-60064635 | Distribution Feeder Hardening | 705939 | 0 | 0 | 0 | 0 | 2028 | 0 | 0 | 0 | 0 | 0 |  | 2026 | 2026
Distribution Feeder Hardening-Breaker-60064648 | Distribution Feeder Hardening | 498829 | 0 | 0 | 0 | 0 | 2023 | 0 | 0 | 0 | 0 | 0 |  | 2023
Distribution Feeder Hardening-Breaker-60064661 | Distribution Feeder Hardening | 796667 | 0 | 0 | 0 | 0 | 2024 | 0 | 0 | 0 | 0 | 0 |  | 2024
Distribution Feeder Hardening-Breaker-60064676 | Distribution Feeder Hardening | 1128200 | 0 | 0 | 0 | 0 | 2021 | 0 | 0 | 0 | 0 | 0 |  | 2021
Distribution Feeder Hardening-Breaker-60064721 | Distribution Feeder Hardening | 230022 | 0 | 0 | 0 | 0 | 0 | 0 | 0 | 0 | 0 | 0 |  | 0
Distribution Feeder Hardening-Breaker-60064746 | Distribution Feeder Hardening | 355827 | 0 | 0 | 0 | 0 | 2028 | 0 | 0 | 0 | 0 | 0 |  | 2027 | 2027
Distribution Feeder Hardening-Breaker-60064761 | Distribution Feeder Hardening | 350520 | 0 | 0 | 0 | 0 | 0 | 0 | 0 | 0 | 0 | 0 |  | 0
Distribution Feeder Hardening-Breaker-60066310 | Distribution Feeder Hardening | 805000 | 0 | 0 | 0 | 0 | 0 | 0 | 0 | 0 | 0 | 0 |  | 0
Distribution Feeder Hardening-Breaker-60066323 | Distribution Feeder Hardening | 967287 | 0 | 0 | 0 | 0 | 2029 | 0 | 0 | 0 | 0 | 0 |  | 2027 | 2027
Distribution Feeder Hardening-Breaker-60066344 | Distribution Feeder Hardening | 1132959 | 0 | 0 | 0 | 0 | 0 | 0 | 0 | 0 | 0 | 0 |  | 0
Distribution Feeder Hardening-Breaker-60066352 | Distribution Feeder Hardening | 782388 | 0 | 0 | 0 | 0 | 2025 | 0 | 0 | 0 | 0 | 0 |  | 2025
Distribution Feeder Hardening-Breaker-60066445 | Distribution Feeder Hardening | 413150 | 0 | 0 | 0 | 0 | 2020 | 0 | 0 | 0 | 0 | 0 |  | 2020
Distribution Feeder Hardening-Breaker-60066460 | Distribution Feeder Hardening | 459789 | 0 | 0 | 0 | 0 | 2025 | 0 | 0 | 0 | 0 | 0 |  | 2024 | 2024
Distribution Feeder Hardening-Breaker-60066471 | Distribution Feeder Hardening | 373322 | 0 | 0 | 0 | 0 | 0 | 0 | 0 | 0 | 0 | 0 |  | 0
Distribution Feeder Hardening-Breaker-60066489 | Distribution Feeder Hardening | 414676 | 0 | 0 | 0 | 0 | 2024 | 0 | 0 | 0 | 0 | 0 |  | 2028 | 2028
Distribution Feeder Hardening-Breaker-60066502 | Distribution Feeder Hardening | 473798.1106 | 0 | 0 | 0 | 0 | 2021 | 0 | 0 | 0 | 0 | 0 |  | 2021
Distribution Feeder Hardening-Breaker-60066517 | Distribution Feeder Hardening | 1232798 | 0 | 0 | 0 | 0 | 2028 | 0 | 0 | 0 | 0 | 0 |  | 2026 | 2026
Distribution Feeder Hardening-Breaker-60066530 | Distribution Feeder Hardening | 324207 | 0 | 0 | 0 | 0 | 2028 | 0 | 0 | 0 | 0 | 0 |  | 2026 | 2026
Distribution Feeder Hardening-Breaker-60066545 | Distribution Feeder Hardening | 939530 | 0 | 0 | 0 | 0 | 2024 | 0 | 0 | 0 | 0 | 0 |  | 2026 | 2026
Distribution Feeder Hardening-Breaker-60066560 | Distribution Feeder Hardening | 317541 | 0 | 0 | 0 | 0 | 2026 | 0 | 0 | 0 | 0 | 0 |  | 2028 | 2028
Distribution Feeder Hardening-Breaker-60066573 | Distribution Feeder Hardening | 729994 | 0 | 0 | 0 | 0 | 0 | 0 | 0 | 0 | 0 | 0 |  | 0
Distribution Feeder Hardening-Breaker-60066584 | Distribution Feeder Hardening | 1223245 | 0 | 0 | 0 | 0 | 2023 | 0 | 0 | 0 | 0 | 0 |  | 2024 | 2024
Distribution Feeder Hardening-Breaker-60066599 | Distribution Feeder Hardening | 359541 | 0 | 0 | 0 | 0 | 2027 | 0 | 0 | 0 | 0 | 0 |  | 2025 | 2025
Distribution Feeder Hardening-Breaker-60066616 | Distribution Feeder Hardening | 109617 | 0 | 0 | 0 | 0 | 2027 | 0 | 0 | 0 | 0 | 0 |  | 2026 | 2026
Distribution Feeder Hardening-Breaker-60066633 | Distribution Feeder Hardening | 35388 | 0 | 0 | 0 | 0 | 0 | 0 | 0 | 0 | 0 | 0 |  | 0
Distribution Feeder Hardening-Breaker-60066655 | Distribution Feeder Hardening | 230022 | 0 | 0 | 0 | 0 | 2027 | 0 | 0 | 0 | 0 | 0 |  | 2025 | 2025
Distribution Feeder Hardening-Breaker-60066663 | Distribution Feeder Hardening | 8847 | 0 | 0 | 0 | 0 | 0 | 0 | 0 | 0 | 0 | 0 |  | 0
Distribution Feeder Hardening-Breaker-60066679 | Distribution Feeder Hardening | 188167 | 0 | 0 | 0 | 0 | 2027 | 0 | 0 | 0 | 0 | 0 |  | 2027
Distribution Feeder Hardening-Breaker-60066696 | Distribution Feeder Hardening | 592490 | 0 | 0 | 0 | 0 | 0 | 0 | 0 | 0 | 0 | 0 |  | 0
Distribution Feeder Hardening-Breaker-60066714 | Distribution Feeder Hardening | 512747 | 0 | 0 | 0 | 0 | 2026 | 0 | 0 | 0 | 0 | 0 |  | 2024 | 2024
Distribution Feeder Hardening-Breaker-60066736 | Distribution Feeder Hardening | 365310 | 0 | 0 | 0 | 0 | 2028 | 0 | 0 | 0 | 0 | 0 |  | 2027 | 2027
Distribution Feeder Hardening-Breaker-60066749 | Distribution Feeder Hardening | 378838 | 0 | 0 | 0 | 0 | 0 | 0 | 0 | 0 | 0 | 0 |  | 0
Distribution Feeder Hardening-Breaker-60066760 | Distribution Feeder Hardening | 208997 | 0 | 0 | 0 | 0 | 0 | 0 | 0 | 0 | 0 | 0 |  | 0
Distribution Feeder Hardening-Breaker-60066810 | Distribution Feeder Hardening | 308512 | 0 | 0 | 0 | 0 | 0 | 0 | 0 | 0 | 0 | 0 |  | 0
Distribution Feeder Hardening-Breaker-60066812 | Distribution Feeder Hardening | 444272 | 0 | 0 | 0 | 0 | 0 | 0 | 0 | 0 | 0 | 0 |  | 0
Distribution Feeder Hardening-Breaker-60066896 | Distribution Feeder Hardening | 424782 | 0 | 0 | 0 | 0 | 0 | 0 | 0 | 0 | 0 | 0 |  | 0
Distribution Feeder Hardening-Breaker-60067335 | Distribution Feeder Hardening | 405833 | 0 | 0 | 0 | 0 | 2025 | 0 | 0 | 0 | 0 | 0 |  | 2024 | 2024
Distribution Feeder Hardening-Breaker-60067361 | Distribution Feeder Hardening | 530820 | 0 | 0 | 0 | 0 | 0 | 0 | 0 | 0 | 0 | 0 |  | 0
Distribution Feeder Hardening-Breaker-60067372 | Distribution Feeder Hardening | 370878 | 0 | 0 | 0 | 0 | 2024 | 0 | 0 | 0 | 0 | 0 |  | 2028 | 2028
Distribution Feeder Hardening-Breaker-60067383 | Distribution Feeder Hardening | 371574 | 0 | 0 | 0 | 0 | 2029 | 0 | 0 | 0 | 0 | 0 |  | 2027 | 2027
Distribution Feeder Hardening-Breaker-60067411 | Distribution Feeder Hardening | 708375 | 0 | 0 | 0 | 0 | 2023 | 0 | 0 | 0 | 0 | 0 |  | 2024 | 2024
Distribution Feeder Hardening-Breaker-60067420 | Distribution Feeder Hardening | 395474 | 0 | 0 | 0 | 0 | 2021 | 0 | 0 | 0 | 0 | 0 |  | 2023 | 2023
Distribution Feeder Hardening-Breaker-60067451 | Distribution Feeder Hardening | 365747 | 0 | 0 | 0 | 0 | 0 | 0 | 0 | 0 | 0 | 0 |  | 0
Distribution Feeder Hardening-Breaker-60067462 | Distribution Feeder Hardening | 203918 | 0 | 0 | 0 | 0 | 0 | 0 | 0 | 0 | 0 | 0 |  | 0
Distribution Feeder Hardening-Breaker-60067475 | Distribution Feeder Hardening | 17694 | 0 | 0 | 0 | 0 | 0 | 0 | 0 | 0 | 0 | 0 |  | 0
Distribution Feeder Hardening-Breaker-60067499 | Distribution Feeder Hardening | 164961 | 0 | 0 | 0 | 0 | 2026 | 0 | 0 | 0 | 0 | 0 |  | 2025 | 2025
Distribution Feeder Hardening-Breaker-60067512 | Distribution Feeder Hardening | 88470 | 0 | 0 | 0 | 0 | 0 | 0 | 0 | 0 | 0 | 0 |  | 0
Distribution Feeder Hardening-Breaker-60067524 | Distribution Feeder Hardening | 282837 | 0 | 0 | 0 | 0 | 0 | 0 | 0 | 0 | 0 | 0 |  | 0
Distribution Feeder Hardening-Breaker-60067539 | Distribution Feeder Hardening | 153415 | 0 | 0 | 0 | 0 | 0 | 0 | 0 | 0 | 0 | 0 |  | 0
Distribution Feeder Hardening-Breaker-60067581 | Distribution Feeder Hardening | 80060 | 0 | 0 | 0 | 0 | 0 | 0 | 0 | 0 | 0 | 0 |  | 0
Distribution Feeder Hardening-Breaker-60067595 | Distribution Feeder Hardening | 715078 | 0 | 0 | 0 | 0 | 2028 | 0 | 0 | 0 | 0 | 0 |  | 2026 | 2026
Distribution Feeder Hardening-Breaker-60067652 | Distribution Feeder Hardening | 123858 | 0 | 0 | 0 | 0 | 0 | 0 | 0 | 0 | 0 | 0 |  | 0
Distribution Feeder Hardening-Breaker-60067660 | Distribution Feeder Hardening | 284009 | 0 | 0 | 0 | 0 | 0 | 0 | 0 | 0 | 0 | 0 |  | 0
Distribution Feeder Hardening-Breaker-60067668 | Distribution Feeder Hardening | 253431 | 0 | 0 | 0 | 0 | 2029 | 0 | 0 | 0 | 0 | 0 |  | 2027 | 2027
Distribution Feeder Hardening-Breaker-60067676 | Distribution Feeder Hardening | 172735 | 0 | 0 | 0 | 0 | 0 | 0 | 0 | 0 | 0 | 0 |  | 2027 | 2027
Distribution Feeder Hardening-Breaker-60067692 | Distribution Feeder Hardening | 485201 | 0 | 0 | 0 | 0 | 0 | 0 | 0 | 0 | 0 | 0 |  | 0
Distribution Feeder Hardening-Breaker-60067708 | Distribution Feeder Hardening | 637365 | 0 | 0 | 0 | 0 | 2024 | 0 | 0 | 0 | 0 | 0 |  | 2024
Distribution Feeder Hardening-Breaker-60067726 | Distribution Feeder Hardening | 292968 | 0 | 0 | 0 | 0 | 2023 | 0 | 0 | 0 | 0 | 0 |  | 2023
Distribution Feeder Hardening-Breaker-60067730 | Distribution Feeder Hardening | 163888 | 0 | 0 | 0 | 0 | 2023 | 0 | 0 | 0 | 0 | 0 |  | 2023
Distribution Feeder Hardening-Breaker-60067748 | Distribution Feeder Hardening | 281538 | 0 | 0 | 0 | 0 | 2023 | 0 | 0 | 0 | 0 | 0 |  | 2023
Distribution Feeder Hardening-Breaker-60067752 | Distribution Feeder Hardening | 847550 | 0 | 0 | 0 | 0 | 2020 | 0 | 0 | 0 | 0 | 0 |  | 2020
Distribution Feeder Hardening-Breaker-60067758 | Distribution Feeder Hardening | 66571 | 0 | 0 | 0 | 0 | 2021 | 0 | 0 | 0 | 0 | 0 |  | 2023 | 2023
Distribution Feeder Hardening-Breaker-60067808 | Distribution Feeder Hardening | 530159 | 0 | 0 | 0 | 0 | 0 | 0 | 0 | 0 | 0 | 0 |  | 0
Distribution Feeder Hardening-Breaker-60067810 | Distribution Feeder Hardening | 660563 | 0 | 0 | 0 | 0 | 0 | 0 | 0 | 0 | 0 | 0 |  | 0
Distribution Feeder Hardening-Breaker-60067812 | Distribution Feeder Hardening | 520262 | 0 | 0 | 0 | 0 | 0 | 0 | 0 | 0 | 0 | 0 |  | 0
Distribution Feeder Hardening-Breaker-60068371 | Distribution Feeder Hardening | 123858 | 0 | 0 | 0 | 0 | 0 | 0 | 0 | 0 | 0 | 0 |  | 0
Distribution Feeder Hardening-Breaker-60068415 | Distribution Feeder Hardening | 141552 | 0 | 0 | 0 | 0 | 0 | 0 | 0 | 0 | 0 | 0 |  | 0
Distribution Feeder Hardening-Breaker-60068426 | Distribution Feeder Hardening | 70776 | 0 | 0 | 0 | 0 | 0 | 0 | 0 | 0 | 0 | 0 |  | 0
Distribution Feeder Hardening-Breaker-60068434 | Distribution Feeder Hardening | 26541 | 0 | 0 | 0 | 0 | 0 | 0 | 0 | 0 | 0 | 0 |  | 0
Distribution Feeder Hardening-Breaker-60068463 | Distribution Feeder Hardening | 61929 | 0 | 0 | 0 | 0 | 0 | 0 | 0 | 0 | 0 | 0 |  | 0
Distribution Feeder Hardening-Breaker-60068485 | Distribution Feeder Hardening | 290385 | 0 | 0 | 0 | 0 | 0 | 0 | 0 | 0 | 0 | 0 |  | 0
Distribution Feeder Hardening-Breaker-60068509 | Distribution Feeder Hardening | 241054 | 0 | 0 | 0 | 0 | 0 | 0 | 0 | 0 | 0 | 0 |  | 0
Distribution Feeder Hardening-Breaker-60068519 | Distribution Feeder Hardening | 432977 | 0 | 0 | 0 | 0 | 2028 | 0 | 0 | 0 | 0 | 0 |  | 2025 | 2025
Distribution Feeder Hardening-Breaker-60068536 | Distribution Feeder Hardening | 417116 | 0 | 0 | 0 | 0 | 0 | 0 | 0 | 0 | 0 | 0 |  | 0
Distribution Feeder Hardening-Breaker-60068550 | Distribution Feeder Hardening | 761328 | 0 | 0 | 0 | 0 | 0 | 0 | 0 | 0 | 0 | 0 |  | 0
Distribution Feeder Hardening-Breaker-60068564 | Distribution Feeder Hardening | 429298 | 0 | 0 | 0 | 0 | 2028 | 0 | 0 | 0 | 0 | 0 |  | 2025 | 2025
Distribution Feeder Hardening-Breaker-60068572 | Distribution Feeder Hardening | 312228 | 0 | 0 | 0 | 0 | 2024 | 0 | 0 | 0 | 0 | 0 |  | 2024
Distribution Feeder Hardening-Breaker-60068588 | Distribution Feeder Hardening | 53082 | 0 | 0 | 0 | 0 | 2024 | 0 | 0 | 0 | 0 | 0 |  | 2024
Distribution Feeder Hardening-Breaker-60068601 | Distribution Feeder Hardening | 256563 | 0 | 0 | 0 | 0 | 0 | 0 | 0 | 0 | 0 | 0 |  | 0
Distribution Feeder Hardening-Breaker-60068616 | Distribution Feeder Hardening | 187535 | 0 | 0 | 0 | 0 | 0 | 0 | 0 | 0 | 0 | 0 |  | 0
Distribution Feeder Hardening-Breaker-60068626 | Distribution Feeder Hardening | 419730 | 0 | 0 | 0 | 0 | 0 | 0 | 0 | 0 | 0 | 0 |  | 0
Distribution Feeder Hardening-Breaker-60068638 | Distribution Feeder Hardening | 689317 | 0 | 0 | 0 | 0 | 2022 | 0 | 0 | 0 | 0 | 0 |  | 2022
Distribution Feeder Hardening-Breaker-60068649 | Distribution Feeder Hardening | 265847 | 0 | 0 | 0 | 0 | 2025 | 0 | 0 | 0 | 0 | 0 |  | 2024 | 2024
Distribution Feeder Hardening-Breaker-60068662 | Distribution Feeder Hardening | 427098 | 0 | 0 | 0 | 0 | 0 | 0 | 0 | 0 | 0 | 0 |  | 0
Distribution Feeder Hardening-Breaker-60068676 | Distribution Feeder Hardening | 225324 | 0 | 0 | 0 | 0 | 0 | 0 | 0 | 0 | 0 | 0 |  | 0
Distribution Feeder Hardening-Breaker-60068683 | Distribution Feeder Hardening | 88470 | 0 | 0 | 0 | 0 | 0 | 0 | 0 | 0 | 0 | 0 |  | 0
Distribution Feeder Hardening-Breaker-60068697 | Distribution Feeder Hardening | 53519 | 0 | 0 | 0 | 0 | 0 | 0 | 0 | 0 | 0 | 0 |  | 0
Distribution Feeder Hardening-Breaker-60068735 | Distribution Feeder Hardening | 191303 | 0 | 0 | 0 | 0 | 2028 | 0 | 0 | 0 | 0 | 0 |  | 2027 | 2027
Distribution Feeder Hardening-Breaker-60068749 | Distribution Feeder Hardening | 514837 | 0 | 0 | 0 | 0 | 2024 | 0 | 0 | 0 | 0 | 0 |  | 2024
Distribution Feeder Hardening-Breaker-60068778 | Distribution Feeder Hardening | 640866 | 0 | 0 | 0 | 0 | 2026 | 0 | 0 | 0 | 0 | 0 |  | 2025 | 2025
Distribution Feeder Hardening-Breaker-60068791 | Distribution Feeder Hardening | 246150 | 0 | 0 | 0 | 0 | 2029 | 0 | 0 | 0 | 0 | 0 |  | 2027 | 2027
Distribution Feeder Hardening-Breaker-60068805 | Distribution Feeder Hardening | 550262 | 0 | 0 | 0 | 0 | 2025 | 0 | 0 | 0 | 0 | 0 |  | 2028 | 2028
Distribution Feeder Hardening-Breaker-60068817 | Distribution Feeder Hardening | 227068 | 0 | 0 | 0 | 0 | 0 | 0 | 0 | 0 | 0 | 0 |  | 0
Distribution Feeder Hardening-Breaker-60068831 | Distribution Feeder Hardening | 97317 | 0 | 0 | 0 | 0 | 0 | 0 | 0 | 0 | 0 | 0 |  | 0
Distribution Feeder Hardening-Breaker-60068841 | Distribution Feeder Hardening | 621817 | 0 | 0 | 0 | 0 | 0 | 0 | 0 | 0 | 0 | 0 |  | 0
Distribution Feeder Hardening-Breaker-60070624 | Distribution Feeder Hardening | 599481 | 0 | 0 | 0 | 0 | 2027 | 0 | 0 | 0 | 0 | 0 |  | 2026 | 2026
Distribution Feeder Hardening-Breaker-60070642 | Distribution Feeder Hardening | 424540 | 0 | 0 | 0 | 0 | 2023 | 0 | 0 | 0 | 0 | 0 |  | 2024 | 2024
Distribution Feeder Hardening-Breaker-60070655 | Distribution Feeder Hardening | 834089 | 0 | 0 | 0 | 0 | 2026 | 0 | 0 | 0 | 0 | 0 |  | 2025 | 2025
Distribution Feeder Hardening-Breaker-60070668 | Distribution Feeder Hardening | 784170 | 0 | 0 | 0 | 0 | 2029 | 0 | 0 | 0 | 0 | 0 |  | 0 | 0
Distribution Feeder Hardening-Breaker-60070711 | Distribution Feeder Hardening | 28051 | 0 | 0 | 0 | 0 | 2028 | 0 | 0 | 0 | 0 | 0 |  | 0 | 0
Distribution Feeder Hardening-Breaker-60070724 | Distribution Feeder Hardening | 422261 | 0 | 0 | 0 | 0 | 2024 | 0 | 0 | 0 | 0 | 0 |  | 2024
Distribution Feeder Hardening-Breaker-60070737 | Distribution Feeder Hardening | 789461 | 0 | 0 | 0 | 0 | 2026 | 0 | 0 | 0 | 0 | 0 |  | 2025 | 2025
Distribution Feeder Hardening-Breaker-60070765 | Distribution Feeder Hardening | 319803 | 0 | 0 | 0 | 0 | 2029 | 0 | 0 | 0 | 0 | 0 |  | 0 | 0
Distribution Feeder Hardening-Breaker-60070776 | Distribution Feeder Hardening | 145061 | 0 | 0 | 0 | 0 | 2022 | 0 | 0 | 0 | 0 | 0 |  | 2029 | 2029
Distribution Feeder Hardening-Breaker-60070787 | Distribution Feeder Hardening | 283448 | 0 | 0 | 0 | 0 | 0 | 0 | 0 | 0 | 0 | 0 |  | 0
Distribution Feeder Hardening-Breaker-60070816 | Distribution Feeder Hardening | 142859 | 0 | 0 | 0 | 0 | 0 | 0 | 0 | 0 | 0 | 0 |  | 0
Distribution Feeder Hardening-Breaker-60070833 | Distribution Feeder Hardening | 281275 | 0 | 0 | 0 | 0 | 0 | 0 | 0 | 0 | 0 | 0 |  | 0
Distribution Feeder Hardening-Breaker-60070846 | Distribution Feeder Hardening | 268325 | 0 | 0 | 0 | 0 | 2026 | 0 | 0 | 0 | 0 | 0 |  | 2025 | 2025
Distribution Feeder Hardening-Breaker-60070928 | Distribution Feeder Hardening | 649431 | 0 | 0 | 0 | 0 | 2025 | 0 | 0 | 0 | 0 | 0 |  | 2025
Distribution Feeder Hardening-Breaker-60070940 | Distribution Feeder Hardening | 177814 | 0 | 0 | 0 | 0 | 0 | 0 | 0 | 0 | 0 | 0 |  | 0
Distribution Feeder Hardening-Breaker-60070972 | Distribution Feeder Hardening | 76491 | 0 | 0 | 0 | 0 | 2025 | 0 | 0 | 0 | 0 | 0 |  | 2024 | 2024
Distribution Feeder Hardening-Breaker-60071487 | Distribution Feeder Hardening | 300522 | 0 | 0 | 0 | 0 | 0 | 0 | 0 | 0 | 0 | 0 |  | 0
Distribution Feeder Hardening-Breaker-60071505 | Distribution Feeder Hardening | 142855 | 0 | 0 | 0 | 0 | 0 | 0 | 0 | 0 | 0 | 0 |  | 0
Distribution Feeder Hardening-Breaker-60071527 | Distribution Feeder Hardening | 410220 | 0 | 0 | 0 | 0 | 0 | 0 | 0 | 0 | 0 | 0 |  | 0
Distribution Feeder Hardening-Breaker-60071529 | Distribution Feeder Hardening | 338133 | 0 | 0 | 0 | 0 | 2023 | 0 | 0 | 0 | 0 | 0 |  | 2028 | 2028
Distribution Feeder Hardening-Breaker-60071547 | Distribution Feeder Hardening | 567407 | 0 | 0 | 0 | 0 | 2029 | 0 | 0 | 0 | 0 | 0 |  | 2027 | 2027
Distribution Feeder Hardening-Breaker-60071549 | Distribution Feeder Hardening | 148141 | 0 | 0 | 0 | 0 | 2024 | 0 | 0 | 0 | 0 | 0 |  | 2027 | 2027
Distribution Feeder Hardening-Breaker-60071568 | Distribution Feeder Hardening | 168474 | 0 | 0 | 0 | 0 | 0 | 0 | 0 | 0 | 0 | 0 |  | 0
Distribution Feeder Hardening-Breaker-60071602 | Distribution Feeder Hardening | 194634 | 0 | 0 | 0 | 0 | 2024 | 0 | 0 | 0 | 0 | 0 |  | 2024
Distribution Feeder Hardening-Breaker-60071606 | Distribution Feeder Hardening | 80934 | 0 | 0 | 0 | 0 | 0 | 0 | 0 | 0 | 0 | 0 |  | 0
Distribution Feeder Hardening-Breaker-60071608 | Distribution Feeder Hardening | 181323 | 0 | 0 | 0 | 0 | 0 | 0 | 0 | 0 | 0 | 0 |  | 0
Distribution Feeder Hardening-Breaker-60071610 | Distribution Feeder Hardening | 337934 | 0 | 0 | 0 | 0 | 0 | 0 | 0 | 0 | 0 | 0 |  | 0
Distribution Feeder Hardening-Breaker-60071612 | Distribution Feeder Hardening | 155041 | 0 | 0 | 0 | 0 | 2026 | 0 | 0 | 0 | 0 | 0 |  | 2029 | 2029
Distribution Feeder Hardening-Breaker-60071666 | Distribution Feeder Hardening | 671238 | 0 | 0 | 0 | 0 | 2028 | 0 | 0 | 0 | 0 | 0 |  | 2027 | 2027
Distribution Feeder Hardening-Breaker-60071687 | Distribution Feeder Hardening | 279972 | 0 | 0 | 0 | 0 | 2023 | 0 | 0 | 0 | 0 | 0 |  | 2029 | 2029
Distribution Feeder Hardening-Breaker-60071689 | Distribution Feeder Hardening | 297666 | 0 | 0 | 0 | 0 | 2029 | 0 | 0 | 0 | 0 | 0 |  | 2026 | 2026
Distribution Feeder Hardening-Breaker-60071691 | Distribution Feeder Hardening | 306401 | 0 | 0 | 0 | 0 | 2027 | 0 | 0 | 0 | 0 | 0 |  | 2025 | 2025
Distribution Feeder Hardening-Breaker-60071718 | Distribution Feeder Hardening | 61929 | 0 | 0 | 0 | 0 | 0 | 0 | 0 | 0 | 0 | 0 |  | 0
Distribution Feeder Hardening-Breaker-60071736 | Distribution Feeder Hardening | 278644 | 0 | 0 | 0 | 0 | 0 | 0 | 0 | 0 | 0 | 0 |  | 0
Distribution Feeder Hardening-Breaker-60071758 | Distribution Feeder Hardening | 53082 | 0 | 0 | 0 | 0 | 2021 | 0 | 0 | 0 | 0 | 0 |  | 2023 | 2023
Distribution Feeder Hardening-Breaker-60071797 | Distribution Feeder Hardening | 649748 | 0 | 0 | 0 | 0 | 0 | 0 | 0 | 0 | 0 | 0 |  | 0
Distribution Feeder Hardening-Breaker-60071799 | Distribution Feeder Hardening | 341265 | 0 | 0 | 0 | 0 | 0 | 0 | 0 | 0 | 0 | 0 |  | 0
Distribution Feeder Hardening-Breaker-60071801 | Distribution Feeder Hardening | 303381 | 0 | 0 | 0 | 0 | 0 | 0 | 0 | 0 | 0 | 0 |  | 0
Distribution Feeder Hardening-Breaker-60071803 | Distribution Feeder Hardening | 408710 | 0 | 0 | 0 | 0 | 2029 | 0 | 0 | 0 | 0 | 0 |  | 2027 | 2027
Distribution Feeder Hardening-Breaker-60071805 | Distribution Feeder Hardening | 849040 | 0 | 0 | 0 | 0 | 2023 | 0 | 0 | 0 | 0 | 0 |  | 2024 | 2024
Distribution Feeder Hardening-Breaker-60071807 | Distribution Feeder Hardening | 454331 | 0 | 0 | 0 | 0 | 0 | 0 | 0 | 0 | 0 | 0 |  | 0
Distribution Feeder Hardening-Breaker-60071809 | Distribution Feeder Hardening | 309645 | 0 | 0 | 0 | 0 | 0 | 0 | 0 | 0 | 0 | 0 |  | 0
Distribution Feeder Hardening-Breaker-60071861 | Distribution Feeder Hardening | 329071 | 0 | 0 | 0 | 0 | 0 | 0 | 0 | 0 | 0 | 0 |  | 0
Distribution Feeder Hardening-Breaker-60071879 | Distribution Feeder Hardening | 104598 | 0 | 0 | 0 | 0 | 0 | 0 | 0 | 0 | 0 | 0 |  | 0
Distribution Feeder Hardening-Breaker-60071884 | Distribution Feeder Hardening | 140367 | 0 | 0 | 0 | 0 | 0 | 0 | 0 | 0 | 0 | 0 |  | 0
Distribution Feeder Hardening-Breaker-60071905 | Distribution Feeder Hardening | 402883 | 0 | 0 | 0 | 0 | 0 | 0 | 0 | 0 | 0 | 0 |  | 0
Distribution Feeder Hardening-Breaker-60071931 | Distribution Feeder Hardening | 227644 | 0 | 0 | 0 | 0 | 0 | 0 | 0 | 0 | 0 | 0 |  | 0
Distribution Feeder Hardening-Breaker-60071933 | Distribution Feeder Hardening | 26541 | 0 | 0 | 0 | 0 | 0 | 0 | 0 | 0 | 0 | 0 |  | 0
Distribution Feeder Hardening-Breaker-60071935 | Distribution Feeder Hardening | 317359 | 0 | 0 | 0 | 0 | 0 | 0 | 0 | 0 | 0 | 0 |  | 0
Distribution Feeder Hardening-Breaker-60075015 | Distribution Feeder Hardening | 115011 | 0 | 0 | 0 | 0 | 0 | 0 | 0 | 0 | 0 | 0 |  | 0
Distribution Feeder Hardening-Breaker-60075033 | Distribution Feeder Hardening | 252739 | 0 | 0 | 0 | 0 | 0 | 0 | 0 | 0 | 0 | 0 |  | 0
Distribution Feeder Hardening-Breaker-60075046 | Distribution Feeder Hardening | 100393 | 0 | 0 | 0 | 0 | 0 | 0 | 0 | 0 | 0 | 0 |  | 0
Distribution Feeder Hardening-Breaker-60075058 | Distribution Feeder Hardening | 185201 | 0 | 0 | 0 | 0 | 0 | 0 | 0 | 0 | 0 | 0 |  | 0
Distribution Feeder Hardening-Breaker-60075088 | Distribution Feeder Hardening | 309810 | 0 | 0 | 0 | 0 | 0 | 0 | 0 | 0 | 0 | 0 |  | 0
Distribution Feeder Hardening-Breaker-60075101 | Distribution Feeder Hardening | 434105 | 0 | 0 | 0 | 0 | 0 | 0 | 0 | 0 | 0 | 0 |  | 0
Distribution Feeder Hardening-Breaker-60075115 | Distribution Feeder Hardening | 588204 | 0 | 0 | 0 | 0 | 0 | 0 | 0 | 0 | 0 | 0 |  | 0
Distribution Feeder Hardening-Breaker-60075129 | Distribution Feeder Hardening | 265770 | 0 | 0 | 0 | 0 | 0 | 0 | 0 | 0 | 0 | 0 |  | 0
Distribution Feeder Hardening-Breaker-60075141 | Distribution Feeder Hardening | 205221 | 0 | 0 | 0 | 0 | 0 | 0 | 0 | 0 | 0 | 0 |  | 0
Distribution Feeder Hardening-Breaker-60075167 | Distribution Feeder Hardening | 211182 | 0 | 0 | 0 | 0 | 0 | 0 | 0 | 0 | 0 | 0 |  | 0
Distribution Feeder Hardening-Breaker-60075183 | Distribution Feeder Hardening | 339682 | 0 | 0 | 0 | 0 | 0 | 0 | 0 | 0 | 0 | 0 |  | 0
Distribution Feeder Hardening-Breaker-60075196 | Distribution Feeder Hardening | 565400 | 0 | 0 | 0 | 0 | 2025 | 0 | 0 | 0 | 0 | 0 |  | 2024 | 2024
Distribution Feeder Hardening-Breaker-60075207 | Distribution Feeder Hardening | 447284 | 0 | 0 | 0 | 0 | 2025 | 0 | 0 | 0 | 0 | 0 |  | 2024 | 2024
Distribution Feeder Hardening-Breaker-60075219 | Distribution Feeder Hardening | 526590 | 0 | 0 | 0 | 0 | 2028 | 0 | 0 | 0 | 0 | 0 |  | 2026 | 2026
Distribution Feeder Hardening-Breaker-60075237 | Distribution Feeder Hardening | 1102546 | 0 | 0 | 0 | 0 | 0 | 0 | 0 | 0 | 0 | 0 |  | 0
Distribution Feeder Hardening-Breaker-60075244 | Distribution Feeder Hardening | 714527 | 0 | 0 | 0 | 0 | 2027 | 0 | 0 | 0 | 0 | 0 |  | 2028 | 2028
Distribution Feeder Hardening-Breaker-60075260 | Distribution Feeder Hardening | 79623 | 0 | 0 | 0 | 0 | 0 | 0 | 0 | 0 | 0 | 0 |  | 0
Distribution Feeder Hardening-Breaker-60075288 | Distribution Feeder Hardening | 212328 | 0 | 0 | 0 | 0 | 2028 | 0 | 0 | 0 | 0 | 0 |  | 2026 | 2026
Distribution Feeder Hardening-Breaker-60075300 | Distribution Feeder Hardening | 269503 | 0 | 0 | 0 | 0 | 2028 | 0 | 0 | 0 | 0 | 0 |  | 2026 | 2026
Distribution Feeder Hardening-Breaker-60075308 | Distribution Feeder Hardening | 206994 | 0 | 0 | 0 | 0 | 2028 | 0 | 0 | 0 | 0 | 0 |  | 2026 | 2026
Distribution Feeder Hardening-Breaker-60075328 | Distribution Feeder Hardening | 119394 | 0 | 0 | 0 | 0 | 0 | 0 | 0 | 0 | 0 | 0 |  | 0
Distribution Feeder Hardening-Breaker-60075341 | Distribution Feeder Hardening | 267993 | 0 | 0 | 0 | 0 | 2025 | 0 | 0 | 0 | 0 | 0 |  | 2024 | 2024
Distribution Feeder Hardening-Breaker-60075356 | Distribution Feeder Hardening | 819964 | 0 | 0 | 0 | 0 | 0 | 0 | 0 | 0 | 0 | 0 |  | 0
Distribution Feeder Hardening-Breaker-60075392 | Distribution Feeder Hardening | 166964 | 0 | 0 | 0 | 0 | 0 | 0 | 0 | 0 | 0 | 0 |  | 0
Distribution Feeder Hardening-Breaker-60075416 | Distribution Feeder Hardening | 358522 | 0 | 0 | 0 | 0 | 0 | 0 | 0 | 0 | 0 | 0 |  | 0
Distribution Feeder Hardening-Breaker-60075429 | Distribution Feeder Hardening | 296593 | 0 | 0 | 0 | 0 | 2026 | 0 | 0 | 0 | 0 | 0 |  | 2025 | 2025
Distribution Feeder Hardening-Breaker-60075442 | Distribution Feeder Hardening | 510431 | 0 | 0 | 0 | 0 | 2025 | 0 | 0 | 0 | 0 | 0 |  | 2024 | 2024
Distribution Feeder Hardening-Breaker-60075458 | Distribution Feeder Hardening | 613784 | 0 | 0 | 0 | 0 | 0 | 0 | 0 | 0 | 0 | 0 |  | 0
Distribution Feeder Hardening-Breaker-60075477 | Distribution Feeder Hardening | 1107300 | 0 | 0 | 0 | 0 | 2021 | 0 | 0 | 0 | 0 | 0 |  | 2021
Distribution Feeder Hardening-Breaker-60075495 | Distribution Feeder Hardening | 248526 | 0 | 0 | 0 | 0 | 0 | 0 | 0 | 0 | 0 | 0 |  | 0
Distribution Feeder Hardening-Breaker-60075508 | Distribution Feeder Hardening | 292388 | 0 | 0 | 0 | 0 | 2029 | 0 | 0 | 0 | 0 | 0 |  | 2027 | 2027
Distribution Feeder Hardening-Breaker-60075517 | Distribution Feeder Hardening | 801029 | 0 | 0 | 0 | 0 | 0 | 0 | 0 | 0 | 0 | 0 |  | 0
Distribution Feeder Hardening-Breaker-60077081 | Distribution Feeder Hardening | 624551 | 0 | 0 | 0 | 0 | 0 | 0 | 0 | 0 | 0 | 0 |  | 0
Distribution Feeder Hardening-Breaker-60077093 | Distribution Feeder Hardening | 403134 | 0 | 0 | 0 | 0 | 2027 | 0 | 0 | 0 | 0 | 0 |  | 2026 | 2026
Distribution Feeder Hardening-Breaker-60077111 | Distribution Feeder Hardening | 199713 | 0 | 0 | 0 | 0 | 2028 | 0 | 0 | 0 | 0 | 0 |  | 2026 | 2026
Distribution Feeder Hardening-Breaker-60077113 | Distribution Feeder Hardening | 190373 | 0 | 0 | 0 | 0 | 2027 | 0 | 0 | 0 | 0 | 0 |  | 2026 | 2026
Distribution Feeder Hardening-Breaker-60077140 | Distribution Feeder Hardening | 324008 | 0 | 0 | 0 | 0 | 2023 | 0 | 0 | 0 | 0 | 0 |  | 2023
Distribution Feeder Hardening-Breaker-60077142 | Distribution Feeder Hardening | 502433 | 0 | 0 | 0 | 0 | 0 | 0 | 0 | 0 | 0 | 0 |  | 0
Distribution Feeder Hardening-Breaker-60077164 | Distribution Feeder Hardening | 282845 | 0 | 0 | 0 | 0 | 0 | 0 | 0 | 0 | 0 | 0 |  | 0
Distribution Feeder Hardening-Breaker-60077166 | Distribution Feeder Hardening | 349853 | 0 | 0 | 0 | 0 | 2029 | 0 | 0 | 0 | 0 | 0 |  | 2027 | 2027
Distribution Feeder Hardening-Breaker-60077231 | Distribution Feeder Hardening | 710275 | 0 | 0 | 0 | 0 | 2027 | 0 | 0 | 0 | 0 | 0 |  | 2026 | 2026
Distribution Feeder Hardening-Breaker-60077256 | Distribution Feeder Hardening | 8847 | 0 | 0 | 0 | 0 | 0 | 0 | 0 | 0 | 0 | 0 |  | 0
Distribution Feeder Hardening-Breaker-60077260 | Distribution Feeder Hardening | 450913 | 0 | 0 | 0 | 0 | 0 | 0 | 0 | 0 | 0 | 0 |  | 0
Distribution Feeder Hardening-Breaker-60077283 | Distribution Feeder Hardening | 231944 | 0 | 0 | 0 | 0 | 0 | 0 | 0 | 0 | 0 | 0 |  | 0
Distribution Feeder Hardening-Breaker-60077299 | Distribution Feeder Hardening | 412422 | 0 | 0 | 0 | 0 | 2029 | 0 | 0 | 0 | 0 | 0 |  | 2027 | 2027
Distribution Feeder Hardening-Breaker-60077314 | Distribution Feeder Hardening | 123802 | 0 | 0 | 0 | 0 | 0 | 0 | 0 | 0 | 0 | 0 |  | 0
Distribution Feeder Hardening-Breaker-60077328 | Distribution Feeder Hardening | 322005 | 0 | 0 | 0 | 0 | 0 | 0 | 0 | 0 | 0 | 0 |  | 0
Distribution Feeder Hardening-Breaker-60077340 | Distribution Feeder Hardening | 79623 | 0 | 0 | 0 | 0 | 0 | 0 | 0 | 0 | 0 | 0 |  | 0
Distribution Feeder Hardening-Breaker-60077364 | Distribution Feeder Hardening | 123858 | 0 | 0 | 0 | 0 | 0 | 0 | 0 | 0 | 0 | 0 |  | 0
Distribution Feeder Hardening-Breaker-60077367 | Distribution Feeder Hardening | 70776 | 0 | 0 | 0 | 0 | 0 | 0 | 0 | 0 | 0 | 0 |  | 0
Distribution Feeder Hardening-Breaker-60077387 | Distribution Feeder Hardening | 86208 | 0 | 0 | 0 | 0 | 0 | 0 | 0 | 0 | 0 | 0 |  | 0
Distribution Feeder Hardening-Breaker-60077402 | Distribution Feeder Hardening | 425093 | 0 | 0 | 0 | 0 | 0 | 0 | 0 | 0 | 0 | 0 |  | 0
Distribution Feeder Hardening-Breaker-60077522 | Distribution Feeder Hardening | 651374 | 0 | 0 | 0 | 0 | 2026 | 0 | 0 | 0 | 0 | 0 |  | 2025 | 2025
Distribution Feeder Hardening-Breaker-60077537 | Distribution Feeder Hardening | 547698 | 0 | 0 | 0 | 0 | 2023 | 0 | 0 | 0 | 0 | 0 |  | 2023
Distribution Feeder Hardening-Breaker-60077548 | Distribution Feeder Hardening | 703060 | 0 | 0 | 0 | 0 | 2026 | 0 | 0 | 0 | 0 | 0 |  | 2025 | 2025
Distribution Feeder Hardening-Breaker-60077552 | Distribution Feeder Hardening | 368270 | 0 | 0 | 0 | 0 | 0 | 0 | 0 | 0 | 0 | 0 |  | 0
Distribution Feeder Hardening-Breaker-60078081 | Distribution Feeder Hardening | 904428 | 0 | 0 | 0 | 0 | 2025 | 0 | 0 | 0 | 0 | 0 |  | 2025
Distribution Feeder Hardening-Breaker-60078101 | Distribution Feeder Hardening | 529691 | 0 | 0 | 0 | 0 | 0 | 0 | 0 | 0 | 0 | 0 |  | 0
Distribution Feeder Hardening-Breaker-60078128 | Distribution Feeder Hardening | 257433 | 0 | 0 | 0 | 0 | 0 | 0 | 0 | 0 | 0 | 0 |  | 0
Distribution Feeder Hardening-Breaker-60078138 | Distribution Feeder Hardening | 24975 | 0 | 0 | 0 | 0 | 0 | 0 | 0 | 0 | 0 | 0 |  | 0
Distribution Feeder Hardening-Breaker-60078179 | Distribution Feeder Hardening | 157564 | 0 | 0 | 0 | 0 | 0 | 0 | 0 | 0 | 0 | 0 |  | 2027 | 2027
Distribution Feeder Hardening-Breaker-60078225 | Distribution Feeder Hardening | 154548 | 0 | 0 | 0 | 0 | 2025 | 0 | 0 | 0 | 0 | 0 |  | 2024 | 2024
Distribution Feeder Hardening-Breaker-60078236 | Distribution Feeder Hardening | 813294 | 0 | 0 | 0 | 0 | 2027 | 0 | 0 | 0 | 0 | 0 |  | 2026 | 2026
Distribution Feeder Hardening-Breaker-60078347 | Distribution Feeder Hardening | 8847 | 0 | 0 | 0 | 0 | 0 | 0 | 0 | 0 | 0 | 0 |  | 0
Distribution Feeder Hardening-Breaker-60078358 | Distribution Feeder Hardening | 94423 | 0 | 0 | 0 | 0 | 0 | 0 | 0 | 0 | 0 | 0 |  | 0
Distribution Feeder Hardening-Breaker-60078377 | Distribution Feeder Hardening | 84265 | 0 | 0 | 0 | 0 | 0 | 0 | 0 | 0 | 0 | 0 |  | 0
Distribution Feeder Hardening-Breaker-60078387 | Distribution Feeder Hardening | 31183 | 0 | 0 | 0 | 0 | 0 | 0 | 0 | 0 | 0 | 0 |  | 0
Distribution Feeder Hardening-Breaker-60078400 | Distribution Feeder Hardening | 8847 | 0 | 0 | 0 | 0 | 0 | 0 | 0 | 0 | 0 | 0 |  | 0
Distribution Feeder Hardening-Breaker-60078412 | Distribution Feeder Hardening | 8847 | 0 | 0 | 0 | 0 | 2022 | 0 | 0 | 0 | 0 | 0 |  | 2023 | 2023
Distribution Feeder Hardening-Breaker-60078428 | Distribution Feeder Hardening | 84702 | 0 | 0 | 0 | 0 | 0 | 0 | 0 | 0 | 0 | 0 |  | 0
Distribution Feeder Hardening-Breaker-60078440 | Distribution Feeder Hardening | 80060 | 0 | 0 | 0 | 0 | 0 | 0 | 0 | 0 | 0 | 0 |  | 0
Distribution Feeder Hardening-Breaker-60078463 | Distribution Feeder Hardening | 210495 | 0 | 0 | 0 | 0 | 0 | 0 | 0 | 0 | 0 | 0 |  | 0
Distribution Feeder Hardening-Breaker-60078476 | Distribution Feeder Hardening | 53519 | 0 | 0 | 0 | 0 | 0 | 0 | 0 | 0 | 0 | 0 |  | 0
Distribution Feeder Hardening-Breaker-60078488 | Distribution Feeder Hardening | 340828 | 0 | 0 | 0 | 0 | 2024 | 0 | 0 | 0 | 0 | 0 |  | 2024
Distribution Feeder Hardening-Breaker-60078500 | Distribution Feeder Hardening | 237303 | 0 | 0 | 0 | 0 | 2026 | 0 | 0 | 0 | 0 | 0 |  | 2025 | 2025
Distribution Feeder Hardening-Breaker-60078511 | Distribution Feeder Hardening | 168093 | 0 | 0 | 0 | 0 | 0 | 0 | 0 | 0 | 0 | 0 |  | 0
Distribution Feeder Hardening-Breaker-60078523 | Distribution Feeder Hardening | 195651 | 0 | 0 | 0 | 0 | 0 | 0 | 0 | 0 | 0 | 0 |  | 0
Distribution Feeder Hardening-Breaker-60078537 | Distribution Feeder Hardening | 726391 | 0 | 0 | 0 | 0 | 0 | 0 | 0 | 0 | 0 | 0 |  | 0
Distribution Feeder Hardening-Breaker-60078551 | Distribution Feeder Hardening | 208997 | 0 | 0 | 0 | 0 | 0 | 0 | 0 | 0 | 0 | 0 |  | 0
Distribution Feeder Hardening-Breaker-60079617 | Distribution Feeder Hardening | 204498 | 0 | 0 | 0 | 0 | 0 | 0 | 0 | 0 | 0 | 0 |  | 0
Distribution Feeder Hardening-Breaker-60079685 | Distribution Feeder Hardening | 368680 | 0 | 0 | 0 | 0 | 2028 | 0 | 0 | 0 | 0 | 0 |  | 2026 | 2026
Distribution Feeder Hardening-Breaker-60079687 | Distribution Feeder Hardening | 278406 | 0 | 0 | 0 | 0 | 0 | 0 | 0 | 0 | 0 | 0 |  | 0
Distribution Feeder Hardening-Breaker-60079689 | Distribution Feeder Hardening | 139986 | 0 | 0 | 0 | 0 | 2025 | 0 | 0 | 0 | 0 | 0 |  | 2026 | 2026
Distribution Feeder Hardening-Breaker-60080654 | Distribution Feeder Hardening | 321346.551 | 0 | 0 | 0 | 0 | 2021 | 0 | 0 | 0 | 0 | 0 |  | 2021
Distribution Feeder Hardening-Breaker-60080671 | Distribution Feeder Hardening | 196577 | 0 | 0 | 0 | 0 | 0 | 0 | 0 | 0 | 0 | 0 |  | 0
Distribution Feeder Hardening-Breaker-60080691 | Distribution Feeder Hardening | 340828 | 0 | 0 | 0 | 0 | 0 | 0 | 0 | 0 | 0 | 0 |  | 0
Distribution Feeder Hardening-Breaker-60083737 | Distribution Feeder Hardening | 191502 | 0 | 0 | 0 | 0 | 0 | 0 | 0 | 0 | 0 | 0 |  | 0
Distribution Feeder Hardening-Breaker-60083767 | Distribution Feeder Hardening | 753636 | 0 | 0 | 0 | 0 | 0 | 0 | 0 | 0 | 0 | 0 |  | 0
Distribution Feeder Hardening-Breaker-60083780 | Distribution Feeder Hardening | 26978 | 0 | 0 | 0 | 0 | 0 | 0 | 0 | 0 | 0 | 0 |  | 0
Distribution Feeder Hardening-Breaker-60083799 | Distribution Feeder Hardening | 440521 | 0 | 0 | 0 | 0 | 0 | 0 | 0 | 0 | 0 | 0 |  | 0
Distribution Feeder Hardening-Breaker-60083825 | Distribution Feeder Hardening | 290385 | 0 | 0 | 0 | 0 | 2023 | 0 | 0 | 0 | 0 | 0 |  | 2023
Distribution Feeder Hardening-Breaker-60083838 | Distribution Feeder Hardening | 272865 | 0 | 0 | 0 | 0 | 0 | 0 | 0 | 0 | 0 | 0 |  | 0
Distribution Feeder Hardening-Breaker-60083865 | Distribution Feeder Hardening | 237740 | 0 | 0 | 0 | 0 | 0 | 0 | 0 | 0 | 0 | 0 |  | 0
Distribution Feeder Hardening-Breaker-60083874 | Distribution Feeder Hardening | 508861 | 0 | 0 | 0 | 0 | 0 | 0 | 0 | 0 | 0 | 0 |  | 0
Distribution Feeder Hardening-Breaker-60083890 | Distribution Feeder Hardening | 487546 | 0 | 0 | 0 | 0 | 0 | 0 | 0 | 0 | 0 | 0 |  | 0
Distribution Feeder Hardening-Breaker-60083908 | Distribution Feeder Hardening | 44235 | 0 | 0 | 0 | 0 | 0 | 0 | 0 | 0 | 0 | 0 |  | 0
Distribution Feeder Hardening-Breaker-60083928 | Distribution Feeder Hardening | 442091 | 0 | 0 | 0 | 0 | 2025 | 0 | 0 | 0 | 0 | 0 |  | 2024 | 2024
Distribution Feeder Hardening-Breaker-60083941 | Distribution Feeder Hardening | 439162 | 0 | 0 | 0 | 0 | 0 | 0 | 0 | 0 | 0 | 0 |  | 0
Distribution Feeder Hardening-Breaker-60083955 | Distribution Feeder Hardening | 452071 | 0 | 0 | 0 | 0 | 2026 | 0 | 0 | 0 | 0 | 0 |  | 2025 | 2025
Distribution Feeder Hardening-Breaker-60083975 | Distribution Feeder Hardening | 335637 | 0 | 0 | 0 | 0 | 0 | 0 | 0 | 0 | 0 | 0 |  | 0
Distribution Feeder Hardening-Breaker-60083992 | Distribution Feeder Hardening | 534969 | 0 | 0 | 0 | 0 | 0 | 0 | 0 | 0 | 0 | 0 |  | 0
Distribution Feeder Hardening-Breaker-60084007 | Distribution Feeder Hardening | 76491 | 0 | 0 | 0 | 0 | 0 | 0 | 0 | 0 | 0 | 0 |  | 0
Distribution Feeder Hardening-Breaker-60084026 | Distribution Feeder Hardening | 269559 | 0 | 0 | 0 | 0 | 0 | 0 | 0 | 0 | 0 | 0 |  | 0
Distribution Feeder Hardening-Breaker-60084050 | Distribution Feeder Hardening | 66571 | 0 | 0 | 0 | 0 | 0 | 0 | 0 | 0 | 0 | 0 |  | 0
Distribution Feeder Hardening-Breaker-60084063 | Distribution Feeder Hardening | 69210 | 0 | 0 | 0 | 0 | 0 | 0 | 0 | 0 | 0 | 0 |  | 0
Distribution Feeder Hardening-Breaker-60084076 | Distribution Feeder Hardening | 560122 | 0 | 0 | 0 | 0 | 0 | 0 | 0 | 0 | 0 | 0 |  | 0
Distribution Feeder Hardening-Breaker-60084101 | Distribution Feeder Hardening | 289256 | 0 | 0 | 0 | 0 | 0 | 0 | 0 | 0 | 0 | 0 |  | 0
Distribution Feeder Hardening-Breaker-60084114 | Distribution Feeder Hardening | 195937 | 0 | 0 | 0 | 0 | 2024 | 0 | 0 | 0 | 0 | 0 |  | 2023 | 2023
Distribution Feeder Hardening-Breaker-60084127 | Distribution Feeder Hardening | 471509 | 0 | 0 | 0 | 0 | 0 | 0 | 0 | 0 | 0 | 0 |  | 0
Distribution Feeder Hardening-Breaker-60084147 | Distribution Feeder Hardening | 307188 | 0 | 0 | 0 | 0 | 0 | 0 | 0 | 0 | 0 | 0 |  | 0
Distribution Feeder Hardening-Breaker-60084160 | Distribution Feeder Hardening | 326643 | 0 | 0 | 0 | 0 | 0 | 0 | 0 | 0 | 0 | 0 |  | 0
Distribution Feeder Hardening-Breaker-60084172 | Distribution Feeder Hardening | 442078 | 0 | 0 | 0 | 0 | 0 | 0 | 0 | 0 | 0 | 0 |  | 0
Distribution Feeder Hardening-Breaker-60084202 | Distribution Feeder Hardening | 511112 | 0 | 0 | 0 | 0 | 0 | 0 | 0 | 0 | 0 | 0 |  | 0
Distribution Feeder Hardening-Breaker-60084404 | Distribution Feeder Hardening | 57724 | 0 | 0 | 0 | 0 | 0 | 0 | 0 | 0 | 0 | 0 |  | 0
Distribution Feeder Hardening-Breaker-60084421 | Distribution Feeder Hardening | 323507 | 0 | 0 | 0 | 0 | 0 | 0 | 0 | 0 | 0 | 0 |  | 0
Distribution Feeder Hardening-Breaker-60089365 | Distribution Feeder Hardening | 521701 | 0 | 0 | 0 | 0 | 2026 | 0 | 0 | 0 | 0 | 0 |  | 2025 | 2025
Distribution Feeder Hardening-Breaker-60089378 | Distribution Feeder Hardening | 260712 | 0 | 0 | 0 | 0 | 2024 | 0 | 0 | 0 | 0 | 0 |  | 2024
Distribution Feeder Hardening-Breaker-60089387 | Distribution Feeder Hardening | 737287 | 0 | 0 | 0 | 0 | 2023 | 0 | 0 | 0 | 0 | 0 |  | 2023
Distribution Feeder Hardening-Breaker-60089400 | Distribution Feeder Hardening | 226890 | 0 | 0 | 0 | 0 | 2027 | 0 | 0 | 0 | 0 | 0 |  | 2026 | 2026
Distribution Feeder Hardening-Breaker-60089414 | Distribution Feeder Hardening | 442731 | 0 | 0 | 0 | 0 | 0 | 0 | 0 | 0 | 0 | 0 |  | 0
Distribution Feeder Hardening-Breaker-60089423 | Distribution Feeder Hardening | 148833 | 0 | 0 | 0 | 0 | 2026 | 0 | 0 | 0 | 0 | 0 |  | 2025 | 2025
Distribution Feeder Hardening-Breaker-60089438 | Distribution Feeder Hardening | 374824 | 0 | 0 | 0 | 0 | 0 | 0 | 0 | 0 | 0 | 0 |  | 0
Distribution Feeder Hardening-Breaker-60089448 | Distribution Feeder Hardening | 281958 | 0 | 0 | 0 | 0 | 0 | 0 | 0 | 0 | 0 | 0 |  | 0
Distribution Feeder Hardening-Breaker-60089459 | Distribution Feeder Hardening | 200587 | 0 | 0 | 0 | 0 | 0 | 0 | 0 | 0 | 0 | 0 |  | 0
Distribution Feeder Hardening-Breaker-60089471 | Distribution Feeder Hardening | 441382 | 0 | 0 | 0 | 0 | 0 | 0 | 0 | 0 | 0 | 0 |  | 0
Distribution Feeder Hardening-Breaker-60089495 | Distribution Feeder Hardening | 221175 | 0 | 0 | 0 | 0 | 0 | 0 | 0 | 0 | 0 | 0 |  | 0
Distribution Feeder Hardening-Breaker-60089519 | Distribution Feeder Hardening | 133142 | 0 | 0 | 0 | 0 | 0 | 0 | 0 | 0 | 0 | 0 |  | 0
Distribution Feeder Hardening-Breaker-60089532 | Distribution Feeder Hardening | 539667 | 0 | 0 | 0 | 0 | 0 | 0 | 0 | 0 | 0 | 0 |  | 0
Distribution Feeder Hardening-Breaker-60089543 | Distribution Feeder Hardening | 846705 | 0 | 0 | 0 | 0 | 2028 | 0 | 0 | 0 | 0 | 0 |  | 2027 | 2027
Distribution Feeder Hardening-Breaker-60089557 | Distribution Feeder Hardening | 521165 | 0 | 0 | 0 | 0 | 2023 | 0 | 0 | 0 | 0 | 0 |  | 2023
Distribution Feeder Hardening-Breaker-60089566 | Distribution Feeder Hardening | 349182 | 0 | 0 | 0 | 0 | 2024 | 0 | 0 | 0 | 0 | 0 |  | 2024
Distribution Feeder Hardening-Breaker-60089591 | Distribution Feeder Hardening | 539667 | 0 | 0 | 0 | 0 | 2025 | 0 | 0 | 0 | 0 | 0 |  | 2024 | 2024
Distribution Feeder Hardening-Breaker-60089600 | Distribution Feeder Hardening | 490129 | 0 | 0 | 0 | 0 | 2025 | 0 | 0 | 0 | 0 | 0 |  | 2028 | 2028
Distribution Feeder Hardening-Breaker-60089608 | Distribution Feeder Hardening | 907849.2538 | 0 | 0 | 0 | 0 | 2022 | 0 | 0 | 0 | 0 | 0 |  | 2022
Distribution Feeder Hardening-Breaker-60089644 | Distribution Feeder Hardening | 550233 | 0 | 0 | 0 | 0 | 2021 | 0 | 0 | 0 | 0 | 0 |  | 2021
Distribution Feeder Hardening-Breaker-60089655 | Distribution Feeder Hardening | 356900 | 0 | 0 | 0 | 0 | 2028 | 0 | 0 | 0 | 0 | 0 |  | 2027 | 2027
Distribution Feeder Hardening-Breaker-60089666 | Distribution Feeder Hardening | 315598 | 0 | 0 | 0 | 0 | 0 | 0 | 0 | 0 | 0 | 0 |  | 0
Distribution Feeder Hardening-Breaker-60089680 | Distribution Feeder Hardening | 79623 | 0 | 0 | 0 | 0 | 0 | 0 | 0 | 0 | 0 | 0 |  | 0
Distribution Feeder Hardening-Breaker-60089692 | Distribution Feeder Hardening | 373954 | 0 | 0 | 0 | 0 | 0 | 0 | 0 | 0 | 0 | 0 |  | 0
Distribution Feeder Hardening-Breaker-60089703 | Distribution Feeder Hardening | 536336 | 0 | 0 | 0 | 0 | 0 | 0 | 0 | 0 | 0 | 0 |  | 0
Distribution Feeder Hardening-Breaker-60089715 | Distribution Feeder Hardening | 726415 | 0 | 0 | 0 | 0 | 0 | 0 | 0 | 0 | 0 | 0 |  | 0
Distribution Feeder Hardening-Breaker-60089729 | Distribution Feeder Hardening | 299669 | 0 | 0 | 0 | 0 | 0 | 0 | 0 | 0 | 0 | 0 |  | 0
Distribution Feeder Hardening-Breaker-60089741 | Distribution Feeder Hardening | 642436 | 0 | 0 | 0 | 0 | 0 | 0 | 0 | 0 | 0 | 0 |  | 0
Distribution Feeder Hardening-Breaker-60089757 | Distribution Feeder Hardening | 1495745 | 0 | 0 | 0 | 0 | 0 | 0 | 0 | 0 | 0 | 0 |  | 0
Distribution Feeder Hardening-Breaker-60089768 | Distribution Feeder Hardening | 1353339 | 0 | 0 | 0 | 0 | 0 | 0 | 0 | 0 | 0 | 0 |  | 0
Distribution Feeder Hardening-Breaker-60089782 | Distribution Feeder Hardening | 779337 | 0 | 0 | 0 | 0 | 0 | 0 | 0 | 0 | 0 | 0 |  | 0
Distribution Feeder Hardening-Breaker-60089808 | Distribution Feeder Hardening | 183751 | 0 | 0 | 0 | 0 | 0 | 0 | 0 | 0 | 0 | 0 |  | 0
Distribution Feeder Hardening-Breaker-60089820 | Distribution Feeder Hardening | 329961 | 0 | 0 | 0 | 0 | 0 | 0 | 0 | 0 | 0 | 0 |  | 0
Distribution Feeder Hardening-Breaker-60089836 | Distribution Feeder Hardening | 524964 | 0 | 0 | 0 | 0 | 2024 | 0 | 0 | 0 | 0 | 0 |  | 2028 | 2028
Distribution Feeder Hardening-Breaker-60089846 | Distribution Feeder Hardening | 93112 | 0 | 0 | 0 | 0 | 0 | 0 | 0 | 0 | 0 | 0 |  | 0
Distribution Feeder Hardening-Breaker-60095496 | Distribution Feeder Hardening | 912288.5199 | 0 | 0 | 0 | 0 | 2020 | 0 | 0 | 0 | 0 | 0 |  | 2020
Distribution Feeder Hardening-Breaker-60095527 | Distribution Feeder Hardening | 258450 | 0 | 0 | 0 | 0 | 0 | 0 | 0 | 0 | 0 | 0 |  | 0
Distribution Feeder Hardening-Breaker-60095544 | Distribution Feeder Hardening | 613956 | 0 | 0 | 0 | 0 | 0 | 0 | 0 | 0 | 0 | 0 |  | 0
Distribution Feeder Hardening-Breaker-60095556 | Distribution Feeder Hardening | 26978 | 0 | 0 | 0 | 0 | 0 | 0 | 0 | 0 | 0 | 0 |  | 0
Distribution Feeder Hardening-Breaker-60095573 | Distribution Feeder Hardening | 243579.0549 | 0 | 0 | 0 | 0 | 2022 | 0 | 0 | 0 | 0 | 0 |  | 2023 | 2023
Distribution Feeder Hardening-Breaker-60095586 | Distribution Feeder Hardening | 669516 | 0 | 0 | 0 | 0 | 2028 | 0 | 0 | 0 | 0 | 0 |  | 2027 | 2027
Distribution Feeder Hardening-Breaker-60095597 | Distribution Feeder Hardening | 431937 | 0 | 0 | 0 | 0 | 2028 | 0 | 0 | 0 | 0 | 0 |  | 2027 | 2027
Distribution Feeder Hardening-Breaker-60095616 | Distribution Feeder Hardening | 660126 | 0 | 0 | 0 | 0 | 2024 | 0 | 0 | 0 | 0 | 0 |  | 2024
Distribution Feeder Hardening-Breaker-60095635 | Distribution Feeder Hardening | 588229 | 0 | 0 | 0 | 0 | 2028 | 0 | 0 | 0 | 0 | 0 |  | 2026 | 2026
Distribution Feeder Hardening-Breaker-60095645 | Distribution Feeder Hardening | 613956 | 0 | 0 | 0 | 0 | 2024 | 0 | 0 | 0 | 0 | 0 |  | 2024
Distribution Feeder Hardening-Breaker-60095675 | Distribution Feeder Hardening | 1042065 | 0 | 0 | 0 | 0 | 0 | 0 | 0 | 0 | 0 | 0 |  | 0
Distribution Feeder Hardening-Breaker-60095687 | Distribution Feeder Hardening | 225817 | 0 | 0 | 0 | 0 | 2024 | 0 | 0 | 0 | 0 | 0 |  | 2024
Distribution Feeder Hardening-Breaker-60095705 | Distribution Feeder Hardening | 1005150 | 0 | 0 | 0 | 0 | 2022 | 0 | 0 | 0 | 0 | 0 |  | 2023 | 2023
Distribution Feeder Hardening-Breaker-60095718 | Distribution Feeder Hardening | 203918 | 0 | 0 | 0 | 0 | 0 | 0 | 0 | 0 | 0 | 0 |  | 0
Distribution Feeder Hardening-Breaker-60095731 | Distribution Feeder Hardening | 44235 | 0 | 0 | 0 | 0 | 2028 | 0 | 0 | 0 | 0 | 0 |  | 2026 | 2026
Distribution Feeder Hardening-Breaker-60095751 | Distribution Feeder Hardening | 107912 | 0 | 0 | 0 | 0 | 2027 | 0 | 0 | 0 | 0 | 0 |  | 2025 | 2025
Distribution Feeder Hardening-Breaker-60095763 | Distribution Feeder Hardening | 663554 | 0 | 0 | 0 | 0 | 2027 | 0 | 0 | 0 | 0 | 0 |  | 2026 | 2026
Distribution Feeder Hardening-Breaker-60095782 | Distribution Feeder Hardening | 362472 | 0 | 0 | 0 | 0 | 0 | 0 | 0 | 0 | 0 | 0 |  | 0
Distribution Feeder Hardening-Breaker-60095794 | Distribution Feeder Hardening | 300976 | 0 | 0 | 0 | 0 | 0 | 0 | 0 | 0 | 0 | 0 |  | 0
Distribution Feeder Hardening-Breaker-60095806 | Distribution Feeder Hardening | 398989 | 0 | 0 | 0 | 0 | 0 | 0 | 0 | 0 | 0 | 0 |  | 0
Distribution Feeder Hardening-Breaker-60095825 | Distribution Feeder Hardening | 247020 | 0 | 0 | 0 | 0 | 0 | 0 | 0 | 0 | 0 | 0 |  | 0
Distribution Feeder Hardening-Breaker-60095851 | Distribution Feeder Hardening | 678932 | 0 | 0 | 0 | 0 | 2029 | 0 | 0 | 0 | 0 | 0 |  | 2027 | 2027
Distribution Feeder Hardening-Breaker-60103681 | Distribution Feeder Hardening | 360028 | 0 | 0 | 0 | 0 | 2029 | 0 | 0 | 0 | 0 | 0 |  | 2027 | 2027
Distribution Feeder Hardening-Breaker-60103712 | Distribution Feeder Hardening | 519953 | 0 | 0 | 0 | 0 | 2026 | 0 | 0 | 0 | 0 | 0 |  | 2025 | 2025
Distribution Feeder Hardening-Breaker-60103728 | Distribution Feeder Hardening | 1261154 | 0 | 0 | 0 | 0 | 0 | 0 | 0 | 0 | 0 | 0 |  | 0
Distribution Feeder Hardening-Breaker-60104173 | Distribution Feeder Hardening | 132705 | 0 | 0 | 0 | 0 | 0 | 0 | 0 | 0 | 0 | 0 |  | 0
Distribution Feeder Hardening-Breaker-60134308 | Distribution Feeder Hardening | 157226 | 0 | 0 | 0 | 0 | 0 | 0 | 0 | 0 | 0 | 0 |  | 0
Distribution Feeder Hardening-Breaker-60185111 | Distribution Feeder Hardening | 1650873 | 0 | 0 | 0 | 0 | 2025 | 0 | 0 | 0 | 0 | 0 |  | 2027 | 2027
Distribution Feeder Hardening-Breaker-60185135 | Distribution Feeder Hardening | 603077 | 0 | 0 | 0 | 0 | 2025 | 0 | 0 | 0 | 0 | 0 |  | 2024 | 2024
Distribution Feeder Hardening-Breaker-60185161 | Distribution Feeder Hardening | 13489 | 0 | 0 | 0 | 0 | 0 | 0 | 0 | 0 | 0 | 0 |  | 0
Distribution Feeder Hardening-Breaker-60185177 | Distribution Feeder Hardening | 841720 | 0 | 0 | 0 | 0 | 2025 | 0 | 0 | 0 | 0 | 0 |  | 2024 | 2024
Distribution Feeder Hardening-Breaker-60192961 | Distribution Feeder Hardening | 375087 | 0 | 0 | 0 | 0 | 0 | 0 | 0 | 0 | 0 | 0 |  | 0
Distribution Feeder Hardening-Breaker-60245699 | Distribution Feeder Hardening | 299609 | 0 | 0 | 0 | 0 | 0 | 0 | 0 | 0 | 0 | 0 |  | 0
Distribution Feeder Hardening-Breaker-60245783 | Distribution Feeder Hardening | 187972 | 0 | 0 | 0 | 0 | 2026 | 0 | 0 | 0 | 0 | 0 |  | 2025 | 2025
Distribution Feeder Hardening-Breaker-60253135 | Distribution Feeder Hardening | 305877 | 0 | 0 | 0 | 0 | 0 | 0 | 0 | 0 | 0 | 0 |  | 0
Distribution Feeder Hardening-Breaker-60272378 | Distribution Feeder Hardening | 105464 | 0 | 0 | 0 | 0 | 0 | 0 | 0 | 0 | 0 | 0 |  | 0
Distribution Feeder Hardening-Breaker-60300014 | Distribution Feeder Hardening | 71650 | 0 | 0 | 0 | 0 | 0 | 0 | 0 | 0 | 0 | 0 |  | 0
Distribution Feeder Hardening-Breaker-60300031 | Distribution Feeder Hardening | 365726 | 0 | 0 | 0 | 0 | 0 | 0 | 0 | 0 | 0 | 0 |  | 0
Distribution Feeder Hardening-Breaker-60301587 | Distribution Feeder Hardening | 328209 | 0 | 0 | 0 | 0 | 0 | 0 | 0 | 0 | 0 | 0 |  | 0
Distribution Feeder Hardening-Breaker-60301817 | Distribution Feeder Hardening | 237303 | 0 | 0 | 0 | 0 | 0 | 0 | 0 | 0 | 0 | 0 |  | 0
Distribution Feeder Hardening-Breaker-60304843 | Distribution Feeder Hardening | 243948 | 0 | 0 | 0 | 0 | 2026 | 0 | 0 | 0 | 0 | 0 |  | 2024 | 2024
Distribution Feeder Hardening-Breaker-60306487 | Distribution Feeder Hardening | 271800 | 0 | 0 | 0 | 0 | 0 | 0 | 0 | 0 | 0 | 0 |  | 0
Distribution Feeder Hardening-Breaker-60307582 | Distribution Feeder Hardening | 119653 | 0 | 0 | 0 | 0 | 0 | 0 | 0 | 0 | 0 | 0 |  | 0
Distribution Feeder Hardening-Breaker-60307607 | Distribution Feeder Hardening | 202335 | 0 | 0 | 0 | 0 | 0 | 0 | 0 | 0 | 0 | 0 |  | 0
Distribution Feeder Hardening-Breaker-60307644 | Distribution Feeder Hardening | 1155458 | 0 | 0 | 0 | 0 | 0 | 0 | 0 | 0 | 0 | 0 |  | 0
Distribution Feeder Hardening-Breaker-60310705 | Distribution Feeder Hardening | 274257 | 0 | 0 | 0 | 0 | 0 | 0 | 0 | 0 | 0 | 0 |  | 0
Distribution Feeder Hardening-Breaker-60311514 | Distribution Feeder Hardening | 211636 | 0 | 0 | 0 | 0 | 0 | 0 | 0 | 0 | 0 | 0 |  | 0
Distribution Feeder Hardening-Breaker-60311518 | Distribution Feeder Hardening | 150399 | 0 | 0 | 0 | 0 | 0 | 0 | 0 | 0 | 0 | 0 |  | 0
Distribution Feeder Hardening-Breaker-60313156 | Distribution Feeder Hardening | 272237 | 0 | 0 | 0 | 0 | 0 | 0 | 0 | 0 | 0 | 0 |  | 0
Distribution Feeder Hardening-Breaker-60315127 | Distribution Feeder Hardening | 816688.1641 | 0 | 0 | 0 | 0 | 2020 | 0 | 0 | 0 | 0 | 0 |  | 2020
Distribution Feeder Hardening-Breaker-60315131 | Distribution Feeder Hardening | 228456 | 0 | 0 | 0 | 0 | 2026 | 0 | 0 | 0 | 0 | 0 |  | 2025 | 2025
Distribution Feeder Hardening-Breaker-60317216 | Distribution Feeder Hardening | 305440 | 0 | 0 | 0 | 0 | 0 | 0 | 0 | 0 | 0 | 0 |  | 0
Distribution Feeder Hardening-Breaker-60317377 | Distribution Feeder Hardening | 308516 | 0 | 0 | 0 | 0 | 2028 | 0 | 0 | 0 | 0 | 0 |  | 2026 | 2026
Distribution Feeder Hardening-Breaker-60317719 | Distribution Feeder Hardening | 149266 | 0 | 0 | 0 | 0 | 0 | 0 | 0 | 0 | 0 | 0 |  | 0
Distribution Feeder Hardening-Breaker-60317730 | Distribution Feeder Hardening | 656426 | 0 | 0 | 0 | 0 | 2023 | 0 | 0 | 0 | 0 | 0 |  | 2024 | 2024
Distribution Feeder Hardening-Breaker-60317732 | Distribution Feeder Hardening | 939134 | 0 | 0 | 0 | 0 | 2028 | 0 | 0 | 0 | 0 | 0 |  | 2025 | 2025
Distribution Feeder Hardening-Breaker-60320276 | Distribution Feeder Hardening | 660250 | 0 | 0 | 0 | 0 | 2022 | 0 | 0 | 0 | 0 | 0 |  | 2022
Distribution Feeder Hardening-Breaker-60320278 | Distribution Feeder Hardening | 36405 | 0 | 0 | 0 | 0 | 2024 | 0 | 0 | 0 | 0 | 0 |  | 2025 | 2025
Distribution Feeder Hardening-Breaker-60320283 | Distribution Feeder Hardening | 141989 | 0 | 0 | 0 | 0 | 2026 | 0 | 0 | 0 | 0 | 0 |  | 2023 | 2023
Distribution Feeder Hardening-Breaker-60320295 | Distribution Feeder Hardening | 452508 | 0 | 0 | 0 | 0 | 2026 | 0 | 0 | 0 | 0 | 0 |  | 2025 | 2025
Distribution Feeder Hardening-Breaker-60320300 | Distribution Feeder Hardening | 416246 | 0 | 0 | 0 | 0 | 0 | 0 | 0 | 0 | 0 | 0 |  | 0
Distribution Feeder Hardening-Breaker-60320313 | Distribution Feeder Hardening | 332449 | 0 | 0 | 0 | 0 | 2028 | 0 | 0 | 0 | 0 | 0 |  | 2026 | 2026
Distribution Feeder Hardening-Breaker-60320350 | Distribution Feeder Hardening | 273933 | 0 | 0 | 0 | 0 | 2021 | 0 | 0 | 0 | 0 | 0 |  | 2023 | 2023
Distribution Feeder Hardening-Breaker-60320358 | Distribution Feeder Hardening | 88470 | 0 | 0 | 0 | 0 | 2023 | 0 | 0 | 0 | 0 | 0 |  | 2029 | 2029
Distribution Feeder Hardening-Breaker-60320550 | Distribution Feeder Hardening | 446499 | 0 | 0 | 0 | 0 | 0 | 0 | 0 | 0 | 0 | 0 |  | 0
Distribution Feeder Hardening-Breaker-60320600 | Distribution Feeder Hardening | 509354 | 0 | 0 | 0 | 0 | 0 | 0 | 0 | 0 | 0 | 0 |  | 0
Distribution Feeder Hardening-Breaker-60320623 | Distribution Feeder Hardening | 515709 | 0 | 0 | 0 | 0 | 2023 | 0 | 0 | 0 | 0 | 0 |  | 2024 | 2024
Distribution Feeder Hardening-Breaker-60320625 | Distribution Feeder Hardening | 33822 | 0 | 0 | 0 | 0 | 0 | 0 | 0 | 0 | 0 | 0 |  | 0
Distribution Feeder Hardening-Breaker-60320761 | Distribution Feeder Hardening | 470057 | 0 | 0 | 0 | 0 | 0 | 0 | 0 | 0 | 0 | 0 |  | 0
Distribution Feeder Hardening-Breaker-60336767 | Distribution Feeder Hardening | 160557 | 0 | 0 | 0 | 0 | 0 | 0 | 0 | 0 | 0 | 0 |  | 0
Distribution Feeder Hardening-Breaker-60352704 | Distribution Feeder Hardening | 519858 | 0 | 0 | 0 | 0 | 0 | 0 | 0 | 0 | 0 | 0 |  | 0
Distribution Feeder Hardening-Breaker-60364699 | Distribution Feeder Hardening | 188409 | 0 | 0 | 0 | 0 | 0 | 0 | 0 | 0 | 0 | 0 |  | 0
Distribution Feeder Hardening-Breaker-60370097 | Distribution Feeder Hardening | 577362 | 0 | 0 | 0 | 0 | 0 | 0 | 0 | 0 | 0 | 0 |  | 0
Distribution Feeder Hardening-Breaker-60370112 | Distribution Feeder Hardening | 494504 | 0 | 0 | 0 | 0 | 2029 | 0 | 0 | 0 | 0 | 0 |  | 2027 | 2027
Distribution Feeder Hardening-Breaker-60372814 | Distribution Feeder Hardening | 272674 | 0 | 0 | 0 | 0 | 0 | 0 | 0 | 0 | 0 | 0 |  | 0
Distribution Feeder Hardening-Breaker-60373323 | Distribution Feeder Hardening | 578201 | 0 | 0 | 0 | 0 | 0 | 0 | 0 | 0 | 0 | 0 |  | 0
Distribution Feeder Hardening-Breaker-60373547 | Distribution Feeder Hardening | 620601 | 0 | 0 | 0 | 0 | 0 | 0 | 0 | 0 | 0 | 0 |  | 0
Distribution Feeder Hardening-Breaker-60376096 | Distribution Feeder Hardening | 643160 | 0 | 0 | 0 | 0 | 0 | 0 | 0 | 0 | 0 | 0 |  | 0
Distribution Feeder Hardening-Breaker-60394386 | Distribution Feeder Hardening | 200349 | 0 | 0 | 0 | 0 | 0 | 0 | 0 | 0 | 0 | 0 |  | 0
Distribution Feeder Hardening-Breaker-60398972 | Distribution Feeder Hardening | 168093 | 0 | 0 | 0 | 0 | 2026 | 0 | 0 | 0 | 0 | 0 |  | 2025 | 2025
Distribution Feeder Hardening-Breaker-60405879 | Distribution Feeder Hardening | 308023 | 0 | 0 | 0 | 0 | 0 | 0 | 0 | 0 | 0 | 0 |  | 0
Distribution Feeder Hardening-Breaker-60408193 | Distribution Feeder Hardening | 987575 | 0 | 0 | 0 | 0 | 0 | 0 | 0 | 0 | 0 | 0 |  | 0
Distribution Feeder Hardening-Breaker-60413621 | Distribution Feeder Hardening | 123858 | 0 | 0 | 0 | 0 | 0 | 0 | 0 | 0 | 0 | 0 |  | 0
Distribution Feeder Hardening-Breaker-60413838 | Distribution Feeder Hardening | 453110 | 0 | 0 | 0 | 0 | 0 | 0 | 0 | 0 | 0 | 0 |  | 0
Distribution Feeder Hardening-Breaker-60434711 | Distribution Feeder Hardening | 366677 | 0 | 0 | 0 | 0 | 0 | 0 | 0 | 0 | 0 | 0 |  | 0
Distribution Feeder Hardening-Breaker-60434737 | Distribution Feeder Hardening | 354183 | 0 | 0 | 0 | 0 | 2021 | 0 | 0 | 0 | 0 | 0 |  | 2021
Distribution Feeder Hardening-Breaker-60434848 | Distribution Feeder Hardening | 371315 | 0 | 0 | 0 | 0 | 0 | 0 | 0 | 0 | 0 | 0 |  | 0
Distribution Feeder Hardening-Breaker-60440054 | Distribution Feeder Hardening | 254997 | 0 | 0 | 0 | 0 | 2025 | 0 | 0 | 0 | 0 | 0 |  | 2024 | 2024
Distribution Feeder Hardening-Breaker-60442635 | Distribution Feeder Hardening | 76292 | 0 | 0 | 0 | 0 | 0 | 0 | 0 | 0 | 0 | 0 |  | 0
Distribution Feeder Hardening-Breaker-60443918 | Distribution Feeder Hardening | 433503 | 0 | 0 | 0 | 0 | 2029 | 0 | 0 | 0 | 0 | 0 |  | 0 | 0
Distribution Feeder Hardening-Breaker-60452714 | Distribution Feeder Hardening | 231333 | 0 | 0 | 0 | 0 | 0 | 0 | 0 | 0 | 0 | 0 |  | 0
Distribution Feeder Hardening-Breaker-60452716 | Distribution Feeder Hardening | 47311 | 0 | 0 | 0 | 0 | 2023 | 0 | 0 | 0 | 0 | 0 |  | 2026 | 2026
Distribution Feeder Hardening-Breaker-60456891 | Distribution Feeder Hardening | 490678 | 0 | 0 | 0 | 0 | 0 | 0 | 0 | 0 | 0 | 0 |  | 0
Distribution Feeder Hardening-Breaker-60464905 | Distribution Feeder Hardening | 406367 | 0 | 0 | 0 | 0 | 2022 | 0 | 0 | 0 | 0 | 0 |  | 2023 | 2023
Distribution Feeder Hardening-Breaker-60464973 | Distribution Feeder Hardening | 472841 | 0 | 0 | 0 | 0 | 0 | 0 | 0 | 0 | 0 | 0 |  | 0
Distribution Feeder Hardening-Breaker-60498456 | Distribution Feeder Hardening | 137784 | 0 | 0 | 0 | 0 | 0 | 0 | 0 | 0 | 0 | 0 |  | 0
Distribution Feeder Hardening-Breaker-60498458 | Distribution Feeder Hardening | 285289 | 0 | 0 | 0 | 0 | 0 | 0 | 0 | 0 | 0 | 0 |  | 0
Distribution Feeder Hardening-Breaker-60498460 | Distribution Feeder Hardening | 382169 | 0 | 0 | 0 | 0 | 0 | 0 | 0 | 0 | 0 | 0 |  | 0
Distribution Feeder Hardening-Breaker-60498462 | Distribution Feeder Hardening | 331709 | 0 | 0 | 0 | 0 | 0 | 0 | 0 | 0 | 0 | 0 |  | 0
Distribution Feeder Hardening-Breaker-60498464 | Distribution Feeder Hardening | 639113 | 0 | 0 | 0 | 0 | 0 | 0 | 0 | 0 | 0 | 0 |  | 0
Distribution Feeder Hardening-Breaker-60515756 | Distribution Feeder Hardening | 43535 | 0 | 0 | 0 | 0 | 0 | 0 | 0 | 0 | 0 | 0 |  | 0
Distribution Feeder Hardening-Breaker-60519432 | Distribution Feeder Hardening | 432861 | 0 | 0 | 0 | 0 | 0 | 0 | 0 | 0 | 0 | 0 |  | 0
Distribution Feeder Hardening-Breaker-60546229 | Distribution Feeder Hardening | 61929 | 0 | 0 | 0 | 0 | 0 | 0 | 0 | 0 | 0 | 0 |  | 0
Distribution Feeder Hardening-Breaker-60547295 | Distribution Feeder Hardening | 282555 | 0 | 0 | 0 | 0 | 2028 | 0 | 0 | 0 | 0 | 0 |  | 2026 | 2026
Distribution Feeder Hardening-Breaker-60547348 | Distribution Feeder Hardening | 308236 | 0 | 0 | 0 | 0 | 0 | 0 | 0 | 0 | 0 | 0 |  | 0
Distribution Feeder Hardening-Breaker-60553658 | Distribution Feeder Hardening | 315360 | 0 | 0 | 0 | 0 | 0 | 0 | 0 | 0 | 0 | 0 |  | 0
Distribution Feeder Hardening-Breaker-60561268 | Distribution Feeder Hardening | 410471 | 0 | 0 | 0 | 0 | 0 | 0 | 0 | 0 | 0 | 0 |  | 0
Distribution Feeder Hardening-Breaker-60561342 | Distribution Feeder Hardening | 26541 | 0 | 0 | 0 | 0 | 0 | 0 | 0 | 0 | 0 | 0 |  | 0
Distribution Feeder Hardening-Breaker-60562007 | Distribution Feeder Hardening | 384808 | 0 | 0 | 0 | 0 | 0 | 0 | 0 | 0 | 0 | 0 |  | 0
Distribution Feeder Hardening-Breaker-60562022 | Distribution Feeder Hardening | 318492 | 0 | 0 | 0 | 0 | 0 | 0 | 0 | 0 | 0 | 0 |  | 0
Distribution Feeder Hardening-Breaker-60565180 | Distribution Feeder Hardening | 265410 | 0 | 0 | 0 | 0 | 0 | 0 | 0 | 0 | 0 | 0 |  | 0
Distribution Feeder Hardening-Breaker-60569602 | Distribution Feeder Hardening | 238813 | 0 | 0 | 0 | 0 | 2025 | 0 | 0 | 0 | 0 | 0 |  | 2028 | 2028
Distribution Feeder Hardening-Breaker-60569626 | Distribution Feeder Hardening | 547533 | 0 | 0 | 0 | 0 | 0 | 0 | 0 | 0 | 0 | 0 |  | 0
Distribution Feeder Hardening-Breaker-60580884 | Distribution Feeder Hardening | 818178 | 0 | 0 | 0 | 0 | 2028 | 0 | 0 | 0 | 0 | 0 |  | 2026 | 2026
Distribution Feeder Hardening-Breaker-60585011 | Distribution Feeder Hardening | 163888 | 0 | 0 | 0 | 0 | 0 | 0 | 0 | 0 | 0 | 0 |  | 0
Distribution Feeder Hardening-Breaker-60589831 | Distribution Feeder Hardening | 174920 | 0 | 0 | 0 | 0 | 0 | 0 | 0 | 0 | 0 | 0 |  | 0
Distribution Feeder Hardening-Breaker-60589833 | Distribution Feeder Hardening | 289494 | 0 | 0 | 0 | 0 | 2027 | 0 | 0 | 0 | 0 | 0 |  | 2025 | 2025
Distribution Feeder Hardening-Breaker-60592664 | Distribution Feeder Hardening | 378592 | 0 | 0 | 0 | 0 | 0 | 0 | 0 | 0 | 0 | 0 |  | 0
Distribution Feeder Hardening-Breaker-60622771 | Distribution Feeder Hardening | 168093 | 0 | 0 | 0 | 0 | 0 | 0 | 0 | 0 | 0 | 0 |  | 0
Distribution Feeder Hardening-Breaker-60626255 | Distribution Feeder Hardening | 273111 | 0 | 0 | 0 | 0 | 0 | 0 | 0 | 0 | 0 | 0 |  | 0
Distribution Feeder Hardening-Breaker-72901629 | Distribution Feeder Hardening | 105035 | 0 | 0 | 0 | 0 | 0 | 0 | 0 | 0 | 0 | 0 |  | 0
Distribution Feeder Hardening-Breaker-72901653 | Distribution Feeder Hardening | 157226 | 0 | 0 | 0 | 0 | 0 | 0 | 0 | 0 | 0 | 0 |  | 0
Distribution Feeder Hardening-Breaker-72901667 | Distribution Feeder Hardening | 26541 | 0 | 0 | 0 | 0 | 0 | 0 | 0 | 0 | 0 | 0 |  | 0
Distribution Feeder Hardening-Breaker-72901684 | Distribution Feeder Hardening | 71650 | 0 | 0 | 0 | 0 | 0 | 0 | 0 | 0 | 0 | 0 |  | 0
Distribution Feeder Hardening-Breaker-72902179 | Distribution Feeder Hardening | 236174 | 0 | 0 | 0 | 0 | 0 | 0 | 0 | 0 | 0 | 0 |  | 0
Distribution Feeder Hardening-Breaker-72902316 | Distribution Feeder Hardening | 350748 | 0 | 0 | 0 | 0 | 2025 | 0 | 0 | 0 | 0 | 0 |  | 2024 | 2024
Distribution Feeder Hardening-Breaker-72902329 | Distribution Feeder Hardening | 575055 | 0 | 0 | 0 | 0 | 2023 | 0 | 0 | 0 | 0 | 0 |  | 2024 | 2024
Distribution Feeder Hardening-Breaker-72902355 | Distribution Feeder Hardening | 137784 | 0 | 0 | 0 | 0 | 0 | 0 | 0 | 0 | 0 | 0 |  | 0
Distribution Feeder Hardening-Breaker-72902368 | Distribution Feeder Hardening | 831562 | 0 | 0 | 0 | 0 | 2027 | 0 | 0 | 0 | 0 | 0 |  | 2026 | 2026
Distribution Feeder Hardening-Breaker-72902414 | Distribution Feeder Hardening | 169603 | 0 | 0 | 0 | 0 | 0 | 0 | 0 | 0 | 0 | 0 |  | 0
Distribution Feeder Hardening-Breaker-72902433 | Distribution Feeder Hardening | 611928 | 0 | 0 | 0 | 0 | 2026 | 0 | 0 | 0 | 0 | 0 |  | 2025 | 2025
Distribution Feeder Hardening-Breaker-72902449 | Distribution Feeder Hardening | 766826 | 0 | 0 | 0 | 0 | 2025 | 0 | 0 | 0 | 0 | 0 |  | 2024 | 2024
Distribution Feeder Hardening-Breaker-72902561 | Distribution Feeder Hardening | 891342 | 0 | 0 | 0 | 0 | 2028 | 0 | 0 | 0 | 0 | 0 |  | 2027 | 2027
Distribution Feeder Hardening-Breaker-74207161 | Distribution Feeder Hardening | 120964 | 0 | 0 | 0 | 0 | 0 | 0 | 0 | 0 | 0 | 0 |  | 0
Distribution Feeder Hardening-Breaker-74207172 | Distribution Feeder Hardening | 457786 | 0 | 0 | 0 | 0 | 0 | 0 | 0 | 0 | 0 | 0 |  | 0
Distribution Feeder Hardening-Breaker-74207197 | Distribution Feeder Hardening | 212765 | 0 | 0 | 0 | 0 | 2028 | 0 | 0 | 0 | 0 | 0 |  | 2026 | 2026
Distribution Feeder Hardening-Breaker-74207235 | Distribution Feeder Hardening | 190866 | 0 | 0 | 0 | 0 | 2029 | 0 | 0 | 0 | 0 | 0 |  | 2027 | 2027
Distribution Feeder Hardening-Breaker-74207259 | Distribution Feeder Hardening | 53956 | 0 | 0 | 0 | 0 | 0 | 0 | 0 | 0 | 0 | 0 |  | 0
Distribution Feeder Hardening-Breaker-74207270 | Distribution Feeder Hardening | 357813 | 0 | 0 | 0 | 0 | 0 | 0 | 0 | 0 | 0 | 0 |  | 0
Distribution Feeder Hardening-Breaker-74207739 | Distribution Feeder Hardening | 359141 | 0 | 0 | 0 | 0 | 0 | 0 | 0 | 0 | 0 | 0 |  | 0
Distribution Feeder Hardening-Breaker-74207817 | Distribution Feeder Hardening | 324766 | 0 | 0 | 0 | 0 | 0 | 0 | 0 | 0 | 0 | 0 |  | 0
Distribution Feeder Hardening-Breaker-74207830 | Distribution Feeder Hardening | 371302 | 0 | 0 | 0 | 0 | 0 | 0 | 0 | 0 | 0 | 0 |  | 0
Distribution Feeder Hardening-Breaker-74207843 | Distribution Feeder Hardening | 212328 | 0 | 0 | 0 | 0 | 0 | 0 | 0 | 0 | 0 | 0 |  | 2027 | 2027
Distribution Feeder Hardening-Breaker-74208600 | Distribution Feeder Hardening | 138853 | 0 | 0 | 0 | 0 | 2023 | 0 | 0 | 0 | 0 | 0 |  | 2023
Distribution Feeder Hardening-Breaker-74208610 | Distribution Feeder Hardening | 716932 | 0 | 0 | 0 | 0 | 0 | 0 | 0 | 0 | 0 | 0 |  | 0
Distribution Feeder Hardening-Breaker-74208623 | Distribution Feeder Hardening | 35388 | 0 | 0 | 0 | 0 | 2028 | 0 | 0 | 0 | 0 | 0 |  | 2026 | 2026
Distribution Feeder Hardening-Breaker-74208634 | Distribution Feeder Hardening | 554334 | 0 | 0 | 0 | 0 | 2029 | 0 | 0 | 0 | 0 | 0 |  | 2027 | 2027
Distribution Feeder Hardening-Breaker-74210829 | Distribution Feeder Hardening | 507508 | 0 | 0 | 0 | 0 | 2023 | 0 | 0 | 0 | 0 | 0 |  | 2026 | 2026
Distribution Feeder Hardening-Breaker-74210846 | Distribution Feeder Hardening | 765474 | 0 | 0 | 0 | 0 | 2026 | 0 | 0 | 0 | 0 | 0 |  | 2025 | 2025
Distribution Feeder Hardening-Breaker-74213954 | Distribution Feeder Hardening | 40467 | 0 | 0 | 0 | 0 | 2028 | 0 | 0 | 0 | 0 | 0 |  | 0 | 0
Distribution Feeder Hardening-Breaker-76251434 | Distribution Feeder Hardening | 22336 | 0 | 0 | 0 | 0 | 0 | 0 | 0 | 0 | 0 | 0 |  | 0
Distribution Feeder Hardening-Breaker-90012823 | Distribution Feeder Hardening | 141989 | 0 | 0 | 0 | 0 | 2029 | 0 | 0 | 0 | 0 | 0 |  | 2027 | 2027
Distribution Feeder Hardening-Breaker-90020780 | Distribution Feeder Hardening | 583846 | 0 | 0 | 0 | 0 | 0 | 0 | 0 | 0 | 0 | 0 |  | 0
Distribution Feeder Hardening-Breaker-90022822 | Distribution Feeder Hardening | 119653 | 0 | 0 | 0 | 0 | 0 | 0 | 0 | 0 | 0 | 0 |  | 0
Distribution Feeder Hardening-Breaker-90023214 | Distribution Feeder Hardening | 657006 | 0 | 0 | 0 | 0 | 2029 | 0 | 0 | 0 | 0 | 0 |  | 2027 | 2027
Distribution Feeder Hardening-Breaker-90025354 | Distribution Feeder Hardening | 455839 | 0 | 0 | 0 | 0 | 2029 | 0 | 0 | 0 | 0 | 0 |  | 0 | 0
Distribution Feeder Hardening-Breaker-90033165 | Distribution Feeder Hardening | 699234 | 0 | 0 | 0 | 0 | 2027 | 0 | 0 | 0 | 0 | 0 |  | 2025 | 2025
Distribution Feeder Hardening-Breaker-90035947 | Distribution Feeder Hardening | 702683 | 0 | 0 | 0 | 0 | 2022 | 0 | 0 | 0 | 0 | 0 |  | 2023 | 2023
Distribution Feeder Hardening-Breaker-90038763 | Distribution Feeder Hardening | 184204 | 0 | 0 | 0 | 0 | 2029 | 0 | 0 | 0 | 0 | 0 |  | 2027 | 2027
Distribution Feeder Hardening-Breaker-90101423 | Distribution Feeder Hardening | 151265 | 0 | 0 | 0 | 0 | 2029 | 0 | 0 | 0 | 0 | 0 |  | 0 | 0
Distribution Feeder Hardening-Breaker-90113599 | Distribution Feeder Hardening | 84698 | 0 | 0 | 0 | 0 | 2023 | 0 | 0 | 0 | 0 | 0 |  | 2024 | 2024
Distribution Feeder Hardening-Breaker-90113644 | Distribution Feeder Hardening | 212272 | 0 | 0 | 0 | 0 | 0 | 0 | 0 | 0 | 0 | 0 |  | 0
Distribution Feeder Hardening-Breaker-90187104 | Distribution Feeder Hardening | 31183 | 0 | 0 | 0 | 0 | 0 | 0 | 0 | 0 | 0 | 0 |  | 0
Distribution Feeder Hardening-Breaker-90382426 | Distribution Feeder Hardening | 8847 | 0 | 0 | 0 | 0 | 0 | 0 | 0 | 0 | 0 | 0 |  | 0
Distribution Feeder Hardening-Breaker-90384599 | Distribution Feeder Hardening | 378107 | 0 | 0 | 0 | 0 | 0 | 0 | 0 | 0 | 0 | 0 |  | 0
Distribution Feeder Hardening-Breaker-90446638 | Distribution Feeder Hardening | 44235 | 0 | 0 | 0 | 0 | 0 | 0 | 0 | 0 | 0 | 0 |  | 0
Distribution Feeder Hardening-Breaker-90535729 | Distribution Feeder Hardening | 1351793 | 0 | 0 | 0 | 0 | 0 | 0 | 0 | 0 | 0 | 0 |  | 0
Distribution Feeder Hardening-Breaker-90535772 | Distribution Feeder Hardening | 404118 | 0 | 0 | 0 | 0 | 2028 | 0 | 0 | 0 | 0 | 0 |  | 2027 | 2027
Distribution Feeder Hardening-Breaker-90617318 | Distribution Feeder Hardening | 115885 | 0 | 0 | 0 | 0 | 0 | 0 | 0 | 0 | 0 | 0 |  | 0
Distribution Feeder Hardening-Breaker-90617419 | Distribution Feeder Hardening | 13489 | 0 | 0 | 0 | 0 | 2023 | 0 | 0 | 0 | 0 | 0 |  | 2026 | 2026
Distribution Feeder Hardening-Breaker-90658036 | Distribution Feeder Hardening | 140823 | 0 | 0 | 0 | 0 | 2028 | 0 | 0 | 0 | 0 | 0 |  | 2027 | 2027
Distribution Feeder Hardening-Breaker-90679359 | Distribution Feeder Hardening | 112117 | 0 | 0 | 0 | 0 | 0 | 0 | 0 | 0 | 0 | 0 |  | 0
Distribution Feeder Hardening-Breaker-90730773 | Distribution Feeder Hardening | 16128 | 0 | 0 | 0 | 0 | 0 | 0 | 0 | 0 | 0 | 0 |  | 0
Distribution Feeder Hardening-Breaker-90731413 | Distribution Feeder Hardening | 255434 | 0 | 0 | 0 | 0 | 0 | 0 | 0 | 0 | 0 | 0 |  | 0
Distribution Feeder Hardening-Breaker-90939808 | Distribution Feeder Hardening | 70776 | 0 | 0 | 0 | 0 | 0 | 0 | 0 | 0 | 0 | 0 |  | 0
Distribution Feeder Hardening-Breaker-90981294 | Distribution Feeder Hardening | 79623 | 0 | 0 | 0 | 0 | 0 | 0 | 0 | 0 | 0 | 0 |  | 0
Distribution Feeder Hardening-Breaker-91055796 | Distribution Feeder Hardening | 607549 | 0 | 0 | 0 | 0 | 2023 | 0 | 0 | 0 | 0 | 0 |  | 2023
Distribution Feeder Hardening-Breaker-91055797 | Distribution Feeder Hardening | 834870 | 0 | 0 | 0 | 0 | 2027 | 0 | 0 | 0 | 0 | 0 |  | 2025 | 2025
Distribution Feeder Hardening-Breaker-91055799 | Distribution Feeder Hardening | 565023 | 0 | 0 | 0 | 0 | 2024 | 0 | 0 | 0 | 0 | 0 |  | 2024
Distribution Feeder Hardening-Breaker-91055802 | Distribution Feeder Hardening | 473533 | 0 | 0 | 0 | 0 | 2023 | 0 | 0 | 0 | 0 | 0 |  | 2023
Distribution Feeder Hardening-Breaker-91055808 | Distribution Feeder Hardening | 778463 | 0 | 0 | 0 | 0 | 2024 | 0 | 0 | 0 | 0 | 0 |  | 2028 | 2028
Distribution Feeder Hardening-Breaker-91055817 | Distribution Feeder Hardening | 352297 | 0 | 0 | 0 | 0 | 2027 | 0 | 0 | 0 | 0 | 0 |  | 2025 | 2025
Distribution Feeder Hardening-Breaker-91055818 | Distribution Feeder Hardening | 447555 | 0 | 0 | 0 | 0 | 2024 | 0 | 0 | 0 | 0 | 0 |  | 2024
Distribution Feeder Hardening-Breaker-91109735 | Distribution Feeder Hardening | 558120 | 0 | 0 | 0 | 0 | 0 | 0 | 0 | 0 | 0 | 0 |  | 0
Distribution Feeder Hardening-Breaker-91120912 | Distribution Feeder Hardening | 498945 | 0 | 0 | 0 | 0 | 2029 | 0 | 0 | 0 | 0 | 0 |  | 2026 | 2026
Distribution Feeder Hardening-Breaker-91231587 | Distribution Feeder Hardening | 257000 | 0 | 0 | 0 | 0 | 2026 | 0 | 0 | 0 | 0 | 0 |  | 2025 | 2025
Distribution Feeder Hardening-Breaker-91497617 | Distribution Feeder Hardening | 44235 | 0 | 0 | 0 | 0 | 0 | 0 | 0 | 0 | 0 | 0 |  | 0
Distribution Feeder Hardening-Breaker-91780073 | Distribution Feeder Hardening | 483250 | 0 | 0 | 0 | 0 | 2027 | 0 | 0 | 0 | 0 | 0 |  | 2028 | 2028
Distribution Feeder Hardening-Breaker-91922236 | Distribution Feeder Hardening | 235101 | 0 | 0 | 0 | 0 | 0 | 0 | 0 | 0 | 0 | 0 |  | 0
Distribution Feeder Hardening-Breaker-92063419 | Distribution Feeder Hardening | 305384 | 0 | 0 | 0 | 0 | 2029 | 0 | 0 | 0 | 0 | 0 |  | 2027 | 2027
Distribution Feeder Hardening-Breaker-92114306 | Distribution Feeder Hardening | 80934 | 0 | 0 | 0 | 0 | 0 | 0 | 0 | 0 | 0 | 0 |  | 0
Distribution Feeder Hardening-Breaker-92114668 | Distribution Feeder Hardening | 680403 | 0 | 0 | 0 | 0 | 0 | 0 | 0 | 0 | 0 | 0 |  | 0
Distribution Feeder Hardening-Breaker-92144309 | Distribution Feeder Hardening | 353880 | 0 | 0 | 0 | 0 | 2024 | 0 | 0 | 0 | 0 | 0 |  | 2024
Distribution Feeder Hardening-Breaker-92300414 | Distribution Feeder Hardening | 297030 | 0 | 0 | 0 | 0 | 2029 | 0 | 0 | 0 | 0 | 0 |  | 2027 | 2027
Distribution Feeder Hardening-Breaker-92300431 | Distribution Feeder Hardening | 508662 | 0 | 0 | 0 | 0 | 0 | 0 | 0 | 0 | 0 | 0 |  | 2029 | 2029
Distribution Feeder Hardening-Breaker-92300432 | Distribution Feeder Hardening | 614269 | 0 | 0 | 0 | 0 | 2027 | 0 | 0 | 0 | 0 | 0 |  | 2025 | 2025
Distribution Feeder Hardening-Breaker-92300437 | Distribution Feeder Hardening | 638885 | 0 | 0 | 0 | 0 | 0 | 0 | 0 | 0 | 0 | 0 |  | 0
Distribution Feeder Hardening-Breaker-92300438 | Distribution Feeder Hardening | 666139 | 0 | 0 | 0 | 0 | 0 | 0 | 0 | 0 | 0 | 0 |  | 0
Distribution Feeder Hardening-Breaker-92304969 | Distribution Feeder Hardening | 53082 | 0 | 0 | 0 | 0 | 0 | 0 | 0 | 0 | 0 | 0 |  | 0
Distribution Feeder Hardening-Breaker-92306922 | Distribution Feeder Hardening | 8847 | 0 | 0 | 0 | 0 | 0 | 0 | 0 | 0 | 0 | 0 |  | 0
Distribution Feeder Hardening-Breaker-92308985 | Distribution Feeder Hardening | 286561 | 0 | 0 | 0 | 0 | 0 | 0 | 0 | 0 | 0 | 0 |  | 0
Distribution Feeder Hardening-Breaker-92344189 | Distribution Feeder Hardening | 120527 | 0 | 0 | 0 | 0 | 0 | 0 | 0 | 0 | 0 | 0 |  | 0
Distribution Feeder Hardening-Breaker-92344240 | Distribution Feeder Hardening | 235478 | 0 | 0 | 0 | 0 | 2029 | 0 | 0 | 0 | 0 | 0 |  | 2027 | 2027
Distribution Feeder Hardening-Breaker-92344367 | Distribution Feeder Hardening | 67445 | 0 | 0 | 0 | 0 | 0 | 0 | 0 | 0 | 0 | 0 |  | 0
Distribution Feeder Hardening-Breaker-92347482 | Distribution Feeder Hardening | 26541 | 0 | 0 | 0 | 0 | 0 | 0 | 0 | 0 | 0 | 0 |  | 0
Distribution Feeder Hardening-Breaker-92347706 | Distribution Feeder Hardening | 325955 | 0 | 0 | 0 | 0 | 0 | 0 | 0 | 0 | 0 | 0 |  | 0
Distribution Feeder Hardening-Breaker-92347723 | Distribution Feeder Hardening | 571231 | 0 | 0 | 0 | 0 | 2026 | 0 | 0 | 0 | 0 | 0 |  | 2025 | 2025
Distribution Feeder Hardening-Breaker-92384664 | Distribution Feeder Hardening | 67445 | 0 | 0 | 0 | 0 | 0 | 0 | 0 | 0 | 0 | 0 |  | 0
Distribution Feeder Hardening-Breaker-92611763 | Distribution Feeder Hardening | 244822 | 0 | 0 | 0 | 0 | 2023 | 0 | 0 | 0 | 0 | 0 |  | 2024 | 2024
Distribution Feeder Hardening-Breaker-92699942 | Distribution Feeder Hardening | 75855 | 0 | 0 | 0 | 0 | 2023 | 0 | 0 | 0 | 0 | 0 |  | 2023
Distribution Feeder Hardening-Breaker-92778981 | Distribution Feeder Hardening | 199533 | 0 | 0 | 0 | 0 | 0 | 0 | 0 | 0 | 0 | 0 |  | 0
Distribution Feeder Hardening-Breaker-92875026 | Distribution Feeder Hardening | 9280 | 0 | 0 | 0 | 0 | 2023 | 0 | 0 | 0 | 0 | 0 |  | 2024 | 2024
Distribution Feeder Hardening-Breaker-93005991 | Distribution Feeder Hardening | 190866 | 0 | 0 | 0 | 0 | 0 | 0 | 0 | 0 | 0 | 0 |  | 0
Distribution Feeder Hardening-Breaker-93006035 | Distribution Feeder Hardening | 98628 | 0 | 0 | 0 | 0 | 0 | 0 | 0 | 0 | 0 | 0 |  | 0
Distribution Feeder Hardening-Breaker-93006090 | Distribution Feeder Hardening | 229313 | 0 | 0 | 0 | 0 | 0 | 0 | 0 | 0 | 0 | 0 |  | 0
Distribution Feeder Hardening-Breaker-93043091 | Distribution Feeder Hardening | 8847 | 0 | 0 | 0 | 0 | 0 | 0 | 0 | 0 | 0 | 0 |  | 0
Distribution Feeder Hardening-Breaker-93217360 | Distribution Feeder Hardening | 382983 | 0 | 0 | 0 | 0 | 0 | 0 | 0 | 0 | 0 | 0 |  | 0
Distribution Feeder Hardening-Breaker-93217548 | Distribution Feeder Hardening | 157226 | 0 | 0 | 0 | 0 | 0 | 0 | 0 | 0 | 0 | 0 |  | 0
Distribution Feeder Hardening-Recloser-10072042 | Distribution Feeder Hardening | 181582 | 0 | 0 | 0 | 0 | 2026 | 0 | 0 | 0 | 0 | 0 |  | 2025 | 2025
Distribution Feeder Hardening-Recloser-10556811 | Distribution Feeder Hardening | 497822 | 0 | 0 | 0 | 0 | 0 | 0 | 0 | 0 | 0 | 0 |  | 0
Distribution Feeder Hardening-Recloser-60072474 | Distribution Feeder Hardening | 283541 | 0 | 0 | 0 | 0 | 0 | 0 | 0 | 0 | 0 | 0 |  | 0
Distribution Feeder Hardening-Recloser-60114228 | Distribution Feeder Hardening | 919642 | 0 | 0 | 0 | 0 | 0 | 0 | 0 | 0 | 0 | 0 |  | 0
Distribution Feeder Hardening-Recloser-60192230 | Distribution Feeder Hardening | 61929 | 0 | 0 | 0 | 0 | 0 | 0 | 0 | 0 | 0 | 0 |  | 0
Distribution Feeder Hardening-Recloser-60195643 | Distribution Feeder Hardening | 230022 | 0 | 0 | 0 | 0 | 0 | 0 | 0 | 0 | 0 | 0 |  | 0
Distribution Feeder Hardening-Recloser-60381849 | Distribution Feeder Hardening | 481323 | 0 | 0 | 0 | 0 | 0 | 0 | 0 | 0 | 0 | 0 |  | 0
Distribution Feeder Hardening-Recloser-60475646 | Distribution Feeder Hardening | 225324 | 0 | 0 | 0 | 0 | 2028 | 0 | 0 | 0 | 0 | 0 |  | 2027 | 2027
Distribution Feeder Hardening-Recloser-60575158 | Distribution Feeder Hardening | 430031 | 0 | 0 | 0 | 0 | 0 | 0 | 0 | 0 | 0 | 0 |  | 0
Distribution Feeder Hardening-Recloser-90031396 | Distribution Feeder Hardening | 418885 | 0 | 0 | 0 | 0 | 0 | 0 | 0 | 0 | 0 | 0 |  | 0
Distribution Feeder Hardening-Recloser-90056034 | Distribution Feeder Hardening | 495869 | 0 | 0 | 0 | 0 | 0 | 0 | 0 | 0 | 0 | 0 |  | 0
Distribution Feeder Hardening-Recloser-90473587 | Distribution Feeder Hardening | 194634 | 0 | 0 | 0 | 0 | 0 | 0 | 0 | 0 | 0 | 0 |  | 2028 | 2028
Distribution Feeder Hardening-Recloser-90657911 | Distribution Feeder Hardening | 198783 | 0 | 0 | 0 | 0 | 2026 | 0 | 0 | 0 | 0 | 0 |  | 2025 | 2025
Distribution Feeder Hardening-Recloser-90661972 | Distribution Feeder Hardening | 520417 | 0 | 0 | 0 | 0 | 0 | 0 | 0 | 0 | 0 | 0 |  | 0
Distribution Feeder Hardening-Recloser-90709100 | Distribution Feeder Hardening | 53956 | 0 | 0 | 0 | 0 | 0 | 0 | 0 | 0 | 0 | 0 |  | 0
Distribution Feeder Hardening-Recloser-90804200 | Distribution Feeder Hardening | 583386 | 0 | 0 | 0 | 0 | 0 | 0 | 0 | 0 | 0 | 0 |  | 0
Distribution Feeder Hardening-Recloser-90830496 | Distribution Feeder Hardening | 159246 | 0 | 0 | 0 | 0 | 0 | 0 | 0 | 0 | 0 | 0 |  | 0
Distribution Feeder Hardening-Recloser-90875231 | Distribution Feeder Hardening | 672809 | 0 | 0 | 0 | 0 | 0 | 0 | 0 | 0 | 0 | 0 |  | 0
Distribution Feeder Hardening-Recloser-90975782 | Distribution Feeder Hardening | 825740 | 0 | 0 | 0 | 0 | 0 | 0 | 0 | 0 | 0 | 0 |  | 0
Distribution Feeder Hardening-Recloser-90985217 | Distribution Feeder Hardening | 377026 | 0 | 0 | 0 | 0 | 0 | 0 | 0 | 0 | 0 | 0 |  | 0
Distribution Feeder Hardening-Recloser-91018683 | Distribution Feeder Hardening | 185961 | 0 | 0 | 0 | 0 | 0 | 0 | 0 | 0 | 0 | 0 |  | 0
Distribution Feeder Hardening-Recloser-91088654 | Distribution Feeder Hardening | 26541 | 0 | 0 | 0 | 0 | 0 | 0 | 0 | 0 | 0 | 0 |  | 0
Distribution Feeder Hardening-Recloser-91231447 | Distribution Feeder Hardening | 809340 | 0 | 0 | 0 | 0 | 0 | 0 | 0 | 0 | 0 | 0 |  | 0
Distribution Feeder Hardening-Recloser-91368952 | Distribution Feeder Hardening | 296533 | 0 | 0 | 0 | 0 | 2029 | 0 | 0 | 0 | 0 | 0 |  | 2026 | 2026
Distribution Feeder Hardening-Recloser-91416211 | Distribution Feeder Hardening | 44235 | 0 | 0 | 0 | 0 | 0 | 0 | 0 | 0 | 0 | 0 |  | 0
Distribution Feeder Hardening-Recloser-91536298 | Distribution Feeder Hardening | 689082 | 0 | 0 | 0 | 0 | 0 | 0 | 0 | 0 | 0 | 0 |  | 0
Distribution Feeder Hardening-Recloser-91617385 | Distribution Feeder Hardening | 465305 | 0 | 0 | 0 | 0 | 0 | 0 | 0 | 0 | 0 | 0 |  | 0
Distribution Feeder Hardening-Recloser-91619221 | Distribution Feeder Hardening | 8847 | 0 | 0 | 0 | 0 | 0 | 0 | 0 | 0 | 0 | 0 |  | 0
Distribution Feeder Hardening-Recloser-91659653 | Distribution Feeder Hardening | 610115 | 0 | 0 | 0 | 0 | 0 | 0 | 0 | 0 | 0 | 0 |  | 0
Distribution Feeder Hardening-Recloser-91711545 | Distribution Feeder Hardening | 370008 | 0 | 0 | 0 | 0 | 0 | 0 | 0 | 0 | 0 | 0 |  | 0
Distribution Feeder Hardening-Recloser-91719763 | Distribution Feeder Hardening | 222192 | 0 | 0 | 0 | 0 | 2026 | 0 | 0 | 0 | 0 | 0 |  | 2025 | 2025
Distribution Feeder Hardening-Recloser-91720823 | Distribution Feeder Hardening | 432807 | 0 | 0 | 0 | 0 | 2028 | 0 | 0 | 0 | 0 | 0 |  | 2025 | 2025
Distribution Feeder Hardening-Recloser-91747677 | Distribution Feeder Hardening | 643453 | 0 | 0 | 0 | 0 | 2029 | 0 | 0 | 0 | 0 | 0 |  | 2027 | 2027
Distribution Feeder Hardening-Recloser-91751598 | Distribution Feeder Hardening | 82699 | 0 | 0 | 0 | 0 | 2027 | 0 | 0 | 0 | 0 | 0 |  | 2026 | 2026
Distribution Feeder Hardening-Recloser-91756216 | Distribution Feeder Hardening | 125169 | 0 | 0 | 0 | 0 | 0 | 0 | 0 | 0 | 0 | 0 |  | 0
Distribution Feeder Hardening-Recloser-91756511 | Distribution Feeder Hardening | 197217 | 0 | 0 | 0 | 0 | 0 | 0 | 0 | 0 | 0 | 0 |  | 0
Distribution Feeder Hardening-Recloser-91762954 | Distribution Feeder Hardening | 86904 | 0 | 0 | 0 | 0 | 2026 | 0 | 0 | 0 | 0 | 0 |  | 2029 | 2029
Distribution Feeder Hardening-Recloser-91767542 | Distribution Feeder Hardening | 285687 | 0 | 0 | 0 | 0 | 2026 | 0 | 0 | 0 | 0 | 0 |  | 2025 | 2025
Distribution Feeder Hardening-Recloser-91772565 | Distribution Feeder Hardening | 833527 | 0 | 0 | 0 | 0 | 0 | 0 | 0 | 0 | 0 | 0 |  | 0
Distribution Feeder Hardening-Recloser-91796306 | Distribution Feeder Hardening | 169149 | 0 | 0 | 0 | 0 | 0 | 0 | 0 | 0 | 0 | 0 |  | 0
Distribution Feeder Hardening-Recloser-91800857 | Distribution Feeder Hardening | 318492 | 0 | 0 | 0 | 0 | 2027 | 0 | 0 | 0 | 0 | 0 |  | 2025 | 2025
Distribution Feeder Hardening-Recloser-91805865 | Distribution Feeder Hardening | 455607 | 0 | 0 | 0 | 0 | 0 | 0 | 0 | 0 | 0 | 0 |  | 0
Distribution Feeder Hardening-Recloser-91822080 | Distribution Feeder Hardening | 129573 | 0 | 0 | 0 | 0 | 0 | 0 | 0 | 0 | 0 | 0 |  | 0
Distribution Feeder Hardening-Recloser-91829103 | Distribution Feeder Hardening | 224357 | 0 | 0 | 0 | 0 | 2027 | 0 | 0 | 0 | 0 | 0 |  | 2026 | 2026
Distribution Feeder Hardening-Recloser-91829699 | Distribution Feeder Hardening | 356875 | 0 | 0 | 0 | 0 | 0 | 0 | 0 | 0 | 0 | 0 |  | 2027 | 2027
Distribution Feeder Hardening-Recloser-91833171 | Distribution Feeder Hardening | 76924 | 0 | 0 | 0 | 0 | 0 | 0 | 0 | 0 | 0 | 0 |  | 0
Distribution Feeder Hardening-Recloser-91836675 | Distribution Feeder Hardening | 622250 | 0 | 0 | 0 | 0 | 2028 | 0 | 0 | 0 | 0 | 0 |  | 2026 | 2026
Distribution Feeder Hardening-Recloser-91838500 | Distribution Feeder Hardening | 259836.449 | 0 | 0 | 0 | 0 | 2021 | 0 | 0 | 0 | 0 | 0 |  | 2021
Distribution Feeder Hardening-Recloser-91839434 | Distribution Feeder Hardening | 132705 | 0 | 0 | 0 | 0 | 0 | 0 | 0 | 0 | 0 | 0 |  | 0
Distribution Feeder Hardening-Recloser-91841297 | Distribution Feeder Hardening | 133455 | 0 | 0 | 0 | 0 | 0 | 0 | 0 | 0 | 0 | 0 |  | 0
Distribution Feeder Hardening-Recloser-91842145 | Distribution Feeder Hardening | 85338 | 0 | 0 | 0 | 0 | 0 | 0 | 0 | 0 | 0 | 0 |  | 0
Distribution Feeder Hardening-Recloser-91842540 | Distribution Feeder Hardening | 469755 | 0 | 0 | 0 | 0 | 2029 | 0 | 0 | 0 | 0 | 0 |  | 2027 | 2027
Distribution Feeder Hardening-Recloser-91842748 | Distribution Feeder Hardening | 219609 | 0 | 0 | 0 | 0 | 0 | 0 | 0 | 0 | 0 | 0 |  | 0
Distribution Feeder Hardening-Recloser-91843222 | Distribution Feeder Hardening | 532539 | 0 | 0 | 0 | 0 | 0 | 0 | 0 | 0 | 0 | 0 |  | 0
Distribution Feeder Hardening-Recloser-91843955 | Distribution Feeder Hardening | 199649 | 0 | 0 | 0 | 0 | 0 | 0 | 0 | 0 | 0 | 0 |  | 0
Distribution Feeder Hardening-Recloser-91847101 | Distribution Feeder Hardening | 649406 | 0 | 0 | 0 | 0 | 2028 | 0 | 0 | 0 | 0 | 0 |  | 2027 | 2027
Distribution Feeder Hardening-Recloser-91847106 | Distribution Feeder Hardening | 151416 | 0 | 0 | 0 | 0 | 2026 | 0 | 0 | 0 | 0 | 0 |  | 2026
Distribution Feeder Hardening-Recloser-91851236 | Distribution Feeder Hardening | 785995 | 0 | 0 | 0 | 0 | 2028 | 0 | 0 | 0 | 0 | 0 |  | 2025 | 2025
Distribution Feeder Hardening-Recloser-91851870 | Distribution Feeder Hardening | 62795 | 0 | 0 | 0 | 0 | 0 | 0 | 0 | 0 | 0 | 0 |  | 0
Distribution Feeder Hardening-Recloser-91857057 | Distribution Feeder Hardening | 263314 | 0 | 0 | 0 | 0 | 2026 | 0 | 0 | 0 | 0 | 0 |  | 2028 | 2028
Distribution Feeder Hardening-Recloser-91864353 | Distribution Feeder Hardening | 350056 | 0 | 0 | 0 | 0 | 2026 | 0 | 0 | 0 | 0 | 0 |  | 2028 | 2028
Distribution Feeder Hardening-Recloser-91870887 | Distribution Feeder Hardening | 840782 | 0 | 0 | 0 | 0 | 0 | 0 | 0 | 0 | 0 | 0 |  | 0
Distribution Feeder Hardening-Recloser-91874930 | Distribution Feeder Hardening | 507879 | 0 | 0 | 0 | 0 | 2027 | 0 | 0 | 0 | 0 | 0 |  | 2025 | 2025
Distribution Feeder Hardening-Recloser-91901169 | Distribution Feeder Hardening | 185091 | 0 | 0 | 0 | 0 | 0 | 0 | 0 | 0 | 0 | 0 |  | 0
Distribution Feeder Hardening-Recloser-91929188 | Distribution Feeder Hardening | 595851.8894 | 0 | 0 | 0 | 0 | 2021 | 0 | 0 | 0 | 0 | 0 |  | 2021
Distribution Feeder Hardening-Recloser-91932790 | Distribution Feeder Hardening | 156547 | 0 | 0 | 0 | 0 | 0 | 0 | 0 | 0 | 0 | 0 |  | 0
Distribution Feeder Hardening-Recloser-91942651 | Distribution Feeder Hardening | 51770.9451 | 0 | 0 | 0 | 0 | 2022 | 0 | 0 | 0 | 0 | 0 |  | 2023 | 2023
Distribution Feeder Hardening-Recloser-91970022 | Distribution Feeder Hardening | 265787 | 0 | 0 | 0 | 0 | 2028 | 0 | 0 | 0 | 0 | 0 |  | 2025 | 2025
Distribution Feeder Hardening-Recloser-91992448 | Distribution Feeder Hardening | 748660 | 0 | 0 | 0 | 0 | 0 | 0 | 0 | 0 | 0 | 0 |  | 0
Distribution Feeder Hardening-Recloser-91993927 | Distribution Feeder Hardening | 138420 | 0 | 0 | 0 | 0 | 0 | 0 | 0 | 0 | 0 | 0 |  | 0
Distribution Feeder Hardening-Recloser-92000970 | Distribution Feeder Hardening | 322641 | 0 | 0 | 0 | 0 | 0 | 0 | 0 | 0 | 0 | 0 |  | 0
Distribution Feeder Hardening-Recloser-92001028 | Distribution Feeder Hardening | 242902 | 0 | 0 | 0 | 0 | 0 | 0 | 0 | 0 | 0 | 0 |  | 0
Distribution Feeder Hardening-Recloser-92006399 | Distribution Feeder Hardening | 148359 | 0 | 0 | 0 | 0 | 0 | 0 | 0 | 0 | 0 | 0 |  | 0
Distribution Feeder Hardening-Recloser-92017439 | Distribution Feeder Hardening | 322641 | 0 | 0 | 0 | 0 | 0 | 0 | 0 | 0 | 0 | 0 |  | 0
Distribution Feeder Hardening-Recloser-92018434 | Distribution Feeder Hardening | 385436 | 0 | 0 | 0 | 0 | 0 | 0 | 0 | 0 | 0 | 0 |  | 0
Distribution Feeder Hardening-Recloser-92026983 | Distribution Feeder Hardening | 110806 | 0 | 0 | 0 | 0 | 0 | 0 | 0 | 0 | 0 | 0 |  | 0
Distribution Feeder Hardening-Recloser-92060671 | Distribution Feeder Hardening | 1825505 | 0 | 0 | 0 | 0 | 0 | 0 | 0 | 0 | 0 | 0 |  | 0
Distribution Feeder Hardening-Recloser-92065773 | Distribution Feeder Hardening | 230022 | 0 | 0 | 0 | 0 | 0 | 0 | 0 | 0 | 0 | 0 |  | 0
Distribution Feeder Hardening-Recloser-92066074 | Distribution Feeder Hardening | 88470 | 0 | 0 | 0 | 0 | 0 | 0 | 0 | 0 | 0 | 0 |  | 0
Distribution Feeder Hardening-Recloser-92162970 | Distribution Feeder Hardening | 233972 | 0 | 0 | 0 | 0 | 0 | 0 | 0 | 0 | 0 | 0 |  | 2026 | 2026
Distribution Feeder Hardening-Recloser-92168818 | Distribution Feeder Hardening | 79623 | 0 | 0 | 0 | 0 | 0 | 0 | 0 | 0 | 0 | 0 |  | 0
Distribution Feeder Hardening-Recloser-92178953 | Distribution Feeder Hardening | 711360 | 0 | 0 | 0 | 0 | 0 | 0 | 0 | 0 | 0 | 0 |  | 0
Distribution Feeder Hardening-Recloser-92189137 | Distribution Feeder Hardening | 601211.8359 | 0 | 0 | 0 | 0 | 2020 | 0 | 0 | 0 | 0 | 0 |  | 2020
Distribution Feeder Hardening-Recloser-92189254 | Distribution Feeder Hardening | 340828 | 0 | 0 | 0 | 0 | 2026 | 0 | 0 | 0 | 0 | 0 |  | 2025 | 2025
Distribution Feeder Hardening-Recloser-92194516 | Distribution Feeder Hardening | 221175 | 0 | 0 | 0 | 0 | 2023 | 0 | 0 | 0 | 0 | 0 |  | 2024 | 2024
Distribution Feeder Hardening-Recloser-92194542 | Distribution Feeder Hardening | 345033 | 0 | 0 | 0 | 0 | 2029 | 0 | 0 | 0 | 0 | 0 |  | 0 | 0
Distribution Feeder Hardening-Recloser-92198638 | Distribution Feeder Hardening | 226254 | 0 | 0 | 0 | 0 | 0 | 0 | 0 | 0 | 0 | 0 |  | 0
Distribution Feeder Hardening-Recloser-92203202 | Distribution Feeder Hardening | 471161.4801 | 0 | 0 | 0 | 0 | 2020 | 0 | 0 | 0 | 0 | 0 |  | 2020
Distribution Feeder Hardening-Recloser-92204879 | Distribution Feeder Hardening | 272691 | 0 | 0 | 0 | 0 | 0 | 0 | 0 | 0 | 0 | 0 |  | 0
Distribution Feeder Hardening-Recloser-92204888 | Distribution Feeder Hardening | 266477 | 0 | 0 | 0 | 0 | 0 | 0 | 0 | 0 | 0 | 0 |  | 0
Distribution Feeder Hardening-Recloser-92204970 | Distribution Feeder Hardening | 479192 | 0 | 0 | 0 | 0 | 2024 | 0 | 0 | 0 | 0 | 0 |  | 2024
Distribution Feeder Hardening-Recloser-92217186 | Distribution Feeder Hardening | 30050 | 0 | 0 | 0 | 0 | 2022 | 0 | 0 | 0 | 0 | 0 |  | 2029 | 2029
Distribution Feeder Hardening-Recloser-92219810 | Distribution Feeder Hardening | 777135 | 0 | 0 | 0 | 0 | 0 | 0 | 0 | 0 | 0 | 0 |  | 0
Distribution Feeder Hardening-Recloser-92226382 | Distribution Feeder Hardening | 93545 | 0 | 0 | 0 | 0 | 0 | 0 | 0 | 0 | 0 | 0 |  | 0
Distribution Feeder Hardening-Recloser-92232093 | Distribution Feeder Hardening | 481684 | 0 | 0 | 0 | 0 | 0 | 0 | 0 | 0 | 0 | 0 |  | 0
Distribution Feeder Hardening-Recloser-92236722 | Distribution Feeder Hardening | 458626 | 0 | 0 | 0 | 0 | 0 | 0 | 0 | 0 | 0 | 0 |  | 0
Distribution Feeder Hardening-Recloser-92237787 | Distribution Feeder Hardening | 401323 | 0 | 0 | 0 | 0 | 0 | 0 | 0 | 0 | 0 | 0 |  | 0
Distribution Feeder Hardening-Recloser-92238019 | Distribution Feeder Hardening | 845705 | 0 | 0 | 0 | 0 | 0 | 0 | 0 | 0 | 0 | 0 |  | 0
Distribution Feeder Hardening-Recloser-92239261 | Distribution Feeder Hardening | 61929 | 0 | 0 | 0 | 0 | 0 | 0 | 0 | 0 | 0 | 0 |  | 0
Distribution Feeder Hardening-Recloser-92239656 | Distribution Feeder Hardening | 44235 | 0 | 0 | 0 | 0 | 0 | 0 | 0 | 0 | 0 | 0 |  | 0
Distribution Feeder Hardening-Recloser-92252943 | Distribution Feeder Hardening | 299414 | 0 | 0 | 0 | 0 | 2024 | 0 | 0 | 0 | 0 | 0 |  | 2024
Distribution Feeder Hardening-Recloser-92261314 | Distribution Feeder Hardening | 266433 | 0 | 0 | 0 | 0 | 0 | 0 | 0 | 0 | 0 | 0 |  | 0
Distribution Feeder Hardening-Recloser-92261342 | Distribution Feeder Hardening | 202335 | 0 | 0 | 0 | 0 | 0 | 0 | 0 | 0 | 0 | 0 |  | 0
Distribution Feeder Hardening-Recloser-92262005 | Distribution Feeder Hardening | 309589 | 0 | 0 | 0 | 0 | 0 | 0 | 0 | 0 | 0 | 0 |  | 0
Distribution Feeder Hardening-Recloser-92301521 | Distribution Feeder Hardening | 270671 | 0 | 0 | 0 | 0 | 2027 | 0 | 0 | 0 | 0 | 0 |  | 2025 | 2025
Distribution Feeder Hardening-Recloser-92324569 | Distribution Feeder Hardening | 452214 | 0 | 0 | 0 | 0 | 2026 | 0 | 0 | 0 | 0 | 0 |  | 2028 | 2028
Distribution Feeder Hardening-Recloser-92334619 | Distribution Feeder Hardening | 802113 | 0 | 0 | 0 | 0 | 0 | 0 | 0 | 0 | 0 | 0 |  | 0
Distribution Feeder Hardening-Recloser-92336023 | Distribution Feeder Hardening | 168093 | 0 | 0 | 0 | 0 | 0 | 0 | 0 | 0 | 0 | 0 |  | 0
Distribution Feeder Hardening-Recloser-92346074 | Distribution Feeder Hardening | 701458 | 0 | 0 | 0 | 0 | 0 | 0 | 0 | 0 | 0 | 0 |  | 0
Distribution Feeder Hardening-Recloser-92353462 | Distribution Feeder Hardening | 264861 | 0 | 0 | 0 | 0 | 2025 | 0 | 0 | 0 | 0 | 0 |  | 2024 | 2024
Distribution Feeder Hardening-Recloser-92354214 | Distribution Feeder Hardening | 404211 | 0 | 0 | 0 | 0 | 2027 | 0 | 0 | 0 | 0 | 0 |  | 2025 | 2025
Distribution Feeder Hardening-Recloser-92357154 | Distribution Feeder Hardening | 668094 | 0 | 0 | 0 | 0 | 2024 | 0 | 0 | 0 | 0 | 0 |  | 2023 | 2023
Distribution Feeder Hardening-Recloser-92422659 | Distribution Feeder Hardening | 395269 | 0 | 0 | 0 | 0 | 0 | 0 | 0 | 0 | 0 | 0 |  | 0
Distribution Feeder Hardening-Recloser-92437771 | Distribution Feeder Hardening | 349108 | 0 | 0 | 0 | 0 | 0 | 0 | 0 | 0 | 0 | 0 |  | 0
Distribution Feeder Hardening-Recloser-92437862 | Distribution Feeder Hardening | 253431 | 0 | 0 | 0 | 0 | 0 | 0 | 0 | 0 | 0 | 0 |  | 0
Distribution Feeder Hardening-Recloser-92464472 | Distribution Feeder Hardening | 305877 | 0 | 0 | 0 | 0 | 0 | 0 | 0 | 0 | 0 | 0 |  | 0
Distribution Feeder Hardening-Recloser-92465979 | Distribution Feeder Hardening | 477506 | 0 | 0 | 0 | 0 | 0 | 0 | 0 | 0 | 0 | 0 |  | 0
Distribution Feeder Hardening-Recloser-92469481 | Distribution Feeder Hardening | 138217.7462 | 0 | 0 | 0 | 0 | 2022 | 0 | 0 | 0 | 0 | 0 |  | 2023 | 2023
Distribution Feeder Hardening-Recloser-92477213 | Distribution Feeder Hardening | 588917 | 0 | 0 | 0 | 0 | 0 | 0 | 0 | 0 | 0 | 0 |  | 0
Distribution Feeder Hardening-Recloser-92477366 | Distribution Feeder Hardening | 168959 | 0 | 0 | 0 | 0 | 0 | 0 | 0 | 0 | 0 | 0 |  | 0
Distribution Feeder Hardening-Recloser-92477491 | Distribution Feeder Hardening | 105031 | 0 | 0 | 0 | 0 | 0 | 0 | 0 | 0 | 0 | 0 |  | 0
Distribution Feeder Hardening-Recloser-92477860 | Distribution Feeder Hardening | 354681 | 0 | 0 | 0 | 0 | 0 | 0 | 0 | 0 | 0 | 0 |  | 0
Distribution Feeder Hardening-Recloser-92481163 | Distribution Feeder Hardening | 238320 | 0 | 0 | 0 | 0 | 0 | 0 | 0 | 0 | 0 | 0 |  | 0
Distribution Feeder Hardening-Recloser-92482277 | Distribution Feeder Hardening | 528363 | 0 | 0 | 0 | 0 | 2025 | 0 | 0 | 0 | 0 | 0 |  | 2024 | 2024
Distribution Feeder Hardening-Recloser-92482279 | Distribution Feeder Hardening | 225966 | 0 | 0 | 0 | 0 | 0 | 0 | 0 | 0 | 0 | 0 |  | 0
Distribution Feeder Hardening-Recloser-92487168 | Distribution Feeder Hardening | 83772 | 0 | 0 | 0 | 0 | 2028 | 0 | 0 | 0 | 0 | 0 |  | 2027 | 2027
Distribution Feeder Hardening-Recloser-92488482 | Distribution Feeder Hardening | 564642 | 0 | 0 | 0 | 0 | 2023 | 0 | 0 | 0 | 0 | 0 |  | 2028 | 2028
Distribution Feeder Hardening-Recloser-92530328 | Distribution Feeder Hardening | 115444 | 0 | 0 | 0 | 0 | 0 | 0 | 0 | 0 | 0 | 0 |  | 0
Distribution Feeder Hardening-Recloser-92532877 | Distribution Feeder Hardening | 257373 | 0 | 0 | 0 | 0 | 0 | 0 | 0 | 0 | 0 | 0 |  | 0
Distribution Feeder Hardening-Recloser-92568897 | Distribution Feeder Hardening | 310511 | 0 | 0 | 0 | 0 | 2024 | 0 | 0 | 0 | 0 | 0 |  | 2027 | 2027
Distribution Feeder Hardening-Recloser-92583655 | Distribution Feeder Hardening | 70776 | 0 | 0 | 0 | 0 | 0 | 0 | 0 | 0 | 0 | 0 |  | 0
Distribution Feeder Hardening-Recloser-92601367 | Distribution Feeder Hardening | 323884 | 0 | 0 | 0 | 0 | 0 | 0 | 0 | 0 | 0 | 0 |  | 0
Distribution Feeder Hardening-Recloser-92601796 | Distribution Feeder Hardening | 521973 | 0 | 0 | 0 | 0 | 0 | 0 | 0 | 0 | 0 | 0 |  | 0
Distribution Feeder Hardening-Recloser-92627022 | Distribution Feeder Hardening | 410017 | 0 | 0 | 0 | 0 | 2023 | 0 | 0 | 0 | 0 | 0 |  | 2026 | 2026
Distribution Feeder Hardening-Recloser-92627083 | Distribution Feeder Hardening | 79623 | 0 | 0 | 0 | 0 | 2028 | 0 | 0 | 0 | 0 | 0 |  | 2026 | 2026
Distribution Feeder Hardening-Recloser-92629092 | Distribution Feeder Hardening | 137347 | 0 | 0 | 0 | 0 | 0 | 0 | 0 | 0 | 0 | 0 |  | 0
Distribution Feeder Hardening-Recloser-92644266 | Distribution Feeder Hardening | 993880 | 0 | 0 | 0 | 0 | 0 | 0 | 0 | 0 | 0 | 0 |  | 0
Distribution Feeder Hardening-Recloser-92661419 | Distribution Feeder Hardening | 380421 | 0 | 0 | 0 | 0 | 0 | 0 | 0 | 0 | 0 | 0 |  | 0
Distribution Feeder Hardening-Recloser-92661531 | Distribution Feeder Hardening | 1565392 | 0 | 0 | 0 | 0 | 0 | 0 | 0 | 0 | 0 | 0 |  | 0
Distribution Feeder Hardening-Recloser-92662818 | Distribution Feeder Hardening | 390285 | 0 | 0 | 0 | 0 | 2025 | 0 | 0 | 0 | 0 | 0 |  | 2024 | 2024
Distribution Feeder Hardening-Recloser-92664334 | Distribution Feeder Hardening | 150399 | 0 | 0 | 0 | 0 | 0 | 0 | 0 | 0 | 0 | 0 |  | 0
Distribution Feeder Hardening-Recloser-92666525 | Distribution Feeder Hardening | 271784 | 0 | 0 | 0 | 0 | 0 | 0 | 0 | 0 | 0 | 0 |  | 0
Distribution Feeder Hardening-Recloser-92668683 | Distribution Feeder Hardening | 86904 | 0 | 0 | 0 | 0 | 0 | 0 | 0 | 0 | 0 | 0 |  | 0
Distribution Feeder Hardening-Recloser-92671822 | Distribution Feeder Hardening | 150832 | 0 | 0 | 0 | 0 | 2029 | 0 | 0 | 0 | 0 | 0 |  | 0 | 0
Distribution Feeder Hardening-Recloser-92685811 | Distribution Feeder Hardening | 266864 | 0 | 0 | 0 | 0 | 0 | 0 | 0 | 0 | 0 | 0 |  | 0
Distribution Feeder Hardening-Recloser-92756882 | Distribution Feeder Hardening | 257000 | 0 | 0 | 0 | 0 | 0 | 0 | 0 | 0 | 0 | 0 |  | 0
Distribution Feeder Hardening-Recloser-92757733 | Distribution Feeder Hardening | 8847 | 0 | 0 | 0 | 0 | 0 | 0 | 0 | 0 | 0 | 0 |  | 0
Distribution Feeder Hardening-Recloser-92776874 | Distribution Feeder Hardening | 506543 | 0 | 0 | 0 | 0 | 2026 | 0 | 0 | 0 | 0 | 0 |  | 2028 | 2028
Distribution Feeder Hardening-Recloser-92780593 | Distribution Feeder Hardening | 521207 | 0 | 0 | 0 | 0 | 0 | 0 | 0 | 0 | 0 | 0 |  | 0
Distribution Feeder Hardening-Recloser-92793889 | Distribution Feeder Hardening | 690238 | 0 | 0 | 0 | 0 | 0 | 0 | 0 | 0 | 0 | 0 |  | 0
Distribution Feeder Hardening-Recloser-92834613 | Distribution Feeder Hardening | 788717 | 0 | 0 | 0 | 0 | 0 | 0 | 0 | 0 | 0 | 0 |  | 0
Distribution Feeder Hardening-Recloser-92857582 | Distribution Feeder Hardening | 353625 | 0 | 0 | 0 | 0 | 2025 | 0 | 0 | 0 | 0 | 0 |  | 2025
Distribution Feeder Hardening-Recloser-92867665 | Distribution Feeder Hardening | 17694 | 0 | 0 | 0 | 0 | 0 | 0 | 0 | 0 | 0 | 0 |  | 0
Distribution Feeder Hardening-Recloser-92868232 | Distribution Feeder Hardening | 54592 | 0 | 0 | 0 | 0 | 0 | 0 | 0 | 0 | 0 | 0 |  | 0
Distribution Feeder Hardening-Recloser-92877151 | Distribution Feeder Hardening | 13489 | 0 | 0 | 0 | 0 | 0 | 0 | 0 | 0 | 0 | 0 |  | 0
Distribution Feeder Hardening-Recloser-92882043 | Distribution Feeder Hardening | 524591 | 0 | 0 | 0 | 0 | 0 | 0 | 0 | 0 | 0 | 0 |  | 0
Distribution Feeder Hardening-Recloser-92882327 | Distribution Feeder Hardening | 8847 | 0 | 0 | 0 | 0 | 0 | 0 | 0 | 0 | 0 | 0 |  | 0
Distribution Feeder Hardening-Recloser-92884592 | Distribution Feeder Hardening | 299232 | 0 | 0 | 0 | 0 | 0 | 0 | 0 | 0 | 0 | 0 |  | 0
Distribution Feeder Hardening-Recloser-92886373 | Distribution Feeder Hardening | 374625 | 0 | 0 | 0 | 0 | 2025 | 0 | 0 | 0 | 0 | 0 |  | 2025
Distribution Feeder Hardening-Recloser-92901786 | Distribution Feeder Hardening | 449515 | 0 | 0 | 0 | 0 | 0 | 0 | 0 | 0 | 0 | 0 |  | 0
Distribution Feeder Hardening-Recloser-92906139 | Distribution Feeder Hardening | 168093 | 0 | 0 | 0 | 0 | 0 | 0 | 0 | 0 | 0 | 0 |  | 0
Distribution Feeder Hardening-Recloser-92906442 | Distribution Feeder Hardening | 147267 | 0 | 0 | 0 | 0 | 0 | 0 | 0 | 0 | 0 | 0 |  | 0
Distribution Feeder Hardening-Recloser-92908163 | Distribution Feeder Hardening | 686892 | 0 | 0 | 0 | 0 | 0 | 0 | 0 | 0 | 0 | 0 |  | 0
Distribution Feeder Hardening-Recloser-92908823 | Distribution Feeder Hardening | 409545 | 0 | 0 | 0 | 0 | 0 | 0 | 0 | 0 | 0 | 0 |  | 0
Distribution Feeder Hardening-Recloser-92946458 | Distribution Feeder Hardening | 545110 | 0 | 0 | 0 | 0 | 0 | 0 | 0 | 0 | 0 | 0 |  | 0
Distribution Feeder Hardening-Recloser-92949312 | Distribution Feeder Hardening | 166527 | 0 | 0 | 0 | 0 | 0 | 0 | 0 | 0 | 0 | 0 |  | 0
Distribution Feeder Hardening-Recloser-92949698 | Distribution Feeder Hardening | 355781 | 0 | 0 | 0 | 0 | 0 | 0 | 0 | 0 | 0 | 0 |  | 0
Distribution Feeder Hardening-Recloser-92959008 | Distribution Feeder Hardening | 629329 | 0 | 0 | 0 | 0 | 0 | 0 | 0 | 0 | 0 | 0 |  | 0
Distribution Feeder Hardening-Recloser-92959412 | Distribution Feeder Hardening | 40030 | 0 | 0 | 0 | 0 | 0 | 0 | 0 | 0 | 0 | 0 |  | 0
Distribution Feeder Hardening-Recloser-92977157 | Distribution Feeder Hardening | 85771 | 0 | 0 | 0 | 0 | 0 | 0 | 0 | 0 | 0 | 0 |  | 0
Distribution Feeder Hardening-Recloser-92983683 | Distribution Feeder Hardening | 282404 | 0 | 0 | 0 | 0 | 0 | 0 | 0 | 0 | 0 | 0 |  | 0
Distribution Feeder Hardening-Recloser-92983708 | Distribution Feeder Hardening | 102833 | 0 | 0 | 0 | 0 | 0 | 0 | 0 | 0 | 0 | 0 |  | 0
Distribution Feeder Hardening-Recloser-93007844 | Distribution Feeder Hardening | 1276207 | 0 | 0 | 0 | 0 | 0 | 0 | 0 | 0 | 0 | 0 |  | 0
Distribution Feeder Hardening-Recloser-93032566 | Distribution Feeder Hardening | 424973 | 0 | 0 | 0 | 0 | 0 | 0 | 0 | 0 | 0 | 0 |  | 0
Distribution Feeder Hardening-Recloser-93038852 | Distribution Feeder Hardening | 325501 | 0 | 0 | 0 | 0 | 0 | 0 | 0 | 0 | 0 | 0 |  | 0
Distribution Feeder Hardening-Recloser-93047972 | Distribution Feeder Hardening | 233622 | 0 | 0 | 0 | 0 | 0 | 0 | 0 | 0 | 0 | 0 |  | 0
Distribution Feeder Hardening-Recloser-93051731 | Distribution Feeder Hardening | 146194 | 0 | 0 | 0 | 0 | 0 | 0 | 0 | 0 | 0 | 0 |  | 0
Distribution Feeder Hardening-Recloser-93055685 | Distribution Feeder Hardening | 179960 | 0 | 0 | 0 | 0 | 0 | 0 | 0 | 0 | 0 | 0 |  | 0
Distribution Feeder Hardening-Recloser-93058393 | Distribution Feeder Hardening | 212328 | 0 | 0 | 0 | 0 | 0 | 0 | 0 | 0 | 0 | 0 |  | 0
Distribution Feeder Hardening-Recloser-93063658 | Distribution Feeder Hardening | 349097 | 0 | 0 | 0 | 0 | 2027 | 0 | 0 | 0 | 0 | 0 |  | 2025 | 2025
Distribution Feeder Hardening-Recloser-93089839 | Distribution Feeder Hardening | 406206 | 0 | 0 | 0 | 0 | 0 | 0 | 0 | 0 | 0 | 0 |  | 0
Distribution Feeder Hardening-Recloser-93092600 | Distribution Feeder Hardening | 259583 | 0 | 0 | 0 | 0 | 0 | 0 | 0 | 0 | 0 | 0 |  | 0
Distribution Feeder Hardening-Recloser-93107313 | Distribution Feeder Hardening | 255434 | 0 | 0 | 0 | 0 | 0 | 0 | 0 | 0 | 0 | 0 |  | 0
Distribution Feeder Hardening-Recloser-93114052 | Distribution Feeder Hardening | 26978 | 0 | 0 | 0 | 0 | 0 | 0 | 0 | 0 | 0 | 0 |  | 0
Distribution Feeder Hardening-Recloser-93114092 | Distribution Feeder Hardening | 432553.469 | 0 | 0 | 0 | 0 | 2022 | 0 | 0 | 0 | 0 | 0 |  | 2023 | 2023
Distribution Feeder Hardening-Recloser-93114549 | Distribution Feeder Hardening | 139095 | 0 | 0 | 0 | 0 | 0 | 0 | 0 | 0 | 0 | 0 |  | 0
Distribution Feeder Hardening-Recloser-93115984 | Distribution Feeder Hardening | 146194 | 0 | 0 | 0 | 0 | 0 | 0 | 0 | 0 | 0 | 0 |  | 0
Distribution Feeder Hardening-Recloser-93121634 | Distribution Feeder Hardening | 490734 | 0 | 0 | 0 | 0 | 2027 | 0 | 0 | 0 | 0 | 0 |  | 2026 | 2026
Distribution Feeder Hardening-Recloser-93124663 | Distribution Feeder Hardening | 122725 | 0 | 0 | 0 | 0 | 0 | 0 | 0 | 0 | 0 | 0 |  | 0
Distribution Feeder Hardening-Recloser-93125222 | Distribution Feeder Hardening | 51516 | 0 | 0 | 0 | 0 | 0 | 0 | 0 | 0 | 0 | 0 |  | 0
Distribution Feeder Hardening-Recloser-93201166 | Distribution Feeder Hardening | 124732 | 0 | 0 | 0 | 0 | 2026 | 0 | 0 | 0 | 0 | 0 |  | 2028 | 2028
Distribution Feeder Hardening-Recloser-93214214 | Distribution Feeder Hardening | 405396 | 0 | 0 | 0 | 0 | 0 | 0 | 0 | 0 | 0 | 0 |  | 0
Distribution Feeder Hardening-Recloser-93223839 | Distribution Feeder Hardening | 337060 | 0 | 0 | 0 | 0 | 0 | 0 | 0 | 0 | 0 | 0 |  | 0
Distribution Feeder Hardening-Recloser-93229369 | Distribution Feeder Hardening | 141552 | 0 | 0 | 0 | 0 | 2025 | 0 | 0 | 0 | 0 | 0 |  | 2028 | 2028
Distribution Feeder Hardening-Recloser-93230352 | Distribution Feeder Hardening | 931951 | 0 | 0 | 0 | 0 | 2025 | 0 | 0 | 0 | 0 | 0 |  | 2028 | 2028
Distribution Feeder Hardening-Recloser-93235888 | Distribution Feeder Hardening | 88470 | 0 | 0 | 0 | 0 | 0 | 0 | 0 | 0 | 0 | 0 |  | 0
Distribution Feeder Hardening-Recloser-93239888 | Distribution Feeder Hardening | 220895 | 0 | 0 | 0 | 0 | 0 | 0 | 0 | 0 | 0 | 0 |  | 0
Distribution Feeder Hardening-Recloser-93243482 | Distribution Feeder Hardening | 303874 | 0 | 0 | 0 | 0 | 2022 | 0 | 0 | 0 | 0 | 0 |  | 2026 | 2026
Distribution Feeder Hardening-Recloser-93247105 | Distribution Feeder Hardening | 16561 | 0 | 0 | 0 | 0 | 2021 | 0 | 0 | 0 | 0 | 0 |  | 2029 | 2029
Distribution Feeder Hardening-Recloser-93267026 | Distribution Feeder Hardening | 132705 | 0 | 0 | 0 | 0 | 0 | 0 | 0 | 0 | 0 | 0 |  | 0
Distribution Feeder Hardening-Recloser-93267906 | Distribution Feeder Hardening | 86904 | 0 | 0 | 0 | 0 | 0 | 0 | 0 | 0 | 0 | 0 |  | 0
Distribution Feeder Hardening-Recloser-93280362 | Distribution Feeder Hardening | 398115 | 0 | 0 | 0 | 0 | 0 | 0 | 0 | 0 | 0 | 0 |  | 0
Distribution Feeder Hardening-Recloser-93281395 | Distribution Feeder Hardening | 70776 | 0 | 0 | 0 | 0 | 0 | 0 | 0 | 0 | 0 | 0 |  | 0
Distribution Feeder Hardening-Recloser-93284379 | Distribution Feeder Hardening | 17694 | 0 | 0 | 0 | 0 | 0 | 0 | 0 | 0 | 0 | 0 |  | 0
Distribution Feeder Hardening-Recloser-93288863 | Distribution Feeder Hardening | 402048 | 0 | 0 | 0 | 0 | 0 | 0 | 0 | 0 | 0 | 0 |  | 0
Distribution Feeder Hardening-Recloser-93289303 | Distribution Feeder Hardening | 159246 | 0 | 0 | 0 | 0 | 0 | 0 | 0 | 0 | 0 | 0 |  | 0
Distribution Feeder Hardening-Recloser-93294591 | Distribution Feeder Hardening | 131572 | 0 | 0 | 0 | 0 | 0 | 0 | 0 | 0 | 0 | 0 |  | 0
Distribution Feeder Hardening-Recloser-93311192 | Distribution Feeder Hardening | 238869 | 0 | 0 | 0 | 0 | 2026 | 0 | 0 | 0 | 0 | 0 |  | 2025 | 2025
Distribution Feeder Hardening-Recloser-93314936 | Distribution Feeder Hardening | 66571 | 0 | 0 | 0 | 0 | 0 | 0 | 0 | 0 | 0 | 0 |  | 0
Distribution Feeder Hardening-Recloser-93317202 | Distribution Feeder Hardening | 144135 | 0 | 0 | 0 | 0 | 0 | 0 | 0 | 0 | 0 | 0 |  | 0
Distribution Feeder Hardening-Recloser-93322588 | Distribution Feeder Hardening | 446499 | 0 | 0 | 0 | 0 | 2028 | 0 | 0 | 0 | 0 | 0 |  | 2026 | 2026
Distribution Feeder Hardening-Recloser-93327296 | Distribution Feeder Hardening | 178688 | 0 | 0 | 0 | 0 | 0 | 0 | 0 | 0 | 0 | 0 |  | 0
Distribution Feeder Hardening-Recloser-93333901 | Distribution Feeder Hardening | 230022 | 0 | 0 | 0 | 0 | 0 | 0 | 0 | 0 | 0 | 0 |  | 0
Distribution Feeder Hardening-Recloser-93334804 | Distribution Feeder Hardening | 121159 | 0 | 0 | 0 | 0 | 0 | 0 | 0 | 0 | 0 | 0 |  | 0
Distribution Feeder Hardening-Recloser-93335211 | Distribution Feeder Hardening | 240816 | 0 | 0 | 0 | 0 | 2023 | 0 | 0 | 0 | 0 | 0 |  | 2024 | 2024
Distribution Feeder Hardening-Recloser-93335953 | Distribution Feeder Hardening | 44235 | 0 | 0 | 0 | 0 | 0 | 0 | 0 | 0 | 0 | 0 |  | 0
Distribution Feeder Hardening-Recloser-93336396 | Distribution Feeder Hardening | 269780 | 0 | 0 | 0 | 0 | 0 | 0 | 0 | 0 | 0 | 0 |  | 0
Distribution Feeder Hardening-Recloser-93336597 | Distribution Feeder Hardening | 215928 | 0 | 0 | 0 | 0 | 0 | 0 | 0 | 0 | 0 | 0 |  | 0
Distribution Feeder Hardening-Recloser-93338298 | Distribution Feeder Hardening | 503272 | 0 | 0 | 0 | 0 | 2025 | 0 | 0 | 0 | 0 | 0 |  | 2028 | 2028
Distribution Feeder Hardening-Recloser-93346318 | Distribution Feeder Hardening | 26541 | 0 | 0 | 0 | 0 | 2025 | 0 | 0 | 0 | 0 | 0 |  | 2025
Distribution Feeder Hardening-Recloser-93356630 | Distribution Feeder Hardening | 17694 | 0 | 0 | 0 | 0 | 0 | 0 | 0 | 0 | 0 | 0 |  | 0
Distribution Feeder Hardening-Recloser-93360846 | Distribution Feeder Hardening | 492703 | 0 | 0 | 0 | 0 | 0 | 0 | 0 | 0 | 0 | 0 |  | 0
Distribution Feeder Hardening-Recloser-93364602 | Distribution Feeder Hardening | 22336 | 0 | 0 | 0 | 0 | 0 | 0 | 0 | 0 | 0 | 0 |  | 0
Distribution Feeder Hardening-Recloser-93381126 | Distribution Feeder Hardening | 379445 | 0 | 0 | 0 | 0 | 0 | 0 | 0 | 0 | 0 | 0 |  | 0
Distribution Feeder Hardening-Recloser-93390070 | Distribution Feeder Hardening | 17694 | 0 | 0 | 0 | 0 | 0 | 0 | 0 | 0 | 0 | 0 |  | 0
Distribution Feeder Hardening-Recloser-93420969 | Distribution Feeder Hardening | 234664 | 0 | 0 | 0 | 0 | 0 | 0 | 0 | 0 | 0 | 0 |  | 0
FLISR--1 | FLISR | 800000 | 0 | 0 | 0 | 0 | 0 | 0 | 0 | 0 | 0 | 0 |  | 0
FLISR-13001 | FLISR | 800000 | 0 | 0 | 0 | 0 | 0 | 0 | 0 | 0 | 0 | 0 |  | 0
FLISR-13002 | FLISR | 800000 | 0 | 0 | 0 | 0 | 0 | 0 | 0 | 0 | 0 | 0 |  | 0
FLISR-13003 | FLISR | 800000 | 0 | 0 | 0 | 0 | 0 | 0 | 0 | 0 | 0 | 0 |  | 0
FLISR-13004 | FLISR | 800000 | 0 | 0 | 0 | 0 | 2025 | 0 | 0 | 0 | 0 | 0 |  | 2028 | 2028
FLISR-13005 | FLISR | 800000 | 0 | 0 | 0 | 0 | 0 | 0 | 0 | 0 | 0 | 0 |  | 0
FLISR-13006 | FLISR | 800000 | 0 | 0 | 0 | 0 | 2023 | 0 | 0 | 0 | 0 | 0 |  | 2029 | 2029
FLISR-13007 | FLISR | 800000 | 0 | 0 | 0 | 0 | 0 | 0 | 0 | 0 | 0 | 0 |  | 0
FLISR-13008 | FLISR | 800000 | 0 | 0 | 0 | 0 | 0 | 0 | 0 | 0 | 0 | 0 |  | 0
FLISR-13009 | FLISR | 800000 | 0 | 0 | 0 | 0 | 0 | 0 | 0 | 0 | 0 | 0 |  | 0
FLISR-13010 | FLISR | 800000 | 0 | 0 | 0 | 0 | 0 | 0 | 0 | 0 | 0 | 0 |  | 0
FLISR-13011 | FLISR | 800000 | 0 | 0 | 0 | 0 | 0 | 0 | 0 | 0 | 0 | 0 |  | 0
FLISR-13012 | FLISR | 800000 | 0 | 0 | 0 | 0 | 0 | 0 | 0 | 0 | 0 | 0 |  | 0
FLISR-13013 | FLISR | 800000 | 0 | 0 | 0 | 0 | 0 | 0 | 0 | 0 | 0 | 0 |  | 0
FLISR-13016 | FLISR | 800000 | 0 | 0 | 0 | 0 | 0 | 0 | 0 | 0 | 0 | 0 |  | 0
FLISR-13017 | FLISR | 800000 | 0 | 0 | 0 | 0 | 0 | 0 | 0 | 0 | 0 | 0 |  | 0
FLISR-13019 | FLISR | 800000 | 0 | 0 | 0 | 0 | 0 | 0 | 0 | 0 | 0 | 0 |  | 0
FLISR-13020 | FLISR | 800000 | 0 | 0 | 0 | 0 | 0 | 0 | 0 | 0 | 0 | 0 |  | 0
FLISR-13021 | FLISR | 800000 | 0 | 0 | 0 | 0 | 2024 | 0 | 0 | 0 | 0 | 0 |  | 2028 | 2028
FLISR-13022 | FLISR | 800000 | 0 | 0 | 0 | 0 | 0 | 0 | 0 | 0 | 0 | 0 |  | 0
FLISR-13023 | FLISR | 800000 | 0 | 0 | 0 | 0 | 0 | 0 | 0 | 0 | 0 | 0 |  | 0
FLISR-13024 | FLISR | 800000 | 0 | 0 | 0 | 0 | 0 | 0 | 0 | 0 | 0 | 0 |  | 0
FLISR-13026 | FLISR | 800000 | 0 | 0 | 0 | 0 | 0 | 0 | 0 | 0 | 0 | 0 |  | 0
FLISR-13027 | FLISR | 800000 | 0 | 0 | 0 | 0 | 0 | 0 | 0 | 0 | 0 | 0 |  | 0
FLISR-13028 | FLISR | 800000 | 0 | 0 | 0 | 0 | 2029 | 0 | 0 | 0 | 0 | 0 |  | 0 | 0
FLISR-13029 | FLISR | 800000 | 0 | 0 | 0 | 0 | 0 | 0 | 0 | 0 | 0 | 0 |  | 0
FLISR-13030 | FLISR | 800000 | 0 | 0 | 0 | 0 | 2027 | 0 | 0 | 0 | 0 | 0 |  | 2028 | 2028
FLISR-13031 | FLISR | 800000 | 0 | 0 | 0 | 0 | 0 | 0 | 0 | 0 | 0 | 0 |  | 0
FLISR-13034 | FLISR | 800000 | 0 | 0 | 0 | 0 | 0 | 0 | 0 | 0 | 0 | 0 |  | 0
FLISR-13035 | FLISR | 800000 | 0 | 0 | 0 | 0 | 0 | 0 | 0 | 0 | 0 | 0 |  | 0
FLISR-13036 | FLISR | 800000 | 0 | 0 | 0 | 0 | 2027 | 0 | 0 | 0 | 0 | 0 |  | 0 | 0
FLISR-13037 | FLISR | 800000 | 0 | 0 | 0 | 0 | 0 | 0 | 0 | 0 | 0 | 0 |  | 0
FLISR-13038 | FLISR | 800000 | 0 | 0 | 0 | 0 | 0 | 0 | 0 | 0 | 0 | 0 |  | 0
FLISR-13039 | FLISR | 800000 | 0 | 0 | 0 | 0 | 0 | 0 | 0 | 0 | 0 | 0 |  | 0
FLISR-13040 | FLISR | 800000 | 0 | 0 | 0 | 0 | 0 | 0 | 0 | 0 | 0 | 0 |  | 0
FLISR-13041 | FLISR | 800000 | 0 | 0 | 0 | 0 | 0 | 0 | 0 | 0 | 0 | 0 |  | 0
FLISR-13042 | FLISR | 800000 | 0 | 0 | 0 | 0 | 2023 | 0 | 0 | 0 | 0 | 0 |  | 2028 | 2028
FLISR-13043 | FLISR | 800000 | 0 | 0 | 0 | 0 | 0 | 0 | 0 | 0 | 0 | 0 |  | 0
FLISR-13044 | FLISR | 800000 | 0 | 0 | 0 | 0 | 0 | 0 | 0 | 0 | 0 | 0 |  | 0
FLISR-13045 | FLISR | 800000 | 0 | 0 | 0 | 0 | 0 | 0 | 0 | 0 | 0 | 0 |  | 0
FLISR-13046 | FLISR | 800000 | 0 | 0 | 0 | 0 | 2029 | 0 | 0 | 0 | 0 | 0 |  | 0 | 0
FLISR-13047 | FLISR | 800000 | 0 | 0 | 0 | 0 | 0 | 0 | 0 | 0 | 0 | 0 |  | 0
FLISR-13048 | FLISR | 1553500 | 0 | 0 | 0 | 0 | 2022 | 0 | 0 | 0 | 0 | 0 |  | 2022
FLISR-13049 | FLISR | 800000 | 0 | 0 | 0 | 0 | 0 | 0 | 0 | 0 | 0 | 0 |  | 0
FLISR-13051 | FLISR | 800000 | 0 | 0 | 0 | 0 | 0 | 0 | 0 | 0 | 0 | 0 |  | 0
FLISR-13052 | FLISR | 800000 | 0 | 0 | 0 | 0 | 0 | 0 | 0 | 0 | 0 | 0 |  | 0
FLISR-13053 | FLISR | 800000 | 0 | 0 | 0 | 0 | 0 | 0 | 0 | 0 | 0 | 0 |  | 0
FLISR-13054 | FLISR | 800000 | 0 | 0 | 0 | 0 | 0 | 0 | 0 | 0 | 0 | 0 |  | 0
FLISR-13055 | FLISR | 800000 | 0 | 0 | 0 | 0 | 0 | 0 | 0 | 0 | 0 | 0 |  | 0
FLISR-13057 | FLISR | 800000 | 0 | 0 | 0 | 0 | 0 | 0 | 0 | 0 | 0 | 0 |  | 0
FLISR-13059 | FLISR | 800000 | 0 | 0 | 0 | 0 | 0 | 0 | 0 | 0 | 0 | 0 |  | 0
FLISR-13060 | FLISR | 800000 | 0 | 0 | 0 | 0 | 0 | 0 | 0 | 0 | 0 | 0 |  | 0
FLISR-13061 | FLISR | 800000 | 0 | 0 | 0 | 0 | 0 | 0 | 0 | 0 | 0 | 0 |  | 0
FLISR-13062 | FLISR | 800000 | 0 | 0 | 0 | 0 | 0 | 0 | 0 | 0 | 0 | 0 |  | 0
FLISR-13063 | FLISR | 800000 | 0 | 0 | 0 | 0 | 0 | 0 | 0 | 0 | 0 | 0 |  | 0
FLISR-13064 | FLISR | 800000 | 0 | 0 | 0 | 0 | 0 | 0 | 0 | 0 | 0 | 0 |  | 0
FLISR-13065 | FLISR | 800000 | 0 | 0 | 0 | 0 | 0 | 0 | 0 | 0 | 0 | 0 |  | 0
FLISR-13066 | FLISR | 800000 | 0 | 0 | 0 | 0 | 0 | 0 | 0 | 0 | 0 | 0 |  | 0
FLISR-13067 | FLISR | 800000 | 0 | 0 | 0 | 0 | 0 | 0 | 0 | 0 | 0 | 0 |  | 0
FLISR-13068 | FLISR | 800000 | 0 | 0 | 0 | 0 | 0 | 0 | 0 | 0 | 0 | 0 |  | 0
FLISR-13069 | FLISR | 800000 | 0 | 0 | 0 | 0 | 2023 | 0 | 0 | 0 | 0 | 0 |  | 2029 | 2029
FLISR-13070 | FLISR | 800000 | 0 | 0 | 0 | 0 | 0 | 0 | 0 | 0 | 0 | 0 |  | 0
FLISR-13071 | FLISR | 800000 | 0 | 0 | 0 | 0 | 0 | 0 | 0 | 0 | 0 | 0 |  | 0
FLISR-13072 | FLISR | 800000 | 0 | 0 | 0 | 0 | 0 | 0 | 0 | 0 | 0 | 0 |  | 0
FLISR-13073 | FLISR | 800000 | 0 | 0 | 0 | 0 | 0 | 0 | 0 | 0 | 0 | 0 |  | 0
FLISR-13076 | FLISR | 800000 | 0 | 0 | 0 | 0 | 0 | 0 | 0 | 0 | 0 | 0 |  | 0
FLISR-13077 | FLISR | 800000 | 0 | 0 | 0 | 0 | 2023 | 0 | 0 | 0 | 0 | 0 |  | 2029 | 2029
FLISR-13078 | FLISR | 800000 | 0 | 0 | 0 | 0 | 0 | 0 | 0 | 0 | 0 | 0 |  | 0
FLISR-13079 | FLISR | 800000 | 0 | 0 | 0 | 0 | 2027 | 0 | 0 | 0 | 0 | 0 |  | 0 | 0
FLISR-13080 | FLISR | 800000 | 0 | 0 | 0 | 0 | 0 | 0 | 0 | 0 | 0 | 0 |  | 0
FLISR-13081 | FLISR | 800000 | 0 | 0 | 0 | 0 | 0 | 0 | 0 | 0 | 0 | 0 |  | 0
FLISR-13082 | FLISR | 800000 | 0 | 0 | 0 | 0 | 0 | 0 | 0 | 0 | 0 | 0 |  | 0
FLISR-13084 | FLISR | 800000 | 0 | 0 | 0 | 0 | 0 | 0 | 0 | 0 | 0 | 0 |  | 0
FLISR-13086 | FLISR | 800000 | 0 | 0 | 0 | 0 | 0 | 0 | 0 | 0 | 0 | 0 |  | 0
FLISR-13087 | FLISR | 800000 | 0 | 0 | 0 | 0 | 0 | 0 | 0 | 0 | 0 | 0 |  | 0
FLISR-13088 | FLISR | 800000 | 0 | 0 | 0 | 0 | 0 | 0 | 0 | 0 | 0 | 0 |  | 0
FLISR-13089 | FLISR | 800000 | 0 | 0 | 0 | 0 | 0 | 0 | 0 | 0 | 0 | 0 |  | 0
FLISR-13090 | FLISR | 800000 | 0 | 0 | 0 | 0 | 0 | 0 | 0 | 0 | 0 | 0 |  | 0
FLISR-13091 | FLISR | 800000 | 0 | 0 | 0 | 0 | 0 | 0 | 0 | 0 | 0 | 0 |  | 0
FLISR-13092 | FLISR | 800000 | 0 | 0 | 0 | 0 | 0 | 0 | 0 | 0 | 0 | 0 |  | 0
FLISR-13093 | FLISR | 800000 | 0 | 0 | 0 | 0 | 0 | 0 | 0 | 0 | 0 | 0 |  | 0
FLISR-13094 | FLISR | 4729000 | 0 | 0 | 0 | 0 | 2022 | 0 | 0 | 0 | 0 | 0 |  | 2022
FLISR-13096 | FLISR | 800000 | 0 | 0 | 0 | 0 | 0 | 0 | 0 | 0 | 0 | 0 |  | 0
FLISR-13097 | FLISR | 800000 | 0 | 0 | 0 | 0 | 0 | 0 | 0 | 0 | 0 | 0 |  | 0
FLISR-13098 | FLISR | 800000 | 0 | 0 | 0 | 0 | 2024 | 0 | 0 | 0 | 0 | 0 |  | 2028 | 2028
FLISR-13099 | FLISR | 800000 | 0 | 0 | 0 | 0 | 0 | 0 | 0 | 0 | 0 | 0 |  | 0
FLISR-13100 | FLISR | 800000 | 0 | 0 | 0 | 0 | 0 | 0 | 0 | 0 | 0 | 0 |  | 0
FLISR-13101 | FLISR | 800000 | 0 | 0 | 0 | 0 | 0 | 0 | 0 | 0 | 0 | 0 |  | 0
FLISR-13102 | FLISR | 800000 | 0 | 0 | 0 | 0 | 0 | 0 | 0 | 0 | 0 | 0 |  | 0
FLISR-13103 | FLISR | 800000 | 0 | 0 | 0 | 0 | 0 | 0 | 0 | 0 | 0 | 0 |  | 0
FLISR-13104 | FLISR | 800000 | 0 | 0 | 0 | 0 | 0 | 0 | 0 | 0 | 0 | 0 |  | 0
FLISR-13105 | FLISR | 800000 | 0 | 0 | 0 | 0 | 0 | 0 | 0 | 0 | 0 | 0 |  | 0
FLISR-13106 | FLISR | 800000 | 0 | 0 | 0 | 0 | 2029 | 0 | 0 | 0 | 0 | 0 |  | 0 | 0
FLISR-13107 | FLISR | 800000 | 0 | 0 | 0 | 0 | 0 | 0 | 0 | 0 | 0 | 0 |  | 0
FLISR-13109 | FLISR | 800000 | 0 | 0 | 0 | 0 | 0 | 0 | 0 | 0 | 0 | 0 |  | 0
FLISR-13110 | FLISR | 800000 | 0 | 0 | 0 | 0 | 0 | 0 | 0 | 0 | 0 | 0 |  | 0
FLISR-13111 | FLISR | 800000 | 0 | 0 | 0 | 0 | 0 | 0 | 0 | 0 | 0 | 0 |  | 0
FLISR-13112 | FLISR | 800000 | 0 | 0 | 0 | 0 | 0 | 0 | 0 | 0 | 0 | 0 |  | 0
FLISR-13113 | FLISR | 800000 | 0 | 0 | 0 | 0 | 0 | 0 | 0 | 0 | 0 | 0 |  | 0
FLISR-13114 | FLISR | 800000 | 0 | 0 | 0 | 0 | 0 | 0 | 0 | 0 | 0 | 0 |  | 0
FLISR-13115 | FLISR | 800000 | 0 | 0 | 0 | 0 | 0 | 0 | 0 | 0 | 0 | 0 |  | 0
FLISR-13117 | FLISR | 800000 | 0 | 0 | 0 | 0 | 2025 | 0 | 0 | 0 | 0 | 0 |  | 2028 | 2028
FLISR-13118 | FLISR | 2959000 | 0 | 0 | 0 | 0 | 2022 | 0 | 0 | 0 | 0 | 0 |  | 2022
FLISR-13119 | FLISR | 800000 | 0 | 0 | 0 | 0 | 2021 | 0 | 0 | 0 | 0 | 0 |  | 2029 | 2029
FLISR-13120 | FLISR | 800000 | 0 | 0 | 0 | 0 | 0 | 0 | 0 | 0 | 0 | 0 |  | 0
FLISR-13121 | FLISR | 800000 | 0 | 0 | 0 | 0 | 0 | 0 | 0 | 0 | 0 | 0 |  | 0
FLISR-13122 | FLISR | 800000 | 0 | 0 | 0 | 0 | 0 | 0 | 0 | 0 | 0 | 0 |  | 0
FLISR-13123 | FLISR | 800000 | 0 | 0 | 0 | 0 | 0 | 0 | 0 | 0 | 0 | 0 |  | 0
FLISR-13124 | FLISR | 800000 | 0 | 0 | 0 | 0 | 0 | 0 | 0 | 0 | 0 | 0 |  | 0
FLISR-13125 | FLISR | 800000 | 0 | 0 | 0 | 0 | 0 | 0 | 0 | 0 | 0 | 0 |  | 0
FLISR-13126 | FLISR | 800000 | 0 | 0 | 0 | 0 | 0 | 0 | 0 | 0 | 0 | 0 |  | 0
FLISR-13127 | FLISR | 800000 | 0 | 0 | 0 | 0 | 0 | 0 | 0 | 0 | 0 | 0 |  | 0
FLISR-13128 | FLISR | 800000 | 0 | 0 | 0 | 0 | 0 | 0 | 0 | 0 | 0 | 0 |  | 0
FLISR-13129 | FLISR | 800000 | 0 | 0 | 0 | 0 | 0 | 0 | 0 | 0 | 0 | 0 |  | 0
FLISR-13130 | FLISR | 800000 | 0 | 0 | 0 | 0 | 0 | 0 | 0 | 0 | 0 | 0 |  | 0
FLISR-13132 | FLISR | 800000 | 0 | 0 | 0 | 0 | 0 | 0 | 0 | 0 | 0 | 0 |  | 0
FLISR-13133 | FLISR | 800000 | 0 | 0 | 0 | 0 | 0 | 0 | 0 | 0 | 0 | 0 |  | 0
FLISR-13134 | FLISR | 800000 | 0 | 0 | 0 | 0 | 0 | 0 | 0 | 0 | 0 | 0 |  | 0
FLISR-13136 | FLISR | 800000 | 0 | 0 | 0 | 0 | 2025 | 0 | 0 | 0 | 0 | 0 |  | 2029 | 2029
FLISR-13137 | FLISR | 800000 | 0 | 0 | 0 | 0 | 0 | 0 | 0 | 0 | 0 | 0 |  | 0
FLISR-13138 | FLISR | 800000 | 0 | 0 | 0 | 0 | 0 | 0 | 0 | 0 | 0 | 0 |  | 0
FLISR-13139 | FLISR | 800000 | 0 | 0 | 0 | 0 | 0 | 0 | 0 | 0 | 0 | 0 |  | 0
FLISR-13140 | FLISR | 800000 | 0 | 0 | 0 | 0 | 0 | 0 | 0 | 0 | 0 | 0 |  | 0
FLISR-13141 | FLISR | 800000 | 0 | 0 | 0 | 0 | 0 | 0 | 0 | 0 | 0 | 0 |  | 0
FLISR-13142 | FLISR | 800000 | 0 | 0 | 0 | 0 | 0 | 0 | 0 | 0 | 0 | 0 |  | 0
FLISR-13143 | FLISR | 800000 | 0 | 0 | 0 | 0 | 0 | 0 | 0 | 0 | 0 | 0 |  | 0
FLISR-13146 | FLISR | 800000 | 0 | 0 | 0 | 0 | 0 | 0 | 0 | 0 | 0 | 0 |  | 0
FLISR-13147 | FLISR | 800000 | 0 | 0 | 0 | 0 | 0 | 0 | 0 | 0 | 0 | 0 |  | 0
FLISR-13148 | FLISR | 1000150 | 0 | 0 | 0 | 0 | 2022 | 0 | 0 | 0 | 0 | 0 |  | 2022
FLISR-13150 | FLISR | 800000 | 0 | 0 | 0 | 0 | 0 | 0 | 0 | 0 | 0 | 0 |  | 0
FLISR-13151 | FLISR | 800000 | 0 | 0 | 0 | 0 | 2023 | 0 | 0 | 0 | 0 | 0 |  | 2029 | 2029
FLISR-13152 | FLISR | 800000 | 0 | 0 | 0 | 0 | 2024 | 0 | 0 | 0 | 0 | 0 |  | 2029 | 2029
FLISR-13153 | FLISR | 800000 | 0 | 0 | 0 | 0 | 2026 | 0 | 0 | 0 | 0 | 0 |  | 2029 | 2029
FLISR-13154 | FLISR | 800000 | 0 | 0 | 0 | 0 | 0 | 0 | 0 | 0 | 0 | 0 |  | 0
FLISR-13155 | FLISR | 800000 | 0 | 0 | 0 | 0 | 0 | 0 | 0 | 0 | 0 | 0 |  | 0
FLISR-13156 | FLISR | 800000 | 0 | 0 | 0 | 0 | 0 | 0 | 0 | 0 | 0 | 0 |  | 0
FLISR-13157 | FLISR | 800000 | 0 | 0 | 0 | 0 | 0 | 0 | 0 | 0 | 0 | 0 |  | 0
FLISR-13158 | FLISR | 800000 | 0 | 0 | 0 | 0 | 0 | 0 | 0 | 0 | 0 | 0 |  | 0
FLISR-13159 | FLISR | 800000 | 0 | 0 | 0 | 0 | 0 | 0 | 0 | 0 | 0 | 0 |  | 0
FLISR-13160 | FLISR | 800000 | 0 | 0 | 0 | 0 | 0 | 0 | 0 | 0 | 0 | 0 |  | 0
FLISR-13161 | FLISR | 800000 | 0 | 0 | 0 | 0 | 0 | 0 | 0 | 0 | 0 | 0 |  | 0
FLISR-13162 | FLISR | 800000 | 0 | 0 | 0 | 0 | 0 | 0 | 0 | 0 | 0 | 0 |  | 0
FLISR-13163 | FLISR | 800000 | 0 | 0 | 0 | 0 | 0 | 0 | 0 | 0 | 0 | 0 |  | 0
FLISR-13164 | FLISR | 800000 | 0 | 0 | 0 | 0 | 0 | 0 | 0 | 0 | 0 | 0 |  | 0
FLISR-13165 | FLISR | 800000 | 0 | 0 | 0 | 0 | 0 | 0 | 0 | 0 | 0 | 0 |  | 0
FLISR-13166 | FLISR | 800000 | 0 | 0 | 0 | 0 | 0 | 0 | 0 | 0 | 0 | 0 |  | 0
FLISR-13167 | FLISR | 800000 | 0 | 0 | 0 | 0 | 0 | 0 | 0 | 0 | 0 | 0 |  | 0
FLISR-13169 | FLISR | 800000 | 0 | 0 | 0 | 0 | 0 | 0 | 0 | 0 | 0 | 0 |  | 0
FLISR-13170 | FLISR | 800000 | 0 | 0 | 0 | 0 | 0 | 0 | 0 | 0 | 0 | 0 |  | 0
FLISR-13171 | FLISR | 800000 | 0 | 0 | 0 | 0 | 0 | 0 | 0 | 0 | 0 | 0 |  | 0
FLISR-13172 | FLISR | 800000 | 0 | 0 | 0 | 0 | 0 | 0 | 0 | 0 | 0 | 0 |  | 0
FLISR-13173 | FLISR | 800000 | 0 | 0 | 0 | 0 | 0 | 0 | 0 | 0 | 0 | 0 |  | 0
FLISR-13174 | FLISR | 800000 | 0 | 0 | 0 | 0 | 0 | 0 | 0 | 0 | 0 | 0 |  | 0
FLISR-13175 | FLISR | 800000 | 0 | 0 | 0 | 0 | 2022 | 0 | 0 | 0 | 0 | 0 |  | 2026 | 2026
FLISR-13176 | FLISR | 800000 | 0 | 0 | 0 | 0 | 2023 | 0 | 0 | 0 | 0 | 0 |  | 2027 | 2027
FLISR-13177 | FLISR | 800000 | 0 | 0 | 0 | 0 | 0 | 0 | 0 | 0 | 0 | 0 |  | 0
FLISR-13178 | FLISR | 800000 | 0 | 0 | 0 | 0 | 0 | 0 | 0 | 0 | 0 | 0 |  | 0
FLISR-13180 | FLISR | 800000 | 0 | 0 | 0 | 0 | 0 | 0 | 0 | 0 | 0 | 0 |  | 0
FLISR-13181 | FLISR | 800000 | 0 | 0 | 0 | 0 | 0 | 0 | 0 | 0 | 0 | 0 |  | 0
FLISR-13183 | FLISR | 800000 | 0 | 0 | 0 | 0 | 0 | 0 | 0 | 0 | 0 | 0 |  | 0
FLISR-13184 | FLISR | 800000 | 0 | 0 | 0 | 0 | 0 | 0 | 0 | 0 | 0 | 0 |  | 0
FLISR-13185 | FLISR | 800000 | 0 | 0 | 0 | 0 | 0 | 0 | 0 | 0 | 0 | 0 |  | 0
FLISR-13186 | FLISR | 800000 | 0 | 0 | 0 | 0 | 0 | 0 | 0 | 0 | 0 | 0 |  | 0
FLISR-13187 | FLISR | 800000 | 0 | 0 | 0 | 0 | 2027 | 0 | 0 | 0 | 0 | 0 |  | 2029 | 2029
FLISR-13188 | FLISR | 800000 | 0 | 0 | 0 | 0 | 0 | 0 | 0 | 0 | 0 | 0 |  | 0
FLISR-13189 | FLISR | 800000 | 0 | 0 | 0 | 0 | 0 | 0 | 0 | 0 | 0 | 0 |  | 0
FLISR-13190 | FLISR | 800000 | 0 | 0 | 0 | 0 | 0 | 0 | 0 | 0 | 0 | 0 |  | 0
FLISR-13191 | FLISR | 800000 | 0 | 0 | 0 | 0 | 0 | 0 | 0 | 0 | 0 | 0 |  | 0
FLISR-13192 | FLISR | 800000 | 0 | 0 | 0 | 0 | 2029 | 0 | 0 | 0 | 0 | 0 |  | 0 | 0
FLISR-13193 | FLISR | 800000 | 0 | 0 | 0 | 0 | 0 | 0 | 0 | 0 | 0 | 0 |  | 0
FLISR-13194 | FLISR | 800000 | 0 | 0 | 0 | 0 | 0 | 0 | 0 | 0 | 0 | 0 |  | 0
FLISR-13195 | FLISR | 800000 | 0 | 0 | 0 | 0 | 0 | 0 | 0 | 0 | 0 | 0 |  | 0
FLISR-13198 | FLISR | 800000 | 0 | 0 | 0 | 0 | 2027 | 0 | 0 | 0 | 0 | 0 |  | 0 | 0
FLISR-13199 | FLISR | 800000 | 0 | 0 | 0 | 0 | 0 | 0 | 0 | 0 | 0 | 0 |  | 0
FLISR-13201 | FLISR | 800000 | 0 | 0 | 0 | 0 | 0 | 0 | 0 | 0 | 0 | 0 |  | 0
FLISR-13204 | FLISR | 800000 | 0 | 0 | 0 | 0 | 2024 | 0 | 0 | 0 | 0 | 0 |  | 2029 | 2029
FLISR-13205 | FLISR | 800000 | 0 | 0 | 0 | 0 | 0 | 0 | 0 | 0 | 0 | 0 |  | 0
FLISR-13206 | FLISR | 800000 | 0 | 0 | 0 | 0 | 0 | 0 | 0 | 0 | 0 | 0 |  | 0
FLISR-13207 | FLISR | 800000 | 0 | 0 | 0 | 0 | 0 | 0 | 0 | 0 | 0 | 0 |  | 0
FLISR-13208 | FLISR | 800000 | 0 | 0 | 0 | 0 | 0 | 0 | 0 | 0 | 0 | 0 |  | 0
FLISR-13210 | FLISR | 800000 | 0 | 0 | 0 | 0 | 0 | 0 | 0 | 0 | 0 | 0 |  | 0
FLISR-13211 | FLISR | 800000 | 0 | 0 | 0 | 0 | 2024 | 0 | 0 | 0 | 0 | 0 |  | 2029 | 2029
FLISR-13213 | FLISR | 800000 | 0 | 0 | 0 | 0 | 0 | 0 | 0 | 0 | 0 | 0 |  | 0
FLISR-13214 | FLISR | 800000 | 0 | 0 | 0 | 0 | 0 | 0 | 0 | 0 | 0 | 0 |  | 0
FLISR-13217 | FLISR | 800000 | 0 | 0 | 0 | 0 | 0 | 0 | 0 | 0 | 0 | 0 |  | 0
FLISR-13218 | FLISR | 800000 | 0 | 0 | 0 | 0 | 0 | 0 | 0 | 0 | 0 | 0 |  | 0
FLISR-13219 | FLISR | 800000 | 0 | 0 | 0 | 0 | 0 | 0 | 0 | 0 | 0 | 0 |  | 0
FLISR-13220 | FLISR | 800000 | 0 | 0 | 0 | 0 | 0 | 0 | 0 | 0 | 0 | 0 |  | 0
FLISR-13221 | FLISR | 800000 | 0 | 0 | 0 | 0 | 2024 | 0 | 0 | 0 | 0 | 0 |  | 2028 | 2028
FLISR-13222 | FLISR | 800000 | 0 | 0 | 0 | 0 | 0 | 0 | 0 | 0 | 0 | 0 |  | 0
FLISR-13223 | FLISR | 800000 | 0 | 0 | 0 | 0 | 0 | 0 | 0 | 0 | 0 | 0 |  | 0
FLISR-13224 | FLISR | 800000 | 0 | 0 | 0 | 0 | 0 | 0 | 0 | 0 | 0 | 0 |  | 0
FLISR-13225 | FLISR | 800000 | 0 | 0 | 0 | 0 | 0 | 0 | 0 | 0 | 0 | 0 |  | 0
FLISR-13226 | FLISR | 800000 | 0 | 0 | 0 | 0 | 0 | 0 | 0 | 0 | 0 | 0 |  | 0
FLISR-13227 | FLISR | 414000 | 0 | 0 | 0 | 0 | 2021 | 0 | 0 | 0 | 0 | 0 |  | 2021
FLISR-13228 | FLISR | 800000 | 0 | 0 | 0 | 0 | 0 | 0 | 0 | 0 | 0 | 0 |  | 0
FLISR-13229 | FLISR | 800000 | 0 | 0 | 0 | 0 | 0 | 0 | 0 | 0 | 0 | 0 |  | 0
FLISR-13230 | FLISR | 800000 | 0 | 0 | 0 | 0 | 2025 | 0 | 0 | 0 | 0 | 0 |  | 2028 | 2028
FLISR-13231 | FLISR | 800000 | 0 | 0 | 0 | 0 | 2029 | 0 | 0 | 0 | 0 | 0 |  | 0 | 0
FLISR-13233 | FLISR | 800000 | 0 | 0 | 0 | 0 | 0 | 0 | 0 | 0 | 0 | 0 |  | 0
FLISR-13235 | FLISR | 800000 | 0 | 0 | 0 | 0 | 0 | 0 | 0 | 0 | 0 | 0 |  | 0
FLISR-13236 | FLISR | 800000 | 0 | 0 | 0 | 0 | 2023 | 0 | 0 | 0 | 0 | 0 |  | 2028 | 2028
FLISR-13237 | FLISR | 800000 | 0 | 0 | 0 | 0 | 0 | 0 | 0 | 0 | 0 | 0 |  | 0
FLISR-13238 | FLISR | 800000 | 0 | 0 | 0 | 0 | 0 | 0 | 0 | 0 | 0 | 0 |  | 0
FLISR-13241 | FLISR | 800000 | 0 | 0 | 0 | 0 | 0 | 0 | 0 | 0 | 0 | 0 |  | 0
FLISR-13242 | FLISR | 800000 | 0 | 0 | 0 | 0 | 0 | 0 | 0 | 0 | 0 | 0 |  | 0
FLISR-13243 | FLISR | 800000 | 0 | 0 | 0 | 0 | 0 | 0 | 0 | 0 | 0 | 0 |  | 0
FLISR-13254 | FLISR | 800000 | 0 | 0 | 0 | 0 | 2025 | 0 | 0 | 0 | 0 | 0 |  | 2028 | 2028
FLISR-13256 | FLISR | 800000 | 0 | 0 | 0 | 0 | 0 | 0 | 0 | 0 | 0 | 0 |  | 0
FLISR-13264 | FLISR | 800000 | 0 | 0 | 0 | 0 | 0 | 0 | 0 | 0 | 0 | 0 |  | 0
FLISR-13267 | FLISR | 800000 | 0 | 0 | 0 | 0 | 0 | 0 | 0 | 0 | 0 | 0 |  | 0
FLISR-13268 | FLISR | 800000 | 0 | 0 | 0 | 0 | 0 | 0 | 0 | 0 | 0 | 0 |  | 0
FLISR-13270 | FLISR | 800000 | 0 | 0 | 0 | 0 | 0 | 0 | 0 | 0 | 0 | 0 |  | 0
FLISR-13276 | FLISR | 800000 | 0 | 0 | 0 | 0 | 0 | 0 | 0 | 0 | 0 | 0 |  | 0
FLISR-13278 | FLISR | 800000 | 0 | 0 | 0 | 0 | 0 | 0 | 0 | 0 | 0 | 0 |  | 0
FLISR-13279 | FLISR | 800000 | 0 | 0 | 0 | 0 | 2025 | 0 | 0 | 0 | 0 | 0 |  | 2027 | 2027
FLISR-13280 | FLISR | 800000 | 0 | 0 | 0 | 0 | 0 | 0 | 0 | 0 | 0 | 0 |  | 0
FLISR-13281 | FLISR | 800000 | 0 | 0 | 0 | 0 | 0 | 0 | 0 | 0 | 0 | 0 |  | 0
FLISR-13282 | FLISR | 800000 | 0 | 0 | 0 | 0 | 0 | 0 | 0 | 0 | 0 | 0 |  | 0
FLISR-13283 | FLISR | 800000 | 0 | 0 | 0 | 0 | 0 | 0 | 0 | 0 | 0 | 0 |  | 0
FLISR-13288 | FLISR | 800000 | 0 | 0 | 0 | 0 | 0 | 0 | 0 | 0 | 0 | 0 |  | 0
FLISR-13289 | FLISR | 800000 | 0 | 0 | 0 | 0 | 0 | 0 | 0 | 0 | 0 | 0 |  | 0
FLISR-13290 | FLISR | 800000 | 0 | 0 | 0 | 0 | 0 | 0 | 0 | 0 | 0 | 0 |  | 0
FLISR-13291 | FLISR | 800000 | 0 | 0 | 0 | 0 | 2026 | 0 | 0 | 0 | 0 | 0 |  | 0 | 0
FLISR-13292 | FLISR | 800000 | 0 | 0 | 0 | 0 | 0 | 0 | 0 | 0 | 0 | 0 |  | 0
FLISR-13293 | FLISR | 800000 | 0 | 0 | 0 | 0 | 2024 | 0 | 0 | 0 | 0 | 0 |  | 2028 | 2028
FLISR-13294 | FLISR | 800000 | 0 | 0 | 0 | 0 | 2026 | 0 | 0 | 0 | 0 | 0 |  | 0 | 0
FLISR-13295 | FLISR | 800000 | 0 | 0 | 0 | 0 | 0 | 0 | 0 | 0 | 0 | 0 |  | 0
FLISR-13296 | FLISR | 3923500 | 0 | 0 | 0 | 0 | 2022 | 0 | 0 | 0 | 0 | 0 |  | 2022
FLISR-13297 | FLISR | 800000 | 0 | 0 | 0 | 0 | 2023 | 0 | 0 | 0 | 0 | 0 |  | 2029 | 2029
FLISR-13298 | FLISR | 800000 | 0 | 0 | 0 | 0 | 0 | 0 | 0 | 0 | 0 | 0 |  | 0
FLISR-13299 | FLISR | 800000 | 0 | 0 | 0 | 0 | 0 | 0 | 0 | 0 | 0 | 0 |  | 0
FLISR-13302 | FLISR | 800000 | 0 | 0 | 0 | 0 | 0 | 0 | 0 | 0 | 0 | 0 |  | 0
FLISR-13303 | FLISR | 800000 | 0 | 0 | 0 | 0 | 2023 | 0 | 0 | 0 | 0 | 0 |  | 2026 | 2026
FLISR-13304 | FLISR | 800000 | 0 | 0 | 0 | 0 | 0 | 0 | 0 | 0 | 0 | 0 |  | 0
FLISR-13305 | FLISR | 800000 | 0 | 0 | 0 | 0 | 0 | 0 | 0 | 0 | 0 | 0 |  | 0
FLISR-13308 | FLISR | 276000 | 0 | 0 | 0 | 0 | 2020 | 0 | 0 | 0 | 0 | 0 |  | 2023 | 2023
FLISR-13309 | FLISR | 800000 | 0 | 0 | 0 | 0 | 0 | 0 | 0 | 0 | 0 | 0 |  | 0
FLISR-13310 | FLISR | 800000 | 0 | 0 | 0 | 0 | 0 | 0 | 0 | 0 | 0 | 0 |  | 0
FLISR-13311 | FLISR | 800000 | 0 | 0 | 0 | 0 | 0 | 0 | 0 | 0 | 0 | 0 |  | 0
FLISR-13312 | FLISR | 800000 | 0 | 0 | 0 | 0 | 0 | 0 | 0 | 0 | 0 | 0 |  | 0
FLISR-13313 | FLISR | 800000 | 0 | 0 | 0 | 0 | 0 | 0 | 0 | 0 | 0 | 0 |  | 0
FLISR-13314 | FLISR | 800000 | 0 | 0 | 0 | 0 | 0 | 0 | 0 | 0 | 0 | 0 |  | 0
FLISR-13322 | FLISR | 800000 | 0 | 0 | 0 | 0 | 0 | 0 | 0 | 0 | 0 | 0 |  | 0
FLISR-13323 | FLISR | 800000 | 0 | 0 | 0 | 0 | 0 | 0 | 0 | 0 | 0 | 0 |  | 0
FLISR-13324 | FLISR | 800000 | 0 | 0 | 0 | 0 | 0 | 0 | 0 | 0 | 0 | 0 |  | 0
FLISR-13325 | FLISR | 800000 | 0 | 0 | 0 | 0 | 0 | 0 | 0 | 0 | 0 | 0 |  | 0
FLISR-13326 | FLISR | 800000 | 0 | 0 | 0 | 0 | 0 | 0 | 0 | 0 | 0 | 0 |  | 0
FLISR-13327 | FLISR | 800000 | 0 | 0 | 0 | 0 | 0 | 0 | 0 | 0 | 0 | 0 |  | 0
FLISR-13328 | FLISR | 800000 | 0 | 0 | 0 | 0 | 0 | 0 | 0 | 0 | 0 | 0 |  | 0
FLISR-13329 | FLISR | 800000 | 0 | 0 | 0 | 0 | 2024 | 0 | 0 | 0 | 0 | 0 |  | 2026 | 2026
FLISR-13330 | FLISR | 800000 | 0 | 0 | 0 | 0 | 2026 | 0 | 0 | 0 | 0 | 0 |  | 2028 | 2028
FLISR-13331 | FLISR | 800000 | 0 | 0 | 0 | 0 | 0 | 0 | 0 | 0 | 0 | 0 |  | 0
FLISR-13332 | FLISR | 800000 | 0 | 0 | 0 | 0 | 0 | 0 | 0 | 0 | 0 | 0 |  | 0
FLISR-13333 | FLISR | 800000 | 0 | 0 | 0 | 0 | 0 | 0 | 0 | 0 | 0 | 0 |  | 0
FLISR-13334 | FLISR | 800000 | 0 | 0 | 0 | 0 | 0 | 0 | 0 | 0 | 0 | 0 |  | 0
FLISR-13335 | FLISR | 800000 | 0 | 0 | 0 | 0 | 0 | 0 | 0 | 0 | 0 | 0 |  | 0
FLISR-13336 | FLISR | 800000 | 0 | 0 | 0 | 0 | 0 | 0 | 0 | 0 | 0 | 0 |  | 0
FLISR-13337 | FLISR | 800000 | 0 | 0 | 0 | 0 | 0 | 0 | 0 | 0 | 0 | 0 |  | 0
FLISR-13338 | FLISR | 800000 | 0 | 0 | 0 | 0 | 0 | 0 | 0 | 0 | 0 | 0 |  | 0
FLISR-13339 | FLISR | 800000 | 0 | 0 | 0 | 0 | 0 | 0 | 0 | 0 | 0 | 0 |  | 0
FLISR-13340 | FLISR | 800000 | 0 | 0 | 0 | 0 | 0 | 0 | 0 | 0 | 0 | 0 |  | 0
FLISR-13341 | FLISR | 800000 | 0 | 0 | 0 | 0 | 0 | 0 | 0 | 0 | 0 | 0 |  | 0
FLISR-13342 | FLISR | 800000 | 0 | 0 | 0 | 0 | 0 | 0 | 0 | 0 | 0 | 0 |  | 0
FLISR-13343 | FLISR | 800000 | 0 | 0 | 0 | 0 | 0 | 0 | 0 | 0 | 0 | 0 |  | 0
FLISR-13344 | FLISR | 800000 | 0 | 0 | 0 | 0 | 0 | 0 | 0 | 0 | 0 | 0 |  | 0
FLISR-13348 | FLISR | 800000 | 0 | 0 | 0 | 0 | 0 | 0 | 0 | 0 | 0 | 0 |  | 0
FLISR-13349 | FLISR | 800000 | 0 | 0 | 0 | 0 | 0 | 0 | 0 | 0 | 0 | 0 |  | 0
FLISR-13351 | FLISR | 800000 | 0 | 0 | 0 | 0 | 2023 | 0 | 0 | 0 | 0 | 0 |  | 2029 | 2029
FLISR-13352 | FLISR | 800000 | 0 | 0 | 0 | 0 | 0 | 0 | 0 | 0 | 0 | 0 |  | 0
FLISR-13354 | FLISR | 800000 | 0 | 0 | 0 | 0 | 0 | 0 | 0 | 0 | 0 | 0 |  | 0
FLISR-13358 | FLISR | 800000 | 0 | 0 | 0 | 0 | 2024 | 0 | 0 | 0 | 0 | 0 |  | 2028 | 2028
FLISR-13359 | FLISR | 800000 | 0 | 0 | 0 | 0 | 0 | 0 | 0 | 0 | 0 | 0 |  | 0
FLISR-13360 | FLISR | 800000 | 0 | 0 | 0 | 0 | 0 | 0 | 0 | 0 | 0 | 0 |  | 0
FLISR-13363 | FLISR | 800000 | 0 | 0 | 0 | 0 | 2023 | 0 | 0 | 0 | 0 | 0 |  | 2029 | 2029
FLISR-13364 | FLISR | 800000 | 0 | 0 | 0 | 0 | 0 | 0 | 0 | 0 | 0 | 0 |  | 0
FLISR-13365 | FLISR | 800000 | 0 | 0 | 0 | 0 | 0 | 0 | 0 | 0 | 0 | 0 |  | 0
FLISR-13366 | FLISR | 800000 | 0 | 0 | 0 | 0 | 0 | 0 | 0 | 0 | 0 | 0 |  | 0
FLISR-13367 | FLISR | 800000 | 0 | 0 | 0 | 0 | 2021 | 0 | 0 | 0 | 0 | 0 |  | 2029 | 2029
FLISR-13368 | FLISR | 800000 | 0 | 0 | 0 | 0 | 0 | 0 | 0 | 0 | 0 | 0 |  | 0
FLISR-13370 | FLISR | 800000 | 0 | 0 | 0 | 0 | 2024 | 0 | 0 | 0 | 0 | 0 |  | 2027 | 2027
FLISR-13371 | FLISR | 800000 | 0 | 0 | 0 | 0 | 0 | 0 | 0 | 0 | 0 | 0 |  | 0
FLISR-13372 | FLISR | 800000 | 0 | 0 | 0 | 0 | 0 | 0 | 0 | 0 | 0 | 0 |  | 0
FLISR-13373 | FLISR | 800000 | 0 | 0 | 0 | 0 | 2023 | 0 | 0 | 0 | 0 | 0 |  | 2028 | 2028
FLISR-13377 | FLISR | 800000 | 0 | 0 | 0 | 0 | 0 | 0 | 0 | 0 | 0 | 0 |  | 0
FLISR-13379 | FLISR | 800000 | 0 | 0 | 0 | 0 | 0 | 0 | 0 | 0 | 0 | 0 |  | 0
FLISR-13382 | FLISR | 800000 | 0 | 0 | 0 | 0 | 0 | 0 | 0 | 0 | 0 | 0 |  | 0
FLISR-13388 | FLISR | 800000 | 0 | 0 | 0 | 0 | 0 | 0 | 0 | 0 | 0 | 0 |  | 0
FLISR-13389 | FLISR | 800000 | 0 | 0 | 0 | 0 | 0 | 0 | 0 | 0 | 0 | 0 |  | 0
FLISR-13390 | FLISR | 800000 | 0 | 0 | 0 | 0 | 2023 | 0 | 0 | 0 | 0 | 0 |  | 2028 | 2028
FLISR-13391 | FLISR | 800000 | 0 | 0 | 0 | 0 | 0 | 0 | 0 | 0 | 0 | 0 |  | 0
FLISR-13397 | FLISR | 800000 | 0 | 0 | 0 | 0 | 0 | 0 | 0 | 0 | 0 | 0 |  | 0
FLISR-13398 | FLISR | 800000 | 0 | 0 | 0 | 0 | 0 | 0 | 0 | 0 | 0 | 0 |  | 0
FLISR-13399 | FLISR | 800000 | 0 | 0 | 0 | 0 | 0 | 0 | 0 | 0 | 0 | 0 |  | 0
FLISR-13400 | FLISR | 800000 | 0 | 0 | 0 | 0 | 0 | 0 | 0 | 0 | 0 | 0 |  | 0
FLISR-13405 | FLISR | 800000 | 0 | 0 | 0 | 0 | 0 | 0 | 0 | 0 | 0 | 0 |  | 0
FLISR-13406 | FLISR | 800000 | 0 | 0 | 0 | 0 | 0 | 0 | 0 | 0 | 0 | 0 |  | 0
FLISR-13412 | FLISR | 800000 | 0 | 0 | 0 | 0 | 0 | 0 | 0 | 0 | 0 | 0 |  | 0
FLISR-13414 | FLISR | 800000 | 0 | 0 | 0 | 0 | 0 | 0 | 0 | 0 | 0 | 0 |  | 0
FLISR-13417 | FLISR | 800000 | 0 | 0 | 0 | 0 | 2024 | 0 | 0 | 0 | 0 | 0 |  | 2027 | 2027
FLISR-13418 | FLISR | 800000 | 0 | 0 | 0 | 0 | 0 | 0 | 0 | 0 | 0 | 0 |  | 0
FLISR-13419 | FLISR | 800000 | 0 | 0 | 0 | 0 | 0 | 0 | 0 | 0 | 0 | 0 |  | 0
FLISR-13420 | FLISR | 800000 | 0 | 0 | 0 | 0 | 0 | 0 | 0 | 0 | 0 | 0 |  | 0
FLISR-13422 | FLISR | 800000 | 0 | 0 | 0 | 0 | 2028 | 0 | 0 | 0 | 0 | 0 |  | 0 | 0
FLISR-13423 | FLISR | 800000 | 0 | 0 | 0 | 0 | 2026 | 0 | 0 | 0 | 0 | 0 |  | 2028 | 2028
FLISR-13425 | FLISR | 800000 | 0 | 0 | 0 | 0 | 0 | 0 | 0 | 0 | 0 | 0 |  | 0
FLISR-13426 | FLISR | 800000 | 0 | 0 | 0 | 0 | 0 | 0 | 0 | 0 | 0 | 0 |  | 0
FLISR-13427 | FLISR | 800000 | 0 | 0 | 0 | 0 | 0 | 0 | 0 | 0 | 0 | 0 |  | 0
FLISR-13428 | FLISR | 800000 | 0 | 0 | 0 | 0 | 0 | 0 | 0 | 0 | 0 | 0 |  | 0
FLISR-13431 | FLISR | 800000 | 0 | 0 | 0 | 0 | 2023 | 0 | 0 | 0 | 0 | 0 |  | 2029 | 2029
FLISR-13432 | FLISR | 800000 | 0 | 0 | 0 | 0 | 0 | 0 | 0 | 0 | 0 | 0 |  | 0
FLISR-13433 | FLISR | 800000 | 0 | 0 | 0 | 0 | 0 | 0 | 0 | 0 | 0 | 0 |  | 0
FLISR-13434 | FLISR | 800000 | 0 | 0 | 0 | 0 | 0 | 0 | 0 | 0 | 0 | 0 |  | 0
FLISR-13435 | FLISR | 800000 | 0 | 0 | 0 | 0 | 0 | 0 | 0 | 0 | 0 | 0 |  | 0
FLISR-13436 | FLISR | 800000 | 0 | 0 | 0 | 0 | 0 | 0 | 0 | 0 | 0 | 0 |  | 0
FLISR-13438 | FLISR | 800000 | 0 | 0 | 0 | 0 | 0 | 0 | 0 | 0 | 0 | 0 |  | 0
FLISR-13439 | FLISR | 800000 | 0 | 0 | 0 | 0 | 0 | 0 | 0 | 0 | 0 | 0 |  | 0
FLISR-13440 | FLISR | 800000 | 0 | 0 | 0 | 0 | 0 | 0 | 0 | 0 | 0 | 0 |  | 0
FLISR-13442 | FLISR | 800000 | 0 | 0 | 0 | 0 | 2024 | 0 | 0 | 0 | 0 | 0 |  | 2029 | 2029
FLISR-13443 | FLISR | 1822000 | 0 | 0 | 0 | 0 | 2021 | 0 | 0 | 0 | 0 | 0 |  | 2021
FLISR-13444 | FLISR | 800000 | 0 | 0 | 0 | 0 | 0 | 0 | 0 | 0 | 0 | 0 |  | 0
FLISR-13447 | FLISR | 800000 | 0 | 0 | 0 | 0 | 0 | 0 | 0 | 0 | 0 | 0 |  | 0
FLISR-13448 | FLISR | 800000 | 0 | 0 | 0 | 0 | 0 | 0 | 0 | 0 | 0 | 0 |  | 0
FLISR-13449 | FLISR | 800000 | 0 | 0 | 0 | 0 | 0 | 0 | 0 | 0 | 0 | 0 |  | 0
FLISR-13450 | FLISR | 800000 | 0 | 0 | 0 | 0 | 0 | 0 | 0 | 0 | 0 | 0 |  | 0
FLISR-13451 | FLISR | 800000 | 0 | 0 | 0 | 0 | 0 | 0 | 0 | 0 | 0 | 0 |  | 0
FLISR-13452 | FLISR | 800000 | 0 | 0 | 0 | 0 | 0 | 0 | 0 | 0 | 0 | 0 |  | 0
FLISR-13453 | FLISR | 800000 | 0 | 0 | 0 | 0 | 0 | 0 | 0 | 0 | 0 | 0 |  | 0
FLISR-13454 | FLISR | 800000 | 0 | 0 | 0 | 0 | 0 | 0 | 0 | 0 | 0 | 0 |  | 0
FLISR-13455 | FLISR | 800000 | 0 | 0 | 0 | 0 | 0 | 0 | 0 | 0 | 0 | 0 |  | 0
FLISR-13456 | FLISR | 800000 | 0 | 0 | 0 | 0 | 0 | 0 | 0 | 0 | 0 | 0 |  | 0
FLISR-13457 | FLISR | 800000 | 0 | 0 | 0 | 0 | 0 | 0 | 0 | 0 | 0 | 0 |  | 0
FLISR-13458 | FLISR | 800000 | 0 | 0 | 0 | 0 | 0 | 0 | 0 | 0 | 0 | 0 |  | 0
FLISR-13459 | FLISR | 800000 | 0 | 0 | 0 | 0 | 0 | 0 | 0 | 0 | 0 | 0 |  | 0
FLISR-13460 | FLISR | 800000 | 0 | 0 | 0 | 0 | 2024 | 0 | 0 | 0 | 0 | 0 |  | 2028 | 2028
FLISR-13461 | FLISR | 322000 | 0 | 0 | 0 | 0 | 2021 | 0 | 0 | 0 | 0 | 0 |  | 2021
FLISR-13462 | FLISR | 255400 | 0 | 0 | 0 | 0 | 2021 | 0 | 0 | 0 | 0 | 0 |  | 2021
FLISR-13463 | FLISR | 800000 | 0 | 0 | 0 | 0 | 2027 | 0 | 0 | 0 | 0 | 0 |  | 2028 | 2028
FLISR-13464 | FLISR | 800000 | 0 | 0 | 0 | 0 | 0 | 0 | 0 | 0 | 0 | 0 |  | 0
FLISR-13466 | FLISR | 800000 | 0 | 0 | 0 | 0 | 0 | 0 | 0 | 0 | 0 | 0 |  | 0
FLISR-13467 | FLISR | 800000 | 0 | 0 | 0 | 0 | 0 | 0 | 0 | 0 | 0 | 0 |  | 0
FLISR-13468 | FLISR | 800000 | 0 | 0 | 0 | 0 | 0 | 0 | 0 | 0 | 0 | 0 |  | 0
FLISR-13469 | FLISR | 800000 | 0 | 0 | 0 | 0 | 2027 | 0 | 0 | 0 | 0 | 0 |  | 0 | 0
FLISR-13470 | FLISR | 800000 | 0 | 0 | 0 | 0 | 2025 | 0 | 0 | 0 | 0 | 0 |  | 2029 | 2029
FLISR-13471 | FLISR | 800000 | 0 | 0 | 0 | 0 | 0 | 0 | 0 | 0 | 0 | 0 |  | 0
FLISR-13473 | FLISR | 800000 | 0 | 0 | 0 | 0 | 0 | 0 | 0 | 0 | 0 | 0 |  | 0
FLISR-13479 | FLISR | 800000 | 0 | 0 | 0 | 0 | 2028 | 0 | 0 | 0 | 0 | 0 |  | 0 | 0
FLISR-13480 | FLISR | 800000 | 0 | 0 | 0 | 0 | 0 | 0 | 0 | 0 | 0 | 0 |  | 0
FLISR-13481 | FLISR | 800000 | 0 | 0 | 0 | 0 | 0 | 0 | 0 | 0 | 0 | 0 |  | 0
FLISR-13482 | FLISR | 800000 | 0 | 0 | 0 | 0 | 0 | 0 | 0 | 0 | 0 | 0 |  | 0
FLISR-13483 | FLISR | 800000 | 0 | 0 | 0 | 0 | 0 | 0 | 0 | 0 | 0 | 0 |  | 0
FLISR-13484 | FLISR | 800000 | 0 | 0 | 0 | 0 | 0 | 0 | 0 | 0 | 0 | 0 |  | 0
FLISR-13485 | FLISR | 800000 | 0 | 0 | 0 | 0 | 0 | 0 | 0 | 0 | 0 | 0 |  | 0
FLISR-13488 | FLISR | 800000 | 0 | 0 | 0 | 0 | 0 | 0 | 0 | 0 | 0 | 0 |  | 0
FLISR-13489 | FLISR | 800000 | 0 | 0 | 0 | 0 | 2022 | 0 | 0 | 0 | 0 | 0 |  | 2029 | 2029
FLISR-13490 | FLISR | 800000 | 0 | 0 | 0 | 0 | 0 | 0 | 0 | 0 | 0 | 0 |  | 0
FLISR-13491 | FLISR | 800000 | 0 | 0 | 0 | 0 | 0 | 0 | 0 | 0 | 0 | 0 |  | 0
FLISR-13492 | FLISR | 800000 | 0 | 0 | 0 | 0 | 0 | 0 | 0 | 0 | 0 | 0 |  | 0
FLISR-13493 | FLISR | 800000 | 0 | 0 | 0 | 0 | 0 | 0 | 0 | 0 | 0 | 0 |  | 0
FLISR-13494 | FLISR | 800000 | 0 | 0 | 0 | 0 | 0 | 0 | 0 | 0 | 0 | 0 |  | 0
FLISR-13495 | FLISR | 800000 | 0 | 0 | 0 | 0 | 0 | 0 | 0 | 0 | 0 | 0 |  | 0
FLISR-13496 | FLISR | 800000 | 0 | 0 | 0 | 0 | 0 | 0 | 0 | 0 | 0 | 0 |  | 0
FLISR-13497 | FLISR | 800000 | 0 | 0 | 0 | 0 | 0 | 0 | 0 | 0 | 0 | 0 |  | 0
FLISR-13499 | FLISR | 800000 | 0 | 0 | 0 | 0 | 0 | 0 | 0 | 0 | 0 | 0 |  | 0
FLISR-13501 | FLISR | 800000 | 0 | 0 | 0 | 0 | 0 | 0 | 0 | 0 | 0 | 0 |  | 0
FLISR-13502 | FLISR | 800000 | 0 | 0 | 0 | 0 | 0 | 0 | 0 | 0 | 0 | 0 |  | 0
FLISR-13505 | FLISR | 800000 | 0 | 0 | 0 | 0 | 0 | 0 | 0 | 0 | 0 | 0 |  | 0
FLISR-13506 | FLISR | 800000 | 0 | 0 | 0 | 0 | 0 | 0 | 0 | 0 | 0 | 0 |  | 0
FLISR-13507 | FLISR | 800000 | 0 | 0 | 0 | 0 | 0 | 0 | 0 | 0 | 0 | 0 |  | 0
FLISR-13509 | FLISR | 800000 | 0 | 0 | 0 | 0 | 0 | 0 | 0 | 0 | 0 | 0 |  | 0
FLISR-13510 | FLISR | 800000 | 0 | 0 | 0 | 0 | 0 | 0 | 0 | 0 | 0 | 0 |  | 0
FLISR-13511 | FLISR | 800000 | 0 | 0 | 0 | 0 | 0 | 0 | 0 | 0 | 0 | 0 |  | 0
FLISR-13512 | FLISR | 800000 | 0 | 0 | 0 | 0 | 0 | 0 | 0 | 0 | 0 | 0 |  | 0
FLISR-13513 | FLISR | 800000 | 0 | 0 | 0 | 0 | 0 | 0 | 0 | 0 | 0 | 0 |  | 0
FLISR-13514 | FLISR | 800000 | 0 | 0 | 0 | 0 | 0 | 0 | 0 | 0 | 0 | 0 |  | 0
FLISR-13516 | FLISR | 800000 | 0 | 0 | 0 | 0 | 2027 | 0 | 0 | 0 | 0 | 0 |  | 0 | 0
FLISR-13517 | FLISR | 800000 | 0 | 0 | 0 | 0 | 0 | 0 | 0 | 0 | 0 | 0 |  | 0
FLISR-13518 | FLISR | 800000 | 0 | 0 | 0 | 0 | 0 | 0 | 0 | 0 | 0 | 0 |  | 0
FLISR-13520 | FLISR | 800000 | 0 | 0 | 0 | 0 | 0 | 0 | 0 | 0 | 0 | 0 |  | 0
FLISR-13521 | FLISR | 800000 | 0 | 0 | 0 | 0 | 0 | 0 | 0 | 0 | 0 | 0 |  | 0
FLISR-13522 | FLISR | 800000 | 0 | 0 | 0 | 0 | 0 | 0 | 0 | 0 | 0 | 0 |  | 0
FLISR-13523 | FLISR | 800000 | 0 | 0 | 0 | 0 | 0 | 0 | 0 | 0 | 0 | 0 |  | 0
FLISR-13524 | FLISR | 800000 | 0 | 0 | 0 | 0 | 0 | 0 | 0 | 0 | 0 | 0 |  | 0
FLISR-13530 | FLISR | 800000 | 0 | 0 | 0 | 0 | 0 | 0 | 0 | 0 | 0 | 0 |  | 0
FLISR-13531 | FLISR | 800000 | 0 | 0 | 0 | 0 | 0 | 0 | 0 | 0 | 0 | 0 |  | 0
FLISR-13532 | FLISR | 800000 | 0 | 0 | 0 | 0 | 0 | 0 | 0 | 0 | 0 | 0 |  | 0
FLISR-13533 | FLISR | 580000 | 0 | 0 | 0 | 0 | 2020 | 0 | 0 | 0 | 0 | 0 |  | 2023 | 2023
FLISR-13535 | FLISR | 800000 | 0 | 0 | 0 | 0 | 0 | 0 | 0 | 0 | 0 | 0 |  | 0
FLISR-13538 | FLISR | 800000 | 0 | 0 | 0 | 0 | 0 | 0 | 0 | 0 | 0 | 0 |  | 0
FLISR-13539 | FLISR | 800000 | 0 | 0 | 0 | 0 | 0 | 0 | 0 | 0 | 0 | 0 |  | 0
FLISR-13540 | FLISR | 800000 | 0 | 0 | 0 | 0 | 0 | 0 | 0 | 0 | 0 | 0 |  | 0
FLISR-13541 | FLISR | 800000 | 0 | 0 | 0 | 0 | 0 | 0 | 0 | 0 | 0 | 0 |  | 0
FLISR-13544 | FLISR | 800000 | 0 | 0 | 0 | 0 | 0 | 0 | 0 | 0 | 0 | 0 |  | 0
FLISR-13546 | FLISR | 800000 | 0 | 0 | 0 | 0 | 0 | 0 | 0 | 0 | 0 | 0 |  | 0
FLISR-13547 | FLISR | 800000 | 0 | 0 | 0 | 0 | 0 | 0 | 0 | 0 | 0 | 0 |  | 0
FLISR-13551 | FLISR | 800000 | 0 | 0 | 0 | 0 | 0 | 0 | 0 | 0 | 0 | 0 |  | 0
FLISR-13552 | FLISR | 800000 | 0 | 0 | 0 | 0 | 0 | 0 | 0 | 0 | 0 | 0 |  | 0
FLISR-13553 | FLISR | 800000 | 0 | 0 | 0 | 0 | 0 | 0 | 0 | 0 | 0 | 0 |  | 0
FLISR-13572 | FLISR | 800000 | 0 | 0 | 0 | 0 | 0 | 0 | 0 | 0 | 0 | 0 |  | 0
FLISR-13573 | FLISR | 800000 | 0 | 0 | 0 | 0 | 0 | 0 | 0 | 0 | 0 | 0 |  | 0
FLISR-13574 | FLISR | 800000 | 0 | 0 | 0 | 0 | 0 | 0 | 0 | 0 | 0 | 0 |  | 0
FLISR-13575 | FLISR | 800000 | 0 | 0 | 0 | 0 | 0 | 0 | 0 | 0 | 0 | 0 |  | 0
FLISR-13576 | FLISR | 800000 | 0 | 0 | 0 | 0 | 2028 | 0 | 0 | 0 | 0 | 0 |  | 0 | 0
FLISR-13577 | FLISR | 800000 | 0 | 0 | 0 | 0 | 0 | 0 | 0 | 0 | 0 | 0 |  | 0
FLISR-13579 | FLISR | 800000 | 0 | 0 | 0 | 0 | 0 | 0 | 0 | 0 | 0 | 0 |  | 0
FLISR-13582 | FLISR | 800000 | 0 | 0 | 0 | 0 | 0 | 0 | 0 | 0 | 0 | 0 |  | 0
FLISR-13583 | FLISR | 800000 | 0 | 0 | 0 | 0 | 0 | 0 | 0 | 0 | 0 | 0 |  | 0
FLISR-13584 | FLISR | 800000 | 0 | 0 | 0 | 0 | 0 | 0 | 0 | 0 | 0 | 0 |  | 0
FLISR-13585 | FLISR | 800000 | 0 | 0 | 0 | 0 | 0 | 0 | 0 | 0 | 0 | 0 |  | 0
FLISR-13586 | FLISR | 800000 | 0 | 0 | 0 | 0 | 0 | 0 | 0 | 0 | 0 | 0 |  | 0
FLISR-13587 | FLISR | 800000 | 0 | 0 | 0 | 0 | 0 | 0 | 0 | 0 | 0 | 0 |  | 0
FLISR-13590 | FLISR | 800000 | 0 | 0 | 0 | 0 | 0 | 0 | 0 | 0 | 0 | 0 |  | 0
FLISR-13591 | FLISR | 800000 | 0 | 0 | 0 | 0 | 0 | 0 | 0 | 0 | 0 | 0 |  | 0
FLISR-13592 | FLISR | 800000 | 0 | 0 | 0 | 0 | 2028 | 0 | 0 | 0 | 0 | 0 |  | 0 | 0
FLISR-13593 | FLISR | 800000 | 0 | 0 | 0 | 0 | 0 | 0 | 0 | 0 | 0 | 0 |  | 0
FLISR-136 | FLISR | 800000 | 0 | 0 | 0 | 0 | 0 | 0 | 0 | 0 | 0 | 0 |  | 0
FLISR-13600 | FLISR | 800000 | 0 | 0 | 0 | 0 | 0 | 0 | 0 | 0 | 0 | 0 |  | 0
FLISR-13605 | FLISR | 800000 | 0 | 0 | 0 | 0 | 0 | 0 | 0 | 0 | 0 | 0 |  | 0
FLISR-13606 | FLISR | 800000 | 0 | 0 | 0 | 0 | 0 | 0 | 0 | 0 | 0 | 0 |  | 0
FLISR-13610 | FLISR | 800000 | 0 | 0 | 0 | 0 | 0 | 0 | 0 | 0 | 0 | 0 |  | 0
FLISR-13611 | FLISR | 800000 | 0 | 0 | 0 | 0 | 0 | 0 | 0 | 0 | 0 | 0 |  | 0
FLISR-13612 | FLISR | 800000 | 0 | 0 | 0 | 0 | 0 | 0 | 0 | 0 | 0 | 0 |  | 0
FLISR-13613 | FLISR | 800000 | 0 | 0 | 0 | 0 | 0 | 0 | 0 | 0 | 0 | 0 |  | 0
FLISR-13621 | FLISR | 800000 | 0 | 0 | 0 | 0 | 0 | 0 | 0 | 0 | 0 | 0 |  | 0
FLISR-13622 | FLISR | 800000 | 0 | 0 | 0 | 0 | 0 | 0 | 0 | 0 | 0 | 0 |  | 0
FLISR-13624 | FLISR | 800000 | 0 | 0 | 0 | 0 | 0 | 0 | 0 | 0 | 0 | 0 |  | 0
FLISR-13630 | FLISR | 800000 | 0 | 0 | 0 | 0 | 0 | 0 | 0 | 0 | 0 | 0 |  | 0
FLISR-13631 | FLISR | 800000 | 0 | 0 | 0 | 0 | 0 | 0 | 0 | 0 | 0 | 0 |  | 0
FLISR-13632 | FLISR | 800000 | 0 | 0 | 0 | 0 | 0 | 0 | 0 | 0 | 0 | 0 |  | 0
FLISR-13633 | FLISR | 350000 | 0 | 0 | 0 | 0 | 2021 | 0 | 0 | 0 | 0 | 0 |  | 2021
FLISR-13635 | FLISR | 800000 | 0 | 0 | 0 | 0 | 0 | 0 | 0 | 0 | 0 | 0 |  | 0
FLISR-13636 | FLISR | 800000 | 0 | 0 | 0 | 0 | 0 | 0 | 0 | 0 | 0 | 0 |  | 0
FLISR-13637 | FLISR | 800000 | 0 | 0 | 0 | 0 | 0 | 0 | 0 | 0 | 0 | 0 |  | 0
FLISR-13638 | FLISR | 800000 | 0 | 0 | 0 | 0 | 0 | 0 | 0 | 0 | 0 | 0 |  | 0
FLISR-13639 | FLISR | 800000 | 0 | 0 | 0 | 0 | 0 | 0 | 0 | 0 | 0 | 0 |  | 0
FLISR-13643 | FLISR | 800000 | 0 | 0 | 0 | 0 | 0 | 0 | 0 | 0 | 0 | 0 |  | 0
FLISR-13645 | FLISR | 800000 | 0 | 0 | 0 | 0 | 2024 | 0 | 0 | 0 | 0 | 0 |  | 2029 | 2029
FLISR-13648 | FLISR | 800000 | 0 | 0 | 0 | 0 | 0 | 0 | 0 | 0 | 0 | 0 |  | 0
FLISR-13649 | FLISR | 800000 | 0 | 0 | 0 | 0 | 0 | 0 | 0 | 0 | 0 | 0 |  | 0
FLISR-13650 | FLISR | 800000 | 0 | 0 | 0 | 0 | 0 | 0 | 0 | 0 | 0 | 0 |  | 0
FLISR-13651 | FLISR | 800000 | 0 | 0 | 0 | 0 | 0 | 0 | 0 | 0 | 0 | 0 |  | 0
FLISR-13652 | FLISR | 800000 | 0 | 0 | 0 | 0 | 0 | 0 | 0 | 0 | 0 | 0 |  | 0
FLISR-13655 | FLISR | 800000 | 0 | 0 | 0 | 0 | 0 | 0 | 0 | 0 | 0 | 0 |  | 0
FLISR-13656 | FLISR | 800000 | 0 | 0 | 0 | 0 | 2026 | 0 | 0 | 0 | 0 | 0 |  | 2028 | 2028
FLISR-13657 | FLISR | 800000 | 0 | 0 | 0 | 0 | 2026 | 0 | 0 | 0 | 0 | 0 |  | 2029 | 2029
FLISR-13659 | FLISR | 800000 | 0 | 0 | 0 | 0 | 0 | 0 | 0 | 0 | 0 | 0 |  | 0
FLISR-13660 | FLISR | 800000 | 0 | 0 | 0 | 0 | 0 | 0 | 0 | 0 | 0 | 0 |  | 0
FLISR-13661 | FLISR | 800000 | 0 | 0 | 0 | 0 | 0 | 0 | 0 | 0 | 0 | 0 |  | 0
FLISR-13668 | FLISR | 800000 | 0 | 0 | 0 | 0 | 0 | 0 | 0 | 0 | 0 | 0 |  | 0
FLISR-13669 | FLISR | 800000 | 0 | 0 | 0 | 0 | 0 | 0 | 0 | 0 | 0 | 0 |  | 0
FLISR-13671 | FLISR | 800000 | 0 | 0 | 0 | 0 | 0 | 0 | 0 | 0 | 0 | 0 |  | 0
FLISR-13672 | FLISR | 800000 | 0 | 0 | 0 | 0 | 0 | 0 | 0 | 0 | 0 | 0 |  | 0
FLISR-13674 | FLISR | 800000 | 0 | 0 | 0 | 0 | 0 | 0 | 0 | 0 | 0 | 0 |  | 0
FLISR-13677 | FLISR | 800000 | 0 | 0 | 0 | 0 | 0 | 0 | 0 | 0 | 0 | 0 |  | 0
FLISR-13678 | FLISR | 800000 | 0 | 0 | 0 | 0 | 0 | 0 | 0 | 0 | 0 | 0 |  | 0
FLISR-13679 | FLISR | 800000 | 0 | 0 | 0 | 0 | 0 | 0 | 0 | 0 | 0 | 0 |  | 0
FLISR-13685 | FLISR | 800000 | 0 | 0 | 0 | 0 | 0 | 0 | 0 | 0 | 0 | 0 |  | 0
FLISR-13686 | FLISR | 800000 | 0 | 0 | 0 | 0 | 0 | 0 | 0 | 0 | 0 | 0 |  | 0
FLISR-13687 | FLISR | 800000 | 0 | 0 | 0 | 0 | 2024 | 0 | 0 | 0 | 0 | 0 |  | 2029 | 2029
FLISR-13690 | FLISR | 800000 | 0 | 0 | 0 | 0 | 0 | 0 | 0 | 0 | 0 | 0 |  | 0
FLISR-13691 | FLISR | 800000 | 0 | 0 | 0 | 0 | 0 | 0 | 0 | 0 | 0 | 0 |  | 0
FLISR-13692 | FLISR | 800000 | 0 | 0 | 0 | 0 | 0 | 0 | 0 | 0 | 0 | 0 |  | 0
FLISR-13693 | FLISR | 800000 | 0 | 0 | 0 | 0 | 0 | 0 | 0 | 0 | 0 | 0 |  | 0
FLISR-13695 | FLISR | 800000 | 0 | 0 | 0 | 0 | 2023 | 0 | 0 | 0 | 0 | 0 |  | 2029 | 2029
FLISR-13696 | FLISR | 800000 | 0 | 0 | 0 | 0 | 2025 | 0 | 0 | 0 | 0 | 0 |  | 2028 | 2028
FLISR-13697 | FLISR | 800000 | 0 | 0 | 0 | 0 | 0 | 0 | 0 | 0 | 0 | 0 |  | 0
FLISR-13698 | FLISR | 800000 | 0 | 0 | 0 | 0 | 2028 | 0 | 0 | 0 | 0 | 0 |  | 0 | 0
FLISR-13699 | FLISR | 800000 | 0 | 0 | 0 | 0 | 2026 | 0 | 0 | 0 | 0 | 0 |  | 2029 | 2029
FLISR-13705 | FLISR | 800000 | 0 | 0 | 0 | 0 | 2029 | 0 | 0 | 0 | 0 | 0 |  | 0 | 0
FLISR-13706 | FLISR | 800000 | 0 | 0 | 0 | 0 | 0 | 0 | 0 | 0 | 0 | 0 |  | 0
FLISR-13707 | FLISR | 800000 | 0 | 0 | 0 | 0 | 0 | 0 | 0 | 0 | 0 | 0 |  | 0
FLISR-13708 | FLISR | 800000 | 0 | 0 | 0 | 0 | 0 | 0 | 0 | 0 | 0 | 0 |  | 0
FLISR-13709 | FLISR | 800000 | 0 | 0 | 0 | 0 | 0 | 0 | 0 | 0 | 0 | 0 |  | 0
FLISR-13710 | FLISR | 800000 | 0 | 0 | 0 | 0 | 2021 | 0 | 0 | 0 | 0 | 0 |  | 2029 | 2029
FLISR-13711 | FLISR | 800000 | 0 | 0 | 0 | 0 | 0 | 0 | 0 | 0 | 0 | 0 |  | 0
FLISR-13712 | FLISR | 800000 | 0 | 0 | 0 | 0 | 0 | 0 | 0 | 0 | 0 | 0 |  | 0
FLISR-13713 | FLISR | 800000 | 0 | 0 | 0 | 0 | 0 | 0 | 0 | 0 | 0 | 0 |  | 0
FLISR-13714 | FLISR | 800000 | 0 | 0 | 0 | 0 | 0 | 0 | 0 | 0 | 0 | 0 |  | 0
FLISR-13715 | FLISR | 800000 | 0 | 0 | 0 | 0 | 0 | 0 | 0 | 0 | 0 | 0 |  | 0
FLISR-13716 | FLISR | 800000 | 0 | 0 | 0 | 0 | 0 | 0 | 0 | 0 | 0 | 0 |  | 0
FLISR-13717 | FLISR | 800000 | 0 | 0 | 0 | 0 | 2027 | 0 | 0 | 0 | 0 | 0 |  | 2029 | 2029
FLISR-13718 | FLISR | 800000 | 0 | 0 | 0 | 0 | 0 | 0 | 0 | 0 | 0 | 0 |  | 0
FLISR-13719 | FLISR | 800000 | 0 | 0 | 0 | 0 | 0 | 0 | 0 | 0 | 0 | 0 |  | 0
FLISR-13722 | FLISR | 800000 | 0 | 0 | 0 | 0 | 0 | 0 | 0 | 0 | 0 | 0 |  | 0
FLISR-13723 | FLISR | 800000 | 0 | 0 | 0 | 0 | 0 | 0 | 0 | 0 | 0 | 0 |  | 0
FLISR-13724 | FLISR | 800000 | 0 | 0 | 0 | 0 | 0 | 0 | 0 | 0 | 0 | 0 |  | 0
FLISR-13729 | FLISR | 800000 | 0 | 0 | 0 | 0 | 0 | 0 | 0 | 0 | 0 | 0 |  | 0
FLISR-13731 | FLISR | 800000 | 0 | 0 | 0 | 0 | 0 | 0 | 0 | 0 | 0 | 0 |  | 0
FLISR-13732 | FLISR | 800000 | 0 | 0 | 0 | 0 | 0 | 0 | 0 | 0 | 0 | 0 |  | 0
FLISR-13733 | FLISR | 800000 | 0 | 0 | 0 | 0 | 0 | 0 | 0 | 0 | 0 | 0 |  | 0
FLISR-13737 | FLISR | 800000 | 0 | 0 | 0 | 0 | 2028 | 0 | 0 | 0 | 0 | 0 |  | 0 | 0
FLISR-13738 | FLISR | 800000 | 0 | 0 | 0 | 0 | 0 | 0 | 0 | 0 | 0 | 0 |  | 0
FLISR-13739 | FLISR | 800000 | 0 | 0 | 0 | 0 | 0 | 0 | 0 | 0 | 0 | 0 |  | 0
FLISR-13740 | FLISR | 800000 | 0 | 0 | 0 | 0 | 0 | 0 | 0 | 0 | 0 | 0 |  | 0
FLISR-13745 | FLISR | 322000 | 0 | 0 | 0 | 0 | 2020 | 0 | 0 | 0 | 0 | 0 |  | 2023 | 2023
FLISR-13747 | FLISR | 800000 | 0 | 0 | 0 | 0 | 0 | 0 | 0 | 0 | 0 | 0 |  | 0
FLISR-13748 | FLISR | 800000 | 0 | 0 | 0 | 0 | 0 | 0 | 0 | 0 | 0 | 0 |  | 0
FLISR-13749 | FLISR | 800000 | 0 | 0 | 0 | 0 | 0 | 0 | 0 | 0 | 0 | 0 |  | 0
FLISR-13750 | FLISR | 800000 | 0 | 0 | 0 | 0 | 0 | 0 | 0 | 0 | 0 | 0 |  | 0
FLISR-13753 | FLISR | 800000 | 0 | 0 | 0 | 0 | 0 | 0 | 0 | 0 | 0 | 0 |  | 0
FLISR-13754 | FLISR | 800000 | 0 | 0 | 0 | 0 | 0 | 0 | 0 | 0 | 0 | 0 |  | 0
FLISR-13756 | FLISR | 800000 | 0 | 0 | 0 | 0 | 0 | 0 | 0 | 0 | 0 | 0 |  | 0
FLISR-13761 | FLISR | 800000 | 0 | 0 | 0 | 0 | 0 | 0 | 0 | 0 | 0 | 0 |  | 0
FLISR-13764 | FLISR | 800000 | 0 | 0 | 0 | 0 | 0 | 0 | 0 | 0 | 0 | 0 |  | 0
FLISR-13769 | FLISR | 800000 | 0 | 0 | 0 | 0 | 0 | 0 | 0 | 0 | 0 | 0 |  | 0
FLISR-13770 | FLISR | 5671550 | 0 | 0 | 0 | 0 | 2022 | 0 | 0 | 0 | 0 | 0 |  | 2023 | 2023
FLISR-13772 | FLISR | 800000 | 0 | 0 | 0 | 0 | 2025 | 0 | 0 | 0 | 0 | 0 |  | 2029 | 2029
FLISR-13777 | FLISR | 800000 | 0 | 0 | 0 | 0 | 0 | 0 | 0 | 0 | 0 | 0 |  | 0
FLISR-13780 | FLISR | 800000 | 0 | 0 | 0 | 0 | 0 | 0 | 0 | 0 | 0 | 0 |  | 0
FLISR-13781 | FLISR | 800000 | 0 | 0 | 0 | 0 | 0 | 0 | 0 | 0 | 0 | 0 |  | 0
FLISR-13785 | FLISR | 800000 | 0 | 0 | 0 | 0 | 0 | 0 | 0 | 0 | 0 | 0 |  | 0
FLISR-13786 | FLISR | 800000 | 0 | 0 | 0 | 0 | 0 | 0 | 0 | 0 | 0 | 0 |  | 0
FLISR-13787 | FLISR | 800000 | 0 | 0 | 0 | 0 | 2028 | 0 | 0 | 0 | 0 | 0 |  | 0 | 0
FLISR-13793 | FLISR | 800000 | 0 | 0 | 0 | 0 | 0 | 0 | 0 | 0 | 0 | 0 |  | 0
FLISR-13795 | FLISR | 800000 | 0 | 0 | 0 | 0 | 2029 | 0 | 0 | 0 | 0 | 0 |  | 0 | 0
FLISR-13796 | FLISR | 800000 | 0 | 0 | 0 | 0 | 0 | 0 | 0 | 0 | 0 | 0 |  | 0
FLISR-13797 | FLISR | 800000 | 0 | 0 | 0 | 0 | 0 | 0 | 0 | 0 | 0 | 0 |  | 0
FLISR-13798 | FLISR | 800000 | 0 | 0 | 0 | 0 | 0 | 0 | 0 | 0 | 0 | 0 |  | 0
FLISR-13799 | FLISR | 800000 | 0 | 0 | 0 | 0 | 0 | 0 | 0 | 0 | 0 | 0 |  | 0
FLISR-13805 | FLISR | 138000 | 0 | 0 | 0 | 0 | 2020 | 0 | 0 | 0 | 0 | 0 |  | 2020
FLISR-13807 | FLISR | 322000 | 0 | 0 | 0 | 0 | 2020 | 0 | 0 | 0 | 0 | 0 |  | 2023 | 2023
FLISR-13808 | FLISR | 800000 | 0 | 0 | 0 | 0 | 2021 | 0 | 0 | 0 | 0 | 0 |  | 2029 | 2029
FLISR-13813 | FLISR | 800000 | 0 | 0 | 0 | 0 | 0 | 0 | 0 | 0 | 0 | 0 |  | 0
FLISR-13815 | FLISR | 800000 | 0 | 0 | 0 | 0 | 0 | 0 | 0 | 0 | 0 | 0 |  | 0
FLISR-13817 | FLISR | 800000 | 0 | 0 | 0 | 0 | 2026 | 0 | 0 | 0 | 0 | 0 |  | 2028 | 2028
FLISR-13818 | FLISR | 800000 | 0 | 0 | 0 | 0 | 0 | 0 | 0 | 0 | 0 | 0 |  | 0
FLISR-13820 | FLISR | 800000 | 0 | 0 | 0 | 0 | 0 | 0 | 0 | 0 | 0 | 0 |  | 0
FLISR-13825 | FLISR | 800000 | 0 | 0 | 0 | 0 | 0 | 0 | 0 | 0 | 0 | 0 |  | 0
FLISR-13826 | FLISR | 800000 | 0 | 0 | 0 | 0 | 2026 | 0 | 0 | 0 | 0 | 0 |  | 2029 | 2029
FLISR-13827 | FLISR | 800000 | 0 | 0 | 0 | 0 | 0 | 0 | 0 | 0 | 0 | 0 |  | 0
FLISR-13828 | FLISR | 800000 | 0 | 0 | 0 | 0 | 0 | 0 | 0 | 0 | 0 | 0 |  | 0
FLISR-13829 | FLISR | 800000 | 0 | 0 | 0 | 0 | 0 | 0 | 0 | 0 | 0 | 0 |  | 0
FLISR-13830 | FLISR | 800000 | 0 | 0 | 0 | 0 | 0 | 0 | 0 | 0 | 0 | 0 |  | 0
FLISR-13831 | FLISR | 800000 | 0 | 0 | 0 | 0 | 0 | 0 | 0 | 0 | 0 | 0 |  | 0
FLISR-13832 | FLISR | 800000 | 0 | 0 | 0 | 0 | 0 | 0 | 0 | 0 | 0 | 0 |  | 0
FLISR-13835 | FLISR | 800000 | 0 | 0 | 0 | 0 | 2023 | 0 | 0 | 0 | 0 | 0 |  | 2029 | 2029
FLISR-13836 | FLISR | 800000 | 0 | 0 | 0 | 0 | 0 | 0 | 0 | 0 | 0 | 0 |  | 0
FLISR-13837 | FLISR | 800000 | 0 | 0 | 0 | 0 | 0 | 0 | 0 | 0 | 0 | 0 |  | 0
FLISR-13838 | FLISR | 800000 | 0 | 0 | 0 | 0 | 0 | 0 | 0 | 0 | 0 | 0 |  | 0
FLISR-13839 | FLISR | 800000 | 0 | 0 | 0 | 0 | 2029 | 0 | 0 | 0 | 0 | 0 |  | 0 | 0
FLISR-13840 | FLISR | 800000 | 0 | 0 | 0 | 0 | 0 | 0 | 0 | 0 | 0 | 0 |  | 0
FLISR-13844 | FLISR | 800000 | 0 | 0 | 0 | 0 | 0 | 0 | 0 | 0 | 0 | 0 |  | 0
FLISR-13850 | FLISR | 800000 | 0 | 0 | 0 | 0 | 0 | 0 | 0 | 0 | 0 | 0 |  | 0
FLISR-13853 | FLISR | 800000 | 0 | 0 | 0 | 0 | 0 | 0 | 0 | 0 | 0 | 0 |  | 0
FLISR-13854 | FLISR | 800000 | 0 | 0 | 0 | 0 | 2025 | 0 | 0 | 0 | 0 | 0 |  | 2029 | 2029
FLISR-13860 | FLISR | 800000 | 0 | 0 | 0 | 0 | 0 | 0 | 0 | 0 | 0 | 0 |  | 0
FLISR-13863 | FLISR | 800000 | 0 | 0 | 0 | 0 | 0 | 0 | 0 | 0 | 0 | 0 |  | 0
FLISR-13864 | FLISR | 800000 | 0 | 0 | 0 | 0 | 0 | 0 | 0 | 0 | 0 | 0 |  | 0
FLISR-13865 | FLISR | 800000 | 0 | 0 | 0 | 0 | 0 | 0 | 0 | 0 | 0 | 0 |  | 0
FLISR-13866 | FLISR | 800000 | 0 | 0 | 0 | 0 | 0 | 0 | 0 | 0 | 0 | 0 |  | 0
FLISR-13867 | FLISR | 800000 | 0 | 0 | 0 | 0 | 0 | 0 | 0 | 0 | 0 | 0 |  | 0
FLISR-13869 | FLISR | 800000 | 0 | 0 | 0 | 0 | 0 | 0 | 0 | 0 | 0 | 0 |  | 0
FLISR-13870 | FLISR | 800000 | 0 | 0 | 0 | 0 | 0 | 0 | 0 | 0 | 0 | 0 |  | 0
FLISR-13871 | FLISR | 800000 | 0 | 0 | 0 | 0 | 0 | 0 | 0 | 0 | 0 | 0 |  | 0
FLISR-13872 | FLISR | 800000 | 0 | 0 | 0 | 0 | 0 | 0 | 0 | 0 | 0 | 0 |  | 0
FLISR-13873 | FLISR | 800000 | 0 | 0 | 0 | 0 | 0 | 0 | 0 | 0 | 0 | 0 |  | 0
FLISR-13878 | FLISR | 800000 | 0 | 0 | 0 | 0 | 0 | 0 | 0 | 0 | 0 | 0 |  | 0
FLISR-13879 | FLISR | 800000 | 0 | 0 | 0 | 0 | 0 | 0 | 0 | 0 | 0 | 0 |  | 0
FLISR-13880 | FLISR | 800000 | 0 | 0 | 0 | 0 | 0 | 0 | 0 | 0 | 0 | 0 |  | 0
FLISR-13882 | FLISR | 800000 | 0 | 0 | 0 | 0 | 0 | 0 | 0 | 0 | 0 | 0 |  | 0
FLISR-13883 | FLISR | 800000 | 0 | 0 | 0 | 0 | 0 | 0 | 0 | 0 | 0 | 0 |  | 0
FLISR-13884 | FLISR | 800000 | 0 | 0 | 0 | 0 | 0 | 0 | 0 | 0 | 0 | 0 |  | 0
FLISR-13885 | FLISR | 800000 | 0 | 0 | 0 | 0 | 0 | 0 | 0 | 0 | 0 | 0 |  | 0
FLISR-13886 | FLISR | 800000 | 0 | 0 | 0 | 0 | 0 | 0 | 0 | 0 | 0 | 0 |  | 0
FLISR-13888 | FLISR | 800000 | 0 | 0 | 0 | 0 | 0 | 0 | 0 | 0 | 0 | 0 |  | 0
FLISR-13889 | FLISR | 800000 | 0 | 0 | 0 | 0 | 0 | 0 | 0 | 0 | 0 | 0 |  | 0
FLISR-13890 | FLISR | 956070 | 0 | 0 | 0 | 0 | 2021 | 0 | 0 | 0 | 0 | 0 |  | 2021
FLISR-13891 | FLISR | 800000 | 0 | 0 | 0 | 0 | 0 | 0 | 0 | 0 | 0 | 0 |  | 0
FLISR-13892 | FLISR | 800000 | 0 | 0 | 0 | 0 | 2026 | 0 | 0 | 0 | 0 | 0 |  | 2029 | 2029
FLISR-13895 | FLISR | 800000 | 0 | 0 | 0 | 0 | 0 | 0 | 0 | 0 | 0 | 0 |  | 0
FLISR-13896 | FLISR | 800000 | 0 | 0 | 0 | 0 | 0 | 0 | 0 | 0 | 0 | 0 |  | 0
FLISR-13897 | FLISR | 800000 | 0 | 0 | 0 | 0 | 0 | 0 | 0 | 0 | 0 | 0 |  | 0
FLISR-13898 | FLISR | 800000 | 0 | 0 | 0 | 0 | 0 | 0 | 0 | 0 | 0 | 0 |  | 0
FLISR-13899 | FLISR | 800000 | 0 | 0 | 0 | 0 | 2026 | 0 | 0 | 0 | 0 | 0 |  | 0 | 0
FLISR-13900 | FLISR | 800000 | 0 | 0 | 0 | 0 | 0 | 0 | 0 | 0 | 0 | 0 |  | 0
FLISR-13906 | FLISR | 800000 | 0 | 0 | 0 | 0 | 0 | 0 | 0 | 0 | 0 | 0 |  | 0
FLISR-13909 | FLISR | 800000 | 0 | 0 | 0 | 0 | 0 | 0 | 0 | 0 | 0 | 0 |  | 0
FLISR-13910 | FLISR | 800000 | 0 | 0 | 0 | 0 | 0 | 0 | 0 | 0 | 0 | 0 |  | 0
FLISR-13911 | FLISR | 800000 | 0 | 0 | 0 | 0 | 2027 | 0 | 0 | 0 | 0 | 0 |  | 2029 | 2029
FLISR-13916 | FLISR | 800000 | 0 | 0 | 0 | 0 | 2027 | 0 | 0 | 0 | 0 | 0 |  | 0 | 0
FLISR-13918 | FLISR | 800000 | 0 | 0 | 0 | 0 | 2029 | 0 | 0 | 0 | 0 | 0 |  | 0 | 0
FLISR-13919 | FLISR | 800000 | 0 | 0 | 0 | 0 | 0 | 0 | 0 | 0 | 0 | 0 |  | 0
FLISR-13920 | FLISR | 800000 | 0 | 0 | 0 | 0 | 0 | 0 | 0 | 0 | 0 | 0 |  | 0
FLISR-13921 | FLISR | 800000 | 0 | 0 | 0 | 0 | 0 | 0 | 0 | 0 | 0 | 0 |  | 0
FLISR-13922 | FLISR | 800000 | 0 | 0 | 0 | 0 | 0 | 0 | 0 | 0 | 0 | 0 |  | 0
FLISR-13924 | FLISR | 800000 | 0 | 0 | 0 | 0 | 0 | 0 | 0 | 0 | 0 | 0 |  | 0
FLISR-13927 | FLISR | 800000 | 0 | 0 | 0 | 0 | 0 | 0 | 0 | 0 | 0 | 0 |  | 0
FLISR-13932 | FLISR | 800000 | 0 | 0 | 0 | 0 | 0 | 0 | 0 | 0 | 0 | 0 |  | 0
FLISR-13934 | FLISR | 800000 | 0 | 0 | 0 | 0 | 0 | 0 | 0 | 0 | 0 | 0 |  | 0
FLISR-13935 | FLISR | 800000 | 0 | 0 | 0 | 0 | 0 | 0 | 0 | 0 | 0 | 0 |  | 0
FLISR-13939 | FLISR | 580000 | 0 | 0 | 0 | 0 | 2021 | 0 | 0 | 0 | 0 | 0 |  | 2021
FLISR-13942 | FLISR | 800000 | 0 | 0 | 0 | 0 | 0 | 0 | 0 | 0 | 0 | 0 |  | 0
FLISR-13943 | FLISR | 800000 | 0 | 0 | 0 | 0 | 0 | 0 | 0 | 0 | 0 | 0 |  | 0
FLISR-13944 | FLISR | 800000 | 0 | 0 | 0 | 0 | 0 | 0 | 0 | 0 | 0 | 0 |  | 0
FLISR-13946 | FLISR | 800000 | 0 | 0 | 0 | 0 | 0 | 0 | 0 | 0 | 0 | 0 |  | 0
FLISR-13947 | FLISR | 800000 | 0 | 0 | 0 | 0 | 0 | 0 | 0 | 0 | 0 | 0 |  | 0
FLISR-13948 | FLISR | 800000 | 0 | 0 | 0 | 0 | 0 | 0 | 0 | 0 | 0 | 0 |  | 0
FLISR-13951 | FLISR | 800000 | 0 | 0 | 0 | 0 | 0 | 0 | 0 | 0 | 0 | 0 |  | 0
FLISR-13953 | FLISR | 800000 | 0 | 0 | 0 | 0 | 0 | 0 | 0 | 0 | 0 | 0 |  | 0
FLISR-13954 | FLISR | 800000 | 0 | 0 | 0 | 0 | 0 | 0 | 0 | 0 | 0 | 0 |  | 0
FLISR-13955 | FLISR | 800000 | 0 | 0 | 0 | 0 | 0 | 0 | 0 | 0 | 0 | 0 |  | 0
FLISR-13956 | FLISR | 800000 | 0 | 0 | 0 | 0 | 0 | 0 | 0 | 0 | 0 | 0 |  | 0
FLISR-13959 | FLISR | 800000 | 0 | 0 | 0 | 0 | 0 | 0 | 0 | 0 | 0 | 0 |  | 0
FLISR-13961 | FLISR | 800000 | 0 | 0 | 0 | 0 | 0 | 0 | 0 | 0 | 0 | 0 |  | 0
FLISR-13962 | FLISR | 800000 | 0 | 0 | 0 | 0 | 2025 | 0 | 0 | 0 | 0 | 0 |  | 2029 | 2029
FLISR-13963 | FLISR | 800000 | 0 | 0 | 0 | 0 | 0 | 0 | 0 | 0 | 0 | 0 |  | 0
FLISR-13964 | FLISR | 800000 | 0 | 0 | 0 | 0 | 0 | 0 | 0 | 0 | 0 | 0 |  | 0
FLISR-13967 | FLISR | 800000 | 0 | 0 | 0 | 0 | 2029 | 0 | 0 | 0 | 0 | 0 |  | 0 | 0
FLISR-13968 | FLISR | 800000 | 0 | 0 | 0 | 0 | 2029 | 0 | 0 | 0 | 0 | 0 |  | 0 | 0
FLISR-13971 | FLISR | 800000 | 0 | 0 | 0 | 0 | 0 | 0 | 0 | 0 | 0 | 0 |  | 0
FLISR-13972 | FLISR | 800000 | 0 | 0 | 0 | 0 | 0 | 0 | 0 | 0 | 0 | 0 |  | 0
FLISR-13980 | FLISR | 800000 | 0 | 0 | 0 | 0 | 0 | 0 | 0 | 0 | 0 | 0 |  | 0
FLISR-13982 | FLISR | 800000 | 0 | 0 | 0 | 0 | 0 | 0 | 0 | 0 | 0 | 0 |  | 0
FLISR-13983 | FLISR | 800000 | 0 | 0 | 0 | 0 | 2029 | 0 | 0 | 0 | 0 | 0 |  | 0 | 0
FLISR-13984 | FLISR | 564000 | 0 | 0 | 0 | 0 | 2022 | 0 | 0 | 0 | 0 | 0 |  | 2022
FLISR-13985 | FLISR | 800000 | 0 | 0 | 0 | 0 | 0 | 0 | 0 | 0 | 0 | 0 |  | 0
FLISR-13986 | FLISR | 800000 | 0 | 0 | 0 | 0 | 0 | 0 | 0 | 0 | 0 | 0 |  | 0
FLISR-13987 | FLISR | 800000 | 0 | 0 | 0 | 0 | 2026 | 0 | 0 | 0 | 0 | 0 |  | 2029 | 2029
FLISR-13988 | FLISR | 800000 | 0 | 0 | 0 | 0 | 0 | 0 | 0 | 0 | 0 | 0 |  | 0
FLISR-13989 | FLISR | 484000 | 0 | 0 | 0 | 0 | 2022 | 0 | 0 | 0 | 0 | 0 |  | 2022
FLISR-13990 | FLISR | 800000 | 0 | 0 | 0 | 0 | 0 | 0 | 0 | 0 | 0 | 0 |  | 0
FLISR-13991 | FLISR | 800000 | 0 | 0 | 0 | 0 | 0 | 0 | 0 | 0 | 0 | 0 |  | 0
FLISR-13993 | FLISR | 800000 | 0 | 0 | 0 | 0 | 0 | 0 | 0 | 0 | 0 | 0 |  | 0
FLISR-14000 | FLISR | 800000 | 0 | 0 | 0 | 0 | 0 | 0 | 0 | 0 | 0 | 0 |  | 0
FLISR-14001 | FLISR | 800000 | 0 | 0 | 0 | 0 | 0 | 0 | 0 | 0 | 0 | 0 |  | 0
FLISR-14002 | FLISR | 800000 | 0 | 0 | 0 | 0 | 0 | 0 | 0 | 0 | 0 | 0 |  | 0
FLISR-14010 | FLISR | 800000 | 0 | 0 | 0 | 0 | 0 | 0 | 0 | 0 | 0 | 0 |  | 0
FLISR-14011 | FLISR | 800000 | 0 | 0 | 0 | 0 | 2023 | 0 | 0 | 0 | 0 | 0 |  | 2029 | 2029
FLISR-14012 | FLISR | 800000 | 0 | 0 | 0 | 0 | 0 | 0 | 0 | 0 | 0 | 0 |  | 0
FLISR-14014 | FLISR | 800000 | 0 | 0 | 0 | 0 | 0 | 0 | 0 | 0 | 0 | 0 |  | 0
FLISR-14020 | FLISR | 800000 | 0 | 0 | 0 | 0 | 0 | 0 | 0 | 0 | 0 | 0 |  | 0
FLISR-14021 | FLISR | 800000 | 0 | 0 | 0 | 0 | 0 | 0 | 0 | 0 | 0 | 0 |  | 0
FLISR-14022 | FLISR | 800000 | 0 | 0 | 0 | 0 | 0 | 0 | 0 | 0 | 0 | 0 |  | 0
FLISR-14023 | FLISR | 800000 | 0 | 0 | 0 | 0 | 0 | 0 | 0 | 0 | 0 | 0 |  | 0
FLISR-14024 | FLISR | 800000 | 0 | 0 | 0 | 0 | 2027 | 0 | 0 | 0 | 0 | 0 |  | 0 | 0
FLISR-14025 | FLISR | 800000 | 0 | 0 | 0 | 0 | 0 | 0 | 0 | 0 | 0 | 0 |  | 0
FLISR-14026 | FLISR | 800000 | 0 | 0 | 0 | 0 | 0 | 0 | 0 | 0 | 0 | 0 |  | 0
FLISR-14030 | FLISR | 800000 | 0 | 0 | 0 | 0 | 0 | 0 | 0 | 0 | 0 | 0 |  | 0
FLISR-14031 | FLISR | 800000 | 0 | 0 | 0 | 0 | 0 | 0 | 0 | 0 | 0 | 0 |  | 0
FLISR-14032 | FLISR | 800000 | 0 | 0 | 0 | 0 | 0 | 0 | 0 | 0 | 0 | 0 |  | 0
FLISR-14035 | FLISR | 800000 | 0 | 0 | 0 | 0 | 0 | 0 | 0 | 0 | 0 | 0 |  | 0
FLISR-14036 | FLISR | 800000 | 0 | 0 | 0 | 0 | 0 | 0 | 0 | 0 | 0 | 0 |  | 0
FLISR-14037 | FLISR | 800000 | 0 | 0 | 0 | 0 | 0 | 0 | 0 | 0 | 0 | 0 |  | 0
FLISR-14040 | FLISR | 800000 | 0 | 0 | 0 | 0 | 0 | 0 | 0 | 0 | 0 | 0 |  | 0
FLISR-14041 | FLISR | 800000 | 0 | 0 | 0 | 0 | 0 | 0 | 0 | 0 | 0 | 0 |  | 0
FLISR-14042 | FLISR | 800000 | 0 | 0 | 0 | 0 | 2024 | 0 | 0 | 0 | 0 | 0 |  | 0 | 0
FLISR-14050 | FLISR | 800000 | 0 | 0 | 0 | 0 | 0 | 0 | 0 | 0 | 0 | 0 |  | 0
FLISR-14065 | FLISR | 800000 | 0 | 0 | 0 | 0 | 0 | 0 | 0 | 0 | 0 | 0 |  | 0
FLISR-14069 | FLISR | 800000 | 0 | 0 | 0 | 0 | 0 | 0 | 0 | 0 | 0 | 0 |  | 0
FLISR-14070 | FLISR | 800000 | 0 | 0 | 0 | 0 | 0 | 0 | 0 | 0 | 0 | 0 |  | 0
FLISR-14071 | FLISR | 800000 | 0 | 0 | 0 | 0 | 0 | 0 | 0 | 0 | 0 | 0 |  | 0
FLISR-14079 | FLISR | 800000 | 0 | 0 | 0 | 0 | 0 | 0 | 0 | 0 | 0 | 0 |  | 0
FLISR-14080 | FLISR | 800000 | 0 | 0 | 0 | 0 | 0 | 0 | 0 | 0 | 0 | 0 |  | 0
FLISR-14081 | FLISR | 800000 | 0 | 0 | 0 | 0 | 0 | 0 | 0 | 0 | 0 | 0 |  | 0
FLISR-14082 | FLISR | 800000 | 0 | 0 | 0 | 0 | 0 | 0 | 0 | 0 | 0 | 0 |  | 0
FLISR-14083 | FLISR | 800000 | 0 | 0 | 0 | 0 | 0 | 0 | 0 | 0 | 0 | 0 |  | 0
FLISR-14084 | FLISR | 800000 | 0 | 0 | 0 | 0 | 0 | 0 | 0 | 0 | 0 | 0 |  | 0
FLISR-14089 | FLISR | 800000 | 0 | 0 | 0 | 0 | 0 | 0 | 0 | 0 | 0 | 0 |  | 0
FLISR-14090 | FLISR | 800000 | 0 | 0 | 0 | 0 | 0 | 0 | 0 | 0 | 0 | 0 |  | 0
FLISR-14091 | FLISR | 800000 | 0 | 0 | 0 | 0 | 0 | 0 | 0 | 0 | 0 | 0 |  | 0
FLISR-14094 | FLISR | 800000 | 0 | 0 | 0 | 0 | 0 | 0 | 0 | 0 | 0 | 0 |  | 0
FLISR-14095 | FLISR | 800000 | 0 | 0 | 0 | 0 | 0 | 0 | 0 | 0 | 0 | 0 |  | 0
FLISR-14096 | FLISR | 800000 | 0 | 0 | 0 | 0 | 0 | 0 | 0 | 0 | 0 | 0 |  | 0
FLISR-14099 | FLISR | 800000 | 0 | 0 | 0 | 0 | 0 | 0 | 0 | 0 | 0 | 0 |  | 0
FLISR-14100 | FLISR | 800000 | 0 | 0 | 0 | 0 | 0 | 0 | 0 | 0 | 0 | 0 |  | 0
FLISR-14101 | FLISR | 800000 | 0 | 0 | 0 | 0 | 0 | 0 | 0 | 0 | 0 | 0 |  | 0
FLISR-14102 | FLISR | 800000 | 0 | 0 | 0 | 0 | 0 | 0 | 0 | 0 | 0 | 0 |  | 0
FLISR-14109 | FLISR | 800000 | 0 | 0 | 0 | 0 | 0 | 0 | 0 | 0 | 0 | 0 |  | 0
FLISR-14110 | FLISR | 800000 | 0 | 0 | 0 | 0 | 0 | 0 | 0 | 0 | 0 | 0 |  | 0
FLISR-14111 | FLISR | 800000 | 0 | 0 | 0 | 0 | 0 | 0 | 0 | 0 | 0 | 0 |  | 0
FLISR-14112 | FLISR | 800000 | 0 | 0 | 0 | 0 | 0 | 0 | 0 | 0 | 0 | 0 |  | 0
FLISR-14114 | FLISR | 800000 | 0 | 0 | 0 | 0 | 0 | 0 | 0 | 0 | 0 | 0 |  | 0
FLISR-14115 | FLISR | 800000 | 0 | 0 | 0 | 0 | 0 | 0 | 0 | 0 | 0 | 0 |  | 0
FLISR-14116 | FLISR | 800000 | 0 | 0 | 0 | 0 | 0 | 0 | 0 | 0 | 0 | 0 |  | 0
FLISR-14117 | FLISR | 800000 | 0 | 0 | 0 | 0 | 0 | 0 | 0 | 0 | 0 | 0 |  | 0
FLISR-14119 | FLISR | 800000 | 0 | 0 | 0 | 0 | 0 | 0 | 0 | 0 | 0 | 0 |  | 0
FLISR-14120 | FLISR | 800000 | 0 | 0 | 0 | 0 | 0 | 0 | 0 | 0 | 0 | 0 |  | 0
FLISR-14121 | FLISR | 532800 | 0 | 0 | 0 | 0 | 2021 | 0 | 0 | 0 | 0 | 0 |  | 2021
FLISR-14122 | FLISR | 800000 | 0 | 0 | 0 | 0 | 0 | 0 | 0 | 0 | 0 | 0 |  | 0
FLISR-14123 | FLISR | 588000 | 0 | 0 | 0 | 0 | 2022 | 0 | 0 | 0 | 0 | 0 |  | 2022
FLISR-14144 | FLISR | 800000 | 0 | 0 | 0 | 0 | 0 | 0 | 0 | 0 | 0 | 0 |  | 0
FLISR-14145 | FLISR | 800000 | 0 | 0 | 0 | 0 | 0 | 0 | 0 | 0 | 0 | 0 |  | 0
FLISR-14197 | FLISR | 800000 | 0 | 0 | 0 | 0 | 0 | 0 | 0 | 0 | 0 | 0 |  | 0
FLISR-14198 | FLISR | 800000 | 0 | 0 | 0 | 0 | 0 | 0 | 0 | 0 | 0 | 0 |  | 0
FLISR-14199 | FLISR | 800000 | 0 | 0 | 0 | 0 | 0 | 0 | 0 | 0 | 0 | 0 |  | 0
FLISR-14216 | FLISR | 800000 | 0 | 0 | 0 | 0 | 0 | 0 | 0 | 0 | 0 | 0 |  | 0
FLISR-14217 | FLISR | 800000 | 0 | 0 | 0 | 0 | 0 | 0 | 0 | 0 | 0 | 0 |  | 0
FLISR-14218 | FLISR | 800000 | 0 | 0 | 0 | 0 | 0 | 0 | 0 | 0 | 0 | 0 |  | 0
FLISR-14274 | FLISR | 800000 | 0 | 0 | 0 | 0 | 0 | 0 | 0 | 0 | 0 | 0 |  | 0
FLISR-14275 | FLISR | 800000 | 0 | 0 | 0 | 0 | 0 | 0 | 0 | 0 | 0 | 0 |  | 0
FLISR-14306 | FLISR | 800000 | 0 | 0 | 0 | 0 | 0 | 0 | 0 | 0 | 0 | 0 |  | 0
FLISR-14341 | FLISR | 800000 | 0 | 0 | 0 | 0 | 0 | 0 | 0 | 0 | 0 | 0 |  | 0
FLISR-213 | FLISR | 800000 | 0 | 0 | 0 | 0 | 0 | 0 | 0 | 0 | 0 | 0 |  | 0
FLISR-230 | FLISR | 800000 | 0 | 0 | 0 | 0 | 0 | 0 | 0 | 0 | 0 | 0 |  | 0
FLISR-354 | FLISR | 800000 | 0 | 0 | 0 | 0 | 0 | 0 | 0 | 0 | 0 | 0 |  | 0
FLISR-58 | FLISR | 800000 | 0 | 0 | 0 | 0 | 0 | 0 | 0 | 0 | 0 | 0 |  | 0
FLISR-79 | FLISR | 800000 | 0 | 0 | 0 | 0 | 0 | 0 | 0 | 0 | 0 | 0 |  | 0
Lateral Hardening-Fuse-10000696 | Lateral Hardening | 375906.14 | 0 | 0 | 0 | 0 | 0 | 0 | 0 | 0 | 0 | 0 |  | 0
Lateral Hardening-Fuse-10000698 | Lateral Hardening | 295041.9 | 0 | 0 | 0 | 0 | 0 | 0 | 0 | 0 | 0 | 0 |  | 0
Lateral Hardening-Fuse-10000701 | Lateral Hardening | 105385.85 | 0 | 0 | 0 | 0 | 0 | 0 | 0 | 0 | 0 | 0 |  | 0
Lateral Hardening-Fuse-10000703 | Lateral Hardening | 562274.36 | 0 | 0 | 0 | 0 | 2029 | 0 | 0 | 0 | 0 | 0 |  | 2029
Lateral Hardening-Fuse-10000707 | Lateral Hardening | 50000 | 0 | 0 | 0 | 0 | 0 | 0 | 0 | 0 | 0 | 0 |  | 0
Lateral Hardening-Fuse-10000708 | Lateral Hardening | 103530.5 | 0 | 0 | 0 | 0 | 0 | 0 | 0 | 0 | 0 | 0 |  | 0
Lateral Hardening-Fuse-10000711 | Lateral Hardening | 50000 | 0 | 0 | 0 | 0 | 0 | 0 | 0 | 0 | 0 | 0 |  | 0
Lateral Hardening-Fuse-10000714 | Lateral Hardening | 132800.17 | 0 | 0 | 0 | 0 | 2029 | 0 | 0 | 0 | 0 | 0 |  | 2029
Lateral Hardening-Fuse-10000717 | Lateral Hardening | 50884.59 | 0 | 0 | 0 | 0 | 0 | 0 | 0 | 0 | 0 | 0 |  | 0
Lateral Hardening-Fuse-10000718 | Lateral Hardening | 107430.58 | 0 | 0 | 0 | 0 | 0 | 0 | 0 | 0 | 0 | 0 |  | 0
Lateral Hardening-Fuse-10000725 | Lateral Hardening | 249165.79 | 0 | 0 | 0 | 0 | 0 | 0 | 0 | 0 | 0 | 0 |  | 0
Lateral Hardening-Fuse-10000734 | Lateral Hardening | 57275.03 | 0 | 0 | 0 | 0 | 0 | 0 | 0 | 0 | 0 | 0 |  | 0
Lateral Hardening-Fuse-10000740 | Lateral Hardening | 325134.61 | 0 | 0 | 0 | 0 | 0 | 0 | 0 | 0 | 0 | 0 |  | 0
Lateral Hardening-Fuse-10000744 | Lateral Hardening | 56577.47 | 0 | 0 | 0 | 0 | 0 | 0 | 0 | 0 | 0 | 0 |  | 0
Lateral Hardening-Fuse-10000751 | Lateral Hardening | 301970.66 | 0 | 0 | 0 | 0 | 0 | 0 | 0 | 0 | 0 | 0 |  | 0
Lateral Hardening-Fuse-10000752 | Lateral Hardening | 72999.29 | 0 | 0 | 0 | 0 | 0 | 0 | 0 | 0 | 0 | 0 |  | 0
Lateral Hardening-Fuse-10000753 | Lateral Hardening | 69864.01 | 0 | 0 | 0 | 0 | 0 | 0 | 0 | 0 | 0 | 0 |  | 0
Lateral Hardening-Fuse-10000755 | Lateral Hardening | 58356.09 | 0 | 0 | 0 | 0 | 0 | 0 | 0 | 0 | 0 | 0 |  | 0
Lateral Hardening-Fuse-10000758 | Lateral Hardening | 50000 | 0 | 0 | 0 | 0 | 0 | 0 | 0 | 0 | 0 | 0 |  | 0
Lateral Hardening-Fuse-10000768 | Lateral Hardening | 53644.09 | 0 | 0 | 0 | 0 | 0 | 0 | 0 | 0 | 0 | 0 |  | 0
Lateral Hardening-Fuse-10000771 | Lateral Hardening | 446783.12 | 0 | 0 | 0 | 0 | 0 | 0 | 0 | 0 | 0 | 0 |  | 0
Lateral Hardening-Fuse-10000777 | Lateral Hardening | 89306.15 | 0 | 0 | 0 | 0 | 0 | 0 | 0 | 0 | 0 | 0 |  | 0
Lateral Hardening-Fuse-10000783 | Lateral Hardening | 462513.21 | 0 | 0 | 0 | 0 | 2029 | 0 | 0 | 0 | 0 | 0 |  | 2029
Lateral Hardening-Fuse-10000785 | Lateral Hardening | 131123.98 | 0 | 0 | 0 | 0 | 0 | 0 | 0 | 0 | 0 | 0 |  | 0
Lateral Hardening-Fuse-10000787 | Lateral Hardening | 600111.23 | 0 | 0 | 0 | 0 | 0 | 0 | 0 | 0 | 0 | 0 |  | 0
Lateral Hardening-Fuse-10000811 | Lateral Hardening | 96020.75 | 0 | 0 | 0 | 0 | 0 | 0 | 0 | 0 | 0 | 0 |  | 0
Lateral Hardening-Fuse-10000816 | Lateral Hardening | 755021.86 | 0 | 0 | 0 | 0 | 0 | 0 | 0 | 0 | 0 | 0 |  | 0
Lateral Hardening-Fuse-10000823 | Lateral Hardening | 230034.52 | 0 | 0 | 0 | 0 | 2029 | 0 | 0 | 0 | 0 | 0 |  | 2029
Lateral Hardening-Fuse-10000824 | Lateral Hardening | 104177.4 | 0 | 0 | 0 | 0 | 0 | 0 | 0 | 0 | 0 | 0 |  | 0
Lateral Hardening-Fuse-10000836 | Lateral Hardening | 1363067.27 | 0 | 0 | 0 | 0 | 2029 | 0 | 0 | 0 | 0 | 0 |  | 2029
Lateral Hardening-Fuse-10000839 | Lateral Hardening | 299931.01 | 0 | 0 | 0 | 0 | 0 | 0 | 0 | 0 | 0 | 0 |  | 0
Lateral Hardening-Fuse-10000856 | Lateral Hardening | 348080.95 | 0 | 0 | 0 | 0 | 2029 | 0 | 0 | 0 | 0 | 0 |  | 2029
Lateral Hardening-Fuse-10000871 | Lateral Hardening | 56330.63 | 0 | 0 | 0 | 0 | 0 | 0 | 0 | 0 | 0 | 0 |  | 0
Lateral Hardening-Fuse-10000873 | Lateral Hardening | 156704.69 | 0 | 0 | 0 | 0 | 0 | 0 | 0 | 0 | 0 | 0 |  | 0
Lateral Hardening-Fuse-10000877 | Lateral Hardening | 58675.89 | 0 | 0 | 0 | 0 | 0 | 0 | 0 | 0 | 0 | 0 |  | 0
Lateral Hardening-Fuse-10000878 | Lateral Hardening | 115972.4 | 0 | 0 | 0 | 0 | 0 | 0 | 0 | 0 | 0 | 0 |  | 0
Lateral Hardening-Fuse-10000880 | Lateral Hardening | 492701.85 | 0 | 0 | 0 | 0 | 0 | 0 | 0 | 0 | 0 | 0 |  | 0
Lateral Hardening-Fuse-10000883 | Lateral Hardening | 50000 | 0 | 0 | 0 | 0 | 0 | 0 | 0 | 0 | 0 | 0 |  | 0
Lateral Hardening-Fuse-10000885 | Lateral Hardening | 85481.11 | 0 | 0 | 0 | 0 | 0 | 0 | 0 | 0 | 0 | 0 |  | 0
Lateral Hardening-Fuse-10000886 | Lateral Hardening | 127178.54 | 0 | 0 | 0 | 0 | 0 | 0 | 0 | 0 | 0 | 0 |  | 0
Lateral Hardening-Fuse-10000887 | Lateral Hardening | 88739.29 | 0 | 0 | 0 | 0 | 0 | 0 | 0 | 0 | 0 | 0 |  | 0
Lateral Hardening-Fuse-10000888 | Lateral Hardening | 119182.62 | 0 | 0 | 0 | 0 | 0 | 0 | 0 | 0 | 0 | 0 |  | 0
Lateral Hardening-Fuse-10000889 | Lateral Hardening | 278887.91 | 0 | 0 | 0 | 0 | 0 | 0 | 0 | 0 | 0 | 0 |  | 0
Lateral Hardening-Fuse-10000890 | Lateral Hardening | 50000 | 0 | 0 | 0 | 0 | 0 | 0 | 0 | 0 | 0 | 0 |  | 0
Lateral Hardening-Fuse-10000895 | Lateral Hardening | 59368.45 | 0 | 0 | 0 | 0 | 2029 | 0 | 0 | 0 | 0 | 0 |  | 2029
Lateral Hardening-Fuse-10000903 | Lateral Hardening | 102293.6 | 0 | 0 | 0 | 0 | 0 | 0 | 0 | 0 | 0 | 0 |  | 0
Lateral Hardening-Fuse-10000904 | Lateral Hardening | 73731.05 | 0 | 0 | 0 | 0 | 0 | 0 | 0 | 0 | 0 | 0 |  | 0
Lateral Hardening-Fuse-10000906 | Lateral Hardening | 127856.84 | 0 | 0 | 0 | 0 | 2029 | 0 | 0 | 0 | 0 | 0 |  | 0 | 0
Lateral Hardening-Fuse-10000907 | Lateral Hardening | 378964.86 | 0 | 0 | 0 | 0 | 2029 | 0 | 0 | 0 | 0 | 0 |  | 0 | 0
Lateral Hardening-Fuse-10000909 | Lateral Hardening | 121704.66 | 0 | 0 | 0 | 0 | 0 | 0 | 0 | 0 | 0 | 0 |  | 0
Lateral Hardening-Fuse-10000910 | Lateral Hardening | 50000 | 0 | 0 | 0 | 0 | 0 | 0 | 0 | 0 | 0 | 0 |  | 0
Lateral Hardening-Fuse-10000912 | Lateral Hardening | 51545.67 | 0 | 0 | 0 | 0 | 0 | 0 | 0 | 0 | 0 | 0 |  | 0
Lateral Hardening-Fuse-10000913 | Lateral Hardening | 50000 | 0 | 0 | 0 | 0 | 0 | 0 | 0 | 0 | 0 | 0 |  | 0
Lateral Hardening-Fuse-10000920 | Lateral Hardening | 94686.18 | 0 | 0 | 0 | 0 | 0 | 0 | 0 | 0 | 0 | 0 |  | 0
Lateral Hardening-Fuse-10000921 | Lateral Hardening | 120941.24 | 0 | 0 | 0 | 0 | 0 | 0 | 0 | 0 | 0 | 0 |  | 0
Lateral Hardening-Fuse-10000922 | Lateral Hardening | 396357.78 | 0 | 0 | 0 | 0 | 0 | 0 | 0 | 0 | 0 | 0 |  | 0
Lateral Hardening-Fuse-10000923 | Lateral Hardening | 208939.22 | 0 | 0 | 0 | 0 | 0 | 0 | 0 | 0 | 0 | 0 |  | 0
Lateral Hardening-Fuse-10003899 | Lateral Hardening | 85447.63 | 0 | 0 | 0 | 0 | 0 | 0 | 0 | 0 | 0 | 0 |  | 0
Lateral Hardening-Fuse-10003902 | Lateral Hardening | 663833.78 | 0 | 0 | 0 | 0 | 0 | 0 | 0 | 0 | 0 | 0 |  | 0
Lateral Hardening-Fuse-10003905 | Lateral Hardening | 351765.72 | 0 | 0 | 0 | 0 | 0 | 0 | 0 | 0 | 0 | 0 |  | 0
Lateral Hardening-Fuse-10003906 | Lateral Hardening | 270704.64 | 0 | 0 | 0 | 0 | 0 | 0 | 0 | 0 | 0 | 0 |  | 0
Lateral Hardening-Fuse-10004625 | Lateral Hardening | 443449.24 | 0 | 0 | 0 | 0 | 0 | 0 | 0 | 0 | 0 | 0 |  | 0
Lateral Hardening-Fuse-10004629 | Lateral Hardening | 165020.41 | 0 | 0 | 0 | 0 | 2025 | 0 | 0 | 0 | 0 | 0 |  | 2026 | 2026
Lateral Hardening-Fuse-10004631 | Lateral Hardening | 173884.66 | 0 | 0 | 0 | 0 | 0 | 0 | 0 | 0 | 0 | 0 |  | 0
Lateral Hardening-Fuse-10004633 | Lateral Hardening | 213682.19 | 0 | 0 | 0 | 0 | 0 | 0 | 0 | 0 | 0 | 0 |  | 0
Lateral Hardening-Fuse-10004634 | Lateral Hardening | 383191.2 | 0 | 0 | 0 | 0 | 2025 | 0 | 0 | 0 | 0 | 0 |  | 2026 | 2026
Lateral Hardening-Fuse-10004635 | Lateral Hardening | 85035.9 | 0 | 0 | 0 | 0 | 0 | 0 | 0 | 0 | 0 | 0 |  | 0
Lateral Hardening-Fuse-10005210 | Lateral Hardening | 187850.81 | 0 | 0 | 0 | 0 | 2026 | 0 | 0 | 0 | 0 | 0 |  | 2026
Lateral Hardening-Fuse-10005214 | Lateral Hardening | 995837.9 | 0 | 0 | 0 | 0 | 0 | 0 | 0 | 0 | 0 | 0 |  | 0
Lateral Hardening-Fuse-10005221 | Lateral Hardening | 498969.15 | 0 | 0 | 0 | 0 | 2026 | 0 | 0 | 0 | 0 | 0 |  | 2026
Lateral Hardening-Fuse-10005222 | Lateral Hardening | 139742.02 | 0 | 0 | 0 | 0 | 0 | 0 | 0 | 0 | 0 | 0 |  | 0
Lateral Hardening-Fuse-10005224 | Lateral Hardening | 197794.05 | 0 | 0 | 0 | 0 | 0 | 0 | 0 | 0 | 0 | 0 |  | 0
Lateral Hardening-Fuse-10005226 | Lateral Hardening | 291777.72 | 0 | 0 | 0 | 0 | 0 | 0 | 0 | 0 | 0 | 0 |  | 0
Lateral Hardening-Fuse-10005228 | Lateral Hardening | 216195.59 | 0 | 0 | 0 | 0 | 0 | 0 | 0 | 0 | 0 | 0 |  | 0
Lateral Hardening-Fuse-10005811 | Lateral Hardening | 632729.83 | 0 | 0 | 0 | 0 | 2023 | 0 | 0 | 0 | 0 | 0 |  | 2022 | 2022
Lateral Hardening-Fuse-10005845 | Lateral Hardening | 88295.79 | 0 | 0 | 0 | 0 | 0 | 0 | 0 | 0 | 0 | 0 |  | 0
Lateral Hardening-Fuse-10005847 | Lateral Hardening | 58214.43 | 0 | 0 | 0 | 0 | 0 | 0 | 0 | 0 | 0 | 0 |  | 0
Lateral Hardening-Fuse-10005855 | Lateral Hardening | 50000 | 0 | 0 | 0 | 0 | 0 | 0 | 0 | 0 | 0 | 0 |  | 0
Lateral Hardening-Fuse-10005857 | Lateral Hardening | 503792.45 | 0 | 0 | 0 | 0 | 2023 | 0 | 0 | 0 | 0 | 0 |  | 2022 | 2022
Lateral Hardening-Fuse-10005863 | Lateral Hardening | 114210.26 | 0 | 0 | 0 | 0 | 2023 | 0 | 0 | 0 | 0 | 0 |  | 2022 | 2022
Lateral Hardening-Fuse-10005873 | Lateral Hardening | 91661.58 | 0 | 0 | 0 | 0 | 0 | 0 | 0 | 0 | 0 | 0 |  | 0
Lateral Hardening-Fuse-10005887 | Lateral Hardening | 92414.85 | 0 | 0 | 0 | 0 | 0 | 0 | 0 | 0 | 0 | 0 |  | 0
Lateral Hardening-Fuse-10005894 | Lateral Hardening | 311870.46 | 0 | 0 | 0 | 0 | 0 | 0 | 0 | 0 | 0 | 0 |  | 0
Lateral Hardening-Fuse-10005895 | Lateral Hardening | 50000 | 0 | 0 | 0 | 0 | 0 | 0 | 0 | 0 | 0 | 0 |  | 0
Lateral Hardening-Fuse-10005898 | Lateral Hardening | 162479.59 | 0 | 0 | 0 | 0 | 2023 | 0 | 0 | 0 | 0 | 0 |  | 2022 | 2022
Lateral Hardening-Fuse-10006669 | Lateral Hardening | 223329.44 | 0 | 0 | 0 | 0 | 0 | 0 | 0 | 0 | 0 | 0 |  | 0
Lateral Hardening-Fuse-10007252 | Lateral Hardening | 231104.24 | 0 | 0 | 0 | 0 | 0 | 0 | 0 | 0 | 0 | 0 |  | 0
Lateral Hardening-Fuse-10007255 | Lateral Hardening | 107468.9 | 0 | 0 | 0 | 0 | 0 | 0 | 0 | 0 | 0 | 0 |  | 0
Lateral Hardening-Fuse-10007260 | Lateral Hardening | 88422.08 | 0 | 0 | 0 | 0 | 0 | 0 | 0 | 0 | 0 | 0 |  | 0
Lateral Hardening-Fuse-10007582 | Lateral Hardening | 247375.62 | 0 | 0 | 0 | 0 | 2021 | 0 | 0 | 0 | 0 | 0 |  | 2021
Lateral Hardening-Fuse-10007588 | Lateral Hardening | 173148.73 | 0 | 0 | 0 | 0 | 2021 | 0 | 0 | 0 | 0 | 0 |  | 2021
Lateral Hardening-Fuse-10007594 | Lateral Hardening | 51708.07 | 0 | 0 | 0 | 0 | 0 | 0 | 0 | 0 | 0 | 0 |  | 0
Lateral Hardening-Fuse-10007595 | Lateral Hardening | 123177.06 | 0 | 0 | 0 | 0 | 0 | 0 | 0 | 0 | 0 | 0 |  | 0
Lateral Hardening-Fuse-10012509 | Lateral Hardening | 115552.42 | 0 | 0 | 0 | 0 | 0 | 0 | 0 | 0 | 0 | 0 |  | 0
Lateral Hardening-Fuse-10012536 | Lateral Hardening | 91338.2 | 0 | 0 | 0 | 0 | 0 | 0 | 0 | 0 | 0 | 0 |  | 0
Lateral Hardening-Fuse-10012540 | Lateral Hardening | 269795.76 | 0 | 0 | 0 | 0 | 0 | 0 | 0 | 0 | 0 | 0 |  | 0
Lateral Hardening-Fuse-10013916 | Lateral Hardening | 160970.61 | 0 | 0 | 0 | 0 | 2021 | 0 | 0 | 0 | 0 | 0 |  | 2021
Lateral Hardening-Fuse-10013927 | Lateral Hardening | 140534.81 | 0 | 0 | 0 | 0 | 0 | 0 | 0 | 0 | 0 | 0 |  | 0
Lateral Hardening-Fuse-10014421 | Lateral Hardening | 376672.5 | 0 | 0 | 0 | 0 | 0 | 0 | 0 | 0 | 0 | 0 |  | 0
Lateral Hardening-Fuse-10014422 | Lateral Hardening | 236789.99 | 0 | 0 | 0 | 0 | 0 | 0 | 0 | 0 | 0 | 0 |  | 0
Lateral Hardening-Fuse-10015759 | Lateral Hardening | 204600.75 | 0 | 0 | 0 | 0 | 0 | 0 | 0 | 0 | 0 | 0 |  | 0
Lateral Hardening-Fuse-10015761 | Lateral Hardening | 50000 | 0 | 0 | 0 | 0 | 0 | 0 | 0 | 0 | 0 | 0 |  | 0
Lateral Hardening-Fuse-10015762 | Lateral Hardening | 140870.3 | 0 | 0 | 0 | 0 | 0 | 0 | 0 | 0 | 0 | 0 |  | 0
Lateral Hardening-Fuse-10015764 | Lateral Hardening | 867466.31 | 0 | 0 | 0 | 0 | 0 | 0 | 0 | 0 | 0 | 0 |  | 0
Lateral Hardening-Fuse-10016615 | Lateral Hardening | 645966.84 | 0 | 0 | 0 | 0 | 0 | 0 | 0 | 0 | 0 | 0 |  | 0
Lateral Hardening-Fuse-10016620 | Lateral Hardening | 50000 | 0 | 0 | 0 | 0 | 0 | 0 | 0 | 0 | 0 | 0 |  | 0
Lateral Hardening-Fuse-10020749 | Lateral Hardening | 227906.1 | 0 | 0 | 0 | 0 | 0 | 0 | 0 | 0 | 0 | 0 |  | 0
Lateral Hardening-Fuse-10020750 | Lateral Hardening | 78850.83 | 0 | 0 | 0 | 0 | 0 | 0 | 0 | 0 | 0 | 0 |  | 0
Lateral Hardening-Fuse-10020753 | Lateral Hardening | 325593.02 | 0 | 0 | 0 | 0 | 0 | 0 | 0 | 0 | 0 | 0 |  | 0
Lateral Hardening-Fuse-10025058 | Lateral Hardening | 80412.25 | 0 | 0 | 0 | 0 | 0 | 0 | 0 | 0 | 0 | 0 |  | 0
Lateral Hardening-Fuse-10025061 | Lateral Hardening | 50000 | 0 | 0 | 0 | 0 | 0 | 0 | 0 | 0 | 0 | 0 |  | 0
Lateral Hardening-Fuse-10025070 | Lateral Hardening | 136063.86 | 0 | 0 | 0 | 0 | 2027 | 0 | 0 | 0 | 0 | 0 |  | 2029 | 2029
Lateral Hardening-Fuse-10025071 | Lateral Hardening | 145382.68 | 0 | 0 | 0 | 0 | 0 | 0 | 0 | 0 | 0 | 0 |  | 0
Lateral Hardening-Fuse-10025072 | Lateral Hardening | 153179.72 | 0 | 0 | 0 | 0 | 0 | 0 | 0 | 0 | 0 | 0 |  | 2029 | 2029
Lateral Hardening-Fuse-10025073 | Lateral Hardening | 141956.36 | 0 | 0 | 0 | 0 | 0 | 0 | 0 | 0 | 0 | 0 |  | 0
Lateral Hardening-Fuse-10025079 | Lateral Hardening | 311471.27 | 0 | 0 | 0 | 0 | 0 | 0 | 0 | 0 | 0 | 0 |  | 0
Lateral Hardening-Fuse-10025081 | Lateral Hardening | 177704.12 | 0 | 0 | 0 | 0 | 0 | 0 | 0 | 0 | 0 | 0 |  | 0
Lateral Hardening-Fuse-10025082 | Lateral Hardening | 127595 | 0 | 0 | 0 | 0 | 0 | 0 | 0 | 0 | 0 | 0 |  | 0
Lateral Hardening-Fuse-10025084 | Lateral Hardening | 494735.23 | 0 | 0 | 0 | 0 | 0 | 0 | 0 | 0 | 0 | 0 |  | 0
Lateral Hardening-Fuse-10025085 | Lateral Hardening | 282752.96 | 0 | 0 | 0 | 0 | 0 | 0 | 0 | 0 | 0 | 0 |  | 0
Lateral Hardening-Fuse-10025088 | Lateral Hardening | 491527.38 | 0 | 0 | 0 | 0 | 2024 | 0 | 0 | 0 | 0 | 0 |  | 2024
Lateral Hardening-Fuse-10025093 | Lateral Hardening | 211483.59 | 0 | 0 | 0 | 0 | 0 | 0 | 0 | 0 | 0 | 0 |  | 0
Lateral Hardening-Fuse-10025094 | Lateral Hardening | 157481.74 | 0 | 0 | 0 | 0 | 0 | 0 | 0 | 0 | 0 | 0 |  | 0
Lateral Hardening-Fuse-10025099 | Lateral Hardening | 694969.29 | 0 | 0 | 0 | 0 | 2024 | 0 | 0 | 0 | 0 | 0 |  | 2024
Lateral Hardening-Fuse-10025101 | Lateral Hardening | 73320.57 | 0 | 0 | 0 | 0 | 0 | 0 | 0 | 0 | 0 | 0 |  | 0
Lateral Hardening-Fuse-10025105 | Lateral Hardening | 276000.5 | 0 | 0 | 0 | 0 | 0 | 0 | 0 | 0 | 0 | 0 |  | 0
Lateral Hardening-Fuse-10025106 | Lateral Hardening | 124258.12 | 0 | 0 | 0 | 0 | 0 | 0 | 0 | 0 | 0 | 0 |  | 0
Lateral Hardening-Fuse-10025107 | Lateral Hardening | 50000 | 0 | 0 | 0 | 0 | 0 | 0 | 0 | 0 | 0 | 0 |  | 0
Lateral Hardening-Fuse-10025111 | Lateral Hardening | 164145.5 | 0 | 0 | 0 | 0 | 0 | 0 | 0 | 0 | 0 | 0 |  | 0
Lateral Hardening-Fuse-10028764 | Lateral Hardening | 50000 | 0 | 0 | 0 | 0 | 0 | 0 | 0 | 0 | 0 | 0 |  | 0
Lateral Hardening-Fuse-10028768 | Lateral Hardening | 363614.9 | 0 | 0 | 0 | 0 | 2025 | 0 | 0 | 0 | 0 | 0 |  | 2026 | 2026
Lateral Hardening-Fuse-10029687 | Lateral Hardening | 50000 | 0 | 0 | 0 | 0 | 0 | 0 | 0 | 0 | 0 | 0 |  | 0
Lateral Hardening-Fuse-10029689 | Lateral Hardening | 50000 | 0 | 0 | 0 | 0 | 0 | 0 | 0 | 0 | 0 | 0 |  | 0
Lateral Hardening-Fuse-10029691 | Lateral Hardening | 235109.44 | 0 | 0 | 0 | 0 | 0 | 0 | 0 | 0 | 0 | 0 |  | 2026 | 2026
Lateral Hardening-Fuse-10029857 | Lateral Hardening | 57589.83 | 0 | 0 | 0 | 0 | 0 | 0 | 0 | 0 | 0 | 0 |  | 0
Lateral Hardening-Fuse-10030639 | Lateral Hardening | 103731.68 | 0 | 0 | 0 | 0 | 0 | 0 | 0 | 0 | 0 | 0 |  | 0
Lateral Hardening-Fuse-10030640 | Lateral Hardening | 545545.28 | 0 | 0 | 0 | 0 | 0 | 0 | 0 | 0 | 0 | 0 |  | 2029 | 2029
Lateral Hardening-Fuse-10030676 | Lateral Hardening | 287457.69 | 0 | 0 | 0 | 0 | 0 | 0 | 0 | 0 | 0 | 0 |  | 0
Lateral Hardening-Fuse-10030687 | Lateral Hardening | 299542.49 | 0 | 0 | 0 | 0 | 0 | 0 | 0 | 0 | 0 | 0 |  | 0
Lateral Hardening-Fuse-10030688 | Lateral Hardening | 162003.33 | 0 | 0 | 0 | 0 | 0 | 0 | 0 | 0 | 0 | 0 |  | 0
Lateral Hardening-Fuse-10030689 | Lateral Hardening | 55307.53 | 0 | 0 | 0 | 0 | 0 | 0 | 0 | 0 | 0 | 0 |  | 0
Lateral Hardening-Fuse-10030697 | Lateral Hardening | 325917.54 | 0 | 0 | 0 | 0 | 0 | 0 | 0 | 0 | 0 | 0 |  | 0
Lateral Hardening-Fuse-10030702 | Lateral Hardening | 110473.4 | 0 | 0 | 0 | 0 | 0 | 0 | 0 | 0 | 0 | 0 |  | 0
Lateral Hardening-Fuse-10030706 | Lateral Hardening | 107052.82 | 0 | 0 | 0 | 0 | 0 | 0 | 0 | 0 | 0 | 0 |  | 0
Lateral Hardening-Fuse-10047151 | Lateral Hardening | 82797.13 | 0 | 0 | 0 | 0 | 0 | 0 | 0 | 0 | 0 | 0 |  | 0
Lateral Hardening-Fuse-10047154 | Lateral Hardening | 172670.79 | 0 | 0 | 0 | 0 | 0 | 0 | 0 | 0 | 0 | 0 |  | 0
Lateral Hardening-Fuse-10050719 | Lateral Hardening | 318350.03 | 0 | 0 | 0 | 0 | 2026 | 0 | 0 | 0 | 0 | 0 |  | 2026
Lateral Hardening-Fuse-10050722 | Lateral Hardening | 316906.41 | 0 | 0 | 0 | 0 | 0 | 0 | 0 | 0 | 0 | 0 |  | 0
Lateral Hardening-Fuse-10050727 | Lateral Hardening | 231542.83 | 0 | 0 | 0 | 0 | 0 | 0 | 0 | 0 | 0 | 0 |  | 0
Lateral Hardening-Fuse-10050728 | Lateral Hardening | 79392.13 | 0 | 0 | 0 | 0 | 0 | 0 | 0 | 0 | 0 | 0 |  | 0
Lateral Hardening-Fuse-10050730 | Lateral Hardening | 674842.81 | 0 | 0 | 0 | 0 | 2026 | 0 | 0 | 0 | 0 | 0 |  | 2026
Lateral Hardening-Fuse-10050732 | Lateral Hardening | 166773.4 | 0 | 0 | 0 | 0 | 2026 | 0 | 0 | 0 | 0 | 0 |  | 2026
Lateral Hardening-Fuse-10050733 | Lateral Hardening | 246361.05 | 0 | 0 | 0 | 0 | 0 | 0 | 0 | 0 | 0 | 0 |  | 0
Lateral Hardening-Fuse-10050734 | Lateral Hardening | 153729.88 | 0 | 0 | 0 | 0 | 0 | 0 | 0 | 0 | 0 | 0 |  | 0
Lateral Hardening-Fuse-10051146 | Lateral Hardening | 164393.24 | 0 | 0 | 0 | 0 | 2022 | 0 | 0 | 0 | 0 | 0 |  | 2021 | 2021
Lateral Hardening-Fuse-10051153 | Lateral Hardening | 72286.73 | 0 | 0 | 0 | 0 | 2022 | 0 | 0 | 0 | 0 | 0 |  | 2021 | 2021
Lateral Hardening-Fuse-10051161 | Lateral Hardening | 406712.64 | 0 | 0 | 0 | 0 | 0 | 0 | 0 | 0 | 0 | 0 |  | 0
Lateral Hardening-Fuse-10051836 | Lateral Hardening | 244443.84 | 0 | 0 | 0 | 0 | 0 | 0 | 0 | 0 | 0 | 0 |  | 0
Lateral Hardening-Fuse-10051851 | Lateral Hardening | 590677.45 | 0 | 0 | 0 | 0 | 2022 | 0 | 0 | 0 | 0 | 0 |  | 2022
Lateral Hardening-Fuse-10051852 | Lateral Hardening | 229777.84 | 0 | 0 | 0 | 0 | 2022 | 0 | 0 | 0 | 0 | 0 |  | 0 | 0
Lateral Hardening-Fuse-10051856 | Lateral Hardening | 195112.51 | 0 | 0 | 0 | 0 | 0 | 0 | 0 | 0 | 0 | 0 |  | 0
Lateral Hardening-Fuse-10051863 | Lateral Hardening | 132213.66 | 0 | 0 | 0 | 0 | 0 | 0 | 0 | 0 | 0 | 0 |  | 2022 | 2022
Lateral Hardening-Fuse-10051865 | Lateral Hardening | 147655.34 | 0 | 0 | 0 | 0 | 0 | 0 | 0 | 0 | 0 | 0 |  | 0
Lateral Hardening-Fuse-10051873 | Lateral Hardening | 81497.35 | 0 | 0 | 0 | 0 | 0 | 0 | 0 | 0 | 0 | 0 |  | 0
Lateral Hardening-Fuse-10051875 | Lateral Hardening | 198870.11 | 0 | 0 | 0 | 0 | 2022 | 0 | 0 | 0 | 0 | 0 |  | 2022
Lateral Hardening-Fuse-10051879 | Lateral Hardening | 70573.05 | 0 | 0 | 0 | 0 | 0 | 0 | 0 | 0 | 0 | 0 |  | 0
Lateral Hardening-Fuse-10051881 | Lateral Hardening | 71834.28 | 0 | 0 | 0 | 0 | 0 | 0 | 0 | 0 | 0 | 0 |  | 0
Lateral Hardening-Fuse-10051883 | Lateral Hardening | 163342.89 | 0 | 0 | 0 | 0 | 0 | 0 | 0 | 0 | 0 | 0 |  | 0
Lateral Hardening-Fuse-10051886 | Lateral Hardening | 171595.47 | 0 | 0 | 0 | 0 | 0 | 0 | 0 | 0 | 0 | 0 |  | 0
Lateral Hardening-Fuse-10051889 | Lateral Hardening | 142957.98 | 0 | 0 | 0 | 0 | 0 | 0 | 0 | 0 | 0 | 0 |  | 0
Lateral Hardening-Fuse-10051892 | Lateral Hardening | 63792.13 | 0 | 0 | 0 | 0 | 0 | 0 | 0 | 0 | 0 | 0 |  | 0
Lateral Hardening-Fuse-10051896 | Lateral Hardening | 170331.07 | 0 | 0 | 0 | 0 | 2022 | 0 | 0 | 0 | 0 | 0 |  | 0 | 0
Lateral Hardening-Fuse-10051898 | Lateral Hardening | 281098.73 | 0 | 0 | 0 | 0 | 0 | 0 | 0 | 0 | 0 | 0 |  | 0
Lateral Hardening-Fuse-10052663 | Lateral Hardening | 244121.71 | 0 | 0 | 0 | 0 | 2024 | 0 | 0 | 0 | 0 | 0 |  | 2024
Lateral Hardening-Fuse-10052665 | Lateral Hardening | 1159009.15 | 0 | 0 | 0 | 0 | 0 | 0 | 0 | 0 | 0 | 0 |  | 0
Lateral Hardening-Fuse-10052675 | Lateral Hardening | 238702.91 | 0 | 0 | 0 | 0 | 0 | 0 | 0 | 0 | 0 | 0 |  | 0
Lateral Hardening-Fuse-10053266 | Lateral Hardening | 238899.78 | 0 | 0 | 0 | 0 | 2021 | 0 | 0 | 0 | 0 | 0 |  | 2021
Lateral Hardening-Fuse-10053269 | Lateral Hardening | 133785.82 | 0 | 0 | 0 | 0 | 2021 | 0 | 0 | 0 | 0 | 0 |  | 2021
Lateral Hardening-Fuse-10053270 | Lateral Hardening | 96979.22 | 0 | 0 | 0 | 0 | 0 | 0 | 0 | 0 | 0 | 0 |  | 0
Lateral Hardening-Fuse-10054332 | Lateral Hardening | 612201.45 | 0 | 0 | 0 | 0 | 0 | 0 | 0 | 0 | 0 | 0 |  | 0
Lateral Hardening-Fuse-10054994 | Lateral Hardening | 110595.06 | 0 | 0 | 0 | 0 | 2026 | 0 | 0 | 0 | 0 | 0 |  | 0 | 0
Lateral Hardening-Fuse-10054998 | Lateral Hardening | 98065.33 | 0 | 0 | 0 | 0 | 0 | 0 | 0 | 0 | 0 | 0 |  | 0
Lateral Hardening-Fuse-10054999 | Lateral Hardening | 260096.62 | 0 | 0 | 0 | 0 | 2026 | 0 | 0 | 0 | 0 | 0 |  | 2028 | 2028
Lateral Hardening-Fuse-10055000 | Lateral Hardening | 264937 | 0 | 0 | 0 | 0 | 2026 | 0 | 0 | 0 | 0 | 0 |  | 0 | 0
Lateral Hardening-Fuse-10055003 | Lateral Hardening | 50000 | 0 | 0 | 0 | 0 | 0 | 0 | 0 | 0 | 0 | 0 |  | 0
Lateral Hardening-Fuse-10055005 | Lateral Hardening | 160981.76 | 0 | 0 | 0 | 0 | 0 | 0 | 0 | 0 | 0 | 0 |  | 0
Lateral Hardening-Fuse-10055006 | Lateral Hardening | 70030.91 | 0 | 0 | 0 | 0 | 0 | 0 | 0 | 0 | 0 | 0 |  | 0
Lateral Hardening-Fuse-10055007 | Lateral Hardening | 187557.31 | 0 | 0 | 0 | 0 | 0 | 0 | 0 | 0 | 0 | 0 |  | 0
Lateral Hardening-Fuse-10055015 | Lateral Hardening | 252913.44 | 0 | 0 | 0 | 0 | 0 | 0 | 0 | 0 | 0 | 0 |  | 0
Lateral Hardening-Fuse-10055016 | Lateral Hardening | 223961.15 | 0 | 0 | 0 | 0 | 0 | 0 | 0 | 0 | 0 | 0 |  | 0
Lateral Hardening-Fuse-10055018 | Lateral Hardening | 189724.43 | 0 | 0 | 0 | 0 | 0 | 0 | 0 | 0 | 0 | 0 |  | 0
Lateral Hardening-Fuse-10055019 | Lateral Hardening | 191272.74 | 0 | 0 | 0 | 0 | 0 | 0 | 0 | 0 | 0 | 0 |  | 0
Lateral Hardening-Fuse-10055020 | Lateral Hardening | 557610.21 | 0 | 0 | 0 | 0 | 2026 | 0 | 0 | 0 | 0 | 0 |  | 2028 | 2028
Lateral Hardening-Fuse-10055023 | Lateral Hardening | 292795.82 | 0 | 0 | 0 | 0 | 0 | 0 | 0 | 0 | 0 | 0 |  | 0
Lateral Hardening-Fuse-10055027 | Lateral Hardening | 177541.78 | 0 | 0 | 0 | 0 | 0 | 0 | 0 | 0 | 0 | 0 |  | 0
Lateral Hardening-Fuse-10055030 | Lateral Hardening | 165284.52 | 0 | 0 | 0 | 0 | 0 | 0 | 0 | 0 | 0 | 0 |  | 0
Lateral Hardening-Fuse-10055032 | Lateral Hardening | 109252.21 | 0 | 0 | 0 | 0 | 0 | 0 | 0 | 0 | 0 | 0 |  | 0
Lateral Hardening-Fuse-10055033 | Lateral Hardening | 148027 | 0 | 0 | 0 | 0 | 0 | 0 | 0 | 0 | 0 | 0 |  | 0
Lateral Hardening-Fuse-10055039 | Lateral Hardening | 337604.82 | 0 | 0 | 0 | 0 | 0 | 0 | 0 | 0 | 0 | 0 |  | 0
Lateral Hardening-Fuse-10055042 | Lateral Hardening | 244292.97 | 0 | 0 | 0 | 0 | 0 | 0 | 0 | 0 | 0 | 0 |  | 0
Lateral Hardening-Fuse-10055052 | Lateral Hardening | 208996.67 | 0 | 0 | 0 | 0 | 0 | 0 | 0 | 0 | 0 | 0 |  | 0
Lateral Hardening-Fuse-10055061 | Lateral Hardening | 206877.31 | 0 | 0 | 0 | 0 | 2026 | 0 | 0 | 0 | 0 | 0 |  | 0 | 0
Lateral Hardening-Fuse-10055929 | Lateral Hardening | 225072.95 | 0 | 0 | 0 | 0 | 2023 | 0 | 0 | 0 | 0 | 0 |  | 2023
Lateral Hardening-Fuse-10055936 | Lateral Hardening | 96722.43 | 0 | 0 | 0 | 0 | 0 | 0 | 0 | 0 | 0 | 0 |  | 0
Lateral Hardening-Fuse-10055939 | Lateral Hardening | 50000 | 0 | 0 | 0 | 0 | 0 | 0 | 0 | 0 | 0 | 0 |  | 0
Lateral Hardening-Fuse-10055940 | Lateral Hardening | 307845.99 | 0 | 0 | 0 | 0 | 2023 | 0 | 0 | 0 | 0 | 0 |  | 2023
Lateral Hardening-Fuse-10055941 | Lateral Hardening | 63986.01 | 0 | 0 | 0 | 0 | 2023 | 0 | 0 | 0 | 0 | 0 |  | 2023
Lateral Hardening-Fuse-10055942 | Lateral Hardening | 50000 | 0 | 0 | 0 | 0 | 0 | 0 | 0 | 0 | 0 | 0 |  | 0
Lateral Hardening-Fuse-10055944 | Lateral Hardening | 345060.53 | 0 | 0 | 0 | 0 | 0 | 0 | 0 | 0 | 0 | 0 |  | 0
Lateral Hardening-Fuse-10057082 | Lateral Hardening | 138573.43 | 0 | 0 | 0 | 0 | 0 | 0 | 0 | 0 | 0 | 0 |  | 0
Lateral Hardening-Fuse-10057085 | Lateral Hardening | 92247 | 0 | 0 | 0 | 0 | 0 | 0 | 0 | 0 | 0 | 0 |  | 0
Lateral Hardening-Fuse-10057089 | Lateral Hardening | 311451.88 | 0 | 0 | 0 | 0 | 2024 | 0 | 0 | 0 | 0 | 0 |  | 2021 | 2021
Lateral Hardening-Fuse-10057093 | Lateral Hardening | 220873.35 | 0 | 0 | 0 | 0 | 0 | 0 | 0 | 0 | 0 | 0 |  | 0
Lateral Hardening-Fuse-10057098 | Lateral Hardening | 172461.91 | 0 | 0 | 0 | 0 | 0 | 0 | 0 | 0 | 0 | 0 |  | 0
Lateral Hardening-Fuse-10057099 | Lateral Hardening | 58503.49 | 0 | 0 | 0 | 0 | 0 | 0 | 0 | 0 | 0 | 0 |  | 0
Lateral Hardening-Fuse-10057102 | Lateral Hardening | 99141.88 | 0 | 0 | 0 | 0 | 2024 | 0 | 0 | 0 | 0 | 0 |  | 2021 | 2021
Lateral Hardening-Fuse-10057938 | Lateral Hardening | 84001.55 | 0 | 0 | 0 | 0 | 0 | 0 | 0 | 0 | 0 | 0 |  | 0
Lateral Hardening-Fuse-10060321 | Lateral Hardening | 456972.06 | 0 | 0 | 0 | 0 | 0 | 0 | 0 | 0 | 0 | 0 |  | 0
Lateral Hardening-Fuse-10060322 | Lateral Hardening | 253777.71 | 0 | 0 | 0 | 0 | 0 | 0 | 0 | 0 | 0 | 0 |  | 0
Lateral Hardening-Fuse-10061157 | Lateral Hardening | 50000 | 0 | 0 | 0 | 0 | 0 | 0 | 0 | 0 | 0 | 0 |  | 0
Lateral Hardening-Fuse-10061183 | Lateral Hardening | 57295.77 | 0 | 0 | 0 | 0 | 0 | 0 | 0 | 0 | 0 | 0 |  | 0
Lateral Hardening-Fuse-10061188 | Lateral Hardening | 108128.88 | 0 | 0 | 0 | 0 | 0 | 0 | 0 | 0 | 0 | 0 |  | 0
Lateral Hardening-Fuse-10061189 | Lateral Hardening | 59489.37 | 0 | 0 | 0 | 0 | 0 | 0 | 0 | 0 | 0 | 0 |  | 0
Lateral Hardening-Fuse-10061190 | Lateral Hardening | 94434.34 | 0 | 0 | 0 | 0 | 0 | 0 | 0 | 0 | 0 | 0 |  | 0
Lateral Hardening-Fuse-10061191 | Lateral Hardening | 229153.82 | 0 | 0 | 0 | 0 | 0 | 0 | 0 | 0 | 0 | 0 |  | 0
Lateral Hardening-Fuse-10061193 | Lateral Hardening | 107010.6 | 0 | 0 | 0 | 0 | 0 | 0 | 0 | 0 | 0 | 0 |  | 0
Lateral Hardening-Fuse-10061200 | Lateral Hardening | 50000 | 0 | 0 | 0 | 0 | 0 | 0 | 0 | 0 | 0 | 0 |  | 0
Lateral Hardening-Fuse-10061207 | Lateral Hardening | 351611.79 | 0 | 0 | 0 | 0 | 0 | 0 | 0 | 0 | 0 | 0 |  | 0
Lateral Hardening-Fuse-10061210 | Lateral Hardening | 105032.36 | 0 | 0 | 0 | 0 | 0 | 0 | 0 | 0 | 0 | 0 |  | 0
Lateral Hardening-Fuse-10061211 | Lateral Hardening | 66745.51 | 0 | 0 | 0 | 0 | 0 | 0 | 0 | 0 | 0 | 0 |  | 0
Lateral Hardening-Fuse-10061213 | Lateral Hardening | 64557.65 | 0 | 0 | 0 | 0 | 0 | 0 | 0 | 0 | 0 | 0 |  | 0
Lateral Hardening-Fuse-10061217 | Lateral Hardening | 52233.23 | 0 | 0 | 0 | 0 | 0 | 0 | 0 | 0 | 0 | 0 |  | 0
Lateral Hardening-Fuse-10061218 | Lateral Hardening | 50000 | 0 | 0 | 0 | 0 | 0 | 0 | 0 | 0 | 0 | 0 |  | 0
Lateral Hardening-Fuse-10064487 | Lateral Hardening | 73164.41 | 0 | 0 | 0 | 0 | 0 | 0 | 0 | 0 | 0 | 0 |  | 0
Lateral Hardening-Fuse-10064493 | Lateral Hardening | 225514.68 | 0 | 0 | 0 | 0 | 0 | 0 | 0 | 0 | 0 | 0 |  | 0
Lateral Hardening-Fuse-10064500 | Lateral Hardening | 141909.82 | 0 | 0 | 0 | 0 | 0 | 0 | 0 | 0 | 0 | 0 |  | 0
Lateral Hardening-Fuse-10064503 | Lateral Hardening | 164081.75 | 0 | 0 | 0 | 0 | 0 | 0 | 0 | 0 | 0 | 0 |  | 0
Lateral Hardening-Fuse-10064506 | Lateral Hardening | 90601.95 | 0 | 0 | 0 | 0 | 0 | 0 | 0 | 0 | 0 | 0 |  | 0
Lateral Hardening-Fuse-10064507 | Lateral Hardening | 386030.91 | 0 | 0 | 0 | 0 | 2025 | 0 | 0 | 0 | 0 | 0 |  | 2025
Lateral Hardening-Fuse-10064508 | Lateral Hardening | 996276.8 | 0 | 0 | 0 | 0 | 2025 | 0 | 0 | 0 | 0 | 0 |  | 2025
Lateral Hardening-Fuse-10064509 | Lateral Hardening | 157548.91 | 0 | 0 | 0 | 0 | 2025 | 0 | 0 | 0 | 0 | 0 |  | 2025
Lateral Hardening-Fuse-10064510 | Lateral Hardening | 119287.8 | 0 | 0 | 0 | 0 | 0 | 0 | 0 | 0 | 0 | 0 |  | 0
Lateral Hardening-Fuse-10064515 | Lateral Hardening | 103673.72 | 0 | 0 | 0 | 0 | 0 | 0 | 0 | 0 | 0 | 0 |  | 0
Lateral Hardening-Fuse-10064516 | Lateral Hardening | 61340.95 | 0 | 0 | 0 | 0 | 0 | 0 | 0 | 0 | 0 | 0 |  | 0
Lateral Hardening-Fuse-10064520 | Lateral Hardening | 100577.94 | 0 | 0 | 0 | 0 | 0 | 0 | 0 | 0 | 0 | 0 |  | 0
Lateral Hardening-Fuse-10064521 | Lateral Hardening | 165513.35 | 0 | 0 | 0 | 0 | 0 | 0 | 0 | 0 | 0 | 0 |  | 0
Lateral Hardening-Fuse-10064522 | Lateral Hardening | 50000 | 0 | 0 | 0 | 0 | 0 | 0 | 0 | 0 | 0 | 0 |  | 0
Lateral Hardening-Fuse-10064523 | Lateral Hardening | 708592.44 | 0 | 0 | 0 | 0 | 2025 | 0 | 0 | 0 | 0 | 0 |  | 2025
Lateral Hardening-Fuse-10064524 | Lateral Hardening | 203931.86 | 0 | 0 | 0 | 0 | 0 | 0 | 0 | 0 | 0 | 0 |  | 0
Lateral Hardening-Fuse-10064525 | Lateral Hardening | 51529.93 | 0 | 0 | 0 | 0 | 0 | 0 | 0 | 0 | 0 | 0 |  | 0
Lateral Hardening-Fuse-10064526 | Lateral Hardening | 60297.11 | 0 | 0 | 0 | 0 | 0 | 0 | 0 | 0 | 0 | 0 |  | 0
Lateral Hardening-Fuse-10067959 | Lateral Hardening | 109639.18 | 0 | 0 | 0 | 0 | 0 | 0 | 0 | 0 | 0 | 0 |  | 0
Lateral Hardening-Fuse-10067975 | Lateral Hardening | 163493.63 | 0 | 0 | 0 | 0 | 0 | 0 | 0 | 0 | 0 | 0 |  | 0
Lateral Hardening-Fuse-10070651 | Lateral Hardening | 52962.27 | 0 | 0 | 0 | 0 | 0 | 0 | 0 | 0 | 0 | 0 |  | 0
Lateral Hardening-Fuse-10070652 | Lateral Hardening | 517676.83 | 0 | 0 | 0 | 0 | 2028 | 0 | 0 | 0 | 0 | 0 |  | 2026 | 2026
Lateral Hardening-Fuse-10070656 | Lateral Hardening | 105494.56 | 0 | 0 | 0 | 0 | 0 | 0 | 0 | 0 | 0 | 0 |  | 0
Lateral Hardening-Fuse-10070659 | Lateral Hardening | 115159.66 | 0 | 0 | 0 | 0 | 0 | 0 | 0 | 0 | 0 | 0 |  | 0
Lateral Hardening-Fuse-10070660 | Lateral Hardening | 163622.25 | 0 | 0 | 0 | 0 | 0 | 0 | 0 | 0 | 0 | 0 |  | 0
Lateral Hardening-Fuse-10070661 | Lateral Hardening | 101732.7 | 0 | 0 | 0 | 0 | 0 | 0 | 0 | 0 | 0 | 0 |  | 0
Lateral Hardening-Fuse-10070662 | Lateral Hardening | 54237.21 | 0 | 0 | 0 | 0 | 0 | 0 | 0 | 0 | 0 | 0 |  | 0
Lateral Hardening-Fuse-10070663 | Lateral Hardening | 201386.29 | 0 | 0 | 0 | 0 | 2024 | 0 | 0 | 0 | 0 | 0 |  | 2024
Lateral Hardening-Fuse-10070665 | Lateral Hardening | 96842.56 | 0 | 0 | 0 | 0 | 0 | 0 | 0 | 0 | 0 | 0 |  | 0
Lateral Hardening-Fuse-10070671 | Lateral Hardening | 712364.31 | 0 | 0 | 0 | 0 | 0 | 0 | 0 | 0 | 0 | 0 |  | 0
Lateral Hardening-Fuse-10070673 | Lateral Hardening | 50000 | 0 | 0 | 0 | 0 | 0 | 0 | 0 | 0 | 0 | 0 |  | 0
Lateral Hardening-Fuse-10070674 | Lateral Hardening | 225133.15 | 0 | 0 | 0 | 0 | 0 | 0 | 0 | 0 | 0 | 0 |  | 0
Lateral Hardening-Fuse-10070676 | Lateral Hardening | 68964.85 | 0 | 0 | 0 | 0 | 2028 | 0 | 0 | 0 | 0 | 0 |  | 2026 | 2026
Lateral Hardening-Fuse-10070678 | Lateral Hardening | 56409.33 | 0 | 0 | 0 | 0 | 0 | 0 | 0 | 0 | 0 | 0 |  | 0
Lateral Hardening-Fuse-10070679 | Lateral Hardening | 68241.73 | 0 | 0 | 0 | 0 | 2024 | 0 | 0 | 0 | 0 | 0 |  | 2024
Lateral Hardening-Fuse-10070681 | Lateral Hardening | 105405.12 | 0 | 0 | 0 | 0 | 0 | 0 | 0 | 0 | 0 | 0 |  | 0
Lateral Hardening-Fuse-10070683 | Lateral Hardening | 58293.13 | 0 | 0 | 0 | 0 | 0 | 0 | 0 | 0 | 0 | 0 |  | 0
Lateral Hardening-Fuse-10070688 | Lateral Hardening | 1300305.67 | 0 | 0 | 0 | 0 | 0 | 0 | 0 | 0 | 0 | 0 |  | 0
Lateral Hardening-Fuse-10070691 | Lateral Hardening | 100053.52 | 0 | 0 | 0 | 0 | 0 | 0 | 0 | 0 | 0 | 0 |  | 0
Lateral Hardening-Fuse-10070692 | Lateral Hardening | 215008.56 | 0 | 0 | 0 | 0 | 0 | 0 | 0 | 0 | 0 | 0 |  | 0
Lateral Hardening-Fuse-10070694 | Lateral Hardening | 72443.39 | 0 | 0 | 0 | 0 | 0 | 0 | 0 | 0 | 0 | 0 |  | 0
Lateral Hardening-Fuse-10070695 | Lateral Hardening | 53402.99 | 0 | 0 | 0 | 0 | 0 | 0 | 0 | 0 | 0 | 0 |  | 0
Lateral Hardening-Fuse-10070696 | Lateral Hardening | 60880.41 | 0 | 0 | 0 | 0 | 2024 | 0 | 0 | 0 | 0 | 0 |  | 2024
Lateral Hardening-Fuse-10070701 | Lateral Hardening | 50000 | 0 | 0 | 0 | 0 | 0 | 0 | 0 | 0 | 0 | 0 |  | 0
Lateral Hardening-Fuse-10070702 | Lateral Hardening | 137750.82 | 0 | 0 | 0 | 0 | 2024 | 0 | 0 | 0 | 0 | 0 |  | 2024
Lateral Hardening-Fuse-10070704 | Lateral Hardening | 57825.93 | 0 | 0 | 0 | 0 | 0 | 0 | 0 | 0 | 0 | 0 |  | 0
Lateral Hardening-Fuse-10070706 | Lateral Hardening | 200725.9 | 0 | 0 | 0 | 0 | 0 | 0 | 0 | 0 | 0 | 0 |  | 0
Lateral Hardening-Fuse-10070707 | Lateral Hardening | 149746.87 | 0 | 0 | 0 | 0 | 0 | 0 | 0 | 0 | 0 | 0 |  | 0
Lateral Hardening-Fuse-10070708 | Lateral Hardening | 51828.99 | 0 | 0 | 0 | 0 | 0 | 0 | 0 | 0 | 0 | 0 |  | 0
Lateral Hardening-Fuse-10070709 | Lateral Hardening | 295993.03 | 0 | 0 | 0 | 0 | 2024 | 0 | 0 | 0 | 0 | 0 |  | 0 | 0
Lateral Hardening-Fuse-10070711 | Lateral Hardening | 95032.46 | 0 | 0 | 0 | 0 | 0 | 0 | 0 | 0 | 0 | 0 |  | 0
Lateral Hardening-Fuse-10070713 | Lateral Hardening | 64006.75 | 0 | 0 | 0 | 0 | 0 | 0 | 0 | 0 | 0 | 0 |  | 0
Lateral Hardening-Fuse-10070714 | Lateral Hardening | 333482.88 | 0 | 0 | 0 | 0 | 0 | 0 | 0 | 0 | 0 | 0 |  | 0
Lateral Hardening-Fuse-10070715 | Lateral Hardening | 257151.71 | 0 | 0 | 0 | 0 | 0 | 0 | 0 | 0 | 0 | 0 |  | 0
Lateral Hardening-Fuse-10070716 | Lateral Hardening | 51797.51 | 0 | 0 | 0 | 0 | 0 | 0 | 0 | 0 | 0 | 0 |  | 0
Lateral Hardening-Fuse-10070717 | Lateral Hardening | 55727.51 | 0 | 0 | 0 | 0 | 0 | 0 | 0 | 0 | 0 | 0 |  | 0
Lateral Hardening-Fuse-10070718 | Lateral Hardening | 214934.86 | 0 | 0 | 0 | 0 | 0 | 0 | 0 | 0 | 0 | 0 |  | 0
Lateral Hardening-Fuse-10070720 | Lateral Hardening | 217978.42 | 0 | 0 | 0 | 0 | 0 | 0 | 0 | 0 | 0 | 0 |  | 0
Lateral Hardening-Fuse-10070726 | Lateral Hardening | 56377.85 | 0 | 0 | 0 | 0 | 0 | 0 | 0 | 0 | 0 | 0 |  | 0
Lateral Hardening-Fuse-10070727 | Lateral Hardening | 233141.78 | 0 | 0 | 0 | 0 | 0 | 0 | 0 | 0 | 0 | 0 |  | 0
Lateral Hardening-Fuse-10070728 | Lateral Hardening | 110510.62 | 0 | 0 | 0 | 0 | 0 | 0 | 0 | 0 | 0 | 0 |  | 0
Lateral Hardening-Fuse-10070730 | Lateral Hardening | 55302.53 | 0 | 0 | 0 | 0 | 0 | 0 | 0 | 0 | 0 | 0 |  | 0
Lateral Hardening-Fuse-10070731 | Lateral Hardening | 117713.8 | 0 | 0 | 0 | 0 | 0 | 0 | 0 | 0 | 0 | 0 |  | 0
Lateral Hardening-Fuse-10070732 | Lateral Hardening | 98463.78 | 0 | 0 | 0 | 0 | 0 | 0 | 0 | 0 | 0 | 0 |  | 0
Lateral Hardening-Fuse-10070735 | Lateral Hardening | 50000 | 0 | 0 | 0 | 0 | 0 | 0 | 0 | 0 | 0 | 0 |  | 0
Lateral Hardening-Fuse-10070737 | Lateral Hardening | 59410.67 | 0 | 0 | 0 | 0 | 0 | 0 | 0 | 0 | 0 | 0 |  | 0
Lateral Hardening-Fuse-10070738 | Lateral Hardening | 53607.61 | 0 | 0 | 0 | 0 | 0 | 0 | 0 | 0 | 0 | 0 |  | 0
Lateral Hardening-Fuse-10070739 | Lateral Hardening | 246505.83 | 0 | 0 | 0 | 0 | 2028 | 0 | 0 | 0 | 0 | 0 |  | 2026 | 2026
Lateral Hardening-Fuse-10070740 | Lateral Hardening | 114676.72 | 0 | 0 | 0 | 0 | 0 | 0 | 0 | 0 | 0 | 0 |  | 0
Lateral Hardening-Fuse-10070741 | Lateral Hardening | 166358.31 | 0 | 0 | 0 | 0 | 0 | 0 | 0 | 0 | 0 | 0 |  | 0
Lateral Hardening-Fuse-10070743 | Lateral Hardening | 102488.22 | 0 | 0 | 0 | 0 | 0 | 0 | 0 | 0 | 0 | 0 |  | 0
Lateral Hardening-Fuse-10070744 | Lateral Hardening | 126890.81 | 0 | 0 | 0 | 0 | 2024 | 0 | 0 | 0 | 0 | 0 |  | 2024
Lateral Hardening-Fuse-10070746 | Lateral Hardening | 61388.91 | 0 | 0 | 0 | 0 | 0 | 0 | 0 | 0 | 0 | 0 |  | 2024 | 2024
Lateral Hardening-Fuse-10070747 | Lateral Hardening | 98269.9 | 0 | 0 | 0 | 0 | 0 | 0 | 0 | 0 | 0 | 0 |  | 0
Lateral Hardening-Fuse-10070749 | Lateral Hardening | 72026.13 | 0 | 0 | 0 | 0 | 0 | 0 | 0 | 0 | 0 | 0 |  | 0
Lateral Hardening-Fuse-10070750 | Lateral Hardening | 261785.01 | 0 | 0 | 0 | 0 | 0 | 0 | 0 | 0 | 0 | 0 |  | 0
Lateral Hardening-Fuse-10070752 | Lateral Hardening | 100934.96 | 0 | 0 | 0 | 0 | 0 | 0 | 0 | 0 | 0 | 0 |  | 0
Lateral Hardening-Fuse-10070758 | Lateral Hardening | 58466.27 | 0 | 0 | 0 | 0 | 0 | 0 | 0 | 0 | 0 | 0 |  | 0
Lateral Hardening-Fuse-10070760 | Lateral Hardening | 162255.17 | 0 | 0 | 0 | 0 | 0 | 0 | 0 | 0 | 0 | 0 |  | 0
Lateral Hardening-Fuse-10070761 | Lateral Hardening | 156699.69 | 0 | 0 | 0 | 0 | 0 | 0 | 0 | 0 | 0 | 0 |  | 0
Lateral Hardening-Fuse-10070762 | Lateral Hardening | 52910.05 | 0 | 0 | 0 | 0 | 0 | 0 | 0 | 0 | 0 | 0 |  | 0
Lateral Hardening-Fuse-10070763 | Lateral Hardening | 57443.17 | 0 | 0 | 0 | 0 | 0 | 0 | 0 | 0 | 0 | 0 |  | 0
Lateral Hardening-Fuse-10070764 | Lateral Hardening | 57422.43 | 0 | 0 | 0 | 0 | 0 | 0 | 0 | 0 | 0 | 0 |  | 0
Lateral Hardening-Fuse-10070766 | Lateral Hardening | 82413.29 | 0 | 0 | 0 | 0 | 0 | 0 | 0 | 0 | 0 | 0 |  | 0
Lateral Hardening-Fuse-10070767 | Lateral Hardening | 70854.39 | 0 | 0 | 0 | 0 | 0 | 0 | 0 | 0 | 0 | 0 |  | 0
Lateral Hardening-Fuse-10070769 | Lateral Hardening | 63072.35 | 0 | 0 | 0 | 0 | 0 | 0 | 0 | 0 | 0 | 0 |  | 0
Lateral Hardening-Fuse-10071927 | Lateral Hardening | 297062.21 | 0 | 0 | 0 | 0 | 0 | 0 | 0 | 0 | 0 | 0 |  | 0
Lateral Hardening-Fuse-10071929 | Lateral Hardening | 1761340.42 | 0 | 0 | 0 | 0 | 2026 | 0 | 0 | 0 | 0 | 0 |  | 2026
Lateral Hardening-Fuse-10071933 | Lateral Hardening | 63822.87 | 0 | 0 | 0 | 0 | 2026 | 0 | 0 | 0 | 0 | 0 |  | 2026
Lateral Hardening-Fuse-10071934 | Lateral Hardening | 50000 | 0 | 0 | 0 | 0 | 0 | 0 | 0 | 0 | 0 | 0 |  | 0
Lateral Hardening-Fuse-10071935 | Lateral Hardening | 55145.13 | 0 | 0 | 0 | 0 | 0 | 0 | 0 | 0 | 0 | 0 |  | 0
Lateral Hardening-Fuse-10071936 | Lateral Hardening | 277818.33 | 0 | 0 | 0 | 0 | 0 | 0 | 0 | 0 | 0 | 0 |  | 0
Lateral Hardening-Fuse-10071937 | Lateral Hardening | 57427.43 | 0 | 0 | 0 | 0 | 0 | 0 | 0 | 0 | 0 | 0 |  | 0
Lateral Hardening-Fuse-10071938 | Lateral Hardening | 51828.99 | 0 | 0 | 0 | 0 | 0 | 0 | 0 | 0 | 0 | 0 |  | 0
Lateral Hardening-Fuse-10071941 | Lateral Hardening | 474323.92 | 0 | 0 | 0 | 0 | 2026 | 0 | 0 | 0 | 0 | 0 |  | 2026
Lateral Hardening-Fuse-10071944 | Lateral Hardening | 117924.16 | 0 | 0 | 0 | 0 | 0 | 0 | 0 | 0 | 0 | 0 |  | 0
Lateral Hardening-Fuse-10071945 | Lateral Hardening | 57322.25 | 0 | 0 | 0 | 0 | 0 | 0 | 0 | 0 | 0 | 0 |  | 0
Lateral Hardening-Fuse-10071949 | Lateral Hardening | 119172.62 | 0 | 0 | 0 | 0 | 0 | 0 | 0 | 0 | 0 | 0 |  | 0
Lateral Hardening-Fuse-10071952 | Lateral Hardening | 185149.63 | 0 | 0 | 0 | 0 | 0 | 0 | 0 | 0 | 0 | 0 |  | 0
Lateral Hardening-Fuse-10071954 | Lateral Hardening | 493689.81 | 0 | 0 | 0 | 0 | 0 | 0 | 0 | 0 | 0 | 0 |  | 0
Lateral Hardening-Fuse-10071955 | Lateral Hardening | 91986.1 | 0 | 0 | 0 | 0 | 0 | 0 | 0 | 0 | 0 | 0 |  | 0
Lateral Hardening-Fuse-10071956 | Lateral Hardening | 78578.97 | 0 | 0 | 0 | 0 | 0 | 0 | 0 | 0 | 0 | 0 |  | 0
Lateral Hardening-Fuse-10071958 | Lateral Hardening | 184944.05 | 0 | 0 | 0 | 0 | 0 | 0 | 0 | 0 | 0 | 0 |  | 0
Lateral Hardening-Fuse-10071961 | Lateral Hardening | 54583.49 | 0 | 0 | 0 | 0 | 2026 | 0 | 0 | 0 | 0 | 0 |  | 0 | 0
Lateral Hardening-Fuse-10071962 | Lateral Hardening | 70231.77 | 0 | 0 | 0 | 0 | 2026 | 0 | 0 | 0 | 0 | 0 |  | 0 | 0
Lateral Hardening-Fuse-10071964 | Lateral Hardening | 461472.07 | 0 | 0 | 0 | 0 | 0 | 0 | 0 | 0 | 0 | 0 |  | 0
Lateral Hardening-Fuse-10071965 | Lateral Hardening | 163431.41 | 0 | 0 | 0 | 0 | 0 | 0 | 0 | 0 | 0 | 0 |  | 0
Lateral Hardening-Fuse-10071966 | Lateral Hardening | 572726.78 | 0 | 0 | 0 | 0 | 2026 | 0 | 0 | 0 | 0 | 0 |  | 2026
Lateral Hardening-Fuse-10071967 | Lateral Hardening | 234484.68 | 0 | 0 | 0 | 0 | 0 | 0 | 0 | 0 | 0 | 0 |  | 0
Lateral Hardening-Fuse-10071969 | Lateral Hardening | 68560.61 | 0 | 0 | 0 | 0 | 0 | 0 | 0 | 0 | 0 | 0 |  | 0
Lateral Hardening-Fuse-10071970 | Lateral Hardening | 892614.56 | 0 | 0 | 0 | 0 | 0 | 0 | 0 | 0 | 0 | 0 |  | 0
Lateral Hardening-Fuse-10071973 | Lateral Hardening | 61742.96 | 0 | 0 | 0 | 0 | 0 | 0 | 0 | 0 | 0 | 0 |  | 0
Lateral Hardening-Fuse-10071974 | Lateral Hardening | 51766.03 | 0 | 0 | 0 | 0 | 0 | 0 | 0 | 0 | 0 | 0 |  | 0
Lateral Hardening-Fuse-10071989 | Lateral Hardening | 360656.55 | 0 | 0 | 0 | 0 | 2026 | 0 | 0 | 0 | 0 | 0 |  | 2026
Lateral Hardening-Fuse-10071990 | Lateral Hardening | 50000 | 0 | 0 | 0 | 0 | 0 | 0 | 0 | 0 | 0 | 0 |  | 0
Lateral Hardening-Fuse-10071991 | Lateral Hardening | 61115.59 | 0 | 0 | 0 | 0 | 0 | 0 | 0 | 0 | 0 | 0 |  | 0
Lateral Hardening-Fuse-10071992 | Lateral Hardening | 268312.11 | 0 | 0 | 0 | 0 | 0 | 0 | 0 | 0 | 0 | 0 |  | 0
Lateral Hardening-Fuse-10071994 | Lateral Hardening | 425619.54 | 0 | 0 | 0 | 0 | 0 | 0 | 0 | 0 | 0 | 0 |  | 0
Lateral Hardening-Fuse-10072002 | Lateral Hardening | 75014.01 | 0 | 0 | 0 | 0 | 0 | 0 | 0 | 0 | 0 | 0 |  | 0
Lateral Hardening-Fuse-10072003 | Lateral Hardening | 51341.05 | 0 | 0 | 0 | 0 | 0 | 0 | 0 | 0 | 0 | 0 |  | 0
Lateral Hardening-Fuse-10072004 | Lateral Hardening | 50700.71 | 0 | 0 | 0 | 0 | 0 | 0 | 0 | 0 | 0 | 0 |  | 0
Lateral Hardening-Fuse-10072005 | Lateral Hardening | 56026.57 | 0 | 0 | 0 | 0 | 0 | 0 | 0 | 0 | 0 | 0 |  | 0
Lateral Hardening-Fuse-10072006 | Lateral Hardening | 51456.23 | 0 | 0 | 0 | 0 | 0 | 0 | 0 | 0 | 0 | 0 |  | 0
Lateral Hardening-Fuse-10072007 | Lateral Hardening | 184907.25 | 0 | 0 | 0 | 0 | 0 | 0 | 0 | 0 | 0 | 0 |  | 0
Lateral Hardening-Fuse-10072009 | Lateral Hardening | 201156.87 | 0 | 0 | 0 | 0 | 2026 | 0 | 0 | 0 | 0 | 0 |  | 2026
Lateral Hardening-Fuse-10072011 | Lateral Hardening | 50958.29 | 0 | 0 | 0 | 0 | 0 | 0 | 0 | 0 | 0 | 0 |  | 0
Lateral Hardening-Fuse-10072012 | Lateral Hardening | 119566.12 | 0 | 0 | 0 | 0 | 0 | 0 | 0 | 0 | 0 | 0 |  | 0
Lateral Hardening-Fuse-10072013 | Lateral Hardening | 102907.46 | 0 | 0 | 0 | 0 | 0 | 0 | 0 | 0 | 0 | 0 |  | 0
Lateral Hardening-Fuse-10072014 | Lateral Hardening | 111575.94 | 0 | 0 | 0 | 0 | 0 | 0 | 0 | 0 | 0 | 0 |  | 0
Lateral Hardening-Fuse-10072015 | Lateral Hardening | 99796.68 | 0 | 0 | 0 | 0 | 0 | 0 | 0 | 0 | 0 | 0 |  | 0
Lateral Hardening-Fuse-10072016 | Lateral Hardening | 388997.17 | 0 | 0 | 0 | 0 | 2026 | 0 | 0 | 0 | 0 | 0 |  | 2026
Lateral Hardening-Fuse-10075183 | Lateral Hardening | 181910.7 | 0 | 0 | 0 | 0 | 0 | 0 | 0 | 0 | 0 | 0 |  | 0
Lateral Hardening-Fuse-10075189 | Lateral Hardening | 50000 | 0 | 0 | 0 | 0 | 0 | 0 | 0 | 0 | 0 | 0 |  | 0
Lateral Hardening-Fuse-10075203 | Lateral Hardening | 50000 | 0 | 0 | 0 | 0 | 0 | 0 | 0 | 0 | 0 | 0 |  | 0
Lateral Hardening-Fuse-10075211 | Lateral Hardening | 100909.45 | 0 | 0 | 0 | 0 | 0 | 0 | 0 | 0 | 0 | 0 |  | 0
Lateral Hardening-Fuse-10075218 | Lateral Hardening | 50000 | 0 | 0 | 0 | 0 | 0 | 0 | 0 | 0 | 0 | 0 |  | 0
Lateral Hardening-Fuse-10075221 | Lateral Hardening | 212222.58 | 0 | 0 | 0 | 0 | 0 | 0 | 0 | 0 | 0 | 0 |  | 0
Lateral Hardening-Fuse-10075222 | Lateral Hardening | 432315.16 | 0 | 0 | 0 | 0 | 0 | 0 | 0 | 0 | 0 | 0 |  | 0
Lateral Hardening-Fuse-10075223 | Lateral Hardening | 282971.79 | 0 | 0 | 0 | 0 | 0 | 0 | 0 | 0 | 0 | 0 |  | 0
Lateral Hardening-Fuse-10075228 | Lateral Hardening | 211587.24 | 0 | 0 | 0 | 0 | 0 | 0 | 0 | 0 | 0 | 0 |  | 0
Lateral Hardening-Fuse-10075230 | Lateral Hardening | 390548.29 | 0 | 0 | 0 | 0 | 0 | 0 | 0 | 0 | 0 | 0 |  | 0
Lateral Hardening-Fuse-10075231 | Lateral Hardening | 513280.37 | 0 | 0 | 0 | 0 | 0 | 0 | 0 | 0 | 0 | 0 |  | 0
Lateral Hardening-Fuse-10075232 | Lateral Hardening | 136667.34 | 0 | 0 | 0 | 0 | 0 | 0 | 0 | 0 | 0 | 0 |  | 2027 | 2027
Lateral Hardening-Fuse-10075234 | Lateral Hardening | 104383.86 | 0 | 0 | 0 | 0 | 0 | 0 | 0 | 0 | 0 | 0 |  | 0
Lateral Hardening-Fuse-10075240 | Lateral Hardening | 116926.5 | 0 | 0 | 0 | 0 | 0 | 0 | 0 | 0 | 0 | 0 |  | 0
Lateral Hardening-Fuse-10075242 | Lateral Hardening | 58770.33 | 0 | 0 | 0 | 0 | 0 | 0 | 0 | 0 | 0 | 0 |  | 0
Lateral Hardening-Fuse-10075243 | Lateral Hardening | 367803.99 | 0 | 0 | 0 | 0 | 0 | 0 | 0 | 0 | 0 | 0 |  | 0
Lateral Hardening-Fuse-10075244 | Lateral Hardening | 60271.37 | 0 | 0 | 0 | 0 | 0 | 0 | 0 | 0 | 0 | 0 |  | 0
Lateral Hardening-Fuse-10075245 | Lateral Hardening | 50000 | 0 | 0 | 0 | 0 | 0 | 0 | 0 | 0 | 0 | 0 |  | 0
Lateral Hardening-Fuse-10075246 | Lateral Hardening | 168336.55 | 0 | 0 | 0 | 0 | 0 | 0 | 0 | 0 | 0 | 0 |  | 0
Lateral Hardening-Fuse-10075247 | Lateral Hardening | 50000 | 0 | 0 | 0 | 0 | 0 | 0 | 0 | 0 | 0 | 0 |  | 0
Lateral Hardening-Fuse-10075249 | Lateral Hardening | 56975.97 | 0 | 0 | 0 | 0 | 0 | 0 | 0 | 0 | 0 | 0 |  | 0
Lateral Hardening-Fuse-10075253 | Lateral Hardening | 209068.1 | 0 | 0 | 0 | 0 | 0 | 0 | 0 | 0 | 0 | 0 |  | 0
Lateral Hardening-Fuse-10075259 | Lateral Hardening | 177350.57 | 0 | 0 | 0 | 0 | 0 | 0 | 0 | 0 | 0 | 0 |  | 0
Lateral Hardening-Fuse-10075260 | Lateral Hardening | 56750.61 | 0 | 0 | 0 | 0 | 0 | 0 | 0 | 0 | 0 | 0 |  | 0
Lateral Hardening-Fuse-10075267 | Lateral Hardening | 50000 | 0 | 0 | 0 | 0 | 0 | 0 | 0 | 0 | 0 | 0 |  | 0
Lateral Hardening-Fuse-10075278 | Lateral Hardening | 1077699.72 | 0 | 0 | 0 | 0 | 2025 | 0 | 0 | 0 | 0 | 0 |  | 2027 | 2027
Lateral Hardening-Fuse-10075279 | Lateral Hardening | 166893.47 | 0 | 0 | 0 | 0 | 0 | 0 | 0 | 0 | 0 | 0 |  | 0
Lateral Hardening-Fuse-10075285 | Lateral Hardening | 131954.98 | 0 | 0 | 0 | 0 | 0 | 0 | 0 | 0 | 0 | 0 |  | 0
Lateral Hardening-Fuse-10075286 | Lateral Hardening | 55228.83 | 0 | 0 | 0 | 0 | 0 | 0 | 0 | 0 | 0 | 0 |  | 0
Lateral Hardening-Fuse-10075287 | Lateral Hardening | 56467.29 | 0 | 0 | 0 | 0 | 0 | 0 | 0 | 0 | 0 | 0 |  | 0
Lateral Hardening-Fuse-10075288 | Lateral Hardening | 57873.15 | 0 | 0 | 0 | 0 | 0 | 0 | 0 | 0 | 0 | 0 |  | 0
Lateral Hardening-Fuse-10075289 | Lateral Hardening | 168478.21 | 0 | 0 | 0 | 0 | 0 | 0 | 0 | 0 | 0 | 0 |  | 0
Lateral Hardening-Fuse-10075293 | Lateral Hardening | 51041.99 | 0 | 0 | 0 | 0 | 0 | 0 | 0 | 0 | 0 | 0 |  | 0
Lateral Hardening-Fuse-10075294 | Lateral Hardening | 74411.63 | 0 | 0 | 0 | 0 | 0 | 0 | 0 | 0 | 0 | 0 |  | 0
Lateral Hardening-Fuse-10075295 | Lateral Hardening | 53928.15 | 0 | 0 | 0 | 0 | 0 | 0 | 0 | 0 | 0 | 0 |  | 0
Lateral Hardening-Fuse-10075298 | Lateral Hardening | 106654.32 | 0 | 0 | 0 | 0 | 0 | 0 | 0 | 0 | 0 | 0 |  | 0
Lateral Hardening-Fuse-10075299 | Lateral Hardening | 50000 | 0 | 0 | 0 | 0 | 0 | 0 | 0 | 0 | 0 | 0 |  | 0
Lateral Hardening-Fuse-10075301 | Lateral Hardening | 586997.17 | 0 | 0 | 0 | 0 | 0 | 0 | 0 | 0 | 0 | 0 |  | 0
Lateral Hardening-Fuse-10075303 | Lateral Hardening | 50000 | 0 | 0 | 0 | 0 | 0 | 0 | 0 | 0 | 0 | 0 |  | 0
Lateral Hardening-Fuse-10075304 | Lateral Hardening | 61058.37 | 0 | 0 | 0 | 0 | 2025 | 0 | 0 | 0 | 0 | 0 |  | 2027 | 2027
Lateral Hardening-Fuse-10075305 | Lateral Hardening | 408755.95 | 0 | 0 | 0 | 0 | 0 | 0 | 0 | 0 | 0 | 0 |  | 0
Lateral Hardening-Fuse-10075306 | Lateral Hardening | 50774.41 | 0 | 0 | 0 | 0 | 0 | 0 | 0 | 0 | 0 | 0 |  | 0
Lateral Hardening-Fuse-10075312 | Lateral Hardening | 165178.55 | 0 | 0 | 0 | 0 | 0 | 0 | 0 | 0 | 0 | 0 |  | 0
Lateral Hardening-Fuse-10075313 | Lateral Hardening | 162313.13 | 0 | 0 | 0 | 0 | 0 | 0 | 0 | 0 | 0 | 0 |  | 0
Lateral Hardening-Fuse-10075314 | Lateral Hardening | 61137.07 | 0 | 0 | 0 | 0 | 0 | 0 | 0 | 0 | 0 | 0 |  | 0
Lateral Hardening-Fuse-10075317 | Lateral Hardening | 106712.28 | 0 | 0 | 0 | 0 | 0 | 0 | 0 | 0 | 0 | 0 |  | 0
Lateral Hardening-Fuse-10075319 | Lateral Hardening | 224290.9 | 0 | 0 | 0 | 0 | 2025 | 0 | 0 | 0 | 0 | 0 |  | 2027 | 2027
Lateral Hardening-Fuse-10075333 | Lateral Hardening | 73699.57 | 0 | 0 | 0 | 0 | 0 | 0 | 0 | 0 | 0 | 0 |  | 0
Lateral Hardening-Fuse-10075336 | Lateral Hardening | 86909.19 | 0 | 0 | 0 | 0 | 2025 | 0 | 0 | 0 | 0 | 0 |  | 2027 | 2027
Lateral Hardening-Fuse-10075339 | Lateral Hardening | 149471.82 | 0 | 0 | 0 | 0 | 0 | 0 | 0 | 0 | 0 | 0 |  | 0
Lateral Hardening-Fuse-10075340 | Lateral Hardening | 101076.62 | 0 | 0 | 0 | 0 | 0 | 0 | 0 | 0 | 0 | 0 |  | 0
Lateral Hardening-Fuse-10075341 | Lateral Hardening | 50000 | 0 | 0 | 0 | 0 | 0 | 0 | 0 | 0 | 0 | 0 |  | 0
Lateral Hardening-Fuse-10075343 | Lateral Hardening | 112813.66 | 0 | 0 | 0 | 0 | 0 | 0 | 0 | 0 | 0 | 0 |  | 0
Lateral Hardening-Fuse-10075346 | Lateral Hardening | 50000 | 0 | 0 | 0 | 0 | 0 | 0 | 0 | 0 | 0 | 0 |  | 0
Lateral Hardening-Fuse-10075347 | Lateral Hardening | 50000 | 0 | 0 | 0 | 0 | 0 | 0 | 0 | 0 | 0 | 0 |  | 0
Lateral Hardening-Fuse-10075350 | Lateral Hardening | 68280.01 | 0 | 0 | 0 | 0 | 0 | 0 | 0 | 0 | 0 | 0 |  | 0
Lateral Hardening-Fuse-10075352 | Lateral Hardening | 105242.72 | 0 | 0 | 0 | 0 | 0 | 0 | 0 | 0 | 0 | 0 |  | 0
Lateral Hardening-Fuse-10075353 | Lateral Hardening | 98731.36 | 0 | 0 | 0 | 0 | 0 | 0 | 0 | 0 | 0 | 0 |  | 0
Lateral Hardening-Fuse-10075354 | Lateral Hardening | 145568.88 | 0 | 0 | 0 | 0 | 0 | 0 | 0 | 0 | 0 | 0 |  | 0
Lateral Hardening-Fuse-10075355 | Lateral Hardening | 50000 | 0 | 0 | 0 | 0 | 2025 | 0 | 0 | 0 | 0 | 0 |  | 2027 | 2027
Lateral Hardening-Fuse-10075360 | Lateral Hardening | 50000 | 0 | 0 | 0 | 0 | 0 | 0 | 0 | 0 | 0 | 0 |  | 0
Lateral Hardening-Fuse-10077309 | Lateral Hardening | 760748.76 | 0 | 0 | 0 | 0 | 0 | 0 | 0 | 0 | 0 | 0 |  | 0
Lateral Hardening-Fuse-10077312 | Lateral Hardening | 346701.8 | 0 | 0 | 0 | 0 | 0 | 0 | 0 | 0 | 0 | 0 |  | 0
Lateral Hardening-Fuse-10077313 | Lateral Hardening | 590033.89 | 0 | 0 | 0 | 0 | 0 | 0 | 0 | 0 | 0 | 0 |  | 0
Lateral Hardening-Fuse-10077317 | Lateral Hardening | 55039.95 | 0 | 0 | 0 | 0 | 0 | 0 | 0 | 0 | 0 | 0 |  | 0
Lateral Hardening-Fuse-10077321 | Lateral Hardening | 141541.38 | 0 | 0 | 0 | 0 | 0 | 0 | 0 | 0 | 0 | 0 |  | 0
Lateral Hardening-Fuse-10080873 | Lateral Hardening | 184197.35 | 0 | 0 | 0 | 0 | 0 | 0 | 0 | 0 | 0 | 0 |  | 0
Lateral Hardening-Fuse-10080875 | Lateral Hardening | 283878.97 | 0 | 0 | 0 | 0 | 0 | 0 | 0 | 0 | 0 | 0 |  | 0
Lateral Hardening-Fuse-10080876 | Lateral Hardening | 255119.88 | 0 | 0 | 0 | 0 | 0 | 0 | 0 | 0 | 0 | 0 |  | 0
Lateral Hardening-Fuse-10080878 | Lateral Hardening | 52458.59 | 0 | 0 | 0 | 0 | 0 | 0 | 0 | 0 | 0 | 0 |  | 0
Lateral Hardening-Fuse-10080879 | Lateral Hardening | 52080.83 | 0 | 0 | 0 | 0 | 0 | 0 | 0 | 0 | 0 | 0 |  | 0
Lateral Hardening-Fuse-10080880 | Lateral Hardening | 50522.57 | 0 | 0 | 0 | 0 | 0 | 0 | 0 | 0 | 0 | 0 |  | 0
Lateral Hardening-Fuse-10080881 | Lateral Hardening | 50000 | 0 | 0 | 0 | 0 | 0 | 0 | 0 | 0 | 0 | 0 |  | 0
Lateral Hardening-Fuse-10080884 | Lateral Hardening | 67784.35 | 0 | 0 | 0 | 0 | 2027 | 0 | 0 | 0 | 0 | 0 |  | 0 | 0
Lateral Hardening-Fuse-10080885 | Lateral Hardening | 155434.01 | 0 | 0 | 0 | 0 | 0 | 0 | 0 | 0 | 0 | 0 |  | 0
Lateral Hardening-Fuse-10080887 | Lateral Hardening | 80876.51 | 0 | 0 | 0 | 0 | 0 | 0 | 0 | 0 | 0 | 0 |  | 0
Lateral Hardening-Fuse-10080890 | Lateral Hardening | 108883.66 | 0 | 0 | 0 | 0 | 0 | 0 | 0 | 0 | 0 | 0 |  | 0
Lateral Hardening-Fuse-10080891 | Lateral Hardening | 52065.09 | 0 | 0 | 0 | 0 | 0 | 0 | 0 | 0 | 0 | 0 |  | 0
Lateral Hardening-Fuse-10080894 | Lateral Hardening | 106774.5 | 0 | 0 | 0 | 0 | 0 | 0 | 0 | 0 | 0 | 0 |  | 0
Lateral Hardening-Fuse-10080895 | Lateral Hardening | 226336.36 | 0 | 0 | 0 | 0 | 2024 | 0 | 0 | 0 | 0 | 0 |  | 2024
Lateral Hardening-Fuse-10080898 | Lateral Hardening | 50785.15 | 0 | 0 | 0 | 0 | 0 | 0 | 0 | 0 | 0 | 0 |  | 0
Lateral Hardening-Fuse-10080905 | Lateral Hardening | 56042.31 | 0 | 0 | 0 | 0 | 0 | 0 | 0 | 0 | 0 | 0 |  | 0
Lateral Hardening-Fuse-10080906 | Lateral Hardening | 384482.65 | 0 | 0 | 0 | 0 | 0 | 0 | 0 | 0 | 0 | 0 |  | 0
Lateral Hardening-Fuse-10080907 | Lateral Hardening | 105096.06 | 0 | 0 | 0 | 0 | 0 | 0 | 0 | 0 | 0 | 0 |  | 0
Lateral Hardening-Fuse-10080908 | Lateral Hardening | 98238.42 | 0 | 0 | 0 | 0 | 0 | 0 | 0 | 0 | 0 | 0 |  | 0
Lateral Hardening-Fuse-10080909 | Lateral Hardening | 96947.74 | 0 | 0 | 0 | 0 | 0 | 0 | 0 | 0 | 0 | 0 |  | 0
Lateral Hardening-Fuse-10080910 | Lateral Hardening | 108747.74 | 0 | 0 | 0 | 0 | 0 | 0 | 0 | 0 | 0 | 0 |  | 0
Lateral Hardening-Fuse-10080911 | Lateral Hardening | 207998.52 | 0 | 0 | 0 | 0 | 0 | 0 | 0 | 0 | 0 | 0 |  | 0
Lateral Hardening-Fuse-10080912 | Lateral Hardening | 76966.69 | 0 | 0 | 0 | 0 | 2027 | 0 | 0 | 0 | 0 | 0 |  | 2028 | 2028
Lateral Hardening-Fuse-10080918 | Lateral Hardening | 50000 | 0 | 0 | 0 | 0 | 0 | 0 | 0 | 0 | 0 | 0 |  | 0
Lateral Hardening-Fuse-10080921 | Lateral Hardening | 737047.8 | 0 | 0 | 0 | 0 | 2024 | 0 | 0 | 0 | 0 | 0 |  | 2024
Lateral Hardening-Fuse-10080923 | Lateral Hardening | 134291.66 | 0 | 0 | 0 | 0 | 0 | 0 | 0 | 0 | 0 | 0 |  | 0
Lateral Hardening-Fuse-10080925 | Lateral Hardening | 54252.95 | 0 | 0 | 0 | 0 | 0 | 0 | 0 | 0 | 0 | 0 |  | 0
Lateral Hardening-Fuse-10080926 | Lateral Hardening | 64610.61 | 0 | 0 | 0 | 0 | 0 | 0 | 0 | 0 | 0 | 0 |  | 0
Lateral Hardening-Fuse-10080927 | Lateral Hardening | 111107.7 | 0 | 0 | 0 | 0 | 0 | 0 | 0 | 0 | 0 | 0 |  | 0
Lateral Hardening-Fuse-10080929 | Lateral Hardening | 57873.15 | 0 | 0 | 0 | 0 | 0 | 0 | 0 | 0 | 0 | 0 |  | 0
Lateral Hardening-Fuse-10080930 | Lateral Hardening | 50448.87 | 0 | 0 | 0 | 0 | 0 | 0 | 0 | 0 | 0 | 0 |  | 0
Lateral Hardening-Fuse-10080932 | Lateral Hardening | 122415.8 | 0 | 0 | 0 | 0 | 2024 | 0 | 0 | 0 | 0 | 0 |  | 2024
Lateral Hardening-Fuse-10080933 | Lateral Hardening | 94261.2 | 0 | 0 | 0 | 0 | 0 | 0 | 0 | 0 | 0 | 0 |  | 0
Lateral Hardening-Fuse-10080934 | Lateral Hardening | 57526.87 | 0 | 0 | 0 | 0 | 0 | 0 | 0 | 0 | 0 | 0 |  | 0
Lateral Hardening-Fuse-10080935 | Lateral Hardening | 50000 | 0 | 0 | 0 | 0 | 0 | 0 | 0 | 0 | 0 | 0 |  | 0
Lateral Hardening-Fuse-10080936 | Lateral Hardening | 340278.3 | 0 | 0 | 0 | 0 | 0 | 0 | 0 | 0 | 0 | 0 |  | 0
Lateral Hardening-Fuse-10080937 | Lateral Hardening | 75860.45 | 0 | 0 | 0 | 0 | 0 | 0 | 0 | 0 | 0 | 0 |  | 0
Lateral Hardening-Fuse-10080938 | Lateral Hardening | 73487.23 | 0 | 0 | 0 | 0 | 0 | 0 | 0 | 0 | 0 | 0 |  | 0
Lateral Hardening-Fuse-10080939 | Lateral Hardening | 101633.26 | 0 | 0 | 0 | 0 | 0 | 0 | 0 | 0 | 0 | 0 |  | 0
Lateral Hardening-Fuse-10080940 | Lateral Hardening | 57773.71 | 0 | 0 | 0 | 0 | 0 | 0 | 0 | 0 | 0 | 0 |  | 0
Lateral Hardening-Fuse-10080944 | Lateral Hardening | 89100 | 0 | 0 | 0 | 0 | 0 | 0 | 0 | 0 | 0 | 0 |  | 0
Lateral Hardening-Fuse-10080947 | Lateral Hardening | 109434.56 | 0 | 0 | 0 | 0 | 0 | 0 | 0 | 0 | 0 | 0 |  | 0
Lateral Hardening-Fuse-10080948 | Lateral Hardening | 192347.22 | 0 | 0 | 0 | 0 | 0 | 0 | 0 | 0 | 0 | 0 |  | 0
Lateral Hardening-Fuse-10080955 | Lateral Hardening | 69542.97 | 0 | 0 | 0 | 0 | 0 | 0 | 0 | 0 | 0 | 0 |  | 0
Lateral Hardening-Fuse-10080956 | Lateral Hardening | 50000 | 0 | 0 | 0 | 0 | 0 | 0 | 0 | 0 | 0 | 0 |  | 0
Lateral Hardening-Fuse-10080958 | Lateral Hardening | 67406.59 | 0 | 0 | 0 | 0 | 0 | 0 | 0 | 0 | 0 | 0 |  | 0
Lateral Hardening-Fuse-10080960 | Lateral Hardening | 50000 | 0 | 0 | 0 | 0 | 0 | 0 | 0 | 0 | 0 | 0 |  | 0
Lateral Hardening-Fuse-10080962 | Lateral Hardening | 319657.42 | 0 | 0 | 0 | 0 | 0 | 0 | 0 | 0 | 0 | 0 |  | 0
Lateral Hardening-Fuse-10080963 | Lateral Hardening | 57679.27 | 0 | 0 | 0 | 0 | 0 | 0 | 0 | 0 | 0 | 0 |  | 0
Lateral Hardening-Fuse-10080964 | Lateral Hardening | 54725.15 | 0 | 0 | 0 | 0 | 0 | 0 | 0 | 0 | 0 | 0 |  | 0
Lateral Hardening-Fuse-10080965 | Lateral Hardening | 54992.73 | 0 | 0 | 0 | 0 | 0 | 0 | 0 | 0 | 0 | 0 |  | 0
Lateral Hardening-Fuse-10080966 | Lateral Hardening | 123753.7 | 0 | 0 | 0 | 0 | 0 | 0 | 0 | 0 | 0 | 0 |  | 0
Lateral Hardening-Fuse-10080967 | Lateral Hardening | 50000 | 0 | 0 | 0 | 0 | 0 | 0 | 0 | 0 | 0 | 0 |  | 0
Lateral Hardening-Fuse-10080968 | Lateral Hardening | 100195.18 | 0 | 0 | 0 | 0 | 0 | 0 | 0 | 0 | 0 | 0 |  | 0
Lateral Hardening-Fuse-10080969 | Lateral Hardening | 115484.46 | 0 | 0 | 0 | 0 | 0 | 0 | 0 | 0 | 0 | 0 |  | 0
Lateral Hardening-Fuse-10080970 | Lateral Hardening | 66709.03 | 0 | 0 | 0 | 0 | 0 | 0 | 0 | 0 | 0 | 0 |  | 0
Lateral Hardening-Fuse-10080971 | Lateral Hardening | 110489.88 | 0 | 0 | 0 | 0 | 0 | 0 | 0 | 0 | 0 | 0 |  | 0
Lateral Hardening-Fuse-10080973 | Lateral Hardening | 57222.81 | 0 | 0 | 0 | 0 | 0 | 0 | 0 | 0 | 0 | 0 |  | 0
Lateral Hardening-Fuse-10080974 | Lateral Hardening | 115887.96 | 0 | 0 | 0 | 0 | 0 | 0 | 0 | 0 | 0 | 0 |  | 0
Lateral Hardening-Fuse-10080975 | Lateral Hardening | 65942.77 | 0 | 0 | 0 | 0 | 0 | 0 | 0 | 0 | 0 | 0 |  | 0
Lateral Hardening-Fuse-10080976 | Lateral Hardening | 155891.21 | 0 | 0 | 0 | 0 | 0 | 0 | 0 | 0 | 0 | 0 |  | 0
Lateral Hardening-Fuse-10080977 | Lateral Hardening | 409369.78 | 0 | 0 | 0 | 0 | 2027 | 0 | 0 | 0 | 0 | 0 |  | 2028 | 2028
Lateral Hardening-Fuse-10080979 | Lateral Hardening | 57364.47 | 0 | 0 | 0 | 0 | 0 | 0 | 0 | 0 | 0 | 0 |  | 0
Lateral Hardening-Fuse-10080980 | Lateral Hardening | 51199.39 | 0 | 0 | 0 | 0 | 0 | 0 | 0 | 0 | 0 | 0 |  | 0
Lateral Hardening-Fuse-10080984 | Lateral Hardening | 387251.96 | 0 | 0 | 0 | 0 | 0 | 0 | 0 | 0 | 0 | 0 |  | 0
Lateral Hardening-Fuse-10080985 | Lateral Hardening | 98857.28 | 0 | 0 | 0 | 0 | 0 | 0 | 0 | 0 | 0 | 0 |  | 0
Lateral Hardening-Fuse-10080987 | Lateral Hardening | 270580.18 | 0 | 0 | 0 | 0 | 0 | 0 | 0 | 0 | 0 | 0 |  | 0
Lateral Hardening-Fuse-10084364 | Lateral Hardening | 153997.41 | 0 | 0 | 0 | 0 | 0 | 0 | 0 | 0 | 0 | 0 |  | 0
Lateral Hardening-Fuse-10084365 | Lateral Hardening | 154989.82 | 0 | 0 | 0 | 0 | 0 | 0 | 0 | 0 | 0 | 0 |  | 0
Lateral Hardening-Fuse-10085305 | Lateral Hardening | 344972.01 | 0 | 0 | 0 | 0 | 0 | 0 | 0 | 0 | 0 | 0 |  | 0
Lateral Hardening-Fuse-10085312 | Lateral Hardening | 228766.11 | 0 | 0 | 0 | 0 | 0 | 0 | 0 | 0 | 0 | 0 |  | 0
Lateral Hardening-Fuse-10085313 | Lateral Hardening | 258406.1 | 0 | 0 | 0 | 0 | 0 | 0 | 0 | 0 | 0 | 0 |  | 0
Lateral Hardening-Fuse-10085314 | Lateral Hardening | 113662.98 | 0 | 0 | 0 | 0 | 0 | 0 | 0 | 0 | 0 | 0 |  | 0
Lateral Hardening-Fuse-10085315 | Lateral Hardening | 246617.49 | 0 | 0 | 0 | 0 | 0 | 0 | 0 | 0 | 0 | 0 |  | 0
Lateral Hardening-Fuse-10085316 | Lateral Hardening | 406712.07 | 0 | 0 | 0 | 0 | 0 | 0 | 0 | 0 | 0 | 0 |  | 0
Lateral Hardening-Fuse-10085317 | Lateral Hardening | 188161.22 | 0 | 0 | 0 | 0 | 0 | 0 | 0 | 0 | 0 | 0 |  | 0
Lateral Hardening-Fuse-10085327 | Lateral Hardening | 50000 | 0 | 0 | 0 | 0 | 0 | 0 | 0 | 0 | 0 | 0 |  | 0
Lateral Hardening-Fuse-10085332 | Lateral Hardening | 821147.56 | 0 | 0 | 0 | 0 | 2023 | 0 | 0 | 0 | 0 | 0 |  | 2023
Lateral Hardening-Fuse-10086434 | Lateral Hardening | 91573.23 | 0 | 0 | 0 | 0 | 0 | 0 | 0 | 0 | 0 | 0 |  | 0
Lateral Hardening-Fuse-10086437 | Lateral Hardening | 266807.6 | 0 | 0 | 0 | 0 | 0 | 0 | 0 | 0 | 0 | 0 |  | 0
Lateral Hardening-Fuse-10087539 | Lateral Hardening | 52862.83 | 0 | 0 | 0 | 0 | 0 | 0 | 0 | 0 | 0 | 0 |  | 0
Lateral Hardening-Fuse-10087540 | Lateral Hardening | 151379.62 | 0 | 0 | 0 | 0 | 0 | 0 | 0 | 0 | 0 | 0 |  | 0
Lateral Hardening-Fuse-10087541 | Lateral Hardening | 71212.65 | 0 | 0 | 0 | 0 | 0 | 0 | 0 | 0 | 0 | 0 |  | 0
Lateral Hardening-Fuse-10087542 | Lateral Hardening | 130003.22 | 0 | 0 | 0 | 0 | 0 | 0 | 0 | 0 | 0 | 0 |  | 0
Lateral Hardening-Fuse-10087543 | Lateral Hardening | 296626.49 | 0 | 0 | 0 | 0 | 0 | 0 | 0 | 0 | 0 | 0 |  | 0
Lateral Hardening-Fuse-10087545 | Lateral Hardening | 195279.91 | 0 | 0 | 0 | 0 | 2025 | 0 | 0 | 0 | 0 | 0 |  | 2028 | 2028
Lateral Hardening-Fuse-10087546 | Lateral Hardening | 56073.79 | 0 | 0 | 0 | 0 | 0 | 0 | 0 | 0 | 0 | 0 |  | 0
Lateral Hardening-Fuse-10087547 | Lateral Hardening | 110101.38 | 0 | 0 | 0 | 0 | 0 | 0 | 0 | 0 | 0 | 0 |  | 0
Lateral Hardening-Fuse-10087548 | Lateral Hardening | 121036.42 | 0 | 0 | 0 | 0 | 0 | 0 | 0 | 0 | 0 | 0 |  | 0
Lateral Hardening-Fuse-10087549 | Lateral Hardening | 61768.65 | 0 | 0 | 0 | 0 | 0 | 0 | 0 | 0 | 0 | 0 |  | 0
Lateral Hardening-Fuse-10087551 | Lateral Hardening | 98730.15 | 0 | 0 | 0 | 0 | 0 | 0 | 0 | 0 | 0 | 0 |  | 0
Lateral Hardening-Fuse-10087559 | Lateral Hardening | 174849.59 | 0 | 0 | 0 | 0 | 0 | 0 | 0 | 0 | 0 | 0 |  | 0
Lateral Hardening-Fuse-10087561 | Lateral Hardening | 50000 | 0 | 0 | 0 | 0 | 0 | 0 | 0 | 0 | 0 | 0 |  | 0
Lateral Hardening-Fuse-10087562 | Lateral Hardening | 184886.51 | 0 | 0 | 0 | 0 | 0 | 0 | 0 | 0 | 0 | 0 |  | 0
Lateral Hardening-Fuse-10087563 | Lateral Hardening | 63933.05 | 0 | 0 | 0 | 0 | 0 | 0 | 0 | 0 | 0 | 0 |  | 0
Lateral Hardening-Fuse-10087566 | Lateral Hardening | 50000 | 0 | 0 | 0 | 0 | 0 | 0 | 0 | 0 | 0 | 0 |  | 0
Lateral Hardening-Fuse-10087567 | Lateral Hardening | 290901.23 | 0 | 0 | 0 | 0 | 0 | 0 | 0 | 0 | 0 | 0 |  | 0
Lateral Hardening-Fuse-10087570 | Lateral Hardening | 50000 | 0 | 0 | 0 | 0 | 0 | 0 | 0 | 0 | 0 | 0 |  | 0
Lateral Hardening-Fuse-10087572 | Lateral Hardening | 371430.79 | 0 | 0 | 0 | 0 | 0 | 0 | 0 | 0 | 0 | 0 |  | 0
Lateral Hardening-Fuse-10087575 | Lateral Hardening | 807652.64 | 0 | 0 | 0 | 0 | 2025 | 0 | 0 | 0 | 0 | 0 |  | 2028 | 2028
Lateral Hardening-Fuse-10087578 | Lateral Hardening | 99250.78 | 0 | 0 | 0 | 0 | 0 | 0 | 0 | 0 | 0 | 0 |  | 0
Lateral Hardening-Fuse-10087587 | Lateral Hardening | 83709.71 | 0 | 0 | 0 | 0 | 2025 | 0 | 0 | 0 | 0 | 0 |  | 2028 | 2028
Lateral Hardening-Fuse-10087588 | Lateral Hardening | 101040.14 | 0 | 0 | 0 | 0 | 0 | 0 | 0 | 0 | 0 | 0 |  | 0
Lateral Hardening-Fuse-10087589 | Lateral Hardening | 211576.5 | 0 | 0 | 0 | 0 | 0 | 0 | 0 | 0 | 0 | 0 |  | 0
Lateral Hardening-Fuse-10087590 | Lateral Hardening | 180336.91 | 0 | 0 | 0 | 0 | 0 | 0 | 0 | 0 | 0 | 0 |  | 0
Lateral Hardening-Fuse-10087591 | Lateral Hardening | 50000 | 0 | 0 | 0 | 0 | 0 | 0 | 0 | 0 | 0 | 0 |  | 0
Lateral Hardening-Fuse-10087593 | Lateral Hardening | 59722.45 | 0 | 0 | 0 | 0 | 0 | 0 | 0 | 0 | 0 | 0 |  | 0
Lateral Hardening-Fuse-10087596 | Lateral Hardening | 235860.95 | 0 | 0 | 0 | 0 | 2025 | 0 | 0 | 0 | 0 | 0 |  | 2028 | 2028
Lateral Hardening-Fuse-10087598 | Lateral Hardening | 130459.68 | 0 | 0 | 0 | 0 | 2025 | 0 | 0 | 0 | 0 | 0 |  | 0 | 0
Lateral Hardening-Fuse-10087599 | Lateral Hardening | 64647.09 | 0 | 0 | 0 | 0 | 0 | 0 | 0 | 0 | 0 | 0 |  | 0
Lateral Hardening-Fuse-10087600 | Lateral Hardening | 211210.27 | 0 | 0 | 0 | 0 | 2025 | 0 | 0 | 0 | 0 | 0 |  | 2028 | 2028
Lateral Hardening-Fuse-10087604 | Lateral Hardening | 50000 | 0 | 0 | 0 | 0 | 0 | 0 | 0 | 0 | 0 | 0 |  | 0
Lateral Hardening-Fuse-10087605 | Lateral Hardening | 50000 | 0 | 0 | 0 | 0 | 0 | 0 | 0 | 0 | 0 | 0 |  | 0
Lateral Hardening-Fuse-10087609 | Lateral Hardening | 50000 | 0 | 0 | 0 | 0 | 0 | 0 | 0 | 0 | 0 | 0 |  | 0
Lateral Hardening-Fuse-10087610 | Lateral Hardening | 243573.14 | 0 | 0 | 0 | 0 | 0 | 0 | 0 | 0 | 0 | 0 |  | 0
Lateral Hardening-Fuse-10087611 | Lateral Hardening | 230133.52 | 0 | 0 | 0 | 0 | 0 | 0 | 0 | 0 | 0 | 0 |  | 0
Lateral Hardening-Fuse-10087612 | Lateral Hardening | 74217.75 | 0 | 0 | 0 | 0 | 0 | 0 | 0 | 0 | 0 | 0 |  | 0
Lateral Hardening-Fuse-10087613 | Lateral Hardening | 164446.28 | 0 | 0 | 0 | 0 | 0 | 0 | 0 | 0 | 0 | 0 |  | 0
Lateral Hardening-Fuse-10087614 | Lateral Hardening | 56530.25 | 0 | 0 | 0 | 0 | 0 | 0 | 0 | 0 | 0 | 0 |  | 0
Lateral Hardening-Fuse-10087615 | Lateral Hardening | 53854.45 | 0 | 0 | 0 | 0 | 0 | 0 | 0 | 0 | 0 | 0 |  | 0
Lateral Hardening-Fuse-10088500 | Lateral Hardening | 86360.58 | 0 | 0 | 0 | 0 | 0 | 0 | 0 | 0 | 0 | 0 |  | 0
Lateral Hardening-Fuse-10088509 | Lateral Hardening | 185138.35 | 0 | 0 | 0 | 0 | 0 | 0 | 0 | 0 | 0 | 0 |  | 2028 | 2028
Lateral Hardening-Fuse-10088510 | Lateral Hardening | 99754.51 | 0 | 0 | 0 | 0 | 0 | 0 | 0 | 0 | 0 | 0 |  | 0
Lateral Hardening-Fuse-10088511 | Lateral Hardening | 247729.24 | 0 | 0 | 0 | 0 | 0 | 0 | 0 | 0 | 0 | 0 |  | 0
Lateral Hardening-Fuse-10088519 | Lateral Hardening | 71699.35 | 0 | 0 | 0 | 0 | 0 | 0 | 0 | 0 | 0 | 0 |  | 0
Lateral Hardening-Fuse-10088520 | Lateral Hardening | 294316.81 | 0 | 0 | 0 | 0 | 0 | 0 | 0 | 0 | 0 | 0 |  | 0
Lateral Hardening-Fuse-10088540 | Lateral Hardening | 132154.6 | 0 | 0 | 0 | 0 | 0 | 0 | 0 | 0 | 0 | 0 |  | 0
Lateral Hardening-Fuse-10088546 | Lateral Hardening | 311884.18 | 0 | 0 | 0 | 0 | 0 | 0 | 0 | 0 | 0 | 0 |  | 0
Lateral Hardening-Fuse-10088547 | Lateral Hardening | 226201.23 | 0 | 0 | 0 | 0 | 0 | 0 | 0 | 0 | 0 | 0 |  | 0
Lateral Hardening-Fuse-10089355 | Lateral Hardening | 199556.81 | 0 | 0 | 0 | 0 | 2027 | 0 | 0 | 0 | 0 | 0 |  | 2026 | 2026
Lateral Hardening-Fuse-10089358 | Lateral Hardening | 198434.44 | 0 | 0 | 0 | 0 | 0 | 0 | 0 | 0 | 0 | 0 |  | 0
Lateral Hardening-Fuse-10089363 | Lateral Hardening | 50000 | 0 | 0 | 0 | 0 | 0 | 0 | 0 | 0 | 0 | 0 |  | 0
Lateral Hardening-Fuse-10089364 | Lateral Hardening | 478107.31 | 0 | 0 | 0 | 0 | 0 | 0 | 0 | 0 | 0 | 0 |  | 0
Lateral Hardening-Fuse-10089365 | Lateral Hardening | 92871.13 | 0 | 0 | 0 | 0 | 0 | 0 | 0 | 0 | 0 | 0 |  | 0
Lateral Hardening-Fuse-10089366 | Lateral Hardening | 168700.1 | 0 | 0 | 0 | 0 | 0 | 0 | 0 | 0 | 0 | 0 |  | 0
Lateral Hardening-Fuse-10089367 | Lateral Hardening | 240483.1 | 0 | 0 | 0 | 0 | 2027 | 0 | 0 | 0 | 0 | 0 |  | 2026 | 2026
Lateral Hardening-Fuse-10089368 | Lateral Hardening | 166453.54 | 0 | 0 | 0 | 0 | 0 | 0 | 0 | 0 | 0 | 0 |  | 0
Lateral Hardening-Fuse-10089369 | Lateral Hardening | 347248.39 | 0 | 0 | 0 | 0 | 0 | 0 | 0 | 0 | 0 | 0 |  | 0
Lateral Hardening-Fuse-10089371 | Lateral Hardening | 82001.98 | 0 | 0 | 0 | 0 | 2027 | 0 | 0 | 0 | 0 | 0 |  | 2026 | 2026
Lateral Hardening-Fuse-10089374 | Lateral Hardening | 173217.79 | 0 | 0 | 0 | 0 | 2027 | 0 | 0 | 0 | 0 | 0 |  | 2026 | 2026
Lateral Hardening-Fuse-10089376 | Lateral Hardening | 134699.1 | 0 | 0 | 0 | 0 | 0 | 0 | 0 | 0 | 0 | 0 |  | 0
Lateral Hardening-Fuse-10089378 | Lateral Hardening | 255982.74 | 0 | 0 | 0 | 0 | 0 | 0 | 0 | 0 | 0 | 0 |  | 0
Lateral Hardening-Fuse-10089380 | Lateral Hardening | 585877.98 | 0 | 0 | 0 | 0 | 2027 | 0 | 0 | 0 | 0 | 0 |  | 2026 | 2026
Lateral Hardening-Fuse-10089383 | Lateral Hardening | 309707.98 | 0 | 0 | 0 | 0 | 0 | 0 | 0 | 0 | 0 | 0 |  | 0
Lateral Hardening-Fuse-10089386 | Lateral Hardening | 84370.05 | 0 | 0 | 0 | 0 | 0 | 0 | 0 | 0 | 0 | 0 |  | 0
Lateral Hardening-Fuse-10089387 | Lateral Hardening | 87414.35 | 0 | 0 | 0 | 0 | 0 | 0 | 0 | 0 | 0 | 0 |  | 0
Lateral Hardening-Fuse-10089388 | Lateral Hardening | 219547.8 | 0 | 0 | 0 | 0 | 0 | 0 | 0 | 0 | 0 | 0 |  | 0
Lateral Hardening-Fuse-10089390 | Lateral Hardening | 480619.97 | 0 | 0 | 0 | 0 | 2027 | 0 | 0 | 0 | 0 | 0 |  | 2026 | 2026
Lateral Hardening-Fuse-10089965 | Lateral Hardening | 86537.28 | 0 | 0 | 0 | 0 | 2027 | 0 | 0 | 0 | 0 | 0 |  | 2026 | 2026
Lateral Hardening-Fuse-10089968 | Lateral Hardening | 107195.27 | 0 | 0 | 0 | 0 | 0 | 0 | 0 | 0 | 0 | 0 |  | 0
Lateral Hardening-Fuse-10089969 | Lateral Hardening | 311375.5 | 0 | 0 | 0 | 0 | 0 | 0 | 0 | 0 | 0 | 0 |  | 0
Lateral Hardening-Fuse-10089975 | Lateral Hardening | 203927.65 | 0 | 0 | 0 | 0 | 2027 | 0 | 0 | 0 | 0 | 0 |  | 2026 | 2026
Lateral Hardening-Fuse-10090001 | Lateral Hardening | 73530.93 | 0 | 0 | 0 | 0 | 0 | 0 | 0 | 0 | 0 | 0 |  | 0
Lateral Hardening-Fuse-10090003 | Lateral Hardening | 180622.99 | 0 | 0 | 0 | 0 | 0 | 0 | 0 | 0 | 0 | 0 |  | 0
Lateral Hardening-Fuse-10090442 | Lateral Hardening | 189073.59 | 0 | 0 | 0 | 0 | 0 | 0 | 0 | 0 | 0 | 0 |  | 0
Lateral Hardening-Fuse-10090451 | Lateral Hardening | 107814.08 | 0 | 0 | 0 | 0 | 0 | 0 | 0 | 0 | 0 | 0 |  | 0
Lateral Hardening-Fuse-10090452 | Lateral Hardening | 80294.45 | 0 | 0 | 0 | 0 | 0 | 0 | 0 | 0 | 0 | 0 |  | 0
Lateral Hardening-Fuse-10090454 | Lateral Hardening | 81177.95 | 0 | 0 | 0 | 0 | 0 | 0 | 0 | 0 | 0 | 0 |  | 0
Lateral Hardening-Fuse-10090739 | Lateral Hardening | 107136.2 | 0 | 0 | 0 | 0 | 0 | 0 | 0 | 0 | 0 | 0 |  | 0
Lateral Hardening-Fuse-10090747 | Lateral Hardening | 335319.46 | 0 | 0 | 0 | 0 | 0 | 0 | 0 | 0 | 0 | 0 |  | 0
Lateral Hardening-Fuse-10090748 | Lateral Hardening | 560721.14 | 0 | 0 | 0 | 0 | 2027 | 0 | 0 | 0 | 0 | 0 |  | 2029 | 2029
Lateral Hardening-Fuse-10090751 | Lateral Hardening | 276959.6 | 0 | 0 | 0 | 0 | 0 | 0 | 0 | 0 | 0 | 0 |  | 0
Lateral Hardening-Fuse-10090763 | Lateral Hardening | 106758.76 | 0 | 0 | 0 | 0 | 0 | 0 | 0 | 0 | 0 | 0 |  | 0
Lateral Hardening-Fuse-10090768 | Lateral Hardening | 87598.05 | 0 | 0 | 0 | 0 | 0 | 0 | 0 | 0 | 0 | 0 |  | 0
Lateral Hardening-Fuse-10090771 | Lateral Hardening | 91043.13 | 0 | 0 | 0 | 0 | 0 | 0 | 0 | 0 | 0 | 0 |  | 0
Lateral Hardening-Fuse-10090774 | Lateral Hardening | 102954.68 | 0 | 0 | 0 | 0 | 0 | 0 | 0 | 0 | 0 | 0 |  | 0
Lateral Hardening-Fuse-10090783 | Lateral Hardening | 266979.65 | 0 | 0 | 0 | 0 | 0 | 0 | 0 | 0 | 0 | 0 |  | 0
Lateral Hardening-Fuse-10091379 | Lateral Hardening | 138797.62 | 0 | 0 | 0 | 0 | 0 | 0 | 0 | 0 | 0 | 0 |  | 0
Lateral Hardening-Fuse-10091380 | Lateral Hardening | 363734.59 | 0 | 0 | 0 | 0 | 0 | 0 | 0 | 0 | 0 | 0 |  | 0
Lateral Hardening-Fuse-10091389 | Lateral Hardening | 286431.12 | 0 | 0 | 0 | 0 | 0 | 0 | 0 | 0 | 0 | 0 |  | 0
Lateral Hardening-Fuse-10091390 | Lateral Hardening | 302064.33 | 0 | 0 | 0 | 0 | 0 | 0 | 0 | 0 | 0 | 0 |  | 0
Lateral Hardening-Fuse-10091392 | Lateral Hardening | 50000 | 0 | 0 | 0 | 0 | 0 | 0 | 0 | 0 | 0 | 0 |  | 0
Lateral Hardening-Fuse-10091393 | Lateral Hardening | 297297.46 | 0 | 0 | 0 | 0 | 0 | 0 | 0 | 0 | 0 | 0 |  | 0
Lateral Hardening-Fuse-10091394 | Lateral Hardening | 160088.25 | 0 | 0 | 0 | 0 | 0 | 0 | 0 | 0 | 0 | 0 |  | 0
Lateral Hardening-Fuse-10091397 | Lateral Hardening | 326076.66 | 0 | 0 | 0 | 0 | 0 | 0 | 0 | 0 | 0 | 0 |  | 0
Lateral Hardening-Fuse-10091401 | Lateral Hardening | 144129.58 | 0 | 0 | 0 | 0 | 0 | 0 | 0 | 0 | 0 | 0 |  | 0
Lateral Hardening-Fuse-10091403 | Lateral Hardening | 58615.65 | 0 | 0 | 0 | 0 | 0 | 0 | 0 | 0 | 0 | 0 |  | 0
Lateral Hardening-Fuse-10091410 | Lateral Hardening | 68162.85 | 0 | 0 | 0 | 0 | 0 | 0 | 0 | 0 | 0 | 0 |  | 0
Lateral Hardening-Fuse-10091416 | Lateral Hardening | 157413.04 | 0 | 0 | 0 | 0 | 0 | 0 | 0 | 0 | 0 | 0 |  | 0
Lateral Hardening-Fuse-10091423 | Lateral Hardening | 275134.06 | 0 | 0 | 0 | 0 | 0 | 0 | 0 | 0 | 0 | 0 |  | 0
Lateral Hardening-Fuse-10091424 | Lateral Hardening | 356242.08 | 0 | 0 | 0 | 0 | 0 | 0 | 0 | 0 | 0 | 0 |  | 0
Lateral Hardening-Fuse-10091427 | Lateral Hardening | 82296.48 | 0 | 0 | 0 | 0 | 0 | 0 | 0 | 0 | 0 | 0 |  | 0
Lateral Hardening-Fuse-10092391 | Lateral Hardening | 94870.11 | 0 | 0 | 0 | 0 | 0 | 0 | 0 | 0 | 0 | 0 |  | 0
Lateral Hardening-Fuse-10092392 | Lateral Hardening | 50000 | 0 | 0 | 0 | 0 | 0 | 0 | 0 | 0 | 0 | 0 |  | 0
Lateral Hardening-Fuse-10092393 | Lateral Hardening | 152612.34 | 0 | 0 | 0 | 0 | 0 | 0 | 0 | 0 | 0 | 0 |  | 0
Lateral Hardening-Fuse-10092395 | Lateral Hardening | 1142005.11 | 0 | 0 | 0 | 0 | 0 | 0 | 0 | 0 | 0 | 0 |  | 0
Lateral Hardening-Fuse-10092872 | Lateral Hardening | 384536.08 | 0 | 0 | 0 | 0 | 2028 | 0 | 0 | 0 | 0 | 0 |  | 2028
Lateral Hardening-Fuse-10092873 | Lateral Hardening | 181821.78 | 0 | 0 | 0 | 0 | 0 | 0 | 0 | 0 | 0 | 0 |  | 0
Lateral Hardening-Fuse-10092874 | Lateral Hardening | 160456.6 | 0 | 0 | 0 | 0 | 0 | 0 | 0 | 0 | 0 | 0 |  | 0
Lateral Hardening-Fuse-10092875 | Lateral Hardening | 381286.93 | 0 | 0 | 0 | 0 | 2028 | 0 | 0 | 0 | 0 | 0 |  | 2028
Lateral Hardening-Fuse-10092879 | Lateral Hardening | 238096.41 | 0 | 0 | 0 | 0 | 0 | 0 | 0 | 0 | 0 | 0 |  | 0
Lateral Hardening-Fuse-10092882 | Lateral Hardening | 824593.01 | 0 | 0 | 0 | 0 | 0 | 0 | 0 | 0 | 0 | 0 |  | 0
Lateral Hardening-Fuse-10093141 | Lateral Hardening | 244438.84 | 0 | 0 | 0 | 0 | 0 | 0 | 0 | 0 | 0 | 0 |  | 0
Lateral Hardening-Fuse-10093145 | Lateral Hardening | 186753.88 | 0 | 0 | 0 | 0 | 0 | 0 | 0 | 0 | 0 | 0 |  | 0
Lateral Hardening-Fuse-10093146 | Lateral Hardening | 394050.63 | 0 | 0 | 0 | 0 | 0 | 0 | 0 | 0 | 0 | 0 |  | 0
Lateral Hardening-Fuse-10093147 | Lateral Hardening | 138912.06 | 0 | 0 | 0 | 0 | 0 | 0 | 0 | 0 | 0 | 0 |  | 0
Lateral Hardening-Fuse-10093148 | Lateral Hardening | 362496.19 | 0 | 0 | 0 | 0 | 0 | 0 | 0 | 0 | 0 | 0 |  | 0
Lateral Hardening-Fuse-10093628 | Lateral Hardening | 374823.93 | 0 | 0 | 0 | 0 | 2025 | 0 | 0 | 0 | 0 | 0 |  | 2026 | 2026
Lateral Hardening-Fuse-10093636 | Lateral Hardening | 306633.12 | 0 | 0 | 0 | 0 | 0 | 0 | 0 | 0 | 0 | 0 |  | 0
Lateral Hardening-Fuse-10093638 | Lateral Hardening | 791807.38 | 0 | 0 | 0 | 0 | 0 | 0 | 0 | 0 | 0 | 0 |  | 0
Lateral Hardening-Fuse-10093646 | Lateral Hardening | 225481.03 | 0 | 0 | 0 | 0 | 2025 | 0 | 0 | 0 | 0 | 0 |  | 2026 | 2026
Lateral Hardening-Fuse-10093649 | Lateral Hardening | 79999.38 | 0 | 0 | 0 | 0 | 0 | 0 | 0 | 0 | 0 | 0 |  | 0
Lateral Hardening-Fuse-10093656 | Lateral Hardening | 365907.87 | 0 | 0 | 0 | 0 | 0 | 0 | 0 | 0 | 0 | 0 |  | 0
Lateral Hardening-Fuse-10093657 | Lateral Hardening | 78924.75 | 0 | 0 | 0 | 0 | 0 | 0 | 0 | 0 | 0 | 0 |  | 0
Lateral Hardening-Fuse-10093658 | Lateral Hardening | 171344.42 | 0 | 0 | 0 | 0 | 2025 | 0 | 0 | 0 | 0 | 0 |  | 2026 | 2026
Lateral Hardening-Fuse-10093659 | Lateral Hardening | 169128.26 | 0 | 0 | 0 | 0 | 0 | 0 | 0 | 0 | 0 | 0 |  | 0
Lateral Hardening-Fuse-10093663 | Lateral Hardening | 66237.57 | 0 | 0 | 0 | 0 | 0 | 0 | 0 | 0 | 0 | 0 |  | 0
Lateral Hardening-Fuse-10093665 | Lateral Hardening | 97761.27 | 0 | 0 | 0 | 0 | 0 | 0 | 0 | 0 | 0 | 0 |  | 0
Lateral Hardening-Fuse-10093667 | Lateral Hardening | 50000 | 0 | 0 | 0 | 0 | 0 | 0 | 0 | 0 | 0 | 0 |  | 0
Lateral Hardening-Fuse-10093672 | Lateral Hardening | 140099.04 | 0 | 0 | 0 | 0 | 0 | 0 | 0 | 0 | 0 | 0 |  | 0
Lateral Hardening-Fuse-10093678 | Lateral Hardening | 329771.3 | 0 | 0 | 0 | 0 | 0 | 0 | 0 | 0 | 0 | 0 |  | 0
Lateral Hardening-Fuse-10093680 | Lateral Hardening | 153294.9 | 0 | 0 | 0 | 0 | 0 | 0 | 0 | 0 | 0 | 0 |  | 0
Lateral Hardening-Fuse-10093683 | Lateral Hardening | 115621.12 | 0 | 0 | 0 | 0 | 2025 | 0 | 0 | 0 | 0 | 0 |  | 2026 | 2026
Lateral Hardening-Fuse-10093684 | Lateral Hardening | 81254.27 | 0 | 0 | 0 | 0 | 0 | 0 | 0 | 0 | 0 | 0 |  | 0
Lateral Hardening-Fuse-10093686 | Lateral Hardening | 103087.13 | 0 | 0 | 0 | 0 | 0 | 0 | 0 | 0 | 0 | 0 |  | 0
Lateral Hardening-Fuse-10093687 | Lateral Hardening | 251612.02 | 0 | 0 | 0 | 0 | 0 | 0 | 0 | 0 | 0 | 0 |  | 0
Lateral Hardening-Fuse-10093691 | Lateral Hardening | 468483.06 | 0 | 0 | 0 | 0 | 0 | 0 | 0 | 0 | 0 | 0 |  | 0
Lateral Hardening-Fuse-10095389 | Lateral Hardening | 164291.37 | 0 | 0 | 0 | 0 | 2024 | 0 | 0 | 0 | 0 | 0 |  | 2024
Lateral Hardening-Fuse-10095391 | Lateral Hardening | 51833.99 | 0 | 0 | 0 | 0 | 0 | 0 | 0 | 0 | 0 | 0 |  | 0
Lateral Hardening-Fuse-10095392 | Lateral Hardening | 53890.93 | 0 | 0 | 0 | 0 | 0 | 0 | 0 | 0 | 0 | 0 |  | 0
Lateral Hardening-Fuse-10095393 | Lateral Hardening | 295430.95 | 0 | 0 | 0 | 0 | 0 | 0 | 0 | 0 | 0 | 0 |  | 0
Lateral Hardening-Fuse-10095394 | Lateral Hardening | 414244.16 | 0 | 0 | 0 | 0 | 0 | 0 | 0 | 0 | 0 | 0 |  | 0
Lateral Hardening-Fuse-10095398 | Lateral Hardening | 62731.81 | 0 | 0 | 0 | 0 | 0 | 0 | 0 | 0 | 0 | 0 |  | 0
Lateral Hardening-Fuse-10095403 | Lateral Hardening | 50000 | 0 | 0 | 0 | 0 | 0 | 0 | 0 | 0 | 0 | 0 |  | 0
Lateral Hardening-Fuse-10095410 | Lateral Hardening | 246771.64 | 0 | 0 | 0 | 0 | 0 | 0 | 0 | 0 | 0 | 0 |  | 0
Lateral Hardening-Fuse-10095413 | Lateral Hardening | 269510.92 | 0 | 0 | 0 | 0 | 0 | 0 | 0 | 0 | 0 | 0 |  | 0
Lateral Hardening-Fuse-10095415 | Lateral Hardening | 66994.33 | 0 | 0 | 0 | 0 | 0 | 0 | 0 | 0 | 0 | 0 |  | 0
Lateral Hardening-Fuse-10095422 | Lateral Hardening | 68666.53 | 0 | 0 | 0 | 0 | 0 | 0 | 0 | 0 | 0 | 0 |  | 0
Lateral Hardening-Fuse-10095424 | Lateral Hardening | 104854.22 | 0 | 0 | 0 | 0 | 0 | 0 | 0 | 0 | 0 | 0 |  | 0
Lateral Hardening-Fuse-10095426 | Lateral Hardening | 60921.71 | 0 | 0 | 0 | 0 | 0 | 0 | 0 | 0 | 0 | 0 |  | 0
Lateral Hardening-Fuse-10095430 | Lateral Hardening | 118862.82 | 0 | 0 | 0 | 0 | 0 | 0 | 0 | 0 | 0 | 0 |  | 0
Lateral Hardening-Fuse-10095431 | Lateral Hardening | 60543.95 | 0 | 0 | 0 | 0 | 0 | 0 | 0 | 0 | 0 | 0 |  | 0
Lateral Hardening-Fuse-10095432 | Lateral Hardening | 58172.21 | 0 | 0 | 0 | 0 | 0 | 0 | 0 | 0 | 0 | 0 |  | 0
Lateral Hardening-Fuse-10095434 | Lateral Hardening | 258820.89 | 0 | 0 | 0 | 0 | 0 | 0 | 0 | 0 | 0 | 0 |  | 0
Lateral Hardening-Fuse-10095435 | Lateral Hardening | 56509.51 | 0 | 0 | 0 | 0 | 0 | 0 | 0 | 0 | 0 | 0 |  | 0
Lateral Hardening-Fuse-10095438 | Lateral Hardening | 117743.18 | 0 | 0 | 0 | 0 | 0 | 0 | 0 | 0 | 0 | 0 |  | 0
Lateral Hardening-Fuse-10095441 | Lateral Hardening | 202772.1 | 0 | 0 | 0 | 0 | 0 | 0 | 0 | 0 | 0 | 0 |  | 0
Lateral Hardening-Fuse-10095445 | Lateral Hardening | 196416.89 | 0 | 0 | 0 | 0 | 0 | 0 | 0 | 0 | 0 | 0 |  | 0
Lateral Hardening-Fuse-10095448 | Lateral Hardening | 165288.73 | 0 | 0 | 0 | 0 | 0 | 0 | 0 | 0 | 0 | 0 |  | 0
Lateral Hardening-Fuse-10095449 | Lateral Hardening | 250782.01 | 0 | 0 | 0 | 0 | 0 | 0 | 0 | 0 | 0 | 0 |  | 0
Lateral Hardening-Fuse-10095454 | Lateral Hardening | 136674.7 | 0 | 0 | 0 | 0 | 2024 | 0 | 0 | 0 | 0 | 0 |  | 2024
Lateral Hardening-Fuse-10095458 | Lateral Hardening | 56404.33 | 0 | 0 | 0 | 0 | 0 | 0 | 0 | 0 | 0 | 0 |  | 0
Lateral Hardening-Fuse-10095459 | Lateral Hardening | 61393.91 | 0 | 0 | 0 | 0 | 0 | 0 | 0 | 0 | 0 | 0 |  | 0
Lateral Hardening-Fuse-10095467 | Lateral Hardening | 66992.35 | 0 | 0 | 0 | 0 | 0 | 0 | 0 | 0 | 0 | 0 |  | 0
Lateral Hardening-Fuse-10095469 | Lateral Hardening | 321722.67 | 0 | 0 | 0 | 0 | 0 | 0 | 0 | 0 | 0 | 0 |  | 0
Lateral Hardening-Fuse-10095471 | Lateral Hardening | 120258.68 | 0 | 0 | 0 | 0 | 0 | 0 | 0 | 0 | 0 | 0 |  | 0
Lateral Hardening-Fuse-10095472 | Lateral Hardening | 51986.39 | 0 | 0 | 0 | 0 | 0 | 0 | 0 | 0 | 0 | 0 |  | 0
Lateral Hardening-Fuse-10095473 | Lateral Hardening | 303895.99 | 0 | 0 | 0 | 0 | 0 | 0 | 0 | 0 | 0 | 0 |  | 2024 | 2024
Lateral Hardening-Fuse-10095474 | Lateral Hardening | 545726.94 | 0 | 0 | 0 | 0 | 0 | 0 | 0 | 0 | 0 | 0 |  | 0
Lateral Hardening-Fuse-10095475 | Lateral Hardening | 217003.78 | 0 | 0 | 0 | 0 | 2024 | 0 | 0 | 0 | 0 | 0 |  | 2024
Lateral Hardening-Fuse-10095478 | Lateral Hardening | 177166.69 | 0 | 0 | 0 | 0 | 0 | 0 | 0 | 0 | 0 | 0 |  | 0
Lateral Hardening-Fuse-10095479 | Lateral Hardening | 50000 | 0 | 0 | 0 | 0 | 0 | 0 | 0 | 0 | 0 | 0 |  | 0
Lateral Hardening-Fuse-10095482 | Lateral Hardening | 78453.05 | 0 | 0 | 0 | 0 | 0 | 0 | 0 | 0 | 0 | 0 |  | 0
Lateral Hardening-Fuse-10095485 | Lateral Hardening | 50810.89 | 0 | 0 | 0 | 0 | 0 | 0 | 0 | 0 | 0 | 0 |  | 0
Lateral Hardening-Fuse-10095486 | Lateral Hardening | 62479.97 | 0 | 0 | 0 | 0 | 0 | 0 | 0 | 0 | 0 | 0 |  | 0
Lateral Hardening-Fuse-10095487 | Lateral Hardening | 605793.56 | 0 | 0 | 0 | 0 | 0 | 0 | 0 | 0 | 0 | 0 |  | 0
Lateral Hardening-Fuse-10095488 | Lateral Hardening | 267666.03 | 0 | 0 | 0 | 0 | 0 | 0 | 0 | 0 | 0 | 0 |  | 0
Lateral Hardening-Fuse-10095489 | Lateral Hardening | 113246.47 | 0 | 0 | 0 | 0 | 0 | 0 | 0 | 0 | 0 | 0 |  | 0
Lateral Hardening-Fuse-10095490 | Lateral Hardening | 118055.08 | 0 | 0 | 0 | 0 | 0 | 0 | 0 | 0 | 0 | 0 |  | 0
Lateral Hardening-Fuse-10095493 | Lateral Hardening | 96700.9 | 0 | 0 | 0 | 0 | 0 | 0 | 0 | 0 | 0 | 0 |  | 0
Lateral Hardening-Fuse-10095500 | Lateral Hardening | 61577.79 | 0 | 0 | 0 | 0 | 0 | 0 | 0 | 0 | 0 | 0 |  | 0
Lateral Hardening-Fuse-10095502 | Lateral Hardening | 51471.97 | 0 | 0 | 0 | 0 | 0 | 0 | 0 | 0 | 0 | 0 |  | 0
Lateral Hardening-Fuse-10095504 | Lateral Hardening | 50000 | 0 | 0 | 0 | 0 | 0 | 0 | 0 | 0 | 0 | 0 |  | 0
Lateral Hardening-Fuse-10095505 | Lateral Hardening | 444754.02 | 0 | 0 | 0 | 0 | 0 | 0 | 0 | 0 | 0 | 0 |  | 0
Lateral Hardening-Fuse-10095508 | Lateral Hardening | 216702.74 | 0 | 0 | 0 | 0 | 0 | 0 | 0 | 0 | 0 | 0 |  | 0
Lateral Hardening-Fuse-10095509 | Lateral Hardening | 57259.29 | 0 | 0 | 0 | 0 | 0 | 0 | 0 | 0 | 0 | 0 |  | 0
Lateral Hardening-Fuse-10095510 | Lateral Hardening | 67946.75 | 0 | 0 | 0 | 0 | 0 | 0 | 0 | 0 | 0 | 0 |  | 0
Lateral Hardening-Fuse-10095511 | Lateral Hardening | 53119.67 | 0 | 0 | 0 | 0 | 0 | 0 | 0 | 0 | 0 | 0 |  | 0
Lateral Hardening-Fuse-10095513 | Lateral Hardening | 102146.94 | 0 | 0 | 0 | 0 | 0 | 0 | 0 | 0 | 0 | 0 |  | 0
Lateral Hardening-Fuse-10095515 | Lateral Hardening | 50000 | 0 | 0 | 0 | 0 | 0 | 0 | 0 | 0 | 0 | 0 |  | 0
Lateral Hardening-Fuse-10095516 | Lateral Hardening | 60249.89 | 0 | 0 | 0 | 0 | 0 | 0 | 0 | 0 | 0 | 0 |  | 0
Lateral Hardening-Fuse-10095520 | Lateral Hardening | 166200.91 | 0 | 0 | 0 | 0 | 0 | 0 | 0 | 0 | 0 | 0 |  | 0
Lateral Hardening-Fuse-10095521 | Lateral Hardening | 50000 | 0 | 0 | 0 | 0 | 0 | 0 | 0 | 0 | 0 | 0 |  | 0
Lateral Hardening-Fuse-10095522 | Lateral Hardening | 103358.92 | 0 | 0 | 0 | 0 | 0 | 0 | 0 | 0 | 0 | 0 |  | 0
Lateral Hardening-Fuse-10095523 | Lateral Hardening | 202819.32 | 0 | 0 | 0 | 0 | 0 | 0 | 0 | 0 | 0 | 0 |  | 0
Lateral Hardening-Fuse-10095526 | Lateral Hardening | 50000 | 0 | 0 | 0 | 0 | 0 | 0 | 0 | 0 | 0 | 0 |  | 0
Lateral Hardening-Fuse-10095528 | Lateral Hardening | 50706.45 | 0 | 0 | 0 | 0 | 0 | 0 | 0 | 0 | 0 | 0 |  | 0
Lateral Hardening-Fuse-10095530 | Lateral Hardening | 159752.51 | 0 | 0 | 0 | 0 | 0 | 0 | 0 | 0 | 0 | 0 |  | 0
Lateral Hardening-Fuse-10095531 | Lateral Hardening | 175783.55 | 0 | 0 | 0 | 0 | 0 | 0 | 0 | 0 | 0 | 0 |  | 0
Lateral Hardening-Fuse-10095532 | Lateral Hardening | 50695.71 | 0 | 0 | 0 | 0 | 0 | 0 | 0 | 0 | 0 | 0 |  | 0
Lateral Hardening-Fuse-10095535 | Lateral Hardening | 68084.15 | 0 | 0 | 0 | 0 | 0 | 0 | 0 | 0 | 0 | 0 |  | 0
Lateral Hardening-Fuse-10095539 | Lateral Hardening | 116433.86 | 0 | 0 | 0 | 0 | 0 | 0 | 0 | 0 | 0 | 0 |  | 0
Lateral Hardening-Fuse-10095541 | Lateral Hardening | 55055.69 | 0 | 0 | 0 | 0 | 0 | 0 | 0 | 0 | 0 | 0 |  | 0
Lateral Hardening-Fuse-10095542 | Lateral Hardening | 67757.87 | 0 | 0 | 0 | 0 | 0 | 0 | 0 | 0 | 0 | 0 |  | 0
Lateral Hardening-Fuse-10095543 | Lateral Hardening | 235180.76 | 0 | 0 | 0 | 0 | 0 | 0 | 0 | 0 | 0 | 0 |  | 0
Lateral Hardening-Fuse-10095544 | Lateral Hardening | 103527.06 | 0 | 0 | 0 | 0 | 0 | 0 | 0 | 0 | 0 | 0 |  | 0
Lateral Hardening-Fuse-10095547 | Lateral Hardening | 51498.45 | 0 | 0 | 0 | 0 | 0 | 0 | 0 | 0 | 0 | 0 |  | 0
Lateral Hardening-Fuse-10095548 | Lateral Hardening | 63219.75 | 0 | 0 | 0 | 0 | 0 | 0 | 0 | 0 | 0 | 0 |  | 0
Lateral Hardening-Fuse-10095549 | Lateral Hardening | 835180.91 | 0 | 0 | 0 | 0 | 0 | 0 | 0 | 0 | 0 | 0 |  | 0
Lateral Hardening-Fuse-10095552 | Lateral Hardening | 50000 | 0 | 0 | 0 | 0 | 0 | 0 | 0 | 0 | 0 | 0 |  | 0
Lateral Hardening-Fuse-10096960 | Lateral Hardening | 194592.35 | 0 | 0 | 0 | 0 | 2023 | 0 | 0 | 0 | 0 | 0 |  | 2022 | 2022
Lateral Hardening-Fuse-10096964 | Lateral Hardening | 693479.84 | 0 | 0 | 0 | 0 | 2023 | 0 | 0 | 0 | 0 | 0 |  | 2022 | 2022
Lateral Hardening-Fuse-10096968 | Lateral Hardening | 820887.74 | 0 | 0 | 0 | 0 | 2023 | 0 | 0 | 0 | 0 | 0 |  | 2022 | 2022
Lateral Hardening-Fuse-10096979 | Lateral Hardening | 394241.54 | 0 | 0 | 0 | 0 | 2026 | 0 | 0 | 0 | 0 | 0 |  | 2027 | 2027
Lateral Hardening-Fuse-10096985 | Lateral Hardening | 50000 | 0 | 0 | 0 | 0 | 0 | 0 | 0 | 0 | 0 | 0 |  | 0
Lateral Hardening-Fuse-10096999 | Lateral Hardening | 287792.49 | 0 | 0 | 0 | 0 | 0 | 0 | 0 | 0 | 0 | 0 |  | 0
Lateral Hardening-Fuse-10097003 | Lateral Hardening | 54646.45 | 0 | 0 | 0 | 0 | 0 | 0 | 0 | 0 | 0 | 0 |  | 0
Lateral Hardening-Fuse-10097004 | Lateral Hardening | 101229.02 | 0 | 0 | 0 | 0 | 0 | 0 | 0 | 0 | 0 | 0 |  | 0
Lateral Hardening-Fuse-10097009 | Lateral Hardening | 50000 | 0 | 0 | 0 | 0 | 0 | 0 | 0 | 0 | 0 | 0 |  | 0
Lateral Hardening-Fuse-10097011 | Lateral Hardening | 62868.47 | 0 | 0 | 0 | 0 | 0 | 0 | 0 | 0 | 0 | 0 |  | 0
Lateral Hardening-Fuse-10097020 | Lateral Hardening | 50000 | 0 | 0 | 0 | 0 | 0 | 0 | 0 | 0 | 0 | 0 |  | 0
Lateral Hardening-Fuse-10097021 | Lateral Hardening | 54976.99 | 0 | 0 | 0 | 0 | 0 | 0 | 0 | 0 | 0 | 0 |  | 0
Lateral Hardening-Fuse-10097023 | Lateral Hardening | 50559.05 | 0 | 0 | 0 | 0 | 0 | 0 | 0 | 0 | 0 | 0 |  | 0
Lateral Hardening-Fuse-10097025 | Lateral Hardening | 50000 | 0 | 0 | 0 | 0 | 0 | 0 | 0 | 0 | 0 | 0 |  | 0
Lateral Hardening-Fuse-10097028 | Lateral Hardening | 132645.51 | 0 | 0 | 0 | 0 | 0 | 0 | 0 | 0 | 0 | 0 |  | 0
Lateral Hardening-Fuse-10097031 | Lateral Hardening | 55286.79 | 0 | 0 | 0 | 0 | 0 | 0 | 0 | 0 | 0 | 0 |  | 0
Lateral Hardening-Fuse-10097032 | Lateral Hardening | 217143.46 | 0 | 0 | 0 | 0 | 0 | 0 | 0 | 0 | 0 | 0 |  | 0
Lateral Hardening-Fuse-10097033 | Lateral Hardening | 160550.99 | 0 | 0 | 0 | 0 | 0 | 0 | 0 | 0 | 0 | 0 |  | 0
Lateral Hardening-Fuse-10097034 | Lateral Hardening | 158357.39 | 0 | 0 | 0 | 0 | 0 | 0 | 0 | 0 | 0 | 0 |  | 0
Lateral Hardening-Fuse-10097043 | Lateral Hardening | 163955.09 | 0 | 0 | 0 | 0 | 0 | 0 | 0 | 0 | 0 | 0 |  | 0
Lateral Hardening-Fuse-10097044 | Lateral Hardening | 171983.23 | 0 | 0 | 0 | 0 | 0 | 0 | 0 | 0 | 0 | 0 |  | 0
Lateral Hardening-Fuse-10097045 | Lateral Hardening | 234212.76 | 0 | 0 | 0 | 0 | 2023 | 0 | 0 | 0 | 0 | 0 |  | 2022 | 2022
Lateral Hardening-Fuse-10097048 | Lateral Hardening | 305979.32 | 0 | 0 | 0 | 0 | 0 | 0 | 0 | 0 | 0 | 0 |  | 0
Lateral Hardening-Fuse-10097050 | Lateral Hardening | 241972.43 | 0 | 0 | 0 | 0 | 0 | 0 | 0 | 0 | 0 | 0 |  | 0
Lateral Hardening-Fuse-10097053 | Lateral Hardening | 62223.13 | 0 | 0 | 0 | 0 | 0 | 0 | 0 | 0 | 0 | 0 |  | 0
Lateral Hardening-Fuse-10097054 | Lateral Hardening | 50916.07 | 0 | 0 | 0 | 0 | 0 | 0 | 0 | 0 | 0 | 0 |  | 0
Lateral Hardening-Fuse-10097058 | Lateral Hardening | 113254.38 | 0 | 0 | 0 | 0 | 0 | 0 | 0 | 0 | 0 | 0 |  | 0
Lateral Hardening-Fuse-10097059 | Lateral Hardening | 53292.81 | 0 | 0 | 0 | 0 | 0 | 0 | 0 | 0 | 0 | 0 |  | 0
Lateral Hardening-Fuse-10097063 | Lateral Hardening | 222905.39 | 0 | 0 | 0 | 0 | 2023 | 0 | 0 | 0 | 0 | 0 |  | 2025 | 2025
Lateral Hardening-Fuse-10097065 | Lateral Hardening | 294054.18 | 0 | 0 | 0 | 0 | 0 | 0 | 0 | 0 | 0 | 0 |  | 0
Lateral Hardening-Fuse-10098182 | Lateral Hardening | 244213.48 | 0 | 0 | 0 | 0 | 0 | 0 | 0 | 0 | 0 | 0 |  | 0
Lateral Hardening-Fuse-10098183 | Lateral Hardening | 50000 | 0 | 0 | 0 | 0 | 0 | 0 | 0 | 0 | 0 | 0 |  | 0
Lateral Hardening-Fuse-10098184 | Lateral Hardening | 259965.24 | 0 | 0 | 0 | 0 | 0 | 0 | 0 | 0 | 0 | 0 |  | 2029 | 2029
Lateral Hardening-Fuse-10098191 | Lateral Hardening | 91161.5 | 0 | 0 | 0 | 0 | 0 | 0 | 0 | 0 | 0 | 0 |  | 0
Lateral Hardening-Fuse-10098194 | Lateral Hardening | 566297.96 | 0 | 0 | 0 | 0 | 2029 | 0 | 0 | 0 | 0 | 0 |  | 2029
Lateral Hardening-Fuse-10098197 | Lateral Hardening | 59626.03 | 0 | 0 | 0 | 0 | 0 | 0 | 0 | 0 | 0 | 0 |  | 0
Lateral Hardening-Fuse-10098198 | Lateral Hardening | 84711.95 | 0 | 0 | 0 | 0 | 0 | 0 | 0 | 0 | 0 | 0 |  | 0
Lateral Hardening-Fuse-10098199 | Lateral Hardening | 137632.86 | 0 | 0 | 0 | 0 | 0 | 0 | 0 | 0 | 0 | 0 |  | 0
Lateral Hardening-Fuse-10098200 | Lateral Hardening | 74348.85 | 0 | 0 | 0 | 0 | 0 | 0 | 0 | 0 | 0 | 0 |  | 0
Lateral Hardening-Fuse-10098508 | Lateral Hardening | 618689.51 | 0 | 0 | 0 | 0 | 0 | 0 | 0 | 0 | 0 | 0 |  | 0
Lateral Hardening-Fuse-10098509 | Lateral Hardening | 314284.79 | 0 | 0 | 0 | 0 | 0 | 0 | 0 | 0 | 0 | 0 |  | 0
Lateral Hardening-Fuse-10098510 | Lateral Hardening | 795871.37 | 0 | 0 | 0 | 0 | 0 | 0 | 0 | 0 | 0 | 0 |  | 0
Lateral Hardening-Fuse-10098512 | Lateral Hardening | 240616.59 | 0 | 0 | 0 | 0 | 0 | 0 | 0 | 0 | 0 | 0 |  | 0
Lateral Hardening-Fuse-10098735 | Lateral Hardening | 219789.31 | 0 | 0 | 0 | 0 | 2029 | 0 | 0 | 0 | 0 | 0 |  | 0 | 0
Lateral Hardening-Fuse-10098736 | Lateral Hardening | 552933.18 | 0 | 0 | 0 | 0 | 0 | 0 | 0 | 0 | 0 | 0 |  | 0
Lateral Hardening-Fuse-10098737 | Lateral Hardening | 422819.78 | 0 | 0 | 0 | 0 | 0 | 0 | 0 | 0 | 0 | 0 |  | 0
Lateral Hardening-Fuse-10098738 | Lateral Hardening | 50000 | 0 | 0 | 0 | 0 | 0 | 0 | 0 | 0 | 0 | 0 |  | 0
Lateral Hardening-Fuse-10098739 | Lateral Hardening | 666492.36 | 0 | 0 | 0 | 0 | 2029 | 0 | 0 | 0 | 0 | 0 |  | 2029
Lateral Hardening-Fuse-10098740 | Lateral Hardening | 1082581.78 | 0 | 0 | 0 | 0 | 2029 | 0 | 0 | 0 | 0 | 0 |  | 2029
Lateral Hardening-Fuse-10099320 | Lateral Hardening | 50000 | 0 | 0 | 0 | 0 | 0 | 0 | 0 | 0 | 0 | 0 |  | 0
Lateral Hardening-Fuse-10099330 | Lateral Hardening | 57301.51 | 0 | 0 | 0 | 0 | 0 | 0 | 0 | 0 | 0 | 0 |  | 0
Lateral Hardening-Fuse-10099334 | Lateral Hardening | 119691.74 | 0 | 0 | 0 | 0 | 0 | 0 | 0 | 0 | 0 | 0 |  | 0
Lateral Hardening-Fuse-10099338 | Lateral Hardening | 120733.61 | 0 | 0 | 0 | 0 | 0 | 0 | 0 | 0 | 0 | 0 |  | 0
Lateral Hardening-Fuse-10099342 | Lateral Hardening | 163475 | 0 | 0 | 0 | 0 | 0 | 0 | 0 | 0 | 0 | 0 |  | 0
Lateral Hardening-Fuse-10099348 | Lateral Hardening | 80838.73 | 0 | 0 | 0 | 0 | 0 | 0 | 0 | 0 | 0 | 0 |  | 0
Lateral Hardening-Fuse-10099350 | Lateral Hardening | 93909.97 | 0 | 0 | 0 | 0 | 0 | 0 | 0 | 0 | 0 | 0 |  | 0
Lateral Hardening-Fuse-10099354 | Lateral Hardening | 94654.75 | 0 | 0 | 0 | 0 | 0 | 0 | 0 | 0 | 0 | 0 |  | 0
Lateral Hardening-Fuse-10099360 | Lateral Hardening | 217522.7 | 0 | 0 | 0 | 0 | 0 | 0 | 0 | 0 | 0 | 0 |  | 0
Lateral Hardening-Fuse-10099361 | Lateral Hardening | 364850.66 | 0 | 0 | 0 | 0 | 0 | 0 | 0 | 0 | 0 | 0 |  | 0
Lateral Hardening-Fuse-10099363 | Lateral Hardening | 178453.85 | 0 | 0 | 0 | 0 | 0 | 0 | 0 | 0 | 0 | 0 |  | 0
Lateral Hardening-Fuse-10099364 | Lateral Hardening | 50000 | 0 | 0 | 0 | 0 | 0 | 0 | 0 | 0 | 0 | 0 |  | 0
Lateral Hardening-Fuse-10099365 | Lateral Hardening | 160764.46 | 0 | 0 | 0 | 0 | 0 | 0 | 0 | 0 | 0 | 0 |  | 0
Lateral Hardening-Fuse-10099366 | Lateral Hardening | 246418.24 | 0 | 0 | 0 | 0 | 0 | 0 | 0 | 0 | 0 | 0 |  | 0
Lateral Hardening-Fuse-10099367 | Lateral Hardening | 161400.95 | 0 | 0 | 0 | 0 | 0 | 0 | 0 | 0 | 0 | 0 |  | 0
Lateral Hardening-Fuse-10099368 | Lateral Hardening | 262234.6 | 0 | 0 | 0 | 0 | 0 | 0 | 0 | 0 | 0 | 0 |  | 0
Lateral Hardening-Fuse-10099369 | Lateral Hardening | 50000 | 0 | 0 | 0 | 0 | 0 | 0 | 0 | 0 | 0 | 0 |  | 0
Lateral Hardening-Fuse-10100683 | Lateral Hardening | 445775.92 | 0 | 0 | 0 | 0 | 0 | 0 | 0 | 0 | 0 | 0 |  | 0
Lateral Hardening-Fuse-10100684 | Lateral Hardening | 164056.01 | 0 | 0 | 0 | 0 | 0 | 0 | 0 | 0 | 0 | 0 |  | 0
Lateral Hardening-Fuse-10100689 | Lateral Hardening | 216630.52 | 0 | 0 | 0 | 0 | 0 | 0 | 0 | 0 | 0 | 0 |  | 0
Lateral Hardening-Fuse-10100690 | Lateral Hardening | 138700.43 | 0 | 0 | 0 | 0 | 2027 | 0 | 0 | 0 | 0 | 0 |  | 2026 | 2026
Lateral Hardening-Fuse-10100691 | Lateral Hardening | 146500.22 | 0 | 0 | 0 | 0 | 0 | 0 | 0 | 0 | 0 | 0 |  | 0
Lateral Hardening-Fuse-10100699 | Lateral Hardening | 113139.94 | 0 | 0 | 0 | 0 | 0 | 0 | 0 | 0 | 0 | 0 |  | 0
Lateral Hardening-Fuse-10100700 | Lateral Hardening | 232547.29 | 0 | 0 | 0 | 0 | 0 | 0 | 0 | 0 | 0 | 0 |  | 0
Lateral Hardening-Fuse-10100701 | Lateral Hardening | 304633.04 | 0 | 0 | 0 | 0 | 0 | 0 | 0 | 0 | 0 | 0 |  | 0
Lateral Hardening-Fuse-10100702 | Lateral Hardening | 50000 | 0 | 0 | 0 | 0 | 0 | 0 | 0 | 0 | 0 | 0 |  | 0
Lateral Hardening-Fuse-10100704 | Lateral Hardening | 196508.37 | 0 | 0 | 0 | 0 | 0 | 0 | 0 | 0 | 0 | 0 |  | 0
Lateral Hardening-Fuse-10100708 | Lateral Hardening | 139710.54 | 0 | 0 | 0 | 0 | 0 | 0 | 0 | 0 | 0 | 0 |  | 0
Lateral Hardening-Fuse-10100709 | Lateral Hardening | 77261.31 | 0 | 0 | 0 | 0 | 0 | 0 | 0 | 0 | 0 | 0 |  | 2026 | 2026
Lateral Hardening-Fuse-10100711 | Lateral Hardening | 50000 | 0 | 0 | 0 | 0 | 0 | 0 | 0 | 0 | 0 | 0 |  | 0
Lateral Hardening-Fuse-10100712 | Lateral Hardening | 243631.89 | 0 | 0 | 0 | 0 | 0 | 0 | 0 | 0 | 0 | 0 |  | 0
Lateral Hardening-Fuse-10100713 | Lateral Hardening | 50000 | 0 | 0 | 0 | 0 | 0 | 0 | 0 | 0 | 0 | 0 |  | 0
Lateral Hardening-Fuse-10100714 | Lateral Hardening | 321049.07 | 0 | 0 | 0 | 0 | 2027 | 0 | 0 | 0 | 0 | 0 |  | 2026 | 2026
Lateral Hardening-Fuse-10100715 | Lateral Hardening | 50000 | 0 | 0 | 0 | 0 | 0 | 0 | 0 | 0 | 0 | 0 |  | 0
Lateral Hardening-Fuse-10100716 | Lateral Hardening | 700163.92 | 0 | 0 | 0 | 0 | 2027 | 0 | 0 | 0 | 0 | 0 |  | 2026 | 2026
Lateral Hardening-Fuse-10100717 | Lateral Hardening | 50492.01 | 0 | 0 | 0 | 0 | 0 | 0 | 0 | 0 | 0 | 0 |  | 0
Lateral Hardening-Fuse-10100719 | Lateral Hardening | 110810.42 | 0 | 0 | 0 | 0 | 0 | 0 | 0 | 0 | 0 | 0 |  | 0
Lateral Hardening-Fuse-10100720 | Lateral Hardening | 50000 | 0 | 0 | 0 | 0 | 0 | 0 | 0 | 0 | 0 | 0 |  | 0
Lateral Hardening-Fuse-10100721 | Lateral Hardening | 172545.61 | 0 | 0 | 0 | 0 | 2027 | 0 | 0 | 0 | 0 | 0 |  | 2026 | 2026
Lateral Hardening-Fuse-10100722 | Lateral Hardening | 137585.64 | 0 | 0 | 0 | 0 | 2027 | 0 | 0 | 0 | 0 | 0 |  | 2026 | 2026
Lateral Hardening-Fuse-10100724 | Lateral Hardening | 251571.99 | 0 | 0 | 0 | 0 | 2027 | 0 | 0 | 0 | 0 | 0 |  | 2026 | 2026
Lateral Hardening-Fuse-10100725 | Lateral Hardening | 166919.51 | 0 | 0 | 0 | 0 | 0 | 0 | 0 | 0 | 0 | 0 |  | 2026 | 2026
Lateral Hardening-Fuse-10100728 | Lateral Hardening | 66662.55 | 0 | 0 | 0 | 0 | 0 | 0 | 0 | 0 | 0 | 0 |  | 0
Lateral Hardening-Fuse-10101245 | Lateral Hardening | 217402.57 | 0 | 0 | 0 | 0 | 0 | 0 | 0 | 0 | 0 | 0 |  | 0
Lateral Hardening-Fuse-10101247 | Lateral Hardening | 191885.81 | 0 | 0 | 0 | 0 | 2025 | 0 | 0 | 0 | 0 | 0 |  | 2025
Lateral Hardening-Fuse-10101248 | Lateral Hardening | 242970.81 | 0 | 0 | 0 | 0 | 0 | 0 | 0 | 0 | 0 | 0 |  | 0
Lateral Hardening-Fuse-10101249 | Lateral Hardening | 458111.98 | 0 | 0 | 0 | 0 | 0 | 0 | 0 | 0 | 0 | 0 |  | 0
Lateral Hardening-Fuse-10101252 | Lateral Hardening | 247829.47 | 0 | 0 | 0 | 0 | 0 | 0 | 0 | 0 | 0 | 0 |  | 0
Lateral Hardening-Fuse-10101253 | Lateral Hardening | 289448.2 | 0 | 0 | 0 | 0 | 2025 | 0 | 0 | 0 | 0 | 0 |  | 2025
Lateral Hardening-Fuse-10101255 | Lateral Hardening | 178023.92 | 0 | 0 | 0 | 0 | 0 | 0 | 0 | 0 | 0 | 0 |  | 0
Lateral Hardening-Fuse-10101256 | Lateral Hardening | 143194.82 | 0 | 0 | 0 | 0 | 0 | 0 | 0 | 0 | 0 | 0 |  | 0
Lateral Hardening-Fuse-10101257 | Lateral Hardening | 355107.65 | 0 | 0 | 0 | 0 | 2025 | 0 | 0 | 0 | 0 | 0 |  | 2025
Lateral Hardening-Fuse-10101258 | Lateral Hardening | 236406.49 | 0 | 0 | 0 | 0 | 0 | 0 | 0 | 0 | 0 | 0 |  | 0
Lateral Hardening-Fuse-10101265 | Lateral Hardening | 406567.98 | 0 | 0 | 0 | 0 | 2025 | 0 | 0 | 0 | 0 | 0 |  | 2025
Lateral Hardening-Fuse-10101267 | Lateral Hardening | 82980.67 | 0 | 0 | 0 | 0 | 0 | 0 | 0 | 0 | 0 | 0 |  | 0
Lateral Hardening-Fuse-10101268 | Lateral Hardening | 278591.86 | 0 | 0 | 0 | 0 | 0 | 0 | 0 | 0 | 0 | 0 |  | 0
Lateral Hardening-Fuse-10101272 | Lateral Hardening | 161071.38 | 0 | 0 | 0 | 0 | 0 | 0 | 0 | 0 | 0 | 0 |  | 0
Lateral Hardening-Fuse-10101273 | Lateral Hardening | 220786.67 | 0 | 0 | 0 | 0 | 0 | 0 | 0 | 0 | 0 | 0 |  | 0
Lateral Hardening-Fuse-10101274 | Lateral Hardening | 175599.96 | 0 | 0 | 0 | 0 | 0 | 0 | 0 | 0 | 0 | 0 |  | 0
Lateral Hardening-Fuse-10101275 | Lateral Hardening | 197500.73 | 0 | 0 | 0 | 0 | 0 | 0 | 0 | 0 | 0 | 0 |  | 0
Lateral Hardening-Fuse-10101285 | Lateral Hardening | 146909.46 | 0 | 0 | 0 | 0 | 0 | 0 | 0 | 0 | 0 | 0 |  | 0
Lateral Hardening-Fuse-10101286 | Lateral Hardening | 180937.71 | 0 | 0 | 0 | 0 | 2025 | 0 | 0 | 0 | 0 | 0 |  | 2025
Lateral Hardening-Fuse-10101287 | Lateral Hardening | 107331.93 | 0 | 0 | 0 | 0 | 0 | 0 | 0 | 0 | 0 | 0 |  | 0
Lateral Hardening-Fuse-10101288 | Lateral Hardening | 153494.52 | 0 | 0 | 0 | 0 | 0 | 0 | 0 | 0 | 0 | 0 |  | 0
Lateral Hardening-Fuse-10101290 | Lateral Hardening | 145681.74 | 0 | 0 | 0 | 0 | 0 | 0 | 0 | 0 | 0 | 0 |  | 0
Lateral Hardening-Fuse-10101291 | Lateral Hardening | 143404.44 | 0 | 0 | 0 | 0 | 0 | 0 | 0 | 0 | 0 | 0 |  | 0
Lateral Hardening-Fuse-10101293 | Lateral Hardening | 195643.41 | 0 | 0 | 0 | 0 | 0 | 0 | 0 | 0 | 0 | 0 |  | 0
Lateral Hardening-Fuse-10101298 | Lateral Hardening | 53455.95 | 0 | 0 | 0 | 0 | 0 | 0 | 0 | 0 | 0 | 0 |  | 0
Lateral Hardening-Fuse-10104976 | Lateral Hardening | 440131.9 | 0 | 0 | 0 | 0 | 0 | 0 | 0 | 0 | 0 | 0 |  | 0
Lateral Hardening-Fuse-10104979 | Lateral Hardening | 384932.35 | 0 | 0 | 0 | 0 | 0 | 0 | 0 | 0 | 0 | 0 |  | 0
Lateral Hardening-Fuse-10105677 | Lateral Hardening | 116790.14 | 0 | 0 | 0 | 0 | 0 | 0 | 0 | 0 | 0 | 0 |  | 0
Lateral Hardening-Fuse-10105716 | Lateral Hardening | 50000 | 0 | 0 | 0 | 0 | 0 | 0 | 0 | 0 | 0 | 0 |  | 0
Lateral Hardening-Fuse-10105717 | Lateral Hardening | 240270.01 | 0 | 0 | 0 | 0 | 2022 | 0 | 0 | 0 | 0 | 0 |  | 0 | 0
Lateral Hardening-Fuse-10105723 | Lateral Hardening | 275103.68 | 0 | 0 | 0 | 0 | 2022 | 0 | 0 | 0 | 0 | 0 |  | 2021 | 2021
Lateral Hardening-Fuse-10105726 | Lateral Hardening | 465585.31 | 0 | 0 | 0 | 0 | 2022 | 0 | 0 | 0 | 0 | 0 |  | 2021 | 2021
Lateral Hardening-Fuse-10105728 | Lateral Hardening | 50000 | 0 | 0 | 0 | 0 | 2022 | 0 | 0 | 0 | 0 | 0 |  | 0 | 0
Lateral Hardening-Fuse-10120770 | Lateral Hardening | 119384.03 | 0 | 0 | 0 | 0 | 0 | 0 | 0 | 0 | 0 | 0 |  | 0
Lateral Hardening-Fuse-10120771 | Lateral Hardening | 233003.36 | 0 | 0 | 0 | 0 | 0 | 0 | 0 | 0 | 0 | 0 |  | 0
Lateral Hardening-Fuse-10120773 | Lateral Hardening | 365990.47 | 0 | 0 | 0 | 0 | 0 | 0 | 0 | 0 | 0 | 0 |  | 0
Lateral Hardening-Fuse-10120776 | Lateral Hardening | 409006.14 | 0 | 0 | 0 | 0 | 2025 | 0 | 0 | 0 | 0 | 0 |  | 0 | 0
Lateral Hardening-Fuse-10120778 | Lateral Hardening | 75939.15 | 0 | 0 | 0 | 0 | 0 | 0 | 0 | 0 | 0 | 0 |  | 0
Lateral Hardening-Fuse-10120780 | Lateral Hardening | 386532.6 | 0 | 0 | 0 | 0 | 0 | 0 | 0 | 0 | 0 | 0 |  | 0
Lateral Hardening-Fuse-10120781 | Lateral Hardening | 261360.82 | 0 | 0 | 0 | 0 | 2025 | 0 | 0 | 0 | 0 | 0 |  | 2024 | 2024
Lateral Hardening-Fuse-10120782 | Lateral Hardening | 455551.15 | 0 | 0 | 0 | 0 | 2025 | 0 | 0 | 0 | 0 | 0 |  | 2024 | 2024
Lateral Hardening-Fuse-10120786 | Lateral Hardening | 522087.78 | 0 | 0 | 0 | 0 | 2025 | 0 | 0 | 0 | 0 | 0 |  | 2024 | 2024
Lateral Hardening-Fuse-10120787 | Lateral Hardening | 76347.58 | 0 | 0 | 0 | 0 | 2025 | 0 | 0 | 0 | 0 | 0 |  | 2024 | 2024
Lateral Hardening-Fuse-10120788 | Lateral Hardening | 239601.71 | 0 | 0 | 0 | 0 | 2025 | 0 | 0 | 0 | 0 | 0 |  | 2024 | 2024
Lateral Hardening-Fuse-10120789 | Lateral Hardening | 177289.14 | 0 | 0 | 0 | 0 | 0 | 0 | 0 | 0 | 0 | 0 |  | 0
Lateral Hardening-Fuse-10120790 | Lateral Hardening | 286793.14 | 0 | 0 | 0 | 0 | 0 | 0 | 0 | 0 | 0 | 0 |  | 0
Lateral Hardening-Fuse-10120791 | Lateral Hardening | 428723.02 | 0 | 0 | 0 | 0 | 0 | 0 | 0 | 0 | 0 | 0 |  | 0
Lateral Hardening-Fuse-10120792 | Lateral Hardening | 396627.73 | 0 | 0 | 0 | 0 | 0 | 0 | 0 | 0 | 0 | 0 |  | 0
Lateral Hardening-Fuse-10120794 | Lateral Hardening | 255001.86 | 0 | 0 | 0 | 0 | 0 | 0 | 0 | 0 | 0 | 0 |  | 0
Lateral Hardening-Fuse-10120796 | Lateral Hardening | 455381.89 | 0 | 0 | 0 | 0 | 2025 | 0 | 0 | 0 | 0 | 0 |  | 2024 | 2024
Lateral Hardening-Fuse-10120797 | Lateral Hardening | 252215.14 | 0 | 0 | 0 | 0 | 0 | 0 | 0 | 0 | 0 | 0 |  | 0
Lateral Hardening-Fuse-10120798 | Lateral Hardening | 68535.61 | 0 | 0 | 0 | 0 | 0 | 0 | 0 | 0 | 0 | 0 |  | 0
Lateral Hardening-Fuse-10120800 | Lateral Hardening | 54494.79 | 0 | 0 | 0 | 0 | 0 | 0 | 0 | 0 | 0 | 0 |  | 0
Lateral Hardening-Fuse-10120803 | Lateral Hardening | 384759.03 | 0 | 0 | 0 | 0 | 0 | 0 | 0 | 0 | 0 | 0 |  | 0
Lateral Hardening-Fuse-10121709 | Lateral Hardening | 50000 | 0 | 0 | 0 | 0 | 2021 | 0 | 0 | 0 | 0 | 0 |  | 2021
Lateral Hardening-Fuse-10121721 | Lateral Hardening | 304475.64 | 0 | 0 | 0 | 0 | 0 | 0 | 0 | 0 | 0 | 0 |  | 0
Lateral Hardening-Fuse-10121722 | Lateral Hardening | 372586.27 | 0 | 0 | 0 | 0 | 0 | 0 | 0 | 0 | 0 | 0 |  | 0
Lateral Hardening-Fuse-10122214 | Lateral Hardening | 356517.37 | 0 | 0 | 0 | 0 | 0 | 0 | 0 | 0 | 0 | 0 |  | 0
Lateral Hardening-Fuse-10122222 | Lateral Hardening | 233856.61 | 0 | 0 | 0 | 0 | 0 | 0 | 0 | 0 | 0 | 0 |  | 0
Lateral Hardening-Fuse-10122223 | Lateral Hardening | 208823.53 | 0 | 0 | 0 | 0 | 0 | 0 | 0 | 0 | 0 | 0 |  | 0
Lateral Hardening-Fuse-10122224 | Lateral Hardening | 248800.35 | 0 | 0 | 0 | 0 | 0 | 0 | 0 | 0 | 0 | 0 |  | 0
Lateral Hardening-Fuse-10122225 | Lateral Hardening | 835897.24 | 0 | 0 | 0 | 0 | 0 | 0 | 0 | 0 | 0 | 0 |  | 0
Lateral Hardening-Fuse-10122226 | Lateral Hardening | 389953.23 | 0 | 0 | 0 | 0 | 0 | 0 | 0 | 0 | 0 | 0 |  | 0
Lateral Hardening-Fuse-10122228 | Lateral Hardening | 50000 | 0 | 0 | 0 | 0 | 0 | 0 | 0 | 0 | 0 | 0 |  | 0
Lateral Hardening-Fuse-10122231 | Lateral Hardening | 113863.98 | 0 | 0 | 0 | 0 | 0 | 0 | 0 | 0 | 0 | 0 |  | 0
Lateral Hardening-Fuse-10122236 | Lateral Hardening | 260883.62 | 0 | 0 | 0 | 0 | 2024 | 0 | 0 | 0 | 0 | 0 |  | 2024
Lateral Hardening-Fuse-10122239 | Lateral Hardening | 712745.92 | 0 | 0 | 0 | 0 | 2024 | 0 | 0 | 0 | 0 | 0 |  | 2024
Lateral Hardening-Fuse-10122240 | Lateral Hardening | 73844.33 | 0 | 0 | 0 | 0 | 0 | 0 | 0 | 0 | 0 | 0 |  | 0
Lateral Hardening-Fuse-10122241 | Lateral Hardening | 125370.66 | 0 | 0 | 0 | 0 | 0 | 0 | 0 | 0 | 0 | 0 |  | 0
Lateral Hardening-Fuse-10123787 | Lateral Hardening | 50000 | 0 | 0 | 0 | 0 | 0 | 0 | 0 | 0 | 0 | 0 |  | 0
Lateral Hardening-Fuse-10123789 | Lateral Hardening | 144674.38 | 0 | 0 | 0 | 0 | 0 | 0 | 0 | 0 | 0 | 0 |  | 0
Lateral Hardening-Fuse-10123790 | Lateral Hardening | 426037 | 0 | 0 | 0 | 0 | 0 | 0 | 0 | 0 | 0 | 0 |  | 0
Lateral Hardening-Fuse-10123793 | Lateral Hardening | 320609.88 | 0 | 0 | 0 | 0 | 0 | 0 | 0 | 0 | 0 | 0 |  | 0
Lateral Hardening-Fuse-10123795 | Lateral Hardening | 376951.2 | 0 | 0 | 0 | 0 | 0 | 0 | 0 | 0 | 0 | 0 |  | 0
Lateral Hardening-Fuse-10123796 | Lateral Hardening | 50000 | 0 | 0 | 0 | 0 | 2026 | 0 | 0 | 0 | 0 | 0 |  | 2028 | 2028
Lateral Hardening-Fuse-10123797 | Lateral Hardening | 85329.83 | 0 | 0 | 0 | 0 | 0 | 0 | 0 | 0 | 0 | 0 |  | 0
Lateral Hardening-Fuse-10123802 | Lateral Hardening | 349924.93 | 0 | 0 | 0 | 0 | 0 | 0 | 0 | 0 | 0 | 0 |  | 0
Lateral Hardening-Fuse-10123803 | Lateral Hardening | 204735.39 | 0 | 0 | 0 | 0 | 0 | 0 | 0 | 0 | 0 | 0 |  | 0
Lateral Hardening-Fuse-10123804 | Lateral Hardening | 215019.3 | 0 | 0 | 0 | 0 | 0 | 0 | 0 | 0 | 0 | 0 |  | 0
Lateral Hardening-Fuse-10123810 | Lateral Hardening | 389616.11 | 0 | 0 | 0 | 0 | 0 | 0 | 0 | 0 | 0 | 0 |  | 0
Lateral Hardening-Fuse-10124533 | Lateral Hardening | 224486.99 | 0 | 0 | 0 | 0 | 2029 | 0 | 0 | 0 | 0 | 0 |  | 2029
Lateral Hardening-Fuse-10124536 | Lateral Hardening | 71023.77 | 0 | 0 | 0 | 0 | 0 | 0 | 0 | 0 | 0 | 0 |  | 0
Lateral Hardening-Fuse-10124538 | Lateral Hardening | 58872.49 | 0 | 0 | 0 | 0 | 0 | 0 | 0 | 0 | 0 | 0 |  | 0
Lateral Hardening-Fuse-10124540 | Lateral Hardening | 390651.48 | 0 | 0 | 0 | 0 | 2029 | 0 | 0 | 0 | 0 | 0 |  | 0 | 0
Lateral Hardening-Fuse-10124541 | Lateral Hardening | 167807.87 | 0 | 0 | 0 | 0 | 0 | 0 | 0 | 0 | 0 | 0 |  | 0
Lateral Hardening-Fuse-10124545 | Lateral Hardening | 494540.51 | 0 | 0 | 0 | 0 | 0 | 0 | 0 | 0 | 0 | 0 |  | 0
Lateral Hardening-Fuse-10125778 | Lateral Hardening | 50000 | 0 | 0 | 0 | 0 | 0 | 0 | 0 | 0 | 0 | 0 |  | 0
Lateral Hardening-Fuse-10125798 | Lateral Hardening | 290093.29 | 0 | 0 | 0 | 0 | 2029 | 0 | 0 | 0 | 0 | 0 |  | 2028 | 2028
Lateral Hardening-Fuse-10125810 | Lateral Hardening | 88830.95 | 0 | 0 | 0 | 0 | 0 | 0 | 0 | 0 | 0 | 0 |  | 0
Lateral Hardening-Fuse-10125813 | Lateral Hardening | 222439.37 | 0 | 0 | 0 | 0 | 0 | 0 | 0 | 0 | 0 | 0 |  | 0
Lateral Hardening-Fuse-10125814 | Lateral Hardening | 147984.73 | 0 | 0 | 0 | 0 | 0 | 0 | 0 | 0 | 0 | 0 |  | 0
Lateral Hardening-Fuse-10125819 | Lateral Hardening | 50000 | 0 | 0 | 0 | 0 | 0 | 0 | 0 | 0 | 0 | 0 |  | 0
Lateral Hardening-Fuse-10126962 | Lateral Hardening | 265348.96 | 0 | 0 | 0 | 0 | 0 | 0 | 0 | 0 | 0 | 0 |  | 0
Lateral Hardening-Fuse-10126968 | Lateral Hardening | 205895.89 | 0 | 0 | 0 | 0 | 0 | 0 | 0 | 0 | 0 | 0 |  | 0
Lateral Hardening-Fuse-10126969 | Lateral Hardening | 66756.99 | 0 | 0 | 0 | 0 | 0 | 0 | 0 | 0 | 0 | 0 |  | 0
Lateral Hardening-Fuse-10126971 | Lateral Hardening | 477902.64 | 0 | 0 | 0 | 0 | 0 | 0 | 0 | 0 | 0 | 0 |  | 0
Lateral Hardening-Fuse-10126973 | Lateral Hardening | 99298.79 | 0 | 0 | 0 | 0 | 0 | 0 | 0 | 0 | 0 | 0 |  | 0
Lateral Hardening-Fuse-10126974 | Lateral Hardening | 242183.81 | 0 | 0 | 0 | 0 | 0 | 0 | 0 | 0 | 0 | 0 |  | 0
Lateral Hardening-Fuse-10126980 | Lateral Hardening | 337468.11 | 0 | 0 | 0 | 0 | 2028 | 0 | 0 | 0 | 0 | 0 |  | 2028
Lateral Hardening-Fuse-10127379 | Lateral Hardening | 156601.94 | 0 | 0 | 0 | 0 | 0 | 0 | 0 | 0 | 0 | 0 |  | 0
Lateral Hardening-Fuse-10127381 | Lateral Hardening | 233136.29 | 0 | 0 | 0 | 0 | 0 | 0 | 0 | 0 | 0 | 0 |  | 0
Lateral Hardening-Fuse-10127391 | Lateral Hardening | 551956.95 | 0 | 0 | 0 | 0 | 2028 | 0 | 0 | 0 | 0 | 0 |  | 2027 | 2027
Lateral Hardening-Fuse-10127394 | Lateral Hardening | 163915.61 | 0 | 0 | 0 | 0 | 0 | 0 | 0 | 0 | 0 | 0 |  | 0
Lateral Hardening-Fuse-10127399 | Lateral Hardening | 1246937.3 | 0 | 0 | 0 | 0 | 0 | 0 | 0 | 0 | 0 | 0 |  | 0
Lateral Hardening-Fuse-10127933 | Lateral Hardening | 524579.06 | 0 | 0 | 0 | 0 | 0 | 0 | 0 | 0 | 0 | 0 |  | 0
Lateral Hardening-Fuse-10127934 | Lateral Hardening | 575610.31 | 0 | 0 | 0 | 0 | 0 | 0 | 0 | 0 | 0 | 0 |  | 0
Lateral Hardening-Fuse-10127935 | Lateral Hardening | 598350.35 | 0 | 0 | 0 | 0 | 0 | 0 | 0 | 0 | 0 | 0 |  | 0
Lateral Hardening-Fuse-10127936 | Lateral Hardening | 377653.81 | 0 | 0 | 0 | 0 | 0 | 0 | 0 | 0 | 0 | 0 |  | 0
Lateral Hardening-Fuse-10127937 | Lateral Hardening | 573784.47 | 0 | 0 | 0 | 0 | 0 | 0 | 0 | 0 | 0 | 0 |  | 2026 | 2026
Lateral Hardening-Fuse-10127938 | Lateral Hardening | 332372.66 | 0 | 0 | 0 | 0 | 0 | 0 | 0 | 0 | 0 | 0 |  | 0
Lateral Hardening-Fuse-10127939 | Lateral Hardening | 658008.55 | 0 | 0 | 0 | 0 | 0 | 0 | 0 | 0 | 0 | 0 |  | 0
Lateral Hardening-Fuse-10127940 | Lateral Hardening | 392717.73 | 0 | 0 | 0 | 0 | 0 | 0 | 0 | 0 | 0 | 0 |  | 0
Lateral Hardening-Fuse-10127945 | Lateral Hardening | 1649979.36 | 0 | 0 | 0 | 0 | 0 | 0 | 0 | 0 | 0 | 0 |  | 0
Lateral Hardening-Fuse-10127947 | Lateral Hardening | 170583.9 | 0 | 0 | 0 | 0 | 0 | 0 | 0 | 0 | 0 | 0 |  | 0
Lateral Hardening-Fuse-10127948 | Lateral Hardening | 205533.87 | 0 | 0 | 0 | 0 | 0 | 0 | 0 | 0 | 0 | 0 |  | 0
Lateral Hardening-Fuse-10127949 | Lateral Hardening | 78893.27 | 0 | 0 | 0 | 0 | 0 | 0 | 0 | 0 | 0 | 0 |  | 0
Lateral Hardening-Fuse-10127950 | Lateral Hardening | 50000 | 0 | 0 | 0 | 0 | 0 | 0 | 0 | 0 | 0 | 0 |  | 0
Lateral Hardening-Fuse-10127951 | Lateral Hardening | 164282.11 | 0 | 0 | 0 | 0 | 0 | 0 | 0 | 0 | 0 | 0 |  | 0
Lateral Hardening-Fuse-10127952 | Lateral Hardening | 329849.95 | 0 | 0 | 0 | 0 | 0 | 0 | 0 | 0 | 0 | 0 |  | 0
Lateral Hardening-Fuse-10127953 | Lateral Hardening | 383489.09 | 0 | 0 | 0 | 0 | 0 | 0 | 0 | 0 | 0 | 0 |  | 0
Lateral Hardening-Fuse-10127954 | Lateral Hardening | 425255.22 | 0 | 0 | 0 | 0 | 0 | 0 | 0 | 0 | 0 | 0 |  | 0
Lateral Hardening-Fuse-10127955 | Lateral Hardening | 293755.03 | 0 | 0 | 0 | 0 | 2023 | 0 | 0 | 0 | 0 | 0 |  | 2026 | 2026
Lateral Hardening-Fuse-10127957 | Lateral Hardening | 368569.92 | 0 | 0 | 0 | 0 | 0 | 0 | 0 | 0 | 0 | 0 |  | 0
Lateral Hardening-Fuse-10127958 | Lateral Hardening | 418670.94 | 0 | 0 | 0 | 0 | 2023 | 0 | 0 | 0 | 0 | 0 |  | 2026 | 2026
Lateral Hardening-Fuse-10128489 | Lateral Hardening | 358518.23 | 0 | 0 | 0 | 0 | 0 | 0 | 0 | 0 | 0 | 0 |  | 0
Lateral Hardening-Fuse-10128491 | Lateral Hardening | 175899.02 | 0 | 0 | 0 | 0 | 0 | 0 | 0 | 0 | 0 | 0 |  | 0
Lateral Hardening-Fuse-10128493 | Lateral Hardening | 206535.49 | 0 | 0 | 0 | 0 | 0 | 0 | 0 | 0 | 0 | 0 |  | 0
Lateral Hardening-Fuse-10128495 | Lateral Hardening | 124174.47 | 0 | 0 | 0 | 0 | 0 | 0 | 0 | 0 | 0 | 0 |  | 0
Lateral Hardening-Fuse-10128497 | Lateral Hardening | 169523.58 | 0 | 0 | 0 | 0 | 0 | 0 | 0 | 0 | 0 | 0 |  | 0
Lateral Hardening-Fuse-10128499 | Lateral Hardening | 179288.12 | 0 | 0 | 0 | 0 | 0 | 0 | 0 | 0 | 0 | 0 |  | 0
Lateral Hardening-Fuse-10128501 | Lateral Hardening | 179445.52 | 0 | 0 | 0 | 0 | 0 | 0 | 0 | 0 | 0 | 0 |  | 0
Lateral Hardening-Fuse-10128503 | Lateral Hardening | 180857.12 | 0 | 0 | 0 | 0 | 0 | 0 | 0 | 0 | 0 | 0 |  | 0
Lateral Hardening-Fuse-10128505 | Lateral Hardening | 181350.06 | 0 | 0 | 0 | 0 | 0 | 0 | 0 | 0 | 0 | 0 |  | 0
Lateral Hardening-Fuse-10128507 | Lateral Hardening | 98228.93 | 0 | 0 | 0 | 0 | 0 | 0 | 0 | 0 | 0 | 0 |  | 0
Lateral Hardening-Fuse-10128511 | Lateral Hardening | 71384.55 | 0 | 0 | 0 | 0 | 0 | 0 | 0 | 0 | 0 | 0 |  | 0
Lateral Hardening-Fuse-10129739 | Lateral Hardening | 157575.39 | 0 | 0 | 0 | 0 | 0 | 0 | 0 | 0 | 0 | 0 |  | 0
Lateral Hardening-Fuse-10129776 | Lateral Hardening | 110342.48 | 0 | 0 | 0 | 0 | 0 | 0 | 0 | 0 | 0 | 0 |  | 0
Lateral Hardening-Fuse-10129777 | Lateral Hardening | 445974.48 | 0 | 0 | 0 | 0 | 2022 | 0 | 0 | 0 | 0 | 0 |  | 0 | 0
Lateral Hardening-Fuse-10129778 | Lateral Hardening | 111099.15 | 0 | 0 | 0 | 0 | 0 | 0 | 0 | 0 | 0 | 0 |  | 0
Lateral Hardening-Fuse-10129781 | Lateral Hardening | 100598.68 | 0 | 0 | 0 | 0 | 0 | 0 | 0 | 0 | 0 | 0 |  | 0
Lateral Hardening-Fuse-10129786 | Lateral Hardening | 294049.4 | 0 | 0 | 0 | 0 | 2022 | 0 | 0 | 0 | 0 | 0 |  | 2022
Lateral Hardening-Fuse-10129794 | Lateral Hardening | 170372.01 | 0 | 0 | 0 | 0 | 0 | 0 | 0 | 0 | 0 | 0 |  | 0
Lateral Hardening-Fuse-10129795 | Lateral Hardening | 119933.14 | 0 | 0 | 0 | 0 | 0 | 0 | 0 | 0 | 0 | 0 |  | 0
Lateral Hardening-Fuse-10129796 | Lateral Hardening | 357390.96 | 0 | 0 | 0 | 0 | 0 | 0 | 0 | 0 | 0 | 0 |  | 0
Lateral Hardening-Fuse-10129802 | Lateral Hardening | 186568.47 | 0 | 0 | 0 | 0 | 0 | 0 | 0 | 0 | 0 | 0 |  | 0
Lateral Hardening-Fuse-10129804 | Lateral Hardening | 231190.02 | 0 | 0 | 0 | 0 | 0 | 0 | 0 | 0 | 0 | 0 |  | 0
Lateral Hardening-Fuse-10129805 | Lateral Hardening | 176297.78 | 0 | 0 | 0 | 0 | 0 | 0 | 0 | 0 | 0 | 0 |  | 0
Lateral Hardening-Fuse-10129807 | Lateral Hardening | 70460.15 | 0 | 0 | 0 | 0 | 0 | 0 | 0 | 0 | 0 | 0 |  | 0
Lateral Hardening-Fuse-10129810 | Lateral Hardening | 279088.27 | 0 | 0 | 0 | 0 | 0 | 0 | 0 | 0 | 0 | 0 |  | 0
Lateral Hardening-Fuse-10129813 | Lateral Hardening | 582672.42 | 0 | 0 | 0 | 0 | 0 | 0 | 0 | 0 | 0 | 0 |  | 0
Lateral Hardening-Fuse-10129814 | Lateral Hardening | 577071.16 | 0 | 0 | 0 | 0 | 2024 | 0 | 0 | 0 | 0 | 0 |  | 2025 | 2025
Lateral Hardening-Fuse-10129816 | Lateral Hardening | 631642.47 | 0 | 0 | 0 | 0 | 0 | 0 | 0 | 0 | 0 | 0 |  | 0
Lateral Hardening-Fuse-10129818 | Lateral Hardening | 219670.31 | 0 | 0 | 0 | 0 | 0 | 0 | 0 | 0 | 0 | 0 |  | 0
Lateral Hardening-Fuse-10129822 | Lateral Hardening | 320984.58 | 0 | 0 | 0 | 0 | 0 | 0 | 0 | 0 | 0 | 0 |  | 0
Lateral Hardening-Fuse-10129824 | Lateral Hardening | 276847.45 | 0 | 0 | 0 | 0 | 0 | 0 | 0 | 0 | 0 | 0 |  | 2025 | 2025
Lateral Hardening-Fuse-10129828 | Lateral Hardening | 158383.87 | 0 | 0 | 0 | 0 | 0 | 0 | 0 | 0 | 0 | 0 |  | 2025 | 2025
Lateral Hardening-Fuse-10129832 | Lateral Hardening | 631183.79 | 0 | 0 | 0 | 0 | 2024 | 0 | 0 | 0 | 0 | 0 |  | 2025 | 2025
Lateral Hardening-Fuse-10129834 | Lateral Hardening | 448908.64 | 0 | 0 | 0 | 0 | 2024 | 0 | 0 | 0 | 0 | 0 |  | 2025 | 2025
Lateral Hardening-Fuse-10129836 | Lateral Hardening | 172890.41 | 0 | 0 | 0 | 0 | 2024 | 0 | 0 | 0 | 0 | 0 |  | 2025 | 2025
Lateral Hardening-Fuse-10129837 | Lateral Hardening | 64804.49 | 0 | 0 | 0 | 0 | 0 | 0 | 0 | 0 | 0 | 0 |  | 0
Lateral Hardening-Fuse-10129843 | Lateral Hardening | 241156.34 | 0 | 0 | 0 | 0 | 2022 | 0 | 0 | 0 | 0 | 0 |  | 2022
Lateral Hardening-Fuse-10129847 | Lateral Hardening | 784676.04 | 0 | 0 | 0 | 0 | 0 | 0 | 0 | 0 | 0 | 0 |  | 0
Lateral Hardening-Fuse-10129849 | Lateral Hardening | 450647.26 | 0 | 0 | 0 | 0 | 0 | 0 | 0 | 0 | 0 | 0 |  | 0
Lateral Hardening-Fuse-10129850 | Lateral Hardening | 50000 | 0 | 0 | 0 | 0 | 0 | 0 | 0 | 0 | 0 | 0 |  | 0
Lateral Hardening-Fuse-10129851 | Lateral Hardening | 51514.19 | 0 | 0 | 0 | 0 | 0 | 0 | 0 | 0 | 0 | 0 |  | 0
Lateral Hardening-Fuse-10129853 | Lateral Hardening | 158327.38 | 0 | 0 | 0 | 0 | 0 | 0 | 0 | 0 | 0 | 0 |  | 0
Lateral Hardening-Fuse-10129859 | Lateral Hardening | 181638.33 | 0 | 0 | 0 | 0 | 0 | 0 | 0 | 0 | 0 | 0 |  | 0
Lateral Hardening-Fuse-10129864 | Lateral Hardening | 50000 | 0 | 0 | 0 | 0 | 0 | 0 | 0 | 0 | 0 | 0 |  | 0
Lateral Hardening-Fuse-10129866 | Lateral Hardening | 50000 | 0 | 0 | 0 | 0 | 0 | 0 | 0 | 0 | 0 | 0 |  | 0
Lateral Hardening-Fuse-10129867 | Lateral Hardening | 136782.16 | 0 | 0 | 0 | 0 | 0 | 0 | 0 | 0 | 0 | 0 |  | 0
Lateral Hardening-Fuse-10129872 | Lateral Hardening | 50000 | 0 | 0 | 0 | 0 | 0 | 0 | 0 | 0 | 0 | 0 |  | 0
Lateral Hardening-Fuse-10129876 | Lateral Hardening | 151295.13 | 0 | 0 | 0 | 0 | 0 | 0 | 0 | 0 | 0 | 0 |  | 0
Lateral Hardening-Fuse-10129877 | Lateral Hardening | 75407.51 | 0 | 0 | 0 | 0 | 0 | 0 | 0 | 0 | 0 | 0 |  | 0
Lateral Hardening-Fuse-10129879 | Lateral Hardening | 55984.35 | 0 | 0 | 0 | 0 | 0 | 0 | 0 | 0 | 0 | 0 |  | 0
Lateral Hardening-Fuse-10129880 | Lateral Hardening | 120342.38 | 0 | 0 | 0 | 0 | 0 | 0 | 0 | 0 | 0 | 0 |  | 0
Lateral Hardening-Fuse-10129883 | Lateral Hardening | 241001.04 | 0 | 0 | 0 | 0 | 0 | 0 | 0 | 0 | 0 | 0 |  | 0
Lateral Hardening-Fuse-10129885 | Lateral Hardening | 64710.05 | 0 | 0 | 0 | 0 | 0 | 0 | 0 | 0 | 0 | 0 |  | 0
Lateral Hardening-Fuse-10129888 | Lateral Hardening | 121255.3 | 0 | 0 | 0 | 0 | 0 | 0 | 0 | 0 | 0 | 0 |  | 0
Lateral Hardening-Fuse-10129890 | Lateral Hardening | 312170.92 | 0 | 0 | 0 | 0 | 0 | 0 | 0 | 0 | 0 | 0 |  | 0
Lateral Hardening-Fuse-10129893 | Lateral Hardening | 134623.56 | 0 | 0 | 0 | 0 | 2024 | 0 | 0 | 0 | 0 | 0 |  | 0 | 0
Lateral Hardening-Fuse-10129894 | Lateral Hardening | 165801.55 | 0 | 0 | 0 | 0 | 0 | 0 | 0 | 0 | 0 | 0 |  | 0
Lateral Hardening-Fuse-10129898 | Lateral Hardening | 206277.83 | 0 | 0 | 0 | 0 | 0 | 0 | 0 | 0 | 0 | 0 |  | 0
Lateral Hardening-Fuse-10129899 | Lateral Hardening | 210438.22 | 0 | 0 | 0 | 0 | 0 | 0 | 0 | 0 | 0 | 0 |  | 0
Lateral Hardening-Fuse-10129906 | Lateral Hardening | 92057.41 | 0 | 0 | 0 | 0 | 0 | 0 | 0 | 0 | 0 | 0 |  | 0
Lateral Hardening-Fuse-10129907 | Lateral Hardening | 50000 | 0 | 0 | 0 | 0 | 0 | 0 | 0 | 0 | 0 | 0 |  | 0
Lateral Hardening-Fuse-10129908 | Lateral Hardening | 419205.32 | 0 | 0 | 0 | 0 | 0 | 0 | 0 | 0 | 0 | 0 |  | 0
Lateral Hardening-Fuse-10129910 | Lateral Hardening | 481119.44 | 0 | 0 | 0 | 0 | 0 | 0 | 0 | 0 | 0 | 0 |  | 0
Lateral Hardening-Fuse-10132248 | Lateral Hardening | 389743.56 | 0 | 0 | 0 | 0 | 0 | 0 | 0 | 0 | 0 | 0 |  | 0
Lateral Hardening-Fuse-10132253 | Lateral Hardening | 53557.37 | 0 | 0 | 0 | 0 | 0 | 0 | 0 | 0 | 0 | 0 |  | 0
Lateral Hardening-Fuse-10132833 | Lateral Hardening | 167681.95 | 0 | 0 | 0 | 0 | 0 | 0 | 0 | 0 | 0 | 0 |  | 0
Lateral Hardening-Fuse-10136403 | Lateral Hardening | 155935.23 | 0 | 0 | 0 | 0 | 0 | 0 | 0 | 0 | 0 | 0 |  | 0
Lateral Hardening-Fuse-10136412 | Lateral Hardening | 80264.43 | 0 | 0 | 0 | 0 | 0 | 0 | 0 | 0 | 0 | 0 |  | 0
Lateral Hardening-Fuse-10136417 | Lateral Hardening | 161370.11 | 0 | 0 | 0 | 0 | 0 | 0 | 0 | 0 | 0 | 0 |  | 0
Lateral Hardening-Fuse-10140397 | Lateral Hardening | 77172.75 | 0 | 0 | 0 | 0 | 0 | 0 | 0 | 0 | 0 | 0 |  | 0
Lateral Hardening-Fuse-10140422 | Lateral Hardening | 51577.15 | 0 | 0 | 0 | 0 | 0 | 0 | 0 | 0 | 0 | 0 |  | 0
Lateral Hardening-Fuse-10140425 | Lateral Hardening | 81177.95 | 0 | 0 | 0 | 0 | 0 | 0 | 0 | 0 | 0 | 0 |  | 0
Lateral Hardening-Fuse-10141640 | Lateral Hardening | 50000 | 0 | 0 | 0 | 0 | 0 | 0 | 0 | 0 | 0 | 0 |  | 0
Lateral Hardening-Fuse-10141642 | Lateral Hardening | 50000 | 0 | 0 | 0 | 0 | 0 | 0 | 0 | 0 | 0 | 0 |  | 0
Lateral Hardening-Fuse-10141663 | Lateral Hardening | 143141.86 | 0 | 0 | 0 | 0 | 0 | 0 | 0 | 0 | 0 | 0 |  | 0
Lateral Hardening-Fuse-10141664 | Lateral Hardening | 90100.73 | 0 | 0 | 0 | 0 | 0 | 0 | 0 | 0 | 0 | 0 |  | 0
Lateral Hardening-Fuse-10141670 | Lateral Hardening | 50000 | 0 | 0 | 0 | 0 | 0 | 0 | 0 | 0 | 0 | 0 |  | 0
Lateral Hardening-Fuse-10141673 | Lateral Hardening | 165653.16 | 0 | 0 | 0 | 0 | 2026 | 0 | 0 | 0 | 0 | 0 |  | 2027 | 2027
Lateral Hardening-Fuse-10141676 | Lateral Hardening | 239912.3 | 0 | 0 | 0 | 0 | 0 | 0 | 0 | 0 | 0 | 0 |  | 0
Lateral Hardening-Fuse-10141680 | Lateral Hardening | 166684.48 | 0 | 0 | 0 | 0 | 0 | 0 | 0 | 0 | 0 | 0 |  | 0
Lateral Hardening-Fuse-10141686 | Lateral Hardening | 346634.75 | 0 | 0 | 0 | 0 | 2026 | 0 | 0 | 0 | 0 | 0 |  | 2027 | 2027
Lateral Hardening-Fuse-10141687 | Lateral Hardening | 668829.19 | 0 | 0 | 0 | 0 | 2026 | 0 | 0 | 0 | 0 | 0 |  | 2027 | 2027
Lateral Hardening-Fuse-10141689 | Lateral Hardening | 50000 | 0 | 0 | 0 | 0 | 0 | 0 | 0 | 0 | 0 | 0 |  | 0
Lateral Hardening-Fuse-10141692 | Lateral Hardening | 215539.51 | 0 | 0 | 0 | 0 | 0 | 0 | 0 | 0 | 0 | 0 |  | 0
Lateral Hardening-Fuse-10141693 | Lateral Hardening | 50265.73 | 0 | 0 | 0 | 0 | 0 | 0 | 0 | 0 | 0 | 0 |  | 0
Lateral Hardening-Fuse-10142228 | Lateral Hardening | 694602.55 | 0 | 0 | 0 | 0 | 0 | 0 | 0 | 0 | 0 | 0 |  | 0
Lateral Hardening-Fuse-10142230 | Lateral Hardening | 378676.86 | 0 | 0 | 0 | 0 | 2028 | 0 | 0 | 0 | 0 | 0 |  | 2027 | 2027
Lateral Hardening-Fuse-10142231 | Lateral Hardening | 287024.24 | 0 | 0 | 0 | 0 | 0 | 0 | 0 | 0 | 0 | 0 |  | 0
Lateral Hardening-Fuse-10142232 | Lateral Hardening | 150860.2 | 0 | 0 | 0 | 0 | 0 | 0 | 0 | 0 | 0 | 0 |  | 0
Lateral Hardening-Fuse-10142235 | Lateral Hardening | 583251.38 | 0 | 0 | 0 | 0 | 0 | 0 | 0 | 0 | 0 | 0 |  | 0
Lateral Hardening-Fuse-10142236 | Lateral Hardening | 199084.73 | 0 | 0 | 0 | 0 | 0 | 0 | 0 | 0 | 0 | 0 |  | 0
Lateral Hardening-Fuse-10142237 | Lateral Hardening | 396306.45 | 0 | 0 | 0 | 0 | 2028 | 0 | 0 | 0 | 0 | 0 |  | 2027 | 2027
Lateral Hardening-Fuse-10142238 | Lateral Hardening | 242574.82 | 0 | 0 | 0 | 0 | 2028 | 0 | 0 | 0 | 0 | 0 |  | 0 | 0
Lateral Hardening-Fuse-10142241 | Lateral Hardening | 205523.13 | 0 | 0 | 0 | 0 | 0 | 0 | 0 | 0 | 0 | 0 |  | 0
Lateral Hardening-Fuse-10142245 | Lateral Hardening | 440895.78 | 0 | 0 | 0 | 0 | 0 | 0 | 0 | 0 | 0 | 0 |  | 0
Lateral Hardening-Fuse-10142246 | Lateral Hardening | 408146.61 | 0 | 0 | 0 | 0 | 2028 | 0 | 0 | 0 | 0 | 0 |  | 2027 | 2027
Lateral Hardening-Fuse-10142248 | Lateral Hardening | 445193.54 | 0 | 0 | 0 | 0 | 0 | 0 | 0 | 0 | 0 | 0 |  | 0
Lateral Hardening-Fuse-10142251 | Lateral Hardening | 69391.49 | 0 | 0 | 0 | 0 | 0 | 0 | 0 | 0 | 0 | 0 |  | 0
Lateral Hardening-Fuse-10142252 | Lateral Hardening | 83525.83 | 0 | 0 | 0 | 0 | 0 | 0 | 0 | 0 | 0 | 0 |  | 0
Lateral Hardening-Fuse-10142253 | Lateral Hardening | 131452.04 | 0 | 0 | 0 | 0 | 0 | 0 | 0 | 0 | 0 | 0 |  | 0
Lateral Hardening-Fuse-10142254 | Lateral Hardening | 88138.39 | 0 | 0 | 0 | 0 | 0 | 0 | 0 | 0 | 0 | 0 |  | 0
Lateral Hardening-Fuse-10142255 | Lateral Hardening | 73252.61 | 0 | 0 | 0 | 0 | 0 | 0 | 0 | 0 | 0 | 0 |  | 0
Lateral Hardening-Fuse-10142256 | Lateral Hardening | 71725.83 | 0 | 0 | 0 | 0 | 0 | 0 | 0 | 0 | 0 | 0 |  | 0
Lateral Hardening-Fuse-10142257 | Lateral Hardening | 510404.47 | 0 | 0 | 0 | 0 | 2028 | 0 | 0 | 0 | 0 | 0 |  | 2027 | 2027
Lateral Hardening-Fuse-10142259 | Lateral Hardening | 263233.88 | 0 | 0 | 0 | 0 | 0 | 0 | 0 | 0 | 0 | 0 |  | 2027 | 2027
Lateral Hardening-Fuse-10142260 | Lateral Hardening | 112447.38 | 0 | 0 | 0 | 0 | 0 | 0 | 0 | 0 | 0 | 0 |  | 0
Lateral Hardening-Fuse-10142261 | Lateral Hardening | 142455.04 | 0 | 0 | 0 | 0 | 0 | 0 | 0 | 0 | 0 | 0 |  | 0
Lateral Hardening-Fuse-10142262 | Lateral Hardening | 162231.43 | 0 | 0 | 0 | 0 | 0 | 0 | 0 | 0 | 0 | 0 |  | 0
Lateral Hardening-Fuse-10142263 | Lateral Hardening | 92486.18 | 0 | 0 | 0 | 0 | 0 | 0 | 0 | 0 | 0 | 0 |  | 0
Lateral Hardening-Fuse-10142266 | Lateral Hardening | 206692.89 | 0 | 0 | 0 | 0 | 2028 | 0 | 0 | 0 | 0 | 0 |  | 2027 | 2027
Lateral Hardening-Fuse-10142267 | Lateral Hardening | 126845.22 | 0 | 0 | 0 | 0 | 0 | 0 | 0 | 0 | 0 | 0 |  | 0
Lateral Hardening-Fuse-10142269 | Lateral Hardening | 63771.39 | 0 | 0 | 0 | 0 | 0 | 0 | 0 | 0 | 0 | 0 |  | 0
Lateral Hardening-Fuse-10142270 | Lateral Hardening | 86753.27 | 0 | 0 | 0 | 0 | 0 | 0 | 0 | 0 | 0 | 0 |  | 0
Lateral Hardening-Fuse-10142271 | Lateral Hardening | 73352.05 | 0 | 0 | 0 | 0 | 0 | 0 | 0 | 0 | 0 | 0 |  | 0
Lateral Hardening-Fuse-10142273 | Lateral Hardening | 98196.25 | 0 | 0 | 0 | 0 | 0 | 0 | 0 | 0 | 0 | 0 |  | 0
Lateral Hardening-Fuse-10142276 | Lateral Hardening | 104109.21 | 0 | 0 | 0 | 0 | 0 | 0 | 0 | 0 | 0 | 0 |  | 0
Lateral Hardening-Fuse-10142905 | Lateral Hardening | 204733.15 | 0 | 0 | 0 | 0 | 0 | 0 | 0 | 0 | 0 | 0 |  | 0
Lateral Hardening-Fuse-10142911 | Lateral Hardening | 343587.54 | 0 | 0 | 0 | 0 | 2028 | 0 | 0 | 0 | 0 | 0 |  | 2027 | 2027
Lateral Hardening-Fuse-10142918 | Lateral Hardening | 190343.29 | 0 | 0 | 0 | 0 | 0 | 0 | 0 | 0 | 0 | 0 |  | 0
Lateral Hardening-Fuse-10142920 | Lateral Hardening | 165535.36 | 0 | 0 | 0 | 0 | 0 | 0 | 0 | 0 | 0 | 0 |  | 0
Lateral Hardening-Fuse-10142922 | Lateral Hardening | 179356.82 | 0 | 0 | 0 | 0 | 0 | 0 | 0 | 0 | 0 | 0 |  | 0
Lateral Hardening-Fuse-10142924 | Lateral Hardening | 191954.51 | 0 | 0 | 0 | 0 | 0 | 0 | 0 | 0 | 0 | 0 |  | 0
Lateral Hardening-Fuse-10142925 | Lateral Hardening | 680968 | 0 | 0 | 0 | 0 | 0 | 0 | 0 | 0 | 0 | 0 |  | 0
Lateral Hardening-Fuse-10142929 | Lateral Hardening | 163149.91 | 0 | 0 | 0 | 0 | 0 | 0 | 0 | 0 | 0 | 0 |  | 0
Lateral Hardening-Fuse-10142935 | Lateral Hardening | 410807.9 | 0 | 0 | 0 | 0 | 0 | 0 | 0 | 0 | 0 | 0 |  | 2027 | 2027
Lateral Hardening-Fuse-10142938 | Lateral Hardening | 156705.43 | 0 | 0 | 0 | 0 | 0 | 0 | 0 | 0 | 0 | 0 |  | 0
Lateral Hardening-Fuse-10142939 | Lateral Hardening | 136376.27 | 0 | 0 | 0 | 0 | 2028 | 0 | 0 | 0 | 0 | 0 |  | 2027 | 2027
Lateral Hardening-Fuse-10142942 | Lateral Hardening | 240941.11 | 0 | 0 | 0 | 0 | 0 | 0 | 0 | 0 | 0 | 0 |  | 0
Lateral Hardening-Fuse-10143504 | Lateral Hardening | 50000 | 0 | 0 | 0 | 0 | 0 | 0 | 0 | 0 | 0 | 0 |  | 0
Lateral Hardening-Fuse-10143508 | Lateral Hardening | 178154.79 | 0 | 0 | 0 | 0 | 0 | 0 | 0 | 0 | 0 | 0 |  | 0
Lateral Hardening-Fuse-10143510 | Lateral Hardening | 294039.28 | 0 | 0 | 0 | 0 | 0 | 0 | 0 | 0 | 0 | 0 |  | 0
Lateral Hardening-Fuse-10143512 | Lateral Hardening | 196928.35 | 0 | 0 | 0 | 0 | 0 | 0 | 0 | 0 | 0 | 0 |  | 0
Lateral Hardening-Fuse-10143516 | Lateral Hardening | 372963.29 | 0 | 0 | 0 | 0 | 0 | 0 | 0 | 0 | 0 | 0 |  | 0
Lateral Hardening-Fuse-10143520 | Lateral Hardening | 50000 | 0 | 0 | 0 | 0 | 0 | 0 | 0 | 0 | 0 | 0 |  | 0
Lateral Hardening-Fuse-10143530 | Lateral Hardening | 50000 | 0 | 0 | 0 | 0 | 0 | 0 | 0 | 0 | 0 | 0 |  | 0
Lateral Hardening-Fuse-10143544 | Lateral Hardening | 78672.91 | 0 | 0 | 0 | 0 | 0 | 0 | 0 | 0 | 0 | 0 |  | 0
Lateral Hardening-Fuse-10143546 | Lateral Hardening | 187546.57 | 0 | 0 | 0 | 0 | 2026 | 0 | 0 | 0 | 0 | 0 |  | 2025 | 2025
Lateral Hardening-Fuse-10143559 | Lateral Hardening | 353848.14 | 0 | 0 | 0 | 0 | 0 | 0 | 0 | 0 | 0 | 0 |  | 0
Lateral Hardening-Fuse-10143560 | Lateral Hardening | 188659.11 | 0 | 0 | 0 | 0 | 0 | 0 | 0 | 0 | 0 | 0 |  | 0
Lateral Hardening-Fuse-10143561 | Lateral Hardening | 136693.46 | 0 | 0 | 0 | 0 | 2026 | 0 | 0 | 0 | 0 | 0 |  | 2025 | 2025
Lateral Hardening-Fuse-10143562 | Lateral Hardening | 353298.29 | 0 | 0 | 0 | 0 | 0 | 0 | 0 | 0 | 0 | 0 |  | 0
Lateral Hardening-Fuse-10143563 | Lateral Hardening | 299244.22 | 0 | 0 | 0 | 0 | 0 | 0 | 0 | 0 | 0 | 0 |  | 0
Lateral Hardening-Fuse-10143564 | Lateral Hardening | 300608.6 | 0 | 0 | 0 | 0 | 0 | 0 | 0 | 0 | 0 | 0 |  | 0
Lateral Hardening-Fuse-10143566 | Lateral Hardening | 286530.56 | 0 | 0 | 0 | 0 | 0 | 0 | 0 | 0 | 0 | 0 |  | 0
Lateral Hardening-Fuse-10143567 | Lateral Hardening | 82356.07 | 0 | 0 | 0 | 0 | 0 | 0 | 0 | 0 | 0 | 0 |  | 0
Lateral Hardening-Fuse-10143568 | Lateral Hardening | 271644.78 | 0 | 0 | 0 | 0 | 0 | 0 | 0 | 0 | 0 | 0 |  | 0
Lateral Hardening-Fuse-10143570 | Lateral Hardening | 174166.88 | 0 | 0 | 0 | 0 | 0 | 0 | 0 | 0 | 0 | 0 |  | 0
Lateral Hardening-Fuse-10144150 | Lateral Hardening | 484166.15 | 0 | 0 | 0 | 0 | 2028 | 0 | 0 | 0 | 0 | 0 |  | 2029 | 2029
Lateral Hardening-Fuse-10144153 | Lateral Hardening | 353865.02 | 0 | 0 | 0 | 0 | 2028 | 0 | 0 | 0 | 0 | 0 |  | 2029 | 2029
Lateral Hardening-Fuse-10144159 | Lateral Hardening | 667485.95 | 0 | 0 | 0 | 0 | 0 | 0 | 0 | 0 | 0 | 0 |  | 2029 | 2029
Lateral Hardening-Fuse-10144167 | Lateral Hardening | 162178.06 | 0 | 0 | 0 | 0 | 0 | 0 | 0 | 0 | 0 | 0 |  | 0
Lateral Hardening-Fuse-10144170 | Lateral Hardening | 130182.1 | 0 | 0 | 0 | 0 | 0 | 0 | 0 | 0 | 0 | 0 |  | 0
Lateral Hardening-Fuse-10144171 | Lateral Hardening | 341702.17 | 0 | 0 | 0 | 0 | 0 | 0 | 0 | 0 | 0 | 0 |  | 0
Lateral Hardening-Fuse-10144174 | Lateral Hardening | 96933.13 | 0 | 0 | 0 | 0 | 2028 | 0 | 0 | 0 | 0 | 0 |  | 0 | 0
Lateral Hardening-Fuse-10144177 | Lateral Hardening | 63362.15 | 0 | 0 | 0 | 0 | 0 | 0 | 0 | 0 | 0 | 0 |  | 0
Lateral Hardening-Fuse-10144178 | Lateral Hardening | 473147.09 | 0 | 0 | 0 | 0 | 0 | 0 | 0 | 0 | 0 | 0 |  | 0
Lateral Hardening-Fuse-10144180 | Lateral Hardening | 138836.24 | 0 | 0 | 0 | 0 | 0 | 0 | 0 | 0 | 0 | 0 |  | 0
Lateral Hardening-Fuse-10144182 | Lateral Hardening | 121125.86 | 0 | 0 | 0 | 0 | 0 | 0 | 0 | 0 | 0 | 0 |  | 0
Lateral Hardening-Fuse-10144183 | Lateral Hardening | 621007.33 | 0 | 0 | 0 | 0 | 0 | 0 | 0 | 0 | 0 | 0 |  | 0
Lateral Hardening-Fuse-10144184 | Lateral Hardening | 75525.09 | 0 | 0 | 0 | 0 | 0 | 0 | 0 | 0 | 0 | 0 |  | 0
Lateral Hardening-Fuse-10144186 | Lateral Hardening | 167278.5 | 0 | 0 | 0 | 0 | 0 | 0 | 0 | 0 | 0 | 0 |  | 0
Lateral Hardening-Fuse-10144721 | Lateral Hardening | 404236.89 | 0 | 0 | 0 | 0 | 0 | 0 | 0 | 0 | 0 | 0 |  | 0
Lateral Hardening-Fuse-10144729 | Lateral Hardening | 415246.62 | 0 | 0 | 0 | 0 | 0 | 0 | 0 | 0 | 0 | 0 |  | 0
Lateral Hardening-Fuse-10144733 | Lateral Hardening | 351209.95 | 0 | 0 | 0 | 0 | 2029 | 0 | 0 | 0 | 0 | 0 |  | 0 | 0
Lateral Hardening-Fuse-10144740 | Lateral Hardening | 339093.49 | 0 | 0 | 0 | 0 | 0 | 0 | 0 | 0 | 0 | 0 |  | 0
Lateral Hardening-Fuse-10144741 | Lateral Hardening | 522520.51 | 0 | 0 | 0 | 0 | 2029 | 0 | 0 | 0 | 0 | 0 |  | 2029
Lateral Hardening-Fuse-10144742 | Lateral Hardening | 132485.14 | 0 | 0 | 0 | 0 | 0 | 0 | 0 | 0 | 0 | 0 |  | 0
Lateral Hardening-Fuse-10144743 | Lateral Hardening | 355412.88 | 0 | 0 | 0 | 0 | 2029 | 0 | 0 | 0 | 0 | 0 |  | 2029
Lateral Hardening-Fuse-10144744 | Lateral Hardening | 163386.65 | 0 | 0 | 0 | 0 | 0 | 0 | 0 | 0 | 0 | 0 |  | 0
Lateral Hardening-Fuse-10145602 | Lateral Hardening | 381476.57 | 0 | 0 | 0 | 0 | 2022 | 0 | 0 | 0 | 0 | 0 |  | 2021 | 2021
Lateral Hardening-Fuse-10145606 | Lateral Hardening | 254006.57 | 0 | 0 | 0 | 0 | 2022 | 0 | 0 | 0 | 0 | 0 |  | 0 | 0
Lateral Hardening-Fuse-10145618 | Lateral Hardening | 50000 | 0 | 0 | 0 | 0 | 2022 | 0 | 0 | 0 | 0 | 0 |  | 2021 | 2021
Lateral Hardening-Fuse-10145624 | Lateral Hardening | 408013.44 | 0 | 0 | 0 | 0 | 0 | 0 | 0 | 0 | 0 | 0 |  | 0
Lateral Hardening-Fuse-10145625 | Lateral Hardening | 336749.42 | 0 | 0 | 0 | 0 | 2022 | 0 | 0 | 0 | 0 | 0 |  | 2021 | 2021
Lateral Hardening-Fuse-10145626 | Lateral Hardening | 178617.04 | 0 | 0 | 0 | 0 | 0 | 0 | 0 | 0 | 0 | 0 |  | 0
Lateral Hardening-Fuse-10145628 | Lateral Hardening | 119727.43 | 0 | 0 | 0 | 0 | 2022 | 0 | 0 | 0 | 0 | 0 |  | 2021 | 2021
Lateral Hardening-Fuse-10145629 | Lateral Hardening | 163945.06 | 0 | 0 | 0 | 0 | 2022 | 0 | 0 | 0 | 0 | 0 |  | 2021 | 2021
Lateral Hardening-Fuse-10145630 | Lateral Hardening | 365292.91 | 0 | 0 | 0 | 0 | 0 | 0 | 0 | 0 | 0 | 0 |  | 0
Lateral Hardening-Fuse-10145632 | Lateral Hardening | 424410.26 | 0 | 0 | 0 | 0 | 0 | 0 | 0 | 0 | 0 | 0 |  | 0
Lateral Hardening-Fuse-10145633 | Lateral Hardening | 384994.34 | 0 | 0 | 0 | 0 | 0 | 0 | 0 | 0 | 0 | 0 |  | 0
Lateral Hardening-Fuse-10146481 | Lateral Hardening | 86390.03 | 0 | 0 | 0 | 0 | 0 | 0 | 0 | 0 | 0 | 0 |  | 0
Lateral Hardening-Fuse-10146484 | Lateral Hardening | 149601 | 0 | 0 | 0 | 0 | 0 | 0 | 0 | 0 | 0 | 0 |  | 0
Lateral Hardening-Fuse-10147338 | Lateral Hardening | 500374.73 | 0 | 0 | 0 | 0 | 0 | 0 | 0 | 0 | 0 | 0 |  | 0
Lateral Hardening-Fuse-10147344 | Lateral Hardening | 78518.6 | 0 | 0 | 0 | 0 | 2021 | 0 | 0 | 0 | 0 | 0 |  | 2021
Lateral Hardening-Fuse-10147350 | Lateral Hardening | 173574.45 | 0 | 0 | 0 | 0 | 0 | 0 | 0 | 0 | 0 | 0 |  | 0
Lateral Hardening-Fuse-10147351 | Lateral Hardening | 156920.05 | 0 | 0 | 0 | 0 | 0 | 0 | 0 | 0 | 0 | 0 |  | 0
Lateral Hardening-Fuse-10147354 | Lateral Hardening | 168484.69 | 0 | 0 | 0 | 0 | 2025 | 0 | 0 | 0 | 0 | 0 |  | 2024 | 2024
Lateral Hardening-Fuse-10147357 | Lateral Hardening | 676079.62 | 0 | 0 | 0 | 0 | 0 | 0 | 0 | 0 | 0 | 0 |  | 0
Lateral Hardening-Fuse-10147363 | Lateral Hardening | 88206.35 | 0 | 0 | 0 | 0 | 0 | 0 | 0 | 0 | 0 | 0 |  | 0
Lateral Hardening-Fuse-10147371 | Lateral Hardening | 877288.9 | 0 | 0 | 0 | 0 | 2021 | 0 | 0 | 0 | 0 | 0 |  | 2021
Lateral Hardening-Fuse-10147997 | Lateral Hardening | 422614.5 | 0 | 0 | 0 | 0 | 0 | 0 | 0 | 0 | 0 | 0 |  | 0
Lateral Hardening-Fuse-10148006 | Lateral Hardening | 134065.98 | 0 | 0 | 0 | 0 | 0 | 0 | 0 | 0 | 0 | 0 |  | 0
Lateral Hardening-Fuse-10148007 | Lateral Hardening | 50000 | 0 | 0 | 0 | 0 | 0 | 0 | 0 | 0 | 0 | 0 |  | 0
Lateral Hardening-Fuse-10148010 | Lateral Hardening | 147025.74 | 0 | 0 | 0 | 0 | 0 | 0 | 0 | 0 | 0 | 0 |  | 0
Lateral Hardening-Fuse-10148028 | Lateral Hardening | 345461.28 | 0 | 0 | 0 | 0 | 2029 | 0 | 0 | 0 | 0 | 0 |  | 2029
Lateral Hardening-Fuse-10148030 | Lateral Hardening | 50000 | 0 | 0 | 0 | 0 | 0 | 0 | 0 | 0 | 0 | 0 |  | 0
Lateral Hardening-Fuse-10148036 | Lateral Hardening | 50000 | 0 | 0 | 0 | 0 | 0 | 0 | 0 | 0 | 0 | 0 |  | 0
Lateral Hardening-Fuse-10148042 | Lateral Hardening | 85712.68 | 0 | 0 | 0 | 0 | 0 | 0 | 0 | 0 | 0 | 0 |  | 0
Lateral Hardening-Fuse-10148835 | Lateral Hardening | 130090.14 | 0 | 0 | 0 | 0 | 0 | 0 | 0 | 0 | 0 | 0 |  | 0
Lateral Hardening-Fuse-10151661 | Lateral Hardening | 206036.81 | 0 | 0 | 0 | 0 | 2028 | 0 | 0 | 0 | 0 | 0 |  | 2029 | 2029
Lateral Hardening-Fuse-10151662 | Lateral Hardening | 1031339.17 | 0 | 0 | 0 | 0 | 2028 | 0 | 0 | 0 | 0 | 0 |  | 2029 | 2029
Lateral Hardening-Fuse-10151665 | Lateral Hardening | 189929.05 | 0 | 0 | 0 | 0 | 0 | 0 | 0 | 0 | 0 | 0 |  | 0
Lateral Hardening-Fuse-10151669 | Lateral Hardening | 76143.77 | 0 | 0 | 0 | 0 | 0 | 0 | 0 | 0 | 0 | 0 |  | 0
Lateral Hardening-Fuse-10151670 | Lateral Hardening | 50000 | 0 | 0 | 0 | 0 | 0 | 0 | 0 | 0 | 0 | 0 |  | 0
Lateral Hardening-Fuse-10151672 | Lateral Hardening | 175813.98 | 0 | 0 | 0 | 0 | 0 | 0 | 0 | 0 | 0 | 0 |  | 0
Lateral Hardening-Fuse-10151715 | Lateral Hardening | 225676.07 | 0 | 0 | 0 | 0 | 0 | 0 | 0 | 0 | 0 | 0 |  | 0
Lateral Hardening-Fuse-10151717 | Lateral Hardening | 83963.8 | 0 | 0 | 0 | 0 | 2028 | 0 | 0 | 0 | 0 | 0 |  | 0 | 0
Lateral Hardening-Fuse-10153131 | Lateral Hardening | 311575.39 | 0 | 0 | 0 | 0 | 2029 | 0 | 0 | 0 | 0 | 0 |  | 2029
Lateral Hardening-Fuse-10153134 | Lateral Hardening | 374632.47 | 0 | 0 | 0 | 0 | 0 | 0 | 0 | 0 | 0 | 0 |  | 0
Lateral Hardening-Fuse-10153135 | Lateral Hardening | 236023.73 | 0 | 0 | 0 | 0 | 0 | 0 | 0 | 0 | 0 | 0 |  | 0
Lateral Hardening-Fuse-10153136 | Lateral Hardening | 565845.72 | 0 | 0 | 0 | 0 | 0 | 0 | 0 | 0 | 0 | 0 |  | 0
Lateral Hardening-Fuse-10153139 | Lateral Hardening | 243594.67 | 0 | 0 | 0 | 0 | 0 | 0 | 0 | 0 | 0 | 0 |  | 0
Lateral Hardening-Fuse-10153141 | Lateral Hardening | 315344.42 | 0 | 0 | 0 | 0 | 0 | 0 | 0 | 0 | 0 | 0 |  | 0
Lateral Hardening-Fuse-10153145 | Lateral Hardening | 452911.09 | 0 | 0 | 0 | 0 | 0 | 0 | 0 | 0 | 0 | 0 |  | 0
Lateral Hardening-Fuse-10155412 | Lateral Hardening | 61242.25 | 0 | 0 | 0 | 0 | 0 | 0 | 0 | 0 | 0 | 0 |  | 0
Lateral Hardening-Fuse-10155413 | Lateral Hardening | 798077.5 | 0 | 0 | 0 | 0 | 2029 | 0 | 0 | 0 | 0 | 0 |  | 2028 | 2028
Lateral Hardening-Fuse-10155416 | Lateral Hardening | 378565.99 | 0 | 0 | 0 | 0 | 0 | 0 | 0 | 0 | 0 | 0 |  | 0
Lateral Hardening-Fuse-10155418 | Lateral Hardening | 201409.25 | 0 | 0 | 0 | 0 | 0 | 0 | 0 | 0 | 0 | 0 |  | 0
Lateral Hardening-Fuse-10155419 | Lateral Hardening | 128167.38 | 0 | 0 | 0 | 0 | 0 | 0 | 0 | 0 | 0 | 0 |  | 0
Lateral Hardening-Fuse-10155423 | Lateral Hardening | 319712.7 | 0 | 0 | 0 | 0 | 0 | 0 | 0 | 0 | 0 | 0 |  | 0
Lateral Hardening-Fuse-10155424 | Lateral Hardening | 1053361.1 | 0 | 0 | 0 | 0 | 0 | 0 | 0 | 0 | 0 | 0 |  | 0
Lateral Hardening-Fuse-10155425 | Lateral Hardening | 80750.59 | 0 | 0 | 0 | 0 | 0 | 0 | 0 | 0 | 0 | 0 |  | 0
Lateral Hardening-Fuse-10155427 | Lateral Hardening | 282810.92 | 0 | 0 | 0 | 0 | 0 | 0 | 0 | 0 | 0 | 0 |  | 0
Lateral Hardening-Fuse-10155428 | Lateral Hardening | 856550.55 | 0 | 0 | 0 | 0 | 0 | 0 | 0 | 0 | 0 | 0 |  | 0
Lateral Hardening-Fuse-10155429 | Lateral Hardening | 50000 | 0 | 0 | 0 | 0 | 0 | 0 | 0 | 0 | 0 | 0 |  | 0
Lateral Hardening-Fuse-10155430 | Lateral Hardening | 324656.52 | 0 | 0 | 0 | 0 | 2029 | 0 | 0 | 0 | 0 | 0 |  | 2028 | 2028
Lateral Hardening-Fuse-10156225 | Lateral Hardening | 165034.71 | 0 | 0 | 0 | 0 | 2028 | 0 | 0 | 0 | 0 | 0 |  | 2028
Lateral Hardening-Fuse-10156230 | Lateral Hardening | 146720.76 | 0 | 0 | 0 | 0 | 0 | 0 | 0 | 0 | 0 | 0 |  | 0
Lateral Hardening-Fuse-10156232 | Lateral Hardening | 669254.08 | 0 | 0 | 0 | 0 | 0 | 0 | 0 | 0 | 0 | 0 |  | 0
Lateral Hardening-Fuse-10156234 | Lateral Hardening | 411439.76 | 0 | 0 | 0 | 0 | 0 | 0 | 0 | 0 | 0 | 0 |  | 0
Lateral Hardening-Fuse-10156235 | Lateral Hardening | 334005.36 | 0 | 0 | 0 | 0 | 0 | 0 | 0 | 0 | 0 | 0 |  | 0
Lateral Hardening-Fuse-10156236 | Lateral Hardening | 548936.55 | 0 | 0 | 0 | 0 | 2028 | 0 | 0 | 0 | 0 | 0 |  | 2028
Lateral Hardening-Fuse-10156238 | Lateral Hardening | 167214.75 | 0 | 0 | 0 | 0 | 0 | 0 | 0 | 0 | 0 | 0 |  | 0
Lateral Hardening-Fuse-10156239 | Lateral Hardening | 123346.64 | 0 | 0 | 0 | 0 | 0 | 0 | 0 | 0 | 0 | 0 |  | 0
Lateral Hardening-Fuse-10158421 | Lateral Hardening | 157908.95 | 0 | 0 | 0 | 0 | 0 | 0 | 0 | 0 | 0 | 0 |  | 0
Lateral Hardening-Fuse-10158425 | Lateral Hardening | 138293.2 | 0 | 0 | 0 | 0 | 0 | 0 | 0 | 0 | 0 | 0 |  | 0
Lateral Hardening-Fuse-10158426 | Lateral Hardening | 209158.28 | 0 | 0 | 0 | 0 | 0 | 0 | 0 | 0 | 0 | 0 |  | 0
Lateral Hardening-Fuse-10158428 | Lateral Hardening | 50000 | 0 | 0 | 0 | 0 | 0 | 0 | 0 | 0 | 0 | 0 |  | 0
Lateral Hardening-Fuse-10158429 | Lateral Hardening | 241293.94 | 0 | 0 | 0 | 0 | 0 | 0 | 0 | 0 | 0 | 0 |  | 0
Lateral Hardening-Fuse-10158432 | Lateral Hardening | 50000 | 0 | 0 | 0 | 0 | 2022 | 0 | 0 | 0 | 0 | 0 |  | 2021 | 2021
Lateral Hardening-Fuse-10158433 | Lateral Hardening | 535538.98 | 0 | 0 | 0 | 0 | 0 | 0 | 0 | 0 | 0 | 0 |  | 0
Lateral Hardening-Fuse-10158434 | Lateral Hardening | 430677.32 | 0 | 0 | 0 | 0 | 2022 | 0 | 0 | 0 | 0 | 0 |  | 2021 | 2021
Lateral Hardening-Fuse-10158442 | Lateral Hardening | 148896.66 | 0 | 0 | 0 | 0 | 0 | 0 | 0 | 0 | 0 | 0 |  | 0
Lateral Hardening-Fuse-10158444 | Lateral Hardening | 160469.96 | 0 | 0 | 0 | 0 | 0 | 0 | 0 | 0 | 0 | 0 |  | 0
Lateral Hardening-Fuse-10158448 | Lateral Hardening | 357472.76 | 0 | 0 | 0 | 0 | 0 | 0 | 0 | 0 | 0 | 0 |  | 0
Lateral Hardening-Fuse-10158907 | Lateral Hardening | 1106610.41 | 0 | 0 | 0 | 0 | 0 | 0 | 0 | 0 | 0 | 0 |  | 0
Lateral Hardening-Fuse-10158909 | Lateral Hardening | 893576.18 | 0 | 0 | 0 | 0 | 2021 | 0 | 0 | 0 | 0 | 0 |  | 2021
Lateral Hardening-Fuse-10158912 | Lateral Hardening | 105213.64 | 0 | 0 | 0 | 0 | 2021 | 0 | 0 | 0 | 0 | 0 |  | 0 | 0
Lateral Hardening-Fuse-10158915 | Lateral Hardening | 901427.44 | 0 | 0 | 0 | 0 | 0 | 0 | 0 | 0 | 0 | 0 |  | 0
Lateral Hardening-Fuse-10158917 | Lateral Hardening | 540097.51 | 0 | 0 | 0 | 0 | 0 | 0 | 0 | 0 | 0 | 0 |  | 0
Lateral Hardening-Fuse-10158921 | Lateral Hardening | 778359.54 | 0 | 0 | 0 | 0 | 0 | 0 | 0 | 0 | 0 | 0 |  | 0
Lateral Hardening-Fuse-10158925 | Lateral Hardening | 206183.47 | 0 | 0 | 0 | 0 | 0 | 0 | 0 | 0 | 0 | 0 |  | 0
Lateral Hardening-Fuse-10158929 | Lateral Hardening | 126224.58 | 0 | 0 | 0 | 0 | 0 | 0 | 0 | 0 | 0 | 0 |  | 0
Lateral Hardening-Fuse-10158930 | Lateral Hardening | 81445.13 | 0 | 0 | 0 | 0 | 0 | 0 | 0 | 0 | 0 | 0 |  | 0
Lateral Hardening-Fuse-10158931 | Lateral Hardening | 118786.7 | 0 | 0 | 0 | 0 | 0 | 0 | 0 | 0 | 0 | 0 |  | 0
Lateral Hardening-Fuse-10158932 | Lateral Hardening | 217020.12 | 0 | 0 | 0 | 0 | 0 | 0 | 0 | 0 | 0 | 0 |  | 0
Lateral Hardening-Fuse-10158934 | Lateral Hardening | 385886.72 | 0 | 0 | 0 | 0 | 0 | 0 | 0 | 0 | 0 | 0 |  | 0
Lateral Hardening-Fuse-10158935 | Lateral Hardening | 345971.3 | 0 | 0 | 0 | 0 | 0 | 0 | 0 | 0 | 0 | 0 |  | 0
Lateral Hardening-Fuse-10158936 | Lateral Hardening | 251229.51 | 0 | 0 | 0 | 0 | 0 | 0 | 0 | 0 | 0 | 0 |  | 0
Lateral Hardening-Fuse-10159436 | Lateral Hardening | 50000 | 0 | 0 | 0 | 0 | 0 | 0 | 0 | 0 | 0 | 0 |  | 0
Lateral Hardening-Fuse-10159437 | Lateral Hardening | 150427.51 | 0 | 0 | 0 | 0 | 0 | 0 | 0 | 0 | 0 | 0 |  | 0
Lateral Hardening-Fuse-10159454 | Lateral Hardening | 158349.56 | 0 | 0 | 0 | 0 | 0 | 0 | 0 | 0 | 0 | 0 |  | 0
Lateral Hardening-Fuse-10159457 | Lateral Hardening | 169628.91 | 0 | 0 | 0 | 0 | 0 | 0 | 0 | 0 | 0 | 0 |  | 0
Lateral Hardening-Fuse-10159460 | Lateral Hardening | 357061.56 | 0 | 0 | 0 | 0 | 0 | 0 | 0 | 0 | 0 | 0 |  | 0
Lateral Hardening-Fuse-10159463 | Lateral Hardening | 599640.65 | 0 | 0 | 0 | 0 | 2028 | 0 | 0 | 0 | 0 | 0 |  | 2028
Lateral Hardening-Fuse-10159466 | Lateral Hardening | 419858.18 | 0 | 0 | 0 | 0 | 2028 | 0 | 0 | 0 | 0 | 0 |  | 2028
Lateral Hardening-Fuse-10159468 | Lateral Hardening | 155740.34 | 0 | 0 | 0 | 0 | 0 | 0 | 0 | 0 | 0 | 0 |  | 0
Lateral Hardening-Fuse-10159469 | Lateral Hardening | 125496.58 | 0 | 0 | 0 | 0 | 0 | 0 | 0 | 0 | 0 | 0 |  | 0
Lateral Hardening-Fuse-10159470 | Lateral Hardening | 119961.1 | 0 | 0 | 0 | 0 | 0 | 0 | 0 | 0 | 0 | 0 |  | 0
Lateral Hardening-Fuse-10159471 | Lateral Hardening | 148084.96 | 0 | 0 | 0 | 0 | 0 | 0 | 0 | 0 | 0 | 0 |  | 0
Lateral Hardening-Fuse-10159472 | Lateral Hardening | 122753.18 | 0 | 0 | 0 | 0 | 0 | 0 | 0 | 0 | 0 | 0 |  | 0
Lateral Hardening-Fuse-10159481 | Lateral Hardening | 109556.22 | 0 | 0 | 0 | 0 | 0 | 0 | 0 | 0 | 0 | 0 |  | 0
Lateral Hardening-Fuse-10159483 | Lateral Hardening | 232462.77 | 0 | 0 | 0 | 0 | 0 | 0 | 0 | 0 | 0 | 0 |  | 0
Lateral Hardening-Fuse-10160195 | Lateral Hardening | 240204.29 | 0 | 0 | 0 | 0 | 0 | 0 | 0 | 0 | 0 | 0 |  | 0
Lateral Hardening-Fuse-10160197 | Lateral Hardening | 443739.72 | 0 | 0 | 0 | 0 | 0 | 0 | 0 | 0 | 0 | 0 |  | 2029 | 2029
Lateral Hardening-Fuse-10160201 | Lateral Hardening | 2013327.35 | 0 | 0 | 0 | 0 | 0 | 0 | 0 | 0 | 0 | 0 |  | 0
Lateral Hardening-Fuse-10160207 | Lateral Hardening | 145398.42 | 0 | 0 | 0 | 0 | 0 | 0 | 0 | 0 | 0 | 0 |  | 0
Lateral Hardening-Fuse-10160208 | Lateral Hardening | 310346.61 | 0 | 0 | 0 | 0 | 0 | 0 | 0 | 0 | 0 | 0 |  | 0
Lateral Hardening-Fuse-10160210 | Lateral Hardening | 1468624.92 | 0 | 0 | 0 | 0 | 0 | 0 | 0 | 0 | 0 | 0 |  | 0
Lateral Hardening-Fuse-10160211 | Lateral Hardening | 285691.29 | 0 | 0 | 0 | 0 | 0 | 0 | 0 | 0 | 0 | 0 |  | 0
Lateral Hardening-Fuse-10160212 | Lateral Hardening | 50000 | 0 | 0 | 0 | 0 | 2029 | 0 | 0 | 0 | 0 | 0 |  | 2029
Lateral Hardening-Fuse-10160214 | Lateral Hardening | 71179.93 | 0 | 0 | 0 | 0 | 0 | 0 | 0 | 0 | 0 | 0 |  | 0
Lateral Hardening-Fuse-10162063 | Lateral Hardening | 50000 | 0 | 0 | 0 | 0 | 0 | 0 | 0 | 0 | 0 | 0 |  | 0
Lateral Hardening-Fuse-10162064 | Lateral Hardening | 154521.06 | 0 | 0 | 0 | 0 | 0 | 0 | 0 | 0 | 0 | 0 |  | 0
Lateral Hardening-Fuse-10162067 | Lateral Hardening | 282716.05 | 0 | 0 | 0 | 0 | 0 | 0 | 0 | 0 | 0 | 0 |  | 0
Lateral Hardening-Fuse-10162070 | Lateral Hardening | 50000 | 0 | 0 | 0 | 0 | 0 | 0 | 0 | 0 | 0 | 0 |  | 0
Lateral Hardening-Fuse-10162072 | Lateral Hardening | 50000 | 0 | 0 | 0 | 0 | 0 | 0 | 0 | 0 | 0 | 0 |  | 0
Lateral Hardening-Fuse-10162073 | Lateral Hardening | 764028.91 | 0 | 0 | 0 | 0 | 2024 | 0 | 0 | 0 | 0 | 0 |  | 2025 | 2025
Lateral Hardening-Fuse-10162075 | Lateral Hardening | 50000 | 0 | 0 | 0 | 0 | 0 | 0 | 0 | 0 | 0 | 0 |  | 0
Lateral Hardening-Fuse-10162076 | Lateral Hardening | 53534.65 | 0 | 0 | 0 | 0 | 0 | 0 | 0 | 0 | 0 | 0 |  | 0
Lateral Hardening-Fuse-10162079 | Lateral Hardening | 50000 | 0 | 0 | 0 | 0 | 0 | 0 | 0 | 0 | 0 | 0 |  | 0
Lateral Hardening-Fuse-10162579 | Lateral Hardening | 95431.75 | 0 | 0 | 0 | 0 | 0 | 0 | 0 | 0 | 0 | 0 |  | 0
Lateral Hardening-Fuse-10162580 | Lateral Hardening | 300614.27 | 0 | 0 | 0 | 0 | 0 | 0 | 0 | 0 | 0 | 0 |  | 0
Lateral Hardening-Fuse-10162582 | Lateral Hardening | 245064.11 | 0 | 0 | 0 | 0 | 0 | 0 | 0 | 0 | 0 | 0 |  | 0
Lateral Hardening-Fuse-10162585 | Lateral Hardening | 299159.04 | 0 | 0 | 0 | 0 | 0 | 0 | 0 | 0 | 0 | 0 |  | 0
Lateral Hardening-Fuse-10162586 | Lateral Hardening | 148499.2 | 0 | 0 | 0 | 0 | 0 | 0 | 0 | 0 | 0 | 0 |  | 0
Lateral Hardening-Fuse-10162587 | Lateral Hardening | 55543.63 | 0 | 0 | 0 | 0 | 0 | 0 | 0 | 0 | 0 | 0 |  | 0
Lateral Hardening-Fuse-10162591 | Lateral Hardening | 381950.04 | 0 | 0 | 0 | 0 | 2029 | 0 | 0 | 0 | 0 | 0 |  | 0 | 0
Lateral Hardening-Fuse-10162593 | Lateral Hardening | 283230.16 | 0 | 0 | 0 | 0 | 0 | 0 | 0 | 0 | 0 | 0 |  | 0
Lateral Hardening-Fuse-10162594 | Lateral Hardening | 184317.65 | 0 | 0 | 0 | 0 | 2029 | 0 | 0 | 0 | 0 | 0 |  | 2029
Lateral Hardening-Fuse-10162595 | Lateral Hardening | 62978.65 | 0 | 0 | 0 | 0 | 0 | 0 | 0 | 0 | 0 | 0 |  | 0
Lateral Hardening-Fuse-10162599 | Lateral Hardening | 59250.25 | 0 | 0 | 0 | 0 | 0 | 0 | 0 | 0 | 0 | 0 |  | 0
Lateral Hardening-Fuse-10162600 | Lateral Hardening | 317676.45 | 0 | 0 | 0 | 0 | 0 | 0 | 0 | 0 | 0 | 0 |  | 0
Lateral Hardening-Fuse-10162601 | Lateral Hardening | 151982.69 | 0 | 0 | 0 | 0 | 0 | 0 | 0 | 0 | 0 | 0 |  | 0
Lateral Hardening-Fuse-10162602 | Lateral Hardening | 340703.15 | 0 | 0 | 0 | 0 | 0 | 0 | 0 | 0 | 0 | 0 |  | 0
Lateral Hardening-Fuse-10162603 | Lateral Hardening | 50000 | 0 | 0 | 0 | 0 | 0 | 0 | 0 | 0 | 0 | 0 |  | 0
Lateral Hardening-Fuse-10162606 | Lateral Hardening | 404910.82 | 0 | 0 | 0 | 0 | 0 | 0 | 0 | 0 | 0 | 0 |  | 0
Lateral Hardening-Fuse-10162607 | Lateral Hardening | 168128.1 | 0 | 0 | 0 | 0 | 0 | 0 | 0 | 0 | 0 | 0 |  | 0
Lateral Hardening-Fuse-10162608 | Lateral Hardening | 361777.15 | 0 | 0 | 0 | 0 | 0 | 0 | 0 | 0 | 0 | 0 |  | 0
Lateral Hardening-Fuse-10162609 | Lateral Hardening | 338778.27 | 0 | 0 | 0 | 0 | 2029 | 0 | 0 | 0 | 0 | 0 |  | 2029
Lateral Hardening-Fuse-10162611 | Lateral Hardening | 118302.66 | 0 | 0 | 0 | 0 | 0 | 0 | 0 | 0 | 0 | 0 |  | 0
Lateral Hardening-Fuse-10162612 | Lateral Hardening | 242943.14 | 0 | 0 | 0 | 0 | 0 | 0 | 0 | 0 | 0 | 0 |  | 0
Lateral Hardening-Fuse-10162613 | Lateral Hardening | 151914.73 | 0 | 0 | 0 | 0 | 0 | 0 | 0 | 0 | 0 | 0 |  | 0
Lateral Hardening-Fuse-10163185 | Lateral Hardening | 249746.09 | 0 | 0 | 0 | 0 | 0 | 0 | 0 | 0 | 0 | 0 |  | 0
Lateral Hardening-Fuse-10163189 | Lateral Hardening | 188858.78 | 0 | 0 | 0 | 0 | 0 | 0 | 0 | 0 | 0 | 0 |  | 0
Lateral Hardening-Fuse-10163190 | Lateral Hardening | 97876.45 | 0 | 0 | 0 | 0 | 0 | 0 | 0 | 0 | 0 | 0 |  | 0
Lateral Hardening-Fuse-10163191 | Lateral Hardening | 50000 | 0 | 0 | 0 | 0 | 0 | 0 | 0 | 0 | 0 | 0 |  | 0
Lateral Hardening-Fuse-10163202 | Lateral Hardening | 81795.83 | 0 | 0 | 0 | 0 | 2025 | 0 | 0 | 0 | 0 | 0 |  | 2024 | 2024
Lateral Hardening-Fuse-10163206 | Lateral Hardening | 70450.89 | 0 | 0 | 0 | 0 | 0 | 0 | 0 | 0 | 0 | 0 |  | 0
Lateral Hardening-Fuse-10163207 | Lateral Hardening | 178250.02 | 0 | 0 | 0 | 0 | 0 | 0 | 0 | 0 | 0 | 0 |  | 0
Lateral Hardening-Fuse-10163208 | Lateral Hardening | 203278.1 | 0 | 0 | 0 | 0 | 0 | 0 | 0 | 0 | 0 | 0 |  | 0
Lateral Hardening-Fuse-10163211 | Lateral Hardening | 140192.74 | 0 | 0 | 0 | 0 | 0 | 0 | 0 | 0 | 0 | 0 |  | 0
Lateral Hardening-Fuse-10163212 | Lateral Hardening | 96832.61 | 0 | 0 | 0 | 0 | 0 | 0 | 0 | 0 | 0 | 0 |  | 0
Lateral Hardening-Fuse-10163213 | Lateral Hardening | 115716.3 | 0 | 0 | 0 | 0 | 0 | 0 | 0 | 0 | 0 | 0 |  | 0
Lateral Hardening-Fuse-10163214 | Lateral Hardening | 355717.25 | 0 | 0 | 0 | 0 | 0 | 0 | 0 | 0 | 0 | 0 |  | 0
Lateral Hardening-Fuse-10163215 | Lateral Hardening | 77397.97 | 0 | 0 | 0 | 0 | 0 | 0 | 0 | 0 | 0 | 0 |  | 0
Lateral Hardening-Fuse-10163217 | Lateral Hardening | 289300.01 | 0 | 0 | 0 | 0 | 2025 | 0 | 0 | 0 | 0 | 0 |  | 2024 | 2024
Lateral Hardening-Fuse-10163218 | Lateral Hardening | 216804.45 | 0 | 0 | 0 | 0 | 0 | 0 | 0 | 0 | 0 | 0 |  | 2024 | 2024
Lateral Hardening-Fuse-10163220 | Lateral Hardening | 207815.43 | 0 | 0 | 0 | 0 | 0 | 0 | 0 | 0 | 0 | 0 |  | 0
Lateral Hardening-Fuse-10163221 | Lateral Hardening | 108931.62 | 0 | 0 | 0 | 0 | 0 | 0 | 0 | 0 | 0 | 0 |  | 0
Lateral Hardening-Fuse-10163222 | Lateral Hardening | 154903.91 | 0 | 0 | 0 | 0 | 0 | 0 | 0 | 0 | 0 | 0 |  | 0
Lateral Hardening-Fuse-10163223 | Lateral Hardening | 50000 | 0 | 0 | 0 | 0 | 0 | 0 | 0 | 0 | 0 | 0 |  | 0
Lateral Hardening-Fuse-10163224 | Lateral Hardening | 334732.11 | 0 | 0 | 0 | 0 | 2025 | 0 | 0 | 0 | 0 | 0 |  | 2024 | 2024
Lateral Hardening-Fuse-10163225 | Lateral Hardening | 518886.81 | 0 | 0 | 0 | 0 | 2025 | 0 | 0 | 0 | 0 | 0 |  | 2024 | 2024
Lateral Hardening-Fuse-10163227 | Lateral Hardening | 141452.68 | 0 | 0 | 0 | 0 | 0 | 0 | 0 | 0 | 0 | 0 |  | 0
Lateral Hardening-Fuse-10163228 | Lateral Hardening | 219518.2 | 0 | 0 | 0 | 0 | 2025 | 0 | 0 | 0 | 0 | 0 |  | 2024 | 2024
Lateral Hardening-Fuse-10163230 | Lateral Hardening | 77054.38 | 0 | 0 | 0 | 0 | 0 | 0 | 0 | 0 | 0 | 0 |  | 2024 | 2024
Lateral Hardening-Fuse-10163232 | Lateral Hardening | 112164.06 | 0 | 0 | 0 | 0 | 0 | 0 | 0 | 0 | 0 | 0 |  | 0
Lateral Hardening-Fuse-10163233 | Lateral Hardening | 82823.27 | 0 | 0 | 0 | 0 | 0 | 0 | 0 | 0 | 0 | 0 |  | 0
Lateral Hardening-Fuse-10163234 | Lateral Hardening | 213398.87 | 0 | 0 | 0 | 0 | 0 | 0 | 0 | 0 | 0 | 0 |  | 0
Lateral Hardening-Fuse-10163235 | Lateral Hardening | 379569.22 | 0 | 0 | 0 | 0 | 2025 | 0 | 0 | 0 | 0 | 0 |  | 2024 | 2024
Lateral Hardening-Fuse-10163236 | Lateral Hardening | 164371.6 | 0 | 0 | 0 | 0 | 0 | 0 | 0 | 0 | 0 | 0 |  | 0
Lateral Hardening-Fuse-10163238 | Lateral Hardening | 157403.04 | 0 | 0 | 0 | 0 | 2025 | 0 | 0 | 0 | 0 | 0 |  | 2024 | 2024
Lateral Hardening-Fuse-10163239 | Lateral Hardening | 78326.81 | 0 | 0 | 0 | 0 | 0 | 0 | 0 | 0 | 0 | 0 |  | 0
Lateral Hardening-Fuse-10163240 | Lateral Hardening | 533432.47 | 0 | 0 | 0 | 0 | 0 | 0 | 0 | 0 | 0 | 0 |  | 0
Lateral Hardening-Fuse-10163241 | Lateral Hardening | 97755.53 | 0 | 0 | 0 | 0 | 2025 | 0 | 0 | 0 | 0 | 0 |  | 2024 | 2024
Lateral Hardening-Fuse-10163243 | Lateral Hardening | 430522.97 | 0 | 0 | 0 | 0 | 2025 | 0 | 0 | 0 | 0 | 0 |  | 2024 | 2024
Lateral Hardening-Fuse-10163244 | Lateral Hardening | 78940.49 | 0 | 0 | 0 | 0 | 0 | 0 | 0 | 0 | 0 | 0 |  | 0
Lateral Hardening-Fuse-10163740 | Lateral Hardening | 912597.89 | 0 | 0 | 0 | 0 | 2029 | 0 | 0 | 0 | 0 | 0 |  | 2029
Lateral Hardening-Fuse-10163743 | Lateral Hardening | 1051552.28 | 0 | 0 | 0 | 0 | 0 | 0 | 0 | 0 | 0 | 0 |  | 0
Lateral Hardening-Fuse-10163749 | Lateral Hardening | 91700.63 | 0 | 0 | 0 | 0 | 0 | 0 | 0 | 0 | 0 | 0 |  | 0
Lateral Hardening-Fuse-10164196 | Lateral Hardening | 222759.17 | 0 | 0 | 0 | 0 | 0 | 0 | 0 | 0 | 0 | 0 |  | 0
Lateral Hardening-Fuse-10164206 | Lateral Hardening | 275863.05 | 0 | 0 | 0 | 0 | 0 | 0 | 0 | 0 | 0 | 0 |  | 0
Lateral Hardening-Fuse-10164207 | Lateral Hardening | 50000 | 0 | 0 | 0 | 0 | 0 | 0 | 0 | 0 | 0 | 0 |  | 0
Lateral Hardening-Fuse-10165355 | Lateral Hardening | 162036.34 | 0 | 0 | 0 | 0 | 0 | 0 | 0 | 0 | 0 | 0 |  | 0
Lateral Hardening-Fuse-10165356 | Lateral Hardening | 550242.12 | 0 | 0 | 0 | 0 | 2025 | 0 | 0 | 0 | 0 | 0 |  | 2025
Lateral Hardening-Fuse-10165359 | Lateral Hardening | 238790.69 | 0 | 0 | 0 | 0 | 0 | 0 | 0 | 0 | 0 | 0 |  | 2025 | 2025
Lateral Hardening-Fuse-10165360 | Lateral Hardening | 224422.61 | 0 | 0 | 0 | 0 | 0 | 0 | 0 | 0 | 0 | 0 |  | 0
Lateral Hardening-Fuse-10165361 | Lateral Hardening | 50000 | 0 | 0 | 0 | 0 | 0 | 0 | 0 | 0 | 0 | 0 |  | 0
Lateral Hardening-Fuse-10165363 | Lateral Hardening | 104445.77 | 0 | 0 | 0 | 0 | 0 | 0 | 0 | 0 | 0 | 0 |  | 0
Lateral Hardening-Fuse-10165365 | Lateral Hardening | 132758.46 | 0 | 0 | 0 | 0 | 0 | 0 | 0 | 0 | 0 | 0 |  | 0
Lateral Hardening-Fuse-10165366 | Lateral Hardening | 268329.43 | 0 | 0 | 0 | 0 | 0 | 0 | 0 | 0 | 0 | 0 |  | 0
Lateral Hardening-Fuse-10165367 | Lateral Hardening | 218289.01 | 0 | 0 | 0 | 0 | 0 | 0 | 0 | 0 | 0 | 0 |  | 0
Lateral Hardening-Fuse-10165368 | Lateral Hardening | 314319.24 | 0 | 0 | 0 | 0 | 0 | 0 | 0 | 0 | 0 | 0 |  | 0
Lateral Hardening-Fuse-10165369 | Lateral Hardening | 243946.69 | 0 | 0 | 0 | 0 | 0 | 0 | 0 | 0 | 0 | 0 |  | 0
Lateral Hardening-Fuse-10165370 | Lateral Hardening | 311668.82 | 0 | 0 | 0 | 0 | 0 | 0 | 0 | 0 | 0 | 0 |  | 0
Lateral Hardening-Fuse-10165375 | Lateral Hardening | 139458.7 | 0 | 0 | 0 | 0 | 0 | 0 | 0 | 0 | 0 | 0 |  | 0
Lateral Hardening-Fuse-10165376 | Lateral Hardening | 81831.65 | 0 | 0 | 0 | 0 | 0 | 0 | 0 | 0 | 0 | 0 |  | 0
Lateral Hardening-Fuse-10165377 | Lateral Hardening | 657875.42 | 0 | 0 | 0 | 0 | 0 | 0 | 0 | 0 | 0 | 0 |  | 0
Lateral Hardening-Fuse-10165380 | Lateral Hardening | 250048.07 | 0 | 0 | 0 | 0 | 2025 | 0 | 0 | 0 | 0 | 0 |  | 2025
Lateral Hardening-Fuse-10165381 | Lateral Hardening | 562914.4 | 0 | 0 | 0 | 0 | 2025 | 0 | 0 | 0 | 0 | 0 |  | 2025
Lateral Hardening-Fuse-10165382 | Lateral Hardening | 138482.82 | 0 | 0 | 0 | 0 | 2025 | 0 | 0 | 0 | 0 | 0 |  | 2025
Lateral Hardening-Fuse-10165386 | Lateral Hardening | 566431.99 | 0 | 0 | 0 | 0 | 2025 | 0 | 0 | 0 | 0 | 0 |  | 2025
Lateral Hardening-Fuse-10165387 | Lateral Hardening | 152345.5 | 0 | 0 | 0 | 0 | 0 | 0 | 0 | 0 | 0 | 0 |  | 0
Lateral Hardening-Fuse-10165789 | Lateral Hardening | 284526.29 | 0 | 0 | 0 | 0 | 0 | 0 | 0 | 0 | 0 | 0 |  | 0
Lateral Hardening-Fuse-10165794 | Lateral Hardening | 160322.71 | 0 | 0 | 0 | 0 | 0 | 0 | 0 | 0 | 0 | 0 |  | 0
Lateral Hardening-Fuse-10165797 | Lateral Hardening | 99760.9 | 0 | 0 | 0 | 0 | 2029 | 0 | 0 | 0 | 0 | 0 |  | 2026 | 2026
Lateral Hardening-Fuse-10165803 | Lateral Hardening | 308453.12 | 0 | 0 | 0 | 0 | 0 | 0 | 0 | 0 | 0 | 0 |  | 2026 | 2026
Lateral Hardening-Fuse-10165804 | Lateral Hardening | 139301.3 | 0 | 0 | 0 | 0 | 0 | 0 | 0 | 0 | 0 | 0 |  | 0
Lateral Hardening-Fuse-10165805 | Lateral Hardening | 50000 | 0 | 0 | 0 | 0 | 0 | 0 | 0 | 0 | 0 | 0 |  | 0
Lateral Hardening-Fuse-10165807 | Lateral Hardening | 50000 | 0 | 0 | 0 | 0 | 2029 | 0 | 0 | 0 | 0 | 0 |  | 2026 | 2026
Lateral Hardening-Fuse-10165809 | Lateral Hardening | 172761.02 | 0 | 0 | 0 | 0 | 0 | 0 | 0 | 0 | 0 | 0 |  | 0
Lateral Hardening-Fuse-10165810 | Lateral Hardening | 167891.36 | 0 | 0 | 0 | 0 | 0 | 0 | 0 | 0 | 0 | 0 |  | 0
Lateral Hardening-Fuse-10165816 | Lateral Hardening | 306281.96 | 0 | 0 | 0 | 0 | 2029 | 0 | 0 | 0 | 0 | 0 |  | 0 | 0
Lateral Hardening-Fuse-10165822 | Lateral Hardening | 112982.54 | 0 | 0 | 0 | 0 | 0 | 0 | 0 | 0 | 0 | 0 |  | 0
Lateral Hardening-Fuse-10165823 | Lateral Hardening | 70172.57 | 0 | 0 | 0 | 0 | 0 | 0 | 0 | 0 | 0 | 0 |  | 0
Lateral Hardening-Fuse-10165825 | Lateral Hardening | 126189.14 | 0 | 0 | 0 | 0 | 0 | 0 | 0 | 0 | 0 | 0 |  | 0
Lateral Hardening-Fuse-10165826 | Lateral Hardening | 1167190.88 | 0 | 0 | 0 | 0 | 0 | 0 | 0 | 0 | 0 | 0 |  | 0
Lateral Hardening-Fuse-10165827 | Lateral Hardening | 207107.87 | 0 | 0 | 0 | 0 | 0 | 0 | 0 | 0 | 0 | 0 |  | 0
Lateral Hardening-Fuse-10165828 | Lateral Hardening | 65466.31 | 0 | 0 | 0 | 0 | 0 | 0 | 0 | 0 | 0 | 0 |  | 0
Lateral Hardening-Fuse-10166379 | Lateral Hardening | 147138.78 | 0 | 0 | 0 | 0 | 0 | 0 | 0 | 0 | 0 | 0 |  | 0
Lateral Hardening-Fuse-10166391 | Lateral Hardening | 122473.76 | 0 | 0 | 0 | 0 | 0 | 0 | 0 | 0 | 0 | 0 |  | 0
Lateral Hardening-Fuse-10166392 | Lateral Hardening | 132263.74 | 0 | 0 | 0 | 0 | 0 | 0 | 0 | 0 | 0 | 0 |  | 0
Lateral Hardening-Fuse-10166409 | Lateral Hardening | 77162.05 | 0 | 0 | 0 | 0 | 0 | 0 | 0 | 0 | 0 | 0 |  | 0
Lateral Hardening-Fuse-10166413 | Lateral Hardening | 148509.2 | 0 | 0 | 0 | 0 | 0 | 0 | 0 | 0 | 0 | 0 |  | 0
Lateral Hardening-Fuse-10166414 | Lateral Hardening | 280991.54 | 0 | 0 | 0 | 0 | 0 | 0 | 0 | 0 | 0 | 0 |  | 0
Lateral Hardening-Fuse-10166415 | Lateral Hardening | 143278.52 | 0 | 0 | 0 | 0 | 0 | 0 | 0 | 0 | 0 | 0 |  | 0
Lateral Hardening-Fuse-10166416 | Lateral Hardening | 62784.77 | 0 | 0 | 0 | 0 | 0 | 0 | 0 | 0 | 0 | 0 |  | 0
Lateral Hardening-Fuse-10166417 | Lateral Hardening | 154218.56 | 0 | 0 | 0 | 0 | 0 | 0 | 0 | 0 | 0 | 0 |  | 0
Lateral Hardening-Fuse-10167751 | Lateral Hardening | 163846.39 | 0 | 0 | 0 | 0 | 0 | 0 | 0 | 0 | 0 | 0 |  | 0
Lateral Hardening-Fuse-10167753 | Lateral Hardening | 347232.6 | 0 | 0 | 0 | 0 | 0 | 0 | 0 | 0 | 0 | 0 |  | 0
Lateral Hardening-Fuse-10167755 | Lateral Hardening | 235540.74 | 0 | 0 | 0 | 0 | 0 | 0 | 0 | 0 | 0 | 0 |  | 0
Lateral Hardening-Fuse-10167756 | Lateral Hardening | 118922.26 | 0 | 0 | 0 | 0 | 0 | 0 | 0 | 0 | 0 | 0 |  | 0
Lateral Hardening-Fuse-10167762 | Lateral Hardening | 454524.93 | 0 | 0 | 0 | 0 | 0 | 0 | 0 | 0 | 0 | 0 |  | 0
Lateral Hardening-Fuse-10167768 | Lateral Hardening | 235897.76 | 0 | 0 | 0 | 0 | 2026 | 0 | 0 | 0 | 0 | 0 |  | 2026
Lateral Hardening-Fuse-10167775 | Lateral Hardening | 184939.47 | 0 | 0 | 0 | 0 | 0 | 0 | 0 | 0 | 0 | 0 |  | 0
Lateral Hardening-Fuse-10167776 | Lateral Hardening | 186812.53 | 0 | 0 | 0 | 0 | 0 | 0 | 0 | 0 | 0 | 0 |  | 0
Lateral Hardening-Fuse-10167777 | Lateral Hardening | 188703.35 | 0 | 0 | 0 | 0 | 0 | 0 | 0 | 0 | 0 | 0 |  | 0
Lateral Hardening-Fuse-10167779 | Lateral Hardening | 167949.53 | 0 | 0 | 0 | 0 | 0 | 0 | 0 | 0 | 0 | 0 |  | 0
Lateral Hardening-Fuse-10167784 | Lateral Hardening | 495003.35 | 0 | 0 | 0 | 0 | 2026 | 0 | 0 | 0 | 0 | 0 |  | 2026
Lateral Hardening-Fuse-10167786 | Lateral Hardening | 177540.93 | 0 | 0 | 0 | 0 | 0 | 0 | 0 | 0 | 0 | 0 |  | 0
Lateral Hardening-Fuse-10167792 | Lateral Hardening | 139563.88 | 0 | 0 | 0 | 0 | 0 | 0 | 0 | 0 | 0 | 0 |  | 0
Lateral Hardening-Fuse-10167793 | Lateral Hardening | 93506.65 | 0 | 0 | 0 | 0 | 0 | 0 | 0 | 0 | 0 | 0 |  | 0
Lateral Hardening-Fuse-10167794 | Lateral Hardening | 225231.27 | 0 | 0 | 0 | 0 | 0 | 0 | 0 | 0 | 0 | 0 |  | 0
Lateral Hardening-Fuse-10167796 | Lateral Hardening | 494154.13 | 0 | 0 | 0 | 0 | 0 | 0 | 0 | 0 | 0 | 0 |  | 0
Lateral Hardening-Fuse-10168318 | Lateral Hardening | 228215.16 | 0 | 0 | 0 | 0 | 0 | 0 | 0 | 0 | 0 | 0 |  | 0
Lateral Hardening-Fuse-10168319 | Lateral Hardening | 433914.53 | 0 | 0 | 0 | 0 | 0 | 0 | 0 | 0 | 0 | 0 |  | 0
Lateral Hardening-Fuse-10168321 | Lateral Hardening | 217050.35 | 0 | 0 | 0 | 0 | 0 | 0 | 0 | 0 | 0 | 0 |  | 0
Lateral Hardening-Fuse-10168325 | Lateral Hardening | 410757.2 | 0 | 0 | 0 | 0 | 0 | 0 | 0 | 0 | 0 | 0 |  | 0
Lateral Hardening-Fuse-10168326 | Lateral Hardening | 706909.41 | 0 | 0 | 0 | 0 | 2024 | 0 | 0 | 0 | 0 | 0 |  | 2023 | 2023
Lateral Hardening-Fuse-10168329 | Lateral Hardening | 255858.28 | 0 | 0 | 0 | 0 | 2024 | 0 | 0 | 0 | 0 | 0 |  | 2023 | 2023
Lateral Hardening-Fuse-10168331 | Lateral Hardening | 405506.9 | 0 | 0 | 0 | 0 | 0 | 0 | 0 | 0 | 0 | 0 |  | 0
Lateral Hardening-Fuse-10168335 | Lateral Hardening | 390013.7 | 0 | 0 | 0 | 0 | 0 | 0 | 0 | 0 | 0 | 0 |  | 0
Lateral Hardening-Fuse-10168338 | Lateral Hardening | 328069.85 | 0 | 0 | 0 | 0 | 0 | 0 | 0 | 0 | 0 | 0 |  | 0
Lateral Hardening-Fuse-10168341 | Lateral Hardening | 187386.19 | 0 | 0 | 0 | 0 | 0 | 0 | 0 | 0 | 0 | 0 |  | 0
Lateral Hardening-Fuse-10168342 | Lateral Hardening | 63430.11 | 0 | 0 | 0 | 0 | 0 | 0 | 0 | 0 | 0 | 0 |  | 0
Lateral Hardening-Fuse-10168343 | Lateral Hardening | 191968.41 | 0 | 0 | 0 | 0 | 0 | 0 | 0 | 0 | 0 | 0 |  | 0
Lateral Hardening-Fuse-10168346 | Lateral Hardening | 243442.22 | 0 | 0 | 0 | 0 | 0 | 0 | 0 | 0 | 0 | 0 |  | 0
Lateral Hardening-Fuse-10168352 | Lateral Hardening | 213683.43 | 0 | 0 | 0 | 0 | 0 | 0 | 0 | 0 | 0 | 0 |  | 0
Lateral Hardening-Fuse-10168787 | Lateral Hardening | 210701.77 | 0 | 0 | 0 | 0 | 0 | 0 | 0 | 0 | 0 | 0 |  | 0
Lateral Hardening-Fuse-10168789 | Lateral Hardening | 290435.34 | 0 | 0 | 0 | 0 | 0 | 0 | 0 | 0 | 0 | 0 |  | 0
Lateral Hardening-Fuse-10168792 | Lateral Hardening | 282605.51 | 0 | 0 | 0 | 0 | 0 | 0 | 0 | 0 | 0 | 0 |  | 0
Lateral Hardening-Fuse-10168793 | Lateral Hardening | 50000 | 0 | 0 | 0 | 0 | 0 | 0 | 0 | 0 | 0 | 0 |  | 0
Lateral Hardening-Fuse-10168794 | Lateral Hardening | 567110.61 | 0 | 0 | 0 | 0 | 0 | 0 | 0 | 0 | 0 | 0 |  | 0
Lateral Hardening-Fuse-10168798 | Lateral Hardening | 86281.25 | 0 | 0 | 0 | 0 | 0 | 0 | 0 | 0 | 0 | 0 |  | 0
Lateral Hardening-Fuse-10169217 | Lateral Hardening | 96769.65 | 0 | 0 | 0 | 0 | 0 | 0 | 0 | 0 | 0 | 0 |  | 0
Lateral Hardening-Fuse-10169218 | Lateral Hardening | 120406.82 | 0 | 0 | 0 | 0 | 0 | 0 | 0 | 0 | 0 | 0 |  | 0
Lateral Hardening-Fuse-10169223 | Lateral Hardening | 232370.59 | 0 | 0 | 0 | 0 | 0 | 0 | 0 | 0 | 0 | 0 |  | 0
Lateral Hardening-Fuse-10169240 | Lateral Hardening | 281920.92 | 0 | 0 | 0 | 0 | 0 | 0 | 0 | 0 | 0 | 0 |  | 0
Lateral Hardening-Fuse-10169242 | Lateral Hardening | 340342.69 | 0 | 0 | 0 | 0 | 0 | 0 | 0 | 0 | 0 | 0 |  | 0
Lateral Hardening-Fuse-10169244 | Lateral Hardening | 141886.62 | 0 | 0 | 0 | 0 | 0 | 0 | 0 | 0 | 0 | 0 |  | 0
Lateral Hardening-Fuse-10169248 | Lateral Hardening | 76148.77 | 0 | 0 | 0 | 0 | 0 | 0 | 0 | 0 | 0 | 0 |  | 0
Lateral Hardening-Fuse-10169249 | Lateral Hardening | 347638.3 | 0 | 0 | 0 | 0 | 0 | 0 | 0 | 0 | 0 | 0 |  | 0
Lateral Hardening-Fuse-10170000 | Lateral Hardening | 172728.01 | 0 | 0 | 0 | 0 | 0 | 0 | 0 | 0 | 0 | 0 |  | 0
Lateral Hardening-Fuse-10170006 | Lateral Hardening | 1322338.33 | 0 | 0 | 0 | 0 | 0 | 0 | 0 | 0 | 0 | 0 |  | 0
Lateral Hardening-Fuse-10170027 | Lateral Hardening | 639362.52 | 0 | 0 | 0 | 0 | 0 | 0 | 0 | 0 | 0 | 0 |  | 0
Lateral Hardening-Fuse-10170039 | Lateral Hardening | 90130.75 | 0 | 0 | 0 | 0 | 0 | 0 | 0 | 0 | 0 | 0 |  | 0
Lateral Hardening-Fuse-10170041 | Lateral Hardening | 53838.71 | 0 | 0 | 0 | 0 | 0 | 0 | 0 | 0 | 0 | 0 |  | 0
Lateral Hardening-Fuse-10170042 | Lateral Hardening | 56629.69 | 0 | 0 | 0 | 0 | 0 | 0 | 0 | 0 | 0 | 0 |  | 0
Lateral Hardening-Fuse-10170081 | Lateral Hardening | 117619.36 | 0 | 0 | 0 | 0 | 0 | 0 | 0 | 0 | 0 | 0 |  | 0
Lateral Hardening-Fuse-10171808 | Lateral Hardening | 118233.67 | 0 | 0 | 0 | 0 | 0 | 0 | 0 | 0 | 0 | 0 |  | 0
Lateral Hardening-Fuse-10171811 | Lateral Hardening | 195574.34 | 0 | 0 | 0 | 0 | 0 | 0 | 0 | 0 | 0 | 0 |  | 2029 | 2029
Lateral Hardening-Fuse-10172605 | Lateral Hardening | 895183.86 | 0 | 0 | 0 | 0 | 0 | 0 | 0 | 0 | 0 | 0 |  | 0
Lateral Hardening-Fuse-10172607 | Lateral Hardening | 66793.47 | 0 | 0 | 0 | 0 | 0 | 0 | 0 | 0 | 0 | 0 |  | 0
Lateral Hardening-Fuse-10172610 | Lateral Hardening | 257773.07 | 0 | 0 | 0 | 0 | 2028 | 0 | 0 | 0 | 0 | 0 |  | 2027 | 2027
Lateral Hardening-Fuse-10172613 | Lateral Hardening | 50000 | 0 | 0 | 0 | 0 | 0 | 0 | 0 | 0 | 0 | 0 |  | 0
Lateral Hardening-Fuse-10172614 | Lateral Hardening | 176276.4 | 0 | 0 | 0 | 0 | 0 | 0 | 0 | 0 | 0 | 0 |  | 0
Lateral Hardening-Fuse-10172618 | Lateral Hardening | 203103.43 | 0 | 0 | 0 | 0 | 0 | 0 | 0 | 0 | 0 | 0 |  | 0
Lateral Hardening-Fuse-10173482 | Lateral Hardening | 70534.59 | 0 | 0 | 0 | 0 | 0 | 0 | 0 | 0 | 0 | 0 |  | 0
Lateral Hardening-Fuse-10173483 | Lateral Hardening | 58566.45 | 0 | 0 | 0 | 0 | 0 | 0 | 0 | 0 | 0 | 0 |  | 0
Lateral Hardening-Fuse-10173491 | Lateral Hardening | 318230.52 | 0 | 0 | 0 | 0 | 2025 | 0 | 0 | 0 | 0 | 0 |  | 0 | 0
Lateral Hardening-Fuse-10173494 | Lateral Hardening | 341334.71 | 0 | 0 | 0 | 0 | 2025 | 0 | 0 | 0 | 0 | 0 |  | 2023 | 2023
Lateral Hardening-Fuse-10173497 | Lateral Hardening | 132506.62 | 0 | 0 | 0 | 0 | 0 | 0 | 0 | 0 | 0 | 0 |  | 0
Lateral Hardening-Fuse-10173498 | Lateral Hardening | 242535.04 | 0 | 0 | 0 | 0 | 0 | 0 | 0 | 0 | 0 | 0 |  | 0
Lateral Hardening-Fuse-10173500 | Lateral Hardening | 221100.68 | 0 | 0 | 0 | 0 | 2025 | 0 | 0 | 0 | 0 | 0 |  | 0 | 0
Lateral Hardening-Fuse-10173501 | Lateral Hardening | 147534.42 | 0 | 0 | 0 | 0 | 0 | 0 | 0 | 0 | 0 | 0 |  | 0
Lateral Hardening-Fuse-10173513 | Lateral Hardening | 610138.03 | 0 | 0 | 0 | 0 | 2023 | 0 | 0 | 0 | 0 | 0 |  | 2023
Lateral Hardening-Fuse-10173515 | Lateral Hardening | 200695.16 | 0 | 0 | 0 | 0 | 0 | 0 | 0 | 0 | 0 | 0 |  | 0
Lateral Hardening-Fuse-10173516 | Lateral Hardening | 164476.04 | 0 | 0 | 0 | 0 | 0 | 0 | 0 | 0 | 0 | 0 |  | 0
Lateral Hardening-Fuse-10173517 | Lateral Hardening | 161091.89 | 0 | 0 | 0 | 0 | 0 | 0 | 0 | 0 | 0 | 0 |  | 0
Lateral Hardening-Fuse-10173518 | Lateral Hardening | 50000 | 0 | 0 | 0 | 0 | 2025 | 0 | 0 | 0 | 0 | 0 |  | 2023 | 2023
Lateral Hardening-Fuse-10173520 | Lateral Hardening | 275979.02 | 0 | 0 | 0 | 0 | 0 | 0 | 0 | 0 | 0 | 0 |  | 0
Lateral Hardening-Fuse-10173521 | Lateral Hardening | 634307.53 | 0 | 0 | 0 | 0 | 0 | 0 | 0 | 0 | 0 | 0 |  | 0
Lateral Hardening-Fuse-10173522 | Lateral Hardening | 711101.09 | 0 | 0 | 0 | 0 | 0 | 0 | 0 | 0 | 0 | 0 |  | 0
Lateral Hardening-Fuse-10191173 | Lateral Hardening | 972528.54 | 0 | 0 | 0 | 0 | 2024 | 0 | 0 | 0 | 0 | 0 |  | 2024
Lateral Hardening-Fuse-10191184 | Lateral Hardening | 301168.76 | 0 | 0 | 0 | 0 | 0 | 0 | 0 | 0 | 0 | 0 |  | 0
Lateral Hardening-Fuse-10195191 | Lateral Hardening | 50000 | 0 | 0 | 0 | 0 | 0 | 0 | 0 | 0 | 0 | 0 |  | 0
Lateral Hardening-Fuse-10195194 | Lateral Hardening | 515004.04 | 0 | 0 | 0 | 0 | 0 | 0 | 0 | 0 | 0 | 0 |  | 0
Lateral Hardening-Fuse-10195195 | Lateral Hardening | 473374.57 | 0 | 0 | 0 | 0 | 0 | 0 | 0 | 0 | 0 | 0 |  | 0
Lateral Hardening-Fuse-10195196 | Lateral Hardening | 620351.57 | 0 | 0 | 0 | 0 | 0 | 0 | 0 | 0 | 0 | 0 |  | 0
Lateral Hardening-Fuse-10195198 | Lateral Hardening | 754901.55 | 0 | 0 | 0 | 0 | 0 | 0 | 0 | 0 | 0 | 0 |  | 0
Lateral Hardening-Fuse-10195200 | Lateral Hardening | 457969.32 | 0 | 0 | 0 | 0 | 0 | 0 | 0 | 0 | 0 | 0 |  | 0
Lateral Hardening-Fuse-10196991 | Lateral Hardening | 101030.19 | 0 | 0 | 0 | 0 | 0 | 0 | 0 | 0 | 0 | 0 |  | 0
Lateral Hardening-Fuse-10196997 | Lateral Hardening | 223462.67 | 0 | 0 | 0 | 0 | 0 | 0 | 0 | 0 | 0 | 0 |  | 0
Lateral Hardening-Fuse-10196999 | Lateral Hardening | 248967.21 | 0 | 0 | 0 | 0 | 0 | 0 | 0 | 0 | 0 | 0 |  | 0
Lateral Hardening-Fuse-10197001 | Lateral Hardening | 282181.82 | 0 | 0 | 0 | 0 | 0 | 0 | 0 | 0 | 0 | 0 |  | 0
Lateral Hardening-Fuse-10197003 | Lateral Hardening | 83961.55 | 0 | 0 | 0 | 0 | 0 | 0 | 0 | 0 | 0 | 0 |  | 0
Lateral Hardening-Fuse-10197004 | Lateral Hardening | 309408.45 | 0 | 0 | 0 | 0 | 0 | 0 | 0 | 0 | 0 | 0 |  | 0
Lateral Hardening-Fuse-10197015 | Lateral Hardening | 1495662.74 | 0 | 0 | 0 | 0 | 0 | 0 | 0 | 0 | 0 | 0 |  | 0
Lateral Hardening-Fuse-10197016 | Lateral Hardening | 905531.89 | 0 | 0 | 0 | 0 | 0 | 0 | 0 | 0 | 0 | 0 |  | 0
Lateral Hardening-Fuse-10197018 | Lateral Hardening | 506071.4 | 0 | 0 | 0 | 0 | 2029 | 0 | 0 | 0 | 0 | 0 |  | 2029
Lateral Hardening-Fuse-10197574 | Lateral Hardening | 56383.59 | 0 | 0 | 0 | 0 | 0 | 0 | 0 | 0 | 0 | 0 |  | 0
Lateral Hardening-Fuse-10197575 | Lateral Hardening | 150175.54 | 0 | 0 | 0 | 0 | 2025 | 0 | 0 | 0 | 0 | 0 |  | 2024 | 2024
Lateral Hardening-Fuse-10197577 | Lateral Hardening | 805619.8 | 0 | 0 | 0 | 0 | 2025 | 0 | 0 | 0 | 0 | 0 |  | 2024 | 2024
Lateral Hardening-Fuse-10198075 | Lateral Hardening | 469877.06 | 0 | 0 | 0 | 0 | 0 | 0 | 0 | 0 | 0 | 0 |  | 0
Lateral Hardening-Fuse-10198083 | Lateral Hardening | 310766.64 | 0 | 0 | 0 | 0 | 0 | 0 | 0 | 0 | 0 | 0 |  | 0
Lateral Hardening-Fuse-10198084 | Lateral Hardening | 157256.38 | 0 | 0 | 0 | 0 | 0 | 0 | 0 | 0 | 0 | 0 |  | 0
Lateral Hardening-Fuse-10198085 | Lateral Hardening | 277243.96 | 0 | 0 | 0 | 0 | 0 | 0 | 0 | 0 | 0 | 0 |  | 0
Lateral Hardening-Fuse-10198086 | Lateral Hardening | 298561.61 | 0 | 0 | 0 | 0 | 0 | 0 | 0 | 0 | 0 | 0 |  | 0
Lateral Hardening-Fuse-10198087 | Lateral Hardening | 152885.66 | 0 | 0 | 0 | 0 | 0 | 0 | 0 | 0 | 0 | 0 |  | 0
Lateral Hardening-Fuse-10198088 | Lateral Hardening | 1225346 | 0 | 0 | 0 | 0 | 0 | 0 | 0 | 0 | 0 | 0 |  | 0
Lateral Hardening-Fuse-10198089 | Lateral Hardening | 306605.49 | 0 | 0 | 0 | 0 | 0 | 0 | 0 | 0 | 0 | 0 |  | 2025 | 2025
Lateral Hardening-Fuse-10199123 | Lateral Hardening | 50000 | 0 | 0 | 0 | 0 | 0 | 0 | 0 | 0 | 0 | 0 |  | 0
Lateral Hardening-Fuse-10199125 | Lateral Hardening | 562617.85 | 0 | 0 | 0 | 0 | 0 | 0 | 0 | 0 | 0 | 0 |  | 0
Lateral Hardening-Fuse-10199128 | Lateral Hardening | 1073698.52 | 0 | 0 | 0 | 0 | 0 | 0 | 0 | 0 | 0 | 0 |  | 0
Lateral Hardening-Fuse-10199131 | Lateral Hardening | 144731.05 | 0 | 0 | 0 | 0 | 0 | 0 | 0 | 0 | 0 | 0 |  | 0
Lateral Hardening-Fuse-10199134 | Lateral Hardening | 1186666.35 | 0 | 0 | 0 | 0 | 0 | 0 | 0 | 0 | 0 | 0 |  | 0
Lateral Hardening-Fuse-10199138 | Lateral Hardening | 50000 | 0 | 0 | 0 | 0 | 0 | 0 | 0 | 0 | 0 | 0 |  | 0
Lateral Hardening-Fuse-10199140 | Lateral Hardening | 75199.03 | 0 | 0 | 0 | 0 | 0 | 0 | 0 | 0 | 0 | 0 |  | 0
Lateral Hardening-Fuse-10199649 | Lateral Hardening | 327127.39 | 0 | 0 | 0 | 0 | 2026 | 0 | 0 | 0 | 0 | 0 |  | 2025 | 2025
Lateral Hardening-Fuse-10199652 | Lateral Hardening | 288072.34 | 0 | 0 | 0 | 0 | 0 | 0 | 0 | 0 | 0 | 0 |  | 0
Lateral Hardening-Fuse-10199653 | Lateral Hardening | 79617.1 | 0 | 0 | 0 | 0 | 0 | 0 | 0 | 0 | 0 | 0 |  | 0
Lateral Hardening-Fuse-10199656 | Lateral Hardening | 772965.87 | 0 | 0 | 0 | 0 | 0 | 0 | 0 | 0 | 0 | 0 |  | 0
Lateral Hardening-Fuse-10199659 | Lateral Hardening | 158085.65 | 0 | 0 | 0 | 0 | 0 | 0 | 0 | 0 | 0 | 0 |  | 0
Lateral Hardening-Fuse-10199662 | Lateral Hardening | 626654.19 | 0 | 0 | 0 | 0 | 0 | 0 | 0 | 0 | 0 | 0 |  | 0
Lateral Hardening-Fuse-10199665 | Lateral Hardening | 87568.03 | 0 | 0 | 0 | 0 | 0 | 0 | 0 | 0 | 0 | 0 |  | 0
Lateral Hardening-Fuse-10204412 | Lateral Hardening | 50333.69 | 0 | 0 | 0 | 0 | 2026 | 0 | 0 | 0 | 0 | 0 |  | 2025 | 2025
Lateral Hardening-Fuse-10204413 | Lateral Hardening | 50000 | 0 | 0 | 0 | 0 | 0 | 0 | 0 | 0 | 0 | 0 |  | 0
Lateral Hardening-Fuse-10204414 | Lateral Hardening | 161474.7 | 0 | 0 | 0 | 0 | 0 | 0 | 0 | 0 | 0 | 0 |  | 0
Lateral Hardening-Fuse-10204416 | Lateral Hardening | 82844.01 | 0 | 0 | 0 | 0 | 0 | 0 | 0 | 0 | 0 | 0 |  | 0
Lateral Hardening-Fuse-10204417 | Lateral Hardening | 57952.59 | 0 | 0 | 0 | 0 | 0 | 0 | 0 | 0 | 0 | 0 |  | 0
Lateral Hardening-Fuse-10204418 | Lateral Hardening | 671597.81 | 0 | 0 | 0 | 0 | 0 | 0 | 0 | 0 | 0 | 0 |  | 0
Lateral Hardening-Fuse-10204420 | Lateral Hardening | 491275.44 | 0 | 0 | 0 | 0 | 0 | 0 | 0 | 0 | 0 | 0 |  | 0
Lateral Hardening-Fuse-10204426 | Lateral Hardening | 63707.69 | 0 | 0 | 0 | 0 | 0 | 0 | 0 | 0 | 0 | 0 |  | 0
Lateral Hardening-Fuse-10204428 | Lateral Hardening | 104392.76 | 0 | 0 | 0 | 0 | 0 | 0 | 0 | 0 | 0 | 0 |  | 0
Lateral Hardening-Fuse-10204430 | Lateral Hardening | 538286.71 | 0 | 0 | 0 | 0 | 0 | 0 | 0 | 0 | 0 | 0 |  | 0
Lateral Hardening-Fuse-10204436 | Lateral Hardening | 737190.78 | 0 | 0 | 0 | 0 | 0 | 0 | 0 | 0 | 0 | 0 |  | 0
Lateral Hardening-Fuse-10204438 | Lateral Hardening | 328542 | 0 | 0 | 0 | 0 | 0 | 0 | 0 | 0 | 0 | 0 |  | 0
Lateral Hardening-Fuse-10204442 | Lateral Hardening | 50000 | 0 | 0 | 0 | 0 | 0 | 0 | 0 | 0 | 0 | 0 |  | 0
Lateral Hardening-Fuse-10210643 | Lateral Hardening | 62311.83 | 0 | 0 | 0 | 0 | 0 | 0 | 0 | 0 | 0 | 0 |  | 0
Lateral Hardening-Fuse-10210645 | Lateral Hardening | 187478.61 | 0 | 0 | 0 | 0 | 0 | 0 | 0 | 0 | 0 | 0 |  | 0
Lateral Hardening-Fuse-10210651 | Lateral Hardening | 535297.85 | 0 | 0 | 0 | 0 | 0 | 0 | 0 | 0 | 0 | 0 |  | 0
Lateral Hardening-Fuse-10210652 | Lateral Hardening | 274619.64 | 0 | 0 | 0 | 0 | 0 | 0 | 0 | 0 | 0 | 0 |  | 0
Lateral Hardening-Fuse-10210653 | Lateral Hardening | 484497.15 | 0 | 0 | 0 | 0 | 2027 | 0 | 0 | 0 | 0 | 0 |  | 2028 | 2028
Lateral Hardening-Fuse-10210654 | Lateral Hardening | 320871.67 | 0 | 0 | 0 | 0 | 0 | 0 | 0 | 0 | 0 | 0 |  | 0
Lateral Hardening-Fuse-10210655 | Lateral Hardening | 532355.26 | 0 | 0 | 0 | 0 | 0 | 0 | 0 | 0 | 0 | 0 |  | 0
Lateral Hardening-Fuse-10210656 | Lateral Hardening | 541453.77 | 0 | 0 | 0 | 0 | 0 | 0 | 0 | 0 | 0 | 0 |  | 0
Lateral Hardening-Fuse-10213404 | Lateral Hardening | 178062.14 | 0 | 0 | 0 | 0 | 0 | 0 | 0 | 0 | 0 | 0 |  | 0
Lateral Hardening-Fuse-10213407 | Lateral Hardening | 695177.76 | 0 | 0 | 0 | 0 | 0 | 0 | 0 | 0 | 0 | 0 |  | 0
Lateral Hardening-Fuse-10215345 | Lateral Hardening | 309159.92 | 0 | 0 | 0 | 0 | 0 | 0 | 0 | 0 | 0 | 0 |  | 0
Lateral Hardening-Fuse-10215346 | Lateral Hardening | 238142.79 | 0 | 0 | 0 | 0 | 0 | 0 | 0 | 0 | 0 | 0 |  | 0
Lateral Hardening-Fuse-10215348 | Lateral Hardening | 151369.91 | 0 | 0 | 0 | 0 | 0 | 0 | 0 | 0 | 0 | 0 |  | 0
Lateral Hardening-Fuse-10215652 | Lateral Hardening | 55454.93 | 0 | 0 | 0 | 0 | 0 | 0 | 0 | 0 | 0 | 0 |  | 0
Lateral Hardening-Fuse-10215653 | Lateral Hardening | 599902.5 | 0 | 0 | 0 | 0 | 0 | 0 | 0 | 0 | 0 | 0 |  | 0
Lateral Hardening-Fuse-10215655 | Lateral Hardening | 159638.07 | 0 | 0 | 0 | 0 | 0 | 0 | 0 | 0 | 0 | 0 |  | 0
Lateral Hardening-Fuse-10215656 | Lateral Hardening | 127474.08 | 0 | 0 | 0 | 0 | 0 | 0 | 0 | 0 | 0 | 0 |  | 0
Lateral Hardening-Fuse-10215658 | Lateral Hardening | 204070.59 | 0 | 0 | 0 | 0 | 0 | 0 | 0 | 0 | 0 | 0 |  | 0
Lateral Hardening-Fuse-10215659 | Lateral Hardening | 145918.2 | 0 | 0 | 0 | 0 | 0 | 0 | 0 | 0 | 0 | 0 |  | 0
Lateral Hardening-Fuse-10216476 | Lateral Hardening | 87303.55 | 0 | 0 | 0 | 0 | 0 | 0 | 0 | 0 | 0 | 0 |  | 0
Lateral Hardening-Fuse-10216479 | Lateral Hardening | 429256.7 | 0 | 0 | 0 | 0 | 0 | 0 | 0 | 0 | 0 | 0 |  | 0
Lateral Hardening-Fuse-10216484 | Lateral Hardening | 213870.33 | 0 | 0 | 0 | 0 | 0 | 0 | 0 | 0 | 0 | 0 |  | 0
Lateral Hardening-Fuse-10216485 | Lateral Hardening | 954767.43 | 0 | 0 | 0 | 0 | 0 | 0 | 0 | 0 | 0 | 0 |  | 0
Lateral Hardening-Fuse-10216489 | Lateral Hardening | 1028328.69 | 0 | 0 | 0 | 0 | 0 | 0 | 0 | 0 | 0 | 0 |  | 0
Lateral Hardening-Fuse-10216498 | Lateral Hardening | 50000 | 0 | 0 | 0 | 0 | 0 | 0 | 0 | 0 | 0 | 0 |  | 0
Lateral Hardening-Fuse-10216503 | Lateral Hardening | 637697.94 | 0 | 0 | 0 | 0 | 0 | 0 | 0 | 0 | 0 | 0 |  | 0
Lateral Hardening-Fuse-10216504 | Lateral Hardening | 50000 | 0 | 0 | 0 | 0 | 0 | 0 | 0 | 0 | 0 | 0 |  | 0
Lateral Hardening-Fuse-10217766 | Lateral Hardening | 614619.03 | 0 | 0 | 0 | 0 | 0 | 0 | 0 | 0 | 0 | 0 |  | 0
Lateral Hardening-Fuse-10217767 | Lateral Hardening | 95902.95 | 0 | 0 | 0 | 0 | 0 | 0 | 0 | 0 | 0 | 0 |  | 0
Lateral Hardening-Fuse-10217770 | Lateral Hardening | 154417.44 | 0 | 0 | 0 | 0 | 0 | 0 | 0 | 0 | 0 | 0 |  | 0
Lateral Hardening-Fuse-10217771 | Lateral Hardening | 192090.48 | 0 | 0 | 0 | 0 | 0 | 0 | 0 | 0 | 0 | 0 |  | 0
Lateral Hardening-Fuse-10218976 | Lateral Hardening | 233179.05 | 0 | 0 | 0 | 0 | 2024 | 0 | 0 | 0 | 0 | 0 |  | 2025 | 2025
Lateral Hardening-Fuse-10218977 | Lateral Hardening | 430983.15 | 0 | 0 | 0 | 0 | 0 | 0 | 0 | 0 | 0 | 0 |  | 0
Lateral Hardening-Fuse-10218978 | Lateral Hardening | 456619.3 | 0 | 0 | 0 | 0 | 0 | 0 | 0 | 0 | 0 | 0 |  | 0
Lateral Hardening-Fuse-10218979 | Lateral Hardening | 164381.6 | 0 | 0 | 0 | 0 | 0 | 0 | 0 | 0 | 0 | 0 |  | 0
Lateral Hardening-Fuse-10218987 | Lateral Hardening | 50000 | 0 | 0 | 0 | 0 | 2024 | 0 | 0 | 0 | 0 | 0 |  | 2025 | 2025
Lateral Hardening-Fuse-10218990 | Lateral Hardening | 364308.53 | 0 | 0 | 0 | 0 | 2024 | 0 | 0 | 0 | 0 | 0 |  | 2025 | 2025
Lateral Hardening-Fuse-10218991 | Lateral Hardening | 239911.5 | 0 | 0 | 0 | 0 | 0 | 0 | 0 | 0 | 0 | 0 |  | 0
Lateral Hardening-Fuse-10218993 | Lateral Hardening | 138549.99 | 0 | 0 | 0 | 0 | 0 | 0 | 0 | 0 | 0 | 0 |  | 0
Lateral Hardening-Fuse-10218994 | Lateral Hardening | 302459.44 | 0 | 0 | 0 | 0 | 0 | 0 | 0 | 0 | 0 | 0 |  | 0
Lateral Hardening-Fuse-10218995 | Lateral Hardening | 330864.57 | 0 | 0 | 0 | 0 | 0 | 0 | 0 | 0 | 0 | 0 |  | 0
Lateral Hardening-Fuse-10230118 | Lateral Hardening | 291625.25 | 0 | 0 | 0 | 0 | 2021 | 0 | 0 | 0 | 0 | 0 |  | 2021
Lateral Hardening-Fuse-10230125 | Lateral Hardening | 246011.31 | 0 | 0 | 0 | 0 | 0 | 0 | 0 | 0 | 0 | 0 |  | 0
Lateral Hardening-Fuse-10236639 | Lateral Hardening | 97325.5 | 0 | 0 | 0 | 0 | 0 | 0 | 0 | 0 | 0 | 0 |  | 0
Lateral Hardening-Fuse-10236640 | Lateral Hardening | 169670.24 | 0 | 0 | 0 | 0 | 0 | 0 | 0 | 0 | 0 | 0 |  | 0
Lateral Hardening-Fuse-10236641 | Lateral Hardening | 410403.45 | 0 | 0 | 0 | 0 | 0 | 0 | 0 | 0 | 0 | 0 |  | 0
Lateral Hardening-Fuse-10236643 | Lateral Hardening | 139363.52 | 0 | 0 | 0 | 0 | 0 | 0 | 0 | 0 | 0 | 0 |  | 0
Lateral Hardening-Fuse-10236644 | Lateral Hardening | 168222.16 | 0 | 0 | 0 | 0 | 0 | 0 | 0 | 0 | 0 | 0 |  | 0
Lateral Hardening-Fuse-10236645 | Lateral Hardening | 154501.14 | 0 | 0 | 0 | 0 | 0 | 0 | 0 | 0 | 0 | 0 |  | 0
Lateral Hardening-Fuse-10236646 | Lateral Hardening | 99398.23 | 0 | 0 | 0 | 0 | 0 | 0 | 0 | 0 | 0 | 0 |  | 0
Lateral Hardening-Fuse-10236647 | Lateral Hardening | 86836.97 | 0 | 0 | 0 | 0 | 0 | 0 | 0 | 0 | 0 | 0 |  | 0
Lateral Hardening-Fuse-10236648 | Lateral Hardening | 204877.05 | 0 | 0 | 0 | 0 | 0 | 0 | 0 | 0 | 0 | 0 |  | 0
Lateral Hardening-Fuse-10236649 | Lateral Hardening | 87057.33 | 0 | 0 | 0 | 0 | 0 | 0 | 0 | 0 | 0 | 0 |  | 0
Lateral Hardening-Fuse-10236650 | Lateral Hardening | 149102.32 | 0 | 0 | 0 | 0 | 0 | 0 | 0 | 0 | 0 | 0 |  | 0
Lateral Hardening-Fuse-10236651 | Lateral Hardening | 86868.45 | 0 | 0 | 0 | 0 | 0 | 0 | 0 | 0 | 0 | 0 |  | 0
Lateral Hardening-Fuse-10236652 | Lateral Hardening | 81852.39 | 0 | 0 | 0 | 0 | 0 | 0 | 0 | 0 | 0 | 0 |  | 0
Lateral Hardening-Fuse-10236653 | Lateral Hardening | 82670.87 | 0 | 0 | 0 | 0 | 0 | 0 | 0 | 0 | 0 | 0 |  | 0
Lateral Hardening-Fuse-10236654 | Lateral Hardening | 1555757.75 | 0 | 0 | 0 | 0 | 2029 | 0 | 0 | 0 | 0 | 0 |  | 2029
Lateral Hardening-Fuse-10236656 | Lateral Hardening | 70166.83 | 0 | 0 | 0 | 0 | 0 | 0 | 0 | 0 | 0 | 0 |  | 0
Lateral Hardening-Fuse-10236658 | Lateral Hardening | 178435.6 | 0 | 0 | 0 | 0 | 0 | 0 | 0 | 0 | 0 | 0 |  | 0
Lateral Hardening-Fuse-10237835 | Lateral Hardening | 229390.71 | 0 | 0 | 0 | 0 | 0 | 0 | 0 | 0 | 0 | 0 |  | 0
Lateral Hardening-Fuse-10237836 | Lateral Hardening | 50000 | 0 | 0 | 0 | 0 | 0 | 0 | 0 | 0 | 0 | 0 |  | 0
Lateral Hardening-Fuse-10237844 | Lateral Hardening | 88783.73 | 0 | 0 | 0 | 0 | 0 | 0 | 0 | 0 | 0 | 0 |  | 0
Lateral Hardening-Fuse-10237845 | Lateral Hardening | 50000 | 0 | 0 | 0 | 0 | 0 | 0 | 0 | 0 | 0 | 0 |  | 0
Lateral Hardening-Fuse-10240061 | Lateral Hardening | 439275.92 | 0 | 0 | 0 | 0 | 2028 | 0 | 0 | 0 | 0 | 0 |  | 2025 | 2025
Lateral Hardening-Fuse-10240464 | Lateral Hardening | 370570.07 | 0 | 0 | 0 | 0 | 0 | 0 | 0 | 0 | 0 | 0 |  | 0
Lateral Hardening-Fuse-10240465 | Lateral Hardening | 380748.85 | 0 | 0 | 0 | 0 | 0 | 0 | 0 | 0 | 0 | 0 |  | 0
Lateral Hardening-Fuse-10240466 | Lateral Hardening | 679876.36 | 0 | 0 | 0 | 0 | 0 | 0 | 0 | 0 | 0 | 0 |  | 0
Lateral Hardening-Fuse-10240467 | Lateral Hardening | 169434.14 | 0 | 0 | 0 | 0 | 0 | 0 | 0 | 0 | 0 | 0 |  | 0
Lateral Hardening-Fuse-10240468 | Lateral Hardening | 360243.89 | 0 | 0 | 0 | 0 | 0 | 0 | 0 | 0 | 0 | 0 |  | 0
Lateral Hardening-Fuse-10240469 | Lateral Hardening | 875220.02 | 0 | 0 | 0 | 0 | 0 | 0 | 0 | 0 | 0 | 0 |  | 0
Lateral Hardening-Fuse-10240470 | Lateral Hardening | 512043.54 | 0 | 0 | 0 | 0 | 0 | 0 | 0 | 0 | 0 | 0 |  | 0
Lateral Hardening-Fuse-10240471 | Lateral Hardening | 543304.61 | 0 | 0 | 0 | 0 | 0 | 0 | 0 | 0 | 0 | 0 |  | 0
Lateral Hardening-Fuse-10240472 | Lateral Hardening | 546899.12 | 0 | 0 | 0 | 0 | 0 | 0 | 0 | 0 | 0 | 0 |  | 0
Lateral Hardening-Fuse-10240473 | Lateral Hardening | 610774.9 | 0 | 0 | 0 | 0 | 0 | 0 | 0 | 0 | 0 | 0 |  | 0
Lateral Hardening-Fuse-10240474 | Lateral Hardening | 538797.23 | 0 | 0 | 0 | 0 | 0 | 0 | 0 | 0 | 0 | 0 |  | 0
Lateral Hardening-Fuse-10240475 | Lateral Hardening | 551720.51 | 0 | 0 | 0 | 0 | 0 | 0 | 0 | 0 | 0 | 0 |  | 0
Lateral Hardening-Fuse-10240476 | Lateral Hardening | 491580.06 | 0 | 0 | 0 | 0 | 0 | 0 | 0 | 0 | 0 | 0 |  | 0
Lateral Hardening-Fuse-10240477 | Lateral Hardening | 546641.49 | 0 | 0 | 0 | 0 | 0 | 0 | 0 | 0 | 0 | 0 |  | 0
Lateral Hardening-Fuse-10240716 | Lateral Hardening | 64093.17 | 0 | 0 | 0 | 0 | 0 | 0 | 0 | 0 | 0 | 0 |  | 0
Lateral Hardening-Fuse-10240719 | Lateral Hardening | 58136.65 | 0 | 0 | 0 | 0 | 0 | 0 | 0 | 0 | 0 | 0 |  | 0
Lateral Hardening-Fuse-10240721 | Lateral Hardening | 411572.96 | 0 | 0 | 0 | 0 | 2027 | 0 | 0 | 0 | 0 | 0 |  | 2024 | 2024
Lateral Hardening-Fuse-10241042 | Lateral Hardening | 385082.04 | 0 | 0 | 0 | 0 | 0 | 0 | 0 | 0 | 0 | 0 |  | 0
Lateral Hardening-Fuse-10241045 | Lateral Hardening | 236546.29 | 0 | 0 | 0 | 0 | 0 | 0 | 0 | 0 | 0 | 0 |  | 0
Lateral Hardening-Fuse-10241048 | Lateral Hardening | 384388.4 | 0 | 0 | 0 | 0 | 0 | 0 | 0 | 0 | 0 | 0 |  | 0
Lateral Hardening-Fuse-10241072 | Lateral Hardening | 50000 | 0 | 0 | 0 | 0 | 0 | 0 | 0 | 0 | 0 | 0 |  | 0
Lateral Hardening-Fuse-10241074 | Lateral Hardening | 93281.33 | 0 | 0 | 0 | 0 | 0 | 0 | 0 | 0 | 0 | 0 |  | 0
Lateral Hardening-Fuse-10241079 | Lateral Hardening | 77466.68 | 0 | 0 | 0 | 0 | 0 | 0 | 0 | 0 | 0 | 0 |  | 0
Lateral Hardening-Fuse-10241575 | Lateral Hardening | 256580.2 | 0 | 0 | 0 | 0 | 0 | 0 | 0 | 0 | 0 | 0 |  | 0
Lateral Hardening-Fuse-10241583 | Lateral Hardening | 152459.94 | 0 | 0 | 0 | 0 | 0 | 0 | 0 | 0 | 0 | 0 |  | 0
Lateral Hardening-Fuse-10241584 | Lateral Hardening | 215590.99 | 0 | 0 | 0 | 0 | 0 | 0 | 0 | 0 | 0 | 0 |  | 0
Lateral Hardening-Fuse-10241585 | Lateral Hardening | 185000.48 | 0 | 0 | 0 | 0 | 0 | 0 | 0 | 0 | 0 | 0 |  | 0
Lateral Hardening-Fuse-10241588 | Lateral Hardening | 166301.63 | 0 | 0 | 0 | 0 | 0 | 0 | 0 | 0 | 0 | 0 |  | 0
Lateral Hardening-Fuse-10241591 | Lateral Hardening | 137778.33 | 0 | 0 | 0 | 0 | 0 | 0 | 0 | 0 | 0 | 0 |  | 0
Lateral Hardening-Fuse-10242254 | Lateral Hardening | 96459.85 | 0 | 0 | 0 | 0 | 0 | 0 | 0 | 0 | 0 | 0 |  | 0
Lateral Hardening-Fuse-10242256 | Lateral Hardening | 110506.41 | 0 | 0 | 0 | 0 | 0 | 0 | 0 | 0 | 0 | 0 |  | 0
Lateral Hardening-Fuse-10242257 | Lateral Hardening | 709533.4 | 0 | 0 | 0 | 0 | 2022 | 0 | 0 | 0 | 0 | 0 |  | 2022
Lateral Hardening-Fuse-10242261 | Lateral Hardening | 100349.9 | 0 | 0 | 0 | 0 | 0 | 0 | 0 | 0 | 0 | 0 |  | 0
Lateral Hardening-Fuse-10242802 | Lateral Hardening | 50000 | 0 | 0 | 0 | 0 | 0 | 0 | 0 | 0 | 0 | 0 |  | 0
Lateral Hardening-Fuse-10242807 | Lateral Hardening | 230485.79 | 0 | 0 | 0 | 0 | 0 | 0 | 0 | 0 | 0 | 0 |  | 0
Lateral Hardening-Fuse-10242810 | Lateral Hardening | 820186.83 | 0 | 0 | 0 | 0 | 2028 | 0 | 0 | 0 | 0 | 0 |  | 2025 | 2025
Lateral Hardening-Fuse-10242820 | Lateral Hardening | 164652.43 | 0 | 0 | 0 | 0 | 0 | 0 | 0 | 0 | 0 | 0 |  | 0
Lateral Hardening-Fuse-10242825 | Lateral Hardening | 62802.49 | 0 | 0 | 0 | 0 | 0 | 0 | 0 | 0 | 0 | 0 |  | 0
Lateral Hardening-Fuse-10242826 | Lateral Hardening | 50000 | 0 | 0 | 0 | 0 | 0 | 0 | 0 | 0 | 0 | 0 |  | 0
Lateral Hardening-Fuse-10244449 | Lateral Hardening | 252542.31 | 0 | 0 | 0 | 0 | 2021 | 0 | 0 | 0 | 0 | 0 |  | 2021
Lateral Hardening-Fuse-10244455 | Lateral Hardening | 165918.78 | 0 | 0 | 0 | 0 | 0 | 0 | 0 | 0 | 0 | 0 |  | 0
Lateral Hardening-Fuse-10247169 | Lateral Hardening | 87686.4 | 0 | 0 | 0 | 0 | 0 | 0 | 0 | 0 | 0 | 0 |  | 0
Lateral Hardening-Fuse-10247173 | Lateral Hardening | 107955.74 | 0 | 0 | 0 | 0 | 0 | 0 | 0 | 0 | 0 | 0 |  | 0
Lateral Hardening-Fuse-10247189 | Lateral Hardening | 50000 | 0 | 0 | 0 | 0 | 0 | 0 | 0 | 0 | 0 | 0 |  | 0
Lateral Hardening-Fuse-10247844 | Lateral Hardening | 657557.73 | 0 | 0 | 0 | 0 | 0 | 0 | 0 | 0 | 0 | 0 |  | 0
Lateral Hardening-Fuse-10247846 | Lateral Hardening | 125890.08 | 0 | 0 | 0 | 0 | 0 | 0 | 0 | 0 | 0 | 0 |  | 0
Lateral Hardening-Fuse-10247854 | Lateral Hardening | 382123.97 | 0 | 0 | 0 | 0 | 0 | 0 | 0 | 0 | 0 | 0 |  | 0
Lateral Hardening-Fuse-10247858 | Lateral Hardening | 283550.01 | 0 | 0 | 0 | 0 | 0 | 0 | 0 | 0 | 0 | 0 |  | 0
Lateral Hardening-Fuse-10247860 | Lateral Hardening | 62653.85 | 0 | 0 | 0 | 0 | 2024 | 0 | 0 | 0 | 0 | 0 |  | 2022 | 2022
Lateral Hardening-Fuse-10247861 | Lateral Hardening | 742683.16 | 0 | 0 | 0 | 0 | 0 | 0 | 0 | 0 | 0 | 0 |  | 0
Lateral Hardening-Fuse-10248867 | Lateral Hardening | 389127.47 | 0 | 0 | 0 | 0 | 2027 | 0 | 0 | 0 | 0 | 0 |  | 2025 | 2025
Lateral Hardening-Fuse-10248871 | Lateral Hardening | 106155.69 | 0 | 0 | 0 | 0 | 0 | 0 | 0 | 0 | 0 | 0 |  | 0
Lateral Hardening-Fuse-10250638 | Lateral Hardening | 281073.73 | 0 | 0 | 0 | 0 | 2022 | 0 | 0 | 0 | 0 | 0 |  | 2021 | 2021
Lateral Hardening-Fuse-10250639 | Lateral Hardening | 120715.88 | 0 | 0 | 0 | 0 | 0 | 0 | 0 | 0 | 0 | 0 |  | 0
Lateral Hardening-Fuse-10250641 | Lateral Hardening | 456635.68 | 0 | 0 | 0 | 0 | 0 | 0 | 0 | 0 | 0 | 0 |  | 0
Lateral Hardening-Fuse-10250643 | Lateral Hardening | 518685.67 | 0 | 0 | 0 | 0 | 0 | 0 | 0 | 0 | 0 | 0 |  | 0
Lateral Hardening-Fuse-10253096 | Lateral Hardening | 329849.21 | 0 | 0 | 0 | 0 | 0 | 0 | 0 | 0 | 0 | 0 |  | 0
Lateral Hardening-Fuse-10253101 | Lateral Hardening | 307192.87 | 0 | 0 | 0 | 0 | 0 | 0 | 0 | 0 | 0 | 0 |  | 0
Lateral Hardening-Fuse-10253102 | Lateral Hardening | 150162.46 | 0 | 0 | 0 | 0 | 0 | 0 | 0 | 0 | 0 | 0 |  | 0
Lateral Hardening-Fuse-10253103 | Lateral Hardening | 58054.01 | 0 | 0 | 0 | 0 | 0 | 0 | 0 | 0 | 0 | 0 |  | 0
Lateral Hardening-Fuse-10253108 | Lateral Hardening | 361214.72 | 0 | 0 | 0 | 0 | 2028 | 0 | 0 | 0 | 0 | 0 |  | 2028
Lateral Hardening-Fuse-10253109 | Lateral Hardening | 240079.65 | 0 | 0 | 0 | 0 | 0 | 0 | 0 | 0 | 0 | 0 |  | 0
Lateral Hardening-Fuse-10253111 | Lateral Hardening | 276194.38 | 0 | 0 | 0 | 0 | 0 | 0 | 0 | 0 | 0 | 0 |  | 0
Lateral Hardening-Fuse-10253117 | Lateral Hardening | 293792.39 | 0 | 0 | 0 | 0 | 0 | 0 | 0 | 0 | 0 | 0 |  | 0
Lateral Hardening-Fuse-10254040 | Lateral Hardening | 102619.14 | 0 | 0 | 0 | 0 | 0 | 0 | 0 | 0 | 0 | 0 |  | 0
Lateral Hardening-Fuse-10254042 | Lateral Hardening | 54111.29 | 0 | 0 | 0 | 0 | 0 | 0 | 0 | 0 | 0 | 0 |  | 0
Lateral Hardening-Fuse-10254043 | Lateral Hardening | 217679.36 | 0 | 0 | 0 | 0 | 0 | 0 | 0 | 0 | 0 | 0 |  | 0
Lateral Hardening-Fuse-10254045 | Lateral Hardening | 108500.9 | 0 | 0 | 0 | 0 | 0 | 0 | 0 | 0 | 0 | 0 |  | 0
Lateral Hardening-Fuse-10254047 | Lateral Hardening | 342119.14 | 0 | 0 | 0 | 0 | 2028 | 0 | 0 | 0 | 0 | 0 |  | 0 | 0
Lateral Hardening-Fuse-10254049 | Lateral Hardening | 56078.79 | 0 | 0 | 0 | 0 | 0 | 0 | 0 | 0 | 0 | 0 |  | 0
Lateral Hardening-Fuse-10254057 | Lateral Hardening | 50000 | 0 | 0 | 0 | 0 | 0 | 0 | 0 | 0 | 0 | 0 |  | 0
Lateral Hardening-Fuse-10254058 | Lateral Hardening | 211718.16 | 0 | 0 | 0 | 0 | 0 | 0 | 0 | 0 | 0 | 0 |  | 0
Lateral Hardening-Fuse-10254059 | Lateral Hardening | 92280.6 | 0 | 0 | 0 | 0 | 0 | 0 | 0 | 0 | 0 | 0 |  | 0
Lateral Hardening-Fuse-10254063 | Lateral Hardening | 166474.23 | 0 | 0 | 0 | 0 | 2021 | 0 | 0 | 0 | 0 | 0 |  | 2022 | 2022
Lateral Hardening-Fuse-10255332 | Lateral Hardening | 162229.43 | 0 | 0 | 0 | 0 | 0 | 0 | 0 | 0 | 0 | 0 |  | 0
Lateral Hardening-Fuse-10255333 | Lateral Hardening | 65838.33 | 0 | 0 | 0 | 0 | 2021 | 0 | 0 | 0 | 0 | 0 |  | 2021
Lateral Hardening-Fuse-10255334 | Lateral Hardening | 154532.57 | 0 | 0 | 0 | 0 | 0 | 0 | 0 | 0 | 0 | 0 |  | 0
Lateral Hardening-Fuse-10255336 | Lateral Hardening | 56267.67 | 0 | 0 | 0 | 0 | 0 | 0 | 0 | 0 | 0 | 0 |  | 0
Lateral Hardening-Fuse-10255344 | Lateral Hardening | 204351.84 | 0 | 0 | 0 | 0 | 0 | 0 | 0 | 0 | 0 | 0 |  | 0
Lateral Hardening-Fuse-10255345 | Lateral Hardening | 102194.16 | 0 | 0 | 0 | 0 | 0 | 0 | 0 | 0 | 0 | 0 |  | 0
Lateral Hardening-Fuse-10255351 | Lateral Hardening | 451040.02 | 0 | 0 | 0 | 0 | 0 | 0 | 0 | 0 | 0 | 0 |  | 0
Lateral Hardening-Fuse-10255354 | Lateral Hardening | 53492.43 | 0 | 0 | 0 | 0 | 0 | 0 | 0 | 0 | 0 | 0 |  | 0
Lateral Hardening-Fuse-10255357 | Lateral Hardening | 246774.1 | 0 | 0 | 0 | 0 | 0 | 0 | 0 | 0 | 0 | 0 |  | 0
Lateral Hardening-Fuse-10255359 | Lateral Hardening | 102052.5 | 0 | 0 | 0 | 0 | 0 | 0 | 0 | 0 | 0 | 0 |  | 0
Lateral Hardening-Fuse-10255361 | Lateral Hardening | 163047.91 | 0 | 0 | 0 | 0 | 2021 | 0 | 0 | 0 | 0 | 0 |  | 2021
Lateral Hardening-Fuse-10266391 | Lateral Hardening | 106748.76 | 0 | 0 | 0 | 0 | 0 | 0 | 0 | 0 | 0 | 0 |  | 0
Lateral Hardening-Fuse-10266392 | Lateral Hardening | 158912.55 | 0 | 0 | 0 | 0 | 0 | 0 | 0 | 0 | 0 | 0 |  | 0
Lateral Hardening-Fuse-10266398 | Lateral Hardening | 100042.78 | 0 | 0 | 0 | 0 | 0 | 0 | 0 | 0 | 0 | 0 |  | 0
Lateral Hardening-Fuse-10266402 | Lateral Hardening | 115427.24 | 0 | 0 | 0 | 0 | 0 | 0 | 0 | 0 | 0 | 0 |  | 0
Lateral Hardening-Fuse-10266403 | Lateral Hardening | 50538.31 | 0 | 0 | 0 | 0 | 0 | 0 | 0 | 0 | 0 | 0 |  | 0
Lateral Hardening-Fuse-10266405 | Lateral Hardening | 52915.05 | 0 | 0 | 0 | 0 | 0 | 0 | 0 | 0 | 0 | 0 |  | 0
Lateral Hardening-Fuse-10266409 | Lateral Hardening | 102162.68 | 0 | 0 | 0 | 0 | 0 | 0 | 0 | 0 | 0 | 0 |  | 0
Lateral Hardening-Fuse-10266411 | Lateral Hardening | 50000 | 0 | 0 | 0 | 0 | 0 | 0 | 0 | 0 | 0 | 0 |  | 0
Lateral Hardening-Fuse-10266413 | Lateral Hardening | 341238 | 0 | 0 | 0 | 0 | 2025 | 0 | 0 | 0 | 0 | 0 |  | 2023 | 2023
Lateral Hardening-Fuse-10271806 | Lateral Hardening | 1103970.55 | 0 | 0 | 0 | 0 | 2027 | 0 | 0 | 0 | 0 | 0 |  | 2026 | 2026
Lateral Hardening-Fuse-10271814 | Lateral Hardening | 51991.39 | 0 | 0 | 0 | 0 | 0 | 0 | 0 | 0 | 0 | 0 |  | 0
Lateral Hardening-Fuse-10271816 | Lateral Hardening | 61121.33 | 0 | 0 | 0 | 0 | 0 | 0 | 0 | 0 | 0 | 0 |  | 0
Lateral Hardening-Fuse-10271824 | Lateral Hardening | 199146.21 | 0 | 0 | 0 | 0 | 0 | 0 | 0 | 0 | 0 | 0 |  | 0
Lateral Hardening-Fuse-10271826 | Lateral Hardening | 192955.59 | 0 | 0 | 0 | 0 | 0 | 0 | 0 | 0 | 0 | 0 |  | 0
Lateral Hardening-Fuse-10271830 | Lateral Hardening | 97487.9 | 0 | 0 | 0 | 0 | 0 | 0 | 0 | 0 | 0 | 0 |  | 0
Lateral Hardening-Fuse-10271832 | Lateral Hardening | 340289.78 | 0 | 0 | 0 | 0 | 0 | 0 | 0 | 0 | 0 | 0 |  | 0
Lateral Hardening-Fuse-10271834 | Lateral Hardening | 239537.22 | 0 | 0 | 0 | 0 | 0 | 0 | 0 | 0 | 0 | 0 |  | 0
Lateral Hardening-Fuse-10271835 | Lateral Hardening | 639709.82 | 0 | 0 | 0 | 0 | 0 | 0 | 0 | 0 | 0 | 0 |  | 0
Lateral Hardening-Fuse-10271836 | Lateral Hardening | 66950.13 | 0 | 0 | 0 | 0 | 0 | 0 | 0 | 0 | 0 | 0 |  | 0
Lateral Hardening-Fuse-10271838 | Lateral Hardening | 646325.39 | 0 | 0 | 0 | 0 | 0 | 0 | 0 | 0 | 0 | 0 |  | 0
Lateral Hardening-Fuse-10271842 | Lateral Hardening | 798230.35 | 0 | 0 | 0 | 0 | 2029 | 0 | 0 | 0 | 0 | 0 |  | 2029
Lateral Hardening-Fuse-10271846 | Lateral Hardening | 108669.04 | 0 | 0 | 0 | 0 | 0 | 0 | 0 | 0 | 0 | 0 |  | 0
Lateral Hardening-Fuse-10271848 | Lateral Hardening | 57762.97 | 0 | 0 | 0 | 0 | 0 | 0 | 0 | 0 | 0 | 0 |  | 0
Lateral Hardening-Fuse-10271850 | Lateral Hardening | 212583.86 | 0 | 0 | 0 | 0 | 0 | 0 | 0 | 0 | 0 | 0 |  | 0
Lateral Hardening-Fuse-10271852 | Lateral Hardening | 59777.69 | 0 | 0 | 0 | 0 | 0 | 0 | 0 | 0 | 0 | 0 |  | 0
Lateral Hardening-Fuse-10271854 | Lateral Hardening | 63744.17 | 0 | 0 | 0 | 0 | 2027 | 0 | 0 | 0 | 0 | 0 |  | 2026 | 2026
Lateral Hardening-Fuse-10271856 | Lateral Hardening | 212746.26 | 0 | 0 | 0 | 0 | 0 | 0 | 0 | 0 | 0 | 0 |  | 0
Lateral Hardening-Fuse-10271858 | Lateral Hardening | 217322.34 | 0 | 0 | 0 | 0 | 0 | 0 | 0 | 0 | 0 | 0 |  | 0
Lateral Hardening-Fuse-10271860 | Lateral Hardening | 123559.08 | 0 | 0 | 0 | 0 | 2029 | 0 | 0 | 0 | 0 | 0 |  | 2029
Lateral Hardening-Fuse-10271862 | Lateral Hardening | 50000 | 0 | 0 | 0 | 0 | 0 | 0 | 0 | 0 | 0 | 0 |  | 0
Lateral Hardening-Fuse-10271864 | Lateral Hardening | 103338.18 | 0 | 0 | 0 | 0 | 0 | 0 | 0 | 0 | 0 | 0 |  | 0
Lateral Hardening-Fuse-10271866 | Lateral Hardening | 50000 | 0 | 0 | 0 | 0 | 0 | 0 | 0 | 0 | 0 | 0 |  | 0
Lateral Hardening-Fuse-10271870 | Lateral Hardening | 95961.12 | 0 | 0 | 0 | 0 | 0 | 0 | 0 | 0 | 0 | 0 |  | 0
Lateral Hardening-Fuse-10271872 | Lateral Hardening | 106653.58 | 0 | 0 | 0 | 0 | 2027 | 0 | 0 | 0 | 0 | 0 |  | 2026 | 2026
Lateral Hardening-Fuse-10274688 | Lateral Hardening | 165231.51 | 0 | 0 | 0 | 0 | 0 | 0 | 0 | 0 | 0 | 0 |  | 0
Lateral Hardening-Fuse-10274695 | Lateral Hardening | 54426.09 | 0 | 0 | 0 | 0 | 0 | 0 | 0 | 0 | 0 | 0 |  | 0
Lateral Hardening-Fuse-10274698 | Lateral Hardening | 115679.26 | 0 | 0 | 0 | 0 | 0 | 0 | 0 | 0 | 0 | 0 |  | 2029 | 2029
Lateral Hardening-Fuse-10274703 | Lateral Hardening | 51781.77 | 0 | 0 | 0 | 0 | 0 | 0 | 0 | 0 | 0 | 0 |  | 0
Lateral Hardening-Fuse-10274704 | Lateral Hardening | 237251.12 | 0 | 0 | 0 | 0 | 0 | 0 | 0 | 0 | 0 | 0 |  | 2027 | 2027
Lateral Hardening-Fuse-10274705 | Lateral Hardening | 379126.05 | 0 | 0 | 0 | 0 | 2027 | 0 | 0 | 0 | 0 | 0 |  | 2027
Lateral Hardening-Fuse-10274709 | Lateral Hardening | 50000 | 0 | 0 | 0 | 0 | 0 | 0 | 0 | 0 | 0 | 0 |  | 0
Lateral Hardening-Fuse-10274713 | Lateral Hardening | 58266.65 | 0 | 0 | 0 | 0 | 0 | 0 | 0 | 0 | 0 | 0 |  | 0
Lateral Hardening-Fuse-10274715 | Lateral Hardening | 104413.5 | 0 | 0 | 0 | 0 | 0 | 0 | 0 | 0 | 0 | 0 |  | 0
Lateral Hardening-Fuse-10274716 | Lateral Hardening | 158939.77 | 0 | 0 | 0 | 0 | 0 | 0 | 0 | 0 | 0 | 0 |  | 0
Lateral Hardening-Fuse-10274717 | Lateral Hardening | 111497.24 | 0 | 0 | 0 | 0 | 0 | 0 | 0 | 0 | 0 | 0 |  | 0
Lateral Hardening-Fuse-10274718 | Lateral Hardening | 70016.41 | 0 | 0 | 0 | 0 | 0 | 0 | 0 | 0 | 0 | 0 |  | 0
Lateral Hardening-Fuse-10274722 | Lateral Hardening | 50000 | 0 | 0 | 0 | 0 | 0 | 0 | 0 | 0 | 0 | 0 |  | 0
Lateral Hardening-Fuse-10274723 | Lateral Hardening | 54011.85 | 0 | 0 | 0 | 0 | 0 | 0 | 0 | 0 | 0 | 0 |  | 0
Lateral Hardening-Fuse-10274724 | Lateral Hardening | 267489.37 | 0 | 0 | 0 | 0 | 0 | 0 | 0 | 0 | 0 | 0 |  | 0
Lateral Hardening-Fuse-10274726 | Lateral Hardening | 50000 | 0 | 0 | 0 | 0 | 0 | 0 | 0 | 0 | 0 | 0 |  | 0
Lateral Hardening-Fuse-10274727 | Lateral Hardening | 55942.13 | 0 | 0 | 0 | 0 | 0 | 0 | 0 | 0 | 0 | 0 |  | 0
Lateral Hardening-Fuse-10274735 | Lateral Hardening | 59877.87 | 0 | 0 | 0 | 0 | 0 | 0 | 0 | 0 | 0 | 0 |  | 0
Lateral Hardening-Fuse-10274740 | Lateral Hardening | 368643.95 | 0 | 0 | 0 | 0 | 0 | 0 | 0 | 0 | 0 | 0 |  | 0
Lateral Hardening-Fuse-10274748 | Lateral Hardening | 211303.92 | 0 | 0 | 0 | 0 | 2027 | 0 | 0 | 0 | 0 | 0 |  | 2027
Lateral Hardening-Fuse-10274749 | Lateral Hardening | 503956.5 | 0 | 0 | 0 | 0 | 0 | 0 | 0 | 0 | 0 | 0 |  | 0
Lateral Hardening-Fuse-10274754 | Lateral Hardening | 204026.89 | 0 | 0 | 0 | 0 | 0 | 0 | 0 | 0 | 0 | 0 |  | 0
Lateral Hardening-Fuse-10274759 | Lateral Hardening | 381203.73 | 0 | 0 | 0 | 0 | 0 | 0 | 0 | 0 | 0 | 0 |  | 0
Lateral Hardening-Fuse-10274764 | Lateral Hardening | 291336.26 | 0 | 0 | 0 | 0 | 0 | 0 | 0 | 0 | 0 | 0 |  | 0
Lateral Hardening-Fuse-10274775 | Lateral Hardening | 102383.04 | 0 | 0 | 0 | 0 | 0 | 0 | 0 | 0 | 0 | 0 |  | 0
Lateral Hardening-Fuse-10274778 | Lateral Hardening | 123400.94 | 0 | 0 | 0 | 0 | 2026 | 0 | 0 | 0 | 0 | 0 |  | 2028 | 2028
Lateral Hardening-Fuse-10274779 | Lateral Hardening | 53796.49 | 0 | 0 | 0 | 0 | 0 | 0 | 0 | 0 | 0 | 0 |  | 0
Lateral Hardening-Fuse-10274780 | Lateral Hardening | 125027.9 | 0 | 0 | 0 | 0 | 2026 | 0 | 0 | 0 | 0 | 0 |  | 2028 | 2028
Lateral Hardening-Fuse-10274784 | Lateral Hardening | 114450.62 | 0 | 0 | 0 | 0 | 0 | 0 | 0 | 0 | 0 | 0 |  | 0
Lateral Hardening-Fuse-10274791 | Lateral Hardening | 170052.21 | 0 | 0 | 0 | 0 | 0 | 0 | 0 | 0 | 0 | 0 |  | 0
Lateral Hardening-Fuse-10274792 | Lateral Hardening | 102493.22 | 0 | 0 | 0 | 0 | 0 | 0 | 0 | 0 | 0 | 0 |  | 0
Lateral Hardening-Fuse-10274793 | Lateral Hardening | 64578.39 | 0 | 0 | 0 | 0 | 0 | 0 | 0 | 0 | 0 | 0 |  | 0
Lateral Hardening-Fuse-10274794 | Lateral Hardening | 57773.71 | 0 | 0 | 0 | 0 | 0 | 0 | 0 | 0 | 0 | 0 |  | 0
Lateral Hardening-Fuse-10274796 | Lateral Hardening | 98511 | 0 | 0 | 0 | 0 | 0 | 0 | 0 | 0 | 0 | 0 |  | 0
Lateral Hardening-Fuse-10274798 | Lateral Hardening | 325323.82 | 0 | 0 | 0 | 0 | 0 | 0 | 0 | 0 | 0 | 0 |  | 0
Lateral Hardening-Fuse-10274799 | Lateral Hardening | 244516.01 | 0 | 0 | 0 | 0 | 0 | 0 | 0 | 0 | 0 | 0 |  | 0
Lateral Hardening-Fuse-10274801 | Lateral Hardening | 60737.83 | 0 | 0 | 0 | 0 | 0 | 0 | 0 | 0 | 0 | 0 |  | 0
Lateral Hardening-Fuse-10274803 | Lateral Hardening | 326573.02 | 0 | 0 | 0 | 0 | 0 | 0 | 0 | 0 | 0 | 0 |  | 0
Lateral Hardening-Fuse-10274806 | Lateral Hardening | 54693.67 | 0 | 0 | 0 | 0 | 0 | 0 | 0 | 0 | 0 | 0 |  | 0
Lateral Hardening-Fuse-10274811 | Lateral Hardening | 52033.61 | 0 | 0 | 0 | 0 | 0 | 0 | 0 | 0 | 0 | 0 |  | 0
Lateral Hardening-Fuse-10274812 | Lateral Hardening | 85638.51 | 0 | 0 | 0 | 0 | 2026 | 0 | 0 | 0 | 0 | 0 |  | 2028 | 2028
Lateral Hardening-Fuse-10274813 | Lateral Hardening | 113306.6 | 0 | 0 | 0 | 0 | 0 | 0 | 0 | 0 | 0 | 0 |  | 0
Lateral Hardening-Fuse-10274816 | Lateral Hardening | 51750.29 | 0 | 0 | 0 | 0 | 2027 | 0 | 0 | 0 | 0 | 0 |  | 0 | 0
Lateral Hardening-Fuse-10274819 | Lateral Hardening | 192163.34 | 0 | 0 | 0 | 0 | 0 | 0 | 0 | 0 | 0 | 0 |  | 0
Lateral Hardening-Fuse-10274822 | Lateral Hardening | 57049.67 | 0 | 0 | 0 | 0 | 0 | 0 | 0 | 0 | 0 | 0 |  | 0
Lateral Hardening-Fuse-10274831 | Lateral Hardening | 359193.47 | 0 | 0 | 0 | 0 | 2026 | 0 | 0 | 0 | 0 | 0 |  | 2028 | 2028
Lateral Hardening-Fuse-10274832 | Lateral Hardening | 293455.37 | 0 | 0 | 0 | 0 | 0 | 0 | 0 | 0 | 0 | 0 |  | 0
Lateral Hardening-Fuse-10274833 | Lateral Hardening | 52615.99 | 0 | 0 | 0 | 0 | 0 | 0 | 0 | 0 | 0 | 0 |  | 0
Lateral Hardening-Fuse-10274834 | Lateral Hardening | 260420.63 | 0 | 0 | 0 | 0 | 0 | 0 | 0 | 0 | 0 | 0 |  | 0
Lateral Hardening-Fuse-10274840 | Lateral Hardening | 51781.77 | 0 | 0 | 0 | 0 | 0 | 0 | 0 | 0 | 0 | 0 |  | 0
Lateral Hardening-Fuse-10274841 | Lateral Hardening | 726195.51 | 0 | 0 | 0 | 0 | 0 | 0 | 0 | 0 | 0 | 0 |  | 0
Lateral Hardening-Fuse-10274844 | Lateral Hardening | 59541.59 | 0 | 0 | 0 | 0 | 0 | 0 | 0 | 0 | 0 | 0 |  | 0
Lateral Hardening-Fuse-10274846 | Lateral Hardening | 52505.81 | 0 | 0 | 0 | 0 | 0 | 0 | 0 | 0 | 0 | 0 |  | 0
Lateral Hardening-Fuse-10277739 | Lateral Hardening | 133440.23 | 0 | 0 | 0 | 0 | 0 | 0 | 0 | 0 | 0 | 0 |  | 0
Lateral Hardening-Fuse-10277740 | Lateral Hardening | 105232.72 | 0 | 0 | 0 | 0 | 0 | 0 | 0 | 0 | 0 | 0 |  | 0
Lateral Hardening-Fuse-10277741 | Lateral Hardening | 62993.65 | 0 | 0 | 0 | 0 | 0 | 0 | 0 | 0 | 0 | 0 |  | 0
Lateral Hardening-Fuse-10277744 | Lateral Hardening | 529077.47 | 0 | 0 | 0 | 0 | 2021 | 0 | 0 | 0 | 0 | 0 |  | 2021
Lateral Hardening-Fuse-10277747 | Lateral Hardening | 305068.4 | 0 | 0 | 0 | 0 | 2022 | 0 | 0 | 0 | 0 | 0 |  | 2029 | 2029
Lateral Hardening-Fuse-10282248 | Lateral Hardening | 283032.79 | 0 | 0 | 0 | 0 | 2028 | 0 | 0 | 0 | 0 | 0 |  | 2027 | 2027
Lateral Hardening-Fuse-10282727 | Lateral Hardening | 167381.41 | 0 | 0 | 0 | 0 | 0 | 0 | 0 | 0 | 0 | 0 |  | 0
Lateral Hardening-Fuse-10282728 | Lateral Hardening | 167686.21 | 0 | 0 | 0 | 0 | 0 | 0 | 0 | 0 | 0 | 0 |  | 0
Lateral Hardening-Fuse-10282729 | Lateral Hardening | 214279.52 | 0 | 0 | 0 | 0 | 0 | 0 | 0 | 0 | 0 | 0 |  | 0
Lateral Hardening-Fuse-10282731 | Lateral Hardening | 369367.88 | 0 | 0 | 0 | 0 | 0 | 0 | 0 | 0 | 0 | 0 |  | 0
Lateral Hardening-Fuse-10282733 | Lateral Hardening | 57070.41 | 0 | 0 | 0 | 0 | 0 | 0 | 0 | 0 | 0 | 0 |  | 0
Lateral Hardening-Fuse-10282740 | Lateral Hardening | 279716.6 | 0 | 0 | 0 | 0 | 0 | 0 | 0 | 0 | 0 | 0 |  | 0
Lateral Hardening-Fuse-10283693 | Lateral Hardening | 1335433.53 | 0 | 0 | 0 | 0 | 0 | 0 | 0 | 0 | 0 | 0 |  | 0
Lateral Hardening-Fuse-10286116 | Lateral Hardening | 107614.46 | 0 | 0 | 0 | 0 | 0 | 0 | 0 | 0 | 0 | 0 |  | 0
Lateral Hardening-Fuse-10286117 | Lateral Hardening | 122479.5 | 0 | 0 | 0 | 0 | 0 | 0 | 0 | 0 | 0 | 0 |  | 0
Lateral Hardening-Fuse-10286118 | Lateral Hardening | 565031.4 | 0 | 0 | 0 | 0 | 0 | 0 | 0 | 0 | 0 | 0 |  | 0
Lateral Hardening-Fuse-10286119 | Lateral Hardening | 138078.58 | 0 | 0 | 0 | 0 | 0 | 0 | 0 | 0 | 0 | 0 |  | 0
Lateral Hardening-Fuse-10286120 | Lateral Hardening | 100232.4 | 0 | 0 | 0 | 0 | 0 | 0 | 0 | 0 | 0 | 0 |  | 0
Lateral Hardening-Fuse-10286121 | Lateral Hardening | 129981.74 | 0 | 0 | 0 | 0 | 0 | 0 | 0 | 0 | 0 | 0 |  | 0
Lateral Hardening-Fuse-10286125 | Lateral Hardening | 655786.84 | 0 | 0 | 0 | 0 | 0 | 0 | 0 | 0 | 0 | 0 |  | 0
Lateral Hardening-Fuse-10288729 | Lateral Hardening | 50000 | 0 | 0 | 0 | 0 | 0 | 0 | 0 | 0 | 0 | 0 |  | 0
Lateral Hardening-Fuse-10288737 | Lateral Hardening | 246530.04 | 0 | 0 | 0 | 0 | 0 | 0 | 0 | 0 | 0 | 0 |  | 0
Lateral Hardening-Fuse-10288738 | Lateral Hardening | 258727.62 | 0 | 0 | 0 | 0 | 2021 | 0 | 0 | 0 | 0 | 0 |  | 2022 | 2022
Lateral Hardening-Fuse-10290386 | Lateral Hardening | 175838.27 | 0 | 0 | 0 | 0 | 0 | 0 | 0 | 0 | 0 | 0 |  | 0
Lateral Hardening-Fuse-10290390 | Lateral Hardening | 70037.89 | 0 | 0 | 0 | 0 | 0 | 0 | 0 | 0 | 0 | 0 |  | 0
Lateral Hardening-Fuse-10290397 | Lateral Hardening | 316490.21 | 0 | 0 | 0 | 0 | 0 | 0 | 0 | 0 | 0 | 0 |  | 0
Lateral Hardening-Fuse-10290398 | Lateral Hardening | 474253.53 | 0 | 0 | 0 | 0 | 0 | 0 | 0 | 0 | 0 | 0 |  | 0
Lateral Hardening-Fuse-10292438 | Lateral Hardening | 58146.47 | 0 | 0 | 0 | 0 | 0 | 0 | 0 | 0 | 0 | 0 |  | 0
Lateral Hardening-Fuse-10292439 | Lateral Hardening | 169039.91 | 0 | 0 | 0 | 0 | 0 | 0 | 0 | 0 | 0 | 0 |  | 0
Lateral Hardening-Fuse-10296941 | Lateral Hardening | 82032 | 0 | 0 | 0 | 0 | 0 | 0 | 0 | 0 | 0 | 0 |  | 0
Lateral Hardening-Fuse-10296947 | Lateral Hardening | 676623.87 | 0 | 0 | 0 | 0 | 0 | 0 | 0 | 0 | 0 | 0 |  | 0
Lateral Hardening-Fuse-10296948 | Lateral Hardening | 283665.14 | 0 | 0 | 0 | 0 | 0 | 0 | 0 | 0 | 0 | 0 |  | 0
Lateral Hardening-Fuse-10296950 | Lateral Hardening | 688828.85 | 0 | 0 | 0 | 0 | 0 | 0 | 0 | 0 | 0 | 0 |  | 0
Lateral Hardening-Fuse-10296951 | Lateral Hardening | 125364.92 | 0 | 0 | 0 | 0 | 0 | 0 | 0 | 0 | 0 | 0 |  | 0
Lateral Hardening-Fuse-10296952 | Lateral Hardening | 159848.43 | 0 | 0 | 0 | 0 | 0 | 0 | 0 | 0 | 0 | 0 |  | 0
Lateral Hardening-Fuse-10296955 | Lateral Hardening | 76521.53 | 0 | 0 | 0 | 0 | 0 | 0 | 0 | 0 | 0 | 0 |  | 0
Lateral Hardening-Fuse-10296956 | Lateral Hardening | 1059778.8 | 0 | 0 | 0 | 0 | 2026 | 0 | 0 | 0 | 0 | 0 |  | 2028 | 2028
Lateral Hardening-Fuse-10296959 | Lateral Hardening | 419746.58 | 0 | 0 | 0 | 0 | 0 | 0 | 0 | 0 | 0 | 0 |  | 0
Lateral Hardening-Fuse-10296962 | Lateral Hardening | 839769.59 | 0 | 0 | 0 | 0 | 0 | 0 | 0 | 0 | 0 | 0 |  | 0
Lateral Hardening-Fuse-10297412 | Lateral Hardening | 154167.66 | 0 | 0 | 0 | 0 | 0 | 0 | 0 | 0 | 0 | 0 |  | 0
Lateral Hardening-Fuse-10297432 | Lateral Hardening | 288782.12 | 0 | 0 | 0 | 0 | 0 | 0 | 0 | 0 | 0 | 0 |  | 0
Lateral Hardening-Fuse-10297433 | Lateral Hardening | 100568.73 | 0 | 0 | 0 | 0 | 0 | 0 | 0 | 0 | 0 | 0 |  | 0
Lateral Hardening-Fuse-10297434 | Lateral Hardening | 341372.42 | 0 | 0 | 0 | 0 | 0 | 0 | 0 | 0 | 0 | 0 |  | 0
Lateral Hardening-Fuse-10297440 | Lateral Hardening | 216116.89 | 0 | 0 | 0 | 0 | 2025 | 0 | 0 | 0 | 0 | 0 |  | 2024 | 2024
Lateral Hardening-Fuse-10297442 | Lateral Hardening | 257133.83 | 0 | 0 | 0 | 0 | 2025 | 0 | 0 | 0 | 0 | 0 |  | 2024 | 2024
Lateral Hardening-Fuse-10297927 | Lateral Hardening | 220039.23 | 0 | 0 | 0 | 0 | 0 | 0 | 0 | 0 | 0 | 0 |  | 0
Lateral Hardening-Fuse-10297933 | Lateral Hardening | 71946.19 | 0 | 0 | 0 | 0 | 0 | 0 | 0 | 0 | 0 | 0 |  | 0
Lateral Hardening-Fuse-10297934 | Lateral Hardening | 274656.86 | 0 | 0 | 0 | 0 | 2023 | 0 | 0 | 0 | 0 | 0 |  | 2023
Lateral Hardening-Fuse-10297939 | Lateral Hardening | 155210.18 | 0 | 0 | 0 | 0 | 0 | 0 | 0 | 0 | 0 | 0 |  | 0
Lateral Hardening-Fuse-10297942 | Lateral Hardening | 1650766.19 | 0 | 0 | 0 | 0 | 0 | 0 | 0 | 0 | 0 | 0 |  | 0
Lateral Hardening-Fuse-10297943 | Lateral Hardening | 176402.41 | 0 | 0 | 0 | 0 | 2023 | 0 | 0 | 0 | 0 | 0 |  | 2023
Lateral Hardening-Fuse-10298286 | Lateral Hardening | 411088.52 | 0 | 0 | 0 | 0 | 2024 | 0 | 0 | 0 | 0 | 0 |  | 2023 | 2023
Lateral Hardening-Fuse-10298289 | Lateral Hardening | 177278.4 | 0 | 0 | 0 | 0 | 0 | 0 | 0 | 0 | 0 | 0 |  | 0
Lateral Hardening-Fuse-10298290 | Lateral Hardening | 83064.18 | 0 | 0 | 0 | 0 | 0 | 0 | 0 | 0 | 0 | 0 |  | 0
Lateral Hardening-Fuse-10298293 | Lateral Hardening | 50000 | 0 | 0 | 0 | 0 | 0 | 0 | 0 | 0 | 0 | 0 |  | 0
Lateral Hardening-Fuse-10298296 | Lateral Hardening | 476315.03 | 0 | 0 | 0 | 0 | 2024 | 0 | 0 | 0 | 0 | 0 |  | 2023 | 2023
Lateral Hardening-Fuse-10298299 | Lateral Hardening | 350261.69 | 0 | 0 | 0 | 0 | 2024 | 0 | 0 | 0 | 0 | 0 |  | 2023 | 2023
Lateral Hardening-Fuse-10298300 | Lateral Hardening | 50000 | 0 | 0 | 0 | 0 | 0 | 0 | 0 | 0 | 0 | 0 |  | 0
Lateral Hardening-Fuse-10299009 | Lateral Hardening | 1139303.24 | 0 | 0 | 0 | 0 | 2025 | 0 | 0 | 0 | 0 | 0 |  | 2024 | 2024
Lateral Hardening-Fuse-10299012 | Lateral Hardening | 150408.69 | 0 | 0 | 0 | 0 | 0 | 0 | 0 | 0 | 0 | 0 |  | 0
Lateral Hardening-Fuse-10299739 | Lateral Hardening | 50000 | 0 | 0 | 0 | 0 | 2021 | 0 | 0 | 0 | 0 | 0 |  | 2021
Lateral Hardening-Fuse-10299740 | Lateral Hardening | 232753.44 | 0 | 0 | 0 | 0 | 0 | 0 | 0 | 0 | 0 | 0 |  | 0
Lateral Hardening-Fuse-10299747 | Lateral Hardening | 183441.53 | 0 | 0 | 0 | 0 | 0 | 0 | 0 | 0 | 0 | 0 |  | 0
Lateral Hardening-Fuse-10302321 | Lateral Hardening | 221780.18 | 0 | 0 | 0 | 0 | 2029 | 0 | 0 | 0 | 0 | 0 |  | 0 | 0
Lateral Hardening-Fuse-10307212 | Lateral Hardening | 50000 | 0 | 0 | 0 | 0 | 2021 | 0 | 0 | 0 | 0 | 0 |  | 2021
Lateral Hardening-Fuse-10307215 | Lateral Hardening | 257546.66 | 0 | 0 | 0 | 0 | 2021 | 0 | 0 | 0 | 0 | 0 |  | 2021
Lateral Hardening-Fuse-10309098 | Lateral Hardening | 106076.94 | 0 | 0 | 0 | 0 | 0 | 0 | 0 | 0 | 0 | 0 |  | 0
Lateral Hardening-Fuse-10310445 | Lateral Hardening | 50000 | 0 | 0 | 0 | 0 | 0 | 0 | 0 | 0 | 0 | 0 |  | 0
Lateral Hardening-Fuse-10310460 | Lateral Hardening | 141153.62 | 0 | 0 | 0 | 0 | 0 | 0 | 0 | 0 | 0 | 0 |  | 0
Lateral Hardening-Fuse-10310464 | Lateral Hardening | 157878.36 | 0 | 0 | 0 | 0 | 0 | 0 | 0 | 0 | 0 | 0 |  | 0
Lateral Hardening-Fuse-10310468 | Lateral Hardening | 250217.29 | 0 | 0 | 0 | 0 | 2021 | 0 | 0 | 0 | 0 | 0 |  | 2021
Lateral Hardening-Fuse-10310471 | Lateral Hardening | 114338.65 | 0 | 0 | 0 | 0 | 0 | 0 | 0 | 0 | 0 | 0 |  | 0
Lateral Hardening-Fuse-10310477 | Lateral Hardening | 776363.43 | 0 | 0 | 0 | 0 | 2021 | 0 | 0 | 0 | 0 | 0 |  | 2021
Lateral Hardening-Fuse-10310480 | Lateral Hardening | 149705.29 | 0 | 0 | 0 | 0 | 0 | 0 | 0 | 0 | 0 | 0 |  | 0
Lateral Hardening-Fuse-10310482 | Lateral Hardening | 50000 | 0 | 0 | 0 | 0 | 0 | 0 | 0 | 0 | 0 | 0 |  | 0
Lateral Hardening-Fuse-10310485 | Lateral Hardening | 240852.19 | 0 | 0 | 0 | 0 | 0 | 0 | 0 | 0 | 0 | 0 |  | 2021 | 2021
Lateral Hardening-Fuse-10310488 | Lateral Hardening | 64028.23 | 0 | 0 | 0 | 0 | 0 | 0 | 0 | 0 | 0 | 0 |  | 0
Lateral Hardening-Fuse-10310489 | Lateral Hardening | 176049.58 | 0 | 0 | 0 | 0 | 0 | 0 | 0 | 0 | 0 | 0 |  | 0
Lateral Hardening-Fuse-10310492 | Lateral Hardening | 388069.65 | 0 | 0 | 0 | 0 | 0 | 0 | 0 | 0 | 0 | 0 |  | 0
Lateral Hardening-Fuse-10310496 | Lateral Hardening | 50000 | 0 | 0 | 0 | 0 | 0 | 0 | 0 | 0 | 0 | 0 |  | 0
Lateral Hardening-Fuse-10310497 | Lateral Hardening | 95814.03 | 0 | 0 | 0 | 0 | 2021 | 0 | 0 | 0 | 0 | 0 |  | 2021
Lateral Hardening-Fuse-10310498 | Lateral Hardening | 249423.85 | 0 | 0 | 0 | 0 | 0 | 0 | 0 | 0 | 0 | 0 |  | 0
Lateral Hardening-Fuse-10310499 | Lateral Hardening | 243532.71 | 0 | 0 | 0 | 0 | 0 | 0 | 0 | 0 | 0 | 0 |  | 0
Lateral Hardening-Fuse-10310502 | Lateral Hardening | 277017.93 | 0 | 0 | 0 | 0 | 0 | 0 | 0 | 0 | 0 | 0 |  | 0
Lateral Hardening-Fuse-10310505 | Lateral Hardening | 300577.36 | 0 | 0 | 0 | 0 | 2021 | 0 | 0 | 0 | 0 | 0 |  | 2021
Lateral Hardening-Fuse-10310508 | Lateral Hardening | 80593.19 | 0 | 0 | 0 | 0 | 0 | 0 | 0 | 0 | 0 | 0 |  | 0
Lateral Hardening-Fuse-10310509 | Lateral Hardening | 172802.38 | 0 | 0 | 0 | 0 | 0 | 0 | 0 | 0 | 0 | 0 |  | 0
Lateral Hardening-Fuse-10310511 | Lateral Hardening | 125664.23 | 0 | 0 | 0 | 0 | 0 | 0 | 0 | 0 | 0 | 0 |  | 0
Lateral Hardening-Fuse-10311263 | Lateral Hardening | 158892.55 | 0 | 0 | 0 | 0 | 0 | 0 | 0 | 0 | 0 | 0 |  | 0
Lateral Hardening-Fuse-10311264 | Lateral Hardening | 361592.48 | 0 | 0 | 0 | 0 | 0 | 0 | 0 | 0 | 0 | 0 |  | 0
Lateral Hardening-Fuse-10311265 | Lateral Hardening | 119692.04 | 0 | 0 | 0 | 0 | 0 | 0 | 0 | 0 | 0 | 0 |  | 0
Lateral Hardening-Fuse-10311268 | Lateral Hardening | 65357.37 | 0 | 0 | 0 | 0 | 0 | 0 | 0 | 0 | 0 | 0 |  | 0
Lateral Hardening-Fuse-10311270 | Lateral Hardening | 50029.63 | 0 | 0 | 0 | 0 | 0 | 0 | 0 | 0 | 0 | 0 |  | 0
Lateral Hardening-Fuse-10311272 | Lateral Hardening | 54021.85 | 0 | 0 | 0 | 0 | 0 | 0 | 0 | 0 | 0 | 0 |  | 0
Lateral Hardening-Fuse-10311273 | Lateral Hardening | 50000 | 0 | 0 | 0 | 0 | 0 | 0 | 0 | 0 | 0 | 0 |  | 0
Lateral Hardening-Fuse-10311274 | Lateral Hardening | 50000 | 0 | 0 | 0 | 0 | 0 | 0 | 0 | 0 | 0 | 0 |  | 0
Lateral Hardening-Fuse-10311280 | Lateral Hardening | 293146.31 | 0 | 0 | 0 | 0 | 2024 | 0 | 0 | 0 | 0 | 0 |  | 2029 | 2029
Lateral Hardening-Fuse-10313323 | Lateral Hardening | 164034.55 | 0 | 0 | 0 | 0 | 0 | 0 | 0 | 0 | 0 | 0 |  | 0
Lateral Hardening-Fuse-10313353 | Lateral Hardening | 99465.83 | 0 | 0 | 0 | 0 | 2029 | 0 | 0 | 0 | 0 | 0 |  | 2029
Lateral Hardening-Fuse-10313356 | Lateral Hardening | 101874.36 | 0 | 0 | 0 | 0 | 0 | 0 | 0 | 0 | 0 | 0 |  | 0
Lateral Hardening-Fuse-10313361 | Lateral Hardening | 71614.91 | 0 | 0 | 0 | 0 | 0 | 0 | 0 | 0 | 0 | 0 |  | 0
Lateral Hardening-Fuse-10313363 | Lateral Hardening | 165919.35 | 0 | 0 | 0 | 0 | 0 | 0 | 0 | 0 | 0 | 0 |  | 0
Lateral Hardening-Fuse-10313366 | Lateral Hardening | 238410.42 | 0 | 0 | 0 | 0 | 0 | 0 | 0 | 0 | 0 | 0 |  | 0
Lateral Hardening-Fuse-10313370 | Lateral Hardening | 242885.95 | 0 | 0 | 0 | 0 | 0 | 0 | 0 | 0 | 0 | 0 |  | 0
Lateral Hardening-Fuse-10313376 | Lateral Hardening | 153460.86 | 0 | 0 | 0 | 0 | 0 | 0 | 0 | 0 | 0 | 0 |  | 0
Lateral Hardening-Fuse-10313377 | Lateral Hardening | 67335.61 | 0 | 0 | 0 | 0 | 0 | 0 | 0 | 0 | 0 | 0 |  | 0
Lateral Hardening-Fuse-10313379 | Lateral Hardening | 153341.33 | 0 | 0 | 0 | 0 | 0 | 0 | 0 | 0 | 0 | 0 |  | 0
Lateral Hardening-Fuse-10313380 | Lateral Hardening | 63413.63 | 0 | 0 | 0 | 0 | 2029 | 0 | 0 | 0 | 0 | 0 |  | 2029
Lateral Hardening-Fuse-10313381 | Lateral Hardening | 50000 | 0 | 0 | 0 | 0 | 0 | 0 | 0 | 0 | 0 | 0 |  | 0
Lateral Hardening-Fuse-10313382 | Lateral Hardening | 50000 | 0 | 0 | 0 | 0 | 0 | 0 | 0 | 0 | 0 | 0 |  | 0
Lateral Hardening-Fuse-10313385 | Lateral Hardening | 50000 | 0 | 0 | 0 | 0 | 0 | 0 | 0 | 0 | 0 | 0 |  | 0
Lateral Hardening-Fuse-10313390 | Lateral Hardening | 402025.1 | 0 | 0 | 0 | 0 | 2029 | 0 | 0 | 0 | 0 | 0 |  | 2029
Lateral Hardening-Fuse-10313393 | Lateral Hardening | 86511.38 | 0 | 0 | 0 | 0 | 0 | 0 | 0 | 0 | 0 | 0 |  | 0
Lateral Hardening-Fuse-10317618 | Lateral Hardening | 510532.23 | 0 | 0 | 0 | 0 | 2028 | 0 | 0 | 0 | 0 | 0 |  | 0 | 0
Lateral Hardening-Fuse-10317624 | Lateral Hardening | 340413.85 | 0 | 0 | 0 | 0 | 0 | 0 | 0 | 0 | 0 | 0 |  | 0
Lateral Hardening-Fuse-10317649 | Lateral Hardening | 85373.65 | 0 | 0 | 0 | 0 | 2028 | 0 | 0 | 0 | 0 | 0 |  | 2025 | 2025
Lateral Hardening-Fuse-10317653 | Lateral Hardening | 50000 | 0 | 0 | 0 | 0 | 0 | 0 | 0 | 0 | 0 | 0 |  | 0
Lateral Hardening-Fuse-10317657 | Lateral Hardening | 139354.62 | 0 | 0 | 0 | 0 | 0 | 0 | 0 | 0 | 0 | 0 |  | 0
Lateral Hardening-Fuse-10317659 | Lateral Hardening | 370665.2 | 0 | 0 | 0 | 0 | 0 | 0 | 0 | 0 | 0 | 0 |  | 0
Lateral Hardening-Fuse-10317660 | Lateral Hardening | 244082.56 | 0 | 0 | 0 | 0 | 0 | 0 | 0 | 0 | 0 | 0 |  | 0
Lateral Hardening-Fuse-10317661 | Lateral Hardening | 335624.97 | 0 | 0 | 0 | 0 | 0 | 0 | 0 | 0 | 0 | 0 |  | 0
Lateral Hardening-Fuse-10317662 | Lateral Hardening | 403337.87 | 0 | 0 | 0 | 0 | 0 | 0 | 0 | 0 | 0 | 0 |  | 0
Lateral Hardening-Fuse-10317663 | Lateral Hardening | 109230.68 | 0 | 0 | 0 | 0 | 0 | 0 | 0 | 0 | 0 | 0 |  | 0
Lateral Hardening-Fuse-10317664 | Lateral Hardening | 277532.28 | 0 | 0 | 0 | 0 | 0 | 0 | 0 | 0 | 0 | 0 |  | 0
Lateral Hardening-Fuse-10320670 | Lateral Hardening | 50000 | 0 | 0 | 0 | 0 | 2024 | 0 | 0 | 0 | 0 | 0 |  | 2023 | 2023
Lateral Hardening-Fuse-10320672 | Lateral Hardening | 688478.15 | 0 | 0 | 0 | 0 | 2024 | 0 | 0 | 0 | 0 | 0 |  | 2023 | 2023
Lateral Hardening-Fuse-10320675 | Lateral Hardening | 115305.58 | 0 | 0 | 0 | 0 | 0 | 0 | 0 | 0 | 0 | 0 |  | 0
Lateral Hardening-Fuse-10320678 | Lateral Hardening | 50000 | 0 | 0 | 0 | 0 | 0 | 0 | 0 | 0 | 0 | 0 |  | 0
Lateral Hardening-Fuse-10320680 | Lateral Hardening | 106033.93 | 0 | 0 | 0 | 0 | 0 | 0 | 0 | 0 | 0 | 0 |  | 0
Lateral Hardening-Fuse-10320683 | Lateral Hardening | 151216.43 | 0 | 0 | 0 | 0 | 0 | 0 | 0 | 0 | 0 | 0 |  | 0
Lateral Hardening-Fuse-10320685 | Lateral Hardening | 104130.18 | 0 | 0 | 0 | 0 | 0 | 0 | 0 | 0 | 0 | 0 |  | 0
Lateral Hardening-Fuse-10320688 | Lateral Hardening | 162737.61 | 0 | 0 | 0 | 0 | 2024 | 0 | 0 | 0 | 0 | 0 |  | 2023 | 2023
Lateral Hardening-Fuse-10324179 | Lateral Hardening | 55512.15 | 0 | 0 | 0 | 0 | 0 | 0 | 0 | 0 | 0 | 0 |  | 0
Lateral Hardening-Fuse-10324180 | Lateral Hardening | 276645.05 | 0 | 0 | 0 | 0 | 0 | 0 | 0 | 0 | 0 | 0 |  | 0
Lateral Hardening-Fuse-10324181 | Lateral Hardening | 422719.55 | 0 | 0 | 0 | 0 | 0 | 0 | 0 | 0 | 0 | 0 |  | 0
Lateral Hardening-Fuse-10328026 | Lateral Hardening | 269619.27 | 0 | 0 | 0 | 0 | 0 | 0 | 0 | 0 | 0 | 0 |  | 0
Lateral Hardening-Fuse-10333108 | Lateral Hardening | 58996.43 | 0 | 0 | 0 | 0 | 0 | 0 | 0 | 0 | 0 | 0 |  | 0
Lateral Hardening-Fuse-10338448 | Lateral Hardening | 1036788.91 | 0 | 0 | 0 | 0 | 2022 | 0 | 0 | 0 | 0 | 0 |  | 2023 | 2023
Lateral Hardening-Fuse-10338454 | Lateral Hardening | 50000 | 0 | 0 | 0 | 0 | 0 | 0 | 0 | 0 | 0 | 0 |  | 0
Lateral Hardening-Fuse-10338460 | Lateral Hardening | 243190.38 | 0 | 0 | 0 | 0 | 0 | 0 | 0 | 0 | 0 | 0 |  | 2023 | 2023
Lateral Hardening-Fuse-10338462 | Lateral Hardening | 93251.88 | 0 | 0 | 0 | 0 | 0 | 0 | 0 | 0 | 0 | 0 |  | 0
Lateral Hardening-Fuse-10339548 | Lateral Hardening | 543385.86 | 0 | 0 | 0 | 0 | 0 | 0 | 0 | 0 | 0 | 0 |  | 0
Lateral Hardening-Fuse-10339836 | Lateral Hardening | 50000 | 0 | 0 | 0 | 0 | 2021 | 0 | 0 | 0 | 0 | 0 |  | 2022 | 2022
Lateral Hardening-Fuse-10339856 | Lateral Hardening | 225184.79 | 0 | 0 | 0 | 0 | 0 | 0 | 0 | 0 | 0 | 0 |  | 0
Lateral Hardening-Fuse-10340721 | Lateral Hardening | 64295.07 | 0 | 0 | 0 | 0 | 2028 | 0 | 0 | 0 | 0 | 0 |  | 0 | 0
Lateral Hardening-Fuse-10340747 | Lateral Hardening | 56252.2 | 0 | 0 | 0 | 0 | 0 | 0 | 0 | 0 | 0 | 0 |  | 0
Lateral Hardening-Fuse-10340753 | Lateral Hardening | 473690.35 | 0 | 0 | 0 | 0 | 2025 | 0 | 0 | 0 | 0 | 0 |  | 2027 | 2027
Lateral Hardening-Fuse-10340775 | Lateral Hardening | 1498223.42 | 0 | 0 | 0 | 0 | 2025 | 0 | 0 | 0 | 0 | 0 |  | 2027 | 2027
Lateral Hardening-Fuse-10340777 | Lateral Hardening | 60225.25 | 0 | 0 | 0 | 0 | 2028 | 0 | 0 | 0 | 0 | 0 |  | 2029 | 2029
Lateral Hardening-Fuse-10340780 | Lateral Hardening | 246035.39 | 0 | 0 | 0 | 0 | 0 | 0 | 0 | 0 | 0 | 0 |  | 0
Lateral Hardening-Fuse-10360534 | Lateral Hardening | 84210.73 | 0 | 0 | 0 | 0 | 0 | 0 | 0 | 0 | 0 | 0 |  | 0
Lateral Hardening-Fuse-10361894 | Lateral Hardening | 296799.52 | 0 | 0 | 0 | 0 | 2022 | 0 | 0 | 0 | 0 | 0 |  | 2022
Lateral Hardening-Fuse-10361899 | Lateral Hardening | 244365.83 | 0 | 0 | 0 | 0 | 2022 | 0 | 0 | 0 | 0 | 0 |  | 2022
Lateral Hardening-Fuse-10361900 | Lateral Hardening | 163594.55 | 0 | 0 | 0 | 0 | 0 | 0 | 0 | 0 | 0 | 0 |  | 0
Lateral Hardening-Fuse-10361901 | Lateral Hardening | 935061.71 | 0 | 0 | 0 | 0 | 2022 | 0 | 0 | 0 | 0 | 0 |  | 2022
Lateral Hardening-Fuse-10362863 | Lateral Hardening | 150714.09 | 0 | 0 | 0 | 0 | 0 | 0 | 0 | 0 | 0 | 0 |  | 0
Lateral Hardening-Fuse-10362866 | Lateral Hardening | 240558.26 | 0 | 0 | 0 | 0 | 0 | 0 | 0 | 0 | 0 | 0 |  | 0
Lateral Hardening-Fuse-10362868 | Lateral Hardening | 165231.56 | 0 | 0 | 0 | 0 | 0 | 0 | 0 | 0 | 0 | 0 |  | 0
Lateral Hardening-Fuse-10362869 | Lateral Hardening | 507413.96 | 0 | 0 | 0 | 0 | 2022 | 0 | 0 | 0 | 0 | 0 |  | 2022
Lateral Hardening-Fuse-10362871 | Lateral Hardening | 236884.63 | 0 | 0 | 0 | 0 | 2022 | 0 | 0 | 0 | 0 | 0 |  | 2022
Lateral Hardening-Fuse-10362873 | Lateral Hardening | 78824.57 | 0 | 0 | 0 | 0 | 0 | 0 | 0 | 0 | 0 | 0 |  | 0
Lateral Hardening-Fuse-10362874 | Lateral Hardening | 205034.45 | 0 | 0 | 0 | 0 | 2022 | 0 | 0 | 0 | 0 | 0 |  | 2022
Lateral Hardening-Fuse-10362876 | Lateral Hardening | 318580.7 | 0 | 0 | 0 | 0 | 0 | 0 | 0 | 0 | 0 | 0 |  | 0
Lateral Hardening-Fuse-10362878 | Lateral Hardening | 144715.86 | 0 | 0 | 0 | 0 | 0 | 0 | 0 | 0 | 0 | 0 |  | 0
Lateral Hardening-Fuse-10362880 | Lateral Hardening | 142412.82 | 0 | 0 | 0 | 0 | 0 | 0 | 0 | 0 | 0 | 0 |  | 0
Lateral Hardening-Fuse-10362881 | Lateral Hardening | 185018.22 | 0 | 0 | 0 | 0 | 2022 | 0 | 0 | 0 | 0 | 0 |  | 2022
Lateral Hardening-Fuse-10362882 | Lateral Hardening | 132873.64 | 0 | 0 | 0 | 0 | 2022 | 0 | 0 | 0 | 0 | 0 |  | 2022
Lateral Hardening-Fuse-10362883 | Lateral Hardening | 143357.22 | 0 | 0 | 0 | 0 | 0 | 0 | 0 | 0 | 0 | 0 |  | 0
Lateral Hardening-Fuse-10362885 | Lateral Hardening | 67449.55 | 0 | 0 | 0 | 0 | 0 | 0 | 0 | 0 | 0 | 0 |  | 0
Lateral Hardening-Fuse-10362886 | Lateral Hardening | 56913.93 | 0 | 0 | 0 | 0 | 0 | 0 | 0 | 0 | 0 | 0 |  | 0
Lateral Hardening-Fuse-10363872 | Lateral Hardening | 56094.53 | 0 | 0 | 0 | 0 | 0 | 0 | 0 | 0 | 0 | 0 |  | 0
Lateral Hardening-Fuse-10363878 | Lateral Hardening | 276718.01 | 0 | 0 | 0 | 0 | 0 | 0 | 0 | 0 | 0 | 0 |  | 0
Lateral Hardening-Fuse-10363882 | Lateral Hardening | 443518.57 | 0 | 0 | 0 | 0 | 0 | 0 | 0 | 0 | 0 | 0 |  | 0
Lateral Hardening-Fuse-10363884 | Lateral Hardening | 433307.52 | 0 | 0 | 0 | 0 | 0 | 0 | 0 | 0 | 0 | 0 |  | 0
Lateral Hardening-Fuse-10363886 | Lateral Hardening | 242921.32 | 0 | 0 | 0 | 0 | 0 | 0 | 0 | 0 | 0 | 0 |  | 0
Lateral Hardening-Fuse-10363891 | Lateral Hardening | 61031.89 | 0 | 0 | 0 | 0 | 0 | 0 | 0 | 0 | 0 | 0 |  | 0
Lateral Hardening-Fuse-10363893 | Lateral Hardening | 57516.87 | 0 | 0 | 0 | 0 | 0 | 0 | 0 | 0 | 0 | 0 |  | 0
Lateral Hardening-Fuse-10363895 | Lateral Hardening | 111433.54 | 0 | 0 | 0 | 0 | 2028 | 0 | 0 | 0 | 0 | 0 |  | 2027 | 2027
Lateral Hardening-Fuse-10363899 | Lateral Hardening | 616680.03 | 0 | 0 | 0 | 0 | 0 | 0 | 0 | 0 | 0 | 0 |  | 0
Lateral Hardening-Fuse-10363901 | Lateral Hardening | 111491.5 | 0 | 0 | 0 | 0 | 0 | 0 | 0 | 0 | 0 | 0 |  | 0
Lateral Hardening-Fuse-10363903 | Lateral Hardening | 65974.25 | 0 | 0 | 0 | 0 | 0 | 0 | 0 | 0 | 0 | 0 |  | 0
Lateral Hardening-Fuse-10363905 | Lateral Hardening | 50000 | 0 | 0 | 0 | 0 | 0 | 0 | 0 | 0 | 0 | 0 |  | 0
Lateral Hardening-Fuse-10363911 | Lateral Hardening | 70161.09 | 0 | 0 | 0 | 0 | 2027 | 0 | 0 | 0 | 0 | 0 |  | 2026 | 2026
Lateral Hardening-Fuse-10363917 | Lateral Hardening | 178983.24 | 0 | 0 | 0 | 0 | 2027 | 0 | 0 | 0 | 0 | 0 |  | 2026 | 2026
Lateral Hardening-Fuse-10363923 | Lateral Hardening | 53009.49 | 0 | 0 | 0 | 0 | 0 | 0 | 0 | 0 | 0 | 0 |  | 0
Lateral Hardening-Fuse-10363933 | Lateral Hardening | 82000.29 | 0 | 0 | 0 | 0 | 2027 | 0 | 0 | 0 | 0 | 0 |  | 2026 | 2026
Lateral Hardening-Fuse-10363934 | Lateral Hardening | 210663.63 | 0 | 0 | 0 | 0 | 2027 | 0 | 0 | 0 | 0 | 0 |  | 2026 | 2026
Lateral Hardening-Fuse-10363936 | Lateral Hardening | 241464.72 | 0 | 0 | 0 | 0 | 0 | 0 | 0 | 0 | 0 | 0 |  | 0
Lateral Hardening-Fuse-10363937 | Lateral Hardening | 219390.02 | 0 | 0 | 0 | 0 | 0 | 0 | 0 | 0 | 0 | 0 |  | 0
Lateral Hardening-Fuse-10363938 | Lateral Hardening | 143141.86 | 0 | 0 | 0 | 0 | 0 | 0 | 0 | 0 | 0 | 0 |  | 0
Lateral Hardening-Fuse-10363939 | Lateral Hardening | 188800.95 | 0 | 0 | 0 | 0 | 2027 | 0 | 0 | 0 | 0 | 0 |  | 2026 | 2026
Lateral Hardening-Fuse-10363940 | Lateral Hardening | 166786.91 | 0 | 0 | 0 | 0 | 2027 | 0 | 0 | 0 | 0 | 0 |  | 2026 | 2026
Lateral Hardening-Fuse-10363941 | Lateral Hardening | 107792.6 | 0 | 0 | 0 | 0 | 0 | 0 | 0 | 0 | 0 | 0 |  | 0
Lateral Hardening-Fuse-10363942 | Lateral Hardening | 104193.14 | 0 | 0 | 0 | 0 | 0 | 0 | 0 | 0 | 0 | 0 |  | 0
Lateral Hardening-Fuse-10363946 | Lateral Hardening | 337913.04 | 0 | 0 | 0 | 0 | 0 | 0 | 0 | 0 | 0 | 0 |  | 0
Lateral Hardening-Fuse-10363948 | Lateral Hardening | 116560.52 | 0 | 0 | 0 | 0 | 0 | 0 | 0 | 0 | 0 | 0 |  | 0
Lateral Hardening-Fuse-10363954 | Lateral Hardening | 50000 | 0 | 0 | 0 | 0 | 0 | 0 | 0 | 0 | 0 | 0 |  | 0
Lateral Hardening-Fuse-10363960 | Lateral Hardening | 55559.37 | 0 | 0 | 0 | 0 | 0 | 0 | 0 | 0 | 0 | 0 |  | 0
Lateral Hardening-Fuse-10363963 | Lateral Hardening | 99843.9 | 0 | 0 | 0 | 0 | 0 | 0 | 0 | 0 | 0 | 0 |  | 0
Lateral Hardening-Fuse-10363965 | Lateral Hardening | 58051.29 | 0 | 0 | 0 | 0 | 0 | 0 | 0 | 0 | 0 | 0 |  | 0
Lateral Hardening-Fuse-10363968 | Lateral Hardening | 97372.72 | 0 | 0 | 0 | 0 | 0 | 0 | 0 | 0 | 0 | 0 |  | 0
Lateral Hardening-Fuse-10363969 | Lateral Hardening | 112541.08 | 0 | 0 | 0 | 0 | 0 | 0 | 0 | 0 | 0 | 0 |  | 0
Lateral Hardening-Fuse-10363970 | Lateral Hardening | 160923.01 | 0 | 0 | 0 | 0 | 0 | 0 | 0 | 0 | 0 | 0 |  | 0
Lateral Hardening-Fuse-10363971 | Lateral Hardening | 207605.76 | 0 | 0 | 0 | 0 | 0 | 0 | 0 | 0 | 0 | 0 |  | 0
Lateral Hardening-Fuse-10363973 | Lateral Hardening | 118396.36 | 0 | 0 | 0 | 0 | 0 | 0 | 0 | 0 | 0 | 0 |  | 0
Lateral Hardening-Fuse-10363976 | Lateral Hardening | 96559.24 | 0 | 0 | 0 | 0 | 0 | 0 | 0 | 0 | 0 | 0 |  | 0
Lateral Hardening-Fuse-10363977 | Lateral Hardening | 196886.08 | 0 | 0 | 0 | 0 | 0 | 0 | 0 | 0 | 0 | 0 |  | 0
Lateral Hardening-Fuse-10363978 | Lateral Hardening | 58675.89 | 0 | 0 | 0 | 0 | 0 | 0 | 0 | 0 | 0 | 0 |  | 0
Lateral Hardening-Fuse-10363980 | Lateral Hardening | 52427.11 | 0 | 0 | 0 | 0 | 0 | 0 | 0 | 0 | 0 | 0 |  | 0
Lateral Hardening-Fuse-10363981 | Lateral Hardening | 132362.74 | 0 | 0 | 0 | 0 | 0 | 0 | 0 | 0 | 0 | 0 |  | 0
Lateral Hardening-Fuse-10363985 | Lateral Hardening | 378808.47 | 0 | 0 | 0 | 0 | 0 | 0 | 0 | 0 | 0 | 0 |  | 0
Lateral Hardening-Fuse-10363992 | Lateral Hardening | 64343.03 | 0 | 0 | 0 | 0 | 0 | 0 | 0 | 0 | 0 | 0 |  | 0
Lateral Hardening-Fuse-10363996 | Lateral Hardening | 188719.85 | 0 | 0 | 0 | 0 | 0 | 0 | 0 | 0 | 0 | 0 |  | 0
Lateral Hardening-Fuse-10365926 | Lateral Hardening | 182185.02 | 0 | 0 | 0 | 0 | 0 | 0 | 0 | 0 | 0 | 0 |  | 0
Lateral Hardening-Fuse-10366499 | Lateral Hardening | 86361.15 | 0 | 0 | 0 | 0 | 0 | 0 | 0 | 0 | 0 | 0 |  | 0
Lateral Hardening-Fuse-10366507 | Lateral Hardening | 97875.53 | 0 | 0 | 0 | 0 | 2024 | 0 | 0 | 0 | 0 | 0 |  | 2023 | 2023
Lateral Hardening-Fuse-10366513 | Lateral Hardening | 207852.65 | 0 | 0 | 0 | 0 | 0 | 0 | 0 | 0 | 0 | 0 |  | 0
Lateral Hardening-Fuse-10366514 | Lateral Hardening | 50000 | 0 | 0 | 0 | 0 | 0 | 0 | 0 | 0 | 0 | 0 |  | 0
Lateral Hardening-Fuse-10366515 | Lateral Hardening | 72670.23 | 0 | 0 | 0 | 0 | 0 | 0 | 0 | 0 | 0 | 0 |  | 0
Lateral Hardening-Fuse-10366516 | Lateral Hardening | 486260.58 | 0 | 0 | 0 | 0 | 0 | 0 | 0 | 0 | 0 | 0 |  | 0
Lateral Hardening-Fuse-10366517 | Lateral Hardening | 344977.01 | 0 | 0 | 0 | 0 | 0 | 0 | 0 | 0 | 0 | 0 |  | 0
Lateral Hardening-Fuse-10366518 | Lateral Hardening | 337027.39 | 0 | 0 | 0 | 0 | 0 | 0 | 0 | 0 | 0 | 0 |  | 0
Lateral Hardening-Fuse-10366527 | Lateral Hardening | 128975.12 | 0 | 0 | 0 | 0 | 0 | 0 | 0 | 0 | 0 | 0 |  | 0
Lateral Hardening-Fuse-10366528 | Lateral Hardening | 190311.81 | 0 | 0 | 0 | 0 | 2024 | 0 | 0 | 0 | 0 | 0 |  | 0 | 0
Lateral Hardening-Fuse-10366529 | Lateral Hardening | 135922.2 | 0 | 0 | 0 | 0 | 0 | 0 | 0 | 0 | 0 | 0 |  | 0
Lateral Hardening-Fuse-10366530 | Lateral Hardening | 79475.65 | 0 | 0 | 0 | 0 | 0 | 0 | 0 | 0 | 0 | 0 |  | 0
Lateral Hardening-Fuse-10366531 | Lateral Hardening | 50000 | 0 | 0 | 0 | 0 | 0 | 0 | 0 | 0 | 0 | 0 |  | 2023 | 2023
Lateral Hardening-Fuse-10366532 | Lateral Hardening | 117904.16 | 0 | 0 | 0 | 0 | 0 | 0 | 0 | 0 | 0 | 0 |  | 2023 | 2023
Lateral Hardening-Fuse-10366533 | Lateral Hardening | 106853.94 | 0 | 0 | 0 | 0 | 0 | 0 | 0 | 0 | 0 | 0 |  | 0
Lateral Hardening-Fuse-10366534 | Lateral Hardening | 269530.62 | 0 | 0 | 0 | 0 | 2024 | 0 | 0 | 0 | 0 | 0 |  | 2023 | 2023
Lateral Hardening-Fuse-10366535 | Lateral Hardening | 194363.14 | 0 | 0 | 0 | 0 | 2024 | 0 | 0 | 0 | 0 | 0 |  | 2023 | 2023
Lateral Hardening-Fuse-10366849 | Lateral Hardening | 168617.5 | 0 | 0 | 0 | 0 | 0 | 0 | 0 | 0 | 0 | 0 |  | 0
Lateral Hardening-Fuse-10366851 | Lateral Hardening | 312587.48 | 0 | 0 | 0 | 0 | 0 | 0 | 0 | 0 | 0 | 0 |  | 0
Lateral Hardening-Fuse-10366852 | Lateral Hardening | 78405.33 | 0 | 0 | 0 | 0 | 0 | 0 | 0 | 0 | 0 | 0 |  | 0
Lateral Hardening-Fuse-10366853 | Lateral Hardening | 407898.31 | 0 | 0 | 0 | 0 | 0 | 0 | 0 | 0 | 0 | 0 |  | 0
Lateral Hardening-Fuse-10366854 | Lateral Hardening | 69291.13 | 0 | 0 | 0 | 0 | 0 | 0 | 0 | 0 | 0 | 0 |  | 2022 | 2022
Lateral Hardening-Fuse-10366862 | Lateral Hardening | 108665.14 | 0 | 0 | 0 | 0 | 0 | 0 | 0 | 0 | 0 | 0 |  | 0
Lateral Hardening-Fuse-10366866 | Lateral Hardening | 250153.2 | 0 | 0 | 0 | 0 | 0 | 0 | 0 | 0 | 0 | 0 |  | 0
Lateral Hardening-Fuse-10366868 | Lateral Hardening | 220170.18 | 0 | 0 | 0 | 0 | 2023 | 0 | 0 | 0 | 0 | 0 |  | 2022 | 2022
Lateral Hardening-Fuse-10367294 | Lateral Hardening | 187341.95 | 0 | 0 | 0 | 0 | 0 | 0 | 0 | 0 | 0 | 0 |  | 0
Lateral Hardening-Fuse-10367295 | Lateral Hardening | 301190.98 | 0 | 0 | 0 | 0 | 0 | 0 | 0 | 0 | 0 | 0 |  | 0
Lateral Hardening-Fuse-10367296 | Lateral Hardening | 141137.88 | 0 | 0 | 0 | 0 | 0 | 0 | 0 | 0 | 0 | 0 |  | 0
Lateral Hardening-Fuse-10367298 | Lateral Hardening | 331765.28 | 0 | 0 | 0 | 0 | 0 | 0 | 0 | 0 | 0 | 0 |  | 0
Lateral Hardening-Fuse-10367299 | Lateral Hardening | 203162.13 | 0 | 0 | 0 | 0 | 0 | 0 | 0 | 0 | 0 | 0 |  | 0
Lateral Hardening-Fuse-10367312 | Lateral Hardening | 149160.28 | 0 | 0 | 0 | 0 | 0 | 0 | 0 | 0 | 0 | 0 |  | 0
Lateral Hardening-Fuse-10367318 | Lateral Hardening | 211740.43 | 0 | 0 | 0 | 0 | 0 | 0 | 0 | 0 | 0 | 0 |  | 0
Lateral Hardening-Fuse-10367872 | Lateral Hardening | 50000 | 0 | 0 | 0 | 0 | 0 | 0 | 0 | 0 | 0 | 0 |  | 0
Lateral Hardening-Fuse-10367874 | Lateral Hardening | 127621.48 | 0 | 0 | 0 | 0 | 0 | 0 | 0 | 0 | 0 | 0 |  | 2027 | 2027
Lateral Hardening-Fuse-10367875 | Lateral Hardening | 168983.42 | 0 | 0 | 0 | 0 | 0 | 0 | 0 | 0 | 0 | 0 |  | 0
Lateral Hardening-Fuse-10367916 | Lateral Hardening | 255107.09 | 0 | 0 | 0 | 0 | 0 | 0 | 0 | 0 | 0 | 0 |  | 0
Lateral Hardening-Fuse-10368929 | Lateral Hardening | 163797.69 | 0 | 0 | 0 | 0 | 0 | 0 | 0 | 0 | 0 | 0 |  | 0
Lateral Hardening-Fuse-10368932 | Lateral Hardening | 109607.7 | 0 | 0 | 0 | 0 | 0 | 0 | 0 | 0 | 0 | 0 |  | 0
Lateral Hardening-Fuse-10368938 | Lateral Hardening | 81614.07 | 0 | 0 | 0 | 0 | 0 | 0 | 0 | 0 | 0 | 0 |  | 0
Lateral Hardening-Fuse-10368940 | Lateral Hardening | 50000 | 0 | 0 | 0 | 0 | 0 | 0 | 0 | 0 | 0 | 0 |  | 0
Lateral Hardening-Fuse-10368941 | Lateral Hardening | 230891.7 | 0 | 0 | 0 | 0 | 0 | 0 | 0 | 0 | 0 | 0 |  | 0
Lateral Hardening-Fuse-10368943 | Lateral Hardening | 72459.13 | 0 | 0 | 0 | 0 | 2022 | 0 | 0 | 0 | 0 | 0 |  | 2022
Lateral Hardening-Fuse-10368945 | Lateral Hardening | 53576.13 | 0 | 0 | 0 | 0 | 0 | 0 | 0 | 0 | 0 | 0 |  | 0
Lateral Hardening-Fuse-10368948 | Lateral Hardening | 220433.12 | 0 | 0 | 0 | 0 | 0 | 0 | 0 | 0 | 0 | 0 |  | 0
Lateral Hardening-Fuse-10368952 | Lateral Hardening | 314222.86 | 0 | 0 | 0 | 0 | 0 | 0 | 0 | 0 | 0 | 0 |  | 0
Lateral Hardening-Fuse-10368953 | Lateral Hardening | 167376.41 | 0 | 0 | 0 | 0 | 0 | 0 | 0 | 0 | 0 | 0 |  | 0
Lateral Hardening-Fuse-10368966 | Lateral Hardening | 369923.89 | 0 | 0 | 0 | 0 | 0 | 0 | 0 | 0 | 0 | 0 |  | 0
Lateral Hardening-Fuse-10368967 | Lateral Hardening | 159569.37 | 0 | 0 | 0 | 0 | 0 | 0 | 0 | 0 | 0 | 0 |  | 0
Lateral Hardening-Fuse-10368968 | Lateral Hardening | 52316.93 | 0 | 0 | 0 | 0 | 0 | 0 | 0 | 0 | 0 | 0 |  | 0
Lateral Hardening-Fuse-10368969 | Lateral Hardening | 52946.53 | 0 | 0 | 0 | 0 | 0 | 0 | 0 | 0 | 0 | 0 |  | 0
Lateral Hardening-Fuse-10368970 | Lateral Hardening | 112010.92 | 0 | 0 | 0 | 0 | 0 | 0 | 0 | 0 | 0 | 0 |  | 0
Lateral Hardening-Fuse-10368972 | Lateral Hardening | 329597.32 | 0 | 0 | 0 | 0 | 0 | 0 | 0 | 0 | 0 | 0 |  | 0
Lateral Hardening-Fuse-10368980 | Lateral Hardening | 62862.73 | 0 | 0 | 0 | 0 | 0 | 0 | 0 | 0 | 0 | 0 |  | 0
Lateral Hardening-Fuse-10368992 | Lateral Hardening | 69894.25 | 0 | 0 | 0 | 0 | 0 | 0 | 0 | 0 | 0 | 0 |  | 0
Lateral Hardening-Fuse-10371684 | Lateral Hardening | 50000 | 0 | 0 | 0 | 0 | 0 | 0 | 0 | 0 | 0 | 0 |  | 0
Lateral Hardening-Fuse-10371688 | Lateral Hardening | 228856.83 | 0 | 0 | 0 | 0 | 0 | 0 | 0 | 0 | 0 | 0 |  | 0
Lateral Hardening-Fuse-10371690 | Lateral Hardening | 345275.89 | 0 | 0 | 0 | 0 | 0 | 0 | 0 | 0 | 0 | 0 |  | 0
Lateral Hardening-Fuse-10371693 | Lateral Hardening | 159806.26 | 0 | 0 | 0 | 0 | 0 | 0 | 0 | 0 | 0 | 0 |  | 0
Lateral Hardening-Fuse-10371697 | Lateral Hardening | 351259.05 | 0 | 0 | 0 | 0 | 2021 | 0 | 0 | 0 | 0 | 0 |  | 2021
Lateral Hardening-Fuse-10371698 | Lateral Hardening | 342818.97 | 0 | 0 | 0 | 0 | 0 | 0 | 0 | 0 | 0 | 0 |  | 0
Lateral Hardening-Fuse-10371701 | Lateral Hardening | 165824.68 | 0 | 0 | 0 | 0 | 0 | 0 | 0 | 0 | 0 | 0 |  | 0
Lateral Hardening-Fuse-10371702 | Lateral Hardening | 410410.87 | 0 | 0 | 0 | 0 | 0 | 0 | 0 | 0 | 0 | 0 |  | 0
Lateral Hardening-Fuse-10371703 | Lateral Hardening | 358952.69 | 0 | 0 | 0 | 0 | 2021 | 0 | 0 | 0 | 0 | 0 |  | 2021
Lateral Hardening-Fuse-10371704 | Lateral Hardening | 58157.21 | 0 | 0 | 0 | 0 | 0 | 0 | 0 | 0 | 0 | 0 |  | 0
Lateral Hardening-Fuse-10371706 | Lateral Hardening | 219474.51 | 0 | 0 | 0 | 0 | 0 | 0 | 0 | 0 | 0 | 0 |  | 0
Lateral Hardening-Fuse-10371708 | Lateral Hardening | 289436.72 | 0 | 0 | 0 | 0 | 0 | 0 | 0 | 0 | 0 | 0 |  | 0
Lateral Hardening-Fuse-10371710 | Lateral Hardening | 187182.25 | 0 | 0 | 0 | 0 | 0 | 0 | 0 | 0 | 0 | 0 |  | 0
Lateral Hardening-Fuse-10371711 | Lateral Hardening | 50000 | 0 | 0 | 0 | 0 | 0 | 0 | 0 | 0 | 0 | 0 |  | 0
Lateral Hardening-Fuse-10371712 | Lateral Hardening | 287059.14 | 0 | 0 | 0 | 0 | 0 | 0 | 0 | 0 | 0 | 0 |  | 0
Lateral Hardening-Fuse-10371714 | Lateral Hardening | 138892.06 | 0 | 0 | 0 | 0 | 0 | 0 | 0 | 0 | 0 | 0 |  | 0
Lateral Hardening-Fuse-10371715 | Lateral Hardening | 99579.9 | 0 | 0 | 0 | 0 | 0 | 0 | 0 | 0 | 0 | 0 |  | 0
Lateral Hardening-Fuse-10372395 | Lateral Hardening | 59789.17 | 0 | 0 | 0 | 0 | 0 | 0 | 0 | 0 | 0 | 0 |  | 0
Lateral Hardening-Fuse-10372407 | Lateral Hardening | 252834 | 0 | 0 | 0 | 0 | 2025 | 0 | 0 | 0 | 0 | 0 |  | 2025
Lateral Hardening-Fuse-10372409 | Lateral Hardening | 140434.58 | 0 | 0 | 0 | 0 | 0 | 0 | 0 | 0 | 0 | 0 |  | 0
Lateral Hardening-Fuse-10372412 | Lateral Hardening | 172250.81 | 0 | 0 | 0 | 0 | 0 | 0 | 0 | 0 | 0 | 0 |  | 0
Lateral Hardening-Fuse-10372413 | Lateral Hardening | 157334.29 | 0 | 0 | 0 | 0 | 0 | 0 | 0 | 0 | 0 | 0 |  | 0
Lateral Hardening-Fuse-10372414 | Lateral Hardening | 381566.97 | 0 | 0 | 0 | 0 | 2021 | 0 | 0 | 0 | 0 | 0 |  | 2023 | 2023
Lateral Hardening-Fuse-10372424 | Lateral Hardening | 352594.25 | 0 | 0 | 0 | 0 | 0 | 0 | 0 | 0 | 0 | 0 |  | 0
Lateral Hardening-Fuse-10372427 | Lateral Hardening | 67516.77 | 0 | 0 | 0 | 0 | 0 | 0 | 0 | 0 | 0 | 0 |  | 0
Lateral Hardening-Fuse-10372428 | Lateral Hardening | 150596.83 | 0 | 0 | 0 | 0 | 0 | 0 | 0 | 0 | 0 | 0 |  | 0
Lateral Hardening-Fuse-10372429 | Lateral Hardening | 530244.57 | 0 | 0 | 0 | 0 | 0 | 0 | 0 | 0 | 0 | 0 |  | 0
Lateral Hardening-Fuse-10372430 | Lateral Hardening | 243138.16 | 0 | 0 | 0 | 0 | 0 | 0 | 0 | 0 | 0 | 0 |  | 0
Lateral Hardening-Fuse-10372431 | Lateral Hardening | 678134.9 | 0 | 0 | 0 | 0 | 2025 | 0 | 0 | 0 | 0 | 0 |  | 2025
Lateral Hardening-Fuse-10372443 | Lateral Hardening | 50000 | 0 | 0 | 0 | 0 | 0 | 0 | 0 | 0 | 0 | 0 |  | 0
Lateral Hardening-Fuse-10372445 | Lateral Hardening | 285737.82 | 0 | 0 | 0 | 0 | 2025 | 0 | 0 | 0 | 0 | 0 |  | 2025
Lateral Hardening-Fuse-10372446 | Lateral Hardening | 149883.53 | 0 | 0 | 0 | 0 | 0 | 0 | 0 | 0 | 0 | 0 |  | 0
Lateral Hardening-Fuse-10372447 | Lateral Hardening | 50000 | 0 | 0 | 0 | 0 | 0 | 0 | 0 | 0 | 0 | 0 |  | 0
Lateral Hardening-Fuse-10372448 | Lateral Hardening | 50000 | 0 | 0 | 0 | 0 | 0 | 0 | 0 | 0 | 0 | 0 |  | 0
Lateral Hardening-Fuse-10372449 | Lateral Hardening | 116481.82 | 0 | 0 | 0 | 0 | 0 | 0 | 0 | 0 | 0 | 0 |  | 0
Lateral Hardening-Fuse-10374094 | Lateral Hardening | 338407.73 | 0 | 0 | 0 | 0 | 2029 | 0 | 0 | 0 | 0 | 0 |  | 2025 | 2025
Lateral Hardening-Fuse-10374104 | Lateral Hardening | 234667.69 | 0 | 0 | 0 | 0 | 0 | 0 | 0 | 0 | 0 | 0 |  | 0
Lateral Hardening-Fuse-10374105 | Lateral Hardening | 111492.8 | 0 | 0 | 0 | 0 | 2029 | 0 | 0 | 0 | 0 | 0 |  | 2025 | 2025
Lateral Hardening-Fuse-10374540 | Lateral Hardening | 212123.93 | 0 | 0 | 0 | 0 | 0 | 0 | 0 | 0 | 0 | 0 |  | 0
Lateral Hardening-Fuse-10374541 | Lateral Hardening | 89600.08 | 0 | 0 | 0 | 0 | 0 | 0 | 0 | 0 | 0 | 0 |  | 0
Lateral Hardening-Fuse-10374545 | Lateral Hardening | 50000 | 0 | 0 | 0 | 0 | 0 | 0 | 0 | 0 | 0 | 0 |  | 0
Lateral Hardening-Fuse-10375124 | Lateral Hardening | 77948.87 | 0 | 0 | 0 | 0 | 0 | 0 | 0 | 0 | 0 | 0 |  | 0
Lateral Hardening-Fuse-10375125 | Lateral Hardening | 140906.78 | 0 | 0 | 0 | 0 | 0 | 0 | 0 | 0 | 0 | 0 |  | 0
Lateral Hardening-Fuse-10375129 | Lateral Hardening | 77371.49 | 0 | 0 | 0 | 0 | 0 | 0 | 0 | 0 | 0 | 0 |  | 0
Lateral Hardening-Fuse-10375130 | Lateral Hardening | 111580.94 | 0 | 0 | 0 | 0 | 2022 | 0 | 0 | 0 | 0 | 0 |  | 2022
Lateral Hardening-Fuse-10375132 | Lateral Hardening | 50000 | 0 | 0 | 0 | 0 | 0 | 0 | 0 | 0 | 0 | 0 |  | 0
Lateral Hardening-Fuse-10375133 | Lateral Hardening | 104954.4 | 0 | 0 | 0 | 0 | 2022 | 0 | 0 | 0 | 0 | 0 |  | 2022
Lateral Hardening-Fuse-10375134 | Lateral Hardening | 156447.85 | 0 | 0 | 0 | 0 | 2022 | 0 | 0 | 0 | 0 | 0 |  | 2022
Lateral Hardening-Fuse-10375136 | Lateral Hardening | 897436.02 | 0 | 0 | 0 | 0 | 2022 | 0 | 0 | 0 | 0 | 0 |  | 2022
Lateral Hardening-Fuse-10375139 | Lateral Hardening | 298992.38 | 0 | 0 | 0 | 0 | 0 | 0 | 0 | 0 | 0 | 0 |  | 0
Lateral Hardening-Fuse-10375140 | Lateral Hardening | 145146.58 | 0 | 0 | 0 | 0 | 0 | 0 | 0 | 0 | 0 | 0 |  | 0
Lateral Hardening-Fuse-10375141 | Lateral Hardening | 889891.94 | 0 | 0 | 0 | 0 | 2022 | 0 | 0 | 0 | 0 | 0 |  | 2022
Lateral Hardening-Fuse-10375143 | Lateral Hardening | 65466.49 | 0 | 0 | 0 | 0 | 0 | 0 | 0 | 0 | 0 | 0 |  | 0
Lateral Hardening-Fuse-10375145 | Lateral Hardening | 175696.18 | 0 | 0 | 0 | 0 | 0 | 0 | 0 | 0 | 0 | 0 |  | 0
Lateral Hardening-Fuse-10375148 | Lateral Hardening | 497991.5 | 0 | 0 | 0 | 0 | 2022 | 0 | 0 | 0 | 0 | 0 |  | 2022
Lateral Hardening-Fuse-10375151 | Lateral Hardening | 158636.5 | 0 | 0 | 0 | 0 | 0 | 0 | 0 | 0 | 0 | 0 |  | 0
Lateral Hardening-Fuse-10375152 | Lateral Hardening | 1055957.75 | 0 | 0 | 0 | 0 | 0 | 0 | 0 | 0 | 0 | 0 |  | 0
Lateral Hardening-Fuse-10375153 | Lateral Hardening | 63708.43 | 0 | 0 | 0 | 0 | 0 | 0 | 0 | 0 | 0 | 0 |  | 0
Lateral Hardening-Fuse-10375154 | Lateral Hardening | 894037.97 | 0 | 0 | 0 | 0 | 0 | 0 | 0 | 0 | 0 | 0 |  | 0
Lateral Hardening-Fuse-10375157 | Lateral Hardening | 212065.97 | 0 | 0 | 0 | 0 | 0 | 0 | 0 | 0 | 0 | 0 |  | 0
Lateral Hardening-Fuse-10375159 | Lateral Hardening | 4329029.64 | 0 | 0 | 0 | 0 | 0 | 0 | 0 | 0 | 0 | 0 |  | 0
Lateral Hardening-Fuse-10376172 | Lateral Hardening | 731743.36 | 0 | 0 | 0 | 0 | 0 | 0 | 0 | 0 | 0 | 0 |  | 0
Lateral Hardening-Fuse-10376173 | Lateral Hardening | 354725.9 | 0 | 0 | 0 | 0 | 2021 | 0 | 0 | 0 | 0 | 0 |  | 2021
Lateral Hardening-Fuse-10376182 | Lateral Hardening | 90332.17 | 0 | 0 | 0 | 0 | 0 | 0 | 0 | 0 | 0 | 0 |  | 0
Lateral Hardening-Fuse-10376183 | Lateral Hardening | 183591.23 | 0 | 0 | 0 | 0 | 0 | 0 | 0 | 0 | 0 | 0 |  | 0
Lateral Hardening-Fuse-10376186 | Lateral Hardening | 62574.41 | 0 | 0 | 0 | 0 | 2021 | 0 | 0 | 0 | 0 | 0 |  | 2021
Lateral Hardening-Fuse-10376188 | Lateral Hardening | 258747.98 | 0 | 0 | 0 | 0 | 0 | 0 | 0 | 0 | 0 | 0 |  | 0
Lateral Hardening-Fuse-10376189 | Lateral Hardening | 177404.28 | 0 | 0 | 0 | 0 | 0 | 0 | 0 | 0 | 0 | 0 |  | 0
Lateral Hardening-Fuse-10376190 | Lateral Hardening | 156211.75 | 0 | 0 | 0 | 0 | 0 | 0 | 0 | 0 | 0 | 0 |  | 0
Lateral Hardening-Fuse-10376196 | Lateral Hardening | 111879.96 | 0 | 0 | 0 | 0 | 0 | 0 | 0 | 0 | 0 | 0 |  | 0
Lateral Hardening-Fuse-10376197 | Lateral Hardening | 141652.66 | 0 | 0 | 0 | 0 | 0 | 0 | 0 | 0 | 0 | 0 |  | 0
Lateral Hardening-Fuse-10376201 | Lateral Hardening | 59080.13 | 0 | 0 | 0 | 0 | 2021 | 0 | 0 | 0 | 0 | 0 |  | 2021
Lateral Hardening-Fuse-10377784 | Lateral Hardening | 166596.13 | 0 | 0 | 0 | 0 | 0 | 0 | 0 | 0 | 0 | 0 |  | 0
Lateral Hardening-Fuse-10377785 | Lateral Hardening | 87715.28 | 0 | 0 | 0 | 0 | 0 | 0 | 0 | 0 | 0 | 0 |  | 0
Lateral Hardening-Fuse-10377786 | Lateral Hardening | 50000 | 0 | 0 | 0 | 0 | 0 | 0 | 0 | 0 | 0 | 0 |  | 0
Lateral Hardening-Fuse-10377794 | Lateral Hardening | 87833.08 | 0 | 0 | 0 | 0 | 0 | 0 | 0 | 0 | 0 | 0 |  | 0
Lateral Hardening-Fuse-10377800 | Lateral Hardening | 125827.12 | 0 | 0 | 0 | 0 | 0 | 0 | 0 | 0 | 0 | 0 |  | 0
Lateral Hardening-Fuse-10378197 | Lateral Hardening | 206199.21 | 0 | 0 | 0 | 0 | 0 | 0 | 0 | 0 | 0 | 0 |  | 0
Lateral Hardening-Fuse-10379343 | Lateral Hardening | 236846.99 | 0 | 0 | 0 | 0 | 0 | 0 | 0 | 0 | 0 | 0 |  | 0
Lateral Hardening-Fuse-10379357 | Lateral Hardening | 444520.93 | 0 | 0 | 0 | 0 | 0 | 0 | 0 | 0 | 0 | 0 |  | 0
Lateral Hardening-Fuse-10379365 | Lateral Hardening | 116224.98 | 0 | 0 | 0 | 0 | 0 | 0 | 0 | 0 | 0 | 0 |  | 0
Lateral Hardening-Fuse-10379366 | Lateral Hardening | 140009.6 | 0 | 0 | 0 | 0 | 0 | 0 | 0 | 0 | 0 | 0 |  | 0
Lateral Hardening-Fuse-10379973 | Lateral Hardening | 60895.97 | 0 | 0 | 0 | 0 | 0 | 0 | 0 | 0 | 0 | 0 |  | 0
Lateral Hardening-Fuse-10379974 | Lateral Hardening | 100961.08 | 0 | 0 | 0 | 0 | 0 | 0 | 0 | 0 | 0 | 0 |  | 0
Lateral Hardening-Fuse-10379981 | Lateral Hardening | 126865.96 | 0 | 0 | 0 | 0 | 0 | 0 | 0 | 0 | 0 | 0 |  | 0
Lateral Hardening-Fuse-10379985 | Lateral Hardening | 134846.88 | 0 | 0 | 0 | 0 | 0 | 0 | 0 | 0 | 0 | 0 |  | 0
Lateral Hardening-Fuse-10379986 | Lateral Hardening | 160923.8 | 0 | 0 | 0 | 0 | 0 | 0 | 0 | 0 | 0 | 0 |  | 2026 | 2026
Lateral Hardening-Fuse-10379987 | Lateral Hardening | 137019 | 0 | 0 | 0 | 0 | 0 | 0 | 0 | 0 | 0 | 0 |  | 0
Lateral Hardening-Fuse-10379988 | Lateral Hardening | 290077.8 | 0 | 0 | 0 | 0 | 0 | 0 | 0 | 0 | 0 | 0 |  | 0
Lateral Hardening-Fuse-10379989 | Lateral Hardening | 216577.56 | 0 | 0 | 0 | 0 | 0 | 0 | 0 | 0 | 0 | 0 |  | 0
Lateral Hardening-Fuse-10379990 | Lateral Hardening | 240552.39 | 0 | 0 | 0 | 0 | 0 | 0 | 0 | 0 | 0 | 0 |  | 0
Lateral Hardening-Fuse-10379993 | Lateral Hardening | 586913.96 | 0 | 0 | 0 | 0 | 2026 | 0 | 0 | 0 | 0 | 0 |  | 2026
Lateral Hardening-Fuse-10379997 | Lateral Hardening | 427623.85 | 0 | 0 | 0 | 0 | 0 | 0 | 0 | 0 | 0 | 0 |  | 0
Lateral Hardening-Fuse-10379998 | Lateral Hardening | 139899.42 | 0 | 0 | 0 | 0 | 0 | 0 | 0 | 0 | 0 | 0 |  | 0
Lateral Hardening-Fuse-10379999 | Lateral Hardening | 437001.94 | 0 | 0 | 0 | 0 | 0 | 0 | 0 | 0 | 0 | 0 |  | 0
Lateral Hardening-Fuse-10381170 | Lateral Hardening | 162001.93 | 0 | 0 | 0 | 0 | 0 | 0 | 0 | 0 | 0 | 0 |  | 0
Lateral Hardening-Fuse-10381176 | Lateral Hardening | 233961.79 | 0 | 0 | 0 | 0 | 0 | 0 | 0 | 0 | 0 | 0 |  | 0
Lateral Hardening-Fuse-10381182 | Lateral Hardening | 151193.21 | 0 | 0 | 0 | 0 | 0 | 0 | 0 | 0 | 0 | 0 |  | 0
Lateral Hardening-Fuse-10381188 | Lateral Hardening | 153215.41 | 0 | 0 | 0 | 0 | 0 | 0 | 0 | 0 | 0 | 0 |  | 0
Lateral Hardening-Fuse-10381202 | Lateral Hardening | 91897.75 | 0 | 0 | 0 | 0 | 0 | 0 | 0 | 0 | 0 | 0 |  | 0
Lateral Hardening-Fuse-10381214 | Lateral Hardening | 59468.81 | 0 | 0 | 0 | 0 | 0 | 0 | 0 | 0 | 0 | 0 |  | 0
Lateral Hardening-Fuse-10381232 | Lateral Hardening | 110421.18 | 0 | 0 | 0 | 0 | 0 | 0 | 0 | 0 | 0 | 0 |  | 0
Lateral Hardening-Fuse-10381698 | Lateral Hardening | 111015.04 | 0 | 0 | 0 | 0 | 0 | 0 | 0 | 0 | 0 | 0 |  | 0
Lateral Hardening-Fuse-10381700 | Lateral Hardening | 171429.22 | 0 | 0 | 0 | 0 | 0 | 0 | 0 | 0 | 0 | 0 |  | 0
Lateral Hardening-Fuse-10381704 | Lateral Hardening | 849011.3 | 0 | 0 | 0 | 0 | 0 | 0 | 0 | 0 | 0 | 0 |  | 0
Lateral Hardening-Fuse-10381720 | Lateral Hardening | 832039.39 | 0 | 0 | 0 | 0 | 2025 | 0 | 0 | 0 | 0 | 0 |  | 2025
Lateral Hardening-Fuse-10381727 | Lateral Hardening | 414104.59 | 0 | 0 | 0 | 0 | 0 | 0 | 0 | 0 | 0 | 0 |  | 0
Lateral Hardening-Fuse-10381733 | Lateral Hardening | 159617.05 | 0 | 0 | 0 | 0 | 0 | 0 | 0 | 0 | 0 | 0 |  | 0
Lateral Hardening-Fuse-10381745 | Lateral Hardening | 126087.18 | 0 | 0 | 0 | 0 | 0 | 0 | 0 | 0 | 0 | 0 |  | 0
Lateral Hardening-Fuse-10381757 | Lateral Hardening | 419641.81 | 0 | 0 | 0 | 0 | 0 | 0 | 0 | 0 | 0 | 0 |  | 0
Lateral Hardening-Fuse-10381758 | Lateral Hardening | 169097.69 | 0 | 0 | 0 | 0 | 0 | 0 | 0 | 0 | 0 | 0 |  | 0
Lateral Hardening-Fuse-10381759 | Lateral Hardening | 50000 | 0 | 0 | 0 | 0 | 0 | 0 | 0 | 0 | 0 | 0 |  | 0
Lateral Hardening-Fuse-10381760 | Lateral Hardening | 52280.45 | 0 | 0 | 0 | 0 | 0 | 0 | 0 | 0 | 0 | 0 |  | 0
Lateral Hardening-Fuse-10381761 | Lateral Hardening | 186449.83 | 0 | 0 | 0 | 0 | 0 | 0 | 0 | 0 | 0 | 0 |  | 0
Lateral Hardening-Fuse-10382337 | Lateral Hardening | 217257.19 | 0 | 0 | 0 | 0 | 0 | 0 | 0 | 0 | 0 | 0 |  | 2025 | 2025
Lateral Hardening-Fuse-10382339 | Lateral Hardening | 170667.6 | 0 | 0 | 0 | 0 | 0 | 0 | 0 | 0 | 0 | 0 |  | 0
Lateral Hardening-Fuse-10382345 | Lateral Hardening | 170709.82 | 0 | 0 | 0 | 0 | 0 | 0 | 0 | 0 | 0 | 0 |  | 0
Lateral Hardening-Fuse-10382346 | Lateral Hardening | 62732.55 | 0 | 0 | 0 | 0 | 0 | 0 | 0 | 0 | 0 | 0 |  | 0
Lateral Hardening-Fuse-10382347 | Lateral Hardening | 261812.28 | 0 | 0 | 0 | 0 | 0 | 0 | 0 | 0 | 0 | 0 |  | 0
Lateral Hardening-Fuse-10382348 | Lateral Hardening | 287417.74 | 0 | 0 | 0 | 0 | 0 | 0 | 0 | 0 | 0 | 0 |  | 0
Lateral Hardening-Fuse-10382349 | Lateral Hardening | 293089.88 | 0 | 0 | 0 | 0 | 0 | 0 | 0 | 0 | 0 | 0 |  | 0
Lateral Hardening-Fuse-10382354 | Lateral Hardening | 234334.55 | 0 | 0 | 0 | 0 | 0 | 0 | 0 | 0 | 0 | 0 |  | 0
Lateral Hardening-Fuse-10382358 | Lateral Hardening | 86230.51 | 0 | 0 | 0 | 0 | 0 | 0 | 0 | 0 | 0 | 0 |  | 0
Lateral Hardening-Fuse-10382366 | Lateral Hardening | 169509.07 | 0 | 0 | 0 | 0 | 0 | 0 | 0 | 0 | 0 | 0 |  | 0
Lateral Hardening-Fuse-10382368 | Lateral Hardening | 273661.2 | 0 | 0 | 0 | 0 | 0 | 0 | 0 | 0 | 0 | 0 |  | 0
Lateral Hardening-Fuse-10382376 | Lateral Hardening | 185816.26 | 0 | 0 | 0 | 0 | 2025 | 0 | 0 | 0 | 0 | 0 |  | 2025
Lateral Hardening-Fuse-10382378 | Lateral Hardening | 194121.63 | 0 | 0 | 0 | 0 | 0 | 0 | 0 | 0 | 0 | 0 |  | 0
Lateral Hardening-Fuse-10382388 | Lateral Hardening | 89208.71 | 0 | 0 | 0 | 0 | 0 | 0 | 0 | 0 | 0 | 0 |  | 0
Lateral Hardening-Fuse-10382389 | Lateral Hardening | 321958.27 | 0 | 0 | 0 | 0 | 2025 | 0 | 0 | 0 | 0 | 0 |  | 2025
Lateral Hardening-Fuse-10382391 | Lateral Hardening | 78111.27 | 0 | 0 | 0 | 0 | 0 | 0 | 0 | 0 | 0 | 0 |  | 0
Lateral Hardening-Fuse-10382393 | Lateral Hardening | 80971.8 | 0 | 0 | 0 | 0 | 0 | 0 | 0 | 0 | 0 | 0 |  | 0
Lateral Hardening-Fuse-10382395 | Lateral Hardening | 158678.72 | 0 | 0 | 0 | 0 | 0 | 0 | 0 | 0 | 0 | 0 |  | 0
Lateral Hardening-Fuse-10383149 | Lateral Hardening | 303215.65 | 0 | 0 | 0 | 0 | 2023 | 0 | 0 | 0 | 0 | 0 |  | 2023
Lateral Hardening-Fuse-10383155 | Lateral Hardening | 110706.34 | 0 | 0 | 0 | 0 | 0 | 0 | 0 | 0 | 0 | 0 |  | 0
Lateral Hardening-Fuse-10384704 | Lateral Hardening | 97608.82 | 0 | 0 | 0 | 0 | 0 | 0 | 0 | 0 | 0 | 0 |  | 0
Lateral Hardening-Fuse-10384705 | Lateral Hardening | 217606.4 | 0 | 0 | 0 | 0 | 0 | 0 | 0 | 0 | 0 | 0 |  | 0
Lateral Hardening-Fuse-10384706 | Lateral Hardening | 64862.45 | 0 | 0 | 0 | 0 | 2023 | 0 | 0 | 0 | 0 | 0 |  | 2023
Lateral Hardening-Fuse-10384723 | Lateral Hardening | 244755.68 | 0 | 0 | 0 | 0 | 2023 | 0 | 0 | 0 | 0 | 0 |  | 2023
Lateral Hardening-Fuse-10385758 | Lateral Hardening | 103610.76 | 0 | 0 | 0 | 0 | 2027 | 0 | 0 | 0 | 0 | 0 |  | 2025 | 2025
Lateral Hardening-Fuse-10385763 | Lateral Hardening | 80656.33 | 0 | 0 | 0 | 0 | 0 | 0 | 0 | 0 | 0 | 0 |  | 0
Lateral Hardening-Fuse-10386679 | Lateral Hardening | 50000 | 0 | 0 | 0 | 0 | 0 | 0 | 0 | 0 | 0 | 0 |  | 0
Lateral Hardening-Fuse-10387731 | Lateral Hardening | 168569.85 | 0 | 0 | 0 | 0 | 0 | 0 | 0 | 0 | 0 | 0 |  | 0
Lateral Hardening-Fuse-10387734 | Lateral Hardening | 177552.1 | 0 | 0 | 0 | 0 | 0 | 0 | 0 | 0 | 0 | 0 |  | 0
Lateral Hardening-Fuse-10388510 | Lateral Hardening | 234402.64 | 0 | 0 | 0 | 0 | 0 | 0 | 0 | 0 | 0 | 0 |  | 0
Lateral Hardening-Fuse-10388513 | Lateral Hardening | 172320.25 | 0 | 0 | 0 | 0 | 0 | 0 | 0 | 0 | 0 | 0 |  | 0
Lateral Hardening-Fuse-10388514 | Lateral Hardening | 346844.15 | 0 | 0 | 0 | 0 | 0 | 0 | 0 | 0 | 0 | 0 |  | 0
Lateral Hardening-Fuse-10388515 | Lateral Hardening | 136798.64 | 0 | 0 | 0 | 0 | 0 | 0 | 0 | 0 | 0 | 0 |  | 0
Lateral Hardening-Fuse-10388518 | Lateral Hardening | 702986.23 | 0 | 0 | 0 | 0 | 0 | 0 | 0 | 0 | 0 | 0 |  | 0
Lateral Hardening-Fuse-10388831 | Lateral Hardening | 98306.38 | 0 | 0 | 0 | 0 | 0 | 0 | 0 | 0 | 0 | 0 |  | 0
Lateral Hardening-Fuse-10388833 | Lateral Hardening | 52442.85 | 0 | 0 | 0 | 0 | 0 | 0 | 0 | 0 | 0 | 0 |  | 0
Lateral Hardening-Fuse-10388837 | Lateral Hardening | 143080.69 | 0 | 0 | 0 | 0 | 0 | 0 | 0 | 0 | 0 | 0 |  | 0
Lateral Hardening-Fuse-10388844 | Lateral Hardening | 273072.2 | 0 | 0 | 0 | 0 | 0 | 0 | 0 | 0 | 0 | 0 |  | 0
Lateral Hardening-Fuse-10389244 | Lateral Hardening | 811326.31 | 0 | 0 | 0 | 0 | 0 | 0 | 0 | 0 | 0 | 0 |  | 0
Lateral Hardening-Fuse-10389247 | Lateral Hardening | 211337.07 | 0 | 0 | 0 | 0 | 2028 | 0 | 0 | 0 | 0 | 0 |  | 2029 | 2029
Lateral Hardening-Fuse-10389250 | Lateral Hardening | 246097.33 | 0 | 0 | 0 | 0 | 0 | 0 | 0 | 0 | 0 | 0 |  | 0
Lateral Hardening-Fuse-10389252 | Lateral Hardening | 345386.12 | 0 | 0 | 0 | 0 | 0 | 0 | 0 | 0 | 0 | 0 |  | 0
Lateral Hardening-Fuse-10391084 | Lateral Hardening | 55165.87 | 0 | 0 | 0 | 0 | 0 | 0 | 0 | 0 | 0 | 0 |  | 0
Lateral Hardening-Fuse-10391085 | Lateral Hardening | 70009.61 | 0 | 0 | 0 | 0 | 0 | 0 | 0 | 0 | 0 | 0 |  | 0
Lateral Hardening-Fuse-10391640 | Lateral Hardening | 101439.55 | 0 | 0 | 0 | 0 | 0 | 0 | 0 | 0 | 0 | 0 |  | 0
Lateral Hardening-Fuse-10391643 | Lateral Hardening | 328156.31 | 0 | 0 | 0 | 0 | 0 | 0 | 0 | 0 | 0 | 0 |  | 0
Lateral Hardening-Fuse-10391646 | Lateral Hardening | 350576.2 | 0 | 0 | 0 | 0 | 0 | 0 | 0 | 0 | 0 | 0 |  | 0
Lateral Hardening-Fuse-10391649 | Lateral Hardening | 132974.18 | 0 | 0 | 0 | 0 | 0 | 0 | 0 | 0 | 0 | 0 |  | 0
Lateral Hardening-Fuse-10391652 | Lateral Hardening | 154314.91 | 0 | 0 | 0 | 0 | 0 | 0 | 0 | 0 | 0 | 0 |  | 0
Lateral Hardening-Fuse-10391655 | Lateral Hardening | 50000 | 0 | 0 | 0 | 0 | 0 | 0 | 0 | 0 | 0 | 0 |  | 0
Lateral Hardening-Fuse-10391656 | Lateral Hardening | 185081.31 | 0 | 0 | 0 | 0 | 0 | 0 | 0 | 0 | 0 | 0 |  | 0
Lateral Hardening-Fuse-10391657 | Lateral Hardening | 128183.12 | 0 | 0 | 0 | 0 | 0 | 0 | 0 | 0 | 0 | 0 |  | 0
Lateral Hardening-Fuse-10391666 | Lateral Hardening | 90631.4 | 0 | 0 | 0 | 0 | 0 | 0 | 0 | 0 | 0 | 0 |  | 0
Lateral Hardening-Fuse-10391672 | Lateral Hardening | 327832.93 | 0 | 0 | 0 | 0 | 0 | 0 | 0 | 0 | 0 | 0 |  | 0
Lateral Hardening-Fuse-10391678 | Lateral Hardening | 229455.04 | 0 | 0 | 0 | 0 | 0 | 0 | 0 | 0 | 0 | 0 |  | 0
Lateral Hardening-Fuse-10391681 | Lateral Hardening | 205203.33 | 0 | 0 | 0 | 0 | 0 | 0 | 0 | 0 | 0 | 0 |  | 0
Lateral Hardening-Fuse-10391682 | Lateral Hardening | 339899.32 | 0 | 0 | 0 | 0 | 2029 | 0 | 0 | 0 | 0 | 0 |  | 2029
Lateral Hardening-Fuse-10391686 | Lateral Hardening | 50000 | 0 | 0 | 0 | 0 | 0 | 0 | 0 | 0 | 0 | 0 |  | 0
Lateral Hardening-Fuse-10391687 | Lateral Hardening | 78498 | 0 | 0 | 0 | 0 | 0 | 0 | 0 | 0 | 0 | 0 |  | 0
Lateral Hardening-Fuse-10392348 | Lateral Hardening | 306479.96 | 0 | 0 | 0 | 0 | 2027 | 0 | 0 | 0 | 0 | 0 |  | 2028 | 2028
Lateral Hardening-Fuse-10392349 | Lateral Hardening | 145329.72 | 0 | 0 | 0 | 0 | 0 | 0 | 0 | 0 | 0 | 0 |  | 0
Lateral Hardening-Fuse-10392863 | Lateral Hardening | 620764.19 | 0 | 0 | 0 | 0 | 0 | 0 | 0 | 0 | 0 | 0 |  | 0
Lateral Hardening-Fuse-10392864 | Lateral Hardening | 161441.81 | 0 | 0 | 0 | 0 | 2023 | 0 | 0 | 0 | 0 | 0 |  | 2022 | 2022
Lateral Hardening-Fuse-10392870 | Lateral Hardening | 54934.77 | 0 | 0 | 0 | 0 | 0 | 0 | 0 | 0 | 0 | 0 |  | 0
Lateral Hardening-Fuse-10392871 | Lateral Hardening | 95424.78 | 0 | 0 | 0 | 0 | 0 | 0 | 0 | 0 | 0 | 0 |  | 0
Lateral Hardening-Fuse-10392874 | Lateral Hardening | 166160.35 | 0 | 0 | 0 | 0 | 2023 | 0 | 0 | 0 | 0 | 0 |  | 2022 | 2022
Lateral Hardening-Fuse-10392876 | Lateral Hardening | 270820.51 | 0 | 0 | 0 | 0 | 0 | 0 | 0 | 0 | 0 | 0 |  | 0
Lateral Hardening-Fuse-10392877 | Lateral Hardening | 231987.74 | 0 | 0 | 0 | 0 | 0 | 0 | 0 | 0 | 0 | 0 |  | 0
Lateral Hardening-Fuse-10392880 | Lateral Hardening | 82697.35 | 0 | 0 | 0 | 0 | 0 | 0 | 0 | 0 | 0 | 0 |  | 0
Lateral Hardening-Fuse-10392882 | Lateral Hardening | 613979.51 | 0 | 0 | 0 | 0 | 2023 | 0 | 0 | 0 | 0 | 0 |  | 2022 | 2022
Lateral Hardening-Fuse-10392886 | Lateral Hardening | 104472.25 | 0 | 0 | 0 | 0 | 0 | 0 | 0 | 0 | 0 | 0 |  | 0
Lateral Hardening-Fuse-10392893 | Lateral Hardening | 275171.28 | 0 | 0 | 0 | 0 | 0 | 0 | 0 | 0 | 0 | 0 |  | 0
Lateral Hardening-Fuse-10392900 | Lateral Hardening | 168973.45 | 0 | 0 | 0 | 0 | 0 | 0 | 0 | 0 | 0 | 0 |  | 0
Lateral Hardening-Fuse-10392902 | Lateral Hardening | 1245091.3 | 0 | 0 | 0 | 0 | 2023 | 0 | 0 | 0 | 0 | 0 |  | 2022 | 2022
Lateral Hardening-Fuse-10392905 | Lateral Hardening | 838353.21 | 0 | 0 | 0 | 0 | 2023 | 0 | 0 | 0 | 0 | 0 |  | 2022 | 2022
Lateral Hardening-Fuse-10392911 | Lateral Hardening | 692172.67 | 0 | 0 | 0 | 0 | 0 | 0 | 0 | 0 | 0 | 0 |  | 0
Lateral Hardening-Fuse-10392912 | Lateral Hardening | 243386.6 | 0 | 0 | 0 | 0 | 0 | 0 | 0 | 0 | 0 | 0 |  | 0
Lateral Hardening-Fuse-10392913 | Lateral Hardening | 1316794.99 | 0 | 0 | 0 | 0 | 0 | 0 | 0 | 0 | 0 | 0 |  | 0
Lateral Hardening-Fuse-10392916 | Lateral Hardening | 177173.96 | 0 | 0 | 0 | 0 | 0 | 0 | 0 | 0 | 0 | 0 |  | 0
Lateral Hardening-Fuse-10392919 | Lateral Hardening | 139752.76 | 0 | 0 | 0 | 0 | 0 | 0 | 0 | 0 | 0 | 0 |  | 0
Lateral Hardening-Fuse-10392920 | Lateral Hardening | 50000 | 0 | 0 | 0 | 0 | 0 | 0 | 0 | 0 | 0 | 0 |  | 0
Lateral Hardening-Fuse-10392921 | Lateral Hardening | 75758.58 | 0 | 0 | 0 | 0 | 0 | 0 | 0 | 0 | 0 | 0 |  | 0
Lateral Hardening-Fuse-10392922 | Lateral Hardening | 50000 | 0 | 0 | 0 | 0 | 0 | 0 | 0 | 0 | 0 | 0 |  | 0
Lateral Hardening-Fuse-10392923 | Lateral Hardening | 238083.89 | 0 | 0 | 0 | 0 | 0 | 0 | 0 | 0 | 0 | 0 |  | 0
Lateral Hardening-Fuse-10392924 | Lateral Hardening | 73349.52 | 0 | 0 | 0 | 0 | 2023 | 0 | 0 | 0 | 0 | 0 |  | 2022 | 2022
Lateral Hardening-Fuse-10392925 | Lateral Hardening | 82856.6 | 0 | 0 | 0 | 0 | 0 | 0 | 0 | 0 | 0 | 0 |  | 2022 | 2022
Lateral Hardening-Fuse-10393581 | Lateral Hardening | 776201.77 | 0 | 0 | 0 | 0 | 2028 | 0 | 0 | 0 | 0 | 0 |  | 2028
Lateral Hardening-Fuse-10393584 | Lateral Hardening | 319528.21 | 0 | 0 | 0 | 0 | 0 | 0 | 0 | 0 | 0 | 0 |  | 2028 | 2028
Lateral Hardening-Fuse-10393586 | Lateral Hardening | 173915.78 | 0 | 0 | 0 | 0 | 0 | 0 | 0 | 0 | 0 | 0 |  | 0
Lateral Hardening-Fuse-10393590 | Lateral Hardening | 72287.65 | 0 | 0 | 0 | 0 | 0 | 0 | 0 | 0 | 0 | 0 |  | 0
Lateral Hardening-Fuse-10393592 | Lateral Hardening | 719161.72 | 0 | 0 | 0 | 0 | 2028 | 0 | 0 | 0 | 0 | 0 |  | 2028
Lateral Hardening-Fuse-10393881 | Lateral Hardening | 195015.95 | 0 | 0 | 0 | 0 | 0 | 0 | 0 | 0 | 0 | 0 |  | 0
Lateral Hardening-Fuse-10394119 | Lateral Hardening | 261940.1 | 0 | 0 | 0 | 0 | 0 | 0 | 0 | 0 | 0 | 0 |  | 0
Lateral Hardening-Fuse-10394122 | Lateral Hardening | 58740.42 | 0 | 0 | 0 | 0 | 0 | 0 | 0 | 0 | 0 | 0 |  | 0
Lateral Hardening-Fuse-10394125 | Lateral Hardening | 163622.25 | 0 | 0 | 0 | 0 | 0 | 0 | 0 | 0 | 0 | 0 |  | 0
Lateral Hardening-Fuse-10394126 | Lateral Hardening | 50000 | 0 | 0 | 0 | 0 | 0 | 0 | 0 | 0 | 0 | 0 |  | 0
Lateral Hardening-Fuse-10394127 | Lateral Hardening | 538277.73 | 0 | 0 | 0 | 0 | 0 | 0 | 0 | 0 | 0 | 0 |  | 0
Lateral Hardening-Fuse-10396295 | Lateral Hardening | 276361.04 | 0 | 0 | 0 | 0 | 0 | 0 | 0 | 0 | 0 | 0 |  | 0
Lateral Hardening-Fuse-10396296 | Lateral Hardening | 280717.55 | 0 | 0 | 0 | 0 | 0 | 0 | 0 | 0 | 0 | 0 |  | 0
Lateral Hardening-Fuse-10396297 | Lateral Hardening | 86155 | 0 | 0 | 0 | 0 | 0 | 0 | 0 | 0 | 0 | 0 |  | 0
Lateral Hardening-Fuse-10396298 | Lateral Hardening | 332462.84 | 0 | 0 | 0 | 0 | 0 | 0 | 0 | 0 | 0 | 0 |  | 0
Lateral Hardening-Fuse-10396299 | Lateral Hardening | 364789.23 | 0 | 0 | 0 | 0 | 0 | 0 | 0 | 0 | 0 | 0 |  | 0
Lateral Hardening-Fuse-10396301 | Lateral Hardening | 103207.26 | 0 | 0 | 0 | 0 | 0 | 0 | 0 | 0 | 0 | 0 |  | 0
Lateral Hardening-Fuse-10396305 | Lateral Hardening | 93736.78 | 0 | 0 | 0 | 0 | 0 | 0 | 0 | 0 | 0 | 0 |  | 0
Lateral Hardening-Fuse-10396307 | Lateral Hardening | 184471.71 | 0 | 0 | 0 | 0 | 0 | 0 | 0 | 0 | 0 | 0 |  | 2021 | 2021
Lateral Hardening-Fuse-10397049 | Lateral Hardening | 248600.73 | 0 | 0 | 0 | 0 | 0 | 0 | 0 | 0 | 0 | 0 |  | 0
Lateral Hardening-Fuse-10397050 | Lateral Hardening | 256507.95 | 0 | 0 | 0 | 0 | 0 | 0 | 0 | 0 | 0 | 0 |  | 0
Lateral Hardening-Fuse-10397051 | Lateral Hardening | 575254.77 | 0 | 0 | 0 | 0 | 0 | 0 | 0 | 0 | 0 | 0 |  | 0
Lateral Hardening-Fuse-10397053 | Lateral Hardening | 320869.21 | 0 | 0 | 0 | 0 | 2024 | 0 | 0 | 0 | 0 | 0 |  | 2023 | 2023
Lateral Hardening-Fuse-10397056 | Lateral Hardening | 380318.87 | 0 | 0 | 0 | 0 | 0 | 0 | 0 | 0 | 0 | 0 |  | 0
Lateral Hardening-Fuse-10397059 | Lateral Hardening | 333778.52 | 0 | 0 | 0 | 0 | 0 | 0 | 0 | 0 | 0 | 0 |  | 0
Lateral Hardening-Fuse-10397060 | Lateral Hardening | 176054.89 | 0 | 0 | 0 | 0 | 2024 | 0 | 0 | 0 | 0 | 0 |  | 2023 | 2023
Lateral Hardening-Fuse-10397061 | Lateral Hardening | 156106.62 | 0 | 0 | 0 | 0 | 0 | 0 | 0 | 0 | 0 | 0 |  | 0
Lateral Hardening-Fuse-10397064 | Lateral Hardening | 413303.77 | 0 | 0 | 0 | 0 | 0 | 0 | 0 | 0 | 0 | 0 |  | 0
Lateral Hardening-Fuse-10397069 | Lateral Hardening | 128466.44 | 0 | 0 | 0 | 0 | 0 | 0 | 0 | 0 | 0 | 0 |  | 0
Lateral Hardening-Fuse-10397072 | Lateral Hardening | 169004.16 | 0 | 0 | 0 | 0 | 0 | 0 | 0 | 0 | 0 | 0 |  | 0
Lateral Hardening-Fuse-10397073 | Lateral Hardening | 273757.4 | 0 | 0 | 0 | 0 | 0 | 0 | 0 | 0 | 0 | 0 |  | 0
Lateral Hardening-Fuse-10397076 | Lateral Hardening | 124572.92 | 0 | 0 | 0 | 0 | 0 | 0 | 0 | 0 | 0 | 0 |  | 0
Lateral Hardening-Fuse-10397077 | Lateral Hardening | 223399.51 | 0 | 0 | 0 | 0 | 0 | 0 | 0 | 0 | 0 | 0 |  | 0
Lateral Hardening-Fuse-10397078 | Lateral Hardening | 150813.34 | 0 | 0 | 0 | 0 | 2024 | 0 | 0 | 0 | 0 | 0 |  | 2023 | 2023
Lateral Hardening-Fuse-10397081 | Lateral Hardening | 81155.44 | 0 | 0 | 0 | 0 | 2024 | 0 | 0 | 0 | 0 | 0 |  | 2023 | 2023
Lateral Hardening-Fuse-10397083 | Lateral Hardening | 72633.01 | 0 | 0 | 0 | 0 | 0 | 0 | 0 | 0 | 0 | 0 |  | 0
Lateral Hardening-Fuse-10397084 | Lateral Hardening | 69558.71 | 0 | 0 | 0 | 0 | 0 | 0 | 0 | 0 | 0 | 0 |  | 0
Lateral Hardening-Fuse-10397086 | Lateral Hardening | 147092.6 | 0 | 0 | 0 | 0 | 0 | 0 | 0 | 0 | 0 | 0 |  | 0
Lateral Hardening-Fuse-10397087 | Lateral Hardening | 56986.71 | 0 | 0 | 0 | 0 | 0 | 0 | 0 | 0 | 0 | 0 |  | 0
Lateral Hardening-Fuse-10397088 | Lateral Hardening | 193098.58 | 0 | 0 | 0 | 0 | 0 | 0 | 0 | 0 | 0 | 0 |  | 0
Lateral Hardening-Fuse-10397089 | Lateral Hardening | 567788.22 | 0 | 0 | 0 | 0 | 0 | 0 | 0 | 0 | 0 | 0 |  | 0
Lateral Hardening-Fuse-10397090 | Lateral Hardening | 58692.37 | 0 | 0 | 0 | 0 | 0 | 0 | 0 | 0 | 0 | 0 |  | 0
Lateral Hardening-Fuse-10397091 | Lateral Hardening | 437196.88 | 0 | 0 | 0 | 0 | 0 | 0 | 0 | 0 | 0 | 0 |  | 0
Lateral Hardening-Fuse-10402228 | Lateral Hardening | 298687.58 | 0 | 0 | 0 | 0 | 0 | 0 | 0 | 0 | 0 | 0 |  | 0
Lateral Hardening-Fuse-10402230 | Lateral Hardening | 347652.63 | 0 | 0 | 0 | 0 | 0 | 0 | 0 | 0 | 0 | 0 |  | 0
Lateral Hardening-Fuse-10402231 | Lateral Hardening | 257830.11 | 0 | 0 | 0 | 0 | 0 | 0 | 0 | 0 | 0 | 0 |  | 0
Lateral Hardening-Fuse-10402233 | Lateral Hardening | 198980.29 | 0 | 0 | 0 | 0 | 0 | 0 | 0 | 0 | 0 | 0 |  | 0
Lateral Hardening-Fuse-10402234 | Lateral Hardening | 222140.31 | 0 | 0 | 0 | 0 | 0 | 0 | 0 | 0 | 0 | 0 |  | 0
Lateral Hardening-Fuse-10402235 | Lateral Hardening | 159549.42 | 0 | 0 | 0 | 0 | 0 | 0 | 0 | 0 | 0 | 0 |  | 0
Lateral Hardening-Fuse-10402236 | Lateral Hardening | 508235.15 | 0 | 0 | 0 | 0 | 2022 | 0 | 0 | 0 | 0 | 0 |  | 2022
Lateral Hardening-Fuse-10402239 | Lateral Hardening | 93007.05 | 0 | 0 | 0 | 0 | 2022 | 0 | 0 | 0 | 0 | 0 |  | 2022
Lateral Hardening-Fuse-10402243 | Lateral Hardening | 74821.61 | 0 | 0 | 0 | 0 | 0 | 0 | 0 | 0 | 0 | 0 |  | 0
Lateral Hardening-Fuse-10402244 | Lateral Hardening | 50000 | 0 | 0 | 0 | 0 | 0 | 0 | 0 | 0 | 0 | 0 |  | 0
Lateral Hardening-Fuse-10402245 | Lateral Hardening | 50000 | 0 | 0 | 0 | 0 | 0 | 0 | 0 | 0 | 0 | 0 |  | 0
Lateral Hardening-Fuse-10402248 | Lateral Hardening | 50000 | 0 | 0 | 0 | 0 | 0 | 0 | 0 | 0 | 0 | 0 |  | 0
Lateral Hardening-Fuse-10402252 | Lateral Hardening | 89812.01 | 0 | 0 | 0 | 0 | 0 | 0 | 0 | 0 | 0 | 0 |  | 0
Lateral Hardening-Fuse-10402253 | Lateral Hardening | 83421.39 | 0 | 0 | 0 | 0 | 0 | 0 | 0 | 0 | 0 | 0 |  | 0
Lateral Hardening-Fuse-10402259 | Lateral Hardening | 103323.78 | 0 | 0 | 0 | 0 | 2022 | 0 | 0 | 0 | 0 | 0 |  | 2022
Lateral Hardening-Fuse-10402262 | Lateral Hardening | 249923.93 | 0 | 0 | 0 | 0 | 0 | 0 | 0 | 0 | 0 | 0 |  | 0
Lateral Hardening-Fuse-10402265 | Lateral Hardening | 485889.4 | 0 | 0 | 0 | 0 | 0 | 0 | 0 | 0 | 0 | 0 |  | 2022 | 2022
Lateral Hardening-Fuse-10402266 | Lateral Hardening | 50000 | 0 | 0 | 0 | 0 | 0 | 0 | 0 | 0 | 0 | 0 |  | 2022 | 2022
Lateral Hardening-Fuse-10402275 | Lateral Hardening | 50000 | 0 | 0 | 0 | 0 | 0 | 0 | 0 | 0 | 0 | 0 |  | 0
Lateral Hardening-Fuse-10402276 | Lateral Hardening | 409282.64 | 0 | 0 | 0 | 0 | 2022 | 0 | 0 | 0 | 0 | 0 |  | 2022
Lateral Hardening-Fuse-10402277 | Lateral Hardening | 159380.31 | 0 | 0 | 0 | 0 | 0 | 0 | 0 | 0 | 0 | 0 |  | 0
Lateral Hardening-Fuse-10402889 | Lateral Hardening | 272862.5 | 0 | 0 | 0 | 0 | 0 | 0 | 0 | 0 | 0 | 0 |  | 0
Lateral Hardening-Fuse-10406661 | Lateral Hardening | 72995.21 | 0 | 0 | 0 | 0 | 2029 | 0 | 0 | 0 | 0 | 0 |  | 2029
Lateral Hardening-Fuse-10406667 | Lateral Hardening | 330420.85 | 0 | 0 | 0 | 0 | 0 | 0 | 0 | 0 | 0 | 0 |  | 0
Lateral Hardening-Fuse-10406693 | Lateral Hardening | 249431.34 | 0 | 0 | 0 | 0 | 2029 | 0 | 0 | 0 | 0 | 0 |  | 2029
Lateral Hardening-Fuse-10406696 | Lateral Hardening | 164627.83 | 0 | 0 | 0 | 0 | 2029 | 0 | 0 | 0 | 0 | 0 |  | 2029
Lateral Hardening-Fuse-10406697 | Lateral Hardening | 257724.83 | 0 | 0 | 0 | 0 | 0 | 0 | 0 | 0 | 0 | 0 |  | 0
Lateral Hardening-Fuse-10408250 | Lateral Hardening | 201125.19 | 0 | 0 | 0 | 0 | 0 | 0 | 0 | 0 | 0 | 0 |  | 0
Lateral Hardening-Fuse-10408252 | Lateral Hardening | 280673.75 | 0 | 0 | 0 | 0 | 0 | 0 | 0 | 0 | 0 | 0 |  | 0
Lateral Hardening-Fuse-10408254 | Lateral Hardening | 147929.5 | 0 | 0 | 0 | 0 | 0 | 0 | 0 | 0 | 0 | 0 |  | 0
Lateral Hardening-Fuse-10408256 | Lateral Hardening | 159030 | 0 | 0 | 0 | 0 | 0 | 0 | 0 | 0 | 0 | 0 |  | 0
Lateral Hardening-Fuse-10408258 | Lateral Hardening | 324813.92 | 0 | 0 | 0 | 0 | 0 | 0 | 0 | 0 | 0 | 0 |  | 0
Lateral Hardening-Fuse-10408262 | Lateral Hardening | 230677.13 | 0 | 0 | 0 | 0 | 0 | 0 | 0 | 0 | 0 | 0 |  | 0
Lateral Hardening-Fuse-10408272 | Lateral Hardening | 132871.86 | 0 | 0 | 0 | 0 | 2022 | 0 | 0 | 0 | 0 | 0 |  | 2022
Lateral Hardening-Fuse-10408276 | Lateral Hardening | 468001.11 | 0 | 0 | 0 | 0 | 0 | 0 | 0 | 0 | 0 | 0 |  | 0
Lateral Hardening-Fuse-10408280 | Lateral Hardening | 213870.45 | 0 | 0 | 0 | 0 | 2022 | 0 | 0 | 0 | 0 | 0 |  | 2022
Lateral Hardening-Fuse-10408286 | Lateral Hardening | 219065.27 | 0 | 0 | 0 | 0 | 0 | 0 | 0 | 0 | 0 | 0 |  | 0
Lateral Hardening-Fuse-10408287 | Lateral Hardening | 423197.26 | 0 | 0 | 0 | 0 | 0 | 0 | 0 | 0 | 0 | 0 |  | 0
Lateral Hardening-Fuse-10408288 | Lateral Hardening | 316857.28 | 0 | 0 | 0 | 0 | 0 | 0 | 0 | 0 | 0 | 0 |  | 0
Lateral Hardening-Fuse-10408289 | Lateral Hardening | 139767.76 | 0 | 0 | 0 | 0 | 0 | 0 | 0 | 0 | 0 | 0 |  | 0
Lateral Hardening-Fuse-10408290 | Lateral Hardening | 567615.49 | 0 | 0 | 0 | 0 | 2022 | 0 | 0 | 0 | 0 | 0 |  | 2022
Lateral Hardening-Fuse-10409206 | Lateral Hardening | 429792.26 | 0 | 0 | 0 | 0 | 2026 | 0 | 0 | 0 | 0 | 0 |  | 2027 | 2027
Lateral Hardening-Fuse-10409220 | Lateral Hardening | 313147.54 | 0 | 0 | 0 | 0 | 0 | 0 | 0 | 0 | 0 | 0 |  | 0
Lateral Hardening-Fuse-10409224 | Lateral Hardening | 282105.4 | 0 | 0 | 0 | 0 | 0 | 0 | 0 | 0 | 0 | 0 |  | 0
Lateral Hardening-Fuse-10409228 | Lateral Hardening | 472848.67 | 0 | 0 | 0 | 0 | 0 | 0 | 0 | 0 | 0 | 0 |  | 0
Lateral Hardening-Fuse-10409230 | Lateral Hardening | 126461.72 | 0 | 0 | 0 | 0 | 0 | 0 | 0 | 0 | 0 | 0 |  | 0
Lateral Hardening-Fuse-10409232 | Lateral Hardening | 249156.94 | 0 | 0 | 0 | 0 | 0 | 0 | 0 | 0 | 0 | 0 |  | 0
Lateral Hardening-Fuse-10409236 | Lateral Hardening | 64473.95 | 0 | 0 | 0 | 0 | 0 | 0 | 0 | 0 | 0 | 0 |  | 0
Lateral Hardening-Fuse-10409244 | Lateral Hardening | 131058.54 | 0 | 0 | 0 | 0 | 0 | 0 | 0 | 0 | 0 | 0 |  | 0
Lateral Hardening-Fuse-10411560 | Lateral Hardening | 70597.55 | 0 | 0 | 0 | 0 | 0 | 0 | 0 | 0 | 0 | 0 |  | 0
Lateral Hardening-Fuse-10411562 | Lateral Hardening | 319273.39 | 0 | 0 | 0 | 0 | 0 | 0 | 0 | 0 | 0 | 0 |  | 0
Lateral Hardening-Fuse-10411564 | Lateral Hardening | 89303.15 | 0 | 0 | 0 | 0 | 0 | 0 | 0 | 0 | 0 | 0 |  | 0
Lateral Hardening-Fuse-10411566 | Lateral Hardening | 78615.23 | 0 | 0 | 0 | 0 | 0 | 0 | 0 | 0 | 0 | 0 |  | 0
Lateral Hardening-Fuse-10411572 | Lateral Hardening | 106255.82 | 0 | 0 | 0 | 0 | 0 | 0 | 0 | 0 | 0 | 0 |  | 0
Lateral Hardening-Fuse-10411575 | Lateral Hardening | 99686.5 | 0 | 0 | 0 | 0 | 0 | 0 | 0 | 0 | 0 | 0 |  | 0
Lateral Hardening-Fuse-10411577 | Lateral Hardening | 50000 | 0 | 0 | 0 | 0 | 0 | 0 | 0 | 0 | 0 | 0 |  | 0
Lateral Hardening-Fuse-10411579 | Lateral Hardening | 50000 | 0 | 0 | 0 | 0 | 0 | 0 | 0 | 0 | 0 | 0 |  | 0
Lateral Hardening-Fuse-10411581 | Lateral Hardening | 50000 | 0 | 0 | 0 | 0 | 0 | 0 | 0 | 0 | 0 | 0 |  | 0
Lateral Hardening-Fuse-10411583 | Lateral Hardening | 57757.97 | 0 | 0 | 0 | 0 | 0 | 0 | 0 | 0 | 0 | 0 |  | 0
Lateral Hardening-Fuse-10411587 | Lateral Hardening | 53277.07 | 0 | 0 | 0 | 0 | 0 | 0 | 0 | 0 | 0 | 0 |  | 0
Lateral Hardening-Fuse-10420547 | Lateral Hardening | 181795.73 | 0 | 0 | 0 | 0 | 0 | 0 | 0 | 0 | 0 | 0 |  | 0
Lateral Hardening-Fuse-10420548 | Lateral Hardening | 226347.15 | 0 | 0 | 0 | 0 | 0 | 0 | 0 | 0 | 0 | 0 |  | 0
Lateral Hardening-Fuse-10420555 | Lateral Hardening | 149611.07 | 0 | 0 | 0 | 0 | 0 | 0 | 0 | 0 | 0 | 0 |  | 0
Lateral Hardening-Fuse-10420562 | Lateral Hardening | 145681.74 | 0 | 0 | 0 | 0 | 0 | 0 | 0 | 0 | 0 | 0 |  | 0
Lateral Hardening-Fuse-10420563 | Lateral Hardening | 153158.19 | 0 | 0 | 0 | 0 | 0 | 0 | 0 | 0 | 0 | 0 |  | 0
Lateral Hardening-Fuse-10420575 | Lateral Hardening | 122206.92 | 0 | 0 | 0 | 0 | 0 | 0 | 0 | 0 | 0 | 0 |  | 0
Lateral Hardening-Fuse-10420580 | Lateral Hardening | 234844.39 | 0 | 0 | 0 | 0 | 0 | 0 | 0 | 0 | 0 | 0 |  | 0
Lateral Hardening-Fuse-10421435 | Lateral Hardening | 422351.16 | 0 | 0 | 0 | 0 | 2023 | 0 | 0 | 0 | 0 | 0 |  | 2023
Lateral Hardening-Fuse-10421438 | Lateral Hardening | 50000 | 0 | 0 | 0 | 0 | 0 | 0 | 0 | 0 | 0 | 0 |  | 0
Lateral Hardening-Fuse-10421439 | Lateral Hardening | 278133.13 | 0 | 0 | 0 | 0 | 2023 | 0 | 0 | 0 | 0 | 0 |  | 2023
Lateral Hardening-Fuse-10421442 | Lateral Hardening | 249775.44 | 0 | 0 | 0 | 0 | 0 | 0 | 0 | 0 | 0 | 0 |  | 0
Lateral Hardening-Fuse-10421443 | Lateral Hardening | 107592.98 | 0 | 0 | 0 | 0 | 0 | 0 | 0 | 0 | 0 | 0 |  | 0
Lateral Hardening-Fuse-10421444 | Lateral Hardening | 183417.69 | 0 | 0 | 0 | 0 | 0 | 0 | 0 | 0 | 0 | 0 |  | 0
Lateral Hardening-Fuse-10421448 | Lateral Hardening | 50000 | 0 | 0 | 0 | 0 | 0 | 0 | 0 | 0 | 0 | 0 |  | 0
Lateral Hardening-Fuse-10421449 | Lateral Hardening | 50459.61 | 0 | 0 | 0 | 0 | 0 | 0 | 0 | 0 | 0 | 0 |  | 0
Lateral Hardening-Fuse-10421458 | Lateral Hardening | 53481.69 | 0 | 0 | 0 | 0 | 0 | 0 | 0 | 0 | 0 | 0 |  | 0
Lateral Hardening-Fuse-10421462 | Lateral Hardening | 61284.47 | 0 | 0 | 0 | 0 | 0 | 0 | 0 | 0 | 0 | 0 |  | 0
Lateral Hardening-Fuse-10422954 | Lateral Hardening | 226903.99 | 0 | 0 | 0 | 0 | 0 | 0 | 0 | 0 | 0 | 0 |  | 0
Lateral Hardening-Fuse-10422956 | Lateral Hardening | 296705.8 | 0 | 0 | 0 | 0 | 0 | 0 | 0 | 0 | 0 | 0 |  | 0
Lateral Hardening-Fuse-10422958 | Lateral Hardening | 276146.42 | 0 | 0 | 0 | 0 | 0 | 0 | 0 | 0 | 0 | 0 |  | 0
Lateral Hardening-Fuse-10422959 | Lateral Hardening | 230204.19 | 0 | 0 | 0 | 0 | 0 | 0 | 0 | 0 | 0 | 0 |  | 0
Lateral Hardening-Fuse-10422960 | Lateral Hardening | 297128.58 | 0 | 0 | 0 | 0 | 0 | 0 | 0 | 0 | 0 | 0 |  | 0
Lateral Hardening-Fuse-10422961 | Lateral Hardening | 682515.68 | 0 | 0 | 0 | 0 | 0 | 0 | 0 | 0 | 0 | 0 |  | 0
Lateral Hardening-Fuse-10422962 | Lateral Hardening | 268532.52 | 0 | 0 | 0 | 0 | 0 | 0 | 0 | 0 | 0 | 0 |  | 0
Lateral Hardening-Fuse-10422964 | Lateral Hardening | 60722.83 | 0 | 0 | 0 | 0 | 0 | 0 | 0 | 0 | 0 | 0 |  | 0
Lateral Hardening-Fuse-10422965 | Lateral Hardening | 453848.22 | 0 | 0 | 0 | 0 | 0 | 0 | 0 | 0 | 0 | 0 |  | 0
Lateral Hardening-Fuse-10422966 | Lateral Hardening | 522206.91 | 0 | 0 | 0 | 0 | 0 | 0 | 0 | 0 | 0 | 0 |  | 0
Lateral Hardening-Fuse-10422967 | Lateral Hardening | 230566.21 | 0 | 0 | 0 | 0 | 0 | 0 | 0 | 0 | 0 | 0 |  | 0
Lateral Hardening-Fuse-10424215 | Lateral Hardening | 161521.87 | 0 | 0 | 0 | 0 | 0 | 0 | 0 | 0 | 0 | 0 |  | 0
Lateral Hardening-Fuse-10424216 | Lateral Hardening | 102293.03 | 0 | 0 | 0 | 0 | 0 | 0 | 0 | 0 | 0 | 0 |  | 0
Lateral Hardening-Fuse-10424217 | Lateral Hardening | 162235.17 | 0 | 0 | 0 | 0 | 2023 | 0 | 0 | 0 | 0 | 0 |  | 2025 | 2025
Lateral Hardening-Fuse-10424218 | Lateral Hardening | 140072.56 | 0 | 0 | 0 | 0 | 0 | 0 | 0 | 0 | 0 | 0 |  | 0
Lateral Hardening-Fuse-10424219 | Lateral Hardening | 154942.6 | 0 | 0 | 0 | 0 | 0 | 0 | 0 | 0 | 0 | 0 |  | 0
Lateral Hardening-Fuse-10424220 | Lateral Hardening | 520542.25 | 0 | 0 | 0 | 0 | 0 | 0 | 0 | 0 | 0 | 0 |  | 0
Lateral Hardening-Fuse-10424221 | Lateral Hardening | 84358.55 | 0 | 0 | 0 | 0 | 2023 | 0 | 0 | 0 | 0 | 0 |  | 2025 | 2025
Lateral Hardening-Fuse-10424227 | Lateral Hardening | 264115.32 | 0 | 0 | 0 | 0 | 2023 | 0 | 0 | 0 | 0 | 0 |  | 2025 | 2025
Lateral Hardening-Fuse-10424228 | Lateral Hardening | 89512.3 | 0 | 0 | 0 | 0 | 0 | 0 | 0 | 0 | 0 | 0 |  | 0
Lateral Hardening-Fuse-10424237 | Lateral Hardening | 50000 | 0 | 0 | 0 | 0 | 0 | 0 | 0 | 0 | 0 | 0 |  | 0
Lateral Hardening-Fuse-10424239 | Lateral Hardening | 245935.06 | 0 | 0 | 0 | 0 | 2023 | 0 | 0 | 0 | 0 | 0 |  | 2025 | 2025
Lateral Hardening-Fuse-10424240 | Lateral Hardening | 424706.59 | 0 | 0 | 0 | 0 | 0 | 0 | 0 | 0 | 0 | 0 |  | 0
Lateral Hardening-Fuse-10424241 | Lateral Hardening | 560531.12 | 0 | 0 | 0 | 0 | 2023 | 0 | 0 | 0 | 0 | 0 |  | 2025 | 2025
Lateral Hardening-Fuse-10425054 | Lateral Hardening | 105631.22 | 0 | 0 | 0 | 0 | 2023 | 0 | 0 | 0 | 0 | 0 |  | 2024 | 2024
Lateral Hardening-Fuse-10425055 | Lateral Hardening | 125150.3 | 0 | 0 | 0 | 0 | 0 | 0 | 0 | 0 | 0 | 0 |  | 0
Lateral Hardening-Fuse-10425057 | Lateral Hardening | 101869.36 | 0 | 0 | 0 | 0 | 0 | 0 | 0 | 0 | 0 | 0 |  | 0
Lateral Hardening-Fuse-10426537 | Lateral Hardening | 187525.09 | 0 | 0 | 0 | 0 | 0 | 0 | 0 | 0 | 0 | 0 |  | 0
Lateral Hardening-Fuse-10426538 | Lateral Hardening | 70239.79 | 0 | 0 | 0 | 0 | 2025 | 0 | 0 | 0 | 0 | 0 |  | 2023 | 2023
Lateral Hardening-Fuse-10426541 | Lateral Hardening | 664865.49 | 0 | 0 | 0 | 0 | 0 | 0 | 0 | 0 | 0 | 0 |  | 0
Lateral Hardening-Fuse-10426543 | Lateral Hardening | 338026.37 | 0 | 0 | 0 | 0 | 0 | 0 | 0 | 0 | 0 | 0 |  | 0
Lateral Hardening-Fuse-10426546 | Lateral Hardening | 229642.5 | 0 | 0 | 0 | 0 | 0 | 0 | 0 | 0 | 0 | 0 |  | 0
Lateral Hardening-Fuse-10426548 | Lateral Hardening | 50000 | 0 | 0 | 0 | 0 | 2025 | 0 | 0 | 0 | 0 | 0 |  | 2023 | 2023
Lateral Hardening-Fuse-10427677 | Lateral Hardening | 329480.42 | 0 | 0 | 0 | 0 | 2021 | 0 | 0 | 0 | 0 | 0 |  | 2021
Lateral Hardening-Fuse-10427678 | Lateral Hardening | 139920.16 | 0 | 0 | 0 | 0 | 0 | 0 | 0 | 0 | 0 | 0 |  | 0
Lateral Hardening-Fuse-10427679 | Lateral Hardening | 55297.53 | 0 | 0 | 0 | 0 | 0 | 0 | 0 | 0 | 0 | 0 |  | 0
Lateral Hardening-Fuse-10428630 | Lateral Hardening | 219217.67 | 0 | 0 | 0 | 0 | 0 | 0 | 0 | 0 | 0 | 0 |  | 0
Lateral Hardening-Fuse-10428632 | Lateral Hardening | 50470.35 | 0 | 0 | 0 | 0 | 0 | 0 | 0 | 0 | 0 | 0 |  | 0
Lateral Hardening-Fuse-10428633 | Lateral Hardening | 51997.13 | 0 | 0 | 0 | 0 | 0 | 0 | 0 | 0 | 0 | 0 |  | 0
Lateral Hardening-Fuse-10428639 | Lateral Hardening | 230926.55 | 0 | 0 | 0 | 0 | 2029 | 0 | 0 | 0 | 0 | 0 |  | 2028 | 2028
Lateral Hardening-Fuse-10429498 | Lateral Hardening | 53360.77 | 0 | 0 | 0 | 0 | 0 | 0 | 0 | 0 | 0 | 0 |  | 0
Lateral Hardening-Fuse-10429499 | Lateral Hardening | 155048.6 | 0 | 0 | 0 | 0 | 2022 | 0 | 0 | 0 | 0 | 0 |  | 2022
Lateral Hardening-Fuse-10429502 | Lateral Hardening | 251018.95 | 0 | 0 | 0 | 0 | 0 | 0 | 0 | 0 | 0 | 0 |  | 0
Lateral Hardening-Fuse-10429504 | Lateral Hardening | 293000.44 | 0 | 0 | 0 | 0 | 0 | 0 | 0 | 0 | 0 | 0 |  | 0
Lateral Hardening-Fuse-10429505 | Lateral Hardening | 294826.28 | 0 | 0 | 0 | 0 | 2022 | 0 | 0 | 0 | 0 | 0 |  | 2022
Lateral Hardening-Fuse-10429512 | Lateral Hardening | 160617.21 | 0 | 0 | 0 | 0 | 2022 | 0 | 0 | 0 | 0 | 0 |  | 2022
Lateral Hardening-Fuse-10429519 | Lateral Hardening | 81405.93 | 0 | 0 | 0 | 0 | 0 | 0 | 0 | 0 | 0 | 0 |  | 0
Lateral Hardening-Fuse-10429522 | Lateral Hardening | 318547.18 | 0 | 0 | 0 | 0 | 2022 | 0 | 0 | 0 | 0 | 0 |  | 2022
Lateral Hardening-Fuse-10429525 | Lateral Hardening | 119136.88 | 0 | 0 | 0 | 0 | 0 | 0 | 0 | 0 | 0 | 0 |  | 0
Lateral Hardening-Fuse-10429526 | Lateral Hardening | 56390.57 | 0 | 0 | 0 | 0 | 0 | 0 | 0 | 0 | 0 | 0 |  | 0
Lateral Hardening-Fuse-10429527 | Lateral Hardening | 155032.04 | 0 | 0 | 0 | 0 | 0 | 0 | 0 | 0 | 0 | 0 |  | 0
Lateral Hardening-Fuse-10429528 | Lateral Hardening | 442159.98 | 0 | 0 | 0 | 0 | 2022 | 0 | 0 | 0 | 0 | 0 |  | 2022
Lateral Hardening-Fuse-10429529 | Lateral Hardening | 68682.27 | 0 | 0 | 0 | 0 | 0 | 0 | 0 | 0 | 0 | 0 |  | 0
Lateral Hardening-Fuse-10429530 | Lateral Hardening | 210790.29 | 0 | 0 | 0 | 0 | 2023 | 0 | 0 | 0 | 0 | 0 |  | 2022 | 2022
Lateral Hardening-Fuse-10429536 | Lateral Hardening | 50758.67 | 0 | 0 | 0 | 0 | 2023 | 0 | 0 | 0 | 0 | 0 |  | 2022 | 2022
Lateral Hardening-Fuse-10429548 | Lateral Hardening | 185091.13 | 0 | 0 | 0 | 0 | 0 | 0 | 0 | 0 | 0 | 0 |  | 0
Lateral Hardening-Fuse-10429550 | Lateral Hardening | 402742.26 | 0 | 0 | 0 | 0 | 2022 | 0 | 0 | 0 | 0 | 0 |  | 2022
Lateral Hardening-Fuse-10431773 | Lateral Hardening | 331690 | 0 | 0 | 0 | 0 | 0 | 0 | 0 | 0 | 0 | 0 |  | 0
Lateral Hardening-Fuse-10431777 | Lateral Hardening | 769677.91 | 0 | 0 | 0 | 0 | 0 | 0 | 0 | 0 | 0 | 0 |  | 0
Lateral Hardening-Fuse-10431783 | Lateral Hardening | 65370.39 | 0 | 0 | 0 | 0 | 0 | 0 | 0 | 0 | 0 | 0 |  | 0
Lateral Hardening-Fuse-10431789 | Lateral Hardening | 54484.05 | 0 | 0 | 0 | 0 | 0 | 0 | 0 | 0 | 0 | 0 |  | 0
Lateral Hardening-Fuse-10431794 | Lateral Hardening | 60244.89 | 0 | 0 | 0 | 0 | 0 | 0 | 0 | 0 | 0 | 0 |  | 0
Lateral Hardening-Fuse-10433107 | Lateral Hardening | 50000 | 0 | 0 | 0 | 0 | 0 | 0 | 0 | 0 | 0 | 0 |  | 0
Lateral Hardening-Fuse-10433141 | Lateral Hardening | 50000 | 0 | 0 | 0 | 0 | 0 | 0 | 0 | 0 | 0 | 0 |  | 0
Lateral Hardening-Fuse-10433142 | Lateral Hardening | 50000 | 0 | 0 | 0 | 0 | 0 | 0 | 0 | 0 | 0 | 0 |  | 0
Lateral Hardening-Fuse-10433143 | Lateral Hardening | 280783.93 | 0 | 0 | 0 | 0 | 0 | 0 | 0 | 0 | 0 | 0 |  | 0
Lateral Hardening-Fuse-10433144 | Lateral Hardening | 135187.6 | 0 | 0 | 0 | 0 | 2021 | 0 | 0 | 0 | 0 | 0 |  | 2023 | 2023
Lateral Hardening-Fuse-10433146 | Lateral Hardening | 60281.37 | 0 | 0 | 0 | 0 | 0 | 0 | 0 | 0 | 0 | 0 |  | 0
Lateral Hardening-Fuse-10433147 | Lateral Hardening | 50000 | 0 | 0 | 0 | 0 | 0 | 0 | 0 | 0 | 0 | 0 |  | 0
Lateral Hardening-Fuse-10433148 | Lateral Hardening | 50506.83 | 0 | 0 | 0 | 0 | 0 | 0 | 0 | 0 | 0 | 0 |  | 0
Lateral Hardening-Fuse-10433150 | Lateral Hardening | 322996.52 | 0 | 0 | 0 | 0 | 0 | 0 | 0 | 0 | 0 | 0 |  | 0
Lateral Hardening-Fuse-10433153 | Lateral Hardening | 390981.23 | 0 | 0 | 0 | 0 | 0 | 0 | 0 | 0 | 0 | 0 |  | 0
Lateral Hardening-Fuse-10433154 | Lateral Hardening | 169275.51 | 0 | 0 | 0 | 0 | 0 | 0 | 0 | 0 | 0 | 0 |  | 2025 | 2025
Lateral Hardening-Fuse-10433157 | Lateral Hardening | 76789.29 | 0 | 0 | 0 | 0 | 0 | 0 | 0 | 0 | 0 | 0 |  | 0
Lateral Hardening-Fuse-10433159 | Lateral Hardening | 101548.82 | 0 | 0 | 0 | 0 | 2027 | 0 | 0 | 0 | 0 | 0 |  | 2025 | 2025
Lateral Hardening-Fuse-10433160 | Lateral Hardening | 60257.61 | 0 | 0 | 0 | 0 | 0 | 0 | 0 | 0 | 0 | 0 |  | 0
Lateral Hardening-Fuse-10433165 | Lateral Hardening | 167361.26 | 0 | 0 | 0 | 0 | 0 | 0 | 0 | 0 | 0 | 0 |  | 0
Lateral Hardening-Fuse-10433175 | Lateral Hardening | 54074.81 | 0 | 0 | 0 | 0 | 0 | 0 | 0 | 0 | 0 | 0 |  | 0
Lateral Hardening-Fuse-10433176 | Lateral Hardening | 171544.3 | 0 | 0 | 0 | 0 | 0 | 0 | 0 | 0 | 0 | 0 |  | 0
Lateral Hardening-Fuse-10433179 | Lateral Hardening | 57400.95 | 0 | 0 | 0 | 0 | 0 | 0 | 0 | 0 | 0 | 0 |  | 0
Lateral Hardening-Fuse-10433184 | Lateral Hardening | 88864.4 | 0 | 0 | 0 | 0 | 0 | 0 | 0 | 0 | 0 | 0 |  | 0
Lateral Hardening-Fuse-10433187 | Lateral Hardening | 53654.83 | 0 | 0 | 0 | 0 | 0 | 0 | 0 | 0 | 0 | 0 |  | 0
Lateral Hardening-Fuse-10433188 | Lateral Hardening | 57931.11 | 0 | 0 | 0 | 0 | 0 | 0 | 0 | 0 | 0 | 0 |  | 0
Lateral Hardening-Fuse-10433189 | Lateral Hardening | 52741.91 | 0 | 0 | 0 | 0 | 0 | 0 | 0 | 0 | 0 | 0 |  | 0
Lateral Hardening-Fuse-10433191 | Lateral Hardening | 328442.61 | 0 | 0 | 0 | 0 | 0 | 0 | 0 | 0 | 0 | 0 |  | 0
Lateral Hardening-Fuse-10433194 | Lateral Hardening | 62390.53 | 0 | 0 | 0 | 0 | 0 | 0 | 0 | 0 | 0 | 0 |  | 0
Lateral Hardening-Fuse-10433195 | Lateral Hardening | 108149.62 | 0 | 0 | 0 | 0 | 0 | 0 | 0 | 0 | 0 | 0 |  | 0
Lateral Hardening-Fuse-10433196 | Lateral Hardening | 52143.79 | 0 | 0 | 0 | 0 | 0 | 0 | 0 | 0 | 0 | 0 |  | 0
Lateral Hardening-Fuse-10433198 | Lateral Hardening | 54987.73 | 0 | 0 | 0 | 0 | 0 | 0 | 0 | 0 | 0 | 0 |  | 0
Lateral Hardening-Fuse-10433200 | Lateral Hardening | 175962.5 | 0 | 0 | 0 | 0 | 2027 | 0 | 0 | 0 | 0 | 0 |  | 2025 | 2025
Lateral Hardening-Fuse-10436873 | Lateral Hardening | 189188.48 | 0 | 0 | 0 | 0 | 0 | 0 | 0 | 0 | 0 | 0 |  | 0
Lateral Hardening-Fuse-10436874 | Lateral Hardening | 60113.97 | 0 | 0 | 0 | 0 | 0 | 0 | 0 | 0 | 0 | 0 |  | 0
Lateral Hardening-Fuse-10436876 | Lateral Hardening | 56105.27 | 0 | 0 | 0 | 0 | 0 | 0 | 0 | 0 | 0 | 0 |  | 0
Lateral Hardening-Fuse-10436881 | Lateral Hardening | 127904.8 | 0 | 0 | 0 | 0 | 0 | 0 | 0 | 0 | 0 | 0 |  | 0
Lateral Hardening-Fuse-10436885 | Lateral Hardening | 81148.5 | 0 | 0 | 0 | 0 | 0 | 0 | 0 | 0 | 0 | 0 |  | 0
Lateral Hardening-Fuse-10436886 | Lateral Hardening | 108254.8 | 0 | 0 | 0 | 0 | 0 | 0 | 0 | 0 | 0 | 0 |  | 0
Lateral Hardening-Fuse-10438386 | Lateral Hardening | 51592.89 | 0 | 0 | 0 | 0 | 0 | 0 | 0 | 0 | 0 | 0 |  | 0
Lateral Hardening-Fuse-10438388 | Lateral Hardening | 397041.23 | 0 | 0 | 0 | 0 | 0 | 0 | 0 | 0 | 0 | 0 |  | 0
Lateral Hardening-Fuse-10438389 | Lateral Hardening | 394149.28 | 0 | 0 | 0 | 0 | 0 | 0 | 0 | 0 | 0 | 0 |  | 0
Lateral Hardening-Fuse-10438390 | Lateral Hardening | 288650.46 | 0 | 0 | 0 | 0 | 0 | 0 | 0 | 0 | 0 | 0 |  | 0
Lateral Hardening-Fuse-10439593 | Lateral Hardening | 188039.46 | 0 | 0 | 0 | 0 | 0 | 0 | 0 | 0 | 0 | 0 |  | 0
Lateral Hardening-Fuse-10441185 | Lateral Hardening | 1562330.43 | 0 | 0 | 0 | 0 | 0 | 0 | 0 | 0 | 0 | 0 |  | 0
Lateral Hardening-Fuse-10441187 | Lateral Hardening | 326181.79 | 0 | 0 | 0 | 0 | 0 | 0 | 0 | 0 | 0 | 0 |  | 0
Lateral Hardening-Fuse-10441188 | Lateral Hardening | 364977.37 | 0 | 0 | 0 | 0 | 0 | 0 | 0 | 0 | 0 | 0 |  | 0
Lateral Hardening-Fuse-10441189 | Lateral Hardening | 50000 | 0 | 0 | 0 | 0 | 0 | 0 | 0 | 0 | 0 | 0 |  | 0
Lateral Hardening-Fuse-10441190 | Lateral Hardening | 959483.59 | 0 | 0 | 0 | 0 | 0 | 0 | 0 | 0 | 0 | 0 |  | 0
Lateral Hardening-Fuse-10441191 | Lateral Hardening | 183391.21 | 0 | 0 | 0 | 0 | 0 | 0 | 0 | 0 | 0 | 0 |  | 0
Lateral Hardening-Fuse-10441192 | Lateral Hardening | 132249.04 | 0 | 0 | 0 | 0 | 0 | 0 | 0 | 0 | 0 | 0 |  | 0
Lateral Hardening-Fuse-10441193 | Lateral Hardening | 273538.58 | 0 | 0 | 0 | 0 | 0 | 0 | 0 | 0 | 0 | 0 |  | 0
Lateral Hardening-Fuse-10441194 | Lateral Hardening | 341744.39 | 0 | 0 | 0 | 0 | 0 | 0 | 0 | 0 | 0 | 0 |  | 0
Lateral Hardening-Fuse-10441195 | Lateral Hardening | 50000 | 0 | 0 | 0 | 0 | 0 | 0 | 0 | 0 | 0 | 0 |  | 0
Lateral Hardening-Fuse-10441196 | Lateral Hardening | 545829.44 | 0 | 0 | 0 | 0 | 0 | 0 | 0 | 0 | 0 | 0 |  | 0
Lateral Hardening-Fuse-10441197 | Lateral Hardening | 110579.32 | 0 | 0 | 0 | 0 | 0 | 0 | 0 | 0 | 0 | 0 |  | 0
Lateral Hardening-Fuse-10441198 | Lateral Hardening | 120370.34 | 0 | 0 | 0 | 0 | 0 | 0 | 0 | 0 | 0 | 0 |  | 0
Lateral Hardening-Fuse-10441200 | Lateral Hardening | 151952 | 0 | 0 | 0 | 0 | 0 | 0 | 0 | 0 | 0 | 0 |  | 0
Lateral Hardening-Fuse-10441209 | Lateral Hardening | 107194.75 | 0 | 0 | 0 | 0 | 2023 | 0 | 0 | 0 | 0 | 0 |  | 2023
Lateral Hardening-Fuse-10441212 | Lateral Hardening | 621723.18 | 0 | 0 | 0 | 0 | 2023 | 0 | 0 | 0 | 0 | 0 |  | 2023
Lateral Hardening-Fuse-10441215 | Lateral Hardening | 50000 | 0 | 0 | 0 | 0 | 0 | 0 | 0 | 0 | 0 | 0 |  | 0
Lateral Hardening-Fuse-10441791 | Lateral Hardening | 79192.33 | 0 | 0 | 0 | 0 | 0 | 0 | 0 | 0 | 0 | 0 |  | 0
Lateral Hardening-Fuse-10441793 | Lateral Hardening | 159329.06 | 0 | 0 | 0 | 0 | 0 | 0 | 0 | 0 | 0 | 0 |  | 0
Lateral Hardening-Fuse-10441794 | Lateral Hardening | 228788.33 | 0 | 0 | 0 | 0 | 0 | 0 | 0 | 0 | 0 | 0 |  | 0
Lateral Hardening-Fuse-10441795 | Lateral Hardening | 115138.92 | 0 | 0 | 0 | 0 | 0 | 0 | 0 | 0 | 0 | 0 |  | 0
Lateral Hardening-Fuse-10441796 | Lateral Hardening | 205701.27 | 0 | 0 | 0 | 0 | 0 | 0 | 0 | 0 | 0 | 0 |  | 0
Lateral Hardening-Fuse-10441797 | Lateral Hardening | 141421.2 | 0 | 0 | 0 | 0 | 0 | 0 | 0 | 0 | 0 | 0 |  | 0
Lateral Hardening-Fuse-10441798 | Lateral Hardening | 162865.56 | 0 | 0 | 0 | 0 | 0 | 0 | 0 | 0 | 0 | 0 |  | 0
Lateral Hardening-Fuse-10441799 | Lateral Hardening | 205486.7 | 0 | 0 | 0 | 0 | 0 | 0 | 0 | 0 | 0 | 0 |  | 0
Lateral Hardening-Fuse-10441800 | Lateral Hardening | 348481.9 | 0 | 0 | 0 | 0 | 0 | 0 | 0 | 0 | 0 | 0 |  | 0
Lateral Hardening-Fuse-10441802 | Lateral Hardening | 84460.23 | 0 | 0 | 0 | 0 | 0 | 0 | 0 | 0 | 0 | 0 |  | 0
Lateral Hardening-Fuse-10441805 | Lateral Hardening | 146264.12 | 0 | 0 | 0 | 0 | 0 | 0 | 0 | 0 | 0 | 0 |  | 0
Lateral Hardening-Fuse-10441806 | Lateral Hardening | 88453.19 | 0 | 0 | 0 | 0 | 0 | 0 | 0 | 0 | 0 | 0 |  | 0
Lateral Hardening-Fuse-10441811 | Lateral Hardening | 187951.6 | 0 | 0 | 0 | 0 | 0 | 0 | 0 | 0 | 0 | 0 |  | 0
Lateral Hardening-Fuse-10441812 | Lateral Hardening | 261403.09 | 0 | 0 | 0 | 0 | 0 | 0 | 0 | 0 | 0 | 0 |  | 0
Lateral Hardening-Fuse-10441813 | Lateral Hardening | 172603.36 | 0 | 0 | 0 | 0 | 0 | 0 | 0 | 0 | 0 | 0 |  | 0
Lateral Hardening-Fuse-10441814 | Lateral Hardening | 416281.89 | 0 | 0 | 0 | 0 | 2025 | 0 | 0 | 0 | 0 | 0 |  | 2025
Lateral Hardening-Fuse-10441816 | Lateral Hardening | 295098.86 | 0 | 0 | 0 | 0 | 0 | 0 | 0 | 0 | 0 | 0 |  | 0
Lateral Hardening-Fuse-10441822 | Lateral Hardening | 722217.2 | 0 | 0 | 0 | 0 | 2025 | 0 | 0 | 0 | 0 | 0 |  | 2025
Lateral Hardening-Fuse-10441823 | Lateral Hardening | 165405.06 | 0 | 0 | 0 | 0 | 2025 | 0 | 0 | 0 | 0 | 0 |  | 2025
Lateral Hardening-Fuse-10441824 | Lateral Hardening | 961482.74 | 0 | 0 | 0 | 0 | 2025 | 0 | 0 | 0 | 0 | 0 |  | 2025
Lateral Hardening-Fuse-10441825 | Lateral Hardening | 146122.46 | 0 | 0 | 0 | 0 | 0 | 0 | 0 | 0 | 0 | 0 |  | 0
Lateral Hardening-Fuse-10441826 | Lateral Hardening | 55297.53 | 0 | 0 | 0 | 0 | 0 | 0 | 0 | 0 | 0 | 0 |  | 0
Lateral Hardening-Fuse-10442370 | Lateral Hardening | 60911.89 | 0 | 0 | 0 | 0 | 0 | 0 | 0 | 0 | 0 | 0 |  | 2023 | 2023
Lateral Hardening-Fuse-10442372 | Lateral Hardening | 246280.67 | 0 | 0 | 0 | 0 | 2022 | 0 | 0 | 0 | 0 | 0 |  | 2023 | 2023
Lateral Hardening-Fuse-10442374 | Lateral Hardening | 74574.77 | 0 | 0 | 0 | 0 | 0 | 0 | 0 | 0 | 0 | 0 |  | 0
Lateral Hardening-Fuse-10442375 | Lateral Hardening | 158998.52 | 0 | 0 | 0 | 0 | 0 | 0 | 0 | 0 | 0 | 0 |  | 0
Lateral Hardening-Fuse-10442377 | Lateral Hardening | 50000 | 0 | 0 | 0 | 0 | 0 | 0 | 0 | 0 | 0 | 0 |  | 0
Lateral Hardening-Fuse-10442378 | Lateral Hardening | 230771.57 | 0 | 0 | 0 | 0 | 0 | 0 | 0 | 0 | 0 | 0 |  | 0
Lateral Hardening-Fuse-10442379 | Lateral Hardening | 93929.23 | 0 | 0 | 0 | 0 | 2022 | 0 | 0 | 0 | 0 | 0 |  | 2023 | 2023
Lateral Hardening-Fuse-10442382 | Lateral Hardening | 483081.89 | 0 | 0 | 0 | 0 | 0 | 0 | 0 | 0 | 0 | 0 |  | 0
Lateral Hardening-Fuse-10442383 | Lateral Hardening | 74086.83 | 0 | 0 | 0 | 0 | 0 | 0 | 0 | 0 | 0 | 0 |  | 0
Lateral Hardening-Fuse-10442384 | Lateral Hardening | 193717.39 | 0 | 0 | 0 | 0 | 0 | 0 | 0 | 0 | 0 | 0 |  | 0
Lateral Hardening-Fuse-10442385 | Lateral Hardening | 312363.3 | 0 | 0 | 0 | 0 | 2022 | 0 | 0 | 0 | 0 | 0 |  | 2023 | 2023
Lateral Hardening-Fuse-10442389 | Lateral Hardening | 174497.37 | 0 | 0 | 0 | 0 | 2022 | 0 | 0 | 0 | 0 | 0 |  | 2023 | 2023
Lateral Hardening-Fuse-10442390 | Lateral Hardening | 50000 | 0 | 0 | 0 | 0 | 0 | 0 | 0 | 0 | 0 | 0 |  | 0
Lateral Hardening-Fuse-10442391 | Lateral Hardening | 293834.84 | 0 | 0 | 0 | 0 | 2022 | 0 | 0 | 0 | 0 | 0 |  | 2023 | 2023
Lateral Hardening-Fuse-10443455 | Lateral Hardening | 172891.82 | 0 | 0 | 0 | 0 | 2029 | 0 | 0 | 0 | 0 | 0 |  | 2029
Lateral Hardening-Fuse-10443458 | Lateral Hardening | 122284.88 | 0 | 0 | 0 | 0 | 2029 | 0 | 0 | 0 | 0 | 0 |  | 2029
Lateral Hardening-Fuse-10443864 | Lateral Hardening | 122946.7 | 0 | 0 | 0 | 0 | 0 | 0 | 0 | 0 | 0 | 0 |  | 2024 | 2024
Lateral Hardening-Fuse-10443866 | Lateral Hardening | 56519.51 | 0 | 0 | 0 | 0 | 0 | 0 | 0 | 0 | 0 | 0 |  | 0
Lateral Hardening-Fuse-10443867 | Lateral Hardening | 77908.43 | 0 | 0 | 0 | 0 | 0 | 0 | 0 | 0 | 0 | 0 |  | 0
Lateral Hardening-Fuse-10443870 | Lateral Hardening | 170366.3 | 0 | 0 | 0 | 0 | 0 | 0 | 0 | 0 | 0 | 0 |  | 0
Lateral Hardening-Fuse-10443874 | Lateral Hardening | 176138.5 | 0 | 0 | 0 | 0 | 2024 | 0 | 0 | 0 | 0 | 0 |  | 2024
Lateral Hardening-Fuse-10443879 | Lateral Hardening | 124798.65 | 0 | 0 | 0 | 0 | 0 | 0 | 0 | 0 | 0 | 0 |  | 0
Lateral Hardening-Fuse-10443883 | Lateral Hardening | 59064.39 | 0 | 0 | 0 | 0 | 0 | 0 | 0 | 0 | 0 | 0 |  | 0
Lateral Hardening-Fuse-10445018 | Lateral Hardening | 249366.9 | 0 | 0 | 0 | 0 | 2029 | 0 | 0 | 0 | 0 | 0 |  | 2029
Lateral Hardening-Fuse-10451462 | Lateral Hardening | 178001.65 | 0 | 0 | 0 | 0 | 0 | 0 | 0 | 0 | 0 | 0 |  | 0
Lateral Hardening-Fuse-10451463 | Lateral Hardening | 194507.79 | 0 | 0 | 0 | 0 | 0 | 0 | 0 | 0 | 0 | 0 |  | 0
Lateral Hardening-Fuse-10451467 | Lateral Hardening | 427852.27 | 0 | 0 | 0 | 0 | 0 | 0 | 0 | 0 | 0 | 0 |  | 0
Lateral Hardening-Fuse-10451468 | Lateral Hardening | 581856.93 | 0 | 0 | 0 | 0 | 2024 | 0 | 0 | 0 | 0 | 0 |  | 2024
Lateral Hardening-Fuse-10451474 | Lateral Hardening | 291236.08 | 0 | 0 | 0 | 0 | 0 | 0 | 0 | 0 | 0 | 0 |  | 0
Lateral Hardening-Fuse-10451476 | Lateral Hardening | 321082.08 | 0 | 0 | 0 | 0 | 0 | 0 | 0 | 0 | 0 | 0 |  | 0
Lateral Hardening-Fuse-10451477 | Lateral Hardening | 600365.66 | 0 | 0 | 0 | 0 | 0 | 0 | 0 | 0 | 0 | 0 |  | 0
Lateral Hardening-Fuse-10452687 | Lateral Hardening | 389179.6 | 0 | 0 | 0 | 0 | 0 | 0 | 0 | 0 | 0 | 0 |  | 0
Lateral Hardening-Fuse-10452688 | Lateral Hardening | 50000 | 0 | 0 | 0 | 0 | 0 | 0 | 0 | 0 | 0 | 0 |  | 0
Lateral Hardening-Fuse-10452690 | Lateral Hardening | 298724.06 | 0 | 0 | 0 | 0 | 0 | 0 | 0 | 0 | 0 | 0 |  | 0
Lateral Hardening-Fuse-10452692 | Lateral Hardening | 74013.13 | 0 | 0 | 0 | 0 | 0 | 0 | 0 | 0 | 0 | 0 |  | 0
Lateral Hardening-Fuse-10452693 | Lateral Hardening | 83316.21 | 0 | 0 | 0 | 0 | 0 | 0 | 0 | 0 | 0 | 0 |  | 0
Lateral Hardening-Fuse-10452694 | Lateral Hardening | 50000 | 0 | 0 | 0 | 0 | 0 | 0 | 0 | 0 | 0 | 0 |  | 0
Lateral Hardening-Fuse-10452695 | Lateral Hardening | 464356.65 | 0 | 0 | 0 | 0 | 0 | 0 | 0 | 0 | 0 | 0 |  | 0
Lateral Hardening-Fuse-10452700 | Lateral Hardening | 62284.51 | 0 | 0 | 0 | 0 | 0 | 0 | 0 | 0 | 0 | 0 |  | 0
Lateral Hardening-Fuse-10452702 | Lateral Hardening | 54609.97 | 0 | 0 | 0 | 0 | 0 | 0 | 0 | 0 | 0 | 0 |  | 0
Lateral Hardening-Fuse-10452703 | Lateral Hardening | 85588.51 | 0 | 0 | 0 | 0 | 0 | 0 | 0 | 0 | 0 | 0 |  | 0
Lateral Hardening-Fuse-10452704 | Lateral Hardening | 50000 | 0 | 0 | 0 | 0 | 0 | 0 | 0 | 0 | 0 | 0 |  | 0
Lateral Hardening-Fuse-10452705 | Lateral Hardening | 85772.15 | 0 | 0 | 0 | 0 | 0 | 0 | 0 | 0 | 0 | 0 |  | 0
Lateral Hardening-Fuse-10453978 | Lateral Hardening | 89128.88 | 0 | 0 | 0 | 0 | 0 | 0 | 0 | 0 | 0 | 0 |  | 0
Lateral Hardening-Fuse-10453984 | Lateral Hardening | 50000 | 0 | 0 | 0 | 0 | 0 | 0 | 0 | 0 | 0 | 0 |  | 0
Lateral Hardening-Fuse-10453985 | Lateral Hardening | 436969.94 | 0 | 0 | 0 | 0 | 0 | 0 | 0 | 0 | 0 | 0 |  | 0
Lateral Hardening-Fuse-10453987 | Lateral Hardening | 50000 | 0 | 0 | 0 | 0 | 0 | 0 | 0 | 0 | 0 | 0 |  | 0
Lateral Hardening-Fuse-10453988 | Lateral Hardening | 61548.29 | 0 | 0 | 0 | 0 | 0 | 0 | 0 | 0 | 0 | 0 |  | 0
Lateral Hardening-Fuse-10453989 | Lateral Hardening | 51215.13 | 0 | 0 | 0 | 0 | 0 | 0 | 0 | 0 | 0 | 0 |  | 0
Lateral Hardening-Fuse-10453992 | Lateral Hardening | 100431.28 | 0 | 0 | 0 | 0 | 0 | 0 | 0 | 0 | 0 | 0 |  | 0
Lateral Hardening-Fuse-10453994 | Lateral Hardening | 50000 | 0 | 0 | 0 | 0 | 0 | 0 | 0 | 0 | 0 | 0 |  | 0
Lateral Hardening-Fuse-10453995 | Lateral Hardening | 209667.01 | 0 | 0 | 0 | 0 | 0 | 0 | 0 | 0 | 0 | 0 |  | 0
Lateral Hardening-Fuse-10453996 | Lateral Hardening | 324283.66 | 0 | 0 | 0 | 0 | 2029 | 0 | 0 | 0 | 0 | 0 |  | 2028 | 2028
Lateral Hardening-Fuse-10453998 | Lateral Hardening | 226421.69 | 0 | 0 | 0 | 0 | 0 | 0 | 0 | 0 | 0 | 0 |  | 0
Lateral Hardening-Fuse-10454000 | Lateral Hardening | 66179.61 | 0 | 0 | 0 | 0 | 0 | 0 | 0 | 0 | 0 | 0 |  | 0
Lateral Hardening-Fuse-10454003 | Lateral Hardening | 159998.76 | 0 | 0 | 0 | 0 | 0 | 0 | 0 | 0 | 0 | 0 |  | 0
Lateral Hardening-Fuse-10454008 | Lateral Hardening | 60570.43 | 0 | 0 | 0 | 0 | 0 | 0 | 0 | 0 | 0 | 0 |  | 0
Lateral Hardening-Fuse-10455359 | Lateral Hardening | 64817.21 | 0 | 0 | 0 | 0 | 0 | 0 | 0 | 0 | 0 | 0 |  | 0
Lateral Hardening-Fuse-10455361 | Lateral Hardening | 290042.04 | 0 | 0 | 0 | 0 | 0 | 0 | 0 | 0 | 0 | 0 |  | 0
Lateral Hardening-Fuse-10455363 | Lateral Hardening | 242149.7 | 0 | 0 | 0 | 0 | 0 | 0 | 0 | 0 | 0 | 0 |  | 0
Lateral Hardening-Fuse-10455366 | Lateral Hardening | 545402.99 | 0 | 0 | 0 | 0 | 0 | 0 | 0 | 0 | 0 | 0 |  | 0
Lateral Hardening-Fuse-10455371 | Lateral Hardening | 126266.06 | 0 | 0 | 0 | 0 | 0 | 0 | 0 | 0 | 0 | 0 |  | 0
Lateral Hardening-Fuse-10455376 | Lateral Hardening | 173842.03 | 0 | 0 | 0 | 0 | 0 | 0 | 0 | 0 | 0 | 0 |  | 0
Lateral Hardening-Fuse-10455377 | Lateral Hardening | 118296.18 | 0 | 0 | 0 | 0 | 0 | 0 | 0 | 0 | 0 | 0 |  | 0
Lateral Hardening-Fuse-10455378 | Lateral Hardening | 173122.25 | 0 | 0 | 0 | 0 | 0 | 0 | 0 | 0 | 0 | 0 |  | 2021 | 2021
Lateral Hardening-Fuse-10455379 | Lateral Hardening | 111759.08 | 0 | 0 | 0 | 0 | 0 | 0 | 0 | 0 | 0 | 0 |  | 0
Lateral Hardening-Fuse-10455381 | Lateral Hardening | 91867.73 | 0 | 0 | 0 | 0 | 2021 | 0 | 0 | 0 | 0 | 0 |  | 2021
Lateral Hardening-Fuse-10455386 | Lateral Hardening | 50000 | 0 | 0 | 0 | 0 | 0 | 0 | 0 | 0 | 0 | 0 |  | 0
Lateral Hardening-Fuse-10455388 | Lateral Hardening | 204032.85 | 0 | 0 | 0 | 0 | 0 | 0 | 0 | 0 | 0 | 0 |  | 0
Lateral Hardening-Fuse-10455393 | Lateral Hardening | 112850.88 | 0 | 0 | 0 | 0 | 0 | 0 | 0 | 0 | 0 | 0 |  | 0
Lateral Hardening-Fuse-10455396 | Lateral Hardening | 51099.95 | 0 | 0 | 0 | 0 | 0 | 0 | 0 | 0 | 0 | 0 |  | 0
Lateral Hardening-Fuse-10455397 | Lateral Hardening | 84475.78 | 0 | 0 | 0 | 0 | 0 | 0 | 0 | 0 | 0 | 0 |  | 0
Lateral Hardening-Fuse-10455398 | Lateral Hardening | 59384.93 | 0 | 0 | 0 | 0 | 0 | 0 | 0 | 0 | 0 | 0 |  | 0
Lateral Hardening-Fuse-10455400 | Lateral Hardening | 171092.53 | 0 | 0 | 0 | 0 | 0 | 0 | 0 | 0 | 0 | 0 |  | 0
Lateral Hardening-Fuse-10455402 | Lateral Hardening | 57275.77 | 0 | 0 | 0 | 0 | 0 | 0 | 0 | 0 | 0 | 0 |  | 0
Lateral Hardening-Fuse-10455403 | Lateral Hardening | 91337.63 | 0 | 0 | 0 | 0 | 0 | 0 | 0 | 0 | 0 | 0 |  | 0
Lateral Hardening-Fuse-10455404 | Lateral Hardening | 176206.31 | 0 | 0 | 0 | 0 | 0 | 0 | 0 | 0 | 0 | 0 |  | 0
Lateral Hardening-Fuse-10455405 | Lateral Hardening | 141905.06 | 0 | 0 | 0 | 0 | 0 | 0 | 0 | 0 | 0 | 0 |  | 0
Lateral Hardening-Fuse-10455407 | Lateral Hardening | 55995.09 | 0 | 0 | 0 | 0 | 0 | 0 | 0 | 0 | 0 | 0 |  | 0
Lateral Hardening-Fuse-10455410 | Lateral Hardening | 603685.43 | 0 | 0 | 0 | 0 | 0 | 0 | 0 | 0 | 0 | 0 |  | 0
Lateral Hardening-Fuse-10455411 | Lateral Hardening | 667216.77 | 0 | 0 | 0 | 0 | 0 | 0 | 0 | 0 | 0 | 0 |  | 0
Lateral Hardening-Fuse-10455412 | Lateral Hardening | 304928.56 | 0 | 0 | 0 | 0 | 0 | 0 | 0 | 0 | 0 | 0 |  | 0
Lateral Hardening-Fuse-10455413 | Lateral Hardening | 540024.91 | 0 | 0 | 0 | 0 | 0 | 0 | 0 | 0 | 0 | 0 |  | 0
Lateral Hardening-Fuse-10455414 | Lateral Hardening | 495997.72 | 0 | 0 | 0 | 0 | 2021 | 0 | 0 | 0 | 0 | 0 |  | 2021
Lateral Hardening-Fuse-10455415 | Lateral Hardening | 434270.39 | 0 | 0 | 0 | 0 | 0 | 0 | 0 | 0 | 0 | 0 |  | 0
Lateral Hardening-Fuse-10456312 | Lateral Hardening | 134630.78 | 0 | 0 | 0 | 0 | 0 | 0 | 0 | 0 | 0 | 0 |  | 0
Lateral Hardening-Fuse-10456315 | Lateral Hardening | 72203.03 | 0 | 0 | 0 | 0 | 0 | 0 | 0 | 0 | 0 | 0 |  | 0
Lateral Hardening-Fuse-10456316 | Lateral Hardening | 351277.83 | 0 | 0 | 0 | 0 | 0 | 0 | 0 | 0 | 0 | 0 |  | 0
Lateral Hardening-Fuse-10456317 | Lateral Hardening | 122055.62 | 0 | 0 | 0 | 0 | 0 | 0 | 0 | 0 | 0 | 0 |  | 0
Lateral Hardening-Fuse-10456319 | Lateral Hardening | 411087.74 | 0 | 0 | 0 | 0 | 0 | 0 | 0 | 0 | 0 | 0 |  | 0
Lateral Hardening-Fuse-10456320 | Lateral Hardening | 158799.26 | 0 | 0 | 0 | 0 | 0 | 0 | 0 | 0 | 0 | 0 |  | 0
Lateral Hardening-Fuse-10456323 | Lateral Hardening | 594601.43 | 0 | 0 | 0 | 0 | 0 | 0 | 0 | 0 | 0 | 0 |  | 0
Lateral Hardening-Fuse-10456324 | Lateral Hardening | 487616.14 | 0 | 0 | 0 | 0 | 0 | 0 | 0 | 0 | 0 | 0 |  | 0
Lateral Hardening-Fuse-10456325 | Lateral Hardening | 98270.13 | 0 | 0 | 0 | 0 | 0 | 0 | 0 | 0 | 0 | 0 |  | 0
Lateral Hardening-Fuse-10456328 | Lateral Hardening | 50000 | 0 | 0 | 0 | 0 | 0 | 0 | 0 | 0 | 0 | 0 |  | 0
Lateral Hardening-Fuse-10456329 | Lateral Hardening | 83475.05 | 0 | 0 | 0 | 0 | 0 | 0 | 0 | 0 | 0 | 0 |  | 0
Lateral Hardening-Fuse-10456330 | Lateral Hardening | 50000 | 0 | 0 | 0 | 0 | 0 | 0 | 0 | 0 | 0 | 0 |  | 0
Lateral Hardening-Fuse-10457696 | Lateral Hardening | 61892.59 | 0 | 0 | 0 | 0 | 0 | 0 | 0 | 0 | 0 | 0 |  | 2022 | 2022
Lateral Hardening-Fuse-10457697 | Lateral Hardening | 373999.76 | 0 | 0 | 0 | 0 | 0 | 0 | 0 | 0 | 0 | 0 |  | 0
Lateral Hardening-Fuse-10457701 | Lateral Hardening | 248033.3 | 0 | 0 | 0 | 0 | 2023 | 0 | 0 | 0 | 0 | 0 |  | 2022 | 2022
Lateral Hardening-Fuse-10457702 | Lateral Hardening | 201146.67 | 0 | 0 | 0 | 0 | 0 | 0 | 0 | 0 | 0 | 0 |  | 0
Lateral Hardening-Fuse-10457704 | Lateral Hardening | 155699.06 | 0 | 0 | 0 | 0 | 2023 | 0 | 0 | 0 | 0 | 0 |  | 2022 | 2022
Lateral Hardening-Fuse-10457707 | Lateral Hardening | 51561.41 | 0 | 0 | 0 | 0 | 0 | 0 | 0 | 0 | 0 | 0 |  | 0
Lateral Hardening-Fuse-10457708 | Lateral Hardening | 50000 | 0 | 0 | 0 | 0 | 0 | 0 | 0 | 0 | 0 | 0 |  | 0
Lateral Hardening-Fuse-10457710 | Lateral Hardening | 247126.18 | 0 | 0 | 0 | 0 | 0 | 0 | 0 | 0 | 0 | 0 |  | 0
Lateral Hardening-Fuse-10457713 | Lateral Hardening | 68142.11 | 0 | 0 | 0 | 0 | 2023 | 0 | 0 | 0 | 0 | 0 |  | 2022 | 2022
Lateral Hardening-Fuse-10457714 | Lateral Hardening | 242444.2 | 0 | 0 | 0 | 0 | 0 | 0 | 0 | 0 | 0 | 0 |  | 0
Lateral Hardening-Fuse-10457718 | Lateral Hardening | 60581.17 | 0 | 0 | 0 | 0 | 0 | 0 | 0 | 0 | 0 | 0 |  | 0
Lateral Hardening-Fuse-10457719 | Lateral Hardening | 394135.07 | 0 | 0 | 0 | 0 | 0 | 0 | 0 | 0 | 0 | 0 |  | 0
Lateral Hardening-Fuse-10457720 | Lateral Hardening | 154212.03 | 0 | 0 | 0 | 0 | 0 | 0 | 0 | 0 | 0 | 0 |  | 0
Lateral Hardening-Fuse-10457721 | Lateral Hardening | 241293.94 | 0 | 0 | 0 | 0 | 0 | 0 | 0 | 0 | 0 | 0 |  | 0
Lateral Hardening-Fuse-10457728 | Lateral Hardening | 192562.63 | 0 | 0 | 0 | 0 | 0 | 0 | 0 | 0 | 0 | 0 |  | 0
Lateral Hardening-Fuse-10457729 | Lateral Hardening | 303672.9 | 0 | 0 | 0 | 0 | 0 | 0 | 0 | 0 | 0 | 0 |  | 0
Lateral Hardening-Fuse-10457730 | Lateral Hardening | 133272.14 | 0 | 0 | 0 | 0 | 0 | 0 | 0 | 0 | 0 | 0 |  | 0
Lateral Hardening-Fuse-10457731 | Lateral Hardening | 50000 | 0 | 0 | 0 | 0 | 0 | 0 | 0 | 0 | 0 | 0 |  | 0
Lateral Hardening-Fuse-10457732 | Lateral Hardening | 800325.4 | 0 | 0 | 0 | 0 | 0 | 0 | 0 | 0 | 0 | 0 |  | 0
Lateral Hardening-Fuse-10457733 | Lateral Hardening | 132684.76 | 0 | 0 | 0 | 0 | 0 | 0 | 0 | 0 | 0 | 0 |  | 0
Lateral Hardening-Fuse-10457740 | Lateral Hardening | 50486.09 | 0 | 0 | 0 | 0 | 0 | 0 | 0 | 0 | 0 | 0 |  | 0
Lateral Hardening-Fuse-10462545 | Lateral Hardening | 50000 | 0 | 0 | 0 | 0 | 0 | 0 | 0 | 0 | 0 | 0 |  | 0
Lateral Hardening-Fuse-10462554 | Lateral Hardening | 140509.7 | 0 | 0 | 0 | 0 | 0 | 0 | 0 | 0 | 0 | 0 |  | 0
Lateral Hardening-Fuse-10462556 | Lateral Hardening | 87083.57 | 0 | 0 | 0 | 0 | 0 | 0 | 0 | 0 | 0 | 0 |  | 0
Lateral Hardening-Fuse-10462557 | Lateral Hardening | 54646.45 | 0 | 0 | 0 | 0 | 0 | 0 | 0 | 0 | 0 | 0 |  | 0
Lateral Hardening-Fuse-10462562 | Lateral Hardening | 436623.71 | 0 | 0 | 0 | 0 | 0 | 0 | 0 | 0 | 0 | 0 |  | 0
Lateral Hardening-Fuse-10462572 | Lateral Hardening | 79322.03 | 0 | 0 | 0 | 0 | 0 | 0 | 0 | 0 | 0 | 0 |  | 0
Lateral Hardening-Fuse-10462582 | Lateral Hardening | 80647.85 | 0 | 0 | 0 | 0 | 0 | 0 | 0 | 0 | 0 | 0 |  | 0
Lateral Hardening-Fuse-10462583 | Lateral Hardening | 236405.24 | 0 | 0 | 0 | 0 | 2021 | 0 | 0 | 0 | 0 | 0 |  | 2021
Lateral Hardening-Fuse-10465295 | Lateral Hardening | 51246.61 | 0 | 0 | 0 | 0 | 0 | 0 | 0 | 0 | 0 | 0 |  | 0
Lateral Hardening-Fuse-10465296 | Lateral Hardening | 160713.39 | 0 | 0 | 0 | 0 | 2027 | 0 | 0 | 0 | 0 | 0 |  | 2026 | 2026
Lateral Hardening-Fuse-10465297 | Lateral Hardening | 94203.24 | 0 | 0 | 0 | 0 | 0 | 0 | 0 | 0 | 0 | 0 |  | 0
Lateral Hardening-Fuse-10465298 | Lateral Hardening | 152727.47 | 0 | 0 | 0 | 0 | 0 | 0 | 0 | 0 | 0 | 0 |  | 0
Lateral Hardening-Fuse-10465299 | Lateral Hardening | 50000 | 0 | 0 | 0 | 0 | 0 | 0 | 0 | 0 | 0 | 0 |  | 0
Lateral Hardening-Fuse-10465302 | Lateral Hardening | 57778.71 | 0 | 0 | 0 | 0 | 0 | 0 | 0 | 0 | 0 | 0 |  | 0
Lateral Hardening-Fuse-10465303 | Lateral Hardening | 104761.62 | 0 | 0 | 0 | 0 | 0 | 0 | 0 | 0 | 0 | 0 |  | 0
Lateral Hardening-Fuse-10465308 | Lateral Hardening | 650609.17 | 0 | 0 | 0 | 0 | 2027 | 0 | 0 | 0 | 0 | 0 |  | 2026 | 2026
Lateral Hardening-Fuse-10465314 | Lateral Hardening | 131057.8 | 0 | 0 | 0 | 0 | 0 | 0 | 0 | 0 | 0 | 0 |  | 0
Lateral Hardening-Fuse-10465315 | Lateral Hardening | 141966.31 | 0 | 0 | 0 | 0 | 0 | 0 | 0 | 0 | 0 | 0 |  | 0
Lateral Hardening-Fuse-10465316 | Lateral Hardening | 99943.34 | 0 | 0 | 0 | 0 | 2027 | 0 | 0 | 0 | 0 | 0 |  | 2026 | 2026
Lateral Hardening-Fuse-10465317 | Lateral Hardening | 376499 | 0 | 0 | 0 | 0 | 0 | 0 | 0 | 0 | 0 | 0 |  | 0
Lateral Hardening-Fuse-10465318 | Lateral Hardening | 1584271.56 | 0 | 0 | 0 | 0 | 0 | 0 | 0 | 0 | 0 | 0 |  | 0
Lateral Hardening-Fuse-10465320 | Lateral Hardening | 333849.9 | 0 | 0 | 0 | 0 | 0 | 0 | 0 | 0 | 0 | 0 |  | 0
Lateral Hardening-Fuse-10465327 | Lateral Hardening | 491475.37 | 0 | 0 | 0 | 0 | 2027 | 0 | 0 | 0 | 0 | 0 |  | 0 | 0
Lateral Hardening-Fuse-10465329 | Lateral Hardening | 118603.7 | 0 | 0 | 0 | 0 | 0 | 0 | 0 | 0 | 0 | 0 |  | 0
Lateral Hardening-Fuse-10465331 | Lateral Hardening | 277998.81 | 0 | 0 | 0 | 0 | 2027 | 0 | 0 | 0 | 0 | 0 |  | 2026 | 2026
Lateral Hardening-Fuse-10465334 | Lateral Hardening | 639435.1 | 0 | 0 | 0 | 0 | 0 | 0 | 0 | 0 | 0 | 0 |  | 0
Lateral Hardening-Fuse-10465336 | Lateral Hardening | 346601.52 | 0 | 0 | 0 | 0 | 2027 | 0 | 0 | 0 | 0 | 0 |  | 2026 | 2026
Lateral Hardening-Fuse-10465338 | Lateral Hardening | 250777.41 | 0 | 0 | 0 | 0 | 2027 | 0 | 0 | 0 | 0 | 0 |  | 2026 | 2026
Lateral Hardening-Fuse-10465340 | Lateral Hardening | 238526.42 | 0 | 0 | 0 | 0 | 0 | 0 | 0 | 0 | 0 | 0 |  | 0
Lateral Hardening-Fuse-10466883 | Lateral Hardening | 109604.54 | 0 | 0 | 0 | 0 | 0 | 0 | 0 | 0 | 0 | 0 |  | 0
Lateral Hardening-Fuse-10466886 | Lateral Hardening | 108201.84 | 0 | 0 | 0 | 0 | 0 | 0 | 0 | 0 | 0 | 0 |  | 0
Lateral Hardening-Fuse-10466890 | Lateral Hardening | 169128.26 | 0 | 0 | 0 | 0 | 0 | 0 | 0 | 0 | 0 | 0 |  | 0
Lateral Hardening-Fuse-10466897 | Lateral Hardening | 446412.95 | 0 | 0 | 0 | 0 | 0 | 0 | 0 | 0 | 0 | 0 |  | 0
Lateral Hardening-Fuse-10466905 | Lateral Hardening | 325505.24 | 0 | 0 | 0 | 0 | 0 | 0 | 0 | 0 | 0 | 0 |  | 0
Lateral Hardening-Fuse-10466908 | Lateral Hardening | 200248.3 | 0 | 0 | 0 | 0 | 0 | 0 | 0 | 0 | 0 | 0 |  | 0
Lateral Hardening-Fuse-10466909 | Lateral Hardening | 375549.21 | 0 | 0 | 0 | 0 | 0 | 0 | 0 | 0 | 0 | 0 |  | 0
Lateral Hardening-Fuse-10466910 | Lateral Hardening | 50000 | 0 | 0 | 0 | 0 | 0 | 0 | 0 | 0 | 0 | 0 |  | 0
Lateral Hardening-Fuse-10466911 | Lateral Hardening | 540297.97 | 0 | 0 | 0 | 0 | 2021 | 0 | 0 | 0 | 0 | 0 |  | 2021
Lateral Hardening-Fuse-10466913 | Lateral Hardening | 352730.68 | 0 | 0 | 0 | 0 | 0 | 0 | 0 | 0 | 0 | 0 |  | 0
Lateral Hardening-Fuse-10466914 | Lateral Hardening | 50000 | 0 | 0 | 0 | 0 | 0 | 0 | 0 | 0 | 0 | 0 |  | 0
Lateral Hardening-Fuse-10466915 | Lateral Hardening | 64425.99 | 0 | 0 | 0 | 0 | 0 | 0 | 0 | 0 | 0 | 0 |  | 0
Lateral Hardening-Fuse-10466916 | Lateral Hardening | 190303.11 | 0 | 0 | 0 | 0 | 0 | 0 | 0 | 0 | 0 | 0 |  | 0
Lateral Hardening-Fuse-10466918 | Lateral Hardening | 244474.54 | 0 | 0 | 0 | 0 | 0 | 0 | 0 | 0 | 0 | 0 |  | 0
Lateral Hardening-Fuse-10467575 | Lateral Hardening | 107263.18 | 0 | 0 | 0 | 0 | 2021 | 0 | 0 | 0 | 0 | 0 |  | 0 | 0
Lateral Hardening-Fuse-10467577 | Lateral Hardening | 52899.31 | 0 | 0 | 0 | 0 | 0 | 0 | 0 | 0 | 0 | 0 |  | 0
Lateral Hardening-Fuse-10467581 | Lateral Hardening | 50000 | 0 | 0 | 0 | 0 | 0 | 0 | 0 | 0 | 0 | 0 |  | 0
Lateral Hardening-Fuse-10467583 | Lateral Hardening | 50000 | 0 | 0 | 0 | 0 | 0 | 0 | 0 | 0 | 0 | 0 |  | 0
Lateral Hardening-Fuse-10467591 | Lateral Hardening | 50000 | 0 | 0 | 0 | 0 | 0 | 0 | 0 | 0 | 0 | 0 |  | 0
Lateral Hardening-Fuse-10467597 | Lateral Hardening | 154390.4 | 0 | 0 | 0 | 0 | 2021 | 0 | 0 | 0 | 0 | 0 |  | 2021
Lateral Hardening-Fuse-10467606 | Lateral Hardening | 86373.69 | 0 | 0 | 0 | 0 | 2021 | 0 | 0 | 0 | 0 | 0 |  | 2021
Lateral Hardening-Fuse-10469901 | Lateral Hardening | 216314.98 | 0 | 0 | 0 | 0 | 0 | 0 | 0 | 0 | 0 | 0 |  | 0
Lateral Hardening-Fuse-10469909 | Lateral Hardening | 387863.97 | 0 | 0 | 0 | 0 | 0 | 0 | 0 | 0 | 0 | 0 |  | 0
Lateral Hardening-Fuse-10469920 | Lateral Hardening | 242859.84 | 0 | 0 | 0 | 0 | 2027 | 0 | 0 | 0 | 0 | 0 |  | 2026 | 2026
Lateral Hardening-Fuse-10469943 | Lateral Hardening | 225429.18 | 0 | 0 | 0 | 0 | 2027 | 0 | 0 | 0 | 0 | 0 |  | 2026 | 2026
Lateral Hardening-Fuse-10469944 | Lateral Hardening | 50000 | 0 | 0 | 0 | 0 | 0 | 0 | 0 | 0 | 0 | 0 |  | 0
Lateral Hardening-Fuse-10469946 | Lateral Hardening | 50000 | 0 | 0 | 0 | 0 | 0 | 0 | 0 | 0 | 0 | 0 |  | 0
Lateral Hardening-Fuse-10469947 | Lateral Hardening | 210301.56 | 0 | 0 | 0 | 0 | 2027 | 0 | 0 | 0 | 0 | 0 |  | 2026 | 2026
Lateral Hardening-Fuse-10469948 | Lateral Hardening | 178983.26 | 0 | 0 | 0 | 0 | 0 | 0 | 0 | 0 | 0 | 0 |  | 0
Lateral Hardening-Fuse-10469950 | Lateral Hardening | 104844.22 | 0 | 0 | 0 | 0 | 0 | 0 | 0 | 0 | 0 | 0 |  | 0
Lateral Hardening-Fuse-10471348 | Lateral Hardening | 77201.63 | 0 | 0 | 0 | 0 | 0 | 0 | 0 | 0 | 0 | 0 |  | 0
Lateral Hardening-Fuse-10471354 | Lateral Hardening | 405597.29 | 0 | 0 | 0 | 0 | 2021 | 0 | 0 | 0 | 0 | 0 |  | 2022 | 2022
Lateral Hardening-Fuse-10471363 | Lateral Hardening | 159685.29 | 0 | 0 | 0 | 0 | 0 | 0 | 0 | 0 | 0 | 0 |  | 0
Lateral Hardening-Fuse-10471366 | Lateral Hardening | 50000 | 0 | 0 | 0 | 0 | 0 | 0 | 0 | 0 | 0 | 0 |  | 0
Lateral Hardening-Fuse-10471367 | Lateral Hardening | 53040.97 | 0 | 0 | 0 | 0 | 0 | 0 | 0 | 0 | 0 | 0 |  | 0
Lateral Hardening-Fuse-10471368 | Lateral Hardening | 278527.56 | 0 | 0 | 0 | 0 | 0 | 0 | 0 | 0 | 0 | 0 |  | 0
Lateral Hardening-Fuse-10471377 | Lateral Hardening | 463978.85 | 0 | 0 | 0 | 0 | 2021 | 0 | 0 | 0 | 0 | 0 |  | 2022 | 2022
Lateral Hardening-Fuse-10472614 | Lateral Hardening | 142837.06 | 0 | 0 | 0 | 0 | 0 | 0 | 0 | 0 | 0 | 0 |  | 0
Lateral Hardening-Fuse-10472615 | Lateral Hardening | 129588.24 | 0 | 0 | 0 | 0 | 0 | 0 | 0 | 0 | 0 | 0 |  | 0
Lateral Hardening-Fuse-10472616 | Lateral Hardening | 155529.19 | 0 | 0 | 0 | 0 | 0 | 0 | 0 | 0 | 0 | 0 |  | 0
Lateral Hardening-Fuse-10472618 | Lateral Hardening | 230809.74 | 0 | 0 | 0 | 0 | 0 | 0 | 0 | 0 | 0 | 0 |  | 0
Lateral Hardening-Fuse-10472621 | Lateral Hardening | 102220.64 | 0 | 0 | 0 | 0 | 0 | 0 | 0 | 0 | 0 | 0 |  | 2021 | 2021
Lateral Hardening-Fuse-10472622 | Lateral Hardening | 130449.68 | 0 | 0 | 0 | 0 | 0 | 0 | 0 | 0 | 0 | 0 |  | 0
Lateral Hardening-Fuse-10472625 | Lateral Hardening | 369020.28 | 0 | 0 | 0 | 0 | 0 | 0 | 0 | 0 | 0 | 0 |  | 0
Lateral Hardening-Fuse-10472626 | Lateral Hardening | 52017.87 | 0 | 0 | 0 | 0 | 0 | 0 | 0 | 0 | 0 | 0 |  | 0
Lateral Hardening-Fuse-10472627 | Lateral Hardening | 761793.57 | 0 | 0 | 0 | 0 | 0 | 0 | 0 | 0 | 0 | 0 |  | 0
Lateral Hardening-Fuse-10472630 | Lateral Hardening | 50554.05 | 0 | 0 | 0 | 0 | 0 | 0 | 0 | 0 | 0 | 0 |  | 0
Lateral Hardening-Fuse-10472631 | Lateral Hardening | 1034355.14 | 0 | 0 | 0 | 0 | 0 | 0 | 0 | 0 | 0 | 0 |  | 0
Lateral Hardening-Fuse-10472634 | Lateral Hardening | 571628.98 | 0 | 0 | 0 | 0 | 2021 | 0 | 0 | 0 | 0 | 0 |  | 2021
Lateral Hardening-Fuse-10472635 | Lateral Hardening | 140601.98 | 0 | 0 | 0 | 0 | 0 | 0 | 0 | 0 | 0 | 0 |  | 0
Lateral Hardening-Fuse-10475330 | Lateral Hardening | 314814.32 | 0 | 0 | 0 | 0 | 0 | 0 | 0 | 0 | 0 | 0 |  | 2029 | 2029
Lateral Hardening-Fuse-10475333 | Lateral Hardening | 79498.73 | 0 | 0 | 0 | 0 | 0 | 0 | 0 | 0 | 0 | 0 |  | 0
Lateral Hardening-Fuse-10475339 | Lateral Hardening | 50000 | 0 | 0 | 0 | 0 | 0 | 0 | 0 | 0 | 0 | 0 |  | 0
Lateral Hardening-Fuse-10475345 | Lateral Hardening | 844541.92 | 0 | 0 | 0 | 0 | 2025 | 0 | 0 | 0 | 0 | 0 |  | 2023 | 2023
Lateral Hardening-Fuse-10475346 | Lateral Hardening | 83416.15 | 0 | 0 | 0 | 0 | 0 | 0 | 0 | 0 | 0 | 0 |  | 0
Lateral Hardening-Fuse-10475349 | Lateral Hardening | 163297.16 | 0 | 0 | 0 | 0 | 2025 | 0 | 0 | 0 | 0 | 0 |  | 2023 | 2023
Lateral Hardening-Fuse-10476014 | Lateral Hardening | 717675.84 | 0 | 0 | 0 | 0 | 0 | 0 | 0 | 0 | 0 | 0 |  | 0
Lateral Hardening-Fuse-10476017 | Lateral Hardening | 364404.15 | 0 | 0 | 0 | 0 | 0 | 0 | 0 | 0 | 0 | 0 |  | 0
Lateral Hardening-Fuse-10476018 | Lateral Hardening | 469625.27 | 0 | 0 | 0 | 0 | 2023 | 0 | 0 | 0 | 0 | 0 |  | 2023
Lateral Hardening-Fuse-10476020 | Lateral Hardening | 168631.35 | 0 | 0 | 0 | 0 | 2029 | 0 | 0 | 0 | 0 | 0 |  | 2029
Lateral Hardening-Fuse-10476021 | Lateral Hardening | 238260.59 | 0 | 0 | 0 | 0 | 0 | 0 | 0 | 0 | 0 | 0 |  | 0
Lateral Hardening-Fuse-10476024 | Lateral Hardening | 451683.66 | 0 | 0 | 0 | 0 | 2023 | 0 | 0 | 0 | 0 | 0 |  | 2023
Lateral Hardening-Fuse-10476025 | Lateral Hardening | 169099.95 | 0 | 0 | 0 | 0 | 0 | 0 | 0 | 0 | 0 | 0 |  | 0
Lateral Hardening-Fuse-10476029 | Lateral Hardening | 273522.95 | 0 | 0 | 0 | 0 | 2029 | 0 | 0 | 0 | 0 | 0 |  | 2029
Lateral Hardening-Fuse-10476032 | Lateral Hardening | 160942.3 | 0 | 0 | 0 | 0 | 0 | 0 | 0 | 0 | 0 | 0 |  | 0
Lateral Hardening-Fuse-10476039 | Lateral Hardening | 334016.86 | 0 | 0 | 0 | 0 | 0 | 0 | 0 | 0 | 0 | 0 |  | 0
Lateral Hardening-Fuse-10476040 | Lateral Hardening | 644854.29 | 0 | 0 | 0 | 0 | 0 | 0 | 0 | 0 | 0 | 0 |  | 0
Lateral Hardening-Fuse-10476041 | Lateral Hardening | 347328.26 | 0 | 0 | 0 | 0 | 2023 | 0 | 0 | 0 | 0 | 0 |  | 2023
Lateral Hardening-Fuse-10476042 | Lateral Hardening | 117389 | 0 | 0 | 0 | 0 | 0 | 0 | 0 | 0 | 0 | 0 |  | 0
Lateral Hardening-Fuse-10476044 | Lateral Hardening | 118880.04 | 0 | 0 | 0 | 0 | 0 | 0 | 0 | 0 | 0 | 0 |  | 0
Lateral Hardening-Fuse-10476045 | Lateral Hardening | 159874.17 | 0 | 0 | 0 | 0 | 0 | 0 | 0 | 0 | 0 | 0 |  | 0
Lateral Hardening-Fuse-10476046 | Lateral Hardening | 62228.87 | 0 | 0 | 0 | 0 | 0 | 0 | 0 | 0 | 0 | 0 |  | 0
Lateral Hardening-Fuse-10476047 | Lateral Hardening | 383230.67 | 0 | 0 | 0 | 0 | 2023 | 0 | 0 | 0 | 0 | 0 |  | 2023
Lateral Hardening-Fuse-10476049 | Lateral Hardening | 233931.44 | 0 | 0 | 0 | 0 | 0 | 0 | 0 | 0 | 0 | 0 |  | 0
Lateral Hardening-Fuse-10476050 | Lateral Hardening | 263096.09 | 0 | 0 | 0 | 0 | 2023 | 0 | 0 | 0 | 0 | 0 |  | 2023
Lateral Hardening-Fuse-10476051 | Lateral Hardening | 631271.58 | 0 | 0 | 0 | 0 | 2023 | 0 | 0 | 0 | 0 | 0 |  | 2023
Lateral Hardening-Fuse-10476052 | Lateral Hardening | 60224.15 | 0 | 0 | 0 | 0 | 0 | 0 | 0 | 0 | 0 | 0 |  | 0
Lateral Hardening-Fuse-10476053 | Lateral Hardening | 1857405.24 | 0 | 0 | 0 | 0 | 2028 | 0 | 0 | 0 | 0 | 0 |  | 2028
Lateral Hardening-Fuse-10476054 | Lateral Hardening | 321857.73 | 0 | 0 | 0 | 0 | 2029 | 0 | 0 | 0 | 0 | 0 |  | 2029
Lateral Hardening-Fuse-10476055 | Lateral Hardening | 50000 | 0 | 0 | 0 | 0 | 0 | 0 | 0 | 0 | 0 | 0 |  | 0
Lateral Hardening-Fuse-10476056 | Lateral Hardening | 52422.11 | 0 | 0 | 0 | 0 | 0 | 0 | 0 | 0 | 0 | 0 |  | 0
Lateral Hardening-Fuse-10476057 | Lateral Hardening | 50000 | 0 | 0 | 0 | 0 | 0 | 0 | 0 | 0 | 0 | 0 |  | 0
Lateral Hardening-Fuse-10476059 | Lateral Hardening | 456005.11 | 0 | 0 | 0 | 0 | 2029 | 0 | 0 | 0 | 0 | 0 |  | 2029
Lateral Hardening-Fuse-10477195 | Lateral Hardening | 260955.79 | 0 | 0 | 0 | 0 | 0 | 0 | 0 | 0 | 0 | 0 |  | 2028 | 2028
Lateral Hardening-Fuse-10477198 | Lateral Hardening | 94842.75 | 0 | 0 | 0 | 0 | 0 | 0 | 0 | 0 | 0 | 0 |  | 0
Lateral Hardening-Fuse-10477201 | Lateral Hardening | 439576.16 | 0 | 0 | 0 | 0 | 0 | 0 | 0 | 0 | 0 | 0 |  | 0
Lateral Hardening-Fuse-10477204 | Lateral Hardening | 83180.55 | 0 | 0 | 0 | 0 | 0 | 0 | 0 | 0 | 0 | 0 |  | 0
Lateral Hardening-Fuse-10477210 | Lateral Hardening | 186747.77 | 0 | 0 | 0 | 0 | 0 | 0 | 0 | 0 | 0 | 0 |  | 0
Lateral Hardening-Fuse-10477218 | Lateral Hardening | 107561.5 | 0 | 0 | 0 | 0 | 0 | 0 | 0 | 0 | 0 | 0 |  | 0
Lateral Hardening-Fuse-10477219 | Lateral Hardening | 50936.81 | 0 | 0 | 0 | 0 | 0 | 0 | 0 | 0 | 0 | 0 |  | 0
Lateral Hardening-Fuse-10477221 | Lateral Hardening | 99187.82 | 0 | 0 | 0 | 0 | 0 | 0 | 0 | 0 | 0 | 0 |  | 0
Lateral Hardening-Fuse-10477222 | Lateral Hardening | 508275.79 | 0 | 0 | 0 | 0 | 0 | 0 | 0 | 0 | 0 | 0 |  | 0
Lateral Hardening-Fuse-10477223 | Lateral Hardening | 152695.25 | 0 | 0 | 0 | 0 | 0 | 0 | 0 | 0 | 0 | 0 |  | 0
Lateral Hardening-Fuse-10477225 | Lateral Hardening | 198759.19 | 0 | 0 | 0 | 0 | 0 | 0 | 0 | 0 | 0 | 0 |  | 0
Lateral Hardening-Fuse-10477226 | Lateral Hardening | 58456.27 | 0 | 0 | 0 | 0 | 0 | 0 | 0 | 0 | 0 | 0 |  | 0
Lateral Hardening-Fuse-10477227 | Lateral Hardening | 327110.45 | 0 | 0 | 0 | 0 | 0 | 0 | 0 | 0 | 0 | 0 |  | 0
Lateral Hardening-Fuse-10477228 | Lateral Hardening | 246801.09 | 0 | 0 | 0 | 0 | 2028 | 0 | 0 | 0 | 0 | 0 |  | 2028
Lateral Hardening-Fuse-10477230 | Lateral Hardening | 125328.44 | 0 | 0 | 0 | 0 | 0 | 0 | 0 | 0 | 0 | 0 |  | 0
Lateral Hardening-Fuse-10477231 | Lateral Hardening | 121791.94 | 0 | 0 | 0 | 0 | 0 | 0 | 0 | 0 | 0 | 0 |  | 0
Lateral Hardening-Fuse-10477232 | Lateral Hardening | 758887.41 | 0 | 0 | 0 | 0 | 2028 | 0 | 0 | 0 | 0 | 0 |  | 2028
Lateral Hardening-Fuse-10477646 | Lateral Hardening | 1112936.61 | 0 | 0 | 0 | 0 | 2028 | 0 | 0 | 0 | 0 | 0 |  | 2028
Lateral Hardening-Fuse-10477648 | Lateral Hardening | 269376.06 | 0 | 0 | 0 | 0 | 0 | 0 | 0 | 0 | 0 | 0 |  | 0
Lateral Hardening-Fuse-10477654 | Lateral Hardening | 839132.36 | 0 | 0 | 0 | 0 | 0 | 0 | 0 | 0 | 0 | 0 |  | 0
Lateral Hardening-Fuse-10477659 | Lateral Hardening | 228600.99 | 0 | 0 | 0 | 0 | 0 | 0 | 0 | 0 | 0 | 0 |  | 0
Lateral Hardening-Fuse-10477660 | Lateral Hardening | 74543.29 | 0 | 0 | 0 | 0 | 0 | 0 | 0 | 0 | 0 | 0 |  | 0
Lateral Hardening-Fuse-10477661 | Lateral Hardening | 88717.15 | 0 | 0 | 0 | 0 | 0 | 0 | 0 | 0 | 0 | 0 |  | 0
Lateral Hardening-Fuse-10477662 | Lateral Hardening | 77761.75 | 0 | 0 | 0 | 0 | 0 | 0 | 0 | 0 | 0 | 0 |  | 0
Lateral Hardening-Fuse-10477663 | Lateral Hardening | 50000 | 0 | 0 | 0 | 0 | 0 | 0 | 0 | 0 | 0 | 0 |  | 0
Lateral Hardening-Fuse-10477668 | Lateral Hardening | 50000 | 0 | 0 | 0 | 0 | 2028 | 0 | 0 | 0 | 0 | 0 |  | 2028
Lateral Hardening-Fuse-10477670 | Lateral Hardening | 50000 | 0 | 0 | 0 | 0 | 0 | 0 | 0 | 0 | 0 | 0 |  | 0
Lateral Hardening-Fuse-10477673 | Lateral Hardening | 77083.83 | 0 | 0 | 0 | 0 | 0 | 0 | 0 | 0 | 0 | 0 |  | 0
Lateral Hardening-Fuse-10478104 | Lateral Hardening | 52773.39 | 0 | 0 | 0 | 0 | 0 | 0 | 0 | 0 | 0 | 0 |  | 0
Lateral Hardening-Fuse-10478105 | Lateral Hardening | 51939.17 | 0 | 0 | 0 | 0 | 0 | 0 | 0 | 0 | 0 | 0 |  | 0
Lateral Hardening-Fuse-10479371 | Lateral Hardening | 50000 | 0 | 0 | 0 | 0 | 0 | 0 | 0 | 0 | 0 | 0 |  | 0
Lateral Hardening-Fuse-10479379 | Lateral Hardening | 127280.2 | 0 | 0 | 0 | 0 | 0 | 0 | 0 | 0 | 0 | 0 |  | 0
Lateral Hardening-Fuse-10479381 | Lateral Hardening | 209902.32 | 0 | 0 | 0 | 0 | 2024 | 0 | 0 | 0 | 0 | 0 |  | 2024
Lateral Hardening-Fuse-10479383 | Lateral Hardening | 280853.42 | 0 | 0 | 0 | 0 | 0 | 0 | 0 | 0 | 0 | 0 |  | 0
Lateral Hardening-Fuse-10479385 | Lateral Hardening | 50000 | 0 | 0 | 0 | 0 | 0 | 0 | 0 | 0 | 0 | 0 |  | 0
Lateral Hardening-Fuse-10479389 | Lateral Hardening | 50000 | 0 | 0 | 0 | 0 | 0 | 0 | 0 | 0 | 0 | 0 |  | 0
Lateral Hardening-Fuse-10479397 | Lateral Hardening | 417606.83 | 0 | 0 | 0 | 0 | 0 | 0 | 0 | 0 | 0 | 0 |  | 0
Lateral Hardening-Fuse-10479399 | Lateral Hardening | 320032.27 | 0 | 0 | 0 | 0 | 0 | 0 | 0 | 0 | 0 | 0 |  | 0
Lateral Hardening-Fuse-10479400 | Lateral Hardening | 120541.7 | 0 | 0 | 0 | 0 | 0 | 0 | 0 | 0 | 0 | 0 |  | 0
Lateral Hardening-Fuse-10479404 | Lateral Hardening | 51624.37 | 0 | 0 | 0 | 0 | 0 | 0 | 0 | 0 | 0 | 0 |  | 0
Lateral Hardening-Fuse-10479406 | Lateral Hardening | 58901.99 | 0 | 0 | 0 | 0 | 0 | 0 | 0 | 0 | 0 | 0 |  | 0
Lateral Hardening-Fuse-10479414 | Lateral Hardening | 54394.61 | 0 | 0 | 0 | 0 | 0 | 0 | 0 | 0 | 0 | 0 |  | 0
Lateral Hardening-Fuse-10479416 | Lateral Hardening | 72086.37 | 0 | 0 | 0 | 0 | 0 | 0 | 0 | 0 | 0 | 0 |  | 0
Lateral Hardening-Fuse-10479418 | Lateral Hardening | 280066.24 | 0 | 0 | 0 | 0 | 2028 | 0 | 0 | 0 | 0 | 0 |  | 2029 | 2029
Lateral Hardening-Fuse-10479420 | Lateral Hardening | 243786.28 | 0 | 0 | 0 | 0 | 0 | 0 | 0 | 0 | 0 | 0 |  | 0
Lateral Hardening-Fuse-10479424 | Lateral Hardening | 51797.51 | 0 | 0 | 0 | 0 | 0 | 0 | 0 | 0 | 0 | 0 |  | 0
Lateral Hardening-Fuse-10479426 | Lateral Hardening | 159070.69 | 0 | 0 | 0 | 0 | 0 | 0 | 0 | 0 | 0 | 0 |  | 0
Lateral Hardening-Fuse-10479428 | Lateral Hardening | 327464.46 | 0 | 0 | 0 | 0 | 0 | 0 | 0 | 0 | 0 | 0 |  | 0
Lateral Hardening-Fuse-10479430 | Lateral Hardening | 284405.1 | 0 | 0 | 0 | 0 | 0 | 0 | 0 | 0 | 0 | 0 |  | 0
Lateral Hardening-Fuse-10479437 | Lateral Hardening | 604459.31 | 0 | 0 | 0 | 0 | 0 | 0 | 0 | 0 | 0 | 0 |  | 0
Lateral Hardening-Fuse-10479439 | Lateral Hardening | 204889.83 | 0 | 0 | 0 | 0 | 2028 | 0 | 0 | 0 | 0 | 0 |  | 2029 | 2029
Lateral Hardening-Fuse-10479443 | Lateral Hardening | 246327.51 | 0 | 0 | 0 | 0 | 2024 | 0 | 0 | 0 | 0 | 0 |  | 2024
Lateral Hardening-Fuse-10481905 | Lateral Hardening | 268257.66 | 0 | 0 | 0 | 0 | 0 | 0 | 0 | 0 | 0 | 0 |  | 0
Lateral Hardening-Fuse-10481911 | Lateral Hardening | 1344664.7 | 0 | 0 | 0 | 0 | 0 | 0 | 0 | 0 | 0 | 0 |  | 0
Lateral Hardening-Fuse-10482592 | Lateral Hardening | 93851.96 | 0 | 0 | 0 | 0 | 0 | 0 | 0 | 0 | 0 | 0 |  | 0
Lateral Hardening-Fuse-10482593 | Lateral Hardening | 166271.61 | 0 | 0 | 0 | 0 | 2022 | 0 | 0 | 0 | 0 | 0 |  | 2025 | 2025
Lateral Hardening-Fuse-10482595 | Lateral Hardening | 50000 | 0 | 0 | 0 | 0 | 0 | 0 | 0 | 0 | 0 | 0 |  | 0
Lateral Hardening-Fuse-10482598 | Lateral Hardening | 265506.18 | 0 | 0 | 0 | 0 | 0 | 0 | 0 | 0 | 0 | 0 |  | 0
Lateral Hardening-Fuse-10482599 | Lateral Hardening | 221688.85 | 0 | 0 | 0 | 0 | 0 | 0 | 0 | 0 | 0 | 0 |  | 0
Lateral Hardening-Fuse-10482600 | Lateral Hardening | 179848.06 | 0 | 0 | 0 | 0 | 2025 | 0 | 0 | 0 | 0 | 0 |  | 2023 | 2023
Lateral Hardening-Fuse-10482605 | Lateral Hardening | 50753.67 | 0 | 0 | 0 | 0 | 0 | 0 | 0 | 0 | 0 | 0 |  | 0
Lateral Hardening-Fuse-10482606 | Lateral Hardening | 55648.81 | 0 | 0 | 0 | 0 | 0 | 0 | 0 | 0 | 0 | 0 |  | 0
Lateral Hardening-Fuse-10482607 | Lateral Hardening | 76269.69 | 0 | 0 | 0 | 0 | 0 | 0 | 0 | 0 | 0 | 0 |  | 0
Lateral Hardening-Fuse-10482609 | Lateral Hardening | 90346.99 | 0 | 0 | 0 | 0 | 0 | 0 | 0 | 0 | 0 | 0 |  | 0
Lateral Hardening-Fuse-10482610 | Lateral Hardening | 59877.87 | 0 | 0 | 0 | 0 | 0 | 0 | 0 | 0 | 0 | 0 |  | 0
Lateral Hardening-Fuse-10482611 | Lateral Hardening | 141321.02 | 0 | 0 | 0 | 0 | 0 | 0 | 0 | 0 | 0 | 0 |  | 0
Lateral Hardening-Fuse-10482612 | Lateral Hardening | 248273.71 | 0 | 0 | 0 | 0 | 0 | 0 | 0 | 0 | 0 | 0 |  | 0
Lateral Hardening-Fuse-10482615 | Lateral Hardening | 468402.21 | 0 | 0 | 0 | 0 | 0 | 0 | 0 | 0 | 0 | 0 |  | 0
Lateral Hardening-Fuse-10482617 | Lateral Hardening | 459234.03 | 0 | 0 | 0 | 0 | 2025 | 0 | 0 | 0 | 0 | 0 |  | 2023 | 2023
Lateral Hardening-Fuse-10482618 | Lateral Hardening | 252566.42 | 0 | 0 | 0 | 0 | 0 | 0 | 0 | 0 | 0 | 0 |  | 0
Lateral Hardening-Fuse-10483754 | Lateral Hardening | 330362.89 | 0 | 0 | 0 | 0 | 0 | 0 | 0 | 0 | 0 | 0 |  | 0
Lateral Hardening-Fuse-10483756 | Lateral Hardening | 153666.87 | 0 | 0 | 0 | 0 | 2024 | 0 | 0 | 0 | 0 | 0 |  | 2024
Lateral Hardening-Fuse-10483757 | Lateral Hardening | 207727.79 | 0 | 0 | 0 | 0 | 2024 | 0 | 0 | 0 | 0 | 0 |  | 2024
Lateral Hardening-Fuse-10483771 | Lateral Hardening | 51687.33 | 0 | 0 | 0 | 0 | 0 | 0 | 0 | 0 | 0 | 0 |  | 0
Lateral Hardening-Fuse-10483785 | Lateral Hardening | 733214.86 | 0 | 0 | 0 | 0 | 2024 | 0 | 0 | 0 | 0 | 0 |  | 2024
Lateral Hardening-Fuse-10483787 | Lateral Hardening | 154936.81 | 0 | 0 | 0 | 0 | 0 | 0 | 0 | 0 | 0 | 0 |  | 0
Lateral Hardening-Fuse-10483791 | Lateral Hardening | 802532.25 | 0 | 0 | 0 | 0 | 2026 | 0 | 0 | 0 | 0 | 0 |  | 0 | 0
Lateral Hardening-Fuse-10483807 | Lateral Hardening | 69983.69 | 0 | 0 | 0 | 0 | 0 | 0 | 0 | 0 | 0 | 0 |  | 0
Lateral Hardening-Fuse-10483813 | Lateral Hardening | 50000 | 0 | 0 | 0 | 0 | 0 | 0 | 0 | 0 | 0 | 0 |  | 0
Lateral Hardening-Fuse-10483818 | Lateral Hardening | 166090.73 | 0 | 0 | 0 | 0 | 0 | 0 | 0 | 0 | 0 | 0 |  | 2024 | 2024
Lateral Hardening-Fuse-10483820 | Lateral Hardening | 328048.32 | 0 | 0 | 0 | 0 | 0 | 0 | 0 | 0 | 0 | 0 |  | 0
Lateral Hardening-Fuse-10483831 | Lateral Hardening | 50000 | 0 | 0 | 0 | 0 | 0 | 0 | 0 | 0 | 0 | 0 |  | 0
Lateral Hardening-Fuse-10484759 | Lateral Hardening | 109581.96 | 0 | 0 | 0 | 0 | 0 | 0 | 0 | 0 | 0 | 0 |  | 0
Lateral Hardening-Fuse-10484779 | Lateral Hardening | 56188.97 | 0 | 0 | 0 | 0 | 0 | 0 | 0 | 0 | 0 | 0 |  | 0
Lateral Hardening-Fuse-10484792 | Lateral Hardening | 116035.36 | 0 | 0 | 0 | 0 | 0 | 0 | 0 | 0 | 0 | 0 |  | 0
Lateral Hardening-Fuse-10484794 | Lateral Hardening | 50000 | 0 | 0 | 0 | 0 | 0 | 0 | 0 | 0 | 0 | 0 |  | 0
Lateral Hardening-Fuse-10484796 | Lateral Hardening | 126624.12 | 0 | 0 | 0 | 0 | 0 | 0 | 0 | 0 | 0 | 0 |  | 2027 | 2027
Lateral Hardening-Fuse-10484800 | Lateral Hardening | 161778.71 | 0 | 0 | 0 | 0 | 2026 | 0 | 0 | 0 | 0 | 0 |  | 2026
Lateral Hardening-Fuse-10484801 | Lateral Hardening | 62978.65 | 0 | 0 | 0 | 0 | 0 | 0 | 0 | 0 | 0 | 0 |  | 0
Lateral Hardening-Fuse-10484802 | Lateral Hardening | 118248.66 | 0 | 0 | 0 | 0 | 0 | 0 | 0 | 0 | 0 | 0 |  | 0
Lateral Hardening-Fuse-10484806 | Lateral Hardening | 78645.25 | 0 | 0 | 0 | 0 | 0 | 0 | 0 | 0 | 0 | 0 |  | 0
Lateral Hardening-Fuse-10484813 | Lateral Hardening | 105389.38 | 0 | 0 | 0 | 0 | 0 | 0 | 0 | 0 | 0 | 0 |  | 0
Lateral Hardening-Fuse-10484816 | Lateral Hardening | 97756.27 | 0 | 0 | 0 | 0 | 0 | 0 | 0 | 0 | 0 | 0 |  | 0
Lateral Hardening-Fuse-10484830 | Lateral Hardening | 50000 | 0 | 0 | 0 | 0 | 2028 | 0 | 0 | 0 | 0 | 0 |  | 0 | 0
Lateral Hardening-Fuse-10484831 | Lateral Hardening | 96648.68 | 0 | 0 | 0 | 0 | 0 | 0 | 0 | 0 | 0 | 0 |  | 0
Lateral Hardening-Fuse-10484837 | Lateral Hardening | 71495.97 | 0 | 0 | 0 | 0 | 0 | 0 | 0 | 0 | 0 | 0 |  | 0
Lateral Hardening-Fuse-10487430 | Lateral Hardening | 50000 | 0 | 0 | 0 | 0 | 0 | 0 | 0 | 0 | 0 | 0 |  | 0
Lateral Hardening-Fuse-10487438 | Lateral Hardening | 104413.5 | 0 | 0 | 0 | 0 | 0 | 0 | 0 | 0 | 0 | 0 |  | 0
Lateral Hardening-Fuse-10487439 | Lateral Hardening | 62721.07 | 0 | 0 | 0 | 0 | 0 | 0 | 0 | 0 | 0 | 0 |  | 0
Lateral Hardening-Fuse-10487450 | Lateral Hardening | 417681.22 | 0 | 0 | 0 | 0 | 0 | 0 | 0 | 0 | 0 | 0 |  | 0
Lateral Hardening-Fuse-10487454 | Lateral Hardening | 294463.08 | 0 | 0 | 0 | 0 | 0 | 0 | 0 | 0 | 0 | 0 |  | 2026 | 2026
Lateral Hardening-Fuse-10487457 | Lateral Hardening | 258704.23 | 0 | 0 | 0 | 0 | 2026 | 0 | 0 | 0 | 0 | 0 |  | 2026
Lateral Hardening-Fuse-10487460 | Lateral Hardening | 51336.05 | 0 | 0 | 0 | 0 | 0 | 0 | 0 | 0 | 0 | 0 |  | 0
Lateral Hardening-Fuse-10487461 | Lateral Hardening | 52847.09 | 0 | 0 | 0 | 0 | 0 | 0 | 0 | 0 | 0 | 0 |  | 0
Lateral Hardening-Fuse-10487462 | Lateral Hardening | 58434.79 | 0 | 0 | 0 | 0 | 0 | 0 | 0 | 0 | 0 | 0 |  | 0
Lateral Hardening-Fuse-10487463 | Lateral Hardening | 372653.77 | 0 | 0 | 0 | 0 | 2026 | 0 | 0 | 0 | 0 | 0 |  | 2026
Lateral Hardening-Fuse-10487466 | Lateral Hardening | 50000 | 0 | 0 | 0 | 0 | 0 | 0 | 0 | 0 | 0 | 0 |  | 0
Lateral Hardening-Fuse-10487467 | Lateral Hardening | 111491.5 | 0 | 0 | 0 | 0 | 0 | 0 | 0 | 0 | 0 | 0 |  | 0
Lateral Hardening-Fuse-10487468 | Lateral Hardening | 283128.45 | 0 | 0 | 0 | 0 | 0 | 0 | 0 | 0 | 0 | 0 |  | 0
Lateral Hardening-Fuse-10487486 | Lateral Hardening | 53586.87 | 0 | 0 | 0 | 0 | 0 | 0 | 0 | 0 | 0 | 0 |  | 0
Lateral Hardening-Fuse-10487487 | Lateral Hardening | 241489.28 | 0 | 0 | 0 | 0 | 0 | 0 | 0 | 0 | 0 | 0 |  | 0
Lateral Hardening-Fuse-10487494 | Lateral Hardening | 50000 | 0 | 0 | 0 | 0 | 0 | 0 | 0 | 0 | 0 | 0 |  | 0
Lateral Hardening-Fuse-10487500 | Lateral Hardening | 380653.57 | 0 | 0 | 0 | 0 | 0 | 0 | 0 | 0 | 0 | 0 |  | 0
Lateral Hardening-Fuse-10487509 | Lateral Hardening | 161531.3 | 0 | 0 | 0 | 0 | 0 | 0 | 0 | 0 | 0 | 0 |  | 0
Lateral Hardening-Fuse-10487517 | Lateral Hardening | 60905.97 | 0 | 0 | 0 | 0 | 0 | 0 | 0 | 0 | 0 | 0 |  | 0
Lateral Hardening-Fuse-10487518 | Lateral Hardening | 51451.23 | 0 | 0 | 0 | 0 | 0 | 0 | 0 | 0 | 0 | 0 |  | 0
Lateral Hardening-Fuse-10487519 | Lateral Hardening | 54410.35 | 0 | 0 | 0 | 0 | 0 | 0 | 0 | 0 | 0 | 0 |  | 0
Lateral Hardening-Fuse-10487520 | Lateral Hardening | 50000 | 0 | 0 | 0 | 0 | 0 | 0 | 0 | 0 | 0 | 0 |  | 0
Lateral Hardening-Fuse-10487521 | Lateral Hardening | 356554.15 | 0 | 0 | 0 | 0 | 0 | 0 | 0 | 0 | 0 | 0 |  | 0
Lateral Hardening-Fuse-10487522 | Lateral Hardening | 50000 | 0 | 0 | 0 | 0 | 0 | 0 | 0 | 0 | 0 | 0 |  | 0
Lateral Hardening-Fuse-10487523 | Lateral Hardening | 371643.14 | 0 | 0 | 0 | 0 | 2024 | 0 | 0 | 0 | 0 | 0 |  | 2024
Lateral Hardening-Fuse-10487525 | Lateral Hardening | 53214.11 | 0 | 0 | 0 | 0 | 0 | 0 | 0 | 0 | 0 | 0 |  | 0
Lateral Hardening-Fuse-10487526 | Lateral Hardening | 969404.71 | 0 | 0 | 0 | 0 | 2024 | 0 | 0 | 0 | 0 | 0 |  | 2024
Lateral Hardening-Fuse-10487547 | Lateral Hardening | 98427.3 | 0 | 0 | 0 | 0 | 0 | 0 | 0 | 0 | 0 | 0 |  | 0
Lateral Hardening-Fuse-10487551 | Lateral Hardening | 52096.57 | 0 | 0 | 0 | 0 | 0 | 0 | 0 | 0 | 0 | 0 |  | 0
Lateral Hardening-Fuse-10487571 | Lateral Hardening | 68147.11 | 0 | 0 | 0 | 0 | 0 | 0 | 0 | 0 | 0 | 0 |  | 0
Lateral Hardening-Fuse-10487579 | Lateral Hardening | 118593.14 | 0 | 0 | 0 | 0 | 0 | 0 | 0 | 0 | 0 | 0 |  | 0
Lateral Hardening-Fuse-10487580 | Lateral Hardening | 55307.53 | 0 | 0 | 0 | 0 | 0 | 0 | 0 | 0 | 0 | 0 |  | 0
Lateral Hardening-Fuse-10487581 | Lateral Hardening | 59987.31 | 0 | 0 | 0 | 0 | 0 | 0 | 0 | 0 | 0 | 0 |  | 0
Lateral Hardening-Fuse-10487585 | Lateral Hardening | 81797.95 | 0 | 0 | 0 | 0 | 2024 | 0 | 0 | 0 | 0 | 0 |  | 2024
Lateral Hardening-Fuse-10487590 | Lateral Hardening | 50000 | 0 | 0 | 0 | 0 | 0 | 0 | 0 | 0 | 0 | 0 |  | 0
Lateral Hardening-Fuse-10487593 | Lateral Hardening | 110762.46 | 0 | 0 | 0 | 0 | 0 | 0 | 0 | 0 | 0 | 0 |  | 0
Lateral Hardening-Fuse-10492866 | Lateral Hardening | 51498.45 | 0 | 0 | 0 | 0 | 0 | 0 | 0 | 0 | 0 | 0 |  | 0
Lateral Hardening-Fuse-10492896 | Lateral Hardening | 65069.05 | 0 | 0 | 0 | 0 | 0 | 0 | 0 | 0 | 0 | 0 |  | 0
Lateral Hardening-Fuse-10492944 | Lateral Hardening | 50837.37 | 0 | 0 | 0 | 0 | 0 | 0 | 0 | 0 | 0 | 0 |  | 0
Lateral Hardening-Fuse-10492948 | Lateral Hardening | 52600.25 | 0 | 0 | 0 | 0 | 0 | 0 | 0 | 0 | 0 | 0 |  | 0
Lateral Hardening-Fuse-10492951 | Lateral Hardening | 60008.79 | 0 | 0 | 0 | 0 | 0 | 0 | 0 | 0 | 0 | 0 |  | 0
Lateral Hardening-Fuse-10493792 | Lateral Hardening | 398017.8 | 0 | 0 | 0 | 0 | 0 | 0 | 0 | 0 | 0 | 0 |  | 0
Lateral Hardening-Fuse-10493793 | Lateral Hardening | 337106.09 | 0 | 0 | 0 | 0 | 0 | 0 | 0 | 0 | 0 | 0 |  | 0
Lateral Hardening-Fuse-10493794 | Lateral Hardening | 148556.42 | 0 | 0 | 0 | 0 | 0 | 0 | 0 | 0 | 0 | 0 |  | 0
Lateral Hardening-Fuse-10493801 | Lateral Hardening | 487660.21 | 0 | 0 | 0 | 0 | 2021 | 0 | 0 | 0 | 0 | 0 |  | 2021
Lateral Hardening-Fuse-10496839 | Lateral Hardening | 50000 | 0 | 0 | 0 | 0 | 0 | 0 | 0 | 0 | 0 | 0 |  | 0
Lateral Hardening-Fuse-10496841 | Lateral Hardening | 81384.1 | 0 | 0 | 0 | 0 | 0 | 0 | 0 | 0 | 0 | 0 |  | 0
Lateral Hardening-Fuse-10496844 | Lateral Hardening | 77054.38 | 0 | 0 | 0 | 0 | 0 | 0 | 0 | 0 | 0 | 0 |  | 0
Lateral Hardening-Fuse-10496847 | Lateral Hardening | 337963.16 | 0 | 0 | 0 | 0 | 0 | 0 | 0 | 0 | 0 | 0 |  | 0
Lateral Hardening-Fuse-10496850 | Lateral Hardening | 84092.93 | 0 | 0 | 0 | 0 | 0 | 0 | 0 | 0 | 0 | 0 |  | 0
Lateral Hardening-Fuse-10496855 | Lateral Hardening | 148719.41 | 0 | 0 | 0 | 0 | 0 | 0 | 0 | 0 | 0 | 0 |  | 0
Lateral Hardening-Fuse-10497389 | Lateral Hardening | 279341.59 | 0 | 0 | 0 | 0 | 0 | 0 | 0 | 0 | 0 | 0 |  | 0
Lateral Hardening-Fuse-10497391 | Lateral Hardening | 111455.02 | 0 | 0 | 0 | 0 | 0 | 0 | 0 | 0 | 0 | 0 |  | 0
Lateral Hardening-Fuse-10497396 | Lateral Hardening | 164481.99 | 0 | 0 | 0 | 0 | 2021 | 0 | 0 | 0 | 0 | 0 |  | 2021
Lateral Hardening-Fuse-10497397 | Lateral Hardening | 205343.46 | 0 | 0 | 0 | 0 | 0 | 0 | 0 | 0 | 0 | 0 |  | 0
Lateral Hardening-Fuse-10497398 | Lateral Hardening | 52107.31 | 0 | 0 | 0 | 0 | 0 | 0 | 0 | 0 | 0 | 0 |  | 2021 | 2021
Lateral Hardening-Fuse-10497400 | Lateral Hardening | 335497.12 | 0 | 0 | 0 | 0 | 0 | 0 | 0 | 0 | 0 | 0 |  | 0
Lateral Hardening-Fuse-10497403 | Lateral Hardening | 203700.76 | 0 | 0 | 0 | 0 | 0 | 0 | 0 | 0 | 0 | 0 |  | 0
Lateral Hardening-Fuse-10501109 | Lateral Hardening | 57512.05 | 0 | 0 | 0 | 0 | 0 | 0 | 0 | 0 | 0 | 0 |  | 0
Lateral Hardening-Fuse-10501110 | Lateral Hardening | 50000 | 0 | 0 | 0 | 0 | 2021 | 0 | 0 | 0 | 0 | 0 |  | 2021
Lateral Hardening-Fuse-10501112 | Lateral Hardening | 90895.88 | 0 | 0 | 0 | 0 | 0 | 0 | 0 | 0 | 0 | 0 |  | 0
Lateral Hardening-Fuse-10501126 | Lateral Hardening | 50000 | 0 | 0 | 0 | 0 | 0 | 0 | 0 | 0 | 0 | 0 |  | 0
Lateral Hardening-Fuse-10501127 | Lateral Hardening | 224973.46 | 0 | 0 | 0 | 0 | 0 | 0 | 0 | 0 | 0 | 0 |  | 0
Lateral Hardening-Fuse-10501128 | Lateral Hardening | 108207.58 | 0 | 0 | 0 | 0 | 0 | 0 | 0 | 0 | 0 | 0 |  | 0
Lateral Hardening-Fuse-10501129 | Lateral Hardening | 196602.76 | 0 | 0 | 0 | 0 | 0 | 0 | 0 | 0 | 0 | 0 |  | 0
Lateral Hardening-Fuse-10501132 | Lateral Hardening | 89305.58 | 0 | 0 | 0 | 0 | 2021 | 0 | 0 | 0 | 0 | 0 |  | 2021
Lateral Hardening-Fuse-10501133 | Lateral Hardening | 258579.1 | 0 | 0 | 0 | 0 | 2021 | 0 | 0 | 0 | 0 | 0 |  | 2021
Lateral Hardening-Fuse-10501136 | Lateral Hardening | 606550.53 | 0 | 0 | 0 | 0 | 0 | 0 | 0 | 0 | 0 | 0 |  | 0
Lateral Hardening-Fuse-10501137 | Lateral Hardening | 84888.08 | 0 | 0 | 0 | 0 | 0 | 0 | 0 | 0 | 0 | 0 |  | 0
Lateral Hardening-Fuse-10501138 | Lateral Hardening | 59983.05 | 0 | 0 | 0 | 0 | 0 | 0 | 0 | 0 | 0 | 0 |  | 0
Lateral Hardening-Fuse-10501141 | Lateral Hardening | 263085.81 | 0 | 0 | 0 | 0 | 2021 | 0 | 0 | 0 | 0 | 0 |  | 2021
Lateral Hardening-Fuse-10501142 | Lateral Hardening | 50000 | 0 | 0 | 0 | 0 | 0 | 0 | 0 | 0 | 0 | 0 |  | 0
Lateral Hardening-Fuse-10501145 | Lateral Hardening | 95579 | 0 | 0 | 0 | 0 | 0 | 0 | 0 | 0 | 0 | 0 |  | 0
Lateral Hardening-Fuse-10501149 | Lateral Hardening | 108762.74 | 0 | 0 | 0 | 0 | 0 | 0 | 0 | 0 | 0 | 0 |  | 0
Lateral Hardening-Fuse-10501150 | Lateral Hardening | 346254.5 | 0 | 0 | 0 | 0 | 2021 | 0 | 0 | 0 | 0 | 0 |  | 2021
Lateral Hardening-Fuse-10501155 | Lateral Hardening | 50000 | 0 | 0 | 0 | 0 | 0 | 0 | 0 | 0 | 0 | 0 |  | 0
Lateral Hardening-Fuse-10503439 | Lateral Hardening | 63027.85 | 0 | 0 | 0 | 0 | 0 | 0 | 0 | 0 | 0 | 0 |  | 0
Lateral Hardening-Fuse-10503441 | Lateral Hardening | 94701.92 | 0 | 0 | 0 | 0 | 0 | 0 | 0 | 0 | 0 | 0 |  | 0
Lateral Hardening-Fuse-10503447 | Lateral Hardening | 224285.9 | 0 | 0 | 0 | 0 | 0 | 0 | 0 | 0 | 0 | 0 |  | 0
Lateral Hardening-Fuse-10503448 | Lateral Hardening | 54767.37 | 0 | 0 | 0 | 0 | 0 | 0 | 0 | 0 | 0 | 0 |  | 0
Lateral Hardening-Fuse-10503449 | Lateral Hardening | 230414.5 | 0 | 0 | 0 | 0 | 0 | 0 | 0 | 0 | 0 | 0 |  | 0
Lateral Hardening-Fuse-10503450 | Lateral Hardening | 304798.91 | 0 | 0 | 0 | 0 | 0 | 0 | 0 | 0 | 0 | 0 |  | 0
Lateral Hardening-Fuse-10503451 | Lateral Hardening | 64279.33 | 0 | 0 | 0 | 0 | 0 | 0 | 0 | 0 | 0 | 0 |  | 0
Lateral Hardening-Fuse-10503458 | Lateral Hardening | 157440.26 | 0 | 0 | 0 | 0 | 0 | 0 | 0 | 0 | 0 | 0 |  | 0
Lateral Hardening-Fuse-10503459 | Lateral Hardening | 50000 | 0 | 0 | 0 | 0 | 0 | 0 | 0 | 0 | 0 | 0 |  | 0
Lateral Hardening-Fuse-10503460 | Lateral Hardening | 50000 | 0 | 0 | 0 | 0 | 0 | 0 | 0 | 0 | 0 | 0 |  | 0
Lateral Hardening-Fuse-10503461 | Lateral Hardening | 223561.86 | 0 | 0 | 0 | 0 | 0 | 0 | 0 | 0 | 0 | 0 |  | 0
Lateral Hardening-Fuse-10503462 | Lateral Hardening | 125370.66 | 0 | 0 | 0 | 0 | 0 | 0 | 0 | 0 | 0 | 0 |  | 0
Lateral Hardening-Fuse-10503463 | Lateral Hardening | 157818.02 | 0 | 0 | 0 | 0 | 0 | 0 | 0 | 0 | 0 | 0 |  | 0
Lateral Hardening-Fuse-10503464 | Lateral Hardening | 301641.65 | 0 | 0 | 0 | 0 | 0 | 0 | 0 | 0 | 0 | 0 |  | 0
Lateral Hardening-Fuse-10509552 | Lateral Hardening | 367909.81 | 0 | 0 | 0 | 0 | 0 | 0 | 0 | 0 | 0 | 0 |  | 0
Lateral Hardening-Fuse-10509553 | Lateral Hardening | 56257.67 | 0 | 0 | 0 | 0 | 0 | 0 | 0 | 0 | 0 | 0 |  | 0
Lateral Hardening-Fuse-10509555 | Lateral Hardening | 60654.13 | 0 | 0 | 0 | 0 | 0 | 0 | 0 | 0 | 0 | 0 |  | 0
Lateral Hardening-Fuse-10509556 | Lateral Hardening | 483872.31 | 0 | 0 | 0 | 0 | 2024 | 0 | 0 | 0 | 0 | 0 |  | 2024
Lateral Hardening-Fuse-10509557 | Lateral Hardening | 53418.73 | 0 | 0 | 0 | 0 | 0 | 0 | 0 | 0 | 0 | 0 |  | 0
Lateral Hardening-Fuse-10509558 | Lateral Hardening | 171533.25 | 0 | 0 | 0 | 0 | 0 | 0 | 0 | 0 | 0 | 0 |  | 0
Lateral Hardening-Fuse-10509559 | Lateral Hardening | 139312.04 | 0 | 0 | 0 | 0 | 0 | 0 | 0 | 0 | 0 | 0 |  | 0
Lateral Hardening-Fuse-10509566 | Lateral Hardening | 230515.24 | 0 | 0 | 0 | 0 | 0 | 0 | 0 | 0 | 0 | 0 |  | 0
Lateral Hardening-Fuse-10509569 | Lateral Hardening | 178922.39 | 0 | 0 | 0 | 0 | 0 | 0 | 0 | 0 | 0 | 0 |  | 0
Lateral Hardening-Fuse-10509570 | Lateral Hardening | 302035.15 | 0 | 0 | 0 | 0 | 0 | 0 | 0 | 0 | 0 | 0 |  | 0
Lateral Hardening-Fuse-10509571 | Lateral Hardening | 126445.98 | 0 | 0 | 0 | 0 | 0 | 0 | 0 | 0 | 0 | 0 |  | 0
Lateral Hardening-Fuse-10509573 | Lateral Hardening | 72339.69 | 0 | 0 | 0 | 0 | 0 | 0 | 0 | 0 | 0 | 0 |  | 0
Lateral Hardening-Fuse-10509579 | Lateral Hardening | 73991.58 | 0 | 0 | 0 | 0 | 0 | 0 | 0 | 0 | 0 | 0 |  | 0
Lateral Hardening-Fuse-10509580 | Lateral Hardening | 193635.73 | 0 | 0 | 0 | 0 | 0 | 0 | 0 | 0 | 0 | 0 |  | 0
Lateral Hardening-Fuse-10509581 | Lateral Hardening | 125816.74 | 0 | 0 | 0 | 0 | 2024 | 0 | 0 | 0 | 0 | 0 |  | 2024
Lateral Hardening-Fuse-10510808 | Lateral Hardening | 1155729.64 | 0 | 0 | 0 | 0 | 0 | 0 | 0 | 0 | 0 | 0 |  | 0
Lateral Hardening-Fuse-10510811 | Lateral Hardening | 53198.37 | 0 | 0 | 0 | 0 | 0 | 0 | 0 | 0 | 0 | 0 |  | 0
Lateral Hardening-Fuse-10510813 | Lateral Hardening | 351312.73 | 0 | 0 | 0 | 0 | 0 | 0 | 0 | 0 | 0 | 0 |  | 0
Lateral Hardening-Fuse-10510817 | Lateral Hardening | 325011.24 | 0 | 0 | 0 | 0 | 0 | 0 | 0 | 0 | 0 | 0 |  | 0
Lateral Hardening-Fuse-10510818 | Lateral Hardening | 54531.27 | 0 | 0 | 0 | 0 | 2029 | 0 | 0 | 0 | 0 | 0 |  | 2027 | 2027
Lateral Hardening-Fuse-10510823 | Lateral Hardening | 955685.56 | 0 | 0 | 0 | 0 | 0 | 0 | 0 | 0 | 0 | 0 |  | 0
Lateral Hardening-Fuse-10510825 | Lateral Hardening | 50000 | 0 | 0 | 0 | 0 | 0 | 0 | 0 | 0 | 0 | 0 |  | 0
Lateral Hardening-Fuse-10510827 | Lateral Hardening | 59421.41 | 0 | 0 | 0 | 0 | 0 | 0 | 0 | 0 | 0 | 0 |  | 2029 | 2029
Lateral Hardening-Fuse-10510831 | Lateral Hardening | 243678.27 | 0 | 0 | 0 | 0 | 0 | 0 | 0 | 0 | 0 | 0 |  | 0
Lateral Hardening-Fuse-10512792 | Lateral Hardening | 153063.75 | 0 | 0 | 0 | 0 | 0 | 0 | 0 | 0 | 0 | 0 |  | 0
Lateral Hardening-Fuse-10512795 | Lateral Hardening | 109251.42 | 0 | 0 | 0 | 0 | 0 | 0 | 0 | 0 | 0 | 0 |  | 2026 | 2026
Lateral Hardening-Fuse-10512800 | Lateral Hardening | 155933.43 | 0 | 0 | 0 | 0 | 0 | 0 | 0 | 0 | 0 | 0 |  | 0
Lateral Hardening-Fuse-10512812 | Lateral Hardening | 349536.41 | 0 | 0 | 0 | 0 | 2027 | 0 | 0 | 0 | 0 | 0 |  | 2026 | 2026
Lateral Hardening-Fuse-10516391 | Lateral Hardening | 50000 | 0 | 0 | 0 | 0 | 0 | 0 | 0 | 0 | 0 | 0 |  | 0
Lateral Hardening-Fuse-10516393 | Lateral Hardening | 51708.07 | 0 | 0 | 0 | 0 | 0 | 0 | 0 | 0 | 0 | 0 |  | 0
Lateral Hardening-Fuse-10516395 | Lateral Hardening | 305708.36 | 0 | 0 | 0 | 0 | 0 | 0 | 0 | 0 | 0 | 0 |  | 0
Lateral Hardening-Fuse-10516399 | Lateral Hardening | 224259.42 | 0 | 0 | 0 | 0 | 0 | 0 | 0 | 0 | 0 | 0 |  | 0
Lateral Hardening-Fuse-10516400 | Lateral Hardening | 112194.8 | 0 | 0 | 0 | 0 | 0 | 0 | 0 | 0 | 0 | 0 |  | 0
Lateral Hardening-Fuse-10516402 | Lateral Hardening | 87922 | 0 | 0 | 0 | 0 | 0 | 0 | 0 | 0 | 0 | 0 |  | 0
Lateral Hardening-Fuse-10516405 | Lateral Hardening | 105326.42 | 0 | 0 | 0 | 0 | 0 | 0 | 0 | 0 | 0 | 0 |  | 0
Lateral Hardening-Fuse-10516406 | Lateral Hardening | 143882.32 | 0 | 0 | 0 | 0 | 2029 | 0 | 0 | 0 | 0 | 0 |  | 2029
Lateral Hardening-Fuse-10516408 | Lateral Hardening | 57254.29 | 0 | 0 | 0 | 0 | 0 | 0 | 0 | 0 | 0 | 0 |  | 0
Lateral Hardening-Fuse-10516409 | Lateral Hardening | 325618.62 | 0 | 0 | 0 | 0 | 0 | 0 | 0 | 0 | 0 | 0 |  | 0
Lateral Hardening-Fuse-10516411 | Lateral Hardening | 53596.87 | 0 | 0 | 0 | 0 | 0 | 0 | 0 | 0 | 0 | 0 |  | 0
Lateral Hardening-Fuse-10516412 | Lateral Hardening | 50000 | 0 | 0 | 0 | 0 | 0 | 0 | 0 | 0 | 0 | 0 |  | 0
Lateral Hardening-Fuse-10516414 | Lateral Hardening | 201246.06 | 0 | 0 | 0 | 0 | 2023 | 0 | 0 | 0 | 0 | 0 |  | 2025 | 2025
Lateral Hardening-Fuse-10516415 | Lateral Hardening | 58198.69 | 0 | 0 | 0 | 0 | 0 | 0 | 0 | 0 | 0 | 0 |  | 0
Lateral Hardening-Fuse-10516417 | Lateral Hardening | 51891.95 | 0 | 0 | 0 | 0 | 0 | 0 | 0 | 0 | 0 | 0 |  | 0
Lateral Hardening-Fuse-10521028 | Lateral Hardening | 51608.63 | 0 | 0 | 0 | 0 | 0 | 0 | 0 | 0 | 0 | 0 |  | 0
Lateral Hardening-Fuse-10521030 | Lateral Hardening | 158431.09 | 0 | 0 | 0 | 0 | 2029 | 0 | 0 | 0 | 0 | 0 |  | 2029
Lateral Hardening-Fuse-10521031 | Lateral Hardening | 413318.03 | 0 | 0 | 0 | 0 | 2029 | 0 | 0 | 0 | 0 | 0 |  | 0 | 0
Lateral Hardening-Fuse-10525927 | Lateral Hardening | 242385.3 | 0 | 0 | 0 | 0 | 0 | 0 | 0 | 0 | 0 | 0 |  | 0
Lateral Hardening-Fuse-10525939 | Lateral Hardening | 232299.65 | 0 | 0 | 0 | 0 | 0 | 0 | 0 | 0 | 0 | 0 |  | 0
Lateral Hardening-Fuse-10526053 | Lateral Hardening | 99230.8 | 0 | 0 | 0 | 0 | 0 | 0 | 0 | 0 | 0 | 0 |  | 0
Lateral Hardening-Fuse-10526054 | Lateral Hardening | 52112.31 | 0 | 0 | 0 | 0 | 0 | 0 | 0 | 0 | 0 | 0 |  | 0
Lateral Hardening-Fuse-10526061 | Lateral Hardening | 113354.56 | 0 | 0 | 0 | 0 | 0 | 0 | 0 | 0 | 0 | 0 |  | 0
Lateral Hardening-Fuse-10526062 | Lateral Hardening | 61630.01 | 0 | 0 | 0 | 0 | 0 | 0 | 0 | 0 | 0 | 0 |  | 0
Lateral Hardening-Fuse-10526063 | Lateral Hardening | 51435.49 | 0 | 0 | 0 | 0 | 0 | 0 | 0 | 0 | 0 | 0 |  | 0
Lateral Hardening-Fuse-10530043 | Lateral Hardening | 51015.51 | 0 | 0 | 0 | 0 | 0 | 0 | 0 | 0 | 0 | 0 |  | 0
Lateral Hardening-Fuse-10532898 | Lateral Hardening | 258936.12 | 0 | 0 | 0 | 0 | 2027 | 0 | 0 | 0 | 0 | 0 |  | 2027
Lateral Hardening-Fuse-10532909 | Lateral Hardening | 60583.02 | 0 | 0 | 0 | 0 | 2027 | 0 | 0 | 0 | 0 | 0 |  | 2027
Lateral Hardening-Fuse-10532910 | Lateral Hardening | 186948.45 | 0 | 0 | 0 | 0 | 2027 | 0 | 0 | 0 | 0 | 0 |  | 2027
Lateral Hardening-Fuse-10532915 | Lateral Hardening | 102614.14 | 0 | 0 | 0 | 0 | 0 | 0 | 0 | 0 | 0 | 0 |  | 0
Lateral Hardening-Fuse-10532916 | Lateral Hardening | 478022.82 | 0 | 0 | 0 | 0 | 0 | 0 | 0 | 0 | 0 | 0 |  | 0
Lateral Hardening-Fuse-10532917 | Lateral Hardening | 465065.13 | 0 | 0 | 0 | 0 | 0 | 0 | 0 | 0 | 0 | 0 |  | 0
Lateral Hardening-Fuse-10532920 | Lateral Hardening | 240540.32 | 0 | 0 | 0 | 0 | 0 | 0 | 0 | 0 | 0 | 0 |  | 0
Lateral Hardening-Fuse-10535978 | Lateral Hardening | 159508.3 | 0 | 0 | 0 | 0 | 0 | 0 | 0 | 0 | 0 | 0 |  | 0
Lateral Hardening-Fuse-10535980 | Lateral Hardening | 212716.31 | 0 | 0 | 0 | 0 | 0 | 0 | 0 | 0 | 0 | 0 |  | 0
Lateral Hardening-Fuse-10535985 | Lateral Hardening | 137763.78 | 0 | 0 | 0 | 0 | 0 | 0 | 0 | 0 | 0 | 0 |  | 0
Lateral Hardening-Fuse-10535986 | Lateral Hardening | 236237.74 | 0 | 0 | 0 | 0 | 2022 | 0 | 0 | 0 | 0 | 0 |  | 2023 | 2023
Lateral Hardening-Fuse-10535987 | Lateral Hardening | 169535.55 | 0 | 0 | 0 | 0 | 0 | 0 | 0 | 0 | 0 | 0 |  | 0
Lateral Hardening-Fuse-10535988 | Lateral Hardening | 50000 | 0 | 0 | 0 | 0 | 0 | 0 | 0 | 0 | 0 | 0 |  | 0
Lateral Hardening-Fuse-10535989 | Lateral Hardening | 50000 | 0 | 0 | 0 | 0 | 0 | 0 | 0 | 0 | 0 | 0 |  | 0
Lateral Hardening-Fuse-10535990 | Lateral Hardening | 194409.95 | 0 | 0 | 0 | 0 | 0 | 0 | 0 | 0 | 0 | 0 |  | 0
Lateral Hardening-Fuse-10535991 | Lateral Hardening | 342510.27 | 0 | 0 | 0 | 0 | 2022 | 0 | 0 | 0 | 0 | 0 |  | 2023 | 2023
Lateral Hardening-Fuse-10535995 | Lateral Hardening | 699546.59 | 0 | 0 | 0 | 0 | 2021 | 0 | 0 | 0 | 0 | 0 |  | 2022 | 2022
Lateral Hardening-Fuse-10535999 | Lateral Hardening | 349193.62 | 0 | 0 | 0 | 0 | 2021 | 0 | 0 | 0 | 0 | 0 |  | 2022 | 2022
Lateral Hardening-Fuse-10536000 | Lateral Hardening | 134394.68 | 0 | 0 | 0 | 0 | 0 | 0 | 0 | 0 | 0 | 0 |  | 0
Lateral Hardening-Fuse-10536001 | Lateral Hardening | 181402.23 | 0 | 0 | 0 | 0 | 0 | 0 | 0 | 0 | 0 | 0 |  | 0
Lateral Hardening-Fuse-10536015 | Lateral Hardening | 88710.21 | 0 | 0 | 0 | 0 | 0 | 0 | 0 | 0 | 0 | 0 |  | 0
Lateral Hardening-Fuse-10536016 | Lateral Hardening | 455946.34 | 0 | 0 | 0 | 0 | 2022 | 0 | 0 | 0 | 0 | 0 |  | 2023 | 2023
Lateral Hardening-Fuse-10536018 | Lateral Hardening | 176564.31 | 0 | 0 | 0 | 0 | 0 | 0 | 0 | 0 | 0 | 0 |  | 0
Lateral Hardening-Fuse-10536019 | Lateral Hardening | 86832.35 | 0 | 0 | 0 | 0 | 0 | 0 | 0 | 0 | 0 | 0 |  | 0
Lateral Hardening-Fuse-10536022 | Lateral Hardening | 255732.3 | 0 | 0 | 0 | 0 | 0 | 0 | 0 | 0 | 0 | 0 |  | 0
Lateral Hardening-Fuse-10536023 | Lateral Hardening | 317508.89 | 0 | 0 | 0 | 0 | 2022 | 0 | 0 | 0 | 0 | 0 |  | 2023 | 2023
Lateral Hardening-Fuse-10536026 | Lateral Hardening | 171396.59 | 0 | 0 | 0 | 0 | 0 | 0 | 0 | 0 | 0 | 0 |  | 0
Lateral Hardening-Fuse-10536027 | Lateral Hardening | 112981.8 | 0 | 0 | 0 | 0 | 0 | 0 | 0 | 0 | 0 | 0 |  | 0
Lateral Hardening-Fuse-10536028 | Lateral Hardening | 322678.04 | 0 | 0 | 0 | 0 | 0 | 0 | 0 | 0 | 0 | 0 |  | 2023 | 2023
Lateral Hardening-Fuse-10536032 | Lateral Hardening | 100378.32 | 0 | 0 | 0 | 0 | 0 | 0 | 0 | 0 | 0 | 0 |  | 0
Lateral Hardening-Fuse-10536035 | Lateral Hardening | 229953.63 | 0 | 0 | 0 | 0 | 0 | 0 | 0 | 0 | 0 | 0 |  | 0
Lateral Hardening-Fuse-10537245 | Lateral Hardening | 50000 | 0 | 0 | 0 | 0 | 0 | 0 | 0 | 0 | 0 | 0 |  | 0
Lateral Hardening-Fuse-10537246 | Lateral Hardening | 80241.17 | 0 | 0 | 0 | 0 | 0 | 0 | 0 | 0 | 0 | 0 |  | 0
Lateral Hardening-Fuse-10537251 | Lateral Hardening | 67900.27 | 0 | 0 | 0 | 0 | 0 | 0 | 0 | 0 | 0 | 0 |  | 0
Lateral Hardening-Fuse-10537252 | Lateral Hardening | 54164.25 | 0 | 0 | 0 | 0 | 0 | 0 | 0 | 0 | 0 | 0 |  | 0
Lateral Hardening-Fuse-10537271 | Lateral Hardening | 62323.31 | 0 | 0 | 0 | 0 | 0 | 0 | 0 | 0 | 0 | 0 |  | 0
Lateral Hardening-Fuse-10537282 | Lateral Hardening | 59816.89 | 0 | 0 | 0 | 0 | 0 | 0 | 0 | 0 | 0 | 0 |  | 0
Lateral Hardening-Fuse-10537284 | Lateral Hardening | 79937.11 | 0 | 0 | 0 | 0 | 0 | 0 | 0 | 0 | 0 | 0 |  | 0
Lateral Hardening-Fuse-10537285 | Lateral Hardening | 512457.08 | 0 | 0 | 0 | 0 | 0 | 0 | 0 | 0 | 0 | 0 |  | 0
Lateral Hardening-Fuse-10537287 | Lateral Hardening | 50000 | 0 | 0 | 0 | 0 | 0 | 0 | 0 | 0 | 0 | 0 |  | 0
Lateral Hardening-Fuse-10537296 | Lateral Hardening | 213736.43 | 0 | 0 | 0 | 0 | 0 | 0 | 0 | 0 | 0 | 0 |  | 2027 | 2027
Lateral Hardening-Fuse-10537306 | Lateral Hardening | 65197.99 | 0 | 0 | 0 | 0 | 2027 | 0 | 0 | 0 | 0 | 0 |  | 2027
Lateral Hardening-Fuse-10537309 | Lateral Hardening | 179004.75 | 0 | 0 | 0 | 0 | 0 | 0 | 0 | 0 | 0 | 0 |  | 0
Lateral Hardening-Fuse-10537311 | Lateral Hardening | 153912.97 | 0 | 0 | 0 | 0 | 0 | 0 | 0 | 0 | 0 | 0 |  | 0
Lateral Hardening-Fuse-10537312 | Lateral Hardening | 120018.32 | 0 | 0 | 0 | 0 | 0 | 0 | 0 | 0 | 0 | 0 |  | 0
Lateral Hardening-Fuse-10537315 | Lateral Hardening | 296422.48 | 0 | 0 | 0 | 0 | 2027 | 0 | 0 | 0 | 0 | 0 |  | 2027
Lateral Hardening-Fuse-10538848 | Lateral Hardening | 131976.46 | 0 | 0 | 0 | 0 | 0 | 0 | 0 | 0 | 0 | 0 |  | 0
Lateral Hardening-Fuse-10538857 | Lateral Hardening | 174449.41 | 0 | 0 | 0 | 0 | 0 | 0 | 0 | 0 | 0 | 0 |  | 0
Lateral Hardening-Fuse-10538858 | Lateral Hardening | 60712.09 | 0 | 0 | 0 | 0 | 0 | 0 | 0 | 0 | 0 | 0 |  | 0
Lateral Hardening-Fuse-10539844 | Lateral Hardening | 177550.96 | 0 | 0 | 0 | 0 | 0 | 0 | 0 | 0 | 0 | 0 |  | 0
Lateral Hardening-Fuse-10540462 | Lateral Hardening | 122794.3 | 0 | 0 | 0 | 0 | 2028 | 0 | 0 | 0 | 0 | 0 |  | 0 | 0
Lateral Hardening-Fuse-10540484 | Lateral Hardening | 725561.04 | 0 | 0 | 0 | 0 | 2028 | 0 | 0 | 0 | 0 | 0 |  | 2028
Lateral Hardening-Fuse-10540496 | Lateral Hardening | 1147179.42 | 0 | 0 | 0 | 0 | 0 | 0 | 0 | 0 | 0 | 0 |  | 0
Lateral Hardening-Fuse-10540502 | Lateral Hardening | 50952.55 | 0 | 0 | 0 | 0 | 2028 | 0 | 0 | 0 | 0 | 0 |  | 2028
Lateral Hardening-Fuse-10540504 | Lateral Hardening | 75388.25 | 0 | 0 | 0 | 0 | 0 | 0 | 0 | 0 | 0 | 0 |  | 0
Lateral Hardening-Fuse-10540506 | Lateral Hardening | 130722.26 | 0 | 0 | 0 | 0 | 0 | 0 | 0 | 0 | 0 | 0 |  | 0
Lateral Hardening-Fuse-10540507 | Lateral Hardening | 285522.45 | 0 | 0 | 0 | 0 | 2028 | 0 | 0 | 0 | 0 | 0 |  | 2028
Lateral Hardening-Fuse-10540508 | Lateral Hardening | 121634.54 | 0 | 0 | 0 | 0 | 0 | 0 | 0 | 0 | 0 | 0 |  | 2028 | 2028
Lateral Hardening-Fuse-10540509 | Lateral Hardening | 347768.87 | 0 | 0 | 0 | 0 | 0 | 0 | 0 | 0 | 0 | 0 |  | 0
Lateral Hardening-Fuse-10540510 | Lateral Hardening | 87598.05 | 0 | 0 | 0 | 0 | 0 | 0 | 0 | 0 | 0 | 0 |  | 0
Lateral Hardening-Fuse-10540511 | Lateral Hardening | 692800.6 | 0 | 0 | 0 | 0 | 0 | 0 | 0 | 0 | 0 | 0 |  | 0
Lateral Hardening-Fuse-10540513 | Lateral Hardening | 577795.64 | 0 | 0 | 0 | 0 | 2028 | 0 | 0 | 0 | 0 | 0 |  | 2028
Lateral Hardening-Fuse-10540516 | Lateral Hardening | 112510.7 | 0 | 0 | 0 | 0 | 0 | 0 | 0 | 0 | 0 | 0 |  | 0
Lateral Hardening-Fuse-10540518 | Lateral Hardening | 610433.76 | 0 | 0 | 0 | 0 | 2028 | 0 | 0 | 0 | 0 | 0 |  | 0 | 0
Lateral Hardening-Fuse-10540519 | Lateral Hardening | 62865.45 | 0 | 0 | 0 | 0 | 0 | 0 | 0 | 0 | 0 | 0 |  | 0
Lateral Hardening-Fuse-10541452 | Lateral Hardening | 63725.41 | 0 | 0 | 0 | 0 | 2026 | 0 | 0 | 0 | 0 | 0 |  | 2023 | 2023
Lateral Hardening-Fuse-10544572 | Lateral Hardening | 60428.77 | 0 | 0 | 0 | 0 | 0 | 0 | 0 | 0 | 0 | 0 |  | 0
Lateral Hardening-Fuse-10544574 | Lateral Hardening | 50609.63 | 0 | 0 | 0 | 0 | 0 | 0 | 0 | 0 | 0 | 0 |  | 0
Lateral Hardening-Fuse-10544608 | Lateral Hardening | 464201.62 | 0 | 0 | 0 | 0 | 0 | 0 | 0 | 0 | 0 | 0 |  | 0
Lateral Hardening-Fuse-10544609 | Lateral Hardening | 73513.71 | 0 | 0 | 0 | 0 | 0 | 0 | 0 | 0 | 0 | 0 |  | 0
Lateral Hardening-Fuse-10544611 | Lateral Hardening | 104167.4 | 0 | 0 | 0 | 0 | 0 | 0 | 0 | 0 | 0 | 0 |  | 0
Lateral Hardening-Fuse-10544626 | Lateral Hardening | 65806.85 | 0 | 0 | 0 | 0 | 0 | 0 | 0 | 0 | 0 | 0 |  | 0
Lateral Hardening-Fuse-10544627 | Lateral Hardening | 122888.74 | 0 | 0 | 0 | 0 | 0 | 0 | 0 | 0 | 0 | 0 |  | 0
Lateral Hardening-Fuse-10544630 | Lateral Hardening | 50000 | 0 | 0 | 0 | 0 | 0 | 0 | 0 | 0 | 0 | 0 |  | 0
Lateral Hardening-Fuse-10544631 | Lateral Hardening | 339745.41 | 0 | 0 | 0 | 0 | 0 | 0 | 0 | 0 | 0 | 0 |  | 0
Lateral Hardening-Fuse-10544633 | Lateral Hardening | 141384.34 | 0 | 0 | 0 | 0 | 2022 | 0 | 0 | 0 | 0 | 0 |  | 0 | 0
Lateral Hardening-Fuse-10544635 | Lateral Hardening | 240457.95 | 0 | 0 | 0 | 0 | 2022 | 0 | 0 | 0 | 0 | 0 |  | 2022
Lateral Hardening-Fuse-10544642 | Lateral Hardening | 319209.02 | 0 | 0 | 0 | 0 | 0 | 0 | 0 | 0 | 0 | 0 |  | 0
Lateral Hardening-Fuse-10545819 | Lateral Hardening | 112101.1 | 0 | 0 | 0 | 0 | 0 | 0 | 0 | 0 | 0 | 0 |  | 0
Lateral Hardening-Fuse-10545826 | Lateral Hardening | 57117.63 | 0 | 0 | 0 | 0 | 0 | 0 | 0 | 0 | 0 | 0 |  | 0
Lateral Hardening-Fuse-10545833 | Lateral Hardening | 271580.29 | 0 | 0 | 0 | 0 | 2024 | 0 | 0 | 0 | 0 | 0 |  | 2026 | 2026
Lateral Hardening-Fuse-10545835 | Lateral Hardening | 50000 | 0 | 0 | 0 | 0 | 0 | 0 | 0 | 0 | 0 | 0 |  | 0
Lateral Hardening-Fuse-10545839 | Lateral Hardening | 108574.6 | 0 | 0 | 0 | 0 | 0 | 0 | 0 | 0 | 0 | 0 |  | 0
Lateral Hardening-Fuse-10545845 | Lateral Hardening | 50000 | 0 | 0 | 0 | 0 | 2024 | 0 | 0 | 0 | 0 | 0 |  | 2026 | 2026
Lateral Hardening-Fuse-10545847 | Lateral Hardening | 90130.75 | 0 | 0 | 0 | 0 | 2024 | 0 | 0 | 0 | 0 | 0 |  | 2026 | 2026
Lateral Hardening-Fuse-10545848 | Lateral Hardening | 116670.7 | 0 | 0 | 0 | 0 | 2024 | 0 | 0 | 0 | 0 | 0 |  | 2026 | 2026
Lateral Hardening-Fuse-10545851 | Lateral Hardening | 700819.26 | 0 | 0 | 0 | 0 | 0 | 0 | 0 | 0 | 0 | 0 |  | 0
Lateral Hardening-Fuse-10545861 | Lateral Hardening | 348376.91 | 0 | 0 | 0 | 0 | 2024 | 0 | 0 | 0 | 0 | 0 |  | 2026 | 2026
Lateral Hardening-Fuse-10548823 | Lateral Hardening | 57820.93 | 0 | 0 | 0 | 0 | 0 | 0 | 0 | 0 | 0 | 0 |  | 0
Lateral Hardening-Fuse-10548836 | Lateral Hardening | 105930.28 | 0 | 0 | 0 | 0 | 0 | 0 | 0 | 0 | 0 | 0 |  | 0
Lateral Hardening-Fuse-10548838 | Lateral Hardening | 92382.4 | 0 | 0 | 0 | 0 | 0 | 0 | 0 | 0 | 0 | 0 |  | 0
Lateral Hardening-Fuse-10548839 | Lateral Hardening | 66889.89 | 0 | 0 | 0 | 0 | 0 | 0 | 0 | 0 | 0 | 0 |  | 2029 | 2029
Lateral Hardening-Fuse-10548843 | Lateral Hardening | 93253.84 | 0 | 0 | 0 | 0 | 0 | 0 | 0 | 0 | 0 | 0 |  | 0
Lateral Hardening-Fuse-10548846 | Lateral Hardening | 50000 | 0 | 0 | 0 | 0 | 0 | 0 | 0 | 0 | 0 | 0 |  | 0
Lateral Hardening-Fuse-10548847 | Lateral Hardening | 134494.81 | 0 | 0 | 0 | 0 | 0 | 0 | 0 | 0 | 0 | 0 |  | 0
Lateral Hardening-Fuse-10548848 | Lateral Hardening | 108055.18 | 0 | 0 | 0 | 0 | 2029 | 0 | 0 | 0 | 0 | 0 |  | 2027 | 2027
Lateral Hardening-Fuse-10548850 | Lateral Hardening | 149952.23 | 0 | 0 | 0 | 0 | 0 | 0 | 0 | 0 | 0 | 0 |  | 0
Lateral Hardening-Fuse-10548851 | Lateral Hardening | 64098.17 | 0 | 0 | 0 | 0 | 0 | 0 | 0 | 0 | 0 | 0 |  | 0
Lateral Hardening-Fuse-10548854 | Lateral Hardening | 50000 | 0 | 0 | 0 | 0 | 0 | 0 | 0 | 0 | 0 | 0 |  | 0
Lateral Hardening-Fuse-10548856 | Lateral Hardening | 54956.25 | 0 | 0 | 0 | 0 | 0 | 0 | 0 | 0 | 0 | 0 |  | 0
Lateral Hardening-Fuse-10548859 | Lateral Hardening | 722297.42 | 0 | 0 | 0 | 0 | 0 | 0 | 0 | 0 | 0 | 0 |  | 0
Lateral Hardening-Fuse-10552442 | Lateral Hardening | 50000 | 0 | 0 | 0 | 0 | 0 | 0 | 0 | 0 | 0 | 0 |  | 0
Lateral Hardening-Fuse-10552444 | Lateral Hardening | 481565.11 | 0 | 0 | 0 | 0 | 0 | 0 | 0 | 0 | 0 | 0 |  | 0
Lateral Hardening-Fuse-10552451 | Lateral Hardening | 277962.26 | 0 | 0 | 0 | 0 | 0 | 0 | 0 | 0 | 0 | 0 |  | 0
Lateral Hardening-Fuse-10552452 | Lateral Hardening | 172780.63 | 0 | 0 | 0 | 0 | 0 | 0 | 0 | 0 | 0 | 0 |  | 0
Lateral Hardening-Fuse-10554582 | Lateral Hardening | 156595.25 | 0 | 0 | 0 | 0 | 0 | 0 | 0 | 0 | 0 | 0 |  | 0
Lateral Hardening-Fuse-10554583 | Lateral Hardening | 57222.81 | 0 | 0 | 0 | 0 | 0 | 0 | 0 | 0 | 0 | 0 |  | 0
Lateral Hardening-Fuse-10554584 | Lateral Hardening | 50000 | 0 | 0 | 0 | 0 | 0 | 0 | 0 | 0 | 0 | 0 |  | 0
Lateral Hardening-Fuse-10554585 | Lateral Hardening | 63104.57 | 0 | 0 | 0 | 0 | 0 | 0 | 0 | 0 | 0 | 0 |  | 0
Lateral Hardening-Fuse-10554588 | Lateral Hardening | 307439.02 | 0 | 0 | 0 | 0 | 2022 | 0 | 0 | 0 | 0 | 0 |  | 2022
Lateral Hardening-Fuse-10554589 | Lateral Hardening | 116832.36 | 0 | 0 | 0 | 0 | 0 | 0 | 0 | 0 | 0 | 0 |  | 0
Lateral Hardening-Fuse-10554595 | Lateral Hardening | 237730.49 | 0 | 0 | 0 | 0 | 2022 | 0 | 0 | 0 | 0 | 0 |  | 2022
Lateral Hardening-Fuse-10554603 | Lateral Hardening | 68238.7 | 0 | 0 | 0 | 0 | 0 | 0 | 0 | 0 | 0 | 0 |  | 0
Lateral Hardening-Fuse-10556518 | Lateral Hardening | 96543.5 | 0 | 0 | 0 | 0 | 0 | 0 | 0 | 0 | 0 | 0 |  | 0
Lateral Hardening-Fuse-10556519 | Lateral Hardening | 50000 | 0 | 0 | 0 | 0 | 0 | 0 | 0 | 0 | 0 | 0 |  | 0
Lateral Hardening-Fuse-10556523 | Lateral Hardening | 169541.7 | 0 | 0 | 0 | 0 | 0 | 0 | 0 | 0 | 0 | 0 |  | 0
Lateral Hardening-Fuse-10556531 | Lateral Hardening | 63030.87 | 0 | 0 | 0 | 0 | 0 | 0 | 0 | 0 | 0 | 0 |  | 0
Lateral Hardening-Fuse-10556535 | Lateral Hardening | 105027.36 | 0 | 0 | 0 | 0 | 0 | 0 | 0 | 0 | 0 | 0 |  | 0
Lateral Hardening-Fuse-10556536 | Lateral Hardening | 54394.61 | 0 | 0 | 0 | 0 | 0 | 0 | 0 | 0 | 0 | 0 |  | 0
Lateral Hardening-Fuse-10556537 | Lateral Hardening | 59457.89 | 0 | 0 | 0 | 0 | 0 | 0 | 0 | 0 | 0 | 0 |  | 2029 | 2029
Lateral Hardening-Fuse-10556539 | Lateral Hardening | 117026.24 | 0 | 0 | 0 | 0 | 0 | 0 | 0 | 0 | 0 | 0 |  | 0
Lateral Hardening-Fuse-10556540 | Lateral Hardening | 56714.13 | 0 | 0 | 0 | 0 | 0 | 0 | 0 | 0 | 0 | 0 |  | 0
Lateral Hardening-Fuse-10556541 | Lateral Hardening | 58518.49 | 0 | 0 | 0 | 0 | 0 | 0 | 0 | 0 | 0 | 0 |  | 0
Lateral Hardening-Fuse-10556542 | Lateral Hardening | 229517.19 | 0 | 0 | 0 | 0 | 0 | 0 | 0 | 0 | 0 | 0 |  | 0
Lateral Hardening-Fuse-10556549 | Lateral Hardening | 232948.51 | 0 | 0 | 0 | 0 | 2029 | 0 | 0 | 0 | 0 | 0 |  | 2029
Lateral Hardening-Fuse-10556552 | Lateral Hardening | 59284.75 | 0 | 0 | 0 | 0 | 0 | 0 | 0 | 0 | 0 | 0 |  | 0
Lateral Hardening-Fuse-10556554 | Lateral Hardening | 60753.57 | 0 | 0 | 0 | 0 | 0 | 0 | 0 | 0 | 0 | 0 |  | 0
Lateral Hardening-Fuse-10556555 | Lateral Hardening | 54237.21 | 0 | 0 | 0 | 0 | 0 | 0 | 0 | 0 | 0 | 0 |  | 0
Lateral Hardening-Fuse-10556557 | Lateral Hardening | 123996.89 | 0 | 0 | 0 | 0 | 0 | 0 | 0 | 0 | 0 | 0 |  | 0
Lateral Hardening-Fuse-10556558 | Lateral Hardening | 50000 | 0 | 0 | 0 | 0 | 0 | 0 | 0 | 0 | 0 | 0 |  | 0
Lateral Hardening-Fuse-10556559 | Lateral Hardening | 124765.32 | 0 | 0 | 0 | 0 | 0 | 0 | 0 | 0 | 0 | 0 |  | 0
Lateral Hardening-Fuse-10556561 | Lateral Hardening | 67251.17 | 0 | 0 | 0 | 0 | 0 | 0 | 0 | 0 | 0 | 0 |  | 0
Lateral Hardening-Fuse-10556564 | Lateral Hardening | 54137.77 | 0 | 0 | 0 | 0 | 0 | 0 | 0 | 0 | 0 | 0 |  | 0
Lateral Hardening-Fuse-10556566 | Lateral Hardening | 190863.5 | 0 | 0 | 0 | 0 | 0 | 0 | 0 | 0 | 0 | 0 |  | 0
Lateral Hardening-Fuse-10556567 | Lateral Hardening | 59867.13 | 0 | 0 | 0 | 0 | 0 | 0 | 0 | 0 | 0 | 0 |  | 0
Lateral Hardening-Fuse-10556569 | Lateral Hardening | 64982.63 | 0 | 0 | 0 | 0 | 0 | 0 | 0 | 0 | 0 | 0 |  | 0
Lateral Hardening-Fuse-10556570 | Lateral Hardening | 60402.29 | 0 | 0 | 0 | 0 | 0 | 0 | 0 | 0 | 0 | 0 |  | 0
Lateral Hardening-Fuse-10556574 | Lateral Hardening | 57086.15 | 0 | 0 | 0 | 0 | 0 | 0 | 0 | 0 | 0 | 0 |  | 0