Lateral Hardening-Fuse-10556575 | Lateral Hardening | 120609.96 | 0 | 0 | 0 | 0 | 0 | 0 | 0 | 0 | 0 | 0 |  | 0
Lateral Hardening-Fuse-10556577 | Lateral Hardening | 105945.28 | 0 | 0 | 0 | 0 | 0 | 0 | 0 | 0 | 0 | 0 |  | 0
Lateral Hardening-Fuse-10556578 | Lateral Hardening | 108736.26 | 0 | 0 | 0 | 0 | 0 | 0 | 0 | 0 | 0 | 0 |  | 0
Lateral Hardening-Fuse-10556579 | Lateral Hardening | 143081.68 | 0 | 0 | 0 | 0 | 0 | 0 | 0 | 0 | 0 | 0 |  | 0
Lateral Hardening-Fuse-10556580 | Lateral Hardening | 82773.83 | 0 | 0 | 0 | 0 | 0 | 0 | 0 | 0 | 0 | 0 |  | 0
Lateral Hardening-Fuse-10556581 | Lateral Hardening | 58906.99 | 0 | 0 | 0 | 0 | 0 | 0 | 0 | 0 | 0 | 0 |  | 0
Lateral Hardening-Fuse-10556582 | Lateral Hardening | 68796.71 | 0 | 0 | 0 | 0 | 0 | 0 | 0 | 0 | 0 | 0 |  | 0
Lateral Hardening-Fuse-10556583 | Lateral Hardening | 120961.24 | 0 | 0 | 0 | 0 | 0 | 0 | 0 | 0 | 0 | 0 |  | 0
Lateral Hardening-Fuse-10556584 | Lateral Hardening | 86016.27 | 0 | 0 | 0 | 0 | 0 | 0 | 0 | 0 | 0 | 0 |  | 0
Lateral Hardening-Fuse-10556585 | Lateral Hardening | 59761.95 | 0 | 0 | 0 | 0 | 0 | 0 | 0 | 0 | 0 | 0 |  | 0
Lateral Hardening-Fuse-10556586 | Lateral Hardening | 54079.81 | 0 | 0 | 0 | 0 | 0 | 0 | 0 | 0 | 0 | 0 |  | 0
Lateral Hardening-Fuse-10556587 | Lateral Hardening | 60984.67 | 0 | 0 | 0 | 0 | 0 | 0 | 0 | 0 | 0 | 0 |  | 0
Lateral Hardening-Fuse-10556588 | Lateral Hardening | 98214.77 | 0 | 0 | 0 | 0 | 0 | 0 | 0 | 0 | 0 | 0 |  | 0
Lateral Hardening-Fuse-10556589 | Lateral Hardening | 389319.83 | 0 | 0 | 0 | 0 | 0 | 0 | 0 | 0 | 0 | 0 |  | 0
Lateral Hardening-Fuse-10556590 | Lateral Hardening | 57888.89 | 0 | 0 | 0 | 0 | 0 | 0 | 0 | 0 | 0 | 0 |  | 0
Lateral Hardening-Fuse-10556591 | Lateral Hardening | 112236.28 | 0 | 0 | 0 | 0 | 0 | 0 | 0 | 0 | 0 | 0 |  | 0
Lateral Hardening-Fuse-10556592 | Lateral Hardening | 164181.19 | 0 | 0 | 0 | 0 | 0 | 0 | 0 | 0 | 0 | 0 |  | 0
Lateral Hardening-Fuse-10556593 | Lateral Hardening | 174012.95 | 0 | 0 | 0 | 0 | 0 | 0 | 0 | 0 | 0 | 0 |  | 0
Lateral Hardening-Fuse-10556595 | Lateral Hardening | 51498.45 | 0 | 0 | 0 | 0 | 0 | 0 | 0 | 0 | 0 | 0 |  | 0
Lateral Hardening-Fuse-10556596 | Lateral Hardening | 80932.25 | 0 | 0 | 0 | 0 | 0 | 0 | 0 | 0 | 0 | 0 |  | 2029 | 2029
Lateral Hardening-Fuse-10556597 | Lateral Hardening | 51341.05 | 0 | 0 | 0 | 0 | 0 | 0 | 0 | 0 | 0 | 0 |  | 0
Lateral Hardening-Fuse-10556598 | Lateral Hardening | 55905.65 | 0 | 0 | 0 | 0 | 0 | 0 | 0 | 0 | 0 | 0 |  | 0
Lateral Hardening-Fuse-10556599 | Lateral Hardening | 54756.63 | 0 | 0 | 0 | 0 | 0 | 0 | 0 | 0 | 0 | 0 |  | 0
Lateral Hardening-Fuse-10556600 | Lateral Hardening | 854559.5 | 0 | 0 | 0 | 0 | 0 | 0 | 0 | 0 | 0 | 0 |  | 0
Lateral Hardening-Fuse-10556601 | Lateral Hardening | 53576.13 | 0 | 0 | 0 | 0 | 0 | 0 | 0 | 0 | 0 | 0 |  | 0
Lateral Hardening-Fuse-10556602 | Lateral Hardening | 302052.19 | 0 | 0 | 0 | 0 | 0 | 0 | 0 | 0 | 0 | 0 |  | 0
Lateral Hardening-Fuse-10556603 | Lateral Hardening | 50000 | 0 | 0 | 0 | 0 | 0 | 0 | 0 | 0 | 0 | 0 |  | 0
Lateral Hardening-Fuse-10556606 | Lateral Hardening | 118532.28 | 0 | 0 | 0 | 0 | 0 | 0 | 0 | 0 | 0 | 0 |  | 0
Lateral Hardening-Fuse-10556607 | Lateral Hardening | 50000 | 0 | 0 | 0 | 0 | 0 | 0 | 0 | 0 | 0 | 0 |  | 0
Lateral Hardening-Fuse-10556608 | Lateral Hardening | 110604.32 | 0 | 0 | 0 | 0 | 0 | 0 | 0 | 0 | 0 | 0 |  | 0
Lateral Hardening-Fuse-10556611 | Lateral Hardening | 61278.73 | 0 | 0 | 0 | 0 | 0 | 0 | 0 | 0 | 0 | 0 |  | 0
Lateral Hardening-Fuse-10556612 | Lateral Hardening | 50000 | 0 | 0 | 0 | 0 | 0 | 0 | 0 | 0 | 0 | 0 |  | 0
Lateral Hardening-Fuse-10556613 | Lateral Hardening | 50000 | 0 | 0 | 0 | 0 | 0 | 0 | 0 | 0 | 0 | 0 |  | 0
Lateral Hardening-Fuse-10556614 | Lateral Hardening | 124906.98 | 0 | 0 | 0 | 0 | 2029 | 0 | 0 | 0 | 0 | 0 |  | 2029
Lateral Hardening-Fuse-10556616 | Lateral Hardening | 144181.03 | 0 | 0 | 0 | 0 | 0 | 0 | 0 | 0 | 0 | 0 |  | 0
Lateral Hardening-Fuse-10556619 | Lateral Hardening | 314308.65 | 0 | 0 | 0 | 0 | 0 | 0 | 0 | 0 | 0 | 0 |  | 0
Lateral Hardening-Fuse-10556620 | Lateral Hardening | 114471.36 | 0 | 0 | 0 | 0 | 0 | 0 | 0 | 0 | 0 | 0 |  | 0
Lateral Hardening-Fuse-10556621 | Lateral Hardening | 159401.23 | 0 | 0 | 0 | 0 | 0 | 0 | 0 | 0 | 0 | 0 |  | 0
Lateral Hardening-Fuse-10556622 | Lateral Hardening | 55145.13 | 0 | 0 | 0 | 0 | 0 | 0 | 0 | 0 | 0 | 0 |  | 0
Lateral Hardening-Fuse-10556623 | Lateral Hardening | 304476.81 | 0 | 0 | 0 | 0 | 2029 | 0 | 0 | 0 | 0 | 0 |  | 2029
Lateral Hardening-Fuse-10556629 | Lateral Hardening | 59405.67 | 0 | 0 | 0 | 0 | 0 | 0 | 0 | 0 | 0 | 0 |  | 0
Lateral Hardening-Fuse-10556630 | Lateral Hardening | 203323.74 | 0 | 0 | 0 | 0 | 0 | 0 | 0 | 0 | 0 | 0 |  | 0
Lateral Hardening-Fuse-10556631 | Lateral Hardening | 111533.72 | 0 | 0 | 0 | 0 | 0 | 0 | 0 | 0 | 0 | 0 |  | 0
Lateral Hardening-Fuse-10556633 | Lateral Hardening | 111123.74 | 0 | 0 | 0 | 0 | 0 | 0 | 0 | 0 | 0 | 0 |  | 0
Lateral Hardening-Fuse-10556634 | Lateral Hardening | 100357.58 | 0 | 0 | 0 | 0 | 0 | 0 | 0 | 0 | 0 | 0 |  | 0
Lateral Hardening-Fuse-10556638 | Lateral Hardening | 94151.02 | 0 | 0 | 0 | 0 | 0 | 0 | 0 | 0 | 0 | 0 |  | 0
Lateral Hardening-Fuse-10556639 | Lateral Hardening | 53528.91 | 0 | 0 | 0 | 0 | 0 | 0 | 0 | 0 | 0 | 0 |  | 0
Lateral Hardening-Fuse-10556640 | Lateral Hardening | 161735.75 | 0 | 0 | 0 | 0 | 0 | 0 | 0 | 0 | 0 | 0 |  | 0
Lateral Hardening-Fuse-10556642 | Lateral Hardening | 159991.44 | 0 | 0 | 0 | 0 | 0 | 0 | 0 | 0 | 0 | 0 |  | 0
Lateral Hardening-Fuse-10556643 | Lateral Hardening | 65554.27 | 0 | 0 | 0 | 0 | 0 | 0 | 0 | 0 | 0 | 0 |  | 0
Lateral Hardening-Fuse-10556644 | Lateral Hardening | 56593.21 | 0 | 0 | 0 | 0 | 0 | 0 | 0 | 0 | 0 | 0 |  | 0
Lateral Hardening-Fuse-10556647 | Lateral Hardening | 268123.03 | 0 | 0 | 0 | 0 | 0 | 0 | 0 | 0 | 0 | 0 |  | 0
Lateral Hardening-Fuse-10556648 | Lateral Hardening | 55826.95 | 0 | 0 | 0 | 0 | 0 | 0 | 0 | 0 | 0 | 0 |  | 0
Lateral Hardening-Fuse-10556649 | Lateral Hardening | 53528.91 | 0 | 0 | 0 | 0 | 0 | 0 | 0 | 0 | 0 | 0 |  | 0
Lateral Hardening-Fuse-10556650 | Lateral Hardening | 52301.19 | 0 | 0 | 0 | 0 | 0 | 0 | 0 | 0 | 0 | 0 |  | 0
Lateral Hardening-Fuse-10556651 | Lateral Hardening | 276871.02 | 0 | 0 | 0 | 0 | 2029 | 0 | 0 | 0 | 0 | 0 |  | 2029
Lateral Hardening-Fuse-10556652 | Lateral Hardening | 107210.22 | 0 | 0 | 0 | 0 | 0 | 0 | 0 | 0 | 0 | 0 |  | 0
Lateral Hardening-Fuse-10556653 | Lateral Hardening | 64664.81 | 0 | 0 | 0 | 0 | 0 | 0 | 0 | 0 | 0 | 0 |  | 0
Lateral Hardening-Fuse-10556654 | Lateral Hardening | 224204.98 | 0 | 0 | 0 | 0 | 0 | 0 | 0 | 0 | 0 | 0 |  | 0
Lateral Hardening-Fuse-10556657 | Lateral Hardening | 98285.45 | 0 | 0 | 0 | 0 | 0 | 0 | 0 | 0 | 0 | 0 |  | 0
Lateral Hardening-Fuse-10556658 | Lateral Hardening | 205884.36 | 0 | 0 | 0 | 0 | 0 | 0 | 0 | 0 | 0 | 0 |  | 0
Lateral Hardening-Fuse-10556659 | Lateral Hardening | 50000 | 0 | 0 | 0 | 0 | 0 | 0 | 0 | 0 | 0 | 0 |  | 0
Lateral Hardening-Fuse-10556660 | Lateral Hardening | 249095.17 | 0 | 0 | 0 | 0 | 0 | 0 | 0 | 0 | 0 | 0 |  | 0
Lateral Hardening-Fuse-10556661 | Lateral Hardening | 905506.31 | 0 | 0 | 0 | 0 | 0 | 0 | 0 | 0 | 0 | 0 |  | 0
Lateral Hardening-Fuse-10556662 | Lateral Hardening | 215309.59 | 0 | 0 | 0 | 0 | 0 | 0 | 0 | 0 | 0 | 0 |  | 0
Lateral Hardening-Fuse-10556663 | Lateral Hardening | 69599.45 | 0 | 0 | 0 | 0 | 0 | 0 | 0 | 0 | 0 | 0 |  | 0
Lateral Hardening-Fuse-10556665 | Lateral Hardening | 100504.98 | 0 | 0 | 0 | 0 | 0 | 0 | 0 | 0 | 0 | 0 |  | 0
Lateral Hardening-Fuse-10556666 | Lateral Hardening | 1498311.72 | 0 | 0 | 0 | 0 | 0 | 0 | 0 | 0 | 0 | 0 |  | 0
Lateral Hardening-Fuse-10556669 | Lateral Hardening | 473366.35 | 0 | 0 | 0 | 0 | 0 | 0 | 0 | 0 | 0 | 0 |  | 0
Lateral Hardening-Fuse-10556670 | Lateral Hardening | 120861.8 | 0 | 0 | 0 | 0 | 0 | 0 | 0 | 0 | 0 | 0 |  | 0
Lateral Hardening-Fuse-10556672 | Lateral Hardening | 50000 | 0 | 0 | 0 | 0 | 0 | 0 | 0 | 0 | 0 | 0 |  | 0
Lateral Hardening-Fuse-10556673 | Lateral Hardening | 59835.65 | 0 | 0 | 0 | 0 | 0 | 0 | 0 | 0 | 0 | 0 |  | 0
Lateral Hardening-Fuse-10556674 | Lateral Hardening | 158209.99 | 0 | 0 | 0 | 0 | 0 | 0 | 0 | 0 | 0 | 0 |  | 0
Lateral Hardening-Fuse-10556676 | Lateral Hardening | 2407007.99 | 0 | 0 | 0 | 0 | 0 | 0 | 0 | 0 | 0 | 0 |  | 0
Lateral Hardening-Fuse-10556677 | Lateral Hardening | 58135.73 | 0 | 0 | 0 | 0 | 0 | 0 | 0 | 0 | 0 | 0 |  | 0
Lateral Hardening-Fuse-10556680 | Lateral Hardening | 111281.88 | 0 | 0 | 0 | 0 | 0 | 0 | 0 | 0 | 0 | 0 |  | 0
Lateral Hardening-Fuse-10556681 | Lateral Hardening | 328356.26 | 0 | 0 | 0 | 0 | 2029 | 0 | 0 | 0 | 0 | 0 |  | 2029
Lateral Hardening-Fuse-10556682 | Lateral Hardening | 325575.58 | 0 | 0 | 0 | 0 | 2029 | 0 | 0 | 0 | 0 | 0 |  | 2029
Lateral Hardening-Fuse-10556684 | Lateral Hardening | 231418.9 | 0 | 0 | 0 | 0 | 0 | 0 | 0 | 0 | 0 | 0 |  | 0
Lateral Hardening-Fuse-10556685 | Lateral Hardening | 95981.86 | 0 | 0 | 0 | 0 | 0 | 0 | 0 | 0 | 0 | 0 |  | 0
Lateral Hardening-Fuse-10556687 | Lateral Hardening | 54111.29 | 0 | 0 | 0 | 0 | 0 | 0 | 0 | 0 | 0 | 0 |  | 0
Lateral Hardening-Fuse-10556688 | Lateral Hardening | 70583.05 | 0 | 0 | 0 | 0 | 0 | 0 | 0 | 0 | 0 | 0 |  | 0
Lateral Hardening-Fuse-10556691 | Lateral Hardening | 79172.09 | 0 | 0 | 0 | 0 | 0 | 0 | 0 | 0 | 0 | 0 |  | 0
Lateral Hardening-Fuse-10556696 | Lateral Hardening | 60989.67 | 0 | 0 | 0 | 0 | 0 | 0 | 0 | 0 | 0 | 0 |  | 0
Lateral Hardening-Fuse-10556698 | Lateral Hardening | 224346.64 | 0 | 0 | 0 | 0 | 0 | 0 | 0 | 0 | 0 | 0 |  | 0
Lateral Hardening-Fuse-10556699 | Lateral Hardening | 137845.26 | 0 | 0 | 0 | 0 | 0 | 0 | 0 | 0 | 0 | 0 |  | 0
Lateral Hardening-Fuse-10556700 | Lateral Hardening | 182575.51 | 0 | 0 | 0 | 0 | 0 | 0 | 0 | 0 | 0 | 0 |  | 2029 | 2029
Lateral Hardening-Fuse-10556701 | Lateral Hardening | 153414.29 | 0 | 0 | 0 | 0 | 0 | 0 | 0 | 0 | 0 | 0 |  | 0
Lateral Hardening-Fuse-10556704 | Lateral Hardening | 71275.61 | 0 | 0 | 0 | 0 | 0 | 0 | 0 | 0 | 0 | 0 |  | 0
Lateral Hardening-Fuse-10556707 | Lateral Hardening | 50000 | 0 | 0 | 0 | 0 | 0 | 0 | 0 | 0 | 0 | 0 |  | 0
Lateral Hardening-Fuse-10556709 | Lateral Hardening | 50000 | 0 | 0 | 0 | 0 | 0 | 0 | 0 | 0 | 0 | 0 |  | 0
Lateral Hardening-Fuse-10556710 | Lateral Hardening | 74699.21 | 0 | 0 | 0 | 0 | 2029 | 0 | 0 | 0 | 0 | 0 |  | 2029
Lateral Hardening-Fuse-10556714 | Lateral Hardening | 432828.5 | 0 | 0 | 0 | 0 | 0 | 0 | 0 | 0 | 0 | 0 |  | 0
Lateral Hardening-Fuse-10556715 | Lateral Hardening | 67839.29 | 0 | 0 | 0 | 0 | 0 | 0 | 0 | 0 | 0 | 0 |  | 0
Lateral Hardening-Fuse-10556716 | Lateral Hardening | 179572 | 0 | 0 | 0 | 0 | 0 | 0 | 0 | 0 | 0 | 0 |  | 0
Lateral Hardening-Fuse-10556717 | Lateral Hardening | 120615.62 | 0 | 0 | 0 | 0 | 2029 | 0 | 0 | 0 | 0 | 0 |  | 2029
Lateral Hardening-Fuse-10556718 | Lateral Hardening | 53103.93 | 0 | 0 | 0 | 0 | 0 | 0 | 0 | 0 | 0 | 0 |  | 0
Lateral Hardening-Fuse-10556719 | Lateral Hardening | 103736.68 | 0 | 0 | 0 | 0 | 0 | 0 | 0 | 0 | 0 | 0 |  | 0
Lateral Hardening-Fuse-10556720 | Lateral Hardening | 94324.16 | 0 | 0 | 0 | 0 | 0 | 0 | 0 | 0 | 0 | 0 |  | 0
Lateral Hardening-Fuse-10556721 | Lateral Hardening | 53974.63 | 0 | 0 | 0 | 0 | 0 | 0 | 0 | 0 | 0 | 0 |  | 0
Lateral Hardening-Fuse-10556723 | Lateral Hardening | 53292.81 | 0 | 0 | 0 | 0 | 0 | 0 | 0 | 0 | 0 | 0 |  | 0
Lateral Hardening-Fuse-10556727 | Lateral Hardening | 50018.89 | 0 | 0 | 0 | 0 | 0 | 0 | 0 | 0 | 0 | 0 |  | 0
Lateral Hardening-Fuse-10556728 | Lateral Hardening | 150088.15 | 0 | 0 | 0 | 0 | 0 | 0 | 0 | 0 | 0 | 0 |  | 0
Lateral Hardening-Fuse-10556729 | Lateral Hardening | 62228.13 | 0 | 0 | 0 | 0 | 0 | 0 | 0 | 0 | 0 | 0 |  | 0
Lateral Hardening-Fuse-10556730 | Lateral Hardening | 97582.34 | 0 | 0 | 0 | 0 | 0 | 0 | 0 | 0 | 0 | 0 |  | 0
Lateral Hardening-Fuse-10556731 | Lateral Hardening | 85948.85 | 0 | 0 | 0 | 0 | 0 | 0 | 0 | 0 | 0 | 0 |  | 0
Lateral Hardening-Fuse-10556732 | Lateral Hardening | 64394.51 | 0 | 0 | 0 | 0 | 0 | 0 | 0 | 0 | 0 | 0 |  | 0
Lateral Hardening-Fuse-10556733 | Lateral Hardening | 371738.25 | 0 | 0 | 0 | 0 | 0 | 0 | 0 | 0 | 0 | 0 |  | 0
Lateral Hardening-Fuse-10556735 | Lateral Hardening | 60622.65 | 0 | 0 | 0 | 0 | 0 | 0 | 0 | 0 | 0 | 0 |  | 0
Lateral Hardening-Fuse-10556736 | Lateral Hardening | 50000 | 0 | 0 | 0 | 0 | 0 | 0 | 0 | 0 | 0 | 0 |  | 0
Lateral Hardening-Fuse-10556737 | Lateral Hardening | 51907.69 | 0 | 0 | 0 | 0 | 0 | 0 | 0 | 0 | 0 | 0 |  | 0
Lateral Hardening-Fuse-10556738 | Lateral Hardening | 159663.07 | 0 | 0 | 0 | 0 | 0 | 0 | 0 | 0 | 0 | 0 |  | 0
Lateral Hardening-Fuse-10556739 | Lateral Hardening | 61949.81 | 0 | 0 | 0 | 0 | 0 | 0 | 0 | 0 | 0 | 0 |  | 0
Lateral Hardening-Fuse-10556741 | Lateral Hardening | 269305.4 | 0 | 0 | 0 | 0 | 0 | 0 | 0 | 0 | 0 | 0 |  | 0
Lateral Hardening-Fuse-10556743 | Lateral Hardening | 52364.15 | 0 | 0 | 0 | 0 | 0 | 0 | 0 | 0 | 0 | 0 |  | 0
Lateral Hardening-Fuse-10556749 | Lateral Hardening | 214666.54 | 0 | 0 | 0 | 0 | 0 | 0 | 0 | 0 | 0 | 0 |  | 0
Lateral Hardening-Fuse-10556751 | Lateral Hardening | 179477.56 | 0 | 0 | 0 | 0 | 0 | 0 | 0 | 0 | 0 | 0 |  | 0
Lateral Hardening-Fuse-10556752 | Lateral Hardening | 121145.12 | 0 | 0 | 0 | 0 | 0 | 0 | 0 | 0 | 0 | 0 |  | 0
Lateral Hardening-Fuse-10556753 | Lateral Hardening | 264060.83 | 0 | 0 | 0 | 0 | 0 | 0 | 0 | 0 | 0 | 0 |  | 0
Lateral Hardening-Fuse-10556754 | Lateral Hardening | 117005.5 | 0 | 0 | 0 | 0 | 0 | 0 | 0 | 0 | 0 | 0 |  | 0
Lateral Hardening-Fuse-10556757 | Lateral Hardening | 409936.24 | 0 | 0 | 0 | 0 | 2029 | 0 | 0 | 0 | 0 | 0 |  | 2029
Lateral Hardening-Fuse-10556759 | Lateral Hardening | 352945.35 | 0 | 0 | 0 | 0 | 2029 | 0 | 0 | 0 | 0 | 0 |  | 2029
Lateral Hardening-Fuse-10558842 | Lateral Hardening | 644532 | 0 | 0 | 0 | 0 | 0 | 0 | 0 | 0 | 0 | 0 |  | 0
Lateral Hardening-Fuse-10558844 | Lateral Hardening | 255077.78 | 0 | 0 | 0 | 0 | 0 | 0 | 0 | 0 | 0 | 0 |  | 0
Lateral Hardening-Fuse-10558852 | Lateral Hardening | 54872.55 | 0 | 0 | 0 | 0 | 0 | 0 | 0 | 0 | 0 | 0 |  | 0
Lateral Hardening-Fuse-10558853 | Lateral Hardening | 56467.29 | 0 | 0 | 0 | 0 | 0 | 0 | 0 | 0 | 0 | 0 |  | 0
Lateral Hardening-Fuse-10558854 | Lateral Hardening | 117682.32 | 0 | 0 | 0 | 0 | 0 | 0 | 0 | 0 | 0 | 0 |  | 0
Lateral Hardening-Fuse-10558855 | Lateral Hardening | 58796.81 | 0 | 0 | 0 | 0 | 0 | 0 | 0 | 0 | 0 | 0 |  | 0
Lateral Hardening-Fuse-10558858 | Lateral Hardening | 944689.83 | 0 | 0 | 0 | 0 | 0 | 0 | 0 | 0 | 0 | 0 |  | 0
Lateral Hardening-Fuse-10558865 | Lateral Hardening | 623981.35 | 0 | 0 | 0 | 0 | 0 | 0 | 0 | 0 | 0 | 0 |  | 0
Lateral Hardening-Fuse-10558883 | Lateral Hardening | 117709.54 | 0 | 0 | 0 | 0 | 0 | 0 | 0 | 0 | 0 | 0 |  | 0
Lateral Hardening-Fuse-10558892 | Lateral Hardening | 107110.78 | 0 | 0 | 0 | 0 | 0 | 0 | 0 | 0 | 0 | 0 |  | 0
Lateral Hardening-Fuse-10558896 | Lateral Hardening | 156379.15 | 0 | 0 | 0 | 0 | 0 | 0 | 0 | 0 | 0 | 0 |  | 0
Lateral Hardening-Fuse-10558902 | Lateral Hardening | 615176.28 | 0 | 0 | 0 | 0 | 2023 | 0 | 0 | 0 | 0 | 0 |  | 2022 | 2022
Lateral Hardening-Fuse-10560398 | Lateral Hardening | 148131.44 | 0 | 0 | 0 | 0 | 2021 | 0 | 0 | 0 | 0 | 0 |  | 2021
Lateral Hardening-Fuse-10560401 | Lateral Hardening | 159921.44 | 0 | 0 | 0 | 0 | 0 | 0 | 0 | 0 | 0 | 0 |  | 0
Lateral Hardening-Fuse-10560403 | Lateral Hardening | 705145.49 | 0 | 0 | 0 | 0 | 0 | 0 | 0 | 0 | 0 | 0 |  | 0
Lateral Hardening-Fuse-10560408 | Lateral Hardening | 329902.17 | 0 | 0 | 0 | 0 | 0 | 0 | 0 | 0 | 0 | 0 |  | 0
Lateral Hardening-Fuse-10560409 | Lateral Hardening | 135591.66 | 0 | 0 | 0 | 0 | 0 | 0 | 0 | 0 | 0 | 0 |  | 0
Lateral Hardening-Fuse-10560410 | Lateral Hardening | 86301.68 | 0 | 0 | 0 | 0 | 0 | 0 | 0 | 0 | 0 | 0 |  | 0
Lateral Hardening-Fuse-10560411 | Lateral Hardening | 737317.9 | 0 | 0 | 0 | 0 | 0 | 0 | 0 | 0 | 0 | 0 |  | 0
Lateral Hardening-Fuse-10560414 | Lateral Hardening | 181387.41 | 0 | 0 | 0 | 0 | 0 | 0 | 0 | 0 | 0 | 0 |  | 0
Lateral Hardening-Fuse-10560416 | Lateral Hardening | 50000 | 0 | 0 | 0 | 0 | 0 | 0 | 0 | 0 | 0 | 0 |  | 0
Lateral Hardening-Fuse-10560423 | Lateral Hardening | 151127.13 | 0 | 0 | 0 | 0 | 0 | 0 | 0 | 0 | 0 | 0 |  | 0
Lateral Hardening-Fuse-10560424 | Lateral Hardening | 53303.55 | 0 | 0 | 0 | 0 | 0 | 0 | 0 | 0 | 0 | 0 |  | 0
Lateral Hardening-Fuse-10560425 | Lateral Hardening | 314831.69 | 0 | 0 | 0 | 0 | 2021 | 0 | 0 | 0 | 0 | 0 |  | 2021
Lateral Hardening-Fuse-10560426 | Lateral Hardening | 69994.43 | 0 | 0 | 0 | 0 | 0 | 0 | 0 | 0 | 0 | 0 |  | 0
Lateral Hardening-Fuse-10560428 | Lateral Hardening | 816872.13 | 0 | 0 | 0 | 0 | 0 | 0 | 0 | 0 | 0 | 0 |  | 0
Lateral Hardening-Fuse-10560429 | Lateral Hardening | 92440.36 | 0 | 0 | 0 | 0 | 0 | 0 | 0 | 0 | 0 | 0 |  | 0
Lateral Hardening-Fuse-10560430 | Lateral Hardening | 282877.34 | 0 | 0 | 0 | 0 | 2021 | 0 | 0 | 0 | 0 | 0 |  | 2021
Lateral Hardening-Fuse-10560432 | Lateral Hardening | 494984.28 | 0 | 0 | 0 | 0 | 2021 | 0 | 0 | 0 | 0 | 0 |  | 2021
Lateral Hardening-Fuse-10562334 | Lateral Hardening | 101890.1 | 0 | 0 | 0 | 0 | 0 | 0 | 0 | 0 | 0 | 0 |  | 0
Lateral Hardening-Fuse-10562336 | Lateral Hardening | 53245.59 | 0 | 0 | 0 | 0 | 0 | 0 | 0 | 0 | 0 | 0 |  | 0
Lateral Hardening-Fuse-10562339 | Lateral Hardening | 105069.58 | 0 | 0 | 0 | 0 | 0 | 0 | 0 | 0 | 0 | 0 |  | 0
Lateral Hardening-Fuse-10562342 | Lateral Hardening | 297162.3 | 0 | 0 | 0 | 0 | 2021 | 0 | 0 | 0 | 0 | 0 |  | 2021
Lateral Hardening-Fuse-10562345 | Lateral Hardening | 203585.58 | 0 | 0 | 0 | 0 | 0 | 0 | 0 | 0 | 0 | 0 |  | 0
Lateral Hardening-Fuse-10562348 | Lateral Hardening | 141354.98 | 0 | 0 | 0 | 0 | 0 | 0 | 0 | 0 | 0 | 0 |  | 0
Lateral Hardening-Fuse-10562350 | Lateral Hardening | 82823.77 | 0 | 0 | 0 | 0 | 0 | 0 | 0 | 0 | 0 | 0 |  | 0
Lateral Hardening-Fuse-10562354 | Lateral Hardening | 292627.63 | 0 | 0 | 0 | 0 | 0 | 0 | 0 | 0 | 0 | 0 |  | 0
Lateral Hardening-Fuse-10562356 | Lateral Hardening | 66719.03 | 0 | 0 | 0 | 0 | 2021 | 0 | 0 | 0 | 0 | 0 |  | 2021
Lateral Hardening-Fuse-10562357 | Lateral Hardening | 57805.19 | 0 | 0 | 0 | 0 | 0 | 0 | 0 | 0 | 0 | 0 |  | 0
Lateral Hardening-Fuse-10562359 | Lateral Hardening | 226757.08 | 0 | 0 | 0 | 0 | 0 | 0 | 0 | 0 | 0 | 0 |  | 0
Lateral Hardening-Fuse-10562361 | Lateral Hardening | 106051.2 | 0 | 0 | 0 | 0 | 2021 | 0 | 0 | 0 | 0 | 0 |  | 2021
Lateral Hardening-Fuse-10562364 | Lateral Hardening | 52196.01 | 0 | 0 | 0 | 0 | 0 | 0 | 0 | 0 | 0 | 0 |  | 0
Lateral Hardening-Fuse-10562365 | Lateral Hardening | 50000 | 0 | 0 | 0 | 0 | 0 | 0 | 0 | 0 | 0 | 0 |  | 0
Lateral Hardening-Fuse-10562366 | Lateral Hardening | 109083.28 | 0 | 0 | 0 | 0 | 0 | 0 | 0 | 0 | 0 | 0 |  | 0
Lateral Hardening-Fuse-10562369 | Lateral Hardening | 54866.81 | 0 | 0 | 0 | 0 | 0 | 0 | 0 | 0 | 0 | 0 |  | 0
Lateral Hardening-Fuse-10562370 | Lateral Hardening | 169838.33 | 0 | 0 | 0 | 0 | 0 | 0 | 0 | 0 | 0 | 0 |  | 0
Lateral Hardening-Fuse-10562371 | Lateral Hardening | 260773.44 | 0 | 0 | 0 | 0 | 0 | 0 | 0 | 0 | 0 | 0 |  | 0
Lateral Hardening-Fuse-10562372 | Lateral Hardening | 59376.17 | 0 | 0 | 0 | 0 | 0 | 0 | 0 | 0 | 0 | 0 |  | 0
Lateral Hardening-Fuse-10562373 | Lateral Hardening | 53025.23 | 0 | 0 | 0 | 0 | 0 | 0 | 0 | 0 | 0 | 0 |  | 0
Lateral Hardening-Fuse-10562374 | Lateral Hardening | 222370.57 | 0 | 0 | 0 | 0 | 0 | 0 | 0 | 0 | 0 | 0 |  | 0
Lateral Hardening-Fuse-10562375 | Lateral Hardening | 68451.91 | 0 | 0 | 0 | 0 | 0 | 0 | 0 | 0 | 0 | 0 |  | 0
Lateral Hardening-Fuse-10562376 | Lateral Hardening | 52731.91 | 0 | 0 | 0 | 0 | 0 | 0 | 0 | 0 | 0 | 0 |  | 0
Lateral Hardening-Fuse-10562378 | Lateral Hardening | 370529.28 | 0 | 0 | 0 | 0 | 0 | 0 | 0 | 0 | 0 | 0 |  | 0
Lateral Hardening-Fuse-10562381 | Lateral Hardening | 62240.85 | 0 | 0 | 0 | 0 | 0 | 0 | 0 | 0 | 0 | 0 |  | 0
Lateral Hardening-Fuse-10562383 | Lateral Hardening | 90866.43 | 0 | 0 | 0 | 0 | 0 | 0 | 0 | 0 | 0 | 0 |  | 0
Lateral Hardening-Fuse-10563760 | Lateral Hardening | 324290.33 | 0 | 0 | 0 | 0 | 0 | 0 | 0 | 0 | 0 | 0 |  | 0
Lateral Hardening-Fuse-10563762 | Lateral Hardening | 50000 | 0 | 0 | 0 | 0 | 0 | 0 | 0 | 0 | 0 | 0 |  | 0
Lateral Hardening-Fuse-10563763 | Lateral Hardening | 73604.81 | 0 | 0 | 0 | 0 | 0 | 0 | 0 | 0 | 0 | 0 |  | 0
Lateral Hardening-Fuse-10563765 | Lateral Hardening | 338956.55 | 0 | 0 | 0 | 0 | 0 | 0 | 0 | 0 | 0 | 0 |  | 2024 | 2024
Lateral Hardening-Fuse-10563769 | Lateral Hardening | 251719.24 | 0 | 0 | 0 | 0 | 2024 | 0 | 0 | 0 | 0 | 0 |  | 2024
Lateral Hardening-Fuse-10563774 | Lateral Hardening | 196514.16 | 0 | 0 | 0 | 0 | 0 | 0 | 0 | 0 | 0 | 0 |  | 0
Lateral Hardening-Fuse-10563776 | Lateral Hardening | 248568.09 | 0 | 0 | 0 | 0 | 0 | 0 | 0 | 0 | 0 | 0 |  | 2024 | 2024
Lateral Hardening-Fuse-10563780 | Lateral Hardening | 874083.12 | 0 | 0 | 0 | 0 | 0 | 0 | 0 | 0 | 0 | 0 |  | 0
Lateral Hardening-Fuse-10563782 | Lateral Hardening | 239187.47 | 0 | 0 | 0 | 0 | 0 | 0 | 0 | 0 | 0 | 0 |  | 0
Lateral Hardening-Fuse-10563783 | Lateral Hardening | 94361.33 | 0 | 0 | 0 | 0 | 2024 | 0 | 0 | 0 | 0 | 0 |  | 2024
Lateral Hardening-Fuse-10563786 | Lateral Hardening | 726776 | 0 | 0 | 0 | 0 | 0 | 0 | 0 | 0 | 0 | 0 |  | 0
Lateral Hardening-Fuse-10563787 | Lateral Hardening | 73074.47 | 0 | 0 | 0 | 0 | 0 | 0 | 0 | 0 | 0 | 0 |  | 0
Lateral Hardening-Fuse-10563790 | Lateral Hardening | 103124.66 | 0 | 0 | 0 | 0 | 0 | 0 | 0 | 0 | 0 | 0 |  | 0
Lateral Hardening-Fuse-10563796 | Lateral Hardening | 94077.32 | 0 | 0 | 0 | 0 | 0 | 0 | 0 | 0 | 0 | 0 |  | 0
Lateral Hardening-Fuse-10563799 | Lateral Hardening | 554455.75 | 0 | 0 | 0 | 0 | 2024 | 0 | 0 | 0 | 0 | 0 |  | 2024
Lateral Hardening-Fuse-10563800 | Lateral Hardening | 322235.72 | 0 | 0 | 0 | 0 | 2024 | 0 | 0 | 0 | 0 | 0 |  | 2024
Lateral Hardening-Fuse-10563808 | Lateral Hardening | 1661666.49 | 0 | 0 | 0 | 0 | 2024 | 0 | 0 | 0 | 0 | 0 |  | 2024
Lateral Hardening-Fuse-10563812 | Lateral Hardening | 218428.02 | 0 | 0 | 0 | 0 | 0 | 0 | 0 | 0 | 0 | 0 |  | 0
Lateral Hardening-Fuse-10563815 | Lateral Hardening | 683999.44 | 0 | 0 | 0 | 0 | 2024 | 0 | 0 | 0 | 0 | 0 |  | 2024
Lateral Hardening-Fuse-10564602 | Lateral Hardening | 616043.54 | 0 | 0 | 0 | 0 | 0 | 0 | 0 | 0 | 0 | 0 |  | 0
Lateral Hardening-Fuse-10564603 | Lateral Hardening | 50000 | 0 | 0 | 0 | 0 | 0 | 0 | 0 | 0 | 0 | 0 |  | 0
Lateral Hardening-Fuse-10564604 | Lateral Hardening | 50000 | 0 | 0 | 0 | 0 | 0 | 0 | 0 | 0 | 0 | 0 |  | 0
Lateral Hardening-Fuse-10564605 | Lateral Hardening | 130890.4 | 0 | 0 | 0 | 0 | 0 | 0 | 0 | 0 | 0 | 0 |  | 0
Lateral Hardening-Fuse-10564609 | Lateral Hardening | 116865.32 | 0 | 0 | 0 | 0 | 0 | 0 | 0 | 0 | 0 | 0 |  | 0
Lateral Hardening-Fuse-10564610 | Lateral Hardening | 330507.07 | 0 | 0 | 0 | 0 | 2027 | 0 | 0 | 0 | 0 | 0 |  | 2028 | 2028
Lateral Hardening-Fuse-10564613 | Lateral Hardening | 237907.19 | 0 | 0 | 0 | 0 | 0 | 0 | 0 | 0 | 0 | 0 |  | 0
Lateral Hardening-Fuse-10564619 | Lateral Hardening | 173664.7 | 0 | 0 | 0 | 0 | 0 | 0 | 0 | 0 | 0 | 0 |  | 0
Lateral Hardening-Fuse-10564624 | Lateral Hardening | 688766.68 | 0 | 0 | 0 | 0 | 2027 | 0 | 0 | 0 | 0 | 0 |  | 2028 | 2028
Lateral Hardening-Fuse-10565116 | Lateral Hardening | 50000 | 0 | 0 | 0 | 0 | 0 | 0 | 0 | 0 | 0 | 0 |  | 0
Lateral Hardening-Fuse-10565122 | Lateral Hardening | 57023.93 | 0 | 0 | 0 | 0 | 0 | 0 | 0 | 0 | 0 | 0 |  | 0
Lateral Hardening-Fuse-10565125 | Lateral Hardening | 224348.17 | 0 | 0 | 0 | 0 | 2028 | 0 | 0 | 0 | 0 | 0 |  | 2028
Lateral Hardening-Fuse-10565127 | Lateral Hardening | 591550.72 | 0 | 0 | 0 | 0 | 2028 | 0 | 0 | 0 | 0 | 0 |  | 2028
Lateral Hardening-Fuse-10565129 | Lateral Hardening | 660118.3 | 0 | 0 | 0 | 0 | 0 | 0 | 0 | 0 | 0 | 0 |  | 0
Lateral Hardening-Fuse-10565130 | Lateral Hardening | 329978.92 | 0 | 0 | 0 | 0 | 2028 | 0 | 0 | 0 | 0 | 0 |  | 2028
Lateral Hardening-Fuse-10565133 | Lateral Hardening | 142503.82 | 0 | 0 | 0 | 0 | 2028 | 0 | 0 | 0 | 0 | 0 |  | 2028
Lateral Hardening-Fuse-10565136 | Lateral Hardening | 295179.49 | 0 | 0 | 0 | 0 | 2028 | 0 | 0 | 0 | 0 | 0 |  | 2028
Lateral Hardening-Fuse-10565138 | Lateral Hardening | 572707.76 | 0 | 0 | 0 | 0 | 2028 | 0 | 0 | 0 | 0 | 0 |  | 2028
Lateral Hardening-Fuse-10565140 | Lateral Hardening | 237381.63 | 0 | 0 | 0 | 0 | 2028 | 0 | 0 | 0 | 0 | 0 |  | 2028
Lateral Hardening-Fuse-10565143 | Lateral Hardening | 159557.01 | 0 | 0 | 0 | 0 | 2028 | 0 | 0 | 0 | 0 | 0 |  | 2028
Lateral Hardening-Fuse-10565867 | Lateral Hardening | 403501.45 | 0 | 0 | 0 | 0 | 2025 | 0 | 0 | 0 | 0 | 0 |  | 2025
Lateral Hardening-Fuse-10565868 | Lateral Hardening | 142746.54 | 0 | 0 | 0 | 0 | 2025 | 0 | 0 | 0 | 0 | 0 |  | 2025
Lateral Hardening-Fuse-10565871 | Lateral Hardening | 157874.86 | 0 | 0 | 0 | 0 | 0 | 0 | 0 | 0 | 0 | 0 |  | 0
Lateral Hardening-Fuse-10565875 | Lateral Hardening | 76936.58 | 0 | 0 | 0 | 0 | 0 | 0 | 0 | 0 | 0 | 0 |  | 0
Lateral Hardening-Fuse-10565884 | Lateral Hardening | 130906.14 | 0 | 0 | 0 | 0 | 0 | 0 | 0 | 0 | 0 | 0 |  | 0
Lateral Hardening-Fuse-10565885 | Lateral Hardening | 125764.16 | 0 | 0 | 0 | 0 | 0 | 0 | 0 | 0 | 0 | 0 |  | 0
Lateral Hardening-Fuse-10565886 | Lateral Hardening | 127295.94 | 0 | 0 | 0 | 0 | 0 | 0 | 0 | 0 | 0 | 0 |  | 0
Lateral Hardening-Fuse-10565887 | Lateral Hardening | 458808.59 | 0 | 0 | 0 | 0 | 2025 | 0 | 0 | 0 | 0 | 0 |  | 2025
Lateral Hardening-Fuse-10565888 | Lateral Hardening | 287186.77 | 0 | 0 | 0 | 0 | 2025 | 0 | 0 | 0 | 0 | 0 |  | 0 | 0
Lateral Hardening-Fuse-10565890 | Lateral Hardening | 131184.46 | 0 | 0 | 0 | 0 | 0 | 0 | 0 | 0 | 0 | 0 |  | 0
Lateral Hardening-Fuse-10565891 | Lateral Hardening | 50000 | 0 | 0 | 0 | 0 | 0 | 0 | 0 | 0 | 0 | 0 |  | 0
Lateral Hardening-Fuse-10565892 | Lateral Hardening | 265208.48 | 0 | 0 | 0 | 0 | 0 | 0 | 0 | 0 | 0 | 0 |  | 0
Lateral Hardening-Fuse-10565895 | Lateral Hardening | 156023.01 | 0 | 0 | 0 | 0 | 2025 | 0 | 0 | 0 | 0 | 0 |  | 2025
Lateral Hardening-Fuse-10565896 | Lateral Hardening | 74256.63 | 0 | 0 | 0 | 0 | 0 | 0 | 0 | 0 | 0 | 0 |  | 0
Lateral Hardening-Fuse-10565897 | Lateral Hardening | 159743.25 | 0 | 0 | 0 | 0 | 0 | 0 | 0 | 0 | 0 | 0 |  | 0
Lateral Hardening-Fuse-10565898 | Lateral Hardening | 129138.26 | 0 | 0 | 0 | 0 | 0 | 0 | 0 | 0 | 0 | 0 |  | 0
Lateral Hardening-Fuse-10565899 | Lateral Hardening | 242419.91 | 0 | 0 | 0 | 0 | 0 | 0 | 0 | 0 | 0 | 0 |  | 0
Lateral Hardening-Fuse-10565903 | Lateral Hardening | 136258.66 | 0 | 0 | 0 | 0 | 0 | 0 | 0 | 0 | 0 | 0 |  | 0
Lateral Hardening-Fuse-10566557 | Lateral Hardening | 50000 | 0 | 0 | 0 | 0 | 0 | 0 | 0 | 0 | 0 | 0 |  | 0
Lateral Hardening-Fuse-10566561 | Lateral Hardening | 114477.84 | 0 | 0 | 0 | 0 | 0 | 0 | 0 | 0 | 0 | 0 |  | 0
Lateral Hardening-Fuse-10566562 | Lateral Hardening | 167066.76 | 0 | 0 | 0 | 0 | 0 | 0 | 0 | 0 | 0 | 0 |  | 0
Lateral Hardening-Fuse-10566565 | Lateral Hardening | 155073.52 | 0 | 0 | 0 | 0 | 0 | 0 | 0 | 0 | 0 | 0 |  | 0
Lateral Hardening-Fuse-10566566 | Lateral Hardening | 307348.14 | 0 | 0 | 0 | 0 | 2022 | 0 | 0 | 0 | 0 | 0 |  | 2025 | 2025
Lateral Hardening-Fuse-10566569 | Lateral Hardening | 73294.83 | 0 | 0 | 0 | 0 | 0 | 0 | 0 | 0 | 0 | 0 |  | 0
Lateral Hardening-Fuse-10566570 | Lateral Hardening | 157524.96 | 0 | 0 | 0 | 0 | 0 | 0 | 0 | 0 | 0 | 0 |  | 0
Lateral Hardening-Fuse-10566571 | Lateral Hardening | 57096.89 | 0 | 0 | 0 | 0 | 0 | 0 | 0 | 0 | 0 | 0 |  | 0
Lateral Hardening-Fuse-10566573 | Lateral Hardening | 886680.39 | 0 | 0 | 0 | 0 | 0 | 0 | 0 | 0 | 0 | 0 |  | 0
Lateral Hardening-Fuse-10566574 | Lateral Hardening | 119493.9 | 0 | 0 | 0 | 0 | 0 | 0 | 0 | 0 | 0 | 0 |  | 0
Lateral Hardening-Fuse-10566576 | Lateral Hardening | 92722.35 | 0 | 0 | 0 | 0 | 0 | 0 | 0 | 0 | 0 | 0 |  | 0
Lateral Hardening-Fuse-10566579 | Lateral Hardening | 112247.76 | 0 | 0 | 0 | 0 | 0 | 0 | 0 | 0 | 0 | 0 |  | 2025 | 2025
Lateral Hardening-Fuse-10566580 | Lateral Hardening | 364055.22 | 0 | 0 | 0 | 0 | 2022 | 0 | 0 | 0 | 0 | 0 |  | 2025 | 2025
Lateral Hardening-Fuse-10566581 | Lateral Hardening | 125167.46 | 0 | 0 | 0 | 0 | 0 | 0 | 0 | 0 | 0 | 0 |  | 0
Lateral Hardening-Fuse-10566582 | Lateral Hardening | 78998.08 | 0 | 0 | 0 | 0 | 0 | 0 | 0 | 0 | 0 | 0 |  | 0
Lateral Hardening-Fuse-10566583 | Lateral Hardening | 107746.12 | 0 | 0 | 0 | 0 | 0 | 0 | 0 | 0 | 0 | 0 |  | 0
Lateral Hardening-Fuse-10566584 | Lateral Hardening | 410146.41 | 0 | 0 | 0 | 0 | 0 | 0 | 0 | 0 | 0 | 0 |  | 0
Lateral Hardening-Fuse-10566585 | Lateral Hardening | 117338.62 | 0 | 0 | 0 | 0 | 0 | 0 | 0 | 0 | 0 | 0 |  | 2025 | 2025
Lateral Hardening-Fuse-10567057 | Lateral Hardening | 50000 | 0 | 0 | 0 | 0 | 0 | 0 | 0 | 0 | 0 | 0 |  | 0
Lateral Hardening-Fuse-10567058 | Lateral Hardening | 52816.53 | 0 | 0 | 0 | 0 | 0 | 0 | 0 | 0 | 0 | 0 |  | 0
Lateral Hardening-Fuse-10567076 | Lateral Hardening | 561026.57 | 0 | 0 | 0 | 0 | 2021 | 0 | 0 | 0 | 0 | 0 |  | 2021
Lateral Hardening-Fuse-10567082 | Lateral Hardening | 50000 | 0 | 0 | 0 | 0 | 0 | 0 | 0 | 0 | 0 | 0 |  | 0
Lateral Hardening-Fuse-10567085 | Lateral Hardening | 315733.83 | 0 | 0 | 0 | 0 | 0 | 0 | 0 | 0 | 0 | 0 |  | 0
Lateral Hardening-Fuse-10567092 | Lateral Hardening | 315521.69 | 0 | 0 | 0 | 0 | 0 | 0 | 0 | 0 | 0 | 0 |  | 0
Lateral Hardening-Fuse-10567093 | Lateral Hardening | 79734.33 | 0 | 0 | 0 | 0 | 0 | 0 | 0 | 0 | 0 | 0 |  | 0
Lateral Hardening-Fuse-10567744 | Lateral Hardening | 567651.94 | 0 | 0 | 0 | 0 | 0 | 0 | 0 | 0 | 0 | 0 |  | 0
Lateral Hardening-Fuse-10567749 | Lateral Hardening | 89287.36 | 0 | 0 | 0 | 0 | 0 | 0 | 0 | 0 | 0 | 0 |  | 0
Lateral Hardening-Fuse-10567750 | Lateral Hardening | 82513.47 | 0 | 0 | 0 | 0 | 0 | 0 | 0 | 0 | 0 | 0 |  | 0
Lateral Hardening-Fuse-10567751 | Lateral Hardening | 129494.72 | 0 | 0 | 0 | 0 | 2027 | 0 | 0 | 0 | 0 | 0 |  | 2027
Lateral Hardening-Fuse-10567752 | Lateral Hardening | 160824.41 | 0 | 0 | 0 | 0 | 0 | 0 | 0 | 0 | 0 | 0 |  | 0
Lateral Hardening-Fuse-10567753 | Lateral Hardening | 221409.54 | 0 | 0 | 0 | 0 | 0 | 0 | 0 | 0 | 0 | 0 |  | 0
Lateral Hardening-Fuse-10567756 | Lateral Hardening | 83357.25 | 0 | 0 | 0 | 0 | 0 | 0 | 0 | 0 | 0 | 0 |  | 0
Lateral Hardening-Fuse-10567760 | Lateral Hardening | 613263.25 | 0 | 0 | 0 | 0 | 0 | 0 | 0 | 0 | 0 | 0 |  | 0
Lateral Hardening-Fuse-10567761 | Lateral Hardening | 336512.97 | 0 | 0 | 0 | 0 | 0 | 0 | 0 | 0 | 0 | 0 |  | 0
Lateral Hardening-Fuse-10567762 | Lateral Hardening | 659411.95 | 0 | 0 | 0 | 0 | 0 | 0 | 0 | 0 | 0 | 0 |  | 0
Lateral Hardening-Fuse-10567768 | Lateral Hardening | 85978.3 | 0 | 0 | 0 | 0 | 0 | 0 | 0 | 0 | 0 | 0 |  | 0
Lateral Hardening-Fuse-10567770 | Lateral Hardening | 77292.79 | 0 | 0 | 0 | 0 | 0 | 0 | 0 | 0 | 0 | 0 |  | 2022 | 2022
Lateral Hardening-Fuse-10567771 | Lateral Hardening | 78057.02 | 0 | 0 | 0 | 0 | 0 | 0 | 0 | 0 | 0 | 0 |  | 0
Lateral Hardening-Fuse-10567774 | Lateral Hardening | 149852.1 | 0 | 0 | 0 | 0 | 2027 | 0 | 0 | 0 | 0 | 0 |  | 2026 | 2026
Lateral Hardening-Fuse-10567775 | Lateral Hardening | 84570.41 | 0 | 0 | 0 | 0 | 0 | 0 | 0 | 0 | 0 | 0 |  | 0
Lateral Hardening-Fuse-10567776 | Lateral Hardening | 138750.4 | 0 | 0 | 0 | 0 | 0 | 0 | 0 | 0 | 0 | 0 |  | 0
Lateral Hardening-Fuse-10567777 | Lateral Hardening | 103564.28 | 0 | 0 | 0 | 0 | 0 | 0 | 0 | 0 | 0 | 0 |  | 0
Lateral Hardening-Fuse-10567778 | Lateral Hardening | 98543.27 | 0 | 0 | 0 | 0 | 0 | 0 | 0 | 0 | 0 | 0 |  | 0
Lateral Hardening-Fuse-10567779 | Lateral Hardening | 145497.86 | 0 | 0 | 0 | 0 | 0 | 0 | 0 | 0 | 0 | 0 |  | 0
Lateral Hardening-Fuse-10567780 | Lateral Hardening | 140823.08 | 0 | 0 | 0 | 0 | 0 | 0 | 0 | 0 | 0 | 0 |  | 0
Lateral Hardening-Fuse-10567781 | Lateral Hardening | 212222.63 | 0 | 0 | 0 | 0 | 0 | 0 | 0 | 0 | 0 | 0 |  | 0
Lateral Hardening-Fuse-10567784 | Lateral Hardening | 399036.55 | 0 | 0 | 0 | 0 | 2027 | 0 | 0 | 0 | 0 | 0 |  | 2026 | 2026
Lateral Hardening-Fuse-10567788 | Lateral Hardening | 414054.72 | 0 | 0 | 0 | 0 | 0 | 0 | 0 | 0 | 0 | 0 |  | 0
Lateral Hardening-Fuse-10567789 | Lateral Hardening | 689875.89 | 0 | 0 | 0 | 0 | 0 | 0 | 0 | 0 | 0 | 0 |  | 0
Lateral Hardening-Fuse-10567791 | Lateral Hardening | 178401.63 | 0 | 0 | 0 | 0 | 0 | 0 | 0 | 0 | 0 | 0 |  | 0
Lateral Hardening-Fuse-10567792 | Lateral Hardening | 281800.34 | 0 | 0 | 0 | 0 | 2027 | 0 | 0 | 0 | 0 | 0 |  | 2026 | 2026
Lateral Hardening-Fuse-10567793 | Lateral Hardening | 370570.81 | 0 | 0 | 0 | 0 | 0 | 0 | 0 | 0 | 0 | 0 |  | 0
Lateral Hardening-Fuse-10569605 | Lateral Hardening | 103763.16 | 0 | 0 | 0 | 0 | 0 | 0 | 0 | 0 | 0 | 0 |  | 0
Lateral Hardening-Fuse-10569606 | Lateral Hardening | 124210.9 | 0 | 0 | 0 | 0 | 0 | 0 | 0 | 0 | 0 | 0 |  | 2029 | 2029
Lateral Hardening-Fuse-10569607 | Lateral Hardening | 132845.06 | 0 | 0 | 0 | 0 | 0 | 0 | 0 | 0 | 0 | 0 |  | 0
Lateral Hardening-Fuse-10569610 | Lateral Hardening | 65388.85 | 0 | 0 | 0 | 0 | 0 | 0 | 0 | 0 | 0 | 0 |  | 0
Lateral Hardening-Fuse-10569611 | Lateral Hardening | 120527.74 | 0 | 0 | 0 | 0 | 0 | 0 | 0 | 0 | 0 | 0 |  | 0
Lateral Hardening-Fuse-10569612 | Lateral Hardening | 211645.99 | 0 | 0 | 0 | 0 | 0 | 0 | 0 | 0 | 0 | 0 |  | 0
Lateral Hardening-Fuse-10569613 | Lateral Hardening | 229773.47 | 0 | 0 | 0 | 0 | 0 | 0 | 0 | 0 | 0 | 0 |  | 0
Lateral Hardening-Fuse-10569614 | Lateral Hardening | 277279.75 | 0 | 0 | 0 | 0 | 0 | 0 | 0 | 0 | 0 | 0 |  | 0
Lateral Hardening-Fuse-10569623 | Lateral Hardening | 343707.05 | 0 | 0 | 0 | 0 | 0 | 0 | 0 | 0 | 0 | 0 |  | 0
Lateral Hardening-Fuse-10569624 | Lateral Hardening | 181858.74 | 0 | 0 | 0 | 0 | 0 | 0 | 0 | 0 | 0 | 0 |  | 0
Lateral Hardening-Fuse-10569627 | Lateral Hardening | 159086.95 | 0 | 0 | 0 | 0 | 0 | 0 | 0 | 0 | 0 | 0 |  | 0
Lateral Hardening-Fuse-10569628 | Lateral Hardening | 50000 | 0 | 0 | 0 | 0 | 0 | 0 | 0 | 0 | 0 | 0 |  | 0
Lateral Hardening-Fuse-10570211 | Lateral Hardening | 158106.34 | 0 | 0 | 0 | 0 | 0 | 0 | 0 | 0 | 0 | 0 |  | 0
Lateral Hardening-Fuse-10570216 | Lateral Hardening | 65271.69 | 0 | 0 | 0 | 0 | 0 | 0 | 0 | 0 | 0 | 0 |  | 0
Lateral Hardening-Fuse-10570218 | Lateral Hardening | 250953.54 | 0 | 0 | 0 | 0 | 0 | 0 | 0 | 0 | 0 | 0 |  | 0
Lateral Hardening-Fuse-10570221 | Lateral Hardening | 520254.43 | 0 | 0 | 0 | 0 | 2024 | 0 | 0 | 0 | 0 | 0 |  | 2024
Lateral Hardening-Fuse-10570224 | Lateral Hardening | 144275.14 | 0 | 0 | 0 | 0 | 2024 | 0 | 0 | 0 | 0 | 0 |  | 2024
Lateral Hardening-Fuse-10570225 | Lateral Hardening | 192159.13 | 0 | 0 | 0 | 0 | 0 | 0 | 0 | 0 | 0 | 0 |  | 0
Lateral Hardening-Fuse-10570226 | Lateral Hardening | 361037.37 | 0 | 0 | 0 | 0 | 0 | 0 | 0 | 0 | 0 | 0 |  | 0
Lateral Hardening-Fuse-10570230 | Lateral Hardening | 78050.29 | 0 | 0 | 0 | 0 | 0 | 0 | 0 | 0 | 0 | 0 |  | 0
Lateral Hardening-Fuse-10570232 | Lateral Hardening | 57343.73 | 0 | 0 | 0 | 0 | 0 | 0 | 0 | 0 | 0 | 0 |  | 0
Lateral Hardening-Fuse-10570233 | Lateral Hardening | 105494.56 | 0 | 0 | 0 | 0 | 0 | 0 | 0 | 0 | 0 | 0 |  | 0
Lateral Hardening-Fuse-10570235 | Lateral Hardening | 73018.63 | 0 | 0 | 0 | 0 | 2024 | 0 | 0 | 0 | 0 | 0 |  | 2024
Lateral Hardening-Fuse-10570243 | Lateral Hardening | 240908.08 | 0 | 0 | 0 | 0 | 0 | 0 | 0 | 0 | 0 | 0 |  | 0
Lateral Hardening-Fuse-10570244 | Lateral Hardening | 730955.57 | 0 | 0 | 0 | 0 | 0 | 0 | 0 | 0 | 0 | 0 |  | 0
Lateral Hardening-Fuse-10570245 | Lateral Hardening | 146746.32 | 0 | 0 | 0 | 0 | 2024 | 0 | 0 | 0 | 0 | 0 |  | 2024
Lateral Hardening-Fuse-10570251 | Lateral Hardening | 420852.23 | 0 | 0 | 0 | 0 | 0 | 0 | 0 | 0 | 0 | 0 |  | 0
Lateral Hardening-Fuse-10570255 | Lateral Hardening | 137790.26 | 0 | 0 | 0 | 0 | 0 | 0 | 0 | 0 | 0 | 0 |  | 0
Lateral Hardening-Fuse-10570257 | Lateral Hardening | 185704.99 | 0 | 0 | 0 | 0 | 0 | 0 | 0 | 0 | 0 | 0 |  | 0
Lateral Hardening-Fuse-10570258 | Lateral Hardening | 897988.27 | 0 | 0 | 0 | 0 | 2024 | 0 | 0 | 0 | 0 | 0 |  | 2024
Lateral Hardening-Fuse-10570261 | Lateral Hardening | 120816.24 | 0 | 0 | 0 | 0 | 0 | 0 | 0 | 0 | 0 | 0 |  | 0
Lateral Hardening-Fuse-10570264 | Lateral Hardening | 55286.79 | 0 | 0 | 0 | 0 | 0 | 0 | 0 | 0 | 0 | 0 |  | 0
Lateral Hardening-Fuse-10570265 | Lateral Hardening | 554831.19 | 0 | 0 | 0 | 0 | 0 | 0 | 0 | 0 | 0 | 0 |  | 0
Lateral Hardening-Fuse-10571245 | Lateral Hardening | 159675.95 | 0 | 0 | 0 | 0 | 0 | 0 | 0 | 0 | 0 | 0 |  | 0
Lateral Hardening-Fuse-10571247 | Lateral Hardening | 494369.59 | 0 | 0 | 0 | 0 | 2023 | 0 | 0 | 0 | 0 | 0 |  | 2022 | 2022
Lateral Hardening-Fuse-10572955 | Lateral Hardening | 202248.47 | 0 | 0 | 0 | 0 | 0 | 0 | 0 | 0 | 0 | 0 |  | 0
Lateral Hardening-Fuse-10572963 | Lateral Hardening | 179202.89 | 0 | 0 | 0 | 0 | 0 | 0 | 0 | 0 | 0 | 0 |  | 0
Lateral Hardening-Fuse-10572964 | Lateral Hardening | 82827.15 | 0 | 0 | 0 | 0 | 0 | 0 | 0 | 0 | 0 | 0 |  | 0
Lateral Hardening-Fuse-10572982 | Lateral Hardening | 278480.94 | 0 | 0 | 0 | 0 | 2026 | 0 | 0 | 0 | 0 | 0 |  | 2025 | 2025
Lateral Hardening-Fuse-10572992 | Lateral Hardening | 208502.25 | 0 | 0 | 0 | 0 | 0 | 0 | 0 | 0 | 0 | 0 |  | 0
Lateral Hardening-Fuse-10572993 | Lateral Hardening | 61509.09 | 0 | 0 | 0 | 0 | 0 | 0 | 0 | 0 | 0 | 0 |  | 0
Lateral Hardening-Fuse-10572996 | Lateral Hardening | 324043.35 | 0 | 0 | 0 | 0 | 2026 | 0 | 0 | 0 | 0 | 0 |  | 2025 | 2025
Lateral Hardening-Fuse-10572997 | Lateral Hardening | 54252.95 | 0 | 0 | 0 | 0 | 0 | 0 | 0 | 0 | 0 | 0 |  | 0
Lateral Hardening-Fuse-10573743 | Lateral Hardening | 105283.75 | 0 | 0 | 0 | 0 | 2022 | 0 | 0 | 0 | 0 | 0 |  | 2022
Lateral Hardening-Fuse-10573751 | Lateral Hardening | 55916.39 | 0 | 0 | 0 | 0 | 0 | 0 | 0 | 0 | 0 | 0 |  | 0
Lateral Hardening-Fuse-10573754 | Lateral Hardening | 135187.42 | 0 | 0 | 0 | 0 | 2022 | 0 | 0 | 0 | 0 | 0 |  | 2022
Lateral Hardening-Fuse-10573761 | Lateral Hardening | 140037.48 | 0 | 0 | 0 | 0 | 2022 | 0 | 0 | 0 | 0 | 0 |  | 0 | 0
Lateral Hardening-Fuse-10573762 | Lateral Hardening | 804284.58 | 0 | 0 | 0 | 0 | 2022 | 0 | 0 | 0 | 0 | 0 |  | 2022
Lateral Hardening-Fuse-10573766 | Lateral Hardening | 50000 | 0 | 0 | 0 | 0 | 0 | 0 | 0 | 0 | 0 | 0 |  | 0
Lateral Hardening-Fuse-10573771 | Lateral Hardening | 431174.53 | 0 | 0 | 0 | 0 | 0 | 0 | 0 | 0 | 0 | 0 |  | 0
Lateral Hardening-Fuse-10573774 | Lateral Hardening | 122021.37 | 0 | 0 | 0 | 0 | 0 | 0 | 0 | 0 | 0 | 0 |  | 0
Lateral Hardening-Fuse-10577997 | Lateral Hardening | 62655.09 | 0 | 0 | 0 | 0 | 0 | 0 | 0 | 0 | 0 | 0 |  | 0
Lateral Hardening-Fuse-10578001 | Lateral Hardening | 359257.27 | 0 | 0 | 0 | 0 | 0 | 0 | 0 | 0 | 0 | 0 |  | 0
Lateral Hardening-Fuse-10578002 | Lateral Hardening | 394595.79 | 0 | 0 | 0 | 0 | 0 | 0 | 0 | 0 | 0 | 0 |  | 0
Lateral Hardening-Fuse-10578015 | Lateral Hardening | 346405.81 | 0 | 0 | 0 | 0 | 0 | 0 | 0 | 0 | 0 | 0 |  | 0
Lateral Hardening-Fuse-10578020 | Lateral Hardening | 131441.3 | 0 | 0 | 0 | 0 | 0 | 0 | 0 | 0 | 0 | 0 |  | 0
Lateral Hardening-Fuse-10578021 | Lateral Hardening | 51514.19 | 0 | 0 | 0 | 0 | 0 | 0 | 0 | 0 | 0 | 0 |  | 0
Lateral Hardening-Fuse-10580647 | Lateral Hardening | 218383.45 | 0 | 0 | 0 | 0 | 0 | 0 | 0 | 0 | 0 | 0 |  | 0
Lateral Hardening-Fuse-10580648 | Lateral Hardening | 96580.3 | 0 | 0 | 0 | 0 | 0 | 0 | 0 | 0 | 0 | 0 |  | 0
Lateral Hardening-Fuse-10580651 | Lateral Hardening | 65100.53 | 0 | 0 | 0 | 0 | 0 | 0 | 0 | 0 | 0 | 0 |  | 0
Lateral Hardening-Fuse-10580656 | Lateral Hardening | 89686.09 | 0 | 0 | 0 | 0 | 0 | 0 | 0 | 0 | 0 | 0 |  | 0
Lateral Hardening-Fuse-10580657 | Lateral Hardening | 63944.53 | 0 | 0 | 0 | 0 | 0 | 0 | 0 | 0 | 0 | 0 |  | 0
Lateral Hardening-Fuse-10580658 | Lateral Hardening | 154256.01 | 0 | 0 | 0 | 0 | 0 | 0 | 0 | 0 | 0 | 0 |  | 0
Lateral Hardening-Fuse-10580659 | Lateral Hardening | 173590.24 | 0 | 0 | 0 | 0 | 0 | 0 | 0 | 0 | 0 | 0 |  | 0
Lateral Hardening-Fuse-10580661 | Lateral Hardening | 61725.19 | 0 | 0 | 0 | 0 | 0 | 0 | 0 | 0 | 0 | 0 |  | 0
Lateral Hardening-Fuse-10580662 | Lateral Hardening | 50000 | 0 | 0 | 0 | 0 | 0 | 0 | 0 | 0 | 0 | 0 |  | 0
Lateral Hardening-Fuse-10580664 | Lateral Hardening | 50000 | 0 | 0 | 0 | 0 | 0 | 0 | 0 | 0 | 0 | 0 |  | 0
Lateral Hardening-Fuse-10580666 | Lateral Hardening | 759877.97 | 0 | 0 | 0 | 0 | 0 | 0 | 0 | 0 | 0 | 0 |  | 0
Lateral Hardening-Fuse-10580675 | Lateral Hardening | 65392.61 | 0 | 0 | 0 | 0 | 0 | 0 | 0 | 0 | 0 | 0 |  | 0
Lateral Hardening-Fuse-10580676 | Lateral Hardening | 115626.12 | 0 | 0 | 0 | 0 | 2021 | 0 | 0 | 0 | 0 | 0 |  | 2021
Lateral Hardening-Fuse-10580678 | Lateral Hardening | 253486.24 | 0 | 0 | 0 | 0 | 2021 | 0 | 0 | 0 | 0 | 0 |  | 2021
Lateral Hardening-Fuse-10580679 | Lateral Hardening | 50590.53 | 0 | 0 | 0 | 0 | 0 | 0 | 0 | 0 | 0 | 0 |  | 0
Lateral Hardening-Fuse-10580681 | Lateral Hardening | 80736.2 | 0 | 0 | 0 | 0 | 0 | 0 | 0 | 0 | 0 | 0 |  | 0
Lateral Hardening-Fuse-10580684 | Lateral Hardening | 76867.81 | 0 | 0 | 0 | 0 | 0 | 0 | 0 | 0 | 0 | 0 |  | 0
Lateral Hardening-Fuse-10580685 | Lateral Hardening | 243264.08 | 0 | 0 | 0 | 0 | 0 | 0 | 0 | 0 | 0 | 0 |  | 0
Lateral Hardening-Fuse-10580686 | Lateral Hardening | 74412.37 | 0 | 0 | 0 | 0 | 0 | 0 | 0 | 0 | 0 | 0 |  | 0
Lateral Hardening-Fuse-10580687 | Lateral Hardening | 223524.52 | 0 | 0 | 0 | 0 | 0 | 0 | 0 | 0 | 0 | 0 |  | 2021 | 2021
Lateral Hardening-Fuse-10580688 | Lateral Hardening | 159596.64 | 0 | 0 | 0 | 0 | 0 | 0 | 0 | 0 | 0 | 0 |  | 0
Lateral Hardening-Fuse-10580689 | Lateral Hardening | 58482.01 | 0 | 0 | 0 | 0 | 2021 | 0 | 0 | 0 | 0 | 0 |  | 2021
Lateral Hardening-Fuse-10580690 | Lateral Hardening | 464528.69 | 0 | 0 | 0 | 0 | 2021 | 0 | 0 | 0 | 0 | 0 |  | 2021
Lateral Hardening-Fuse-10580691 | Lateral Hardening | 195538.23 | 0 | 0 | 0 | 0 | 0 | 0 | 0 | 0 | 0 | 0 |  | 0
Lateral Hardening-Fuse-10580692 | Lateral Hardening | 140917.52 | 0 | 0 | 0 | 0 | 0 | 0 | 0 | 0 | 0 | 0 |  | 0
Lateral Hardening-Fuse-10580694 | Lateral Hardening | 480379.7 | 0 | 0 | 0 | 0 | 0 | 0 | 0 | 0 | 0 | 0 |  | 0
Lateral Hardening-Fuse-10580697 | Lateral Hardening | 110126.26 | 0 | 0 | 0 | 0 | 0 | 0 | 0 | 0 | 0 | 0 |  | 0
Lateral Hardening-Fuse-10580698 | Lateral Hardening | 50000 | 0 | 0 | 0 | 0 | 0 | 0 | 0 | 0 | 0 | 0 |  | 0
Lateral Hardening-Fuse-10580708 | Lateral Hardening | 120800.32 | 0 | 0 | 0 | 0 | 0 | 0 | 0 | 0 | 0 | 0 |  | 0
Lateral Hardening-Fuse-10581457 | Lateral Hardening | 50000 | 0 | 0 | 0 | 0 | 0 | 0 | 0 | 0 | 0 | 0 |  | 0
Lateral Hardening-Fuse-10581460 | Lateral Hardening | 75729.13 | 0 | 0 | 0 | 0 | 0 | 0 | 0 | 0 | 0 | 0 |  | 0
Lateral Hardening-Fuse-10582057 | Lateral Hardening | 56058.05 | 0 | 0 | 0 | 0 | 2026 | 0 | 0 | 0 | 0 | 0 |  | 2026
Lateral Hardening-Fuse-10582069 | Lateral Hardening | 174841.56 | 0 | 0 | 0 | 0 | 2021 | 0 | 0 | 0 | 0 | 0 |  | 2021
Lateral Hardening-Fuse-10583637 | Lateral Hardening | 59799.17 | 0 | 0 | 0 | 0 | 0 | 0 | 0 | 0 | 0 | 0 |  | 0
Lateral Hardening-Fuse-10583638 | Lateral Hardening | 63701.95 | 0 | 0 | 0 | 0 | 2023 | 0 | 0 | 0 | 0 | 0 |  | 2023
Lateral Hardening-Fuse-10583642 | Lateral Hardening | 158466.83 | 0 | 0 | 0 | 0 | 0 | 0 | 0 | 0 | 0 | 0 |  | 0
Lateral Hardening-Fuse-10583646 | Lateral Hardening | 238827.44 | 0 | 0 | 0 | 0 | 0 | 0 | 0 | 0 | 0 | 0 |  | 0
Lateral Hardening-Fuse-10583650 | Lateral Hardening | 103642.24 | 0 | 0 | 0 | 0 | 0 | 0 | 0 | 0 | 0 | 0 |  | 0
Lateral Hardening-Fuse-10583651 | Lateral Hardening | 105185.5 | 0 | 0 | 0 | 0 | 0 | 0 | 0 | 0 | 0 | 0 |  | 0
Lateral Hardening-Fuse-10583652 | Lateral Hardening | 163876.39 | 0 | 0 | 0 | 0 | 2023 | 0 | 0 | 0 | 0 | 0 |  | 2023
Lateral Hardening-Fuse-10583657 | Lateral Hardening | 59867.13 | 0 | 0 | 0 | 0 | 2023 | 0 | 0 | 0 | 0 | 0 |  | 2023
Lateral Hardening-Fuse-10583659 | Lateral Hardening | 102414.52 | 0 | 0 | 0 | 0 | 0 | 0 | 0 | 0 | 0 | 0 |  | 0
Lateral Hardening-Fuse-10583660 | Lateral Hardening | 173631.67 | 0 | 0 | 0 | 0 | 0 | 0 | 0 | 0 | 0 | 0 |  | 0
Lateral Hardening-Fuse-10583671 | Lateral Hardening | 230131.18 | 0 | 0 | 0 | 0 | 0 | 0 | 0 | 0 | 0 | 0 |  | 0
Lateral Hardening-Fuse-10583674 | Lateral Hardening | 50000 | 0 | 0 | 0 | 0 | 0 | 0 | 0 | 0 | 0 | 0 |  | 0
Lateral Hardening-Fuse-10588268 | Lateral Hardening | 182021.83 | 0 | 0 | 0 | 0 | 0 | 0 | 0 | 0 | 0 | 0 |  | 0
Lateral Hardening-Fuse-10588269 | Lateral Hardening | 402352.9 | 0 | 0 | 0 | 0 | 0 | 0 | 0 | 0 | 0 | 0 |  | 0
Lateral Hardening-Fuse-10588272 | Lateral Hardening | 193218.71 | 0 | 0 | 0 | 0 | 0 | 0 | 0 | 0 | 0 | 0 |  | 0
Lateral Hardening-Fuse-10588273 | Lateral Hardening | 262662.24 | 0 | 0 | 0 | 0 | 0 | 0 | 0 | 0 | 0 | 0 |  | 0
Lateral Hardening-Fuse-10588274 | Lateral Hardening | 140104.04 | 0 | 0 | 0 | 0 | 0 | 0 | 0 | 0 | 0 | 0 |  | 0
Lateral Hardening-Fuse-10588275 | Lateral Hardening | 403762.66 | 0 | 0 | 0 | 0 | 0 | 0 | 0 | 0 | 0 | 0 |  | 0
Lateral Hardening-Fuse-10588277 | Lateral Hardening | 81678.03 | 0 | 0 | 0 | 0 | 0 | 0 | 0 | 0 | 0 | 0 |  | 2029 | 2029
Lateral Hardening-Fuse-10588280 | Lateral Hardening | 50000 | 0 | 0 | 0 | 0 | 0 | 0 | 0 | 0 | 0 | 0 |  | 2029 | 2029
Lateral Hardening-Fuse-10588281 | Lateral Hardening | 519384.76 | 0 | 0 | 0 | 0 | 2029 | 0 | 0 | 0 | 0 | 0 |  | 2029
Lateral Hardening-Fuse-10588283 | Lateral Hardening | 195931.73 | 0 | 0 | 0 | 0 | 0 | 0 | 0 | 0 | 0 | 0 |  | 0
Lateral Hardening-Fuse-10588284 | Lateral Hardening | 203313.79 | 0 | 0 | 0 | 0 | 0 | 0 | 0 | 0 | 0 | 0 |  | 0
Lateral Hardening-Fuse-10588290 | Lateral Hardening | 60785.79 | 0 | 0 | 0 | 0 | 0 | 0 | 0 | 0 | 0 | 0 |  | 0
Lateral Hardening-Fuse-10588294 | Lateral Hardening | 100920.01 | 0 | 0 | 0 | 0 | 0 | 0 | 0 | 0 | 0 | 0 |  | 0
Lateral Hardening-Fuse-10588295 | Lateral Hardening | 123077.62 | 0 | 0 | 0 | 0 | 0 | 0 | 0 | 0 | 0 | 0 |  | 0
Lateral Hardening-Fuse-10588296 | Lateral Hardening | 142732.98 | 0 | 0 | 0 | 0 | 0 | 0 | 0 | 0 | 0 | 0 |  | 2029 | 2029
Lateral Hardening-Fuse-10588297 | Lateral Hardening | 313567.08 | 0 | 0 | 0 | 0 | 0 | 0 | 0 | 0 | 0 | 0 |  | 0
Lateral Hardening-Fuse-10588791 | Lateral Hardening | 56272.67 | 0 | 0 | 0 | 0 | 0 | 0 | 0 | 0 | 0 | 0 |  | 0
Lateral Hardening-Fuse-10588792 | Lateral Hardening | 50000 | 0 | 0 | 0 | 0 | 0 | 0 | 0 | 0 | 0 | 0 |  | 0
Lateral Hardening-Fuse-10588793 | Lateral Hardening | 70980.31 | 0 | 0 | 0 | 0 | 0 | 0 | 0 | 0 | 0 | 0 |  | 0
Lateral Hardening-Fuse-10588795 | Lateral Hardening | 53413.73 | 0 | 0 | 0 | 0 | 0 | 0 | 0 | 0 | 0 | 0 |  | 0
Lateral Hardening-Fuse-10588796 | Lateral Hardening | 100169.44 | 0 | 0 | 0 | 0 | 0 | 0 | 0 | 0 | 0 | 0 |  | 0
Lateral Hardening-Fuse-10588797 | Lateral Hardening | 50000 | 0 | 0 | 0 | 0 | 0 | 0 | 0 | 0 | 0 | 0 |  | 0
Lateral Hardening-Fuse-10588798 | Lateral Hardening | 209237.03 | 0 | 0 | 0 | 0 | 0 | 0 | 0 | 0 | 0 | 0 |  | 0
Lateral Hardening-Fuse-10588799 | Lateral Hardening | 497995.47 | 0 | 0 | 0 | 0 | 0 | 0 | 0 | 0 | 0 | 0 |  | 0
Lateral Hardening-Fuse-10588801 | Lateral Hardening | 174193.36 | 0 | 0 | 0 | 0 | 0 | 0 | 0 | 0 | 0 | 0 |  | 0
Lateral Hardening-Fuse-10588804 | Lateral Hardening | 364820.02 | 0 | 0 | 0 | 0 | 0 | 0 | 0 | 0 | 0 | 0 |  | 0
Lateral Hardening-Fuse-10588805 | Lateral Hardening | 372034.68 | 0 | 0 | 0 | 0 | 0 | 0 | 0 | 0 | 0 | 0 |  | 0
Lateral Hardening-Fuse-10588807 | Lateral Hardening | 75656.33 | 0 | 0 | 0 | 0 | 0 | 0 | 0 | 0 | 0 | 0 |  | 0
Lateral Hardening-Fuse-10588812 | Lateral Hardening | 135633.88 | 0 | 0 | 0 | 0 | 0 | 0 | 0 | 0 | 0 | 0 |  | 0
Lateral Hardening-Fuse-10588817 | Lateral Hardening | 79793.8 | 0 | 0 | 0 | 0 | 0 | 0 | 0 | 0 | 0 | 0 |  | 0
Lateral Hardening-Fuse-10588819 | Lateral Hardening | 140499.25 | 0 | 0 | 0 | 0 | 0 | 0 | 0 | 0 | 0 | 0 |  | 0
Lateral Hardening-Fuse-10588822 | Lateral Hardening | 65089.79 | 0 | 0 | 0 | 0 | 0 | 0 | 0 | 0 | 0 | 0 |  | 0
Lateral Hardening-Fuse-10588824 | Lateral Hardening | 85478.33 | 0 | 0 | 0 | 0 | 0 | 0 | 0 | 0 | 0 | 0 |  | 0
Lateral Hardening-Fuse-10588826 | Lateral Hardening | 67340.61 | 0 | 0 | 0 | 0 | 0 | 0 | 0 | 0 | 0 | 0 |  | 0
Lateral Hardening-Fuse-10588828 | Lateral Hardening | 89983.5 | 0 | 0 | 0 | 0 | 0 | 0 | 0 | 0 | 0 | 0 |  | 0
Lateral Hardening-Fuse-10589587 | Lateral Hardening | 103098.88 | 0 | 0 | 0 | 0 | 2021 | 0 | 0 | 0 | 0 | 0 |  | 2021
Lateral Hardening-Fuse-10589590 | Lateral Hardening | 358474.94 | 0 | 0 | 0 | 0 | 0 | 0 | 0 | 0 | 0 | 0 |  | 0
Lateral Hardening-Fuse-10589595 | Lateral Hardening | 442286.59 | 0 | 0 | 0 | 0 | 2021 | 0 | 0 | 0 | 0 | 0 |  | 2021
Lateral Hardening-Fuse-10589600 | Lateral Hardening | 50000 | 0 | 0 | 0 | 0 | 0 | 0 | 0 | 0 | 0 | 0 |  | 0
Lateral Hardening-Fuse-10589601 | Lateral Hardening | 761838.48 | 0 | 0 | 0 | 0 | 0 | 0 | 0 | 0 | 0 | 0 |  | 0
Lateral Hardening-Fuse-10589602 | Lateral Hardening | 50000 | 0 | 0 | 0 | 0 | 0 | 0 | 0 | 0 | 0 | 0 |  | 0
Lateral Hardening-Fuse-10590610 | Lateral Hardening | 173091.51 | 0 | 0 | 0 | 0 | 0 | 0 | 0 | 0 | 0 | 0 |  | 0
Lateral Hardening-Fuse-10590611 | Lateral Hardening | 100438.25 | 0 | 0 | 0 | 0 | 0 | 0 | 0 | 0 | 0 | 0 |  | 0
Lateral Hardening-Fuse-10590614 | Lateral Hardening | 392610.11 | 0 | 0 | 0 | 0 | 0 | 0 | 0 | 0 | 0 | 0 |  | 0
Lateral Hardening-Fuse-10590617 | Lateral Hardening | 73542.17 | 0 | 0 | 0 | 0 | 0 | 0 | 0 | 0 | 0 | 0 |  | 0
Lateral Hardening-Fuse-10590622 | Lateral Hardening | 93668.08 | 0 | 0 | 0 | 0 | 0 | 0 | 0 | 0 | 0 | 0 |  | 0
Lateral Hardening-Fuse-10590623 | Lateral Hardening | 56561.73 | 0 | 0 | 0 | 0 | 0 | 0 | 0 | 0 | 0 | 0 |  | 0
Lateral Hardening-Fuse-10590624 | Lateral Hardening | 377906.34 | 0 | 0 | 0 | 0 | 0 | 0 | 0 | 0 | 0 | 0 |  | 0
Lateral Hardening-Fuse-10590625 | Lateral Hardening | 60717.09 | 0 | 0 | 0 | 0 | 0 | 0 | 0 | 0 | 0 | 0 |  | 0
Lateral Hardening-Fuse-10590626 | Lateral Hardening | 181340.01 | 0 | 0 | 0 | 0 | 0 | 0 | 0 | 0 | 0 | 0 |  | 0
Lateral Hardening-Fuse-10590628 | Lateral Hardening | 52804.87 | 0 | 0 | 0 | 0 | 0 | 0 | 0 | 0 | 0 | 0 |  | 0
Lateral Hardening-Fuse-10590629 | Lateral Hardening | 50000 | 0 | 0 | 0 | 0 | 0 | 0 | 0 | 0 | 0 | 0 |  | 0
Lateral Hardening-Fuse-10590630 | Lateral Hardening | 161663.89 | 0 | 0 | 0 | 0 | 2027 | 0 | 0 | 0 | 0 | 0 |  | 2028 | 2028
Lateral Hardening-Fuse-10590631 | Lateral Hardening | 61541.49 | 0 | 0 | 0 | 0 | 0 | 0 | 0 | 0 | 0 | 0 |  | 0
Lateral Hardening-Fuse-10590637 | Lateral Hardening | 357027.88 | 0 | 0 | 0 | 0 | 0 | 0 | 0 | 0 | 0 | 0 |  | 0
Lateral Hardening-Fuse-10590638 | Lateral Hardening | 200988.48 | 0 | 0 | 0 | 0 | 0 | 0 | 0 | 0 | 0 | 0 |  | 0
Lateral Hardening-Fuse-10590641 | Lateral Hardening | 54528.83 | 0 | 0 | 0 | 0 | 0 | 0 | 0 | 0 | 0 | 0 |  | 0
Lateral Hardening-Fuse-10590645 | Lateral Hardening | 168954.23 | 0 | 0 | 0 | 0 | 0 | 0 | 0 | 0 | 0 | 0 |  | 0
Lateral Hardening-Fuse-10594239 | Lateral Hardening | 242618.79 | 0 | 0 | 0 | 0 | 0 | 0 | 0 | 0 | 0 | 0 |  | 0
Lateral Hardening-Fuse-10594240 | Lateral Hardening | 298409.26 | 0 | 0 | 0 | 0 | 0 | 0 | 0 | 0 | 0 | 0 |  | 0
Lateral Hardening-Fuse-10594242 | Lateral Hardening | 248972.75 | 0 | 0 | 0 | 0 | 0 | 0 | 0 | 0 | 0 | 0 |  | 0
Lateral Hardening-Fuse-10594243 | Lateral Hardening | 195611.24 | 0 | 0 | 0 | 0 | 0 | 0 | 0 | 0 | 0 | 0 |  | 0
Lateral Hardening-Fuse-10594246 | Lateral Hardening | 383794.79 | 0 | 0 | 0 | 0 | 0 | 0 | 0 | 0 | 0 | 0 |  | 0
Lateral Hardening-Fuse-10594254 | Lateral Hardening | 415389.76 | 0 | 0 | 0 | 0 | 0 | 0 | 0 | 0 | 0 | 0 |  | 0
Lateral Hardening-Fuse-10594255 | Lateral Hardening | 319291.93 | 0 | 0 | 0 | 0 | 0 | 0 | 0 | 0 | 0 | 0 |  | 0
Lateral Hardening-Fuse-10594256 | Lateral Hardening | 198636.55 | 0 | 0 | 0 | 0 | 0 | 0 | 0 | 0 | 0 | 0 |  | 0
Lateral Hardening-Fuse-10594261 | Lateral Hardening | 243552.45 | 0 | 0 | 0 | 0 | 0 | 0 | 0 | 0 | 0 | 0 |  | 0
Lateral Hardening-Fuse-10595449 | Lateral Hardening | 100862 | 0 | 0 | 0 | 0 | 0 | 0 | 0 | 0 | 0 | 0 |  | 0
Lateral Hardening-Fuse-10595452 | Lateral Hardening | 52736.91 | 0 | 0 | 0 | 0 | 0 | 0 | 0 | 0 | 0 | 0 |  | 0
Lateral Hardening-Fuse-10595464 | Lateral Hardening | 104090.05 | 0 | 0 | 0 | 0 | 0 | 0 | 0 | 0 | 0 | 0 |  | 0
Lateral Hardening-Fuse-10595467 | Lateral Hardening | 134933.06 | 0 | 0 | 0 | 0 | 0 | 0 | 0 | 0 | 0 | 0 |  | 0
Lateral Hardening-Fuse-10595470 | Lateral Hardening | 629586.01 | 0 | 0 | 0 | 0 | 2022 | 0 | 0 | 0 | 0 | 0 |  | 2022
Lateral Hardening-Fuse-10595473 | Lateral Hardening | 76915.03 | 0 | 0 | 0 | 0 | 0 | 0 | 0 | 0 | 0 | 0 |  | 0
Lateral Hardening-Fuse-10595474 | Lateral Hardening | 269038.17 | 0 | 0 | 0 | 0 | 0 | 0 | 0 | 0 | 0 | 0 |  | 0
Lateral Hardening-Fuse-10595476 | Lateral Hardening | 51708.07 | 0 | 0 | 0 | 0 | 0 | 0 | 0 | 0 | 0 | 0 |  | 0
Lateral Hardening-Fuse-10595477 | Lateral Hardening | 50000 | 0 | 0 | 0 | 0 | 0 | 0 | 0 | 0 | 0 | 0 |  | 0
Lateral Hardening-Fuse-10595478 | Lateral Hardening | 277589.5 | 0 | 0 | 0 | 0 | 0 | 0 | 0 | 0 | 0 | 0 |  | 0
Lateral Hardening-Fuse-10595479 | Lateral Hardening | 297370.37 | 0 | 0 | 0 | 0 | 0 | 0 | 0 | 0 | 0 | 0 |  | 0
Lateral Hardening-Fuse-10595480 | Lateral Hardening | 270359.1 | 0 | 0 | 0 | 0 | 0 | 0 | 0 | 0 | 0 | 0 |  | 0
Lateral Hardening-Fuse-10595481 | Lateral Hardening | 1078876.93 | 0 | 0 | 0 | 0 | 0 | 0 | 0 | 0 | 0 | 0 |  | 0
Lateral Hardening-Fuse-10595483 | Lateral Hardening | 266376.88 | 0 | 0 | 0 | 0 | 0 | 0 | 0 | 0 | 0 | 0 |  | 0
Lateral Hardening-Fuse-10595485 | Lateral Hardening | 503281.26 | 0 | 0 | 0 | 0 | 0 | 0 | 0 | 0 | 0 | 0 |  | 0
Lateral Hardening-Fuse-10595487 | Lateral Hardening | 403443.12 | 0 | 0 | 0 | 0 | 0 | 0 | 0 | 0 | 0 | 0 |  | 0
Lateral Hardening-Fuse-10595490 | Lateral Hardening | 55932.13 | 0 | 0 | 0 | 0 | 0 | 0 | 0 | 0 | 0 | 0 |  | 0
Lateral Hardening-Fuse-10595492 | Lateral Hardening | 102283.6 | 0 | 0 | 0 | 0 | 0 | 0 | 0 | 0 | 0 | 0 |  | 0
Lateral Hardening-Fuse-10595493 | Lateral Hardening | 410581 | 0 | 0 | 0 | 0 | 0 | 0 | 0 | 0 | 0 | 0 |  | 0
Lateral Hardening-Fuse-10595494 | Lateral Hardening | 152947.83 | 0 | 0 | 0 | 0 | 0 | 0 | 0 | 0 | 0 | 0 |  | 0
Lateral Hardening-Fuse-10595496 | Lateral Hardening | 156825.66 | 0 | 0 | 0 | 0 | 0 | 0 | 0 | 0 | 0 | 0 |  | 0
Lateral Hardening-Fuse-10595497 | Lateral Hardening | 150020.24 | 0 | 0 | 0 | 0 | 0 | 0 | 0 | 0 | 0 | 0 |  | 0
Lateral Hardening-Fuse-10595498 | Lateral Hardening | 58308.87 | 0 | 0 | 0 | 0 | 0 | 0 | 0 | 0 | 0 | 0 |  | 0
Lateral Hardening-Fuse-10595500 | Lateral Hardening | 548170.95 | 0 | 0 | 0 | 0 | 2022 | 0 | 0 | 0 | 0 | 0 |  | 2022
Lateral Hardening-Fuse-10595504 | Lateral Hardening | 177907.21 | 0 | 0 | 0 | 0 | 0 | 0 | 0 | 0 | 0 | 0 |  | 0
Lateral Hardening-Fuse-10595506 | Lateral Hardening | 417965.38 | 0 | 0 | 0 | 0 | 0 | 0 | 0 | 0 | 0 | 0 |  | 0
Lateral Hardening-Fuse-10595510 | Lateral Hardening | 50000 | 0 | 0 | 0 | 0 | 0 | 0 | 0 | 0 | 0 | 0 |  | 0
Lateral Hardening-Fuse-10595511 | Lateral Hardening | 94124.54 | 0 | 0 | 0 | 0 | 0 | 0 | 0 | 0 | 0 | 0 |  | 0
Lateral Hardening-Fuse-10595513 | Lateral Hardening | 771335.15 | 0 | 0 | 0 | 0 | 0 | 0 | 0 | 0 | 0 | 0 |  | 0
Lateral Hardening-Fuse-10595515 | Lateral Hardening | 57296.51 | 0 | 0 | 0 | 0 | 0 | 0 | 0 | 0 | 0 | 0 |  | 0
Lateral Hardening-Fuse-10595516 | Lateral Hardening | 910094.61 | 0 | 0 | 0 | 0 | 0 | 0 | 0 | 0 | 0 | 0 |  | 0
Lateral Hardening-Fuse-10595517 | Lateral Hardening | 1156167.45 | 0 | 0 | 0 | 0 | 0 | 0 | 0 | 0 | 0 | 0 |  | 0
Lateral Hardening-Fuse-10595520 | Lateral Hardening | 137679.34 | 0 | 0 | 0 | 0 | 0 | 0 | 0 | 0 | 0 | 0 |  | 0
Lateral Hardening-Fuse-10595521 | Lateral Hardening | 216182.58 | 0 | 0 | 0 | 0 | 0 | 0 | 0 | 0 | 0 | 0 |  | 0
Lateral Hardening-Fuse-10595523 | Lateral Hardening | 404916.18 | 0 | 0 | 0 | 0 | 0 | 0 | 0 | 0 | 0 | 0 |  | 0
Lateral Hardening-Fuse-10595524 | Lateral Hardening | 54567.75 | 0 | 0 | 0 | 0 | 0 | 0 | 0 | 0 | 0 | 0 |  | 0
Lateral Hardening-Fuse-10595525 | Lateral Hardening | 55979.35 | 0 | 0 | 0 | 0 | 0 | 0 | 0 | 0 | 0 | 0 |  | 0
Lateral Hardening-Fuse-10595526 | Lateral Hardening | 50000 | 0 | 0 | 0 | 0 | 0 | 0 | 0 | 0 | 0 | 0 |  | 0
Lateral Hardening-Fuse-10595527 | Lateral Hardening | 54614.97 | 0 | 0 | 0 | 0 | 0 | 0 | 0 | 0 | 0 | 0 |  | 0
Lateral Hardening-Fuse-10595529 | Lateral Hardening | 50000 | 0 | 0 | 0 | 0 | 0 | 0 | 0 | 0 | 0 | 0 |  | 0
Lateral Hardening-Fuse-10595530 | Lateral Hardening | 288996.74 | 0 | 0 | 0 | 0 | 0 | 0 | 0 | 0 | 0 | 0 |  | 0
Lateral Hardening-Fuse-10595531 | Lateral Hardening | 426442.73 | 0 | 0 | 0 | 0 | 0 | 0 | 0 | 0 | 0 | 0 |  | 0
Lateral Hardening-Fuse-10595532 | Lateral Hardening | 208675.52 | 0 | 0 | 0 | 0 | 0 | 0 | 0 | 0 | 0 | 0 |  | 0
Lateral Hardening-Fuse-10595533 | Lateral Hardening | 179230.11 | 0 | 0 | 0 | 0 | 0 | 0 | 0 | 0 | 0 | 0 |  | 0
Lateral Hardening-Fuse-10596807 | Lateral Hardening | 204100 | 0 | 0 | 0 | 0 | 0 | 0 | 0 | 0 | 0 | 0 |  | 0
Lateral Hardening-Fuse-10596832 | Lateral Hardening | 137746.74 | 0 | 0 | 0 | 0 | 2023 | 0 | 0 | 0 | 0 | 0 |  | 2023
Lateral Hardening-Fuse-10596839 | Lateral Hardening | 1043978.81 | 0 | 0 | 0 | 0 | 0 | 0 | 0 | 0 | 0 | 0 |  | 0
Lateral Hardening-Fuse-10596841 | Lateral Hardening | 734595.94 | 0 | 0 | 0 | 0 | 2023 | 0 | 0 | 0 | 0 | 0 |  | 2023
Lateral Hardening-Fuse-10596847 | Lateral Hardening | 57632.05 | 0 | 0 | 0 | 0 | 0 | 0 | 0 | 0 | 0 | 0 |  | 0
Lateral Hardening-Fuse-10596850 | Lateral Hardening | 212909.52 | 0 | 0 | 0 | 0 | 2023 | 0 | 0 | 0 | 0 | 0 |  | 0 | 0
Lateral Hardening-Fuse-10596851 | Lateral Hardening | 60005.77 | 0 | 0 | 0 | 0 | 0 | 0 | 0 | 0 | 0 | 0 |  | 0
Lateral Hardening-Fuse-10596852 | Lateral Hardening | 113113.46 | 0 | 0 | 0 | 0 | 0 | 0 | 0 | 0 | 0 | 0 |  | 0
Lateral Hardening-Fuse-10596853 | Lateral Hardening | 120584.22 | 0 | 0 | 0 | 0 | 0 | 0 | 0 | 0 | 0 | 0 |  | 0
Lateral Hardening-Fuse-10599389 | Lateral Hardening | 73810.49 | 0 | 0 | 0 | 0 | 0 | 0 | 0 | 0 | 0 | 0 |  | 0
Lateral Hardening-Fuse-10599390 | Lateral Hardening | 55480.67 | 0 | 0 | 0 | 0 | 0 | 0 | 0 | 0 | 0 | 0 |  | 0
Lateral Hardening-Fuse-10599392 | Lateral Hardening | 89114.45 | 0 | 0 | 0 | 0 | 0 | 0 | 0 | 0 | 0 | 0 |  | 0
Lateral Hardening-Fuse-10599396 | Lateral Hardening | 272189.38 | 0 | 0 | 0 | 0 | 0 | 0 | 0 | 0 | 0 | 0 |  | 0
Lateral Hardening-Fuse-10599398 | Lateral Hardening | 310225.69 | 0 | 0 | 0 | 0 | 0 | 0 | 0 | 0 | 0 | 0 |  | 0
Lateral Hardening-Fuse-10599399 | Lateral Hardening | 311729.07 | 0 | 0 | 0 | 0 | 0 | 0 | 0 | 0 | 0 | 0 |  | 0
Lateral Hardening-Fuse-10599405 | Lateral Hardening | 50000 | 0 | 0 | 0 | 0 | 0 | 0 | 0 | 0 | 0 | 0 |  | 0
Lateral Hardening-Fuse-10599406 | Lateral Hardening | 56089.53 | 0 | 0 | 0 | 0 | 0 | 0 | 0 | 0 | 0 | 0 |  | 0
Lateral Hardening-Fuse-10599416 | Lateral Hardening | 128485.7 | 0 | 0 | 0 | 0 | 2021 | 0 | 0 | 0 | 0 | 0 |  | 0 | 0
Lateral Hardening-Fuse-10599419 | Lateral Hardening | 75788.03 | 0 | 0 | 0 | 0 | 0 | 0 | 0 | 0 | 0 | 0 |  | 0
Lateral Hardening-Fuse-10599422 | Lateral Hardening | 122188.66 | 0 | 0 | 0 | 0 | 0 | 0 | 0 | 0 | 0 | 0 |  | 0
Lateral Hardening-Fuse-10599428 | Lateral Hardening | 99072.64 | 0 | 0 | 0 | 0 | 0 | 0 | 0 | 0 | 0 | 0 |  | 0
Lateral Hardening-Fuse-10599429 | Lateral Hardening | 50000 | 0 | 0 | 0 | 0 | 0 | 0 | 0 | 0 | 0 | 0 |  | 0
Lateral Hardening-Fuse-10599430 | Lateral Hardening | 75611.33 | 0 | 0 | 0 | 0 | 0 | 0 | 0 | 0 | 0 | 0 |  | 0
Lateral Hardening-Fuse-10599433 | Lateral Hardening | 52631.73 | 0 | 0 | 0 | 0 | 0 | 0 | 0 | 0 | 0 | 0 |  | 0
Lateral Hardening-Fuse-10599435 | Lateral Hardening | 163945.63 | 0 | 0 | 0 | 0 | 0 | 0 | 0 | 0 | 0 | 0 |  | 0
Lateral Hardening-Fuse-10599440 | Lateral Hardening | 167214.58 | 0 | 0 | 0 | 0 | 0 | 0 | 0 | 0 | 0 | 0 |  | 0
Lateral Hardening-Fuse-10600225 | Lateral Hardening | 50000 | 0 | 0 | 0 | 0 | 0 | 0 | 0 | 0 | 0 | 0 |  | 0
Lateral Hardening-Fuse-10600226 | Lateral Hardening | 63110.31 | 0 | 0 | 0 | 0 | 0 | 0 | 0 | 0 | 0 | 0 |  | 0
Lateral Hardening-Fuse-10601408 | Lateral Hardening | 1145721.88 | 0 | 0 | 0 | 0 | 0 | 0 | 0 | 0 | 0 | 0 |  | 0
Lateral Hardening-Fuse-10601413 | Lateral Hardening | 50000 | 0 | 0 | 0 | 0 | 0 | 0 | 0 | 0 | 0 | 0 |  | 0
Lateral Hardening-Fuse-10601416 | Lateral Hardening | 1250210.05 | 0 | 0 | 0 | 0 | 0 | 0 | 0 | 0 | 0 | 0 |  | 0
Lateral Hardening-Fuse-10601422 | Lateral Hardening | 256212.36 | 0 | 0 | 0 | 0 | 0 | 0 | 0 | 0 | 0 | 0 |  | 0
Lateral Hardening-Fuse-10601425 | Lateral Hardening | 349042.01 | 0 | 0 | 0 | 0 | 0 | 0 | 0 | 0 | 0 | 0 |  | 0
Lateral Hardening-Fuse-10601433 | Lateral Hardening | 296531.65 | 0 | 0 | 0 | 0 | 0 | 0 | 0 | 0 | 0 | 0 |  | 0
Lateral Hardening-Fuse-10601445 | Lateral Hardening | 50000 | 0 | 0 | 0 | 0 | 0 | 0 | 0 | 0 | 0 | 0 |  | 0
Lateral Hardening-Fuse-10603600 | Lateral Hardening | 265650.23 | 0 | 0 | 0 | 0 | 0 | 0 | 0 | 0 | 0 | 0 |  | 0
Lateral Hardening-Fuse-10603605 | Lateral Hardening | 248479.74 | 0 | 0 | 0 | 0 | 0 | 0 | 0 | 0 | 0 | 0 |  | 0
Lateral Hardening-Fuse-10603627 | Lateral Hardening | 359687.94 | 0 | 0 | 0 | 0 | 0 | 0 | 0 | 0 | 0 | 0 |  | 0
Lateral Hardening-Fuse-10603632 | Lateral Hardening | 319633.21 | 0 | 0 | 0 | 0 | 0 | 0 | 0 | 0 | 0 | 0 |  | 0
Lateral Hardening-Fuse-10603635 | Lateral Hardening | 215408.17 | 0 | 0 | 0 | 0 | 0 | 0 | 0 | 0 | 0 | 0 |  | 0
Lateral Hardening-Fuse-10603642 | Lateral Hardening | 433705.28 | 0 | 0 | 0 | 0 | 0 | 0 | 0 | 0 | 0 | 0 |  | 0
Lateral Hardening-Fuse-10603652 | Lateral Hardening | 967478.98 | 0 | 0 | 0 | 0 | 0 | 0 | 0 | 0 | 0 | 0 |  | 0
Lateral Hardening-Fuse-10603657 | Lateral Hardening | 439901.65 | 0 | 0 | 0 | 0 | 2024 | 0 | 0 | 0 | 0 | 0 |  | 2028 | 2028
Lateral Hardening-Fuse-10603659 | Lateral Hardening | 441304.18 | 0 | 0 | 0 | 0 | 0 | 0 | 0 | 0 | 0 | 0 |  | 0
Lateral Hardening-Fuse-10605099 | Lateral Hardening | 121916.38 | 0 | 0 | 0 | 0 | 0 | 0 | 0 | 0 | 0 | 0 |  | 0
Lateral Hardening-Fuse-10605101 | Lateral Hardening | 116570.52 | 0 | 0 | 0 | 0 | 0 | 0 | 0 | 0 | 0 | 0 |  | 0
Lateral Hardening-Fuse-10605102 | Lateral Hardening | 1335224.99 | 0 | 0 | 0 | 0 | 2029 | 0 | 0 | 0 | 0 | 0 |  | 2029
Lateral Hardening-Fuse-10605105 | Lateral Hardening | 265004.85 | 0 | 0 | 0 | 0 | 0 | 0 | 0 | 0 | 0 | 0 |  | 0
Lateral Hardening-Fuse-10605108 | Lateral Hardening | 266386.09 | 0 | 0 | 0 | 0 | 0 | 0 | 0 | 0 | 0 | 0 |  | 0
Lateral Hardening-Fuse-10605109 | Lateral Hardening | 53119.67 | 0 | 0 | 0 | 0 | 0 | 0 | 0 | 0 | 0 | 0 |  | 0
Lateral Hardening-Fuse-10605111 | Lateral Hardening | 60145.45 | 0 | 0 | 0 | 0 | 0 | 0 | 0 | 0 | 0 | 0 |  | 0
Lateral Hardening-Fuse-10605127 | Lateral Hardening | 50000 | 0 | 0 | 0 | 0 | 0 | 0 | 0 | 0 | 0 | 0 |  | 0
Lateral Hardening-Fuse-10605128 | Lateral Hardening | 80567.71 | 0 | 0 | 0 | 0 | 0 | 0 | 0 | 0 | 0 | 0 |  | 0
Lateral Hardening-Fuse-10605134 | Lateral Hardening | 234592.8 | 0 | 0 | 0 | 0 | 0 | 0 | 0 | 0 | 0 | 0 |  | 0
Lateral Hardening-Fuse-10605136 | Lateral Hardening | 226747.13 | 0 | 0 | 0 | 0 | 0 | 0 | 0 | 0 | 0 | 0 |  | 0
Lateral Hardening-Fuse-10605137 | Lateral Hardening | 199567.67 | 0 | 0 | 0 | 0 | 0 | 0 | 0 | 0 | 0 | 0 |  | 0
Lateral Hardening-Fuse-10605142 | Lateral Hardening | 275811.05 | 0 | 0 | 0 | 0 | 0 | 0 | 0 | 0 | 0 | 0 |  | 0
Lateral Hardening-Fuse-10605144 | Lateral Hardening | 1107241.05 | 0 | 0 | 0 | 0 | 0 | 0 | 0 | 0 | 0 | 0 |  | 0
Lateral Hardening-Fuse-10605145 | Lateral Hardening | 50000 | 0 | 0 | 0 | 0 | 0 | 0 | 0 | 0 | 0 | 0 |  | 0
Lateral Hardening-Fuse-10605147 | Lateral Hardening | 52128.05 | 0 | 0 | 0 | 0 | 0 | 0 | 0 | 0 | 0 | 0 |  | 0
Lateral Hardening-Fuse-10605148 | Lateral Hardening | 50000 | 0 | 0 | 0 | 0 | 0 | 0 | 0 | 0 | 0 | 0 |  | 0
Lateral Hardening-Fuse-10605149 | Lateral Hardening | 337877.9 | 0 | 0 | 0 | 0 | 2029 | 0 | 0 | 0 | 0 | 0 |  | 2029
Lateral Hardening-Fuse-10605153 | Lateral Hardening | 548841.43 | 0 | 0 | 0 | 0 | 2029 | 0 | 0 | 0 | 0 | 0 |  | 2029
Lateral Hardening-Fuse-10605156 | Lateral Hardening | 149155.33 | 0 | 0 | 0 | 0 | 0 | 0 | 0 | 0 | 0 | 0 |  | 0
Lateral Hardening-Fuse-10605162 | Lateral Hardening | 57825.93 | 0 | 0 | 0 | 0 | 0 | 0 | 0 | 0 | 0 | 0 |  | 0
Lateral Hardening-Fuse-10605167 | Lateral Hardening | 55795.47 | 0 | 0 | 0 | 0 | 0 | 0 | 0 | 0 | 0 | 0 |  | 0
Lateral Hardening-Fuse-10605168 | Lateral Hardening | 54740.89 | 0 | 0 | 0 | 0 | 0 | 0 | 0 | 0 | 0 | 0 |  | 0
Lateral Hardening-Fuse-10605169 | Lateral Hardening | 54609.97 | 0 | 0 | 0 | 0 | 0 | 0 | 0 | 0 | 0 | 0 |  | 0
Lateral Hardening-Fuse-10605170 | Lateral Hardening | 66435.71 | 0 | 0 | 0 | 0 | 0 | 0 | 0 | 0 | 0 | 0 |  | 0
Lateral Hardening-Fuse-10605171 | Lateral Hardening | 135877.76 | 0 | 0 | 0 | 0 | 2029 | 0 | 0 | 0 | 0 | 0 |  | 2029
Lateral Hardening-Fuse-10605172 | Lateral Hardening | 385216.69 | 0 | 0 | 0 | 0 | 0 | 0 | 0 | 0 | 0 | 0 |  | 0
Lateral Hardening-Fuse-10605174 | Lateral Hardening | 222394.88 | 0 | 0 | 0 | 0 | 0 | 0 | 0 | 0 | 0 | 0 |  | 0
Lateral Hardening-Fuse-10605175 | Lateral Hardening | 436173.66 | 0 | 0 | 0 | 0 | 0 | 0 | 0 | 0 | 0 | 0 |  | 0
Lateral Hardening-Fuse-10605180 | Lateral Hardening | 776125.57 | 0 | 0 | 0 | 0 | 0 | 0 | 0 | 0 | 0 | 0 |  | 0
Lateral Hardening-Fuse-10605182 | Lateral Hardening | 302359.15 | 0 | 0 | 0 | 0 | 0 | 0 | 0 | 0 | 0 | 0 |  | 0
Lateral Hardening-Fuse-10605185 | Lateral Hardening | 57117.63 | 0 | 0 | 0 | 0 | 0 | 0 | 0 | 0 | 0 | 0 |  | 0
Lateral Hardening-Fuse-10605192 | Lateral Hardening | 55339.01 | 0 | 0 | 0 | 0 | 0 | 0 | 0 | 0 | 0 | 0 |  | 0
Lateral Hardening-Fuse-10605193 | Lateral Hardening | 106092.68 | 0 | 0 | 0 | 0 | 0 | 0 | 0 | 0 | 0 | 0 |  | 0
Lateral Hardening-Fuse-10605194 | Lateral Hardening | 51718.81 | 0 | 0 | 0 | 0 | 0 | 0 | 0 | 0 | 0 | 0 |  | 0
Lateral Hardening-Fuse-10605196 | Lateral Hardening | 50000 | 0 | 0 | 0 | 0 | 0 | 0 | 0 | 0 | 0 | 0 |  | 0
Lateral Hardening-Fuse-10605199 | Lateral Hardening | 50000 | 0 | 0 | 0 | 0 | 0 | 0 | 0 | 0 | 0 | 0 |  | 0
Lateral Hardening-Fuse-10605200 | Lateral Hardening | 140858.77 | 0 | 0 | 0 | 0 | 0 | 0 | 0 | 0 | 0 | 0 |  | 0
Lateral Hardening-Fuse-10605201 | Lateral Hardening | 835147.87 | 0 | 0 | 0 | 0 | 0 | 0 | 0 | 0 | 0 | 0 |  | 0
Lateral Hardening-Fuse-10605202 | Lateral Hardening | 91275.6 | 0 | 0 | 0 | 0 | 0 | 0 | 0 | 0 | 0 | 0 |  | 0
Lateral Hardening-Fuse-10605203 | Lateral Hardening | 73718.33 | 0 | 0 | 0 | 0 | 0 | 0 | 0 | 0 | 0 | 0 |  | 0
Lateral Hardening-Fuse-10605207 | Lateral Hardening | 148303.79 | 0 | 0 | 0 | 0 | 0 | 0 | 0 | 0 | 0 | 0 |  | 0
Lateral Hardening-Fuse-10605210 | Lateral Hardening | 161311.4 | 0 | 0 | 0 | 0 | 0 | 0 | 0 | 0 | 0 | 0 |  | 0
Lateral Hardening-Fuse-10605212 | Lateral Hardening | 103122.82 | 0 | 0 | 0 | 0 | 0 | 0 | 0 | 0 | 0 | 0 |  | 0
Lateral Hardening-Fuse-10606348 | Lateral Hardening | 89875.29 | 0 | 0 | 0 | 0 | 0 | 0 | 0 | 0 | 0 | 0 |  | 0
Lateral Hardening-Fuse-10606352 | Lateral Hardening | 61742.17 | 0 | 0 | 0 | 0 | 0 | 0 | 0 | 0 | 0 | 0 |  | 0
Lateral Hardening-Fuse-10608711 | Lateral Hardening | 151992.69 | 0 | 0 | 0 | 0 | 0 | 0 | 0 | 0 | 0 | 0 |  | 0
Lateral Hardening-Fuse-10608740 | Lateral Hardening | 62931.43 | 0 | 0 | 0 | 0 | 0 | 0 | 0 | 0 | 0 | 0 |  | 0
Lateral Hardening-Fuse-10608741 | Lateral Hardening | 64310.81 | 0 | 0 | 0 | 0 | 0 | 0 | 0 | 0 | 0 | 0 |  | 0
Lateral Hardening-Fuse-10608742 | Lateral Hardening | 182120.53 | 0 | 0 | 0 | 0 | 0 | 0 | 0 | 0 | 0 | 0 |  | 0
Lateral Hardening-Fuse-10608744 | Lateral Hardening | 163518.38 | 0 | 0 | 0 | 0 | 0 | 0 | 0 | 0 | 0 | 0 |  | 0
Lateral Hardening-Fuse-10608746 | Lateral Hardening | 68135.63 | 0 | 0 | 0 | 0 | 0 | 0 | 0 | 0 | 0 | 0 |  | 0
Lateral Hardening-Fuse-10612028 | Lateral Hardening | 53103.93 | 0 | 0 | 0 | 0 | 0 | 0 | 0 | 0 | 0 | 0 |  | 0
Lateral Hardening-Fuse-10612047 | Lateral Hardening | 65892.53 | 0 | 0 | 0 | 0 | 0 | 0 | 0 | 0 | 0 | 0 |  | 0
Lateral Hardening-Fuse-10612050 | Lateral Hardening | 267568.32 | 0 | 0 | 0 | 0 | 2024 | 0 | 0 | 0 | 0 | 0 |  | 2023 | 2023
Lateral Hardening-Fuse-10612053 | Lateral Hardening | 343973.73 | 0 | 0 | 0 | 0 | 0 | 0 | 0 | 0 | 0 | 0 |  | 0
Lateral Hardening-Fuse-10612058 | Lateral Hardening | 55606.59 | 0 | 0 | 0 | 0 | 0 | 0 | 0 | 0 | 0 | 0 |  | 0
Lateral Hardening-Fuse-10612060 | Lateral Hardening | 50000 | 0 | 0 | 0 | 0 | 0 | 0 | 0 | 0 | 0 | 0 |  | 0
Lateral Hardening-Fuse-10612062 | Lateral Hardening | 50000 | 0 | 0 | 0 | 0 | 0 | 0 | 0 | 0 | 0 | 0 |  | 0
Lateral Hardening-Fuse-10612064 | Lateral Hardening | 175054.37 | 0 | 0 | 0 | 0 | 2024 | 0 | 0 | 0 | 0 | 0 |  | 2023 | 2023
Lateral Hardening-Fuse-10612066 | Lateral Hardening | 52359.15 | 0 | 0 | 0 | 0 | 0 | 0 | 0 | 0 | 0 | 0 |  | 0
Lateral Hardening-Fuse-10612067 | Lateral Hardening | 55239.57 | 0 | 0 | 0 | 0 | 0 | 0 | 0 | 0 | 0 | 0 |  | 0
Lateral Hardening-Fuse-10612068 | Lateral Hardening | 53749.27 | 0 | 0 | 0 | 0 | 0 | 0 | 0 | 0 | 0 | 0 |  | 0
Lateral Hardening-Fuse-10612069 | Lateral Hardening | 50000 | 0 | 0 | 0 | 0 | 0 | 0 | 0 | 0 | 0 | 0 |  | 0
Lateral Hardening-Fuse-10612070 | Lateral Hardening | 51519.19 | 0 | 0 | 0 | 0 | 0 | 0 | 0 | 0 | 0 | 0 |  | 0
Lateral Hardening-Fuse-10612071 | Lateral Hardening | 649637.37 | 0 | 0 | 0 | 0 | 2024 | 0 | 0 | 0 | 0 | 0 |  | 2023 | 2023
Lateral Hardening-Fuse-10612072 | Lateral Hardening | 61327.93 | 0 | 0 | 0 | 0 | 0 | 0 | 0 | 0 | 0 | 0 |  | 0
Lateral Hardening-Fuse-10612078 | Lateral Hardening | 69537.23 | 0 | 0 | 0 | 0 | 2024 | 0 | 0 | 0 | 0 | 0 |  | 2023 | 2023
Lateral Hardening-Fuse-10612079 | Lateral Hardening | 263382.58 | 0 | 0 | 0 | 0 | 2024 | 0 | 0 | 0 | 0 | 0 |  | 2023 | 2023
Lateral Hardening-Fuse-10612081 | Lateral Hardening | 108812.73 | 0 | 0 | 0 | 0 | 0 | 0 | 0 | 0 | 0 | 0 |  | 0
Lateral Hardening-Fuse-10612083 | Lateral Hardening | 252813.26 | 0 | 0 | 0 | 0 | 2024 | 0 | 0 | 0 | 0 | 0 |  | 2023 | 2023
Lateral Hardening-Fuse-10612084 | Lateral Hardening | 203150.65 | 0 | 0 | 0 | 0 | 0 | 0 | 0 | 0 | 0 | 0 |  | 0
Lateral Hardening-Fuse-10612085 | Lateral Hardening | 103343.18 | 0 | 0 | 0 | 0 | 0 | 0 | 0 | 0 | 0 | 0 |  | 0
Lateral Hardening-Fuse-10612086 | Lateral Hardening | 81118.48 | 0 | 0 | 0 | 0 | 0 | 0 | 0 | 0 | 0 | 0 |  | 0
Lateral Hardening-Fuse-10612089 | Lateral Hardening | 143214.77 | 0 | 0 | 0 | 0 | 0 | 0 | 0 | 0 | 0 | 0 |  | 0
Lateral Hardening-Fuse-10612093 | Lateral Hardening | 118196 | 0 | 0 | 0 | 0 | 0 | 0 | 0 | 0 | 0 | 0 |  | 0
Lateral Hardening-Fuse-10612094 | Lateral Hardening | 105719.92 | 0 | 0 | 0 | 0 | 0 | 0 | 0 | 0 | 0 | 0 |  | 0
Lateral Hardening-Fuse-10612095 | Lateral Hardening | 98269.9 | 0 | 0 | 0 | 0 | 0 | 0 | 0 | 0 | 0 | 0 |  | 0
Lateral Hardening-Fuse-10612096 | Lateral Hardening | 60685.61 | 0 | 0 | 0 | 0 | 0 | 0 | 0 | 0 | 0 | 0 |  | 0
Lateral Hardening-Fuse-10612098 | Lateral Hardening | 53292.81 | 0 | 0 | 0 | 0 | 0 | 0 | 0 | 0 | 0 | 0 |  | 0
Lateral Hardening-Fuse-10612102 | Lateral Hardening | 522109.03 | 0 | 0 | 0 | 0 | 0 | 0 | 0 | 0 | 0 | 0 |  | 0
Lateral Hardening-Fuse-10612105 | Lateral Hardening | 160073.05 | 0 | 0 | 0 | 0 | 0 | 0 | 0 | 0 | 0 | 0 |  | 0
Lateral Hardening-Fuse-10612107 | Lateral Hardening | 315240.27 | 0 | 0 | 0 | 0 | 0 | 0 | 0 | 0 | 0 | 0 |  | 0
Lateral Hardening-Fuse-10612108 | Lateral Hardening | 115002.26 | 0 | 0 | 0 | 0 | 0 | 0 | 0 | 0 | 0 | 0 |  | 0
Lateral Hardening-Fuse-10612109 | Lateral Hardening | 300693.35 | 0 | 0 | 0 | 0 | 0 | 0 | 0 | 0 | 0 | 0 |  | 0
Lateral Hardening-Fuse-10612113 | Lateral Hardening | 146777.01 | 0 | 0 | 0 | 0 | 0 | 0 | 0 | 0 | 0 | 0 |  | 0
Lateral Hardening-Fuse-10612114 | Lateral Hardening | 339800.36 | 0 | 0 | 0 | 0 | 0 | 0 | 0 | 0 | 0 | 0 |  | 0
Lateral Hardening-Fuse-10612115 | Lateral Hardening | 88481.55 | 0 | 0 | 0 | 0 | 0 | 0 | 0 | 0 | 0 | 0 |  | 0
Lateral Hardening-Fuse-10612118 | Lateral Hardening | 50000 | 0 | 0 | 0 | 0 | 0 | 0 | 0 | 0 | 0 | 0 |  | 0
Lateral Hardening-Fuse-10612119 | Lateral Hardening | 52600.25 | 0 | 0 | 0 | 0 | 0 | 0 | 0 | 0 | 0 | 0 |  | 0
Lateral Hardening-Fuse-10612120 | Lateral Hardening | 94591.74 | 0 | 0 | 0 | 0 | 0 | 0 | 0 | 0 | 0 | 0 |  | 0
Lateral Hardening-Fuse-10612121 | Lateral Hardening | 61231.51 | 0 | 0 | 0 | 0 | 0 | 0 | 0 | 0 | 0 | 0 |  | 0
Lateral Hardening-Fuse-10612123 | Lateral Hardening | 50000 | 0 | 0 | 0 | 0 | 0 | 0 | 0 | 0 | 0 | 0 |  | 0
Lateral Hardening-Fuse-10612126 | Lateral Hardening | 122762.08 | 0 | 0 | 0 | 0 | 0 | 0 | 0 | 0 | 0 | 0 |  | 0
Lateral Hardening-Fuse-10612127 | Lateral Hardening | 98322.12 | 0 | 0 | 0 | 0 | 0 | 0 | 0 | 0 | 0 | 0 |  | 0
Lateral Hardening-Fuse-10612129 | Lateral Hardening | 114985.78 | 0 | 0 | 0 | 0 | 0 | 0 | 0 | 0 | 0 | 0 |  | 0
Lateral Hardening-Fuse-10612131 | Lateral Hardening | 112304.98 | 0 | 0 | 0 | 0 | 0 | 0 | 0 | 0 | 0 | 0 |  | 0
Lateral Hardening-Fuse-10612133 | Lateral Hardening | 238850.16 | 0 | 0 | 0 | 0 | 0 | 0 | 0 | 0 | 0 | 0 |  | 0
Lateral Hardening-Fuse-10612135 | Lateral Hardening | 57348.73 | 0 | 0 | 0 | 0 | 0 | 0 | 0 | 0 | 0 | 0 |  | 0
Lateral Hardening-Fuse-10612136 | Lateral Hardening | 50711.45 | 0 | 0 | 0 | 0 | 0 | 0 | 0 | 0 | 0 | 0 |  | 0
Lateral Hardening-Fuse-10612137 | Lateral Hardening | 50000 | 0 | 0 | 0 | 0 | 0 | 0 | 0 | 0 | 0 | 0 |  | 0
Lateral Hardening-Fuse-10612139 | Lateral Hardening | 300350.97 | 0 | 0 | 0 | 0 | 0 | 0 | 0 | 0 | 0 | 0 |  | 0
Lateral Hardening-Fuse-10612140 | Lateral Hardening | 125596.02 | 0 | 0 | 0 | 0 | 0 | 0 | 0 | 0 | 0 | 0 |  | 0
Lateral Hardening-Fuse-10615013 | Lateral Hardening | 554919.22 | 0 | 0 | 0 | 0 | 2024 | 0 | 0 | 0 | 0 | 0 |  | 2025 | 2025
Lateral Hardening-Fuse-10615016 | Lateral Hardening | 171013.06 | 0 | 0 | 0 | 0 | 2024 | 0 | 0 | 0 | 0 | 0 |  | 0 | 0
Lateral Hardening-Fuse-10615019 | Lateral Hardening | 193024.83 | 0 | 0 | 0 | 0 | 0 | 0 | 0 | 0 | 0 | 0 |  | 0
Lateral Hardening-Fuse-10615020 | Lateral Hardening | 256806.22 | 0 | 0 | 0 | 0 | 0 | 0 | 0 | 0 | 0 | 0 |  | 0
Lateral Hardening-Fuse-10615022 | Lateral Hardening | 53482.61 | 0 | 0 | 0 | 0 | 0 | 0 | 0 | 0 | 0 | 0 |  | 0
Lateral Hardening-Fuse-10615023 | Lateral Hardening | 50000 | 0 | 0 | 0 | 0 | 2024 | 0 | 0 | 0 | 0 | 0 |  | 2025 | 2025
Lateral Hardening-Fuse-10615024 | Lateral Hardening | 223634.08 | 0 | 0 | 0 | 0 | 2024 | 0 | 0 | 0 | 0 | 0 |  | 2025 | 2025
Lateral Hardening-Fuse-10615026 | Lateral Hardening | 225509.58 | 0 | 0 | 0 | 0 | 0 | 0 | 0 | 0 | 0 | 0 |  | 0
Lateral Hardening-Fuse-10615027 | Lateral Hardening | 50000 | 0 | 0 | 0 | 0 | 0 | 0 | 0 | 0 | 0 | 0 |  | 0
Lateral Hardening-Fuse-10615030 | Lateral Hardening | 146588.92 | 0 | 0 | 0 | 0 | 0 | 0 | 0 | 0 | 0 | 0 |  | 0
Lateral Hardening-Fuse-10615032 | Lateral Hardening | 294983.68 | 0 | 0 | 0 | 0 | 0 | 0 | 0 | 0 | 0 | 0 |  | 0
Lateral Hardening-Fuse-10616389 | Lateral Hardening | 99098.38 | 0 | 0 | 0 | 0 | 0 | 0 | 0 | 0 | 0 | 0 |  | 0
Lateral Hardening-Fuse-10616392 | Lateral Hardening | 77172.75 | 0 | 0 | 0 | 0 | 0 | 0 | 0 | 0 | 0 | 0 |  | 0
Lateral Hardening-Fuse-10616419 | Lateral Hardening | 206377.15 | 0 | 0 | 0 | 0 | 2029 | 0 | 0 | 0 | 0 | 0 |  | 2028 | 2028
Lateral Hardening-Fuse-10616422 | Lateral Hardening | 250016.54 | 0 | 0 | 0 | 0 | 0 | 0 | 0 | 0 | 0 | 0 |  | 0
Lateral Hardening-Fuse-10616431 | Lateral Hardening | 209535.3 | 0 | 0 | 0 | 0 | 0 | 0 | 0 | 0 | 0 | 0 |  | 0
Lateral Hardening-Fuse-10616433 | Lateral Hardening | 102808.02 | 0 | 0 | 0 | 0 | 0 | 0 | 0 | 0 | 0 | 0 |  | 0
Lateral Hardening-Fuse-10616434 | Lateral Hardening | 59179.57 | 0 | 0 | 0 | 0 | 0 | 0 | 0 | 0 | 0 | 0 |  | 0
Lateral Hardening-Fuse-10616436 | Lateral Hardening | 55806.21 | 0 | 0 | 0 | 0 | 0 | 0 | 0 | 0 | 0 | 0 |  | 0
Lateral Hardening-Fuse-10616441 | Lateral Hardening | 351568.49 | 0 | 0 | 0 | 0 | 0 | 0 | 0 | 0 | 0 | 0 |  | 0
Lateral Hardening-Fuse-10616445 | Lateral Hardening | 400570.41 | 0 | 0 | 0 | 0 | 0 | 0 | 0 | 0 | 0 | 0 |  | 0
Lateral Hardening-Fuse-10616446 | Lateral Hardening | 156143.05 | 0 | 0 | 0 | 0 | 0 | 0 | 0 | 0 | 0 | 0 |  | 0
Lateral Hardening-Fuse-10616447 | Lateral Hardening | 53623.35 | 0 | 0 | 0 | 0 | 0 | 0 | 0 | 0 | 0 | 0 |  | 0
Lateral Hardening-Fuse-10616453 | Lateral Hardening | 147218.47 | 0 | 0 | 0 | 0 | 0 | 0 | 0 | 0 | 0 | 0 |  | 0
Lateral Hardening-Fuse-10616454 | Lateral Hardening | 818856.18 | 0 | 0 | 0 | 0 | 0 | 0 | 0 | 0 | 0 | 0 |  | 0
Lateral Hardening-Fuse-10616460 | Lateral Hardening | 132852.9 | 0 | 0 | 0 | 0 | 0 | 0 | 0 | 0 | 0 | 0 |  | 0
Lateral Hardening-Fuse-10616466 | Lateral Hardening | 271616.77 | 0 | 0 | 0 | 0 | 2029 | 0 | 0 | 0 | 0 | 0 |  | 2028 | 2028
Lateral Hardening-Fuse-10616467 | Lateral Hardening | 59961.57 | 0 | 0 | 0 | 0 | 0 | 0 | 0 | 0 | 0 | 0 |  | 0
Lateral Hardening-Fuse-10616469 | Lateral Hardening | 51514.19 | 0 | 0 | 0 | 0 | 0 | 0 | 0 | 0 | 0 | 0 |  | 0
Lateral Hardening-Fuse-10616470 | Lateral Hardening | 50000 | 0 | 0 | 0 | 0 | 0 | 0 | 0 | 0 | 0 | 0 |  | 0
Lateral Hardening-Fuse-10616472 | Lateral Hardening | 487346.69 | 0 | 0 | 0 | 0 | 0 | 0 | 0 | 0 | 0 | 0 |  | 0
Lateral Hardening-Fuse-10616475 | Lateral Hardening | 77201.63 | 0 | 0 | 0 | 0 | 2029 | 0 | 0 | 0 | 0 | 0 |  | 2028 | 2028
Lateral Hardening-Fuse-10616478 | Lateral Hardening | 76464.81 | 0 | 0 | 0 | 0 | 0 | 0 | 0 | 0 | 0 | 0 |  | 0
Lateral Hardening-Fuse-10616479 | Lateral Hardening | 173080.03 | 0 | 0 | 0 | 0 | 0 | 0 | 0 | 0 | 0 | 0 |  | 0
Lateral Hardening-Fuse-10616482 | Lateral Hardening | 102398.78 | 0 | 0 | 0 | 0 | 0 | 0 | 0 | 0 | 0 | 0 |  | 0
Lateral Hardening-Fuse-10618020 | Lateral Hardening | 76419.87 | 0 | 0 | 0 | 0 | 0 | 0 | 0 | 0 | 0 | 0 |  | 0
Lateral Hardening-Fuse-10618037 | Lateral Hardening | 187258.44 | 0 | 0 | 0 | 0 | 2029 | 0 | 0 | 0 | 0 | 0 |  | 2029
Lateral Hardening-Fuse-10618038 | Lateral Hardening | 80095.01 | 0 | 0 | 0 | 0 | 0 | 0 | 0 | 0 | 0 | 0 |  | 0
Lateral Hardening-Fuse-10618059 | Lateral Hardening | 50000 | 0 | 0 | 0 | 0 | 0 | 0 | 0 | 0 | 0 | 0 |  | 0
Lateral Hardening-Fuse-10618060 | Lateral Hardening | 179991.62 | 0 | 0 | 0 | 0 | 0 | 0 | 0 | 0 | 0 | 0 |  | 0
Lateral Hardening-Fuse-10619763 | Lateral Hardening | 303023.8 | 0 | 0 | 0 | 0 | 0 | 0 | 0 | 0 | 0 | 0 |  | 0
Lateral Hardening-Fuse-10619766 | Lateral Hardening | 51891.95 | 0 | 0 | 0 | 0 | 0 | 0 | 0 | 0 | 0 | 0 |  | 0
Lateral Hardening-Fuse-10619767 | Lateral Hardening | 236658.25 | 0 | 0 | 0 | 0 | 0 | 0 | 0 | 0 | 0 | 0 |  | 0
Lateral Hardening-Fuse-10619770 | Lateral Hardening | 237911.74 | 0 | 0 | 0 | 0 | 0 | 0 | 0 | 0 | 0 | 0 |  | 0
Lateral Hardening-Fuse-10624922 | Lateral Hardening | 100497.15 | 0 | 0 | 0 | 0 | 0 | 0 | 0 | 0 | 0 | 0 |  | 0
Lateral Hardening-Fuse-10624934 | Lateral Hardening | 159542.94 | 0 | 0 | 0 | 0 | 2023 | 0 | 0 | 0 | 0 | 0 |  | 2022 | 2022
Lateral Hardening-Fuse-10625679 | Lateral Hardening | 53030.23 | 0 | 0 | 0 | 0 | 0 | 0 | 0 | 0 | 0 | 0 |  | 0
Lateral Hardening-Fuse-10625680 | Lateral Hardening | 605837.49 | 0 | 0 | 0 | 0 | 0 | 0 | 0 | 0 | 0 | 0 |  | 0
Lateral Hardening-Fuse-10625681 | Lateral Hardening | 63712.69 | 0 | 0 | 0 | 0 | 0 | 0 | 0 | 0 | 0 | 0 |  | 0
Lateral Hardening-Fuse-10625686 | Lateral Hardening | 50000 | 0 | 0 | 0 | 0 | 0 | 0 | 0 | 0 | 0 | 0 |  | 0
Lateral Hardening-Fuse-10625688 | Lateral Hardening | 176585.84 | 0 | 0 | 0 | 0 | 0 | 0 | 0 | 0 | 0 | 0 |  | 0
Lateral Hardening-Fuse-10625690 | Lateral Hardening | 51424.75 | 0 | 0 | 0 | 0 | 0 | 0 | 0 | 0 | 0 | 0 |  | 0
Lateral Hardening-Fuse-10625691 | Lateral Hardening | 154427.39 | 0 | 0 | 0 | 0 | 0 | 0 | 0 | 0 | 0 | 0 |  | 0
Lateral Hardening-Fuse-10625694 | Lateral Hardening | 55339.01 | 0 | 0 | 0 | 0 | 0 | 0 | 0 | 0 | 0 | 0 |  | 0
Lateral Hardening-Fuse-10625697 | Lateral Hardening | 318347.53 | 0 | 0 | 0 | 0 | 2028 | 0 | 0 | 0 | 0 | 0 |  | 2028
Lateral Hardening-Fuse-10625698 | Lateral Hardening | 238940.63 | 0 | 0 | 0 | 0 | 2028 | 0 | 0 | 0 | 0 | 0 |  | 2028
Lateral Hardening-Fuse-10625703 | Lateral Hardening | 95766.73 | 0 | 0 | 0 | 0 | 0 | 0 | 0 | 0 | 0 | 0 |  | 0
Lateral Hardening-Fuse-10625704 | Lateral Hardening | 1494243.91 | 0 | 0 | 0 | 0 | 0 | 0 | 0 | 0 | 0 | 0 |  | 0
Lateral Hardening-Fuse-10625705 | Lateral Hardening | 322303.27 | 0 | 0 | 0 | 0 | 2028 | 0 | 0 | 0 | 0 | 0 |  | 0 | 0
Lateral Hardening-Fuse-10625707 | Lateral Hardening | 108464.42 | 0 | 0 | 0 | 0 | 0 | 0 | 0 | 0 | 0 | 0 |  | 0
Lateral Hardening-Fuse-10625709 | Lateral Hardening | 440716.85 | 0 | 0 | 0 | 0 | 0 | 0 | 0 | 0 | 0 | 0 |  | 0
Lateral Hardening-Fuse-10625710 | Lateral Hardening | 158850.21 | 0 | 0 | 0 | 0 | 0 | 0 | 0 | 0 | 0 | 0 |  | 0
Lateral Hardening-Fuse-10625713 | Lateral Hardening | 50000 | 0 | 0 | 0 | 0 | 0 | 0 | 0 | 0 | 0 | 0 |  | 0
Lateral Hardening-Fuse-10625714 | Lateral Hardening | 1140648.93 | 0 | 0 | 0 | 0 | 0 | 0 | 0 | 0 | 0 | 0 |  | 0
Lateral Hardening-Fuse-10625715 | Lateral Hardening | 314585.72 | 0 | 0 | 0 | 0 | 0 | 0 | 0 | 0 | 0 | 0 |  | 0
Lateral Hardening-Fuse-10625716 | Lateral Hardening | 67533.25 | 0 | 0 | 0 | 0 | 0 | 0 | 0 | 0 | 0 | 0 |  | 0
Lateral Hardening-Fuse-10625718 | Lateral Hardening | 436718.94 | 0 | 0 | 0 | 0 | 0 | 0 | 0 | 0 | 0 | 0 |  | 0
Lateral Hardening-Fuse-10625725 | Lateral Hardening | 104366.28 | 0 | 0 | 0 | 0 | 0 | 0 | 0 | 0 | 0 | 0 |  | 0
Lateral Hardening-Fuse-10625734 | Lateral Hardening | 105877.32 | 0 | 0 | 0 | 0 | 0 | 0 | 0 | 0 | 0 | 0 |  | 0
Lateral Hardening-Fuse-10625735 | Lateral Hardening | 99208.56 | 0 | 0 | 0 | 0 | 0 | 0 | 0 | 0 | 0 | 0 |  | 0
Lateral Hardening-Fuse-10625738 | Lateral Hardening | 103390.4 | 0 | 0 | 0 | 0 | 0 | 0 | 0 | 0 | 0 | 0 |  | 0
Lateral Hardening-Fuse-10625741 | Lateral Hardening | 50000 | 0 | 0 | 0 | 0 | 0 | 0 | 0 | 0 | 0 | 0 |  | 0
Lateral Hardening-Fuse-10625742 | Lateral Hardening | 84446.9 | 0 | 0 | 0 | 0 | 0 | 0 | 0 | 0 | 0 | 0 |  | 0
Lateral Hardening-Fuse-10626984 | Lateral Hardening | 159133.65 | 0 | 0 | 0 | 0 | 0 | 0 | 0 | 0 | 0 | 0 |  | 0
Lateral Hardening-Fuse-10626991 | Lateral Hardening | 169747.28 | 0 | 0 | 0 | 0 | 0 | 0 | 0 | 0 | 0 | 0 |  | 0
Lateral Hardening-Fuse-10626993 | Lateral Hardening | 50000 | 0 | 0 | 0 | 0 | 0 | 0 | 0 | 0 | 0 | 0 |  | 0
Lateral Hardening-Fuse-10626994 | Lateral Hardening | 112823.66 | 0 | 0 | 0 | 0 | 0 | 0 | 0 | 0 | 0 | 0 |  | 0
Lateral Hardening-Fuse-10626998 | Lateral Hardening | 181382.17 | 0 | 0 | 0 | 0 | 0 | 0 | 0 | 0 | 0 | 0 |  | 0
Lateral Hardening-Fuse-10627000 | Lateral Hardening | 50000 | 0 | 0 | 0 | 0 | 0 | 0 | 0 | 0 | 0 | 0 |  | 0
Lateral Hardening-Fuse-10627001 | Lateral Hardening | 98086.02 | 0 | 0 | 0 | 0 | 0 | 0 | 0 | 0 | 0 | 0 |  | 0
Lateral Hardening-Fuse-10627005 | Lateral Hardening | 56015.83 | 0 | 0 | 0 | 0 | 0 | 0 | 0 | 0 | 0 | 0 |  | 0
Lateral Hardening-Fuse-10627006 | Lateral Hardening | 50000 | 0 | 0 | 0 | 0 | 0 | 0 | 0 | 0 | 0 | 0 |  | 0
Lateral Hardening-Fuse-10627012 | Lateral Hardening | 58198.69 | 0 | 0 | 0 | 0 | 0 | 0 | 0 | 0 | 0 | 0 |  | 0
Lateral Hardening-Fuse-10627016 | Lateral Hardening | 287913.86 | 0 | 0 | 0 | 0 | 0 | 0 | 0 | 0 | 0 | 0 |  | 0
Lateral Hardening-Fuse-10627018 | Lateral Hardening | 488388.26 | 0 | 0 | 0 | 0 | 0 | 0 | 0 | 0 | 0 | 0 |  | 0
Lateral Hardening-Fuse-10627019 | Lateral Hardening | 185844.43 | 0 | 0 | 0 | 0 | 0 | 0 | 0 | 0 | 0 | 0 |  | 2027 | 2027
Lateral Hardening-Fuse-10627020 | Lateral Hardening | 50000 | 0 | 0 | 0 | 0 | 0 | 0 | 0 | 0 | 0 | 0 |  | 0
Lateral Hardening-Fuse-10627026 | Lateral Hardening | 108590.34 | 0 | 0 | 0 | 0 | 0 | 0 | 0 | 0 | 0 | 0 |  | 0
Lateral Hardening-Fuse-10627027 | Lateral Hardening | 120348.12 | 0 | 0 | 0 | 0 | 0 | 0 | 0 | 0 | 0 | 0 |  | 0
Lateral Hardening-Fuse-10627028 | Lateral Hardening | 376523.21 | 0 | 0 | 0 | 0 | 0 | 0 | 0 | 0 | 0 | 0 |  | 0
Lateral Hardening-Fuse-10627029 | Lateral Hardening | 185624.81 | 0 | 0 | 0 | 0 | 0 | 0 | 0 | 0 | 0 | 0 |  | 0
Lateral Hardening-Fuse-10627030 | Lateral Hardening | 170120.91 | 0 | 0 | 0 | 0 | 0 | 0 | 0 | 0 | 0 | 0 |  | 0
Lateral Hardening-Fuse-10627031 | Lateral Hardening | 103725.94 | 0 | 0 | 0 | 0 | 0 | 0 | 0 | 0 | 0 | 0 |  | 0
Lateral Hardening-Fuse-10627032 | Lateral Hardening | 53785.75 | 0 | 0 | 0 | 0 | 0 | 0 | 0 | 0 | 0 | 0 |  | 0
Lateral Hardening-Fuse-10627033 | Lateral Hardening | 50000 | 0 | 0 | 0 | 0 | 0 | 0 | 0 | 0 | 0 | 0 |  | 0
Lateral Hardening-Fuse-10627034 | Lateral Hardening | 68185.68 | 0 | 0 | 0 | 0 | 2026 | 0 | 0 | 0 | 0 | 0 |  | 2027 | 2027
Lateral Hardening-Fuse-10627039 | Lateral Hardening | 165188.55 | 0 | 0 | 0 | 0 | 0 | 0 | 0 | 0 | 0 | 0 |  | 0
Lateral Hardening-Fuse-10627040 | Lateral Hardening | 198570.31 | 0 | 0 | 0 | 0 | 0 | 0 | 0 | 0 | 0 | 0 |  | 0
Lateral Hardening-Fuse-10627041 | Lateral Hardening | 190011.96 | 0 | 0 | 0 | 0 | 0 | 0 | 0 | 0 | 0 | 0 |  | 0
Lateral Hardening-Fuse-10627043 | Lateral Hardening | 226279.14 | 0 | 0 | 0 | 0 | 0 | 0 | 0 | 0 | 0 | 0 |  | 0
Lateral Hardening-Fuse-10627046 | Lateral Hardening | 167948.79 | 0 | 0 | 0 | 0 | 0 | 0 | 0 | 0 | 0 | 0 |  | 0
Lateral Hardening-Fuse-10627047 | Lateral Hardening | 83583.79 | 0 | 0 | 0 | 0 | 0 | 0 | 0 | 0 | 0 | 0 |  | 0
Lateral Hardening-Fuse-10627049 | Lateral Hardening | 55464.93 | 0 | 0 | 0 | 0 | 0 | 0 | 0 | 0 | 0 | 0 |  | 0
Lateral Hardening-Fuse-10627050 | Lateral Hardening | 82208.7 | 0 | 0 | 0 | 0 | 0 | 0 | 0 | 0 | 0 | 0 |  | 0
Lateral Hardening-Fuse-10627052 | Lateral Hardening | 92676.46 | 0 | 0 | 0 | 0 | 0 | 0 | 0 | 0 | 0 | 0 |  | 0
Lateral Hardening-Fuse-10627054 | Lateral Hardening | 58623.67 | 0 | 0 | 0 | 0 | 0 | 0 | 0 | 0 | 0 | 0 |  | 0
Lateral Hardening-Fuse-10627055 | Lateral Hardening | 50000 | 0 | 0 | 0 | 0 | 0 | 0 | 0 | 0 | 0 | 0 |  | 0
Lateral Hardening-Fuse-10627056 | Lateral Hardening | 50000 | 0 | 0 | 0 | 0 | 0 | 0 | 0 | 0 | 0 | 0 |  | 0
Lateral Hardening-Fuse-10627057 | Lateral Hardening | 338018.22 | 0 | 0 | 0 | 0 | 0 | 0 | 0 | 0 | 0 | 0 |  | 0
Lateral Hardening-Fuse-10627059 | Lateral Hardening | 103495.58 | 0 | 0 | 0 | 0 | 0 | 0 | 0 | 0 | 0 | 0 |  | 0
Lateral Hardening-Fuse-10627061 | Lateral Hardening | 105546.78 | 0 | 0 | 0 | 0 | 0 | 0 | 0 | 0 | 0 | 0 |  | 0
Lateral Hardening-Fuse-10627064 | Lateral Hardening | 160261.93 | 0 | 0 | 0 | 0 | 0 | 0 | 0 | 0 | 0 | 0 |  | 0
Lateral Hardening-Fuse-10627065 | Lateral Hardening | 84804.29 | 0 | 0 | 0 | 0 | 0 | 0 | 0 | 0 | 0 | 0 |  | 0
Lateral Hardening-Fuse-10627066 | Lateral Hardening | 1438921.81 | 0 | 0 | 0 | 0 | 2026 | 0 | 0 | 0 | 0 | 0 |  | 2027 | 2027
Lateral Hardening-Fuse-10627067 | Lateral Hardening | 156573.77 | 0 | 0 | 0 | 0 | 0 | 0 | 0 | 0 | 0 | 0 |  | 0
Lateral Hardening-Fuse-10627068 | Lateral Hardening | 109687.14 | 0 | 0 | 0 | 0 | 0 | 0 | 0 | 0 | 0 | 0 |  | 0
Lateral Hardening-Fuse-10627069 | Lateral Hardening | 66226.09 | 0 | 0 | 0 | 0 | 0 | 0 | 0 | 0 | 0 | 0 |  | 0
Lateral Hardening-Fuse-10627070 | Lateral Hardening | 50000 | 0 | 0 | 0 | 0 | 0 | 0 | 0 | 0 | 0 | 0 |  | 0
Lateral Hardening-Fuse-10627073 | Lateral Hardening | 515968.73 | 0 | 0 | 0 | 0 | 0 | 0 | 0 | 0 | 0 | 0 |  | 0
Lateral Hardening-Fuse-10627074 | Lateral Hardening | 54284.43 | 0 | 0 | 0 | 0 | 0 | 0 | 0 | 0 | 0 | 0 |  | 0
Lateral Hardening-Fuse-10627078 | Lateral Hardening | 81914.61 | 0 | 0 | 0 | 0 | 0 | 0 | 0 | 0 | 0 | 0 |  | 0
Lateral Hardening-Fuse-10627079 | Lateral Hardening | 165487.61 | 0 | 0 | 0 | 0 | 0 | 0 | 0 | 0 | 0 | 0 |  | 0
Lateral Hardening-Fuse-10627080 | Lateral Hardening | 100452.02 | 0 | 0 | 0 | 0 | 0 | 0 | 0 | 0 | 0 | 0 |  | 0
Lateral Hardening-Fuse-10627082 | Lateral Hardening | 50947.55 | 0 | 0 | 0 | 0 | 0 | 0 | 0 | 0 | 0 | 0 |  | 0
Lateral Hardening-Fuse-10627083 | Lateral Hardening | 90124.41 | 0 | 0 | 0 | 0 | 0 | 0 | 0 | 0 | 0 | 0 |  | 0
Lateral Hardening-Fuse-10627084 | Lateral Hardening | 52301.19 | 0 | 0 | 0 | 0 | 0 | 0 | 0 | 0 | 0 | 0 |  | 0
Lateral Hardening-Fuse-10627085 | Lateral Hardening | 698445.15 | 0 | 0 | 0 | 0 | 0 | 0 | 0 | 0 | 0 | 0 |  | 0
Lateral Hardening-Fuse-10627086 | Lateral Hardening | 107556.5 | 0 | 0 | 0 | 0 | 0 | 0 | 0 | 0 | 0 | 0 |  | 0
Lateral Hardening-Fuse-10627087 | Lateral Hardening | 52626.73 | 0 | 0 | 0 | 0 | 0 | 0 | 0 | 0 | 0 | 0 |  | 0
Lateral Hardening-Fuse-10627088 | Lateral Hardening | 50000 | 0 | 0 | 0 | 0 | 0 | 0 | 0 | 0 | 0 | 0 |  | 0
Lateral Hardening-Fuse-10627089 | Lateral Hardening | 217185.68 | 0 | 0 | 0 | 0 | 0 | 0 | 0 | 0 | 0 | 0 |  | 0
Lateral Hardening-Fuse-10627090 | Lateral Hardening | 99790.94 | 0 | 0 | 0 | 0 | 0 | 0 | 0 | 0 | 0 | 0 |  | 0
Lateral Hardening-Fuse-10627093 | Lateral Hardening | 59148.09 | 0 | 0 | 0 | 0 | 0 | 0 | 0 | 0 | 0 | 0 |  | 0
Lateral Hardening-Fuse-10628923 | Lateral Hardening | 50391.65 | 0 | 0 | 0 | 0 | 0 | 0 | 0 | 0 | 0 | 0 |  | 0
Lateral Hardening-Fuse-10628924 | Lateral Hardening | 111323.06 | 0 | 0 | 0 | 0 | 0 | 0 | 0 | 0 | 0 | 0 |  | 0
Lateral Hardening-Fuse-10628929 | Lateral Hardening | 52726.17 | 0 | 0 | 0 | 0 | 0 | 0 | 0 | 0 | 0 | 0 |  | 0
Lateral Hardening-Fuse-10628930 | Lateral Hardening | 53796.49 | 0 | 0 | 0 | 0 | 0 | 0 | 0 | 0 | 0 | 0 |  | 0
Lateral Hardening-Fuse-10628934 | Lateral Hardening | 56236.19 | 0 | 0 | 0 | 0 | 0 | 0 | 0 | 0 | 0 | 0 |  | 0
Lateral Hardening-Fuse-10628936 | Lateral Hardening | 186712.55 | 0 | 0 | 0 | 0 | 0 | 0 | 0 | 0 | 0 | 0 |  | 0
Lateral Hardening-Fuse-10628944 | Lateral Hardening | 490348.28 | 0 | 0 | 0 | 0 | 0 | 0 | 0 | 0 | 0 | 0 |  | 0
Lateral Hardening-Fuse-10628960 | Lateral Hardening | 51466.97 | 0 | 0 | 0 | 0 | 0 | 0 | 0 | 0 | 0 | 0 |  | 0
Lateral Hardening-Fuse-10628961 | Lateral Hardening | 289083.91 | 0 | 0 | 0 | 0 | 0 | 0 | 0 | 0 | 0 | 0 |  | 0
Lateral Hardening-Fuse-10628962 | Lateral Hardening | 579423.45 | 0 | 0 | 0 | 0 | 0 | 0 | 0 | 0 | 0 | 0 |  | 0
Lateral Hardening-Fuse-10628963 | Lateral Hardening | 50000 | 0 | 0 | 0 | 0 | 0 | 0 | 0 | 0 | 0 | 0 |  | 2026 | 2026
Lateral Hardening-Fuse-10628966 | Lateral Hardening | 52165.45 | 0 | 0 | 0 | 0 | 0 | 0 | 0 | 0 | 0 | 0 |  | 0
Lateral Hardening-Fuse-10628968 | Lateral Hardening | 235206.75 | 0 | 0 | 0 | 0 | 0 | 0 | 0 | 0 | 0 | 0 |  | 0
Lateral Hardening-Fuse-10628969 | Lateral Hardening | 238376.72 | 0 | 0 | 0 | 0 | 0 | 0 | 0 | 0 | 0 | 0 |  | 0
Lateral Hardening-Fuse-10628970 | Lateral Hardening | 136911.3 | 0 | 0 | 0 | 0 | 0 | 0 | 0 | 0 | 0 | 0 |  | 0
Lateral Hardening-Fuse-10628984 | Lateral Hardening | 61107.57 | 0 | 0 | 0 | 0 | 0 | 0 | 0 | 0 | 0 | 0 |  | 2026 | 2026
Lateral Hardening-Fuse-10628985 | Lateral Hardening | 50000 | 0 | 0 | 0 | 0 | 0 | 0 | 0 | 0 | 0 | 0 |  | 0
Lateral Hardening-Fuse-10628988 | Lateral Hardening | 59573.07 | 0 | 0 | 0 | 0 | 0 | 0 | 0 | 0 | 0 | 0 |  | 0
Lateral Hardening-Fuse-10628989 | Lateral Hardening | 50000 | 0 | 0 | 0 | 0 | 0 | 0 | 0 | 0 | 0 | 0 |  | 0
Lateral Hardening-Fuse-10628990 | Lateral Hardening | 104277.58 | 0 | 0 | 0 | 0 | 0 | 0 | 0 | 0 | 0 | 0 |  | 0
Lateral Hardening-Fuse-10628991 | Lateral Hardening | 68856.65 | 0 | 0 | 0 | 0 | 0 | 0 | 0 | 0 | 0 | 0 |  | 0
Lateral Hardening-Fuse-10628992 | Lateral Hardening | 59006.43 | 0 | 0 | 0 | 0 | 0 | 0 | 0 | 0 | 0 | 0 |  | 0
Lateral Hardening-Fuse-10628993 | Lateral Hardening | 53240.59 | 0 | 0 | 0 | 0 | 0 | 0 | 0 | 0 | 0 | 0 |  | 0
Lateral Hardening-Fuse-10628995 | Lateral Hardening | 51120.69 | 0 | 0 | 0 | 0 | 0 | 0 | 0 | 0 | 0 | 0 |  | 0
Lateral Hardening-Fuse-10628996 | Lateral Hardening | 382963.09 | 0 | 0 | 0 | 0 | 2026 | 0 | 0 | 0 | 0 | 0 |  | 2026
Lateral Hardening-Fuse-10628997 | Lateral Hardening | 50000 | 0 | 0 | 0 | 0 | 0 | 0 | 0 | 0 | 0 | 0 |  | 0
Lateral Hardening-Fuse-10629002 | Lateral Hardening | 103500.58 | 0 | 0 | 0 | 0 | 0 | 0 | 0 | 0 | 0 | 0 |  | 0
Lateral Hardening-Fuse-10629004 | Lateral Hardening | 993998.84 | 0 | 0 | 0 | 0 | 2027 | 0 | 0 | 0 | 0 | 0 |  | 2026 | 2026
Lateral Hardening-Fuse-10629007 | Lateral Hardening | 526360.31 | 0 | 0 | 0 | 0 | 0 | 0 | 0 | 0 | 0 | 0 |  | 0
Lateral Hardening-Fuse-10629011 | Lateral Hardening | 157030.23 | 0 | 0 | 0 | 0 | 0 | 0 | 0 | 0 | 0 | 0 |  | 0
Lateral Hardening-Fuse-10629012 | Lateral Hardening | 107367.62 | 0 | 0 | 0 | 0 | 0 | 0 | 0 | 0 | 0 | 0 |  | 0
Lateral Hardening-Fuse-10629013 | Lateral Hardening | 55952.87 | 0 | 0 | 0 | 0 | 0 | 0 | 0 | 0 | 0 | 0 |  | 0
Lateral Hardening-Fuse-10629014 | Lateral Hardening | 608467.56 | 0 | 0 | 0 | 0 | 2020 | 0 | 0 | 0 | 0 | 0 |  | 2020
Lateral Hardening-Fuse-10629015 | Lateral Hardening | 104062.22 | 0 | 0 | 0 | 0 | 0 | 0 | 0 | 0 | 0 | 0 |  | 0
Lateral Hardening-Fuse-10629016 | Lateral Hardening | 51514.19 | 0 | 0 | 0 | 0 | 0 | 0 | 0 | 0 | 0 | 0 |  | 0
Lateral Hardening-Fuse-10629018 | Lateral Hardening | 50000 | 0 | 0 | 0 | 0 | 0 | 0 | 0 | 0 | 0 | 0 |  | 0
Lateral Hardening-Fuse-10629021 | Lateral Hardening | 150471.65 | 0 | 0 | 0 | 0 | 0 | 0 | 0 | 0 | 0 | 0 |  | 0
Lateral Hardening-Fuse-10629022 | Lateral Hardening | 972815.82 | 0 | 0 | 0 | 0 | 0 | 0 | 0 | 0 | 0 | 0 |  | 0
Lateral Hardening-Fuse-10629026 | Lateral Hardening | 107341.14 | 0 | 0 | 0 | 0 | 0 | 0 | 0 | 0 | 0 | 0 |  | 0
Lateral Hardening-Fuse-10629028 | Lateral Hardening | 58225.17 | 0 | 0 | 0 | 0 | 0 | 0 | 0 | 0 | 0 | 0 |  | 0
Lateral Hardening-Fuse-10629029 | Lateral Hardening | 61672.23 | 0 | 0 | 0 | 0 | 2027 | 0 | 0 | 0 | 0 | 0 |  | 2026 | 2026
Lateral Hardening-Fuse-10629030 | Lateral Hardening | 52867.83 | 0 | 0 | 0 | 0 | 0 | 0 | 0 | 0 | 0 | 0 |  | 0
Lateral Hardening-Fuse-10629034 | Lateral Hardening | 52553.03 | 0 | 0 | 0 | 0 | 0 | 0 | 0 | 0 | 0 | 0 |  | 0
Lateral Hardening-Fuse-10629035 | Lateral Hardening | 60249.89 | 0 | 0 | 0 | 0 | 0 | 0 | 0 | 0 | 0 | 0 |  | 0
Lateral Hardening-Fuse-10629036 | Lateral Hardening | 103878.34 | 0 | 0 | 0 | 0 | 0 | 0 | 0 | 0 | 0 | 0 |  | 0
Lateral Hardening-Fuse-10629037 | Lateral Hardening | 105106.06 | 0 | 0 | 0 | 0 | 0 | 0 | 0 | 0 | 0 | 0 |  | 0
Lateral Hardening-Fuse-10629038 | Lateral Hardening | 168704.31 | 0 | 0 | 0 | 0 | 0 | 0 | 0 | 0 | 0 | 0 |  | 0
Lateral Hardening-Fuse-10629041 | Lateral Hardening | 98216.94 | 0 | 0 | 0 | 0 | 0 | 0 | 0 | 0 | 0 | 0 |  | 0
Lateral Hardening-Fuse-10629042 | Lateral Hardening | 50270.73 | 0 | 0 | 0 | 0 | 0 | 0 | 0 | 0 | 0 | 0 |  | 0
Lateral Hardening-Fuse-10629044 | Lateral Hardening | 333578.06 | 0 | 0 | 0 | 0 | 0 | 0 | 0 | 0 | 0 | 0 |  | 0
Lateral Hardening-Fuse-10629045 | Lateral Hardening | 60517.47 | 0 | 0 | 0 | 0 | 0 | 0 | 0 | 0 | 0 | 0 |  | 0
Lateral Hardening-Fuse-10629047 | Lateral Hardening | 50254.99 | 0 | 0 | 0 | 0 | 0 | 0 | 0 | 0 | 0 | 0 |  | 0
Lateral Hardening-Fuse-10629049 | Lateral Hardening | 67277.65 | 0 | 0 | 0 | 0 | 0 | 0 | 0 | 0 | 0 | 0 |  | 0
Lateral Hardening-Fuse-10629051 | Lateral Hardening | 54189.99 | 0 | 0 | 0 | 0 | 0 | 0 | 0 | 0 | 0 | 0 |  | 0
Lateral Hardening-Fuse-10629052 | Lateral Hardening | 54079.81 | 0 | 0 | 0 | 0 | 0 | 0 | 0 | 0 | 0 | 0 |  | 0
Lateral Hardening-Fuse-10629056 | Lateral Hardening | 107509.28 | 0 | 0 | 0 | 0 | 0 | 0 | 0 | 0 | 0 | 0 |  | 0
Lateral Hardening-Fuse-10629061 | Lateral Hardening | 172339.45 | 0 | 0 | 0 | 0 | 0 | 0 | 0 | 0 | 0 | 0 |  | 0
Lateral Hardening-Fuse-10629063 | Lateral Hardening | 61861.11 | 0 | 0 | 0 | 0 | 0 | 0 | 0 | 0 | 0 | 0 |  | 0
Lateral Hardening-Fuse-10629064 | Lateral Hardening | 101270.5 | 0 | 0 | 0 | 0 | 0 | 0 | 0 | 0 | 0 | 0 |  | 0
Lateral Hardening-Fuse-10629065 | Lateral Hardening | 96134.26 | 0 | 0 | 0 | 0 | 0 | 0 | 0 | 0 | 0 | 0 |  | 0
Lateral Hardening-Fuse-10629066 | Lateral Hardening | 107467.06 | 0 | 0 | 0 | 0 | 0 | 0 | 0 | 0 | 0 | 0 |  | 0
Lateral Hardening-Fuse-10629067 | Lateral Hardening | 614299.72 | 0 | 0 | 0 | 0 | 0 | 0 | 0 | 0 | 0 | 0 |  | 0
Lateral Hardening-Fuse-10629071 | Lateral Hardening | 50192.03 | 0 | 0 | 0 | 0 | 0 | 0 | 0 | 0 | 0 | 0 |  | 0
Lateral Hardening-Fuse-10629072 | Lateral Hardening | 163279.01 | 0 | 0 | 0 | 0 | 0 | 0 | 0 | 0 | 0 | 0 |  | 0
Lateral Hardening-Fuse-10629075 | Lateral Hardening | 223787.22 | 0 | 0 | 0 | 0 | 0 | 0 | 0 | 0 | 0 | 0 |  | 0
Lateral Hardening-Fuse-10629077 | Lateral Hardening | 71982.67 | 0 | 0 | 0 | 0 | 0 | 0 | 0 | 0 | 0 | 0 |  | 0
Lateral Hardening-Fuse-10629080 | Lateral Hardening | 218334.7 | 0 | 0 | 0 | 0 | 0 | 0 | 0 | 0 | 0 | 0 |  | 0
Lateral Hardening-Fuse-10629081 | Lateral Hardening | 110701.59 | 0 | 0 | 0 | 0 | 2026 | 0 | 0 | 0 | 0 | 0 |  | 2026
Lateral Hardening-Fuse-10629082 | Lateral Hardening | 311299.48 | 0 | 0 | 0 | 0 | 0 | 0 | 0 | 0 | 0 | 0 |  | 0
Lateral Hardening-Fuse-10629084 | Lateral Hardening | 53544.65 | 0 | 0 | 0 | 0 | 0 | 0 | 0 | 0 | 0 | 0 |  | 0
Lateral Hardening-Fuse-10629086 | Lateral Hardening | 105137.54 | 0 | 0 | 0 | 0 | 0 | 0 | 0 | 0 | 0 | 0 |  | 0
Lateral Hardening-Fuse-10629088 | Lateral Hardening | 107703.16 | 0 | 0 | 0 | 0 | 0 | 0 | 0 | 0 | 0 | 0 |  | 0
Lateral Hardening-Fuse-10629091 | Lateral Hardening | 137155.42 | 0 | 0 | 0 | 0 | 0 | 0 | 0 | 0 | 0 | 0 |  | 0
Lateral Hardening-Fuse-10629092 | Lateral Hardening | 157884.45 | 0 | 0 | 0 | 0 | 0 | 0 | 0 | 0 | 0 | 0 |  | 0
Lateral Hardening-Fuse-10632095 | Lateral Hardening | 50000 | 0 | 0 | 0 | 0 | 2027 | 0 | 0 | 0 | 0 | 0 |  | 2026 | 2026
Lateral Hardening-Fuse-10632098 | Lateral Hardening | 51761.03 | 0 | 0 | 0 | 0 | 2027 | 0 | 0 | 0 | 0 | 0 |  | 2026 | 2026
Lateral Hardening-Fuse-10632099 | Lateral Hardening | 374494.57 | 0 | 0 | 0 | 0 | 2027 | 0 | 0 | 0 | 0 | 0 |  | 2026 | 2026
Lateral Hardening-Fuse-10632100 | Lateral Hardening | 76694.67 | 0 | 0 | 0 | 0 | 0 | 0 | 0 | 0 | 0 | 0 |  | 0
Lateral Hardening-Fuse-10632101 | Lateral Hardening | 55726.72 | 0 | 0 | 0 | 0 | 2027 | 0 | 0 | 0 | 0 | 0 |  | 2026 | 2026
Lateral Hardening-Fuse-10632105 | Lateral Hardening | 367596.74 | 0 | 0 | 0 | 0 | 0 | 0 | 0 | 0 | 0 | 0 |  | 0
Lateral Hardening-Fuse-10632106 | Lateral Hardening | 104047.27 | 0 | 0 | 0 | 0 | 0 | 0 | 0 | 0 | 0 | 0 |  | 0
Lateral Hardening-Fuse-10632107 | Lateral Hardening | 130733 | 0 | 0 | 0 | 0 | 0 | 0 | 0 | 0 | 0 | 0 |  | 0
Lateral Hardening-Fuse-10632109 | Lateral Hardening | 208733.35 | 0 | 0 | 0 | 0 | 0 | 0 | 0 | 0 | 0 | 0 |  | 0
Lateral Hardening-Fuse-10632110 | Lateral Hardening | 159469.98 | 0 | 0 | 0 | 0 | 0 | 0 | 0 | 0 | 0 | 0 |  | 0
Lateral Hardening-Fuse-10632113 | Lateral Hardening | 189562.03 | 0 | 0 | 0 | 0 | 0 | 0 | 0 | 0 | 0 | 0 |  | 0
Lateral Hardening-Fuse-10632114 | Lateral Hardening | 88154.13 | 0 | 0 | 0 | 0 | 0 | 0 | 0 | 0 | 0 | 0 |  | 0
Lateral Hardening-Fuse-10632116 | Lateral Hardening | 886890.2 | 0 | 0 | 0 | 0 | 2027 | 0 | 0 | 0 | 0 | 0 |  | 2026 | 2026
Lateral Hardening-Fuse-10632119 | Lateral Hardening | 584720.15 | 0 | 0 | 0 | 0 | 0 | 0 | 0 | 0 | 0 | 0 |  | 0
Lateral Hardening-Fuse-10632120 | Lateral Hardening | 107741.17 | 0 | 0 | 0 | 0 | 0 | 0 | 0 | 0 | 0 | 0 |  | 0
Lateral Hardening-Fuse-10632121 | Lateral Hardening | 222628.25 | 0 | 0 | 0 | 0 | 0 | 0 | 0 | 0 | 0 | 0 |  | 0
Lateral Hardening-Fuse-10632125 | Lateral Hardening | 400598.37 | 0 | 0 | 0 | 0 | 2027 | 0 | 0 | 0 | 0 | 0 |  | 2026 | 2026
Lateral Hardening-Fuse-10632128 | Lateral Hardening | 557168.46 | 0 | 0 | 0 | 0 | 0 | 0 | 0 | 0 | 0 | 0 |  | 0
Lateral Hardening-Fuse-10632129 | Lateral Hardening | 241427.5 | 0 | 0 | 0 | 0 | 0 | 0 | 0 | 0 | 0 | 0 |  | 0
Lateral Hardening-Fuse-10632130 | Lateral Hardening | 142622.62 | 0 | 0 | 0 | 0 | 0 | 0 | 0 | 0 | 0 | 0 |  | 0
Lateral Hardening-Fuse-10632131 | Lateral Hardening | 50000 | 0 | 0 | 0 | 0 | 0 | 0 | 0 | 0 | 0 | 0 |  | 0
Lateral Hardening-Fuse-10632132 | Lateral Hardening | 638228.04 | 0 | 0 | 0 | 0 | 0 | 0 | 0 | 0 | 0 | 0 |  | 0
Lateral Hardening-Fuse-10632666 | Lateral Hardening | 51913.43 | 0 | 0 | 0 | 0 | 0 | 0 | 0 | 0 | 0 | 0 |  | 0
Lateral Hardening-Fuse-10632667 | Lateral Hardening | 50000 | 0 | 0 | 0 | 0 | 0 | 0 | 0 | 0 | 0 | 0 |  | 0
Lateral Hardening-Fuse-10632668 | Lateral Hardening | 50000 | 0 | 0 | 0 | 0 | 0 | 0 | 0 | 0 | 0 | 0 |  | 0
Lateral Hardening-Fuse-10632688 | Lateral Hardening | 50000 | 0 | 0 | 0 | 0 | 0 | 0 | 0 | 0 | 0 | 0 |  | 0
Lateral Hardening-Fuse-10632690 | Lateral Hardening | 50000 | 0 | 0 | 0 | 0 | 0 | 0 | 0 | 0 | 0 | 0 |  | 0
Lateral Hardening-Fuse-10632722 | Lateral Hardening | 50000 | 0 | 0 | 0 | 0 | 0 | 0 | 0 | 0 | 0 | 0 |  | 0
Lateral Hardening-Fuse-10632723 | Lateral Hardening | 237553.79 | 0 | 0 | 0 | 0 | 2026 | 0 | 0 | 0 | 0 | 0 |  | 2026
Lateral Hardening-Fuse-10632726 | Lateral Hardening | 313018.44 | 0 | 0 | 0 | 0 | 2026 | 0 | 0 | 0 | 0 | 0 |  | 2026
Lateral Hardening-Fuse-10632727 | Lateral Hardening | 309189.37 | 0 | 0 | 0 | 0 | 2026 | 0 | 0 | 0 | 0 | 0 |  | 2026
Lateral Hardening-Fuse-10633644 | Lateral Hardening | 58377.57 | 0 | 0 | 0 | 0 | 0 | 0 | 0 | 0 | 0 | 0 |  | 0
Lateral Hardening-Fuse-10633649 | Lateral Hardening | 798679.45 | 0 | 0 | 0 | 0 | 2023 | 0 | 0 | 0 | 0 | 0 |  | 2023
Lateral Hardening-Fuse-10633652 | Lateral Hardening | 69469.45 | 0 | 0 | 0 | 0 | 0 | 0 | 0 | 0 | 0 | 0 |  | 2023 | 2023
Lateral Hardening-Fuse-10633654 | Lateral Hardening | 70781.43 | 0 | 0 | 0 | 0 | 0 | 0 | 0 | 0 | 0 | 0 |  | 0
Lateral Hardening-Fuse-10633655 | Lateral Hardening | 57496.13 | 0 | 0 | 0 | 0 | 0 | 0 | 0 | 0 | 0 | 0 |  | 0
Lateral Hardening-Fuse-10633656 | Lateral Hardening | 311285.05 | 0 | 0 | 0 | 0 | 2023 | 0 | 0 | 0 | 0 | 0 |  | 2023
Lateral Hardening-Fuse-10633659 | Lateral Hardening | 187999.4 | 0 | 0 | 0 | 0 | 2023 | 0 | 0 | 0 | 0 | 0 |  | 2023
Lateral Hardening-Fuse-10633660 | Lateral Hardening | 86385.69 | 0 | 0 | 0 | 0 | 0 | 0 | 0 | 0 | 0 | 0 |  | 0
Lateral Hardening-Fuse-10633661 | Lateral Hardening | 1613916.45 | 0 | 0 | 0 | 0 | 0 | 0 | 0 | 0 | 0 | 0 |  | 0
Lateral Hardening-Fuse-10633662 | Lateral Hardening | 104319.06 | 0 | 0 | 0 | 0 | 0 | 0 | 0 | 0 | 0 | 0 |  | 0
Lateral Hardening-Fuse-10633663 | Lateral Hardening | 131923.5 | 0 | 0 | 0 | 0 | 0 | 0 | 0 | 0 | 0 | 0 |  | 0
Lateral Hardening-Fuse-10633664 | Lateral Hardening | 143037.42 | 0 | 0 | 0 | 0 | 0 | 0 | 0 | 0 | 0 | 0 |  | 0
Lateral Hardening-Fuse-10633665 | Lateral Hardening | 80168.21 | 0 | 0 | 0 | 0 | 0 | 0 | 0 | 0 | 0 | 0 |  | 0
Lateral Hardening-Fuse-10633666 | Lateral Hardening | 66274.05 | 0 | 0 | 0 | 0 | 0 | 0 | 0 | 0 | 0 | 0 |  | 0
Lateral Hardening-Fuse-10633668 | Lateral Hardening | 150224.81 | 0 | 0 | 0 | 0 | 0 | 0 | 0 | 0 | 0 | 0 |  | 0
Lateral Hardening-Fuse-10633669 | Lateral Hardening | 60108.97 | 0 | 0 | 0 | 0 | 2023 | 0 | 0 | 0 | 0 | 0 |  | 2023
Lateral Hardening-Fuse-10633670 | Lateral Hardening | 330609.96 | 0 | 0 | 0 | 0 | 0 | 0 | 0 | 0 | 0 | 0 |  | 0
Lateral Hardening-Fuse-10633672 | Lateral Hardening | 56168.23 | 0 | 0 | 0 | 0 | 0 | 0 | 0 | 0 | 0 | 0 |  | 0
Lateral Hardening-Fuse-10633673 | Lateral Hardening | 132889.38 | 0 | 0 | 0 | 0 | 0 | 0 | 0 | 0 | 0 | 0 |  | 0
Lateral Hardening-Fuse-10633674 | Lateral Hardening | 66525.89 | 0 | 0 | 0 | 0 | 0 | 0 | 0 | 0 | 0 | 0 |  | 0
Lateral Hardening-Fuse-10633677 | Lateral Hardening | 53214.11 | 0 | 0 | 0 | 0 | 0 | 0 | 0 | 0 | 0 | 0 |  | 0
Lateral Hardening-Fuse-10633678 | Lateral Hardening | 390526.15 | 0 | 0 | 0 | 0 | 2023 | 0 | 0 | 0 | 0 | 0 |  | 2023
Lateral Hardening-Fuse-10633680 | Lateral Hardening | 204877.79 | 0 | 0 | 0 | 0 | 0 | 0 | 0 | 0 | 0 | 0 |  | 0
Lateral Hardening-Fuse-10633682 | Lateral Hardening | 319715.52 | 0 | 0 | 0 | 0 | 2023 | 0 | 0 | 0 | 0 | 0 |  | 2023
Lateral Hardening-Fuse-10633683 | Lateral Hardening | 50000 | 0 | 0 | 0 | 0 | 0 | 0 | 0 | 0 | 0 | 0 |  | 0
Lateral Hardening-Fuse-10633684 | Lateral Hardening | 194310.51 | 0 | 0 | 0 | 0 | 0 | 0 | 0 | 0 | 0 | 0 |  | 0
Lateral Hardening-Fuse-10633687 | Lateral Hardening | 425211.41 | 0 | 0 | 0 | 0 | 0 | 0 | 0 | 0 | 0 | 0 |  | 0
Lateral Hardening-Fuse-10633689 | Lateral Hardening | 198607.71 | 0 | 0 | 0 | 0 | 0 | 0 | 0 | 0 | 0 | 0 |  | 0
Lateral Hardening-Fuse-10633690 | Lateral Hardening | 348707.68 | 0 | 0 | 0 | 0 | 2023 | 0 | 0 | 0 | 0 | 0 |  | 2023
Lateral Hardening-Fuse-10633693 | Lateral Hardening | 50000 | 0 | 0 | 0 | 0 | 0 | 0 | 0 | 0 | 0 | 0 |  | 0
Lateral Hardening-Fuse-10633695 | Lateral Hardening | 120748.1 | 0 | 0 | 0 | 0 | 0 | 0 | 0 | 0 | 0 | 0 |  | 0
Lateral Hardening-Fuse-10635131 | Lateral Hardening | 261692.4 | 0 | 0 | 0 | 0 | 2028 | 0 | 0 | 0 | 0 | 0 |  | 2029 | 2029
Lateral Hardening-Fuse-10635133 | Lateral Hardening | 50000 | 0 | 0 | 0 | 0 | 0 | 0 | 0 | 0 | 0 | 0 |  | 0
Lateral Hardening-Fuse-10635134 | Lateral Hardening | 106942.64 | 0 | 0 | 0 | 0 | 0 | 0 | 0 | 0 | 0 | 0 |  | 0
Lateral Hardening-Fuse-10635135 | Lateral Hardening | 379891.57 | 0 | 0 | 0 | 0 | 2028 | 0 | 0 | 0 | 0 | 0 |  | 2029 | 2029
Lateral Hardening-Fuse-10635136 | Lateral Hardening | 262880.33 | 0 | 0 | 0 | 0 | 2028 | 0 | 0 | 0 | 0 | 0 |  | 2029 | 2029
Lateral Hardening-Fuse-10635137 | Lateral Hardening | 231687.96 | 0 | 0 | 0 | 0 | 0 | 0 | 0 | 0 | 0 | 0 |  | 0
Lateral Hardening-Fuse-10635138 | Lateral Hardening | 113738.06 | 0 | 0 | 0 | 0 | 0 | 0 | 0 | 0 | 0 | 0 |  | 0
Lateral Hardening-Fuse-10635139 | Lateral Hardening | 80377.83 | 0 | 0 | 0 | 0 | 0 | 0 | 0 | 0 | 0 | 0 |  | 0
Lateral Hardening-Fuse-10635140 | Lateral Hardening | 160031.57 | 0 | 0 | 0 | 0 | 0 | 0 | 0 | 0 | 0 | 0 |  | 0
Lateral Hardening-Fuse-10635141 | Lateral Hardening | 305292.59 | 0 | 0 | 0 | 0 | 0 | 0 | 0 | 0 | 0 | 0 |  | 0
Lateral Hardening-Fuse-10635142 | Lateral Hardening | 409937.19 | 0 | 0 | 0 | 0 | 0 | 0 | 0 | 0 | 0 | 0 |  | 0
Lateral Hardening-Fuse-10635143 | Lateral Hardening | 235485.56 | 0 | 0 | 0 | 0 | 2028 | 0 | 0 | 0 | 0 | 0 |  | 2029 | 2029
Lateral Hardening-Fuse-10635145 | Lateral Hardening | 95950.38 | 0 | 0 | 0 | 0 | 0 | 0 | 0 | 0 | 0 | 0 |  | 0
Lateral Hardening-Fuse-10635146 | Lateral Hardening | 75854.71 | 0 | 0 | 0 | 0 | 0 | 0 | 0 | 0 | 0 | 0 |  | 0
Lateral Hardening-Fuse-10635147 | Lateral Hardening | 68450.43 | 0 | 0 | 0 | 0 | 0 | 0 | 0 | 0 | 0 | 0 |  | 0
Lateral Hardening-Fuse-10635148 | Lateral Hardening | 110856.16 | 0 | 0 | 0 | 0 | 0 | 0 | 0 | 0 | 0 | 0 |  | 0
Lateral Hardening-Fuse-10635149 | Lateral Hardening | 50000 | 0 | 0 | 0 | 0 | 0 | 0 | 0 | 0 | 0 | 0 |  | 0
Lateral Hardening-Fuse-10635150 | Lateral Hardening | 51577.15 | 0 | 0 | 0 | 0 | 0 | 0 | 0 | 0 | 0 | 0 |  | 0
Lateral Hardening-Fuse-10635151 | Lateral Hardening | 50000 | 0 | 0 | 0 | 0 | 0 | 0 | 0 | 0 | 0 | 0 |  | 0
Lateral Hardening-Fuse-10635153 | Lateral Hardening | 76448.01 | 0 | 0 | 0 | 0 | 0 | 0 | 0 | 0 | 0 | 0 |  | 0
Lateral Hardening-Fuse-10635154 | Lateral Hardening | 193207.43 | 0 | 0 | 0 | 0 | 0 | 0 | 0 | 0 | 0 | 0 |  | 2029 | 2029
Lateral Hardening-Fuse-10635155 | Lateral Hardening | 320104.61 | 0 | 0 | 0 | 0 | 2028 | 0 | 0 | 0 | 0 | 0 |  | 2029 | 2029
Lateral Hardening-Fuse-10635156 | Lateral Hardening | 50000 | 0 | 0 | 0 | 0 | 0 | 0 | 0 | 0 | 0 | 0 |  | 0
Lateral Hardening-Fuse-10635158 | Lateral Hardening | 109886.02 | 0 | 0 | 0 | 0 | 0 | 0 | 0 | 0 | 0 | 0 |  | 0
Lateral Hardening-Fuse-10635159 | Lateral Hardening | 65874.81 | 0 | 0 | 0 | 0 | 0 | 0 | 0 | 0 | 0 | 0 |  | 0
Lateral Hardening-Fuse-10635160 | Lateral Hardening | 196040.61 | 0 | 0 | 0 | 0 | 2028 | 0 | 0 | 0 | 0 | 0 |  | 2029 | 2029
Lateral Hardening-Fuse-10635925 | Lateral Hardening | 59095.87 | 0 | 0 | 0 | 0 | 0 | 0 | 0 | 0 | 0 | 0 |  | 0
Lateral Hardening-Fuse-10635926 | Lateral Hardening | 355312.22 | 0 | 0 | 0 | 0 | 0 | 0 | 0 | 0 | 0 | 0 |  | 0
Lateral Hardening-Fuse-10635927 | Lateral Hardening | 58198.69 | 0 | 0 | 0 | 0 | 0 | 0 | 0 | 0 | 0 | 0 |  | 0
Lateral Hardening-Fuse-10635930 | Lateral Hardening | 104090.05 | 0 | 0 | 0 | 0 | 0 | 0 | 0 | 0 | 0 | 0 |  | 0
Lateral Hardening-Fuse-10635935 | Lateral Hardening | 50000 | 0 | 0 | 0 | 0 | 0 | 0 | 0 | 0 | 0 | 0 |  | 0
Lateral Hardening-Fuse-10635941 | Lateral Hardening | 54924.77 | 0 | 0 | 0 | 0 | 0 | 0 | 0 | 0 | 0 | 0 |  | 0
Lateral Hardening-Fuse-10635942 | Lateral Hardening | 57550.33 | 0 | 0 | 0 | 0 | 0 | 0 | 0 | 0 | 0 | 0 |  | 0
Lateral Hardening-Fuse-10635945 | Lateral Hardening | 110215.08 | 0 | 0 | 0 | 0 | 0 | 0 | 0 | 0 | 0 | 0 |  | 0
Lateral Hardening-Fuse-10635947 | Lateral Hardening | 203330.07 | 0 | 0 | 0 | 0 | 0 | 0 | 0 | 0 | 0 | 0 |  | 0
Lateral Hardening-Fuse-10635949 | Lateral Hardening | 200387.86 | 0 | 0 | 0 | 0 | 0 | 0 | 0 | 0 | 0 | 0 |  | 0
Lateral Hardening-Fuse-10635953 | Lateral Hardening | 277377.61 | 0 | 0 | 0 | 0 | 2024 | 0 | 0 | 0 | 0 | 0 |  | 2024
Lateral Hardening-Fuse-10635960 | Lateral Hardening | 310106.05 | 0 | 0 | 0 | 0 | 0 | 0 | 0 | 0 | 0 | 0 |  | 0
Lateral Hardening-Fuse-10635962 | Lateral Hardening | 339345.38 | 0 | 0 | 0 | 0 | 0 | 0 | 0 | 0 | 0 | 0 |  | 0
Lateral Hardening-Fuse-10635964 | Lateral Hardening | 61919.07 | 0 | 0 | 0 | 0 | 0 | 0 | 0 | 0 | 0 | 0 |  | 0
Lateral Hardening-Fuse-10635987 | Lateral Hardening | 54909.03 | 0 | 0 | 0 | 0 | 0 | 0 | 0 | 0 | 0 | 0 |  | 0
Lateral Hardening-Fuse-10635989 | Lateral Hardening | 97860.66 | 0 | 0 | 0 | 0 | 0 | 0 | 0 | 0 | 0 | 0 |  | 0
Lateral Hardening-Fuse-10635991 | Lateral Hardening | 110248.04 | 0 | 0 | 0 | 0 | 2024 | 0 | 0 | 0 | 0 | 0 |  | 2024
Lateral Hardening-Fuse-10635994 | Lateral Hardening | 226126 | 0 | 0 | 0 | 0 | 0 | 0 | 0 | 0 | 0 | 0 |  | 0
Lateral Hardening-Fuse-10635995 | Lateral Hardening | 93112.18 | 0 | 0 | 0 | 0 | 0 | 0 | 0 | 0 | 0 | 0 |  | 0
Lateral Hardening-Fuse-10635996 | Lateral Hardening | 121497.88 | 0 | 0 | 0 | 0 | 0 | 0 | 0 | 0 | 0 | 0 |  | 0
Lateral Hardening-Fuse-10635997 | Lateral Hardening | 162528.49 | 0 | 0 | 0 | 0 | 0 | 0 | 0 | 0 | 0 | 0 |  | 0
Lateral Hardening-Fuse-10635998 | Lateral Hardening | 113831.76 | 0 | 0 | 0 | 0 | 0 | 0 | 0 | 0 | 0 | 0 |  | 0
Lateral Hardening-Fuse-10636000 | Lateral Hardening | 50000 | 0 | 0 | 0 | 0 | 0 | 0 | 0 | 0 | 0 | 0 |  | 0
Lateral Hardening-Fuse-10636006 | Lateral Hardening | 161432.48 | 0 | 0 | 0 | 0 | 0 | 0 | 0 | 0 | 0 | 0 |  | 0
Lateral Hardening-Fuse-10636007 | Lateral Hardening | 844149.5 | 0 | 0 | 0 | 0 | 0 | 0 | 0 | 0 | 0 | 0 |  | 0
Lateral Hardening-Fuse-10636011 | Lateral Hardening | 111890 | 0 | 0 | 0 | 0 | 0 | 0 | 0 | 0 | 0 | 0 |  | 0
Lateral Hardening-Fuse-10636013 | Lateral Hardening | 70334.23 | 0 | 0 | 0 | 0 | 0 | 0 | 0 | 0 | 0 | 0 |  | 0
Lateral Hardening-Fuse-10636014 | Lateral Hardening | 116906.8 | 0 | 0 | 0 | 0 | 2024 | 0 | 0 | 0 | 0 | 0 |  | 2024
Lateral Hardening-Fuse-10636015 | Lateral Hardening | 63981.01 | 0 | 0 | 0 | 0 | 0 | 0 | 0 | 0 | 0 | 0 |  | 0
Lateral Hardening-Fuse-10636019 | Lateral Hardening | 67749.85 | 0 | 0 | 0 | 0 | 0 | 0 | 0 | 0 | 0 | 0 |  | 0
Lateral Hardening-Fuse-10636020 | Lateral Hardening | 208423.5 | 0 | 0 | 0 | 0 | 0 | 0 | 0 | 0 | 0 | 0 |  | 0
Lateral Hardening-Fuse-10636023 | Lateral Hardening | 53355.77 | 0 | 0 | 0 | 0 | 0 | 0 | 0 | 0 | 0 | 0 |  | 0
Lateral Hardening-Fuse-10636024 | Lateral Hardening | 159322.53 | 0 | 0 | 0 | 0 | 0 | 0 | 0 | 0 | 0 | 0 |  | 0
Lateral Hardening-Fuse-10636025 | Lateral Hardening | 50000 | 0 | 0 | 0 | 0 | 0 | 0 | 0 | 0 | 0 | 0 |  | 0
Lateral Hardening-Fuse-10636031 | Lateral Hardening | 54095.55 | 0 | 0 | 0 | 0 | 0 | 0 | 0 | 0 | 0 | 0 |  | 0
Lateral Hardening-Fuse-10636033 | Lateral Hardening | 84376.29 | 0 | 0 | 0 | 0 | 0 | 0 | 0 | 0 | 0 | 0 |  | 0
Lateral Hardening-Fuse-10636034 | Lateral Hardening | 222306.29 | 0 | 0 | 0 | 0 | 0 | 0 | 0 | 0 | 0 | 0 |  | 0
Lateral Hardening-Fuse-10636037 | Lateral Hardening | 50000 | 0 | 0 | 0 | 0 | 0 | 0 | 0 | 0 | 0 | 0 |  | 0
Lateral Hardening-Fuse-10636040 | Lateral Hardening | 53481.69 | 0 | 0 | 0 | 0 | 0 | 0 | 0 | 0 | 0 | 0 |  | 0
Lateral Hardening-Fuse-10637208 | Lateral Hardening | 556475.42 | 0 | 0 | 0 | 0 | 0 | 0 | 0 | 0 | 0 | 0 |  | 0
Lateral Hardening-Fuse-10637209 | Lateral Hardening | 373202.81 | 0 | 0 | 0 | 0 | 2021 | 0 | 0 | 0 | 0 | 0 |  | 2021
Lateral Hardening-Fuse-10637211 | Lateral Hardening | 153255.28 | 0 | 0 | 0 | 0 | 0 | 0 | 0 | 0 | 0 | 0 |  | 0
Lateral Hardening-Fuse-10637218 | Lateral Hardening | 297869.1 | 0 | 0 | 0 | 0 | 2027 | 0 | 0 | 0 | 0 | 0 |  | 2025 | 2025
Lateral Hardening-Fuse-10637226 | Lateral Hardening | 65294.41 | 0 | 0 | 0 | 0 | 0 | 0 | 0 | 0 | 0 | 0 |  | 0
Lateral Hardening-Fuse-10637229 | Lateral Hardening | 109445.3 | 0 | 0 | 0 | 0 | 0 | 0 | 0 | 0 | 0 | 0 |  | 0
Lateral Hardening-Fuse-10637232 | Lateral Hardening | 50000 | 0 | 0 | 0 | 0 | 0 | 0 | 0 | 0 | 0 | 0 |  | 0
Lateral Hardening-Fuse-10637235 | Lateral Hardening | 122028.04 | 0 | 0 | 0 | 0 | 0 | 0 | 0 | 0 | 0 | 0 |  | 0
Lateral Hardening-Fuse-10637236 | Lateral Hardening | 118475.8 | 0 | 0 | 0 | 0 | 0 | 0 | 0 | 0 | 0 | 0 |  | 0
Lateral Hardening-Fuse-10637239 | Lateral Hardening | 150330.04 | 0 | 0 | 0 | 0 | 0 | 0 | 0 | 0 | 0 | 0 |  | 0
Lateral Hardening-Fuse-10637240 | Lateral Hardening | 470659.22 | 0 | 0 | 0 | 0 | 2021 | 0 | 0 | 0 | 0 | 0 |  | 2021
Lateral Hardening-Fuse-10637242 | Lateral Hardening | 481630.06 | 0 | 0 | 0 | 0 | 2021 | 0 | 0 | 0 | 0 | 0 |  | 2021
Lateral Hardening-Fuse-10637246 | Lateral Hardening | 50000 | 0 | 0 | 0 | 0 | 0 | 0 | 0 | 0 | 0 | 0 |  | 0
Lateral Hardening-Fuse-10637247 | Lateral Hardening | 67590.47 | 0 | 0 | 0 | 0 | 2021 | 0 | 0 | 0 | 0 | 0 |  | 2021
Lateral Hardening-Fuse-10637250 | Lateral Hardening | 320619.83 | 0 | 0 | 0 | 0 | 0 | 0 | 0 | 0 | 0 | 0 |  | 0
Lateral Hardening-Fuse-10637254 | Lateral Hardening | 67764.35 | 0 | 0 | 0 | 0 | 0 | 0 | 0 | 0 | 0 | 0 |  | 0
Lateral Hardening-Fuse-10637258 | Lateral Hardening | 50000 | 0 | 0 | 0 | 0 | 0 | 0 | 0 | 0 | 0 | 0 |  | 0
Lateral Hardening-Fuse-10637259 | Lateral Hardening | 61335.95 | 0 | 0 | 0 | 0 | 2021 | 0 | 0 | 0 | 0 | 0 |  | 2021
Lateral Hardening-Fuse-10637261 | Lateral Hardening | 50000 | 0 | 0 | 0 | 0 | 0 | 0 | 0 | 0 | 0 | 0 |  | 0
Lateral Hardening-Fuse-10640103 | Lateral Hardening | 332014.83 | 0 | 0 | 0 | 0 | 2022 | 0 | 0 | 0 | 0 | 0 |  | 2022
Lateral Hardening-Fuse-10640106 | Lateral Hardening | 198271.2 | 0 | 0 | 0 | 0 | 0 | 0 | 0 | 0 | 0 | 0 |  | 0
Lateral Hardening-Fuse-10640107 | Lateral Hardening | 223687.04 | 0 | 0 | 0 | 0 | 0 | 0 | 0 | 0 | 0 | 0 |  | 0
Lateral Hardening-Fuse-10640108 | Lateral Hardening | 103401.14 | 0 | 0 | 0 | 0 | 0 | 0 | 0 | 0 | 0 | 0 |  | 0
Lateral Hardening-Fuse-10640110 | Lateral Hardening | 290574.21 | 0 | 0 | 0 | 0 | 2027 | 0 | 0 | 0 | 0 | 0 |  | 2028 | 2028
Lateral Hardening-Fuse-10640111 | Lateral Hardening | 56840.05 | 0 | 0 | 0 | 0 | 0 | 0 | 0 | 0 | 0 | 0 |  | 0
Lateral Hardening-Fuse-10640112 | Lateral Hardening | 116108.32 | 0 | 0 | 0 | 0 | 0 | 0 | 0 | 0 | 0 | 0 |  | 0
Lateral Hardening-Fuse-10640113 | Lateral Hardening | 106533.83 | 0 | 0 | 0 | 0 | 2027 | 0 | 0 | 0 | 0 | 0 |  | 2028 | 2028
Lateral Hardening-Fuse-10640121 | Lateral Hardening | 101024.4 | 0 | 0 | 0 | 0 | 0 | 0 | 0 | 0 | 0 | 0 |  | 0
Lateral Hardening-Fuse-10640135 | Lateral Hardening | 50000 | 0 | 0 | 0 | 0 | 2027 | 0 | 0 | 0 | 0 | 0 |  | 0 | 0
Lateral Hardening-Fuse-10640136 | Lateral Hardening | 169879.07 | 0 | 0 | 0 | 0 | 0 | 0 | 0 | 0 | 0 | 0 |  | 0
Lateral Hardening-Fuse-10640137 | Lateral Hardening | 116908.7 | 0 | 0 | 0 | 0 | 2027 | 0 | 0 | 0 | 0 | 0 |  | 2027
Lateral Hardening-Fuse-10640144 | Lateral Hardening | 536835.32 | 0 | 0 | 0 | 0 | 0 | 0 | 0 | 0 | 0 | 0 |  | 0
Lateral Hardening-Fuse-10640145 | Lateral Hardening | 64023.23 | 0 | 0 | 0 | 0 | 0 | 0 | 0 | 0 | 0 | 0 |  | 0
Lateral Hardening-Fuse-10640146 | Lateral Hardening | 50000 | 0 | 0 | 0 | 0 | 0 | 0 | 0 | 0 | 0 | 0 |  | 0
Lateral Hardening-Fuse-10640147 | Lateral Hardening | 50000 | 0 | 0 | 0 | 0 | 0 | 0 | 0 | 0 | 0 | 0 |  | 0
Lateral Hardening-Fuse-10640149 | Lateral Hardening | 63497.33 | 0 | 0 | 0 | 0 | 0 | 0 | 0 | 0 | 0 | 0 |  | 0
Lateral Hardening-Fuse-10640150 | Lateral Hardening | 101449.38 | 0 | 0 | 0 | 0 | 0 | 0 | 0 | 0 | 0 | 0 |  | 0
Lateral Hardening-Fuse-10640151 | Lateral Hardening | 104618.12 | 0 | 0 | 0 | 0 | 0 | 0 | 0 | 0 | 0 | 0 |  | 0
Lateral Hardening-Fuse-10640153 | Lateral Hardening | 50000 | 0 | 0 | 0 | 0 | 0 | 0 | 0 | 0 | 0 | 0 |  | 0
Lateral Hardening-Fuse-10640154 | Lateral Hardening | 694928.68 | 0 | 0 | 0 | 0 | 0 | 0 | 0 | 0 | 0 | 0 |  | 0
Lateral Hardening-Fuse-10640155 | Lateral Hardening | 50000 | 0 | 0 | 0 | 0 | 0 | 0 | 0 | 0 | 0 | 0 |  | 0
Lateral Hardening-Fuse-10640159 | Lateral Hardening | 253518.5 | 0 | 0 | 0 | 0 | 0 | 0 | 0 | 0 | 0 | 0 |  | 0
Lateral Hardening-Fuse-10640160 | Lateral Hardening | 256368.46 | 0 | 0 | 0 | 0 | 2027 | 0 | 0 | 0 | 0 | 0 |  | 2027
Lateral Hardening-Fuse-10643403 | Lateral Hardening | 54725.15 | 0 | 0 | 0 | 0 | 0 | 0 | 0 | 0 | 0 | 0 |  | 0
Lateral Hardening-Fuse-10643404 | Lateral Hardening | 72818.13 | 0 | 0 | 0 | 0 | 2023 | 0 | 0 | 0 | 0 | 0 |  | 2024 | 2024
Lateral Hardening-Fuse-10643407 | Lateral Hardening | 206628.4 | 0 | 0 | 0 | 0 | 0 | 0 | 0 | 0 | 0 | 0 |  | 0
Lateral Hardening-Fuse-10643410 | Lateral Hardening | 68878.13 | 0 | 0 | 0 | 0 | 0 | 0 | 0 | 0 | 0 | 0 |  | 0
Lateral Hardening-Fuse-10643412 | Lateral Hardening | 168327.65 | 0 | 0 | 0 | 0 | 0 | 0 | 0 | 0 | 0 | 0 |  | 0
Lateral Hardening-Fuse-10643414 | Lateral Hardening | 160347.66 | 0 | 0 | 0 | 0 | 0 | 0 | 0 | 0 | 0 | 0 |  | 0
Lateral Hardening-Fuse-10643421 | Lateral Hardening | 118108.04 | 0 | 0 | 0 | 0 | 0 | 0 | 0 | 0 | 0 | 0 |  | 0
Lateral Hardening-Fuse-10643424 | Lateral Hardening | 63938.79 | 0 | 0 | 0 | 0 | 0 | 0 | 0 | 0 | 0 | 0 |  | 0
Lateral Hardening-Fuse-10643429 | Lateral Hardening | 305570.12 | 0 | 0 | 0 | 0 | 2023 | 0 | 0 | 0 | 0 | 0 |  | 2024 | 2024
Lateral Hardening-Fuse-10643448 | Lateral Hardening | 51766.03 | 0 | 0 | 0 | 0 | 0 | 0 | 0 | 0 | 0 | 0 |  | 0
Lateral Hardening-Fuse-10643453 | Lateral Hardening | 62286.09 | 0 | 0 | 0 | 0 | 2023 | 0 | 0 | 0 | 0 | 0 |  | 2024 | 2024
Lateral Hardening-Fuse-10643463 | Lateral Hardening | 125929.78 | 0 | 0 | 0 | 0 | 0 | 0 | 0 | 0 | 0 | 0 |  | 0
Lateral Hardening-Fuse-10643464 | Lateral Hardening | 105310.68 | 0 | 0 | 0 | 0 | 0 | 0 | 0 | 0 | 0 | 0 |  | 0
Lateral Hardening-Fuse-10643465 | Lateral Hardening | 50000 | 0 | 0 | 0 | 0 | 0 | 0 | 0 | 0 | 0 | 0 |  | 0
Lateral Hardening-Fuse-10643466 | Lateral Hardening | 50000 | 0 | 0 | 0 | 0 | 0 | 0 | 0 | 0 | 0 | 0 |  | 0
Lateral Hardening-Fuse-10643479 | Lateral Hardening | 50000 | 0 | 0 | 0 | 0 | 0 | 0 | 0 | 0 | 0 | 0 |  | 0
Lateral Hardening-Fuse-10643480 | Lateral Hardening | 109991.2 | 0 | 0 | 0 | 0 | 0 | 0 | 0 | 0 | 0 | 0 |  | 2024 | 2024
Lateral Hardening-Fuse-10643481 | Lateral Hardening | 50000 | 0 | 0 | 0 | 0 | 0 | 0 | 0 | 0 | 0 | 0 |  | 0
Lateral Hardening-Fuse-10643482 | Lateral Hardening | 57487.37 | 0 | 0 | 0 | 0 | 0 | 0 | 0 | 0 | 0 | 0 |  | 0
Lateral Hardening-Fuse-10643484 | Lateral Hardening | 66737.49 | 0 | 0 | 0 | 0 | 0 | 0 | 0 | 0 | 0 | 0 |  | 0
Lateral Hardening-Fuse-10643486 | Lateral Hardening | 127353.16 | 0 | 0 | 0 | 0 | 2023 | 0 | 0 | 0 | 0 | 0 |  | 2024 | 2024
Lateral Hardening-Fuse-10643487 | Lateral Hardening | 113826.76 | 0 | 0 | 0 | 0 | 0 | 0 | 0 | 0 | 0 | 0 |  | 0
Lateral Hardening-Fuse-10643488 | Lateral Hardening | 50000 | 0 | 0 | 0 | 0 | 0 | 0 | 0 | 0 | 0 | 0 |  | 0
Lateral Hardening-Fuse-10643489 | Lateral Hardening | 102944.68 | 0 | 0 | 0 | 0 | 0 | 0 | 0 | 0 | 0 | 0 |  | 0
Lateral Hardening-Fuse-10643490 | Lateral Hardening | 54992.73 | 0 | 0 | 0 | 0 | 0 | 0 | 0 | 0 | 0 | 0 |  | 0
Lateral Hardening-Fuse-10643494 | Lateral Hardening | 50000 | 0 | 0 | 0 | 0 | 0 | 0 | 0 | 0 | 0 | 0 |  | 0
Lateral Hardening-Fuse-10643495 | Lateral Hardening | 50000 | 0 | 0 | 0 | 0 | 0 | 0 | 0 | 0 | 0 | 0 |  | 0
Lateral Hardening-Fuse-10643496 | Lateral Hardening | 50000 | 0 | 0 | 0 | 0 | 0 | 0 | 0 | 0 | 0 | 0 |  | 0
Lateral Hardening-Fuse-10643501 | Lateral Hardening | 50000 | 0 | 0 | 0 | 0 | 0 | 0 | 0 | 0 | 0 | 0 |  | 0
Lateral Hardening-Fuse-10643509 | Lateral Hardening | 82056.45 | 0 | 0 | 0 | 0 | 2023 | 0 | 0 | 0 | 0 | 0 |  | 2024 | 2024
Lateral Hardening-Fuse-10643510 | Lateral Hardening | 186531.99 | 0 | 0 | 0 | 0 | 2023 | 0 | 0 | 0 | 0 | 0 |  | 2024 | 2024
Lateral Hardening-Fuse-10643511 | Lateral Hardening | 132329.9 | 0 | 0 | 0 | 0 | 0 | 0 | 0 | 0 | 0 | 0 |  | 0
Lateral Hardening-Fuse-10643512 | Lateral Hardening | 188259.82 | 0 | 0 | 0 | 0 | 0 | 0 | 0 | 0 | 0 | 0 |  | 0
Lateral Hardening-Fuse-10643522 | Lateral Hardening | 203459.66 | 0 | 0 | 0 | 0 | 0 | 0 | 0 | 0 | 0 | 0 |  | 0
Lateral Hardening-Fuse-10643524 | Lateral Hardening | 169286.69 | 0 | 0 | 0 | 0 | 0 | 0 | 0 | 0 | 0 | 0 |  | 0
Lateral Hardening-Fuse-10643525 | Lateral Hardening | 53749.27 | 0 | 0 | 0 | 0 | 0 | 0 | 0 | 0 | 0 | 0 |  | 0
Lateral Hardening-Fuse-10643527 | Lateral Hardening | 234028.96 | 0 | 0 | 0 | 0 | 0 | 0 | 0 | 0 | 0 | 0 |  | 0
Lateral Hardening-Fuse-10643528 | Lateral Hardening | 58565.71 | 0 | 0 | 0 | 0 | 0 | 0 | 0 | 0 | 0 | 0 |  | 0
Lateral Hardening-Fuse-10643529 | Lateral Hardening | 110069.9 | 0 | 0 | 0 | 0 | 0 | 0 | 0 | 0 | 0 | 0 |  | 0
Lateral Hardening-Fuse-10643530 | Lateral Hardening | 203265.78 | 0 | 0 | 0 | 0 | 0 | 0 | 0 | 0 | 0 | 0 |  | 0
Lateral Hardening-Fuse-10643533 | Lateral Hardening | 54961.25 | 0 | 0 | 0 | 0 | 0 | 0 | 0 | 0 | 0 | 0 |  | 0
Lateral Hardening-Fuse-10643535 | Lateral Hardening | 195665.75 | 0 | 0 | 0 | 0 | 0 | 0 | 0 | 0 | 0 | 0 |  | 0
Lateral Hardening-Fuse-10643536 | Lateral Hardening | 128575.14 | 0 | 0 | 0 | 0 | 0 | 0 | 0 | 0 | 0 | 0 |  | 0
Lateral Hardening-Fuse-10643537 | Lateral Hardening | 166526.45 | 0 | 0 | 0 | 0 | 0 | 0 | 0 | 0 | 0 | 0 |  | 0
Lateral Hardening-Fuse-10643538 | Lateral Hardening | 570741.09 | 0 | 0 | 0 | 0 | 2023 | 0 | 0 | 0 | 0 | 0 |  | 2024 | 2024
Lateral Hardening-Fuse-10643540 | Lateral Hardening | 208286.35 | 0 | 0 | 0 | 0 | 0 | 0 | 0 | 0 | 0 | 0 |  | 0
Lateral Hardening-Fuse-10643541 | Lateral Hardening | 1095650.31 | 0 | 0 | 0 | 0 | 2020 | 0 | 0 | 0 | 0 | 0 |  | 2020
Lateral Hardening-Fuse-10643555 | Lateral Hardening | 105762.14 | 0 | 0 | 0 | 0 | 0 | 0 | 0 | 0 | 0 | 0 |  | 0
Lateral Hardening-Fuse-10645428 | Lateral Hardening | 53812.23 | 0 | 0 | 0 | 0 | 0 | 0 | 0 | 0 | 0 | 0 |  | 0
Lateral Hardening-Fuse-10645429 | Lateral Hardening | 384647.33 | 0 | 0 | 0 | 0 | 2025 | 0 | 0 | 0 | 0 | 0 |  | 2025
Lateral Hardening-Fuse-10645436 | Lateral Hardening | 314293.57 | 0 | 0 | 0 | 0 | 2025 | 0 | 0 | 0 | 0 | 0 |  | 2025
Lateral Hardening-Fuse-10645442 | Lateral Hardening | 248191.2 | 0 | 0 | 0 | 0 | 0 | 0 | 0 | 0 | 0 | 0 |  | 0
Lateral Hardening-Fuse-10645451 | Lateral Hardening | 103206.52 | 0 | 0 | 0 | 0 | 0 | 0 | 0 | 0 | 0 | 0 |  | 0
Lateral Hardening-Fuse-10645452 | Lateral Hardening | 183640.09 | 0 | 0 | 0 | 0 | 0 | 0 | 0 | 0 | 0 | 0 |  | 0
Lateral Hardening-Fuse-10645456 | Lateral Hardening | 62747.55 | 0 | 0 | 0 | 0 | 0 | 0 | 0 | 0 | 0 | 0 |  | 0
Lateral Hardening-Fuse-10645457 | Lateral Hardening | 54835.33 | 0 | 0 | 0 | 0 | 0 | 0 | 0 | 0 | 0 | 0 |  | 0
Lateral Hardening-Fuse-10645459 | Lateral Hardening | 226850.84 | 0 | 0 | 0 | 0 | 0 | 0 | 0 | 0 | 0 | 0 |  | 0
Lateral Hardening-Fuse-10645461 | Lateral Hardening | 116450.34 | 0 | 0 | 0 | 0 | 0 | 0 | 0 | 0 | 0 | 0 |  | 0
Lateral Hardening-Fuse-10645467 | Lateral Hardening | 60186.93 | 0 | 0 | 0 | 0 | 0 | 0 | 0 | 0 | 0 | 0 |  | 0
Lateral Hardening-Fuse-10645468 | Lateral Hardening | 55244.57 | 0 | 0 | 0 | 0 | 0 | 0 | 0 | 0 | 0 | 0 |  | 0
Lateral Hardening-Fuse-10645469 | Lateral Hardening | 98752.1 | 0 | 0 | 0 | 0 | 0 | 0 | 0 | 0 | 0 | 0 |  | 0
Lateral Hardening-Fuse-10645472 | Lateral Hardening | 52316.93 | 0 | 0 | 0 | 0 | 0 | 0 | 0 | 0 | 0 | 0 |  | 0
Lateral Hardening-Fuse-10645473 | Lateral Hardening | 60554.69 | 0 | 0 | 0 | 0 | 0 | 0 | 0 | 0 | 0 | 0 |  | 0
Lateral Hardening-Fuse-10645475 | Lateral Hardening | 62527.19 | 0 | 0 | 0 | 0 | 0 | 0 | 0 | 0 | 0 | 0 |  | 0
Lateral Hardening-Fuse-10645478 | Lateral Hardening | 108217.58 | 0 | 0 | 0 | 0 | 0 | 0 | 0 | 0 | 0 | 0 |  | 0
Lateral Hardening-Fuse-10645480 | Lateral Hardening | 96055.56 | 0 | 0 | 0 | 0 | 0 | 0 | 0 | 0 | 0 | 0 |  | 0
Lateral Hardening-Fuse-10645484 | Lateral Hardening | 252911.91 | 0 | 0 | 0 | 0 | 0 | 0 | 0 | 0 | 0 | 0 |  | 0
Lateral Hardening-Fuse-10645486 | Lateral Hardening | 51655.85 | 0 | 0 | 0 | 0 | 0 | 0 | 0 | 0 | 0 | 0 |  | 0
Lateral Hardening-Fuse-10645487 | Lateral Hardening | 55889.91 | 0 | 0 | 0 | 0 | 0 | 0 | 0 | 0 | 0 | 0 |  | 0
Lateral Hardening-Fuse-10645489 | Lateral Hardening | 159123.65 | 0 | 0 | 0 | 0 | 2025 | 0 | 0 | 0 | 0 | 0 |  | 0 | 0
Lateral Hardening-Fuse-10645493 | Lateral Hardening | 116092.58 | 0 | 0 | 0 | 0 | 0 | 0 | 0 | 0 | 0 | 0 |  | 0
Lateral Hardening-Fuse-10645494 | Lateral Hardening | 57825.93 | 0 | 0 | 0 | 0 | 0 | 0 | 0 | 0 | 0 | 0 |  | 0
Lateral Hardening-Fuse-10645495 | Lateral Hardening | 54956.25 | 0 | 0 | 0 | 0 | 0 | 0 | 0 | 0 | 0 | 0 |  | 0
Lateral Hardening-Fuse-10645497 | Lateral Hardening | 245412.5 | 0 | 0 | 0 | 0 | 0 | 0 | 0 | 0 | 0 | 0 |  | 0
Lateral Hardening-Fuse-10645499 | Lateral Hardening | 206890.24 | 0 | 0 | 0 | 0 | 0 | 0 | 0 | 0 | 0 | 0 |  | 0
Lateral Hardening-Fuse-10645500 | Lateral Hardening | 53544.65 | 0 | 0 | 0 | 0 | 0 | 0 | 0 | 0 | 0 | 0 |  | 0
Lateral Hardening-Fuse-10645501 | Lateral Hardening | 118045.08 | 0 | 0 | 0 | 0 | 0 | 0 | 0 | 0 | 0 | 0 |  | 0
Lateral Hardening-Fuse-10645502 | Lateral Hardening | 50000 | 0 | 0 | 0 | 0 | 0 | 0 | 0 | 0 | 0 | 0 |  | 0
Lateral Hardening-Fuse-10645504 | Lateral Hardening | 182000.85 | 0 | 0 | 0 | 0 | 0 | 0 | 0 | 0 | 0 | 0 |  | 0
Lateral Hardening-Fuse-10645505 | Lateral Hardening | 50000 | 0 | 0 | 0 | 0 | 0 | 0 | 0 | 0 | 0 | 0 |  | 0
Lateral Hardening-Fuse-10645507 | Lateral Hardening | 104954.4 | 0 | 0 | 0 | 0 | 0 | 0 | 0 | 0 | 0 | 0 |  | 0
Lateral Hardening-Fuse-10645508 | Lateral Hardening | 105478.82 | 0 | 0 | 0 | 0 | 0 | 0 | 0 | 0 | 0 | 0 |  | 0
Lateral Hardening-Fuse-10645509 | Lateral Hardening | 102466.74 | 0 | 0 | 0 | 0 | 0 | 0 | 0 | 0 | 0 | 0 |  | 0
Lateral Hardening-Fuse-10645510 | Lateral Hardening | 54441.83 | 0 | 0 | 0 | 0 | 0 | 0 | 0 | 0 | 0 | 0 |  | 0
Lateral Hardening-Fuse-10645512 | Lateral Hardening | 56141.75 | 0 | 0 | 0 | 0 | 0 | 0 | 0 | 0 | 0 | 0 |  | 0
Lateral Hardening-Fuse-10645513 | Lateral Hardening | 60827.27 | 0 | 0 | 0 | 0 | 0 | 0 | 0 | 0 | 0 | 0 |  | 0
Lateral Hardening-Fuse-10645514 | Lateral Hardening | 104015 | 0 | 0 | 0 | 0 | 0 | 0 | 0 | 0 | 0 | 0 |  | 0
Lateral Hardening-Fuse-10645517 | Lateral Hardening | 50000 | 0 | 0 | 0 | 0 | 0 | 0 | 0 | 0 | 0 | 0 |  | 0
Lateral Hardening-Fuse-10645518 | Lateral Hardening | 53166.89 | 0 | 0 | 0 | 0 | 0 | 0 | 0 | 0 | 0 | 0 |  | 0
Lateral Hardening-Fuse-10645519 | Lateral Hardening | 94324.16 | 0 | 0 | 0 | 0 | 0 | 0 | 0 | 0 | 0 | 0 |  | 0
Lateral Hardening-Fuse-10645520 | Lateral Hardening | 107819.08 | 0 | 0 | 0 | 0 | 0 | 0 | 0 | 0 | 0 | 0 |  | 0
Lateral Hardening-Fuse-10645524 | Lateral Hardening | 64101.93 | 0 | 0 | 0 | 0 | 0 | 0 | 0 | 0 | 0 | 0 |  | 0
Lateral Hardening-Fuse-10645526 | Lateral Hardening | 160078.05 | 0 | 0 | 0 | 0 | 0 | 0 | 0 | 0 | 0 | 0 |  | 0
Lateral Hardening-Fuse-10645528 | Lateral Hardening | 151803.81 | 0 | 0 | 0 | 0 | 2025 | 0 | 0 | 0 | 0 | 0 |  | 2025
Lateral Hardening-Fuse-10645529 | Lateral Hardening | 154511.09 | 0 | 0 | 0 | 0 | 0 | 0 | 0 | 0 | 0 | 0 |  | 0
Lateral Hardening-Fuse-10645530 | Lateral Hardening | 55779.73 | 0 | 0 | 0 | 0 | 0 | 0 | 0 | 0 | 0 | 0 |  | 0
Lateral Hardening-Fuse-10645533 | Lateral Hardening | 50000 | 0 | 0 | 0 | 0 | 0 | 0 | 0 | 0 | 0 | 0 |  | 0
Lateral Hardening-Fuse-10645534 | Lateral Hardening | 378618.85 | 0 | 0 | 0 | 0 | 0 | 0 | 0 | 0 | 0 | 0 |  | 0
Lateral Hardening-Fuse-10645535 | Lateral Hardening | 55792.45 | 0 | 0 | 0 | 0 | 0 | 0 | 0 | 0 | 0 | 0 |  | 0
Lateral Hardening-Fuse-10645537 | Lateral Hardening | 64184.89 | 0 | 0 | 0 | 0 | 0 | 0 | 0 | 0 | 0 | 0 |  | 0
Lateral Hardening-Fuse-10645538 | Lateral Hardening | 52500.81 | 0 | 0 | 0 | 0 | 0 | 0 | 0 | 0 | 0 | 0 |  | 0
Lateral Hardening-Fuse-10645539 | Lateral Hardening | 109114.76 | 0 | 0 | 0 | 0 | 0 | 0 | 0 | 0 | 0 | 0 |  | 0
Lateral Hardening-Fuse-10645542 | Lateral Hardening | 154196.29 | 0 | 0 | 0 | 0 | 0 | 0 | 0 | 0 | 0 | 0 |  | 0
Lateral Hardening-Fuse-10645543 | Lateral Hardening | 106643.58 | 0 | 0 | 0 | 0 | 0 | 0 | 0 | 0 | 0 | 0 |  | 0
Lateral Hardening-Fuse-10645545 | Lateral Hardening | 52033.61 | 0 | 0 | 0 | 0 | 0 | 0 | 0 | 0 | 0 | 0 |  | 0
Lateral Hardening-Fuse-10645546 | Lateral Hardening | 276163.88 | 0 | 0 | 0 | 0 | 0 | 0 | 0 | 0 | 0 | 0 |  | 0
Lateral Hardening-Fuse-10645547 | Lateral Hardening | 320543.86 | 0 | 0 | 0 | 0 | 0 | 0 | 0 | 0 | 0 | 0 |  | 0
Lateral Hardening-Fuse-10645548 | Lateral Hardening | 62810.51 | 0 | 0 | 0 | 0 | 0 | 0 | 0 | 0 | 0 | 0 |  | 0
Lateral Hardening-Fuse-10645549 | Lateral Hardening | 60790.79 | 0 | 0 | 0 | 0 | 0 | 0 | 0 | 0 | 0 | 0 |  | 0
Lateral Hardening-Fuse-10645556 | Lateral Hardening | 56309.89 | 0 | 0 | 0 | 0 | 0 | 0 | 0 | 0 | 0 | 0 |  | 0
Lateral Hardening-Fuse-10645558 | Lateral Hardening | 109293.64 | 0 | 0 | 0 | 0 | 0 | 0 | 0 | 0 | 0 | 0 |  | 0
Lateral Hardening-Fuse-10645560 | Lateral Hardening | 50000 | 0 | 0 | 0 | 0 | 0 | 0 | 0 | 0 | 0 | 0 |  | 0
Lateral Hardening-Fuse-10645562 | Lateral Hardening | 111239.66 | 0 | 0 | 0 | 0 | 0 | 0 | 0 | 0 | 0 | 0 |  | 0
Lateral Hardening-Fuse-10645563 | Lateral Hardening | 114130.08 | 0 | 0 | 0 | 0 | 0 | 0 | 0 | 0 | 0 | 0 |  | 0
Lateral Hardening-Fuse-10645564 | Lateral Hardening | 120689.4 | 0 | 0 | 0 | 0 | 0 | 0 | 0 | 0 | 0 | 0 |  | 0
Lateral Hardening-Fuse-10650302 | Lateral Hardening | 60748.57 | 0 | 0 | 0 | 0 | 0 | 0 | 0 | 0 | 0 | 0 |  | 0
Lateral Hardening-Fuse-10650307 | Lateral Hardening | 362845.15 | 0 | 0 | 0 | 0 | 0 | 0 | 0 | 0 | 0 | 0 |  | 0
Lateral Hardening-Fuse-10650309 | Lateral Hardening | 261437.99 | 0 | 0 | 0 | 0 | 0 | 0 | 0 | 0 | 0 | 0 |  | 0
Lateral Hardening-Fuse-10650310 | Lateral Hardening | 56346.37 | 0 | 0 | 0 | 0 | 0 | 0 | 0 | 0 | 0 | 0 |  | 0
Lateral Hardening-Fuse-10650317 | Lateral Hardening | 315474.15 | 0 | 0 | 0 | 0 | 2028 | 0 | 0 | 0 | 0 | 0 |  | 2028
Lateral Hardening-Fuse-10650319 | Lateral Hardening | 50000 | 0 | 0 | 0 | 0 | 0 | 0 | 0 | 0 | 0 | 0 |  | 0
Lateral Hardening-Fuse-10650323 | Lateral Hardening | 57994.07 | 0 | 0 | 0 | 0 | 0 | 0 | 0 | 0 | 0 | 0 |  | 0
Lateral Hardening-Fuse-10650325 | Lateral Hardening | 210364.52 | 0 | 0 | 0 | 0 | 0 | 0 | 0 | 0 | 0 | 0 |  | 0
Lateral Hardening-Fuse-10650327 | Lateral Hardening | 109371.6 | 0 | 0 | 0 | 0 | 0 | 0 | 0 | 0 | 0 | 0 |  | 0
Lateral Hardening-Fuse-10650337 | Lateral Hardening | 383677.13 | 0 | 0 | 0 | 0 | 0 | 0 | 0 | 0 | 0 | 0 |  | 0
Lateral Hardening-Fuse-10650339 | Lateral Hardening | 173215.95 | 0 | 0 | 0 | 0 | 0 | 0 | 0 | 0 | 0 | 0 |  | 0
Lateral Hardening-Fuse-10650341 | Lateral Hardening | 210967.64 | 0 | 0 | 0 | 0 | 0 | 0 | 0 | 0 | 0 | 0 |  | 0
Lateral Hardening-Fuse-10650351 | Lateral Hardening | 154385.17 | 0 | 0 | 0 | 0 | 0 | 0 | 0 | 0 | 0 | 0 |  | 0
Lateral Hardening-Fuse-10650353 | Lateral Hardening | 204729.6 | 0 | 0 | 0 | 0 | 0 | 0 | 0 | 0 | 0 | 0 |  | 0
Lateral Hardening-Fuse-10650355 | Lateral Hardening | 57521.87 | 0 | 0 | 0 | 0 | 0 | 0 | 0 | 0 | 0 | 0 |  | 0
Lateral Hardening-Fuse-10650357 | Lateral Hardening | 119251.32 | 0 | 0 | 0 | 0 | 0 | 0 | 0 | 0 | 0 | 0 |  | 0
Lateral Hardening-Fuse-10650358 | Lateral Hardening | 58403.31 | 0 | 0 | 0 | 0 | 0 | 0 | 0 | 0 | 0 | 0 |  | 0
Lateral Hardening-Fuse-10650360 | Lateral Hardening | 155497.71 | 0 | 0 | 0 | 0 | 0 | 0 | 0 | 0 | 0 | 0 |  | 0
Lateral Hardening-Fuse-10650362 | Lateral Hardening | 356680.86 | 0 | 0 | 0 | 0 | 0 | 0 | 0 | 0 | 0 | 0 |  | 0
Lateral Hardening-Fuse-10650370 | Lateral Hardening | 246809.1 | 0 | 0 | 0 | 0 | 0 | 0 | 0 | 0 | 0 | 0 |  | 0
Lateral Hardening-Fuse-10650374 | Lateral Hardening | 195409.16 | 0 | 0 | 0 | 0 | 2028 | 0 | 0 | 0 | 0 | 0 |  | 2028
Lateral Hardening-Fuse-10650379 | Lateral Hardening | 100525.72 | 0 | 0 | 0 | 0 | 0 | 0 | 0 | 0 | 0 | 0 |  | 0
Lateral Hardening-Fuse-10650384 | Lateral Hardening | 80939.97 | 0 | 0 | 0 | 0 | 0 | 0 | 0 | 0 | 0 | 0 |  | 0
Lateral Hardening-Fuse-10650388 | Lateral Hardening | 133283.38 | 0 | 0 | 0 | 0 | 0 | 0 | 0 | 0 | 0 | 0 |  | 0
Lateral Hardening-Fuse-10650392 | Lateral Hardening | 100562.94 | 0 | 0 | 0 | 0 | 0 | 0 | 0 | 0 | 0 | 0 |  | 0
Lateral Hardening-Fuse-10650394 | Lateral Hardening | 111817.04 | 0 | 0 | 0 | 0 | 0 | 0 | 0 | 0 | 0 | 0 |  | 0
Lateral Hardening-Fuse-10650396 | Lateral Hardening | 247231.85 | 0 | 0 | 0 | 0 | 0 | 0 | 0 | 0 | 0 | 0 |  | 0
Lateral Hardening-Fuse-10650408 | Lateral Hardening | 155235.13 | 0 | 0 | 0 | 0 | 0 | 0 | 0 | 0 | 0 | 0 |  | 0
Lateral Hardening-Fuse-10650411 | Lateral Hardening | 147557.68 | 0 | 0 | 0 | 0 | 0 | 0 | 0 | 0 | 0 | 0 |  | 0
Lateral Hardening-Fuse-10650417 | Lateral Hardening | 320354.78 | 0 | 0 | 0 | 0 | 2028 | 0 | 0 | 0 | 0 | 0 |  | 2028
Lateral Hardening-Fuse-10650423 | Lateral Hardening | 70827.17 | 0 | 0 | 0 | 0 | 0 | 0 | 0 | 0 | 0 | 0 |  | 0
Lateral Hardening-Fuse-10650425 | Lateral Hardening | 100017.04 | 0 | 0 | 0 | 0 | 0 | 0 | 0 | 0 | 0 | 0 |  | 0
Lateral Hardening-Fuse-10650427 | Lateral Hardening | 57495.39 | 0 | 0 | 0 | 0 | 0 | 0 | 0 | 0 | 0 | 0 |  | 0
Lateral Hardening-Fuse-10650429 | Lateral Hardening | 103207.26 | 0 | 0 | 0 | 0 | 0 | 0 | 0 | 0 | 0 | 0 |  | 0
Lateral Hardening-Fuse-10650431 | Lateral Hardening | 194141.58 | 0 | 0 | 0 | 0 | 0 | 0 | 0 | 0 | 0 | 0 |  | 0
Lateral Hardening-Fuse-10650435 | Lateral Hardening | 56078.79 | 0 | 0 | 0 | 0 | 0 | 0 | 0 | 0 | 0 | 0 |  | 0
Lateral Hardening-Fuse-10650437 | Lateral Hardening | 108112.4 | 0 | 0 | 0 | 0 | 0 | 0 | 0 | 0 | 0 | 0 |  | 0
Lateral Hardening-Fuse-10650439 | Lateral Hardening | 52505.81 | 0 | 0 | 0 | 0 | 0 | 0 | 0 | 0 | 0 | 0 |  | 0
Lateral Hardening-Fuse-10650440 | Lateral Hardening | 50000 | 0 | 0 | 0 | 0 | 0 | 0 | 0 | 0 | 0 | 0 |  | 0
Lateral Hardening-Fuse-10650442 | Lateral Hardening | 55648.81 | 0 | 0 | 0 | 0 | 0 | 0 | 0 | 0 | 0 | 0 |  | 0
Lateral Hardening-Fuse-10650444 | Lateral Hardening | 97073.66 | 0 | 0 | 0 | 0 | 0 | 0 | 0 | 0 | 0 | 0 |  | 0
Lateral Hardening-Fuse-10650454 | Lateral Hardening | 355339.8 | 0 | 0 | 0 | 0 | 0 | 0 | 0 | 0 | 0 | 0 |  | 0
Lateral Hardening-Fuse-10650459 | Lateral Hardening | 168818.75 | 0 | 0 | 0 | 0 | 0 | 0 | 0 | 0 | 0 | 0 |  | 0
Lateral Hardening-Fuse-10650460 | Lateral Hardening | 913747.72 | 0 | 0 | 0 | 0 | 0 | 0 | 0 | 0 | 0 | 0 |  | 0
Lateral Hardening-Fuse-10650461 | Lateral Hardening | 98269.9 | 0 | 0 | 0 | 0 | 0 | 0 | 0 | 0 | 0 | 0 |  | 0
Lateral Hardening-Fuse-10650462 | Lateral Hardening | 103537.8 | 0 | 0 | 0 | 0 | 0 | 0 | 0 | 0 | 0 | 0 |  | 0
Lateral Hardening-Fuse-10650464 | Lateral Hardening | 50000 | 0 | 0 | 0 | 0 | 0 | 0 | 0 | 0 | 0 | 0 |  | 0
Lateral Hardening-Fuse-10650466 | Lateral Hardening | 56063.05 | 0 | 0 | 0 | 0 | 0 | 0 | 0 | 0 | 0 | 0 |  | 0
Lateral Hardening-Fuse-10650467 | Lateral Hardening | 165210.03 | 0 | 0 | 0 | 0 | 0 | 0 | 0 | 0 | 0 | 0 |  | 0
Lateral Hardening-Fuse-10650471 | Lateral Hardening | 105431.6 | 0 | 0 | 0 | 0 | 0 | 0 | 0 | 0 | 0 | 0 |  | 0
Lateral Hardening-Fuse-10650473 | Lateral Hardening | 58497.75 | 0 | 0 | 0 | 0 | 0 | 0 | 0 | 0 | 0 | 0 |  | 0
Lateral Hardening-Fuse-10650475 | Lateral Hardening | 92451.1 | 0 | 0 | 0 | 0 | 0 | 0 | 0 | 0 | 0 | 0 |  | 0
Lateral Hardening-Fuse-10650485 | Lateral Hardening | 100494.24 | 0 | 0 | 0 | 0 | 0 | 0 | 0 | 0 | 0 | 0 |  | 0
Lateral Hardening-Fuse-10650487 | Lateral Hardening | 52694.69 | 0 | 0 | 0 | 0 | 0 | 0 | 0 | 0 | 0 | 0 |  | 0
Lateral Hardening-Fuse-10650489 | Lateral Hardening | 64759.25 | 0 | 0 | 0 | 0 | 0 | 0 | 0 | 0 | 0 | 0 |  | 0
Lateral Hardening-Fuse-10650490 | Lateral Hardening | 135301.41 | 0 | 0 | 0 | 0 | 0 | 0 | 0 | 0 | 0 | 0 |  | 0
Lateral Hardening-Fuse-10650493 | Lateral Hardening | 99738.72 | 0 | 0 | 0 | 0 | 0 | 0 | 0 | 0 | 0 | 0 |  | 0
Lateral Hardening-Fuse-10650495 | Lateral Hardening | 102420.26 | 0 | 0 | 0 | 0 | 0 | 0 | 0 | 0 | 0 | 0 |  | 0
Lateral Hardening-Fuse-10650497 | Lateral Hardening | 256811.17 | 0 | 0 | 0 | 0 | 0 | 0 | 0 | 0 | 0 | 0 |  | 0
Lateral Hardening-Fuse-10650500 | Lateral Hardening | 51529.93 | 0 | 0 | 0 | 0 | 0 | 0 | 0 | 0 | 0 | 0 |  | 0
Lateral Hardening-Fuse-10650502 | Lateral Hardening | 73374.77 | 0 | 0 | 0 | 0 | 0 | 0 | 0 | 0 | 0 | 0 |  | 0
Lateral Hardening-Fuse-10650514 | Lateral Hardening | 183749.51 | 0 | 0 | 0 | 0 | 0 | 0 | 0 | 0 | 0 | 0 |  | 0
Lateral Hardening-Fuse-10650518 | Lateral Hardening | 110877.64 | 0 | 0 | 0 | 0 | 0 | 0 | 0 | 0 | 0 | 0 |  | 0
Lateral Hardening-Fuse-10650522 | Lateral Hardening | 50000 | 0 | 0 | 0 | 0 | 0 | 0 | 0 | 0 | 0 | 0 |  | 0
Lateral Hardening-Fuse-10650524 | Lateral Hardening | 50000 | 0 | 0 | 0 | 0 | 0 | 0 | 0 | 0 | 0 | 0 |  | 0
Lateral Hardening-Fuse-10650526 | Lateral Hardening | 56755.61 | 0 | 0 | 0 | 0 | 0 | 0 | 0 | 0 | 0 | 0 |  | 0
Lateral Hardening-Fuse-10650532 | Lateral Hardening | 104880.7 | 0 | 0 | 0 | 0 | 0 | 0 | 0 | 0 | 0 | 0 |  | 0
Lateral Hardening-Fuse-10650534 | Lateral Hardening | 99665.02 | 0 | 0 | 0 | 0 | 0 | 0 | 0 | 0 | 0 | 0 |  | 0
Lateral Hardening-Fuse-10650535 | Lateral Hardening | 105463.08 | 0 | 0 | 0 | 0 | 0 | 0 | 0 | 0 | 0 | 0 |  | 0
Lateral Hardening-Fuse-10650536 | Lateral Hardening | 52548.03 | 0 | 0 | 0 | 0 | 0 | 0 | 0 | 0 | 0 | 0 |  | 0
Lateral Hardening-Fuse-10650537 | Lateral Hardening | 99250.78 | 0 | 0 | 0 | 0 | 0 | 0 | 0 | 0 | 0 | 0 |  | 0
Lateral Hardening-Fuse-10650539 | Lateral Hardening | 181013.17 | 0 | 0 | 0 | 0 | 0 | 0 | 0 | 0 | 0 | 0 |  | 0
Lateral Hardening-Fuse-10650540 | Lateral Hardening | 58844.03 | 0 | 0 | 0 | 0 | 0 | 0 | 0 | 0 | 0 | 0 |  | 0
Lateral Hardening-Fuse-10650543 | Lateral Hardening | 106013.98 | 0 | 0 | 0 | 0 | 0 | 0 | 0 | 0 | 0 | 0 |  | 0
Lateral Hardening-Fuse-10650544 | Lateral Hardening | 61422.37 | 0 | 0 | 0 | 0 | 0 | 0 | 0 | 0 | 0 | 0 |  | 0
Lateral Hardening-Fuse-10650545 | Lateral Hardening | 189718.31 | 0 | 0 | 0 | 0 | 0 | 0 | 0 | 0 | 0 | 0 |  | 0
Lateral Hardening-Fuse-10650546 | Lateral Hardening | 305676.45 | 0 | 0 | 0 | 0 | 0 | 0 | 0 | 0 | 0 | 0 |  | 0
Lateral Hardening-Fuse-10650547 | Lateral Hardening | 256002.69 | 0 | 0 | 0 | 0 | 0 | 0 | 0 | 0 | 0 | 0 |  | 0
Lateral Hardening-Fuse-10650548 | Lateral Hardening | 112609.04 | 0 | 0 | 0 | 0 | 0 | 0 | 0 | 0 | 0 | 0 |  | 0
Lateral Hardening-Fuse-10650549 | Lateral Hardening | 50000 | 0 | 0 | 0 | 0 | 0 | 0 | 0 | 0 | 0 | 0 |  | 0
Lateral Hardening-Fuse-10650550 | Lateral Hardening | 179702.51 | 0 | 0 | 0 | 0 | 0 | 0 | 0 | 0 | 0 | 0 |  | 0
Lateral Hardening-Fuse-10650551 | Lateral Hardening | 153892.23 | 0 | 0 | 0 | 0 | 0 | 0 | 0 | 0 | 0 | 0 |  | 0
Lateral Hardening-Fuse-10650552 | Lateral Hardening | 50000 | 0 | 0 | 0 | 0 | 0 | 0 | 0 | 0 | 0 | 0 |  | 0
Lateral Hardening-Fuse-10650553 | Lateral Hardening | 50000 | 0 | 0 | 0 | 0 | 0 | 0 | 0 | 0 | 0 | 0 |  | 0
Lateral Hardening-Fuse-10650554 | Lateral Hardening | 111658.9 | 0 | 0 | 0 | 0 | 0 | 0 | 0 | 0 | 0 | 0 |  | 0
Lateral Hardening-Fuse-10650555 | Lateral Hardening | 100914.22 | 0 | 0 | 0 | 0 | 0 | 0 | 0 | 0 | 0 | 0 |  | 0
Lateral Hardening-Fuse-10650558 | Lateral Hardening | 159275.31 | 0 | 0 | 0 | 0 | 0 | 0 | 0 | 0 | 0 | 0 |  | 0
Lateral Hardening-Fuse-10650560 | Lateral Hardening | 90274.03 | 0 | 0 | 0 | 0 | 0 | 0 | 0 | 0 | 0 | 0 |  | 0
Lateral Hardening-Fuse-10650562 | Lateral Hardening | 312808.65 | 0 | 0 | 0 | 0 | 0 | 0 | 0 | 0 | 0 | 0 |  | 0
Lateral Hardening-Fuse-10650563 | Lateral Hardening | 241526.89 | 0 | 0 | 0 | 0 | 0 | 0 | 0 | 0 | 0 | 0 |  | 0
Lateral Hardening-Fuse-10650564 | Lateral Hardening | 56970.97 | 0 | 0 | 0 | 0 | 0 | 0 | 0 | 0 | 0 | 0 |  | 0
Lateral Hardening-Fuse-10650565 | Lateral Hardening | 142165.19 | 0 | 0 | 0 | 0 | 0 | 0 | 0 | 0 | 0 | 0 |  | 0
Lateral Hardening-Fuse-10650566 | Lateral Hardening | 69142.99 | 0 | 0 | 0 | 0 | 0 | 0 | 0 | 0 | 0 | 0 |  | 0
Lateral Hardening-Fuse-10650567 | Lateral Hardening | 437389.92 | 0 | 0 | 0 | 0 | 0 | 0 | 0 | 0 | 0 | 0 |  | 0
Lateral Hardening-Fuse-10650572 | Lateral Hardening | 103201.52 | 0 | 0 | 0 | 0 | 0 | 0 | 0 | 0 | 0 | 0 |  | 0
Lateral Hardening-Fuse-10650574 | Lateral Hardening | 108993.84 | 0 | 0 | 0 | 0 | 0 | 0 | 0 | 0 | 0 | 0 |  | 0
Lateral Hardening-Fuse-10650575 | Lateral Hardening | 101643.26 | 0 | 0 | 0 | 0 | 0 | 0 | 0 | 0 | 0 | 0 |  | 0
Lateral Hardening-Fuse-10650577 | Lateral Hardening | 50000 | 0 | 0 | 0 | 0 | 0 | 0 | 0 | 0 | 0 | 0 |  | 0
Lateral Hardening-Fuse-10650578 | Lateral Hardening | 165655.75 | 0 | 0 | 0 | 0 | 0 | 0 | 0 | 0 | 0 | 0 |  | 0
Lateral Hardening-Fuse-10650579 | Lateral Hardening | 57731.49 | 0 | 0 | 0 | 0 | 0 | 0 | 0 | 0 | 0 | 0 |  | 0
Lateral Hardening-Fuse-10650580 | Lateral Hardening | 100116.48 | 0 | 0 | 0 | 0 | 0 | 0 | 0 | 0 | 0 | 0 |  | 0
Lateral Hardening-Fuse-10650581 | Lateral Hardening | 213589.67 | 0 | 0 | 0 | 0 | 0 | 0 | 0 | 0 | 0 | 0 |  | 2028 | 2028
Lateral Hardening-Fuse-10650582 | Lateral Hardening | 143619.01 | 0 | 0 | 0 | 0 | 0 | 0 | 0 | 0 | 0 | 0 |  | 0
Lateral Hardening-Fuse-10650583 | Lateral Hardening | 98049.54 | 0 | 0 | 0 | 0 | 0 | 0 | 0 | 0 | 0 | 0 |  | 0
Lateral Hardening-Fuse-10650584 | Lateral Hardening | 58576.45 | 0 | 0 | 0 | 0 | 0 | 0 | 0 | 0 | 0 | 0 |  | 0
Lateral Hardening-Fuse-10650585 | Lateral Hardening | 57427.43 | 0 | 0 | 0 | 0 | 0 | 0 | 0 | 0 | 0 | 0 |  | 0
Lateral Hardening-Fuse-10650588 | Lateral Hardening | 261793.64 | 0 | 0 | 0 | 0 | 0 | 0 | 0 | 0 | 0 | 0 |  | 0
Lateral Hardening-Fuse-10650589 | Lateral Hardening | 101984.54 | 0 | 0 | 0 | 0 | 0 | 0 | 0 | 0 | 0 | 0 |  | 0
Lateral Hardening-Fuse-10650590 | Lateral Hardening | 50000 | 0 | 0 | 0 | 0 | 0 | 0 | 0 | 0 | 0 | 0 |  | 0
Lateral Hardening-Fuse-10650592 | Lateral Hardening | 92183.52 | 0 | 0 | 0 | 0 | 0 | 0 | 0 | 0 | 0 | 0 |  | 0
Lateral Hardening-Fuse-10650594 | Lateral Hardening | 210878.94 | 0 | 0 | 0 | 0 | 0 | 0 | 0 | 0 | 0 | 0 |  | 0
Lateral Hardening-Fuse-10650595 | Lateral Hardening | 214027.79 | 0 | 0 | 0 | 0 | 0 | 0 | 0 | 0 | 0 | 0 |  | 2028 | 2028
Lateral Hardening-Fuse-10650596 | Lateral Hardening | 156237.49 | 0 | 0 | 0 | 0 | 0 | 0 | 0 | 0 | 0 | 0 |  | 0
Lateral Hardening-Fuse-10650599 | Lateral Hardening | 400812.37 | 0 | 0 | 0 | 0 | 0 | 0 | 0 | 0 | 0 | 0 |  | 0
Lateral Hardening-Fuse-10650600 | Lateral Hardening | 153503.73 | 0 | 0 | 0 | 0 | 0 | 0 | 0 | 0 | 0 | 0 |  | 0
Lateral Hardening-Fuse-10650601 | Lateral Hardening | 53198.37 | 0 | 0 | 0 | 0 | 0 | 0 | 0 | 0 | 0 | 0 |  | 0
Lateral Hardening-Fuse-10652513 | Lateral Hardening | 50000 | 0 | 0 | 0 | 0 | 2025 | 0 | 0 | 0 | 0 | 0 |  | 2025
Lateral Hardening-Fuse-10652515 | Lateral Hardening | 403823.42 | 0 | 0 | 0 | 0 | 0 | 0 | 0 | 0 | 0 | 0 |  | 0
Lateral Hardening-Fuse-10652520 | Lateral Hardening | 50000 | 0 | 0 | 0 | 0 | 0 | 0 | 0 | 0 | 0 | 0 |  | 0
Lateral Hardening-Fuse-10652521 | Lateral Hardening | 351080.99 | 0 | 0 | 0 | 0 | 0 | 0 | 0 | 0 | 0 | 0 |  | 0
Lateral Hardening-Fuse-10652527 | Lateral Hardening | 351461.66 | 0 | 0 | 0 | 0 | 0 | 0 | 0 | 0 | 0 | 0 |  | 0
Lateral Hardening-Fuse-10655430 | Lateral Hardening | 52768.39 | 0 | 0 | 0 | 0 | 0 | 0 | 0 | 0 | 0 | 0 |  | 0
Lateral Hardening-Fuse-10655431 | Lateral Hardening | 50497.01 | 0 | 0 | 0 | 0 | 0 | 0 | 0 | 0 | 0 | 0 |  | 0
Lateral Hardening-Fuse-10655433 | Lateral Hardening | 128686.98 | 0 | 0 | 0 | 0 | 0 | 0 | 0 | 0 | 0 | 0 |  | 0
Lateral Hardening-Fuse-10655436 | Lateral Hardening | 72486.53 | 0 | 0 | 0 | 0 | 0 | 0 | 0 | 0 | 0 | 0 |  | 0
Lateral Hardening-Fuse-10655439 | Lateral Hardening | 86625.63 | 0 | 0 | 0 | 0 | 0 | 0 | 0 | 0 | 0 | 0 |  | 0
Lateral Hardening-Fuse-10655444 | Lateral Hardening | 373624.73 | 0 | 0 | 0 | 0 | 0 | 0 | 0 | 0 | 0 | 0 |  | 0
Lateral Hardening-Fuse-10655446 | Lateral Hardening | 324575.52 | 0 | 0 | 0 | 0 | 0 | 0 | 0 | 0 | 0 | 0 |  | 0
Lateral Hardening-Fuse-10655448 | Lateral Hardening | 52537.29 | 0 | 0 | 0 | 0 | 0 | 0 | 0 | 0 | 0 | 0 |  | 0
Lateral Hardening-Fuse-10655450 | Lateral Hardening | 158320.68 | 0 | 0 | 0 | 0 | 0 | 0 | 0 | 0 | 0 | 0 |  | 0
Lateral Hardening-Fuse-10655453 | Lateral Hardening | 168480.93 | 0 | 0 | 0 | 0 | 2021 | 0 | 0 | 0 | 0 | 0 |  | 2025 | 2025
Lateral Hardening-Fuse-10655459 | Lateral Hardening | 375858.66 | 0 | 0 | 0 | 0 | 0 | 0 | 0 | 0 | 0 | 0 |  | 0
Lateral Hardening-Fuse-10655460 | Lateral Hardening | 566249.32 | 0 | 0 | 0 | 0 | 0 | 0 | 0 | 0 | 0 | 0 |  | 0
Lateral Hardening-Fuse-10655463 | Lateral Hardening | 471180.18 | 0 | 0 | 0 | 0 | 0 | 0 | 0 | 0 | 0 | 0 |  | 0
Lateral Hardening-Fuse-10655464 | Lateral Hardening | 150870.2 | 0 | 0 | 0 | 0 | 0 | 0 | 0 | 0 | 0 | 0 |  | 0
Lateral Hardening-Fuse-10655465 | Lateral Hardening | 160173.28 | 0 | 0 | 0 | 0 | 0 | 0 | 0 | 0 | 0 | 0 |  | 0
Lateral Hardening-Fuse-10655467 | Lateral Hardening | 50000 | 0 | 0 | 0 | 0 | 0 | 0 | 0 | 0 | 0 | 0 |  | 0
Lateral Hardening-Fuse-10657007 | Lateral Hardening | 61330.95 | 0 | 0 | 0 | 0 | 0 | 0 | 0 | 0 | 0 | 0 |  | 0
Lateral Hardening-Fuse-10657010 | Lateral Hardening | 78733.03 | 0 | 0 | 0 | 0 | 0 | 0 | 0 | 0 | 0 | 0 |  | 0
Lateral Hardening-Fuse-10657012 | Lateral Hardening | 50000 | 0 | 0 | 0 | 0 | 0 | 0 | 0 | 0 | 0 | 0 |  | 0
Lateral Hardening-Fuse-10657013 | Lateral Hardening | 145681.74 | 0 | 0 | 0 | 0 | 0 | 0 | 0 | 0 | 0 | 0 |  | 0
Lateral Hardening-Fuse-10657016 | Lateral Hardening | 250337.08 | 0 | 0 | 0 | 0 | 0 | 0 | 0 | 0 | 0 | 0 |  | 0
Lateral Hardening-Fuse-10657017 | Lateral Hardening | 295775.63 | 0 | 0 | 0 | 0 | 0 | 0 | 0 | 0 | 0 | 0 |  | 0
Lateral Hardening-Fuse-10657018 | Lateral Hardening | 106728.02 | 0 | 0 | 0 | 0 | 0 | 0 | 0 | 0 | 0 | 0 |  | 0
Lateral Hardening-Fuse-10657019 | Lateral Hardening | 264490.6 | 0 | 0 | 0 | 0 | 2024 | 0 | 0 | 0 | 0 | 0 |  | 2024
Lateral Hardening-Fuse-10657022 | Lateral Hardening | 52689.69 | 0 | 0 | 0 | 0 | 0 | 0 | 0 | 0 | 0 | 0 |  | 0
Lateral Hardening-Fuse-10657023 | Lateral Hardening | 99560.58 | 0 | 0 | 0 | 0 | 0 | 0 | 0 | 0 | 0 | 0 |  | 0
Lateral Hardening-Fuse-10657024 | Lateral Hardening | 109398.08 | 0 | 0 | 0 | 0 | 2024 | 0 | 0 | 0 | 0 | 0 |  | 2024
Lateral Hardening-Fuse-10657025 | Lateral Hardening | 309978.85 | 0 | 0 | 0 | 0 | 0 | 0 | 0 | 0 | 0 | 0 |  | 0
Lateral Hardening-Fuse-10657026 | Lateral Hardening | 95342.26 | 0 | 0 | 0 | 0 | 0 | 0 | 0 | 0 | 0 | 0 |  | 0
Lateral Hardening-Fuse-10657027 | Lateral Hardening | 437419.92 | 0 | 0 | 0 | 0 | 2024 | 0 | 0 | 0 | 0 | 0 |  | 2024
Lateral Hardening-Fuse-10657033 | Lateral Hardening | 98873.02 | 0 | 0 | 0 | 0 | 0 | 0 | 0 | 0 | 0 | 0 |  | 0
Lateral Hardening-Fuse-10657034 | Lateral Hardening | 50900.33 | 0 | 0 | 0 | 0 | 0 | 0 | 0 | 0 | 0 | 0 |  | 0
Lateral Hardening-Fuse-10657035 | Lateral Hardening | 95761.5 | 0 | 0 | 0 | 0 | 0 | 0 | 0 | 0 | 0 | 0 |  | 0
Lateral Hardening-Fuse-10657036 | Lateral Hardening | 414476.23 | 0 | 0 | 0 | 0 | 2024 | 0 | 0 | 0 | 0 | 0 |  | 2024
Lateral Hardening-Fuse-10657038 | Lateral Hardening | 54861.81 | 0 | 0 | 0 | 0 | 0 | 0 | 0 | 0 | 0 | 0 |  | 0
Lateral Hardening-Fuse-10657042 | Lateral Hardening | 53996.11 | 0 | 0 | 0 | 0 | 0 | 0 | 0 | 0 | 0 | 0 |  | 0
Lateral Hardening-Fuse-10657045 | Lateral Hardening | 110967.08 | 0 | 0 | 0 | 0 | 0 | 0 | 0 | 0 | 0 | 0 |  | 0
Lateral Hardening-Fuse-10657046 | Lateral Hardening | 212292.8 | 0 | 0 | 0 | 0 | 0 | 0 | 0 | 0 | 0 | 0 |  | 0
Lateral Hardening-Fuse-10657053 | Lateral Hardening | 114104.34 | 0 | 0 | 0 | 0 | 0 | 0 | 0 | 0 | 0 | 0 |  | 0
Lateral Hardening-Fuse-10657055 | Lateral Hardening | 370076.29 | 0 | 0 | 0 | 0 | 0 | 0 | 0 | 0 | 0 | 0 |  | 0
Lateral Hardening-Fuse-10657056 | Lateral Hardening | 346859.89 | 0 | 0 | 0 | 0 | 0 | 0 | 0 | 0 | 0 | 0 |  | 0
Lateral Hardening-Fuse-10657057 | Lateral Hardening | 50000 | 0 | 0 | 0 | 0 | 0 | 0 | 0 | 0 | 0 | 0 |  | 0
Lateral Hardening-Fuse-10662313 | Lateral Hardening | 627975.84 | 0 | 0 | 0 | 0 | 0 | 0 | 0 | 0 | 0 | 0 |  | 0
Lateral Hardening-Fuse-10662314 | Lateral Hardening | 201892.19 | 0 | 0 | 0 | 0 | 0 | 0 | 0 | 0 | 0 | 0 |  | 0
Lateral Hardening-Fuse-10662315 | Lateral Hardening | 228368.35 | 0 | 0 | 0 | 0 | 0 | 0 | 0 | 0 | 0 | 0 |  | 0
Lateral Hardening-Fuse-10662316 | Lateral Hardening | 111655.74 | 0 | 0 | 0 | 0 | 0 | 0 | 0 | 0 | 0 | 0 |  | 0
Lateral Hardening-Fuse-10662318 | Lateral Hardening | 322942.82 | 0 | 0 | 0 | 0 | 0 | 0 | 0 | 0 | 0 | 0 |  | 0
Lateral Hardening-Fuse-10662319 | Lateral Hardening | 55386.23 | 0 | 0 | 0 | 0 | 0 | 0 | 0 | 0 | 0 | 0 |  | 0
Lateral Hardening-Fuse-10662320 | Lateral Hardening | 202909.55 | 0 | 0 | 0 | 0 | 0 | 0 | 0 | 0 | 0 | 0 |  | 0
Lateral Hardening-Fuse-10662321 | Lateral Hardening | 72188.53 | 0 | 0 | 0 | 0 | 0 | 0 | 0 | 0 | 0 | 0 |  | 0
Lateral Hardening-Fuse-10662323 | Lateral Hardening | 182499.03 | 0 | 0 | 0 | 0 | 0 | 0 | 0 | 0 | 0 | 0 |  | 0
Lateral Hardening-Fuse-10662324 | Lateral Hardening | 65570.75 | 0 | 0 | 0 | 0 | 0 | 0 | 0 | 0 | 0 | 0 |  | 0
Lateral Hardening-Fuse-10662326 | Lateral Hardening | 57051.65 | 0 | 0 | 0 | 0 | 0 | 0 | 0 | 0 | 0 | 0 |  | 0
Lateral Hardening-Fuse-10662328 | Lateral Hardening | 165034.71 | 0 | 0 | 0 | 0 | 2026 | 0 | 0 | 0 | 0 | 0 |  | 2026
Lateral Hardening-Fuse-10662329 | Lateral Hardening | 417588.26 | 0 | 0 | 0 | 0 | 0 | 0 | 0 | 0 | 0 | 0 |  | 0
Lateral Hardening-Fuse-10662330 | Lateral Hardening | 157706.31 | 0 | 0 | 0 | 0 | 0 | 0 | 0 | 0 | 0 | 0 |  | 0
Lateral Hardening-Fuse-10662331 | Lateral Hardening | 355135.86 | 0 | 0 | 0 | 0 | 0 | 0 | 0 | 0 | 0 | 0 |  | 0
Lateral Hardening-Fuse-10662336 | Lateral Hardening | 177228.15 | 0 | 0 | 0 | 0 | 0 | 0 | 0 | 0 | 0 | 0 |  | 0
Lateral Hardening-Fuse-10662337 | Lateral Hardening | 492622.32 | 0 | 0 | 0 | 0 | 0 | 0 | 0 | 0 | 0 | 0 |  | 0
Lateral Hardening-Fuse-10662340 | Lateral Hardening | 50000 | 0 | 0 | 0 | 0 | 0 | 0 | 0 | 0 | 0 | 0 |  | 0
Lateral Hardening-Fuse-10662341 | Lateral Hardening | 63744.17 | 0 | 0 | 0 | 0 | 0 | 0 | 0 | 0 | 0 | 0 |  | 0
Lateral Hardening-Fuse-10662342 | Lateral Hardening | 98847.95 | 0 | 0 | 0 | 0 | 0 | 0 | 0 | 0 | 0 | 0 |  | 0
Lateral Hardening-Fuse-10662343 | Lateral Hardening | 419855.66 | 0 | 0 | 0 | 0 | 0 | 0 | 0 | 0 | 0 | 0 |  | 0
Lateral Hardening-Fuse-10662344 | Lateral Hardening | 123219.28 | 0 | 0 | 0 | 0 | 0 | 0 | 0 | 0 | 0 | 0 |  | 0
Lateral Hardening-Fuse-10662345 | Lateral Hardening | 510101.68 | 0 | 0 | 0 | 0 | 0 | 0 | 0 | 0 | 0 | 0 |  | 2026 | 2026
Lateral Hardening-Fuse-10662346 | Lateral Hardening | 589534.58 | 0 | 0 | 0 | 0 | 2026 | 0 | 0 | 0 | 0 | 0 |  | 2026
Lateral Hardening-Fuse-10662349 | Lateral Hardening | 50000 | 0 | 0 | 0 | 0 | 2026 | 0 | 0 | 0 | 0 | 0 |  | 2026
Lateral Hardening-Fuse-10662354 | Lateral Hardening | 272421.83 | 0 | 0 | 0 | 0 | 0 | 0 | 0 | 0 | 0 | 0 |  | 0
Lateral Hardening-Fuse-10662355 | Lateral Hardening | 1390430.62 | 0 | 0 | 0 | 0 | 2026 | 0 | 0 | 0 | 0 | 0 |  | 2026
Lateral Hardening-Fuse-10662358 | Lateral Hardening | 112802.92 | 0 | 0 | 0 | 0 | 0 | 0 | 0 | 0 | 0 | 0 |  | 0
Lateral Hardening-Fuse-10662359 | Lateral Hardening | 102540.44 | 0 | 0 | 0 | 0 | 0 | 0 | 0 | 0 | 0 | 0 |  | 0
Lateral Hardening-Fuse-10662360 | Lateral Hardening | 234284.84 | 0 | 0 | 0 | 0 | 0 | 0 | 0 | 0 | 0 | 0 |  | 0
Lateral Hardening-Fuse-10662363 | Lateral Hardening | 82639.89 | 0 | 0 | 0 | 0 | 0 | 0 | 0 | 0 | 0 | 0 |  | 0
Lateral Hardening-Fuse-10662366 | Lateral Hardening | 139363.47 | 0 | 0 | 0 | 0 | 0 | 0 | 0 | 0 | 0 | 0 |  | 0
Lateral Hardening-Fuse-10662367 | Lateral Hardening | 87429.04 | 0 | 0 | 0 | 0 | 0 | 0 | 0 | 0 | 0 | 0 |  | 0
Lateral Hardening-Fuse-10662370 | Lateral Hardening | 577414.52 | 0 | 0 | 0 | 0 | 0 | 0 | 0 | 0 | 0 | 0 |  | 0
Lateral Hardening-Fuse-10662371 | Lateral Hardening | 164528.44 | 0 | 0 | 0 | 0 | 0 | 0 | 0 | 0 | 0 | 0 |  | 0
Lateral Hardening-Fuse-10662374 | Lateral Hardening | 169280.95 | 0 | 0 | 0 | 0 | 0 | 0 | 0 | 0 | 0 | 0 |  | 0
Lateral Hardening-Fuse-10662375 | Lateral Hardening | 207516.32 | 0 | 0 | 0 | 0 | 0 | 0 | 0 | 0 | 0 | 0 |  | 0
Lateral Hardening-Fuse-10663240 | Lateral Hardening | 264945.85 | 0 | 0 | 0 | 0 | 2021 | 0 | 0 | 0 | 0 | 0 |  | 2021
Lateral Hardening-Fuse-10663245 | Lateral Hardening | 91742.8 | 0 | 0 | 0 | 0 | 0 | 0 | 0 | 0 | 0 | 0 |  | 0
Lateral Hardening-Fuse-10663246 | Lateral Hardening | 454967.72 | 0 | 0 | 0 | 0 | 2021 | 0 | 0 | 0 | 0 | 0 |  | 2021
Lateral Hardening-Fuse-10663249 | Lateral Hardening | 124215.16 | 0 | 0 | 0 | 0 | 0 | 0 | 0 | 0 | 0 | 0 |  | 0
Lateral Hardening-Fuse-10663251 | Lateral Hardening | 50000 | 0 | 0 | 0 | 0 | 2021 | 0 | 0 | 0 | 0 | 0 |  | 0 | 0
Lateral Hardening-Fuse-10663254 | Lateral Hardening | 53991.11 | 0 | 0 | 0 | 0 | 0 | 0 | 0 | 0 | 0 | 0 |  | 0
Lateral Hardening-Fuse-10663255 | Lateral Hardening | 104854.22 | 0 | 0 | 0 | 0 | 0 | 0 | 0 | 0 | 0 | 0 |  | 0
Lateral Hardening-Fuse-10663256 | Lateral Hardening | 109298.64 | 0 | 0 | 0 | 0 | 0 | 0 | 0 | 0 | 0 | 0 |  | 0
Lateral Hardening-Fuse-10663258 | Lateral Hardening | 143125 | 0 | 0 | 0 | 0 | 2021 | 0 | 0 | 0 | 0 | 0 |  | 2021
Lateral Hardening-Fuse-10663262 | Lateral Hardening | 66408.13 | 0 | 0 | 0 | 0 | 2021 | 0 | 0 | 0 | 0 | 0 |  | 2021
Lateral Hardening-Fuse-10663264 | Lateral Hardening | 202684.19 | 0 | 0 | 0 | 0 | 0 | 0 | 0 | 0 | 0 | 0 |  | 0
Lateral Hardening-Fuse-10663268 | Lateral Hardening | 484090.97 | 0 | 0 | 0 | 0 | 0 | 0 | 0 | 0 | 0 | 0 |  | 0
Lateral Hardening-Fuse-10663269 | Lateral Hardening | 101638.26 | 0 | 0 | 0 | 0 | 2021 | 0 | 0 | 0 | 0 | 0 |  | 2021
Lateral Hardening-Fuse-10663273 | Lateral Hardening | 252488.46 | 0 | 0 | 0 | 0 | 0 | 0 | 0 | 0 | 0 | 0 |  | 0
Lateral Hardening-Fuse-10663280 | Lateral Hardening | 50000 | 0 | 0 | 0 | 0 | 0 | 0 | 0 | 0 | 0 | 0 |  | 0
Lateral Hardening-Fuse-10663281 | Lateral Hardening | 393084.65 | 0 | 0 | 0 | 0 | 0 | 0 | 0 | 0 | 0 | 0 |  | 0
Lateral Hardening-Fuse-10663288 | Lateral Hardening | 498674.44 | 0 | 0 | 0 | 0 | 0 | 0 | 0 | 0 | 0 | 0 |  | 0
Lateral Hardening-Fuse-10664556 | Lateral Hardening | 88569.33 | 0 | 0 | 0 | 0 | 0 | 0 | 0 | 0 | 0 | 0 |  | 0
Lateral Hardening-Fuse-10667323 | Lateral Hardening | 56561.73 | 0 | 0 | 0 | 0 | 0 | 0 | 0 | 0 | 0 | 0 |  | 0
Lateral Hardening-Fuse-10667326 | Lateral Hardening | 217557.7 | 0 | 0 | 0 | 0 | 0 | 0 | 0 | 0 | 0 | 0 |  | 0
Lateral Hardening-Fuse-10667327 | Lateral Hardening | 202730.62 | 0 | 0 | 0 | 0 | 0 | 0 | 0 | 0 | 0 | 0 |  | 0
Lateral Hardening-Fuse-10667328 | Lateral Hardening | 66976.61 | 0 | 0 | 0 | 0 | 0 | 0 | 0 | 0 | 0 | 0 |  | 0
Lateral Hardening-Fuse-10667329 | Lateral Hardening | 329951.38 | 0 | 0 | 0 | 0 | 0 | 0 | 0 | 0 | 0 | 0 |  | 0
Lateral Hardening-Fuse-10667330 | Lateral Hardening | 234294.32 | 0 | 0 | 0 | 0 | 2027 | 0 | 0 | 0 | 0 | 0 |  | 2026 | 2026
Lateral Hardening-Fuse-10667331 | Lateral Hardening | 106722.28 | 0 | 0 | 0 | 0 | 0 | 0 | 0 | 0 | 0 | 0 |  | 0
Lateral Hardening-Fuse-10667332 | Lateral Hardening | 57076.15 | 0 | 0 | 0 | 0 | 0 | 0 | 0 | 0 | 0 | 0 |  | 0
Lateral Hardening-Fuse-10667333 | Lateral Hardening | 50228.51 | 0 | 0 | 0 | 0 | 0 | 0 | 0 | 0 | 0 | 0 |  | 0
Lateral Hardening-Fuse-10667336 | Lateral Hardening | 54378.87 | 0 | 0 | 0 | 0 | 0 | 0 | 0 | 0 | 0 | 0 |  | 0
Lateral Hardening-Fuse-10667338 | Lateral Hardening | 107331.14 | 0 | 0 | 0 | 0 | 0 | 0 | 0 | 0 | 0 | 0 |  | 0
Lateral Hardening-Fuse-10667339 | Lateral Hardening | 104439.98 | 0 | 0 | 0 | 0 | 0 | 0 | 0 | 0 | 0 | 0 |  | 0
Lateral Hardening-Fuse-10667340 | Lateral Hardening | 88834.95 | 0 | 0 | 0 | 0 | 0 | 0 | 0 | 0 | 0 | 0 |  | 0
Lateral Hardening-Fuse-10667346 | Lateral Hardening | 156410.63 | 0 | 0 | 0 | 0 | 0 | 0 | 0 | 0 | 0 | 0 |  | 0
Lateral Hardening-Fuse-10667347 | Lateral Hardening | 212374.24 | 0 | 0 | 0 | 0 | 0 | 0 | 0 | 0 | 0 | 0 |  | 0
Lateral Hardening-Fuse-10667348 | Lateral Hardening | 113611.4 | 0 | 0 | 0 | 0 | 0 | 0 | 0 | 0 | 0 | 0 |  | 0
Lateral Hardening-Fuse-10667351 | Lateral Hardening | 106569.88 | 0 | 0 | 0 | 0 | 0 | 0 | 0 | 0 | 0 | 0 |  | 0
Lateral Hardening-Fuse-10667353 | Lateral Hardening | 50000 | 0 | 0 | 0 | 0 | 0 | 0 | 0 | 0 | 0 | 0 |  | 0
Lateral Hardening-Fuse-10667354 | Lateral Hardening | 60596.17 | 0 | 0 | 0 | 0 | 0 | 0 | 0 | 0 | 0 | 0 |  | 0
Lateral Hardening-Fuse-10667355 | Lateral Hardening | 103752.42 | 0 | 0 | 0 | 0 | 0 | 0 | 0 | 0 | 0 | 0 |  | 0
Lateral Hardening-Fuse-10667356 | Lateral Hardening | 314977.15 | 0 | 0 | 0 | 0 | 0 | 0 | 0 | 0 | 0 | 0 |  | 0
Lateral Hardening-Fuse-10667358 | Lateral Hardening | 50000 | 0 | 0 | 0 | 0 | 0 | 0 | 0 | 0 | 0 | 0 |  | 0
Lateral Hardening-Fuse-10667361 | Lateral Hardening | 223345.76 | 0 | 0 | 0 | 0 | 2021 | 0 | 0 | 0 | 0 | 0 |  | 2022 | 2022
Lateral Hardening-Fuse-10667365 | Lateral Hardening | 50000 | 0 | 0 | 0 | 0 | 0 | 0 | 0 | 0 | 0 | 0 |  | 0
Lateral Hardening-Fuse-10667366 | Lateral Hardening | 60239.89 | 0 | 0 | 0 | 0 | 2021 | 0 | 0 | 0 | 0 | 0 |  | 2022 | 2022
Lateral Hardening-Fuse-10667367 | Lateral Hardening | 121879.9 | 0 | 0 | 0 | 0 | 0 | 0 | 0 | 0 | 0 | 0 |  | 0
Lateral Hardening-Fuse-10667368 | Lateral Hardening | 53906.67 | 0 | 0 | 0 | 0 | 0 | 0 | 0 | 0 | 0 | 0 |  | 2026 | 2026
Lateral Hardening-Fuse-10667369 | Lateral Hardening | 53198.37 | 0 | 0 | 0 | 0 | 0 | 0 | 0 | 0 | 0 | 0 |  | 0
Lateral Hardening-Fuse-10667370 | Lateral Hardening | 56010.83 | 0 | 0 | 0 | 0 | 0 | 0 | 0 | 0 | 0 | 0 |  | 0
Lateral Hardening-Fuse-10667371 | Lateral Hardening | 52804.87 | 0 | 0 | 0 | 0 | 0 | 0 | 0 | 0 | 0 | 0 |  | 0
Lateral Hardening-Fuse-10667372 | Lateral Hardening | 50000 | 0 | 0 | 0 | 0 | 0 | 0 | 0 | 0 | 0 | 0 |  | 0
Lateral Hardening-Fuse-10667373 | Lateral Hardening | 89041.1 | 0 | 0 | 0 | 0 | 0 | 0 | 0 | 0 | 0 | 0 |  | 0
Lateral Hardening-Fuse-10667376 | Lateral Hardening | 50000 | 0 | 0 | 0 | 0 | 0 | 0 | 0 | 0 | 0 | 0 |  | 0
Lateral Hardening-Fuse-10667379 | Lateral Hardening | 236272.56 | 0 | 0 | 0 | 0 | 0 | 0 | 0 | 0 | 0 | 0 |  | 0
Lateral Hardening-Fuse-10667380 | Lateral Hardening | 104162.4 | 0 | 0 | 0 | 0 | 0 | 0 | 0 | 0 | 0 | 0 |  | 0
Lateral Hardening-Fuse-10667382 | Lateral Hardening | 50963.29 | 0 | 0 | 0 | 0 | 0 | 0 | 0 | 0 | 0 | 0 |  | 0
Lateral Hardening-Fuse-10667385 | Lateral Hardening | 154406.65 | 0 | 0 | 0 | 0 | 0 | 0 | 0 | 0 | 0 | 0 |  | 0
Lateral Hardening-Fuse-10667386 | Lateral Hardening | 50000 | 0 | 0 | 0 | 0 | 0 | 0 | 0 | 0 | 0 | 0 |  | 0
Lateral Hardening-Fuse-10667387 | Lateral Hardening | 128212.38 | 0 | 0 | 0 | 0 | 0 | 0 | 0 | 0 | 0 | 0 |  | 0
Lateral Hardening-Fuse-10667388 | Lateral Hardening | 59316.23 | 0 | 0 | 0 | 0 | 0 | 0 | 0 | 0 | 0 | 0 |  | 0
Lateral Hardening-Fuse-10667389 | Lateral Hardening | 53733.53 | 0 | 0 | 0 | 0 | 0 | 0 | 0 | 0 | 0 | 0 |  | 0
Lateral Hardening-Fuse-10667391 | Lateral Hardening | 596778.15 | 0 | 0 | 0 | 0 | 2021 | 0 | 0 | 0 | 0 | 0 |  | 2022 | 2022
Lateral Hardening-Fuse-10668786 | Lateral Hardening | 56157.49 | 0 | 0 | 0 | 0 | 0 | 0 | 0 | 0 | 0 | 0 |  | 0
Lateral Hardening-Fuse-10668787 | Lateral Hardening | 109240.68 | 0 | 0 | 0 | 0 | 0 | 0 | 0 | 0 | 0 | 0 |  | 0
Lateral Hardening-Fuse-10668798 | Lateral Hardening | 67461.53 | 0 | 0 | 0 | 0 | 0 | 0 | 0 | 0 | 0 | 0 |  | 2024 | 2024
Lateral Hardening-Fuse-10668800 | Lateral Hardening | 69756.85 | 0 | 0 | 0 | 0 | 2024 | 0 | 0 | 0 | 0 | 0 |  | 2024
Lateral Hardening-Fuse-10668823 | Lateral Hardening | 66687.55 | 0 | 0 | 0 | 0 | 0 | 0 | 0 | 0 | 0 | 0 |  | 0
Lateral Hardening-Fuse-10668850 | Lateral Hardening | 120084.18 | 0 | 0 | 0 | 0 | 0 | 0 | 0 | 0 | 0 | 0 |  | 0
Lateral Hardening-Fuse-10668851 | Lateral Hardening | 60950.17 | 0 | 0 | 0 | 0 | 0 | 0 | 0 | 0 | 0 | 0 |  | 0
Lateral Hardening-Fuse-10668853 | Lateral Hardening | 391527.43 | 0 | 0 | 0 | 0 | 0 | 0 | 0 | 0 | 0 | 0 |  | 0
Lateral Hardening-Fuse-10668856 | Lateral Hardening | 419994.04 | 0 | 0 | 0 | 0 | 2022 | 0 | 0 | 0 | 0 | 0 |  | 2025 | 2025
Lateral Hardening-Fuse-10668865 | Lateral Hardening | 57611.31 | 0 | 0 | 0 | 0 | 0 | 0 | 0 | 0 | 0 | 0 |  | 0
Lateral Hardening-Fuse-10668872 | Lateral Hardening | 152417.67 | 0 | 0 | 0 | 0 | 0 | 0 | 0 | 0 | 0 | 0 |  | 0
Lateral Hardening-Fuse-10668873 | Lateral Hardening | 107776.86 | 0 | 0 | 0 | 0 | 0 | 0 | 0 | 0 | 0 | 0 |  | 0
Lateral Hardening-Fuse-10668878 | Lateral Hardening | 161867.41 | 0 | 0 | 0 | 0 | 0 | 0 | 0 | 0 | 0 | 0 |  | 0
Lateral Hardening-Fuse-10668880 | Lateral Hardening | 161893.15 | 0 | 0 | 0 | 0 | 0 | 0 | 0 | 0 | 0 | 0 |  | 0
Lateral Hardening-Fuse-10668885 | Lateral Hardening | 219279.84 | 0 | 0 | 0 | 0 | 0 | 0 | 0 | 0 | 0 | 0 |  | 0
Lateral Hardening-Fuse-10668889 | Lateral Hardening | 341569.9 | 0 | 0 | 0 | 0 | 2024 | 0 | 0 | 0 | 0 | 0 |  | 2024
Lateral Hardening-Fuse-10668890 | Lateral Hardening | 383433.81 | 0 | 0 | 0 | 0 | 2024 | 0 | 0 | 0 | 0 | 0 |  | 2024
Lateral Hardening-Fuse-10668891 | Lateral Hardening | 50000 | 0 | 0 | 0 | 0 | 0 | 0 | 0 | 0 | 0 | 0 |  | 0
Lateral Hardening-Fuse-10668899 | Lateral Hardening | 53953.89 | 0 | 0 | 0 | 0 | 0 | 0 | 0 | 0 | 0 | 0 |  | 0
Lateral Hardening-Fuse-10668901 | Lateral Hardening | 54788.11 | 0 | 0 | 0 | 0 | 0 | 0 | 0 | 0 | 0 | 0 |  | 0
Lateral Hardening-Fuse-10668902 | Lateral Hardening | 105752.14 | 0 | 0 | 0 | 0 | 0 | 0 | 0 | 0 | 0 | 0 |  | 0
Lateral Hardening-Fuse-10668904 | Lateral Hardening | 175520.05 | 0 | 0 | 0 | 0 | 0 | 0 | 0 | 0 | 0 | 0 |  | 0
Lateral Hardening-Fuse-10668905 | Lateral Hardening | 176520.21 | 0 | 0 | 0 | 0 | 0 | 0 | 0 | 0 | 0 | 0 |  | 0
Lateral Hardening-Fuse-10668906 | Lateral Hardening | 159988.61 | 0 | 0 | 0 | 0 | 0 | 0 | 0 | 0 | 0 | 0 |  | 0
Lateral Hardening-Fuse-10668910 | Lateral Hardening | 57627.05 | 0 | 0 | 0 | 0 | 0 | 0 | 0 | 0 | 0 | 0 |  | 0
Lateral Hardening-Fuse-10669968 | Lateral Hardening | 308821.75 | 0 | 0 | 0 | 0 | 0 | 0 | 0 | 0 | 0 | 0 |  | 0
Lateral Hardening-Fuse-10669975 | Lateral Hardening | 106480.44 | 0 | 0 | 0 | 0 | 0 | 0 | 0 | 0 | 0 | 0 |  | 0
Lateral Hardening-Fuse-10669976 | Lateral Hardening | 110067.83 | 0 | 0 | 0 | 0 | 0 | 0 | 0 | 0 | 0 | 0 |  | 0
Lateral Hardening-Fuse-10669979 | Lateral Hardening | 50000 | 0 | 0 | 0 | 0 | 0 | 0 | 0 | 0 | 0 | 0 |  | 0
Lateral Hardening-Fuse-10669989 | Lateral Hardening | 108286.28 | 0 | 0 | 0 | 0 | 0 | 0 | 0 | 0 | 0 | 0 |  | 0
Lateral Hardening-Fuse-10671176 | Lateral Hardening | 65097.81 | 0 | 0 | 0 | 0 | 0 | 0 | 0 | 0 | 0 | 0 |  | 0
Lateral Hardening-Fuse-10671177 | Lateral Hardening | 56304.89 | 0 | 0 | 0 | 0 | 0 | 0 | 0 | 0 | 0 | 0 |  | 0
Lateral Hardening-Fuse-10671178 | Lateral Hardening | 160015.83 | 0 | 0 | 0 | 0 | 0 | 0 | 0 | 0 | 0 | 0 |  | 0
Lateral Hardening-Fuse-10671179 | Lateral Hardening | 81708.05 | 0 | 0 | 0 | 0 | 0 | 0 | 0 | 0 | 0 | 0 |  | 2022 | 2022
Lateral Hardening-Fuse-10671185 | Lateral Hardening | 54651.45 | 0 | 0 | 0 | 0 | 0 | 0 | 0 | 0 | 0 | 0 |  | 0
Lateral Hardening-Fuse-10671186 | Lateral Hardening | 134676.22 | 0 | 0 | 0 | 0 | 0 | 0 | 0 | 0 | 0 | 0 |  | 0
Lateral Hardening-Fuse-10671188 | Lateral Hardening | 105211.24 | 0 | 0 | 0 | 0 | 0 | 0 | 0 | 0 | 0 | 0 |  | 0
Lateral Hardening-Fuse-10671189 | Lateral Hardening | 272761.75 | 0 | 0 | 0 | 0 | 2025 | 0 | 0 | 0 | 0 | 0 |  | 2028 | 2028
Lateral Hardening-Fuse-10671192 | Lateral Hardening | 366588.56 | 0 | 0 | 0 | 0 | 0 | 0 | 0 | 0 | 0 | 0 |  | 2028 | 2028
Lateral Hardening-Fuse-10671196 | Lateral Hardening | 101706.22 | 0 | 0 | 0 | 0 | 0 | 0 | 0 | 0 | 0 | 0 |  | 0
Lateral Hardening-Fuse-10671198 | Lateral Hardening | 50742.93 | 0 | 0 | 0 | 0 | 0 | 0 | 0 | 0 | 0 | 0 |  | 0
Lateral Hardening-Fuse-10671199 | Lateral Hardening | 50000 | 0 | 0 | 0 | 0 | 0 | 0 | 0 | 0 | 0 | 0 |  | 0
Lateral Hardening-Fuse-10671200 | Lateral Hardening | 58020.55 | 0 | 0 | 0 | 0 | 0 | 0 | 0 | 0 | 0 | 0 |  | 0
Lateral Hardening-Fuse-10671202 | Lateral Hardening | 62349.05 | 0 | 0 | 0 | 0 | 0 | 0 | 0 | 0 | 0 | 0 |  | 0
Lateral Hardening-Fuse-10671206 | Lateral Hardening | 974913.76 | 0 | 0 | 0 | 0 | 2022 | 0 | 0 | 0 | 0 | 0 |  | 2022
Lateral Hardening-Fuse-10671207 | Lateral Hardening | 62202.39 | 0 | 0 | 0 | 0 | 0 | 0 | 0 | 0 | 0 | 0 |  | 0
Lateral Hardening-Fuse-10671208 | Lateral Hardening | 174113.13 | 0 | 0 | 0 | 0 | 2022 | 0 | 0 | 0 | 0 | 0 |  | 2022
Lateral Hardening-Fuse-10671209 | Lateral Hardening | 50000 | 0 | 0 | 0 | 0 | 0 | 0 | 0 | 0 | 0 | 0 |  | 0
Lateral Hardening-Fuse-10671210 | Lateral Hardening | 51356.79 | 0 | 0 | 0 | 0 | 0 | 0 | 0 | 0 | 0 | 0 |  | 0
Lateral Hardening-Fuse-10671211 | Lateral Hardening | 490608.7 | 0 | 0 | 0 | 0 | 0 | 0 | 0 | 0 | 0 | 0 |  | 0
Lateral Hardening-Fuse-10671213 | Lateral Hardening | 154197.21 | 0 | 0 | 0 | 0 | 0 | 0 | 0 | 0 | 0 | 0 |  | 0
Lateral Hardening-Fuse-10671214 | Lateral Hardening | 59232.53 | 0 | 0 | 0 | 0 | 0 | 0 | 0 | 0 | 0 | 0 |  | 0
Lateral Hardening-Fuse-10671215 | Lateral Hardening | 59942.81 | 0 | 0 | 0 | 0 | 0 | 0 | 0 | 0 | 0 | 0 |  | 0
Lateral Hardening-Fuse-10671217 | Lateral Hardening | 249097.2 | 0 | 0 | 0 | 0 | 0 | 0 | 0 | 0 | 0 | 0 |  | 0
Lateral Hardening-Fuse-10671219 | Lateral Hardening | 50000 | 0 | 0 | 0 | 0 | 0 | 0 | 0 | 0 | 0 | 0 |  | 0
Lateral Hardening-Fuse-10671222 | Lateral Hardening | 65231.45 | 0 | 0 | 0 | 0 | 0 | 0 | 0 | 0 | 0 | 0 |  | 0
Lateral Hardening-Fuse-10671224 | Lateral Hardening | 143114.64 | 0 | 0 | 0 | 0 | 2022 | 0 | 0 | 0 | 0 | 0 |  | 2022
Lateral Hardening-Fuse-10671227 | Lateral Hardening | 90424.68 | 0 | 0 | 0 | 0 | 0 | 0 | 0 | 0 | 0 | 0 |  | 0
Lateral Hardening-Fuse-10671229 | Lateral Hardening | 100870.75 | 0 | 0 | 0 | 0 | 2022 | 0 | 0 | 0 | 0 | 0 |  | 2022
Lateral Hardening-Fuse-10671231 | Lateral Hardening | 53256.33 | 0 | 0 | 0 | 0 | 0 | 0 | 0 | 0 | 0 | 0 |  | 0
Lateral Hardening-Fuse-10671233 | Lateral Hardening | 277860.16 | 0 | 0 | 0 | 0 | 2022 | 0 | 0 | 0 | 0 | 0 |  | 2022
Lateral Hardening-Fuse-10671235 | Lateral Hardening | 50000 | 0 | 0 | 0 | 0 | 0 | 0 | 0 | 0 | 0 | 0 |  | 0
Lateral Hardening-Fuse-10671239 | Lateral Hardening | 61422.37 | 0 | 0 | 0 | 0 | 0 | 0 | 0 | 0 | 0 | 0 |  | 0
Lateral Hardening-Fuse-10671241 | Lateral Hardening | 75084.69 | 0 | 0 | 0 | 0 | 0 | 0 | 0 | 0 | 0 | 0 |  | 0
Lateral Hardening-Fuse-10671243 | Lateral Hardening | 214839.19 | 0 | 0 | 0 | 0 | 0 | 0 | 0 | 0 | 0 | 0 |  | 0
Lateral Hardening-Fuse-10671248 | Lateral Hardening | 95735.57 | 0 | 0 | 0 | 0 | 0 | 0 | 0 | 0 | 0 | 0 |  | 0
Lateral Hardening-Fuse-10671250 | Lateral Hardening | 145397.63 | 0 | 0 | 0 | 0 | 0 | 0 | 0 | 0 | 0 | 0 |  | 0
Lateral Hardening-Fuse-10671251 | Lateral Hardening | 157628.35 | 0 | 0 | 0 | 0 | 0 | 0 | 0 | 0 | 0 | 0 |  | 0
Lateral Hardening-Fuse-10671252 | Lateral Hardening | 125644.34 | 0 | 0 | 0 | 0 | 0 | 0 | 0 | 0 | 0 | 0 |  | 0
Lateral Hardening-Fuse-10671258 | Lateral Hardening | 50000 | 0 | 0 | 0 | 0 | 0 | 0 | 0 | 0 | 0 | 0 |  | 0
Lateral Hardening-Fuse-10671261 | Lateral Hardening | 89465.5 | 0 | 0 | 0 | 0 | 0 | 0 | 0 | 0 | 0 | 0 |  | 0
Lateral Hardening-Fuse-10671263 | Lateral Hardening | 111119.48 | 0 | 0 | 0 | 0 | 0 | 0 | 0 | 0 | 0 | 0 |  | 0
Lateral Hardening-Fuse-10671269 | Lateral Hardening | 58880.51 | 0 | 0 | 0 | 0 | 0 | 0 | 0 | 0 | 0 | 0 |  | 0
Lateral Hardening-Fuse-10671274 | Lateral Hardening | 206330.26 | 0 | 0 | 0 | 0 | 0 | 0 | 0 | 0 | 0 | 0 |  | 0
Lateral Hardening-Fuse-10671276 | Lateral Hardening | 163515.11 | 0 | 0 | 0 | 0 | 0 | 0 | 0 | 0 | 0 | 0 |  | 0
Lateral Hardening-Fuse-10671277 | Lateral Hardening | 50000 | 0 | 0 | 0 | 0 | 0 | 0 | 0 | 0 | 0 | 0 |  | 0
Lateral Hardening-Fuse-10671281 | Lateral Hardening | 148046.95 | 0 | 0 | 0 | 0 | 0 | 0 | 0 | 0 | 0 | 0 |  | 0
Lateral Hardening-Fuse-10671282 | Lateral Hardening | 73955.17 | 0 | 0 | 0 | 0 | 0 | 0 | 0 | 0 | 0 | 0 |  | 0
Lateral Hardening-Fuse-10671283 | Lateral Hardening | 230405.17 | 0 | 0 | 0 | 0 | 2022 | 0 | 0 | 0 | 0 | 0 |  | 2022
Lateral Hardening-Fuse-10671286 | Lateral Hardening | 51167.91 | 0 | 0 | 0 | 0 | 0 | 0 | 0 | 0 | 0 | 0 |  | 0
Lateral Hardening-Fuse-10671287 | Lateral Hardening | 205742.01 | 0 | 0 | 0 | 0 | 2022 | 0 | 0 | 0 | 0 | 0 |  | 2022
Lateral Hardening-Fuse-10671289 | Lateral Hardening | 52993.75 | 0 | 0 | 0 | 0 | 0 | 0 | 0 | 0 | 0 | 0 |  | 0
Lateral Hardening-Fuse-10671291 | Lateral Hardening | 59724.21 | 0 | 0 | 0 | 0 | 0 | 0 | 0 | 0 | 0 | 0 |  | 0
Lateral Hardening-Fuse-10671294 | Lateral Hardening | 168656.35 | 0 | 0 | 0 | 0 | 0 | 0 | 0 | 0 | 0 | 0 |  | 0
Lateral Hardening-Fuse-10671295 | Lateral Hardening | 204708.86 | 0 | 0 | 0 | 0 | 0 | 0 | 0 | 0 | 0 | 0 |  | 0
Lateral Hardening-Fuse-10671296 | Lateral Hardening | 50000 | 0 | 0 | 0 | 0 | 0 | 0 | 0 | 0 | 0 | 0 |  | 0
Lateral Hardening-Fuse-10671297 | Lateral Hardening | 96622.2 | 0 | 0 | 0 | 0 | 0 | 0 | 0 | 0 | 0 | 0 |  | 0
Lateral Hardening-Fuse-10671298 | Lateral Hardening | 66164.05 | 0 | 0 | 0 | 0 | 0 | 0 | 0 | 0 | 0 | 0 |  | 0
Lateral Hardening-Fuse-10671303 | Lateral Hardening | 111319.1 | 0 | 0 | 0 | 0 | 0 | 0 | 0 | 0 | 0 | 0 |  | 0
Lateral Hardening-Fuse-10671304 | Lateral Hardening | 55716.77 | 0 | 0 | 0 | 0 | 0 | 0 | 0 | 0 | 0 | 0 |  | 0
Lateral Hardening-Fuse-10671305 | Lateral Hardening | 201823.44 | 0 | 0 | 0 | 0 | 0 | 0 | 0 | 0 | 0 | 0 |  | 0
Lateral Hardening-Fuse-10671306 | Lateral Hardening | 161983.33 | 0 | 0 | 0 | 0 | 2022 | 0 | 0 | 0 | 0 | 0 |  | 0 | 0
Lateral Hardening-Fuse-10671307 | Lateral Hardening | 58948.47 | 0 | 0 | 0 | 0 | 0 | 0 | 0 | 0 | 0 | 0 |  | 0
Lateral Hardening-Fuse-10671308 | Lateral Hardening | 78348.61 | 0 | 0 | 0 | 0 | 0 | 0 | 0 | 0 | 0 | 0 |  | 0
Lateral Hardening-Fuse-10671309 | Lateral Hardening | 87980.9 | 0 | 0 | 0 | 0 | 0 | 0 | 0 | 0 | 0 | 0 |  | 0
Lateral Hardening-Fuse-10671310 | Lateral Hardening | 326985.89 | 0 | 0 | 0 | 0 | 2022 | 0 | 0 | 0 | 0 | 0 |  | 2022
Lateral Hardening-Fuse-10671312 | Lateral Hardening | 50000 | 0 | 0 | 0 | 0 | 0 | 0 | 0 | 0 | 0 | 0 |  | 0
Lateral Hardening-Fuse-10671313 | Lateral Hardening | 222238.96 | 0 | 0 | 0 | 0 | 0 | 0 | 0 | 0 | 0 | 0 |  | 0
Lateral Hardening-Fuse-10671314 | Lateral Hardening | 52175.27 | 0 | 0 | 0 | 0 | 0 | 0 | 0 | 0 | 0 | 0 |  | 0
Lateral Hardening-Fuse-10671315 | Lateral Hardening | 83003.85 | 0 | 0 | 0 | 0 | 0 | 0 | 0 | 0 | 0 | 0 |  | 0
Lateral Hardening-Fuse-10671316 | Lateral Hardening | 172781.2 | 0 | 0 | 0 | 0 | 0 | 0 | 0 | 0 | 0 | 0 |  | 0
Lateral Hardening-Fuse-10671317 | Lateral Hardening | 52191.01 | 0 | 0 | 0 | 0 | 0 | 0 | 0 | 0 | 0 | 0 |  | 0
Lateral Hardening-Fuse-10671318 | Lateral Hardening | 202940.98 | 0 | 0 | 0 | 0 | 0 | 0 | 0 | 0 | 0 | 0 |  | 0
Lateral Hardening-Fuse-10671319 | Lateral Hardening | 854854.29 | 0 | 0 | 0 | 0 | 2022 | 0 | 0 | 0 | 0 | 0 |  | 2022
Lateral Hardening-Fuse-10671320 | Lateral Hardening | 50000 | 0 | 0 | 0 | 0 | 0 | 0 | 0 | 0 | 0 | 0 |  | 0
Lateral Hardening-Fuse-10671321 | Lateral Hardening | 50000 | 0 | 0 | 0 | 0 | 0 | 0 | 0 | 0 | 0 | 0 |  | 0
Lateral Hardening-Fuse-10671323 | Lateral Hardening | 50000 | 0 | 0 | 0 | 0 | 0 | 0 | 0 | 0 | 0 | 0 |  | 0
Lateral Hardening-Fuse-10671324 | Lateral Hardening | 110499.88 | 0 | 0 | 0 | 0 | 0 | 0 | 0 | 0 | 0 | 0 |  | 0
Lateral Hardening-Fuse-10671325 | Lateral Hardening | 209810.27 | 0 | 0 | 0 | 0 | 0 | 0 | 0 | 0 | 0 | 0 |  | 0
Lateral Hardening-Fuse-10671326 | Lateral Hardening | 63619.17 | 0 | 0 | 0 | 0 | 0 | 0 | 0 | 0 | 0 | 0 |  | 0
Lateral Hardening-Fuse-10671327 | Lateral Hardening | 352979.48 | 0 | 0 | 0 | 0 | 2022 | 0 | 0 | 0 | 0 | 0 |  | 2022
Lateral Hardening-Fuse-10671328 | Lateral Hardening | 102908.2 | 0 | 0 | 0 | 0 | 0 | 0 | 0 | 0 | 0 | 0 |  | 0
Lateral Hardening-Fuse-10671332 | Lateral Hardening | 61226.51 | 0 | 0 | 0 | 0 | 0 | 0 | 0 | 0 | 0 | 0 |  | 0
Lateral Hardening-Fuse-10671334 | Lateral Hardening | 306457.49 | 0 | 0 | 0 | 0 | 2022 | 0 | 0 | 0 | 0 | 0 |  | 2022
Lateral Hardening-Fuse-10674214 | Lateral Hardening | 86569.39 | 0 | 0 | 0 | 0 | 0 | 0 | 0 | 0 | 0 | 0 |  | 0
Lateral Hardening-Fuse-10674215 | Lateral Hardening | 266328.15 | 0 | 0 | 0 | 0 | 0 | 0 | 0 | 0 | 0 | 0 |  | 0
Lateral Hardening-Fuse-10674218 | Lateral Hardening | 81708.05 | 0 | 0 | 0 | 0 | 0 | 0 | 0 | 0 | 0 | 0 |  | 0
Lateral Hardening-Fuse-10674221 | Lateral Hardening | 73483.89 | 0 | 0 | 0 | 0 | 0 | 0 | 0 | 0 | 0 | 0 |  | 0
Lateral Hardening-Fuse-10674223 | Lateral Hardening | 159864.22 | 0 | 0 | 0 | 0 | 0 | 0 | 0 | 0 | 0 | 0 |  | 0
Lateral Hardening-Fuse-10674224 | Lateral Hardening | 168717.1 | 0 | 0 | 0 | 0 | 0 | 0 | 0 | 0 | 0 | 0 |  | 0
Lateral Hardening-Fuse-10674227 | Lateral Hardening | 65817.59 | 0 | 0 | 0 | 0 | 0 | 0 | 0 | 0 | 0 | 0 |  | 0
Lateral Hardening-Fuse-10674228 | Lateral Hardening | 52112.31 | 0 | 0 | 0 | 0 | 0 | 0 | 0 | 0 | 0 | 0 |  | 0
Lateral Hardening-Fuse-10674229 | Lateral Hardening | 421413.87 | 0 | 0 | 0 | 0 | 0 | 0 | 0 | 0 | 0 | 0 |  | 0
Lateral Hardening-Fuse-10674230 | Lateral Hardening | 169984.25 | 0 | 0 | 0 | 0 | 0 | 0 | 0 | 0 | 0 | 0 |  | 0
Lateral Hardening-Fuse-10674231 | Lateral Hardening | 561440.95 | 0 | 0 | 0 | 0 | 0 | 0 | 0 | 0 | 0 | 0 |  | 0
Lateral Hardening-Fuse-10674233 | Lateral Hardening | 309029.86 | 0 | 0 | 0 | 0 | 0 | 0 | 0 | 0 | 0 | 0 |  | 0
Lateral Hardening-Fuse-10674239 | Lateral Hardening | 88599.85 | 0 | 0 | 0 | 0 | 0 | 0 | 0 | 0 | 0 | 0 |  | 0
Lateral Hardening-Fuse-10674240 | Lateral Hardening | 246192.64 | 0 | 0 | 0 | 0 | 2027 | 0 | 0 | 0 | 0 | 0 |  | 2025 | 2025
Lateral Hardening-Fuse-10674241 | Lateral Hardening | 51592.89 | 0 | 0 | 0 | 0 | 0 | 0 | 0 | 0 | 0 | 0 |  | 0
Lateral Hardening-Fuse-10674243 | Lateral Hardening | 167598.3 | 0 | 0 | 0 | 0 | 0 | 0 | 0 | 0 | 0 | 0 |  | 0
Lateral Hardening-Fuse-10674247 | Lateral Hardening | 67537.51 | 0 | 0 | 0 | 0 | 0 | 0 | 0 | 0 | 0 | 0 |  | 0
Lateral Hardening-Fuse-10674250 | Lateral Hardening | 82590.98 | 0 | 0 | 0 | 0 | 2027 | 0 | 0 | 0 | 0 | 0 |  | 0 | 0
Lateral Hardening-Fuse-10674252 | Lateral Hardening | 123754.44 | 0 | 0 | 0 | 0 | 0 | 0 | 0 | 0 | 0 | 0 |  | 0
Lateral Hardening-Fuse-10674255 | Lateral Hardening | 52683.95 | 0 | 0 | 0 | 0 | 0 | 0 | 0 | 0 | 0 | 0 |  | 0
Lateral Hardening-Fuse-10674256 | Lateral Hardening | 73472.97 | 0 | 0 | 0 | 0 | 0 | 0 | 0 | 0 | 0 | 0 |  | 0
Lateral Hardening-Fuse-10674258 | Lateral Hardening | 108558.86 | 0 | 0 | 0 | 0 | 0 | 0 | 0 | 0 | 0 | 0 |  | 0
Lateral Hardening-Fuse-10674259 | Lateral Hardening | 50000 | 0 | 0 | 0 | 0 | 0 | 0 | 0 | 0 | 0 | 0 |  | 0
Lateral Hardening-Fuse-10674260 | Lateral Hardening | 86066.65 | 0 | 0 | 0 | 0 | 0 | 0 | 0 | 0 | 0 | 0 |  | 0
Lateral Hardening-Fuse-10674263 | Lateral Hardening | 90513.6 | 0 | 0 | 0 | 0 | 0 | 0 | 0 | 0 | 0 | 0 |  | 0
Lateral Hardening-Fuse-10674778 | Lateral Hardening | 53577.05 | 0 | 0 | 0 | 0 | 0 | 0 | 0 | 0 | 0 | 0 |  | 0
Lateral Hardening-Fuse-10674780 | Lateral Hardening | 206574.01 | 0 | 0 | 0 | 0 | 2029 | 0 | 0 | 0 | 0 | 0 |  | 2029
Lateral Hardening-Fuse-10674783 | Lateral Hardening | 476184.86 | 0 | 0 | 0 | 0 | 2029 | 0 | 0 | 0 | 0 | 0 |  | 0 | 0
Lateral Hardening-Fuse-10674784 | Lateral Hardening | 564513.77 | 0 | 0 | 0 | 0 | 0 | 0 | 0 | 0 | 0 | 0 |  | 0
Lateral Hardening-Fuse-10674785 | Lateral Hardening | 58054.01 | 0 | 0 | 0 | 0 | 0 | 0 | 0 | 0 | 0 | 0 |  | 0
Lateral Hardening-Fuse-10674787 | Lateral Hardening | 82508.47 | 0 | 0 | 0 | 0 | 0 | 0 | 0 | 0 | 0 | 0 |  | 0
Lateral Hardening-Fuse-10674790 | Lateral Hardening | 50000 | 0 | 0 | 0 | 0 | 0 | 0 | 0 | 0 | 0 | 0 |  | 0
Lateral Hardening-Fuse-10674798 | Lateral Hardening | 155699.06 | 0 | 0 | 0 | 0 | 0 | 0 | 0 | 0 | 0 | 0 |  | 0
Lateral Hardening-Fuse-10674802 | Lateral Hardening | 87823.59 | 0 | 0 | 0 | 0 | 0 | 0 | 0 | 0 | 0 | 0 |  | 0
Lateral Hardening-Fuse-10674805 | Lateral Hardening | 64621.53 | 0 | 0 | 0 | 0 | 0 | 0 | 0 | 0 | 0 | 0 |  | 0
Lateral Hardening-Fuse-10675158 | Lateral Hardening | 147605.44 | 0 | 0 | 0 | 0 | 2027 | 0 | 0 | 0 | 0 | 0 |  | 2027
Lateral Hardening-Fuse-10675160 | Lateral Hardening | 294399.3 | 0 | 0 | 0 | 0 | 2027 | 0 | 0 | 0 | 0 | 0 |  | 2027
Lateral Hardening-Fuse-10675163 | Lateral Hardening | 50000 | 0 | 0 | 0 | 0 | 0 | 0 | 0 | 0 | 0 | 0 |  | 0
Lateral Hardening-Fuse-10675171 | Lateral Hardening | 79008.45 | 0 | 0 | 0 | 0 | 0 | 0 | 0 | 0 | 0 | 0 |  | 0
Lateral Hardening-Fuse-10675172 | Lateral Hardening | 134458.38 | 0 | 0 | 0 | 0 | 0 | 0 | 0 | 0 | 0 | 0 |  | 0
Lateral Hardening-Fuse-10675173 | Lateral Hardening | 543398.01 | 0 | 0 | 0 | 0 | 2027 | 0 | 0 | 0 | 0 | 0 |  | 2027
Lateral Hardening-Fuse-10675174 | Lateral Hardening | 186927.71 | 0 | 0 | 0 | 0 | 0 | 0 | 0 | 0 | 0 | 0 |  | 0
Lateral Hardening-Fuse-10675175 | Lateral Hardening | 76731.15 | 0 | 0 | 0 | 0 | 0 | 0 | 0 | 0 | 0 | 0 |  | 0
Lateral Hardening-Fuse-10675176 | Lateral Hardening | 176889.52 | 0 | 0 | 0 | 0 | 2027 | 0 | 0 | 0 | 0 | 0 |  | 2027
Lateral Hardening-Fuse-10675177 | Lateral Hardening | 176092.52 | 0 | 0 | 0 | 0 | 2027 | 0 | 0 | 0 | 0 | 0 |  | 2027
Lateral Hardening-Fuse-10675178 | Lateral Hardening | 268800.84 | 0 | 0 | 0 | 0 | 2027 | 0 | 0 | 0 | 0 | 0 |  | 2027
Lateral Hardening-Fuse-10675179 | Lateral Hardening | 199293.53 | 0 | 0 | 0 | 0 | 0 | 0 | 0 | 0 | 0 | 0 |  | 0
Lateral Hardening-Fuse-10676163 | Lateral Hardening | 307898.9 | 0 | 0 | 0 | 0 | 0 | 0 | 0 | 0 | 0 | 0 |  | 0
Lateral Hardening-Fuse-10676164 | Lateral Hardening | 106937.64 | 0 | 0 | 0 | 0 | 0 | 0 | 0 | 0 | 0 | 0 |  | 0
Lateral Hardening-Fuse-10676165 | Lateral Hardening | 54520.53 | 0 | 0 | 0 | 0 | 0 | 0 | 0 | 0 | 0 | 0 |  | 0
Lateral Hardening-Fuse-10676166 | Lateral Hardening | 108637.56 | 0 | 0 | 0 | 0 | 0 | 0 | 0 | 0 | 0 | 0 |  | 0
Lateral Hardening-Fuse-10676168 | Lateral Hardening | 57946.85 | 0 | 0 | 0 | 0 | 0 | 0 | 0 | 0 | 0 | 0 |  | 0
Lateral Hardening-Fuse-10676169 | Lateral Hardening | 55244.57 | 0 | 0 | 0 | 0 | 0 | 0 | 0 | 0 | 0 | 0 |  | 0
Lateral Hardening-Fuse-10676170 | Lateral Hardening | 108883.66 | 0 | 0 | 0 | 0 | 0 | 0 | 0 | 0 | 0 | 0 |  | 0
Lateral Hardening-Fuse-10676171 | Lateral Hardening | 50000 | 0 | 0 | 0 | 0 | 0 | 0 | 0 | 0 | 0 | 0 |  | 0
Lateral Hardening-Fuse-10676172 | Lateral Hardening | 54599.23 | 0 | 0 | 0 | 0 | 0 | 0 | 0 | 0 | 0 | 0 |  | 0
Lateral Hardening-Fuse-10676173 | Lateral Hardening | 53072.45 | 0 | 0 | 0 | 0 | 0 | 0 | 0 | 0 | 0 | 0 |  | 0
Lateral Hardening-Fuse-10676175 | Lateral Hardening | 58859.77 | 0 | 0 | 0 | 0 | 0 | 0 | 0 | 0 | 0 | 0 |  | 0
Lateral Hardening-Fuse-10676200 | Lateral Hardening | 83563.4 | 0 | 0 | 0 | 0 | 0 | 0 | 0 | 0 | 0 | 0 |  | 0
Lateral Hardening-Fuse-10676203 | Lateral Hardening | 102639.88 | 0 | 0 | 0 | 0 | 0 | 0 | 0 | 0 | 0 | 0 |  | 0
Lateral Hardening-Fuse-10676209 | Lateral Hardening | 629181.03 | 0 | 0 | 0 | 0 | 2021 | 0 | 0 | 0 | 0 | 0 |  | 2022 | 2022
Lateral Hardening-Fuse-10676212 | Lateral Hardening | 57070.41 | 0 | 0 | 0 | 0 | 0 | 0 | 0 | 0 | 0 | 0 |  | 0
Lateral Hardening-Fuse-10676213 | Lateral Hardening | 63345.67 | 0 | 0 | 0 | 0 | 0 | 0 | 0 | 0 | 0 | 0 |  | 2022 | 2022
Lateral Hardening-Fuse-10676215 | Lateral Hardening | 61977.21 | 0 | 0 | 0 | 0 | 0 | 0 | 0 | 0 | 0 | 0 |  | 0
Lateral Hardening-Fuse-10676228 | Lateral Hardening | 115950.92 | 0 | 0 | 0 | 0 | 2028 | 0 | 0 | 0 | 0 | 0 |  | 2029 | 2029
Lateral Hardening-Fuse-10676229 | Lateral Hardening | 115100.96 | 0 | 0 | 0 | 0 | 0 | 0 | 0 | 0 | 0 | 0 |  | 0
Lateral Hardening-Fuse-10676230 | Lateral Hardening | 104313.32 | 0 | 0 | 0 | 0 | 0 | 0 | 0 | 0 | 0 | 0 |  | 0
Lateral Hardening-Fuse-10676231 | Lateral Hardening | 630527.66 | 0 | 0 | 0 | 0 | 0 | 0 | 0 | 0 | 0 | 0 |  | 0
Lateral Hardening-Fuse-10676234 | Lateral Hardening | 217311.6 | 0 | 0 | 0 | 0 | 0 | 0 | 0 | 0 | 0 | 0 |  | 0
Lateral Hardening-Fuse-10676236 | Lateral Hardening | 50000 | 0 | 0 | 0 | 0 | 0 | 0 | 0 | 0 | 0 | 0 |  | 0
Lateral Hardening-Fuse-10676240 | Lateral Hardening | 58891.25 | 0 | 0 | 0 | 0 | 0 | 0 | 0 | 0 | 0 | 0 |  | 0
Lateral Hardening-Fuse-10676243 | Lateral Hardening | 283305.85 | 0 | 0 | 0 | 0 | 0 | 0 | 0 | 0 | 0 | 0 |  | 0
Lateral Hardening-Fuse-10676244 | Lateral Hardening | 696454.69 | 0 | 0 | 0 | 0 | 0 | 0 | 0 | 0 | 0 | 0 |  | 0
Lateral Hardening-Fuse-10676247 | Lateral Hardening | 163482.89 | 0 | 0 | 0 | 0 | 0 | 0 | 0 | 0 | 0 | 0 |  | 0
Lateral Hardening-Fuse-10676251 | Lateral Hardening | 196837.79 | 0 | 0 | 0 | 0 | 0 | 0 | 0 | 0 | 0 | 0 |  | 0
Lateral Hardening-Fuse-10676253 | Lateral Hardening | 565303.24 | 0 | 0 | 0 | 0 | 2027 | 0 | 0 | 0 | 0 | 0 |  | 2026 | 2026
Lateral Hardening-Fuse-10676255 | Lateral Hardening | 298817.33 | 0 | 0 | 0 | 0 | 0 | 0 | 0 | 0 | 0 | 0 |  | 0
Lateral Hardening-Fuse-10676258 | Lateral Hardening | 86336.07 | 0 | 0 | 0 | 0 | 0 | 0 | 0 | 0 | 0 | 0 |  | 0
Lateral Hardening-Fuse-10676268 | Lateral Hardening | 674557.49 | 0 | 0 | 0 | 0 | 0 | 0 | 0 | 0 | 0 | 0 |  | 0
Lateral Hardening-Fuse-10676270 | Lateral Hardening | 166248.13 | 0 | 0 | 0 | 0 | 0 | 0 | 0 | 0 | 0 | 0 |  | 0
Lateral Hardening-Fuse-10676280 | Lateral Hardening | 50000 | 0 | 0 | 0 | 0 | 0 | 0 | 0 | 0 | 0 | 0 |  | 0
Lateral Hardening-Fuse-10676281 | Lateral Hardening | 50000 | 0 | 0 | 0 | 0 | 0 | 0 | 0 | 0 | 0 | 0 |  | 0
Lateral Hardening-Fuse-10676282 | Lateral Hardening | 53639.09 | 0 | 0 | 0 | 0 | 0 | 0 | 0 | 0 | 0 | 0 |  | 0
Lateral Hardening-Fuse-10676285 | Lateral Hardening | 57868.15 | 0 | 0 | 0 | 0 | 0 | 0 | 0 | 0 | 0 | 0 |  | 0
Lateral Hardening-Fuse-10676287 | Lateral Hardening | 148572.16 | 0 | 0 | 0 | 0 | 0 | 0 | 0 | 0 | 0 | 0 |  | 0
Lateral Hardening-Fuse-10676291 | Lateral Hardening | 105478.82 | 0 | 0 | 0 | 0 | 0 | 0 | 0 | 0 | 0 | 0 |  | 0
Lateral Hardening-Fuse-10676292 | Lateral Hardening | 50000 | 0 | 0 | 0 | 0 | 0 | 0 | 0 | 0 | 0 | 0 |  | 2022 | 2022
Lateral Hardening-Fuse-10676295 | Lateral Hardening | 52290.45 | 0 | 0 | 0 | 0 | 0 | 0 | 0 | 0 | 0 | 0 |  | 0
Lateral Hardening-Fuse-10676298 | Lateral Hardening | 50000 | 0 | 0 | 0 | 0 | 0 | 0 | 0 | 0 | 0 | 0 |  | 0
Lateral Hardening-Fuse-10676299 | Lateral Hardening | 115090.22 | 0 | 0 | 0 | 0 | 0 | 0 | 0 | 0 | 0 | 0 |  | 0
Lateral Hardening-Fuse-10676300 | Lateral Hardening | 52804.87 | 0 | 0 | 0 | 0 | 0 | 0 | 0 | 0 | 0 | 0 |  | 0
Lateral Hardening-Fuse-10676307 | Lateral Hardening | 152863.39 | 0 | 0 | 0 | 0 | 0 | 0 | 0 | 0 | 0 | 0 |  | 0
Lateral Hardening-Fuse-10676308 | Lateral Hardening | 65350.39 | 0 | 0 | 0 | 0 | 0 | 0 | 0 | 0 | 0 | 0 |  | 0
Lateral Hardening-Fuse-10676310 | Lateral Hardening | 55134.39 | 0 | 0 | 0 | 0 | 0 | 0 | 0 | 0 | 0 | 0 |  | 0
Lateral Hardening-Fuse-10676311 | Lateral Hardening | 50000 | 0 | 0 | 0 | 0 | 0 | 0 | 0 | 0 | 0 | 0 |  | 0
Lateral Hardening-Fuse-10676313 | Lateral Hardening | 107619.46 | 0 | 0 | 0 | 0 | 0 | 0 | 0 | 0 | 0 | 0 |  | 0
Lateral Hardening-Fuse-10676318 | Lateral Hardening | 50000 | 0 | 0 | 0 | 0 | 0 | 0 | 0 | 0 | 0 | 0 |  | 0
Lateral Hardening-Fuse-10676321 | Lateral Hardening | 57600.57 | 0 | 0 | 0 | 0 | 0 | 0 | 0 | 0 | 0 | 0 |  | 0
Lateral Hardening-Fuse-10676322 | Lateral Hardening | 230260.62 | 0 | 0 | 0 | 0 | 0 | 0 | 0 | 0 | 0 | 0 |  | 0
Lateral Hardening-Fuse-10679296 | Lateral Hardening | 96842.56 | 0 | 0 | 0 | 0 | 0 | 0 | 0 | 0 | 0 | 0 |  | 0
Lateral Hardening-Fuse-10679297 | Lateral Hardening | 115831.48 | 0 | 0 | 0 | 0 | 0 | 0 | 0 | 0 | 0 | 0 |  | 0
Lateral Hardening-Fuse-10679298 | Lateral Hardening | 231709.44 | 0 | 0 | 0 | 0 | 2028 | 0 | 0 | 0 | 0 | 0 |  | 2028
Lateral Hardening-Fuse-10679300 | Lateral Hardening | 250619.66 | 0 | 0 | 0 | 0 | 0 | 0 | 0 | 0 | 0 | 0 |  | 0
Lateral Hardening-Fuse-10679301 | Lateral Hardening | 50050.37 | 0 | 0 | 0 | 0 | 0 | 0 | 0 | 0 | 0 | 0 |  | 0
Lateral Hardening-Fuse-10679302 | Lateral Hardening | 54740.89 | 0 | 0 | 0 | 0 | 0 | 0 | 0 | 0 | 0 | 0 |  | 0
Lateral Hardening-Fuse-10679303 | Lateral Hardening | 118863.56 | 0 | 0 | 0 | 0 | 0 | 0 | 0 | 0 | 0 | 0 |  | 0
Lateral Hardening-Fuse-10679304 | Lateral Hardening | 94659.7 | 0 | 0 | 0 | 0 | 0 | 0 | 0 | 0 | 0 | 0 |  | 0
Lateral Hardening-Fuse-10679305 | Lateral Hardening | 177316.5 | 0 | 0 | 0 | 0 | 0 | 0 | 0 | 0 | 0 | 0 |  | 0
Lateral Hardening-Fuse-10679310 | Lateral Hardening | 225139.38 | 0 | 0 | 0 | 0 | 0 | 0 | 0 | 0 | 0 | 0 |  | 0
Lateral Hardening-Fuse-10679312 | Lateral Hardening | 171078.07 | 0 | 0 | 0 | 0 | 0 | 0 | 0 | 0 | 0 | 0 |  | 0
Lateral Hardening-Fuse-10679314 | Lateral Hardening | 100640.9 | 0 | 0 | 0 | 0 | 0 | 0 | 0 | 0 | 0 | 0 |  | 0
Lateral Hardening-Fuse-10679316 | Lateral Hardening | 143960.29 | 0 | 0 | 0 | 0 | 0 | 0 | 0 | 0 | 0 | 0 |  | 0
Lateral Hardening-Fuse-10679318 | Lateral Hardening | 106916.9 | 0 | 0 | 0 | 0 | 0 | 0 | 0 | 0 | 0 | 0 |  | 0
Lateral Hardening-Fuse-10679319 | Lateral Hardening | 74334.17 | 0 | 0 | 0 | 0 | 0 | 0 | 0 | 0 | 0 | 0 |  | 0
Lateral Hardening-Fuse-10679320 | Lateral Hardening | 71515.47 | 0 | 0 | 0 | 0 | 0 | 0 | 0 | 0 | 0 | 0 |  | 0
Lateral Hardening-Fuse-10679321 | Lateral Hardening | 50000 | 0 | 0 | 0 | 0 | 0 | 0 | 0 | 0 | 0 | 0 |  | 0
Lateral Hardening-Fuse-10679322 | Lateral Hardening | 89119.22 | 0 | 0 | 0 | 0 | 0 | 0 | 0 | 0 | 0 | 0 |  | 0
Lateral Hardening-Fuse-10679324 | Lateral Hardening | 146709.79 | 0 | 0 | 0 | 0 | 0 | 0 | 0 | 0 | 0 | 0 |  | 0
Lateral Hardening-Fuse-10679326 | Lateral Hardening | 121518.62 | 0 | 0 | 0 | 0 | 0 | 0 | 0 | 0 | 0 | 0 |  | 0
Lateral Hardening-Fuse-10679327 | Lateral Hardening | 63677.13 | 0 | 0 | 0 | 0 | 0 | 0 | 0 | 0 | 0 | 0 |  | 0
Lateral Hardening-Fuse-10679330 | Lateral Hardening | 106066.94 | 0 | 0 | 0 | 0 | 0 | 0 | 0 | 0 | 0 | 0 |  | 0
Lateral Hardening-Fuse-10679331 | Lateral Hardening | 54893.29 | 0 | 0 | 0 | 0 | 0 | 0 | 0 | 0 | 0 | 0 |  | 0
Lateral Hardening-Fuse-10679332 | Lateral Hardening | 59295.49 | 0 | 0 | 0 | 0 | 0 | 0 | 0 | 0 | 0 | 0 |  | 0
Lateral Hardening-Fuse-10679333 | Lateral Hardening | 53890.93 | 0 | 0 | 0 | 0 | 0 | 0 | 0 | 0 | 0 | 0 |  | 0
Lateral Hardening-Fuse-10679334 | Lateral Hardening | 172209.33 | 0 | 0 | 0 | 0 | 0 | 0 | 0 | 0 | 0 | 0 |  | 0
Lateral Hardening-Fuse-10679335 | Lateral Hardening | 69505.01 | 0 | 0 | 0 | 0 | 0 | 0 | 0 | 0 | 0 | 0 |  | 0
Lateral Hardening-Fuse-10679336 | Lateral Hardening | 52442.85 | 0 | 0 | 0 | 0 | 0 | 0 | 0 | 0 | 0 | 0 |  | 0
Lateral Hardening-Fuse-10679337 | Lateral Hardening | 171699.96 | 0 | 0 | 0 | 0 | 2028 | 0 | 0 | 0 | 0 | 0 |  | 2028
Lateral Hardening-Fuse-10679338 | Lateral Hardening | 371551.64 | 0 | 0 | 0 | 0 | 0 | 0 | 0 | 0 | 0 | 0 |  | 0
Lateral Hardening-Fuse-10679339 | Lateral Hardening | 59017.17 | 0 | 0 | 0 | 0 | 0 | 0 | 0 | 0 | 0 | 0 |  | 0
Lateral Hardening-Fuse-10679340 | Lateral Hardening | 347024.81 | 0 | 0 | 0 | 0 | 0 | 0 | 0 | 0 | 0 | 0 |  | 0
Lateral Hardening-Fuse-10679341 | Lateral Hardening | 57013.19 | 0 | 0 | 0 | 0 | 0 | 0 | 0 | 0 | 0 | 0 |  | 0
Lateral Hardening-Fuse-10679343 | Lateral Hardening | 102267.86 | 0 | 0 | 0 | 0 | 0 | 0 | 0 | 0 | 0 | 0 |  | 0
Lateral Hardening-Fuse-10679344 | Lateral Hardening | 102036.76 | 0 | 0 | 0 | 0 | 0 | 0 | 0 | 0 | 0 | 0 |  | 0
Lateral Hardening-Fuse-10679345 | Lateral Hardening | 147155.51 | 0 | 0 | 0 | 0 | 0 | 0 | 0 | 0 | 0 | 0 |  | 0
Lateral Hardening-Fuse-10679346 | Lateral Hardening | 179852.19 | 0 | 0 | 0 | 0 | 0 | 0 | 0 | 0 | 0 | 0 |  | 0
Lateral Hardening-Fuse-10679348 | Lateral Hardening | 143515.3 | 0 | 0 | 0 | 0 | 0 | 0 | 0 | 0 | 0 | 0 |  | 0
Lateral Hardening-Fuse-10679350 | Lateral Hardening | 67233.45 | 0 | 0 | 0 | 0 | 0 | 0 | 0 | 0 | 0 | 0 |  | 0
Lateral Hardening-Fuse-10679352 | Lateral Hardening | 164711.35 | 0 | 0 | 0 | 0 | 0 | 0 | 0 | 0 | 0 | 0 |  | 0
Lateral Hardening-Fuse-10679353 | Lateral Hardening | 53366.51 | 0 | 0 | 0 | 0 | 0 | 0 | 0 | 0 | 0 | 0 |  | 0
Lateral Hardening-Fuse-10679354 | Lateral Hardening | 107304.66 | 0 | 0 | 0 | 0 | 0 | 0 | 0 | 0 | 0 | 0 |  | 0
Lateral Hardening-Fuse-10679355 | Lateral Hardening | 117793.24 | 0 | 0 | 0 | 0 | 0 | 0 | 0 | 0 | 0 | 0 |  | 0
Lateral Hardening-Fuse-10679356 | Lateral Hardening | 58529.23 | 0 | 0 | 0 | 0 | 0 | 0 | 0 | 0 | 0 | 0 |  | 0
Lateral Hardening-Fuse-10679358 | Lateral Hardening | 182699.15 | 0 | 0 | 0 | 0 | 0 | 0 | 0 | 0 | 0 | 0 |  | 0
Lateral Hardening-Fuse-10679360 | Lateral Hardening | 58062.03 | 0 | 0 | 0 | 0 | 0 | 0 | 0 | 0 | 0 | 0 |  | 0
Lateral Hardening-Fuse-10679361 | Lateral Hardening | 110825.42 | 0 | 0 | 0 | 0 | 0 | 0 | 0 | 0 | 0 | 0 |  | 0
Lateral Hardening-Fuse-10679362 | Lateral Hardening | 224899.02 | 0 | 0 | 0 | 0 | 0 | 0 | 0 | 0 | 0 | 0 |  | 0
Lateral Hardening-Fuse-10679367 | Lateral Hardening | 96521.4 | 0 | 0 | 0 | 0 | 2028 | 0 | 0 | 0 | 0 | 0 |  | 2028
Lateral Hardening-Fuse-10679374 | Lateral Hardening | 100982.18 | 0 | 0 | 0 | 0 | 0 | 0 | 0 | 0 | 0 | 0 |  | 0
Lateral Hardening-Fuse-10679375 | Lateral Hardening | 56415.07 | 0 | 0 | 0 | 0 | 0 | 0 | 0 | 0 | 0 | 0 |  | 0
Lateral Hardening-Fuse-10679376 | Lateral Hardening | 52301.19 | 0 | 0 | 0 | 0 | 0 | 0 | 0 | 0 | 0 | 0 |  | 0
Lateral Hardening-Fuse-10679385 | Lateral Hardening | 498765.6 | 0 | 0 | 0 | 0 | 2028 | 0 | 0 | 0 | 0 | 0 |  | 2028
Lateral Hardening-Fuse-10679388 | Lateral Hardening | 153204.67 | 0 | 0 | 0 | 0 | 0 | 0 | 0 | 0 | 0 | 0 |  | 0
Lateral Hardening-Fuse-10679391 | Lateral Hardening | 260574.5 | 0 | 0 | 0 | 0 | 2028 | 0 | 0 | 0 | 0 | 0 |  | 2028
Lateral Hardening-Fuse-10679394 | Lateral Hardening | 164464.51 | 0 | 0 | 0 | 0 | 0 | 0 | 0 | 0 | 0 | 0 |  | 0
Lateral Hardening-Fuse-10679397 | Lateral Hardening | 50000 | 0 | 0 | 0 | 0 | 0 | 0 | 0 | 0 | 0 | 0 |  | 0
Lateral Hardening-Fuse-10679399 | Lateral Hardening | 245603.4 | 0 | 0 | 0 | 0 | 2028 | 0 | 0 | 0 | 0 | 0 |  | 2028
Lateral Hardening-Fuse-10679401 | Lateral Hardening | 500058.03 | 0 | 0 | 0 | 0 | 0 | 0 | 0 | 0 | 0 | 0 |  | 0
Lateral Hardening-Fuse-10679402 | Lateral Hardening | 187068.83 | 0 | 0 | 0 | 0 | 0 | 0 | 0 | 0 | 0 | 0 |  | 0
Lateral Hardening-Fuse-10679404 | Lateral Hardening | 164590.43 | 0 | 0 | 0 | 0 | 0 | 0 | 0 | 0 | 0 | 0 |  | 2028 | 2028
Lateral Hardening-Fuse-10679407 | Lateral Hardening | 96097.78 | 0 | 0 | 0 | 0 | 0 | 0 | 0 | 0 | 0 | 0 |  | 0
Lateral Hardening-Fuse-10679408 | Lateral Hardening | 55821.95 | 0 | 0 | 0 | 0 | 0 | 0 | 0 | 0 | 0 | 0 |  | 0
Lateral Hardening-Fuse-10679409 | Lateral Hardening | 117072.1 | 0 | 0 | 0 | 0 | 0 | 0 | 0 | 0 | 0 | 0 |  | 0
Lateral Hardening-Fuse-10679411 | Lateral Hardening | 51498.45 | 0 | 0 | 0 | 0 | 0 | 0 | 0 | 0 | 0 | 0 |  | 0
Lateral Hardening-Fuse-10679412 | Lateral Hardening | 60221.13 | 0 | 0 | 0 | 0 | 0 | 0 | 0 | 0 | 0 | 0 |  | 0
Lateral Hardening-Fuse-10679413 | Lateral Hardening | 447395.47 | 0 | 0 | 0 | 0 | 0 | 0 | 0 | 0 | 0 | 0 |  | 0
Lateral Hardening-Fuse-10679415 | Lateral Hardening | 55302.53 | 0 | 0 | 0 | 0 | 0 | 0 | 0 | 0 | 0 | 0 |  | 0
Lateral Hardening-Fuse-10679418 | Lateral Hardening | 55538.63 | 0 | 0 | 0 | 0 | 0 | 0 | 0 | 0 | 0 | 0 |  | 0
Lateral Hardening-Fuse-10679419 | Lateral Hardening | 50000 | 0 | 0 | 0 | 0 | 0 | 0 | 0 | 0 | 0 | 0 |  | 0
Lateral Hardening-Fuse-10679420 | Lateral Hardening | 219902.96 | 0 | 0 | 0 | 0 | 0 | 0 | 0 | 0 | 0 | 0 |  | 0
Lateral Hardening-Fuse-10679421 | Lateral Hardening | 63935.77 | 0 | 0 | 0 | 0 | 0 | 0 | 0 | 0 | 0 | 0 |  | 0
Lateral Hardening-Fuse-10679425 | Lateral Hardening | 61551.31 | 0 | 0 | 0 | 0 | 0 | 0 | 0 | 0 | 0 | 0 |  | 0
Lateral Hardening-Fuse-10679426 | Lateral Hardening | 50000 | 0 | 0 | 0 | 0 | 0 | 0 | 0 | 0 | 0 | 0 |  | 0
Lateral Hardening-Fuse-10679427 | Lateral Hardening | 258915.33 | 0 | 0 | 0 | 0 | 0 | 0 | 0 | 0 | 0 | 0 |  | 0
Lateral Hardening-Fuse-10679428 | Lateral Hardening | 109534.74 | 0 | 0 | 0 | 0 | 0 | 0 | 0 | 0 | 0 | 0 |  | 0
Lateral Hardening-Fuse-10679429 | Lateral Hardening | 50000 | 0 | 0 | 0 | 0 | 0 | 0 | 0 | 0 | 0 | 0 |  | 0
Lateral Hardening-Fuse-10679430 | Lateral Hardening | 69027.81 | 0 | 0 | 0 | 0 | 2028 | 0 | 0 | 0 | 0 | 0 |  | 0 | 0
Lateral Hardening-Fuse-10679431 | Lateral Hardening | 70072.39 | 0 | 0 | 0 | 0 | 0 | 0 | 0 | 0 | 0 | 0 |  | 0
Lateral Hardening-Fuse-10679432 | Lateral Hardening | 52511.55 | 0 | 0 | 0 | 0 | 0 | 0 | 0 | 0 | 0 | 0 |  | 0
Lateral Hardening-Fuse-10679433 | Lateral Hardening | 108500.9 | 0 | 0 | 0 | 0 | 0 | 0 | 0 | 0 | 0 | 0 |  | 0
Lateral Hardening-Fuse-10679434 | Lateral Hardening | 64350.01 | 0 | 0 | 0 | 0 | 0 | 0 | 0 | 0 | 0 | 0 |  | 0
Lateral Hardening-Fuse-10679435 | Lateral Hardening | 54347.39 | 0 | 0 | 0 | 0 | 0 | 0 | 0 | 0 | 0 | 0 |  | 0
Lateral Hardening-Fuse-10679436 | Lateral Hardening | 101601.04 | 0 | 0 | 0 | 0 | 0 | 0 | 0 | 0 | 0 | 0 |  | 0
Lateral Hardening-Fuse-10679437 | Lateral Hardening | 50000 | 0 | 0 | 0 | 0 | 0 | 0 | 0 | 0 | 0 | 0 |  | 0
Lateral Hardening-Fuse-10679438 | Lateral Hardening | 50000 | 0 | 0 | 0 | 0 | 0 | 0 | 0 | 0 | 0 | 0 |  | 0
Lateral Hardening-Fuse-10679439 | Lateral Hardening | 155172.96 | 0 | 0 | 0 | 0 | 0 | 0 | 0 | 0 | 0 | 0 |  | 0
Lateral Hardening-Fuse-10679440 | Lateral Hardening | 52615.99 | 0 | 0 | 0 | 0 | 0 | 0 | 0 | 0 | 0 | 0 |  | 0
Lateral Hardening-Fuse-10679442 | Lateral Hardening | 1202637.3 | 0 | 0 | 0 | 0 | 2028 | 0 | 0 | 0 | 0 | 0 |  | 2028
Lateral Hardening-Fuse-10679444 | Lateral Hardening | 55848.43 | 0 | 0 | 0 | 0 | 0 | 0 | 0 | 0 | 0 | 0 |  | 0
Lateral Hardening-Fuse-10679445 | Lateral Hardening | 195126.95 | 0 | 0 | 0 | 0 | 0 | 0 | 0 | 0 | 0 | 0 |  | 0
Lateral Hardening-Fuse-10679447 | Lateral Hardening | 159795.47 | 0 | 0 | 0 | 0 | 0 | 0 | 0 | 0 | 0 | 0 |  | 0
Lateral Hardening-Fuse-10679448 | Lateral Hardening | 53245.59 | 0 | 0 | 0 | 0 | 0 | 0 | 0 | 0 | 0 | 0 |  | 0
Lateral Hardening-Fuse-10679449 | Lateral Hardening | 56488.03 | 0 | 0 | 0 | 0 | 0 | 0 | 0 | 0 | 0 | 0 |  | 0
Lateral Hardening-Fuse-10679450 | Lateral Hardening | 53628.35 | 0 | 0 | 0 | 0 | 0 | 0 | 0 | 0 | 0 | 0 |  | 0
Lateral Hardening-Fuse-10679454 | Lateral Hardening | 157072.45 | 0 | 0 | 0 | 0 | 0 | 0 | 0 | 0 | 0 | 0 |  | 0
Lateral Hardening-Fuse-10680805 | Lateral Hardening | 232045.72 | 0 | 0 | 0 | 0 | 0 | 0 | 0 | 0 | 0 | 0 |  | 0
Lateral Hardening-Fuse-10680814 | Lateral Hardening | 295770.68 | 0 | 0 | 0 | 0 | 0 | 0 | 0 | 0 | 0 | 0 |  | 0
Lateral Hardening-Fuse-10680816 | Lateral Hardening | 358088.25 | 0 | 0 | 0 | 0 | 2026 | 0 | 0 | 0 | 0 | 0 |  | 2026
Lateral Hardening-Fuse-10680817 | Lateral Hardening | 400274.36 | 0 | 0 | 0 | 0 | 0 | 0 | 0 | 0 | 0 | 0 |  | 0
Lateral Hardening-Fuse-10680818 | Lateral Hardening | 254445.96 | 0 | 0 | 0 | 0 | 2026 | 0 | 0 | 0 | 0 | 0 |  | 2026
Lateral Hardening-Fuse-10680819 | Lateral Hardening | 93075.75 | 0 | 0 | 0 | 0 | 0 | 0 | 0 | 0 | 0 | 0 |  | 0
Lateral Hardening-Fuse-10680820 | Lateral Hardening | 57469.65 | 0 | 0 | 0 | 0 | 0 | 0 | 0 | 0 | 0 | 0 |  | 0
Lateral Hardening-Fuse-10680821 | Lateral Hardening | 213639.97 | 0 | 0 | 0 | 0 | 0 | 0 | 0 | 0 | 0 | 0 |  | 0
Lateral Hardening-Fuse-10680822 | Lateral Hardening | 178495.33 | 0 | 0 | 0 | 0 | 2026 | 0 | 0 | 0 | 0 | 0 |  | 2026
Lateral Hardening-Fuse-10680823 | Lateral Hardening | 226783.61 | 0 | 0 | 0 | 0 | 2026 | 0 | 0 | 0 | 0 | 0 |  | 2026
Lateral Hardening-Fuse-10680824 | Lateral Hardening | 312996.72 | 0 | 0 | 0 | 0 | 0 | 0 | 0 | 0 | 0 | 0 |  | 0
Lateral Hardening-Fuse-10680825 | Lateral Hardening | 90872.33 | 0 | 0 | 0 | 0 | 0 | 0 | 0 | 0 | 0 | 0 |  | 0
Lateral Hardening-Fuse-10680826 | Lateral Hardening | 136866.78 | 0 | 0 | 0 | 0 | 0 | 0 | 0 | 0 | 0 | 0 |  | 2026 | 2026
Lateral Hardening-Fuse-10680830 | Lateral Hardening | 99214.35 | 0 | 0 | 0 | 0 | 2026 | 0 | 0 | 0 | 0 | 0 |  | 2026
Lateral Hardening-Fuse-10680831 | Lateral Hardening | 180588.48 | 0 | 0 | 0 | 0 | 0 | 0 | 0 | 0 | 0 | 0 |  | 0
Lateral Hardening-Fuse-10680834 | Lateral Hardening | 397750.17 | 0 | 0 | 0 | 0 | 0 | 0 | 0 | 0 | 0 | 0 |  | 0
Lateral Hardening-Fuse-10681823 | Lateral Hardening | 166890.63 | 0 | 0 | 0 | 0 | 0 | 0 | 0 | 0 | 0 | 0 |  | 0
Lateral Hardening-Fuse-10681824 | Lateral Hardening | 50000 | 0 | 0 | 0 | 0 | 0 | 0 | 0 | 0 | 0 | 0 |  | 0
Lateral Hardening-Fuse-10681825 | Lateral Hardening | 138912.01 | 0 | 0 | 0 | 0 | 0 | 0 | 0 | 0 | 0 | 0 |  | 0
Lateral Hardening-Fuse-10681827 | Lateral Hardening | 107183.74 | 0 | 0 | 0 | 0 | 0 | 0 | 0 | 0 | 0 | 0 |  | 0
Lateral Hardening-Fuse-10681828 | Lateral Hardening | 258671.31 | 0 | 0 | 0 | 0 | 0 | 0 | 0 | 0 | 0 | 0 |  | 0
Lateral Hardening-Fuse-10681831 | Lateral Hardening | 169087.86 | 0 | 0 | 0 | 0 | 0 | 0 | 0 | 0 | 0 | 0 |  | 0
Lateral Hardening-Fuse-10681833 | Lateral Hardening | 86272.23 | 0 | 0 | 0 | 0 | 0 | 0 | 0 | 0 | 0 | 0 |  | 0
Lateral Hardening-Fuse-10681836 | Lateral Hardening | 102288.65 | 0 | 0 | 0 | 0 | 2025 | 0 | 0 | 0 | 0 | 0 |  | 2026 | 2026
Lateral Hardening-Fuse-10681837 | Lateral Hardening | 223509.87 | 0 | 0 | 0 | 0 | 0 | 0 | 0 | 0 | 0 | 0 |  | 0
Lateral Hardening-Fuse-10681839 | Lateral Hardening | 328801.88 | 0 | 0 | 0 | 0 | 0 | 0 | 0 | 0 | 0 | 0 |  | 0
Lateral Hardening-Fuse-10681841 | Lateral Hardening | 50000 | 0 | 0 | 0 | 0 | 0 | 0 | 0 | 0 | 0 | 0 |  | 0
Lateral Hardening-Fuse-10681845 | Lateral Hardening | 102175.8 | 0 | 0 | 0 | 0 | 0 | 0 | 0 | 0 | 0 | 0 |  | 0
Lateral Hardening-Fuse-10681849 | Lateral Hardening | 290522.78 | 0 | 0 | 0 | 0 | 0 | 0 | 0 | 0 | 0 | 0 |  | 0
Lateral Hardening-Fuse-10681851 | Lateral Hardening | 50000 | 0 | 0 | 0 | 0 | 0 | 0 | 0 | 0 | 0 | 0 |  | 0
Lateral Hardening-Fuse-10681854 | Lateral Hardening | 555394.42 | 0 | 0 | 0 | 0 | 2025 | 0 | 0 | 0 | 0 | 0 |  | 2026 | 2026
Lateral Hardening-Fuse-10682994 | Lateral Hardening | 58419.05 | 0 | 0 | 0 | 0 | 0 | 0 | 0 | 0 | 0 | 0 |  | 0
Lateral Hardening-Fuse-10682997 | Lateral Hardening | 142741.09 | 0 | 0 | 0 | 0 | 0 | 0 | 0 | 0 | 0 | 0 |  | 0
Lateral Hardening-Fuse-10684549 | Lateral Hardening | 50000 | 0 | 0 | 0 | 0 | 0 | 0 | 0 | 0 | 0 | 0 |  | 0
Lateral Hardening-Fuse-10684572 | Lateral Hardening | 107845.56 | 0 | 0 | 0 | 0 | 0 | 0 | 0 | 0 | 0 | 0 |  | 0
Lateral Hardening-Fuse-10684573 | Lateral Hardening | 108701.26 | 0 | 0 | 0 | 0 | 0 | 0 | 0 | 0 | 0 | 0 |  | 0
Lateral Hardening-Fuse-10684577 | Lateral Hardening | 232812.34 | 0 | 0 | 0 | 0 | 0 | 0 | 0 | 0 | 0 | 0 |  | 0
Lateral Hardening-Fuse-10684580 | Lateral Hardening | 196308.75 | 0 | 0 | 0 | 0 | 0 | 0 | 0 | 0 | 0 | 0 |  | 0
Lateral Hardening-Fuse-10684581 | Lateral Hardening | 472280.38 | 0 | 0 | 0 | 0 | 2021 | 0 | 0 | 0 | 0 | 0 |  | 2021
Lateral Hardening-Fuse-10684584 | Lateral Hardening | 50000 | 0 | 0 | 0 | 0 | 2021 | 0 | 0 | 0 | 0 | 0 |  | 0 | 0
Lateral Hardening-Fuse-10684587 | Lateral Hardening | 55806.21 | 0 | 0 | 0 | 0 | 0 | 0 | 0 | 0 | 0 | 0 |  | 0
Lateral Hardening-Fuse-10684588 | Lateral Hardening | 243485.91 | 0 | 0 | 0 | 0 | 2021 | 0 | 0 | 0 | 0 | 0 |  | 2021
Lateral Hardening-Fuse-10684591 | Lateral Hardening | 50000 | 0 | 0 | 0 | 0 | 0 | 0 | 0 | 0 | 0 | 0 |  | 0
Lateral Hardening-Fuse-10684596 | Lateral Hardening | 157201.01 | 0 | 0 | 0 | 0 | 0 | 0 | 0 | 0 | 0 | 0 |  | 0
Lateral Hardening-Fuse-10684599 | Lateral Hardening | 309778.37 | 0 | 0 | 0 | 0 | 0 | 0 | 0 | 0 | 0 | 0 |  | 0
Lateral Hardening-Fuse-10684602 | Lateral Hardening | 88363.18 | 0 | 0 | 0 | 0 | 0 | 0 | 0 | 0 | 0 | 0 |  | 0
Lateral Hardening-Fuse-10684608 | Lateral Hardening | 82090.33 | 0 | 0 | 0 | 0 | 2021 | 0 | 0 | 0 | 0 | 0 |  | 2021
Lateral Hardening-Fuse-10684611 | Lateral Hardening | 117589.36 | 0 | 0 | 0 | 0 | 0 | 0 | 0 | 0 | 0 | 0 |  | 0
Lateral Hardening-Fuse-10684613 | Lateral Hardening | 85594.88 | 0 | 0 | 0 | 0 | 2021 | 0 | 0 | 0 | 0 | 0 |  | 2021
Lateral Hardening-Fuse-10684614 | Lateral Hardening | 166354.19 | 0 | 0 | 0 | 0 | 2021 | 0 | 0 | 0 | 0 | 0 |  | 2021
Lateral Hardening-Fuse-10685998 | Lateral Hardening | 117488.44 | 0 | 0 | 0 | 0 | 0 | 0 | 0 | 0 | 0 | 0 |  | 0
Lateral Hardening-Fuse-10686003 | Lateral Hardening | 158121.29 | 0 | 0 | 0 | 0 | 0 | 0 | 0 | 0 | 0 | 0 |  | 0
Lateral Hardening-Fuse-10686005 | Lateral Hardening | 164937.45 | 0 | 0 | 0 | 0 | 0 | 0 | 0 | 0 | 0 | 0 |  | 0
Lateral Hardening-Fuse-10686006 | Lateral Hardening | 221325.48 | 0 | 0 | 0 | 0 | 2027 | 0 | 0 | 0 | 0 | 0 |  | 0 | 0
Lateral Hardening-Fuse-10686007 | Lateral Hardening | 60926.71 | 0 | 0 | 0 | 0 | 0 | 0 | 0 | 0 | 0 | 0 |  | 0
Lateral Hardening-Fuse-10686008 | Lateral Hardening | 73177.43 | 0 | 0 | 0 | 0 | 0 | 0 | 0 | 0 | 0 | 0 |  | 0
Lateral Hardening-Fuse-10686009 | Lateral Hardening | 50000 | 0 | 0 | 0 | 0 | 0 | 0 | 0 | 0 | 0 | 0 |  | 0
Lateral Hardening-Fuse-10686015 | Lateral Hardening | 325904.03 | 0 | 0 | 0 | 0 | 2027 | 0 | 0 | 0 | 0 | 0 |  | 2027
Lateral Hardening-Fuse-10686016 | Lateral Hardening | 256794.69 | 0 | 0 | 0 | 0 | 0 | 0 | 0 | 0 | 0 | 0 |  | 0
Lateral Hardening-Fuse-10686017 | Lateral Hardening | 117074.2 | 0 | 0 | 0 | 0 | 0 | 0 | 0 | 0 | 0 | 0 |  | 0
Lateral Hardening-Fuse-10686019 | Lateral Hardening | 171455.38 | 0 | 0 | 0 | 0 | 2027 | 0 | 0 | 0 | 0 | 0 |  | 2027
Lateral Hardening-Fuse-10686022 | Lateral Hardening | 127358.16 | 0 | 0 | 0 | 0 | 0 | 0 | 0 | 0 | 0 | 0 |  | 0
Lateral Hardening-Fuse-10686023 | Lateral Hardening | 93946.4 | 0 | 0 | 0 | 0 | 0 | 0 | 0 | 0 | 0 | 0 |  | 0
Lateral Hardening-Fuse-10686025 | Lateral Hardening | 65917.21 | 0 | 0 | 0 | 0 | 0 | 0 | 0 | 0 | 0 | 0 |  | 0
Lateral Hardening-Fuse-10686027 | Lateral Hardening | 277876.29 | 0 | 0 | 0 | 0 | 0 | 0 | 0 | 0 | 0 | 0 |  | 0
Lateral Hardening-Fuse-10686028 | Lateral Hardening | 63566.03 | 0 | 0 | 0 | 0 | 0 | 0 | 0 | 0 | 0 | 0 |  | 0
Lateral Hardening-Fuse-10686029 | Lateral Hardening | 230849.48 | 0 | 0 | 0 | 0 | 0 | 0 | 0 | 0 | 0 | 0 |  | 0
Lateral Hardening-Fuse-10686030 | Lateral Hardening | 290715.5 | 0 | 0 | 0 | 0 | 0 | 0 | 0 | 0 | 0 | 0 |  | 0
Lateral Hardening-Fuse-10686033 | Lateral Hardening | 221728.8 | 0 | 0 | 0 | 0 | 0 | 0 | 0 | 0 | 0 | 0 |  | 0
Lateral Hardening-Fuse-10686035 | Lateral Hardening | 50000 | 0 | 0 | 0 | 0 | 0 | 0 | 0 | 0 | 0 | 0 |  | 0
Lateral Hardening-Fuse-10686038 | Lateral Hardening | 110426.18 | 0 | 0 | 0 | 0 | 0 | 0 | 0 | 0 | 0 | 0 |  | 0
Lateral Hardening-Fuse-10686040 | Lateral Hardening | 50000 | 0 | 0 | 0 | 0 | 0 | 0 | 0 | 0 | 0 | 0 |  | 0
Lateral Hardening-Fuse-10686043 | Lateral Hardening | 145402.63 | 0 | 0 | 0 | 0 | 0 | 0 | 0 | 0 | 0 | 0 |  | 0
Lateral Hardening-Fuse-10686044 | Lateral Hardening | 53681.31 | 0 | 0 | 0 | 0 | 0 | 0 | 0 | 0 | 0 | 0 |  | 0
Lateral Hardening-Fuse-10686045 | Lateral Hardening | 163860.65 | 0 | 0 | 0 | 0 | 0 | 0 | 0 | 0 | 0 | 0 |  | 0
Lateral Hardening-Fuse-10686046 | Lateral Hardening | 101779.92 | 0 | 0 | 0 | 0 | 0 | 0 | 0 | 0 | 0 | 0 |  | 2027 | 2027
Lateral Hardening-Fuse-10686047 | Lateral Hardening | 54378.87 | 0 | 0 | 0 | 0 | 0 | 0 | 0 | 0 | 0 | 0 |  | 0
Lateral Hardening-Fuse-10686048 | Lateral Hardening | 108905.14 | 0 | 0 | 0 | 0 | 0 | 0 | 0 | 0 | 0 | 0 |  | 0
Lateral Hardening-Fuse-10686053 | Lateral Hardening | 50000 | 0 | 0 | 0 | 0 | 0 | 0 | 0 | 0 | 0 | 0 |  | 0
Lateral Hardening-Fuse-10686055 | Lateral Hardening | 157270.59 | 0 | 0 | 0 | 0 | 0 | 0 | 0 | 0 | 0 | 0 |  | 0
Lateral Hardening-Fuse-10686056 | Lateral Hardening | 54583.49 | 0 | 0 | 0 | 0 | 0 | 0 | 0 | 0 | 0 | 0 |  | 2027 | 2027
Lateral Hardening-Fuse-10686057 | Lateral Hardening | 308505.59 | 0 | 0 | 0 | 0 | 2027 | 0 | 0 | 0 | 0 | 0 |  | 2027
Lateral Hardening-Fuse-10686058 | Lateral Hardening | 266017.59 | 0 | 0 | 0 | 0 | 0 | 0 | 0 | 0 | 0 | 0 |  | 0
Lateral Hardening-Fuse-10686059 | Lateral Hardening | 50000 | 0 | 0 | 0 | 0 | 0 | 0 | 0 | 0 | 0 | 0 |  | 0
Lateral Hardening-Fuse-10686060 | Lateral Hardening | 52710.43 | 0 | 0 | 0 | 0 | 0 | 0 | 0 | 0 | 0 | 0 |  | 0
Lateral Hardening-Fuse-10686061 | Lateral Hardening | 103867.6 | 0 | 0 | 0 | 0 | 0 | 0 | 0 | 0 | 0 | 0 |  | 0
Lateral Hardening-Fuse-10686062 | Lateral Hardening | 97424.94 | 0 | 0 | 0 | 0 | 0 | 0 | 0 | 0 | 0 | 0 |  | 0
Lateral Hardening-Fuse-10686073 | Lateral Hardening | 114686.72 | 0 | 0 | 0 | 0 | 0 | 0 | 0 | 0 | 0 | 0 |  | 0
Lateral Hardening-Fuse-10686075 | Lateral Hardening | 104691.82 | 0 | 0 | 0 | 0 | 0 | 0 | 0 | 0 | 0 | 0 |  | 0
Lateral Hardening-Fuse-10686076 | Lateral Hardening | 66425.71 | 0 | 0 | 0 | 0 | 0 | 0 | 0 | 0 | 0 | 0 |  | 0
Lateral Hardening-Fuse-10686087 | Lateral Hardening | 61944.81 | 0 | 0 | 0 | 0 | 0 | 0 | 0 | 0 | 0 | 0 |  | 0
Lateral Hardening-Fuse-10686088 | Lateral Hardening | 227667.48 | 0 | 0 | 0 | 0 | 0 | 0 | 0 | 0 | 0 | 0 |  | 0
Lateral Hardening-Fuse-10686090 | Lateral Hardening | 111795.56 | 0 | 0 | 0 | 0 | 0 | 0 | 0 | 0 | 0 | 0 |  | 0
Lateral Hardening-Fuse-10686091 | Lateral Hardening | 320481.64 | 0 | 0 | 0 | 0 | 0 | 0 | 0 | 0 | 0 | 0 |  | 0
Lateral Hardening-Fuse-10686097 | Lateral Hardening | 56467.29 | 0 | 0 | 0 | 0 | 0 | 0 | 0 | 0 | 0 | 0 |  | 0
Lateral Hardening-Fuse-10686098 | Lateral Hardening | 150675.53 | 0 | 0 | 0 | 0 | 0 | 0 | 0 | 0 | 0 | 0 |  | 0
Lateral Hardening-Fuse-10686101 | Lateral Hardening | 57159.85 | 0 | 0 | 0 | 0 | 0 | 0 | 0 | 0 | 0 | 0 |  | 0
Lateral Hardening-Fuse-10686102 | Lateral Hardening | 53780.75 | 0 | 0 | 0 | 0 | 0 | 0 | 0 | 0 | 0 | 0 |  | 0
Lateral Hardening-Fuse-10686103 | Lateral Hardening | 102409.52 | 0 | 0 | 0 | 0 | 0 | 0 | 0 | 0 | 0 | 0 |  | 0
Lateral Hardening-Fuse-10686106 | Lateral Hardening | 185500.91 | 0 | 0 | 0 | 0 | 0 | 0 | 0 | 0 | 0 | 0 |  | 0
Lateral Hardening-Fuse-10686109 | Lateral Hardening | 265914.14 | 0 | 0 | 0 | 0 | 0 | 0 | 0 | 0 | 0 | 0 |  | 0
Lateral Hardening-Fuse-10686114 | Lateral Hardening | 117378.26 | 0 | 0 | 0 | 0 | 0 | 0 | 0 | 0 | 0 | 0 |  | 0
Lateral Hardening-Fuse-10686115 | Lateral Hardening | 182753.65 | 0 | 0 | 0 | 0 | 0 | 0 | 0 | 0 | 0 | 0 |  | 0
Lateral Hardening-Fuse-10686118 | Lateral Hardening | 110583.58 | 0 | 0 | 0 | 0 | 0 | 0 | 0 | 0 | 0 | 0 |  | 0
Lateral Hardening-Fuse-10686119 | Lateral Hardening | 112750.7 | 0 | 0 | 0 | 0 | 0 | 0 | 0 | 0 | 0 | 0 |  | 0
Lateral Hardening-Fuse-10686123 | Lateral Hardening | 188753.55 | 0 | 0 | 0 | 0 | 0 | 0 | 0 | 0 | 0 | 0 |  | 0
Lateral Hardening-Fuse-10686124 | Lateral Hardening | 102393.78 | 0 | 0 | 0 | 0 | 0 | 0 | 0 | 0 | 0 | 0 |  | 0
Lateral Hardening-Fuse-10686126 | Lateral Hardening | 50000 | 0 | 0 | 0 | 0 | 2027 | 0 | 0 | 0 | 0 | 0 |  | 2027
Lateral Hardening-Fuse-10686127 | Lateral Hardening | 110504.88 | 0 | 0 | 0 | 0 | 0 | 0 | 0 | 0 | 0 | 0 |  | 0
Lateral Hardening-Fuse-10686128 | Lateral Hardening | 473165 | 0 | 0 | 0 | 0 | 2027 | 0 | 0 | 0 | 0 | 0 |  | 0 | 0
Lateral Hardening-Fuse-10686129 | Lateral Hardening | 200663.6 | 0 | 0 | 0 | 0 | 2027 | 0 | 0 | 0 | 0 | 0 |  | 2027
Lateral Hardening-Fuse-10686137 | Lateral Hardening | 306029.33 | 0 | 0 | 0 | 0 | 0 | 0 | 0 | 0 | 0 | 0 |  | 0
Lateral Hardening-Fuse-10686144 | Lateral Hardening | 53796.49 | 0 | 0 | 0 | 0 | 0 | 0 | 0 | 0 | 0 | 0 |  | 0
Lateral Hardening-Fuse-10686145 | Lateral Hardening | 163531.59 | 0 | 0 | 0 | 0 | 0 | 0 | 0 | 0 | 0 | 0 |  | 0
Lateral Hardening-Fuse-10686152 | Lateral Hardening | 643659.82 | 0 | 0 | 0 | 0 | 2027 | 0 | 0 | 0 | 0 | 0 |  | 2027
Lateral Hardening-Fuse-10686154 | Lateral Hardening | 50000 | 0 | 0 | 0 | 0 | 0 | 0 | 0 | 0 | 0 | 0 |  | 0
Lateral Hardening-Fuse-10686158 | Lateral Hardening | 101174.5 | 0 | 0 | 0 | 0 | 0 | 0 | 0 | 0 | 0 | 0 |  | 0
Lateral Hardening-Fuse-10686164 | Lateral Hardening | 102991.9 | 0 | 0 | 0 | 0 | 0 | 0 | 0 | 0 | 0 | 0 |  | 0
Lateral Hardening-Fuse-10686166 | Lateral Hardening | 165698.88 | 0 | 0 | 0 | 0 | 0 | 0 | 0 | 0 | 0 | 0 |  | 0
Lateral Hardening-Fuse-10686169 | Lateral Hardening | 151457.53 | 0 | 0 | 0 | 0 | 0 | 0 | 0 | 0 | 0 | 0 |  | 0
Lateral Hardening-Fuse-10686171 | Lateral Hardening | 128812.34 | 0 | 0 | 0 | 0 | 0 | 0 | 0 | 0 | 0 | 0 |  | 0
Lateral Hardening-Fuse-10686173 | Lateral Hardening | 50000 | 0 | 0 | 0 | 0 | 0 | 0 | 0 | 0 | 0 | 0 |  | 0
Lateral Hardening-Fuse-10686176 | Lateral Hardening | 113616.4 | 0 | 0 | 0 | 0 | 0 | 0 | 0 | 0 | 0 | 0 |  | 0
Lateral Hardening-Fuse-10686183 | Lateral Hardening | 281254.65 | 0 | 0 | 0 | 0 | 0 | 0 | 0 | 0 | 0 | 0 |  | 0
Lateral Hardening-Fuse-10686184 | Lateral Hardening | 105373.64 | 0 | 0 | 0 | 0 | 0 | 0 | 0 | 0 | 0 | 0 |  | 0
Lateral Hardening-Fuse-10686185 | Lateral Hardening | 256608.56 | 0 | 0 | 0 | 0 | 2027 | 0 | 0 | 0 | 0 | 0 |  | 2027
Lateral Hardening-Fuse-10686187 | Lateral Hardening | 182745.63 | 0 | 0 | 0 | 0 | 0 | 0 | 0 | 0 | 0 | 0 |  | 0
Lateral Hardening-Fuse-10686189 | Lateral Hardening | 61949.81 | 0 | 0 | 0 | 0 | 0 | 0 | 0 | 0 | 0 | 0 |  | 0
Lateral Hardening-Fuse-10686192 | Lateral Hardening | 212122.4 | 0 | 0 | 0 | 0 | 0 | 0 | 0 | 0 | 0 | 0 |  | 0
Lateral Hardening-Fuse-10686193 | Lateral Hardening | 101328.46 | 0 | 0 | 0 | 0 | 0 | 0 | 0 | 0 | 0 | 0 |  | 0
Lateral Hardening-Fuse-10686196 | Lateral Hardening | 50000 | 0 | 0 | 0 | 0 | 0 | 0 | 0 | 0 | 0 | 0 |  | 0
Lateral Hardening-Fuse-10686197 | Lateral Hardening | 230045.18 | 0 | 0 | 0 | 0 | 0 | 0 | 0 | 0 | 0 | 0 |  | 0
Lateral Hardening-Fuse-10686199 | Lateral Hardening | 66095.17 | 0 | 0 | 0 | 0 | 0 | 0 | 0 | 0 | 0 | 0 |  | 0
Lateral Hardening-Fuse-10686202 | Lateral Hardening | 327873.7 | 0 | 0 | 0 | 0 | 0 | 0 | 0 | 0 | 0 | 0 |  | 0
Lateral Hardening-Fuse-10686203 | Lateral Hardening | 202908.02 | 0 | 0 | 0 | 0 | 0 | 0 | 0 | 0 | 0 | 0 |  | 0
Lateral Hardening-Fuse-10686205 | Lateral Hardening | 54489.05 | 0 | 0 | 0 | 0 | 0 | 0 | 0 | 0 | 0 | 0 |  | 0
Lateral Hardening-Fuse-10686206 | Lateral Hardening | 219259.1 | 0 | 0 | 0 | 0 | 0 | 0 | 0 | 0 | 0 | 0 |  | 0
Lateral Hardening-Fuse-10686207 | Lateral Hardening | 156683.21 | 0 | 0 | 0 | 0 | 0 | 0 | 0 | 0 | 0 | 0 |  | 0
Lateral Hardening-Fuse-10686209 | Lateral Hardening | 53639.09 | 0 | 0 | 0 | 0 | 0 | 0 | 0 | 0 | 0 | 0 |  | 0
Lateral Hardening-Fuse-10686211 | Lateral Hardening | 635054.3 | 0 | 0 | 0 | 0 | 0 | 0 | 0 | 0 | 0 | 0 |  | 0
Lateral Hardening-Fuse-10686215 | Lateral Hardening | 59467.89 | 0 | 0 | 0 | 0 | 0 | 0 | 0 | 0 | 0 | 0 |  | 0
Lateral Hardening-Fuse-10686216 | Lateral Hardening | 50480.35 | 0 | 0 | 0 | 0 | 0 | 0 | 0 | 0 | 0 | 0 |  | 0
Lateral Hardening-Fuse-10686217 | Lateral Hardening | 53497.43 | 0 | 0 | 0 | 0 | 0 | 0 | 0 | 0 | 0 | 0 |  | 0
Lateral Hardening-Fuse-10686218 | Lateral Hardening | 50000 | 0 | 0 | 0 | 0 | 2027 | 0 | 0 | 0 | 0 | 0 |  | 2027
Lateral Hardening-Fuse-10686219 | Lateral Hardening | 60958.19 | 0 | 0 | 0 | 0 | 2027 | 0 | 0 | 0 | 0 | 0 |  | 0 | 0
Lateral Hardening-Fuse-10686220 | Lateral Hardening | 50779.41 | 0 | 0 | 0 | 0 | 0 | 0 | 0 | 0 | 0 | 0 |  | 0
Lateral Hardening-Fuse-10686221 | Lateral Hardening | 435109.66 | 0 | 0 | 0 | 0 | 0 | 0 | 0 | 0 | 0 | 0 |  | 0
Lateral Hardening-Fuse-10686222 | Lateral Hardening | 105908.8 | 0 | 0 | 0 | 0 | 0 | 0 | 0 | 0 | 0 | 0 |  | 0
Lateral Hardening-Fuse-10686223 | Lateral Hardening | 50000 | 0 | 0 | 0 | 0 | 0 | 0 | 0 | 0 | 0 | 0 |  | 0
Lateral Hardening-Fuse-10686232 | Lateral Hardening | 53875.19 | 0 | 0 | 0 | 0 | 0 | 0 | 0 | 0 | 0 | 0 |  | 0
Lateral Hardening-Fuse-10686234 | Lateral Hardening | 321810.28 | 0 | 0 | 0 | 0 | 0 | 0 | 0 | 0 | 0 | 0 |  | 0
Lateral Hardening-Fuse-10686235 | Lateral Hardening | 59064.39 | 0 | 0 | 0 | 0 | 0 | 0 | 0 | 0 | 0 | 0 |  | 0
Lateral Hardening-Fuse-10686237 | Lateral Hardening | 50349.43 | 0 | 0 | 0 | 0 | 0 | 0 | 0 | 0 | 0 | 0 |  | 0
Lateral Hardening-Fuse-10686238 | Lateral Hardening | 64652.09 | 0 | 0 | 0 | 0 | 0 | 0 | 0 | 0 | 0 | 0 |  | 0
Lateral Hardening-Fuse-10686239 | Lateral Hardening | 105237.72 | 0 | 0 | 0 | 0 | 0 | 0 | 0 | 0 | 0 | 0 |  | 0
Lateral Hardening-Fuse-10686240 | Lateral Hardening | 103391.14 | 0 | 0 | 0 | 0 | 0 | 0 | 0 | 0 | 0 | 0 |  | 0
Lateral Hardening-Fuse-10686242 | Lateral Hardening | 111916.48 | 0 | 0 | 0 | 0 | 0 | 0 | 0 | 0 | 0 | 0 |  | 0
Lateral Hardening-Fuse-10686245 | Lateral Hardening | 106837.46 | 0 | 0 | 0 | 0 | 0 | 0 | 0 | 0 | 0 | 0 |  | 0
Lateral Hardening-Fuse-10686246 | Lateral Hardening | 50000 | 0 | 0 | 0 | 0 | 0 | 0 | 0 | 0 | 0 | 0 |  | 0
Lateral Hardening-Fuse-10686248 | Lateral Hardening | 95032.46 | 0 | 0 | 0 | 0 | 0 | 0 | 0 | 0 | 0 | 0 |  | 0
Lateral Hardening-Fuse-10686249 | Lateral Hardening | 50000 | 0 | 0 | 0 | 0 | 0 | 0 | 0 | 0 | 0 | 0 |  | 0
Lateral Hardening-Fuse-10686251 | Lateral Hardening | 50000 | 0 | 0 | 0 | 0 | 0 | 0 | 0 | 0 | 0 | 0 |  | 0
Lateral Hardening-Fuse-10686255 | Lateral Hardening | 188558.88 | 0 | 0 | 0 | 0 | 0 | 0 | 0 | 0 | 0 | 0 |  | 0
Lateral Hardening-Fuse-10686256 | Lateral Hardening | 58403.31 | 0 | 0 | 0 | 0 | 0 | 0 | 0 | 0 | 0 | 0 |  | 0
Lateral Hardening-Fuse-10686257 | Lateral Hardening | 60659.13 | 0 | 0 | 0 | 0 | 0 | 0 | 0 | 0 | 0 | 0 |  | 0
Lateral Hardening-Fuse-10686258 | Lateral Hardening | 78925.25 | 0 | 0 | 0 | 0 | 0 | 0 | 0 | 0 | 0 | 0 |  | 0
Lateral Hardening-Fuse-10686259 | Lateral Hardening | 157224.11 | 0 | 0 | 0 | 0 | 0 | 0 | 0 | 0 | 0 | 0 |  | 0
Lateral Hardening-Fuse-10686263 | Lateral Hardening | 115289.84 | 0 | 0 | 0 | 0 | 0 | 0 | 0 | 0 | 0 | 0 |  | 0
Lateral Hardening-Fuse-10686266 | Lateral Hardening | 55837.69 | 0 | 0 | 0 | 0 | 0 | 0 | 0 | 0 | 0 | 0 |  | 0
Lateral Hardening-Fuse-10686271 | Lateral Hardening | 50000 | 0 | 0 | 0 | 0 | 0 | 0 | 0 | 0 | 0 | 0 |  | 0
Lateral Hardening-Fuse-10686274 | Lateral Hardening | 146310.55 | 0 | 0 | 0 | 0 | 0 | 0 | 0 | 0 | 0 | 0 |  | 0
Lateral Hardening-Fuse-10686275 | Lateral Hardening | 152785.43 | 0 | 0 | 0 | 0 | 0 | 0 | 0 | 0 | 0 | 0 |  | 0
Lateral Hardening-Fuse-10686276 | Lateral Hardening | 50000 | 0 | 0 | 0 | 0 | 0 | 0 | 0 | 0 | 0 | 0 |  | 0
Lateral Hardening-Fuse-10686278 | Lateral Hardening | 57742.23 | 0 | 0 | 0 | 0 | 0 | 0 | 0 | 0 | 0 | 0 |  | 0
Lateral Hardening-Fuse-10686280 | Lateral Hardening | 50000 | 0 | 0 | 0 | 0 | 0 | 0 | 0 | 0 | 0 | 0 |  | 0
Lateral Hardening-Fuse-10686283 | Lateral Hardening | 145872.66 | 0 | 0 | 0 | 0 | 0 | 0 | 0 | 0 | 0 | 0 |  | 0
Lateral Hardening-Fuse-10686284 | Lateral Hardening | 106695.8 | 0 | 0 | 0 | 0 | 0 | 0 | 0 | 0 | 0 | 0 |  | 0
Lateral Hardening-Fuse-10686291 | Lateral Hardening | 119419.46 | 0 | 0 | 0 | 0 | 0 | 0 | 0 | 0 | 0 | 0 |  | 0
Lateral Hardening-Fuse-10686292 | Lateral Hardening | 50000 | 0 | 0 | 0 | 0 | 0 | 0 | 0 | 0 | 0 | 0 |  | 0
Lateral Hardening-Fuse-10686294 | Lateral Hardening | 109273.25 | 0 | 0 | 0 | 0 | 0 | 0 | 0 | 0 | 0 | 0 |  | 0
Lateral Hardening-Fuse-10686296 | Lateral Hardening | 295075.29 | 0 | 0 | 0 | 0 | 0 | 0 | 0 | 0 | 0 | 0 |  | 0
Lateral Hardening-Fuse-10688316 | Lateral Hardening | 153820.24 | 0 | 0 | 0 | 0 | 2027 | 0 | 0 | 0 | 0 | 0 |  | 2024 | 2024
Lateral Hardening-Fuse-10688326 | Lateral Hardening | 109855.28 | 0 | 0 | 0 | 0 | 0 | 0 | 0 | 0 | 0 | 0 |  | 0
Lateral Hardening-Fuse-10688328 | Lateral Hardening | 153226.94 | 0 | 0 | 0 | 0 | 0 | 0 | 0 | 0 | 0 | 0 |  | 0
Lateral Hardening-Fuse-10688330 | Lateral Hardening | 90058.67 | 0 | 0 | 0 | 0 | 0 | 0 | 0 | 0 | 0 | 0 |  | 0
Lateral Hardening-Fuse-10688332 | Lateral Hardening | 50000 | 0 | 0 | 0 | 0 | 0 | 0 | 0 | 0 | 0 | 0 |  | 0
Lateral Hardening-Fuse-10688339 | Lateral Hardening | 147770.16 | 0 | 0 | 0 | 0 | 0 | 0 | 0 | 0 | 0 | 0 |  | 0
Lateral Hardening-Fuse-10688904 | Lateral Hardening | 89335.6 | 0 | 0 | 0 | 0 | 0 | 0 | 0 | 0 | 0 | 0 |  | 0
Lateral Hardening-Fuse-10689684 | Lateral Hardening | 62537.93 | 0 | 0 | 0 | 0 | 0 | 0 | 0 | 0 | 0 | 0 |  | 0
Lateral Hardening-Fuse-10689694 | Lateral Hardening | 83689.68 | 0 | 0 | 0 | 0 | 0 | 0 | 0 | 0 | 0 | 0 |  | 0
Lateral Hardening-Fuse-10692795 | Lateral Hardening | 137160.66 | 0 | 0 | 0 | 0 | 0 | 0 | 0 | 0 | 0 | 0 |  | 0
Lateral Hardening-Fuse-10692796 | Lateral Hardening | 74134.05 | 0 | 0 | 0 | 0 | 0 | 0 | 0 | 0 | 0 | 0 |  | 0
Lateral Hardening-Fuse-10692797 | Lateral Hardening | 672650.23 | 0 | 0 | 0 | 0 | 2028 | 0 | 0 | 0 | 0 | 0 |  | 2028
Lateral Hardening-Fuse-10692799 | Lateral Hardening | 67832.31 | 0 | 0 | 0 | 0 | 0 | 0 | 0 | 0 | 0 | 0 |  | 0
Lateral Hardening-Fuse-10692803 | Lateral Hardening | 126692.82 | 0 | 0 | 0 | 0 | 2028 | 0 | 0 | 0 | 0 | 0 |  | 2028
Lateral Hardening-Fuse-10692804 | Lateral Hardening | 50000 | 0 | 0 | 0 | 0 | 0 | 0 | 0 | 0 | 0 | 0 |  | 0
Lateral Hardening-Fuse-10693236 | Lateral Hardening | 225507.88 | 0 | 0 | 0 | 0 | 0 | 0 | 0 | 0 | 0 | 0 |  | 0
Lateral Hardening-Fuse-10693237 | Lateral Hardening | 71320.11 | 0 | 0 | 0 | 0 | 2026 | 0 | 0 | 0 | 0 | 0 |  | 2027 | 2027
Lateral Hardening-Fuse-10693246 | Lateral Hardening | 157277.07 | 0 | 0 | 0 | 0 | 0 | 0 | 0 | 0 | 0 | 0 |  | 0
Lateral Hardening-Fuse-10693250 | Lateral Hardening | 247754.24 | 0 | 0 | 0 | 0 | 0 | 0 | 0 | 0 | 0 | 0 |  | 0
Lateral Hardening-Fuse-10693256 | Lateral Hardening | 63870.83 | 0 | 0 | 0 | 0 | 0 | 0 | 0 | 0 | 0 | 0 |  | 0
Lateral Hardening-Fuse-10693264 | Lateral Hardening | 111622.42 | 0 | 0 | 0 | 0 | 0 | 0 | 0 | 0 | 0 | 0 |  | 0
Lateral Hardening-Fuse-10693268 | Lateral Hardening | 227835.97 | 0 | 0 | 0 | 0 | 2026 | 0 | 0 | 0 | 0 | 0 |  | 0 | 0
Lateral Hardening-Fuse-10693269 | Lateral Hardening | 168393.15 | 0 | 0 | 0 | 0 | 0 | 0 | 0 | 0 | 0 | 0 |  | 0
Lateral Hardening-Fuse-10694105 | Lateral Hardening | 994083.4 | 0 | 0 | 0 | 0 | 2027 | 0 | 0 | 0 | 0 | 0 |  | 2028 | 2028
Lateral Hardening-Fuse-10694109 | Lateral Hardening | 280310.79 | 0 | 0 | 0 | 0 | 0 | 0 | 0 | 0 | 0 | 0 |  | 0
Lateral Hardening-Fuse-10694123 | Lateral Hardening | 129906.56 | 0 | 0 | 0 | 0 | 0 | 0 | 0 | 0 | 0 | 0 |  | 0
Lateral Hardening-Fuse-10694130 | Lateral Hardening | 50000 | 0 | 0 | 0 | 0 | 0 | 0 | 0 | 0 | 0 | 0 |  | 0
Lateral Hardening-Fuse-10694135 | Lateral Hardening | 50000 | 0 | 0 | 0 | 0 | 0 | 0 | 0 | 0 | 0 | 0 |  | 0
Lateral Hardening-Fuse-10694140 | Lateral Hardening | 287532.15 | 0 | 0 | 0 | 0 | 0 | 0 | 0 | 0 | 0 | 0 |  | 0
Lateral Hardening-Fuse-10694151 | Lateral Hardening | 130069.51 | 0 | 0 | 0 | 0 | 2027 | 0 | 0 | 0 | 0 | 0 |  | 2028 | 2028
Lateral Hardening-Fuse-10694153 | Lateral Hardening | 444824.99 | 0 | 0 | 0 | 0 | 0 | 0 | 0 | 0 | 0 | 0 |  | 0
Lateral Hardening-Fuse-10694154 | Lateral Hardening | 118535.18 | 0 | 0 | 0 | 0 | 0 | 0 | 0 | 0 | 0 | 0 |  | 0
Lateral Hardening-Fuse-10694157 | Lateral Hardening | 61269.97 | 0 | 0 | 0 | 0 | 0 | 0 | 0 | 0 | 0 | 0 |  | 0
Lateral Hardening-Fuse-10694158 | Lateral Hardening | 350558.79 | 0 | 0 | 0 | 0 | 0 | 0 | 0 | 0 | 0 | 0 |  | 0
Lateral Hardening-Fuse-10694159 | Lateral Hardening | 156222.54 | 0 | 0 | 0 | 0 | 0 | 0 | 0 | 0 | 0 | 0 |  | 0
Lateral Hardening-Fuse-10694160 | Lateral Hardening | 195008.07 | 0 | 0 | 0 | 0 | 0 | 0 | 0 | 0 | 0 | 0 |  | 0
Lateral Hardening-Fuse-10694161 | Lateral Hardening | 536897.64 | 0 | 0 | 0 | 0 | 0 | 0 | 0 | 0 | 0 | 0 |  | 0
Lateral Hardening-Fuse-10694163 | Lateral Hardening | 58083.51 | 0 | 0 | 0 | 0 | 0 | 0 | 0 | 0 | 0 | 0 |  | 0
Lateral Hardening-Fuse-10694166 | Lateral Hardening | 111840.61 | 0 | 0 | 0 | 0 | 0 | 0 | 0 | 0 | 0 | 0 |  | 0
Lateral Hardening-Fuse-10694171 | Lateral Hardening | 50000 | 0 | 0 | 0 | 0 | 0 | 0 | 0 | 0 | 0 | 0 |  | 0
Lateral Hardening-Fuse-10694172 | Lateral Hardening | 56377.85 | 0 | 0 | 0 | 0 | 0 | 0 | 0 | 0 | 0 | 0 |  | 0
Lateral Hardening-Fuse-10694176 | Lateral Hardening | 51246.61 | 0 | 0 | 0 | 0 | 0 | 0 | 0 | 0 | 0 | 0 |  | 0
Lateral Hardening-Fuse-10694184 | Lateral Hardening | 50000 | 0 | 0 | 0 | 0 | 0 | 0 | 0 | 0 | 0 | 0 |  | 0
Lateral Hardening-Fuse-10696386 | Lateral Hardening | 60250.63 | 0 | 0 | 0 | 0 | 0 | 0 | 0 | 0 | 0 | 0 |  | 0
Lateral Hardening-Fuse-10696398 | Lateral Hardening | 50000 | 0 | 0 | 0 | 0 | 0 | 0 | 0 | 0 | 0 | 0 |  | 0
Lateral Hardening-Fuse-10696400 | Lateral Hardening | 50000 | 0 | 0 | 0 | 0 | 0 | 0 | 0 | 0 | 0 | 0 |  | 0
Lateral Hardening-Fuse-10696413 | Lateral Hardening | 53162.81 | 0 | 0 | 0 | 0 | 0 | 0 | 0 | 0 | 0 | 0 |  | 0
Lateral Hardening-Fuse-10696415 | Lateral Hardening | 97419.94 | 0 | 0 | 0 | 0 | 0 | 0 | 0 | 0 | 0 | 0 |  | 0
Lateral Hardening-Fuse-10696416 | Lateral Hardening | 52842.09 | 0 | 0 | 0 | 0 | 0 | 0 | 0 | 0 | 0 | 0 |  | 0
Lateral Hardening-Fuse-10696417 | Lateral Hardening | 61231.51 | 0 | 0 | 0 | 0 | 2021 | 0 | 0 | 0 | 0 | 0 |  | 2021
Lateral Hardening-Fuse-10696418 | Lateral Hardening | 104450.72 | 0 | 0 | 0 | 0 | 0 | 0 | 0 | 0 | 0 | 0 |  | 0
Lateral Hardening-Fuse-10696419 | Lateral Hardening | 98760.67 | 0 | 0 | 0 | 0 | 2021 | 0 | 0 | 0 | 0 | 0 |  | 2021
Lateral Hardening-Fuse-10696420 | Lateral Hardening | 157733.58 | 0 | 0 | 0 | 0 | 0 | 0 | 0 | 0 | 0 | 0 |  | 0
Lateral Hardening-Fuse-10696423 | Lateral Hardening | 652745.11 | 0 | 0 | 0 | 0 | 0 | 0 | 0 | 0 | 0 | 0 |  | 0
Lateral Hardening-Fuse-10696424 | Lateral Hardening | 157034.49 | 0 | 0 | 0 | 0 | 0 | 0 | 0 | 0 | 0 | 0 |  | 0
Lateral Hardening-Fuse-10696427 | Lateral Hardening | 498310.84 | 0 | 0 | 0 | 0 | 0 | 0 | 0 | 0 | 0 | 0 |  | 0
Lateral Hardening-Fuse-10696428 | Lateral Hardening | 54142.77 | 0 | 0 | 0 | 0 | 0 | 0 | 0 | 0 | 0 | 0 |  | 0
Lateral Hardening-Fuse-10696429 | Lateral Hardening | 153598.17 | 0 | 0 | 0 | 0 | 2021 | 0 | 0 | 0 | 0 | 0 |  | 2021
Lateral Hardening-Fuse-10696430 | Lateral Hardening | 165063.37 | 0 | 0 | 0 | 0 | 0 | 0 | 0 | 0 | 0 | 0 |  | 0
Lateral Hardening-Fuse-10696431 | Lateral Hardening | 152816.91 | 0 | 0 | 0 | 0 | 2021 | 0 | 0 | 0 | 0 | 0 |  | 2021
Lateral Hardening-Fuse-10696432 | Lateral Hardening | 50000 | 0 | 0 | 0 | 0 | 0 | 0 | 0 | 0 | 0 | 0 |  | 0
Lateral Hardening-Fuse-10696434 | Lateral Hardening | 55606.59 | 0 | 0 | 0 | 0 | 0 | 0 | 0 | 0 | 0 | 0 |  | 0
Lateral Hardening-Fuse-10696435 | Lateral Hardening | 160607.52 | 0 | 0 | 0 | 0 | 2021 | 0 | 0 | 0 | 0 | 0 |  | 2021
Lateral Hardening-Fuse-10696436 | Lateral Hardening | 50000 | 0 | 0 | 0 | 0 | 0 | 0 | 0 | 0 | 0 | 0 |  | 0
Lateral Hardening-Fuse-10696437 | Lateral Hardening | 50000 | 0 | 0 | 0 | 0 | 0 | 0 | 0 | 0 | 0 | 0 |  | 0
Lateral Hardening-Fuse-10696440 | Lateral Hardening | 50000 | 0 | 0 | 0 | 0 | 0 | 0 | 0 | 0 | 0 | 0 |  | 0
Lateral Hardening-Fuse-10696442 | Lateral Hardening | 96815.9 | 0 | 0 | 0 | 0 | 0 | 0 | 0 | 0 | 0 | 0 |  | 0
Lateral Hardening-Fuse-10696453 | Lateral Hardening | 61441.13 | 0 | 0 | 0 | 0 | 0 | 0 | 0 | 0 | 0 | 0 |  | 0
Lateral Hardening-Fuse-10696454 | Lateral Hardening | 115140.16 | 0 | 0 | 0 | 0 | 0 | 0 | 0 | 0 | 0 | 0 |  | 0
Lateral Hardening-Fuse-10696458 | Lateral Hardening | 56724.13 | 0 | 0 | 0 | 0 | 0 | 0 | 0 | 0 | 0 | 0 |  | 0
Lateral Hardening-Fuse-10696461 | Lateral Hardening | 101186.8 | 0 | 0 | 0 | 0 | 0 | 0 | 0 | 0 | 0 | 0 |  | 0
Lateral Hardening-Fuse-10696463 | Lateral Hardening | 156672.47 | 0 | 0 | 0 | 0 | 0 | 0 | 0 | 0 | 0 | 0 |  | 0
Lateral Hardening-Fuse-10696464 | Lateral Hardening | 60491.73 | 0 | 0 | 0 | 0 | 0 | 0 | 0 | 0 | 0 | 0 |  | 0
Lateral Hardening-Fuse-10696467 | Lateral Hardening | 50000 | 0 | 0 | 0 | 0 | 0 | 0 | 0 | 0 | 0 | 0 |  | 0
Lateral Hardening-Fuse-10696468 | Lateral Hardening | 50000 | 0 | 0 | 0 | 0 | 0 | 0 | 0 | 0 | 0 | 0 |  | 0
Lateral Hardening-Fuse-10696469 | Lateral Hardening | 102178.42 | 0 | 0 | 0 | 0 | 0 | 0 | 0 | 0 | 0 | 0 |  | 0
Lateral Hardening-Fuse-10696470 | Lateral Hardening | 258257.14 | 0 | 0 | 0 | 0 | 0 | 0 | 0 | 0 | 0 | 0 |  | 0
Lateral Hardening-Fuse-10696481 | Lateral Hardening | 102730.06 | 0 | 0 | 0 | 0 | 0 | 0 | 0 | 0 | 0 | 0 |  | 0
Lateral Hardening-Fuse-10696482 | Lateral Hardening | 50000 | 0 | 0 | 0 | 0 | 0 | 0 | 0 | 0 | 0 | 0 |  | 0
Lateral Hardening-Fuse-10696486 | Lateral Hardening | 365169.67 | 0 | 0 | 0 | 0 | 2021 | 0 | 0 | 0 | 0 | 0 |  | 2021
Lateral Hardening-Fuse-10696487 | Lateral Hardening | 110221.56 | 0 | 0 | 0 | 0 | 0 | 0 | 0 | 0 | 0 | 0 |  | 0
Lateral Hardening-Fuse-10696488 | Lateral Hardening | 112493.86 | 0 | 0 | 0 | 0 | 0 | 0 | 0 | 0 | 0 | 0 |  | 0
Lateral Hardening-Fuse-10696489 | Lateral Hardening | 50391.65 | 0 | 0 | 0 | 0 | 0 | 0 | 0 | 0 | 0 | 0 |  | 0
Lateral Hardening-Fuse-10696490 | Lateral Hardening | 198679.7 | 0 | 0 | 0 | 0 | 0 | 0 | 0 | 0 | 0 | 0 |  | 0
Lateral Hardening-Fuse-10696491 | Lateral Hardening | 102776.54 | 0 | 0 | 0 | 0 | 0 | 0 | 0 | 0 | 0 | 0 |  | 0
Lateral Hardening-Fuse-10696492 | Lateral Hardening | 256054.91 | 0 | 0 | 0 | 0 | 0 | 0 | 0 | 0 | 0 | 0 |  | 0
Lateral Hardening-Fuse-10696496 | Lateral Hardening | 64436.73 | 0 | 0 | 0 | 0 | 0 | 0 | 0 | 0 | 0 | 0 |  | 0
Lateral Hardening-Fuse-10696498 | Lateral Hardening | 429824.24 | 0 | 0 | 0 | 0 | 2021 | 0 | 0 | 0 | 0 | 0 |  | 0 | 0
Lateral Hardening-Fuse-10696499 | Lateral Hardening | 59242.53 | 0 | 0 | 0 | 0 | 0 | 0 | 0 | 0 | 0 | 0 |  | 0
Lateral Hardening-Fuse-10696500 | Lateral Hardening | 50000 | 0 | 0 | 0 | 0 | 0 | 0 | 0 | 0 | 0 | 0 |  | 0
Lateral Hardening-Fuse-10696501 | Lateral Hardening | 442382.91 | 0 | 0 | 0 | 0 | 0 | 0 | 0 | 0 | 0 | 0 |  | 0
Lateral Hardening-Fuse-10696502 | Lateral Hardening | 125898.3 | 0 | 0 | 0 | 0 | 0 | 0 | 0 | 0 | 0 | 0 |  | 0
Lateral Hardening-Fuse-10696503 | Lateral Hardening | 97361.98 | 0 | 0 | 0 | 0 | 0 | 0 | 0 | 0 | 0 | 0 |  | 0
Lateral Hardening-Fuse-10696504 | Lateral Hardening | 170168.87 | 0 | 0 | 0 | 0 | 0 | 0 | 0 | 0 | 0 | 0 |  | 0
Lateral Hardening-Fuse-10696505 | Lateral Hardening | 104188.14 | 0 | 0 | 0 | 0 | 0 | 0 | 0 | 0 | 0 | 0 |  | 0
Lateral Hardening-Fuse-10696506 | Lateral Hardening | 54599.23 | 0 | 0 | 0 | 0 | 0 | 0 | 0 | 0 | 0 | 0 |  | 0
Lateral Hardening-Fuse-10696507 | Lateral Hardening | 52941.53 | 0 | 0 | 0 | 0 | 0 | 0 | 0 | 0 | 0 | 0 |  | 0
Lateral Hardening-Fuse-10696508 | Lateral Hardening | 201523.64 | 0 | 0 | 0 | 0 | 0 | 0 | 0 | 0 | 0 | 0 |  | 2021 | 2021
Lateral Hardening-Fuse-10700744 | Lateral Hardening | 447732.23 | 0 | 0 | 0 | 0 | 0 | 0 | 0 | 0 | 0 | 0 |  | 0
Lateral Hardening-Fuse-10700752 | Lateral Hardening | 50000 | 0 | 0 | 0 | 0 | 0 | 0 | 0 | 0 | 0 | 0 |  | 0
Lateral Hardening-Fuse-10700755 | Lateral Hardening | 381060.55 | 0 | 0 | 0 | 0 | 0 | 0 | 0 | 0 | 0 | 0 |  | 0
Lateral Hardening-Fuse-10700758 | Lateral Hardening | 779261 | 0 | 0 | 0 | 0 | 0 | 0 | 0 | 0 | 0 | 0 |  | 0
Lateral Hardening-Fuse-10700761 | Lateral Hardening | 162325.31 | 0 | 0 | 0 | 0 | 0 | 0 | 0 | 0 | 0 | 0 |  | 0
Lateral Hardening-Fuse-10700764 | Lateral Hardening | 240735.53 | 0 | 0 | 0 | 0 | 0 | 0 | 0 | 0 | 0 | 0 |  | 0
Lateral Hardening-Fuse-10700767 | Lateral Hardening | 772575.85 | 0 | 0 | 0 | 0 | 0 | 0 | 0 | 0 | 0 | 0 |  | 0
Lateral Hardening-Fuse-10700783 | Lateral Hardening | 653837.68 | 0 | 0 | 0 | 0 | 0 | 0 | 0 | 0 | 0 | 0 |  | 0
Lateral Hardening-Fuse-10700791 | Lateral Hardening | 372410.02 | 0 | 0 | 0 | 0 | 0 | 0 | 0 | 0 | 0 | 0 |  | 0
Lateral Hardening-Fuse-10704064 | Lateral Hardening | 212780.44 | 0 | 0 | 0 | 0 | 0 | 0 | 0 | 0 | 0 | 0 |  | 0
Lateral Hardening-Fuse-10704087 | Lateral Hardening | 172662.26 | 0 | 0 | 0 | 0 | 0 | 0 | 0 | 0 | 0 | 0 |  | 0
Lateral Hardening-Fuse-10704088 | Lateral Hardening | 246359.91 | 0 | 0 | 0 | 0 | 0 | 0 | 0 | 0 | 0 | 0 |  | 2026 | 2026
Lateral Hardening-Fuse-10704104 | Lateral Hardening | 83268.9 | 0 | 0 | 0 | 0 | 0 | 0 | 0 | 0 | 0 | 0 |  | 0
Lateral Hardening-Fuse-10704107 | Lateral Hardening | 87968.03 | 0 | 0 | 0 | 0 | 0 | 0 | 0 | 0 | 0 | 0 |  | 0
Lateral Hardening-Fuse-10704108 | Lateral Hardening | 320259.74 | 0 | 0 | 0 | 0 | 0 | 0 | 0 | 0 | 0 | 0 |  | 0
Lateral Hardening-Fuse-10704111 | Lateral Hardening | 93757.52 | 0 | 0 | 0 | 0 | 0 | 0 | 0 | 0 | 0 | 0 |  | 0
Lateral Hardening-Fuse-10704113 | Lateral Hardening | 151169.21 | 0 | 0 | 0 | 0 | 0 | 0 | 0 | 0 | 0 | 0 |  | 0
Lateral Hardening-Fuse-10704114 | Lateral Hardening | 70665.51 | 0 | 0 | 0 | 0 | 0 | 0 | 0 | 0 | 0 | 0 |  | 0
Lateral Hardening-Fuse-10704115 | Lateral Hardening | 261615.01 | 0 | 0 | 0 | 0 | 0 | 0 | 0 | 0 | 0 | 0 |  | 0
Lateral Hardening-Fuse-10704118 | Lateral Hardening | 50000 | 0 | 0 | 0 | 0 | 0 | 0 | 0 | 0 | 0 | 0 |  | 0
Lateral Hardening-Fuse-10704119 | Lateral Hardening | 166459.23 | 0 | 0 | 0 | 0 | 0 | 0 | 0 | 0 | 0 | 0 |  | 0
Lateral Hardening-Fuse-10704120 | Lateral Hardening | 55145.13 | 0 | 0 | 0 | 0 | 0 | 0 | 0 | 0 | 0 | 0 |  | 0
Lateral Hardening-Fuse-10704121 | Lateral Hardening | 60181.93 | 0 | 0 | 0 | 0 | 0 | 0 | 0 | 0 | 0 | 0 |  | 0
Lateral Hardening-Fuse-10704122 | Lateral Hardening | 407243.23 | 0 | 0 | 0 | 0 | 2027 | 0 | 0 | 0 | 0 | 0 |  | 2026 | 2026
Lateral Hardening-Fuse-10704123 | Lateral Hardening | 61189.29 | 0 | 0 | 0 | 0 | 0 | 0 | 0 | 0 | 0 | 0 |  | 0
Lateral Hardening-Fuse-10704124 | Lateral Hardening | 50000 | 0 | 0 | 0 | 0 | 0 | 0 | 0 | 0 | 0 | 0 |  | 0
Lateral Hardening-Fuse-10704125 | Lateral Hardening | 101757.84 | 0 | 0 | 0 | 0 | 0 | 0 | 0 | 0 | 0 | 0 |  | 0
Lateral Hardening-Fuse-10704130 | Lateral Hardening | 50000 | 0 | 0 | 0 | 0 | 0 | 0 | 0 | 0 | 0 | 0 |  | 0
Lateral Hardening-Fuse-10704131 | Lateral Hardening | 215837.1 | 0 | 0 | 0 | 0 | 0 | 0 | 0 | 0 | 0 | 0 |  | 0
Lateral Hardening-Fuse-10704134 | Lateral Hardening | 270718.85 | 0 | 0 | 0 | 0 | 2027 | 0 | 0 | 0 | 0 | 0 |  | 2026 | 2026
Lateral Hardening-Fuse-10704135 | Lateral Hardening | 124151.46 | 0 | 0 | 0 | 0 | 0 | 0 | 0 | 0 | 0 | 0 |  | 0
Lateral Hardening-Fuse-10704137 | Lateral Hardening | 147554.06 | 0 | 0 | 0 | 0 | 0 | 0 | 0 | 0 | 0 | 0 |  | 0
Lateral Hardening-Fuse-10704138 | Lateral Hardening | 229254.74 | 0 | 0 | 0 | 0 | 0 | 0 | 0 | 0 | 0 | 0 |  | 0
Lateral Hardening-Fuse-10704144 | Lateral Hardening | 145308.19 | 0 | 0 | 0 | 0 | 0 | 0 | 0 | 0 | 0 | 0 |  | 0
Lateral Hardening-Fuse-10704145 | Lateral Hardening | 288486.53 | 0 | 0 | 0 | 0 | 2027 | 0 | 0 | 0 | 0 | 0 |  | 0 | 0
Lateral Hardening-Fuse-10704147 | Lateral Hardening | 53528.91 | 0 | 0 | 0 | 0 | 0 | 0 | 0 | 0 | 0 | 0 |  | 0
Lateral Hardening-Fuse-10704148 | Lateral Hardening | 263951.39 | 0 | 0 | 0 | 0 | 2027 | 0 | 0 | 0 | 0 | 0 |  | 2026 | 2026
Lateral Hardening-Fuse-10704150 | Lateral Hardening | 234685.04 | 0 | 0 | 0 | 0 | 0 | 0 | 0 | 0 | 0 | 0 |  | 0
Lateral Hardening-Fuse-10704151 | Lateral Hardening | 57479.65 | 0 | 0 | 0 | 0 | 0 | 0 | 0 | 0 | 0 | 0 |  | 0
Lateral Hardening-Fuse-10704152 | Lateral Hardening | 104429.24 | 0 | 0 | 0 | 0 | 0 | 0 | 0 | 0 | 0 | 0 |  | 0
Lateral Hardening-Fuse-10704153 | Lateral Hardening | 84829.18 | 0 | 0 | 0 | 0 | 0 | 0 | 0 | 0 | 0 | 0 |  | 0
Lateral Hardening-Fuse-10704161 | Lateral Hardening | 102503.96 | 0 | 0 | 0 | 0 | 0 | 0 | 0 | 0 | 0 | 0 |  | 0
Lateral Hardening-Fuse-10704163 | Lateral Hardening | 95095.42 | 0 | 0 | 0 | 0 | 0 | 0 | 0 | 0 | 0 | 0 |  | 0
Lateral Hardening-Fuse-10704165 | Lateral Hardening | 97042.18 | 0 | 0 | 0 | 0 | 0 | 0 | 0 | 0 | 0 | 0 |  | 0
Lateral Hardening-Fuse-10704166 | Lateral Hardening | 169077.07 | 0 | 0 | 0 | 0 | 0 | 0 | 0 | 0 | 0 | 0 |  | 0
Lateral Hardening-Fuse-10704167 | Lateral Hardening | 213471.78 | 0 | 0 | 0 | 0 | 0 | 0 | 0 | 0 | 0 | 0 |  | 0
Lateral Hardening-Fuse-10704168 | Lateral Hardening | 99225.04 | 0 | 0 | 0 | 0 | 0 | 0 | 0 | 0 | 0 | 0 |  | 0
Lateral Hardening-Fuse-10704169 | Lateral Hardening | 231374.69 | 0 | 0 | 0 | 0 | 0 | 0 | 0 | 0 | 0 | 0 |  | 0
Lateral Hardening-Fuse-10704174 | Lateral Hardening | 376111.29 | 0 | 0 | 0 | 0 | 0 | 0 | 0 | 0 | 0 | 0 |  | 0
Lateral Hardening-Fuse-10704175 | Lateral Hardening | 445702.22 | 0 | 0 | 0 | 0 | 0 | 0 | 0 | 0 | 0 | 0 |  | 0
Lateral Hardening-Fuse-10704178 | Lateral Hardening | 494442.85 | 0 | 0 | 0 | 0 | 0 | 0 | 0 | 0 | 0 | 0 |  | 0
Lateral Hardening-Fuse-10704179 | Lateral Hardening | 756353.96 | 0 | 0 | 0 | 0 | 2027 | 0 | 0 | 0 | 0 | 0 |  | 2026 | 2026
Lateral Hardening-Fuse-10704180 | Lateral Hardening | 50000 | 0 | 0 | 0 | 0 | 0 | 0 | 0 | 0 | 0 | 0 |  | 0
Lateral Hardening-Fuse-10704181 | Lateral Hardening | 869258.5 | 0 | 0 | 0 | 0 | 0 | 0 | 0 | 0 | 0 | 0 |  | 0
Lateral Hardening-Fuse-10705804 | Lateral Hardening | 50000 | 0 | 0 | 0 | 0 | 0 | 0 | 0 | 0 | 0 | 0 |  | 0
Lateral Hardening-Fuse-10705806 | Lateral Hardening | 115874.06 | 0 | 0 | 0 | 0 | 0 | 0 | 0 | 0 | 0 | 0 |  | 0
Lateral Hardening-Fuse-10705809 | Lateral Hardening | 79119.13 | 0 | 0 | 0 | 0 | 0 | 0 | 0 | 0 | 0 | 0 |  | 0
Lateral Hardening-Fuse-10705811 | Lateral Hardening | 51514.19 | 0 | 0 | 0 | 0 | 0 | 0 | 0 | 0 | 0 | 0 |  | 0
Lateral Hardening-Fuse-10705812 | Lateral Hardening | 70604.53 | 0 | 0 | 0 | 0 | 0 | 0 | 0 | 0 | 0 | 0 |  | 0
Lateral Hardening-Fuse-10705814 | Lateral Hardening | 125016.86 | 0 | 0 | 0 | 0 | 0 | 0 | 0 | 0 | 0 | 0 |  | 0
Lateral Hardening-Fuse-10705816 | Lateral Hardening | 217521.96 | 0 | 0 | 0 | 0 | 0 | 0 | 0 | 0 | 0 | 0 |  | 0
Lateral Hardening-Fuse-10705817 | Lateral Hardening | 234907.56 | 0 | 0 | 0 | 0 | 0 | 0 | 0 | 0 | 0 | 0 |  | 0
Lateral Hardening-Fuse-10705819 | Lateral Hardening | 150943.11 | 0 | 0 | 0 | 0 | 0 | 0 | 0 | 0 | 0 | 0 |  | 0
Lateral Hardening-Fuse-10705822 | Lateral Hardening | 463880.7 | 0 | 0 | 0 | 0 | 2029 | 0 | 0 | 0 | 0 | 0 |  | 2029
Lateral Hardening-Fuse-10705824 | Lateral Hardening | 111696.86 | 0 | 0 | 0 | 0 | 0 | 0 | 0 | 0 | 0 | 0 |  | 0
Lateral Hardening-Fuse-10705825 | Lateral Hardening | 160666.17 | 0 | 0 | 0 | 0 | 0 | 0 | 0 | 0 | 0 | 0 |  | 0
Lateral Hardening-Fuse-10705826 | Lateral Hardening | 223073.54 | 0 | 0 | 0 | 0 | 0 | 0 | 0 | 0 | 0 | 0 |  | 0
Lateral Hardening-Fuse-10705828 | Lateral Hardening | 106376 | 0 | 0 | 0 | 0 | 0 | 0 | 0 | 0 | 0 | 0 |  | 0
Lateral Hardening-Fuse-10705829 | Lateral Hardening | 888709.92 | 0 | 0 | 0 | 0 | 2022 | 0 | 0 | 0 | 0 | 0 |  | 2023 | 2023
Lateral Hardening-Fuse-10705832 | Lateral Hardening | 129264.54 | 0 | 0 | 0 | 0 | 0 | 0 | 0 | 0 | 0 | 0 |  | 0
Lateral Hardening-Fuse-10705834 | Lateral Hardening | 271393.55 | 0 | 0 | 0 | 0 | 0 | 0 | 0 | 0 | 0 | 0 |  | 0
Lateral Hardening-Fuse-10705835 | Lateral Hardening | 473014.49 | 0 | 0 | 0 | 0 | 0 | 0 | 0 | 0 | 0 | 0 |  | 0
Lateral Hardening-Fuse-10705836 | Lateral Hardening | 56472.29 | 0 | 0 | 0 | 0 | 0 | 0 | 0 | 0 | 0 | 0 |  | 0
Lateral Hardening-Fuse-10705837 | Lateral Hardening | 158666.45 | 0 | 0 | 0 | 0 | 0 | 0 | 0 | 0 | 0 | 0 |  | 0
Lateral Hardening-Fuse-10705843 | Lateral Hardening | 150492.39 | 0 | 0 | 0 | 0 | 0 | 0 | 0 | 0 | 0 | 0 |  | 0
Lateral Hardening-Fuse-10705847 | Lateral Hardening | 344884.77 | 0 | 0 | 0 | 0 | 2022 | 0 | 0 | 0 | 0 | 0 |  | 2023 | 2023
Lateral Hardening-Fuse-10705849 | Lateral Hardening | 54515.53 | 0 | 0 | 0 | 0 | 0 | 0 | 0 | 0 | 0 | 0 |  | 0
Lateral Hardening-Fuse-10705850 | Lateral Hardening | 68057.85 | 0 | 0 | 0 | 0 | 0 | 0 | 0 | 0 | 0 | 0 |  | 0
Lateral Hardening-Fuse-10705852 | Lateral Hardening | 124010.54 | 0 | 0 | 0 | 0 | 0 | 0 | 0 | 0 | 0 | 0 |  | 0
Lateral Hardening-Fuse-10705854 | Lateral Hardening | 224174.24 | 0 | 0 | 0 | 0 | 0 | 0 | 0 | 0 | 0 | 0 |  | 0
Lateral Hardening-Fuse-10705855 | Lateral Hardening | 103479.84 | 0 | 0 | 0 | 0 | 0 | 0 | 0 | 0 | 0 | 0 |  | 0
Lateral Hardening-Fuse-10705859 | Lateral Hardening | 50000 | 0 | 0 | 0 | 0 | 0 | 0 | 0 | 0 | 0 | 0 |  | 0
Lateral Hardening-Fuse-10705861 | Lateral Hardening | 376581.17 | 0 | 0 | 0 | 0 | 0 | 0 | 0 | 0 | 0 | 0 |  | 0
Lateral Hardening-Fuse-10705862 | Lateral Hardening | 71401.53 | 0 | 0 | 0 | 0 | 0 | 0 | 0 | 0 | 0 | 0 |  | 0
Lateral Hardening-Fuse-10705864 | Lateral Hardening | 72786.65 | 0 | 0 | 0 | 0 | 0 | 0 | 0 | 0 | 0 | 0 |  | 0
Lateral Hardening-Fuse-10705873 | Lateral Hardening | 147994.73 | 0 | 0 | 0 | 0 | 0 | 0 | 0 | 0 | 0 | 0 |  | 0
Lateral Hardening-Fuse-10705875 | Lateral Hardening | 145849.09 | 0 | 0 | 0 | 0 | 0 | 0 | 0 | 0 | 0 | 0 |  | 0
Lateral Hardening-Fuse-10705876 | Lateral Hardening | 62843.97 | 0 | 0 | 0 | 0 | 0 | 0 | 0 | 0 | 0 | 0 |  | 0
Lateral Hardening-Fuse-10705878 | Lateral Hardening | 61548.29 | 0 | 0 | 0 | 0 | 0 | 0 | 0 | 0 | 0 | 0 |  | 0
Lateral Hardening-Fuse-10705880 | Lateral Hardening | 163934.35 | 0 | 0 | 0 | 0 | 0 | 0 | 0 | 0 | 0 | 0 |  | 0
Lateral Hardening-Fuse-10705881 | Lateral Hardening | 56362.11 | 0 | 0 | 0 | 0 | 0 | 0 | 0 | 0 | 0 | 0 |  | 0
Lateral Hardening-Fuse-10705882 | Lateral Hardening | 106381.74 | 0 | 0 | 0 | 0 | 0 | 0 | 0 | 0 | 0 | 0 |  | 0
Lateral Hardening-Fuse-10705883 | Lateral Hardening | 782662.2 | 0 | 0 | 0 | 0 | 2022 | 0 | 0 | 0 | 0 | 0 |  | 2023 | 2023
Lateral Hardening-Fuse-10705887 | Lateral Hardening | 108993.84 | 0 | 0 | 0 | 0 | 0 | 0 | 0 | 0 | 0 | 0 |  | 0
Lateral Hardening-Fuse-10705889 | Lateral Hardening | 921630.47 | 0 | 0 | 0 | 0 | 2022 | 0 | 0 | 0 | 0 | 0 |  | 2023 | 2023
Lateral Hardening-Fuse-10705892 | Lateral Hardening | 98232.68 | 0 | 0 | 0 | 0 | 0 | 0 | 0 | 0 | 0 | 0 |  | 0
Lateral Hardening-Fuse-10705898 | Lateral Hardening | 328908.83 | 0 | 0 | 0 | 0 | 0 | 0 | 0 | 0 | 0 | 0 |  | 0
Lateral Hardening-Fuse-10705900 | Lateral Hardening | 60565.43 | 0 | 0 | 0 | 0 | 0 | 0 | 0 | 0 | 0 | 0 |  | 0
Lateral Hardening-Fuse-10705901 | Lateral Hardening | 108762.74 | 0 | 0 | 0 | 0 | 0 | 0 | 0 | 0 | 0 | 0 |  | 0
Lateral Hardening-Fuse-10705902 | Lateral Hardening | 50000 | 0 | 0 | 0 | 0 | 0 | 0 | 0 | 0 | 0 | 0 |  | 0
Lateral Hardening-Fuse-10705903 | Lateral Hardening | 206823.76 | 0 | 0 | 0 | 0 | 0 | 0 | 0 | 0 | 0 | 0 |  | 0
Lateral Hardening-Fuse-10705904 | Lateral Hardening | 202599.7 | 0 | 0 | 0 | 0 | 0 | 0 | 0 | 0 | 0 | 0 |  | 0
Lateral Hardening-Fuse-10705906 | Lateral Hardening | 65014.11 | 0 | 0 | 0 | 0 | 0 | 0 | 0 | 0 | 0 | 0 |  | 2023 | 2023
Lateral Hardening-Fuse-10705908 | Lateral Hardening | 262949.77 | 0 | 0 | 0 | 0 | 0 | 0 | 0 | 0 | 0 | 0 |  | 0
Lateral Hardening-Fuse-10705909 | Lateral Hardening | 226026.56 | 0 | 0 | 0 | 0 | 0 | 0 | 0 | 0 | 0 | 0 |  | 0
Lateral Hardening-Fuse-10705913 | Lateral Hardening | 227568.34 | 0 | 0 | 0 | 0 | 0 | 0 | 0 | 0 | 0 | 0 |  | 0
Lateral Hardening-Fuse-10705914 | Lateral Hardening | 94843.58 | 0 | 0 | 0 | 0 | 0 | 0 | 0 | 0 | 0 | 0 |  | 0
Lateral Hardening-Fuse-10705916 | Lateral Hardening | 52673.95 | 0 | 0 | 0 | 0 | 0 | 0 | 0 | 0 | 0 | 0 |  | 0
Lateral Hardening-Fuse-10705917 | Lateral Hardening | 264697.65 | 0 | 0 | 0 | 0 | 0 | 0 | 0 | 0 | 0 | 0 |  | 0
Lateral Hardening-Fuse-10705918 | Lateral Hardening | 218880.6 | 0 | 0 | 0 | 0 | 0 | 0 | 0 | 0 | 0 | 0 |  | 0
Lateral Hardening-Fuse-10705919 | Lateral Hardening | 135404.63 | 0 | 0 | 0 | 0 | 0 | 0 | 0 | 0 | 0 | 0 |  | 0
Lateral Hardening-Fuse-10705920 | Lateral Hardening | 73038.49 | 0 | 0 | 0 | 0 | 0 | 0 | 0 | 0 | 0 | 0 |  | 0
Lateral Hardening-Fuse-10705921 | Lateral Hardening | 529960.29 | 0 | 0 | 0 | 0 | 0 | 0 | 0 | 0 | 0 | 0 |  | 0
Lateral Hardening-Fuse-10705924 | Lateral Hardening | 107751.12 | 0 | 0 | 0 | 0 | 0 | 0 | 0 | 0 | 0 | 0 |  | 0
Lateral Hardening-Fuse-10705925 | Lateral Hardening | 143550.31 | 0 | 0 | 0 | 0 | 0 | 0 | 0 | 0 | 0 | 0 |  | 0
Lateral Hardening-Fuse-10705927 | Lateral Hardening | 101890.1 | 0 | 0 | 0 | 0 | 0 | 0 | 0 | 0 | 0 | 0 |  | 0
Lateral Hardening-Fuse-10705928 | Lateral Hardening | 151216.43 | 0 | 0 | 0 | 0 | 0 | 0 | 0 | 0 | 0 | 0 |  | 0
Lateral Hardening-Fuse-10705929 | Lateral Hardening | 58466.27 | 0 | 0 | 0 | 0 | 0 | 0 | 0 | 0 | 0 | 0 |  | 0
Lateral Hardening-Fuse-10705930 | Lateral Hardening | 168805.45 | 0 | 0 | 0 | 0 | 0 | 0 | 0 | 0 | 0 | 0 |  | 0
Lateral Hardening-Fuse-10705932 | Lateral Hardening | 71055.25 | 0 | 0 | 0 | 0 | 0 | 0 | 0 | 0 | 0 | 0 |  | 0
Lateral Hardening-Fuse-10705933 | Lateral Hardening | 400408.09 | 0 | 0 | 0 | 0 | 0 | 0 | 0 | 0 | 0 | 0 |  | 0
Lateral Hardening-Fuse-10705934 | Lateral Hardening | 50000 | 0 | 0 | 0 | 0 | 2022 | 0 | 0 | 0 | 0 | 0 |  | 2023 | 2023
Lateral Hardening-Fuse-10705935 | Lateral Hardening | 427483.72 | 0 | 0 | 0 | 0 | 0 | 0 | 0 | 0 | 0 | 0 |  | 0
Lateral Hardening-Fuse-10705936 | Lateral Hardening | 50000 | 0 | 0 | 0 | 0 | 0 | 0 | 0 | 0 | 0 | 0 |  | 0
Lateral Hardening-Fuse-10705937 | Lateral Hardening | 106900.42 | 0 | 0 | 0 | 0 | 0 | 0 | 0 | 0 | 0 | 0 |  | 0
Lateral Hardening-Fuse-10705938 | Lateral Hardening | 95520.4 | 0 | 0 | 0 | 0 | 0 | 0 | 0 | 0 | 0 | 0 |  | 0
Lateral Hardening-Fuse-10705939 | Lateral Hardening | 51750.29 | 0 | 0 | 0 | 0 | 0 | 0 | 0 | 0 | 0 | 0 |  | 0
Lateral Hardening-Fuse-10705941 | Lateral Hardening | 55659.55 | 0 | 0 | 0 | 0 | 0 | 0 | 0 | 0 | 0 | 0 |  | 0
Lateral Hardening-Fuse-10705942 | Lateral Hardening | 112094.62 | 0 | 0 | 0 | 0 | 0 | 0 | 0 | 0 | 0 | 0 |  | 0
Lateral Hardening-Fuse-10705944 | Lateral Hardening | 268039.53 | 0 | 0 | 0 | 0 | 0 | 0 | 0 | 0 | 0 | 0 |  | 0
Lateral Hardening-Fuse-10705945 | Lateral Hardening | 662771.57 | 0 | 0 | 0 | 0 | 2022 | 0 | 0 | 0 | 0 | 0 |  | 2023 | 2023
Lateral Hardening-Fuse-10705948 | Lateral Hardening | 78772.53 | 0 | 0 | 0 | 0 | 0 | 0 | 0 | 0 | 0 | 0 |  | 0
Lateral Hardening-Fuse-10707423 | Lateral Hardening | 367242.45 | 0 | 0 | 0 | 0 | 0 | 0 | 0 | 0 | 0 | 0 |  | 0
Lateral Hardening-Fuse-10707424 | Lateral Hardening | 1401017.01 | 0 | 0 | 0 | 0 | 0 | 0 | 0 | 0 | 0 | 0 |  | 0
Lateral Hardening-Fuse-10707425 | Lateral Hardening | 882335.54 | 0 | 0 | 0 | 0 | 2024 | 0 | 0 | 0 | 0 | 0 |  | 2023 | 2023
Lateral Hardening-Fuse-10710598 | Lateral Hardening | 516563.55 | 0 | 0 | 0 | 0 | 2029 | 0 | 0 | 0 | 0 | 0 |  | 2029
Lateral Hardening-Fuse-10710599 | Lateral Hardening | 216946.83 | 0 | 0 | 0 | 0 | 0 | 0 | 0 | 0 | 0 | 0 |  | 0
Lateral Hardening-Fuse-10710601 | Lateral Hardening | 51278.09 | 0 | 0 | 0 | 0 | 0 | 0 | 0 | 0 | 0 | 0 |  | 0
Lateral Hardening-Fuse-10710602 | Lateral Hardening | 66636.07 | 0 | 0 | 0 | 0 | 0 | 0 | 0 | 0 | 0 | 0 |  | 0
Lateral Hardening-Fuse-10710603 | Lateral Hardening | 434706.9 | 0 | 0 | 0 | 0 | 0 | 0 | 0 | 0 | 0 | 0 |  | 0
Lateral Hardening-Fuse-10710604 | Lateral Hardening | 60512.47 | 0 | 0 | 0 | 0 | 0 | 0 | 0 | 0 | 0 | 0 |  | 0
Lateral Hardening-Fuse-10710605 | Lateral Hardening | 50000 | 0 | 0 | 0 | 0 | 0 | 0 | 0 | 0 | 0 | 0 |  | 0
Lateral Hardening-Fuse-10710606 | Lateral Hardening | 1113823.27 | 0 | 0 | 0 | 0 | 2024 | 0 | 0 | 0 | 0 | 0 |  | 2024
Lateral Hardening-Fuse-10710619 | Lateral Hardening | 57280.77 | 0 | 0 | 0 | 0 | 0 | 0 | 0 | 0 | 0 | 0 |  | 0
Lateral Hardening-Fuse-10710620 | Lateral Hardening | 109802.32 | 0 | 0 | 0 | 0 | 0 | 0 | 0 | 0 | 0 | 0 |  | 0
Lateral Hardening-Fuse-10710621 | Lateral Hardening | 55648.81 | 0 | 0 | 0 | 0 | 0 | 0 | 0 | 0 | 0 | 0 |  | 0
Lateral Hardening-Fuse-10710622 | Lateral Hardening | 62301.83 | 0 | 0 | 0 | 0 | 0 | 0 | 0 | 0 | 0 | 0 |  | 0
Lateral Hardening-Fuse-10710623 | Lateral Hardening | 350774.5 | 0 | 0 | 0 | 0 | 0 | 0 | 0 | 0 | 0 | 0 |  | 0
Lateral Hardening-Fuse-10710625 | Lateral Hardening | 397893.7 | 0 | 0 | 0 | 0 | 0 | 0 | 0 | 0 | 0 | 0 |  | 0
Lateral Hardening-Fuse-10710627 | Lateral Hardening | 167096.21 | 0 | 0 | 0 | 0 | 0 | 0 | 0 | 0 | 0 | 0 |  | 0
Lateral Hardening-Fuse-10710633 | Lateral Hardening | 356058.25 | 0 | 0 | 0 | 0 | 2024 | 0 | 0 | 0 | 0 | 0 |  | 2024
Lateral Hardening-Fuse-10710635 | Lateral Hardening | 476777.93 | 0 | 0 | 0 | 0 | 0 | 0 | 0 | 0 | 0 | 0 |  | 0
Lateral Hardening-Fuse-10710636 | Lateral Hardening | 463156.3 | 0 | 0 | 0 | 0 | 0 | 0 | 0 | 0 | 0 | 0 |  | 0
Lateral Hardening-Fuse-10710637 | Lateral Hardening | 50000 | 0 | 0 | 0 | 0 | 0 | 0 | 0 | 0 | 0 | 0 |  | 0
Lateral Hardening-Fuse-10710638 | Lateral Hardening | 54914.03 | 0 | 0 | 0 | 0 | 0 | 0 | 0 | 0 | 0 | 0 |  | 0
Lateral Hardening-Fuse-10710640 | Lateral Hardening | 53560.39 | 0 | 0 | 0 | 0 | 0 | 0 | 0 | 0 | 0 | 0 |  | 0
Lateral Hardening-Fuse-10710641 | Lateral Hardening | 97902.14 | 0 | 0 | 0 | 0 | 0 | 0 | 0 | 0 | 0 | 0 |  | 0
Lateral Hardening-Fuse-10710642 | Lateral Hardening | 200263.75 | 0 | 0 | 0 | 0 | 2024 | 0 | 0 | 0 | 0 | 0 |  | 0 | 0
Lateral Hardening-Fuse-10710643 | Lateral Hardening | 264531.7 | 0 | 0 | 0 | 0 | 0 | 0 | 0 | 0 | 0 | 0 |  | 0
Lateral Hardening-Fuse-10710646 | Lateral Hardening | 155687.98 | 0 | 0 | 0 | 0 | 0 | 0 | 0 | 0 | 0 | 0 |  | 0
Lateral Hardening-Fuse-10710647 | Lateral Hardening | 53240.59 | 0 | 0 | 0 | 0 | 0 | 0 | 0 | 0 | 0 | 0 |  | 0
Lateral Hardening-Fuse-10710651 | Lateral Hardening | 58581.45 | 0 | 0 | 0 | 0 | 0 | 0 | 0 | 0 | 0 | 0 |  | 0
Lateral Hardening-Fuse-10712376 | Lateral Hardening | 117524.73 | 0 | 0 | 0 | 0 | 0 | 0 | 0 | 0 | 0 | 0 |  | 0
Lateral Hardening-Fuse-10712378 | Lateral Hardening | 707652.77 | 0 | 0 | 0 | 0 | 0 | 0 | 0 | 0 | 0 | 0 |  | 0
Lateral Hardening-Fuse-10712379 | Lateral Hardening | 157695.57 | 0 | 0 | 0 | 0 | 0 | 0 | 0 | 0 | 0 | 0 |  | 0
Lateral Hardening-Fuse-10712381 | Lateral Hardening | 75242.09 | 0 | 0 | 0 | 0 | 0 | 0 | 0 | 0 | 0 | 0 |  | 0
Lateral Hardening-Fuse-10712384 | Lateral Hardening | 83332.45 | 0 | 0 | 0 | 0 | 0 | 0 | 0 | 0 | 0 | 0 |  | 0
Lateral Hardening-Fuse-10712386 | Lateral Hardening | 75544.17 | 0 | 0 | 0 | 0 | 0 | 0 | 0 | 0 | 0 | 0 |  | 0
Lateral Hardening-Fuse-10712387 | Lateral Hardening | 92162.8 | 0 | 0 | 0 | 0 | 0 | 0 | 0 | 0 | 0 | 0 |  | 0
Lateral Hardening-Fuse-10712390 | Lateral Hardening | 182912 | 0 | 0 | 0 | 0 | 0 | 0 | 0 | 0 | 0 | 0 |  | 0
Lateral Hardening-Fuse-10712393 | Lateral Hardening | 1213771.72 | 0 | 0 | 0 | 0 | 2029 | 0 | 0 | 0 | 0 | 0 |  | 2029
Lateral Hardening-Fuse-10712394 | Lateral Hardening | 132136.34 | 0 | 0 | 0 | 0 | 0 | 0 | 0 | 0 | 0 | 0 |  | 0
Lateral Hardening-Fuse-10712396 | Lateral Hardening | 50000 | 0 | 0 | 0 | 0 | 0 | 0 | 0 | 0 | 0 | 0 |  | 0
Lateral Hardening-Fuse-10712399 | Lateral Hardening | 68864.67 | 0 | 0 | 0 | 0 | 0 | 0 | 0 | 0 | 0 | 0 |  | 0
Lateral Hardening-Fuse-10712403 | Lateral Hardening | 180326.17 | 0 | 0 | 0 | 0 | 0 | 0 | 0 | 0 | 0 | 0 |  | 0
Lateral Hardening-Fuse-10712404 | Lateral Hardening | 291502.92 | 0 | 0 | 0 | 0 | 0 | 0 | 0 | 0 | 0 | 0 |  | 0
Lateral Hardening-Fuse-10712407 | Lateral Hardening | 219589.64 | 0 | 0 | 0 | 0 | 0 | 0 | 0 | 0 | 0 | 0 |  | 0
Lateral Hardening-Fuse-10712413 | Lateral Hardening | 154894.59 | 0 | 0 | 0 | 0 | 0 | 0 | 0 | 0 | 0 | 0 |  | 0
Lateral Hardening-Fuse-10712419 | Lateral Hardening | 172949.11 | 0 | 0 | 0 | 0 | 0 | 0 | 0 | 0 | 0 | 0 |  | 0
Lateral Hardening-Fuse-10714620 | Lateral Hardening | 55532.89 | 0 | 0 | 0 | 0 | 0 | 0 | 0 | 0 | 0 | 0 |  | 0
Lateral Hardening-Fuse-10714645 | Lateral Hardening | 74302.19 | 0 | 0 | 0 | 0 | 0 | 0 | 0 | 0 | 0 | 0 |  | 0
Lateral Hardening-Fuse-10714649 | Lateral Hardening | 205621.83 | 0 | 0 | 0 | 0 | 0 | 0 | 0 | 0 | 0 | 0 |  | 0
Lateral Hardening-Fuse-10714650 | Lateral Hardening | 119084.66 | 0 | 0 | 0 | 0 | 0 | 0 | 0 | 0 | 0 | 0 |  | 0
Lateral Hardening-Fuse-10714652 | Lateral Hardening | 185038.91 | 0 | 0 | 0 | 0 | 0 | 0 | 0 | 0 | 0 | 0 |  | 0
Lateral Hardening-Fuse-10714653 | Lateral Hardening | 412608.14 | 0 | 0 | 0 | 0 | 0 | 0 | 0 | 0 | 0 | 0 |  | 0
Lateral Hardening-Fuse-10714658 | Lateral Hardening | 406196.81 | 0 | 0 | 0 | 0 | 0 | 0 | 0 | 0 | 0 | 0 |  | 0
Lateral Hardening-Fuse-10714663 | Lateral Hardening | 50000 | 0 | 0 | 0 | 0 | 0 | 0 | 0 | 0 | 0 | 0 |  | 0
Lateral Hardening-Fuse-10714664 | Lateral Hardening | 61037.63 | 0 | 0 | 0 | 0 | 0 | 0 | 0 | 0 | 0 | 0 |  | 0
Lateral Hardening-Fuse-10714671 | Lateral Hardening | 85651.47 | 0 | 0 | 0 | 0 | 0 | 0 | 0 | 0 | 0 | 0 |  | 0
Lateral Hardening-Fuse-10714673 | Lateral Hardening | 124703.84 | 0 | 0 | 0 | 0 | 0 | 0 | 0 | 0 | 0 | 0 |  | 0
Lateral Hardening-Fuse-10714683 | Lateral Hardening | 127031.88 | 0 | 0 | 0 | 0 | 0 | 0 | 0 | 0 | 0 | 0 |  | 0
Lateral Hardening-Fuse-10714688 | Lateral Hardening | 50000 | 0 | 0 | 0 | 0 | 0 | 0 | 0 | 0 | 0 | 0 |  | 0
Lateral Hardening-Fuse-10714691 | Lateral Hardening | 50000 | 0 | 0 | 0 | 0 | 0 | 0 | 0 | 0 | 0 | 0 |  | 0
Lateral Hardening-Fuse-10714692 | Lateral Hardening | 52568.77 | 0 | 0 | 0 | 0 | 0 | 0 | 0 | 0 | 0 | 0 |  | 0
Lateral Hardening-Fuse-10714694 | Lateral Hardening | 60603.89 | 0 | 0 | 0 | 0 | 0 | 0 | 0 | 0 | 0 | 0 |  | 0
Lateral Hardening-Fuse-10714696 | Lateral Hardening | 50000 | 0 | 0 | 0 | 0 | 0 | 0 | 0 | 0 | 0 | 0 |  | 0
Lateral Hardening-Fuse-10715645 | Lateral Hardening | 64373.77 | 0 | 0 | 0 | 0 | 2028 | 0 | 0 | 0 | 0 | 0 |  | 0 | 0
Lateral Hardening-Fuse-10715646 | Lateral Hardening | 53607.61 | 0 | 0 | 0 | 0 | 0 | 0 | 0 | 0 | 0 | 0 |  | 0
Lateral Hardening-Fuse-10715647 | Lateral Hardening | 50000 | 0 | 0 | 0 | 0 | 0 | 0 | 0 | 0 | 0 | 0 |  | 0
Lateral Hardening-Fuse-10715651 | Lateral Hardening | 125552.32 | 0 | 0 | 0 | 0 | 0 | 0 | 0 | 0 | 0 | 0 |  | 0
Lateral Hardening-Fuse-10715653 | Lateral Hardening | 154307.21 | 0 | 0 | 0 | 0 | 0 | 0 | 0 | 0 | 0 | 0 |  | 0
Lateral Hardening-Fuse-10715655 | Lateral Hardening | 309117.36 | 0 | 0 | 0 | 0 | 0 | 0 | 0 | 0 | 0 | 0 |  | 0
Lateral Hardening-Fuse-10715656 | Lateral Hardening | 391579.71 | 0 | 0 | 0 | 0 | 0 | 0 | 0 | 0 | 0 | 0 |  | 0
Lateral Hardening-Fuse-10715657 | Lateral Hardening | 98547.48 | 0 | 0 | 0 | 0 | 0 | 0 | 0 | 0 | 0 | 0 |  | 0
Lateral Hardening-Fuse-10715658 | Lateral Hardening | 307587.14 | 0 | 0 | 0 | 0 | 2028 | 0 | 0 | 0 | 0 | 0 |  | 0 | 0
Lateral Hardening-Fuse-10715659 | Lateral Hardening | 59751.95 | 0 | 0 | 0 | 0 | 0 | 0 | 0 | 0 | 0 | 0 |  | 0
Lateral Hardening-Fuse-10715661 | Lateral Hardening | 488259.69 | 0 | 0 | 0 | 0 | 0 | 0 | 0 | 0 | 0 | 0 |  | 0
Lateral Hardening-Fuse-10715662 | Lateral Hardening | 168179.89 | 0 | 0 | 0 | 0 | 0 | 0 | 0 | 0 | 0 | 0 |  | 0
Lateral Hardening-Fuse-10715663 | Lateral Hardening | 256937.09 | 0 | 0 | 0 | 0 | 0 | 0 | 0 | 0 | 0 | 0 |  | 0
Lateral Hardening-Fuse-10715664 | Lateral Hardening | 59106.61 | 0 | 0 | 0 | 0 | 0 | 0 | 0 | 0 | 0 | 0 |  | 0
Lateral Hardening-Fuse-10716303 | Lateral Hardening | 267525.11 | 0 | 0 | 0 | 0 | 2024 | 0 | 0 | 0 | 0 | 0 |  | 2023 | 2023
Lateral Hardening-Fuse-10716304 | Lateral Hardening | 56970.97 | 0 | 0 | 0 | 0 | 0 | 0 | 0 | 0 | 0 | 0 |  | 0
Lateral Hardening-Fuse-10716305 | Lateral Hardening | 56325.63 | 0 | 0 | 0 | 0 | 0 | 0 | 0 | 0 | 0 | 0 |  | 0
Lateral Hardening-Fuse-10716306 | Lateral Hardening | 163945.09 | 0 | 0 | 0 | 0 | 0 | 0 | 0 | 0 | 0 | 0 |  | 0
Lateral Hardening-Fuse-10716311 | Lateral Hardening | 53890.93 | 0 | 0 | 0 | 0 | 0 | 0 | 0 | 0 | 0 | 0 |  | 0
Lateral Hardening-Fuse-10716312 | Lateral Hardening | 50000 | 0 | 0 | 0 | 0 | 0 | 0 | 0 | 0 | 0 | 0 |  | 0
Lateral Hardening-Fuse-10716313 | Lateral Hardening | 62953.09 | 0 | 0 | 0 | 0 | 0 | 0 | 0 | 0 | 0 | 0 |  | 0
Lateral Hardening-Fuse-10716314 | Lateral Hardening | 50000 | 0 | 0 | 0 | 0 | 0 | 0 | 0 | 0 | 0 | 0 |  | 0
Lateral Hardening-Fuse-10716315 | Lateral Hardening | 177132.79 | 0 | 0 | 0 | 0 | 2024 | 0 | 0 | 0 | 0 | 0 |  | 2023 | 2023
Lateral Hardening-Fuse-10716317 | Lateral Hardening | 50632.75 | 0 | 0 | 0 | 0 | 0 | 0 | 0 | 0 | 0 | 0 |  | 0
Lateral Hardening-Fuse-10716318 | Lateral Hardening | 66899.89 | 0 | 0 | 0 | 0 | 2024 | 0 | 0 | 0 | 0 | 0 |  | 2023 | 2023
Lateral Hardening-Fuse-10716319 | Lateral Hardening | 53355.77 | 0 | 0 | 0 | 0 | 0 | 0 | 0 | 0 | 0 | 0 |  | 0
Lateral Hardening-Fuse-10716320 | Lateral Hardening | 281399.12 | 0 | 0 | 0 | 0 | 2024 | 0 | 0 | 0 | 0 | 0 |  | 2023 | 2023
Lateral Hardening-Fuse-10716327 | Lateral Hardening | 76877.68 | 0 | 0 | 0 | 0 | 2024 | 0 | 0 | 0 | 0 | 0 |  | 2023 | 2023
Lateral Hardening-Fuse-10716331 | Lateral Hardening | 101160.32 | 0 | 0 | 0 | 0 | 0 | 0 | 0 | 0 | 0 | 0 |  | 0
Lateral Hardening-Fuse-10716333 | Lateral Hardening | 88216.5 | 0 | 0 | 0 | 0 | 0 | 0 | 0 | 0 | 0 | 0 |  | 0
Lateral Hardening-Fuse-10716338 | Lateral Hardening | 110987.82 | 0 | 0 | 0 | 0 | 0 | 0 | 0 | 0 | 0 | 0 |  | 0
Lateral Hardening-Fuse-10716340 | Lateral Hardening | 174465.33 | 0 | 0 | 0 | 0 | 0 | 0 | 0 | 0 | 0 | 0 |  | 0
Lateral Hardening-Fuse-10716341 | Lateral Hardening | 93542.16 | 0 | 0 | 0 | 0 | 0 | 0 | 0 | 0 | 0 | 0 |  | 0
Lateral Hardening-Fuse-10716343 | Lateral Hardening | 200222.96 | 0 | 0 | 0 | 0 | 0 | 0 | 0 | 0 | 0 | 0 |  | 0
Lateral Hardening-Fuse-10716344 | Lateral Hardening | 101019.4 | 0 | 0 | 0 | 0 | 0 | 0 | 0 | 0 | 0 | 0 |  | 0
Lateral Hardening-Fuse-10716345 | Lateral Hardening | 160902.45 | 0 | 0 | 0 | 0 | 0 | 0 | 0 | 0 | 0 | 0 |  | 0
Lateral Hardening-Fuse-10716347 | Lateral Hardening | 64764.25 | 0 | 0 | 0 | 0 | 0 | 0 | 0 | 0 | 0 | 0 |  | 0
Lateral Hardening-Fuse-10716349 | Lateral Hardening | 87303.61 | 0 | 0 | 0 | 0 | 0 | 0 | 0 | 0 | 0 | 0 |  | 0
Lateral Hardening-Fuse-10716351 | Lateral Hardening | 50000 | 0 | 0 | 0 | 0 | 0 | 0 | 0 | 0 | 0 | 0 |  | 0
Lateral Hardening-Fuse-10716352 | Lateral Hardening | 165052.63 | 0 | 0 | 0 | 0 | 0 | 0 | 0 | 0 | 0 | 0 |  | 0
Lateral Hardening-Fuse-10716353 | Lateral Hardening | 304400.41 | 0 | 0 | 0 | 0 | 0 | 0 | 0 | 0 | 0 | 0 |  | 2023 | 2023
Lateral Hardening-Fuse-10716354 | Lateral Hardening | 453932.83 | 0 | 0 | 0 | 0 | 2024 | 0 | 0 | 0 | 0 | 0 |  | 2023 | 2023
Lateral Hardening-Fuse-10716356 | Lateral Hardening | 102981.16 | 0 | 0 | 0 | 0 | 0 | 0 | 0 | 0 | 0 | 0 |  | 0
Lateral Hardening-Fuse-10716357 | Lateral Hardening | 50000 | 0 | 0 | 0 | 0 | 0 | 0 | 0 | 0 | 0 | 0 |  | 0
Lateral Hardening-Fuse-10716358 | Lateral Hardening | 349465.41 | 0 | 0 | 0 | 0 | 0 | 0 | 0 | 0 | 0 | 0 |  | 0
Lateral Hardening-Fuse-10716359 | Lateral Hardening | 84453.01 | 0 | 0 | 0 | 0 | 0 | 0 | 0 | 0 | 0 | 0 |  | 0
Lateral Hardening-Fuse-10716368 | Lateral Hardening | 52537.29 | 0 | 0 | 0 | 0 | 0 | 0 | 0 | 0 | 0 | 0 |  | 0
Lateral Hardening-Fuse-10716369 | Lateral Hardening | 273281.74 | 0 | 0 | 0 | 0 | 0 | 0 | 0 | 0 | 0 | 0 |  | 0
Lateral Hardening-Fuse-10716372 | Lateral Hardening | 51828.99 | 0 | 0 | 0 | 0 | 0 | 0 | 0 | 0 | 0 | 0 |  | 0
Lateral Hardening-Fuse-10716375 | Lateral Hardening | 210848.2 | 0 | 0 | 0 | 0 | 0 | 0 | 0 | 0 | 0 | 0 |  | 0
Lateral Hardening-Fuse-10716376 | Lateral Hardening | 86036.63 | 0 | 0 | 0 | 0 | 0 | 0 | 0 | 0 | 0 | 0 |  | 0
Lateral Hardening-Fuse-10716378 | Lateral Hardening | 103080.6 | 0 | 0 | 0 | 0 | 0 | 0 | 0 | 0 | 0 | 0 |  | 0
Lateral Hardening-Fuse-10716379 | Lateral Hardening | 54457.57 | 0 | 0 | 0 | 0 | 0 | 0 | 0 | 0 | 0 | 0 |  | 0
Lateral Hardening-Fuse-10716380 | Lateral Hardening | 158761.63 | 0 | 0 | 0 | 0 | 0 | 0 | 0 | 0 | 0 | 0 |  | 0
Lateral Hardening-Fuse-10716382 | Lateral Hardening | 108899.4 | 0 | 0 | 0 | 0 | 0 | 0 | 0 | 0 | 0 | 0 |  | 0
Lateral Hardening-Fuse-10716384 | Lateral Hardening | 71086.73 | 0 | 0 | 0 | 0 | 0 | 0 | 0 | 0 | 0 | 0 |  | 0
Lateral Hardening-Fuse-10716386 | Lateral Hardening | 51813.25 | 0 | 0 | 0 | 0 | 0 | 0 | 0 | 0 | 0 | 0 |  | 0
Lateral Hardening-Fuse-10716387 | Lateral Hardening | 110683.76 | 0 | 0 | 0 | 0 | 0 | 0 | 0 | 0 | 0 | 0 |  | 0
Lateral Hardening-Fuse-10716388 | Lateral Hardening | 53166.89 | 0 | 0 | 0 | 0 | 0 | 0 | 0 | 0 | 0 | 0 |  | 0
Lateral Hardening-Fuse-10717257 | Lateral Hardening | 101410.1 | 0 | 0 | 0 | 0 | 0 | 0 | 0 | 0 | 0 | 0 |  | 0
Lateral Hardening-Fuse-10717266 | Lateral Hardening | 50000 | 0 | 0 | 0 | 0 | 0 | 0 | 0 | 0 | 0 | 0 |  | 0
Lateral Hardening-Fuse-10717269 | Lateral Hardening | 68406.04 | 0 | 0 | 0 | 0 | 2021 | 0 | 0 | 0 | 0 | 0 |  | 2021
Lateral Hardening-Fuse-10717271 | Lateral Hardening | 55889.91 | 0 | 0 | 0 | 0 | 0 | 0 | 0 | 0 | 0 | 0 |  | 0
Lateral Hardening-Fuse-10717532 | Lateral Hardening | 50000 | 0 | 0 | 0 | 0 | 0 | 0 | 0 | 0 | 0 | 0 |  | 0
Lateral Hardening-Fuse-10717534 | Lateral Hardening | 57705.75 | 0 | 0 | 0 | 0 | 0 | 0 | 0 | 0 | 0 | 0 |  | 0
Lateral Hardening-Fuse-10717538 | Lateral Hardening | 127378.16 | 0 | 0 | 0 | 0 | 0 | 0 | 0 | 0 | 0 | 0 |  | 0
Lateral Hardening-Fuse-10718202 | Lateral Hardening | 156984.9 | 0 | 0 | 0 | 0 | 0 | 0 | 0 | 0 | 0 | 0 |  | 0
Lateral Hardening-Fuse-10718203 | Lateral Hardening | 66079.61 | 0 | 0 | 0 | 0 | 0 | 0 | 0 | 0 | 0 | 0 |  | 0
Lateral Hardening-Fuse-10718205 | Lateral Hardening | 100515.95 | 0 | 0 | 0 | 0 | 0 | 0 | 0 | 0 | 0 | 0 |  | 0
Lateral Hardening-Fuse-10718207 | Lateral Hardening | 92578.7 | 0 | 0 | 0 | 0 | 2029 | 0 | 0 | 0 | 0 | 0 |  | 2025 | 2025
Lateral Hardening-Fuse-10722371 | Lateral Hardening | 79636.57 | 0 | 0 | 0 | 0 | 2023 | 0 | 0 | 0 | 0 | 0 |  | 2023
Lateral Hardening-Fuse-10722373 | Lateral Hardening | 52852.09 | 0 | 0 | 0 | 0 | 0 | 0 | 0 | 0 | 0 | 0 |  | 0
Lateral Hardening-Fuse-10722386 | Lateral Hardening | 331599.08 | 0 | 0 | 0 | 0 | 0 | 0 | 0 | 0 | 0 | 0 |  | 0
Lateral Hardening-Fuse-10722387 | Lateral Hardening | 50000 | 0 | 0 | 0 | 0 | 0 | 0 | 0 | 0 | 0 | 0 |  | 0
Lateral Hardening-Fuse-10722388 | Lateral Hardening | 104004.26 | 0 | 0 | 0 | 0 | 2023 | 0 | 0 | 0 | 0 | 0 |  | 0 | 0
Lateral Hardening-Fuse-10722402 | Lateral Hardening | 217569.23 | 0 | 0 | 0 | 0 | 0 | 0 | 0 | 0 | 0 | 0 |  | 0
Lateral Hardening-Fuse-10722405 | Lateral Hardening | 64048.97 | 0 | 0 | 0 | 0 | 0 | 0 | 0 | 0 | 0 | 0 |  | 0
Lateral Hardening-Fuse-10722406 | Lateral Hardening | 120244.42 | 0 | 0 | 0 | 0 | 0 | 0 | 0 | 0 | 0 | 0 |  | 0
Lateral Hardening-Fuse-10722407 | Lateral Hardening | 591148.1 | 0 | 0 | 0 | 0 | 0 | 0 | 0 | 0 | 0 | 0 |  | 0
Lateral Hardening-Fuse-10722410 | Lateral Hardening | 158247.95 | 0 | 0 | 0 | 0 | 0 | 0 | 0 | 0 | 0 | 0 |  | 0
Lateral Hardening-Fuse-10722411 | Lateral Hardening | 55811.21 | 0 | 0 | 0 | 0 | 0 | 0 | 0 | 0 | 0 | 0 |  | 0
Lateral Hardening-Fuse-10722413 | Lateral Hardening | 104707.56 | 0 | 0 | 0 | 0 | 0 | 0 | 0 | 0 | 0 | 0 |  | 0
Lateral Hardening-Fuse-10722416 | Lateral Hardening | 115422.24 | 0 | 0 | 0 | 0 | 2023 | 0 | 0 | 0 | 0 | 0 |  | 2023
Lateral Hardening-Fuse-10722417 | Lateral Hardening | 1545954.65 | 0 | 0 | 0 | 0 | 2023 | 0 | 0 | 0 | 0 | 0 |  | 2023
Lateral Hardening-Fuse-10722418 | Lateral Hardening | 204011.35 | 0 | 0 | 0 | 0 | 0 | 0 | 0 | 0 | 0 | 0 |  | 0
Lateral Hardening-Fuse-10722420 | Lateral Hardening | 275335.46 | 0 | 0 | 0 | 0 | 0 | 0 | 0 | 0 | 0 | 0 |  | 0
Lateral Hardening-Fuse-10722422 | Lateral Hardening | 431036.8 | 0 | 0 | 0 | 0 | 0 | 0 | 0 | 0 | 0 | 0 |  | 0
Lateral Hardening-Fuse-10722423 | Lateral Hardening | 50000 | 0 | 0 | 0 | 0 | 0 | 0 | 0 | 0 | 0 | 0 |  | 0
Lateral Hardening-Fuse-10722426 | Lateral Hardening | 244853.08 | 0 | 0 | 0 | 0 | 0 | 0 | 0 | 0 | 0 | 0 |  | 0
Lateral Hardening-Fuse-10722427 | Lateral Hardening | 176579.68 | 0 | 0 | 0 | 0 | 0 | 0 | 0 | 0 | 0 | 0 |  | 0
Lateral Hardening-Fuse-10722428 | Lateral Hardening | 67674.91 | 0 | 0 | 0 | 0 | 0 | 0 | 0 | 0 | 0 | 0 |  | 0
Lateral Hardening-Fuse-10722429 | Lateral Hardening | 869115.25 | 0 | 0 | 0 | 0 | 2023 | 0 | 0 | 0 | 0 | 0 |  | 2023
Lateral Hardening-Fuse-10722434 | Lateral Hardening | 138207.28 | 0 | 0 | 0 | 0 | 0 | 0 | 0 | 0 | 0 | 0 |  | 0
Lateral Hardening-Fuse-10722436 | Lateral Hardening | 50000 | 0 | 0 | 0 | 0 | 0 | 0 | 0 | 0 | 0 | 0 |  | 0
Lateral Hardening-Fuse-10723972 | Lateral Hardening | 790625.33 | 0 | 0 | 0 | 0 | 0 | 0 | 0 | 0 | 0 | 0 |  | 0
Lateral Hardening-Fuse-10723975 | Lateral Hardening | 217428.31 | 0 | 0 | 0 | 0 | 0 | 0 | 0 | 0 | 0 | 0 |  | 0
Lateral Hardening-Fuse-10723976 | Lateral Hardening | 416025.23 | 0 | 0 | 0 | 0 | 0 | 0 | 0 | 0 | 0 | 0 |  | 0
Lateral Hardening-Fuse-10723979 | Lateral Hardening | 206750.85 | 0 | 0 | 0 | 0 | 0 | 0 | 0 | 0 | 0 | 0 |  | 0
Lateral Hardening-Fuse-10723980 | Lateral Hardening | 209387.55 | 0 | 0 | 0 | 0 | 0 | 0 | 0 | 0 | 0 | 0 |  | 0
Lateral Hardening-Fuse-10723983 | Lateral Hardening | 159568.11 | 0 | 0 | 0 | 0 | 0 | 0 | 0 | 0 | 0 | 0 |  | 0
Lateral Hardening-Fuse-10723986 | Lateral Hardening | 236526.85 | 0 | 0 | 0 | 0 | 0 | 0 | 0 | 0 | 0 | 0 |  | 0
Lateral Hardening-Fuse-10723990 | Lateral Hardening | 189140.57 | 0 | 0 | 0 | 0 | 0 | 0 | 0 | 0 | 0 | 0 |  | 0
Lateral Hardening-Fuse-10723991 | Lateral Hardening | 58948.47 | 0 | 0 | 0 | 0 | 0 | 0 | 0 | 0 | 0 | 0 |  | 0
Lateral Hardening-Fuse-10723992 | Lateral Hardening | 442641.49 | 0 | 0 | 0 | 0 | 0 | 0 | 0 | 0 | 0 | 0 |  | 0
Lateral Hardening-Fuse-10723993 | Lateral Hardening | 96004.28 | 0 | 0 | 0 | 0 | 2021 | 0 | 0 | 0 | 0 | 0 |  | 2021
Lateral Hardening-Fuse-10723996 | Lateral Hardening | 1626283.34 | 0 | 0 | 0 | 0 | 0 | 0 | 0 | 0 | 0 | 0 |  | 0
Lateral Hardening-Fuse-10726457 | Lateral Hardening | 191785.63 | 0 | 0 | 0 | 0 | 0 | 0 | 0 | 0 | 0 | 0 |  | 0
Lateral Hardening-Fuse-10726459 | Lateral Hardening | 139641.84 | 0 | 0 | 0 | 0 | 0 | 0 | 0 | 0 | 0 | 0 |  | 0
Lateral Hardening-Fuse-10726463 | Lateral Hardening | 456262.23 | 0 | 0 | 0 | 0 | 0 | 0 | 0 | 0 | 0 | 0 |  | 0
Lateral Hardening-Fuse-10726469 | Lateral Hardening | 965404.51 | 0 | 0 | 0 | 0 | 0 | 0 | 0 | 0 | 0 | 0 |  | 0
Lateral Hardening-Fuse-10726471 | Lateral Hardening | 180220.99 | 0 | 0 | 0 | 0 | 0 | 0 | 0 | 0 | 0 | 0 |  | 0
Lateral Hardening-Fuse-10726473 | Lateral Hardening | 306898.76 | 0 | 0 | 0 | 0 | 0 | 0 | 0 | 0 | 0 | 0 |  | 0
Lateral Hardening-Fuse-10726475 | Lateral Hardening | 609133 | 0 | 0 | 0 | 0 | 2029 | 0 | 0 | 0 | 0 | 0 |  | 2029
Lateral Hardening-Fuse-10726479 | Lateral Hardening | 118543.02 | 0 | 0 | 0 | 0 | 2029 | 0 | 0 | 0 | 0 | 0 |  | 2029
Lateral Hardening-Fuse-10726481 | Lateral Hardening | 58172.21 | 0 | 0 | 0 | 0 | 0 | 0 | 0 | 0 | 0 | 0 |  | 0
Lateral Hardening-Fuse-10726483 | Lateral Hardening | 205259.02 | 0 | 0 | 0 | 0 | 0 | 0 | 0 | 0 | 0 | 0 |  | 0
Lateral Hardening-Fuse-10726503 | Lateral Hardening | 404239.36 | 0 | 0 | 0 | 0 | 0 | 0 | 0 | 0 | 0 | 0 |  | 0
Lateral Hardening-Fuse-10726507 | Lateral Hardening | 168102.47 | 0 | 0 | 0 | 0 | 0 | 0 | 0 | 0 | 0 | 0 |  | 0
Lateral Hardening-Fuse-10726511 | Lateral Hardening | 95037.46 | 0 | 0 | 0 | 0 | 0 | 0 | 0 | 0 | 0 | 0 |  | 0
Lateral Hardening-Fuse-10726513 | Lateral Hardening | 903307.11 | 0 | 0 | 0 | 0 | 0 | 0 | 0 | 0 | 0 | 0 |  | 0
Lateral Hardening-Fuse-10726517 | Lateral Hardening | 50000 | 0 | 0 | 0 | 0 | 0 | 0 | 0 | 0 | 0 | 0 |  | 0
Lateral Hardening-Fuse-10726528 | Lateral Hardening | 258117.64 | 0 | 0 | 0 | 0 | 0 | 0 | 0 | 0 | 0 | 0 |  | 0
Lateral Hardening-Fuse-10726530 | Lateral Hardening | 53497.43 | 0 | 0 | 0 | 0 | 0 | 0 | 0 | 0 | 0 | 0 |  | 0
Lateral Hardening-Fuse-10726532 | Lateral Hardening | 323882.4 | 0 | 0 | 0 | 0 | 0 | 0 | 0 | 0 | 0 | 0 |  | 0
Lateral Hardening-Fuse-10726533 | Lateral Hardening | 116071.84 | 0 | 0 | 0 | 0 | 0 | 0 | 0 | 0 | 0 | 0 |  | 0
Lateral Hardening-Fuse-10726540 | Lateral Hardening | 491181.46 | 0 | 0 | 0 | 0 | 0 | 0 | 0 | 0 | 0 | 0 |  | 0
Lateral Hardening-Fuse-10726541 | Lateral Hardening | 104995.88 | 0 | 0 | 0 | 0 | 0 | 0 | 0 | 0 | 0 | 0 |  | 2029 | 2029
Lateral Hardening-Fuse-10726542 | Lateral Hardening | 159716.77 | 0 | 0 | 0 | 0 | 0 | 0 | 0 | 0 | 0 | 0 |  | 0
Lateral Hardening-Fuse-10726543 | Lateral Hardening | 467909.17 | 0 | 0 | 0 | 0 | 2026 | 0 | 0 | 0 | 0 | 0 |  | 2026
Lateral Hardening-Fuse-10726546 | Lateral Hardening | 52490.07 | 0 | 0 | 0 | 0 | 0 | 0 | 0 | 0 | 0 | 0 |  | 0
Lateral Hardening-Fuse-10726547 | Lateral Hardening | 157541.8 | 0 | 0 | 0 | 0 | 0 | 0 | 0 | 0 | 0 | 0 |  | 0
Lateral Hardening-Fuse-10727403 | Lateral Hardening | 50000 | 0 | 0 | 0 | 0 | 0 | 0 | 0 | 0 | 0 | 0 |  | 0
Lateral Hardening-Fuse-10727406 | Lateral Hardening | 50000 | 0 | 0 | 0 | 0 | 0 | 0 | 0 | 0 | 0 | 0 |  | 0
Lateral Hardening-Fuse-10727416 | Lateral Hardening | 50000 | 0 | 0 | 0 | 0 | 0 | 0 | 0 | 0 | 0 | 0 |  | 0
Lateral Hardening-Fuse-10730231 | Lateral Hardening | 103348.92 | 0 | 0 | 0 | 0 | 0 | 0 | 0 | 0 | 0 | 0 |  | 0
Lateral Hardening-Fuse-10730233 | Lateral Hardening | 197887.7 | 0 | 0 | 0 | 0 | 0 | 0 | 0 | 0 | 0 | 0 |  | 0
Lateral Hardening-Fuse-10730234 | Lateral Hardening | 53229.85 | 0 | 0 | 0 | 0 | 0 | 0 | 0 | 0 | 0 | 0 |  | 0
Lateral Hardening-Fuse-10734145 | Lateral Hardening | 50000 | 0 | 0 | 0 | 0 | 0 | 0 | 0 | 0 | 0 | 0 |  | 0
Lateral Hardening-Fuse-10737660 | Lateral Hardening | 176244.51 | 0 | 0 | 0 | 0 | 0 | 0 | 0 | 0 | 0 | 0 |  | 0
Lateral Hardening-Fuse-10737663 | Lateral Hardening | 312680.34 | 0 | 0 | 0 | 0 | 0 | 0 | 0 | 0 | 0 | 0 |  | 0
Lateral Hardening-Fuse-10737664 | Lateral Hardening | 67071.05 | 0 | 0 | 0 | 0 | 0 | 0 | 0 | 0 | 0 | 0 |  | 0
Lateral Hardening-Fuse-10737681 | Lateral Hardening | 56157.49 | 0 | 0 | 0 | 0 | 2023 | 0 | 0 | 0 | 0 | 0 |  | 2025 | 2025
Lateral Hardening-Fuse-10737682 | Lateral Hardening | 50000 | 0 | 0 | 0 | 0 | 0 | 0 | 0 | 0 | 0 | 0 |  | 0
Lateral Hardening-Fuse-10737690 | Lateral Hardening | 160802.09 | 0 | 0 | 0 | 0 | 0 | 0 | 0 | 0 | 0 | 0 |  | 0
Lateral Hardening-Fuse-10742009 | Lateral Hardening | 267786.95 | 0 | 0 | 0 | 0 | 2022 | 0 | 0 | 0 | 0 | 0 |  | 2021 | 2021
Lateral Hardening-Fuse-10742010 | Lateral Hardening | 50000 | 0 | 0 | 0 | 0 | 0 | 0 | 0 | 0 | 0 | 0 |  | 0
Lateral Hardening-Fuse-10742012 | Lateral Hardening | 984943.54 | 0 | 0 | 0 | 0 | 0 | 0 | 0 | 0 | 0 | 0 |  | 0
Lateral Hardening-Fuse-10742013 | Lateral Hardening | 152727.47 | 0 | 0 | 0 | 0 | 2022 | 0 | 0 | 0 | 0 | 0 |  | 2021 | 2021
Lateral Hardening-Fuse-10742014 | Lateral Hardening | 141881.92 | 0 | 0 | 0 | 0 | 0 | 0 | 0 | 0 | 0 | 0 |  | 0
Lateral Hardening-Fuse-10742015 | Lateral Hardening | 51094.21 | 0 | 0 | 0 | 0 | 2022 | 0 | 0 | 0 | 0 | 0 |  | 0 | 0
Lateral Hardening-Fuse-10742032 | Lateral Hardening | 50000 | 0 | 0 | 0 | 0 | 0 | 0 | 0 | 0 | 0 | 0 |  | 0
Lateral Hardening-Fuse-10742039 | Lateral Hardening | 176873.61 | 0 | 0 | 0 | 0 | 0 | 0 | 0 | 0 | 0 | 0 |  | 0
Lateral Hardening-Fuse-10743714 | Lateral Hardening | 63178.27 | 0 | 0 | 0 | 0 | 0 | 0 | 0 | 0 | 0 | 0 |  | 0
Lateral Hardening-Fuse-10743715 | Lateral Hardening | 245887.66 | 0 | 0 | 0 | 0 | 0 | 0 | 0 | 0 | 0 | 0 |  | 2029 | 2029
Lateral Hardening-Fuse-10743723 | Lateral Hardening | 79999.38 | 0 | 0 | 0 | 0 | 0 | 0 | 0 | 0 | 0 | 0 |  | 0
Lateral Hardening-Fuse-10743727 | Lateral Hardening | 118892.94 | 0 | 0 | 0 | 0 | 0 | 0 | 0 | 0 | 0 | 0 |  | 0
Lateral Hardening-Fuse-10743728 | Lateral Hardening | 55071.43 | 0 | 0 | 0 | 0 | 0 | 0 | 0 | 0 | 0 | 0 |  | 0
Lateral Hardening-Fuse-10744370 | Lateral Hardening | 297659.43 | 0 | 0 | 0 | 0 | 0 | 0 | 0 | 0 | 0 | 0 |  | 0
Lateral Hardening-Fuse-10744371 | Lateral Hardening | 297722.39 | 0 | 0 | 0 | 0 | 0 | 0 | 0 | 0 | 0 | 0 |  | 0
Lateral Hardening-Fuse-10744375 | Lateral Hardening | 75167.89 | 0 | 0 | 0 | 0 | 0 | 0 | 0 | 0 | 0 | 0 |  | 0
Lateral Hardening-Fuse-10744376 | Lateral Hardening | 50000 | 0 | 0 | 0 | 0 | 0 | 0 | 0 | 0 | 0 | 0 |  | 0
Lateral Hardening-Fuse-10744379 | Lateral Hardening | 192877.43 | 0 | 0 | 0 | 0 | 0 | 0 | 0 | 0 | 0 | 0 |  | 0
Lateral Hardening-Fuse-10745477 | Lateral Hardening | 127656.18 | 0 | 0 | 0 | 0 | 0 | 0 | 0 | 0 | 0 | 0 |  | 0
Lateral Hardening-Fuse-10745481 | Lateral Hardening | 448512 | 0 | 0 | 0 | 0 | 2025 | 0 | 0 | 0 | 0 | 0 |  | 2025
Lateral Hardening-Fuse-10745484 | Lateral Hardening | 98810.06 | 0 | 0 | 0 | 0 | 0 | 0 | 0 | 0 | 0 | 0 |  | 0
Lateral Hardening-Fuse-10745485 | Lateral Hardening | 158041.85 | 0 | 0 | 0 | 0 | 0 | 0 | 0 | 0 | 0 | 0 |  | 0
Lateral Hardening-Fuse-10745486 | Lateral Hardening | 100929.96 | 0 | 0 | 0 | 0 | 0 | 0 | 0 | 0 | 0 | 0 |  | 0
Lateral Hardening-Fuse-10745487 | Lateral Hardening | 288437.09 | 0 | 0 | 0 | 0 | 2025 | 0 | 0 | 0 | 0 | 0 |  | 2025
Lateral Hardening-Fuse-10745488 | Lateral Hardening | 79542.13 | 0 | 0 | 0 | 0 | 0 | 0 | 0 | 0 | 0 | 0 |  | 0
Lateral Hardening-Fuse-10745489 | Lateral Hardening | 50000 | 0 | 0 | 0 | 0 | 0 | 0 | 0 | 0 | 0 | 0 |  | 0
Lateral Hardening-Fuse-10745490 | Lateral Hardening | 168011.01 | 0 | 0 | 0 | 0 | 0 | 0 | 0 | 0 | 0 | 0 |  | 0
Lateral Hardening-Fuse-10745492 | Lateral Hardening | 59006.43 | 0 | 0 | 0 | 0 | 0 | 0 | 0 | 0 | 0 | 0 |  | 0
Lateral Hardening-Fuse-10745503 | Lateral Hardening | 319145.18 | 0 | 0 | 0 | 0 | 0 | 0 | 0 | 0 | 0 | 0 |  | 0
Lateral Hardening-Fuse-10745509 | Lateral Hardening | 107766.12 | 0 | 0 | 0 | 0 | 0 | 0 | 0 | 0 | 0 | 0 |  | 0
Lateral Hardening-Fuse-10745511 | Lateral Hardening | 187236.72 | 0 | 0 | 0 | 0 | 0 | 0 | 0 | 0 | 0 | 0 |  | 0
Lateral Hardening-Fuse-10745513 | Lateral Hardening | 217830.28 | 0 | 0 | 0 | 0 | 0 | 0 | 0 | 0 | 0 | 0 |  | 0
Lateral Hardening-Fuse-10745516 | Lateral Hardening | 164878.75 | 0 | 0 | 0 | 0 | 0 | 0 | 0 | 0 | 0 | 0 |  | 0
Lateral Hardening-Fuse-10745517 | Lateral Hardening | 178131.83 | 0 | 0 | 0 | 0 | 0 | 0 | 0 | 0 | 0 | 0 |  | 0
Lateral Hardening-Fuse-10745518 | Lateral Hardening | 50165.55 | 0 | 0 | 0 | 0 | 0 | 0 | 0 | 0 | 0 | 0 |  | 0
Lateral Hardening-Fuse-10745520 | Lateral Hardening | 50000 | 0 | 0 | 0 | 0 | 0 | 0 | 0 | 0 | 0 | 0 |  | 0
Lateral Hardening-Fuse-10745521 | Lateral Hardening | 109623.44 | 0 | 0 | 0 | 0 | 0 | 0 | 0 | 0 | 0 | 0 |  | 0
Lateral Hardening-Fuse-10745522 | Lateral Hardening | 167581.03 | 0 | 0 | 0 | 0 | 0 | 0 | 0 | 0 | 0 | 0 |  | 0
Lateral Hardening-Fuse-10745523 | Lateral Hardening | 481056.29 | 0 | 0 | 0 | 0 | 2027 | 0 | 0 | 0 | 0 | 0 |  | 2028 | 2028
Lateral Hardening-Fuse-10745524 | Lateral Hardening | 50000 | 0 | 0 | 0 | 0 | 0 | 0 | 0 | 0 | 0 | 0 |  | 0
Lateral Hardening-Fuse-10745530 | Lateral Hardening | 52411.37 | 0 | 0 | 0 | 0 | 0 | 0 | 0 | 0 | 0 | 0 |  | 0
Lateral Hardening-Fuse-10745533 | Lateral Hardening | 167025.13 | 0 | 0 | 0 | 0 | 0 | 0 | 0 | 0 | 0 | 0 |  | 0
Lateral Hardening-Fuse-10745535 | Lateral Hardening | 59840.65 | 0 | 0 | 0 | 0 | 0 | 0 | 0 | 0 | 0 | 0 |  | 0
Lateral Hardening-Fuse-10745536 | Lateral Hardening | 235796.1 | 0 | 0 | 0 | 0 | 0 | 0 | 0 | 0 | 0 | 0 |  | 0
Lateral Hardening-Fuse-10745537 | Lateral Hardening | 54851.07 | 0 | 0 | 0 | 0 | 0 | 0 | 0 | 0 | 0 | 0 |  | 0
Lateral Hardening-Fuse-10745538 | Lateral Hardening | 56582.47 | 0 | 0 | 0 | 0 | 0 | 0 | 0 | 0 | 0 | 0 |  | 0
Lateral Hardening-Fuse-10745539 | Lateral Hardening | 177906.47 | 0 | 0 | 0 | 0 | 0 | 0 | 0 | 0 | 0 | 0 |  | 0
Lateral Hardening-Fuse-10745540 | Lateral Hardening | 57185.59 | 0 | 0 | 0 | 0 | 0 | 0 | 0 | 0 | 0 | 0 |  | 0
Lateral Hardening-Fuse-10745541 | Lateral Hardening | 270278.87 | 0 | 0 | 0 | 0 | 2025 | 0 | 0 | 0 | 0 | 0 |  | 2025
Lateral Hardening-Fuse-10745542 | Lateral Hardening | 195577.49 | 0 | 0 | 0 | 0 | 2025 | 0 | 0 | 0 | 0 | 0 |  | 2025
Lateral Hardening-Fuse-10745543 | Lateral Hardening | 58592.19 | 0 | 0 | 0 | 0 | 0 | 0 | 0 | 0 | 0 | 0 |  | 0
Lateral Hardening-Fuse-10745544 | Lateral Hardening | 57212.07 | 0 | 0 | 0 | 0 | 0 | 0 | 0 | 0 | 0 | 0 |  | 0
Lateral Hardening-Fuse-10745546 | Lateral Hardening | 417368.51 | 0 | 0 | 0 | 0 | 0 | 0 | 0 | 0 | 0 | 0 |  | 0
Lateral Hardening-Fuse-10745547 | Lateral Hardening | 157940.24 | 0 | 0 | 0 | 0 | 0 | 0 | 0 | 0 | 0 | 0 |  | 0
Lateral Hardening-Fuse-10745550 | Lateral Hardening | 112535.34 | 0 | 0 | 0 | 0 | 0 | 0 | 0 | 0 | 0 | 0 |  | 0
Lateral Hardening-Fuse-10745552 | Lateral Hardening | 223318.54 | 0 | 0 | 0 | 0 | 0 | 0 | 0 | 0 | 0 | 0 |  | 0
Lateral Hardening-Fuse-10745553 | Lateral Hardening | 243310.56 | 0 | 0 | 0 | 0 | 0 | 0 | 0 | 0 | 0 | 0 |  | 0
Lateral Hardening-Fuse-10745554 | Lateral Hardening | 367971.39 | 0 | 0 | 0 | 0 | 0 | 0 | 0 | 0 | 0 | 0 |  | 0
Lateral Hardening-Fuse-10745555 | Lateral Hardening | 112609.04 | 0 | 0 | 0 | 0 | 0 | 0 | 0 | 0 | 0 | 0 |  | 0
Lateral Hardening-Fuse-10745557 | Lateral Hardening | 120672.73 | 0 | 0 | 0 | 0 | 0 | 0 | 0 | 0 | 0 | 0 |  | 2028 | 2028
Lateral Hardening-Fuse-10745558 | Lateral Hardening | 56802.83 | 0 | 0 | 0 | 0 | 0 | 0 | 0 | 0 | 0 | 0 |  | 0
Lateral Hardening-Fuse-10745559 | Lateral Hardening | 112984.7 | 0 | 0 | 0 | 0 | 0 | 0 | 0 | 0 | 0 | 0 |  | 0
Lateral Hardening-Fuse-10745561 | Lateral Hardening | 168561.91 | 0 | 0 | 0 | 0 | 0 | 0 | 0 | 0 | 0 | 0 |  | 0
Lateral Hardening-Fuse-10745562 | Lateral Hardening | 50113.33 | 0 | 0 | 0 | 0 | 0 | 0 | 0 | 0 | 0 | 0 |  | 0
Lateral Hardening-Fuse-10745563 | Lateral Hardening | 55716.77 | 0 | 0 | 0 | 0 | 0 | 0 | 0 | 0 | 0 | 0 |  | 0
Lateral Hardening-Fuse-10745564 | Lateral Hardening | 153937.28 | 0 | 0 | 0 | 0 | 0 | 0 | 0 | 0 | 0 | 0 |  | 0
Lateral Hardening-Fuse-10745565 | Lateral Hardening | 250311.74 | 0 | 0 | 0 | 0 | 0 | 0 | 0 | 0 | 0 | 0 |  | 0
Lateral Hardening-Fuse-10745566 | Lateral Hardening | 57506.13 | 0 | 0 | 0 | 0 | 0 | 0 | 0 | 0 | 0 | 0 |  | 0
Lateral Hardening-Fuse-10745568 | Lateral Hardening | 120059.8 | 0 | 0 | 0 | 0 | 0 | 0 | 0 | 0 | 0 | 0 |  | 0
Lateral Hardening-Fuse-10745569 | Lateral Hardening | 121082.16 | 0 | 0 | 0 | 0 | 0 | 0 | 0 | 0 | 0 | 0 |  | 0
Lateral Hardening-Fuse-10745570 | Lateral Hardening | 52678.95 | 0 | 0 | 0 | 0 | 0 | 0 | 0 | 0 | 0 | 0 |  | 0
Lateral Hardening-Fuse-10745571 | Lateral Hardening | 122904.48 | 0 | 0 | 0 | 0 | 0 | 0 | 0 | 0 | 0 | 0 |  | 2023 | 2023
Lateral Hardening-Fuse-10745574 | Lateral Hardening | 361010.79 | 0 | 0 | 0 | 0 | 0 | 0 | 0 | 0 | 0 | 0 |  | 0
Lateral Hardening-Fuse-10745575 | Lateral Hardening | 419366.88 | 0 | 0 | 0 | 0 | 0 | 0 | 0 | 0 | 0 | 0 |  | 0
Lateral Hardening-Fuse-10745576 | Lateral Hardening | 243757.02 | 0 | 0 | 0 | 0 | 0 | 0 | 0 | 0 | 0 | 0 |  | 0
Lateral Hardening-Fuse-10745579 | Lateral Hardening | 50000 | 0 | 0 | 0 | 0 | 0 | 0 | 0 | 0 | 0 | 0 |  | 0
Lateral Hardening-Fuse-10745580 | Lateral Hardening | 187056.41 | 0 | 0 | 0 | 0 | 2023 | 0 | 0 | 0 | 0 | 0 |  | 2023
Lateral Hardening-Fuse-10745583 | Lateral Hardening | 100725.34 | 0 | 0 | 0 | 0 | 0 | 0 | 0 | 0 | 0 | 0 |  | 0
Lateral Hardening-Fuse-10745584 | Lateral Hardening | 67395.85 | 0 | 0 | 0 | 0 | 0 | 0 | 0 | 0 | 0 | 0 |  | 0
Lateral Hardening-Fuse-10745586 | Lateral Hardening | 156877.09 | 0 | 0 | 0 | 0 | 0 | 0 | 0 | 0 | 0 | 0 |  | 0
Lateral Hardening-Fuse-10745587 | Lateral Hardening | 56834.31 | 0 | 0 | 0 | 0 | 0 | 0 | 0 | 0 | 0 | 0 |  | 0
Lateral Hardening-Fuse-10745588 | Lateral Hardening | 155168.96 | 0 | 0 | 0 | 0 | 0 | 0 | 0 | 0 | 0 | 0 |  | 0
Lateral Hardening-Fuse-10745590 | Lateral Hardening | 64478.95 | 0 | 0 | 0 | 0 | 0 | 0 | 0 | 0 | 0 | 0 |  | 0
Lateral Hardening-Fuse-10745591 | Lateral Hardening | 157360.77 | 0 | 0 | 0 | 0 | 0 | 0 | 0 | 0 | 0 | 0 |  | 0
Lateral Hardening-Fuse-10745594 | Lateral Hardening | 59777.69 | 0 | 0 | 0 | 0 | 0 | 0 | 0 | 0 | 0 | 0 |  | 0
Lateral Hardening-Fuse-10745598 | Lateral Hardening | 91397.1 | 0 | 0 | 0 | 0 | 0 | 0 | 0 | 0 | 0 | 0 |  | 0
Lateral Hardening-Fuse-10745599 | Lateral Hardening | 166934.95 | 0 | 0 | 0 | 0 | 0 | 0 | 0 | 0 | 0 | 0 |  | 0
Lateral Hardening-Fuse-10745601 | Lateral Hardening | 230217.36 | 0 | 0 | 0 | 0 | 0 | 0 | 0 | 0 | 0 | 0 |  | 0
Lateral Hardening-Fuse-10745603 | Lateral Hardening | 110431.92 | 0 | 0 | 0 | 0 | 0 | 0 | 0 | 0 | 0 | 0 |  | 0
Lateral Hardening-Fuse-10745604 | Lateral Hardening | 112787.18 | 0 | 0 | 0 | 0 | 0 | 0 | 0 | 0 | 0 | 0 |  | 0
Lateral Hardening-Fuse-10745607 | Lateral Hardening | 65829.57 | 0 | 0 | 0 | 0 | 0 | 0 | 0 | 0 | 0 | 0 |  | 0
Lateral Hardening-Fuse-10745608 | Lateral Hardening | 253537.25 | 0 | 0 | 0 | 0 | 0 | 0 | 0 | 0 | 0 | 0 |  | 0
Lateral Hardening-Fuse-10745609 | Lateral Hardening | 188334.11 | 0 | 0 | 0 | 0 | 0 | 0 | 0 | 0 | 0 | 0 |  | 0
Lateral Hardening-Fuse-10745610 | Lateral Hardening | 323230.4 | 0 | 0 | 0 | 0 | 0 | 0 | 0 | 0 | 0 | 0 |  | 0
Lateral Hardening-Fuse-10745611 | Lateral Hardening | 130768 | 0 | 0 | 0 | 0 | 2025 | 0 | 0 | 0 | 0 | 0 |  | 2025
Lateral Hardening-Fuse-10745612 | Lateral Hardening | 283386.03 | 0 | 0 | 0 | 0 | 2027 | 0 | 0 | 0 | 0 | 0 |  | 2028 | 2028
Lateral Hardening-Fuse-10745613 | Lateral Hardening | 60029.53 | 0 | 0 | 0 | 0 | 0 | 0 | 0 | 0 | 0 | 0 |  | 0
Lateral Hardening-Fuse-10745614 | Lateral Hardening | 79921.37 | 0 | 0 | 0 | 0 | 0 | 0 | 0 | 0 | 0 | 0 |  | 0
Lateral Hardening-Fuse-10745615 | Lateral Hardening | 246424.56 | 0 | 0 | 0 | 0 | 0 | 0 | 0 | 0 | 0 | 0 |  | 0
Lateral Hardening-Fuse-10745616 | Lateral Hardening | 57332.99 | 0 | 0 | 0 | 0 | 0 | 0 | 0 | 0 | 0 | 0 |  | 0
Lateral Hardening-Fuse-10745617 | Lateral Hardening | 106538.4 | 0 | 0 | 0 | 0 | 0 | 0 | 0 | 0 | 0 | 0 |  | 0
Lateral Hardening-Fuse-10745619 | Lateral Hardening | 223732.78 | 0 | 0 | 0 | 0 | 0 | 0 | 0 | 0 | 0 | 0 |  | 0
Lateral Hardening-Fuse-10745620 | Lateral Hardening | 120840.87 | 0 | 0 | 0 | 0 | 2027 | 0 | 0 | 0 | 0 | 0 |  | 2028 | 2028
Lateral Hardening-Fuse-10745624 | Lateral Hardening | 76935.77 | 0 | 0 | 0 | 0 | 0 | 0 | 0 | 0 | 0 | 0 |  | 0
Lateral Hardening-Fuse-10745625 | Lateral Hardening | 61031.89 | 0 | 0 | 0 | 0 | 0 | 0 | 0 | 0 | 0 | 0 |  | 0
Lateral Hardening-Fuse-10745627 | Lateral Hardening | 127944.8 | 0 | 0 | 0 | 0 | 2027 | 0 | 0 | 0 | 0 | 0 |  | 2028 | 2028
Lateral Hardening-Fuse-10745628 | Lateral Hardening | 168352.29 | 0 | 0 | 0 | 0 | 0 | 0 | 0 | 0 | 0 | 0 |  | 0
Lateral Hardening-Fuse-10745630 | Lateral Hardening | 115961.66 | 0 | 0 | 0 | 0 | 0 | 0 | 0 | 0 | 0 | 0 |  | 0
Lateral Hardening-Fuse-10745632 | Lateral Hardening | 115373.54 | 0 | 0 | 0 | 0 | 0 | 0 | 0 | 0 | 0 | 0 |  | 0
Lateral Hardening-Fuse-10745633 | Lateral Hardening | 105867.32 | 0 | 0 | 0 | 0 | 0 | 0 | 0 | 0 | 0 | 0 |  | 0
Lateral Hardening-Fuse-10745634 | Lateral Hardening | 96454.85 | 0 | 0 | 0 | 0 | 0 | 0 | 0 | 0 | 0 | 0 |  | 0
Lateral Hardening-Fuse-10745635 | Lateral Hardening | 159673.81 | 0 | 0 | 0 | 0 | 0 | 0 | 0 | 0 | 0 | 0 |  | 0
Lateral Hardening-Fuse-10745636 | Lateral Hardening | 50000 | 0 | 0 | 0 | 0 | 0 | 0 | 0 | 0 | 0 | 0 |  | 0
Lateral Hardening-Fuse-10745638 | Lateral Hardening | 111354.84 | 0 | 0 | 0 | 0 | 0 | 0 | 0 | 0 | 0 | 0 |  | 0
Lateral Hardening-Fuse-10745641 | Lateral Hardening | 403355.98 | 0 | 0 | 0 | 0 | 2023 | 0 | 0 | 0 | 0 | 0 |  | 0 | 0
Lateral Hardening-Fuse-10745642 | Lateral Hardening | 173583.71 | 0 | 0 | 0 | 0 | 0 | 0 | 0 | 0 | 0 | 0 |  | 0
Lateral Hardening-Fuse-10745643 | Lateral Hardening | 51844.73 | 0 | 0 | 0 | 0 | 0 | 0 | 0 | 0 | 0 | 0 |  | 0
Lateral Hardening-Fuse-10745644 | Lateral Hardening | 58077.77 | 0 | 0 | 0 | 0 | 0 | 0 | 0 | 0 | 0 | 0 |  | 0
Lateral Hardening-Fuse-10745645 | Lateral Hardening | 93484.99 | 0 | 0 | 0 | 0 | 0 | 0 | 0 | 0 | 0 | 0 |  | 0
Lateral Hardening-Fuse-10745647 | Lateral Hardening | 53319.29 | 0 | 0 | 0 | 0 | 0 | 0 | 0 | 0 | 0 | 0 |  | 0
Lateral Hardening-Fuse-10745650 | Lateral Hardening | 183858.46 | 0 | 0 | 0 | 0 | 0 | 0 | 0 | 0 | 0 | 0 |  | 0
Lateral Hardening-Fuse-10745651 | Lateral Hardening | 50000 | 0 | 0 | 0 | 0 | 0 | 0 | 0 | 0 | 0 | 0 |  | 0
Lateral Hardening-Fuse-10745656 | Lateral Hardening | 51828.99 | 0 | 0 | 0 | 0 | 0 | 0 | 0 | 0 | 0 | 0 |  | 0
Lateral Hardening-Fuse-10745657 | Lateral Hardening | 307920.38 | 0 | 0 | 0 | 0 | 0 | 0 | 0 | 0 | 0 | 0 |  | 0
Lateral Hardening-Fuse-10745658 | Lateral Hardening | 161232.07 | 0 | 0 | 0 | 0 | 0 | 0 | 0 | 0 | 0 | 0 |  | 0
Lateral Hardening-Fuse-10745659 | Lateral Hardening | 99266.52 | 0 | 0 | 0 | 0 | 0 | 0 | 0 | 0 | 0 | 0 |  | 0
Lateral Hardening-Fuse-10745661 | Lateral Hardening | 92891.87 | 0 | 0 | 0 | 0 | 0 | 0 | 0 | 0 | 0 | 0 |  | 0
Lateral Hardening-Fuse-10745663 | Lateral Hardening | 114796.9 | 0 | 0 | 0 | 0 | 0 | 0 | 0 | 0 | 0 | 0 |  | 0
Lateral Hardening-Fuse-10745665 | Lateral Hardening | 132105.9 | 0 | 0 | 0 | 0 | 0 | 0 | 0 | 0 | 0 | 0 |  | 0
Lateral Hardening-Fuse-10745667 | Lateral Hardening | 300528.55 | 0 | 0 | 0 | 0 | 0 | 0 | 0 | 0 | 0 | 0 |  | 0
Lateral Hardening-Fuse-10747874 | Lateral Hardening | 56456.55 | 0 | 0 | 0 | 0 | 2023 | 0 | 0 | 0 | 0 | 0 |  | 2023
Lateral Hardening-Fuse-10747877 | Lateral Hardening | 53618.35 | 0 | 0 | 0 | 0 | 0 | 0 | 0 | 0 | 0 | 0 |  | 0
Lateral Hardening-Fuse-10747878 | Lateral Hardening | 163624.55 | 0 | 0 | 0 | 0 | 0 | 0 | 0 | 0 | 0 | 0 |  | 0
Lateral Hardening-Fuse-10747882 | Lateral Hardening | 140880.25 | 0 | 0 | 0 | 0 | 0 | 0 | 0 | 0 | 0 | 0 |  | 0
Lateral Hardening-Fuse-10747883 | Lateral Hardening | 64478.95 | 0 | 0 | 0 | 0 | 0 | 0 | 0 | 0 | 0 | 0 |  | 0
Lateral Hardening-Fuse-10747884 | Lateral Hardening | 250352.08 | 0 | 0 | 0 | 0 | 0 | 0 | 0 | 0 | 0 | 0 |  | 0
Lateral Hardening-Fuse-10747889 | Lateral Hardening | 467070.18 | 0 | 0 | 0 | 0 | 0 | 0 | 0 | 0 | 0 | 0 |  | 0
Lateral Hardening-Fuse-10747891 | Lateral Hardening | 53870.19 | 0 | 0 | 0 | 0 | 0 | 0 | 0 | 0 | 0 | 0 |  | 0
Lateral Hardening-Fuse-10747892 | Lateral Hardening | 179366.77 | 0 | 0 | 0 | 0 | 0 | 0 | 0 | 0 | 0 | 0 |  | 0
Lateral Hardening-Fuse-10747893 | Lateral Hardening | 277348.35 | 0 | 0 | 0 | 0 | 0 | 0 | 0 | 0 | 0 | 0 |  | 0
Lateral Hardening-Fuse-10747894 | Lateral Hardening | 50000 | 0 | 0 | 0 | 0 | 0 | 0 | 0 | 0 | 0 | 0 |  | 0
Lateral Hardening-Fuse-10747897 | Lateral Hardening | 197557.9 | 0 | 0 | 0 | 0 | 0 | 0 | 0 | 0 | 0 | 0 |  | 0
Lateral Hardening-Fuse-10747898 | Lateral Hardening | 52033.61 | 0 | 0 | 0 | 0 | 0 | 0 | 0 | 0 | 0 | 0 |  | 0
Lateral Hardening-Fuse-10747900 | Lateral Hardening | 311095.6 | 0 | 0 | 0 | 0 | 0 | 0 | 0 | 0 | 0 | 0 |  | 0
Lateral Hardening-Fuse-10747902 | Lateral Hardening | 109435.3 | 0 | 0 | 0 | 0 | 2029 | 0 | 0 | 0 | 0 | 0 |  | 2028 | 2028
Lateral Hardening-Fuse-10747909 | Lateral Hardening | 698571.56 | 0 | 0 | 0 | 0 | 2029 | 0 | 0 | 0 | 0 | 0 |  | 2028 | 2028
Lateral Hardening-Fuse-10747911 | Lateral Hardening | 56881.53 | 0 | 0 | 0 | 0 | 0 | 0 | 0 | 0 | 0 | 0 |  | 0
Lateral Hardening-Fuse-10747912 | Lateral Hardening | 147836.59 | 0 | 0 | 0 | 0 | 0 | 0 | 0 | 0 | 0 | 0 |  | 0
Lateral Hardening-Fuse-10747918 | Lateral Hardening | 966710.78 | 0 | 0 | 0 | 0 | 0 | 0 | 0 | 0 | 0 | 0 |  | 0
Lateral Hardening-Fuse-10747919 | Lateral Hardening | 50000 | 0 | 0 | 0 | 0 | 0 | 0 | 0 | 0 | 0 | 0 |  | 0
Lateral Hardening-Fuse-10747920 | Lateral Hardening | 316632.64 | 0 | 0 | 0 | 0 | 2027 | 0 | 0 | 0 | 0 | 0 |  | 2027
Lateral Hardening-Fuse-10747921 | Lateral Hardening | 110736.72 | 0 | 0 | 0 | 0 | 0 | 0 | 0 | 0 | 0 | 0 |  | 0
Lateral Hardening-Fuse-10747922 | Lateral Hardening | 50443.87 | 0 | 0 | 0 | 0 | 0 | 0 | 0 | 0 | 0 | 0 |  | 0
Lateral Hardening-Fuse-10747925 | Lateral Hardening | 649087.44 | 0 | 0 | 0 | 0 | 2029 | 0 | 0 | 0 | 0 | 0 |  | 2028 | 2028
Lateral Hardening-Fuse-10747930 | Lateral Hardening | 131949.18 | 0 | 0 | 0 | 0 | 0 | 0 | 0 | 0 | 0 | 0 |  | 0
Lateral Hardening-Fuse-10747931 | Lateral Hardening | 54761.63 | 0 | 0 | 0 | 0 | 0 | 0 | 0 | 0 | 0 | 0 |  | 0
Lateral Hardening-Fuse-10750272 | Lateral Hardening | 212085.92 | 0 | 0 | 0 | 0 | 0 | 0 | 0 | 0 | 0 | 0 |  | 0
Lateral Hardening-Fuse-10750273 | Lateral Hardening | 134116.36 | 0 | 0 | 0 | 0 | 2027 | 0 | 0 | 0 | 0 | 0 |  | 2028 | 2028
Lateral Hardening-Fuse-10750276 | Lateral Hardening | 111449.28 | 0 | 0 | 0 | 0 | 0 | 0 | 0 | 0 | 0 | 0 |  | 0
Lateral Hardening-Fuse-10753363 | Lateral Hardening | 59037.91 | 0 | 0 | 0 | 0 | 0 | 0 | 0 | 0 | 0 | 0 |  | 0
Lateral Hardening-Fuse-10753376 | Lateral Hardening | 99061.9 | 0 | 0 | 0 | 0 | 0 | 0 | 0 | 0 | 0 | 0 |  | 0
Lateral Hardening-Fuse-10753378 | Lateral Hardening | 171858.05 | 0 | 0 | 0 | 0 | 0 | 0 | 0 | 0 | 0 | 0 |  | 0
Lateral Hardening-Fuse-10753383 | Lateral Hardening | 220950.16 | 0 | 0 | 0 | 0 | 2025 | 0 | 0 | 0 | 0 | 0 |  | 2025
Lateral Hardening-Fuse-10753384 | Lateral Hardening | 52930.79 | 0 | 0 | 0 | 0 | 0 | 0 | 0 | 0 | 0 | 0 |  | 0
Lateral Hardening-Fuse-10753385 | Lateral Hardening | 65591.49 | 0 | 0 | 0 | 0 | 0 | 0 | 0 | 0 | 0 | 0 |  | 0
Lateral Hardening-Fuse-10753387 | Lateral Hardening | 183703.79 | 0 | 0 | 0 | 0 | 0 | 0 | 0 | 0 | 0 | 0 |  | 0
Lateral Hardening-Fuse-10753388 | Lateral Hardening | 158856.86 | 0 | 0 | 0 | 0 | 0 | 0 | 0 | 0 | 0 | 0 |  | 0
Lateral Hardening-Fuse-10753392 | Lateral Hardening | 177922.21 | 0 | 0 | 0 | 0 | 0 | 0 | 0 | 0 | 0 | 0 |  | 0
Lateral Hardening-Fuse-10753397 | Lateral Hardening | 365088.06 | 0 | 0 | 0 | 0 | 2025 | 0 | 0 | 0 | 0 | 0 |  | 2025
Lateral Hardening-Fuse-10753398 | Lateral Hardening | 235745.36 | 0 | 0 | 0 | 0 | 0 | 0 | 0 | 0 | 0 | 0 |  | 0
Lateral Hardening-Fuse-10753399 | Lateral Hardening | 239716.84 | 0 | 0 | 0 | 0 | 0 | 0 | 0 | 0 | 0 | 0 |  | 0
Lateral Hardening-Fuse-10753401 | Lateral Hardening | 439457.7 | 0 | 0 | 0 | 0 | 0 | 0 | 0 | 0 | 0 | 0 |  | 0
Lateral Hardening-Fuse-10753402 | Lateral Hardening | 146484.48 | 0 | 0 | 0 | 0 | 0 | 0 | 0 | 0 | 0 | 0 |  | 0
Lateral Hardening-Fuse-10753403 | Lateral Hardening | 50000 | 0 | 0 | 0 | 0 | 2025 | 0 | 0 | 0 | 0 | 0 |  | 2025
Lateral Hardening-Fuse-10753404 | Lateral Hardening | 95636.37 | 0 | 0 | 0 | 0 | 0 | 0 | 0 | 0 | 0 | 0 |  | 0
Lateral Hardening-Fuse-10753405 | Lateral Hardening | 232964.38 | 0 | 0 | 0 | 0 | 0 | 0 | 0 | 0 | 0 | 0 |  | 0
Lateral Hardening-Fuse-10753406 | Lateral Hardening | 76411.35 | 0 | 0 | 0 | 0 | 0 | 0 | 0 | 0 | 0 | 0 |  | 0
Lateral Hardening-Fuse-10753409 | Lateral Hardening | 208572.05 | 0 | 0 | 0 | 0 | 0 | 0 | 0 | 0 | 0 | 0 |  | 0
Lateral Hardening-Fuse-10753412 | Lateral Hardening | 121319.74 | 0 | 0 | 0 | 0 | 2025 | 0 | 0 | 0 | 0 | 0 |  | 2025
Lateral Hardening-Fuse-10753413 | Lateral Hardening | 65203.73 | 0 | 0 | 0 | 0 | 0 | 0 | 0 | 0 | 0 | 0 |  | 0
Lateral Hardening-Fuse-10753414 | Lateral Hardening | 57936.11 | 0 | 0 | 0 | 0 | 0 | 0 | 0 | 0 | 0 | 0 |  | 2025 | 2025
Lateral Hardening-Fuse-10753416 | Lateral Hardening | 454817.62 | 0 | 0 | 0 | 0 | 0 | 0 | 0 | 0 | 0 | 0 |  | 0
Lateral Hardening-Fuse-10753417 | Lateral Hardening | 50000 | 0 | 0 | 0 | 0 | 0 | 0 | 0 | 0 | 0 | 0 |  | 0
Lateral Hardening-Fuse-10753418 | Lateral Hardening | 56802.83 | 0 | 0 | 0 | 0 | 0 | 0 | 0 | 0 | 0 | 0 |  | 0
Lateral Hardening-Fuse-10753419 | Lateral Hardening | 131110.76 | 0 | 0 | 0 | 0 | 0 | 0 | 0 | 0 | 0 | 0 |  | 0
Lateral Hardening-Fuse-10753421 | Lateral Hardening | 163447.94 | 0 | 0 | 0 | 0 | 0 | 0 | 0 | 0 | 0 | 0 |  | 0
Lateral Hardening-Fuse-10753435 | Lateral Hardening | 154428.13 | 0 | 0 | 0 | 0 | 0 | 0 | 0 | 0 | 0 | 0 |  | 0
Lateral Hardening-Fuse-10753436 | Lateral Hardening | 126219.14 | 0 | 0 | 0 | 0 | 0 | 0 | 0 | 0 | 0 | 0 |  | 0
Lateral Hardening-Fuse-10753439 | Lateral Hardening | 235624.44 | 0 | 0 | 0 | 0 | 0 | 0 | 0 | 0 | 0 | 0 |  | 0
Lateral Hardening-Fuse-10753450 | Lateral Hardening | 270055.04 | 0 | 0 | 0 | 0 | 0 | 0 | 0 | 0 | 0 | 0 |  | 0
Lateral Hardening-Fuse-10754731 | Lateral Hardening | 55286.79 | 0 | 0 | 0 | 0 | 0 | 0 | 0 | 0 | 0 | 0 |  | 0
Lateral Hardening-Fuse-10754733 | Lateral Hardening | 68079.15 | 0 | 0 | 0 | 0 | 0 | 0 | 0 | 0 | 0 | 0 |  | 0
Lateral Hardening-Fuse-10754734 | Lateral Hardening | 51545.67 | 0 | 0 | 0 | 0 | 0 | 0 | 0 | 0 | 0 | 0 |  | 0
Lateral Hardening-Fuse-10754735 | Lateral Hardening | 528708.58 | 0 | 0 | 0 | 0 | 0 | 0 | 0 | 0 | 0 | 0 |  | 0
Lateral Hardening-Fuse-10754736 | Lateral Hardening | 112818.66 | 0 | 0 | 0 | 0 | 2029 | 0 | 0 | 0 | 0 | 0 |  | 2029
Lateral Hardening-Fuse-10754737 | Lateral Hardening | 66284.79 | 0 | 0 | 0 | 0 | 0 | 0 | 0 | 0 | 0 | 0 |  | 0
Lateral Hardening-Fuse-10754738 | Lateral Hardening | 209954.54 | 0 | 0 | 0 | 0 | 0 | 0 | 0 | 0 | 0 | 0 |  | 0
Lateral Hardening-Fuse-10754739 | Lateral Hardening | 394257.19 | 0 | 0 | 0 | 0 | 0 | 0 | 0 | 0 | 0 | 0 |  | 0
Lateral Hardening-Fuse-10754745 | Lateral Hardening | 180467.09 | 0 | 0 | 0 | 0 | 0 | 0 | 0 | 0 | 0 | 0 |  | 0
Lateral Hardening-Fuse-10754746 | Lateral Hardening | 377441.13 | 0 | 0 | 0 | 0 | 0 | 0 | 0 | 0 | 0 | 0 |  | 0
Lateral Hardening-Fuse-10754747 | Lateral Hardening | 215089.35 | 0 | 0 | 0 | 0 | 0 | 0 | 0 | 0 | 0 | 0 |  | 0
Lateral Hardening-Fuse-10754754 | Lateral Hardening | 71069.75 | 0 | 0 | 0 | 0 | 0 | 0 | 0 | 0 | 0 | 0 |  | 0
Lateral Hardening-Fuse-10754777 | Lateral Hardening | 253227.5 | 0 | 0 | 0 | 0 | 0 | 0 | 0 | 0 | 0 | 0 |  | 0
Lateral Hardening-Fuse-10754778 | Lateral Hardening | 249182.32 | 0 | 0 | 0 | 0 | 0 | 0 | 0 | 0 | 0 | 0 |  | 0
Lateral Hardening-Fuse-10754779 | Lateral Hardening | 60596.91 | 0 | 0 | 0 | 0 | 0 | 0 | 0 | 0 | 0 | 0 |  | 0
Lateral Hardening-Fuse-10754790 | Lateral Hardening | 416311.15 | 0 | 0 | 0 | 0 | 0 | 0 | 0 | 0 | 0 | 0 |  | 0
Lateral Hardening-Fuse-10754793 | Lateral Hardening | 137105.48 | 0 | 0 | 0 | 0 | 0 | 0 | 0 | 0 | 0 | 0 |  | 0
Lateral Hardening-Fuse-10754794 | Lateral Hardening | 57479.65 | 0 | 0 | 0 | 0 | 0 | 0 | 0 | 0 | 0 | 0 |  | 0
Lateral Hardening-Fuse-10754795 | Lateral Hardening | 131766.84 | 0 | 0 | 0 | 0 | 0 | 0 | 0 | 0 | 0 | 0 |  | 0
Lateral Hardening-Fuse-10754796 | Lateral Hardening | 635326.19 | 0 | 0 | 0 | 0 | 0 | 0 | 0 | 0 | 0 | 0 |  | 0
Lateral Hardening-Fuse-10755921 | Lateral Hardening | 104718.3 | 0 | 0 | 0 | 0 | 0 | 0 | 0 | 0 | 0 | 0 |  | 0
Lateral Hardening-Fuse-10755927 | Lateral Hardening | 142822.06 | 0 | 0 | 0 | 0 | 0 | 0 | 0 | 0 | 0 | 0 |  | 0
Lateral Hardening-Fuse-10755929 | Lateral Hardening | 158437.98 | 0 | 0 | 0 | 0 | 0 | 0 | 0 | 0 | 0 | 0 |  | 0
Lateral Hardening-Fuse-10755941 | Lateral Hardening | 50312.95 | 0 | 0 | 0 | 0 | 0 | 0 | 0 | 0 | 0 | 0 |  | 0
Lateral Hardening-Fuse-10755949 | Lateral Hardening | 109603.62 | 0 | 0 | 0 | 0 | 0 | 0 | 0 | 0 | 0 | 0 |  | 0
Lateral Hardening-Fuse-10757362 | Lateral Hardening | 57616.31 | 0 | 0 | 0 | 0 | 0 | 0 | 0 | 0 | 0 | 0 |  | 0
Lateral Hardening-Fuse-10757367 | Lateral Hardening | 584120.94 | 0 | 0 | 0 | 0 | 2028 | 0 | 0 | 0 | 0 | 0 |  | 2028
Lateral Hardening-Fuse-10757369 | Lateral Hardening | 628650.95 | 0 | 0 | 0 | 0 | 2028 | 0 | 0 | 0 | 0 | 0 |  | 2028
Lateral Hardening-Fuse-10757370 | Lateral Hardening | 271641.56 | 0 | 0 | 0 | 0 | 0 | 0 | 0 | 0 | 0 | 0 |  | 0
Lateral Hardening-Fuse-10757374 | Lateral Hardening | 180065.12 | 0 | 0 | 0 | 0 | 0 | 0 | 0 | 0 | 0 | 0 |  | 0
Lateral Hardening-Fuse-10757375 | Lateral Hardening | 131934.24 | 0 | 0 | 0 | 0 | 0 | 0 | 0 | 0 | 0 | 0 |  | 0
Lateral Hardening-Fuse-10757376 | Lateral Hardening | 50000 | 0 | 0 | 0 | 0 | 2028 | 0 | 0 | 0 | 0 | 0 |  | 2028
Lateral Hardening-Fuse-10757377 | Lateral Hardening | 368463.64 | 0 | 0 | 0 | 0 | 2028 | 0 | 0 | 0 | 0 | 0 |  | 2028
Lateral Hardening-Fuse-10757378 | Lateral Hardening | 50000 | 0 | 0 | 0 | 0 | 0 | 0 | 0 | 0 | 0 | 0 |  | 0
Lateral Hardening-Fuse-10757379 | Lateral Hardening | 157223.37 | 0 | 0 | 0 | 0 | 0 | 0 | 0 | 0 | 0 | 0 |  | 0
Lateral Hardening-Fuse-10757381 | Lateral Hardening | 101611.78 | 0 | 0 | 0 | 0 | 0 | 0 | 0 | 0 | 0 | 0 |  | 0
Lateral Hardening-Fuse-10757382 | Lateral Hardening | 415205.68 | 0 | 0 | 0 | 0 | 0 | 0 | 0 | 0 | 0 | 0 |  | 0
Lateral Hardening-Fuse-10757384 | Lateral Hardening | 289642.03 | 0 | 0 | 0 | 0 | 0 | 0 | 0 | 0 | 0 | 0 |  | 0
Lateral Hardening-Fuse-10757386 | Lateral Hardening | 123054.66 | 0 | 0 | 0 | 0 | 0 | 0 | 0 | 0 | 0 | 0 |  | 0
Lateral Hardening-Fuse-10757387 | Lateral Hardening | 589687.28 | 0 | 0 | 0 | 0 | 0 | 0 | 0 | 0 | 0 | 0 |  | 0
Lateral Hardening-Fuse-10757388 | Lateral Hardening | 338236.21 | 0 | 0 | 0 | 0 | 2028 | 0 | 0 | 0 | 0 | 0 |  | 2028
Lateral Hardening-Fuse-10757394 | Lateral Hardening | 283975.31 | 0 | 0 | 0 | 0 | 0 | 0 | 0 | 0 | 0 | 0 |  | 0
Lateral Hardening-Fuse-10757396 | Lateral Hardening | 63536.53 | 0 | 0 | 0 | 0 | 0 | 0 | 0 | 0 | 0 | 0 |  | 0
Lateral Hardening-Fuse-10757398 | Lateral Hardening | 761480.15 | 0 | 0 | 0 | 0 | 2028 | 0 | 0 | 0 | 0 | 0 |  | 2028
Lateral Hardening-Fuse-10757399 | Lateral Hardening | 1808668.84 | 0 | 0 | 0 | 0 | 0 | 0 | 0 | 0 | 0 | 0 |  | 0
Lateral Hardening-Fuse-10757400 | Lateral Hardening | 271165.31 | 0 | 0 | 0 | 0 | 0 | 0 | 0 | 0 | 0 | 0 |  | 0
Lateral Hardening-Fuse-10757401 | Lateral Hardening | 78452.55 | 0 | 0 | 0 | 0 | 0 | 0 | 0 | 0 | 0 | 0 |  | 0
Lateral Hardening-Fuse-10758533 | Lateral Hardening | 151242.83 | 0 | 0 | 0 | 0 | 2023 | 0 | 0 | 0 | 0 | 0 |  | 2023
Lateral Hardening-Fuse-10758536 | Lateral Hardening | 256019.58 | 0 | 0 | 0 | 0 | 2023 | 0 | 0 | 0 | 0 | 0 |  | 2023
Lateral Hardening-Fuse-10758543 | Lateral Hardening | 91538.23 | 0 | 0 | 0 | 0 | 2024 | 0 | 0 | 0 | 0 | 0 |  | 2025 | 2025
Lateral Hardening-Fuse-10758544 | Lateral Hardening | 218077.12 | 0 | 0 | 0 | 0 | 0 | 0 | 0 | 0 | 0 | 0 |  | 0
Lateral Hardening-Fuse-10758547 | Lateral Hardening | 68765.97 | 0 | 0 | 0 | 0 | 2024 | 0 | 0 | 0 | 0 | 0 |  | 2025 | 2025
Lateral Hardening-Fuse-10758548 | Lateral Hardening | 228696.66 | 0 | 0 | 0 | 0 | 2024 | 0 | 0 | 0 | 0 | 0 |  | 2025 | 2025
Lateral Hardening-Fuse-10758551 | Lateral Hardening | 341347.88 | 0 | 0 | 0 | 0 | 0 | 0 | 0 | 0 | 0 | 0 |  | 0
Lateral Hardening-Fuse-10758553 | Lateral Hardening | 148447.48 | 0 | 0 | 0 | 0 | 0 | 0 | 0 | 0 | 0 | 0 |  | 0
Lateral Hardening-Fuse-10758556 | Lateral Hardening | 204494.29 | 0 | 0 | 0 | 0 | 2023 | 0 | 0 | 0 | 0 | 0 |  | 2023
Lateral Hardening-Fuse-10758557 | Lateral Hardening | 753954.44 | 0 | 0 | 0 | 0 | 0 | 0 | 0 | 0 | 0 | 0 |  | 0
Lateral Hardening-Fuse-10758558 | Lateral Hardening | 96233.7 | 0 | 0 | 0 | 0 | 0 | 0 | 0 | 0 | 0 | 0 |  | 0
Lateral Hardening-Fuse-10758559 | Lateral Hardening | 64426.73 | 0 | 0 | 0 | 0 | 0 | 0 | 0 | 0 | 0 | 0 |  | 0
Lateral Hardening-Fuse-10758560 | Lateral Hardening | 424082.59 | 0 | 0 | 0 | 0 | 0 | 0 | 0 | 0 | 0 | 0 |  | 0
Lateral Hardening-Fuse-10758565 | Lateral Hardening | 194357.73 | 0 | 0 | 0 | 0 | 0 | 0 | 0 | 0 | 0 | 0 |  | 0
Lateral Hardening-Fuse-10758566 | Lateral Hardening | 55564.37 | 0 | 0 | 0 | 0 | 0 | 0 | 0 | 0 | 0 | 0 |  | 0
Lateral Hardening-Fuse-10758567 | Lateral Hardening | 171572.61 | 0 | 0 | 0 | 0 | 0 | 0 | 0 | 0 | 0 | 0 |  | 0
Lateral Hardening-Fuse-10758569 | Lateral Hardening | 50000 | 0 | 0 | 0 | 0 | 0 | 0 | 0 | 0 | 0 | 0 |  | 0
Lateral Hardening-Fuse-10758571 | Lateral Hardening | 104665.34 | 0 | 0 | 0 | 0 | 0 | 0 | 0 | 0 | 0 | 0 |  | 0
Lateral Hardening-Fuse-10758572 | Lateral Hardening | 172044.46 | 0 | 0 | 0 | 0 | 0 | 0 | 0 | 0 | 0 | 0 |  | 0
Lateral Hardening-Fuse-10758576 | Lateral Hardening | 79645.98 | 0 | 0 | 0 | 0 | 0 | 0 | 0 | 0 | 0 | 0 |  | 0
Lateral Hardening-Fuse-10758580 | Lateral Hardening | 97316.55 | 0 | 0 | 0 | 0 | 0 | 0 | 0 | 0 | 0 | 0 |  | 0
Lateral Hardening-Fuse-10758583 | Lateral Hardening | 166169.43 | 0 | 0 | 0 | 0 | 2023 | 0 | 0 | 0 | 0 | 0 |  | 2023
Lateral Hardening-Fuse-10758584 | Lateral Hardening | 110468.4 | 0 | 0 | 0 | 0 | 0 | 0 | 0 | 0 | 0 | 0 |  | 0
Lateral Hardening-Fuse-10758585 | Lateral Hardening | 195117.71 | 0 | 0 | 0 | 0 | 0 | 0 | 0 | 0 | 0 | 0 |  | 0
Lateral Hardening-Fuse-10758588 | Lateral Hardening | 66625.33 | 0 | 0 | 0 | 0 | 0 | 0 | 0 | 0 | 0 | 0 |  | 0
Lateral Hardening-Fuse-10758589 | Lateral Hardening | 157496.08 | 0 | 0 | 0 | 0 | 0 | 0 | 0 | 0 | 0 | 0 |  | 0
Lateral Hardening-Fuse-10758590 | Lateral Hardening | 1027318.74 | 0 | 0 | 0 | 0 | 0 | 0 | 0 | 0 | 0 | 0 |  | 0
Lateral Hardening-Fuse-10758591 | Lateral Hardening | 117421.22 | 0 | 0 | 0 | 0 | 0 | 0 | 0 | 0 | 0 | 0 |  | 0
Lateral Hardening-Fuse-10758593 | Lateral Hardening | 857760.89 | 0 | 0 | 0 | 0 | 0 | 0 | 0 | 0 | 0 | 0 |  | 0
Lateral Hardening-Fuse-10758594 | Lateral Hardening | 53717.79 | 0 | 0 | 0 | 0 | 0 | 0 | 0 | 0 | 0 | 0 |  | 0
Lateral Hardening-Fuse-10758595 | Lateral Hardening | 64264.33 | 0 | 0 | 0 | 0 | 0 | 0 | 0 | 0 | 0 | 0 |  | 0
Lateral Hardening-Fuse-10758596 | Lateral Hardening | 111019.3 | 0 | 0 | 0 | 0 | 0 | 0 | 0 | 0 | 0 | 0 |  | 0
Lateral Hardening-Fuse-10758597 | Lateral Hardening | 54945.51 | 0 | 0 | 0 | 0 | 0 | 0 | 0 | 0 | 0 | 0 |  | 0
Lateral Hardening-Fuse-10758598 | Lateral Hardening | 69827.53 | 0 | 0 | 0 | 0 | 0 | 0 | 0 | 0 | 0 | 0 |  | 0
Lateral Hardening-Fuse-10758601 | Lateral Hardening | 55102.91 | 0 | 0 | 0 | 0 | 0 | 0 | 0 | 0 | 0 | 0 |  | 0
Lateral Hardening-Fuse-10758602 | Lateral Hardening | 51640.11 | 0 | 0 | 0 | 0 | 0 | 0 | 0 | 0 | 0 | 0 |  | 0
Lateral Hardening-Fuse-10758603 | Lateral Hardening | 50000 | 0 | 0 | 0 | 0 | 0 | 0 | 0 | 0 | 0 | 0 |  | 0
Lateral Hardening-Fuse-10758604 | Lateral Hardening | 127385.38 | 0 | 0 | 0 | 0 | 0 | 0 | 0 | 0 | 0 | 0 |  | 0
Lateral Hardening-Fuse-10758606 | Lateral Hardening | 50000 | 0 | 0 | 0 | 0 | 0 | 0 | 0 | 0 | 0 | 0 |  | 0
Lateral Hardening-Fuse-10758607 | Lateral Hardening | 293362.68 | 0 | 0 | 0 | 0 | 0 | 0 | 0 | 0 | 0 | 0 |  | 0
Lateral Hardening-Fuse-10758608 | Lateral Hardening | 50000 | 0 | 0 | 0 | 0 | 0 | 0 | 0 | 0 | 0 | 0 |  | 0
Lateral Hardening-Fuse-10758609 | Lateral Hardening | 284150.81 | 0 | 0 | 0 | 0 | 0 | 0 | 0 | 0 | 0 | 0 |  | 0
Lateral Hardening-Fuse-10759867 | Lateral Hardening | 64138.41 | 0 | 0 | 0 | 0 | 2028 | 0 | 0 | 0 | 0 | 0 |  | 2028
Lateral Hardening-Fuse-10759868 | Lateral Hardening | 52007.13 | 0 | 0 | 0 | 0 | 0 | 0 | 0 | 0 | 0 | 0 |  | 0
Lateral Hardening-Fuse-10759874 | Lateral Hardening | 59462.89 | 0 | 0 | 0 | 0 | 0 | 0 | 0 | 0 | 0 | 0 |  | 0
Lateral Hardening-Fuse-10759875 | Lateral Hardening | 261773.53 | 0 | 0 | 0 | 0 | 0 | 0 | 0 | 0 | 0 | 0 |  | 0
Lateral Hardening-Fuse-10759876 | Lateral Hardening | 313514.56 | 0 | 0 | 0 | 0 | 0 | 0 | 0 | 0 | 0 | 0 |  | 0
Lateral Hardening-Fuse-10759877 | Lateral Hardening | 284751.15 | 0 | 0 | 0 | 0 | 0 | 0 | 0 | 0 | 0 | 0 |  | 0
Lateral Hardening-Fuse-10759879 | Lateral Hardening | 281570.93 | 0 | 0 | 0 | 0 | 0 | 0 | 0 | 0 | 0 | 0 |  | 0
Lateral Hardening-Fuse-10759885 | Lateral Hardening | 115143.18 | 0 | 0 | 0 | 0 | 0 | 0 | 0 | 0 | 0 | 0 |  | 0
Lateral Hardening-Fuse-10759887 | Lateral Hardening | 65695.93 | 0 | 0 | 0 | 0 | 0 | 0 | 0 | 0 | 0 | 0 |  | 0
Lateral Hardening-Fuse-10759888 | Lateral Hardening | 137637.86 | 0 | 0 | 0 | 0 | 0 | 0 | 0 | 0 | 0 | 0 |  | 0
Lateral Hardening-Fuse-10759891 | Lateral Hardening | 147808.38 | 0 | 0 | 0 | 0 | 0 | 0 | 0 | 0 | 0 | 0 |  | 0
Lateral Hardening-Fuse-10759895 | Lateral Hardening | 167995.27 | 0 | 0 | 0 | 0 | 0 | 0 | 0 | 0 | 0 | 0 |  | 0
Lateral Hardening-Fuse-10759911 | Lateral Hardening | 59667.51 | 0 | 0 | 0 | 0 | 0 | 0 | 0 | 0 | 0 | 0 |  | 0
Lateral Hardening-Fuse-10759921 | Lateral Hardening | 69200.95 | 0 | 0 | 0 | 0 | 0 | 0 | 0 | 0 | 0 | 0 |  | 0
Lateral Hardening-Fuse-10759922 | Lateral Hardening | 180640.23 | 0 | 0 | 0 | 0 | 0 | 0 | 0 | 0 | 0 | 0 |  | 0
Lateral Hardening-Fuse-10759923 | Lateral Hardening | 410286.25 | 0 | 0 | 0 | 0 | 0 | 0 | 0 | 0 | 0 | 0 |  | 0
Lateral Hardening-Fuse-10759924 | Lateral Hardening | 123817.4 | 0 | 0 | 0 | 0 | 0 | 0 | 0 | 0 | 0 | 0 |  | 0
Lateral Hardening-Fuse-10759925 | Lateral Hardening | 712604.75 | 0 | 0 | 0 | 0 | 0 | 0 | 0 | 0 | 0 | 0 |  | 0
Lateral Hardening-Fuse-10759926 | Lateral Hardening | 195285.65 | 0 | 0 | 0 | 0 | 0 | 0 | 0 | 0 | 0 | 0 |  | 0
Lateral Hardening-Fuse-10759927 | Lateral Hardening | 294343.34 | 0 | 0 | 0 | 0 | 0 | 0 | 0 | 0 | 0 | 0 |  | 0
Lateral Hardening-Fuse-10759928 | Lateral Hardening | 59284.75 | 0 | 0 | 0 | 0 | 0 | 0 | 0 | 0 | 0 | 0 |  | 0
Lateral Hardening-Fuse-10759932 | Lateral Hardening | 350554.3 | 0 | 0 | 0 | 0 | 0 | 0 | 0 | 0 | 0 | 0 |  | 0
Lateral Hardening-Fuse-10759933 | Lateral Hardening | 152412.67 | 0 | 0 | 0 | 0 | 0 | 0 | 0 | 0 | 0 | 0 |  | 0
Lateral Hardening-Fuse-10759936 | Lateral Hardening | 94770.04 | 0 | 0 | 0 | 0 | 2026 | 0 | 0 | 0 | 0 | 0 |  | 0 | 0
Lateral Hardening-Fuse-10759938 | Lateral Hardening | 101759.18 | 0 | 0 | 0 | 0 | 0 | 0 | 0 | 0 | 0 | 0 |  | 0
Lateral Hardening-Fuse-10759944 | Lateral Hardening | 56608.95 | 0 | 0 | 0 | 0 | 0 | 0 | 0 | 0 | 0 | 0 |  | 0
Lateral Hardening-Fuse-10759945 | Lateral Hardening | 63266.97 | 0 | 0 | 0 | 0 | 0 | 0 | 0 | 0 | 0 | 0 |  | 0
Lateral Hardening-Fuse-10759946 | Lateral Hardening | 62909.95 | 0 | 0 | 0 | 0 | 0 | 0 | 0 | 0 | 0 | 0 |  | 0
Lateral Hardening-Fuse-10759951 | Lateral Hardening | 50000 | 0 | 0 | 0 | 0 | 0 | 0 | 0 | 0 | 0 | 0 |  | 0
Lateral Hardening-Fuse-10759954 | Lateral Hardening | 114969.85 | 0 | 0 | 0 | 0 | 0 | 0 | 0 | 0 | 0 | 0 |  | 0
Lateral Hardening-Fuse-10759955 | Lateral Hardening | 67749.85 | 0 | 0 | 0 | 0 | 0 | 0 | 0 | 0 | 0 | 0 |  | 0
Lateral Hardening-Fuse-10759957 | Lateral Hardening | 108080.92 | 0 | 0 | 0 | 0 | 0 | 0 | 0 | 0 | 0 | 0 |  | 0
Lateral Hardening-Fuse-10759958 | Lateral Hardening | 58004.81 | 0 | 0 | 0 | 0 | 0 | 0 | 0 | 0 | 0 | 0 |  | 0
Lateral Hardening-Fuse-10759959 | Lateral Hardening | 73631.61 | 0 | 0 | 0 | 0 | 0 | 0 | 0 | 0 | 0 | 0 |  | 0
Lateral Hardening-Fuse-10759963 | Lateral Hardening | 292288.39 | 0 | 0 | 0 | 0 | 0 | 0 | 0 | 0 | 0 | 0 |  | 0
Lateral Hardening-Fuse-10759967 | Lateral Hardening | 185885.31 | 0 | 0 | 0 | 0 | 2026 | 0 | 0 | 0 | 0 | 0 |  | 0 | 0
Lateral Hardening-Fuse-10759968 | Lateral Hardening | 211009.47 | 0 | 0 | 0 | 0 | 0 | 0 | 0 | 0 | 0 | 0 |  | 0
Lateral Hardening-Fuse-10759972 | Lateral Hardening | 54111.29 | 0 | 0 | 0 | 0 | 0 | 0 | 0 | 0 | 0 | 0 |  | 0
Lateral Hardening-Fuse-10759975 | Lateral Hardening | 185297.45 | 0 | 0 | 0 | 0 | 0 | 0 | 0 | 0 | 0 | 0 |  | 0
Lateral Hardening-Fuse-10759978 | Lateral Hardening | 171269.19 | 0 | 0 | 0 | 0 | 0 | 0 | 0 | 0 | 0 | 0 |  | 0
Lateral Hardening-Fuse-10759979 | Lateral Hardening | 95835.2 | 0 | 0 | 0 | 0 | 0 | 0 | 0 | 0 | 0 | 0 |  | 0
Lateral Hardening-Fuse-10759985 | Lateral Hardening | 61535.57 | 0 | 0 | 0 | 0 | 0 | 0 | 0 | 0 | 0 | 0 |  | 0
Lateral Hardening-Fuse-10759989 | Lateral Hardening | 57306.51 | 0 | 0 | 0 | 0 | 0 | 0 | 0 | 0 | 0 | 0 |  | 0
Lateral Hardening-Fuse-10759995 | Lateral Hardening | 50000 | 0 | 0 | 0 | 0 | 0 | 0 | 0 | 0 | 0 | 0 |  | 0
Lateral Hardening-Fuse-10759996 | Lateral Hardening | 58298.13 | 0 | 0 | 0 | 0 | 0 | 0 | 0 | 0 | 0 | 0 |  | 0
Lateral Hardening-Fuse-10759997 | Lateral Hardening | 62846.99 | 0 | 0 | 0 | 0 | 0 | 0 | 0 | 0 | 0 | 0 |  | 0
Lateral Hardening-Fuse-10759998 | Lateral Hardening | 107230.96 | 0 | 0 | 0 | 0 | 0 | 0 | 0 | 0 | 0 | 0 |  | 0
Lateral Hardening-Fuse-10760000 | Lateral Hardening | 71430.29 | 0 | 0 | 0 | 0 | 0 | 0 | 0 | 0 | 0 | 0 |  | 0
Lateral Hardening-Fuse-10760003 | Lateral Hardening | 51435.49 | 0 | 0 | 0 | 0 | 0 | 0 | 0 | 0 | 0 | 0 |  | 0
Lateral Hardening-Fuse-10760006 | Lateral Hardening | 96637.94 | 0 | 0 | 0 | 0 | 0 | 0 | 0 | 0 | 0 | 0 |  | 0
Lateral Hardening-Fuse-10760010 | Lateral Hardening | 140927.47 | 0 | 0 | 0 | 0 | 0 | 0 | 0 | 0 | 0 | 0 |  | 0
Lateral Hardening-Fuse-10761244 | Lateral Hardening | 51545.67 | 0 | 0 | 0 | 0 | 0 | 0 | 0 | 0 | 0 | 0 |  | 0
Lateral Hardening-Fuse-10761245 | Lateral Hardening | 94872.2 | 0 | 0 | 0 | 0 | 0 | 0 | 0 | 0 | 0 | 0 |  | 0
Lateral Hardening-Fuse-10761249 | Lateral Hardening | 68519.13 | 0 | 0 | 0 | 0 | 0 | 0 | 0 | 0 | 0 | 0 |  | 0
Lateral Hardening-Fuse-10761250 | Lateral Hardening | 50000 | 0 | 0 | 0 | 0 | 0 | 0 | 0 | 0 | 0 | 0 |  | 0
Lateral Hardening-Fuse-10761255 | Lateral Hardening | 67481.03 | 0 | 0 | 0 | 0 | 0 | 0 | 0 | 0 | 0 | 0 |  | 0
Lateral Hardening-Fuse-10761256 | Lateral Hardening | 63362.15 | 0 | 0 | 0 | 0 | 0 | 0 | 0 | 0 | 0 | 0 |  | 0
Lateral Hardening-Fuse-10761257 | Lateral Hardening | 367583.62 | 0 | 0 | 0 | 0 | 2021 | 0 | 0 | 0 | 0 | 0 |  | 2025 | 2025
Lateral Hardening-Fuse-10761260 | Lateral Hardening | 212421.46 | 0 | 0 | 0 | 0 | 0 | 0 | 0 | 0 | 0 | 0 |  | 2025 | 2025
Lateral Hardening-Fuse-10761261 | Lateral Hardening | 50000 | 0 | 0 | 0 | 0 | 0 | 0 | 0 | 0 | 0 | 0 |  | 0
Lateral Hardening-Fuse-10761262 | Lateral Hardening | 56582.47 | 0 | 0 | 0 | 0 | 0 | 0 | 0 | 0 | 0 | 0 |  | 0
Lateral Hardening-Fuse-10761263 | Lateral Hardening | 107178.74 | 0 | 0 | 0 | 0 | 0 | 0 | 0 | 0 | 0 | 0 |  | 0
Lateral Hardening-Fuse-10761264 | Lateral Hardening | 192880.95 | 0 | 0 | 0 | 0 | 0 | 0 | 0 | 0 | 0 | 0 |  | 0
Lateral Hardening-Fuse-10761268 | Lateral Hardening | 182979.75 | 0 | 0 | 0 | 0 | 0 | 0 | 0 | 0 | 0 | 0 |  | 0
Lateral Hardening-Fuse-10761269 | Lateral Hardening | 64825.23 | 0 | 0 | 0 | 0 | 0 | 0 | 0 | 0 | 0 | 0 |  | 0
Lateral Hardening-Fuse-10761270 | Lateral Hardening | 178327.14 | 0 | 0 | 0 | 0 | 0 | 0 | 0 | 0 | 0 | 0 |  | 0
Lateral Hardening-Fuse-10761271 | Lateral Hardening | 169317.43 | 0 | 0 | 0 | 0 | 2025 | 0 | 0 | 0 | 0 | 0 |  | 2025
Lateral Hardening-Fuse-10761272 | Lateral Hardening | 110783.2 | 0 | 0 | 0 | 0 | 0 | 0 | 0 | 0 | 0 | 0 |  | 0
Lateral Hardening-Fuse-10761273 | Lateral Hardening | 456339.4 | 0 | 0 | 0 | 0 | 0 | 0 | 0 | 0 | 0 | 0 |  | 0
Lateral Hardening-Fuse-10761274 | Lateral Hardening | 116628.48 | 0 | 0 | 0 | 0 | 0 | 0 | 0 | 0 | 0 | 0 |  | 0
Lateral Hardening-Fuse-10761276 | Lateral Hardening | 58466.27 | 0 | 0 | 0 | 0 | 0 | 0 | 0 | 0 | 0 | 0 |  | 0
Lateral Hardening-Fuse-10761278 | Lateral Hardening | 61645.75 | 0 | 0 | 0 | 0 | 0 | 0 | 0 | 0 | 0 | 0 |  | 0
Lateral Hardening-Fuse-10761279 | Lateral Hardening | 372830.1 | 0 | 0 | 0 | 0 | 0 | 0 | 0 | 0 | 0 | 0 |  | 2025 | 2025
Lateral Hardening-Fuse-10761281 | Lateral Hardening | 251758.68 | 0 | 0 | 0 | 0 | 0 | 0 | 0 | 0 | 0 | 0 |  | 0
Lateral Hardening-Fuse-10761282 | Lateral Hardening | 60586.17 | 0 | 0 | 0 | 0 | 0 | 0 | 0 | 0 | 0 | 0 |  | 0
Lateral Hardening-Fuse-10762822 | Lateral Hardening | 108222.58 | 0 | 0 | 0 | 0 | 2027 | 0 | 0 | 0 | 0 | 0 |  | 2028 | 2028
Lateral Hardening-Fuse-10762842 | Lateral Hardening | 50000 | 0 | 0 | 0 | 0 | 0 | 0 | 0 | 0 | 0 | 0 |  | 0
Lateral Hardening-Fuse-10762844 | Lateral Hardening | 57144.11 | 0 | 0 | 0 | 0 | 0 | 0 | 0 | 0 | 0 | 0 |  | 0
Lateral Hardening-Fuse-10762846 | Lateral Hardening | 606815.08 | 0 | 0 | 0 | 0 | 2028 | 0 | 0 | 0 | 0 | 0 |  | 2028
Lateral Hardening-Fuse-10762850 | Lateral Hardening | 50000 | 0 | 0 | 0 | 0 | 0 | 0 | 0 | 0 | 0 | 0 |  | 0
Lateral Hardening-Fuse-10762852 | Lateral Hardening | 117959.39 | 0 | 0 | 0 | 0 | 0 | 0 | 0 | 0 | 0 | 0 |  | 0
Lateral Hardening-Fuse-10762854 | Lateral Hardening | 52757.65 | 0 | 0 | 0 | 0 | 0 | 0 | 0 | 0 | 0 | 0 |  | 0
Lateral Hardening-Fuse-10762855 | Lateral Hardening | 52290.45 | 0 | 0 | 0 | 0 | 0 | 0 | 0 | 0 | 0 | 0 |  | 0
Lateral Hardening-Fuse-10762856 | Lateral Hardening | 384730.51 | 0 | 0 | 0 | 0 | 2027 | 0 | 0 | 0 | 0 | 0 |  | 2028 | 2028
Lateral Hardening-Fuse-10762859 | Lateral Hardening | 95586.19 | 0 | 0 | 0 | 0 | 0 | 0 | 0 | 0 | 0 | 0 |  | 0
Lateral Hardening-Fuse-10762860 | Lateral Hardening | 57946.85 | 0 | 0 | 0 | 0 | 0 | 0 | 0 | 0 | 0 | 0 |  | 0
Lateral Hardening-Fuse-10762861 | Lateral Hardening | 53528.91 | 0 | 0 | 0 | 0 | 0 | 0 | 0 | 0 | 0 | 0 |  | 0
Lateral Hardening-Fuse-10762869 | Lateral Hardening | 53214.11 | 0 | 0 | 0 | 0 | 0 | 0 | 0 | 0 | 0 | 0 |  | 0
Lateral Hardening-Fuse-10762870 | Lateral Hardening | 70727.73 | 0 | 0 | 0 | 0 | 0 | 0 | 0 | 0 | 0 | 0 |  | 0
Lateral Hardening-Fuse-10762871 | Lateral Hardening | 56618.95 | 0 | 0 | 0 | 0 | 0 | 0 | 0 | 0 | 0 | 0 |  | 0
Lateral Hardening-Fuse-10762872 | Lateral Hardening | 60512.47 | 0 | 0 | 0 | 0 | 0 | 0 | 0 | 0 | 0 | 0 |  | 0
Lateral Hardening-Fuse-10762875 | Lateral Hardening | 271925.83 | 0 | 0 | 0 | 0 | 0 | 0 | 0 | 0 | 0 | 0 |  | 2028 | 2028
Lateral Hardening-Fuse-10762876 | Lateral Hardening | 322648.76 | 0 | 0 | 0 | 0 | 0 | 0 | 0 | 0 | 0 | 0 |  | 2028 | 2028
Lateral Hardening-Fuse-10762877 | Lateral Hardening | 53702.05 | 0 | 0 | 0 | 0 | 0 | 0 | 0 | 0 | 0 | 0 |  | 0
Lateral Hardening-Fuse-10762878 | Lateral Hardening | 135148.72 | 0 | 0 | 0 | 0 | 2027 | 0 | 0 | 0 | 0 | 0 |  | 2028 | 2028
Lateral Hardening-Fuse-10762879 | Lateral Hardening | 169023.37 | 0 | 0 | 0 | 0 | 0 | 0 | 0 | 0 | 0 | 0 |  | 0
Lateral Hardening-Fuse-10762880 | Lateral Hardening | 51865.47 | 0 | 0 | 0 | 0 | 0 | 0 | 0 | 0 | 0 | 0 |  | 0
Lateral Hardening-Fuse-10762882 | Lateral Hardening | 113941.94 | 0 | 0 | 0 | 0 | 2027 | 0 | 0 | 0 | 0 | 0 |  | 2028 | 2028
Lateral Hardening-Fuse-10762883 | Lateral Hardening | 52337.67 | 0 | 0 | 0 | 0 | 0 | 0 | 0 | 0 | 0 | 0 |  | 0
Lateral Hardening-Fuse-10762884 | Lateral Hardening | 119745 | 0 | 0 | 0 | 0 | 0 | 0 | 0 | 0 | 0 | 0 |  | 0
Lateral Hardening-Fuse-10762885 | Lateral Hardening | 121213.08 | 0 | 0 | 0 | 0 | 0 | 0 | 0 | 0 | 0 | 0 |  | 0
Lateral Hardening-Fuse-10762886 | Lateral Hardening | 172235.07 | 0 | 0 | 0 | 0 | 0 | 0 | 0 | 0 | 0 | 0 |  | 0
Lateral Hardening-Fuse-10762888 | Lateral Hardening | 164143.97 | 0 | 0 | 0 | 0 | 0 | 0 | 0 | 0 | 0 | 0 |  | 0
Lateral Hardening-Fuse-10762889 | Lateral Hardening | 50000 | 0 | 0 | 0 | 0 | 0 | 0 | 0 | 0 | 0 | 0 |  | 0
Lateral Hardening-Fuse-10762891 | Lateral Hardening | 50000 | 0 | 0 | 0 | 0 | 0 | 0 | 0 | 0 | 0 | 0 |  | 0
Lateral Hardening-Fuse-10762892 | Lateral Hardening | 58172.21 | 0 | 0 | 0 | 0 | 0 | 0 | 0 | 0 | 0 | 0 |  | 0
Lateral Hardening-Fuse-10762893 | Lateral Hardening | 78002.33 | 0 | 0 | 0 | 0 | 0 | 0 | 0 | 0 | 0 | 0 |  | 0
Lateral Hardening-Fuse-10762897 | Lateral Hardening | 136751.18 | 0 | 0 | 0 | 0 | 0 | 0 | 0 | 0 | 0 | 0 |  | 0
Lateral Hardening-Fuse-10762899 | Lateral Hardening | 105551.78 | 0 | 0 | 0 | 0 | 0 | 0 | 0 | 0 | 0 | 0 |  | 0
Lateral Hardening-Fuse-10762902 | Lateral Hardening | 113265.12 | 0 | 0 | 0 | 0 | 0 | 0 | 0 | 0 | 0 | 0 |  | 0
Lateral Hardening-Fuse-10762904 | Lateral Hardening | 54205.73 | 0 | 0 | 0 | 0 | 0 | 0 | 0 | 0 | 0 | 0 |  | 0
Lateral Hardening-Fuse-10762905 | Lateral Hardening | 53733.53 | 0 | 0 | 0 | 0 | 0 | 0 | 0 | 0 | 0 | 0 |  | 0
Lateral Hardening-Fuse-10762908 | Lateral Hardening | 64321.55 | 0 | 0 | 0 | 0 | 0 | 0 | 0 | 0 | 0 | 0 |  | 0
Lateral Hardening-Fuse-10762910 | Lateral Hardening | 161400.21 | 0 | 0 | 0 | 0 | 0 | 0 | 0 | 0 | 0 | 0 |  | 0
Lateral Hardening-Fuse-10762911 | Lateral Hardening | 392819.85 | 0 | 0 | 0 | 0 | 0 | 0 | 0 | 0 | 0 | 0 |  | 0
Lateral Hardening-Fuse-10762912 | Lateral Hardening | 54315.91 | 0 | 0 | 0 | 0 | 0 | 0 | 0 | 0 | 0 | 0 |  | 0
Lateral Hardening-Fuse-10762913 | Lateral Hardening | 63224.75 | 0 | 0 | 0 | 0 | 0 | 0 | 0 | 0 | 0 | 0 |  | 0
Lateral Hardening-Fuse-10762914 | Lateral Hardening | 137320.54 | 0 | 0 | 0 | 0 | 0 | 0 | 0 | 0 | 0 | 0 |  | 2028 | 2028
Lateral Hardening-Fuse-10762923 | Lateral Hardening | 57904.63 | 0 | 0 | 0 | 0 | 0 | 0 | 0 | 0 | 0 | 0 |  | 0
Lateral Hardening-Fuse-10762925 | Lateral Hardening | 62909.95 | 0 | 0 | 0 | 0 | 0 | 0 | 0 | 0 | 0 | 0 |  | 0
Lateral Hardening-Fuse-10762926 | Lateral Hardening | 132714.02 | 0 | 0 | 0 | 0 | 0 | 0 | 0 | 0 | 0 | 0 |  | 0
Lateral Hardening-Fuse-10762927 | Lateral Hardening | 61147.07 | 0 | 0 | 0 | 0 | 0 | 0 | 0 | 0 | 0 | 0 |  | 0
Lateral Hardening-Fuse-10762932 | Lateral Hardening | 164013.05 | 0 | 0 | 0 | 0 | 0 | 0 | 0 | 0 | 0 | 0 |  | 0
Lateral Hardening-Fuse-10762933 | Lateral Hardening | 50000 | 0 | 0 | 0 | 0 | 0 | 0 | 0 | 0 | 0 | 0 |  | 0
Lateral Hardening-Fuse-10762935 | Lateral Hardening | 68788.69 | 0 | 0 | 0 | 0 | 0 | 0 | 0 | 0 | 0 | 0 |  | 0
Lateral Hardening-Fuse-10762941 | Lateral Hardening | 58119.99 | 0 | 0 | 0 | 0 | 0 | 0 | 0 | 0 | 0 | 0 |  | 0
Lateral Hardening-Fuse-10762943 | Lateral Hardening | 54819.59 | 0 | 0 | 0 | 0 | 0 | 0 | 0 | 0 | 0 | 0 |  | 0
Lateral Hardening-Fuse-10762944 | Lateral Hardening | 54914.03 | 0 | 0 | 0 | 0 | 0 | 0 | 0 | 0 | 0 | 0 |  | 0
Lateral Hardening-Fuse-10767784 | Lateral Hardening | 239939.24 | 0 | 0 | 0 | 0 | 0 | 0 | 0 | 0 | 0 | 0 |  | 0
Lateral Hardening-Fuse-10767787 | Lateral Hardening | 64023.06 | 0 | 0 | 0 | 0 | 0 | 0 | 0 | 0 | 0 | 0 |  | 0
Lateral Hardening-Fuse-10774279 | Lateral Hardening | 316432.99 | 0 | 0 | 0 | 0 | 0 | 0 | 0 | 0 | 0 | 0 |  | 0
Lateral Hardening-Fuse-10774281 | Lateral Hardening | 277852.08 | 0 | 0 | 0 | 0 | 2029 | 0 | 0 | 0 | 0 | 0 |  | 2029
Lateral Hardening-Fuse-10774285 | Lateral Hardening | 150895.89 | 0 | 0 | 0 | 0 | 0 | 0 | 0 | 0 | 0 | 0 |  | 0
Lateral Hardening-Fuse-10774289 | Lateral Hardening | 105861.58 | 0 | 0 | 0 | 0 | 0 | 0 | 0 | 0 | 0 | 0 |  | 0
Lateral Hardening-Fuse-10774301 | Lateral Hardening | 133326.79 | 0 | 0 | 0 | 0 | 0 | 0 | 0 | 0 | 0 | 0 |  | 0
Lateral Hardening-Fuse-10774307 | Lateral Hardening | 84535.25 | 0 | 0 | 0 | 0 | 0 | 0 | 0 | 0 | 0 | 0 |  | 0
Lateral Hardening-Fuse-10774309 | Lateral Hardening | 97388.46 | 0 | 0 | 0 | 0 | 0 | 0 | 0 | 0 | 0 | 0 |  | 0
Lateral Hardening-Fuse-10774311 | Lateral Hardening | 67568.99 | 0 | 0 | 0 | 0 | 0 | 0 | 0 | 0 | 0 | 0 |  | 0
Lateral Hardening-Fuse-10776322 | Lateral Hardening | 59081.05 | 0 | 0 | 0 | 0 | 0 | 0 | 0 | 0 | 0 | 0 |  | 0
Lateral Hardening-Fuse-10776331 | Lateral Hardening | 174267.9 | 0 | 0 | 0 | 0 | 2028 | 0 | 0 | 0 | 0 | 0 |  | 2027 | 2027
Lateral Hardening-Fuse-10776334 | Lateral Hardening | 50000 | 0 | 0 | 0 | 0 | 0 | 0 | 0 | 0 | 0 | 0 |  | 0
Lateral Hardening-Fuse-10776336 | Lateral Hardening | 50000 | 0 | 0 | 0 | 0 | 0 | 0 | 0 | 0 | 0 | 0 |  | 0
Lateral Hardening-Fuse-10776338 | Lateral Hardening | 568369.17 | 0 | 0 | 0 | 0 | 0 | 0 | 0 | 0 | 0 | 0 |  | 0
Lateral Hardening-Fuse-10781375 | Lateral Hardening | 175504.73 | 0 | 0 | 0 | 0 | 0 | 0 | 0 | 0 | 0 | 0 |  | 0
Lateral Hardening-Fuse-10781383 | Lateral Hardening | 104125.18 | 0 | 0 | 0 | 0 | 2026 | 0 | 0 | 0 | 0 | 0 |  | 2027 | 2027
Lateral Hardening-Fuse-10781384 | Lateral Hardening | 147774.37 | 0 | 0 | 0 | 0 | 0 | 0 | 0 | 0 | 0 | 0 |  | 0
Lateral Hardening-Fuse-10781387 | Lateral Hardening | 50000 | 0 | 0 | 0 | 0 | 2026 | 0 | 0 | 0 | 0 | 0 |  | 2027 | 2027
Lateral Hardening-Fuse-10781391 | Lateral Hardening | 55381.23 | 0 | 0 | 0 | 0 | 0 | 0 | 0 | 0 | 0 | 0 |  | 0
Lateral Hardening-Fuse-10781392 | Lateral Hardening | 323856.48 | 0 | 0 | 0 | 0 | 0 | 0 | 0 | 0 | 0 | 0 |  | 0
Lateral Hardening-Fuse-10781402 | Lateral Hardening | 54032.59 | 0 | 0 | 0 | 0 | 0 | 0 | 0 | 0 | 0 | 0 |  | 0
Lateral Hardening-Fuse-10781405 | Lateral Hardening | 200748.17 | 0 | 0 | 0 | 0 | 0 | 0 | 0 | 0 | 0 | 0 |  | 0
Lateral Hardening-Fuse-10781406 | Lateral Hardening | 189876.09 | 0 | 0 | 0 | 0 | 0 | 0 | 0 | 0 | 0 | 0 |  | 0
Lateral Hardening-Fuse-10781411 | Lateral Hardening | 50000 | 0 | 0 | 0 | 0 | 0 | 0 | 0 | 0 | 0 | 0 |  | 0
Lateral Hardening-Fuse-10786340 | Lateral Hardening | 82032 | 0 | 0 | 0 | 0 | 0 | 0 | 0 | 0 | 0 | 0 |  | 0
Lateral Hardening-Fuse-10786346 | Lateral Hardening | 114298.96 | 0 | 0 | 0 | 0 | 0 | 0 | 0 | 0 | 0 | 0 |  | 0
Lateral Hardening-Fuse-10786348 | Lateral Hardening | 159469.93 | 0 | 0 | 0 | 0 | 0 | 0 | 0 | 0 | 0 | 0 |  | 0
Lateral Hardening-Fuse-10786358 | Lateral Hardening | 167847.87 | 0 | 0 | 0 | 0 | 2026 | 0 | 0 | 0 | 0 | 0 |  | 2029 | 2029
Lateral Hardening-Fuse-10786360 | Lateral Hardening | 99177.08 | 0 | 0 | 0 | 0 | 0 | 0 | 0 | 0 | 0 | 0 |  | 0
Lateral Hardening-Fuse-10786362 | Lateral Hardening | 51986.39 | 0 | 0 | 0 | 0 | 0 | 0 | 0 | 0 | 0 | 0 |  | 0
Lateral Hardening-Fuse-10786368 | Lateral Hardening | 114467.1 | 0 | 0 | 0 | 0 | 0 | 0 | 0 | 0 | 0 | 0 |  | 0
Lateral Hardening-Fuse-10786374 | Lateral Hardening | 334434.02 | 0 | 0 | 0 | 0 | 2020 | 0 | 0 | 0 | 0 | 0 |  | 2020
Lateral Hardening-Fuse-10786378 | Lateral Hardening | 173667.41 | 0 | 0 | 0 | 0 | 0 | 0 | 0 | 0 | 0 | 0 |  | 2029 | 2029
Lateral Hardening-Fuse-10786379 | Lateral Hardening | 57207.07 | 0 | 0 | 0 | 0 | 0 | 0 | 0 | 0 | 0 | 0 |  | 0
Lateral Hardening-Fuse-10786380 | Lateral Hardening | 59646.77 | 0 | 0 | 0 | 0 | 0 | 0 | 0 | 0 | 0 | 0 |  | 2029 | 2029
Lateral Hardening-Fuse-10786382 | Lateral Hardening | 150431.41 | 0 | 0 | 0 | 0 | 2020 | 0 | 0 | 0 | 0 | 0 |  | 2020
Lateral Hardening-Fuse-10786383 | Lateral Hardening | 50000 | 0 | 0 | 0 | 0 | 0 | 0 | 0 | 0 | 0 | 0 |  | 0
Lateral Hardening-Fuse-10786385 | Lateral Hardening | 104413.5 | 0 | 0 | 0 | 0 | 0 | 0 | 0 | 0 | 0 | 0 |  | 0
Lateral Hardening-Fuse-10786386 | Lateral Hardening | 464569.01 | 0 | 0 | 0 | 0 | 0 | 0 | 0 | 0 | 0 | 0 |  | 0
Lateral Hardening-Fuse-10791848 | Lateral Hardening | 67166.23 | 0 | 0 | 0 | 0 | 0 | 0 | 0 | 0 | 0 | 0 |  | 0
Lateral Hardening-Fuse-10791852 | Lateral Hardening | 50000 | 0 | 0 | 0 | 0 | 0 | 0 | 0 | 0 | 0 | 0 |  | 0
Lateral Hardening-Fuse-10791853 | Lateral Hardening | 192204.56 | 0 | 0 | 0 | 0 | 2022 | 0 | 0 | 0 | 0 | 0 |  | 2022
Lateral Hardening-Fuse-10791855 | Lateral Hardening | 50000 | 0 | 0 | 0 | 0 | 0 | 0 | 0 | 0 | 0 | 0 |  | 0
Lateral Hardening-Fuse-10791856 | Lateral Hardening | 83003.28 | 0 | 0 | 0 | 0 | 0 | 0 | 0 | 0 | 0 | 0 |  | 0
Lateral Hardening-Fuse-10791862 | Lateral Hardening | 159233.06 | 0 | 0 | 0 | 0 | 0 | 0 | 0 | 0 | 0 | 0 |  | 0
Lateral Hardening-Fuse-10791863 | Lateral Hardening | 127464.08 | 0 | 0 | 0 | 0 | 0 | 0 | 0 | 0 | 0 | 0 |  | 0
Lateral Hardening-Fuse-10791865 | Lateral Hardening | 121943.6 | 0 | 0 | 0 | 0 | 2022 | 0 | 0 | 0 | 0 | 0 |  | 2022
Lateral Hardening-Fuse-10791868 | Lateral Hardening | 210575.67 | 0 | 0 | 0 | 0 | 0 | 0 | 0 | 0 | 0 | 0 |  | 2022 | 2022
Lateral Hardening-Fuse-10791869 | Lateral Hardening | 73137.43 | 0 | 0 | 0 | 0 | 0 | 0 | 0 | 0 | 0 | 0 |  | 0
Lateral Hardening-Fuse-10791870 | Lateral Hardening | 305489.02 | 0 | 0 | 0 | 0 | 0 | 0 | 0 | 0 | 0 | 0 |  | 0
Lateral Hardening-Fuse-10791871 | Lateral Hardening | 344971.09 | 0 | 0 | 0 | 0 | 0 | 0 | 0 | 0 | 0 | 0 |  | 0
Lateral Hardening-Fuse-10791872 | Lateral Hardening | 66074.43 | 0 | 0 | 0 | 0 | 0 | 0 | 0 | 0 | 0 | 0 |  | 0
Lateral Hardening-Fuse-10791873 | Lateral Hardening | 399172.3 | 0 | 0 | 0 | 0 | 0 | 0 | 0 | 0 | 0 | 0 |  | 0
Lateral Hardening-Fuse-10791876 | Lateral Hardening | 187232.56 | 0 | 0 | 0 | 0 | 0 | 0 | 0 | 0 | 0 | 0 |  | 0
Lateral Hardening-Fuse-10791877 | Lateral Hardening | 208923.76 | 0 | 0 | 0 | 0 | 0 | 0 | 0 | 0 | 0 | 0 |  | 0
Lateral Hardening-Fuse-10791889 | Lateral Hardening | 208555.21 | 0 | 0 | 0 | 0 | 2022 | 0 | 0 | 0 | 0 | 0 |  | 2022
Lateral Hardening-Fuse-10793096 | Lateral Hardening | 53514.09 | 0 | 0 | 0 | 0 | 0 | 0 | 0 | 0 | 0 | 0 |  | 0
Lateral Hardening-Fuse-10793101 | Lateral Hardening | 55013.47 | 0 | 0 | 0 | 0 | 0 | 0 | 0 | 0 | 0 | 0 |  | 0
Lateral Hardening-Fuse-10793102 | Lateral Hardening | 63377.15 | 0 | 0 | 0 | 0 | 2026 | 0 | 0 | 0 | 0 | 0 |  | 2026
Lateral Hardening-Fuse-10793104 | Lateral Hardening | 103993.52 | 0 | 0 | 0 | 0 | 2026 | 0 | 0 | 0 | 0 | 0 |  | 2026
Lateral Hardening-Fuse-10793105 | Lateral Hardening | 277054.47 | 0 | 0 | 0 | 0 | 0 | 0 | 0 | 0 | 0 | 0 |  | 0
Lateral Hardening-Fuse-10793109 | Lateral Hardening | 219809.31 | 0 | 0 | 0 | 0 | 0 | 0 | 0 | 0 | 0 | 0 |  | 0
Lateral Hardening-Fuse-10793110 | Lateral Hardening | 202621.23 | 0 | 0 | 0 | 0 | 0 | 0 | 0 | 0 | 0 | 0 |  | 0
Lateral Hardening-Fuse-10793111 | Lateral Hardening | 242881.37 | 0 | 0 | 0 | 0 | 0 | 0 | 0 | 0 | 0 | 0 |  | 0
Lateral Hardening-Fuse-10793112 | Lateral Hardening | 313064.68 | 0 | 0 | 0 | 0 | 0 | 0 | 0 | 0 | 0 | 0 |  | 0
Lateral Hardening-Fuse-10793113 | Lateral Hardening | 50000 | 0 | 0 | 0 | 0 | 0 | 0 | 0 | 0 | 0 | 0 |  | 0
Lateral Hardening-Fuse-10793116 | Lateral Hardening | 105236.98 | 0 | 0 | 0 | 0 | 0 | 0 | 0 | 0 | 0 | 0 |  | 0
Lateral Hardening-Fuse-10793119 | Lateral Hardening | 63566.77 | 0 | 0 | 0 | 0 | 0 | 0 | 0 | 0 | 0 | 0 |  | 0
Lateral Hardening-Fuse-10793120 | Lateral Hardening | 60795.79 | 0 | 0 | 0 | 0 | 0 | 0 | 0 | 0 | 0 | 0 |  | 0
Lateral Hardening-Fuse-10793121 | Lateral Hardening | 942786.59 | 0 | 0 | 0 | 0 | 2023 | 0 | 0 | 0 | 0 | 0 |  | 2025 | 2025
Lateral Hardening-Fuse-10793123 | Lateral Hardening | 304478.37 | 0 | 0 | 0 | 0 | 2023 | 0 | 0 | 0 | 0 | 0 |  | 2025 | 2025
Lateral Hardening-Fuse-10793124 | Lateral Hardening | 158410.4 | 0 | 0 | 0 | 0 | 0 | 0 | 0 | 0 | 0 | 0 |  | 0
Lateral Hardening-Fuse-10793125 | Lateral Hardening | 170892.96 | 0 | 0 | 0 | 0 | 0 | 0 | 0 | 0 | 0 | 0 |  | 0
Lateral Hardening-Fuse-10793131 | Lateral Hardening | 436934.15 | 0 | 0 | 0 | 0 | 0 | 0 | 0 | 0 | 0 | 0 |  | 0
Lateral Hardening-Fuse-10793133 | Lateral Hardening | 1029284.79 | 0 | 0 | 0 | 0 | 0 | 0 | 0 | 0 | 0 | 0 |  | 0
Lateral Hardening-Fuse-10793135 | Lateral Hardening | 52789.13 | 0 | 0 | 0 | 0 | 0 | 0 | 0 | 0 | 0 | 0 |  | 0
Lateral Hardening-Fuse-10793136 | Lateral Hardening | 54521.45 | 0 | 0 | 0 | 0 | 0 | 0 | 0 | 0 | 0 | 0 |  | 0
Lateral Hardening-Fuse-10793140 | Lateral Hardening | 151269.39 | 0 | 0 | 0 | 0 | 0 | 0 | 0 | 0 | 0 | 0 |  | 0
Lateral Hardening-Fuse-10793145 | Lateral Hardening | 380926.15 | 0 | 0 | 0 | 0 | 0 | 0 | 0 | 0 | 0 | 0 |  | 0
Lateral Hardening-Fuse-10793147 | Lateral Hardening | 572314.07 | 0 | 0 | 0 | 0 | 0 | 0 | 0 | 0 | 0 | 0 |  | 0
Lateral Hardening-Fuse-10793149 | Lateral Hardening | 285469.5 | 0 | 0 | 0 | 0 | 2026 | 0 | 0 | 0 | 0 | 0 |  | 2026
Lateral Hardening-Fuse-10793151 | Lateral Hardening | 369141.89 | 0 | 0 | 0 | 0 | 0 | 0 | 0 | 0 | 0 | 0 |  | 0
Lateral Hardening-Fuse-10793152 | Lateral Hardening | 149160.28 | 0 | 0 | 0 | 0 | 0 | 0 | 0 | 0 | 0 | 0 |  | 0
Lateral Hardening-Fuse-10793153 | Lateral Hardening | 189915.05 | 0 | 0 | 0 | 0 | 0 | 0 | 0 | 0 | 0 | 0 |  | 0
Lateral Hardening-Fuse-10793155 | Lateral Hardening | 485625.29 | 0 | 0 | 0 | 0 | 0 | 0 | 0 | 0 | 0 | 0 |  | 0
Lateral Hardening-Fuse-10793156 | Lateral Hardening | 230996.93 | 0 | 0 | 0 | 0 | 0 | 0 | 0 | 0 | 0 | 0 |  | 0
Lateral Hardening-Fuse-10793157 | Lateral Hardening | 265325.14 | 0 | 0 | 0 | 0 | 0 | 0 | 0 | 0 | 0 | 0 |  | 0
Lateral Hardening-Fuse-10793158 | Lateral Hardening | 57506.13 | 0 | 0 | 0 | 0 | 0 | 0 | 0 | 0 | 0 | 0 |  | 2026 | 2026
Lateral Hardening-Fuse-10793159 | Lateral Hardening | 58303.13 | 0 | 0 | 0 | 0 | 0 | 0 | 0 | 0 | 0 | 0 |  | 0
Lateral Hardening-Fuse-10793160 | Lateral Hardening | 60150.45 | 0 | 0 | 0 | 0 | 0 | 0 | 0 | 0 | 0 | 0 |  | 0
Lateral Hardening-Fuse-10793161 | Lateral Hardening | 53335.03 | 0 | 0 | 0 | 0 | 0 | 0 | 0 | 0 | 0 | 0 |  | 0
Lateral Hardening-Fuse-10793163 | Lateral Hardening | 290202.93 | 0 | 0 | 0 | 0 | 0 | 0 | 0 | 0 | 0 | 0 |  | 0
Lateral Hardening-Fuse-10793164 | Lateral Hardening | 134164.32 | 0 | 0 | 0 | 0 | 0 | 0 | 0 | 0 | 0 | 0 |  | 0
Lateral Hardening-Fuse-10793169 | Lateral Hardening | 705802.47 | 0 | 0 | 0 | 0 | 0 | 0 | 0 | 0 | 0 | 0 |  | 0
Lateral Hardening-Fuse-10793170 | Lateral Hardening | 50000 | 0 | 0 | 0 | 0 | 0 | 0 | 0 | 0 | 0 | 0 |  | 0
Lateral Hardening-Fuse-10793174 | Lateral Hardening | 98904.5 | 0 | 0 | 0 | 0 | 0 | 0 | 0 | 0 | 0 | 0 |  | 0
Lateral Hardening-Fuse-10793180 | Lateral Hardening | 244121.71 | 0 | 0 | 0 | 0 | 0 | 0 | 0 | 0 | 0 | 0 |  | 0
Lateral Hardening-Fuse-10793181 | Lateral Hardening | 63094.57 | 0 | 0 | 0 | 0 | 0 | 0 | 0 | 0 | 0 | 0 |  | 0
Lateral Hardening-Fuse-10793185 | Lateral Hardening | 476370.17 | 0 | 0 | 0 | 0 | 0 | 0 | 0 | 0 | 0 | 0 |  | 0
Lateral Hardening-Fuse-10793192 | Lateral Hardening | 2100854.68 | 0 | 0 | 0 | 0 | 0 | 0 | 0 | 0 | 0 | 0 |  | 0
Lateral Hardening-Fuse-10795711 | Lateral Hardening | 356419.81 | 0 | 0 | 0 | 0 | 0 | 0 | 0 | 0 | 0 | 0 |  | 0
Lateral Hardening-Fuse-10795712 | Lateral Hardening | 52951.53 | 0 | 0 | 0 | 0 | 0 | 0 | 0 | 0 | 0 | 0 |  | 0
Lateral Hardening-Fuse-10795713 | Lateral Hardening | 230289.58 | 0 | 0 | 0 | 0 | 2023 | 0 | 0 | 0 | 0 | 0 |  | 2023
Lateral Hardening-Fuse-10795714 | Lateral Hardening | 159208.14 | 0 | 0 | 0 | 0 | 0 | 0 | 0 | 0 | 0 | 0 |  | 0
Lateral Hardening-Fuse-10795715 | Lateral Hardening | 148672.34 | 0 | 0 | 0 | 0 | 0 | 0 | 0 | 0 | 0 | 0 |  | 0
Lateral Hardening-Fuse-10795719 | Lateral Hardening | 227617.04 | 0 | 0 | 0 | 0 | 0 | 0 | 0 | 0 | 0 | 0 |  | 0
Lateral Hardening-Fuse-10795721 | Lateral Hardening | 260967.32 | 0 | 0 | 0 | 0 | 0 | 0 | 0 | 0 | 0 | 0 |  | 0
Lateral Hardening-Fuse-10795722 | Lateral Hardening | 346535.04 | 0 | 0 | 0 | 0 | 0 | 0 | 0 | 0 | 0 | 0 |  | 0
Lateral Hardening-Fuse-10795723 | Lateral Hardening | 138576.52 | 0 | 0 | 0 | 0 | 0 | 0 | 0 | 0 | 0 | 0 |  | 0
Lateral Hardening-Fuse-10795724 | Lateral Hardening | 141311.02 | 0 | 0 | 0 | 0 | 0 | 0 | 0 | 0 | 0 | 0 |  | 0
Lateral Hardening-Fuse-10795727 | Lateral Hardening | 299400.04 | 0 | 0 | 0 | 0 | 0 | 0 | 0 | 0 | 0 | 0 |  | 0
Lateral Hardening-Fuse-10795728 | Lateral Hardening | 233839.34 | 0 | 0 | 0 | 0 | 0 | 0 | 0 | 0 | 0 | 0 |  | 0
Lateral Hardening-Fuse-10795729 | Lateral Hardening | 785626.18 | 0 | 0 | 0 | 0 | 0 | 0 | 0 | 0 | 0 | 0 |  | 0
Lateral Hardening-Fuse-10795730 | Lateral Hardening | 51230.87 | 0 | 0 | 0 | 0 | 0 | 0 | 0 | 0 | 0 | 0 |  | 0
Lateral Hardening-Fuse-10795731 | Lateral Hardening | 365317.07 | 0 | 0 | 0 | 0 | 0 | 0 | 0 | 0 | 0 | 0 |  | 0
Lateral Hardening-Fuse-10795735 | Lateral Hardening | 166919.95 | 0 | 0 | 0 | 0 | 0 | 0 | 0 | 0 | 0 | 0 |  | 0
Lateral Hardening-Fuse-10795736 | Lateral Hardening | 206870.29 | 0 | 0 | 0 | 0 | 0 | 0 | 0 | 0 | 0 | 0 |  | 0
Lateral Hardening-Fuse-10795737 | Lateral Hardening | 281655.42 | 0 | 0 | 0 | 0 | 2023 | 0 | 0 | 0 | 0 | 0 |  | 2023
Lateral Hardening-Fuse-10795738 | Lateral Hardening | 474024.91 | 0 | 0 | 0 | 0 | 0 | 0 | 0 | 0 | 0 | 0 |  | 0
Lateral Hardening-Fuse-10795741 | Lateral Hardening | 1005233.83 | 0 | 0 | 0 | 0 | 2023 | 0 | 0 | 0 | 0 | 0 |  | 2023
Lateral Hardening-Fuse-10795742 | Lateral Hardening | 385896.52 | 0 | 0 | 0 | 0 | 0 | 0 | 0 | 0 | 0 | 0 |  | 0
Lateral Hardening-Fuse-10795743 | Lateral Hardening | 205700.53 | 0 | 0 | 0 | 0 | 0 | 0 | 0 | 0 | 0 | 0 |  | 0
Lateral Hardening-Fuse-10795745 | Lateral Hardening | 179376.03 | 0 | 0 | 0 | 0 | 0 | 0 | 0 | 0 | 0 | 0 |  | 0
Lateral Hardening-Fuse-10795746 | Lateral Hardening | 328041.36 | 0 | 0 | 0 | 0 | 0 | 0 | 0 | 0 | 0 | 0 |  | 0
Lateral Hardening-Fuse-10795751 | Lateral Hardening | 358919.16 | 0 | 0 | 0 | 0 | 2023 | 0 | 0 | 0 | 0 | 0 |  | 2023
Lateral Hardening-Fuse-10795754 | Lateral Hardening | 142596.7 | 0 | 0 | 0 | 0 | 0 | 0 | 0 | 0 | 0 | 0 |  | 0
Lateral Hardening-Fuse-10795755 | Lateral Hardening | 208686.87 | 0 | 0 | 0 | 0 | 0 | 0 | 0 | 0 | 0 | 0 |  | 2023 | 2023
Lateral Hardening-Fuse-10795756 | Lateral Hardening | 167088.83 | 0 | 0 | 0 | 0 | 2023 | 0 | 0 | 0 | 0 | 0 |  | 2023
Lateral Hardening-Fuse-10795758 | Lateral Hardening | 50000 | 0 | 0 | 0 | 0 | 0 | 0 | 0 | 0 | 0 | 0 |  | 0
Lateral Hardening-Fuse-10795760 | Lateral Hardening | 50000 | 0 | 0 | 0 | 0 | 0 | 0 | 0 | 0 | 0 | 0 |  | 0
Lateral Hardening-Fuse-10795761 | Lateral Hardening | 203323.97 | 0 | 0 | 0 | 0 | 0 | 0 | 0 | 0 | 0 | 0 |  | 0
Lateral Hardening-Fuse-10795763 | Lateral Hardening | 91464.48 | 0 | 0 | 0 | 0 | 0 | 0 | 0 | 0 | 0 | 0 |  | 0
Lateral Hardening-Fuse-10795764 | Lateral Hardening | 153566.69 | 0 | 0 | 0 | 0 | 0 | 0 | 0 | 0 | 0 | 0 |  | 0
Lateral Hardening-Fuse-10795765 | Lateral Hardening | 200422.63 | 0 | 0 | 0 | 0 | 0 | 0 | 0 | 0 | 0 | 0 |  | 0
Lateral Hardening-Fuse-10795766 | Lateral Hardening | 192704.29 | 0 | 0 | 0 | 0 | 0 | 0 | 0 | 0 | 0 | 0 |  | 0
Lateral Hardening-Fuse-10795767 | Lateral Hardening | 64390.25 | 0 | 0 | 0 | 0 | 0 | 0 | 0 | 0 | 0 | 0 |  | 0
Lateral Hardening-Fuse-10795768 | Lateral Hardening | 137411.71 | 0 | 0 | 0 | 0 | 0 | 0 | 0 | 0 | 0 | 0 |  | 0
Lateral Hardening-Fuse-10795769 | Lateral Hardening | 768679.33 | 0 | 0 | 0 | 0 | 0 | 0 | 0 | 0 | 0 | 0 |  | 0
Lateral Hardening-Fuse-10795770 | Lateral Hardening | 363325.35 | 0 | 0 | 0 | 0 | 2023 | 0 | 0 | 0 | 0 | 0 |  | 2023
Lateral Hardening-Fuse-10795771 | Lateral Hardening | 151958.91 | 0 | 0 | 0 | 0 | 0 | 0 | 0 | 0 | 0 | 0 |  | 0
Lateral Hardening-Fuse-10795772 | Lateral Hardening | 431282.85 | 0 | 0 | 0 | 0 | 0 | 0 | 0 | 0 | 0 | 0 |  | 0
Lateral Hardening-Fuse-10795773 | Lateral Hardening | 183348.99 | 0 | 0 | 0 | 0 | 0 | 0 | 0 | 0 | 0 | 0 |  | 0
Lateral Hardening-Fuse-10795774 | Lateral Hardening | 50000 | 0 | 0 | 0 | 0 | 0 | 0 | 0 | 0 | 0 | 0 |  | 0
Lateral Hardening-Fuse-10795783 | Lateral Hardening | 82973.83 | 0 | 0 | 0 | 0 | 2023 | 0 | 0 | 0 | 0 | 0 |  | 2023
Lateral Hardening-Fuse-10795792 | Lateral Hardening | 83153.81 | 0 | 0 | 0 | 0 | 0 | 0 | 0 | 0 | 0 | 0 |  | 0
Lateral Hardening-Fuse-10795800 | Lateral Hardening | 80971.8 | 0 | 0 | 0 | 0 | 0 | 0 | 0 | 0 | 0 | 0 |  | 0
Lateral Hardening-Fuse-10795801 | Lateral Hardening | 204567.25 | 0 | 0 | 0 | 0 | 0 | 0 | 0 | 0 | 0 | 0 |  | 0
Lateral Hardening-Fuse-10795802 | Lateral Hardening | 355265 | 0 | 0 | 0 | 0 | 0 | 0 | 0 | 0 | 0 | 0 |  | 0
Lateral Hardening-Fuse-10795803 | Lateral Hardening | 546785.88 | 0 | 0 | 0 | 0 | 2023 | 0 | 0 | 0 | 0 | 0 |  | 2023
Lateral Hardening-Fuse-10797369 | Lateral Hardening | 51404.01 | 0 | 0 | 0 | 0 | 0 | 0 | 0 | 0 | 0 | 0 |  | 0
Lateral Hardening-Fuse-10797375 | Lateral Hardening | 241058.91 | 0 | 0 | 0 | 0 | 0 | 0 | 0 | 0 | 0 | 0 |  | 0
Lateral Hardening-Fuse-10797387 | Lateral Hardening | 532353.08 | 0 | 0 | 0 | 0 | 0 | 0 | 0 | 0 | 0 | 0 |  | 0
Lateral Hardening-Fuse-10797393 | Lateral Hardening | 307422.37 | 0 | 0 | 0 | 0 | 0 | 0 | 0 | 0 | 0 | 0 |  | 0
Lateral Hardening-Fuse-10797399 | Lateral Hardening | 1618762.73 | 0 | 0 | 0 | 0 | 0 | 0 | 0 | 0 | 0 | 0 |  | 0
Lateral Hardening-Fuse-10797405 | Lateral Hardening | 624049.04 | 0 | 0 | 0 | 0 | 0 | 0 | 0 | 0 | 0 | 0 |  | 0
Lateral Hardening-Fuse-10797411 | Lateral Hardening | 162502.58 | 0 | 0 | 0 | 0 | 0 | 0 | 0 | 0 | 0 | 0 |  | 0
Lateral Hardening-Fuse-10797431 | Lateral Hardening | 155515.32 | 0 | 0 | 0 | 0 | 0 | 0 | 0 | 0 | 0 | 0 |  | 0
Lateral Hardening-Fuse-10797437 | Lateral Hardening | 73157.47 | 0 | 0 | 0 | 0 | 2023 | 0 | 0 | 0 | 0 | 0 |  | 2024 | 2024
Lateral Hardening-Fuse-10797443 | Lateral Hardening | 445739.75 | 0 | 0 | 0 | 0 | 0 | 0 | 0 | 0 | 0 | 0 |  | 2024 | 2024
Lateral Hardening-Fuse-10797444 | Lateral Hardening | 141672.25 | 0 | 0 | 0 | 0 | 0 | 0 | 0 | 0 | 0 | 0 |  | 0
Lateral Hardening-Fuse-10797459 | Lateral Hardening | 50000 | 0 | 0 | 0 | 0 | 0 | 0 | 0 | 0 | 0 | 0 |  | 0
Lateral Hardening-Fuse-10797461 | Lateral Hardening | 166600.89 | 0 | 0 | 0 | 0 | 0 | 0 | 0 | 0 | 0 | 0 |  | 0
Lateral Hardening-Fuse-10797463 | Lateral Hardening | 132481.38 | 0 | 0 | 0 | 0 | 2023 | 0 | 0 | 0 | 0 | 0 |  | 2024 | 2024
Lateral Hardening-Fuse-10797475 | Lateral Hardening | 102933.94 | 0 | 0 | 0 | 0 | 0 | 0 | 0 | 0 | 0 | 0 |  | 0
Lateral Hardening-Fuse-10797476 | Lateral Hardening | 50000 | 0 | 0 | 0 | 0 | 0 | 0 | 0 | 0 | 0 | 0 |  | 0
Lateral Hardening-Fuse-10798730 | Lateral Hardening | 83386.15 | 0 | 0 | 0 | 0 | 0 | 0 | 0 | 0 | 0 | 0 |  | 0
Lateral Hardening-Fuse-10798761 | Lateral Hardening | 307323.75 | 0 | 0 | 0 | 0 | 0 | 0 | 0 | 0 | 0 | 0 |  | 0
Lateral Hardening-Fuse-10798763 | Lateral Hardening | 928537.28 | 0 | 0 | 0 | 0 | 2029 | 0 | 0 | 0 | 0 | 0 |  | 2029
Lateral Hardening-Fuse-10798766 | Lateral Hardening | 228780.32 | 0 | 0 | 0 | 0 | 0 | 0 | 0 | 0 | 0 | 0 |  | 0
Lateral Hardening-Fuse-10798777 | Lateral Hardening | 50000 | 0 | 0 | 0 | 0 | 0 | 0 | 0 | 0 | 0 | 0 |  | 0
Lateral Hardening-Fuse-10798778 | Lateral Hardening | 55407.71 | 0 | 0 | 0 | 0 | 0 | 0 | 0 | 0 | 0 | 0 |  | 0
Lateral Hardening-Fuse-10798779 | Lateral Hardening | 53240.59 | 0 | 0 | 0 | 0 | 0 | 0 | 0 | 0 | 0 | 0 |  | 0
Lateral Hardening-Fuse-10798780 | Lateral Hardening | 106297.3 | 0 | 0 | 0 | 0 | 0 | 0 | 0 | 0 | 0 | 0 |  | 0
Lateral Hardening-Fuse-10798782 | Lateral Hardening | 52721.17 | 0 | 0 | 0 | 0 | 0 | 0 | 0 | 0 | 0 | 0 |  | 0
Lateral Hardening-Fuse-10798785 | Lateral Hardening | 265314.3 | 0 | 0 | 0 | 0 | 0 | 0 | 0 | 0 | 0 | 0 |  | 0
Lateral Hardening-Fuse-10798803 | Lateral Hardening | 740030.23 | 0 | 0 | 0 | 0 | 0 | 0 | 0 | 0 | 0 | 0 |  | 0
Lateral Hardening-Fuse-10798804 | Lateral Hardening | 50000 | 0 | 0 | 0 | 0 | 0 | 0 | 0 | 0 | 0 | 0 |  | 0
Lateral Hardening-Fuse-10798806 | Lateral Hardening | 170289.05 | 0 | 0 | 0 | 0 | 0 | 0 | 0 | 0 | 0 | 0 |  | 0
Lateral Hardening-Fuse-10798807 | Lateral Hardening | 257898.7 | 0 | 0 | 0 | 0 | 2029 | 0 | 0 | 0 | 0 | 0 |  | 2029
Lateral Hardening-Fuse-10798812 | Lateral Hardening | 51089.21 | 0 | 0 | 0 | 0 | 0 | 0 | 0 | 0 | 0 | 0 |  | 0
Lateral Hardening-Fuse-10801194 | Lateral Hardening | 50000 | 0 | 0 | 0 | 0 | 0 | 0 | 0 | 0 | 0 | 0 |  | 0
Lateral Hardening-Fuse-10801197 | Lateral Hardening | 101144.48 | 0 | 0 | 0 | 0 | 0 | 0 | 0 | 0 | 0 | 0 |  | 0
Lateral Hardening-Fuse-10801201 | Lateral Hardening | 55328.27 | 0 | 0 | 0 | 0 | 0 | 0 | 0 | 0 | 0 | 0 |  | 0
Lateral Hardening-Fuse-10801777 | Lateral Hardening | 588039.02 | 0 | 0 | 0 | 0 | 2029 | 0 | 0 | 0 | 0 | 0 |  | 2029
Lateral Hardening-Fuse-10801781 | Lateral Hardening | 159056.36 | 0 | 0 | 0 | 0 | 0 | 0 | 0 | 0 | 0 | 0 |  | 0
Lateral Hardening-Fuse-10801785 | Lateral Hardening | 487068.51 | 0 | 0 | 0 | 0 | 0 | 0 | 0 | 0 | 0 | 0 |  | 0
Lateral Hardening-Fuse-10801788 | Lateral Hardening | 162697.37 | 0 | 0 | 0 | 0 | 2029 | 0 | 0 | 0 | 0 | 0 |  | 2029
Lateral Hardening-Fuse-10801792 | Lateral Hardening | 416196.68 | 0 | 0 | 0 | 0 | 0 | 0 | 0 | 0 | 0 | 0 |  | 0
Lateral Hardening-Fuse-10801797 | Lateral Hardening | 100531.46 | 0 | 0 | 0 | 0 | 0 | 0 | 0 | 0 | 0 | 0 |  | 0
Lateral Hardening-Fuse-10801798 | Lateral Hardening | 2582108.37 | 0 | 0 | 0 | 0 | 0 | 0 | 0 | 0 | 0 | 0 |  | 0
Lateral Hardening-Fuse-10802824 | Lateral Hardening | 302933.12 | 0 | 0 | 0 | 0 | 0 | 0 | 0 | 0 | 0 | 0 |  | 0
Lateral Hardening-Fuse-10802831 | Lateral Hardening | 50000 | 0 | 0 | 0 | 0 | 0 | 0 | 0 | 0 | 0 | 0 |  | 0
Lateral Hardening-Fuse-10802835 | Lateral Hardening | 540892.12 | 0 | 0 | 0 | 0 | 0 | 0 | 0 | 0 | 0 | 0 |  | 0
Lateral Hardening-Fuse-10802838 | Lateral Hardening | 59862.13 | 0 | 0 | 0 | 0 | 0 | 0 | 0 | 0 | 0 | 0 |  | 0
Lateral Hardening-Fuse-10802839 | Lateral Hardening | 334728.66 | 0 | 0 | 0 | 0 | 0 | 0 | 0 | 0 | 0 | 0 |  | 0
Lateral Hardening-Fuse-10802840 | Lateral Hardening | 766498.02 | 0 | 0 | 0 | 0 | 0 | 0 | 0 | 0 | 0 | 0 |  | 0
Lateral Hardening-Fuse-10802841 | Lateral Hardening | 81530.78 | 0 | 0 | 0 | 0 | 0 | 0 | 0 | 0 | 0 | 0 |  | 0
Lateral Hardening-Fuse-10802844 | Lateral Hardening | 750885.99 | 0 | 0 | 0 | 0 | 2027 | 0 | 0 | 0 | 0 | 0 |  | 2026 | 2026
Lateral Hardening-Fuse-10802845 | Lateral Hardening | 50000 | 0 | 0 | 0 | 0 | 0 | 0 | 0 | 0 | 0 | 0 |  | 0
Lateral Hardening-Fuse-10802848 | Lateral Hardening | 50000 | 0 | 0 | 0 | 0 | 0 | 0 | 0 | 0 | 0 | 0 |  | 0
Lateral Hardening-Fuse-10802849 | Lateral Hardening | 50000 | 0 | 0 | 0 | 0 | 0 | 0 | 0 | 0 | 0 | 0 |  | 0
Lateral Hardening-Fuse-10802850 | Lateral Hardening | 471858.85 | 0 | 0 | 0 | 0 | 2027 | 0 | 0 | 0 | 0 | 0 |  | 2026 | 2026
Lateral Hardening-Fuse-10802853 | Lateral Hardening | 50000 | 0 | 0 | 0 | 0 | 0 | 0 | 0 | 0 | 0 | 0 |  | 0
Lateral Hardening-Fuse-10802856 | Lateral Hardening | 226121.79 | 0 | 0 | 0 | 0 | 0 | 0 | 0 | 0 | 0 | 0 |  | 0
Lateral Hardening-Fuse-10802857 | Lateral Hardening | 88190.61 | 0 | 0 | 0 | 0 | 0 | 0 | 0 | 0 | 0 | 0 |  | 0
Lateral Hardening-Fuse-10802859 | Lateral Hardening | 231510.61 | 0 | 0 | 0 | 0 | 0 | 0 | 0 | 0 | 0 | 0 |  | 0
Lateral Hardening-Fuse-10802860 | Lateral Hardening | 220853.89 | 0 | 0 | 0 | 0 | 0 | 0 | 0 | 0 | 0 | 0 |  | 0
Lateral Hardening-Fuse-10802861 | Lateral Hardening | 619210.75 | 0 | 0 | 0 | 0 | 0 | 0 | 0 | 0 | 0 | 0 |  | 0
Lateral Hardening-Fuse-10802862 | Lateral Hardening | 120322.38 | 0 | 0 | 0 | 0 | 0 | 0 | 0 | 0 | 0 | 0 |  | 0
Lateral Hardening-Fuse-10802865 | Lateral Hardening | 260699 | 0 | 0 | 0 | 0 | 0 | 0 | 0 | 0 | 0 | 0 |  | 0
Lateral Hardening-Fuse-10802866 | Lateral Hardening | 79170.85 | 0 | 0 | 0 | 0 | 0 | 0 | 0 | 0 | 0 | 0 |  | 0
Lateral Hardening-Fuse-10802867 | Lateral Hardening | 219720.61 | 0 | 0 | 0 | 0 | 0 | 0 | 0 | 0 | 0 | 0 |  | 0
Lateral Hardening-Fuse-10802868 | Lateral Hardening | 147769.42 | 0 | 0 | 0 | 0 | 0 | 0 | 0 | 0 | 0 | 0 |  | 0
Lateral Hardening-Fuse-10802869 | Lateral Hardening | 253739.4 | 0 | 0 | 0 | 0 | 0 | 0 | 0 | 0 | 0 | 0 |  | 0
Lateral Hardening-Fuse-10802870 | Lateral Hardening | 50000 | 0 | 0 | 0 | 0 | 0 | 0 | 0 | 0 | 0 | 0 |  | 0
Lateral Hardening-Fuse-10802871 | Lateral Hardening | 159653.86 | 0 | 0 | 0 | 0 | 0 | 0 | 0 | 0 | 0 | 0 |  | 0
Lateral Hardening-Fuse-10802872 | Lateral Hardening | 128339.78 | 0 | 0 | 0 | 0 | 0 | 0 | 0 | 0 | 0 | 0 |  | 0
Lateral Hardening-Fuse-10802873 | Lateral Hardening | 229747.73 | 0 | 0 | 0 | 0 | 0 | 0 | 0 | 0 | 0 | 0 |  | 0
Lateral Hardening-Fuse-10802874 | Lateral Hardening | 281174.86 | 0 | 0 | 0 | 0 | 2027 | 0 | 0 | 0 | 0 | 0 |  | 2026 | 2026
Lateral Hardening-Fuse-10802875 | Lateral Hardening | 503568.1 | 0 | 0 | 0 | 0 | 0 | 0 | 0 | 0 | 0 | 0 |  | 0
Lateral Hardening-Fuse-10802876 | Lateral Hardening | 103316.7 | 0 | 0 | 0 | 0 | 0 | 0 | 0 | 0 | 0 | 0 |  | 0
Lateral Hardening-Fuse-10802878 | Lateral Hardening | 209672.75 | 0 | 0 | 0 | 0 | 0 | 0 | 0 | 0 | 0 | 0 |  | 0
Lateral Hardening-Fuse-10802879 | Lateral Hardening | 182099.79 | 0 | 0 | 0 | 0 | 0 | 0 | 0 | 0 | 0 | 0 |  | 0
Lateral Hardening-Fuse-10802881 | Lateral Hardening | 50000 | 0 | 0 | 0 | 0 | 0 | 0 | 0 | 0 | 0 | 0 |  | 0
Lateral Hardening-Fuse-10802883 | Lateral Hardening | 572927.98 | 0 | 0 | 0 | 0 | 0 | 0 | 0 | 0 | 0 | 0 |  | 0
Lateral Hardening-Fuse-10802892 | Lateral Hardening | 99838.16 | 0 | 0 | 0 | 0 | 0 | 0 | 0 | 0 | 0 | 0 |  | 0
Lateral Hardening-Fuse-10802893 | Lateral Hardening | 167421.3 | 0 | 0 | 0 | 0 | 0 | 0 | 0 | 0 | 0 | 0 |  | 0
Lateral Hardening-Fuse-10802895 | Lateral Hardening | 284105.86 | 0 | 0 | 0 | 0 | 0 | 0 | 0 | 0 | 0 | 0 |  | 0
Lateral Hardening-Fuse-10802897 | Lateral Hardening | 157419.78 | 0 | 0 | 0 | 0 | 2027 | 0 | 0 | 0 | 0 | 0 |  | 0 | 0
Lateral Hardening-Fuse-10804170 | Lateral Hardening | 249245.44 | 0 | 0 | 0 | 0 | 0 | 0 | 0 | 0 | 0 | 0 |  | 0
Lateral Hardening-Fuse-10804173 | Lateral Hardening | 1220760.02 | 0 | 0 | 0 | 0 | 0 | 0 | 0 | 0 | 0 | 0 |  | 0
Lateral Hardening-Fuse-10804178 | Lateral Hardening | 216625.57 | 0 | 0 | 0 | 0 | 0 | 0 | 0 | 0 | 0 | 0 |  | 0
Lateral Hardening-Fuse-10804179 | Lateral Hardening | 203088.43 | 0 | 0 | 0 | 0 | 0 | 0 | 0 | 0 | 0 | 0 |  | 0
Lateral Hardening-Fuse-10804180 | Lateral Hardening | 128954.38 | 0 | 0 | 0 | 0 | 0 | 0 | 0 | 0 | 0 | 0 |  | 0
Lateral Hardening-Fuse-10804181 | Lateral Hardening | 945819.74 | 0 | 0 | 0 | 0 | 0 | 0 | 0 | 0 | 0 | 0 |  | 0
Lateral Hardening-Fuse-10804804 | Lateral Hardening | 159056.36 | 0 | 0 | 0 | 0 | 0 | 0 | 0 | 0 | 0 | 0 |  | 0
Lateral Hardening-Fuse-10804812 | Lateral Hardening | 81236.28 | 0 | 0 | 0 | 0 | 0 | 0 | 0 | 0 | 0 | 0 |  | 0
Lateral Hardening-Fuse-10804815 | Lateral Hardening | 122561.72 | 0 | 0 | 0 | 0 | 2029 | 0 | 0 | 0 | 0 | 0 |  | 2029
Lateral Hardening-Fuse-10804820 | Lateral Hardening | 174005.04 | 0 | 0 | 0 | 0 | 0 | 0 | 0 | 0 | 0 | 0 |  | 0
Lateral Hardening-Fuse-10804821 | Lateral Hardening | 322913.07 | 0 | 0 | 0 | 0 | 0 | 0 | 0 | 0 | 0 | 0 |  | 0
Lateral Hardening-Fuse-10804822 | Lateral Hardening | 176520.78 | 0 | 0 | 0 | 0 | 0 | 0 | 0 | 0 | 0 | 0 |  | 0
Lateral Hardening-Fuse-10804823 | Lateral Hardening | 50000 | 0 | 0 | 0 | 0 | 0 | 0 | 0 | 0 | 0 | 0 |  | 0
Lateral Hardening-Fuse-10804826 | Lateral Hardening | 88805.5 | 0 | 0 | 0 | 0 | 0 | 0 | 0 | 0 | 0 | 0 |  | 0
Lateral Hardening-Fuse-10805971 | Lateral Hardening | 50000 | 0 | 0 | 0 | 0 | 0 | 0 | 0 | 0 | 0 | 0 |  | 0
Lateral Hardening-Fuse-10805974 | Lateral Hardening | 50000 | 0 | 0 | 0 | 0 | 0 | 0 | 0 | 0 | 0 | 0 |  | 0
Lateral Hardening-Fuse-10805976 | Lateral Hardening | 81501.9 | 0 | 0 | 0 | 0 | 0 | 0 | 0 | 0 | 0 | 0 |  | 0
Lateral Hardening-Fuse-10806530 | Lateral Hardening | 50000 | 0 | 0 | 0 | 0 | 0 | 0 | 0 | 0 | 0 | 0 |  | 0
Lateral Hardening-Fuse-10806537 | Lateral Hardening | 50000 | 0 | 0 | 0 | 0 | 0 | 0 | 0 | 0 | 0 | 0 |  | 0
Lateral Hardening-Fuse-10806803 | Lateral Hardening | 87097.4 | 0 | 0 | 0 | 0 | 0 | 0 | 0 | 0 | 0 | 0 |  | 0
Lateral Hardening-Fuse-10806815 | Lateral Hardening | 171721 | 0 | 0 | 0 | 0 | 0 | 0 | 0 | 0 | 0 | 0 |  | 0
Lateral Hardening-Fuse-10807546 | Lateral Hardening | 371744.78 | 0 | 0 | 0 | 0 | 2028 | 0 | 0 | 0 | 0 | 0 |  | 2028
Lateral Hardening-Fuse-10807547 | Lateral Hardening | 108947.36 | 0 | 0 | 0 | 0 | 0 | 0 | 0 | 0 | 0 | 0 |  | 0
Lateral Hardening-Fuse-10807548 | Lateral Hardening | 77019.47 | 0 | 0 | 0 | 0 | 0 | 0 | 0 | 0 | 0 | 0 |  | 0
Lateral Hardening-Fuse-10807550 | Lateral Hardening | 105253.46 | 0 | 0 | 0 | 0 | 0 | 0 | 0 | 0 | 0 | 0 |  | 0
Lateral Hardening-Fuse-10807551 | Lateral Hardening | 153666.87 | 0 | 0 | 0 | 0 | 0 | 0 | 0 | 0 | 0 | 0 |  | 0
Lateral Hardening-Fuse-10807552 | Lateral Hardening | 206672.15 | 0 | 0 | 0 | 0 | 0 | 0 | 0 | 0 | 0 | 0 |  | 0
Lateral Hardening-Fuse-10807553 | Lateral Hardening | 77832.95 | 0 | 0 | 0 | 0 | 2028 | 0 | 0 | 0 | 0 | 0 |  | 0 | 0
Lateral Hardening-Fuse-10807557 | Lateral Hardening | 282410.89 | 0 | 0 | 0 | 0 | 2028 | 0 | 0 | 0 | 0 | 0 |  | 2028
Lateral Hardening-Fuse-10807559 | Lateral Hardening | 261319.34 | 0 | 0 | 0 | 0 | 0 | 0 | 0 | 0 | 0 | 0 |  | 0
Lateral Hardening-Fuse-10807561 | Lateral Hardening | 50003.15 | 0 | 0 | 0 | 0 | 0 | 0 | 0 | 0 | 0 | 0 |  | 0
Lateral Hardening-Fuse-10807562 | Lateral Hardening | 86243.8 | 0 | 0 | 0 | 0 | 0 | 0 | 0 | 0 | 0 | 0 |  | 0
Lateral Hardening-Fuse-10807563 | Lateral Hardening | 215528.77 | 0 | 0 | 0 | 0 | 0 | 0 | 0 | 0 | 0 | 0 |  | 0
Lateral Hardening-Fuse-10807564 | Lateral Hardening | 50000 | 0 | 0 | 0 | 0 | 0 | 0 | 0 | 0 | 0 | 0 |  | 0
Lateral Hardening-Fuse-10807565 | Lateral Hardening | 216016.71 | 0 | 0 | 0 | 0 | 0 | 0 | 0 | 0 | 0 | 0 |  | 0
Lateral Hardening-Fuse-10807572 | Lateral Hardening | 149536.51 | 0 | 0 | 0 | 0 | 0 | 0 | 0 | 0 | 0 | 0 |  | 0
Lateral Hardening-Fuse-10807574 | Lateral Hardening | 77394.21 | 0 | 0 | 0 | 0 | 0 | 0 | 0 | 0 | 0 | 0 |  | 0
Lateral Hardening-Fuse-10807579 | Lateral Hardening | 107776.86 | 0 | 0 | 0 | 0 | 0 | 0 | 0 | 0 | 0 | 0 |  | 0
Lateral Hardening-Fuse-10807581 | Lateral Hardening | 125211.78 | 0 | 0 | 0 | 0 | 0 | 0 | 0 | 0 | 0 | 0 |  | 0
Lateral Hardening-Fuse-10807584 | Lateral Hardening | 52112.31 | 0 | 0 | 0 | 0 | 0 | 0 | 0 | 0 | 0 | 0 |  | 0
Lateral Hardening-Fuse-10807585 | Lateral Hardening | 294341.81 | 0 | 0 | 0 | 0 | 0 | 0 | 0 | 0 | 0 | 0 |  | 0
Lateral Hardening-Fuse-10807586 | Lateral Hardening | 159853.48 | 0 | 0 | 0 | 0 | 0 | 0 | 0 | 0 | 0 | 0 |  | 0
Lateral Hardening-Fuse-10807587 | Lateral Hardening | 342231.59 | 0 | 0 | 0 | 0 | 0 | 0 | 0 | 0 | 0 | 0 |  | 0
Lateral Hardening-Fuse-10807588 | Lateral Hardening | 66200.35 | 0 | 0 | 0 | 0 | 0 | 0 | 0 | 0 | 0 | 0 |  | 0
Lateral Hardening-Fuse-10807589 | Lateral Hardening | 65386.87 | 0 | 0 | 0 | 0 | 0 | 0 | 0 | 0 | 0 | 0 |  | 0
Lateral Hardening-Fuse-10807590 | Lateral Hardening | 189256.44 | 0 | 0 | 0 | 0 | 0 | 0 | 0 | 0 | 0 | 0 |  | 0
Lateral Hardening-Fuse-10807592 | Lateral Hardening | 327683.97 | 0 | 0 | 0 | 0 | 2028 | 0 | 0 | 0 | 0 | 0 |  | 0 | 0
Lateral Hardening-Fuse-10807595 | Lateral Hardening | 124824.76 | 0 | 0 | 0 | 0 | 0 | 0 | 0 | 0 | 0 | 0 |  | 0
Lateral Hardening-Fuse-10807597 | Lateral Hardening | 225556.94 | 0 | 0 | 0 | 0 | 0 | 0 | 0 | 0 | 0 | 0 |  | 0
Lateral Hardening-Fuse-10807599 | Lateral Hardening | 310833.02 | 0 | 0 | 0 | 0 | 0 | 0 | 0 | 0 | 0 | 0 |  | 0
Lateral Hardening-Fuse-10807602 | Lateral Hardening | 173264.65 | 0 | 0 | 0 | 0 | 0 | 0 | 0 | 0 | 0 | 0 |  | 0
Lateral Hardening-Fuse-10808172 | Lateral Hardening | 544094.34 | 0 | 0 | 0 | 0 | 0 | 0 | 0 | 0 | 0 | 0 |  | 0
Lateral Hardening-Fuse-10808182 | Lateral Hardening | 50000 | 0 | 0 | 0 | 0 | 0 | 0 | 0 | 0 | 0 | 0 |  | 0
Lateral Hardening-Fuse-10808185 | Lateral Hardening | 50000 | 0 | 0 | 0 | 0 | 0 | 0 | 0 | 0 | 0 | 0 |  | 0
Lateral Hardening-Fuse-10808196 | Lateral Hardening | 106779.5 | 0 | 0 | 0 | 0 | 0 | 0 | 0 | 0 | 0 | 0 |  | 0
Lateral Hardening-Fuse-10808201 | Lateral Hardening | 92987.4 | 0 | 0 | 0 | 0 | 0 | 0 | 0 | 0 | 0 | 0 |  | 0
Lateral Hardening-Fuse-10813092 | Lateral Hardening | 110184.51 | 0 | 0 | 0 | 0 | 0 | 0 | 0 | 0 | 0 | 0 |  | 0
Lateral Hardening-Fuse-10813098 | Lateral Hardening | 119749.26 | 0 | 0 | 0 | 0 | 0 | 0 | 0 | 0 | 0 | 0 |  | 0
Lateral Hardening-Fuse-10813102 | Lateral Hardening | 111302.62 | 0 | 0 | 0 | 0 | 0 | 0 | 0 | 0 | 0 | 0 |  | 2029 | 2029
Lateral Hardening-Fuse-10813106 | Lateral Hardening | 140919.26 | 0 | 0 | 0 | 0 | 0 | 0 | 0 | 0 | 0 | 0 |  | 0
Lateral Hardening-Fuse-10813116 | Lateral Hardening | 57888.89 | 0 | 0 | 0 | 0 | 0 | 0 | 0 | 0 | 0 | 0 |  | 0
Lateral Hardening-Fuse-10813117 | Lateral Hardening | 874750.81 | 0 | 0 | 0 | 0 | 0 | 0 | 0 | 0 | 0 | 0 |  | 0
Lateral Hardening-Fuse-10813122 | Lateral Hardening | 305396.21 | 0 | 0 | 0 | 0 | 2022 | 0 | 0 | 0 | 0 | 0 |  | 2021 | 2021
Lateral Hardening-Fuse-10813124 | Lateral Hardening | 50000 | 0 | 0 | 0 | 0 | 0 | 0 | 0 | 0 | 0 | 0 |  | 0
Lateral Hardening-Fuse-10813126 | Lateral Hardening | 984442.1 | 0 | 0 | 0 | 0 | 2022 | 0 | 0 | 0 | 0 | 0 |  | 2022
Lateral Hardening-Fuse-10813128 | Lateral Hardening | 61577.79 | 0 | 0 | 0 | 0 | 0 | 0 | 0 | 0 | 0 | 0 |  | 0
Lateral Hardening-Fuse-10813130 | Lateral Hardening | 117582.14 | 0 | 0 | 0 | 0 | 0 | 0 | 0 | 0 | 0 | 0 |  | 0
Lateral Hardening-Fuse-10813131 | Lateral Hardening | 109712.88 | 0 | 0 | 0 | 0 | 0 | 0 | 0 | 0 | 0 | 0 |  | 0
Lateral Hardening-Fuse-10813138 | Lateral Hardening | 97566.6 | 0 | 0 | 0 | 0 | 0 | 0 | 0 | 0 | 0 | 0 |  | 0
Lateral Hardening-Fuse-10813139 | Lateral Hardening | 92781.64 | 0 | 0 | 0 | 0 | 0 | 0 | 0 | 0 | 0 | 0 |  | 0
Lateral Hardening-Fuse-10813140 | Lateral Hardening | 59621.03 | 0 | 0 | 0 | 0 | 0 | 0 | 0 | 0 | 0 | 0 |  | 0
Lateral Hardening-Fuse-10813141 | Lateral Hardening | 107955.74 | 0 | 0 | 0 | 0 | 0 | 0 | 0 | 0 | 0 | 0 |  | 0
Lateral Hardening-Fuse-10813142 | Lateral Hardening | 220486.08 | 0 | 0 | 0 | 0 | 0 | 0 | 0 | 0 | 0 | 0 |  | 0
Lateral Hardening-Fuse-10813143 | Lateral Hardening | 109183.46 | 0 | 0 | 0 | 0 | 0 | 0 | 0 | 0 | 0 | 0 |  | 0
Lateral Hardening-Fuse-10813144 | Lateral Hardening | 161531.13 | 0 | 0 | 0 | 0 | 0 | 0 | 0 | 0 | 0 | 0 |  | 0
Lateral Hardening-Fuse-10820611 | Lateral Hardening | 50000 | 0 | 0 | 0 | 0 | 0 | 0 | 0 | 0 | 0 | 0 |  | 0
Lateral Hardening-Fuse-10820612 | Lateral Hardening | 120491.62 | 0 | 0 | 0 | 0 | 2022 | 0 | 0 | 0 | 0 | 0 |  | 0 | 0
Lateral Hardening-Fuse-10820614 | Lateral Hardening | 230492.32 | 0 | 0 | 0 | 0 | 2021 | 0 | 0 | 0 | 0 | 0 |  | 2022 | 2022
Lateral Hardening-Fuse-10820615 | Lateral Hardening | 776059.27 | 0 | 0 | 0 | 0 | 0 | 0 | 0 | 0 | 0 | 0 |  | 0
Lateral Hardening-Fuse-10820617 | Lateral Hardening | 54415.35 | 0 | 0 | 0 | 0 | 0 | 0 | 0 | 0 | 0 | 0 |  | 0
Lateral Hardening-Fuse-10820629 | Lateral Hardening | 50000 | 0 | 0 | 0 | 0 | 0 | 0 | 0 | 0 | 0 | 0 |  | 0
Lateral Hardening-Fuse-10820630 | Lateral Hardening | 279729.36 | 0 | 0 | 0 | 0 | 0 | 0 | 0 | 0 | 0 | 0 |  | 0
Lateral Hardening-Fuse-10820635 | Lateral Hardening | 50000 | 0 | 0 | 0 | 0 | 0 | 0 | 0 | 0 | 0 | 0 |  | 0
Lateral Hardening-Fuse-10823009 | Lateral Hardening | 450864.15 | 0 | 0 | 0 | 0 | 0 | 0 | 0 | 0 | 0 | 0 |  | 0
Lateral Hardening-Fuse-10823013 | Lateral Hardening | 180909.4 | 0 | 0 | 0 | 0 | 2028 | 0 | 0 | 0 | 0 | 0 |  | 0 | 0
Lateral Hardening-Fuse-10823018 | Lateral Hardening | 52726.17 | 0 | 0 | 0 | 0 | 0 | 0 | 0 | 0 | 0 | 0 |  | 0
Lateral Hardening-Fuse-10823020 | Lateral Hardening | 50000 | 0 | 0 | 0 | 0 | 0 | 0 | 0 | 0 | 0 | 0 |  | 0
Lateral Hardening-Fuse-10823026 | Lateral Hardening | 110489.14 | 0 | 0 | 0 | 0 | 0 | 0 | 0 | 0 | 0 | 0 |  | 0
Lateral Hardening-Fuse-10827098 | Lateral Hardening | 355683.45 | 0 | 0 | 0 | 0 | 2028 | 0 | 0 | 0 | 0 | 0 |  | 2029 | 2029
Lateral Hardening-Fuse-10827099 | Lateral Hardening | 69197.93 | 0 | 0 | 0 | 0 | 0 | 0 | 0 | 0 | 0 | 0 |  | 0
Lateral Hardening-Fuse-10827104 | Lateral Hardening | 77222.61 | 0 | 0 | 0 | 0 | 0 | 0 | 0 | 0 | 0 | 0 |  | 0
Lateral Hardening-Fuse-10827112 | Lateral Hardening | 615687.21 | 0 | 0 | 0 | 0 | 0 | 0 | 0 | 0 | 0 | 0 |  | 0
Lateral Hardening-Fuse-10827113 | Lateral Hardening | 103175.04 | 0 | 0 | 0 | 0 | 0 | 0 | 0 | 0 | 0 | 0 |  | 0
Lateral Hardening-Fuse-10827119 | Lateral Hardening | 177518.71 | 0 | 0 | 0 | 0 | 0 | 0 | 0 | 0 | 0 | 0 |  | 2029 | 2029
Lateral Hardening-Fuse-10827120 | Lateral Hardening | 219829.26 | 0 | 0 | 0 | 0 | 0 | 0 | 0 | 0 | 0 | 0 |  | 0
Lateral Hardening-Fuse-10827122 | Lateral Hardening | 486656.07 | 0 | 0 | 0 | 0 | 0 | 0 | 0 | 0 | 0 | 0 |  | 0
Lateral Hardening-Fuse-10827124 | Lateral Hardening | 50000 | 0 | 0 | 0 | 0 | 0 | 0 | 0 | 0 | 0 | 0 |  | 0
Lateral Hardening-Fuse-10827125 | Lateral Hardening | 194824.19 | 0 | 0 | 0 | 0 | 0 | 0 | 0 | 0 | 0 | 0 |  | 0
Lateral Hardening-Fuse-10827126 | Lateral Hardening | 120962.72 | 0 | 0 | 0 | 0 | 0 | 0 | 0 | 0 | 0 | 0 |  | 0
Lateral Hardening-Fuse-10827129 | Lateral Hardening | 130985.45 | 0 | 0 | 0 | 0 | 0 | 0 | 0 | 0 | 0 | 0 |  | 0
Lateral Hardening-Fuse-10827130 | Lateral Hardening | 280921.33 | 0 | 0 | 0 | 0 | 0 | 0 | 0 | 0 | 0 | 0 |  | 0
Lateral Hardening-Fuse-10827131 | Lateral Hardening | 50000 | 0 | 0 | 0 | 0 | 0 | 0 | 0 | 0 | 0 | 0 |  | 0
Lateral Hardening-Fuse-10827134 | Lateral Hardening | 417448.07 | 0 | 0 | 0 | 0 | 2028 | 0 | 0 | 0 | 0 | 0 |  | 2029 | 2029
Lateral Hardening-Fuse-10827137 | Lateral Hardening | 393788.74 | 0 | 0 | 0 | 0 | 0 | 0 | 0 | 0 | 0 | 0 |  | 0
Lateral Hardening-Fuse-10827144 | Lateral Hardening | 70060.91 | 0 | 0 | 0 | 0 | 0 | 0 | 0 | 0 | 0 | 0 |  | 0
Lateral Hardening-Fuse-10827145 | Lateral Hardening | 497665.1 | 0 | 0 | 0 | 0 | 2028 | 0 | 0 | 0 | 0 | 0 |  | 2029 | 2029
Lateral Hardening-Fuse-10827152 | Lateral Hardening | 51561.41 | 0 | 0 | 0 | 0 | 0 | 0 | 0 | 0 | 0 | 0 |  | 0
Lateral Hardening-Fuse-10829390 | Lateral Hardening | 108143.88 | 0 | 0 | 0 | 0 | 0 | 0 | 0 | 0 | 0 | 0 |  | 0
Lateral Hardening-Fuse-10829392 | Lateral Hardening | 241421.29 | 0 | 0 | 0 | 0 | 0 | 0 | 0 | 0 | 0 | 0 |  | 0
Lateral Hardening-Fuse-10829398 | Lateral Hardening | 1357993.85 | 0 | 0 | 0 | 0 | 2028 | 0 | 0 | 0 | 0 | 0 |  | 2028
Lateral Hardening-Fuse-10829402 | Lateral Hardening | 257849.27 | 0 | 0 | 0 | 0 | 0 | 0 | 0 | 0 | 0 | 0 |  | 0
Lateral Hardening-Fuse-10829406 | Lateral Hardening | 54189.99 | 0 | 0 | 0 | 0 | 0 | 0 | 0 | 0 | 0 | 0 |  | 0
Lateral Hardening-Fuse-10829408 | Lateral Hardening | 53051.71 | 0 | 0 | 0 | 0 | 0 | 0 | 0 | 0 | 0 | 0 |  | 0
Lateral Hardening-Fuse-10829410 | Lateral Hardening | 126662.09 | 0 | 0 | 0 | 0 | 0 | 0 | 0 | 0 | 0 | 0 |  | 0
Lateral Hardening-Fuse-10829416 | Lateral Hardening | 330809.16 | 0 | 0 | 0 | 0 | 0 | 0 | 0 | 0 | 0 | 0 |  | 0
Lateral Hardening-Fuse-10829422 | Lateral Hardening | 515923.77 | 0 | 0 | 0 | 0 | 0 | 0 | 0 | 0 | 0 | 0 |  | 0
Lateral Hardening-Fuse-10829428 | Lateral Hardening | 155954.17 | 0 | 0 | 0 | 0 | 2028 | 0 | 0 | 0 | 0 | 0 |  | 2028
Lateral Hardening-Fuse-10829430 | Lateral Hardening | 221556.4 | 0 | 0 | 0 | 0 | 0 | 0 | 0 | 0 | 0 | 0 |  | 0
Lateral Hardening-Fuse-10829434 | Lateral Hardening | 162325.31 | 0 | 0 | 0 | 0 | 0 | 0 | 0 | 0 | 0 | 0 |  | 0
Lateral Hardening-Fuse-10829438 | Lateral Hardening | 111150.22 | 0 | 0 | 0 | 0 | 0 | 0 | 0 | 0 | 0 | 0 |  | 0
Lateral Hardening-Fuse-10829440 | Lateral Hardening | 96968.48 | 0 | 0 | 0 | 0 | 0 | 0 | 0 | 0 | 0 | 0 |  | 0
Lateral Hardening-Fuse-10829442 | Lateral Hardening | 111743.34 | 0 | 0 | 0 | 0 | 0 | 0 | 0 | 0 | 0 | 0 |  | 0
Lateral Hardening-Fuse-10829444 | Lateral Hardening | 105583.26 | 0 | 0 | 0 | 0 | 0 | 0 | 0 | 0 | 0 | 0 |  | 0
Lateral Hardening-Fuse-10829450 | Lateral Hardening | 105584 | 0 | 0 | 0 | 0 | 0 | 0 | 0 | 0 | 0 | 0 |  | 0
Lateral Hardening-Fuse-10829452 | Lateral Hardening | 453668.6 | 0 | 0 | 0 | 0 | 0 | 0 | 0 | 0 | 0 | 0 |  | 0
Lateral Hardening-Fuse-10829454 | Lateral Hardening | 108711.26 | 0 | 0 | 0 | 0 | 0 | 0 | 0 | 0 | 0 | 0 |  | 0
Lateral Hardening-Fuse-10829456 | Lateral Hardening | 112299.24 | 0 | 0 | 0 | 0 | 0 | 0 | 0 | 0 | 0 | 0 |  | 0
Lateral Hardening-Fuse-10829458 | Lateral Hardening | 105872.32 | 0 | 0 | 0 | 0 | 0 | 0 | 0 | 0 | 0 | 0 |  | 0
Lateral Hardening-Fuse-10829464 | Lateral Hardening | 135827.76 | 0 | 0 | 0 | 0 | 0 | 0 | 0 | 0 | 0 | 0 |  | 0
Lateral Hardening-Fuse-10829466 | Lateral Hardening | 173096.51 | 0 | 0 | 0 | 0 | 0 | 0 | 0 | 0 | 0 | 0 |  | 0
Lateral Hardening-Fuse-10829468 | Lateral Hardening | 50000 | 0 | 0 | 0 | 0 | 0 | 0 | 0 | 0 | 0 | 0 |  | 0
Lateral Hardening-Fuse-10829470 | Lateral Hardening | 1112645.66 | 0 | 0 | 0 | 0 | 0 | 0 | 0 | 0 | 0 | 0 |  | 0
Lateral Hardening-Fuse-10829472 | Lateral Hardening | 110484.14 | 0 | 0 | 0 | 0 | 0 | 0 | 0 | 0 | 0 | 0 |  | 0
Lateral Hardening-Fuse-10829478 | Lateral Hardening | 100048.52 | 0 | 0 | 0 | 0 | 0 | 0 | 0 | 0 | 0 | 0 |  | 0
Lateral Hardening-Fuse-10829480 | Lateral Hardening | 269587.79 | 0 | 0 | 0 | 0 | 0 | 0 | 0 | 0 | 0 | 0 |  | 0
Lateral Hardening-Fuse-10829482 | Lateral Hardening | 229479.36 | 0 | 0 | 0 | 0 | 2028 | 0 | 0 | 0 | 0 | 0 |  | 2028
Lateral Hardening-Fuse-10829486 | Lateral Hardening | 116980.5 | 0 | 0 | 0 | 0 | 0 | 0 | 0 | 0 | 0 | 0 |  | 0
Lateral Hardening-Fuse-10829490 | Lateral Hardening | 162528.49 | 0 | 0 | 0 | 0 | 0 | 0 | 0 | 0 | 0 | 0 |  | 0
Lateral Hardening-Fuse-10829492 | Lateral Hardening | 244318.66 | 0 | 0 | 0 | 0 | 0 | 0 | 0 | 0 | 0 | 0 |  | 0
Lateral Hardening-Fuse-10829494 | Lateral Hardening | 51435.49 | 0 | 0 | 0 | 0 | 0 | 0 | 0 | 0 | 0 | 0 |  | 2028 | 2028
Lateral Hardening-Fuse-10829496 | Lateral Hardening | 50000 | 0 | 0 | 0 | 0 | 0 | 0 | 0 | 0 | 0 | 0 |  | 0
Lateral Hardening-Fuse-10829497 | Lateral Hardening | 248619.94 | 0 | 0 | 0 | 0 | 0 | 0 | 0 | 0 | 0 | 0 |  | 0
Lateral Hardening-Fuse-10829498 | Lateral Hardening | 251837.38 | 0 | 0 | 0 | 0 | 0 | 0 | 0 | 0 | 0 | 0 |  | 0
Lateral Hardening-Fuse-10829499 | Lateral Hardening | 50000 | 0 | 0 | 0 | 0 | 0 | 0 | 0 | 0 | 0 | 0 |  | 0
Lateral Hardening-Fuse-10829500 | Lateral Hardening | 112525.34 | 0 | 0 | 0 | 0 | 0 | 0 | 0 | 0 | 0 | 0 |  | 0
Lateral Hardening-Fuse-10829501 | Lateral Hardening | 57831.67 | 0 | 0 | 0 | 0 | 0 | 0 | 0 | 0 | 0 | 0 |  | 0
Lateral Hardening-Fuse-10829502 | Lateral Hardening | 172428.95 | 0 | 0 | 0 | 0 | 2028 | 0 | 0 | 0 | 0 | 0 |  | 2028
Lateral Hardening-Fuse-10829504 | Lateral Hardening | 164490.99 | 0 | 0 | 0 | 0 | 0 | 0 | 0 | 0 | 0 | 0 |  | 0
Lateral Hardening-Fuse-10829507 | Lateral Hardening | 119645.56 | 0 | 0 | 0 | 0 | 0 | 0 | 0 | 0 | 0 | 0 |  | 0
Lateral Hardening-Fuse-10829508 | Lateral Hardening | 56068.79 | 0 | 0 | 0 | 0 | 0 | 0 | 0 | 0 | 0 | 0 |  | 0
Lateral Hardening-Fuse-10829513 | Lateral Hardening | 50000 | 0 | 0 | 0 | 0 | 0 | 0 | 0 | 0 | 0 | 0 |  | 0
Lateral Hardening-Fuse-10829514 | Lateral Hardening | 57553.35 | 0 | 0 | 0 | 0 | 0 | 0 | 0 | 0 | 0 | 0 |  | 0
Lateral Hardening-Fuse-10829518 | Lateral Hardening | 60669.87 | 0 | 0 | 0 | 0 | 0 | 0 | 0 | 0 | 0 | 0 |  | 0
Lateral Hardening-Fuse-10829520 | Lateral Hardening | 51529.93 | 0 | 0 | 0 | 0 | 0 | 0 | 0 | 0 | 0 | 0 |  | 0
Lateral Hardening-Fuse-10829522 | Lateral Hardening | 55066.43 | 0 | 0 | 0 | 0 | 0 | 0 | 0 | 0 | 0 | 0 |  | 0
Lateral Hardening-Fuse-10829524 | Lateral Hardening | 100615.16 | 0 | 0 | 0 | 0 | 0 | 0 | 0 | 0 | 0 | 0 |  | 0
Lateral Hardening-Fuse-10831915 | Lateral Hardening | 340641.85 | 0 | 0 | 0 | 0 | 0 | 0 | 0 | 0 | 0 | 0 |  | 0
Lateral Hardening-Fuse-10834645 | Lateral Hardening | 61856.11 | 0 | 0 | 0 | 0 | 0 | 0 | 0 | 0 | 0 | 0 |  | 0
Lateral Hardening-Fuse-10834648 | Lateral Hardening | 142081.49 | 0 | 0 | 0 | 0 | 0 | 0 | 0 | 0 | 0 | 0 |  | 0
Lateral Hardening-Fuse-10834649 | Lateral Hardening | 64988.37 | 0 | 0 | 0 | 0 | 0 | 0 | 0 | 0 | 0 | 0 |  | 0
Lateral Hardening-Fuse-10834650 | Lateral Hardening | 50000 | 0 | 0 | 0 | 0 | 0 | 0 | 0 | 0 | 0 | 0 |  | 0
Lateral Hardening-Fuse-10834651 | Lateral Hardening | 50810.89 | 0 | 0 | 0 | 0 | 0 | 0 | 0 | 0 | 0 | 0 |  | 0
Lateral Hardening-Fuse-10834652 | Lateral Hardening | 52678.95 | 0 | 0 | 0 | 0 | 0 | 0 | 0 | 0 | 0 | 0 |  | 0
Lateral Hardening-Fuse-10834654 | Lateral Hardening | 57847.41 | 0 | 0 | 0 | 0 | 0 | 0 | 0 | 0 | 0 | 0 |  | 0
Lateral Hardening-Fuse-10834655 | Lateral Hardening | 178952.53 | 0 | 0 | 0 | 0 | 0 | 0 | 0 | 0 | 0 | 0 |  | 0
Lateral Hardening-Fuse-10834656 | Lateral Hardening | 360795.43 | 0 | 0 | 0 | 0 | 2024 | 0 | 0 | 0 | 0 | 0 |  | 2025 | 2025
Lateral Hardening-Fuse-10834659 | Lateral Hardening | 798900.18 | 0 | 0 | 0 | 0 | 0 | 0 | 0 | 0 | 0 | 0 |  | 0
Lateral Hardening-Fuse-10834660 | Lateral Hardening | 310818.12 | 0 | 0 | 0 | 0 | 0 | 0 | 0 | 0 | 0 | 0 |  | 0
Lateral Hardening-Fuse-10834661 | Lateral Hardening | 149495.77 | 0 | 0 | 0 | 0 | 0 | 0 | 0 | 0 | 0 | 0 |  | 0
Lateral Hardening-Fuse-10836901 | Lateral Hardening | 491060.25 | 0 | 0 | 0 | 0 | 2022 | 0 | 0 | 0 | 0 | 0 |  | 2022
Lateral Hardening-Fuse-10836903 | Lateral Hardening | 148602.85 | 0 | 0 | 0 | 0 | 0 | 0 | 0 | 0 | 0 | 0 |  | 0
Lateral Hardening-Fuse-10836920 | Lateral Hardening | 420799.22 | 0 | 0 | 0 | 0 | 0 | 0 | 0 | 0 | 0 | 0 |  | 0
Lateral Hardening-Fuse-10840129 | Lateral Hardening | 58088.51 | 0 | 0 | 0 | 0 | 0 | 0 | 0 | 0 | 0 | 0 |  | 0
Lateral Hardening-Fuse-10840130 | Lateral Hardening | 97110.14 | 0 | 0 | 0 | 0 | 0 | 0 | 0 | 0 | 0 | 0 |  | 0
Lateral Hardening-Fuse-10840131 | Lateral Hardening | 193514 | 0 | 0 | 0 | 0 | 0 | 0 | 0 | 0 | 0 | 0 |  | 0
Lateral Hardening-Fuse-10840132 | Lateral Hardening | 50000 | 0 | 0 | 0 | 0 | 0 | 0 | 0 | 0 | 0 | 0 |  | 0
Lateral Hardening-Fuse-10840133 | Lateral Hardening | 497636.83 | 0 | 0 | 0 | 0 | 2023 | 0 | 0 | 0 | 0 | 0 |  | 2025 | 2025
Lateral Hardening-Fuse-10840134 | Lateral Hardening | 440815.17 | 0 | 0 | 0 | 0 | 2023 | 0 | 0 | 0 | 0 | 0 |  | 2025 | 2025
Lateral Hardening-Fuse-10840135 | Lateral Hardening | 50000 | 0 | 0 | 0 | 0 | 0 | 0 | 0 | 0 | 0 | 0 |  | 0
Lateral Hardening-Fuse-10840136 | Lateral Hardening | 105247.72 | 0 | 0 | 0 | 0 | 0 | 0 | 0 | 0 | 0 | 0 |  | 0
Lateral Hardening-Fuse-10840138 | Lateral Hardening | 90424.68 | 0 | 0 | 0 | 0 | 0 | 0 | 0 | 0 | 0 | 0 |  | 0
Lateral Hardening-Fuse-10840139 | Lateral Hardening | 50000 | 0 | 0 | 0 | 0 | 0 | 0 | 0 | 0 | 0 | 0 |  | 0
Lateral Hardening-Fuse-10840140 | Lateral Hardening | 280238.77 | 0 | 0 | 0 | 0 | 2024 | 0 | 0 | 0 | 0 | 0 |  | 2023 | 2023
Lateral Hardening-Fuse-10842821 | Lateral Hardening | 127983.5 | 0 | 0 | 0 | 0 | 0 | 0 | 0 | 0 | 0 | 0 |  | 0
Lateral Hardening-Fuse-10842822 | Lateral Hardening | 116870.32 | 0 | 0 | 0 | 0 | 0 | 0 | 0 | 0 | 0 | 0 |  | 0
Lateral Hardening-Fuse-10842823 | Lateral Hardening | 491652.9 | 0 | 0 | 0 | 0 | 2021 | 0 | 0 | 0 | 0 | 0 |  | 2021
Lateral Hardening-Fuse-10842826 | Lateral Hardening | 59431.41 | 0 | 0 | 0 | 0 | 2021 | 0 | 0 | 0 | 0 | 0 |  | 2021
Lateral Hardening-Fuse-10842828 | Lateral Hardening | 50000 | 0 | 0 | 0 | 0 | 0 | 0 | 0 | 0 | 0 | 0 |  | 0
Lateral Hardening-Fuse-10842829 | Lateral Hardening | 274754.2 | 0 | 0 | 0 | 0 | 2027 | 0 | 0 | 0 | 0 | 0 |  | 2027
Lateral Hardening-Fuse-10842832 | Lateral Hardening | 417205.65 | 0 | 0 | 0 | 0 | 0 | 0 | 0 | 0 | 0 | 0 |  | 2027 | 2027
Lateral Hardening-Fuse-10842833 | Lateral Hardening | 259283.24 | 0 | 0 | 0 | 0 | 0 | 0 | 0 | 0 | 0 | 0 |  | 0
Lateral Hardening-Fuse-10842834 | Lateral Hardening | 88242.83 | 0 | 0 | 0 | 0 | 2027 | 0 | 0 | 0 | 0 | 0 |  | 2027
Lateral Hardening-Fuse-10842835 | Lateral Hardening | 51005.51 | 0 | 0 | 0 | 0 | 0 | 0 | 0 | 0 | 0 | 0 |  | 0
Lateral Hardening-Fuse-10842840 | Lateral Hardening | 291788.65 | 0 | 0 | 0 | 0 | 0 | 0 | 0 | 0 | 0 | 0 |  | 0
Lateral Hardening-Fuse-10842843 | Lateral Hardening | 89630.1 | 0 | 0 | 0 | 0 | 0 | 0 | 0 | 0 | 0 | 0 |  | 0
Lateral Hardening-Fuse-10842847 | Lateral Hardening | 67926.93 | 0 | 0 | 0 | 0 | 0 | 0 | 0 | 0 | 0 | 0 |  | 0
Lateral Hardening-Fuse-10842848 | Lateral Hardening | 62993.65 | 0 | 0 | 0 | 0 | 0 | 0 | 0 | 0 | 0 | 0 |  | 0
Lateral Hardening-Fuse-10844919 | Lateral Hardening | 68965.77 | 0 | 0 | 0 | 0 | 0 | 0 | 0 | 0 | 0 | 0 |  | 0
Lateral Hardening-Fuse-10844924 | Lateral Hardening | 324091.07 | 0 | 0 | 0 | 0 | 0 | 0 | 0 | 0 | 0 | 0 |  | 0
Lateral Hardening-Fuse-10844927 | Lateral Hardening | 50000 | 0 | 0 | 0 | 0 | 0 | 0 | 0 | 0 | 0 | 0 |  | 0
Lateral Hardening-Fuse-10846380 | Lateral Hardening | 141950.62 | 0 | 0 | 0 | 0 | 0 | 0 | 0 | 0 | 0 | 0 |  | 0
Lateral Hardening-Fuse-10846381 | Lateral Hardening | 83457.87 | 0 | 0 | 0 | 0 | 0 | 0 | 0 | 0 | 0 | 0 |  | 0
Lateral Hardening-Fuse-10846386 | Lateral Hardening | 558789.2 | 0 | 0 | 0 | 0 | 0 | 0 | 0 | 0 | 0 | 0 |  | 0
Lateral Hardening-Fuse-10846390 | Lateral Hardening | 384744.77 | 0 | 0 | 0 | 0 | 2022 | 0 | 0 | 0 | 0 | 0 |  | 2022
Lateral Hardening-Fuse-10846392 | Lateral Hardening | 50000 | 0 | 0 | 0 | 0 | 0 | 0 | 0 | 0 | 0 | 0 |  | 0
Lateral Hardening-Fuse-10846393 | Lateral Hardening | 453975.03 | 0 | 0 | 0 | 0 | 0 | 0 | 0 | 0 | 0 | 0 |  | 0
Lateral Hardening-Fuse-10846404 | Lateral Hardening | 50617.01 | 0 | 0 | 0 | 0 | 0 | 0 | 0 | 0 | 0 | 0 |  | 0
Lateral Hardening-Fuse-10846405 | Lateral Hardening | 148903.44 | 0 | 0 | 0 | 0 | 0 | 0 | 0 | 0 | 0 | 0 |  | 0
Lateral Hardening-Fuse-10846409 | Lateral Hardening | 124242.56 | 0 | 0 | 0 | 0 | 0 | 0 | 0 | 0 | 0 | 0 |  | 0
Lateral Hardening-Fuse-10847284 | Lateral Hardening | 133392.32 | 0 | 0 | 0 | 0 | 0 | 0 | 0 | 0 | 0 | 0 |  | 0
Lateral Hardening-Fuse-10847292 | Lateral Hardening | 354080.87 | 0 | 0 | 0 | 0 | 0 | 0 | 0 | 0 | 0 | 0 |  | 0
Lateral Hardening-Fuse-10857243 | Lateral Hardening | 88039.8 | 0 | 0 | 0 | 0 | 0 | 0 | 0 | 0 | 0 | 0 |  | 0
Lateral Hardening-Fuse-10857249 | Lateral Hardening | 83386.13 | 0 | 0 | 0 | 0 | 2027 | 0 | 0 | 0 | 0 | 0 |  | 2022 | 2022
Lateral Hardening-Fuse-10859730 | Lateral Hardening | 613136.65 | 0 | 0 | 0 | 0 | 2023 | 0 | 0 | 0 | 0 | 0 |  | 2025 | 2025
Lateral Hardening-Fuse-10859733 | Lateral Hardening | 159595.11 | 0 | 0 | 0 | 0 | 0 | 0 | 0 | 0 | 0 | 0 |  | 0
Lateral Hardening-Fuse-10859734 | Lateral Hardening | 431907.4 | 0 | 0 | 0 | 0 | 0 | 0 | 0 | 0 | 0 | 0 |  | 0
Lateral Hardening-Fuse-10859742 | Lateral Hardening | 130276.54 | 0 | 0 | 0 | 0 | 0 | 0 | 0 | 0 | 0 | 0 |  | 0
Lateral Hardening-Fuse-10859743 | Lateral Hardening | 124362.56 | 0 | 0 | 0 | 0 | 0 | 0 | 0 | 0 | 0 | 0 |  | 0
Lateral Hardening-Fuse-10859744 | Lateral Hardening | 658358.2 | 0 | 0 | 0 | 0 | 0 | 0 | 0 | 0 | 0 | 0 |  | 0
Lateral Hardening-Fuse-10866793 | Lateral Hardening | 176974.29 | 0 | 0 | 0 | 0 | 0 | 0 | 0 | 0 | 0 | 0 |  | 0
Lateral Hardening-Fuse-10866794 | Lateral Hardening | 137663.6 | 0 | 0 | 0 | 0 | 0 | 0 | 0 | 0 | 0 | 0 |  | 0
Lateral Hardening-Fuse-10866796 | Lateral Hardening | 1139253.17 | 0 | 0 | 0 | 0 | 2026 | 0 | 0 | 0 | 0 | 0 |  | 2027 | 2027
Lateral Hardening-Fuse-10866800 | Lateral Hardening | 205569.56 | 0 | 0 | 0 | 0 | 0 | 0 | 0 | 0 | 0 | 0 |  | 0
Lateral Hardening-Fuse-10866801 | Lateral Hardening | 96034.08 | 0 | 0 | 0 | 0 | 0 | 0 | 0 | 0 | 0 | 0 |  | 0
Lateral Hardening-Fuse-10866803 | Lateral Hardening | 101586.04 | 0 | 0 | 0 | 0 | 0 | 0 | 0 | 0 | 0 | 0 |  | 0
Lateral Hardening-Fuse-10868102 | Lateral Hardening | 115016 | 0 | 0 | 0 | 0 | 2027 | 0 | 0 | 0 | 0 | 0 |  | 2027
Lateral Hardening-Fuse-10868106 | Lateral Hardening | 64420.99 | 0 | 0 | 0 | 0 | 0 | 0 | 0 | 0 | 0 | 0 |  | 0
Lateral Hardening-Fuse-10868107 | Lateral Hardening | 107505.68 | 0 | 0 | 0 | 0 | 2027 | 0 | 0 | 0 | 0 | 0 |  | 2027
Lateral Hardening-Fuse-10868110 | Lateral Hardening | 89747.9 | 0 | 0 | 0 | 0 | 0 | 0 | 0 | 0 | 0 | 0 |  | 0
Lateral Hardening-Fuse-10868114 | Lateral Hardening | 50000 | 0 | 0 | 0 | 0 | 0 | 0 | 0 | 0 | 0 | 0 |  | 0
Lateral Hardening-Fuse-10868118 | Lateral Hardening | 79533.05 | 0 | 0 | 0 | 0 | 0 | 0 | 0 | 0 | 0 | 0 |  | 0
Lateral Hardening-Fuse-10868119 | Lateral Hardening | 252299.58 | 0 | 0 | 0 | 0 | 0 | 0 | 0 | 0 | 0 | 0 |  | 0
Lateral Hardening-Fuse-10868120 | Lateral Hardening | 551931.51 | 0 | 0 | 0 | 0 | 2021 | 0 | 0 | 0 | 0 | 0 |  | 2021
Lateral Hardening-Fuse-10868121 | Lateral Hardening | 325960.69 | 0 | 0 | 0 | 0 | 2021 | 0 | 0 | 0 | 0 | 0 |  | 0 | 0
Lateral Hardening-Fuse-10868122 | Lateral Hardening | 165595.4 | 0 | 0 | 0 | 0 | 0 | 0 | 0 | 0 | 0 | 0 |  | 0
Lateral Hardening-Fuse-10868136 | Lateral Hardening | 882235.75 | 0 | 0 | 0 | 0 | 0 | 0 | 0 | 0 | 0 | 0 |  | 0
Lateral Hardening-Fuse-10868138 | Lateral Hardening | 298015.02 | 0 | 0 | 0 | 0 | 2021 | 0 | 0 | 0 | 0 | 0 |  | 2021
Lateral Hardening-Fuse-10871494 | Lateral Hardening | 120826.06 | 0 | 0 | 0 | 0 | 0 | 0 | 0 | 0 | 0 | 0 |  | 0
Lateral Hardening-Fuse-10871504 | Lateral Hardening | 326155.26 | 0 | 0 | 0 | 0 | 0 | 0 | 0 | 0 | 0 | 0 |  | 0
Lateral Hardening-Fuse-10871507 | Lateral Hardening | 297175.01 | 0 | 0 | 0 | 0 | 0 | 0 | 0 | 0 | 0 | 0 |  | 0
Lateral Hardening-Fuse-10871510 | Lateral Hardening | 645077.26 | 0 | 0 | 0 | 0 | 0 | 0 | 0 | 0 | 0 | 0 |  | 0
Lateral Hardening-Fuse-10871511 | Lateral Hardening | 90472.86 | 0 | 0 | 0 | 0 | 0 | 0 | 0 | 0 | 0 | 0 |  | 0
Lateral Hardening-Fuse-10873556 | Lateral Hardening | 52731.17 | 0 | 0 | 0 | 0 | 0 | 0 | 0 | 0 | 0 | 0 |  | 0
Lateral Hardening-Fuse-10873564 | Lateral Hardening | 82532.65 | 0 | 0 | 0 | 0 | 0 | 0 | 0 | 0 | 0 | 0 |  | 0
Lateral Hardening-Fuse-10873565 | Lateral Hardening | 50000 | 0 | 0 | 0 | 0 | 0 | 0 | 0 | 0 | 0 | 0 |  | 0
Lateral Hardening-Fuse-10876226 | Lateral Hardening | 1487824.82 | 0 | 0 | 0 | 0 | 0 | 0 | 0 | 0 | 0 | 0 |  | 0
Lateral Hardening-Fuse-10876228 | Lateral Hardening | 1014789.54 | 0 | 0 | 0 | 0 | 0 | 0 | 0 | 0 | 0 | 0 |  | 0
Lateral Hardening-Fuse-10876230 | Lateral Hardening | 207127.82 | 0 | 0 | 0 | 0 | 0 | 0 | 0 | 0 | 0 | 0 |  | 0
Lateral Hardening-Fuse-10876234 | Lateral Hardening | 829698.31 | 0 | 0 | 0 | 0 | 0 | 0 | 0 | 0 | 0 | 0 |  | 0
Lateral Hardening-Fuse-10876236 | Lateral Hardening | 220670.7 | 0 | 0 | 0 | 0 | 0 | 0 | 0 | 0 | 0 | 0 |  | 0
Lateral Hardening-Fuse-10876238 | Lateral Hardening | 267546.59 | 0 | 0 | 0 | 0 | 0 | 0 | 0 | 0 | 0 | 0 |  | 0
Lateral Hardening-Fuse-10876240 | Lateral Hardening | 104156.66 | 0 | 0 | 0 | 0 | 0 | 0 | 0 | 0 | 0 | 0 |  | 0
Lateral Hardening-Fuse-10876246 | Lateral Hardening | 158273.69 | 0 | 0 | 0 | 0 | 0 | 0 | 0 | 0 | 0 | 0 |  | 0
Lateral Hardening-Fuse-10876250 | Lateral Hardening | 556221.95 | 0 | 0 | 0 | 0 | 0 | 0 | 0 | 0 | 0 | 0 |  | 0
Lateral Hardening-Fuse-10876260 | Lateral Hardening | 444956.86 | 0 | 0 | 0 | 0 | 0 | 0 | 0 | 0 | 0 | 0 |  | 0
Lateral Hardening-Fuse-10876288 | Lateral Hardening | 50000 | 0 | 0 | 0 | 0 | 0 | 0 | 0 | 0 | 0 | 0 |  | 0
Lateral Hardening-Fuse-10876292 | Lateral Hardening | 57768.71 | 0 | 0 | 0 | 0 | 0 | 0 | 0 | 0 | 0 | 0 |  | 0
Lateral Hardening-Fuse-10876294 | Lateral Hardening | 114231 | 0 | 0 | 0 | 0 | 0 | 0 | 0 | 0 | 0 | 0 |  | 0
Lateral Hardening-Fuse-10876296 | Lateral Hardening | 66426.45 | 0 | 0 | 0 | 0 | 0 | 0 | 0 | 0 | 0 | 0 |  | 0
Lateral Hardening-Fuse-10876298 | Lateral Hardening | 121256.78 | 0 | 0 | 0 | 0 | 0 | 0 | 0 | 0 | 0 | 0 |  | 0
Lateral Hardening-Fuse-10876300 | Lateral Hardening | 108312.76 | 0 | 0 | 0 | 0 | 0 | 0 | 0 | 0 | 0 | 0 |  | 0
Lateral Hardening-Fuse-10876302 | Lateral Hardening | 64306.55 | 0 | 0 | 0 | 0 | 0 | 0 | 0 | 0 | 0 | 0 |  | 0
Lateral Hardening-Fuse-10876312 | Lateral Hardening | 60260.63 | 0 | 0 | 0 | 0 | 0 | 0 | 0 | 0 | 0 | 0 |  | 0
Lateral Hardening-Fuse-10876314 | Lateral Hardening | 52741.91 | 0 | 0 | 0 | 0 | 0 | 0 | 0 | 0 | 0 | 0 |  | 0
Lateral Hardening-Fuse-10876322 | Lateral Hardening | 273785.37 | 0 | 0 | 0 | 0 | 0 | 0 | 0 | 0 | 0 | 0 |  | 0
Lateral Hardening-Fuse-10876325 | Lateral Hardening | 181689.69 | 0 | 0 | 0 | 0 | 0 | 0 | 0 | 0 | 0 | 0 |  | 0
Lateral Hardening-Fuse-10876326 | Lateral Hardening | 50000 | 0 | 0 | 0 | 0 | 0 | 0 | 0 | 0 | 0 | 0 |  | 0
Lateral Hardening-Fuse-10876327 | Lateral Hardening | 111807.04 | 0 | 0 | 0 | 0 | 0 | 0 | 0 | 0 | 0 | 0 |  | 0
Lateral Hardening-Fuse-10876328 | Lateral Hardening | 102168.42 | 0 | 0 | 0 | 0 | 0 | 0 | 0 | 0 | 0 | 0 |  | 0
Lateral Hardening-Fuse-10876329 | Lateral Hardening | 105651.96 | 0 | 0 | 0 | 0 | 0 | 0 | 0 | 0 | 0 | 0 |  | 0
Lateral Hardening-Fuse-10876330 | Lateral Hardening | 105442.34 | 0 | 0 | 0 | 0 | 0 | 0 | 0 | 0 | 0 | 0 |  | 0
Lateral Hardening-Fuse-10876331 | Lateral Hardening | 147527.53 | 0 | 0 | 0 | 0 | 0 | 0 | 0 | 0 | 0 | 0 |  | 0
Lateral Hardening-Fuse-10876333 | Lateral Hardening | 336449.22 | 0 | 0 | 0 | 0 | 0 | 0 | 0 | 0 | 0 | 0 |  | 0
Lateral Hardening-Fuse-10876338 | Lateral Hardening | 50000 | 0 | 0 | 0 | 0 | 0 | 0 | 0 | 0 | 0 | 0 |  | 0
Lateral Hardening-Fuse-10876339 | Lateral Hardening | 55459.93 | 0 | 0 | 0 | 0 | 0 | 0 | 0 | 0 | 0 | 0 |  | 0
Lateral Hardening-Fuse-10876341 | Lateral Hardening | 50000 | 0 | 0 | 0 | 0 | 0 | 0 | 0 | 0 | 0 | 0 |  | 0
Lateral Hardening-Fuse-10877520 | Lateral Hardening | 50000 | 0 | 0 | 0 | 0 | 0 | 0 | 0 | 0 | 0 | 0 |  | 2029 | 2029
Lateral Hardening-Fuse-10895165 | Lateral Hardening | 105279.94 | 0 | 0 | 0 | 0 | 0 | 0 | 0 | 0 | 0 | 0 |  | 0
Lateral Hardening-Fuse-10895185 | Lateral Hardening | 130565.03 | 0 | 0 | 0 | 0 | 0 | 0 | 0 | 0 | 0 | 0 |  | 0
Lateral Hardening-Fuse-10895188 | Lateral Hardening | 74347.93 | 0 | 0 | 0 | 0 | 0 | 0 | 0 | 0 | 0 | 0 |  | 0
Lateral Hardening-Fuse-10895190 | Lateral Hardening | 104927.73 | 0 | 0 | 0 | 0 | 0 | 0 | 0 | 0 | 0 | 0 |  | 0
Lateral Hardening-Fuse-10895192 | Lateral Hardening | 72660.73 | 0 | 0 | 0 | 0 | 0 | 0 | 0 | 0 | 0 | 0 |  | 0
Lateral Hardening-Fuse-10895195 | Lateral Hardening | 403744.89 | 0 | 0 | 0 | 0 | 0 | 0 | 0 | 0 | 0 | 0 |  | 0
Lateral Hardening-Fuse-10895196 | Lateral Hardening | 153445.77 | 0 | 0 | 0 | 0 | 0 | 0 | 0 | 0 | 0 | 0 |  | 0
Lateral Hardening-Fuse-10895197 | Lateral Hardening | 66174.05 | 0 | 0 | 0 | 0 | 0 | 0 | 0 | 0 | 0 | 0 |  | 0
Lateral Hardening-Fuse-10895199 | Lateral Hardening | 72212.29 | 0 | 0 | 0 | 0 | 0 | 0 | 0 | 0 | 0 | 0 |  | 0
Lateral Hardening-Fuse-10895200 | Lateral Hardening | 57553.35 | 0 | 0 | 0 | 0 | 0 | 0 | 0 | 0 | 0 | 0 |  | 0
Lateral Hardening-Fuse-10895201 | Lateral Hardening | 60344.33 | 0 | 0 | 0 | 0 | 0 | 0 | 0 | 0 | 0 | 0 |  | 0
Lateral Hardening-Fuse-10895205 | Lateral Hardening | 62542.93 | 0 | 0 | 0 | 0 | 0 | 0 | 0 | 0 | 0 | 0 |  | 0
Lateral Hardening-Fuse-10895207 | Lateral Hardening | 164769.31 | 0 | 0 | 0 | 0 | 0 | 0 | 0 | 0 | 0 | 0 |  | 0
Lateral Hardening-Fuse-10895208 | Lateral Hardening | 318897.64 | 0 | 0 | 0 | 0 | 0 | 0 | 0 | 0 | 0 | 0 |  | 0
Lateral Hardening-Fuse-10895211 | Lateral Hardening | 1497908.71 | 0 | 0 | 0 | 0 | 2022 | 0 | 0 | 0 | 0 | 0 |  | 2021 | 2021
Lateral Hardening-Fuse-10895215 | Lateral Hardening | 347414.95 | 0 | 0 | 0 | 0 | 0 | 0 | 0 | 0 | 0 | 0 |  | 0
Lateral Hardening-Fuse-10895216 | Lateral Hardening | 179269.62 | 0 | 0 | 0 | 0 | 0 | 0 | 0 | 0 | 0 | 0 |  | 0
Lateral Hardening-Fuse-10895220 | Lateral Hardening | 454444.86 | 0 | 0 | 0 | 0 | 0 | 0 | 0 | 0 | 0 | 0 |  | 0
Lateral Hardening-Fuse-10895221 | Lateral Hardening | 97514.38 | 0 | 0 | 0 | 0 | 0 | 0 | 0 | 0 | 0 | 0 |  | 0
Lateral Hardening-Fuse-10895223 | Lateral Hardening | 151515.49 | 0 | 0 | 0 | 0 | 0 | 0 | 0 | 0 | 0 | 0 |  | 0
Lateral Hardening-Fuse-10895225 | Lateral Hardening | 450439.65 | 0 | 0 | 0 | 0 | 2022 | 0 | 0 | 0 | 0 | 0 |  | 2021 | 2021
Lateral Hardening-Fuse-10895227 | Lateral Hardening | 58544.97 | 0 | 0 | 0 | 0 | 0 | 0 | 0 | 0 | 0 | 0 |  | 0
Lateral Hardening-Fuse-10895229 | Lateral Hardening | 216115.36 | 0 | 0 | 0 | 0 | 0 | 0 | 0 | 0 | 0 | 0 |  | 0
Lateral Hardening-Fuse-10895230 | Lateral Hardening | 243797.76 | 0 | 0 | 0 | 0 | 0 | 0 | 0 | 0 | 0 | 0 |  | 0
Lateral Hardening-Fuse-10895233 | Lateral Hardening | 56422.05 | 0 | 0 | 0 | 0 | 0 | 0 | 0 | 0 | 0 | 0 |  | 0
Lateral Hardening-Fuse-10895235 | Lateral Hardening | 64091.19 | 0 | 0 | 0 | 0 | 0 | 0 | 0 | 0 | 0 | 0 |  | 0
Lateral Hardening-Fuse-10895236 | Lateral Hardening | 64111.93 | 0 | 0 | 0 | 0 | 0 | 0 | 0 | 0 | 0 | 0 |  | 0
Lateral Hardening-Fuse-10895239 | Lateral Hardening | 60066.75 | 0 | 0 | 0 | 0 | 0 | 0 | 0 | 0 | 0 | 0 |  | 0
Lateral Hardening-Fuse-10895240 | Lateral Hardening | 50000 | 0 | 0 | 0 | 0 | 0 | 0 | 0 | 0 | 0 | 0 |  | 0
Lateral Hardening-Fuse-10895244 | Lateral Hardening | 153335.59 | 0 | 0 | 0 | 0 | 2022 | 0 | 0 | 0 | 0 | 0 |  | 2021 | 2021
Lateral Hardening-Fuse-10895245 | Lateral Hardening | 221310.3 | 0 | 0 | 0 | 0 | 0 | 0 | 0 | 0 | 0 | 0 |  | 0
Lateral Hardening-Fuse-10895246 | Lateral Hardening | 52584.51 | 0 | 0 | 0 | 0 | 0 | 0 | 0 | 0 | 0 | 0 |  | 0
Lateral Hardening-Fuse-10895247 | Lateral Hardening | 77810.73 | 0 | 0 | 0 | 0 | 0 | 0 | 0 | 0 | 0 | 0 |  | 0
Lateral Hardening-Fuse-10895248 | Lateral Hardening | 170046.47 | 0 | 0 | 0 | 0 | 0 | 0 | 0 | 0 | 0 | 0 |  | 0
Lateral Hardening-Fuse-10895255 | Lateral Hardening | 107268.18 | 0 | 0 | 0 | 0 | 0 | 0 | 0 | 0 | 0 | 0 |  | 0
Lateral Hardening-Fuse-10895256 | Lateral Hardening | 50000 | 0 | 0 | 0 | 0 | 2022 | 0 | 0 | 0 | 0 | 0 |  | 0 | 0
Lateral Hardening-Fuse-10895258 | Lateral Hardening | 58135.73 | 0 | 0 | 0 | 0 | 0 | 0 | 0 | 0 | 0 | 0 |  | 0
Lateral Hardening-Fuse-10895259 | Lateral Hardening | 281753.33 | 0 | 0 | 0 | 0 | 2022 | 0 | 0 | 0 | 0 | 0 |  | 2021 | 2021
Lateral Hardening-Fuse-10895260 | Lateral Hardening | 440629.4 | 0 | 0 | 0 | 0 | 0 | 0 | 0 | 0 | 0 | 0 |  | 0
Lateral Hardening-Fuse-10895261 | Lateral Hardening | 89575.68 | 0 | 0 | 0 | 0 | 0 | 0 | 0 | 0 | 0 | 0 |  | 0
Lateral Hardening-Fuse-10895262 | Lateral Hardening | 55947.87 | 0 | 0 | 0 | 0 | 0 | 0 | 0 | 0 | 0 | 0 |  | 0
Lateral Hardening-Fuse-10895265 | Lateral Hardening | 66018.45 | 0 | 0 | 0 | 0 | 0 | 0 | 0 | 0 | 0 | 0 |  | 0
Lateral Hardening-Fuse-10895266 | Lateral Hardening | 168353.03 | 0 | 0 | 0 | 0 | 2022 | 0 | 0 | 0 | 0 | 0 |  | 2021 | 2021
Lateral Hardening-Fuse-10895267 | Lateral Hardening | 433426.96 | 0 | 0 | 0 | 0 | 0 | 0 | 0 | 0 | 0 | 0 |  | 0
Lateral Hardening-Fuse-10895269 | Lateral Hardening | 822325.38 | 0 | 0 | 0 | 0 | 0 | 0 | 0 | 0 | 0 | 0 |  | 0
Lateral Hardening-Fuse-10895271 | Lateral Hardening | 62185.91 | 0 | 0 | 0 | 0 | 0 | 0 | 0 | 0 | 0 | 0 |  | 0
Lateral Hardening-Fuse-10895273 | Lateral Hardening | 53739.27 | 0 | 0 | 0 | 0 | 0 | 0 | 0 | 0 | 0 | 0 |  | 0
Lateral Hardening-Fuse-10895274 | Lateral Hardening | 91716.32 | 0 | 0 | 0 | 0 | 0 | 0 | 0 | 0 | 0 | 0 |  | 0
Lateral Hardening-Fuse-10895275 | Lateral Hardening | 236421.44 | 0 | 0 | 0 | 0 | 0 | 0 | 0 | 0 | 0 | 0 |  | 0
Lateral Hardening-Fuse-10895276 | Lateral Hardening | 102466.74 | 0 | 0 | 0 | 0 | 0 | 0 | 0 | 0 | 0 | 0 |  | 0
Lateral Hardening-Fuse-10895279 | Lateral Hardening | 73101.45 | 0 | 0 | 0 | 0 | 0 | 0 | 0 | 0 | 0 | 0 |  | 0
Lateral Hardening-Fuse-10895282 | Lateral Hardening | 55496.41 | 0 | 0 | 0 | 0 | 0 | 0 | 0 | 0 | 0 | 0 |  | 0
Lateral Hardening-Fuse-10895288 | Lateral Hardening | 112895.6 | 0 | 0 | 0 | 0 | 0 | 0 | 0 | 0 | 0 | 0 |  | 0
Lateral Hardening-Fuse-10896377 | Lateral Hardening | 73285.04 | 0 | 0 | 0 | 0 | 0 | 0 | 0 | 0 | 0 | 0 |  | 0
Lateral Hardening-Fuse-10896380 | Lateral Hardening | 216851.05 | 0 | 0 | 0 | 0 | 0 | 0 | 0 | 0 | 0 | 0 |  | 0
Lateral Hardening-Fuse-10897186 | Lateral Hardening | 70402.93 | 0 | 0 | 0 | 0 | 2029 | 0 | 0 | 0 | 0 | 0 |  | 0 | 0
Lateral Hardening-Fuse-10897187 | Lateral Hardening | 459224.47 | 0 | 0 | 0 | 0 | 0 | 0 | 0 | 0 | 0 | 0 |  | 0
Lateral Hardening-Fuse-10897193 | Lateral Hardening | 339781.02 | 0 | 0 | 0 | 0 | 2029 | 0 | 0 | 0 | 0 | 0 |  | 2029
Lateral Hardening-Fuse-10897195 | Lateral Hardening | 60833.01 | 0 | 0 | 0 | 0 | 0 | 0 | 0 | 0 | 0 | 0 |  | 0
Lateral Hardening-Fuse-10897197 | Lateral Hardening | 151292.88 | 0 | 0 | 0 | 0 | 2029 | 0 | 0 | 0 | 0 | 0 |  | 0 | 0
Lateral Hardening-Fuse-10897206 | Lateral Hardening | 68220.81 | 0 | 0 | 0 | 0 | 0 | 0 | 0 | 0 | 0 | 0 |  | 0
Lateral Hardening-Fuse-10897207 | Lateral Hardening | 116256.46 | 0 | 0 | 0 | 0 | 0 | 0 | 0 | 0 | 0 | 0 |  | 0
Lateral Hardening-Fuse-10897208 | Lateral Hardening | 128770.5 | 0 | 0 | 0 | 0 | 0 | 0 | 0 | 0 | 0 | 0 |  | 0
Lateral Hardening-Fuse-10897210 | Lateral Hardening | 128182.38 | 0 | 0 | 0 | 0 | 2029 | 0 | 0 | 0 | 0 | 0 |  | 2029
Lateral Hardening-Fuse-10897211 | Lateral Hardening | 55423.45 | 0 | 0 | 0 | 0 | 0 | 0 | 0 | 0 | 0 | 0 |  | 0
Lateral Hardening-Fuse-10897214 | Lateral Hardening | 118423.58 | 0 | 0 | 0 | 0 | 0 | 0 | 0 | 0 | 0 | 0 |  | 0
Lateral Hardening-Fuse-10897215 | Lateral Hardening | 59699.73 | 0 | 0 | 0 | 0 | 0 | 0 | 0 | 0 | 0 | 0 |  | 0
Lateral Hardening-Fuse-10897216 | Lateral Hardening | 51288.83 | 0 | 0 | 0 | 0 | 0 | 0 | 0 | 0 | 0 | 0 |  | 0
Lateral Hardening-Fuse-10897217 | Lateral Hardening | 421068.61 | 0 | 0 | 0 | 0 | 0 | 0 | 0 | 0 | 0 | 0 |  | 0
Lateral Hardening-Fuse-10897220 | Lateral Hardening | 169511.68 | 0 | 0 | 0 | 0 | 0 | 0 | 0 | 0 | 0 | 0 |  | 0
Lateral Hardening-Fuse-10897223 | Lateral Hardening | 129011.6 | 0 | 0 | 0 | 0 | 0 | 0 | 0 | 0 | 0 | 0 |  | 0
Lateral Hardening-Fuse-10897224 | Lateral Hardening | 74275.71 | 0 | 0 | 0 | 0 | 0 | 0 | 0 | 0 | 0 | 0 |  | 0
Lateral Hardening-Fuse-10897226 | Lateral Hardening | 239308.66 | 0 | 0 | 0 | 0 | 0 | 0 | 0 | 0 | 0 | 0 |  | 0
Lateral Hardening-Fuse-10897227 | Lateral Hardening | 62033.51 | 0 | 0 | 0 | 0 | 0 | 0 | 0 | 0 | 0 | 0 |  | 0
Lateral Hardening-Fuse-10897228 | Lateral Hardening | 82495.51 | 0 | 0 | 0 | 0 | 0 | 0 | 0 | 0 | 0 | 0 |  | 0
Lateral Hardening-Fuse-10897229 | Lateral Hardening | 67729.22 | 0 | 0 | 0 | 0 | 0 | 0 | 0 | 0 | 0 | 0 |  | 0
Lateral Hardening-Fuse-10897231 | Lateral Hardening | 116807.36 | 0 | 0 | 0 | 0 | 0 | 0 | 0 | 0 | 0 | 0 |  | 0
Lateral Hardening-Fuse-10897232 | Lateral Hardening | 116796.62 | 0 | 0 | 0 | 0 | 0 | 0 | 0 | 0 | 0 | 0 |  | 0
Lateral Hardening-Fuse-10897233 | Lateral Hardening | 154327.95 | 0 | 0 | 0 | 0 | 0 | 0 | 0 | 0 | 0 | 0 |  | 0
Lateral Hardening-Fuse-10897234 | Lateral Hardening | 50000 | 0 | 0 | 0 | 0 | 0 | 0 | 0 | 0 | 0 | 0 |  | 0
Lateral Hardening-Fuse-10897235 | Lateral Hardening | 53088.19 | 0 | 0 | 0 | 0 | 0 | 0 | 0 | 0 | 0 | 0 |  | 0
Lateral Hardening-Fuse-10897239 | Lateral Hardening | 127122.06 | 0 | 0 | 0 | 0 | 0 | 0 | 0 | 0 | 0 | 0 |  | 0
Lateral Hardening-Fuse-10897240 | Lateral Hardening | 94686.18 | 0 | 0 | 0 | 0 | 0 | 0 | 0 | 0 | 0 | 0 |  | 0
Lateral Hardening-Fuse-10897241 | Lateral Hardening | 63571.77 | 0 | 0 | 0 | 0 | 0 | 0 | 0 | 0 | 0 | 0 |  | 0
Lateral Hardening-Fuse-10897242 | Lateral Hardening | 125747.68 | 0 | 0 | 0 | 0 | 0 | 0 | 0 | 0 | 0 | 0 |  | 0
Lateral Hardening-Fuse-10897243 | Lateral Hardening | 108254.8 | 0 | 0 | 0 | 0 | 0 | 0 | 0 | 0 | 0 | 0 |  | 0
Lateral Hardening-Fuse-10897244 | Lateral Hardening | 76180.25 | 0 | 0 | 0 | 0 | 0 | 0 | 0 | 0 | 0 | 0 |  | 0
Lateral Hardening-Fuse-10898109 | Lateral Hardening | 105195.5 | 0 | 0 | 0 | 0 | 0 | 0 | 0 | 0 | 0 | 0 |  | 0
Lateral Hardening-Fuse-10898124 | Lateral Hardening | 195432.26 | 0 | 0 | 0 | 0 | 2028 | 0 | 0 | 0 | 0 | 0 |  | 2028
Lateral Hardening-Fuse-10898126 | Lateral Hardening | 52248.97 | 0 | 0 | 0 | 0 | 0 | 0 | 0 | 0 | 0 | 0 |  | 0
Lateral Hardening-Fuse-10898128 | Lateral Hardening | 60365.81 | 0 | 0 | 0 | 0 | 2028 | 0 | 0 | 0 | 0 | 0 |  | 2028
Lateral Hardening-Fuse-10898134 | Lateral Hardening | 152019.17 | 0 | 0 | 0 | 0 | 0 | 0 | 0 | 0 | 0 | 0 |  | 0
Lateral Hardening-Fuse-10898138 | Lateral Hardening | 333244 | 0 | 0 | 0 | 0 | 0 | 0 | 0 | 0 | 0 | 0 |  | 0
Lateral Hardening-Fuse-10898142 | Lateral Hardening | 225073.69 | 0 | 0 | 0 | 0 | 0 | 0 | 0 | 0 | 0 | 0 |  | 0
Lateral Hardening-Fuse-10898152 | Lateral Hardening | 160005.09 | 0 | 0 | 0 | 0 | 0 | 0 | 0 | 0 | 0 | 0 |  | 0
Lateral Hardening-Fuse-10898160 | Lateral Hardening | 528311.11 | 0 | 0 | 0 | 0 | 0 | 0 | 0 | 0 | 0 | 0 |  | 0
Lateral Hardening-Fuse-10898164 | Lateral Hardening | 278065.91 | 0 | 0 | 0 | 0 | 0 | 0 | 0 | 0 | 0 | 0 |  | 0
Lateral Hardening-Fuse-10898166 | Lateral Hardening | 106811.72 | 0 | 0 | 0 | 0 | 0 | 0 | 0 | 0 | 0 | 0 |  | 2028 | 2028
Lateral Hardening-Fuse-10898168 | Lateral Hardening | 103605.76 | 0 | 0 | 0 | 0 | 0 | 0 | 0 | 0 | 0 | 0 |  | 0
Lateral Hardening-Fuse-10898169 | Lateral Hardening | 54074.81 | 0 | 0 | 0 | 0 | 0 | 0 | 0 | 0 | 0 | 0 |  | 0
Lateral Hardening-Fuse-10898170 | Lateral Hardening | 50000 | 0 | 0 | 0 | 0 | 0 | 0 | 0 | 0 | 0 | 0 |  | 0
Lateral Hardening-Fuse-10898172 | Lateral Hardening | 321836.2 | 0 | 0 | 0 | 0 | 2027 | 0 | 0 | 0 | 0 | 0 |  | 0 | 0
Lateral Hardening-Fuse-10898182 | Lateral Hardening | 55354.75 | 0 | 0 | 0 | 0 | 0 | 0 | 0 | 0 | 0 | 0 |  | 0
Lateral Hardening-Fuse-10898184 | Lateral Hardening | 149206.71 | 0 | 0 | 0 | 0 | 0 | 0 | 0 | 0 | 0 | 0 |  | 0
Lateral Hardening-Fuse-10898188 | Lateral Hardening | 50000 | 0 | 0 | 0 | 0 | 0 | 0 | 0 | 0 | 0 | 0 |  | 0
Lateral Hardening-Fuse-10898190 | Lateral Hardening | 106785.98 | 0 | 0 | 0 | 0 | 0 | 0 | 0 | 0 | 0 | 0 |  | 0
Lateral Hardening-Fuse-10898194 | Lateral Hardening | 168551.91 | 0 | 0 | 0 | 0 | 0 | 0 | 0 | 0 | 0 | 0 |  | 0
Lateral Hardening-Fuse-10898212 | Lateral Hardening | 50000 | 0 | 0 | 0 | 0 | 0 | 0 | 0 | 0 | 0 | 0 |  | 0
Lateral Hardening-Fuse-10898214 | Lateral Hardening | 59961.57 | 0 | 0 | 0 | 0 | 2027 | 0 | 0 | 0 | 0 | 0 |  | 2025 | 2025
Lateral Hardening-Fuse-10898216 | Lateral Hardening | 50000 | 0 | 0 | 0 | 0 | 0 | 0 | 0 | 0 | 0 | 0 |  | 0
Lateral Hardening-Fuse-10898218 | Lateral Hardening | 363298.09 | 0 | 0 | 0 | 0 | 0 | 0 | 0 | 0 | 0 | 0 |  | 0
Lateral Hardening-Fuse-10898220 | Lateral Hardening | 50000 | 0 | 0 | 0 | 0 | 2027 | 0 | 0 | 0 | 0 | 0 |  | 2025 | 2025
Lateral Hardening-Fuse-10898221 | Lateral Hardening | 57632.05 | 0 | 0 | 0 | 0 | 0 | 0 | 0 | 0 | 0 | 0 |  | 0
Lateral Hardening-Fuse-10898222 | Lateral Hardening | 415134.2 | 0 | 0 | 0 | 0 | 0 | 0 | 0 | 0 | 0 | 0 |  | 0
Lateral Hardening-Fuse-10900094 | Lateral Hardening | 1316730.56 | 0 | 0 | 0 | 0 | 0 | 0 | 0 | 0 | 0 | 0 |  | 0
Lateral Hardening-Fuse-10900096 | Lateral Hardening | 89511.73 | 0 | 0 | 0 | 0 | 0 | 0 | 0 | 0 | 0 | 0 |  | 0
Lateral Hardening-Fuse-10904161 | Lateral Hardening | 1092238.94 | 0 | 0 | 0 | 0 | 0 | 0 | 0 | 0 | 0 | 0 |  | 0
Lateral Hardening-Fuse-10904162 | Lateral Hardening | 261151.2 | 0 | 0 | 0 | 0 | 0 | 0 | 0 | 0 | 0 | 0 |  | 0
Lateral Hardening-Fuse-10904163 | Lateral Hardening | 319434.28 | 0 | 0 | 0 | 0 | 0 | 0 | 0 | 0 | 0 | 0 |  | 0
Lateral Hardening-Fuse-10904164 | Lateral Hardening | 246806.37 | 0 | 0 | 0 | 0 | 0 | 0 | 0 | 0 | 0 | 0 |  | 0
Lateral Hardening-Fuse-10904165 | Lateral Hardening | 292701.38 | 0 | 0 | 0 | 0 | 0 | 0 | 0 | 0 | 0 | 0 |  | 0
Lateral Hardening-Fuse-10904171 | Lateral Hardening | 914210.81 | 0 | 0 | 0 | 0 | 2026 | 0 | 0 | 0 | 0 | 0 |  | 2027 | 2027
Lateral Hardening-Fuse-10904174 | Lateral Hardening | 188083.75 | 0 | 0 | 0 | 0 | 0 | 0 | 0 | 0 | 0 | 0 |  | 0
Lateral Hardening-Fuse-10904179 | Lateral Hardening | 424355.07 | 0 | 0 | 0 | 0 | 2026 | 0 | 0 | 0 | 0 | 0 |  | 2027 | 2027
Lateral Hardening-Fuse-10904182 | Lateral Hardening | 382480.94 | 0 | 0 | 0 | 0 | 2026 | 0 | 0 | 0 | 0 | 0 |  | 2027 | 2027
Lateral Hardening-Fuse-10904183 | Lateral Hardening | 257000.05 | 0 | 0 | 0 | 0 | 0 | 0 | 0 | 0 | 0 | 0 |  | 0
Lateral Hardening-Fuse-10904184 | Lateral Hardening | 72198.03 | 0 | 0 | 0 | 0 | 0 | 0 | 0 | 0 | 0 | 0 |  | 0
Lateral Hardening-Fuse-10904185 | Lateral Hardening | 519226.52 | 0 | 0 | 0 | 0 | 0 | 0 | 0 | 0 | 0 | 0 |  | 0
Lateral Hardening-Fuse-10904188 | Lateral Hardening | 62386.27 | 0 | 0 | 0 | 0 | 0 | 0 | 0 | 0 | 0 | 0 |  | 0
Lateral Hardening-Fuse-10904189 | Lateral Hardening | 563626.33 | 0 | 0 | 0 | 0 | 0 | 0 | 0 | 0 | 0 | 0 |  | 0
Lateral Hardening-Fuse-10904190 | Lateral Hardening | 383593.43 | 0 | 0 | 0 | 0 | 0 | 0 | 0 | 0 | 0 | 0 |  | 0
Lateral Hardening-Fuse-10904197 | Lateral Hardening | 114561.54 | 0 | 0 | 0 | 0 | 0 | 0 | 0 | 0 | 0 | 0 |  | 2027 | 2027
Lateral Hardening-Fuse-10904198 | Lateral Hardening | 51435.49 | 0 | 0 | 0 | 0 | 0 | 0 | 0 | 0 | 0 | 0 |  | 0
Lateral Hardening-Fuse-10904200 | Lateral Hardening | 342380.04 | 0 | 0 | 0 | 0 | 0 | 0 | 0 | 0 | 0 | 0 |  | 0
Lateral Hardening-Fuse-10904201 | Lateral Hardening | 60312.85 | 0 | 0 | 0 | 0 | 0 | 0 | 0 | 0 | 0 | 0 |  | 0
Lateral Hardening-Fuse-10904203 | Lateral Hardening | 50000 | 0 | 0 | 0 | 0 | 0 | 0 | 0 | 0 | 0 | 0 |  | 0
Lateral Hardening-Fuse-10904204 | Lateral Hardening | 242443.06 | 0 | 0 | 0 | 0 | 0 | 0 | 0 | 0 | 0 | 0 |  | 0
Lateral Hardening-Fuse-10904208 | Lateral Hardening | 335279.46 | 0 | 0 | 0 | 0 | 0 | 0 | 0 | 0 | 0 | 0 |  | 0
Lateral Hardening-Fuse-10904211 | Lateral Hardening | 50000 | 0 | 0 | 0 | 0 | 0 | 0 | 0 | 0 | 0 | 0 |  | 0
Lateral Hardening-Fuse-10905456 | Lateral Hardening | 50000 | 0 | 0 | 0 | 0 | 0 | 0 | 0 | 0 | 0 | 0 |  | 0
Lateral Hardening-Fuse-10905457 | Lateral Hardening | 50000 | 0 | 0 | 0 | 0 | 0 | 0 | 0 | 0 | 0 | 0 |  | 0
Lateral Hardening-Fuse-10909494 | Lateral Hardening | 50000 | 0 | 0 | 0 | 0 | 0 | 0 | 0 | 0 | 0 | 0 |  | 0
Lateral Hardening-Fuse-10913189 | Lateral Hardening | 865620.7 | 0 | 0 | 0 | 0 | 2027 | 0 | 0 | 0 | 0 | 0 |  | 2027
Lateral Hardening-Fuse-10913192 | Lateral Hardening | 103009.62 | 0 | 0 | 0 | 0 | 0 | 0 | 0 | 0 | 0 | 0 |  | 0
Lateral Hardening-Fuse-10913196 | Lateral Hardening | 61619.27 | 0 | 0 | 0 | 0 | 2021 | 0 | 0 | 0 | 0 | 0 |  | 2022 | 2022
Lateral Hardening-Fuse-10913197 | Lateral Hardening | 50000 | 0 | 0 | 0 | 0 | 2021 | 0 | 0 | 0 | 0 | 0 |  | 0 | 0
Lateral Hardening-Fuse-10913200 | Lateral Hardening | 50000 | 0 | 0 | 0 | 0 | 0 | 0 | 0 | 0 | 0 | 0 |  | 0
Lateral Hardening-Fuse-10913203 | Lateral Hardening | 644779.63 | 0 | 0 | 0 | 0 | 0 | 0 | 0 | 0 | 0 | 0 |  | 0
Lateral Hardening-Fuse-10913204 | Lateral Hardening | 169287.43 | 0 | 0 | 0 | 0 | 0 | 0 | 0 | 0 | 0 | 0 |  | 0
Lateral Hardening-Fuse-10913206 | Lateral Hardening | 107120.78 | 0 | 0 | 0 | 0 | 0 | 0 | 0 | 0 | 0 | 0 |  | 0
Lateral Hardening-Fuse-10913207 | Lateral Hardening | 75278.07 | 0 | 0 | 0 | 0 | 0 | 0 | 0 | 0 | 0 | 0 |  | 0
Lateral Hardening-Fuse-10913210 | Lateral Hardening | 58140.73 | 0 | 0 | 0 | 0 | 0 | 0 | 0 | 0 | 0 | 0 |  | 0
Lateral Hardening-Fuse-10914140 | Lateral Hardening | 229265.53 | 0 | 0 | 0 | 0 | 0 | 0 | 0 | 0 | 0 | 0 |  | 0
Lateral Hardening-Fuse-10914143 | Lateral Hardening | 240978.19 | 0 | 0 | 0 | 0 | 2024 | 0 | 0 | 0 | 0 | 0 |  | 2028 | 2028
Lateral Hardening-Fuse-10914147 | Lateral Hardening | 218246.74 | 0 | 0 | 0 | 0 | 0 | 0 | 0 | 0 | 0 | 0 |  | 0
Lateral Hardening-Fuse-10914149 | Lateral Hardening | 117085.68 | 0 | 0 | 0 | 0 | 0 | 0 | 0 | 0 | 0 | 0 |  | 0
Lateral Hardening-Fuse-10914151 | Lateral Hardening | 89276.13 | 0 | 0 | 0 | 0 | 0 | 0 | 0 | 0 | 0 | 0 |  | 0
Lateral Hardening-Fuse-10914154 | Lateral Hardening | 97918.62 | 0 | 0 | 0 | 0 | 0 | 0 | 0 | 0 | 0 | 0 |  | 0
Lateral Hardening-Fuse-10914155 | Lateral Hardening | 642813.42 | 0 | 0 | 0 | 0 | 0 | 0 | 0 | 0 | 0 | 0 |  | 0
Lateral Hardening-Fuse-10916718 | Lateral Hardening | 107682.42 | 0 | 0 | 0 | 0 | 0 | 0 | 0 | 0 | 0 | 0 |  | 0
Lateral Hardening-Fuse-10916720 | Lateral Hardening | 165157.81 | 0 | 0 | 0 | 0 | 0 | 0 | 0 | 0 | 0 | 0 |  | 0
Lateral Hardening-Fuse-10916722 | Lateral Hardening | 164269.58 | 0 | 0 | 0 | 0 | 0 | 0 | 0 | 0 | 0 | 0 |  | 0
Lateral Hardening-Fuse-10916728 | Lateral Hardening | 94329.16 | 0 | 0 | 0 | 0 | 0 | 0 | 0 | 0 | 0 | 0 |  | 0
Lateral Hardening-Fuse-10916730 | Lateral Hardening | 55790.47 | 0 | 0 | 0 | 0 | 0 | 0 | 0 | 0 | 0 | 0 |  | 0
Lateral Hardening-Fuse-10916731 | Lateral Hardening | 107215.22 | 0 | 0 | 0 | 0 | 0 | 0 | 0 | 0 | 0 | 0 |  | 0
Lateral Hardening-Fuse-10916743 | Lateral Hardening | 211591.75 | 0 | 0 | 0 | 0 | 2024 | 0 | 0 | 0 | 0 | 0 |  | 2023 | 2023
Lateral Hardening-Fuse-10916745 | Lateral Hardening | 157307.81 | 0 | 0 | 0 | 0 | 0 | 0 | 0 | 0 | 0 | 0 |  | 0
Lateral Hardening-Fuse-10916755 | Lateral Hardening | 145879.83 | 0 | 0 | 0 | 0 | 0 | 0 | 0 | 0 | 0 | 0 |  | 0
Lateral Hardening-Fuse-10916756 | Lateral Hardening | 105941.02 | 0 | 0 | 0 | 0 | 0 | 0 | 0 | 0 | 0 | 0 |  | 0
Lateral Hardening-Fuse-10916757 | Lateral Hardening | 64058.97 | 0 | 0 | 0 | 0 | 0 | 0 | 0 | 0 | 0 | 0 |  | 0
Lateral Hardening-Fuse-10916759 | Lateral Hardening | 54536.27 | 0 | 0 | 0 | 0 | 0 | 0 | 0 | 0 | 0 | 0 |  | 0
Lateral Hardening-Fuse-10916761 | Lateral Hardening | 56063.05 | 0 | 0 | 0 | 0 | 0 | 0 | 0 | 0 | 0 | 0 |  | 0
Lateral Hardening-Fuse-10916762 | Lateral Hardening | 1598794.46 | 0 | 0 | 0 | 0 | 0 | 0 | 0 | 0 | 0 | 0 |  | 0
Lateral Hardening-Fuse-10916764 | Lateral Hardening | 54205.73 | 0 | 0 | 0 | 0 | 0 | 0 | 0 | 0 | 0 | 0 |  | 0
Lateral Hardening-Fuse-10916765 | Lateral Hardening | 55449.19 | 0 | 0 | 0 | 0 | 0 | 0 | 0 | 0 | 0 | 0 |  | 0
Lateral Hardening-Fuse-10916766 | Lateral Hardening | 55181.61 | 0 | 0 | 0 | 0 | 0 | 0 | 0 | 0 | 0 | 0 |  | 0
Lateral Hardening-Fuse-10916767 | Lateral Hardening | 86361.15 | 0 | 0 | 0 | 0 | 0 | 0 | 0 | 0 | 0 | 0 |  | 0
Lateral Hardening-Fuse-10916775 | Lateral Hardening | 50000 | 0 | 0 | 0 | 0 | 0 | 0 | 0 | 0 | 0 | 0 |  | 0
Lateral Hardening-Fuse-10916795 | Lateral Hardening | 54331.65 | 0 | 0 | 0 | 0 | 0 | 0 | 0 | 0 | 0 | 0 |  | 0
Lateral Hardening-Fuse-10916796 | Lateral Hardening | 169217.99 | 0 | 0 | 0 | 0 | 0 | 0 | 0 | 0 | 0 | 0 |  | 0
Lateral Hardening-Fuse-10916803 | Lateral Hardening | 53654.83 | 0 | 0 | 0 | 0 | 0 | 0 | 0 | 0 | 0 | 0 |  | 0
Lateral Hardening-Fuse-10916806 | Lateral Hardening | 111628.16 | 0 | 0 | 0 | 0 | 0 | 0 | 0 | 0 | 0 | 0 |  | 0
Lateral Hardening-Fuse-10916815 | Lateral Hardening | 106166.38 | 0 | 0 | 0 | 0 | 0 | 0 | 0 | 0 | 0 | 0 |  | 0
Lateral Hardening-Fuse-10916827 | Lateral Hardening | 694291.14 | 0 | 0 | 0 | 0 | 2024 | 0 | 0 | 0 | 0 | 0 |  | 2023 | 2023
Lateral Hardening-Fuse-10916828 | Lateral Hardening | 66945.13 | 0 | 0 | 0 | 0 | 0 | 0 | 0 | 0 | 0 | 0 |  | 2023 | 2023
Lateral Hardening-Fuse-10916829 | Lateral Hardening | 108060.18 | 0 | 0 | 0 | 0 | 0 | 0 | 0 | 0 | 0 | 0 |  | 0
Lateral Hardening-Fuse-10916830 | Lateral Hardening | 55386.23 | 0 | 0 | 0 | 0 | 0 | 0 | 0 | 0 | 0 | 0 |  | 0
Lateral Hardening-Fuse-10916831 | Lateral Hardening | 202368.6 | 0 | 0 | 0 | 0 | 0 | 0 | 0 | 0 | 0 | 0 |  | 0
Lateral Hardening-Fuse-10916832 | Lateral Hardening | 210748.02 | 0 | 0 | 0 | 0 | 0 | 0 | 0 | 0 | 0 | 0 |  | 0
Lateral Hardening-Fuse-10916833 | Lateral Hardening | 101286.24 | 0 | 0 | 0 | 0 | 0 | 0 | 0 | 0 | 0 | 0 |  | 0
Lateral Hardening-Fuse-10916834 | Lateral Hardening | 131451.3 | 0 | 0 | 0 | 0 | 0 | 0 | 0 | 0 | 0 | 0 |  | 0
Lateral Hardening-Fuse-10916835 | Lateral Hardening | 660442.92 | 0 | 0 | 0 | 0 | 0 | 0 | 0 | 0 | 0 | 0 |  | 0
Lateral Hardening-Fuse-10916836 | Lateral Hardening | 203580.58 | 0 | 0 | 0 | 0 | 0 | 0 | 0 | 0 | 0 | 0 |  | 0
Lateral Hardening-Fuse-10916837 | Lateral Hardening | 56220.45 | 0 | 0 | 0 | 0 | 0 | 0 | 0 | 0 | 0 | 0 |  | 0
Lateral Hardening-Fuse-10916838 | Lateral Hardening | 633334.38 | 0 | 0 | 0 | 0 | 0 | 0 | 0 | 0 | 0 | 0 |  | 0
Lateral Hardening-Fuse-10916841 | Lateral Hardening | 300659.29 | 0 | 0 | 0 | 0 | 2024 | 0 | 0 | 0 | 0 | 0 |  | 2023 | 2023
Lateral Hardening-Fuse-10916844 | Lateral Hardening | 64326.55 | 0 | 0 | 0 | 0 | 0 | 0 | 0 | 0 | 0 | 0 |  | 0
Lateral Hardening-Fuse-10916846 | Lateral Hardening | 827094.55 | 0 | 0 | 0 | 0 | 0 | 0 | 0 | 0 | 0 | 0 |  | 0
Lateral Hardening-Fuse-10916848 | Lateral Hardening | 108306.28 | 0 | 0 | 0 | 0 | 0 | 0 | 0 | 0 | 0 | 0 |  | 0
Lateral Hardening-Fuse-10916849 | Lateral Hardening | 294200.89 | 0 | 0 | 0 | 0 | 0 | 0 | 0 | 0 | 0 | 0 |  | 0
Lateral Hardening-Fuse-10916852 | Lateral Hardening | 155954.17 | 0 | 0 | 0 | 0 | 0 | 0 | 0 | 0 | 0 | 0 |  | 0
Lateral Hardening-Fuse-10916853 | Lateral Hardening | 55501.41 | 0 | 0 | 0 | 0 | 0 | 0 | 0 | 0 | 0 | 0 |  | 0
Lateral Hardening-Fuse-10916854 | Lateral Hardening | 110940.6 | 0 | 0 | 0 | 0 | 0 | 0 | 0 | 0 | 0 | 0 |  | 0
Lateral Hardening-Fuse-10916856 | Lateral Hardening | 102052.5 | 0 | 0 | 0 | 0 | 0 | 0 | 0 | 0 | 0 | 0 |  | 0
Lateral Hardening-Fuse-10916858 | Lateral Hardening | 62547.93 | 0 | 0 | 0 | 0 | 0 | 0 | 0 | 0 | 0 | 0 |  | 0
Lateral Hardening-Fuse-10916863 | Lateral Hardening | 56157.49 | 0 | 0 | 0 | 0 | 0 | 0 | 0 | 0 | 0 | 0 |  | 0
Lateral Hardening-Fuse-10916864 | Lateral Hardening | 289677.77 | 0 | 0 | 0 | 0 | 0 | 0 | 0 | 0 | 0 | 0 |  | 0
Lateral Hardening-Fuse-10916865 | Lateral Hardening | 385054.29 | 0 | 0 | 0 | 0 | 0 | 0 | 0 | 0 | 0 | 0 |  | 0
Lateral Hardening-Fuse-10916866 | Lateral Hardening | 126308.58 | 0 | 0 | 0 | 0 | 0 | 0 | 0 | 0 | 0 | 0 |  | 0
Lateral Hardening-Fuse-10916869 | Lateral Hardening | 105793.62 | 0 | 0 | 0 | 0 | 0 | 0 | 0 | 0 | 0 | 0 |  | 0
Lateral Hardening-Fuse-10916871 | Lateral Hardening | 50000 | 0 | 0 | 0 | 0 | 0 | 0 | 0 | 0 | 0 | 0 |  | 0
Lateral Hardening-Fuse-10916874 | Lateral Hardening | 1731370.54 | 0 | 0 | 0 | 0 | 0 | 0 | 0 | 0 | 0 | 0 |  | 0
Lateral Hardening-Fuse-10916878 | Lateral Hardening | 50000 | 0 | 0 | 0 | 0 | 0 | 0 | 0 | 0 | 0 | 0 |  | 0
Lateral Hardening-Fuse-10916880 | Lateral Hardening | 59158.83 | 0 | 0 | 0 | 0 | 0 | 0 | 0 | 0 | 0 | 0 |  | 0
Lateral Hardening-Fuse-10916881 | Lateral Hardening | 490843.83 | 0 | 0 | 0 | 0 | 2024 | 0 | 0 | 0 | 0 | 0 |  | 2023 | 2023
Lateral Hardening-Fuse-10916885 | Lateral Hardening | 78886.05 | 0 | 0 | 0 | 0 | 0 | 0 | 0 | 0 | 0 | 0 |  | 0
Lateral Hardening-Fuse-10918214 | Lateral Hardening | 59006.43 | 0 | 0 | 0 | 0 | 0 | 0 | 0 | 0 | 0 | 0 |  | 0
Lateral Hardening-Fuse-10918217 | Lateral Hardening | 437998.04 | 0 | 0 | 0 | 0 | 0 | 0 | 0 | 0 | 0 | 0 |  | 0
Lateral Hardening-Fuse-10918236 | Lateral Hardening | 376441.73 | 0 | 0 | 0 | 0 | 0 | 0 | 0 | 0 | 0 | 0 |  | 0
Lateral Hardening-Fuse-10918240 | Lateral Hardening | 55995.09 | 0 | 0 | 0 | 0 | 0 | 0 | 0 | 0 | 0 | 0 |  | 0
Lateral Hardening-Fuse-10918242 | Lateral Hardening | 100557.2 | 0 | 0 | 0 | 0 | 0 | 0 | 0 | 0 | 0 | 0 |  | 0
Lateral Hardening-Fuse-10918244 | Lateral Hardening | 262472.57 | 0 | 0 | 0 | 0 | 0 | 0 | 0 | 0 | 0 | 0 |  | 0
Lateral Hardening-Fuse-10918246 | Lateral Hardening | 352619.94 | 0 | 0 | 0 | 0 | 0 | 0 | 0 | 0 | 0 | 0 |  | 0
Lateral Hardening-Fuse-10920942 | Lateral Hardening | 685696.54 | 0 | 0 | 0 | 0 | 0 | 0 | 0 | 0 | 0 | 0 |  | 0
Lateral Hardening-Fuse-10920943 | Lateral Hardening | 565245.33 | 0 | 0 | 0 | 0 | 0 | 0 | 0 | 0 | 0 | 0 |  | 0
Lateral Hardening-Fuse-10920945 | Lateral Hardening | 249890.57 | 0 | 0 | 0 | 0 | 0 | 0 | 0 | 0 | 0 | 0 |  | 0
Lateral Hardening-Fuse-10920948 | Lateral Hardening | 95662.06 | 0 | 0 | 0 | 0 | 0 | 0 | 0 | 0 | 0 | 0 |  | 0
Lateral Hardening-Fuse-10920949 | Lateral Hardening | 277610.19 | 0 | 0 | 0 | 0 | 0 | 0 | 0 | 0 | 0 | 0 |  | 0
Lateral Hardening-Fuse-10920967 | Lateral Hardening | 177198.7 | 0 | 0 | 0 | 0 | 0 | 0 | 0 | 0 | 0 | 0 |  | 0
Lateral Hardening-Fuse-10920968 | Lateral Hardening | 50000 | 0 | 0 | 0 | 0 | 0 | 0 | 0 | 0 | 0 | 0 |  | 0
Lateral Hardening-Fuse-10920969 | Lateral Hardening | 60580.43 | 0 | 0 | 0 | 0 | 0 | 0 | 0 | 0 | 0 | 0 |  | 0
Lateral Hardening-Fuse-10920970 | Lateral Hardening | 157412.25 | 0 | 0 | 0 | 0 | 0 | 0 | 0 | 0 | 0 | 0 |  | 0
Lateral Hardening-Fuse-10924397 | Lateral Hardening | 50000 | 0 | 0 | 0 | 0 | 0 | 0 | 0 | 0 | 0 | 0 |  | 0
Lateral Hardening-Fuse-10924402 | Lateral Hardening | 95296.14 | 0 | 0 | 0 | 0 | 0 | 0 | 0 | 0 | 0 | 0 |  | 0
Lateral Hardening-Fuse-10924407 | Lateral Hardening | 76318.13 | 0 | 0 | 0 | 0 | 0 | 0 | 0 | 0 | 0 | 0 |  | 0
Lateral Hardening-Fuse-10925087 | Lateral Hardening | 50000 | 0 | 0 | 0 | 0 | 0 | 0 | 0 | 0 | 0 | 0 |  | 0
Lateral Hardening-Fuse-10925091 | Lateral Hardening | 50000 | 0 | 0 | 0 | 0 | 0 | 0 | 0 | 0 | 0 | 0 |  | 0
Lateral Hardening-Fuse-10925093 | Lateral Hardening | 288381.3 | 0 | 0 | 0 | 0 | 0 | 0 | 0 | 0 | 0 | 0 |  | 0
Lateral Hardening-Fuse-10925094 | Lateral Hardening | 278323.49 | 0 | 0 | 0 | 0 | 2023 | 0 | 0 | 0 | 0 | 0 |  | 2022 | 2022
Lateral Hardening-Fuse-10925095 | Lateral Hardening | 62623.61 | 0 | 0 | 0 | 0 | 0 | 0 | 0 | 0 | 0 | 0 |  | 0
Lateral Hardening-Fuse-10925103 | Lateral Hardening | 50000 | 0 | 0 | 0 | 0 | 0 | 0 | 0 | 0 | 0 | 0 |  | 0
Lateral Hardening-Fuse-10925106 | Lateral Hardening | 192954.65 | 0 | 0 | 0 | 0 | 2023 | 0 | 0 | 0 | 0 | 0 |  | 2022 | 2022
Lateral Hardening-Fuse-10925107 | Lateral Hardening | 504669.86 | 0 | 0 | 0 | 0 | 0 | 0 | 0 | 0 | 0 | 0 |  | 0
Lateral Hardening-Fuse-10925109 | Lateral Hardening | 159557.01 | 0 | 0 | 0 | 0 | 0 | 0 | 0 | 0 | 0 | 0 |  | 0
Lateral Hardening-Fuse-10925114 | Lateral Hardening | 315693.93 | 0 | 0 | 0 | 0 | 0 | 0 | 0 | 0 | 0 | 0 |  | 0
Lateral Hardening-Fuse-10925116 | Lateral Hardening | 185385.8 | 0 | 0 | 0 | 0 | 0 | 0 | 0 | 0 | 0 | 0 |  | 0
Lateral Hardening-Fuse-10925119 | Lateral Hardening | 600849.37 | 0 | 0 | 0 | 0 | 2023 | 0 | 0 | 0 | 0 | 0 |  | 0 | 0
Lateral Hardening-Fuse-10925122 | Lateral Hardening | 111540.9 | 0 | 0 | 0 | 0 | 0 | 0 | 0 | 0 | 0 | 0 |  | 0
Lateral Hardening-Fuse-10925123 | Lateral Hardening | 154752.93 | 0 | 0 | 0 | 0 | 0 | 0 | 0 | 0 | 0 | 0 |  | 0
Lateral Hardening-Fuse-10925129 | Lateral Hardening | 148377.49 | 0 | 0 | 0 | 0 | 0 | 0 | 0 | 0 | 0 | 0 |  | 0
Lateral Hardening-Fuse-10925131 | Lateral Hardening | 465867.79 | 0 | 0 | 0 | 0 | 0 | 0 | 0 | 0 | 0 | 0 |  | 0
Lateral Hardening-Fuse-10925133 | Lateral Hardening | 50000 | 0 | 0 | 0 | 0 | 0 | 0 | 0 | 0 | 0 | 0 |  | 0
Lateral Hardening-Fuse-10925134 | Lateral Hardening | 53245.59 | 0 | 0 | 0 | 0 | 0 | 0 | 0 | 0 | 0 | 0 |  | 0
Lateral Hardening-Fuse-10925137 | Lateral Hardening | 443197.98 | 0 | 0 | 0 | 0 | 2023 | 0 | 0 | 0 | 0 | 0 |  | 2022 | 2022
Lateral Hardening-Fuse-10925139 | Lateral Hardening | 50000 | 0 | 0 | 0 | 0 | 0 | 0 | 0 | 0 | 0 | 0 |  | 0
Lateral Hardening-Fuse-10925140 | Lateral Hardening | 797503.21 | 0 | 0 | 0 | 0 | 2025 | 0 | 0 | 0 | 0 | 0 |  | 2024 | 2024
Lateral Hardening-Fuse-10925145 | Lateral Hardening | 124109.98 | 0 | 0 | 0 | 0 | 0 | 0 | 0 | 0 | 0 | 0 |  | 0
Lateral Hardening-Fuse-10925146 | Lateral Hardening | 393555.37 | 0 | 0 | 0 | 0 | 2025 | 0 | 0 | 0 | 0 | 0 |  | 2024 | 2024
Lateral Hardening-Fuse-10925152 | Lateral Hardening | 290259.41 | 0 | 0 | 0 | 0 | 0 | 0 | 0 | 0 | 0 | 0 |  | 0
Lateral Hardening-Fuse-10925160 | Lateral Hardening | 50000 | 0 | 0 | 0 | 0 | 0 | 0 | 0 | 0 | 0 | 0 |  | 0
Lateral Hardening-Fuse-10925165 | Lateral Hardening | 96732.38 | 0 | 0 | 0 | 0 | 0 | 0 | 0 | 0 | 0 | 0 |  | 0
Lateral Hardening-Fuse-10925169 | Lateral Hardening | 50000 | 0 | 0 | 0 | 0 | 0 | 0 | 0 | 0 | 0 | 0 |  | 0
Lateral Hardening-Fuse-10925170 | Lateral Hardening | 63211.84 | 0 | 0 | 0 | 0 | 0 | 0 | 0 | 0 | 0 | 0 |  | 0
Lateral Hardening-Fuse-10925171 | Lateral Hardening | 50000 | 0 | 0 | 0 | 0 | 0 | 0 | 0 | 0 | 0 | 0 |  | 0
Lateral Hardening-Fuse-10925172 | Lateral Hardening | 204357.58 | 0 | 0 | 0 | 0 | 0 | 0 | 0 | 0 | 0 | 0 |  | 0
Lateral Hardening-Fuse-10925174 | Lateral Hardening | 50000 | 0 | 0 | 0 | 0 | 0 | 0 | 0 | 0 | 0 | 0 |  | 0
Lateral Hardening-Fuse-10925176 | Lateral Hardening | 1728481.8 | 0 | 0 | 0 | 0 | 2025 | 0 | 0 | 0 | 0 | 0 |  | 2024 | 2024
Lateral Hardening-Fuse-10925177 | Lateral Hardening | 106559.88 | 0 | 0 | 0 | 0 | 0 | 0 | 0 | 0 | 0 | 0 |  | 0
Lateral Hardening-Fuse-10928275 | Lateral Hardening | 168599.3 | 0 | 0 | 0 | 0 | 2026 | 0 | 0 | 0 | 0 | 0 |  | 2024 | 2024
Lateral Hardening-Fuse-10928277 | Lateral Hardening | 557182.44 | 0 | 0 | 0 | 0 | 0 | 0 | 0 | 0 | 0 | 0 |  | 0
Lateral Hardening-Fuse-10928279 | Lateral Hardening | 517952.52 | 0 | 0 | 0 | 0 | 0 | 0 | 0 | 0 | 0 | 0 |  | 0
Lateral Hardening-Fuse-10928288 | Lateral Hardening | 169689.94 | 0 | 0 | 0 | 0 | 0 | 0 | 0 | 0 | 0 | 0 |  | 0
Lateral Hardening-Fuse-10928291 | Lateral Hardening | 276642.86 | 0 | 0 | 0 | 0 | 0 | 0 | 0 | 0 | 0 | 0 |  | 0
Lateral Hardening-Fuse-10928293 | Lateral Hardening | 366084.32 | 0 | 0 | 0 | 0 | 0 | 0 | 0 | 0 | 0 | 0 |  | 0
Lateral Hardening-Fuse-10928297 | Lateral Hardening | 63877.81 | 0 | 0 | 0 | 0 | 0 | 0 | 0 | 0 | 0 | 0 |  | 0
Lateral Hardening-Fuse-10928770 | Lateral Hardening | 94152.08 | 0 | 0 | 0 | 0 | 0 | 0 | 0 | 0 | 0 | 0 |  | 2029 | 2029
Lateral Hardening-Fuse-10928776 | Lateral Hardening | 900997.3 | 0 | 0 | 0 | 0 | 0 | 0 | 0 | 0 | 0 | 0 |  | 0
Lateral Hardening-Fuse-10928779 | Lateral Hardening | 277875 | 0 | 0 | 0 | 0 | 0 | 0 | 0 | 0 | 0 | 0 |  | 0
Lateral Hardening-Fuse-10928792 | Lateral Hardening | 84005.15 | 0 | 0 | 0 | 0 | 0 | 0 | 0 | 0 | 0 | 0 |  | 0
Lateral Hardening-Fuse-10928793 | Lateral Hardening | 152115.63 | 0 | 0 | 0 | 0 | 0 | 0 | 0 | 0 | 0 | 0 |  | 0
Lateral Hardening-Fuse-10933122 | Lateral Hardening | 95224.17 | 0 | 0 | 0 | 0 | 2024 | 0 | 0 | 0 | 0 | 0 |  | 2023 | 2023
Lateral Hardening-Fuse-10933137 | Lateral Hardening | 269911.22 | 0 | 0 | 0 | 0 | 2026 | 0 | 0 | 0 | 0 | 0 |  | 2026
Lateral Hardening-Fuse-10933142 | Lateral Hardening | 110179.34 | 0 | 0 | 0 | 0 | 0 | 0 | 0 | 0 | 0 | 0 |  | 0
Lateral Hardening-Fuse-10933143 | Lateral Hardening | 673700.86 | 0 | 0 | 0 | 0 | 2026 | 0 | 0 | 0 | 0 | 0 |  | 2026
Lateral Hardening-Fuse-10933149 | Lateral Hardening | 138679.48 | 0 | 0 | 0 | 0 | 0 | 0 | 0 | 0 | 0 | 0 |  | 0
Lateral Hardening-Fuse-10933150 | Lateral Hardening | 65124.29 | 0 | 0 | 0 | 0 | 0 | 0 | 0 | 0 | 0 | 0 |  | 2023 | 2023
Lateral Hardening-Fuse-10933151 | Lateral Hardening | 221051.24 | 0 | 0 | 0 | 0 | 2020 | 0 | 0 | 0 | 0 | 0 |  | 2020
Lateral Hardening-Fuse-10933156 | Lateral Hardening | 319998.66 | 0 | 0 | 0 | 0 | 0 | 0 | 0 | 0 | 0 | 0 |  | 0
Lateral Hardening-Fuse-10933157 | Lateral Hardening | 115735.56 | 0 | 0 | 0 | 0 | 2026 | 0 | 0 | 0 | 0 | 0 |  | 2026
Lateral Hardening-Fuse-10933158 | Lateral Hardening | 64542.65 | 0 | 0 | 0 | 0 | 0 | 0 | 0 | 0 | 0 | 0 |  | 0
Lateral Hardening-Fuse-10933165 | Lateral Hardening | 238880.88 | 0 | 0 | 0 | 0 | 0 | 0 | 0 | 0 | 0 | 0 |  | 0
Lateral Hardening-Fuse-10933171 | Lateral Hardening | 880012.59 | 0 | 0 | 0 | 0 | 0 | 0 | 0 | 0 | 0 | 0 |  | 0
Lateral Hardening-Fuse-10933172 | Lateral Hardening | 80047.29 | 0 | 0 | 0 | 0 | 0 | 0 | 0 | 0 | 0 | 0 |  | 0
Lateral Hardening-Fuse-10933173 | Lateral Hardening | 133518.98 | 0 | 0 | 0 | 0 | 0 | 0 | 0 | 0 | 0 | 0 |  | 0
Lateral Hardening-Fuse-10933189 | Lateral Hardening | 144070.57 | 0 | 0 | 0 | 0 | 0 | 0 | 0 | 0 | 0 | 0 |  | 0
Lateral Hardening-Fuse-10933192 | Lateral Hardening | 95929.64 | 0 | 0 | 0 | 0 | 0 | 0 | 0 | 0 | 0 | 0 |  | 0
Lateral Hardening-Fuse-10933193 | Lateral Hardening | 50000 | 0 | 0 | 0 | 0 | 0 | 0 | 0 | 0 | 0 | 0 |  | 0
Lateral Hardening-Fuse-5009247 | Lateral Hardening | 186969.98 | 0 | 0 | 0 | 0 | 0 | 0 | 0 | 0 | 0 | 0 |  | 0
Lateral Hardening-Fuse-5009249 | Lateral Hardening | 160175.46 | 0 | 0 | 0 | 0 | 0 | 0 | 0 | 0 | 0 | 0 |  | 0
Lateral Hardening-Fuse-5009250 | Lateral Hardening | 50000 | 0 | 0 | 0 | 0 | 0 | 0 | 0 | 0 | 0 | 0 |  | 0
Lateral Hardening-Fuse-5010506 | Lateral Hardening | 65625.69 | 0 | 0 | 0 | 0 | 0 | 0 | 0 | 0 | 0 | 0 |  | 0
Lateral Hardening-Fuse-5010510 | Lateral Hardening | 50000 | 0 | 0 | 0 | 0 | 0 | 0 | 0 | 0 | 0 | 0 |  | 0
Lateral Hardening-Fuse-60000884 | Lateral Hardening | 416181.53 | 0 | 0 | 0 | 0 | 0 | 0 | 0 | 0 | 0 | 0 |  | 0
Lateral Hardening-Fuse-60000885 | Lateral Hardening | 156405.63 | 0 | 0 | 0 | 0 | 0 | 0 | 0 | 0 | 0 | 0 |  | 0
Lateral Hardening-Fuse-60001367 | Lateral Hardening | 155446.28 | 0 | 0 | 0 | 0 | 0 | 0 | 0 | 0 | 0 | 0 |  | 0
Lateral Hardening-Fuse-60001425 | Lateral Hardening | 140287.92 | 0 | 0 | 0 | 0 | 0 | 0 | 0 | 0 | 0 | 0 |  | 0
Lateral Hardening-Fuse-60001461 | Lateral Hardening | 194204.59 | 0 | 0 | 0 | 0 | 0 | 0 | 0 | 0 | 0 | 0 |  | 0
Lateral Hardening-Fuse-60001491 | Lateral Hardening | 170950.87 | 0 | 0 | 0 | 0 | 0 | 0 | 0 | 0 | 0 | 0 |  | 0
Lateral Hardening-Fuse-60001550 | Lateral Hardening | 64201.37 | 0 | 0 | 0 | 0 | 0 | 0 | 0 | 0 | 0 | 0 |  | 0
Lateral Hardening-Fuse-60001552 | Lateral Hardening | 218052.17 | 0 | 0 | 0 | 0 | 0 | 0 | 0 | 0 | 0 | 0 |  | 0
Lateral Hardening-Fuse-60001598 | Lateral Hardening | 50000 | 0 | 0 | 0 | 0 | 2025 | 0 | 0 | 0 | 0 | 0 |  | 0 | 0
Lateral Hardening-Fuse-60001609 | Lateral Hardening | 50000 | 0 | 0 | 0 | 0 | 0 | 0 | 0 | 0 | 0 | 0 |  | 0
Lateral Hardening-Fuse-60001697 | Lateral Hardening | 257987.46 | 0 | 0 | 0 | 0 | 0 | 0 | 0 | 0 | 0 | 0 |  | 0
Lateral Hardening-Fuse-60001724 | Lateral Hardening | 152051.44 | 0 | 0 | 0 | 0 | 0 | 0 | 0 | 0 | 0 | 0 |  | 0
Lateral Hardening-Fuse-60002015 | Lateral Hardening | 50460.53 | 0 | 0 | 0 | 0 | 0 | 0 | 0 | 0 | 0 | 0 |  | 0
Lateral Hardening-Fuse-60002207 | Lateral Hardening | 93799 | 0 | 0 | 0 | 0 | 0 | 0 | 0 | 0 | 0 | 0 |  | 0
Lateral Hardening-Fuse-60002221 | Lateral Hardening | 50000 | 0 | 0 | 0 | 0 | 0 | 0 | 0 | 0 | 0 | 0 |  | 0
Lateral Hardening-Fuse-60002241 | Lateral Hardening | 53040.97 | 0 | 0 | 0 | 0 | 0 | 0 | 0 | 0 | 0 | 0 |  | 0
Lateral Hardening-Fuse-60002340 | Lateral Hardening | 64443.21 | 0 | 0 | 0 | 0 | 0 | 0 | 0 | 0 | 0 | 0 |  | 0
Lateral Hardening-Fuse-60002342 | Lateral Hardening | 139442.96 | 0 | 0 | 0 | 0 | 0 | 0 | 0 | 0 | 0 | 0 |  | 0
Lateral Hardening-Fuse-60002373 | Lateral Hardening | 50000 | 0 | 0 | 0 | 0 | 0 | 0 | 0 | 0 | 0 | 0 |  | 0
Lateral Hardening-Fuse-60002460 | Lateral Hardening | 287588.21 | 0 | 0 | 0 | 0 | 0 | 0 | 0 | 0 | 0 | 0 |  | 0
Lateral Hardening-Fuse-60002474 | Lateral Hardening | 266252.25 | 0 | 0 | 0 | 0 | 0 | 0 | 0 | 0 | 0 | 0 |  | 0
Lateral Hardening-Fuse-60002476 | Lateral Hardening | 152680.3 | 0 | 0 | 0 | 0 | 0 | 0 | 0 | 0 | 0 | 0 |  | 0
Lateral Hardening-Fuse-60002577 | Lateral Hardening | 429959.43 | 0 | 0 | 0 | 0 | 2025 | 0 | 0 | 0 | 0 | 0 |  | 2026 | 2026
Lateral Hardening-Fuse-60002742 | Lateral Hardening | 648995.53 | 0 | 0 | 0 | 0 | 0 | 0 | 0 | 0 | 0 | 0 |  | 0
Lateral Hardening-Fuse-60002770 | Lateral Hardening | 94348.7 | 0 | 0 | 0 | 0 | 0 | 0 | 0 | 0 | 0 | 0 |  | 0
Lateral Hardening-Fuse-60002774 | Lateral Hardening | 83608.97 | 0 | 0 | 0 | 0 | 0 | 0 | 0 | 0 | 0 | 0 |  | 0
Lateral Hardening-Fuse-60002815 | Lateral Hardening | 91927.2 | 0 | 0 | 0 | 0 | 0 | 0 | 0 | 0 | 0 | 0 |  | 0
Lateral Hardening-Fuse-60002970 | Lateral Hardening | 346445.65 | 0 | 0 | 0 | 0 | 2023 | 0 | 0 | 0 | 0 | 0 |  | 2026 | 2026
Lateral Hardening-Fuse-60003135 | Lateral Hardening | 438847.19 | 0 | 0 | 0 | 0 | 2023 | 0 | 0 | 0 | 0 | 0 |  | 2026 | 2026
Lateral Hardening-Fuse-60003162 | Lateral Hardening | 258668.59 | 0 | 0 | 0 | 0 | 0 | 0 | 0 | 0 | 0 | 0 |  | 0
Lateral Hardening-Fuse-60003381 | Lateral Hardening | 239220.85 | 0 | 0 | 0 | 0 | 2025 | 0 | 0 | 0 | 0 | 0 |  | 2025
Lateral Hardening-Fuse-60003414 | Lateral Hardening | 199226.75 | 0 | 0 | 0 | 0 | 2025 | 0 | 0 | 0 | 0 | 0 |  | 2025
Lateral Hardening-Fuse-60003427 | Lateral Hardening | 251669.98 | 0 | 0 | 0 | 0 | 0 | 0 | 0 | 0 | 0 | 0 |  | 0
Lateral Hardening-Fuse-60003441 | Lateral Hardening | 289500.42 | 0 | 0 | 0 | 0 | 0 | 0 | 0 | 0 | 0 | 0 |  | 0
Lateral Hardening-Fuse-60003772 | Lateral Hardening | 104751.81 | 0 | 0 | 0 | 0 | 2025 | 0 | 0 | 0 | 0 | 0 |  | 2026 | 2026
Lateral Hardening-Fuse-60003887 | Lateral Hardening | 186422.25 | 0 | 0 | 0 | 0 | 0 | 0 | 0 | 0 | 0 | 0 |  | 0
Lateral Hardening-Fuse-60003898 | Lateral Hardening | 257434.25 | 0 | 0 | 0 | 0 | 0 | 0 | 0 | 0 | 0 | 0 |  | 0
Lateral Hardening-Fuse-60003922 | Lateral Hardening | 84888.65 | 0 | 0 | 0 | 0 | 0 | 0 | 0 | 0 | 0 | 0 |  | 0
Lateral Hardening-Fuse-60003930 | Lateral Hardening | 160530 | 0 | 0 | 0 | 0 | 0 | 0 | 0 | 0 | 0 | 0 |  | 0
Lateral Hardening-Fuse-60004007 | Lateral Hardening | 240412.15 | 0 | 0 | 0 | 0 | 0 | 0 | 0 | 0 | 0 | 0 |  | 0
Lateral Hardening-Fuse-60004216 | Lateral Hardening | 129883.04 | 0 | 0 | 0 | 0 | 0 | 0 | 0 | 0 | 0 | 0 |  | 0
Lateral Hardening-Fuse-60004301 | Lateral Hardening | 139065.2 | 0 | 0 | 0 | 0 | 0 | 0 | 0 | 0 | 0 | 0 |  | 0
Lateral Hardening-Fuse-60004311 | Lateral Hardening | 128183.12 | 0 | 0 | 0 | 0 | 0 | 0 | 0 | 0 | 0 | 0 |  | 0
Lateral Hardening-Fuse-60004327 | Lateral Hardening | 185584.81 | 0 | 0 | 0 | 0 | 0 | 0 | 0 | 0 | 0 | 0 |  | 0
Lateral Hardening-Fuse-60004358 | Lateral Hardening | 121985.82 | 0 | 0 | 0 | 0 | 2025 | 0 | 0 | 0 | 0 | 0 |  | 0 | 0
Lateral Hardening-Fuse-60004363 | Lateral Hardening | 503381.44 | 0 | 0 | 0 | 0 | 0 | 0 | 0 | 0 | 0 | 0 |  | 0
Lateral Hardening-Fuse-60004411 | Lateral Hardening | 178526.81 | 0 | 0 | 0 | 0 | 0 | 0 | 0 | 0 | 0 | 0 |  | 0
Lateral Hardening-Fuse-60004426 | Lateral Hardening | 117951.38 | 0 | 0 | 0 | 0 | 0 | 0 | 0 | 0 | 0 | 0 |  | 0
Lateral Hardening-Fuse-60004440 | Lateral Hardening | 139600.36 | 0 | 0 | 0 | 0 | 0 | 0 | 0 | 0 | 0 | 0 |  | 0
Lateral Hardening-Fuse-60004448 | Lateral Hardening | 140335.14 | 0 | 0 | 0 | 0 | 0 | 0 | 0 | 0 | 0 | 0 |  | 0
Lateral Hardening-Fuse-60004451 | Lateral Hardening | 154102.59 | 0 | 0 | 0 | 0 | 0 | 0 | 0 | 0 | 0 | 0 |  | 0
Lateral Hardening-Fuse-60004601 | Lateral Hardening | 245976.36 | 0 | 0 | 0 | 0 | 0 | 0 | 0 | 0 | 0 | 0 |  | 0
Lateral Hardening-Fuse-60005005 | Lateral Hardening | 373236.18 | 0 | 0 | 0 | 0 | 0 | 0 | 0 | 0 | 0 | 0 |  | 0
Lateral Hardening-Fuse-60005028 | Lateral Hardening | 267369.47 | 0 | 0 | 0 | 0 | 0 | 0 | 0 | 0 | 0 | 0 |  | 0
Lateral Hardening-Fuse-60005045 | Lateral Hardening | 85346.67 | 0 | 0 | 0 | 0 | 0 | 0 | 0 | 0 | 0 | 0 |  | 0
Lateral Hardening-Fuse-60005047 | Lateral Hardening | 53697.05 | 0 | 0 | 0 | 0 | 0 | 0 | 0 | 0 | 0 | 0 |  | 0
Lateral Hardening-Fuse-60005096 | Lateral Hardening | 113748.98 | 0 | 0 | 0 | 0 | 0 | 0 | 0 | 0 | 0 | 0 |  | 0
Lateral Hardening-Fuse-60005358 | Lateral Hardening | 92477.63 | 0 | 0 | 0 | 0 | 0 | 0 | 0 | 0 | 0 | 0 |  | 0
Lateral Hardening-Fuse-60005360 | Lateral Hardening | 58629.41 | 0 | 0 | 0 | 0 | 0 | 0 | 0 | 0 | 0 | 0 |  | 0
Lateral Hardening-Fuse-60005364 | Lateral Hardening | 307460.5 | 0 | 0 | 0 | 0 | 0 | 0 | 0 | 0 | 0 | 0 |  | 0
Lateral Hardening-Fuse-60005444 | Lateral Hardening | 282494.19 | 0 | 0 | 0 | 0 | 2026 | 0 | 0 | 0 | 0 | 0 |  | 2025 | 2025
Lateral Hardening-Fuse-60005457 | Lateral Hardening | 237697.12 | 0 | 0 | 0 | 0 | 2026 | 0 | 0 | 0 | 0 | 0 |  | 2025 | 2025
Lateral Hardening-Fuse-60005473 | Lateral Hardening | 50000 | 0 | 0 | 0 | 0 | 0 | 0 | 0 | 0 | 0 | 0 |  | 0
Lateral Hardening-Fuse-60005665 | Lateral Hardening | 189289.86 | 0 | 0 | 0 | 0 | 0 | 0 | 0 | 0 | 0 | 0 |  | 0
Lateral Hardening-Fuse-60005722 | Lateral Hardening | 135213.9 | 0 | 0 | 0 | 0 | 0 | 0 | 0 | 0 | 0 | 0 |  | 0
Lateral Hardening-Fuse-60005739 | Lateral Hardening | 496361.5 | 0 | 0 | 0 | 0 | 2026 | 0 | 0 | 0 | 0 | 0 |  | 2025 | 2025
Lateral Hardening-Fuse-60005765 | Lateral Hardening | 58589.17 | 0 | 0 | 0 | 0 | 0 | 0 | 0 | 0 | 0 | 0 |  | 0
Lateral Hardening-Fuse-60005771 | Lateral Hardening | 135732.31 | 0 | 0 | 0 | 0 | 2026 | 0 | 0 | 0 | 0 | 0 |  | 2025 | 2025
Lateral Hardening-Fuse-60005823 | Lateral Hardening | 50000 | 0 | 0 | 0 | 0 | 0 | 0 | 0 | 0 | 0 | 0 |  | 0
Lateral Hardening-Fuse-60005950 | Lateral Hardening | 101150.32 | 0 | 0 | 0 | 0 | 0 | 0 | 0 | 0 | 0 | 0 |  | 0
Lateral Hardening-Fuse-60005952 | Lateral Hardening | 212228.37 | 0 | 0 | 0 | 0 | 0 | 0 | 0 | 0 | 0 | 0 |  | 0
Lateral Hardening-Fuse-60005954 | Lateral Hardening | 57873.15 | 0 | 0 | 0 | 0 | 2025 | 0 | 0 | 0 | 0 | 0 |  | 2027 | 2027
Lateral Hardening-Fuse-60005956 | Lateral Hardening | 296699.09 | 0 | 0 | 0 | 0 | 2025 | 0 | 0 | 0 | 0 | 0 |  | 2027 | 2027
Lateral Hardening-Fuse-60006121 | Lateral Hardening | 164715.61 | 0 | 0 | 0 | 0 | 0 | 0 | 0 | 0 | 0 | 0 |  | 2027 | 2027
Lateral Hardening-Fuse-60006169 | Lateral Hardening | 230475.57 | 0 | 0 | 0 | 0 | 0 | 0 | 0 | 0 | 0 | 0 |  | 0
Lateral Hardening-Fuse-60006189 | Lateral Hardening | 224426.87 | 0 | 0 | 0 | 0 | 2025 | 0 | 0 | 0 | 0 | 0 |  | 2027 | 2027
Lateral Hardening-Fuse-60006197 | Lateral Hardening | 327068.13 | 0 | 0 | 0 | 0 | 0 | 0 | 0 | 0 | 0 | 0 |  | 0
Lateral Hardening-Fuse-60006341 | Lateral Hardening | 243797.76 | 0 | 0 | 0 | 0 | 0 | 0 | 0 | 0 | 0 | 0 |  | 0
Lateral Hardening-Fuse-60006347 | Lateral Hardening | 144332.31 | 0 | 0 | 0 | 0 | 0 | 0 | 0 | 0 | 0 | 0 |  | 0
Lateral Hardening-Fuse-60006349 | Lateral Hardening | 598387.47 | 0 | 0 | 0 | 0 | 2025 | 0 | 0 | 0 | 0 | 0 |  | 2027 | 2027
Lateral Hardening-Fuse-60006352 | Lateral Hardening | 59538.57 | 0 | 0 | 0 | 0 | 0 | 0 | 0 | 0 | 0 | 0 |  | 0
Lateral Hardening-Fuse-60006432 | Lateral Hardening | 889851.13 | 0 | 0 | 0 | 0 | 0 | 0 | 0 | 0 | 0 | 0 |  | 0
Lateral Hardening-Fuse-60006445 | Lateral Hardening | 125764.16 | 0 | 0 | 0 | 0 | 0 | 0 | 0 | 0 | 0 | 0 |  | 0
Lateral Hardening-Fuse-60006484 | Lateral Hardening | 507756.42 | 0 | 0 | 0 | 0 | 0 | 0 | 0 | 0 | 0 | 0 |  | 0
Lateral Hardening-Fuse-60006591 | Lateral Hardening | 92677.25 | 0 | 0 | 0 | 0 | 0 | 0 | 0 | 0 | 0 | 0 |  | 0
Lateral Hardening-Fuse-60006598 | Lateral Hardening | 296155.64 | 0 | 0 | 0 | 0 | 0 | 0 | 0 | 0 | 0 | 0 |  | 0
Lateral Hardening-Fuse-60006690 | Lateral Hardening | 497336.33 | 0 | 0 | 0 | 0 | 2024 | 0 | 0 | 0 | 0 | 0 |  | 2025 | 2025
Lateral Hardening-Fuse-60006699 | Lateral Hardening | 209496.63 | 0 | 0 | 0 | 0 | 0 | 0 | 0 | 0 | 0 | 0 |  | 0
Lateral Hardening-Fuse-60006778 | Lateral Hardening | 132213.66 | 0 | 0 | 0 | 0 | 0 | 0 | 0 | 0 | 0 | 0 |  | 0
Lateral Hardening-Fuse-60006782 | Lateral Hardening | 149081.58 | 0 | 0 | 0 | 0 | 0 | 0 | 0 | 0 | 0 | 0 |  | 0
Lateral Hardening-Fuse-60006787 | Lateral Hardening | 129893.04 | 0 | 0 | 0 | 0 | 0 | 0 | 0 | 0 | 0 | 0 |  | 0
Lateral Hardening-Fuse-60006801 | Lateral Hardening | 78730.13 | 0 | 0 | 0 | 0 | 0 | 0 | 0 | 0 | 0 | 0 |  | 0
Lateral Hardening-Fuse-60006810 | Lateral Hardening | 156396.6 | 0 | 0 | 0 | 0 | 0 | 0 | 0 | 0 | 0 | 0 |  | 0
Lateral Hardening-Fuse-60006819 | Lateral Hardening | 171438.81 | 0 | 0 | 0 | 0 | 0 | 0 | 0 | 0 | 0 | 0 |  | 0
Lateral Hardening-Fuse-60006837 | Lateral Hardening | 129615.46 | 0 | 0 | 0 | 0 | 0 | 0 | 0 | 0 | 0 | 0 |  | 0
Lateral Hardening-Fuse-60006842 | Lateral Hardening | 82067.75 | 0 | 0 | 0 | 0 | 0 | 0 | 0 | 0 | 0 | 0 |  | 0
Lateral Hardening-Fuse-60006850 | Lateral Hardening | 225251.83 | 0 | 0 | 0 | 0 | 0 | 0 | 0 | 0 | 0 | 0 |  | 0
Lateral Hardening-Fuse-60006861 | Lateral Hardening | 68535.61 | 0 | 0 | 0 | 0 | 0 | 0 | 0 | 0 | 0 | 0 |  | 0
Lateral Hardening-Fuse-60006902 | Lateral Hardening | 279720.09 | 0 | 0 | 0 | 0 | 0 | 0 | 0 | 0 | 0 | 0 |  | 0
Lateral Hardening-Fuse-60007354 | Lateral Hardening | 201577.64 | 0 | 0 | 0 | 0 | 2028 | 0 | 0 | 0 | 0 | 0 |  | 2027 | 2027
Lateral Hardening-Fuse-60007455 | Lateral Hardening | 165006.4 | 0 | 0 | 0 | 0 | 0 | 0 | 0 | 0 | 0 | 0 |  | 0
Lateral Hardening-Fuse-60007478 | Lateral Hardening | 74374.43 | 0 | 0 | 0 | 0 | 0 | 0 | 0 | 0 | 0 | 0 |  | 0
Lateral Hardening-Fuse-60007516 | Lateral Hardening | 349476.97 | 0 | 0 | 0 | 0 | 0 | 0 | 0 | 0 | 0 | 0 |  | 0
Lateral Hardening-Fuse-60007518 | Lateral Hardening | 785268.8 | 0 | 0 | 0 | 0 | 0 | 0 | 0 | 0 | 0 | 0 |  | 0
Lateral Hardening-Fuse-60007524 | Lateral Hardening | 842021.23 | 0 | 0 | 0 | 0 | 0 | 0 | 0 | 0 | 0 | 0 |  | 0
Lateral Hardening-Fuse-60007526 | Lateral Hardening | 240116.51 | 0 | 0 | 0 | 0 | 0 | 0 | 0 | 0 | 0 | 0 |  | 0
Lateral Hardening-Fuse-60007538 | Lateral Hardening | 146716.81 | 0 | 0 | 0 | 0 | 0 | 0 | 0 | 0 | 0 | 0 |  | 0
Lateral Hardening-Fuse-60008018 | Lateral Hardening | 502474.31 | 0 | 0 | 0 | 0 | 0 | 0 | 0 | 0 | 0 | 0 |  | 0
Lateral Hardening-Fuse-60008073 | Lateral Hardening | 82088.49 | 0 | 0 | 0 | 0 | 0 | 0 | 0 | 0 | 0 | 0 |  | 0
Lateral Hardening-Fuse-60008098 | Lateral Hardening | 326045.13 | 0 | 0 | 0 | 0 | 0 | 0 | 0 | 0 | 0 | 0 |  | 0
Lateral Hardening-Fuse-60008122 | Lateral Hardening | 197442.77 | 0 | 0 | 0 | 0 | 0 | 0 | 0 | 0 | 0 | 0 |  | 0
Lateral Hardening-Fuse-60008124 | Lateral Hardening | 496197.62 | 0 | 0 | 0 | 0 | 0 | 0 | 0 | 0 | 0 | 0 |  | 0
Lateral Hardening-Fuse-60008221 | Lateral Hardening | 979229.68 | 0 | 0 | 0 | 0 | 2023 | 0 | 0 | 0 | 0 | 0 |  | 2023
Lateral Hardening-Fuse-60008392 | Lateral Hardening | 86899.93 | 0 | 0 | 0 | 0 | 0 | 0 | 0 | 0 | 0 | 0 |  | 0
Lateral Hardening-Fuse-60008399 | Lateral Hardening | 151164.26 | 0 | 0 | 0 | 0 | 0 | 0 | 0 | 0 | 0 | 0 |  | 0
Lateral Hardening-Fuse-60008401 | Lateral Hardening | 141939.88 | 0 | 0 | 0 | 0 | 0 | 0 | 0 | 0 | 0 | 0 |  | 0
Lateral Hardening-Fuse-60008403 | Lateral Hardening | 660929.71 | 0 | 0 | 0 | 0 | 0 | 0 | 0 | 0 | 0 | 0 |  | 0
Lateral Hardening-Fuse-60008460 | Lateral Hardening | 384358.95 | 0 | 0 | 0 | 0 | 2028 | 0 | 0 | 0 | 0 | 0 |  | 2027 | 2027
Lateral Hardening-Fuse-60008489 | Lateral Hardening | 681557.27 | 0 | 0 | 0 | 0 | 0 | 0 | 0 | 0 | 0 | 0 |  | 0
Lateral Hardening-Fuse-60008530 | Lateral Hardening | 509494.14 | 0 | 0 | 0 | 0 | 2028 | 0 | 0 | 0 | 0 | 0 |  | 0 | 0
Lateral Hardening-Fuse-60008571 | Lateral Hardening | 98589.7 | 0 | 0 | 0 | 0 | 0 | 0 | 0 | 0 | 0 | 0 |  | 0
Lateral Hardening-Fuse-60008652 | Lateral Hardening | 161228.73 | 0 | 0 | 0 | 0 | 2028 | 0 | 0 | 0 | 0 | 0 |  | 2027 | 2027
Lateral Hardening-Fuse-60008718 | Lateral Hardening | 316787.47 | 0 | 0 | 0 | 0 | 2028 | 0 | 0 | 0 | 0 | 0 |  | 2027 | 2027
Lateral Hardening-Fuse-60008928 | Lateral Hardening | 131115.76 | 0 | 0 | 0 | 0 | 0 | 0 | 0 | 0 | 0 | 0 |  | 0
Lateral Hardening-Fuse-60008958 | Lateral Hardening | 50000 | 0 | 0 | 0 | 0 | 0 | 0 | 0 | 0 | 0 | 0 |  | 0
Lateral Hardening-Fuse-60009035 | Lateral Hardening | 453047.8 | 0 | 0 | 0 | 0 | 0 | 0 | 0 | 0 | 0 | 0 |  | 0
Lateral Hardening-Fuse-60009038 | Lateral Hardening | 596148.18 | 0 | 0 | 0 | 0 | 0 | 0 | 0 | 0 | 0 | 0 |  | 0
Lateral Hardening-Fuse-60009044 | Lateral Hardening | 201094.45 | 0 | 0 | 0 | 0 | 0 | 0 | 0 | 0 | 0 | 0 |  | 0
Lateral Hardening-Fuse-60009050 | Lateral Hardening | 227266.55 | 0 | 0 | 0 | 0 | 0 | 0 | 0 | 0 | 0 | 0 |  | 0
Lateral Hardening-Fuse-60009069 | Lateral Hardening | 384134.43 | 0 | 0 | 0 | 0 | 0 | 0 | 0 | 0 | 0 | 0 |  | 0
Lateral Hardening-Fuse-60009259 | Lateral Hardening | 50000 | 0 | 0 | 0 | 0 | 0 | 0 | 0 | 0 | 0 | 0 |  | 0
Lateral Hardening-Fuse-60009268 | Lateral Hardening | 96226.9 | 0 | 0 | 0 | 0 | 0 | 0 | 0 | 0 | 0 | 0 |  | 0
Lateral Hardening-Fuse-60009273 | Lateral Hardening | 309855.16 | 0 | 0 | 0 | 0 | 0 | 0 | 0 | 0 | 0 | 0 |  | 0
Lateral Hardening-Fuse-60009298 | Lateral Hardening | 419409.69 | 0 | 0 | 0 | 0 | 0 | 0 | 0 | 0 | 0 | 0 |  | 0
Lateral Hardening-Fuse-60009306 | Lateral Hardening | 88772.99 | 0 | 0 | 0 | 0 | 0 | 0 | 0 | 0 | 0 | 0 |  | 0
Lateral Hardening-Fuse-60009308 | Lateral Hardening | 106350.31 | 0 | 0 | 0 | 0 | 0 | 0 | 0 | 0 | 0 | 0 |  | 0
Lateral Hardening-Fuse-60009310 | Lateral Hardening | 151190.74 | 0 | 0 | 0 | 0 | 0 | 0 | 0 | 0 | 0 | 0 |  | 0
Lateral Hardening-Fuse-60009312 | Lateral Hardening | 108281.33 | 0 | 0 | 0 | 0 | 0 | 0 | 0 | 0 | 0 | 0 |  | 0
Lateral Hardening-Fuse-60009393 | Lateral Hardening | 221998.65 | 0 | 0 | 0 | 0 | 0 | 0 | 0 | 0 | 0 | 0 |  | 0
Lateral Hardening-Fuse-60009395 | Lateral Hardening | 223163.41 | 0 | 0 | 0 | 0 | 0 | 0 | 0 | 0 | 0 | 0 |  | 0
Lateral Hardening-Fuse-60009401 | Lateral Hardening | 298300.92 | 0 | 0 | 0 | 0 | 0 | 0 | 0 | 0 | 0 | 0 |  | 0
Lateral Hardening-Fuse-60009403 | Lateral Hardening | 234780.27 | 0 | 0 | 0 | 0 | 0 | 0 | 0 | 0 | 0 | 0 |  | 0
Lateral Hardening-Fuse-60009819 | Lateral Hardening | 232996.11 | 0 | 0 | 0 | 0 | 0 | 0 | 0 | 0 | 0 | 0 |  | 0
Lateral Hardening-Fuse-60009841 | Lateral Hardening | 136026.64 | 0 | 0 | 0 | 0 | 0 | 0 | 0 | 0 | 0 | 0 |  | 0
Lateral Hardening-Fuse-60009866 | Lateral Hardening | 87067.38 | 0 | 0 | 0 | 0 | 0 | 0 | 0 | 0 | 0 | 0 |  | 0
Lateral Hardening-Fuse-60009868 | Lateral Hardening | 145051.4 | 0 | 0 | 0 | 0 | 0 | 0 | 0 | 0 | 0 | 0 |  | 0
Lateral Hardening-Fuse-60009871 | Lateral Hardening | 91920.99 | 0 | 0 | 0 | 0 | 0 | 0 | 0 | 0 | 0 | 0 |  | 0
Lateral Hardening-Fuse-60009902 | Lateral Hardening | 268207.72 | 0 | 0 | 0 | 0 | 0 | 0 | 0 | 0 | 0 | 0 |  | 0
Lateral Hardening-Fuse-60009904 | Lateral Hardening | 141388.98 | 0 | 0 | 0 | 0 | 0 | 0 | 0 | 0 | 0 | 0 |  | 0
Lateral Hardening-Fuse-60009921 | Lateral Hardening | 479230.58 | 0 | 0 | 0 | 0 | 0 | 0 | 0 | 0 | 0 | 0 |  | 0
Lateral Hardening-Fuse-60009924 | Lateral Hardening | 378087.73 | 0 | 0 | 0 | 0 | 2029 | 0 | 0 | 0 | 0 | 0 |  | 2029
Lateral Hardening-Fuse-60009944 | Lateral Hardening | 321779.09 | 0 | 0 | 0 | 0 | 0 | 0 | 0 | 0 | 0 | 0 |  | 0
Lateral Hardening-Fuse-60010026 | Lateral Hardening | 341520.56 | 0 | 0 | 0 | 0 | 2023 | 0 | 0 | 0 | 0 | 0 |  | 2023
Lateral Hardening-Fuse-60010030 | Lateral Hardening | 342683.79 | 0 | 0 | 0 | 0 | 0 | 0 | 0 | 0 | 0 | 0 |  | 0
Lateral Hardening-Fuse-60010034 | Lateral Hardening | 119163.36 | 0 | 0 | 0 | 0 | 0 | 0 | 0 | 0 | 0 | 0 |  | 0
Lateral Hardening-Fuse-60010037 | Lateral Hardening | 285292.1 | 0 | 0 | 0 | 0 | 2023 | 0 | 0 | 0 | 0 | 0 |  | 2023
Lateral Hardening-Fuse-60010164 | Lateral Hardening | 227249.41 | 0 | 0 | 0 | 0 | 2023 | 0 | 0 | 0 | 0 | 0 |  | 2023
Lateral Hardening-Fuse-60010320 | Lateral Hardening | 141830.44 | 0 | 0 | 0 | 0 | 0 | 0 | 0 | 0 | 0 | 0 |  | 0
Lateral Hardening-Fuse-60010328 | Lateral Hardening | 86265.33 | 0 | 0 | 0 | 0 | 0 | 0 | 0 | 0 | 0 | 0 |  | 0
Lateral Hardening-Fuse-60010343 | Lateral Hardening | 223231.37 | 0 | 0 | 0 | 0 | 0 | 0 | 0 | 0 | 0 | 0 |  | 0
Lateral Hardening-Fuse-60010345 | Lateral Hardening | 214988.61 | 0 | 0 | 0 | 0 | 0 | 0 | 0 | 0 | 0 | 0 |  | 0
Lateral Hardening-Fuse-60010408 | Lateral Hardening | 69781.05 | 0 | 0 | 0 | 0 | 0 | 0 | 0 | 0 | 0 | 0 |  | 0
Lateral Hardening-Fuse-60010474 | Lateral Hardening | 109157.77 | 0 | 0 | 0 | 0 | 0 | 0 | 0 | 0 | 0 | 0 |  | 0
Lateral Hardening-Fuse-60010481 | Lateral Hardening | 181145.39 | 0 | 0 | 0 | 0 | 0 | 0 | 0 | 0 | 0 | 0 |  | 0
Lateral Hardening-Fuse-60010809 | Lateral Hardening | 210041.75 | 0 | 0 | 0 | 0 | 0 | 0 | 0 | 0 | 0 | 0 |  | 0
Lateral Hardening-Fuse-60010864 | Lateral Hardening | 153551 | 0 | 0 | 0 | 0 | 0 | 0 | 0 | 0 | 0 | 0 |  | 0
Lateral Hardening-Fuse-60010878 | Lateral Hardening | 202470.57 | 0 | 0 | 0 | 0 | 0 | 0 | 0 | 0 | 0 | 0 |  | 0
Lateral Hardening-Fuse-60010952 | Lateral Hardening | 128692.9 | 0 | 0 | 0 | 0 | 0 | 0 | 0 | 0 | 0 | 0 |  | 0
Lateral Hardening-Fuse-60010958 | Lateral Hardening | 145696.74 | 0 | 0 | 0 | 0 | 0 | 0 | 0 | 0 | 0 | 0 |  | 0
Lateral Hardening-Fuse-60010997 | Lateral Hardening | 579313.32 | 0 | 0 | 0 | 0 | 0 | 0 | 0 | 0 | 0 | 0 |  | 0
Lateral Hardening-Fuse-60011039 | Lateral Hardening | 166181.7 | 0 | 0 | 0 | 0 | 0 | 0 | 0 | 0 | 0 | 0 |  | 0
Lateral Hardening-Fuse-60011056 | Lateral Hardening | 107105.78 | 0 | 0 | 0 | 0 | 0 | 0 | 0 | 0 | 0 | 0 |  | 2025 | 2025
Lateral Hardening-Fuse-60011165 | Lateral Hardening | 72513.01 | 0 | 0 | 0 | 0 | 0 | 0 | 0 | 0 | 0 | 0 |  | 0
Lateral Hardening-Fuse-60011246 | Lateral Hardening | 66378.49 | 0 | 0 | 0 | 0 | 0 | 0 | 0 | 0 | 0 | 0 |  | 0
Lateral Hardening-Fuse-60011271 | Lateral Hardening | 168245.33 | 0 | 0 | 0 | 0 | 0 | 0 | 0 | 0 | 0 | 0 |  | 0
Lateral Hardening-Fuse-60011307 | Lateral Hardening | 200469.56 | 0 | 0 | 0 | 0 | 2023 | 0 | 0 | 0 | 0 | 0 |  | 2023
Lateral Hardening-Fuse-60011363 | Lateral Hardening | 70078.13 | 0 | 0 | 0 | 0 | 0 | 0 | 0 | 0 | 0 | 0 |  | 2023 | 2023
Lateral Hardening-Fuse-60011372 | Lateral Hardening | 516346.36 | 0 | 0 | 0 | 0 | 0 | 0 | 0 | 0 | 0 | 0 |  | 2023 | 2023
Lateral Hardening-Fuse-60011374 | Lateral Hardening | 65182.99 | 0 | 0 | 0 | 0 | 0 | 0 | 0 | 0 | 0 | 0 |  | 0
Lateral Hardening-Fuse-60011392 | Lateral Hardening | 426511.98 | 0 | 0 | 0 | 0 | 2026 | 0 | 0 | 0 | 0 | 0 |  | 2025 | 2025
Lateral Hardening-Fuse-60011571 | Lateral Hardening | 79302.51 | 0 | 0 | 0 | 0 | 0 | 0 | 0 | 0 | 0 | 0 |  | 0
Lateral Hardening-Fuse-60011604 | Lateral Hardening | 89109.27 | 0 | 0 | 0 | 0 | 0 | 0 | 0 | 0 | 0 | 0 |  | 0
Lateral Hardening-Fuse-60011606 | Lateral Hardening | 50000 | 0 | 0 | 0 | 0 | 0 | 0 | 0 | 0 | 0 | 0 |  | 0
Lateral Hardening-Fuse-60011749 | Lateral Hardening | 152392.72 | 0 | 0 | 0 | 0 | 0 | 0 | 0 | 0 | 0 | 0 |  | 0
Lateral Hardening-Fuse-60011810 | Lateral Hardening | 749062.08 | 0 | 0 | 0 | 0 | 2021 | 0 | 0 | 0 | 0 | 0 |  | 2022 | 2022
Lateral Hardening-Fuse-60011823 | Lateral Hardening | 84863.73 | 0 | 0 | 0 | 0 | 0 | 0 | 0 | 0 | 0 | 0 |  | 0
Lateral Hardening-Fuse-60011894 | Lateral Hardening | 352834.61 | 0 | 0 | 0 | 0 | 0 | 0 | 0 | 0 | 0 | 0 |  | 0
Lateral Hardening-Fuse-60011895 | Lateral Hardening | 128271.82 | 0 | 0 | 0 | 0 | 0 | 0 | 0 | 0 | 0 | 0 |  | 0
Lateral Hardening-Fuse-60011945 | Lateral Hardening | 283995.73 | 0 | 0 | 0 | 0 | 0 | 0 | 0 | 0 | 0 | 0 |  | 0
Lateral Hardening-Fuse-60012055 | Lateral Hardening | 219883.7 | 0 | 0 | 0 | 0 | 0 | 0 | 0 | 0 | 0 | 0 |  | 0
Lateral Hardening-Fuse-60012112 | Lateral Hardening | 591006.51 | 0 | 0 | 0 | 0 | 2024 | 0 | 0 | 0 | 0 | 0 |  | 2025 | 2025
Lateral Hardening-Fuse-60012114 | Lateral Hardening | 50000 | 0 | 0 | 0 | 0 | 0 | 0 | 0 | 0 | 0 | 0 |  | 0
Lateral Hardening-Fuse-60012131 | Lateral Hardening | 116434.6 | 0 | 0 | 0 | 0 | 0 | 0 | 0 | 0 | 0 | 0 |  | 0
Lateral Hardening-Fuse-60012146 | Lateral Hardening | 245610.13 | 0 | 0 | 0 | 0 | 0 | 0 | 0 | 0 | 0 | 0 |  | 0
Lateral Hardening-Fuse-60012152 | Lateral Hardening | 392787.22 | 0 | 0 | 0 | 0 | 0 | 0 | 0 | 0 | 0 | 0 |  | 0
Lateral Hardening-Fuse-60012177 | Lateral Hardening | 194399.21 | 0 | 0 | 0 | 0 | 0 | 0 | 0 | 0 | 0 | 0 |  | 0
Lateral Hardening-Fuse-60012180 | Lateral Hardening | 70759.21 | 0 | 0 | 0 | 0 | 2024 | 0 | 0 | 0 | 0 | 0 |  | 2025 | 2025
Lateral Hardening-Fuse-60012217 | Lateral Hardening | 50863.85 | 0 | 0 | 0 | 0 | 0 | 0 | 0 | 0 | 0 | 0 |  | 0
Lateral Hardening-Fuse-60012298 | Lateral Hardening | 202607.53 | 0 | 0 | 0 | 0 | 2026 | 0 | 0 | 0 | 0 | 0 |  | 2028 | 2028
Lateral Hardening-Fuse-60012343 | Lateral Hardening | 61604.45 | 0 | 0 | 0 | 0 | 0 | 0 | 0 | 0 | 0 | 0 |  | 0
Lateral Hardening-Fuse-60012345 | Lateral Hardening | 167235.67 | 0 | 0 | 0 | 0 | 0 | 0 | 0 | 0 | 0 | 0 |  | 0
Lateral Hardening-Fuse-60012398 | Lateral Hardening | 56545.99 | 0 | 0 | 0 | 0 | 0 | 0 | 0 | 0 | 0 | 0 |  | 0
Lateral Hardening-Fuse-60012403 | Lateral Hardening | 153005.05 | 0 | 0 | 0 | 0 | 0 | 0 | 0 | 0 | 0 | 0 |  | 0
Lateral Hardening-Fuse-60012412 | Lateral Hardening | 90484.15 | 0 | 0 | 0 | 0 | 0 | 0 | 0 | 0 | 0 | 0 |  | 0
Lateral Hardening-Fuse-60012420 | Lateral Hardening | 50000 | 0 | 0 | 0 | 0 | 0 | 0 | 0 | 0 | 0 | 0 |  | 0
Lateral Hardening-Fuse-60012580 | Lateral Hardening | 419142.25 | 0 | 0 | 0 | 0 | 2029 | 0 | 0 | 0 | 0 | 0 |  | 2029
Lateral Hardening-Fuse-60012593 | Lateral Hardening | 569952.61 | 0 | 0 | 0 | 0 | 0 | 0 | 0 | 0 | 0 | 0 |  | 0
Lateral Hardening-Fuse-60012638 | Lateral Hardening | 216374.23 | 0 | 0 | 0 | 0 | 0 | 0 | 0 | 0 | 0 | 0 |  | 0
Lateral Hardening-Fuse-60012648 | Lateral Hardening | 620530.41 | 0 | 0 | 0 | 0 | 0 | 0 | 0 | 0 | 0 | 0 |  | 0
Lateral Hardening-Fuse-60012667 | Lateral Hardening | 124593.66 | 0 | 0 | 0 | 0 | 0 | 0 | 0 | 0 | 0 | 0 |  | 0
Lateral Hardening-Fuse-60012675 | Lateral Hardening | 80136.17 | 0 | 0 | 0 | 0 | 0 | 0 | 0 | 0 | 0 | 0 |  | 0
Lateral Hardening-Fuse-60012680 | Lateral Hardening | 53387.25 | 0 | 0 | 0 | 0 | 2029 | 0 | 0 | 0 | 0 | 0 |  | 0 | 0
Lateral Hardening-Fuse-60012698 | Lateral Hardening | 198638.15 | 0 | 0 | 0 | 0 | 0 | 0 | 0 | 0 | 0 | 0 |  | 0
Lateral Hardening-Fuse-60013397 | Lateral Hardening | 299056.28 | 0 | 0 | 0 | 0 | 0 | 0 | 0 | 0 | 0 | 0 |  | 0
Lateral Hardening-Fuse-60013501 | Lateral Hardening | 50000 | 0 | 0 | 0 | 0 | 2029 | 0 | 0 | 0 | 0 | 0 |  | 2029
Lateral Hardening-Fuse-60013568 | Lateral Hardening | 469659.42 | 0 | 0 | 0 | 0 | 0 | 0 | 0 | 0 | 0 | 0 |  | 0
Lateral Hardening-Fuse-60013633 | Lateral Hardening | 374517.29 | 0 | 0 | 0 | 0 | 0 | 0 | 0 | 0 | 0 | 0 |  | 2025 | 2025
Lateral Hardening-Fuse-60013683 | Lateral Hardening | 355675.03 | 0 | 0 | 0 | 0 | 0 | 0 | 0 | 0 | 0 | 0 |  | 0
Lateral Hardening-Fuse-60013712 | Lateral Hardening | 135450 | 0 | 0 | 0 | 0 | 0 | 0 | 0 | 0 | 0 | 0 |  | 0
Lateral Hardening-Fuse-60013749 | Lateral Hardening | 86567.3 | 0 | 0 | 0 | 0 | 0 | 0 | 0 | 0 | 0 | 0 |  | 0
Lateral Hardening-Fuse-60013764 | Lateral Hardening | 219013.05 | 0 | 0 | 0 | 0 | 2023 | 0 | 0 | 0 | 0 | 0 |  | 2023
Lateral Hardening-Fuse-60013778 | Lateral Hardening | 422176.51 | 0 | 0 | 0 | 0 | 2023 | 0 | 0 | 0 | 0 | 0 |  | 2023
Lateral Hardening-Fuse-60013811 | Lateral Hardening | 78043.31 | 0 | 0 | 0 | 0 | 0 | 0 | 0 | 0 | 0 | 0 |  | 0
Lateral Hardening-Fuse-60013838 | Lateral Hardening | 263996.27 | 0 | 0 | 0 | 0 | 2023 | 0 | 0 | 0 | 0 | 0 |  | 2023
Lateral Hardening-Fuse-60013871 | Lateral Hardening | 226285.67 | 0 | 0 | 0 | 0 | 0 | 0 | 0 | 0 | 0 | 0 |  | 0
Lateral Hardening-Fuse-60013882 | Lateral Hardening | 63425.11 | 0 | 0 | 0 | 0 | 0 | 0 | 0 | 0 | 0 | 0 |  | 0
Lateral Hardening-Fuse-60013890 | Lateral Hardening | 63771.39 | 0 | 0 | 0 | 0 | 0 | 0 | 0 | 0 | 0 | 0 |  | 0
Lateral Hardening-Fuse-60014139 | Lateral Hardening | 665038.44 | 0 | 0 | 0 | 0 | 0 | 0 | 0 | 0 | 0 | 0 |  | 0
Lateral Hardening-Fuse-60014217 | Lateral Hardening | 232529.45 | 0 | 0 | 0 | 0 | 0 | 0 | 0 | 0 | 0 | 0 |  | 0
Lateral Hardening-Fuse-60014236 | Lateral Hardening | 80323.9 | 0 | 0 | 0 | 0 | 0 | 0 | 0 | 0 | 0 | 0 |  | 0
Lateral Hardening-Fuse-60014348 | Lateral Hardening | 112961.06 | 0 | 0 | 0 | 0 | 0 | 0 | 0 | 0 | 0 | 0 |  | 0
Lateral Hardening-Fuse-60014384 | Lateral Hardening | 59116.61 | 0 | 0 | 0 | 0 | 0 | 0 | 0 | 0 | 0 | 0 |  | 0
Lateral Hardening-Fuse-60014408 | Lateral Hardening | 210192.17 | 0 | 0 | 0 | 0 | 0 | 0 | 0 | 0 | 0 | 0 |  | 0
Lateral Hardening-Fuse-60014431 | Lateral Hardening | 53166.89 | 0 | 0 | 0 | 0 | 0 | 0 | 0 | 0 | 0 | 0 |  | 0
Lateral Hardening-Fuse-60014474 | Lateral Hardening | 128555.14 | 0 | 0 | 0 | 0 | 0 | 0 | 0 | 0 | 0 | 0 |  | 0
Lateral Hardening-Fuse-60014516 | Lateral Hardening | 122153.22 | 0 | 0 | 0 | 0 | 0 | 0 | 0 | 0 | 0 | 0 |  | 0
Lateral Hardening-Fuse-60014589 | Lateral Hardening | 53859.45 | 0 | 0 | 0 | 0 | 0 | 0 | 0 | 0 | 0 | 0 |  | 0
Lateral Hardening-Fuse-60014749 | Lateral Hardening | 131771.84 | 0 | 0 | 0 | 0 | 0 | 0 | 0 | 0 | 0 | 0 |  | 0
Lateral Hardening-Fuse-60014753 | Lateral Hardening | 99245.83 | 0 | 0 | 0 | 0 | 0 | 0 | 0 | 0 | 0 | 0 |  | 0
Lateral Hardening-Fuse-60014808 | Lateral Hardening | 146421.52 | 0 | 0 | 0 | 0 | 0 | 0 | 0 | 0 | 0 | 0 |  | 0
Lateral Hardening-Fuse-60014826 | Lateral Hardening | 143382.96 | 0 | 0 | 0 | 0 | 0 | 0 | 0 | 0 | 0 | 0 |  | 0
Lateral Hardening-Fuse-60014828 | Lateral Hardening | 88788.73 | 0 | 0 | 0 | 0 | 0 | 0 | 0 | 0 | 0 | 0 |  | 0
Lateral Hardening-Fuse-60014830 | Lateral Hardening | 262735.2 | 0 | 0 | 0 | 0 | 2028 | 0 | 0 | 0 | 0 | 0 |  | 2026 | 2026
Lateral Hardening-Fuse-60015117 | Lateral Hardening | 263085.45 | 0 | 0 | 0 | 0 | 2029 | 0 | 0 | 0 | 0 | 0 |  | 0 | 0
Lateral Hardening-Fuse-60015235 | Lateral Hardening | 260898.62 | 0 | 0 | 0 | 0 | 0 | 0 | 0 | 0 | 0 | 0 |  | 0
Lateral Hardening-Fuse-60015262 | Lateral Hardening | 82886.05 | 0 | 0 | 0 | 0 | 0 | 0 | 0 | 0 | 0 | 0 |  | 0
Lateral Hardening-Fuse-60015274 | Lateral Hardening | 162308.13 | 0 | 0 | 0 | 0 | 0 | 0 | 0 | 0 | 0 | 0 |  | 0
Lateral Hardening-Fuse-60015290 | Lateral Hardening | 84888.65 | 0 | 0 | 0 | 0 | 0 | 0 | 0 | 0 | 0 | 0 |  | 0
Lateral Hardening-Fuse-60015304 | Lateral Hardening | 209395.17 | 0 | 0 | 0 | 0 | 0 | 0 | 0 | 0 | 0 | 0 |  | 0
Lateral Hardening-Fuse-60015315 | Lateral Hardening | 181814.99 | 0 | 0 | 0 | 0 | 0 | 0 | 0 | 0 | 0 | 0 |  | 0
Lateral Hardening-Fuse-60015346 | Lateral Hardening | 182894.29 | 0 | 0 | 0 | 0 | 2029 | 0 | 0 | 0 | 0 | 0 |  | 2029
Lateral Hardening-Fuse-60015362 | Lateral Hardening | 125146.8 | 0 | 0 | 0 | 0 | 0 | 0 | 0 | 0 | 0 | 0 |  | 0
Lateral Hardening-Fuse-60015373 | Lateral Hardening | 373318.04 | 0 | 0 | 0 | 0 | 0 | 0 | 0 | 0 | 0 | 0 |  | 0
Lateral Hardening-Fuse-60015398 | Lateral Hardening | 391724.53 | 0 | 0 | 0 | 0 | 0 | 0 | 0 | 0 | 0 | 0 |  | 0
Lateral Hardening-Fuse-60015412 | Lateral Hardening | 366969.82 | 0 | 0 | 0 | 0 | 0 | 0 | 0 | 0 | 0 | 0 |  | 0
Lateral Hardening-Fuse-60015427 | Lateral Hardening | 323781.3 | 0 | 0 | 0 | 0 | 2029 | 0 | 0 | 0 | 0 | 0 |  | 2029
Lateral Hardening-Fuse-60015483 | Lateral Hardening | 133149 | 0 | 0 | 0 | 0 | 0 | 0 | 0 | 0 | 0 | 0 |  | 0
Lateral Hardening-Fuse-60015509 | Lateral Hardening | 50711.45 | 0 | 0 | 0 | 0 | 0 | 0 | 0 | 0 | 0 | 0 |  | 0
Lateral Hardening-Fuse-60015514 | Lateral Hardening | 542482.31 | 0 | 0 | 0 | 0 | 0 | 0 | 0 | 0 | 0 | 0 |  | 0
Lateral Hardening-Fuse-60015632 | Lateral Hardening | 145350.82 | 0 | 0 | 0 | 0 | 2021 | 0 | 0 | 0 | 0 | 0 |  | 2021
Lateral Hardening-Fuse-60015642 | Lateral Hardening | 70040.91 | 0 | 0 | 0 | 0 | 0 | 0 | 0 | 0 | 0 | 0 |  | 0
Lateral Hardening-Fuse-60015650 | Lateral Hardening | 297983.44 | 0 | 0 | 0 | 0 | 0 | 0 | 0 | 0 | 0 | 0 |  | 0
Lateral Hardening-Fuse-60015679 | Lateral Hardening | 53109.85 | 0 | 0 | 0 | 0 | 0 | 0 | 0 | 0 | 0 | 0 |  | 0
Lateral Hardening-Fuse-60015715 | Lateral Hardening | 642890.29 | 0 | 0 | 0 | 0 | 0 | 0 | 0 | 0 | 0 | 0 |  | 0
Lateral Hardening-Fuse-60015748 | Lateral Hardening | 169475.51 | 0 | 0 | 0 | 0 | 0 | 0 | 0 | 0 | 0 | 0 |  | 0
Lateral Hardening-Fuse-60015764 | Lateral Hardening | 50000 | 0 | 0 | 0 | 0 | 0 | 0 | 0 | 0 | 0 | 0 |  | 0
Lateral Hardening-Fuse-60015968 | Lateral Hardening | 59085.13 | 0 | 0 | 0 | 0 | 0 | 0 | 0 | 0 | 0 | 0 |  | 0
Lateral Hardening-Fuse-60016217 | Lateral Hardening | 410683.5 | 0 | 0 | 0 | 0 | 2026 | 0 | 0 | 0 | 0 | 0 |  | 2025 | 2025
Lateral Hardening-Fuse-60016220 | Lateral Hardening | 83190.29 | 0 | 0 | 0 | 0 | 0 | 0 | 0 | 0 | 0 | 0 |  | 0
Lateral Hardening-Fuse-60016232 | Lateral Hardening | 96092.83 | 0 | 0 | 0 | 0 | 0 | 0 | 0 | 0 | 0 | 0 |  | 0
Lateral Hardening-Fuse-60016282 | Lateral Hardening | 50000 | 0 | 0 | 0 | 0 | 2026 | 0 | 0 | 0 | 0 | 0 |  | 2025 | 2025
Lateral Hardening-Fuse-60016353 | Lateral Hardening | 156582.56 | 0 | 0 | 0 | 0 | 0 | 0 | 0 | 0 | 0 | 0 |  | 2025 | 2025
Lateral Hardening-Fuse-60016378 | Lateral Hardening | 50000 | 0 | 0 | 0 | 0 | 0 | 0 | 0 | 0 | 0 | 0 |  | 0
Lateral Hardening-Fuse-60016409 | Lateral Hardening | 96140.05 | 0 | 0 | 0 | 0 | 0 | 0 | 0 | 0 | 0 | 0 |  | 0
Lateral Hardening-Fuse-60016425 | Lateral Hardening | 50000 | 0 | 0 | 0 | 0 | 0 | 0 | 0 | 0 | 0 | 0 |  | 0
Lateral Hardening-Fuse-60016497 | Lateral Hardening | 199629.89 | 0 | 0 | 0 | 0 | 2026 | 0 | 0 | 0 | 0 | 0 |  | 2025 | 2025
Lateral Hardening-Fuse-60016525 | Lateral Hardening | 79223.81 | 0 | 0 | 0 | 0 | 0 | 0 | 0 | 0 | 0 | 0 |  | 0
Lateral Hardening-Fuse-60016531 | Lateral Hardening | 134416.16 | 0 | 0 | 0 | 0 | 0 | 0 | 0 | 0 | 0 | 0 |  | 0
Lateral Hardening-Fuse-60016559 | Lateral Hardening | 50000 | 0 | 0 | 0 | 0 | 0 | 0 | 0 | 0 | 0 | 0 |  | 0
Lateral Hardening-Fuse-60016569 | Lateral Hardening | 132527.36 | 0 | 0 | 0 | 0 | 0 | 0 | 0 | 0 | 0 | 0 |  | 0
Lateral Hardening-Fuse-60016599 | Lateral Hardening | 50000 | 0 | 0 | 0 | 0 | 0 | 0 | 0 | 0 | 0 | 0 |  | 0
Lateral Hardening-Fuse-60016601 | Lateral Hardening | 50000 | 0 | 0 | 0 | 0 | 0 | 0 | 0 | 0 | 0 | 0 |  | 0
Lateral Hardening-Fuse-60016617 | Lateral Hardening | 194723.96 | 0 | 0 | 0 | 0 | 0 | 0 | 0 | 0 | 0 | 0 |  | 0
Lateral Hardening-Fuse-60016639 | Lateral Hardening | 292212.65 | 0 | 0 | 0 | 0 | 0 | 0 | 0 | 0 | 0 | 0 |  | 0
Lateral Hardening-Fuse-60017286 | Lateral Hardening | 573679.93 | 0 | 0 | 0 | 0 | 0 | 0 | 0 | 0 | 0 | 0 |  | 0
Lateral Hardening-Fuse-60017412 | Lateral Hardening | 251516.84 | 0 | 0 | 0 | 0 | 0 | 0 | 0 | 0 | 0 | 0 |  | 0
Lateral Hardening-Fuse-60017415 | Lateral Hardening | 89502.21 | 0 | 0 | 0 | 0 | 0 | 0 | 0 | 0 | 0 | 0 |  | 0
Lateral Hardening-Fuse-60017417 | Lateral Hardening | 284929.34 | 0 | 0 | 0 | 0 | 0 | 0 | 0 | 0 | 0 | 0 |  | 0
Lateral Hardening-Fuse-60017419 | Lateral Hardening | 356400 | 0 | 0 | 0 | 0 | 0 | 0 | 0 | 0 | 0 | 0 |  | 0
Lateral Hardening-Fuse-60017421 | Lateral Hardening | 92430.41 | 0 | 0 | 0 | 0 | 0 | 0 | 0 | 0 | 0 | 0 |  | 0
Lateral Hardening-Fuse-60017423 | Lateral Hardening | 158249.1 | 0 | 0 | 0 | 0 | 0 | 0 | 0 | 0 | 0 | 0 |  | 0
Lateral Hardening-Fuse-60017425 | Lateral Hardening | 168442.47 | 0 | 0 | 0 | 0 | 0 | 0 | 0 | 0 | 0 | 0 |  | 0
Lateral Hardening-Fuse-60017429 | Lateral Hardening | 413945.16 | 0 | 0 | 0 | 0 | 2028 | 0 | 0 | 0 | 0 | 0 |  | 2026 | 2026
Lateral Hardening-Fuse-60017431 | Lateral Hardening | 50000 | 0 | 0 | 0 | 0 | 0 | 0 | 0 | 0 | 0 | 0 |  | 0
Lateral Hardening-Fuse-60017510 | Lateral Hardening | 50000 | 0 | 0 | 0 | 0 | 0 | 0 | 0 | 0 | 0 | 0 |  | 0
Lateral Hardening-Fuse-60017516 | Lateral Hardening | 294075.02 | 0 | 0 | 0 | 0 | 0 | 0 | 0 | 0 | 0 | 0 |  | 0
Lateral Hardening-Fuse-60017616 | Lateral Hardening | 175692.62 | 0 | 0 | 0 | 0 | 0 | 0 | 0 | 0 | 0 | 0 |  | 0
Lateral Hardening-Fuse-60017617 | Lateral Hardening | 152553.34 | 0 | 0 | 0 | 0 | 0 | 0 | 0 | 0 | 0 | 0 |  | 0
Lateral Hardening-Fuse-60017628 | Lateral Hardening | 140114.04 | 0 | 0 | 0 | 0 | 0 | 0 | 0 | 0 | 0 | 0 |  | 0
Lateral Hardening-Fuse-60018018 | Lateral Hardening | 181475.19 | 0 | 0 | 0 | 0 | 2027 | 0 | 0 | 0 | 0 | 0 |  | 2027
Lateral Hardening-Fuse-60018020 | Lateral Hardening | 204110.74 | 0 | 0 | 0 | 0 | 0 | 0 | 0 | 0 | 0 | 0 |  | 0
Lateral Hardening-Fuse-60018112 | Lateral Hardening | 109514.79 | 0 | 0 | 0 | 0 | 0 | 0 | 0 | 0 | 0 | 0 |  | 0
Lateral Hardening-Fuse-60018141 | Lateral Hardening | 122803.56 | 0 | 0 | 0 | 0 | 0 | 0 | 0 | 0 | 0 | 0 |  | 0
Lateral Hardening-Fuse-60018158 | Lateral Hardening | 222534.6 | 0 | 0 | 0 | 0 | 0 | 0 | 0 | 0 | 0 | 0 |  | 0
Lateral Hardening-Fuse-60018172 | Lateral Hardening | 50000 | 0 | 0 | 0 | 0 | 0 | 0 | 0 | 0 | 0 | 0 |  | 0
Lateral Hardening-Fuse-60018197 | Lateral Hardening | 228263.17 | 0 | 0 | 0 | 0 | 2026 | 0 | 0 | 0 | 0 | 0 |  | 2025 | 2025
Lateral Hardening-Fuse-60018219 | Lateral Hardening | 62354.79 | 0 | 0 | 0 | 0 | 0 | 0 | 0 | 0 | 0 | 0 |  | 0
Lateral Hardening-Fuse-60018263 | Lateral Hardening | 98411.56 | 0 | 0 | 0 | 0 | 0 | 0 | 0 | 0 | 0 | 0 |  | 0
Lateral Hardening-Fuse-60018305 | Lateral Hardening | 184435.84 | 0 | 0 | 0 | 0 | 2026 | 0 | 0 | 0 | 0 | 0 |  | 2025 | 2025
Lateral Hardening-Fuse-60018312 | Lateral Hardening | 155078.47 | 0 | 0 | 0 | 0 | 2026 | 0 | 0 | 0 | 0 | 0 |  | 2025 | 2025
Lateral Hardening-Fuse-60019275 | Lateral Hardening | 232134.99 | 0 | 0 | 0 | 0 | 0 | 0 | 0 | 0 | 0 | 0 |  | 0
Lateral Hardening-Fuse-60019620 | Lateral Hardening | 50000 | 0 | 0 | 0 | 0 | 0 | 0 | 0 | 0 | 0 | 0 |  | 0
Lateral Hardening-Fuse-60019636 | Lateral Hardening | 70576.81 | 0 | 0 | 0 | 0 | 0 | 0 | 0 | 0 | 0 | 0 |  | 0
Lateral Hardening-Fuse-60020272 | Lateral Hardening | 293964.74 | 0 | 0 | 0 | 0 | 0 | 0 | 0 | 0 | 0 | 0 |  | 0
Lateral Hardening-Fuse-60020326 | Lateral Hardening | 540060.59 | 0 | 0 | 0 | 0 | 0 | 0 | 0 | 0 | 0 | 0 |  | 0
Lateral Hardening-Fuse-60020380 | Lateral Hardening | 65454.83 | 0 | 0 | 0 | 0 | 0 | 0 | 0 | 0 | 0 | 0 |  | 0
Lateral Hardening-Fuse-60020382 | Lateral Hardening | 390691.43 | 0 | 0 | 0 | 0 | 2028 | 0 | 0 | 0 | 0 | 0 |  | 2029 | 2029
Lateral Hardening-Fuse-60020417 | Lateral Hardening | 56451.55 | 0 | 0 | 0 | 0 | 0 | 0 | 0 | 0 | 0 | 0 |  | 0
Lateral Hardening-Fuse-60020429 | Lateral Hardening | 52532.29 | 0 | 0 | 0 | 0 | 0 | 0 | 0 | 0 | 0 | 0 |  | 0
Lateral Hardening-Fuse-60020431 | Lateral Hardening | 65150.77 | 0 | 0 | 0 | 0 | 0 | 0 | 0 | 0 | 0 | 0 |  | 0
Lateral Hardening-Fuse-60020513 | Lateral Hardening | 50000 | 0 | 0 | 0 | 0 | 0 | 0 | 0 | 0 | 0 | 0 |  | 0
Lateral Hardening-Fuse-60020524 | Lateral Hardening | 494495.83 | 0 | 0 | 0 | 0 | 2028 | 0 | 0 | 0 | 0 | 0 |  | 0 | 0
Lateral Hardening-Fuse-60020543 | Lateral Hardening | 50000 | 0 | 0 | 0 | 0 | 0 | 0 | 0 | 0 | 0 | 0 |  | 0
Lateral Hardening-Fuse-60020581 | Lateral Hardening | 217647.88 | 0 | 0 | 0 | 0 | 0 | 0 | 0 | 0 | 0 | 0 |  | 0
Lateral Hardening-Fuse-60020594 | Lateral Hardening | 54074.81 | 0 | 0 | 0 | 0 | 0 | 0 | 0 | 0 | 0 | 0 |  | 0
Lateral Hardening-Fuse-60020598 | Lateral Hardening | 50000 | 0 | 0 | 0 | 0 | 0 | 0 | 0 | 0 | 0 | 0 |  | 0
Lateral Hardening-Fuse-60020600 | Lateral Hardening | 51419.75 | 0 | 0 | 0 | 0 | 0 | 0 | 0 | 0 | 0 | 0 |  | 0
Lateral Hardening-Fuse-60020618 | Lateral Hardening | 177325.57 | 0 | 0 | 0 | 0 | 2028 | 0 | 0 | 0 | 0 | 0 |  | 2029 | 2029
Lateral Hardening-Fuse-60020642 | Lateral Hardening | 51451.23 | 0 | 0 | 0 | 0 | 0 | 0 | 0 | 0 | 0 | 0 |  | 0
Lateral Hardening-Fuse-60020646 | Lateral Hardening | 50000 | 0 | 0 | 0 | 0 | 0 | 0 | 0 | 0 | 0 | 0 |  | 0
Lateral Hardening-Fuse-60020652 | Lateral Hardening | 50000 | 0 | 0 | 0 | 0 | 0 | 0 | 0 | 0 | 0 | 0 |  | 0
Lateral Hardening-Fuse-60020682 | Lateral Hardening | 50000 | 0 | 0 | 0 | 0 | 0 | 0 | 0 | 0 | 0 | 0 |  | 0
Lateral Hardening-Fuse-60020710 | Lateral Hardening | 61737.17 | 0 | 0 | 0 | 0 | 0 | 0 | 0 | 0 | 0 | 0 |  | 0
Lateral Hardening-Fuse-60021267 | Lateral Hardening | 577520.49 | 0 | 0 | 0 | 0 | 0 | 0 | 0 | 0 | 0 | 0 |  | 0
Lateral Hardening-Fuse-60021314 | Lateral Hardening | 57920.37 | 0 | 0 | 0 | 0 | 0 | 0 | 0 | 0 | 0 | 0 |  | 0
Lateral Hardening-Fuse-60021316 | Lateral Hardening | 57112.63 | 0 | 0 | 0 | 0 | 0 | 0 | 0 | 0 | 0 | 0 |  | 0
Lateral Hardening-Fuse-60021320 | Lateral Hardening | 143548.14 | 0 | 0 | 0 | 0 | 0 | 0 | 0 | 0 | 0 | 0 |  | 0
Lateral Hardening-Fuse-60021371 | Lateral Hardening | 62133.69 | 0 | 0 | 0 | 0 | 0 | 0 | 0 | 0 | 0 | 0 |  | 0
Lateral Hardening-Fuse-60021419 | Lateral Hardening | 219083.03 | 0 | 0 | 0 | 0 | 0 | 0 | 0 | 0 | 0 | 0 |  | 0
Lateral Hardening-Fuse-60021534 | Lateral Hardening | 60707.09 | 0 | 0 | 0 | 0 | 2023 | 0 | 0 | 0 | 0 | 0 |  | 2023
Lateral Hardening-Fuse-60021600 | Lateral Hardening | 50000 | 0 | 0 | 0 | 0 | 0 | 0 | 0 | 0 | 0 | 0 |  | 0
Lateral Hardening-Fuse-60021611 | Lateral Hardening | 50000 | 0 | 0 | 0 | 0 | 0 | 0 | 0 | 0 | 0 | 0 |  | 0
Lateral Hardening-Fuse-60021650 | Lateral Hardening | 298325.56 | 0 | 0 | 0 | 0 | 0 | 0 | 0 | 0 | 0 | 0 |  | 0
Lateral Hardening-Fuse-60021666 | Lateral Hardening | 261533.96 | 0 | 0 | 0 | 0 | 0 | 0 | 0 | 0 | 0 | 0 |  | 0
Lateral Hardening-Fuse-60021682 | Lateral Hardening | 359190 | 0 | 0 | 0 | 0 | 0 | 0 | 0 | 0 | 0 | 0 |  | 0
Lateral Hardening-Fuse-60021684 | Lateral Hardening | 125553.8 | 0 | 0 | 0 | 0 | 0 | 0 | 0 | 0 | 0 | 0 |  | 0
Lateral Hardening-Fuse-60021763 | Lateral Hardening | 58781.07 | 0 | 0 | 0 | 0 | 0 | 0 | 0 | 0 | 0 | 0 |  | 0
Lateral Hardening-Fuse-60021793 | Lateral Hardening | 63535.29 | 0 | 0 | 0 | 0 | 0 | 0 | 0 | 0 | 0 | 0 |  | 0
Lateral Hardening-Fuse-60021798 | Lateral Hardening | 416716.87 | 0 | 0 | 0 | 0 | 0 | 0 | 0 | 0 | 0 | 0 |  | 0
Lateral Hardening-Fuse-60021877 | Lateral Hardening | 765945.02 | 0 | 0 | 0 | 0 | 2027 | 0 | 0 | 0 | 0 | 0 |  | 2027
Lateral Hardening-Fuse-60021886 | Lateral Hardening | 251466.08 | 0 | 0 | 0 | 0 | 0 | 0 | 0 | 0 | 0 | 0 |  | 0
Lateral Hardening-Fuse-60021888 | Lateral Hardening | 205286.24 | 0 | 0 | 0 | 0 | 0 | 0 | 0 | 0 | 0 | 0 |  | 0
Lateral Hardening-Fuse-60021890 | Lateral Hardening | 176853.37 | 0 | 0 | 0 | 0 | 2027 | 0 | 0 | 0 | 0 | 0 |  | 2027
Lateral Hardening-Fuse-60021892 | Lateral Hardening | 793683.61 | 0 | 0 | 0 | 0 | 0 | 0 | 0 | 0 | 0 | 0 |  | 0
Lateral Hardening-Fuse-60021903 | Lateral Hardening | 165765.93 | 0 | 0 | 0 | 0 | 0 | 0 | 0 | 0 | 0 | 0 |  | 0
Lateral Hardening-Fuse-60021945 | Lateral Hardening | 158997.46 | 0 | 0 | 0 | 0 | 0 | 0 | 0 | 0 | 0 | 0 |  | 0
Lateral Hardening-Fuse-60021987 | Lateral Hardening | 193795.35 | 0 | 0 | 0 | 0 | 0 | 0 | 0 | 0 | 0 | 0 |  | 0
Lateral Hardening-Fuse-60022435 | Lateral Hardening | 237289.88 | 0 | 0 | 0 | 0 | 0 | 0 | 0 | 0 | 0 | 0 |  | 0
Lateral Hardening-Fuse-60022446 | Lateral Hardening | 354936.58 | 0 | 0 | 0 | 0 | 0 | 0 | 0 | 0 | 0 | 0 |  | 0
Lateral Hardening-Fuse-60022465 | Lateral Hardening | 139532.71 | 0 | 0 | 0 | 0 | 0 | 0 | 0 | 0 | 0 | 0 |  | 0
Lateral Hardening-Fuse-60022541 | Lateral Hardening | 340879.28 | 0 | 0 | 0 | 0 | 0 | 0 | 0 | 0 | 0 | 0 |  | 0
Lateral Hardening-Fuse-60022601 | Lateral Hardening | 50000 | 0 | 0 | 0 | 0 | 0 | 0 | 0 | 0 | 0 | 0 |  | 0
Lateral Hardening-Fuse-60022626 | Lateral Hardening | 76995.48 | 0 | 0 | 0 | 0 | 0 | 0 | 0 | 0 | 0 | 0 |  | 0
Lateral Hardening-Fuse-60022680 | Lateral Hardening | 91809.4 | 0 | 0 | 0 | 0 | 0 | 0 | 0 | 0 | 0 | 0 |  | 0
Lateral Hardening-Fuse-60022693 | Lateral Hardening | 108633.66 | 0 | 0 | 0 | 0 | 0 | 0 | 0 | 0 | 0 | 0 |  | 0
Lateral Hardening-Fuse-60022877 | Lateral Hardening | 50000 | 0 | 0 | 0 | 0 | 2023 | 0 | 0 | 0 | 0 | 0 |  | 2026 | 2026
Lateral Hardening-Fuse-60022883 | Lateral Hardening | 260179.76 | 0 | 0 | 0 | 0 | 0 | 0 | 0 | 0 | 0 | 0 |  | 0
Lateral Hardening-Fuse-60022966 | Lateral Hardening | 302983.81 | 0 | 0 | 0 | 0 | 0 | 0 | 0 | 0 | 0 | 0 |  | 0
Lateral Hardening-Fuse-60023012 | Lateral Hardening | 125553.8 | 0 | 0 | 0 | 0 | 0 | 0 | 0 | 0 | 0 | 0 |  | 0
Lateral Hardening-Fuse-60023301 | Lateral Hardening | 324438.12 | 0 | 0 | 0 | 0 | 0 | 0 | 0 | 0 | 0 | 0 |  | 0
Lateral Hardening-Fuse-60023505 | Lateral Hardening | 121119.38 | 0 | 0 | 0 | 0 | 2027 | 0 | 0 | 0 | 0 | 0 |  | 2027
Lateral Hardening-Fuse-60023512 | Lateral Hardening | 75911.19 | 0 | 0 | 0 | 0 | 0 | 0 | 0 | 0 | 0 | 0 |  | 0
Lateral Hardening-Fuse-60023519 | Lateral Hardening | 104397.76 | 0 | 0 | 0 | 0 | 0 | 0 | 0 | 0 | 0 | 0 |  | 0
Lateral Hardening-Fuse-60023529 | Lateral Hardening | 67175.49 | 0 | 0 | 0 | 0 | 0 | 0 | 0 | 0 | 0 | 0 |  | 0
Lateral Hardening-Fuse-60023630 | Lateral Hardening | 1955915.22 | 0 | 0 | 0 | 0 | 0 | 0 | 0 | 0 | 0 | 0 |  | 0
Lateral Hardening-Fuse-60023643 | Lateral Hardening | 50994.77 | 0 | 0 | 0 | 0 | 0 | 0 | 0 | 0 | 0 | 0 |  | 0
Lateral Hardening-Fuse-60023662 | Lateral Hardening | 50000 | 0 | 0 | 0 | 0 | 0 | 0 | 0 | 0 | 0 | 0 |  | 0
Lateral Hardening-Fuse-60023677 | Lateral Hardening | 99754.46 | 0 | 0 | 0 | 0 | 0 | 0 | 0 | 0 | 0 | 0 |  | 0
Lateral Hardening-Fuse-60023682 | Lateral Hardening | 103390.4 | 0 | 0 | 0 | 0 | 0 | 0 | 0 | 0 | 0 | 0 |  | 0
Lateral Hardening-Fuse-60023826 | Lateral Hardening | 50000 | 0 | 0 | 0 | 0 | 0 | 0 | 0 | 0 | 0 | 0 |  | 0
Lateral Hardening-Fuse-60023887 | Lateral Hardening | 186543.83 | 0 | 0 | 0 | 0 | 2028 | 0 | 0 | 0 | 0 | 0 |  | 2029 | 2029
Lateral Hardening-Fuse-60023993 | Lateral Hardening | 52217.49 | 0 | 0 | 0 | 0 | 0 | 0 | 0 | 0 | 0 | 0 |  | 0
Lateral Hardening-Fuse-60023999 | Lateral Hardening | 60701.35 | 0 | 0 | 0 | 0 | 0 | 0 | 0 | 0 | 0 | 0 |  | 0
Lateral Hardening-Fuse-60024005 | Lateral Hardening | 54846.07 | 0 | 0 | 0 | 0 | 2028 | 0 | 0 | 0 | 0 | 0 |  | 2029 | 2029
Lateral Hardening-Fuse-60024010 | Lateral Hardening | 53209.11 | 0 | 0 | 0 | 0 | 0 | 0 | 0 | 0 | 0 | 0 |  | 0
Lateral Hardening-Fuse-60024022 | Lateral Hardening | 145402.63 | 0 | 0 | 0 | 0 | 2028 | 0 | 0 | 0 | 0 | 0 |  | 2029 | 2029
Lateral Hardening-Fuse-60024043 | Lateral Hardening | 55942.13 | 0 | 0 | 0 | 0 | 0 | 0 | 0 | 0 | 0 | 0 |  | 0
Lateral Hardening-Fuse-60024439 | Lateral Hardening | 432383.44 | 0 | 0 | 0 | 0 | 2027 | 0 | 0 | 0 | 0 | 0 |  | 2027
Lateral Hardening-Fuse-60024588 | Lateral Hardening | 130674.3 | 0 | 0 | 0 | 0 | 0 | 0 | 0 | 0 | 0 | 0 |  | 0
Lateral Hardening-Fuse-60024590 | Lateral Hardening | 428236.28 | 0 | 0 | 0 | 0 | 0 | 0 | 0 | 0 | 0 | 0 |  | 0
Lateral Hardening-Fuse-60024604 | Lateral Hardening | 61202.01 | 0 | 0 | 0 | 0 | 0 | 0 | 0 | 0 | 0 | 0 |  | 0
Lateral Hardening-Fuse-60024624 | Lateral Hardening | 625524.43 | 0 | 0 | 0 | 0 | 0 | 0 | 0 | 0 | 0 | 0 |  | 0
Lateral Hardening-Fuse-60024727 | Lateral Hardening | 99406.93 | 0 | 0 | 0 | 0 | 0 | 0 | 0 | 0 | 0 | 0 |  | 0
Lateral Hardening-Fuse-60024752 | Lateral Hardening | 63429.37 | 0 | 0 | 0 | 0 | 0 | 0 | 0 | 0 | 0 | 0 |  | 0
Lateral Hardening-Fuse-60024757 | Lateral Hardening | 206672.27 | 0 | 0 | 0 | 0 | 0 | 0 | 0 | 0 | 0 | 0 |  | 0
Lateral Hardening-Fuse-60024768 | Lateral Hardening | 50000 | 0 | 0 | 0 | 0 | 0 | 0 | 0 | 0 | 0 | 0 |  | 0
Lateral Hardening-Fuse-60024810 | Lateral Hardening | 54725.15 | 0 | 0 | 0 | 0 | 0 | 0 | 0 | 0 | 0 | 0 |  | 0
Lateral Hardening-Fuse-60024819 | Lateral Hardening | 93904.18 | 0 | 0 | 0 | 0 | 0 | 0 | 0 | 0 | 0 | 0 |  | 0
Lateral Hardening-Fuse-60024824 | Lateral Hardening | 65160.77 | 0 | 0 | 0 | 0 | 0 | 0 | 0 | 0 | 0 | 0 |  | 0
Lateral Hardening-Fuse-60024852 | Lateral Hardening | 110567.84 | 0 | 0 | 0 | 0 | 0 | 0 | 0 | 0 | 0 | 0 |  | 0
Lateral Hardening-Fuse-60024865 | Lateral Hardening | 110142.86 | 0 | 0 | 0 | 0 | 0 | 0 | 0 | 0 | 0 | 0 |  | 0
Lateral Hardening-Fuse-60024887 | Lateral Hardening | 99880.38 | 0 | 0 | 0 | 0 | 0 | 0 | 0 | 0 | 0 | 0 |  | 0
Lateral Hardening-Fuse-60024888 | Lateral Hardening | 50000 | 0 | 0 | 0 | 0 | 0 | 0 | 0 | 0 | 0 | 0 |  | 0
Lateral Hardening-Fuse-60024898 | Lateral Hardening | 50000 | 0 | 0 | 0 | 0 | 0 | 0 | 0 | 0 | 0 | 0 |  | 0
Lateral Hardening-Fuse-60024910 | Lateral Hardening | 735030 | 0 | 0 | 0 | 0 | 0 | 0 | 0 | 0 | 0 | 0 |  | 0
Lateral Hardening-Fuse-60024926 | Lateral Hardening | 65853.33 | 0 | 0 | 0 | 0 | 0 | 0 | 0 | 0 | 0 | 0 |  | 0
Lateral Hardening-Fuse-60025136 | Lateral Hardening | 172717.27 | 0 | 0 | 0 | 0 | 0 | 0 | 0 | 0 | 0 | 0 |  | 0
Lateral Hardening-Fuse-60025214 | Lateral Hardening | 72075.63 | 0 | 0 | 0 | 0 | 0 | 0 | 0 | 0 | 0 | 0 |  | 0
Lateral Hardening-Fuse-60025215 | Lateral Hardening | 161468.83 | 0 | 0 | 0 | 0 | 2027 | 0 | 0 | 0 | 0 | 0 |  | 2027
Lateral Hardening-Fuse-60025313 | Lateral Hardening | 325184.99 | 0 | 0 | 0 | 0 | 2027 | 0 | 0 | 0 | 0 | 0 |  | 2027
Lateral Hardening-Fuse-60025454 | Lateral Hardening | 55417.71 | 0 | 0 | 0 | 0 | 0 | 0 | 0 | 0 | 0 | 0 |  | 0
Lateral Hardening-Fuse-60025455 | Lateral Hardening | 91102.46 | 0 | 0 | 0 | 0 | 0 | 0 | 0 | 0 | 0 | 0 |  | 0
Lateral Hardening-Fuse-60025463 | Lateral Hardening | 50000 | 0 | 0 | 0 | 0 | 0 | 0 | 0 | 0 | 0 | 0 |  | 0
Lateral Hardening-Fuse-60025467 | Lateral Hardening | 110871.9 | 0 | 0 | 0 | 0 | 0 | 0 | 0 | 0 | 0 | 0 |  | 0
Lateral Hardening-Fuse-60025500 | Lateral Hardening | 107887.04 | 0 | 0 | 0 | 0 | 0 | 0 | 0 | 0 | 0 | 0 |  | 0
Lateral Hardening-Fuse-60025501 | Lateral Hardening | 50000 | 0 | 0 | 0 | 0 | 0 | 0 | 0 | 0 | 0 | 0 |  | 0
Lateral Hardening-Fuse-60025506 | Lateral Hardening | 635204.77 | 0 | 0 | 0 | 0 | 0 | 0 | 0 | 0 | 0 | 0 |  | 0
Lateral Hardening-Fuse-60025512 | Lateral Hardening | 156935.05 | 0 | 0 | 0 | 0 | 0 | 0 | 0 | 0 | 0 | 0 |  | 0
Lateral Hardening-Fuse-60025518 | Lateral Hardening | 54106.29 | 0 | 0 | 0 | 0 | 0 | 0 | 0 | 0 | 0 | 0 |  | 0
Lateral Hardening-Fuse-60025521 | Lateral Hardening | 135809.8 | 0 | 0 | 0 | 0 | 0 | 0 | 0 | 0 | 0 | 0 |  | 0
Lateral Hardening-Fuse-60025528 | Lateral Hardening | 65512.05 | 0 | 0 | 0 | 0 | 0 | 0 | 0 | 0 | 0 | 0 |  | 0
Lateral Hardening-Fuse-60025580 | Lateral Hardening | 263991.24 | 0 | 0 | 0 | 0 | 0 | 0 | 0 | 0 | 0 | 0 |  | 0
Lateral Hardening-Fuse-60025586 | Lateral Hardening | 77408.35 | 0 | 0 | 0 | 0 | 0 | 0 | 0 | 0 | 0 | 0 |  | 0
Lateral Hardening-Fuse-60025914 | Lateral Hardening | 61661.49 | 0 | 0 | 0 | 0 | 0 | 0 | 0 | 0 | 0 | 0 |  | 0
Lateral Hardening-Fuse-60025919 | Lateral Hardening | 63314.19 | 0 | 0 | 0 | 0 | 0 | 0 | 0 | 0 | 0 | 0 |  | 0
Lateral Hardening-Fuse-60026580 | Lateral Hardening | 55653.81 | 0 | 0 | 0 | 0 | 0 | 0 | 0 | 0 | 0 | 0 |  | 0
Lateral Hardening-Fuse-60026588 | Lateral Hardening | 52359.15 | 0 | 0 | 0 | 0 | 0 | 0 | 0 | 0 | 0 | 0 |  | 0
Lateral Hardening-Fuse-60026652 | Lateral Hardening | 58812.55 | 0 | 0 | 0 | 0 | 0 | 0 | 0 | 0 | 0 | 0 |  | 0
Lateral Hardening-Fuse-60026684 | Lateral Hardening | 103673.72 | 0 | 0 | 0 | 0 | 0 | 0 | 0 | 0 | 0 | 0 |  | 0
Lateral Hardening-Fuse-60026686 | Lateral Hardening | 81431.85 | 0 | 0 | 0 | 0 | 2028 | 0 | 0 | 0 | 0 | 0 |  | 0 | 0
Lateral Hardening-Fuse-60026919 | Lateral Hardening | 62170.17 | 0 | 0 | 0 | 0 | 0 | 0 | 0 | 0 | 0 | 0 |  | 0
Lateral Hardening-Fuse-60027274 | Lateral Hardening | 1485610.84 | 0 | 0 | 0 | 0 | 0 | 0 | 0 | 0 | 0 | 0 |  | 0
Lateral Hardening-Fuse-60027317 | Lateral Hardening | 670943.21 | 0 | 0 | 0 | 0 | 0 | 0 | 0 | 0 | 0 | 0 |  | 0
Lateral Hardening-Fuse-60027364 | Lateral Hardening | 113187.21 | 0 | 0 | 0 | 0 | 0 | 0 | 0 | 0 | 0 | 0 |  | 0
Lateral Hardening-Fuse-60027375 | Lateral Hardening | 572668.36 | 0 | 0 | 0 | 0 | 0 | 0 | 0 | 0 | 0 | 0 |  | 0
Lateral Hardening-Fuse-60027459 | Lateral Hardening | 50000 | 0 | 0 | 0 | 0 | 0 | 0 | 0 | 0 | 0 | 0 |  | 0
Lateral Hardening-Fuse-60027475 | Lateral Hardening | 135292.6 | 0 | 0 | 0 | 0 | 0 | 0 | 0 | 0 | 0 | 0 |  | 0
Lateral Hardening-Fuse-60027530 | Lateral Hardening | 99193.56 | 0 | 0 | 0 | 0 | 0 | 0 | 0 | 0 | 0 | 0 |  | 0
Lateral Hardening-Fuse-60027553 | Lateral Hardening | 81506.11 | 0 | 0 | 0 | 0 | 0 | 0 | 0 | 0 | 0 | 0 |  | 0
Lateral Hardening-Fuse-60027570 | Lateral Hardening | 90116.63 | 0 | 0 | 0 | 0 | 0 | 0 | 0 | 0 | 0 | 0 |  | 0
Lateral Hardening-Fuse-60027573 | Lateral Hardening | 126498.2 | 0 | 0 | 0 | 0 | 2023 | 0 | 0 | 0 | 0 | 0 |  | 2023
Lateral Hardening-Fuse-60027575 | Lateral Hardening | 74963.27 | 0 | 0 | 0 | 0 | 0 | 0 | 0 | 0 | 0 | 0 |  | 0
Lateral Hardening-Fuse-60027583 | Lateral Hardening | 78615.23 | 0 | 0 | 0 | 0 | 0 | 0 | 0 | 0 | 0 | 0 |  | 0
Lateral Hardening-Fuse-60027593 | Lateral Hardening | 74239.23 | 0 | 0 | 0 | 0 | 0 | 0 | 0 | 0 | 0 | 0 |  | 0
Lateral Hardening-Fuse-60027609 | Lateral Hardening | 79941.05 | 0 | 0 | 0 | 0 | 0 | 0 | 0 | 0 | 0 | 0 |  | 0
Lateral Hardening-Fuse-60027615 | Lateral Hardening | 60146.37 | 0 | 0 | 0 | 0 | 0 | 0 | 0 | 0 | 0 | 0 |  | 0
Lateral Hardening-Fuse-60027647 | Lateral Hardening | 74475.33 | 0 | 0 | 0 | 0 | 0 | 0 | 0 | 0 | 0 | 0 |  | 0
Lateral Hardening-Fuse-60027837 | Lateral Hardening | 220387.4 | 0 | 0 | 0 | 0 | 0 | 0 | 0 | 0 | 0 | 0 |  | 0
Lateral Hardening-Fuse-60028431 | Lateral Hardening | 50000 | 0 | 0 | 0 | 0 | 0 | 0 | 0 | 0 | 0 | 0 |  | 0
Lateral Hardening-Fuse-60028438 | Lateral Hardening | 287010.61 | 0 | 0 | 0 | 0 | 0 | 0 | 0 | 0 | 0 | 0 |  | 0
Lateral Hardening-Fuse-60028474 | Lateral Hardening | 581555.71 | 0 | 0 | 0 | 0 | 0 | 0 | 0 | 0 | 0 | 0 |  | 0
Lateral Hardening-Fuse-60028557 | Lateral Hardening | 90395.8 | 0 | 0 | 0 | 0 | 0 | 0 | 0 | 0 | 0 | 0 |  | 0
Lateral Hardening-Fuse-60028585 | Lateral Hardening | 430549.21 | 0 | 0 | 0 | 0 | 2029 | 0 | 0 | 0 | 0 | 0 |  | 2027 | 2027
Lateral Hardening-Fuse-60028593 | Lateral Hardening | 61803.89 | 0 | 0 | 0 | 0 | 0 | 0 | 0 | 0 | 0 | 0 |  | 0
Lateral Hardening-Fuse-60028603 | Lateral Hardening | 50000 | 0 | 0 | 0 | 0 | 0 | 0 | 0 | 0 | 0 | 0 |  | 0
Lateral Hardening-Fuse-60028650 | Lateral Hardening | 99319.53 | 0 | 0 | 0 | 0 | 2029 | 0 | 0 | 0 | 0 | 0 |  | 2027 | 2027
Lateral Hardening-Fuse-60028695 | Lateral Hardening | 50000 | 0 | 0 | 0 | 0 | 0 | 0 | 0 | 0 | 0 | 0 |  | 0
Lateral Hardening-Fuse-60028713 | Lateral Hardening | 729831.29 | 0 | 0 | 0 | 0 | 2029 | 0 | 0 | 0 | 0 | 0 |  | 0 | 0
Lateral Hardening-Fuse-60028796 | Lateral Hardening | 178799.34 | 0 | 0 | 0 | 0 | 0 | 0 | 0 | 0 | 0 | 0 |  | 0
Lateral Hardening-Fuse-60028881 | Lateral Hardening | 259495.75 | 0 | 0 | 0 | 0 | 0 | 0 | 0 | 0 | 0 | 0 |  | 0
Lateral Hardening-Fuse-60028885 | Lateral Hardening | 92225 | 0 | 0 | 0 | 0 | 0 | 0 | 0 | 0 | 0 | 0 |  | 0
Lateral Hardening-Fuse-60028891 | Lateral Hardening | 50000 | 0 | 0 | 0 | 0 | 0 | 0 | 0 | 0 | 0 | 0 |  | 0
Lateral Hardening-Fuse-60028969 | Lateral Hardening | 130187.1 | 0 | 0 | 0 | 0 | 0 | 0 | 0 | 0 | 0 | 0 |  | 0
Lateral Hardening-Fuse-60028980 | Lateral Hardening | 95022.69 | 0 | 0 | 0 | 0 | 0 | 0 | 0 | 0 | 0 | 0 |  | 0
Lateral Hardening-Fuse-60028982 | Lateral Hardening | 387864.76 | 0 | 0 | 0 | 0 | 0 | 0 | 0 | 0 | 0 | 0 |  | 0
Lateral Hardening-Fuse-60029011 | Lateral Hardening | 182184.23 | 0 | 0 | 0 | 0 | 0 | 0 | 0 | 0 | 0 | 0 |  | 0
Lateral Hardening-Fuse-60029058 | Lateral Hardening | 479231.72 | 0 | 0 | 0 | 0 | 2027 | 0 | 0 | 0 | 0 | 0 |  | 2028 | 2028
Lateral Hardening-Fuse-60029080 | Lateral Hardening | 55329.01 | 0 | 0 | 0 | 0 | 0 | 0 | 0 | 0 | 0 | 0 |  | 0
Lateral Hardening-Fuse-60029109 | Lateral Hardening | 79228.81 | 0 | 0 | 0 | 0 | 2027 | 0 | 0 | 0 | 0 | 0 |  | 0 | 0
Lateral Hardening-Fuse-60029111 | Lateral Hardening | 453378.34 | 0 | 0 | 0 | 0 | 0 | 0 | 0 | 0 | 0 | 0 |  | 0
Lateral Hardening-Fuse-60029135 | Lateral Hardening | 146390.04 | 0 | 0 | 0 | 0 | 0 | 0 | 0 | 0 | 0 | 0 |  | 0
Lateral Hardening-Fuse-60029159 | Lateral Hardening | 305802.01 | 0 | 0 | 0 | 0 | 0 | 0 | 0 | 0 | 0 | 0 |  | 0
Lateral Hardening-Fuse-60029194 | Lateral Hardening | 65497.79 | 0 | 0 | 0 | 0 | 0 | 0 | 0 | 0 | 0 | 0 |  | 0
Lateral Hardening-Fuse-60029211 | Lateral Hardening | 77084.4 | 0 | 0 | 0 | 0 | 0 | 0 | 0 | 0 | 0 | 0 |  | 0
Lateral Hardening-Fuse-60029440 | Lateral Hardening | 128816.98 | 0 | 0 | 0 | 0 | 0 | 0 | 0 | 0 | 0 | 0 |  | 0
Lateral Hardening-Fuse-60029467 | Lateral Hardening | 54756.63 | 0 | 0 | 0 | 0 | 0 | 0 | 0 | 0 | 0 | 0 |  | 0
Lateral Hardening-Fuse-60029573 | Lateral Hardening | 132774.2 | 0 | 0 | 0 | 0 | 0 | 0 | 0 | 0 | 0 | 0 |  | 0
Lateral Hardening-Fuse-60029575 | Lateral Hardening | 161905.42 | 0 | 0 | 0 | 0 | 0 | 0 | 0 | 0 | 0 | 0 |  | 0
Lateral Hardening-Fuse-60029585 | Lateral Hardening | 132239.04 | 0 | 0 | 0 | 0 | 0 | 0 | 0 | 0 | 0 | 0 |  | 0
Lateral Hardening-Fuse-60029587 | Lateral Hardening | 150566.14 | 0 | 0 | 0 | 0 | 0 | 0 | 0 | 0 | 0 | 0 |  | 0
Lateral Hardening-Fuse-60029613 | Lateral Hardening | 50118.33 | 0 | 0 | 0 | 0 | 0 | 0 | 0 | 0 | 0 | 0 |  | 0
Lateral Hardening-Fuse-60029622 | Lateral Hardening | 50000 | 0 | 0 | 0 | 0 | 0 | 0 | 0 | 0 | 0 | 0 |  | 0
Lateral Hardening-Fuse-60029624 | Lateral Hardening | 50000 | 0 | 0 | 0 | 0 | 0 | 0 | 0 | 0 | 0 | 0 |  | 0
Lateral Hardening-Fuse-60029634 | Lateral Hardening | 144778.82 | 0 | 0 | 0 | 0 | 0 | 0 | 0 | 0 | 0 | 0 |  | 0
Lateral Hardening-Fuse-60029660 | Lateral Hardening | 188040.25 | 0 | 0 | 0 | 0 | 0 | 0 | 0 | 0 | 0 | 0 |  | 0
Lateral Hardening-Fuse-60029681 | Lateral Hardening | 168988.42 | 0 | 0 | 0 | 0 | 0 | 0 | 0 | 0 | 0 | 0 |  | 2022 | 2022
Lateral Hardening-Fuse-60029683 | Lateral Hardening | 64805.41 | 0 | 0 | 0 | 0 | 2022 | 0 | 0 | 0 | 0 | 0 |  | 2022
Lateral Hardening-Fuse-60029704 | Lateral Hardening | 85567.03 | 0 | 0 | 0 | 0 | 0 | 0 | 0 | 0 | 0 | 0 |  | 0
Lateral Hardening-Fuse-60029711 | Lateral Hardening | 194751.28 | 0 | 0 | 0 | 0 | 0 | 0 | 0 | 0 | 0 | 0 |  | 2022 | 2022
Lateral Hardening-Fuse-60029740 | Lateral Hardening | 526574.4 | 0 | 0 | 0 | 0 | 2022 | 0 | 0 | 0 | 0 | 0 |  | 2022
Lateral Hardening-Fuse-60029758 | Lateral Hardening | 240971.04 | 0 | 0 | 0 | 0 | 2022 | 0 | 0 | 0 | 0 | 0 |  | 2022
Lateral Hardening-Fuse-60029776 | Lateral Hardening | 472515.94 | 0 | 0 | 0 | 0 | 2022 | 0 | 0 | 0 | 0 | 0 |  | 2022
Lateral Hardening-Fuse-60029778 | Lateral Hardening | 165546.36 | 0 | 0 | 0 | 0 | 2022 | 0 | 0 | 0 | 0 | 0 |  | 2022
Lateral Hardening-Fuse-60029810 | Lateral Hardening | 354347.87 | 0 | 0 | 0 | 0 | 0 | 0 | 0 | 0 | 0 | 0 |  | 2022 | 2022
Lateral Hardening-Fuse-60029812 | Lateral Hardening | 360649.61 | 0 | 0 | 0 | 0 | 0 | 0 | 0 | 0 | 0 | 0 |  | 0
Lateral Hardening-Fuse-60029840 | Lateral Hardening | 267814.96 | 0 | 0 | 0 | 0 | 0 | 0 | 0 | 0 | 0 | 0 |  | 0
Lateral Hardening-Fuse-60029890 | Lateral Hardening | 114713.94 | 0 | 0 | 0 | 0 | 0 | 0 | 0 | 0 | 0 | 0 |  | 0
Lateral Hardening-Fuse-60029897 | Lateral Hardening | 204767.79 | 0 | 0 | 0 | 0 | 0 | 0 | 0 | 0 | 0 | 0 |  | 0
Lateral Hardening-Fuse-60029925 | Lateral Hardening | 462098.99 | 0 | 0 | 0 | 0 | 2025 | 0 | 0 | 0 | 0 | 0 |  | 2024 | 2024
Lateral Hardening-Fuse-60031511 | Lateral Hardening | 304330.44 | 0 | 0 | 0 | 0 | 2022 | 0 | 0 | 0 | 0 | 0 |  | 2022
Lateral Hardening-Fuse-60031542 | Lateral Hardening | 142790.58 | 0 | 0 | 0 | 0 | 0 | 0 | 0 | 0 | 0 | 0 |  | 0
Lateral Hardening-Fuse-60031547 | Lateral Hardening | 385513.81 | 0 | 0 | 0 | 0 | 0 | 0 | 0 | 0 | 0 | 0 |  | 0
Lateral Hardening-Fuse-60031553 | Lateral Hardening | 146620.4 | 0 | 0 | 0 | 0 | 0 | 0 | 0 | 0 | 0 | 0 |  | 0
Lateral Hardening-Fuse-60031588 | Lateral Hardening | 76836.33 | 0 | 0 | 0 | 0 | 0 | 0 | 0 | 0 | 0 | 0 |  | 0
Lateral Hardening-Fuse-60031679 | Lateral Hardening | 50000 | 0 | 0 | 0 | 0 | 0 | 0 | 0 | 0 | 0 | 0 |  | 0
Lateral Hardening-Fuse-60031780 | Lateral Hardening | 222475.85 | 0 | 0 | 0 | 0 | 0 | 0 | 0 | 0 | 0 | 0 |  | 0
Lateral Hardening-Fuse-60031810 | Lateral Hardening | 157508.22 | 0 | 0 | 0 | 0 | 0 | 0 | 0 | 0 | 0 | 0 |  | 0
Lateral Hardening-Fuse-60031829 | Lateral Hardening | 300692.92 | 0 | 0 | 0 | 0 | 0 | 0 | 0 | 0 | 0 | 0 |  | 0
Lateral Hardening-Fuse-60031834 | Lateral Hardening | 292926.74 | 0 | 0 | 0 | 0 | 0 | 0 | 0 | 0 | 0 | 0 |  | 0
Lateral Hardening-Fuse-60031836 | Lateral Hardening | 351185.64 | 0 | 0 | 0 | 0 | 0 | 0 | 0 | 0 | 0 | 0 |  | 0
Lateral Hardening-Fuse-60031838 | Lateral Hardening | 88039.23 | 0 | 0 | 0 | 0 | 2025 | 0 | 0 | 0 | 0 | 0 |  | 2023 | 2023
Lateral Hardening-Fuse-60032611 | Lateral Hardening | 50000 | 0 | 0 | 0 | 0 | 0 | 0 | 0 | 0 | 0 | 0 |  | 0
Lateral Hardening-Fuse-60032618 | Lateral Hardening | 50000 | 0 | 0 | 0 | 0 | 0 | 0 | 0 | 0 | 0 | 0 |  | 0
Lateral Hardening-Fuse-60032666 | Lateral Hardening | 62920.69 | 0 | 0 | 0 | 0 | 0 | 0 | 0 | 0 | 0 | 0 |  | 0
Lateral Hardening-Fuse-60032671 | Lateral Hardening | 50000 | 0 | 0 | 0 | 0 | 0 | 0 | 0 | 0 | 0 | 0 |  | 0
Lateral Hardening-Fuse-60032734 | Lateral Hardening | 50000 | 0 | 0 | 0 | 0 | 0 | 0 | 0 | 0 | 0 | 0 |  | 0
Lateral Hardening-Fuse-60032795 | Lateral Hardening | 50000 | 0 | 0 | 0 | 0 | 0 | 0 | 0 | 0 | 0 | 0 |  | 0
Lateral Hardening-Fuse-60032800 | Lateral Hardening | 50000 | 0 | 0 | 0 | 0 | 0 | 0 | 0 | 0 | 0 | 0 |  | 0
Lateral Hardening-Fuse-60032880 | Lateral Hardening | 52133.05 | 0 | 0 | 0 | 0 | 0 | 0 | 0 | 0 | 0 | 0 |  | 0
Lateral Hardening-Fuse-60032885 | Lateral Hardening | 50000 | 0 | 0 | 0 | 0 | 0 | 0 | 0 | 0 | 0 | 0 |  | 0
Lateral Hardening-Fuse-60032919 | Lateral Hardening | 50000 | 0 | 0 | 0 | 0 | 0 | 0 | 0 | 0 | 0 | 0 |  | 0
Lateral Hardening-Fuse-60032977 | Lateral Hardening | 50000 | 0 | 0 | 0 | 0 | 0 | 0 | 0 | 0 | 0 | 0 |  | 0
Lateral Hardening-Fuse-60032985 | Lateral Hardening | 83372.95 | 0 | 0 | 0 | 0 | 0 | 0 | 0 | 0 | 0 | 0 |  | 0
Lateral Hardening-Fuse-60032993 | Lateral Hardening | 166331.65 | 0 | 0 | 0 | 0 | 0 | 0 | 0 | 0 | 0 | 0 |  | 0
Lateral Hardening-Fuse-60033211 | Lateral Hardening | 787009.36 | 0 | 0 | 0 | 0 | 2026 | 0 | 0 | 0 | 0 | 0 |  | 2025 | 2025
Lateral Hardening-Fuse-60033355 | Lateral Hardening | 92183.52 | 0 | 0 | 0 | 0 | 0 | 0 | 0 | 0 | 0 | 0 |  | 0
Lateral Hardening-Fuse-60033370 | Lateral Hardening | 241854.06 | 0 | 0 | 0 | 0 | 2026 | 0 | 0 | 0 | 0 | 0 |  | 2025 | 2025
Lateral Hardening-Fuse-60033388 | Lateral Hardening | 409665.21 | 0 | 0 | 0 | 0 | 2026 | 0 | 0 | 0 | 0 | 0 |  | 2025 | 2025
Lateral Hardening-Fuse-60033418 | Lateral Hardening | 392384.95 | 0 | 0 | 0 | 0 | 2026 | 0 | 0 | 0 | 0 | 0 |  | 2025 | 2025
Lateral Hardening-Fuse-60033787 | Lateral Hardening | 82856.03 | 0 | 0 | 0 | 0 | 0 | 0 | 0 | 0 | 0 | 0 |  | 0
Lateral Hardening-Fuse-60033789 | Lateral Hardening | 50000 | 0 | 0 | 0 | 0 | 0 | 0 | 0 | 0 | 0 | 0 |  | 0
Lateral Hardening-Fuse-60033830 | Lateral Hardening | 50000 | 0 | 0 | 0 | 0 | 0 | 0 | 0 | 0 | 0 | 0 |  | 0
Lateral Hardening-Fuse-60033836 | Lateral Hardening | 105268.05 | 0 | 0 | 0 | 0 | 0 | 0 | 0 | 0 | 0 | 0 |  | 0
Lateral Hardening-Fuse-60033907 | Lateral Hardening | 352751.68 | 0 | 0 | 0 | 0 | 0 | 0 | 0 | 0 | 0 | 0 |  | 0
Lateral Hardening-Fuse-60033908 | Lateral Hardening | 270571.94 | 0 | 0 | 0 | 0 | 0 | 0 | 0 | 0 | 0 | 0 |  | 0
Lateral Hardening-Fuse-60033917 | Lateral Hardening | 87244.65 | 0 | 0 | 0 | 0 | 0 | 0 | 0 | 0 | 0 | 0 |  | 0
Lateral Hardening-Fuse-60034467 | Lateral Hardening | 446273.81 | 0 | 0 | 0 | 0 | 0 | 0 | 0 | 0 | 0 | 0 |  | 0
Lateral Hardening-Fuse-60034470 | Lateral Hardening | 623232.86 | 0 | 0 | 0 | 0 | 0 | 0 | 0 | 0 | 0 | 0 |  | 0
Lateral Hardening-Fuse-60034473 | Lateral Hardening | 129820.08 | 0 | 0 | 0 | 0 | 0 | 0 | 0 | 0 | 0 | 0 |  | 0
Lateral Hardening-Fuse-60034477 | Lateral Hardening | 519609.38 | 0 | 0 | 0 | 0 | 0 | 0 | 0 | 0 | 0 | 0 |  | 0
Lateral Hardening-Fuse-60034479 | Lateral Hardening | 760409.11 | 0 | 0 | 0 | 0 | 0 | 0 | 0 | 0 | 0 | 0 |  | 0
Lateral Hardening-Fuse-60035103 | Lateral Hardening | 50000 | 0 | 0 | 0 | 0 | 0 | 0 | 0 | 0 | 0 | 0 |  | 0
Lateral Hardening-Fuse-60035108 | Lateral Hardening | 52803.85 | 0 | 0 | 0 | 0 | 0 | 0 | 0 | 0 | 0 | 0 |  | 0
Lateral Hardening-Fuse-60035298 | Lateral Hardening | 50000 | 0 | 0 | 0 | 0 | 0 | 0 | 0 | 0 | 0 | 0 |  | 0
Lateral Hardening-Fuse-60035303 | Lateral Hardening | 78618.47 | 0 | 0 | 0 | 0 | 0 | 0 | 0 | 0 | 0 | 0 |  | 0
Lateral Hardening-Fuse-60035346 | Lateral Hardening | 115704.74 | 0 | 0 | 0 | 0 | 2029 | 0 | 0 | 0 | 0 | 0 |  | 2027 | 2027
Lateral Hardening-Fuse-60035479 | Lateral Hardening | 50000 | 0 | 0 | 0 | 0 | 0 | 0 | 0 | 0 | 0 | 0 |  | 0
Lateral Hardening-Fuse-60035481 | Lateral Hardening | 77878.98 | 0 | 0 | 0 | 0 | 0 | 0 | 0 | 0 | 0 | 0 |  | 0
Lateral Hardening-Fuse-60035493 | Lateral Hardening | 308454.45 | 0 | 0 | 0 | 0 | 2025 | 0 | 0 | 0 | 0 | 0 |  | 2026 | 2026
Lateral Hardening-Fuse-60035501 | Lateral Hardening | 330200.54 | 0 | 0 | 0 | 0 | 0 | 0 | 0 | 0 | 0 | 0 |  | 0
Lateral Hardening-Fuse-60035502 | Lateral Hardening | 282191.37 | 0 | 0 | 0 | 0 | 0 | 0 | 0 | 0 | 0 | 0 |  | 0
Lateral Hardening-Fuse-60035503 | Lateral Hardening | 231117.11 | 0 | 0 | 0 | 0 | 0 | 0 | 0 | 0 | 0 | 0 |  | 0
Lateral Hardening-Fuse-60035505 | Lateral Hardening | 168757.32 | 0 | 0 | 0 | 0 | 0 | 0 | 0 | 0 | 0 | 0 |  | 0
Lateral Hardening-Fuse-60035741 | Lateral Hardening | 113794.54 | 0 | 0 | 0 | 0 | 0 | 0 | 0 | 0 | 0 | 0 |  | 0
Lateral Hardening-Fuse-60035810 | Lateral Hardening | 244681.8 | 0 | 0 | 0 | 0 | 0 | 0 | 0 | 0 | 0 | 0 |  | 0
Lateral Hardening-Fuse-60035870 | Lateral Hardening | 60255.63 | 0 | 0 | 0 | 0 | 0 | 0 | 0 | 0 | 0 | 0 |  | 0
Lateral Hardening-Fuse-60035879 | Lateral Hardening | 111444.28 | 0 | 0 | 0 | 0 | 0 | 0 | 0 | 0 | 0 | 0 |  | 0
Lateral Hardening-Fuse-60035903 | Lateral Hardening | 68549.87 | 0 | 0 | 0 | 0 | 0 | 0 | 0 | 0 | 0 | 0 |  | 0
Lateral Hardening-Fuse-60035974 | Lateral Hardening | 113475.48 | 0 | 0 | 0 | 0 | 0 | 0 | 0 | 0 | 0 | 0 |  | 0
Lateral Hardening-Fuse-60035995 | Lateral Hardening | 238262.28 | 0 | 0 | 0 | 0 | 2022 | 0 | 0 | 0 | 0 | 0 |  | 2022
Lateral Hardening-Fuse-60036008 | Lateral Hardening | 50000 | 0 | 0 | 0 | 0 | 0 | 0 | 0 | 0 | 0 | 0 |  | 0
Lateral Hardening-Fuse-60036093 | Lateral Hardening | 286913.82 | 0 | 0 | 0 | 0 | 2029 | 0 | 0 | 0 | 0 | 0 |  | 2029
Lateral Hardening-Fuse-60036198 | Lateral Hardening | 284830.64 | 0 | 0 | 0 | 0 | 0 | 0 | 0 | 0 | 0 | 0 |  | 0
Lateral Hardening-Fuse-60036199 | Lateral Hardening | 139070.2 | 0 | 0 | 0 | 0 | 0 | 0 | 0 | 0 | 0 | 0 |  | 0
Lateral Hardening-Fuse-60036314 | Lateral Hardening | 514729.11 | 0 | 0 | 0 | 0 | 2023 | 0 | 0 | 0 | 0 | 0 |  | 2022 | 2022
Lateral Hardening-Fuse-60036315 | Lateral Hardening | 1107758.4 | 0 | 0 | 0 | 0 | 0 | 0 | 0 | 0 | 0 | 0 |  | 0
Lateral Hardening-Fuse-60036344 | Lateral Hardening | 87155.73 | 0 | 0 | 0 | 0 | 2023 | 0 | 0 | 0 | 0 | 0 |  | 2022 | 2022
Lateral Hardening-Fuse-60037170 | Lateral Hardening | 166252.14 | 0 | 0 | 0 | 0 | 0 | 0 | 0 | 0 | 0 | 0 |  | 0
Lateral Hardening-Fuse-60037174 | Lateral Hardening | 92681.52 | 0 | 0 | 0 | 0 | 2026 | 0 | 0 | 0 | 0 | 0 |  | 0 | 0
Lateral Hardening-Fuse-60037223 | Lateral Hardening | 1225940.6 | 0 | 0 | 0 | 0 | 0 | 0 | 0 | 0 | 0 | 0 |  | 0
Lateral Hardening-Fuse-60037437 | Lateral Hardening | 50000 | 0 | 0 | 0 | 0 | 0 | 0 | 0 | 0 | 0 | 0 |  | 0
Lateral Hardening-Fuse-60037448 | Lateral Hardening | 83533.38 | 0 | 0 | 0 | 0 | 0 | 0 | 0 | 0 | 0 | 0 |  | 0
Lateral Hardening-Fuse-60037530 | Lateral Hardening | 85242.05 | 0 | 0 | 0 | 0 | 0 | 0 | 0 | 0 | 0 | 0 |  | 0
Lateral Hardening-Fuse-60037693 | Lateral Hardening | 50000 | 0 | 0 | 0 | 0 | 0 | 0 | 0 | 0 | 0 | 0 |  | 0
Lateral Hardening-Fuse-60037717 | Lateral Hardening | 731495.21 | 0 | 0 | 0 | 0 | 0 | 0 | 0 | 0 | 0 | 0 |  | 0
Lateral Hardening-Fuse-60037718 | Lateral Hardening | 1204650.17 | 0 | 0 | 0 | 0 | 0 | 0 | 0 | 0 | 0 | 0 |  | 0
Lateral Hardening-Fuse-60037987 | Lateral Hardening | 246023.68 | 0 | 0 | 0 | 0 | 2021 | 0 | 0 | 0 | 0 | 0 |  | 2022 | 2022
Lateral Hardening-Fuse-60037992 | Lateral Hardening | 217504.6 | 0 | 0 | 0 | 0 | 0 | 0 | 0 | 0 | 0 | 0 |  | 0
Lateral Hardening-Fuse-60038004 | Lateral Hardening | 78615.23 | 0 | 0 | 0 | 0 | 0 | 0 | 0 | 0 | 0 | 0 |  | 0
Lateral Hardening-Fuse-60038615 | Lateral Hardening | 56005.83 | 0 | 0 | 0 | 0 | 0 | 0 | 0 | 0 | 0 | 0 |  | 0
Lateral Hardening-Fuse-60038626 | Lateral Hardening | 50000 | 0 | 0 | 0 | 0 | 0 | 0 | 0 | 0 | 0 | 0 |  | 0
Lateral Hardening-Fuse-60038633 | Lateral Hardening | 169837.59 | 0 | 0 | 0 | 0 | 0 | 0 | 0 | 0 | 0 | 0 |  | 0
Lateral Hardening-Fuse-60038639 | Lateral Hardening | 50000 | 0 | 0 | 0 | 0 | 0 | 0 | 0 | 0 | 0 | 0 |  | 0
Lateral Hardening-Fuse-60038640 | Lateral Hardening | 134269.5 | 0 | 0 | 0 | 0 | 0 | 0 | 0 | 0 | 0 | 0 |  | 0
Lateral Hardening-Fuse-60038642 | Lateral Hardening | 209698.49 | 0 | 0 | 0 | 0 | 0 | 0 | 0 | 0 | 0 | 0 |  | 0
Lateral Hardening-Fuse-60038722 | Lateral Hardening | 154207.82 | 0 | 0 | 0 | 0 | 0 | 0 | 0 | 0 | 0 | 0 |  | 0
Lateral Hardening-Fuse-60039784 | Lateral Hardening | 165181.96 | 0 | 0 | 0 | 0 | 0 | 0 | 0 | 0 | 0 | 0 |  | 2021 | 2021
Lateral Hardening-Fuse-60039884 | Lateral Hardening | 50000 | 0 | 0 | 0 | 0 | 0 | 0 | 0 | 0 | 0 | 0 |  | 0
Lateral Hardening-Fuse-60039904 | Lateral Hardening | 72560.05 | 0 | 0 | 0 | 0 | 0 | 0 | 0 | 0 | 0 | 0 |  | 0
Lateral Hardening-Fuse-60040069 | Lateral Hardening | 226716.19 | 0 | 0 | 0 | 0 | 2029 | 0 | 0 | 0 | 0 | 0 |  | 2025 | 2025
Lateral Hardening-Fuse-60040223 | Lateral Hardening | 50543.31 | 0 | 0 | 0 | 0 | 0 | 0 | 0 | 0 | 0 | 0 |  | 0
Lateral Hardening-Fuse-60041755 | Lateral Hardening | 236700.31 | 0 | 0 | 0 | 0 | 0 | 0 | 0 | 0 | 0 | 0 |  | 0
Lateral Hardening-Fuse-60041756 | Lateral Hardening | 57770.69 | 0 | 0 | 0 | 0 | 0 | 0 | 0 | 0 | 0 | 0 |  | 0
Lateral Hardening-Fuse-60041762 | Lateral Hardening | 89953.44 | 0 | 0 | 0 | 0 | 0 | 0 | 0 | 0 | 0 | 0 |  | 0
Lateral Hardening-Fuse-60042278 | Lateral Hardening | 164759.36 | 0 | 0 | 0 | 0 | 0 | 0 | 0 | 0 | 0 | 0 |  | 0
Lateral Hardening-Fuse-60042279 | Lateral Hardening | 408316.76 | 0 | 0 | 0 | 0 | 0 | 0 | 0 | 0 | 0 | 0 |  | 0
Lateral Hardening-Fuse-60042290 | Lateral Hardening | 95126.9 | 0 | 0 | 0 | 0 | 0 | 0 | 0 | 0 | 0 | 0 |  | 0
Lateral Hardening-Fuse-60042489 | Lateral Hardening | 540448.3 | 0 | 0 | 0 | 0 | 0 | 0 | 0 | 0 | 0 | 0 |  | 0
Lateral Hardening-Fuse-60042505 | Lateral Hardening | 85625.17 | 0 | 0 | 0 | 0 | 0 | 0 | 0 | 0 | 0 | 0 |  | 0
Lateral Hardening-Fuse-60042719 | Lateral Hardening | 50000 | 0 | 0 | 0 | 0 | 0 | 0 | 0 | 0 | 0 | 0 |  | 0
Lateral Hardening-Fuse-60042726 | Lateral Hardening | 230633.04 | 0 | 0 | 0 | 0 | 0 | 0 | 0 | 0 | 0 | 0 |  | 0
Lateral Hardening-Fuse-60042734 | Lateral Hardening | 50000 | 0 | 0 | 0 | 0 | 0 | 0 | 0 | 0 | 0 | 0 |  | 0
Lateral Hardening-Fuse-60043695 | Lateral Hardening | 58242.89 | 0 | 0 | 0 | 0 | 0 | 0 | 0 | 0 | 0 | 0 |  | 0
Lateral Hardening-Fuse-60043762 | Lateral Hardening | 50000 | 0 | 0 | 0 | 0 | 0 | 0 | 0 | 0 | 0 | 0 |  | 0
Lateral Hardening-Fuse-60043772 | Lateral Hardening | 101645.7 | 0 | 0 | 0 | 0 | 0 | 0 | 0 | 0 | 0 | 0 |  | 0
Lateral Hardening-Fuse-60043774 | Lateral Hardening | 50000 | 0 | 0 | 0 | 0 | 0 | 0 | 0 | 0 | 0 | 0 |  | 0
Lateral Hardening-Fuse-60043973 | Lateral Hardening | 178817.88 | 0 | 0 | 0 | 0 | 0 | 0 | 0 | 0 | 0 | 0 |  | 0
Lateral Hardening-Fuse-60043986 | Lateral Hardening | 50000 | 0 | 0 | 0 | 0 | 0 | 0 | 0 | 0 | 0 | 0 |  | 0
Lateral Hardening-Fuse-60044009 | Lateral Hardening | 50000 | 0 | 0 | 0 | 0 | 0 | 0 | 0 | 0 | 0 | 0 |  | 0
Lateral Hardening-Fuse-60044017 | Lateral Hardening | 50000 | 0 | 0 | 0 | 0 | 0 | 0 | 0 | 0 | 0 | 0 |  | 0
Lateral Hardening-Fuse-60044019 | Lateral Hardening | 379541.21 | 0 | 0 | 0 | 0 | 2021 | 0 | 0 | 0 | 0 | 0 |  | 2021
Lateral Hardening-Fuse-60044023 | Lateral Hardening | 83489.35 | 0 | 0 | 0 | 0 | 0 | 0 | 0 | 0 | 0 | 0 |  | 0
Lateral Hardening-Fuse-60044034 | Lateral Hardening | 50000 | 0 | 0 | 0 | 0 | 0 | 0 | 0 | 0 | 0 | 0 |  | 0
Lateral Hardening-Fuse-60044047 | Lateral Hardening | 94171.76 | 0 | 0 | 0 | 0 | 0 | 0 | 0 | 0 | 0 | 0 |  | 0
Lateral Hardening-Fuse-60044065 | Lateral Hardening | 291315.52 | 0 | 0 | 0 | 0 | 0 | 0 | 0 | 0 | 0 | 0 |  | 0
Lateral Hardening-Fuse-60044801 | Lateral Hardening | 50000 | 0 | 0 | 0 | 0 | 0 | 0 | 0 | 0 | 0 | 0 |  | 0
Lateral Hardening-Fuse-60044927 | Lateral Hardening | 319743.66 | 0 | 0 | 0 | 0 | 2029 | 0 | 0 | 0 | 0 | 0 |  | 2029
Lateral Hardening-Fuse-60044940 | Lateral Hardening | 164270.15 | 0 | 0 | 0 | 0 | 0 | 0 | 0 | 0 | 0 | 0 |  | 0
Lateral Hardening-Fuse-60044987 | Lateral Hardening | 133620.19 | 0 | 0 | 0 | 0 | 0 | 0 | 0 | 0 | 0 | 0 |  | 0
Lateral Hardening-Fuse-60045012 | Lateral Hardening | 308394.79 | 0 | 0 | 0 | 0 | 0 | 0 | 0 | 0 | 0 | 0 |  | 0
Lateral Hardening-Fuse-60045457 | Lateral Hardening | 138083.58 | 0 | 0 | 0 | 0 | 0 | 0 | 0 | 0 | 0 | 0 |  | 0
Lateral Hardening-Fuse-60046361 | Lateral Hardening | 249983.4 | 0 | 0 | 0 | 0 | 0 | 0 | 0 | 0 | 0 | 0 |  | 2025 | 2025
Lateral Hardening-Fuse-60046402 | Lateral Hardening | 324610.43 | 0 | 0 | 0 | 0 | 2024 | 0 | 0 | 0 | 0 | 0 |  | 2025 | 2025
Lateral Hardening-Fuse-60046437 | Lateral Hardening | 351042.91 | 0 | 0 | 0 | 0 | 2024 | 0 | 0 | 0 | 0 | 0 |  | 2025 | 2025
Lateral Hardening-Fuse-60046446 | Lateral Hardening | 50000 | 0 | 0 | 0 | 0 | 0 | 0 | 0 | 0 | 0 | 0 |  | 0
Lateral Hardening-Fuse-60046464 | Lateral Hardening | 399113.4 | 0 | 0 | 0 | 0 | 2024 | 0 | 0 | 0 | 0 | 0 |  | 2025 | 2025
Lateral Hardening-Fuse-60046508 | Lateral Hardening | 86798.71 | 0 | 0 | 0 | 0 | 0 | 0 | 0 | 0 | 0 | 0 |  | 0
Lateral Hardening-Fuse-60046541 | Lateral Hardening | 165417.56 | 0 | 0 | 0 | 0 | 0 | 0 | 0 | 0 | 0 | 0 |  | 0
Lateral Hardening-Fuse-60046549 | Lateral Hardening | 50000 | 0 | 0 | 0 | 0 | 0 | 0 | 0 | 0 | 0 | 0 |  | 0
Lateral Hardening-Fuse-60046557 | Lateral Hardening | 50000 | 0 | 0 | 0 | 0 | 0 | 0 | 0 | 0 | 0 | 0 |  | 0
Lateral Hardening-Fuse-60046608 | Lateral Hardening | 512216.59 | 0 | 0 | 0 | 0 | 2024 | 0 | 0 | 0 | 0 | 0 |  | 2025 | 2025
Lateral Hardening-Fuse-60046683 | Lateral Hardening | 50000 | 0 | 0 | 0 | 0 | 0 | 0 | 0 | 0 | 0 | 0 |  | 2029 | 2029
Lateral Hardening-Fuse-60046854 | Lateral Hardening | 410393.89 | 0 | 0 | 0 | 0 | 0 | 0 | 0 | 0 | 0 | 0 |  | 0
Lateral Hardening-Fuse-60047114 | Lateral Hardening | 442637.13 | 0 | 0 | 0 | 0 | 0 | 0 | 0 | 0 | 0 | 0 |  | 0
Lateral Hardening-Fuse-60047144 | Lateral Hardening | 196886.13 | 0 | 0 | 0 | 0 | 0 | 0 | 0 | 0 | 0 | 0 |  | 0
Lateral Hardening-Fuse-60047158 | Lateral Hardening | 58581.45 | 0 | 0 | 0 | 0 | 0 | 0 | 0 | 0 | 0 | 0 |  | 0
Lateral Hardening-Fuse-60047164 | Lateral Hardening | 366456.88 | 0 | 0 | 0 | 0 | 0 | 0 | 0 | 0 | 0 | 0 |  | 0
Lateral Hardening-Fuse-60047220 | Lateral Hardening | 144642.11 | 0 | 0 | 0 | 0 | 0 | 0 | 0 | 0 | 0 | 0 |  | 0
Lateral Hardening-Fuse-60047241 | Lateral Hardening | 50000 | 0 | 0 | 0 | 0 | 0 | 0 | 0 | 0 | 0 | 0 |  | 0
Lateral Hardening-Fuse-60047246 | Lateral Hardening | 250482.34 | 0 | 0 | 0 | 0 | 0 | 0 | 0 | 0 | 0 | 0 |  | 0
Lateral Hardening-Fuse-60047264 | Lateral Hardening | 50000 | 0 | 0 | 0 | 0 | 0 | 0 | 0 | 0 | 0 | 0 |  | 0
Lateral Hardening-Fuse-60047317 | Lateral Hardening | 53513.17 | 0 | 0 | 0 | 0 | 0 | 0 | 0 | 0 | 0 | 0 |  | 0
Lateral Hardening-Fuse-60047463 | Lateral Hardening | 244104.04 | 0 | 0 | 0 | 0 | 2029 | 0 | 0 | 0 | 0 | 0 |  | 2028 | 2028
Lateral Hardening-Fuse-60047741 | Lateral Hardening | 50000 | 0 | 0 | 0 | 0 | 0 | 0 | 0 | 0 | 0 | 0 |  | 0
Lateral Hardening-Fuse-60047772 | Lateral Hardening | 66636.25 | 0 | 0 | 0 | 0 | 2028 | 0 | 0 | 0 | 0 | 0 |  | 2023 | 2023
Lateral Hardening-Fuse-60048286 | Lateral Hardening | 330558.3 | 0 | 0 | 0 | 0 | 0 | 0 | 0 | 0 | 0 | 0 |  | 0
Lateral Hardening-Fuse-60048288 | Lateral Hardening | 333575.38 | 0 | 0 | 0 | 0 | 0 | 0 | 0 | 0 | 0 | 0 |  | 0
Lateral Hardening-Fuse-60048290 | Lateral Hardening | 394725.92 | 0 | 0 | 0 | 0 | 0 | 0 | 0 | 0 | 0 | 0 |  | 0
Lateral Hardening-Fuse-60048514 | Lateral Hardening | 67039.57 | 0 | 0 | 0 | 0 | 2025 | 0 | 0 | 0 | 0 | 0 |  | 0 | 0
Lateral Hardening-Fuse-60048598 | Lateral Hardening | 214051.36 | 0 | 0 | 0 | 0 | 0 | 0 | 0 | 0 | 0 | 0 |  | 0
Lateral Hardening-Fuse-60048693 | Lateral Hardening | 119297.5 | 0 | 0 | 0 | 0 | 0 | 0 | 0 | 0 | 0 | 0 |  | 0
Lateral Hardening-Fuse-60048694 | Lateral Hardening | 50000 | 0 | 0 | 0 | 0 | 0 | 0 | 0 | 0 | 0 | 0 |  | 0
Lateral Hardening-Fuse-60048697 | Lateral Hardening | 117893.42 | 0 | 0 | 0 | 0 | 0 | 0 | 0 | 0 | 0 | 0 |  | 0
Lateral Hardening-Fuse-60048702 | Lateral Hardening | 147331.29 | 0 | 0 | 0 | 0 | 0 | 0 | 0 | 0 | 0 | 0 |  | 0
Lateral Hardening-Fuse-60048705 | Lateral Hardening | 169265.21 | 0 | 0 | 0 | 0 | 0 | 0 | 0 | 0 | 0 | 0 |  | 0
Lateral Hardening-Fuse-60048708 | Lateral Hardening | 128125.66 | 0 | 0 | 0 | 0 | 2029 | 0 | 0 | 0 | 0 | 0 |  | 2029
Lateral Hardening-Fuse-60048709 | Lateral Hardening | 205337.72 | 0 | 0 | 0 | 0 | 0 | 0 | 0 | 0 | 0 | 0 |  | 0
Lateral Hardening-Fuse-60048713 | Lateral Hardening | 50000 | 0 | 0 | 0 | 0 | 0 | 0 | 0 | 0 | 0 | 0 |  | 0
Lateral Hardening-Fuse-60048723 | Lateral Hardening | 50000 | 0 | 0 | 0 | 0 | 0 | 0 | 0 | 0 | 0 | 0 |  | 0
Lateral Hardening-Fuse-60048726 | Lateral Hardening | 105830.1 | 0 | 0 | 0 | 0 | 0 | 0 | 0 | 0 | 0 | 0 |  | 0
Lateral Hardening-Fuse-60048729 | Lateral Hardening | 192796.69 | 0 | 0 | 0 | 0 | 0 | 0 | 0 | 0 | 0 | 0 |  | 0
Lateral Hardening-Fuse-60048797 | Lateral Hardening | 54677.93 | 0 | 0 | 0 | 0 | 0 | 0 | 0 | 0 | 0 | 0 |  | 0
Lateral Hardening-Fuse-60048809 | Lateral Hardening | 169118.55 | 0 | 0 | 0 | 0 | 2028 | 0 | 0 | 0 | 0 | 0 |  | 2029 | 2029
Lateral Hardening-Fuse-60048821 | Lateral Hardening | 50000 | 0 | 0 | 0 | 0 | 0 | 0 | 0 | 0 | 0 | 0 |  | 0
Lateral Hardening-Fuse-60048832 | Lateral Hardening | 50000 | 0 | 0 | 0 | 0 | 0 | 0 | 0 | 0 | 0 | 0 |  | 0
Lateral Hardening-Fuse-60048848 | Lateral Hardening | 108427.2 | 0 | 0 | 0 | 0 | 0 | 0 | 0 | 0 | 0 | 0 |  | 0
Lateral Hardening-Fuse-60048858 | Lateral Hardening | 50000 | 0 | 0 | 0 | 0 | 0 | 0 | 0 | 0 | 0 | 0 |  | 0
Lateral Hardening-Fuse-60050458 | Lateral Hardening | 133289.41 | 0 | 0 | 0 | 0 | 0 | 0 | 0 | 0 | 0 | 0 |  | 0
Lateral Hardening-Fuse-60056895 | Lateral Hardening | 192430.92 | 0 | 0 | 0 | 0 | 0 | 0 | 0 | 0 | 0 | 0 |  | 0
Lateral Hardening-Fuse-60056898 | Lateral Hardening | 97540.12 | 0 | 0 | 0 | 0 | 0 | 0 | 0 | 0 | 0 | 0 |  | 0
Lateral Hardening-Fuse-60056899 | Lateral Hardening | 236238.06 | 0 | 0 | 0 | 0 | 0 | 0 | 0 | 0 | 0 | 0 |  | 0
Lateral Hardening-Fuse-60056915 | Lateral Hardening | 50000 | 0 | 0 | 0 | 0 | 0 | 0 | 0 | 0 | 0 | 0 |  | 0
Lateral Hardening-Fuse-60056931 | Lateral Hardening | 318488.45 | 0 | 0 | 0 | 0 | 0 | 0 | 0 | 0 | 0 | 0 |  | 0
Lateral Hardening-Fuse-60057303 | Lateral Hardening | 241680.13 | 0 | 0 | 0 | 0 | 0 | 0 | 0 | 0 | 0 | 0 |  | 0
Lateral Hardening-Fuse-60057615 | Lateral Hardening | 558953.67 | 0 | 0 | 0 | 0 | 0 | 0 | 0 | 0 | 0 | 0 |  | 0
Lateral Hardening-Fuse-60057784 | Lateral Hardening | 229306.96 | 0 | 0 | 0 | 0 | 0 | 0 | 0 | 0 | 0 | 0 |  | 0
Lateral Hardening-Fuse-60057785 | Lateral Hardening | 84475.78 | 0 | 0 | 0 | 0 | 0 | 0 | 0 | 0 | 0 | 0 |  | 0
Lateral Hardening-Fuse-60058518 | Lateral Hardening | 255226.48 | 0 | 0 | 0 | 0 | 0 | 0 | 0 | 0 | 0 | 0 |  | 0
Lateral Hardening-Fuse-60058545 | Lateral Hardening | 126944.66 | 0 | 0 | 0 | 0 | 0 | 0 | 0 | 0 | 0 | 0 |  | 0
Lateral Hardening-Fuse-60058546 | Lateral Hardening | 161883.56 | 0 | 0 | 0 | 0 | 2027 | 0 | 0 | 0 | 0 | 0 |  | 2026 | 2026
Lateral Hardening-Fuse-60058601 | Lateral Hardening | 197064.27 | 0 | 0 | 0 | 0 | 0 | 0 | 0 | 0 | 0 | 0 |  | 0
Lateral Hardening-Fuse-60058603 | Lateral Hardening | 208749.09 | 0 | 0 | 0 | 0 | 0 | 0 | 0 | 0 | 0 | 0 |  | 0
Lateral Hardening-Fuse-60058607 | Lateral Hardening | 198832.89 | 0 | 0 | 0 | 0 | 0 | 0 | 0 | 0 | 0 | 0 |  | 0
Lateral Hardening-Fuse-60058616 | Lateral Hardening | 312370.54 | 0 | 0 | 0 | 0 | 2029 | 0 | 0 | 0 | 0 | 0 |  | 2029
Lateral Hardening-Fuse-60058620 | Lateral Hardening | 202075.33 | 0 | 0 | 0 | 0 | 0 | 0 | 0 | 0 | 0 | 0 |  | 0
Lateral Hardening-Fuse-60058624 | Lateral Hardening | 50000 | 0 | 0 | 0 | 0 | 0 | 0 | 0 | 0 | 0 | 0 |  | 2021 | 2021
Lateral Hardening-Fuse-60058683 | Lateral Hardening | 272725.05 | 0 | 0 | 0 | 0 | 2022 | 0 | 0 | 0 | 0 | 0 |  | 2021 | 2021
Lateral Hardening-Fuse-60058690 | Lateral Hardening | 164990.46 | 0 | 0 | 0 | 0 | 0 | 0 | 0 | 0 | 0 | 0 |  | 0
Lateral Hardening-Fuse-60058760 | Lateral Hardening | 75375.73 | 0 | 0 | 0 | 0 | 0 | 0 | 0 | 0 | 0 | 0 |  | 0
Lateral Hardening-Fuse-60059223 | Lateral Hardening | 165472.66 | 0 | 0 | 0 | 0 | 0 | 0 | 0 | 0 | 0 | 0 |  | 0
Lateral Hardening-Fuse-60059224 | Lateral Hardening | 215780.61 | 0 | 0 | 0 | 0 | 0 | 0 | 0 | 0 | 0 | 0 |  | 0
Lateral Hardening-Fuse-60059277 | Lateral Hardening | 212296.33 | 0 | 0 | 0 | 0 | 0 | 0 | 0 | 0 | 0 | 0 |  | 0
Lateral Hardening-Fuse-60059279 | Lateral Hardening | 64642.09 | 0 | 0 | 0 | 0 | 0 | 0 | 0 | 0 | 0 | 0 |  | 0
Lateral Hardening-Fuse-60059309 | Lateral Hardening | 50000 | 0 | 0 | 0 | 0 | 0 | 0 | 0 | 0 | 0 | 0 |  | 0
Lateral Hardening-Fuse-60059312 | Lateral Hardening | 60234.89 | 0 | 0 | 0 | 0 | 0 | 0 | 0 | 0 | 0 | 0 |  | 0
Lateral Hardening-Fuse-60059324 | Lateral Hardening | 213749.41 | 0 | 0 | 0 | 0 | 0 | 0 | 0 | 0 | 0 | 0 |  | 0
Lateral Hardening-Fuse-60059346 | Lateral Hardening | 99642.53 | 0 | 0 | 0 | 0 | 2021 | 0 | 0 | 0 | 0 | 0 |  | 2021
Lateral Hardening-Fuse-60059448 | Lateral Hardening | 131850.54 | 0 | 0 | 0 | 0 | 0 | 0 | 0 | 0 | 0 | 0 |  | 0
Lateral Hardening-Fuse-60059452 | Lateral Hardening | 102440.85 | 0 | 0 | 0 | 0 | 2022 | 0 | 0 | 0 | 0 | 0 |  | 2022
Lateral Hardening-Fuse-60059457 | Lateral Hardening | 319544.51 | 0 | 0 | 0 | 0 | 2022 | 0 | 0 | 0 | 0 | 0 |  | 2022
Lateral Hardening-Fuse-60059509 | Lateral Hardening | 59442.15 | 0 | 0 | 0 | 0 | 2022 | 0 | 0 | 0 | 0 | 0 |  | 2022
Lateral Hardening-Fuse-60059524 | Lateral Hardening | 186869.75 | 0 | 0 | 0 | 0 | 2022 | 0 | 0 | 0 | 0 | 0 |  | 2022
Lateral Hardening-Fuse-60060419 | Lateral Hardening | 73962.13 | 0 | 0 | 0 | 0 | 0 | 0 | 0 | 0 | 0 | 0 |  | 0
Lateral Hardening-Fuse-60060541 | Lateral Hardening | 128277.56 | 0 | 0 | 0 | 0 | 0 | 0 | 0 | 0 | 0 | 0 |  | 0
Lateral Hardening-Fuse-60060544 | Lateral Hardening | 81411.67 | 0 | 0 | 0 | 0 | 0 | 0 | 0 | 0 | 0 | 0 |  | 0
Lateral Hardening-Fuse-60060549 | Lateral Hardening | 409865.02 | 0 | 0 | 0 | 0 | 2028 | 0 | 0 | 0 | 0 | 0 |  | 2028
Lateral Hardening-Fuse-60060550 | Lateral Hardening | 253831.36 | 0 | 0 | 0 | 0 | 0 | 0 | 0 | 0 | 0 | 0 |  | 2028 | 2028
Lateral Hardening-Fuse-60060554 | Lateral Hardening | 201661.09 | 0 | 0 | 0 | 0 | 2028 | 0 | 0 | 0 | 0 | 0 |  | 2028
Lateral Hardening-Fuse-60060564 | Lateral Hardening | 208588.71 | 0 | 0 | 0 | 0 | 2028 | 0 | 0 | 0 | 0 | 0 |  | 2028
Lateral Hardening-Fuse-60060568 | Lateral Hardening | 242863.71 | 0 | 0 | 0 | 0 | 2028 | 0 | 0 | 0 | 0 | 0 |  | 2028
Lateral Hardening-Fuse-60060570 | Lateral Hardening | 150036.72 | 0 | 0 | 0 | 0 | 0 | 0 | 0 | 0 | 0 | 0 |  | 0
Lateral Hardening-Fuse-60060623 | Lateral Hardening | 255371.61 | 0 | 0 | 0 | 0 | 0 | 0 | 0 | 0 | 0 | 0 |  | 0
Lateral Hardening-Fuse-60060940 | Lateral Hardening | 65408.35 | 0 | 0 | 0 | 0 | 0 | 0 | 0 | 0 | 0 | 0 |  | 0
Lateral Hardening-Fuse-60061742 | Lateral Hardening | 50000 | 0 | 0 | 0 | 0 | 0 | 0 | 0 | 0 | 0 | 0 |  | 0
Lateral Hardening-Fuse-60061779 | Lateral Hardening | 50000 | 0 | 0 | 0 | 0 | 0 | 0 | 0 | 0 | 0 | 0 |  | 0
Lateral Hardening-Fuse-60061785 | Lateral Hardening | 87244.08 | 0 | 0 | 0 | 0 | 2027 | 0 | 0 | 0 | 0 | 0 |  | 2028 | 2028
Lateral Hardening-Fuse-60061787 | Lateral Hardening | 113170.68 | 0 | 0 | 0 | 0 | 0 | 0 | 0 | 0 | 0 | 0 |  | 0
Lateral Hardening-Fuse-60061791 | Lateral Hardening | 54358.13 | 0 | 0 | 0 | 0 | 0 | 0 | 0 | 0 | 0 | 0 |  | 0
Lateral Hardening-Fuse-60061803 | Lateral Hardening | 480188.41 | 0 | 0 | 0 | 0 | 0 | 0 | 0 | 0 | 0 | 0 |  | 0
Lateral Hardening-Fuse-60061806 | Lateral Hardening | 108207.58 | 0 | 0 | 0 | 0 | 0 | 0 | 0 | 0 | 0 | 0 |  | 0
Lateral Hardening-Fuse-60062649 | Lateral Hardening | 263144.44 | 0 | 0 | 0 | 0 | 0 | 0 | 0 | 0 | 0 | 0 |  | 0
Lateral Hardening-Fuse-60062651 | Lateral Hardening | 211829.87 | 0 | 0 | 0 | 0 | 0 | 0 | 0 | 0 | 0 | 0 |  | 0
Lateral Hardening-Fuse-60062681 | Lateral Hardening | 166207.39 | 0 | 0 | 0 | 0 | 0 | 0 | 0 | 0 | 0 | 0 |  | 0
Lateral Hardening-Fuse-60062686 | Lateral Hardening | 550162.15 | 0 | 0 | 0 | 0 | 2022 | 0 | 0 | 0 | 0 | 0 |  | 2021 | 2021
Lateral Hardening-Fuse-60062698 | Lateral Hardening | 152087.87 | 0 | 0 | 0 | 0 | 0 | 0 | 0 | 0 | 0 | 0 |  | 0
Lateral Hardening-Fuse-60062700 | Lateral Hardening | 128487.18 | 0 | 0 | 0 | 0 | 0 | 0 | 0 | 0 | 0 | 0 |  | 0
Lateral Hardening-Fuse-60062706 | Lateral Hardening | 149254.72 | 0 | 0 | 0 | 0 | 0 | 0 | 0 | 0 | 0 | 0 |  | 0
Lateral Hardening-Fuse-60062709 | Lateral Hardening | 246103.02 | 0 | 0 | 0 | 0 | 0 | 0 | 0 | 0 | 0 | 0 |  | 0
Lateral Hardening-Fuse-60062751 | Lateral Hardening | 93091.49 | 0 | 0 | 0 | 0 | 0 | 0 | 0 | 0 | 0 | 0 |  | 0
Lateral Hardening-Fuse-60062768 | Lateral Hardening | 245305.33 | 0 | 0 | 0 | 0 | 0 | 0 | 0 | 0 | 0 | 0 |  | 0
Lateral Hardening-Fuse-60063258 | Lateral Hardening | 140041.08 | 0 | 0 | 0 | 0 | 0 | 0 | 0 | 0 | 0 | 0 |  | 0
Lateral Hardening-Fuse-60063259 | Lateral Hardening | 75728.97 | 0 | 0 | 0 | 0 | 0 | 0 | 0 | 0 | 0 | 0 |  | 2028 | 2028
Lateral Hardening-Fuse-60064880 | Lateral Hardening | 387162.25 | 0 | 0 | 0 | 0 | 0 | 0 | 0 | 0 | 0 | 0 |  | 0
Lateral Hardening-Fuse-60064883 | Lateral Hardening | 420207.73 | 0 | 0 | 0 | 0 | 0 | 0 | 0 | 0 | 0 | 0 |  | 0
Lateral Hardening-Fuse-60064885 | Lateral Hardening | 504336.63 | 0 | 0 | 0 | 0 | 0 | 0 | 0 | 0 | 0 | 0 |  | 0
Lateral Hardening-Fuse-60065122 | Lateral Hardening | 356867.04 | 0 | 0 | 0 | 0 | 0 | 0 | 0 | 0 | 0 | 0 |  | 0
Lateral Hardening-Fuse-60065132 | Lateral Hardening | 169912.08 | 0 | 0 | 0 | 0 | 0 | 0 | 0 | 0 | 0 | 0 |  | 0
Lateral Hardening-Fuse-60065134 | Lateral Hardening | 183759.02 | 0 | 0 | 0 | 0 | 0 | 0 | 0 | 0 | 0 | 0 |  | 0
Lateral Hardening-Fuse-60065278 | Lateral Hardening | 177079.76 | 0 | 0 | 0 | 0 | 0 | 0 | 0 | 0 | 0 | 0 |  | 0
Lateral Hardening-Fuse-60065282 | Lateral Hardening | 199756.6 | 0 | 0 | 0 | 0 | 0 | 0 | 0 | 0 | 0 | 0 |  | 0
Lateral Hardening-Fuse-60065305 | Lateral Hardening | 135030.02 | 0 | 0 | 0 | 0 | 0 | 0 | 0 | 0 | 0 | 0 |  | 2026 | 2026
Lateral Hardening-Fuse-60065835 | Lateral Hardening | 52610.99 | 0 | 0 | 0 | 0 | 0 | 0 | 0 | 0 | 0 | 0 |  | 0
Lateral Hardening-Fuse-60065886 | Lateral Hardening | 54898.29 | 0 | 0 | 0 | 0 | 0 | 0 | 0 | 0 | 0 | 0 |  | 0
Lateral Hardening-Fuse-60065898 | Lateral Hardening | 222527.17 | 0 | 0 | 0 | 0 | 0 | 0 | 0 | 0 | 0 | 0 |  | 0
Lateral Hardening-Fuse-60068037 | Lateral Hardening | 63398.81 | 0 | 0 | 0 | 0 | 0 | 0 | 0 | 0 | 0 | 0 |  | 2028 | 2028
Lateral Hardening-Fuse-60068039 | Lateral Hardening | 396211.22 | 0 | 0 | 0 | 0 | 0 | 0 | 0 | 0 | 0 | 0 |  | 0
Lateral Hardening-Fuse-60068040 | Lateral Hardening | 600926.8 | 0 | 0 | 0 | 0 | 0 | 0 | 0 | 0 | 0 | 0 |  | 0
Lateral Hardening-Fuse-60068041 | Lateral Hardening | 50081.85 | 0 | 0 | 0 | 0 | 0 | 0 | 0 | 0 | 0 | 0 |  | 0
Lateral Hardening-Fuse-60068042 | Lateral Hardening | 91737.85 | 0 | 0 | 0 | 0 | 0 | 0 | 0 | 0 | 0 | 0 |  | 0
Lateral Hardening-Fuse-60068043 | Lateral Hardening | 79115.88 | 0 | 0 | 0 | 0 | 0 | 0 | 0 | 0 | 0 | 0 |  | 0
Lateral Hardening-Fuse-60068046 | Lateral Hardening | 122578.94 | 0 | 0 | 0 | 0 | 2027 | 0 | 0 | 0 | 0 | 0 |  | 2028 | 2028
Lateral Hardening-Fuse-60068049 | Lateral Hardening | 1094593.56 | 0 | 0 | 0 | 0 | 2027 | 0 | 0 | 0 | 0 | 0 |  | 2028 | 2028
Lateral Hardening-Fuse-60068097 | Lateral Hardening | 76524.28 | 0 | 0 | 0 | 0 | 0 | 0 | 0 | 0 | 0 | 0 |  | 0
Lateral Hardening-Fuse-60068869 | Lateral Hardening | 376047.09 | 0 | 0 | 0 | 0 | 2022 | 0 | 0 | 0 | 0 | 0 |  | 2021 | 2021
Lateral Hardening-Fuse-60068910 | Lateral Hardening | 328453.35 | 0 | 0 | 0 | 0 | 0 | 0 | 0 | 0 | 0 | 0 |  | 0
Lateral Hardening-Fuse-60068912 | Lateral Hardening | 207049.91 | 0 | 0 | 0 | 0 | 0 | 0 | 0 | 0 | 0 | 0 |  | 0
Lateral Hardening-Fuse-60068913 | Lateral Hardening | 311363.97 | 0 | 0 | 0 | 0 | 0 | 0 | 0 | 0 | 0 | 0 |  | 0
Lateral Hardening-Fuse-60068917 | Lateral Hardening | 247104.64 | 0 | 0 | 0 | 0 | 0 | 0 | 0 | 0 | 0 | 0 |  | 0
Lateral Hardening-Fuse-60068921 | Lateral Hardening | 418495.54 | 0 | 0 | 0 | 0 | 0 | 0 | 0 | 0 | 0 | 0 |  | 0
Lateral Hardening-Fuse-60068929 | Lateral Hardening | 394205.41 | 0 | 0 | 0 | 0 | 0 | 0 | 0 | 0 | 0 | 0 |  | 0
Lateral Hardening-Fuse-60069040 | Lateral Hardening | 482126.14 | 0 | 0 | 0 | 0 | 2027 | 0 | 0 | 0 | 0 | 0 |  | 2026 | 2026
Lateral Hardening-Fuse-60069066 | Lateral Hardening | 832414.11 | 0 | 0 | 0 | 0 | 2027 | 0 | 0 | 0 | 0 | 0 |  | 2026 | 2026
Lateral Hardening-Fuse-60069069 | Lateral Hardening | 100379.06 | 0 | 0 | 0 | 0 | 0 | 0 | 0 | 0 | 0 | 0 |  | 0
Lateral Hardening-Fuse-60069100 | Lateral Hardening | 432346.64 | 0 | 0 | 0 | 0 | 0 | 0 | 0 | 0 | 0 | 0 |  | 0
Lateral Hardening-Fuse-60069111 | Lateral Hardening | 189551.83 | 0 | 0 | 0 | 0 | 0 | 0 | 0 | 0 | 0 | 0 |  | 0
Lateral Hardening-Fuse-60069121 | Lateral Hardening | 265656.36 | 0 | 0 | 0 | 0 | 0 | 0 | 0 | 0 | 0 | 0 |  | 0
Lateral Hardening-Fuse-60069123 | Lateral Hardening | 1544332.11 | 0 | 0 | 0 | 0 | 2026 | 0 | 0 | 0 | 0 | 0 |  | 2027 | 2027
Lateral Hardening-Fuse-60069150 | Lateral Hardening | 50000 | 0 | 0 | 0 | 0 | 0 | 0 | 0 | 0 | 0 | 0 |  | 0
Lateral Hardening-Fuse-60069197 | Lateral Hardening | 116081.54 | 0 | 0 | 0 | 0 | 0 | 0 | 0 | 0 | 0 | 0 |  | 0
Lateral Hardening-Fuse-60069782 | Lateral Hardening | 235934.29 | 0 | 0 | 0 | 0 | 0 | 0 | 0 | 0 | 0 | 0 |  | 0
Lateral Hardening-Fuse-60069818 | Lateral Hardening | 354152.42 | 0 | 0 | 0 | 0 | 2025 | 0 | 0 | 0 | 0 | 0 |  | 2023 | 2023
Lateral Hardening-Fuse-60069819 | Lateral Hardening | 50000 | 0 | 0 | 0 | 0 | 0 | 0 | 0 | 0 | 0 | 0 |  | 0
Lateral Hardening-Fuse-60069823 | Lateral Hardening | 319381.15 | 0 | 0 | 0 | 0 | 2025 | 0 | 0 | 0 | 0 | 0 |  | 2023 | 2023
Lateral Hardening-Fuse-60069888 | Lateral Hardening | 248447.54 | 0 | 0 | 0 | 0 | 0 | 0 | 0 | 0 | 0 | 0 |  | 0
Lateral Hardening-Fuse-60069893 | Lateral Hardening | 557405.2 | 0 | 0 | 0 | 0 | 0 | 0 | 0 | 0 | 0 | 0 |  | 0
Lateral Hardening-Fuse-60069930 | Lateral Hardening | 408744.12 | 0 | 0 | 0 | 0 | 0 | 0 | 0 | 0 | 0 | 0 |  | 0
Lateral Hardening-Fuse-60069931 | Lateral Hardening | 318771.26 | 0 | 0 | 0 | 0 | 0 | 0 | 0 | 0 | 0 | 0 |  | 0
Lateral Hardening-Fuse-60069964 | Lateral Hardening | 131782.58 | 0 | 0 | 0 | 0 | 0 | 0 | 0 | 0 | 0 | 0 |  | 0
Lateral Hardening-Fuse-60069967 | Lateral Hardening | 85541.29 | 0 | 0 | 0 | 0 | 0 | 0 | 0 | 0 | 0 | 0 |  | 0
Lateral Hardening-Fuse-60069971 | Lateral Hardening | 84858.63 | 0 | 0 | 0 | 0 | 0 | 0 | 0 | 0 | 0 | 0 |  | 0
Lateral Hardening-Fuse-60069977 | Lateral Hardening | 270427.98 | 0 | 0 | 0 | 0 | 0 | 0 | 0 | 0 | 0 | 0 |  | 0
Lateral Hardening-Fuse-60069989 | Lateral Hardening | 231401.17 | 0 | 0 | 0 | 0 | 2025 | 0 | 0 | 0 | 0 | 0 |  | 2025
Lateral Hardening-Fuse-60069992 | Lateral Hardening | 161748.02 | 0 | 0 | 0 | 0 | 0 | 0 | 0 | 0 | 0 | 0 |  | 0
Lateral Hardening-Fuse-60069998 | Lateral Hardening | 146762.8 | 0 | 0 | 0 | 0 | 0 | 0 | 0 | 0 | 0 | 0 |  | 0
Lateral Hardening-Fuse-60070000 | Lateral Hardening | 50000 | 0 | 0 | 0 | 0 | 0 | 0 | 0 | 0 | 0 | 0 |  | 0
Lateral Hardening-Fuse-60070002 | Lateral Hardening | 146132.46 | 0 | 0 | 0 | 0 | 0 | 0 | 0 | 0 | 0 | 0 |  | 0
Lateral Hardening-Fuse-60070006 | Lateral Hardening | 50000 | 0 | 0 | 0 | 0 | 0 | 0 | 0 | 0 | 0 | 0 |  | 0
Lateral Hardening-Fuse-60070015 | Lateral Hardening | 987221.53 | 0 | 0 | 0 | 0 | 0 | 0 | 0 | 0 | 0 | 0 |  | 0
Lateral Hardening-Fuse-60070085 | Lateral Hardening | 155524.98 | 0 | 0 | 0 | 0 | 0 | 0 | 0 | 0 | 0 | 0 |  | 0
Lateral Hardening-Fuse-60070087 | Lateral Hardening | 59353.45 | 0 | 0 | 0 | 0 | 0 | 0 | 0 | 0 | 0 | 0 |  | 0
Lateral Hardening-Fuse-60070111 | Lateral Hardening | 215560.25 | 0 | 0 | 0 | 0 | 0 | 0 | 0 | 0 | 0 | 0 |  | 0
Lateral Hardening-Fuse-60070155 | Lateral Hardening | 706019.25 | 0 | 0 | 0 | 0 | 0 | 0 | 0 | 0 | 0 | 0 |  | 0
Lateral Hardening-Fuse-60070195 | Lateral Hardening | 282516.12 | 0 | 0 | 0 | 0 | 0 | 0 | 0 | 0 | 0 | 0 |  | 0
Lateral Hardening-Fuse-60070196 | Lateral Hardening | 426276.84 | 0 | 0 | 0 | 0 | 0 | 0 | 0 | 0 | 0 | 0 |  | 0
Lateral Hardening-Fuse-60070204 | Lateral Hardening | 495490.06 | 0 | 0 | 0 | 0 | 0 | 0 | 0 | 0 | 0 | 0 |  | 0
Lateral Hardening-Fuse-60070205 | Lateral Hardening | 177846.6 | 0 | 0 | 0 | 0 | 0 | 0 | 0 | 0 | 0 | 0 |  | 0
Lateral Hardening-Fuse-60070529 | Lateral Hardening | 199020.98 | 0 | 0 | 0 | 0 | 0 | 0 | 0 | 0 | 0 | 0 |  | 0
Lateral Hardening-Fuse-60070535 | Lateral Hardening | 610987.89 | 0 | 0 | 0 | 0 | 2024 | 0 | 0 | 0 | 0 | 0 |  | 2024
Lateral Hardening-Fuse-60070539 | Lateral Hardening | 50000 | 0 | 0 | 0 | 0 | 0 | 0 | 0 | 0 | 0 | 0 |  | 0
Lateral Hardening-Fuse-60071028 | Lateral Hardening | 86485.69 | 0 | 0 | 0 | 0 | 0 | 0 | 0 | 0 | 0 | 0 |  | 0
Lateral Hardening-Fuse-60071030 | Lateral Hardening | 202663.4 | 0 | 0 | 0 | 0 | 0 | 0 | 0 | 0 | 0 | 0 |  | 0
Lateral Hardening-Fuse-60071031 | Lateral Hardening | 193885.53 | 0 | 0 | 0 | 0 | 0 | 0 | 0 | 0 | 0 | 0 |  | 0
Lateral Hardening-Fuse-60071032 | Lateral Hardening | 142140.24 | 0 | 0 | 0 | 0 | 0 | 0 | 0 | 0 | 0 | 0 |  | 0
Lateral Hardening-Fuse-60071034 | Lateral Hardening | 165712.63 | 0 | 0 | 0 | 0 | 0 | 0 | 0 | 0 | 0 | 0 |  | 0
Lateral Hardening-Fuse-60071035 | Lateral Hardening | 67272.65 | 0 | 0 | 0 | 0 | 0 | 0 | 0 | 0 | 0 | 0 |  | 0
Lateral Hardening-Fuse-60071434 | Lateral Hardening | 238996.84 | 0 | 0 | 0 | 0 | 0 | 0 | 0 | 0 | 0 | 0 |  | 0
Lateral Hardening-Fuse-60072274 | Lateral Hardening | 102834.5 | 0 | 0 | 0 | 0 | 0 | 0 | 0 | 0 | 0 | 0 |  | 0
Lateral Hardening-Fuse-60072540 | Lateral Hardening | 243814.98 | 0 | 0 | 0 | 0 | 0 | 0 | 0 | 0 | 0 | 0 |  | 0
Lateral Hardening-Fuse-60072541 | Lateral Hardening | 631052.08 | 0 | 0 | 0 | 0 | 0 | 0 | 0 | 0 | 0 | 0 |  | 0
Lateral Hardening-Fuse-60072551 | Lateral Hardening | 380608.62 | 0 | 0 | 0 | 0 | 2025 | 0 | 0 | 0 | 0 | 0 |  | 2024 | 2024
Lateral Hardening-Fuse-60072578 | Lateral Hardening | 442422.56 | 0 | 0 | 0 | 0 | 0 | 0 | 0 | 0 | 0 | 0 |  | 0
Lateral Hardening-Fuse-60072651 | Lateral Hardening | 128975.12 | 0 | 0 | 0 | 0 | 0 | 0 | 0 | 0 | 0 | 0 |  | 0
Lateral Hardening-Fuse-60072656 | Lateral Hardening | 269919.12 | 0 | 0 | 0 | 0 | 0 | 0 | 0 | 0 | 0 | 0 |  | 0
Lateral Hardening-Fuse-60072734 | Lateral Hardening | 50000 | 0 | 0 | 0 | 0 | 0 | 0 | 0 | 0 | 0 | 0 |  | 0
Lateral Hardening-Fuse-60072741 | Lateral Hardening | 95358.05 | 0 | 0 | 0 | 0 | 0 | 0 | 0 | 0 | 0 | 0 |  | 0
Lateral Hardening-Fuse-60072743 | Lateral Hardening | 50000 | 0 | 0 | 0 | 0 | 0 | 0 | 0 | 0 | 0 | 0 |  | 0
Lateral Hardening-Fuse-60072751 | Lateral Hardening | 284120.07 | 0 | 0 | 0 | 0 | 2021 | 0 | 0 | 0 | 0 | 0 |  | 2021
Lateral Hardening-Fuse-60072753 | Lateral Hardening | 332939.3 | 0 | 0 | 0 | 0 | 0 | 0 | 0 | 0 | 0 | 0 |  | 0
Lateral Hardening-Fuse-60072754 | Lateral Hardening | 342966.42 | 0 | 0 | 0 | 0 | 0 | 0 | 0 | 0 | 0 | 0 |  | 0
Lateral Hardening-Fuse-60072755 | Lateral Hardening | 343708.18 | 0 | 0 | 0 | 0 | 0 | 0 | 0 | 0 | 0 | 0 |  | 0
Lateral Hardening-Fuse-60072757 | Lateral Hardening | 201361.29 | 0 | 0 | 0 | 0 | 0 | 0 | 0 | 0 | 0 | 0 |  | 0
Lateral Hardening-Fuse-60072764 | Lateral Hardening | 224878.33 | 0 | 0 | 0 | 0 | 0 | 0 | 0 | 0 | 0 | 0 |  | 0
Lateral Hardening-Fuse-60072765 | Lateral Hardening | 421665.02 | 0 | 0 | 0 | 0 | 0 | 0 | 0 | 0 | 0 | 0 |  | 0
Lateral Hardening-Fuse-60072766 | Lateral Hardening | 301133.4 | 0 | 0 | 0 | 0 | 0 | 0 | 0 | 0 | 0 | 0 |  | 0
Lateral Hardening-Fuse-60072768 | Lateral Hardening | 50000 | 0 | 0 | 0 | 0 | 0 | 0 | 0 | 0 | 0 | 0 |  | 0
Lateral Hardening-Fuse-60072887 | Lateral Hardening | 101926.58 | 0 | 0 | 0 | 0 | 0 | 0 | 0 | 0 | 0 | 0 |  | 0
Lateral Hardening-Fuse-60072913 | Lateral Hardening | 55077.17 | 0 | 0 | 0 | 0 | 0 | 0 | 0 | 0 | 0 | 0 |  | 0
Lateral Hardening-Fuse-60073786 | Lateral Hardening | 537926.65 | 0 | 0 | 0 | 0 | 0 | 0 | 0 | 0 | 0 | 0 |  | 0
Lateral Hardening-Fuse-60073788 | Lateral Hardening | 517386.52 | 0 | 0 | 0 | 0 | 2029 | 0 | 0 | 0 | 0 | 0 |  | 2029
Lateral Hardening-Fuse-60073790 | Lateral Hardening | 566423.8 | 0 | 0 | 0 | 0 | 2029 | 0 | 0 | 0 | 0 | 0 |  | 2029
Lateral Hardening-Fuse-60073796 | Lateral Hardening | 126306.22 | 0 | 0 | 0 | 0 | 0 | 0 | 0 | 0 | 0 | 0 |  | 0
Lateral Hardening-Fuse-60073800 | Lateral Hardening | 570334.74 | 0 | 0 | 0 | 0 | 0 | 0 | 0 | 0 | 0 | 0 |  | 0
Lateral Hardening-Fuse-60073802 | Lateral Hardening | 563451.36 | 0 | 0 | 0 | 0 | 0 | 0 | 0 | 0 | 0 | 0 |  | 0
Lateral Hardening-Fuse-60073803 | Lateral Hardening | 387090.73 | 0 | 0 | 0 | 0 | 0 | 0 | 0 | 0 | 0 | 0 |  | 0
Lateral Hardening-Fuse-60073804 | Lateral Hardening | 133125.48 | 0 | 0 | 0 | 0 | 0 | 0 | 0 | 0 | 0 | 0 |  | 0
Lateral Hardening-Fuse-60073811 | Lateral Hardening | 186014.79 | 0 | 0 | 0 | 0 | 0 | 0 | 0 | 0 | 0 | 0 |  | 0
Lateral Hardening-Fuse-60073813 | Lateral Hardening | 679304.72 | 0 | 0 | 0 | 0 | 0 | 0 | 0 | 0 | 0 | 0 |  | 0
Lateral Hardening-Fuse-60073820 | Lateral Hardening | 392251.55 | 0 | 0 | 0 | 0 | 0 | 0 | 0 | 0 | 0 | 0 |  | 0
Lateral Hardening-Fuse-60074523 | Lateral Hardening | 449647.17 | 0 | 0 | 0 | 0 | 2025 | 0 | 0 | 0 | 0 | 0 |  | 2023 | 2023
Lateral Hardening-Fuse-60074888 | Lateral Hardening | 111449.28 | 0 | 0 | 0 | 0 | 0 | 0 | 0 | 0 | 0 | 0 |  | 0
Lateral Hardening-Fuse-60075639 | Lateral Hardening | 113786.38 | 0 | 0 | 0 | 0 | 0 | 0 | 0 | 0 | 0 | 0 |  | 0
Lateral Hardening-Fuse-60075640 | Lateral Hardening | 74344.98 | 0 | 0 | 0 | 0 | 0 | 0 | 0 | 0 | 0 | 0 |  | 0
Lateral Hardening-Fuse-60075666 | Lateral Hardening | 150369.18 | 0 | 0 | 0 | 0 | 0 | 0 | 0 | 0 | 0 | 0 |  | 0
Lateral Hardening-Fuse-60075873 | Lateral Hardening | 78880.28 | 0 | 0 | 0 | 0 | 0 | 0 | 0 | 0 | 0 | 0 |  | 0
Lateral Hardening-Fuse-60075908 | Lateral Hardening | 152165.63 | 0 | 0 | 0 | 0 | 0 | 0 | 0 | 0 | 0 | 0 |  | 0
Lateral Hardening-Fuse-60076345 | Lateral Hardening | 828999.33 | 0 | 0 | 0 | 0 | 0 | 0 | 0 | 0 | 0 | 0 |  | 0
Lateral Hardening-Fuse-60076375 | Lateral Hardening | 250641.93 | 0 | 0 | 0 | 0 | 2026 | 0 | 0 | 0 | 0 | 0 |  | 2025 | 2025
Lateral Hardening-Fuse-60076425 | Lateral Hardening | 423452.04 | 0 | 0 | 0 | 0 | 0 | 0 | 0 | 0 | 0 | 0 |  | 0
Lateral Hardening-Fuse-60076446 | Lateral Hardening | 58912.73 | 0 | 0 | 0 | 0 | 0 | 0 | 0 | 0 | 0 | 0 |  | 0
Lateral Hardening-Fuse-60076447 | Lateral Hardening | 175211.41 | 0 | 0 | 0 | 0 | 0 | 0 | 0 | 0 | 0 | 0 |  | 0
Lateral Hardening-Fuse-60076448 | Lateral Hardening | 168117.72 | 0 | 0 | 0 | 0 | 0 | 0 | 0 | 0 | 0 | 0 |  | 0
Lateral Hardening-Fuse-60076449 | Lateral Hardening | 175095.49 | 0 | 0 | 0 | 0 | 0 | 0 | 0 | 0 | 0 | 0 |  | 0
Lateral Hardening-Fuse-60076821 | Lateral Hardening | 156641.46 | 0 | 0 | 0 | 0 | 0 | 0 | 0 | 0 | 0 | 0 |  | 0
Lateral Hardening-Fuse-60076834 | Lateral Hardening | 307422.94 | 0 | 0 | 0 | 0 | 0 | 0 | 0 | 0 | 0 | 0 |  | 0
Lateral Hardening-Fuse-60076894 | Lateral Hardening | 694491.79 | 0 | 0 | 0 | 0 | 0 | 0 | 0 | 0 | 0 | 0 |  | 0
Lateral Hardening-Fuse-60076896 | Lateral Hardening | 66982.53 | 0 | 0 | 0 | 0 | 0 | 0 | 0 | 0 | 0 | 0 |  | 0
Lateral Hardening-Fuse-60076917 | Lateral Hardening | 169217.75 | 0 | 0 | 0 | 0 | 0 | 0 | 0 | 0 | 0 | 0 |  | 0
Lateral Hardening-Fuse-60076924 | Lateral Hardening | 177786.56 | 0 | 0 | 0 | 0 | 0 | 0 | 0 | 0 | 0 | 0 |  | 0
Lateral Hardening-Fuse-60077605 | Lateral Hardening | 425958.86 | 0 | 0 | 0 | 0 | 2022 | 0 | 0 | 0 | 0 | 0 |  | 2021 | 2021
Lateral Hardening-Fuse-60077624 | Lateral Hardening | 391859.43 | 0 | 0 | 0 | 0 | 2022 | 0 | 0 | 0 | 0 | 0 |  | 2021 | 2021
Lateral Hardening-Fuse-60077860 | Lateral Hardening | 205065.93 | 0 | 0 | 0 | 0 | 2028 | 0 | 0 | 0 | 0 | 0 |  | 2029 | 2029
Lateral Hardening-Fuse-60077871 | Lateral Hardening | 175775.71 | 0 | 0 | 0 | 0 | 0 | 0 | 0 | 0 | 0 | 0 |  | 0
Lateral Hardening-Fuse-60077875 | Lateral Hardening | 262792.42 | 0 | 0 | 0 | 0 | 0 | 0 | 0 | 0 | 0 | 0 |  | 0
Lateral Hardening-Fuse-60077876 | Lateral Hardening | 115338.54 | 0 | 0 | 0 | 0 | 0 | 0 | 0 | 0 | 0 | 0 |  | 0
Lateral Hardening-Fuse-60077878 | Lateral Hardening | 52857.83 | 0 | 0 | 0 | 0 | 0 | 0 | 0 | 0 | 0 | 0 |  | 0
Lateral Hardening-Fuse-60077880 | Lateral Hardening | 112820.19 | 0 | 0 | 0 | 0 | 0 | 0 | 0 | 0 | 0 | 0 |  | 0
Lateral Hardening-Fuse-60077881 | Lateral Hardening | 189215.01 | 0 | 0 | 0 | 0 | 0 | 0 | 0 | 0 | 0 | 0 |  | 0
Lateral Hardening-Fuse-60077882 | Lateral Hardening | 751617.61 | 0 | 0 | 0 | 0 | 2022 | 0 | 0 | 0 | 0 | 0 |  | 2022
Lateral Hardening-Fuse-60077885 | Lateral Hardening | 377322.53 | 0 | 0 | 0 | 0 | 0 | 0 | 0 | 0 | 0 | 0 |  | 0
Lateral Hardening-Fuse-60077887 | Lateral Hardening | 240630.55 | 0 | 0 | 0 | 0 | 0 | 0 | 0 | 0 | 0 | 0 |  | 0
Lateral Hardening-Fuse-60077889 | Lateral Hardening | 276446.22 | 0 | 0 | 0 | 0 | 0 | 0 | 0 | 0 | 0 | 0 |  | 0
Lateral Hardening-Fuse-60077890 | Lateral Hardening | 369386.77 | 0 | 0 | 0 | 0 | 2022 | 0 | 0 | 0 | 0 | 0 |  | 2022
Lateral Hardening-Fuse-60077891 | Lateral Hardening | 302812.2 | 0 | 0 | 0 | 0 | 2022 | 0 | 0 | 0 | 0 | 0 |  | 2022
Lateral Hardening-Fuse-60077909 | Lateral Hardening | 125459.36 | 0 | 0 | 0 | 0 | 0 | 0 | 0 | 0 | 0 | 0 |  | 0
Lateral Hardening-Fuse-60077910 | Lateral Hardening | 129169 | 0 | 0 | 0 | 0 | 0 | 0 | 0 | 0 | 0 | 0 |  | 0
Lateral Hardening-Fuse-60077911 | Lateral Hardening | 347325.61 | 0 | 0 | 0 | 0 | 0 | 0 | 0 | 0 | 0 | 0 |  | 0
Lateral Hardening-Fuse-60077913 | Lateral Hardening | 60712.09 | 0 | 0 | 0 | 0 | 0 | 0 | 0 | 0 | 0 | 0 |  | 0
Lateral Hardening-Fuse-60077914 | Lateral Hardening | 97277.54 | 0 | 0 | 0 | 0 | 0 | 0 | 0 | 0 | 0 | 0 |  | 0
Lateral Hardening-Fuse-60077915 | Lateral Hardening | 118543.76 | 0 | 0 | 0 | 0 | 0 | 0 | 0 | 0 | 0 | 0 |  | 0
Lateral Hardening-Fuse-60077916 | Lateral Hardening | 108379.98 | 0 | 0 | 0 | 0 | 0 | 0 | 0 | 0 | 0 | 0 |  | 0
Lateral Hardening-Fuse-60077918 | Lateral Hardening | 371523.63 | 0 | 0 | 0 | 0 | 0 | 0 | 0 | 0 | 0 | 0 |  | 0
Lateral Hardening-Fuse-60077922 | Lateral Hardening | 57868.15 | 0 | 0 | 0 | 0 | 0 | 0 | 0 | 0 | 0 | 0 |  | 0
Lateral Hardening-Fuse-60077924 | Lateral Hardening | 232643.89 | 0 | 0 | 0 | 0 | 0 | 0 | 0 | 0 | 0 | 0 |  | 0
Lateral Hardening-Fuse-60077926 | Lateral Hardening | 50000 | 0 | 0 | 0 | 0 | 0 | 0 | 0 | 0 | 0 | 0 |  | 0
Lateral Hardening-Fuse-60077927 | Lateral Hardening | 69505.01 | 0 | 0 | 0 | 0 | 0 | 0 | 0 | 0 | 0 | 0 |  | 0
Lateral Hardening-Fuse-60077931 | Lateral Hardening | 391694.48 | 0 | 0 | 0 | 0 | 2028 | 0 | 0 | 0 | 0 | 0 |  | 2029 | 2029
Lateral Hardening-Fuse-60079238 | Lateral Hardening | 325527.29 | 0 | 0 | 0 | 0 | 0 | 0 | 0 | 0 | 0 | 0 |  | 0
Lateral Hardening-Fuse-60079253 | Lateral Hardening | 50000 | 0 | 0 | 0 | 0 | 0 | 0 | 0 | 0 | 0 | 0 |  | 0
Lateral Hardening-Fuse-60079254 | Lateral Hardening | 159291.96 | 0 | 0 | 0 | 0 | 2022 | 0 | 0 | 0 | 0 | 0 |  | 2021 | 2021
Lateral Hardening-Fuse-60079330 | Lateral Hardening | 290265.94 | 0 | 0 | 0 | 0 | 0 | 0 | 0 | 0 | 0 | 0 |  | 0
Lateral Hardening-Fuse-60079353 | Lateral Hardening | 365324.39 | 0 | 0 | 0 | 0 | 0 | 0 | 0 | 0 | 0 | 0 |  | 0
Lateral Hardening-Fuse-60079455 | Lateral Hardening | 257052.22 | 0 | 0 | 0 | 0 | 2023 | 0 | 0 | 0 | 0 | 0 |  | 2023
Lateral Hardening-Fuse-60080443 | Lateral Hardening | 62248.87 | 0 | 0 | 0 | 0 | 0 | 0 | 0 | 0 | 0 | 0 |  | 0
Lateral Hardening-Fuse-60080446 | Lateral Hardening | 126787.62 | 0 | 0 | 0 | 0 | 2024 | 0 | 0 | 0 | 0 | 0 |  | 2024
Lateral Hardening-Fuse-60080581 | Lateral Hardening | 50000 | 0 | 0 | 0 | 0 | 0 | 0 | 0 | 0 | 0 | 0 |  | 0
Lateral Hardening-Fuse-60080856 | Lateral Hardening | 437330.87 | 0 | 0 | 0 | 0 | 0 | 0 | 0 | 0 | 0 | 0 |  | 0
Lateral Hardening-Fuse-60080883 | Lateral Hardening | 79528.75 | 0 | 0 | 0 | 0 | 0 | 0 | 0 | 0 | 0 | 0 |  | 0
Lateral Hardening-Fuse-60080932 | Lateral Hardening | 82768.25 | 0 | 0 | 0 | 0 | 0 | 0 | 0 | 0 | 0 | 0 |  | 0
Lateral Hardening-Fuse-60081129 | Lateral Hardening | 266838.39 | 0 | 0 | 0 | 0 | 0 | 0 | 0 | 0 | 0 | 0 |  | 0
Lateral Hardening-Fuse-60081130 | Lateral Hardening | 365770.11 | 0 | 0 | 0 | 0 | 0 | 0 | 0 | 0 | 0 | 0 |  | 0
Lateral Hardening-Fuse-60081134 | Lateral Hardening | 311623.8 | 0 | 0 | 0 | 0 | 2025 | 0 | 0 | 0 | 0 | 0 |  | 2025
Lateral Hardening-Fuse-60081135 | Lateral Hardening | 188376.58 | 0 | 0 | 0 | 0 | 0 | 0 | 0 | 0 | 0 | 0 |  | 0
Lateral Hardening-Fuse-60081239 | Lateral Hardening | 58403.31 | 0 | 0 | 0 | 0 | 0 | 0 | 0 | 0 | 0 | 0 |  | 0
Lateral Hardening-Fuse-60081240 | Lateral Hardening | 240029.3 | 0 | 0 | 0 | 0 | 2029 | 0 | 0 | 0 | 0 | 0 |  | 2029
Lateral Hardening-Fuse-60081242 | Lateral Hardening | 333831.43 | 0 | 0 | 0 | 0 | 0 | 0 | 0 | 0 | 0 | 0 |  | 0
Lateral Hardening-Fuse-60081246 | Lateral Hardening | 141399.72 | 0 | 0 | 0 | 0 | 0 | 0 | 0 | 0 | 0 | 0 |  | 0
Lateral Hardening-Fuse-60081251 | Lateral Hardening | 390424.64 | 0 | 0 | 0 | 0 | 0 | 0 | 0 | 0 | 0 | 0 |  | 0
Lateral Hardening-Fuse-60081630 | Lateral Hardening | 147617.76 | 0 | 0 | 0 | 0 | 0 | 0 | 0 | 0 | 0 | 0 |  | 0
Lateral Hardening-Fuse-60081632 | Lateral Hardening | 221222.39 | 0 | 0 | 0 | 0 | 0 | 0 | 0 | 0 | 0 | 0 |  | 0
Lateral Hardening-Fuse-60081634 | Lateral Hardening | 108417.99 | 0 | 0 | 0 | 0 | 0 | 0 | 0 | 0 | 0 | 0 |  | 0
Lateral Hardening-Fuse-60081636 | Lateral Hardening | 220550.57 | 0 | 0 | 0 | 0 | 0 | 0 | 0 | 0 | 0 | 0 |  | 0
Lateral Hardening-Fuse-60081638 | Lateral Hardening | 50000 | 0 | 0 | 0 | 0 | 0 | 0 | 0 | 0 | 0 | 0 |  | 0
Lateral Hardening-Fuse-60081644 | Lateral Hardening | 176308.26 | 0 | 0 | 0 | 0 | 0 | 0 | 0 | 0 | 0 | 0 |  | 0
Lateral Hardening-Fuse-60081646 | Lateral Hardening | 172205.12 | 0 | 0 | 0 | 0 | 0 | 0 | 0 | 0 | 0 | 0 |  | 0
Lateral Hardening-Fuse-60081648 | Lateral Hardening | 170600.76 | 0 | 0 | 0 | 0 | 0 | 0 | 0 | 0 | 0 | 0 |  | 0
Lateral Hardening-Fuse-60081658 | Lateral Hardening | 70576.81 | 0 | 0 | 0 | 0 | 0 | 0 | 0 | 0 | 0 | 0 |  | 0
Lateral Hardening-Fuse-60081660 | Lateral Hardening | 349391.28 | 0 | 0 | 0 | 0 | 2021 | 0 | 0 | 0 | 0 | 0 |  | 0 | 0
Lateral Hardening-Fuse-60081662 | Lateral Hardening | 301041.98 | 0 | 0 | 0 | 0 | 0 | 0 | 0 | 0 | 0 | 0 |  | 0
Lateral Hardening-Fuse-60081731 | Lateral Hardening | 918401.58 | 0 | 0 | 0 | 0 | 2025 | 0 | 0 | 0 | 0 | 0 |  | 2024 | 2024
Lateral Hardening-Fuse-60081732 | Lateral Hardening | 544856.81 | 0 | 0 | 0 | 0 | 0 | 0 | 0 | 0 | 0 | 0 |  | 2024 | 2024
Lateral Hardening-Fuse-60081751 | Lateral Hardening | 138089.32 | 0 | 0 | 0 | 0 | 0 | 0 | 0 | 0 | 0 | 0 |  | 0
Lateral Hardening-Fuse-60082088 | Lateral Hardening | 50000 | 0 | 0 | 0 | 0 | 0 | 0 | 0 | 0 | 0 | 0 |  | 0
Lateral Hardening-Fuse-60082906 | Lateral Hardening | 70151.83 | 0 | 0 | 0 | 0 | 0 | 0 | 0 | 0 | 0 | 0 |  | 0
Lateral Hardening-Fuse-60082917 | Lateral Hardening | 66332.01 | 0 | 0 | 0 | 0 | 0 | 0 | 0 | 0 | 0 | 0 |  | 0
Lateral Hardening-Fuse-60082932 | Lateral Hardening | 261881.03 | 0 | 0 | 0 | 0 | 0 | 0 | 0 | 0 | 0 | 0 |  | 0
Lateral Hardening-Fuse-60083264 | Lateral Hardening | 50000 | 0 | 0 | 0 | 0 | 0 | 0 | 0 | 0 | 0 | 0 |  | 0
Lateral Hardening-Fuse-60084307 | Lateral Hardening | 59379.19 | 0 | 0 | 0 | 0 | 0 | 0 | 0 | 0 | 0 | 0 |  | 0
Lateral Hardening-Fuse-60084363 | Lateral Hardening | 912455.12 | 0 | 0 | 0 | 0 | 2024 | 0 | 0 | 0 | 0 | 0 |  | 2025 | 2025
Lateral Hardening-Fuse-60084380 | Lateral Hardening | 50000 | 0 | 0 | 0 | 0 | 0 | 0 | 0 | 0 | 0 | 0 |  | 0
Lateral Hardening-Fuse-60084391 | Lateral Hardening | 191880.81 | 0 | 0 | 0 | 0 | 0 | 0 | 0 | 0 | 0 | 0 |  | 0
Lateral Hardening-Fuse-60084392 | Lateral Hardening | 398878.5 | 0 | 0 | 0 | 0 | 2026 | 0 | 0 | 0 | 0 | 0 |  | 2027 | 2027
Lateral Hardening-Fuse-60084637 | Lateral Hardening | 1491612.81 | 0 | 0 | 0 | 0 | 2024 | 0 | 0 | 0 | 0 | 0 |  | 2024
Lateral Hardening-Fuse-60087041 | Lateral Hardening | 339994.07 | 0 | 0 | 0 | 0 | 0 | 0 | 0 | 0 | 0 | 0 |  | 0
Lateral Hardening-Fuse-60087052 | Lateral Hardening | 81795.83 | 0 | 0 | 0 | 0 | 2029 | 0 | 0 | 0 | 0 | 0 |  | 2029
Lateral Hardening-Fuse-60087053 | Lateral Hardening | 114556.54 | 0 | 0 | 0 | 0 | 0 | 0 | 0 | 0 | 0 | 0 |  | 0
Lateral Hardening-Fuse-60087285 | Lateral Hardening | 421838.72 | 0 | 0 | 0 | 0 | 2029 | 0 | 0 | 0 | 0 | 0 |  | 0 | 0
Lateral Hardening-Fuse-60087359 | Lateral Hardening | 389992.02 | 0 | 0 | 0 | 0 | 0 | 0 | 0 | 0 | 0 | 0 |  | 0
Lateral Hardening-Fuse-60087488 | Lateral Hardening | 590833.06 | 0 | 0 | 0 | 0 | 2026 | 0 | 0 | 0 | 0 | 0 |  | 2025 | 2025
Lateral Hardening-Fuse-60088175 | Lateral Hardening | 631454.43 | 0 | 0 | 0 | 0 | 2027 | 0 | 0 | 0 | 0 | 0 |  | 2028 | 2028
Lateral Hardening-Fuse-60088181 | Lateral Hardening | 159439.24 | 0 | 0 | 0 | 0 | 0 | 0 | 0 | 0 | 0 | 0 |  | 0
Lateral Hardening-Fuse-60088182 | Lateral Hardening | 78363.11 | 0 | 0 | 0 | 0 | 0 | 0 | 0 | 0 | 0 | 0 |  | 0
Lateral Hardening-Fuse-60088184 | Lateral Hardening | 479537.34 | 0 | 0 | 0 | 0 | 0 | 0 | 0 | 0 | 0 | 0 |  | 0
Lateral Hardening-Fuse-60088186 | Lateral Hardening | 296195.66 | 0 | 0 | 0 | 0 | 2027 | 0 | 0 | 0 | 0 | 0 |  | 2028 | 2028
Lateral Hardening-Fuse-60088199 | Lateral Hardening | 169014.11 | 0 | 0 | 0 | 0 | 2027 | 0 | 0 | 0 | 0 | 0 |  | 2028 | 2028
Lateral Hardening-Fuse-60088200 | Lateral Hardening | 727315.94 | 0 | 0 | 0 | 0 | 2027 | 0 | 0 | 0 | 0 | 0 |  | 2028 | 2028
Lateral Hardening-Fuse-60088410 | Lateral Hardening | 60329.33 | 0 | 0 | 0 | 0 | 0 | 0 | 0 | 0 | 0 | 0 |  | 0
Lateral Hardening-Fuse-60088566 | Lateral Hardening | 110683.76 | 0 | 0 | 0 | 0 | 0 | 0 | 0 | 0 | 0 | 0 |  | 0
Lateral Hardening-Fuse-60088567 | Lateral Hardening | 357121.63 | 0 | 0 | 0 | 0 | 2024 | 0 | 0 | 0 | 0 | 0 |  | 2025 | 2025
Lateral Hardening-Fuse-60088568 | Lateral Hardening | 432154.87 | 0 | 0 | 0 | 0 | 0 | 0 | 0 | 0 | 0 | 0 |  | 2025 | 2025
Lateral Hardening-Fuse-60089041 | Lateral Hardening | 418038.91 | 0 | 0 | 0 | 0 | 2028 | 0 | 0 | 0 | 0 | 0 |  | 2027 | 2027
Lateral Hardening-Fuse-60090174 | Lateral Hardening | 187059.19 | 0 | 0 | 0 | 0 | 0 | 0 | 0 | 0 | 0 | 0 |  | 0
Lateral Hardening-Fuse-60090178 | Lateral Hardening | 75611.33 | 0 | 0 | 0 | 0 | 0 | 0 | 0 | 0 | 0 | 0 |  | 0
Lateral Hardening-Fuse-60090179 | Lateral Hardening | 425644.82 | 0 | 0 | 0 | 0 | 0 | 0 | 0 | 0 | 0 | 0 |  | 0
Lateral Hardening-Fuse-60090214 | Lateral Hardening | 245624.8 | 0 | 0 | 0 | 0 | 0 | 0 | 0 | 0 | 0 | 0 |  | 2021 | 2021
Lateral Hardening-Fuse-60090589 | Lateral Hardening | 50000 | 0 | 0 | 0 | 0 | 0 | 0 | 0 | 0 | 0 | 0 |  | 0
Lateral Hardening-Fuse-60092324 | Lateral Hardening | 118907.76 | 0 | 0 | 0 | 0 | 0 | 0 | 0 | 0 | 0 | 0 |  | 0
Lateral Hardening-Fuse-60093415 | Lateral Hardening | 273859.12 | 0 | 0 | 0 | 0 | 0 | 0 | 0 | 0 | 0 | 0 |  | 0
Lateral Hardening-Fuse-60094069 | Lateral Hardening | 454117.95 | 0 | 0 | 0 | 0 | 2024 | 0 | 0 | 0 | 0 | 0 |  | 2022 | 2022
Lateral Hardening-Fuse-60094815 | Lateral Hardening | 1557137.54 | 0 | 0 | 0 | 0 | 0 | 0 | 0 | 0 | 0 | 0 |  | 0
Lateral Hardening-Fuse-60094909 | Lateral Hardening | 122953.86 | 0 | 0 | 0 | 0 | 0 | 0 | 0 | 0 | 0 | 0 |  | 0
Lateral Hardening-Fuse-60094912 | Lateral Hardening | 156347.53 | 0 | 0 | 0 | 0 | 0 | 0 | 0 | 0 | 0 | 0 |  | 0
Lateral Hardening-Fuse-60094921 | Lateral Hardening | 120418.98 | 0 | 0 | 0 | 0 | 0 | 0 | 0 | 0 | 0 | 0 |  | 0
Lateral Hardening-Fuse-60096423 | Lateral Hardening | 207950.12 | 0 | 0 | 0 | 0 | 0 | 0 | 0 | 0 | 0 | 0 |  | 0
Lateral Hardening-Fuse-60096424 | Lateral Hardening | 1114467.53 | 0 | 0 | 0 | 0 | 0 | 0 | 0 | 0 | 0 | 0 |  | 0
Lateral Hardening-Fuse-60096425 | Lateral Hardening | 161618.51 | 0 | 0 | 0 | 0 | 2028 | 0 | 0 | 0 | 0 | 0 |  | 2023 | 2023
Lateral Hardening-Fuse-60096583 | Lateral Hardening | 211090.14 | 0 | 0 | 0 | 0 | 0 | 0 | 0 | 0 | 0 | 0 |  | 0
Lateral Hardening-Fuse-60097512 | Lateral Hardening | 306712.21 | 0 | 0 | 0 | 0 | 0 | 0 | 0 | 0 | 0 | 0 |  | 0
Lateral Hardening-Fuse-60099090 | Lateral Hardening | 53051.71 | 0 | 0 | 0 | 0 | 0 | 0 | 0 | 0 | 0 | 0 |  | 0
Lateral Hardening-Fuse-60099092 | Lateral Hardening | 93935.66 | 0 | 0 | 0 | 0 | 0 | 0 | 0 | 0 | 0 | 0 |  | 0
Lateral Hardening-Fuse-60100181 | Lateral Hardening | 50000 | 0 | 0 | 0 | 0 | 0 | 0 | 0 | 0 | 0 | 0 |  | 0
Lateral Hardening-Fuse-60100195 | Lateral Hardening | 56359.09 | 0 | 0 | 0 | 0 | 0 | 0 | 0 | 0 | 0 | 0 |  | 0
Lateral Hardening-Fuse-60101193 | Lateral Hardening | 50000 | 0 | 0 | 0 | 0 | 0 | 0 | 0 | 0 | 0 | 0 |  | 0
Lateral Hardening-Fuse-60102109 | Lateral Hardening | 89408.09 | 0 | 0 | 0 | 0 | 0 | 0 | 0 | 0 | 0 | 0 |  | 0
Lateral Hardening-Fuse-60102577 | Lateral Hardening | 380915.4 | 0 | 0 | 0 | 0 | 0 | 0 | 0 | 0 | 0 | 0 |  | 0
Lateral Hardening-Fuse-60102708 | Lateral Hardening | 73362.79 | 0 | 0 | 0 | 0 | 0 | 0 | 0 | 0 | 0 | 0 |  | 0
Lateral Hardening-Fuse-60102897 | Lateral Hardening | 69800.73 | 0 | 0 | 0 | 0 | 0 | 0 | 0 | 0 | 0 | 0 |  | 0
Lateral Hardening-Fuse-60104155 | Lateral Hardening | 196009.64 | 0 | 0 | 0 | 0 | 0 | 0 | 0 | 0 | 0 | 0 |  | 0
Lateral Hardening-Fuse-60104318 | Lateral Hardening | 854665.8 | 0 | 0 | 0 | 0 | 0 | 0 | 0 | 0 | 0 | 0 |  | 0
Lateral Hardening-Fuse-60104319 | Lateral Hardening | 72103.59 | 0 | 0 | 0 | 0 | 0 | 0 | 0 | 0 | 0 | 0 |  | 0
Lateral Hardening-Fuse-60104320 | Lateral Hardening | 202742.51 | 0 | 0 | 0 | 0 | 0 | 0 | 0 | 0 | 0 | 0 |  | 0
Lateral Hardening-Fuse-60104322 | Lateral Hardening | 200958.53 | 0 | 0 | 0 | 0 | 0 | 0 | 0 | 0 | 0 | 0 |  | 0
Lateral Hardening-Fuse-60104332 | Lateral Hardening | 259178.75 | 0 | 0 | 0 | 0 | 0 | 0 | 0 | 0 | 0 | 0 |  | 0
Lateral Hardening-Fuse-60104341 | Lateral Hardening | 304506.82 | 0 | 0 | 0 | 0 | 2024 | 0 | 0 | 0 | 0 | 0 |  | 2025 | 2025
Lateral Hardening-Fuse-60104344 | Lateral Hardening | 384388.4 | 0 | 0 | 0 | 0 | 2022 | 0 | 0 | 0 | 0 | 0 |  | 2021 | 2021
Lateral Hardening-Fuse-60104598 | Lateral Hardening | 470578.64 | 0 | 0 | 0 | 0 | 0 | 0 | 0 | 0 | 0 | 0 |  | 2024 | 2024
Lateral Hardening-Fuse-60104601 | Lateral Hardening | 399581.8 | 0 | 0 | 0 | 0 | 0 | 0 | 0 | 0 | 0 | 0 |  | 0
Lateral Hardening-Fuse-60104604 | Lateral Hardening | 460933.49 | 0 | 0 | 0 | 0 | 2025 | 0 | 0 | 0 | 0 | 0 |  | 2024 | 2024
Lateral Hardening-Fuse-60105297 | Lateral Hardening | 50000 | 0 | 0 | 0 | 0 | 2028 | 0 | 0 | 0 | 0 | 0 |  | 2025 | 2025
Lateral Hardening-Fuse-60105301 | Lateral Hardening | 51451.23 | 0 | 0 | 0 | 0 | 0 | 0 | 0 | 0 | 0 | 0 |  | 0
Lateral Hardening-Fuse-60105304 | Lateral Hardening | 58828.29 | 0 | 0 | 0 | 0 | 0 | 0 | 0 | 0 | 0 | 0 |  | 0
Lateral Hardening-Fuse-60105311 | Lateral Hardening | 53476.69 | 0 | 0 | 0 | 0 | 0 | 0 | 0 | 0 | 0 | 0 |  | 0
Lateral Hardening-Fuse-60105320 | Lateral Hardening | 268255.8 | 0 | 0 | 0 | 0 | 0 | 0 | 0 | 0 | 0 | 0 |  | 0
Lateral Hardening-Fuse-60105323 | Lateral Hardening | 467659.47 | 0 | 0 | 0 | 0 | 0 | 0 | 0 | 0 | 0 | 0 |  | 0
Lateral Hardening-Fuse-60105326 | Lateral Hardening | 50000 | 0 | 0 | 0 | 0 | 2021 | 0 | 0 | 0 | 0 | 0 |  | 2021
Lateral Hardening-Fuse-60105327 | Lateral Hardening | 349303.8 | 0 | 0 | 0 | 0 | 0 | 0 | 0 | 0 | 0 | 0 |  | 0
Lateral Hardening-Fuse-60105331 | Lateral Hardening | 338752.26 | 0 | 0 | 0 | 0 | 0 | 0 | 0 | 0 | 0 | 0 |  | 0
Lateral Hardening-Fuse-60105333 | Lateral Hardening | 222518.07 | 0 | 0 | 0 | 0 | 0 | 0 | 0 | 0 | 0 | 0 |  | 0
Lateral Hardening-Fuse-60105334 | Lateral Hardening | 279951.24 | 0 | 0 | 0 | 0 | 0 | 0 | 0 | 0 | 0 | 0 |  | 0
Lateral Hardening-Fuse-60105335 | Lateral Hardening | 92634 | 0 | 0 | 0 | 0 | 0 | 0 | 0 | 0 | 0 | 0 |  | 0
Lateral Hardening-Fuse-60105502 | Lateral Hardening | 113348.82 | 0 | 0 | 0 | 0 | 0 | 0 | 0 | 0 | 0 | 0 |  | 0
Lateral Hardening-Fuse-60105504 | Lateral Hardening | 53812.23 | 0 | 0 | 0 | 0 | 0 | 0 | 0 | 0 | 0 | 0 |  | 0
Lateral Hardening-Fuse-60105505 | Lateral Hardening | 53434.47 | 0 | 0 | 0 | 0 | 0 | 0 | 0 | 0 | 0 | 0 |  | 0
Lateral Hardening-Fuse-60105510 | Lateral Hardening | 50000 | 0 | 0 | 0 | 0 | 0 | 0 | 0 | 0 | 0 | 0 |  | 0
Lateral Hardening-Fuse-60105572 | Lateral Hardening | 53875.19 | 0 | 0 | 0 | 0 | 0 | 0 | 0 | 0 | 0 | 0 |  | 0
Lateral Hardening-Fuse-60105573 | Lateral Hardening | 55381.23 | 0 | 0 | 0 | 0 | 0 | 0 | 0 | 0 | 0 | 0 |  | 0
Lateral Hardening-Fuse-60105923 | Lateral Hardening | 50000 | 0 | 0 | 0 | 0 | 0 | 0 | 0 | 0 | 0 | 0 |  | 0
Lateral Hardening-Fuse-60105982 | Lateral Hardening | 268071.8 | 0 | 0 | 0 | 0 | 0 | 0 | 0 | 0 | 0 | 0 |  | 0
Lateral Hardening-Fuse-60106849 | Lateral Hardening | 256397.16 | 0 | 0 | 0 | 0 | 2021 | 0 | 0 | 0 | 0 | 0 |  | 2021
Lateral Hardening-Fuse-60107060 | Lateral Hardening | 82767.68 | 0 | 0 | 0 | 0 | 0 | 0 | 0 | 0 | 0 | 0 |  | 0
Lateral Hardening-Fuse-60107076 | Lateral Hardening | 109860.28 | 0 | 0 | 0 | 0 | 2022 | 0 | 0 | 0 | 0 | 0 |  | 2025 | 2025
Lateral Hardening-Fuse-60107288 | Lateral Hardening | 199767.29 | 0 | 0 | 0 | 0 | 0 | 0 | 0 | 0 | 0 | 0 |  | 0
Lateral Hardening-Fuse-60107459 | Lateral Hardening | 50000 | 0 | 0 | 0 | 0 | 0 | 0 | 0 | 0 | 0 | 0 |  | 0
Lateral Hardening-Fuse-60108272 | Lateral Hardening | 301208.42 | 0 | 0 | 0 | 0 | 0 | 0 | 0 | 0 | 0 | 0 |  | 0
Lateral Hardening-Fuse-60108553 | Lateral Hardening | 106035.51 | 0 | 0 | 0 | 0 | 0 | 0 | 0 | 0 | 0 | 0 |  | 0
Lateral Hardening-Fuse-60109620 | Lateral Hardening | 158968.01 | 0 | 0 | 0 | 0 | 0 | 0 | 0 | 0 | 0 | 0 |  | 0
Lateral Hardening-Fuse-60110399 | Lateral Hardening | 50000 | 0 | 0 | 0 | 0 | 0 | 0 | 0 | 0 | 0 | 0 |  | 0
Lateral Hardening-Fuse-60110680 | Lateral Hardening | 59368.45 | 0 | 0 | 0 | 0 | 2024 | 0 | 0 | 0 | 0 | 0 |  | 0 | 0
Lateral Hardening-Fuse-60110867 | Lateral Hardening | 159968.66 | 0 | 0 | 0 | 0 | 0 | 0 | 0 | 0 | 0 | 0 |  | 0
Lateral Hardening-Fuse-60110868 | Lateral Hardening | 1645764.75 | 0 | 0 | 0 | 0 | 0 | 0 | 0 | 0 | 0 | 0 |  | 0
Lateral Hardening-Fuse-60111391 | Lateral Hardening | 474430.23 | 0 | 0 | 0 | 0 | 2028 | 0 | 0 | 0 | 0 | 0 |  | 2025 | 2025
Lateral Hardening-Fuse-60111392 | Lateral Hardening | 50000 | 0 | 0 | 0 | 0 | 0 | 0 | 0 | 0 | 0 | 0 |  | 0
Lateral Hardening-Fuse-60112131 | Lateral Hardening | 57202.07 | 0 | 0 | 0 | 0 | 0 | 0 | 0 | 0 | 0 | 0 |  | 0
Lateral Hardening-Fuse-60112133 | Lateral Hardening | 396227.7 | 0 | 0 | 0 | 0 | 0 | 0 | 0 | 0 | 0 | 0 |  | 0
Lateral Hardening-Fuse-60114848 | Lateral Hardening | 556281.54 | 0 | 0 | 0 | 0 | 2029 | 0 | 0 | 0 | 0 | 0 |  | 2029
Lateral Hardening-Fuse-60114850 | Lateral Hardening | 287585.93 | 0 | 0 | 0 | 0 | 0 | 0 | 0 | 0 | 0 | 0 |  | 0
Lateral Hardening-Fuse-60114852 | Lateral Hardening | 67150.49 | 0 | 0 | 0 | 0 | 0 | 0 | 0 | 0 | 0 | 0 |  | 0
Lateral Hardening-Fuse-60114854 | Lateral Hardening | 196215.05 | 0 | 0 | 0 | 0 | 0 | 0 | 0 | 0 | 0 | 0 |  | 0
Lateral Hardening-Fuse-60114858 | Lateral Hardening | 87650.45 | 0 | 0 | 0 | 0 | 0 | 0 | 0 | 0 | 0 | 0 |  | 0
Lateral Hardening-Fuse-60114860 | Lateral Hardening | 140335.14 | 0 | 0 | 0 | 0 | 0 | 0 | 0 | 0 | 0 | 0 |  | 0
Lateral Hardening-Fuse-60114864 | Lateral Hardening | 214532.15 | 0 | 0 | 0 | 0 | 0 | 0 | 0 | 0 | 0 | 0 |  | 0
Lateral Hardening-Fuse-60114871 | Lateral Hardening | 155375.11 | 0 | 0 | 0 | 0 | 0 | 0 | 0 | 0 | 0 | 0 |  | 0
Lateral Hardening-Fuse-60114876 | Lateral Hardening | 151290.18 | 0 | 0 | 0 | 0 | 0 | 0 | 0 | 0 | 0 | 0 |  | 0
Lateral Hardening-Fuse-60114878 | Lateral Hardening | 134238.02 | 0 | 0 | 0 | 0 | 0 | 0 | 0 | 0 | 0 | 0 |  | 0
Lateral Hardening-Fuse-60114880 | Lateral Hardening | 243944.44 | 0 | 0 | 0 | 0 | 0 | 0 | 0 | 0 | 0 | 0 |  | 0
Lateral Hardening-Fuse-60114882 | Lateral Hardening | 290481.3 | 0 | 0 | 0 | 0 | 0 | 0 | 0 | 0 | 0 | 0 |  | 0
Lateral Hardening-Fuse-60117196 | Lateral Hardening | 83768.98 | 0 | 0 | 0 | 0 | 0 | 0 | 0 | 0 | 0 | 0 |  | 0
Lateral Hardening-Fuse-60117209 | Lateral Hardening | 327448.37 | 0 | 0 | 0 | 0 | 2024 | 0 | 0 | 0 | 0 | 0 |  | 2023 | 2023
Lateral Hardening-Fuse-60117210 | Lateral Hardening | 114478.81 | 0 | 0 | 0 | 0 | 0 | 0 | 0 | 0 | 0 | 0 |  | 0
Lateral Hardening-Fuse-60117212 | Lateral Hardening | 175599.96 | 0 | 0 | 0 | 0 | 0 | 0 | 0 | 0 | 0 | 0 |  | 0
Lateral Hardening-Fuse-60117216 | Lateral Hardening | 148950.66 | 0 | 0 | 0 | 0 | 0 | 0 | 0 | 0 | 0 | 0 |  | 0
Lateral Hardening-Fuse-60117218 | Lateral Hardening | 79034.19 | 0 | 0 | 0 | 0 | 2024 | 0 | 0 | 0 | 0 | 0 |  | 2023 | 2023
Lateral Hardening-Fuse-60117220 | Lateral Hardening | 118486.54 | 0 | 0 | 0 | 0 | 0 | 0 | 0 | 0 | 0 | 0 |  | 0
Lateral Hardening-Fuse-60117374 | Lateral Hardening | 50000 | 0 | 0 | 0 | 0 | 0 | 0 | 0 | 0 | 0 | 0 |  | 0
Lateral Hardening-Fuse-60117377 | Lateral Hardening | 164922.5 | 0 | 0 | 0 | 0 | 0 | 0 | 0 | 0 | 0 | 0 |  | 0
Lateral Hardening-Fuse-60117378 | Lateral Hardening | 333697.38 | 0 | 0 | 0 | 0 | 2023 | 0 | 0 | 0 | 0 | 0 |  | 2022 | 2022
Lateral Hardening-Fuse-60117404 | Lateral Hardening | 487093.73 | 0 | 0 | 0 | 0 | 0 | 0 | 0 | 0 | 0 | 0 |  | 0
Lateral Hardening-Fuse-60117757 | Lateral Hardening | 103437.62 | 0 | 0 | 0 | 0 | 0 | 0 | 0 | 0 | 0 | 0 |  | 0
Lateral Hardening-Fuse-60117810 | Lateral Hardening | 241265.06 | 0 | 0 | 0 | 0 | 0 | 0 | 0 | 0 | 0 | 0 |  | 0
Lateral Hardening-Fuse-60117811 | Lateral Hardening | 552309.21 | 0 | 0 | 0 | 0 | 0 | 0 | 0 | 0 | 0 | 0 |  | 0
Lateral Hardening-Fuse-60117888 | Lateral Hardening | 80559.5 | 0 | 0 | 0 | 0 | 0 | 0 | 0 | 0 | 0 | 0 |  | 0
Lateral Hardening-Fuse-60117949 | Lateral Hardening | 92721.78 | 0 | 0 | 0 | 0 | 0 | 0 | 0 | 0 | 0 | 0 |  | 0
Lateral Hardening-Fuse-60117950 | Lateral Hardening | 244121.14 | 0 | 0 | 0 | 0 | 0 | 0 | 0 | 0 | 0 | 0 |  | 0
Lateral Hardening-Fuse-60118006 | Lateral Hardening | 50000 | 0 | 0 | 0 | 0 | 0 | 0 | 0 | 0 | 0 | 0 |  | 0
Lateral Hardening-Fuse-60118007 | Lateral Hardening | 160852.81 | 0 | 0 | 0 | 0 | 0 | 0 | 0 | 0 | 0 | 0 |  | 0
Lateral Hardening-Fuse-60118012 | Lateral Hardening | 140933.26 | 0 | 0 | 0 | 0 | 0 | 0 | 0 | 0 | 0 | 0 |  | 0
Lateral Hardening-Fuse-60118366 | Lateral Hardening | 559069.53 | 0 | 0 | 0 | 0 | 0 | 0 | 0 | 0 | 0 | 0 |  | 0
Lateral Hardening-Fuse-60118967 | Lateral Hardening | 169511.11 | 0 | 0 | 0 | 0 | 0 | 0 | 0 | 0 | 0 | 0 |  | 0
Lateral Hardening-Fuse-60118975 | Lateral Hardening | 439060.69 | 0 | 0 | 0 | 0 | 2024 | 0 | 0 | 0 | 0 | 0 |  | 2027 | 2027
Lateral Hardening-Fuse-60119800 | Lateral Hardening | 79293.15 | 0 | 0 | 0 | 0 | 0 | 0 | 0 | 0 | 0 | 0 |  | 0
Lateral Hardening-Fuse-60119818 | Lateral Hardening | 77143.3 | 0 | 0 | 0 | 0 | 0 | 0 | 0 | 0 | 0 | 0 |  | 0
Lateral Hardening-Fuse-60120310 | Lateral Hardening | 87508.79 | 0 | 0 | 0 | 0 | 0 | 0 | 0 | 0 | 0 | 0 |  | 0
Lateral Hardening-Fuse-60120336 | Lateral Hardening | 125215.42 | 0 | 0 | 0 | 0 | 0 | 0 | 0 | 0 | 0 | 0 |  | 0
Lateral Hardening-Fuse-60120357 | Lateral Hardening | 127112.06 | 0 | 0 | 0 | 0 | 0 | 0 | 0 | 0 | 0 | 0 |  | 0
Lateral Hardening-Fuse-60120359 | Lateral Hardening | 100200.97 | 0 | 0 | 0 | 0 | 0 | 0 | 0 | 0 | 0 | 0 |  | 0
Lateral Hardening-Fuse-60120514 | Lateral Hardening | 256851.66 | 0 | 0 | 0 | 0 | 2029 | 0 | 0 | 0 | 0 | 0 |  | 0 | 0
Lateral Hardening-Fuse-60120858 | Lateral Hardening | 50000 | 0 | 0 | 0 | 0 | 2029 | 0 | 0 | 0 | 0 | 0 |  | 2025 | 2025
Lateral Hardening-Fuse-60121134 | Lateral Hardening | 584294.76 | 0 | 0 | 0 | 0 | 0 | 0 | 0 | 0 | 0 | 0 |  | 0
Lateral Hardening-Fuse-60121140 | Lateral Hardening | 241077.89 | 0 | 0 | 0 | 0 | 0 | 0 | 0 | 0 | 0 | 0 |  | 0
Lateral Hardening-Fuse-60121691 | Lateral Hardening | 158231.76 | 0 | 0 | 0 | 0 | 0 | 0 | 0 | 0 | 0 | 0 |  | 0
Lateral Hardening-Fuse-60121754 | Lateral Hardening | 50000 | 0 | 0 | 0 | 0 | 0 | 0 | 0 | 0 | 0 | 0 |  | 0
Lateral Hardening-Fuse-60122737 | Lateral Hardening | 50000 | 0 | 0 | 0 | 0 | 0 | 0 | 0 | 0 | 0 | 0 |  | 0
Lateral Hardening-Fuse-60123284 | Lateral Hardening | 640673.87 | 0 | 0 | 0 | 0 | 0 | 0 | 0 | 0 | 0 | 0 |  | 0
Lateral Hardening-Fuse-60123652 | Lateral Hardening | 230876.75 | 0 | 0 | 0 | 0 | 0 | 0 | 0 | 0 | 0 | 0 |  | 0
Lateral Hardening-Fuse-60123654 | Lateral Hardening | 99061.95 | 0 | 0 | 0 | 0 | 2022 | 0 | 0 | 0 | 0 | 0 |  | 2022
Lateral Hardening-Fuse-60123656 | Lateral Hardening | 309958.9 | 0 | 0 | 0 | 0 | 2022 | 0 | 0 | 0 | 0 | 0 |  | 2022
Lateral Hardening-Fuse-60123660 | Lateral Hardening | 95131.53 | 0 | 0 | 0 | 0 | 2022 | 0 | 0 | 0 | 0 | 0 |  | 2022
Lateral Hardening-Fuse-60123663 | Lateral Hardening | 51336.05 | 0 | 0 | 0 | 0 | 0 | 0 | 0 | 0 | 0 | 0 |  | 0
Lateral Hardening-Fuse-60123665 | Lateral Hardening | 174015.17 | 0 | 0 | 0 | 0 | 0 | 0 | 0 | 0 | 0 | 0 |  | 0
Lateral Hardening-Fuse-60123673 | Lateral Hardening | 189462.95 | 0 | 0 | 0 | 0 | 0 | 0 | 0 | 0 | 0 | 0 |  | 0
Lateral Hardening-Fuse-60123687 | Lateral Hardening | 172571.4 | 0 | 0 | 0 | 0 | 0 | 0 | 0 | 0 | 0 | 0 |  | 0
Lateral Hardening-Fuse-60123707 | Lateral Hardening | 413600.76 | 0 | 0 | 0 | 0 | 0 | 0 | 0 | 0 | 0 | 0 |  | 0
Lateral Hardening-Fuse-60123787 | Lateral Hardening | 99024.65 | 0 | 0 | 0 | 0 | 0 | 0 | 0 | 0 | 0 | 0 |  | 0
Lateral Hardening-Fuse-60123810 | Lateral Hardening | 148896.11 | 0 | 0 | 0 | 0 | 0 | 0 | 0 | 0 | 0 | 0 |  | 0
Lateral Hardening-Fuse-60123822 | Lateral Hardening | 50000 | 0 | 0 | 0 | 0 | 0 | 0 | 0 | 0 | 0 | 0 |  | 0
Lateral Hardening-Fuse-60123823 | Lateral Hardening | 468734 | 0 | 0 | 0 | 0 | 2025 | 0 | 0 | 0 | 0 | 0 |  | 2025
Lateral Hardening-Fuse-60123864 | Lateral Hardening | 71363.07 | 0 | 0 | 0 | 0 | 0 | 0 | 0 | 0 | 0 | 0 |  | 0
Lateral Hardening-Fuse-60123872 | Lateral Hardening | 79263.13 | 0 | 0 | 0 | 0 | 0 | 0 | 0 | 0 | 0 | 0 |  | 0
Lateral Hardening-Fuse-60123880 | Lateral Hardening | 157209.16 | 0 | 0 | 0 | 0 | 0 | 0 | 0 | 0 | 0 | 0 |  | 0
Lateral Hardening-Fuse-60123882 | Lateral Hardening | 227809.14 | 0 | 0 | 0 | 0 | 2025 | 0 | 0 | 0 | 0 | 0 |  | 2025
Lateral Hardening-Fuse-60123933 | Lateral Hardening | 67685.65 | 0 | 0 | 0 | 0 | 0 | 0 | 0 | 0 | 0 | 0 |  | 0
Lateral Hardening-Fuse-60124027 | Lateral Hardening | 811329.38 | 0 | 0 | 0 | 0 | 2029 | 0 | 0 | 0 | 0 | 0 |  | 2029
Lateral Hardening-Fuse-60124029 | Lateral Hardening | 80734.85 | 0 | 0 | 0 | 0 | 0 | 0 | 0 | 0 | 0 | 0 |  | 0
Lateral Hardening-Fuse-60124031 | Lateral Hardening | 893046.4 | 0 | 0 | 0 | 0 | 0 | 0 | 0 | 0 | 0 | 0 |  | 0
Lateral Hardening-Fuse-60124033 | Lateral Hardening | 326329.27 | 0 | 0 | 0 | 0 | 0 | 0 | 0 | 0 | 0 | 0 |  | 0
Lateral Hardening-Fuse-60124035 | Lateral Hardening | 738193.24 | 0 | 0 | 0 | 0 | 0 | 0 | 0 | 0 | 0 | 0 |  | 0
Lateral Hardening-Fuse-60124037 | Lateral Hardening | 120375.34 | 0 | 0 | 0 | 0 | 0 | 0 | 0 | 0 | 0 | 0 |  | 0
Lateral Hardening-Fuse-60124039 | Lateral Hardening | 260799.23 | 0 | 0 | 0 | 0 | 0 | 0 | 0 | 0 | 0 | 0 |  | 0
Lateral Hardening-Fuse-60124041 | Lateral Hardening | 83462.87 | 0 | 0 | 0 | 0 | 0 | 0 | 0 | 0 | 0 | 0 |  | 0
Lateral Hardening-Fuse-60124043 | Lateral Hardening | 419482.16 | 0 | 0 | 0 | 0 | 0 | 0 | 0 | 0 | 0 | 0 |  | 0
Lateral Hardening-Fuse-60124047 | Lateral Hardening | 248528.13 | 0 | 0 | 0 | 0 | 0 | 0 | 0 | 0 | 0 | 0 |  | 0
Lateral Hardening-Fuse-60124049 | Lateral Hardening | 299291.44 | 0 | 0 | 0 | 0 | 0 | 0 | 0 | 0 | 0 | 0 |  | 0
Lateral Hardening-Fuse-60124051 | Lateral Hardening | 98841.54 | 0 | 0 | 0 | 0 | 0 | 0 | 0 | 0 | 0 | 0 |  | 0
Lateral Hardening-Fuse-60124053 | Lateral Hardening | 100363.32 | 0 | 0 | 0 | 0 | 0 | 0 | 0 | 0 | 0 | 0 |  | 0
Lateral Hardening-Fuse-60124055 | Lateral Hardening | 51902.69 | 0 | 0 | 0 | 0 | 0 | 0 | 0 | 0 | 0 | 0 |  | 0
Lateral Hardening-Fuse-60124057 | Lateral Hardening | 50218.51 | 0 | 0 | 0 | 0 | 0 | 0 | 0 | 0 | 0 | 0 |  | 0
Lateral Hardening-Fuse-60124060 | Lateral Hardening | 244942.52 | 0 | 0 | 0 | 0 | 0 | 0 | 0 | 0 | 0 | 0 |  | 0
Lateral Hardening-Fuse-60124061 | Lateral Hardening | 123360.94 | 0 | 0 | 0 | 0 | 0 | 0 | 0 | 0 | 0 | 0 |  | 0
Lateral Hardening-Fuse-60124064 | Lateral Hardening | 171153.02 | 0 | 0 | 0 | 0 | 0 | 0 | 0 | 0 | 0 | 0 |  | 0
Lateral Hardening-Fuse-60124480 | Lateral Hardening | 50000 | 0 | 0 | 0 | 0 | 2023 | 0 | 0 | 0 | 0 | 0 |  | 2024 | 2024
Lateral Hardening-Fuse-60124532 | Lateral Hardening | 75287.38 | 0 | 0 | 0 | 0 | 0 | 0 | 0 | 0 | 0 | 0 |  | 0
Lateral Hardening-Fuse-60124534 | Lateral Hardening | 737584.38 | 0 | 0 | 0 | 0 | 0 | 0 | 0 | 0 | 0 | 0 |  | 0
Lateral Hardening-Fuse-60124537 | Lateral Hardening | 273427.61 | 0 | 0 | 0 | 0 | 0 | 0 | 0 | 0 | 0 | 0 |  | 0
Lateral Hardening-Fuse-60124981 | Lateral Hardening | 50000 | 0 | 0 | 0 | 0 | 0 | 0 | 0 | 0 | 0 | 0 |  | 0
Lateral Hardening-Fuse-60125239 | Lateral Hardening | 59470.61 | 0 | 0 | 0 | 0 | 0 | 0 | 0 | 0 | 0 | 0 |  | 0
Lateral Hardening-Fuse-60125242 | Lateral Hardening | 57227.81 | 0 | 0 | 0 | 0 | 0 | 0 | 0 | 0 | 0 | 0 |  | 0
Lateral Hardening-Fuse-60125259 | Lateral Hardening | 55884.91 | 0 | 0 | 0 | 0 | 0 | 0 | 0 | 0 | 0 | 0 |  | 0
Lateral Hardening-Fuse-60125260 | Lateral Hardening | 627381.17 | 0 | 0 | 0 | 0 | 2022 | 0 | 0 | 0 | 0 | 0 |  | 2022
Lateral Hardening-Fuse-60125364 | Lateral Hardening | 53245.59 | 0 | 0 | 0 | 0 | 0 | 0 | 0 | 0 | 0 | 0 |  | 0
Lateral Hardening-Fuse-60125388 | Lateral Hardening | 230423.61 | 0 | 0 | 0 | 0 | 2022 | 0 | 0 | 0 | 0 | 0 |  | 2022
Lateral Hardening-Fuse-60125410 | Lateral Hardening | 153646.18 | 0 | 0 | 0 | 0 | 0 | 0 | 0 | 0 | 0 | 0 |  | 0
Lateral Hardening-Fuse-60125422 | Lateral Hardening | 55701.03 | 0 | 0 | 0 | 0 | 0 | 0 | 0 | 0 | 0 | 0 |  | 0
Lateral Hardening-Fuse-60125643 | Lateral Hardening | 167804.15 | 0 | 0 | 0 | 0 | 2023 | 0 | 0 | 0 | 0 | 0 |  | 2023
Lateral Hardening-Fuse-60125990 | Lateral Hardening | 62579.41 | 0 | 0 | 0 | 0 | 0 | 0 | 0 | 0 | 0 | 0 |  | 0
Lateral Hardening-Fuse-60126782 | Lateral Hardening | 50000 | 0 | 0 | 0 | 0 | 0 | 0 | 0 | 0 | 0 | 0 |  | 0
Lateral Hardening-Fuse-60127426 | Lateral Hardening | 173248.91 | 0 | 0 | 0 | 0 | 0 | 0 | 0 | 0 | 0 | 0 |  | 0
Lateral Hardening-Fuse-60127652 | Lateral Hardening | 58683.61 | 0 | 0 | 0 | 0 | 0 | 0 | 0 | 0 | 0 | 0 |  | 0
Lateral Hardening-Fuse-60127680 | Lateral Hardening | 50000 | 0 | 0 | 0 | 0 | 2023 | 0 | 0 | 0 | 0 | 0 |  | 2023
Lateral Hardening-Fuse-60128345 | Lateral Hardening | 57240.53 | 0 | 0 | 0 | 0 | 0 | 0 | 0 | 0 | 0 | 0 |  | 0
Lateral Hardening-Fuse-60128351 | Lateral Hardening | 305130.98 | 0 | 0 | 0 | 0 | 2022 | 0 | 0 | 0 | 0 | 0 |  | 2021 | 2021
Lateral Hardening-Fuse-60128356 | Lateral Hardening | 205437.95 | 0 | 0 | 0 | 0 | 2022 | 0 | 0 | 0 | 0 | 0 |  | 2021 | 2021
Lateral Hardening-Fuse-60128357 | Lateral Hardening | 129573.24 | 0 | 0 | 0 | 0 | 0 | 0 | 0 | 0 | 0 | 0 |  | 0
Lateral Hardening-Fuse-60128360 | Lateral Hardening | 60410.01 | 0 | 0 | 0 | 0 | 0 | 0 | 0 | 0 | 0 | 0 |  | 0
Lateral Hardening-Fuse-60128361 | Lateral Hardening | 95085.47 | 0 | 0 | 0 | 0 | 0 | 0 | 0 | 0 | 0 | 0 |  | 0
Lateral Hardening-Fuse-60128362 | Lateral Hardening | 611614.02 | 0 | 0 | 0 | 0 | 2022 | 0 | 0 | 0 | 0 | 0 |  | 2021 | 2021
Lateral Hardening-Fuse-60128368 | Lateral Hardening | 273691.67 | 0 | 0 | 0 | 0 | 0 | 0 | 0 | 0 | 0 | 0 |  | 0
Lateral Hardening-Fuse-60128376 | Lateral Hardening | 503217.61 | 0 | 0 | 0 | 0 | 0 | 0 | 0 | 0 | 0 | 0 |  | 0
Lateral Hardening-Fuse-60128378 | Lateral Hardening | 707578.88 | 0 | 0 | 0 | 0 | 2022 | 0 | 0 | 0 | 0 | 0 |  | 2021 | 2021
Lateral Hardening-Fuse-60128381 | Lateral Hardening | 245623.09 | 0 | 0 | 0 | 0 | 0 | 0 | 0 | 0 | 0 | 0 |  | 0
Lateral Hardening-Fuse-60128387 | Lateral Hardening | 783033.52 | 0 | 0 | 0 | 0 | 0 | 0 | 0 | 0 | 0 | 0 |  | 0
Lateral Hardening-Fuse-60128478 | Lateral Hardening | 122127.48 | 0 | 0 | 0 | 0 | 0 | 0 | 0 | 0 | 0 | 0 |  | 0
Lateral Hardening-Fuse-60128814 | Lateral Hardening | 116393.12 | 0 | 0 | 0 | 0 | 0 | 0 | 0 | 0 | 0 | 0 |  | 0
Lateral Hardening-Fuse-60128815 | Lateral Hardening | 298556.66 | 0 | 0 | 0 | 0 | 0 | 0 | 0 | 0 | 0 | 0 |  | 0
Lateral Hardening-Fuse-60129011 | Lateral Hardening | 101706.22 | 0 | 0 | 0 | 0 | 0 | 0 | 0 | 0 | 0 | 0 |  | 0
Lateral Hardening-Fuse-60129536 | Lateral Hardening | 163557.33 | 0 | 0 | 0 | 0 | 0 | 0 | 0 | 0 | 0 | 0 |  | 0
Lateral Hardening-Fuse-60129604 | Lateral Hardening | 85300.38 | 0 | 0 | 0 | 0 | 0 | 0 | 0 | 0 | 0 | 0 |  | 0
Lateral Hardening-Fuse-60129633 | Lateral Hardening | 70392.93 | 0 | 0 | 0 | 0 | 0 | 0 | 0 | 0 | 0 | 0 |  | 0
Lateral Hardening-Fuse-60129634 | Lateral Hardening | 183632.31 | 0 | 0 | 0 | 0 | 0 | 0 | 0 | 0 | 0 | 0 |  | 0
Lateral Hardening-Fuse-60129635 | Lateral Hardening | 50000 | 0 | 0 | 0 | 0 | 0 | 0 | 0 | 0 | 0 | 0 |  | 0
Lateral Hardening-Fuse-60129637 | Lateral Hardening | 223352.29 | 0 | 0 | 0 | 0 | 0 | 0 | 0 | 0 | 0 | 0 |  | 0
Lateral Hardening-Fuse-60129638 | Lateral Hardening | 50000 | 0 | 0 | 0 | 0 | 0 | 0 | 0 | 0 | 0 | 0 |  | 0
Lateral Hardening-Fuse-60129639 | Lateral Hardening | 224212.25 | 0 | 0 | 0 | 0 | 0 | 0 | 0 | 0 | 0 | 0 |  | 0
Lateral Hardening-Fuse-60129642 | Lateral Hardening | 149023.62 | 0 | 0 | 0 | 0 | 0 | 0 | 0 | 0 | 0 | 0 |  | 0
Lateral Hardening-Fuse-60129647 | Lateral Hardening | 78657.17 | 0 | 0 | 0 | 0 | 0 | 0 | 0 | 0 | 0 | 0 |  | 0
Lateral Hardening-Fuse-60129674 | Lateral Hardening | 53796.49 | 0 | 0 | 0 | 0 | 0 | 0 | 0 | 0 | 0 | 0 |  | 0
Lateral Hardening-Fuse-60129752 | Lateral Hardening | 175841.01 | 0 | 0 | 0 | 0 | 0 | 0 | 0 | 0 | 0 | 0 |  | 0
Lateral Hardening-Fuse-60129753 | Lateral Hardening | 242156.54 | 0 | 0 | 0 | 0 | 0 | 0 | 0 | 0 | 0 | 0 |  | 0
Lateral Hardening-Fuse-60129790 | Lateral Hardening | 50000 | 0 | 0 | 0 | 0 | 0 | 0 | 0 | 0 | 0 | 0 |  | 0
Lateral Hardening-Fuse-60129899 | Lateral Hardening | 122741.34 | 0 | 0 | 0 | 0 | 0 | 0 | 0 | 0 | 0 | 0 |  | 2023 | 2023
Lateral Hardening-Fuse-60130047 | Lateral Hardening | 50000 | 0 | 0 | 0 | 0 | 0 | 0 | 0 | 0 | 0 | 0 |  | 0
Lateral Hardening-Fuse-60130098 | Lateral Hardening | 173370.2 | 0 | 0 | 0 | 0 | 0 | 0 | 0 | 0 | 0 | 0 |  | 0
Lateral Hardening-Fuse-60130117 | Lateral Hardening | 50000 | 0 | 0 | 0 | 0 | 0 | 0 | 0 | 0 | 0 | 0 |  | 0
Lateral Hardening-Fuse-60130323 | Lateral Hardening | 298036.45 | 0 | 0 | 0 | 0 | 2028 | 0 | 0 | 0 | 0 | 0 |  | 2027 | 2027
Lateral Hardening-Fuse-60130327 | Lateral Hardening | 1005513.94 | 0 | 0 | 0 | 0 | 0 | 0 | 0 | 0 | 0 | 0 |  | 0
Lateral Hardening-Fuse-60130841 | Lateral Hardening | 64951.89 | 0 | 0 | 0 | 0 | 0 | 0 | 0 | 0 | 0 | 0 |  | 0
Lateral Hardening-Fuse-60130882 | Lateral Hardening | 1162651.77 | 0 | 0 | 0 | 0 | 0 | 0 | 0 | 0 | 0 | 0 |  | 0
Lateral Hardening-Fuse-60130949 | Lateral Hardening | 348376.67 | 0 | 0 | 0 | 0 | 2026 | 0 | 0 | 0 | 0 | 0 |  | 2028 | 2028
Lateral Hardening-Fuse-60130950 | Lateral Hardening | 220356.13 | 0 | 0 | 0 | 0 | 0 | 0 | 0 | 0 | 0 | 0 |  | 0
Lateral Hardening-Fuse-60130951 | Lateral Hardening | 509688.18 | 0 | 0 | 0 | 0 | 0 | 0 | 0 | 0 | 0 | 0 |  | 0
Lateral Hardening-Fuse-60130955 | Lateral Hardening | 253648.27 | 0 | 0 | 0 | 0 | 0 | 0 | 0 | 0 | 0 | 0 |  | 0
Lateral Hardening-Fuse-60130956 | Lateral Hardening | 69889.25 | 0 | 0 | 0 | 0 | 0 | 0 | 0 | 0 | 0 | 0 |  | 0
Lateral Hardening-Fuse-60130957 | Lateral Hardening | 395158.14 | 0 | 0 | 0 | 0 | 0 | 0 | 0 | 0 | 0 | 0 |  | 0
Lateral Hardening-Fuse-60130958 | Lateral Hardening | 300204.36 | 0 | 0 | 0 | 0 | 0 | 0 | 0 | 0 | 0 | 0 |  | 0
Lateral Hardening-Fuse-60130959 | Lateral Hardening | 287351.11 | 0 | 0 | 0 | 0 | 0 | 0 | 0 | 0 | 0 | 0 |  | 0
Lateral Hardening-Fuse-60130960 | Lateral Hardening | 187520.09 | 0 | 0 | 0 | 0 | 0 | 0 | 0 | 0 | 0 | 0 |  | 0
Lateral Hardening-Fuse-60130964 | Lateral Hardening | 664712.4 | 0 | 0 | 0 | 0 | 0 | 0 | 0 | 0 | 0 | 0 |  | 0
Lateral Hardening-Fuse-60131018 | Lateral Hardening | 252897.75 | 0 | 0 | 0 | 0 | 0 | 0 | 0 | 0 | 0 | 0 |  | 0
Lateral Hardening-Fuse-60131023 | Lateral Hardening | 81611.29 | 0 | 0 | 0 | 0 | 0 | 0 | 0 | 0 | 0 | 0 |  | 0
Lateral Hardening-Fuse-60131041 | Lateral Hardening | 318500.72 | 0 | 0 | 0 | 0 | 0 | 0 | 0 | 0 | 0 | 0 |  | 2022 | 2022
Lateral Hardening-Fuse-60131096 | Lateral Hardening | 411720.97 | 0 | 0 | 0 | 0 | 2023 | 0 | 0 | 0 | 0 | 0 |  | 2023
Lateral Hardening-Fuse-60131098 | Lateral Hardening | 381524.1 | 0 | 0 | 0 | 0 | 2023 | 0 | 0 | 0 | 0 | 0 |  | 2023
Lateral Hardening-Fuse-60131167 | Lateral Hardening | 225298.68 | 0 | 0 | 0 | 0 | 0 | 0 | 0 | 0 | 0 | 0 |  | 0
Lateral Hardening-Fuse-60131176 | Lateral Hardening | 60376.55 | 0 | 0 | 0 | 0 | 0 | 0 | 0 | 0 | 0 | 0 |  | 0
Lateral Hardening-Fuse-60131178 | Lateral Hardening | 99938.34 | 0 | 0 | 0 | 0 | 0 | 0 | 0 | 0 | 0 | 0 |  | 0
Lateral Hardening-Fuse-60131251 | Lateral Hardening | 373039.25 | 0 | 0 | 0 | 0 | 0 | 0 | 0 | 0 | 0 | 0 |  | 0
Lateral Hardening-Fuse-60131252 | Lateral Hardening | 76700.98 | 0 | 0 | 0 | 0 | 0 | 0 | 0 | 0 | 0 | 0 |  | 0
Lateral Hardening-Fuse-60131257 | Lateral Hardening | 352331.62 | 0 | 0 | 0 | 0 | 0 | 0 | 0 | 0 | 0 | 0 |  | 0
Lateral Hardening-Fuse-60131389 | Lateral Hardening | 50000 | 0 | 0 | 0 | 0 | 2023 | 0 | 0 | 0 | 0 | 0 |  | 2023
Lateral Hardening-Fuse-60131429 | Lateral Hardening | 264147.71 | 0 | 0 | 0 | 0 | 2022 | 0 | 0 | 0 | 0 | 0 |  | 2022
Lateral Hardening-Fuse-60131430 | Lateral Hardening | 165476.46 | 0 | 0 | 0 | 0 | 0 | 0 | 0 | 0 | 0 | 0 |  | 0
Lateral Hardening-Fuse-60131458 | Lateral Hardening | 50000 | 0 | 0 | 0 | 0 | 0 | 0 | 0 | 0 | 0 | 0 |  | 0
Lateral Hardening-Fuse-60131463 | Lateral Hardening | 50160.55 | 0 | 0 | 0 | 0 | 0 | 0 | 0 | 0 | 0 | 0 |  | 0
Lateral Hardening-Fuse-60131612 | Lateral Hardening | 88431.66 | 0 | 0 | 0 | 0 | 0 | 0 | 0 | 0 | 0 | 0 |  | 0
Lateral Hardening-Fuse-60131627 | Lateral Hardening | 55932.13 | 0 | 0 | 0 | 0 | 0 | 0 | 0 | 0 | 0 | 0 |  | 0
Lateral Hardening-Fuse-60131630 | Lateral Hardening | 50000 | 0 | 0 | 0 | 0 | 0 | 0 | 0 | 0 | 0 | 0 |  | 0
Lateral Hardening-Fuse-60131640 | Lateral Hardening | 485305.28 | 0 | 0 | 0 | 0 | 0 | 0 | 0 | 0 | 0 | 0 |  | 0
Lateral Hardening-Fuse-60132671 | Lateral Hardening | 161324.01 | 0 | 0 | 0 | 0 | 0 | 0 | 0 | 0 | 0 | 0 |  | 0
Lateral Hardening-Fuse-60133487 | Lateral Hardening | 86979.6 | 0 | 0 | 0 | 0 | 0 | 0 | 0 | 0 | 0 | 0 |  | 0
Lateral Hardening-Fuse-60133559 | Lateral Hardening | 93595.12 | 0 | 0 | 0 | 0 | 0 | 0 | 0 | 0 | 0 | 0 |  | 0
Lateral Hardening-Fuse-60133611 | Lateral Hardening | 56865.79 | 0 | 0 | 0 | 0 | 0 | 0 | 0 | 0 | 0 | 0 |  | 0
Lateral Hardening-Fuse-60133620 | Lateral Hardening | 50000 | 0 | 0 | 0 | 0 | 0 | 0 | 0 | 0 | 0 | 0 |  | 0
Lateral Hardening-Fuse-60133693 | Lateral Hardening | 1728527.62 | 0 | 0 | 0 | 0 | 0 | 0 | 0 | 0 | 0 | 0 |  | 0
Lateral Hardening-Fuse-60133698 | Lateral Hardening | 491716.62 | 0 | 0 | 0 | 0 | 2021 | 0 | 0 | 0 | 0 | 0 |  | 2021
Lateral Hardening-Fuse-60133701 | Lateral Hardening | 91684.84 | 0 | 0 | 0 | 0 | 0 | 0 | 0 | 0 | 0 | 0 |  | 0
Lateral Hardening-Fuse-60133702 | Lateral Hardening | 50000 | 0 | 0 | 0 | 0 | 0 | 0 | 0 | 0 | 0 | 0 |  | 0
Lateral Hardening-Fuse-60133703 | Lateral Hardening | 234202.84 | 0 | 0 | 0 | 0 | 0 | 0 | 0 | 0 | 0 | 0 |  | 0
Lateral Hardening-Fuse-60133704 | Lateral Hardening | 63046.61 | 0 | 0 | 0 | 0 | 2021 | 0 | 0 | 0 | 0 | 0 |  | 2021
Lateral Hardening-Fuse-60133705 | Lateral Hardening | 173568.71 | 0 | 0 | 0 | 0 | 0 | 0 | 0 | 0 | 0 | 0 |  | 0
Lateral Hardening-Fuse-60133706 | Lateral Hardening | 51057.73 | 0 | 0 | 0 | 0 | 0 | 0 | 0 | 0 | 0 | 0 |  | 0
Lateral Hardening-Fuse-60133814 | Lateral Hardening | 267503.63 | 0 | 0 | 0 | 0 | 0 | 0 | 0 | 0 | 0 | 0 |  | 0
Lateral Hardening-Fuse-60134133 | Lateral Hardening | 548415.06 | 0 | 0 | 0 | 0 | 0 | 0 | 0 | 0 | 0 | 0 |  | 0
Lateral Hardening-Fuse-60134271 | Lateral Hardening | 50000 | 0 | 0 | 0 | 0 | 0 | 0 | 0 | 0 | 0 | 0 |  | 0
Lateral Hardening-Fuse-60134343 | Lateral Hardening | 143603.32 | 0 | 0 | 0 | 0 | 0 | 0 | 0 | 0 | 0 | 0 |  | 0
Lateral Hardening-Fuse-60135226 | Lateral Hardening | 83356.68 | 0 | 0 | 0 | 0 | 0 | 0 | 0 | 0 | 0 | 0 |  | 0
Lateral Hardening-Fuse-60135425 | Lateral Hardening | 218807.69 | 0 | 0 | 0 | 0 | 0 | 0 | 0 | 0 | 0 | 0 |  | 0
Lateral Hardening-Fuse-60135439 | Lateral Hardening | 207414.4 | 0 | 0 | 0 | 0 | 2026 | 0 | 0 | 0 | 0 | 0 |  | 2026
Lateral Hardening-Fuse-60136454 | Lateral Hardening | 402599.62 | 0 | 0 | 0 | 0 | 0 | 0 | 0 | 0 | 0 | 0 |  | 0
Lateral Hardening-Fuse-60136455 | Lateral Hardening | 55475.67 | 0 | 0 | 0 | 0 | 0 | 0 | 0 | 0 | 0 | 0 |  | 0
Lateral Hardening-Fuse-60136456 | Lateral Hardening | 51823.99 | 0 | 0 | 0 | 0 | 0 | 0 | 0 | 0 | 0 | 0 |  | 0
Lateral Hardening-Fuse-60136544 | Lateral Hardening | 51021.25 | 0 | 0 | 0 | 0 | 0 | 0 | 0 | 0 | 0 | 0 |  | 0
Lateral Hardening-Fuse-60136588 | Lateral Hardening | 50000 | 0 | 0 | 0 | 0 | 0 | 0 | 0 | 0 | 0 | 0 |  | 0
Lateral Hardening-Fuse-60136950 | Lateral Hardening | 92132.78 | 0 | 0 | 0 | 0 | 0 | 0 | 0 | 0 | 0 | 0 |  | 0
Lateral Hardening-Fuse-60139184 | Lateral Hardening | 50000 | 0 | 0 | 0 | 0 | 0 | 0 | 0 | 0 | 0 | 0 |  | 0
Lateral Hardening-Fuse-60139973 | Lateral Hardening | 1006845.04 | 0 | 0 | 0 | 0 | 2021 | 0 | 0 | 0 | 0 | 0 |  | 2021
Lateral Hardening-Fuse-60140011 | Lateral Hardening | 275189.14 | 0 | 0 | 0 | 0 | 2021 | 0 | 0 | 0 | 0 | 0 |  | 2021
Lateral Hardening-Fuse-60140195 | Lateral Hardening | 50000 | 0 | 0 | 0 | 0 | 0 | 0 | 0 | 0 | 0 | 0 |  | 0
Lateral Hardening-Fuse-60140423 | Lateral Hardening | 497089.6 | 0 | 0 | 0 | 0 | 2021 | 0 | 0 | 0 | 0 | 0 |  | 2021
Lateral Hardening-Fuse-60140445 | Lateral Hardening | 380822.45 | 0 | 0 | 0 | 0 | 0 | 0 | 0 | 0 | 0 | 0 |  | 0
Lateral Hardening-Fuse-60141070 | Lateral Hardening | 50000 | 0 | 0 | 0 | 0 | 0 | 0 | 0 | 0 | 0 | 0 |  | 0
Lateral Hardening-Fuse-60141110 | Lateral Hardening | 50000 | 0 | 0 | 0 | 0 | 0 | 0 | 0 | 0 | 0 | 0 |  | 0
Lateral Hardening-Fuse-60141115 | Lateral Hardening | 50000 | 0 | 0 | 0 | 0 | 0 | 0 | 0 | 0 | 0 | 0 |  | 0
Lateral Hardening-Fuse-60141164 | Lateral Hardening | 227019.89 | 0 | 0 | 0 | 0 | 0 | 0 | 0 | 0 | 0 | 0 |  | 0
Lateral Hardening-Fuse-60141222 | Lateral Hardening | 139500.18 | 0 | 0 | 0 | 0 | 0 | 0 | 0 | 0 | 0 | 0 |  | 0
Lateral Hardening-Fuse-60141367 | Lateral Hardening | 50000 | 0 | 0 | 0 | 0 | 2024 | 0 | 0 | 0 | 0 | 0 |  | 2024
Lateral Hardening-Fuse-60142151 | Lateral Hardening | 50000 | 0 | 0 | 0 | 0 | 0 | 0 | 0 | 0 | 0 | 0 |  | 0
Lateral Hardening-Fuse-60142815 | Lateral Hardening | 165272.25 | 0 | 0 | 0 | 0 | 2027 | 0 | 0 | 0 | 0 | 0 |  | 2027
Lateral Hardening-Fuse-60142845 | Lateral Hardening | 434523.23 | 0 | 0 | 0 | 0 | 0 | 0 | 0 | 0 | 0 | 0 |  | 0
Lateral Hardening-Fuse-60143196 | Lateral Hardening | 63299.37 | 0 | 0 | 0 | 0 | 0 | 0 | 0 | 0 | 0 | 0 |  | 0
Lateral Hardening-Fuse-60143389 | Lateral Hardening | 559045.35 | 0 | 0 | 0 | 0 | 0 | 0 | 0 | 0 | 0 | 0 |  | 0
Lateral Hardening-Fuse-60143950 | Lateral Hardening | 132050.16 | 0 | 0 | 0 | 0 | 0 | 0 | 0 | 0 | 0 | 0 |  | 0
Lateral Hardening-Fuse-60144143 | Lateral Hardening | 366251.47 | 0 | 0 | 0 | 0 | 0 | 0 | 0 | 0 | 0 | 0 |  | 0
Lateral Hardening-Fuse-60144160 | Lateral Hardening | 50000 | 0 | 0 | 0 | 0 | 0 | 0 | 0 | 0 | 0 | 0 |  | 0
Lateral Hardening-Fuse-60144161 | Lateral Hardening | 50000 | 0 | 0 | 0 | 0 | 0 | 0 | 0 | 0 | 0 | 0 |  | 0
Lateral Hardening-Fuse-60144162 | Lateral Hardening | 50000 | 0 | 0 | 0 | 0 | 0 | 0 | 0 | 0 | 0 | 0 |  | 0
Lateral Hardening-Fuse-60144163 | Lateral Hardening | 53702.05 | 0 | 0 | 0 | 0 | 0 | 0 | 0 | 0 | 0 | 0 |  | 0
Lateral Hardening-Fuse-60144164 | Lateral Hardening | 245270.83 | 0 | 0 | 0 | 0 | 2021 | 0 | 0 | 0 | 0 | 0 |  | 2021
Lateral Hardening-Fuse-60144172 | Lateral Hardening | 188231.85 | 0 | 0 | 0 | 0 | 2021 | 0 | 0 | 0 | 0 | 0 |  | 0 | 0
Lateral Hardening-Fuse-60144173 | Lateral Hardening | 50000 | 0 | 0 | 0 | 0 | 0 | 0 | 0 | 0 | 0 | 0 |  | 0
Lateral Hardening-Fuse-60144176 | Lateral Hardening | 50000 | 0 | 0 | 0 | 0 | 0 | 0 | 0 | 0 | 0 | 0 |  | 0
Lateral Hardening-Fuse-60144177 | Lateral Hardening | 50000 | 0 | 0 | 0 | 0 | 0 | 0 | 0 | 0 | 0 | 0 |  | 0
Lateral Hardening-Fuse-60144204 | Lateral Hardening | 198759.93 | 0 | 0 | 0 | 0 | 0 | 0 | 0 | 0 | 0 | 0 |  | 0
Lateral Hardening-Fuse-60144205 | Lateral Hardening | 177855.78 | 0 | 0 | 0 | 0 | 0 | 0 | 0 | 0 | 0 | 0 |  | 0
Lateral Hardening-Fuse-60144246 | Lateral Hardening | 998677.47 | 0 | 0 | 0 | 0 | 2029 | 0 | 0 | 0 | 0 | 0 |  | 2029
Lateral Hardening-Fuse-60144458 | Lateral Hardening | 1171384.31 | 0 | 0 | 0 | 0 | 2029 | 0 | 0 | 0 | 0 | 0 |  | 2029
Lateral Hardening-Fuse-60144460 | Lateral Hardening | 521210.6 | 0 | 0 | 0 | 0 | 0 | 0 | 0 | 0 | 0 | 0 |  | 0
Lateral Hardening-Fuse-60145852 | Lateral Hardening | 131346.86 | 0 | 0 | 0 | 0 | 0 | 0 | 0 | 0 | 0 | 0 |  | 0
Lateral Hardening-Fuse-60145853 | Lateral Hardening | 204673.17 | 0 | 0 | 0 | 0 | 0 | 0 | 0 | 0 | 0 | 0 |  | 0
Lateral Hardening-Fuse-60145854 | Lateral Hardening | 50711.45 | 0 | 0 | 0 | 0 | 0 | 0 | 0 | 0 | 0 | 0 |  | 0
Lateral Hardening-Fuse-60145858 | Lateral Hardening | 188811.51 | 0 | 0 | 0 | 0 | 0 | 0 | 0 | 0 | 0 | 0 |  | 0
Lateral Hardening-Fuse-60145926 | Lateral Hardening | 155450.49 | 0 | 0 | 0 | 0 | 0 | 0 | 0 | 0 | 0 | 0 |  | 0
Lateral Hardening-Fuse-60145938 | Lateral Hardening | 330023.14 | 0 | 0 | 0 | 0 | 0 | 0 | 0 | 0 | 0 | 0 |  | 0
Lateral Hardening-Fuse-60146694 | Lateral Hardening | 82366.81 | 0 | 0 | 0 | 0 | 0 | 0 | 0 | 0 | 0 | 0 |  | 0
Lateral Hardening-Fuse-60146703 | Lateral Hardening | 279074.75 | 0 | 0 | 0 | 0 | 0 | 0 | 0 | 0 | 0 | 0 |  | 0
Lateral Hardening-Fuse-60146704 | Lateral Hardening | 268438.77 | 0 | 0 | 0 | 0 | 0 | 0 | 0 | 0 | 0 | 0 |  | 0
Lateral Hardening-Fuse-60146751 | Lateral Hardening | 1118953.96 | 0 | 0 | 0 | 0 | 2023 | 0 | 0 | 0 | 0 | 0 |  | 2023
Lateral Hardening-Fuse-60146769 | Lateral Hardening | 220445.39 | 0 | 0 | 0 | 0 | 0 | 0 | 0 | 0 | 0 | 0 |  | 0
Lateral Hardening-Fuse-60146776 | Lateral Hardening | 50000 | 0 | 0 | 0 | 0 | 0 | 0 | 0 | 0 | 0 | 0 |  | 0
Lateral Hardening-Fuse-60146777 | Lateral Hardening | 92377.45 | 0 | 0 | 0 | 0 | 0 | 0 | 0 | 0 | 0 | 0 |  | 0
Lateral Hardening-Fuse-60146802 | Lateral Hardening | 254901.68 | 0 | 0 | 0 | 0 | 0 | 0 | 0 | 0 | 0 | 0 |  | 0
Lateral Hardening-Fuse-60146803 | Lateral Hardening | 285232.56 | 0 | 0 | 0 | 0 | 0 | 0 | 0 | 0 | 0 | 0 |  | 0
Lateral Hardening-Fuse-60146805 | Lateral Hardening | 1703098.68 | 0 | 0 | 0 | 0 | 0 | 0 | 0 | 0 | 0 | 0 |  | 0
Lateral Hardening-Fuse-60146810 | Lateral Hardening | 60470.99 | 0 | 0 | 0 | 0 | 0 | 0 | 0 | 0 | 0 | 0 |  | 0
Lateral Hardening-Fuse-60146811 | Lateral Hardening | 203879.82 | 0 | 0 | 0 | 0 | 0 | 0 | 0 | 0 | 0 | 0 |  | 0
Lateral Hardening-Fuse-60146812 | Lateral Hardening | 212080.18 | 0 | 0 | 0 | 0 | 0 | 0 | 0 | 0 | 0 | 0 |  | 0
Lateral Hardening-Fuse-60146814 | Lateral Hardening | 70964.57 | 0 | 0 | 0 | 0 | 0 | 0 | 0 | 0 | 0 | 0 |  | 0
Lateral Hardening-Fuse-60147040 | Lateral Hardening | 56514.51 | 0 | 0 | 0 | 0 | 0 | 0 | 0 | 0 | 0 | 0 |  | 0
Lateral Hardening-Fuse-60148118 | Lateral Hardening | 50000 | 0 | 0 | 0 | 0 | 0 | 0 | 0 | 0 | 0 | 0 |  | 0
Lateral Hardening-Fuse-60148773 | Lateral Hardening | 50000 | 0 | 0 | 0 | 0 | 0 | 0 | 0 | 0 | 0 | 0 |  | 0
Lateral Hardening-Fuse-60148775 | Lateral Hardening | 127978.22 | 0 | 0 | 0 | 0 | 0 | 0 | 0 | 0 | 0 | 0 |  | 0
Lateral Hardening-Fuse-60148776 | Lateral Hardening | 60548.95 | 0 | 0 | 0 | 0 | 0 | 0 | 0 | 0 | 0 | 0 |  | 0
Lateral Hardening-Fuse-60148791 | Lateral Hardening | 56719.13 | 0 | 0 | 0 | 0 | 0 | 0 | 0 | 0 | 0 | 0 |  | 0
Lateral Hardening-Fuse-60149257 | Lateral Hardening | 148394.02 | 0 | 0 | 0 | 0 | 0 | 0 | 0 | 0 | 0 | 0 |  | 0
Lateral Hardening-Fuse-60149261 | Lateral Hardening | 92986.31 | 0 | 0 | 0 | 0 | 0 | 0 | 0 | 0 | 0 | 0 |  | 0
Lateral Hardening-Fuse-60149265 | Lateral Hardening | 309669.84 | 0 | 0 | 0 | 0 | 0 | 0 | 0 | 0 | 0 | 0 |  | 0
Lateral Hardening-Fuse-60149284 | Lateral Hardening | 359170.28 | 0 | 0 | 0 | 0 | 0 | 0 | 0 | 0 | 0 | 0 |  | 0
Lateral Hardening-Fuse-60149583 | Lateral Hardening | 50000 | 0 | 0 | 0 | 0 | 0 | 0 | 0 | 0 | 0 | 0 |  | 0
Lateral Hardening-Fuse-60150711 | Lateral Hardening | 104518.68 | 0 | 0 | 0 | 0 | 0 | 0 | 0 | 0 | 0 | 0 |  | 0
Lateral Hardening-Fuse-60150803 | Lateral Hardening | 302963.95 | 0 | 0 | 0 | 0 | 0 | 0 | 0 | 0 | 0 | 0 |  | 0
Lateral Hardening-Fuse-60150863 | Lateral Hardening | 318368.27 | 0 | 0 | 0 | 0 | 0 | 0 | 0 | 0 | 0 | 0 |  | 0
Lateral Hardening-Fuse-60151021 | Lateral Hardening | 94339.9 | 0 | 0 | 0 | 0 | 0 | 0 | 0 | 0 | 0 | 0 |  | 0
Lateral Hardening-Fuse-60151023 | Lateral Hardening | 619615.64 | 0 | 0 | 0 | 0 | 0 | 0 | 0 | 0 | 0 | 0 |  | 0
Lateral Hardening-Fuse-60152489 | Lateral Hardening | 50000 | 0 | 0 | 0 | 0 | 0 | 0 | 0 | 0 | 0 | 0 |  | 0
Lateral Hardening-Fuse-60154550 | Lateral Hardening | 76039.9 | 0 | 0 | 0 | 0 | 0 | 0 | 0 | 0 | 0 | 0 |  | 0
Lateral Hardening-Fuse-60154843 | Lateral Hardening | 377597.33 | 0 | 0 | 0 | 0 | 2022 | 0 | 0 | 0 | 0 | 0 |  | 2021 | 2021
Lateral Hardening-Fuse-60154854 | Lateral Hardening | 145917.84 | 0 | 0 | 0 | 0 | 0 | 0 | 0 | 0 | 0 | 0 |  | 0
Lateral Hardening-Fuse-60154855 | Lateral Hardening | 78882.53 | 0 | 0 | 0 | 0 | 0 | 0 | 0 | 0 | 0 | 0 |  | 0
Lateral Hardening-Fuse-60155072 | Lateral Hardening | 55480.67 | 0 | 0 | 0 | 0 | 0 | 0 | 0 | 0 | 0 | 0 |  | 0
Lateral Hardening-Fuse-60155374 | Lateral Hardening | 352065.62 | 0 | 0 | 0 | 0 | 0 | 0 | 0 | 0 | 0 | 0 |  | 0
Lateral Hardening-Fuse-60155388 | Lateral Hardening | 64531.17 | 0 | 0 | 0 | 0 | 0 | 0 | 0 | 0 | 0 | 0 |  | 0
Lateral Hardening-Fuse-60156965 | Lateral Hardening | 56026.57 | 0 | 0 | 0 | 0 | 0 | 0 | 0 | 0 | 0 | 0 |  | 0
Lateral Hardening-Fuse-60157083 | Lateral Hardening | 280845.86 | 0 | 0 | 0 | 0 | 0 | 0 | 0 | 0 | 0 | 0 |  | 0
Lateral Hardening-Fuse-60157736 | Lateral Hardening | 50000 | 0 | 0 | 0 | 0 | 2022 | 0 | 0 | 0 | 0 | 0 |  | 0 | 0
Lateral Hardening-Fuse-60157737 | Lateral Hardening | 540806.42 | 0 | 0 | 0 | 0 | 2022 | 0 | 0 | 0 | 0 | 0 |  | 2022
Lateral Hardening-Fuse-60157746 | Lateral Hardening | 50000 | 0 | 0 | 0 | 0 | 0 | 0 | 0 | 0 | 0 | 0 |  | 0
Lateral Hardening-Fuse-60158788 | Lateral Hardening | 117710.78 | 0 | 0 | 0 | 0 | 0 | 0 | 0 | 0 | 0 | 0 |  | 0
Lateral Hardening-Fuse-60160330 | Lateral Hardening | 225869.16 | 0 | 0 | 0 | 0 | 0 | 0 | 0 | 0 | 0 | 0 |  | 0
Lateral Hardening-Fuse-60160732 | Lateral Hardening | 50000 | 0 | 0 | 0 | 0 | 0 | 0 | 0 | 0 | 0 | 0 |  | 0
Lateral Hardening-Fuse-60161034 | Lateral Hardening | 55638.07 | 0 | 0 | 0 | 0 | 0 | 0 | 0 | 0 | 0 | 0 |  | 0
Lateral Hardening-Fuse-60161429 | Lateral Hardening | 54358.13 | 0 | 0 | 0 | 0 | 0 | 0 | 0 | 0 | 0 | 0 |  | 0
Lateral Hardening-Fuse-60161436 | Lateral Hardening | 226036.61 | 0 | 0 | 0 | 0 | 0 | 0 | 0 | 0 | 0 | 0 |  | 0
Lateral Hardening-Fuse-60161437 | Lateral Hardening | 91475.27 | 0 | 0 | 0 | 0 | 0 | 0 | 0 | 0 | 0 | 0 |  | 0
Lateral Hardening-Fuse-60161443 | Lateral Hardening | 50000 | 0 | 0 | 0 | 0 | 2021 | 0 | 0 | 0 | 0 | 0 |  | 2021
Lateral Hardening-Fuse-60161474 | Lateral Hardening | 50000 | 0 | 0 | 0 | 0 | 0 | 0 | 0 | 0 | 0 | 0 |  | 0
Lateral Hardening-Fuse-60162440 | Lateral Hardening | 58985.69 | 0 | 0 | 0 | 0 | 0 | 0 | 0 | 0 | 0 | 0 |  | 0
Lateral Hardening-Fuse-60162663 | Lateral Hardening | 173458.55 | 0 | 0 | 0 | 0 | 0 | 0 | 0 | 0 | 0 | 0 |  | 0
Lateral Hardening-Fuse-60162874 | Lateral Hardening | 141314.28 | 0 | 0 | 0 | 0 | 0 | 0 | 0 | 0 | 0 | 0 |  | 0
Lateral Hardening-Fuse-60163288 | Lateral Hardening | 1570982.45 | 0 | 0 | 0 | 0 | 2024 | 0 | 0 | 0 | 0 | 0 |  | 2024
Lateral Hardening-Fuse-60163290 | Lateral Hardening | 344334.4 | 0 | 0 | 0 | 0 | 2024 | 0 | 0 | 0 | 0 | 0 |  | 2024
Lateral Hardening-Fuse-60163299 | Lateral Hardening | 105641.22 | 0 | 0 | 0 | 0 | 0 | 0 | 0 | 0 | 0 | 0 |  | 0
Lateral Hardening-Fuse-60163300 | Lateral Hardening | 104502.94 | 0 | 0 | 0 | 0 | 2024 | 0 | 0 | 0 | 0 | 0 |  | 0 | 0
Lateral Hardening-Fuse-60163301 | Lateral Hardening | 198711.97 | 0 | 0 | 0 | 0 | 0 | 0 | 0 | 0 | 0 | 0 |  | 0
Lateral Hardening-Fuse-60163302 | Lateral Hardening | 160734.13 | 0 | 0 | 0 | 0 | 0 | 0 | 0 | 0 | 0 | 0 |  | 0
Lateral Hardening-Fuse-60163325 | Lateral Hardening | 724823.64 | 0 | 0 | 0 | 0 | 2029 | 0 | 0 | 0 | 0 | 0 |  | 2029
Lateral Hardening-Fuse-60163369 | Lateral Hardening | 556011.74 | 0 | 0 | 0 | 0 | 0 | 0 | 0 | 0 | 0 | 0 |  | 0
Lateral Hardening-Fuse-60163569 | Lateral Hardening | 248597.54 | 0 | 0 | 0 | 0 | 0 | 0 | 0 | 0 | 0 | 0 |  | 0
Lateral Hardening-Fuse-60163616 | Lateral Hardening | 149367.31 | 0 | 0 | 0 | 0 | 0 | 0 | 0 | 0 | 0 | 0 |  | 0
Lateral Hardening-Fuse-60163631 | Lateral Hardening | 175578.48 | 0 | 0 | 0 | 0 | 0 | 0 | 0 | 0 | 0 | 0 |  | 0
Lateral Hardening-Fuse-60164838 | Lateral Hardening | 108653.63 | 0 | 0 | 0 | 0 | 2026 | 0 | 0 | 0 | 0 | 0 |  | 0 | 0
Lateral Hardening-Fuse-60164901 | Lateral Hardening | 167244.03 | 0 | 0 | 0 | 0 | 2021 | 0 | 0 | 0 | 0 | 0 |  | 2021
Lateral Hardening-Fuse-60165035 | Lateral Hardening | 61945.55 | 0 | 0 | 0 | 0 | 0 | 0 | 0 | 0 | 0 | 0 |  | 0
Lateral Hardening-Fuse-60165069 | Lateral Hardening | 65887.53 | 0 | 0 | 0 | 0 | 0 | 0 | 0 | 0 | 0 | 0 |  | 0
Lateral Hardening-Fuse-60165355 | Lateral Hardening | 236476.44 | 0 | 0 | 0 | 0 | 2021 | 0 | 0 | 0 | 0 | 0 |  | 2021
Lateral Hardening-Fuse-60165357 | Lateral Hardening | 356310.03 | 0 | 0 | 0 | 0 | 2021 | 0 | 0 | 0 | 0 | 0 |  | 2021
Lateral Hardening-Fuse-60165361 | Lateral Hardening | 83190.29 | 0 | 0 | 0 | 0 | 0 | 0 | 0 | 0 | 0 | 0 |  | 0
Lateral Hardening-Fuse-60165397 | Lateral Hardening | 79911.03 | 0 | 0 | 0 | 0 | 0 | 0 | 0 | 0 | 0 | 0 |  | 0
Lateral Hardening-Fuse-60165401 | Lateral Hardening | 55055.69 | 0 | 0 | 0 | 0 | 0 | 0 | 0 | 0 | 0 | 0 |  | 0
Lateral Hardening-Fuse-60165416 | Lateral Hardening | 243282.53 | 0 | 0 | 0 | 0 | 2021 | 0 | 0 | 0 | 0 | 0 |  | 2021
Lateral Hardening-Fuse-60165438 | Lateral Hardening | 610775.59 | 0 | 0 | 0 | 0 | 0 | 0 | 0 | 0 | 0 | 0 |  | 0
Lateral Hardening-Fuse-60165929 | Lateral Hardening | 50000 | 0 | 0 | 0 | 0 | 0 | 0 | 0 | 0 | 0 | 0 |  | 0
Lateral Hardening-Fuse-60166027 | Lateral Hardening | 74916.05 | 0 | 0 | 0 | 0 | 0 | 0 | 0 | 0 | 0 | 0 |  | 0
Lateral Hardening-Fuse-60166028 | Lateral Hardening | 65513.53 | 0 | 0 | 0 | 0 | 0 | 0 | 0 | 0 | 0 | 0 |  | 0
Lateral Hardening-Fuse-60166031 | Lateral Hardening | 156301.24 | 0 | 0 | 0 | 0 | 0 | 0 | 0 | 0 | 0 | 0 |  | 0
Lateral Hardening-Fuse-60166032 | Lateral Hardening | 415233.82 | 0 | 0 | 0 | 0 | 2022 | 0 | 0 | 0 | 0 | 0 |  | 2022
Lateral Hardening-Fuse-60166033 | Lateral Hardening | 101984.54 | 0 | 0 | 0 | 0 | 0 | 0 | 0 | 0 | 0 | 0 |  | 0
Lateral Hardening-Fuse-60166130 | Lateral Hardening | 50000 | 0 | 0 | 0 | 0 | 0 | 0 | 0 | 0 | 0 | 0 |  | 0
Lateral Hardening-Fuse-60166344 | Lateral Hardening | 264943.75 | 0 | 0 | 0 | 0 | 0 | 0 | 0 | 0 | 0 | 0 |  | 0
Lateral Hardening-Fuse-60166657 | Lateral Hardening | 54772.37 | 0 | 0 | 0 | 0 | 0 | 0 | 0 | 0 | 0 | 0 |  | 0
Lateral Hardening-Fuse-60166668 | Lateral Hardening | 155802.51 | 0 | 0 | 0 | 0 | 0 | 0 | 0 | 0 | 0 | 0 |  | 0
Lateral Hardening-Fuse-60166670 | Lateral Hardening | 50000 | 0 | 0 | 0 | 0 | 0 | 0 | 0 | 0 | 0 | 0 |  | 0
Lateral Hardening-Fuse-60166994 | Lateral Hardening | 176119.38 | 0 | 0 | 0 | 0 | 0 | 0 | 0 | 0 | 0 | 0 |  | 0
Lateral Hardening-Fuse-60166995 | Lateral Hardening | 105620.48 | 0 | 0 | 0 | 0 | 0 | 0 | 0 | 0 | 0 | 0 |  | 0
Lateral Hardening-Fuse-60166996 | Lateral Hardening | 50000 | 0 | 0 | 0 | 0 | 0 | 0 | 0 | 0 | 0 | 0 |  | 2024 | 2024
Lateral Hardening-Fuse-60166997 | Lateral Hardening | 240027.59 | 0 | 0 | 0 | 0 | 0 | 0 | 0 | 0 | 0 | 0 |  | 0
Lateral Hardening-Fuse-60166998 | Lateral Hardening | 161030.08 | 0 | 0 | 0 | 0 | 0 | 0 | 0 | 0 | 0 | 0 |  | 0
Lateral Hardening-Fuse-60167012 | Lateral Hardening | 151946.26 | 0 | 0 | 0 | 0 | 0 | 0 | 0 | 0 | 0 | 0 |  | 0
Lateral Hardening-Fuse-60167015 | Lateral Hardening | 309878.54 | 0 | 0 | 0 | 0 | 2029 | 0 | 0 | 0 | 0 | 0 |  | 0 | 0
Lateral Hardening-Fuse-60167578 | Lateral Hardening | 50000 | 0 | 0 | 0 | 0 | 0 | 0 | 0 | 0 | 0 | 0 |  | 0
Lateral Hardening-Fuse-60167580 | Lateral Hardening | 50000 | 0 | 0 | 0 | 0 | 0 | 0 | 0 | 0 | 0 | 0 |  | 0
Lateral Hardening-Fuse-60168045 | Lateral Hardening | 567671.61 | 0 | 0 | 0 | 0 | 0 | 0 | 0 | 0 | 0 | 0 |  | 0
Lateral Hardening-Fuse-60168640 | Lateral Hardening | 274467.98 | 0 | 0 | 0 | 0 | 0 | 0 | 0 | 0 | 0 | 0 |  | 0
Lateral Hardening-Fuse-60168873 | Lateral Hardening | 359934 | 0 | 0 | 0 | 0 | 0 | 0 | 0 | 0 | 0 | 0 |  | 2021 | 2021
Lateral Hardening-Fuse-60168892 | Lateral Hardening | 192017.83 | 0 | 0 | 0 | 0 | 0 | 0 | 0 | 0 | 0 | 0 |  | 0
Lateral Hardening-Fuse-60168916 | Lateral Hardening | 383581.24 | 0 | 0 | 0 | 0 | 2021 | 0 | 0 | 0 | 0 | 0 |  | 2021
Lateral Hardening-Fuse-60168942 | Lateral Hardening | 183429.8 | 0 | 0 | 0 | 0 | 2021 | 0 | 0 | 0 | 0 | 0 |  | 2021
Lateral Hardening-Fuse-60168944 | Lateral Hardening | 64395.25 | 0 | 0 | 0 | 0 | 0 | 0 | 0 | 0 | 0 | 0 |  | 0
Lateral Hardening-Fuse-60168946 | Lateral Hardening | 278942.35 | 0 | 0 | 0 | 0 | 0 | 0 | 0 | 0 | 0 | 0 |  | 0
Lateral Hardening-Fuse-60168950 | Lateral Hardening | 103657.98 | 0 | 0 | 0 | 0 | 0 | 0 | 0 | 0 | 0 | 0 |  | 0
Lateral Hardening-Fuse-60169426 | Lateral Hardening | 569213.51 | 0 | 0 | 0 | 0 | 0 | 0 | 0 | 0 | 0 | 0 |  | 0
Lateral Hardening-Fuse-60169428 | Lateral Hardening | 86183.88 | 0 | 0 | 0 | 0 | 0 | 0 | 0 | 0 | 0 | 0 |  | 0
Lateral Hardening-Fuse-60169478 | Lateral Hardening | 239669.67 | 0 | 0 | 0 | 0 | 0 | 0 | 0 | 0 | 0 | 0 |  | 0
Lateral Hardening-Fuse-60169592 | Lateral Hardening | 279415.1 | 0 | 0 | 0 | 0 | 2021 | 0 | 0 | 0 | 0 | 0 |  | 2021
Lateral Hardening-Fuse-60169602 | Lateral Hardening | 310073.44 | 0 | 0 | 0 | 0 | 0 | 0 | 0 | 0 | 0 | 0 |  | 0
Lateral Hardening-Fuse-60170299 | Lateral Hardening | 50000 | 0 | 0 | 0 | 0 | 0 | 0 | 0 | 0 | 0 | 0 |  | 0
Lateral Hardening-Fuse-60170304 | Lateral Hardening | 193898.28 | 0 | 0 | 0 | 0 | 0 | 0 | 0 | 0 | 0 | 0 |  | 0
Lateral Hardening-Fuse-60170354 | Lateral Hardening | 333103.56 | 0 | 0 | 0 | 0 | 0 | 0 | 0 | 0 | 0 | 0 |  | 0
Lateral Hardening-Fuse-60170358 | Lateral Hardening | 238525.65 | 0 | 0 | 0 | 0 | 0 | 0 | 0 | 0 | 0 | 0 |  | 0
Lateral Hardening-Fuse-60170395 | Lateral Hardening | 289667.03 | 0 | 0 | 0 | 0 | 2024 | 0 | 0 | 0 | 0 | 0 |  | 0 | 0
Lateral Hardening-Fuse-60170397 | Lateral Hardening | 449774.49 | 0 | 0 | 0 | 0 | 2024 | 0 | 0 | 0 | 0 | 0 |  | 2021 | 2021
Lateral Hardening-Fuse-60170422 | Lateral Hardening | 842958.43 | 0 | 0 | 0 | 0 | 2022 | 0 | 0 | 0 | 0 | 0 |  | 2022
Lateral Hardening-Fuse-60170424 | Lateral Hardening | 124073.5 | 0 | 0 | 0 | 0 | 0 | 0 | 0 | 0 | 0 | 0 |  | 0
Lateral Hardening-Fuse-60170460 | Lateral Hardening | 318523.05 | 0 | 0 | 0 | 0 | 2022 | 0 | 0 | 0 | 0 | 0 |  | 2021 | 2021
Lateral Hardening-Fuse-60170464 | Lateral Hardening | 78497.43 | 0 | 0 | 0 | 0 | 0 | 0 | 0 | 0 | 0 | 0 |  | 0
Lateral Hardening-Fuse-60170502 | Lateral Hardening | 544244.7 | 0 | 0 | 0 | 0 | 0 | 0 | 0 | 0 | 0 | 0 |  | 0
Lateral Hardening-Fuse-60170504 | Lateral Hardening | 453304.77 | 0 | 0 | 0 | 0 | 2022 | 0 | 0 | 0 | 0 | 0 |  | 2021 | 2021
Lateral Hardening-Fuse-60170521 | Lateral Hardening | 416263.12 | 0 | 0 | 0 | 0 | 2025 | 0 | 0 | 0 | 0 | 0 |  | 2024 | 2024
Lateral Hardening-Fuse-60170556 | Lateral Hardening | 115106.7 | 0 | 0 | 0 | 0 | 0 | 0 | 0 | 0 | 0 | 0 |  | 0
Lateral Hardening-Fuse-60170567 | Lateral Hardening | 173547.43 | 0 | 0 | 0 | 0 | 0 | 0 | 0 | 0 | 0 | 0 |  | 0
Lateral Hardening-Fuse-60170586 | Lateral Hardening | 339406.21 | 0 | 0 | 0 | 0 | 2022 | 0 | 0 | 0 | 0 | 0 |  | 0 | 0
Lateral Hardening-Fuse-60170630 | Lateral Hardening | 211656.73 | 0 | 0 | 0 | 0 | 0 | 0 | 0 | 0 | 0 | 0 |  | 0
Lateral Hardening-Fuse-60170634 | Lateral Hardening | 163062.7 | 0 | 0 | 0 | 0 | 0 | 0 | 0 | 0 | 0 | 0 |  | 0
Lateral Hardening-Fuse-60170635 | Lateral Hardening | 355013.57 | 0 | 0 | 0 | 0 | 0 | 0 | 0 | 0 | 0 | 0 |  | 0
Lateral Hardening-Fuse-60170746 | Lateral Hardening | 50000 | 0 | 0 | 0 | 0 | 0 | 0 | 0 | 0 | 0 | 0 |  | 0
Lateral Hardening-Fuse-60170834 | Lateral Hardening | 66638.05 | 0 | 0 | 0 | 0 | 0 | 0 | 0 | 0 | 0 | 0 |  | 0
Lateral Hardening-Fuse-60171066 | Lateral Hardening | 419757.85 | 0 | 0 | 0 | 0 | 2023 | 0 | 0 | 0 | 0 | 0 |  | 2023
Lateral Hardening-Fuse-60171085 | Lateral Hardening | 57013.19 | 0 | 0 | 0 | 0 | 0 | 0 | 0 | 0 | 0 | 0 |  | 0
Lateral Hardening-Fuse-60171087 | Lateral Hardening | 110170.08 | 0 | 0 | 0 | 0 | 0 | 0 | 0 | 0 | 0 | 0 |  | 0
Lateral Hardening-Fuse-60171331 | Lateral Hardening | 54803.85 | 0 | 0 | 0 | 0 | 0 | 0 | 0 | 0 | 0 | 0 |  | 0
Lateral Hardening-Fuse-60171372 | Lateral Hardening | 299370.99 | 0 | 0 | 0 | 0 | 0 | 0 | 0 | 0 | 0 | 0 |  | 0
Lateral Hardening-Fuse-60171375 | Lateral Hardening | 418176.43 | 0 | 0 | 0 | 0 | 0 | 0 | 0 | 0 | 0 | 0 |  | 0
Lateral Hardening-Fuse-60171426 | Lateral Hardening | 883569.9 | 0 | 0 | 0 | 0 | 2029 | 0 | 0 | 0 | 0 | 0 |  | 2028 | 2028
Lateral Hardening-Fuse-60171778 | Lateral Hardening | 695606.01 | 0 | 0 | 0 | 0 | 2022 | 0 | 0 | 0 | 0 | 0 |  | 2022
Lateral Hardening-Fuse-60171933 | Lateral Hardening | 50000 | 0 | 0 | 0 | 0 | 0 | 0 | 0 | 0 | 0 | 0 |  | 0
Lateral Hardening-Fuse-60171942 | Lateral Hardening | 423324.54 | 0 | 0 | 0 | 0 | 2022 | 0 | 0 | 0 | 0 | 0 |  | 2022
Lateral Hardening-Fuse-60171996 | Lateral Hardening | 127841.84 | 0 | 0 | 0 | 0 | 0 | 0 | 0 | 0 | 0 | 0 |  | 0
Lateral Hardening-Fuse-60172023 | Lateral Hardening | 265835.98 | 0 | 0 | 0 | 0 | 0 | 0 | 0 | 0 | 0 | 0 |  | 0
Lateral Hardening-Fuse-60172025 | Lateral Hardening | 144259.4 | 0 | 0 | 0 | 0 | 0 | 0 | 0 | 0 | 0 | 0 |  | 0
Lateral Hardening-Fuse-60172026 | Lateral Hardening | 50800.89 | 0 | 0 | 0 | 0 | 0 | 0 | 0 | 0 | 0 | 0 |  | 0
Lateral Hardening-Fuse-60172027 | Lateral Hardening | 942539.34 | 0 | 0 | 0 | 0 | 0 | 0 | 0 | 0 | 0 | 0 |  | 0
Lateral Hardening-Fuse-60172028 | Lateral Hardening | 170453.51 | 0 | 0 | 0 | 0 | 2029 | 0 | 0 | 0 | 0 | 0 |  | 2029
Lateral Hardening-Fuse-60172029 | Lateral Hardening | 247242.63 | 0 | 0 | 0 | 0 | 0 | 0 | 0 | 0 | 0 | 0 |  | 0
Lateral Hardening-Fuse-60172030 | Lateral Hardening | 134982.8 | 0 | 0 | 0 | 0 | 0 | 0 | 0 | 0 | 0 | 0 |  | 0
Lateral Hardening-Fuse-60172031 | Lateral Hardening | 798626.96 | 0 | 0 | 0 | 0 | 2029 | 0 | 0 | 0 | 0 | 0 |  | 2029
Lateral Hardening-Fuse-60172032 | Lateral Hardening | 657222.24 | 0 | 0 | 0 | 0 | 0 | 0 | 0 | 0 | 0 | 0 |  | 0
Lateral Hardening-Fuse-60172033 | Lateral Hardening | 245615.13 | 0 | 0 | 0 | 0 | 0 | 0 | 0 | 0 | 0 | 0 |  | 0
Lateral Hardening-Fuse-60172035 | Lateral Hardening | 305935.92 | 0 | 0 | 0 | 0 | 0 | 0 | 0 | 0 | 0 | 0 |  | 0
Lateral Hardening-Fuse-60172036 | Lateral Hardening | 151720.9 | 0 | 0 | 0 | 0 | 0 | 0 | 0 | 0 | 0 | 0 |  | 0
Lateral Hardening-Fuse-60172038 | Lateral Hardening | 223372.98 | 0 | 0 | 0 | 0 | 0 | 0 | 0 | 0 | 0 | 0 |  | 0
Lateral Hardening-Fuse-60172039 | Lateral Hardening | 302088.16 | 0 | 0 | 0 | 0 | 0 | 0 | 0 | 0 | 0 | 0 |  | 0
Lateral Hardening-Fuse-60172040 | Lateral Hardening | 172635.05 | 0 | 0 | 0 | 0 | 0 | 0 | 0 | 0 | 0 | 0 |  | 0
Lateral Hardening-Fuse-60172102 | Lateral Hardening | 135570.92 | 0 | 0 | 0 | 0 | 0 | 0 | 0 | 0 | 0 | 0 |  | 0
Lateral Hardening-Fuse-60172344 | Lateral Hardening | 50000 | 0 | 0 | 0 | 0 | 0 | 0 | 0 | 0 | 0 | 0 |  | 0
Lateral Hardening-Fuse-60172348 | Lateral Hardening | 330740.65 | 0 | 0 | 0 | 0 | 0 | 0 | 0 | 0 | 0 | 0 |  | 0
Lateral Hardening-Fuse-60172756 | Lateral Hardening | 240539.21 | 0 | 0 | 0 | 0 | 0 | 0 | 0 | 0 | 0 | 0 |  | 0
Lateral Hardening-Fuse-60172906 | Lateral Hardening | 265715.8 | 0 | 0 | 0 | 0 | 0 | 0 | 0 | 0 | 0 | 0 |  | 0
Lateral Hardening-Fuse-60172930 | Lateral Hardening | 266386.48 | 0 | 0 | 0 | 0 | 2023 | 0 | 0 | 0 | 0 | 0 |  | 2023
Lateral Hardening-Fuse-60172932 | Lateral Hardening | 55821.95 | 0 | 0 | 0 | 0 | 0 | 0 | 0 | 0 | 0 | 0 |  | 0
Lateral Hardening-Fuse-60172934 | Lateral Hardening | 172507.65 | 0 | 0 | 0 | 0 | 0 | 0 | 0 | 0 | 0 | 0 |  | 0
Lateral Hardening-Fuse-60172941 | Lateral Hardening | 247375.91 | 0 | 0 | 0 | 0 | 2023 | 0 | 0 | 0 | 0 | 0 |  | 2023
Lateral Hardening-Fuse-60173252 | Lateral Hardening | 51802.51 | 0 | 0 | 0 | 0 | 0 | 0 | 0 | 0 | 0 | 0 |  | 0
Lateral Hardening-Fuse-60173258 | Lateral Hardening | 61335.95 | 0 | 0 | 0 | 0 | 0 | 0 | 0 | 0 | 0 | 0 |  | 0
Lateral Hardening-Fuse-60174230 | Lateral Hardening | 115295.58 | 0 | 0 | 0 | 0 | 0 | 0 | 0 | 0 | 0 | 0 |  | 0
Lateral Hardening-Fuse-60174233 | Lateral Hardening | 59673.25 | 0 | 0 | 0 | 0 | 0 | 0 | 0 | 0 | 0 | 0 |  | 0
Lateral Hardening-Fuse-60174239 | Lateral Hardening | 151201.84 | 0 | 0 | 0 | 0 | 2024 | 0 | 0 | 0 | 0 | 0 |  | 2024
Lateral Hardening-Fuse-60174240 | Lateral Hardening | 276939.11 | 0 | 0 | 0 | 0 | 0 | 0 | 0 | 0 | 0 | 0 |  | 0
Lateral Hardening-Fuse-60174245 | Lateral Hardening | 164203.46 | 0 | 0 | 0 | 0 | 0 | 0 | 0 | 0 | 0 | 0 |  | 0
Lateral Hardening-Fuse-60174257 | Lateral Hardening | 50000 | 0 | 0 | 0 | 0 | 0 | 0 | 0 | 0 | 0 | 0 |  | 0
Lateral Hardening-Fuse-60174258 | Lateral Hardening | 57637.05 | 0 | 0 | 0 | 0 | 0 | 0 | 0 | 0 | 0 | 0 |  | 0
Lateral Hardening-Fuse-60174261 | Lateral Hardening | 65413.35 | 0 | 0 | 0 | 0 | 0 | 0 | 0 | 0 | 0 | 0 |  | 0
Lateral Hardening-Fuse-60174277 | Lateral Hardening | 56394.51 | 0 | 0 | 0 | 0 | 0 | 0 | 0 | 0 | 0 | 0 |  | 0
Lateral Hardening-Fuse-60174285 | Lateral Hardening | 55758.99 | 0 | 0 | 0 | 0 | 0 | 0 | 0 | 0 | 0 | 0 |  | 0
Lateral Hardening-Fuse-60174562 | Lateral Hardening | 168393.15 | 0 | 0 | 0 | 0 | 0 | 0 | 0 | 0 | 0 | 0 |  | 0
Lateral Hardening-Fuse-60174564 | Lateral Hardening | 54158.51 | 0 | 0 | 0 | 0 | 0 | 0 | 0 | 0 | 0 | 0 |  | 0
Lateral Hardening-Fuse-60174565 | Lateral Hardening | 890082.16 | 0 | 0 | 0 | 0 | 0 | 0 | 0 | 0 | 0 | 0 |  | 2026 | 2026
Lateral Hardening-Fuse-60174570 | Lateral Hardening | 571478.27 | 0 | 0 | 0 | 0 | 0 | 0 | 0 | 0 | 0 | 0 |  | 0
Lateral Hardening-Fuse-60174585 | Lateral Hardening | 50000 | 0 | 0 | 0 | 0 | 0 | 0 | 0 | 0 | 0 | 0 |  | 0
Lateral Hardening-Fuse-60174624 | Lateral Hardening | 50000 | 0 | 0 | 0 | 0 | 0 | 0 | 0 | 0 | 0 | 0 |  | 0
Lateral Hardening-Fuse-60174722 | Lateral Hardening | 50000 | 0 | 0 | 0 | 0 | 0 | 0 | 0 | 0 | 0 | 0 |  | 0
Lateral Hardening-Fuse-60174723 | Lateral Hardening | 230385.4 | 0 | 0 | 0 | 0 | 0 | 0 | 0 | 0 | 0 | 0 |  | 2029 | 2029
Lateral Hardening-Fuse-60174741 | Lateral Hardening | 742142.62 | 0 | 0 | 0 | 0 | 0 | 0 | 0 | 0 | 0 | 0 |  | 0
Lateral Hardening-Fuse-60174742 | Lateral Hardening | 66530.15 | 0 | 0 | 0 | 0 | 0 | 0 | 0 | 0 | 0 | 0 |  | 0
Lateral Hardening-Fuse-60174771 | Lateral Hardening | 860238.17 | 0 | 0 | 0 | 0 | 0 | 0 | 0 | 0 | 0 | 0 |  | 0
Lateral Hardening-Fuse-60174795 | Lateral Hardening | 70891.61 | 0 | 0 | 0 | 0 | 0 | 0 | 0 | 0 | 0 | 0 |  | 0
Lateral Hardening-Fuse-60174847 | Lateral Hardening | 53822.97 | 0 | 0 | 0 | 0 | 0 | 0 | 0 | 0 | 0 | 0 |  | 0
Lateral Hardening-Fuse-60175274 | Lateral Hardening | 59972.31 | 0 | 0 | 0 | 0 | 0 | 0 | 0 | 0 | 0 | 0 |  | 0
Lateral Hardening-Fuse-60175285 | Lateral Hardening | 50000 | 0 | 0 | 0 | 0 | 0 | 0 | 0 | 0 | 0 | 0 |  | 0
Lateral Hardening-Fuse-60175287 | Lateral Hardening | 833987.85 | 0 | 0 | 0 | 0 | 0 | 0 | 0 | 0 | 0 | 0 |  | 0
Lateral Hardening-Fuse-60175349 | Lateral Hardening | 242188.76 | 0 | 0 | 0 | 0 | 0 | 0 | 0 | 0 | 0 | 0 |  | 0
Lateral Hardening-Fuse-60175616 | Lateral Hardening | 174045.91 | 0 | 0 | 0 | 0 | 0 | 0 | 0 | 0 | 0 | 0 |  | 0
Lateral Hardening-Fuse-60176033 | Lateral Hardening | 116170.98 | 0 | 0 | 0 | 0 | 0 | 0 | 0 | 0 | 0 | 0 |  | 0
Lateral Hardening-Fuse-60176171 | Lateral Hardening | 151054.03 | 0 | 0 | 0 | 0 | 0 | 0 | 0 | 0 | 0 | 0 |  | 0
Lateral Hardening-Fuse-60176172 | Lateral Hardening | 130513.74 | 0 | 0 | 0 | 0 | 0 | 0 | 0 | 0 | 0 | 0 |  | 0
Lateral Hardening-Fuse-60176321 | Lateral Hardening | 233452.51 | 0 | 0 | 0 | 0 | 2029 | 0 | 0 | 0 | 0 | 0 |  | 2029
Lateral Hardening-Fuse-60177069 | Lateral Hardening | 53130.41 | 0 | 0 | 0 | 0 | 0 | 0 | 0 | 0 | 0 | 0 |  | 0
Lateral Hardening-Fuse-60177071 | Lateral Hardening | 126544.68 | 0 | 0 | 0 | 0 | 0 | 0 | 0 | 0 | 0 | 0 |  | 0
Lateral Hardening-Fuse-60177143 | Lateral Hardening | 55890.65 | 0 | 0 | 0 | 0 | 0 | 0 | 0 | 0 | 0 | 0 |  | 0
Lateral Hardening-Fuse-60177255 | Lateral Hardening | 339700.94 | 0 | 0 | 0 | 0 | 0 | 0 | 0 | 0 | 0 | 0 |  | 0
Lateral Hardening-Fuse-60177256 | Lateral Hardening | 289190.87 | 0 | 0 | 0 | 0 | 0 | 0 | 0 | 0 | 0 | 0 |  | 0
Lateral Hardening-Fuse-60177257 | Lateral Hardening | 110873.74 | 0 | 0 | 0 | 0 | 0 | 0 | 0 | 0 | 0 | 0 |  | 0
Lateral Hardening-Fuse-60177381 | Lateral Hardening | 50000 | 0 | 0 | 0 | 0 | 0 | 0 | 0 | 0 | 0 | 0 |  | 0
Lateral Hardening-Fuse-60178301 | Lateral Hardening | 81059.58 | 0 | 0 | 0 | 0 | 0 | 0 | 0 | 0 | 0 | 0 |  | 0
Lateral Hardening-Fuse-60178315 | Lateral Hardening | 281752.8 | 0 | 0 | 0 | 0 | 0 | 0 | 0 | 0 | 0 | 0 |  | 0
Lateral Hardening-Fuse-60178328 | Lateral Hardening | 50000 | 0 | 0 | 0 | 0 | 0 | 0 | 0 | 0 | 0 | 0 |  | 0
Lateral Hardening-Fuse-60178350 | Lateral Hardening | 55071.43 | 0 | 0 | 0 | 0 | 0 | 0 | 0 | 0 | 0 | 0 |  | 0
Lateral Hardening-Fuse-60178351 | Lateral Hardening | 80235.61 | 0 | 0 | 0 | 0 | 0 | 0 | 0 | 0 | 0 | 0 |  | 0
Lateral Hardening-Fuse-60178629 | Lateral Hardening | 219724.5 | 0 | 0 | 0 | 0 | 2022 | 0 | 0 | 0 | 0 | 0 |  | 2025 | 2025
Lateral Hardening-Fuse-60179134 | Lateral Hardening | 84098.21 | 0 | 0 | 0 | 0 | 0 | 0 | 0 | 0 | 0 | 0 |  | 0
Lateral Hardening-Fuse-60179144 | Lateral Hardening | 364463.8 | 0 | 0 | 0 | 0 | 2021 | 0 | 0 | 0 | 0 | 0 |  | 2021
Lateral Hardening-Fuse-60179191 | Lateral Hardening | 419109.95 | 0 | 0 | 0 | 0 | 2021 | 0 | 0 | 0 | 0 | 0 |  | 2021
Lateral Hardening-Fuse-60179207 | Lateral Hardening | 50000 | 0 | 0 | 0 | 0 | 0 | 0 | 0 | 0 | 0 | 0 |  | 0
Lateral Hardening-Fuse-60179209 | Lateral Hardening | 210843.25 | 0 | 0 | 0 | 0 | 0 | 0 | 0 | 0 | 0 | 0 |  | 0
Lateral Hardening-Fuse-60179211 | Lateral Hardening | 183427.69 | 0 | 0 | 0 | 0 | 0 | 0 | 0 | 0 | 0 | 0 |  | 0
Lateral Hardening-Fuse-60179215 | Lateral Hardening | 284499.31 | 0 | 0 | 0 | 0 | 0 | 0 | 0 | 0 | 0 | 0 |  | 0
Lateral Hardening-Fuse-60179217 | Lateral Hardening | 682580.02 | 0 | 0 | 0 | 0 | 0 | 0 | 0 | 0 | 0 | 0 |  | 0
Lateral Hardening-Fuse-60179219 | Lateral Hardening | 247320 | 0 | 0 | 0 | 0 | 0 | 0 | 0 | 0 | 0 | 0 |  | 0
Lateral Hardening-Fuse-60179221 | Lateral Hardening | 168846.71 | 0 | 0 | 0 | 0 | 0 | 0 | 0 | 0 | 0 | 0 |  | 0
Lateral Hardening-Fuse-60179282 | Lateral Hardening | 263928.83 | 0 | 0 | 0 | 0 | 0 | 0 | 0 | 0 | 0 | 0 |  | 0
Lateral Hardening-Fuse-60179283 | Lateral Hardening | 307785.99 | 0 | 0 | 0 | 0 | 0 | 0 | 0 | 0 | 0 | 0 |  | 0
Lateral Hardening-Fuse-60179304 | Lateral Hardening | 193827.98 | 0 | 0 | 0 | 0 | 0 | 0 | 0 | 0 | 0 | 0 |  | 0
Lateral Hardening-Fuse-60179354 | Lateral Hardening | 69537.23 | 0 | 0 | 0 | 0 | 0 | 0 | 0 | 0 | 0 | 0 |  | 0
Lateral Hardening-Fuse-60179366 | Lateral Hardening | 51435.49 | 0 | 0 | 0 | 0 | 0 | 0 | 0 | 0 | 0 | 0 |  | 0
Lateral Hardening-Fuse-60179379 | Lateral Hardening | 351842.94 | 0 | 0 | 0 | 0 | 0 | 0 | 0 | 0 | 0 | 0 |  | 0
Lateral Hardening-Fuse-60179382 | Lateral Hardening | 340902.9 | 0 | 0 | 0 | 0 | 0 | 0 | 0 | 0 | 0 | 0 |  | 0
Lateral Hardening-Fuse-60179383 | Lateral Hardening | 50000 | 0 | 0 | 0 | 0 | 0 | 0 | 0 | 0 | 0 | 0 |  | 0
Lateral Hardening-Fuse-60179390 | Lateral Hardening | 51608.63 | 0 | 0 | 0 | 0 | 0 | 0 | 0 | 0 | 0 | 0 |  | 0
Lateral Hardening-Fuse-60179392 | Lateral Hardening | 63928.05 | 0 | 0 | 0 | 0 | 0 | 0 | 0 | 0 | 0 | 0 |  | 0
Lateral Hardening-Fuse-60180238 | Lateral Hardening | 222221.74 | 0 | 0 | 0 | 0 | 2023 | 0 | 0 | 0 | 0 | 0 |  | 2024 | 2024
Lateral Hardening-Fuse-60180239 | Lateral Hardening | 54893.29 | 0 | 0 | 0 | 0 | 0 | 0 | 0 | 0 | 0 | 0 |  | 0
Lateral Hardening-Fuse-60180241 | Lateral Hardening | 63849.35 | 0 | 0 | 0 | 0 | 0 | 0 | 0 | 0 | 0 | 0 |  | 0
Lateral Hardening-Fuse-60180248 | Lateral Hardening | 172545.6 | 0 | 0 | 0 | 0 | 0 | 0 | 0 | 0 | 0 | 0 |  | 0
Lateral Hardening-Fuse-60180762 | Lateral Hardening | 164701.58 | 0 | 0 | 0 | 0 | 2021 | 0 | 0 | 0 | 0 | 0 |  | 2021
Lateral Hardening-Fuse-60181007 | Lateral Hardening | 50071.11 | 0 | 0 | 0 | 0 | 0 | 0 | 0 | 0 | 0 | 0 |  | 0
Lateral Hardening-Fuse-60181011 | Lateral Hardening | 62243.87 | 0 | 0 | 0 | 0 | 2024 | 0 | 0 | 0 | 0 | 0 |  | 2024
Lateral Hardening-Fuse-60181017 | Lateral Hardening | 181238.35 | 0 | 0 | 0 | 0 | 0 | 0 | 0 | 0 | 0 | 0 |  | 0
Lateral Hardening-Fuse-60181018 | Lateral Hardening | 163735.52 | 0 | 0 | 0 | 0 | 0 | 0 | 0 | 0 | 0 | 0 |  | 0
Lateral Hardening-Fuse-60181022 | Lateral Hardening | 99749.46 | 0 | 0 | 0 | 0 | 0 | 0 | 0 | 0 | 0 | 0 |  | 0
Lateral Hardening-Fuse-60181029 | Lateral Hardening | 50000 | 0 | 0 | 0 | 0 | 0 | 0 | 0 | 0 | 0 | 0 |  | 0
Lateral Hardening-Fuse-60181030 | Lateral Hardening | 50000 | 0 | 0 | 0 | 0 | 0 | 0 | 0 | 0 | 0 | 0 |  | 0
Lateral Hardening-Fuse-60181051 | Lateral Hardening | 51876.21 | 0 | 0 | 0 | 0 | 0 | 0 | 0 | 0 | 0 | 0 |  | 0
Lateral Hardening-Fuse-60181057 | Lateral Hardening | 110463.4 | 0 | 0 | 0 | 0 | 0 | 0 | 0 | 0 | 0 | 0 |  | 0
Lateral Hardening-Fuse-60181062 | Lateral Hardening | 50000 | 0 | 0 | 0 | 0 | 0 | 0 | 0 | 0 | 0 | 0 |  | 0
Lateral Hardening-Fuse-60181068 | Lateral Hardening | 50000 | 0 | 0 | 0 | 0 | 0 | 0 | 0 | 0 | 0 | 0 |  | 0
Lateral Hardening-Fuse-60181076 | Lateral Hardening | 57684.27 | 0 | 0 | 0 | 0 | 0 | 0 | 0 | 0 | 0 | 0 |  | 0
Lateral Hardening-Fuse-60181083 | Lateral Hardening | 107152.26 | 0 | 0 | 0 | 0 | 0 | 0 | 0 | 0 | 0 | 0 |  | 0
Lateral Hardening-Fuse-60181092 | Lateral Hardening | 52789.13 | 0 | 0 | 0 | 0 | 0 | 0 | 0 | 0 | 0 | 0 |  | 0
Lateral Hardening-Fuse-60181094 | Lateral Hardening | 87935.01 | 0 | 0 | 0 | 0 | 0 | 0 | 0 | 0 | 0 | 0 |  | 0
Lateral Hardening-Fuse-60182617 | Lateral Hardening | 345033.31 | 0 | 0 | 0 | 0 | 0 | 0 | 0 | 0 | 0 | 0 |  | 0
Lateral Hardening-Fuse-60182628 | Lateral Hardening | 87269.05 | 0 | 0 | 0 | 0 | 2029 | 0 | 0 | 0 | 0 | 0 |  | 0 | 0
Lateral Hardening-Fuse-60182630 | Lateral Hardening | 383222.24 | 0 | 0 | 0 | 0 | 2029 | 0 | 0 | 0 | 0 | 0 |  | 2029
Lateral Hardening-Fuse-60182642 | Lateral Hardening | 55617.33 | 0 | 0 | 0 | 0 | 0 | 0 | 0 | 0 | 0 | 0 |  | 0
Lateral Hardening-Fuse-60182730 | Lateral Hardening | 220429.6 | 0 | 0 | 0 | 0 | 0 | 0 | 0 | 0 | 0 | 0 |  | 0
Lateral Hardening-Fuse-60182731 | Lateral Hardening | 315913.57 | 0 | 0 | 0 | 0 | 0 | 0 | 0 | 0 | 0 | 0 |  | 0
Lateral Hardening-Fuse-60182733 | Lateral Hardening | 185663.51 | 0 | 0 | 0 | 0 | 0 | 0 | 0 | 0 | 0 | 0 |  | 0
Lateral Hardening-Fuse-60182735 | Lateral Hardening | 619475.5 | 0 | 0 | 0 | 0 | 0 | 0 | 0 | 0 | 0 | 0 |  | 0
Lateral Hardening-Fuse-60182736 | Lateral Hardening | 58267.39 | 0 | 0 | 0 | 0 | 0 | 0 | 0 | 0 | 0 | 0 |  | 0
Lateral Hardening-Fuse-60182738 | Lateral Hardening | 208650.16 | 0 | 0 | 0 | 0 | 2026 | 0 | 0 | 0 | 0 | 0 |  | 2026
Lateral Hardening-Fuse-60182740 | Lateral Hardening | 1811373.88 | 0 | 0 | 0 | 0 | 2026 | 0 | 0 | 0 | 0 | 0 |  | 2026
Lateral Hardening-Fuse-60182741 | Lateral Hardening | 101386.73 | 0 | 0 | 0 | 0 | 2020 | 0 | 0 | 0 | 0 | 0 |  | 2020
Lateral Hardening-Fuse-60182747 | Lateral Hardening | 277518 | 0 | 0 | 0 | 0 | 0 | 0 | 0 | 0 | 0 | 0 |  | 0
Lateral Hardening-Fuse-60182862 | Lateral Hardening | 161888.15 | 0 | 0 | 0 | 0 | 0 | 0 | 0 | 0 | 0 | 0 |  | 0
Lateral Hardening-Fuse-60183106 | Lateral Hardening | 605505.37 | 0 | 0 | 0 | 0 | 2025 | 0 | 0 | 0 | 0 | 0 |  | 2026 | 2026
Lateral Hardening-Fuse-60185338 | Lateral Hardening | 110558.58 | 0 | 0 | 0 | 0 | 0 | 0 | 0 | 0 | 0 | 0 |  | 0
Lateral Hardening-Fuse-60185339 | Lateral Hardening | 66882.91 | 0 | 0 | 0 | 0 | 0 | 0 | 0 | 0 | 0 | 0 |  | 0
Lateral Hardening-Fuse-60188238 | Lateral Hardening | 357550 | 0 | 0 | 0 | 0 | 0 | 0 | 0 | 0 | 0 | 0 |  | 0
Lateral Hardening-Fuse-60188243 | Lateral Hardening | 337960.47 | 0 | 0 | 0 | 0 | 2028 | 0 | 0 | 0 | 0 | 0 |  | 2028
Lateral Hardening-Fuse-60188244 | Lateral Hardening | 56881.53 | 0 | 0 | 0 | 0 | 0 | 0 | 0 | 0 | 0 | 0 |  | 0
Lateral Hardening-Fuse-60188247 | Lateral Hardening | 208480.72 | 0 | 0 | 0 | 0 | 0 | 0 | 0 | 0 | 0 | 0 |  | 0
Lateral Hardening-Fuse-60188248 | Lateral Hardening | 175567.69 | 0 | 0 | 0 | 0 | 0 | 0 | 0 | 0 | 0 | 0 |  | 0
Lateral Hardening-Fuse-60188249 | Lateral Hardening | 168173.41 | 0 | 0 | 0 | 0 | 0 | 0 | 0 | 0 | 0 | 0 |  | 0
Lateral Hardening-Fuse-60188253 | Lateral Hardening | 105452.34 | 0 | 0 | 0 | 0 | 0 | 0 | 0 | 0 | 0 | 0 |  | 0
Lateral Hardening-Fuse-60188257 | Lateral Hardening | 53224.85 | 0 | 0 | 0 | 0 | 0 | 0 | 0 | 0 | 0 | 0 |  | 0
Lateral Hardening-Fuse-60188258 | Lateral Hardening | 230853 | 0 | 0 | 0 | 0 | 0 | 0 | 0 | 0 | 0 | 0 |  | 0
Lateral Hardening-Fuse-60188259 | Lateral Hardening | 149301.15 | 0 | 0 | 0 | 0 | 2028 | 0 | 0 | 0 | 0 | 0 |  | 2028
Lateral Hardening-Fuse-60188260 | Lateral Hardening | 115226.88 | 0 | 0 | 0 | 0 | 0 | 0 | 0 | 0 | 0 | 0 |  | 0
Lateral Hardening-Fuse-60188261 | Lateral Hardening | 50000 | 0 | 0 | 0 | 0 | 0 | 0 | 0 | 0 | 0 | 0 |  | 0
Lateral Hardening-Fuse-60188262 | Lateral Hardening | 442703.93 | 0 | 0 | 0 | 0 | 2028 | 0 | 0 | 0 | 0 | 0 |  | 2028
Lateral Hardening-Fuse-60188263 | Lateral Hardening | 544643.41 | 0 | 0 | 0 | 0 | 2028 | 0 | 0 | 0 | 0 | 0 |  | 2028
Lateral Hardening-Fuse-60188264 | Lateral Hardening | 201859.92 | 0 | 0 | 0 | 0 | 0 | 0 | 0 | 0 | 0 | 0 |  | 0
Lateral Hardening-Fuse-60188265 | Lateral Hardening | 57212.07 | 0 | 0 | 0 | 0 | 0 | 0 | 0 | 0 | 0 | 0 |  | 0
Lateral Hardening-Fuse-60188273 | Lateral Hardening | 50000 | 0 | 0 | 0 | 0 | 0 | 0 | 0 | 0 | 0 | 0 |  | 0
Lateral Hardening-Fuse-60188274 | Lateral Hardening | 108269.8 | 0 | 0 | 0 | 0 | 0 | 0 | 0 | 0 | 0 | 0 |  | 0
Lateral Hardening-Fuse-60188275 | Lateral Hardening | 213278.07 | 0 | 0 | 0 | 0 | 0 | 0 | 0 | 0 | 0 | 0 |  | 0
Lateral Hardening-Fuse-60188297 | Lateral Hardening | 155056.99 | 0 | 0 | 0 | 0 | 0 | 0 | 0 | 0 | 0 | 0 |  | 0
Lateral Hardening-Fuse-60188319 | Lateral Hardening | 268084 | 0 | 0 | 0 | 0 | 0 | 0 | 0 | 0 | 0 | 0 |  | 0
Lateral Hardening-Fuse-60189291 | Lateral Hardening | 441947.88 | 0 | 0 | 0 | 0 | 0 | 0 | 0 | 0 | 0 | 0 |  | 0
Lateral Hardening-Fuse-60189396 | Lateral Hardening | 102999.8 | 0 | 0 | 0 | 0 | 0 | 0 | 0 | 0 | 0 | 0 |  | 0
Lateral Hardening-Fuse-60189397 | Lateral Hardening | 192152.6 | 0 | 0 | 0 | 0 | 0 | 0 | 0 | 0 | 0 | 0 |  | 0
Lateral Hardening-Fuse-60189890 | Lateral Hardening | 155237.66 | 0 | 0 | 0 | 0 | 0 | 0 | 0 | 0 | 0 | 0 |  | 0
Lateral Hardening-Fuse-60189891 | Lateral Hardening | 249557.86 | 0 | 0 | 0 | 0 | 2023 | 0 | 0 | 0 | 0 | 0 |  | 2024 | 2024
Lateral Hardening-Fuse-60190488 | Lateral Hardening | 135308.34 | 0 | 0 | 0 | 0 | 0 | 0 | 0 | 0 | 0 | 0 |  | 0
Lateral Hardening-Fuse-60190606 | Lateral Hardening | 293969.79 | 0 | 0 | 0 | 0 | 0 | 0 | 0 | 0 | 0 | 0 |  | 0
Lateral Hardening-Fuse-60190631 | Lateral Hardening | 50000 | 0 | 0 | 0 | 0 | 0 | 0 | 0 | 0 | 0 | 0 |  | 0
Lateral Hardening-Fuse-60190659 | Lateral Hardening | 303252.08 | 0 | 0 | 0 | 0 | 2026 | 0 | 0 | 0 | 0 | 0 |  | 2026
Lateral Hardening-Fuse-60190660 | Lateral Hardening | 59111.61 | 0 | 0 | 0 | 0 | 0 | 0 | 0 | 0 | 0 | 0 |  | 0
Lateral Hardening-Fuse-60190666 | Lateral Hardening | 157583.86 | 0 | 0 | 0 | 0 | 0 | 0 | 0 | 0 | 0 | 0 |  | 0
Lateral Hardening-Fuse-60190695 | Lateral Hardening | 219096.01 | 0 | 0 | 0 | 0 | 0 | 0 | 0 | 0 | 0 | 0 |  | 0
Lateral Hardening-Fuse-60191055 | Lateral Hardening | 1036416.45 | 0 | 0 | 0 | 0 | 0 | 0 | 0 | 0 | 0 | 0 |  | 0
Lateral Hardening-Fuse-60191254 | Lateral Hardening | 175461.15 | 0 | 0 | 0 | 0 | 0 | 0 | 0 | 0 | 0 | 0 |  | 0
Lateral Hardening-Fuse-60191260 | Lateral Hardening | 61291.45 | 0 | 0 | 0 | 0 | 0 | 0 | 0 | 0 | 0 | 0 |  | 0
Lateral Hardening-Fuse-60191781 | Lateral Hardening | 50000 | 0 | 0 | 0 | 0 | 0 | 0 | 0 | 0 | 0 | 0 |  | 0
Lateral Hardening-Fuse-60191786 | Lateral Hardening | 59636.77 | 0 | 0 | 0 | 0 | 0 | 0 | 0 | 0 | 0 | 0 |  | 0
Lateral Hardening-Fuse-60192185 | Lateral Hardening | 58266.65 | 0 | 0 | 0 | 0 | 0 | 0 | 0 | 0 | 0 | 0 |  | 0
Lateral Hardening-Fuse-60192189 | Lateral Hardening | 115542.42 | 0 | 0 | 0 | 0 | 0 | 0 | 0 | 0 | 0 | 0 |  | 0
Lateral Hardening-Fuse-60192810 | Lateral Hardening | 426611.54 | 0 | 0 | 0 | 0 | 0 | 0 | 0 | 0 | 0 | 0 |  | 0
Lateral Hardening-Fuse-60192856 | Lateral Hardening | 51451.23 | 0 | 0 | 0 | 0 | 0 | 0 | 0 | 0 | 0 | 0 |  | 0
Lateral Hardening-Fuse-60192932 | Lateral Hardening | 159498.11 | 0 | 0 | 0 | 0 | 0 | 0 | 0 | 0 | 0 | 0 |  | 0
Lateral Hardening-Fuse-60192934 | Lateral Hardening | 90042.4 | 0 | 0 | 0 | 0 | 0 | 0 | 0 | 0 | 0 | 0 |  | 0
Lateral Hardening-Fuse-60192936 | Lateral Hardening | 186534.21 | 0 | 0 | 0 | 0 | 0 | 0 | 0 | 0 | 0 | 0 |  | 0
Lateral Hardening-Fuse-60192959 | Lateral Hardening | 56777.09 | 0 | 0 | 0 | 0 | 0 | 0 | 0 | 0 | 0 | 0 |  | 0
Lateral Hardening-Fuse-60193315 | Lateral Hardening | 830923.07 | 0 | 0 | 0 | 0 | 0 | 0 | 0 | 0 | 0 | 0 |  | 0
Lateral Hardening-Fuse-60193324 | Lateral Hardening | 53198.37 | 0 | 0 | 0 | 0 | 0 | 0 | 0 | 0 | 0 | 0 |  | 0
Lateral Hardening-Fuse-60193349 | Lateral Hardening | 53749.27 | 0 | 0 | 0 | 0 | 0 | 0 | 0 | 0 | 0 | 0 |  | 0
Lateral Hardening-Fuse-60193482 | Lateral Hardening | 360958.28 | 0 | 0 | 0 | 0 | 2021 | 0 | 0 | 0 | 0 | 0 |  | 2021
Lateral Hardening-Fuse-60193629 | Lateral Hardening | 58057.03 | 0 | 0 | 0 | 0 | 0 | 0 | 0 | 0 | 0 | 0 |  | 0
Lateral Hardening-Fuse-60194457 | Lateral Hardening | 50000 | 0 | 0 | 0 | 0 | 0 | 0 | 0 | 0 | 0 | 0 |  | 0
Lateral Hardening-Fuse-60194547 | Lateral Hardening | 332874.02 | 0 | 0 | 0 | 0 | 2028 | 0 | 0 | 0 | 0 | 0 |  | 2028
Lateral Hardening-Fuse-60194902 | Lateral Hardening | 50286.47 | 0 | 0 | 0 | 0 | 0 | 0 | 0 | 0 | 0 | 0 |  | 0
Lateral Hardening-Fuse-60195070 | Lateral Hardening | 132915.86 | 0 | 0 | 0 | 0 | 0 | 0 | 0 | 0 | 0 | 0 |  | 0
Lateral Hardening-Fuse-60195493 | Lateral Hardening | 194698.27 | 0 | 0 | 0 | 0 | 0 | 0 | 0 | 0 | 0 | 0 |  | 0
Lateral Hardening-Fuse-60195506 | Lateral Hardening | 50000 | 0 | 0 | 0 | 0 | 0 | 0 | 0 | 0 | 0 | 0 |  | 0
Lateral Hardening-Fuse-60195648 | Lateral Hardening | 1255778.35 | 0 | 0 | 0 | 0 | 2027 | 0 | 0 | 0 | 0 | 0 |  | 2026 | 2026
Lateral Hardening-Fuse-60195702 | Lateral Hardening | 331984.66 | 0 | 0 | 0 | 0 | 2027 | 0 | 0 | 0 | 0 | 0 |  | 2026 | 2026
Lateral Hardening-Fuse-60196058 | Lateral Hardening | 79753.41 | 0 | 0 | 0 | 0 | 0 | 0 | 0 | 0 | 0 | 0 |  | 0
Lateral Hardening-Fuse-60196059 | Lateral Hardening | 50000 | 0 | 0 | 0 | 0 | 0 | 0 | 0 | 0 | 0 | 0 |  | 0
Lateral Hardening-Fuse-60200364 | Lateral Hardening | 59925.09 | 0 | 0 | 0 | 0 | 0 | 0 | 0 | 0 | 0 | 0 |  | 0
Lateral Hardening-Fuse-60200717 | Lateral Hardening | 92147.09 | 0 | 0 | 0 | 0 | 0 | 0 | 0 | 0 | 0 | 0 |  | 0
Lateral Hardening-Fuse-60200737 | Lateral Hardening | 158027.59 | 0 | 0 | 0 | 0 | 0 | 0 | 0 | 0 | 0 | 0 |  | 0
Lateral Hardening-Fuse-60200777 | Lateral Hardening | 236052.41 | 0 | 0 | 0 | 0 | 0 | 0 | 0 | 0 | 0 | 0 |  | 0
Lateral Hardening-Fuse-60201069 | Lateral Hardening | 475654.52 | 0 | 0 | 0 | 0 | 0 | 0 | 0 | 0 | 0 | 0 |  | 0
Lateral Hardening-Fuse-60201083 | Lateral Hardening | 289840.22 | 0 | 0 | 0 | 0 | 2029 | 0 | 0 | 0 | 0 | 0 |  | 0 | 0
Lateral Hardening-Fuse-60201087 | Lateral Hardening | 100782.56 | 0 | 0 | 0 | 0 | 0 | 0 | 0 | 0 | 0 | 0 |  | 0
Lateral Hardening-Fuse-60201132 | Lateral Hardening | 80104.51 | 0 | 0 | 0 | 0 | 0 | 0 | 0 | 0 | 0 | 0 |  | 0
Lateral Hardening-Fuse-60201147 | Lateral Hardening | 267042.91 | 0 | 0 | 0 | 0 | 0 | 0 | 0 | 0 | 0 | 0 |  | 0
Lateral Hardening-Fuse-60201148 | Lateral Hardening | 92818.12 | 0 | 0 | 0 | 0 | 0 | 0 | 0 | 0 | 0 | 0 |  | 0
Lateral Hardening-Fuse-60201160 | Lateral Hardening | 345212.76 | 0 | 0 | 0 | 0 | 0 | 0 | 0 | 0 | 0 | 0 |  | 0
Lateral Hardening-Fuse-60201167 | Lateral Hardening | 165467.66 | 0 | 0 | 0 | 0 | 0 | 0 | 0 | 0 | 0 | 0 |  | 0
Lateral Hardening-Fuse-60201175 | Lateral Hardening | 53182.63 | 0 | 0 | 0 | 0 | 0 | 0 | 0 | 0 | 0 | 0 |  | 0
Lateral Hardening-Fuse-60201176 | Lateral Hardening | 53366.51 | 0 | 0 | 0 | 0 | 0 | 0 | 0 | 0 | 0 | 0 |  | 0
Lateral Hardening-Fuse-60201276 | Lateral Hardening | 61939.81 | 0 | 0 | 0 | 0 | 0 | 0 | 0 | 0 | 0 | 0 |  | 0
Lateral Hardening-Fuse-60201279 | Lateral Hardening | 113647.88 | 0 | 0 | 0 | 0 | 0 | 0 | 0 | 0 | 0 | 0 |  | 2029 | 2029
Lateral Hardening-Fuse-60201411 | Lateral Hardening | 133319.36 | 0 | 0 | 0 | 0 | 0 | 0 | 0 | 0 | 0 | 0 |  | 0
Lateral Hardening-Fuse-60201412 | Lateral Hardening | 147197.73 | 0 | 0 | 0 | 0 | 0 | 0 | 0 | 0 | 0 | 0 |  | 0
Lateral Hardening-Fuse-60201461 | Lateral Hardening | 351377.27 | 0 | 0 | 0 | 0 | 2025 | 0 | 0 | 0 | 0 | 0 |  | 2025
Lateral Hardening-Fuse-60201462 | Lateral Hardening | 216771.49 | 0 | 0 | 0 | 0 | 2025 | 0 | 0 | 0 | 0 | 0 |  | 0 | 0
Lateral Hardening-Fuse-60201470 | Lateral Hardening | 150640.2 | 0 | 0 | 0 | 0 | 0 | 0 | 0 | 0 | 0 | 0 |  | 0
Lateral Hardening-Fuse-60201471 | Lateral Hardening | 64306.55 | 0 | 0 | 0 | 0 | 0 | 0 | 0 | 0 | 0 | 0 |  | 0
Lateral Hardening-Fuse-60201820 | Lateral Hardening | 556255.51 | 0 | 0 | 0 | 0 | 2029 | 0 | 0 | 0 | 0 | 0 |  | 2029
Lateral Hardening-Fuse-60202873 | Lateral Hardening | 375512.38 | 0 | 0 | 0 | 0 | 0 | 0 | 0 | 0 | 0 | 0 |  | 0
Lateral Hardening-Fuse-60202879 | Lateral Hardening | 98158.98 | 0 | 0 | 0 | 0 | 0 | 0 | 0 | 0 | 0 | 0 |  | 0
Lateral Hardening-Fuse-60203497 | Lateral Hardening | 305287.54 | 0 | 0 | 0 | 0 | 2029 | 0 | 0 | 0 | 0 | 0 |  | 0 | 0
Lateral Hardening-Fuse-60203518 | Lateral Hardening | 158462.62 | 0 | 0 | 0 | 0 | 0 | 0 | 0 | 0 | 0 | 0 |  | 0
Lateral Hardening-Fuse-60203519 | Lateral Hardening | 89381.11 | 0 | 0 | 0 | 0 | 0 | 0 | 0 | 0 | 0 | 0 |  | 0
Lateral Hardening-Fuse-60203579 | Lateral Hardening | 54022.59 | 0 | 0 | 0 | 0 | 2025 | 0 | 0 | 0 | 0 | 0 |  | 2027 | 2027
Lateral Hardening-Fuse-60203856 | Lateral Hardening | 111046.52 | 0 | 0 | 0 | 0 | 0 | 0 | 0 | 0 | 0 | 0 |  | 0
Lateral Hardening-Fuse-60205215 | Lateral Hardening | 56966.89 | 0 | 0 | 0 | 0 | 0 | 0 | 0 | 0 | 0 | 0 |  | 0
Lateral Hardening-Fuse-60205812 | Lateral Hardening | 54331.65 | 0 | 0 | 0 | 0 | 0 | 0 | 0 | 0 | 0 | 0 |  | 0
Lateral Hardening-Fuse-60205821 | Lateral Hardening | 99880.38 | 0 | 0 | 0 | 0 | 0 | 0 | 0 | 0 | 0 | 0 |  | 0
Lateral Hardening-Fuse-60205829 | Lateral Hardening | 399166.01 | 0 | 0 | 0 | 0 | 0 | 0 | 0 | 0 | 0 | 0 |  | 0
Lateral Hardening-Fuse-60205830 | Lateral Hardening | 55842.69 | 0 | 0 | 0 | 0 | 0 | 0 | 0 | 0 | 0 | 0 |  | 0
Lateral Hardening-Fuse-60205832 | Lateral Hardening | 107923.52 | 0 | 0 | 0 | 0 | 0 | 0 | 0 | 0 | 0 | 0 |  | 0
Lateral Hardening-Fuse-60206676 | Lateral Hardening | 138417.86 | 0 | 0 | 0 | 0 | 0 | 0 | 0 | 0 | 0 | 0 |  | 0
Lateral Hardening-Fuse-60206684 | Lateral Hardening | 176516.35 | 0 | 0 | 0 | 0 | 0 | 0 | 0 | 0 | 0 | 0 |  | 0
Lateral Hardening-Fuse-60206689 | Lateral Hardening | 51545.67 | 0 | 0 | 0 | 0 | 0 | 0 | 0 | 0 | 0 | 0 |  | 0
Lateral Hardening-Fuse-60206690 | Lateral Hardening | 52096.57 | 0 | 0 | 0 | 0 | 0 | 0 | 0 | 0 | 0 | 0 |  | 0
Lateral Hardening-Fuse-60206697 | Lateral Hardening | 61944.81 | 0 | 0 | 0 | 0 | 0 | 0 | 0 | 0 | 0 | 0 |  | 0
Lateral Hardening-Fuse-60206700 | Lateral Hardening | 109596.96 | 0 | 0 | 0 | 0 | 0 | 0 | 0 | 0 | 0 | 0 |  | 0
Lateral Hardening-Fuse-60206702 | Lateral Hardening | 631007.23 | 0 | 0 | 0 | 0 | 0 | 0 | 0 | 0 | 0 | 0 |  | 0
Lateral Hardening-Fuse-60206705 | Lateral Hardening | 52668.21 | 0 | 0 | 0 | 0 | 0 | 0 | 0 | 0 | 0 | 0 |  | 0
Lateral Hardening-Fuse-60206782 | Lateral Hardening | 50000 | 0 | 0 | 0 | 0 | 0 | 0 | 0 | 0 | 0 | 0 |  | 0
Lateral Hardening-Fuse-60206785 | Lateral Hardening | 164224.15 | 0 | 0 | 0 | 0 | 0 | 0 | 0 | 0 | 0 | 0 |  | 0
Lateral Hardening-Fuse-60206850 | Lateral Hardening | 72367.41 | 0 | 0 | 0 | 0 | 0 | 0 | 0 | 0 | 0 | 0 |  | 0
Lateral Hardening-Fuse-60206867 | Lateral Hardening | 158677.19 | 0 | 0 | 0 | 0 | 0 | 0 | 0 | 0 | 0 | 0 |  | 0
Lateral Hardening-Fuse-60208168 | Lateral Hardening | 590734.77 | 0 | 0 | 0 | 0 | 0 | 0 | 0 | 0 | 0 | 0 |  | 0
Lateral Hardening-Fuse-60208169 | Lateral Hardening | 113898.98 | 0 | 0 | 0 | 0 | 0 | 0 | 0 | 0 | 0 | 0 |  | 0
Lateral Hardening-Fuse-60208259 | Lateral Hardening | 68744.49 | 0 | 0 | 0 | 0 | 0 | 0 | 0 | 0 | 0 | 0 |  | 0
Lateral Hardening-Fuse-60208307 | Lateral Hardening | 329039.2 | 0 | 0 | 0 | 0 | 2027 | 0 | 0 | 0 | 0 | 0 |  | 2028 | 2028
Lateral Hardening-Fuse-60208456 | Lateral Hardening | 184882.79 | 0 | 0 | 0 | 0 | 0 | 0 | 0 | 0 | 0 | 0 |  | 0
Lateral Hardening-Fuse-60208640 | Lateral Hardening | 74933.98 | 0 | 0 | 0 | 0 | 0 | 0 | 0 | 0 | 0 | 0 |  | 0
Lateral Hardening-Fuse-60209025 | Lateral Hardening | 105531.78 | 0 | 0 | 0 | 0 | 0 | 0 | 0 | 0 | 0 | 0 |  | 0
Lateral Hardening-Fuse-60209036 | Lateral Hardening | 155125.74 | 0 | 0 | 0 | 0 | 0 | 0 | 0 | 0 | 0 | 0 |  | 0
Lateral Hardening-Fuse-60209053 | Lateral Hardening | 153005.84 | 0 | 0 | 0 | 0 | 2028 | 0 | 0 | 0 | 0 | 0 |  | 2025 | 2025
Lateral Hardening-Fuse-60209060 | Lateral Hardening | 65182.99 | 0 | 0 | 0 | 0 | 0 | 0 | 0 | 0 | 0 | 0 |  | 0
Lateral Hardening-Fuse-60209073 | Lateral Hardening | 81736.93 | 0 | 0 | 0 | 0 | 0 | 0 | 0 | 0 | 0 | 0 |  | 0
Lateral Hardening-Fuse-60209074 | Lateral Hardening | 194616.61 | 0 | 0 | 0 | 0 | 0 | 0 | 0 | 0 | 0 | 0 |  | 0
Lateral Hardening-Fuse-60209266 | Lateral Hardening | 50000 | 0 | 0 | 0 | 0 | 0 | 0 | 0 | 0 | 0 | 0 |  | 0
Lateral Hardening-Fuse-60209695 | Lateral Hardening | 104666.08 | 0 | 0 | 0 | 0 | 0 | 0 | 0 | 0 | 0 | 0 |  | 0
Lateral Hardening-Fuse-60210176 | Lateral Hardening | 181392.23 | 0 | 0 | 0 | 0 | 0 | 0 | 0 | 0 | 0 | 0 |  | 0
Lateral Hardening-Fuse-60210194 | Lateral Hardening | 108096.66 | 0 | 0 | 0 | 0 | 0 | 0 | 0 | 0 | 0 | 0 |  | 0
Lateral Hardening-Fuse-60210213 | Lateral Hardening | 50000 | 0 | 0 | 0 | 0 | 0 | 0 | 0 | 0 | 0 | 0 |  | 0
Lateral Hardening-Fuse-60210221 | Lateral Hardening | 52343.41 | 0 | 0 | 0 | 0 | 0 | 0 | 0 | 0 | 0 | 0 |  | 0
Lateral Hardening-Fuse-60210264 | Lateral Hardening | 66844.95 | 0 | 0 | 0 | 0 | 0 | 0 | 0 | 0 | 0 | 0 |  | 0
Lateral Hardening-Fuse-60210282 | Lateral Hardening | 109681.4 | 0 | 0 | 0 | 0 | 0 | 0 | 0 | 0 | 0 | 0 |  | 0
Lateral Hardening-Fuse-60210332 | Lateral Hardening | 215107.26 | 0 | 0 | 0 | 0 | 0 | 0 | 0 | 0 | 0 | 0 |  | 0
Lateral Hardening-Fuse-60210419 | Lateral Hardening | 323557.47 | 0 | 0 | 0 | 0 | 0 | 0 | 0 | 0 | 0 | 0 |  | 0
Lateral Hardening-Fuse-60210442 | Lateral Hardening | 65367.05 | 0 | 0 | 0 | 0 | 0 | 0 | 0 | 0 | 0 | 0 |  | 0
Lateral Hardening-Fuse-60210456 | Lateral Hardening | 354861.6 | 0 | 0 | 0 | 0 | 2025 | 0 | 0 | 0 | 0 | 0 |  | 2025
Lateral Hardening-Fuse-60210457 | Lateral Hardening | 951617.6 | 0 | 0 | 0 | 0 | 0 | 0 | 0 | 0 | 0 | 0 |  | 0
Lateral Hardening-Fuse-60210530 | Lateral Hardening | 163960.83 | 0 | 0 | 0 | 0 | 0 | 0 | 0 | 0 | 0 | 0 |  | 2029 | 2029
Lateral Hardening-Fuse-60210534 | Lateral Hardening | 264890.05 | 0 | 0 | 0 | 0 | 0 | 0 | 0 | 0 | 0 | 0 |  | 0
Lateral Hardening-Fuse-60210581 | Lateral Hardening | 50000 | 0 | 0 | 0 | 0 | 2026 | 0 | 0 | 0 | 0 | 0 |  | 0 | 0
Lateral Hardening-Fuse-60210635 | Lateral Hardening | 50000 | 0 | 0 | 0 | 0 | 0 | 0 | 0 | 0 | 0 | 0 |  | 0
Lateral Hardening-Fuse-60210651 | Lateral Hardening | 72766.53 | 0 | 0 | 0 | 0 | 0 | 0 | 0 | 0 | 0 | 0 |  | 0
Lateral Hardening-Fuse-60211071 | Lateral Hardening | 52962.27 | 0 | 0 | 0 | 0 | 0 | 0 | 0 | 0 | 0 | 0 |  | 0
Lateral Hardening-Fuse-60211077 | Lateral Hardening | 102996.9 | 0 | 0 | 0 | 0 | 0 | 0 | 0 | 0 | 0 | 0 |  | 0
Lateral Hardening-Fuse-60211472 | Lateral Hardening | 50000 | 0 | 0 | 0 | 0 | 0 | 0 | 0 | 0 | 0 | 0 |  | 0
Lateral Hardening-Fuse-60211536 | Lateral Hardening | 717479.89 | 0 | 0 | 0 | 0 | 2026 | 0 | 0 | 0 | 0 | 0 |  | 2026
Lateral Hardening-Fuse-60211542 | Lateral Hardening | 217967.73 | 0 | 0 | 0 | 0 | 2026 | 0 | 0 | 0 | 0 | 0 |  | 2026
Lateral Hardening-Fuse-60211554 | Lateral Hardening | 443066.9 | 0 | 0 | 0 | 0 | 2026 | 0 | 0 | 0 | 0 | 0 |  | 2026
Lateral Hardening-Fuse-60211558 | Lateral Hardening | 120961.24 | 0 | 0 | 0 | 0 | 0 | 0 | 0 | 0 | 0 | 0 |  | 0
Lateral Hardening-Fuse-60211561 | Lateral Hardening | 199549.98 | 0 | 0 | 0 | 0 | 0 | 0 | 0 | 0 | 0 | 0 |  | 0
Lateral Hardening-Fuse-60211563 | Lateral Hardening | 139946.64 | 0 | 0 | 0 | 0 | 0 | 0 | 0 | 0 | 0 | 0 |  | 0
Lateral Hardening-Fuse-60211607 | Lateral Hardening | 182110.53 | 0 | 0 | 0 | 0 | 0 | 0 | 0 | 0 | 0 | 0 |  | 0
Lateral Hardening-Fuse-60211644 | Lateral Hardening | 115385.02 | 0 | 0 | 0 | 0 | 0 | 0 | 0 | 0 | 0 | 0 |  | 0
Lateral Hardening-Fuse-60212073 | Lateral Hardening | 357353.42 | 0 | 0 | 0 | 0 | 0 | 0 | 0 | 0 | 0 | 0 |  | 0
Lateral Hardening-Fuse-60212540 | Lateral Hardening | 61058.37 | 0 | 0 | 0 | 0 | 0 | 0 | 0 | 0 | 0 | 0 |  | 0
Lateral Hardening-Fuse-60213248 | Lateral Hardening | 303225.7 | 0 | 0 | 0 | 0 | 0 | 0 | 0 | 0 | 0 | 0 |  | 0
Lateral Hardening-Fuse-60213249 | Lateral Hardening | 50000 | 0 | 0 | 0 | 0 | 0 | 0 | 0 | 0 | 0 | 0 |  | 0
Lateral Hardening-Fuse-60213251 | Lateral Hardening | 445243.54 | 0 | 0 | 0 | 0 | 0 | 0 | 0 | 0 | 0 | 0 |  | 0
Lateral Hardening-Fuse-60213256 | Lateral Hardening | 444776.34 | 0 | 0 | 0 | 0 | 0 | 0 | 0 | 0 | 0 | 0 |  | 0
Lateral Hardening-Fuse-60213258 | Lateral Hardening | 50000 | 0 | 0 | 0 | 0 | 0 | 0 | 0 | 0 | 0 | 0 |  | 0
Lateral Hardening-Fuse-60213259 | Lateral Hardening | 355753.04 | 0 | 0 | 0 | 0 | 0 | 0 | 0 | 0 | 0 | 0 |  | 0
Lateral Hardening-Fuse-60214778 | Lateral Hardening | 133612.68 | 0 | 0 | 0 | 0 | 0 | 0 | 0 | 0 | 0 | 0 |  | 0
Lateral Hardening-Fuse-60214878 | Lateral Hardening | 110443.06 | 0 | 0 | 0 | 0 | 0 | 0 | 0 | 0 | 0 | 0 |  | 0
Lateral Hardening-Fuse-60215232 | Lateral Hardening | 50000 | 0 | 0 | 0 | 0 | 0 | 0 | 0 | 0 | 0 | 0 |  | 0
Lateral Hardening-Fuse-60217230 | Lateral Hardening | 99849.25 | 0 | 0 | 0 | 0 | 0 | 0 | 0 | 0 | 0 | 0 |  | 0
Lateral Hardening-Fuse-60217703 | Lateral Hardening | 69693.89 | 0 | 0 | 0 | 0 | 0 | 0 | 0 | 0 | 0 | 0 |  | 0
Lateral Hardening-Fuse-60218299 | Lateral Hardening | 78261.83 | 0 | 0 | 0 | 0 | 0 | 0 | 0 | 0 | 0 | 0 |  | 0
Lateral Hardening-Fuse-60218836 | Lateral Hardening | 50000 | 0 | 0 | 0 | 0 | 0 | 0 | 0 | 0 | 0 | 0 |  | 0
Lateral Hardening-Fuse-60219088 | Lateral Hardening | 260814.18 | 0 | 0 | 0 | 0 | 0 | 0 | 0 | 0 | 0 | 0 |  | 0
Lateral Hardening-Fuse-60219221 | Lateral Hardening | 306290.74 | 0 | 0 | 0 | 0 | 0 | 0 | 0 | 0 | 0 | 0 |  | 0
Lateral Hardening-Fuse-60219419 | Lateral Hardening | 50000 | 0 | 0 | 0 | 0 | 0 | 0 | 0 | 0 | 0 | 0 |  | 0
Lateral Hardening-Fuse-60219906 | Lateral Hardening | 105961.76 | 0 | 0 | 0 | 0 | 0 | 0 | 0 | 0 | 0 | 0 |  | 0
Lateral Hardening-Fuse-60219961 | Lateral Hardening | 55134.39 | 0 | 0 | 0 | 0 | 0 | 0 | 0 | 0 | 0 | 0 |  | 0
Lateral Hardening-Fuse-60223573 | Lateral Hardening | 454109.6 | 0 | 0 | 0 | 0 | 2022 | 0 | 0 | 0 | 0 | 0 |  | 2021 | 2021
Lateral Hardening-Fuse-60224255 | Lateral Hardening | 54882.55 | 0 | 0 | 0 | 0 | 0 | 0 | 0 | 0 | 0 | 0 |  | 0
Lateral Hardening-Fuse-60224272 | Lateral Hardening | 289127.79 | 0 | 0 | 0 | 0 | 0 | 0 | 0 | 0 | 0 | 0 |  | 0
Lateral Hardening-Fuse-60224462 | Lateral Hardening | 159921.44 | 0 | 0 | 0 | 0 | 0 | 0 | 0 | 0 | 0 | 0 |  | 0
Lateral Hardening-Fuse-60224463 | Lateral Hardening | 99848.9 | 0 | 0 | 0 | 0 | 0 | 0 | 0 | 0 | 0 | 0 |  | 0
Lateral Hardening-Fuse-60224464 | Lateral Hardening | 625687.01 | 0 | 0 | 0 | 0 | 0 | 0 | 0 | 0 | 0 | 0 |  | 0
Lateral Hardening-Fuse-60224466 | Lateral Hardening | 164361.22 | 0 | 0 | 0 | 0 | 0 | 0 | 0 | 0 | 0 | 0 |  | 0
Lateral Hardening-Fuse-60224470 | Lateral Hardening | 87340.6 | 0 | 0 | 0 | 0 | 0 | 0 | 0 | 0 | 0 | 0 |  | 0
Lateral Hardening-Fuse-60224471 | Lateral Hardening | 222753.38 | 0 | 0 | 0 | 0 | 0 | 0 | 0 | 0 | 0 | 0 |  | 0
Lateral Hardening-Fuse-60225949 | Lateral Hardening | 145475.08 | 0 | 0 | 0 | 0 | 2028 | 0 | 0 | 0 | 0 | 0 |  | 2029 | 2029
Lateral Hardening-Fuse-60225968 | Lateral Hardening | 346293.31 | 0 | 0 | 0 | 0 | 0 | 0 | 0 | 0 | 0 | 0 |  | 0
Lateral Hardening-Fuse-60226022 | Lateral Hardening | 366892.6 | 0 | 0 | 0 | 0 | 0 | 0 | 0 | 0 | 0 | 0 |  | 0
Lateral Hardening-Fuse-60226170 | Lateral Hardening | 213251.42 | 0 | 0 | 0 | 0 | 0 | 0 | 0 | 0 | 0 | 0 |  | 0
Lateral Hardening-Fuse-60226172 | Lateral Hardening | 152314.02 | 0 | 0 | 0 | 0 | 0 | 0 | 0 | 0 | 0 | 0 |  | 0
Lateral Hardening-Fuse-60226593 | Lateral Hardening | 50000 | 0 | 0 | 0 | 0 | 0 | 0 | 0 | 0 | 0 | 0 |  | 0
Lateral Hardening-Fuse-60226850 | Lateral Hardening | 95725.02 | 0 | 0 | 0 | 0 | 0 | 0 | 0 | 0 | 0 | 0 |  | 0
Lateral Hardening-Fuse-60227258 | Lateral Hardening | 334523.99 | 0 | 0 | 0 | 0 | 0 | 0 | 0 | 0 | 0 | 0 |  | 0
Lateral Hardening-Fuse-60227259 | Lateral Hardening | 50000 | 0 | 0 | 0 | 0 | 0 | 0 | 0 | 0 | 0 | 0 |  | 0
Lateral Hardening-Fuse-60227458 | Lateral Hardening | 201033.53 | 0 | 0 | 0 | 0 | 2029 | 0 | 0 | 0 | 0 | 0 |  | 0 | 0
Lateral Hardening-Fuse-60228127 | Lateral Hardening | 219970.92 | 0 | 0 | 0 | 0 | 2026 | 0 | 0 | 0 | 0 | 0 |  | 2026
Lateral Hardening-Fuse-60229814 | Lateral Hardening | 132746.98 | 0 | 0 | 0 | 0 | 0 | 0 | 0 | 0 | 0 | 0 |  | 0
Lateral Hardening-Fuse-60230014 | Lateral Hardening | 61393.91 | 0 | 0 | 0 | 0 | 0 | 0 | 0 | 0 | 0 | 0 |  | 0
Lateral Hardening-Fuse-60230015 | Lateral Hardening | 109733.62 | 0 | 0 | 0 | 0 | 0 | 0 | 0 | 0 | 0 | 0 |  | 0
Lateral Hardening-Fuse-60232757 | Lateral Hardening | 50000 | 0 | 0 | 0 | 0 | 0 | 0 | 0 | 0 | 0 | 0 |  | 0
Lateral Hardening-Fuse-60233886 | Lateral Hardening | 50000 | 0 | 0 | 0 | 0 | 2026 | 0 | 0 | 0 | 0 | 0 |  | 2029 | 2029
Lateral Hardening-Fuse-60233900 | Lateral Hardening | 87151.77 | 0 | 0 | 0 | 0 | 0 | 0 | 0 | 0 | 0 | 0 |  | 0
Lateral Hardening-Fuse-60233901 | Lateral Hardening | 1037444.03 | 0 | 0 | 0 | 0 | 2022 | 0 | 0 | 0 | 0 | 0 |  | 2022
Lateral Hardening-Fuse-60233911 | Lateral Hardening | 149448.6 | 0 | 0 | 0 | 0 | 0 | 0 | 0 | 0 | 0 | 0 |  | 0
Lateral Hardening-Fuse-60234189 | Lateral Hardening | 87513.79 | 0 | 0 | 0 | 0 | 0 | 0 | 0 | 0 | 0 | 0 |  | 0
Lateral Hardening-Fuse-60234208 | Lateral Hardening | 112996.8 | 0 | 0 | 0 | 0 | 0 | 0 | 0 | 0 | 0 | 0 |  | 0
Lateral Hardening-Fuse-60234229 | Lateral Hardening | 692485.48 | 0 | 0 | 0 | 0 | 0 | 0 | 0 | 0 | 0 | 0 |  | 2029 | 2029
Lateral Hardening-Fuse-60234230 | Lateral Hardening | 50000 | 0 | 0 | 0 | 0 | 0 | 0 | 0 | 0 | 0 | 0 |  | 0
Lateral Hardening-Fuse-60234231 | Lateral Hardening | 123143.63 | 0 | 0 | 0 | 0 | 0 | 0 | 0 | 0 | 0 | 0 |  | 0
Lateral Hardening-Fuse-60236913 | Lateral Hardening | 50000 | 0 | 0 | 0 | 0 | 0 | 0 | 0 | 0 | 0 | 0 |  | 0
Lateral Hardening-Fuse-60237959 | Lateral Hardening | 55538.63 | 0 | 0 | 0 | 0 | 0 | 0 | 0 | 0 | 0 | 0 |  | 0
Lateral Hardening-Fuse-60238287 | Lateral Hardening | 153120.97 | 0 | 0 | 0 | 0 | 0 | 0 | 0 | 0 | 0 | 0 |  | 0
Lateral Hardening-Fuse-60238440 | Lateral Hardening | 146426.47 | 0 | 0 | 0 | 0 | 0 | 0 | 0 | 0 | 0 | 0 |  | 0
Lateral Hardening-Fuse-60238451 | Lateral Hardening | 170788.14 | 0 | 0 | 0 | 0 | 0 | 0 | 0 | 0 | 0 | 0 |  | 0
Lateral Hardening-Fuse-60238453 | Lateral Hardening | 89963.49 | 0 | 0 | 0 | 0 | 2029 | 0 | 0 | 0 | 0 | 0 |  | 2029
Lateral Hardening-Fuse-60238454 | Lateral Hardening | 181963.37 | 0 | 0 | 0 | 0 | 0 | 0 | 0 | 0 | 0 | 0 |  | 0
Lateral Hardening-Fuse-60238477 | Lateral Hardening | 381046.33 | 0 | 0 | 0 | 0 | 0 | 0 | 0 | 0 | 0 | 0 |  | 0
Lateral Hardening-Fuse-60238482 | Lateral Hardening | 50000 | 0 | 0 | 0 | 0 | 0 | 0 | 0 | 0 | 0 | 0 |  | 0
Lateral Hardening-Fuse-60238489 | Lateral Hardening | 56047.31 | 0 | 0 | 0 | 0 | 0 | 0 | 0 | 0 | 0 | 0 |  | 0
Lateral Hardening-Fuse-60238490 | Lateral Hardening | 63319.93 | 0 | 0 | 0 | 0 | 0 | 0 | 0 | 0 | 0 | 0 |  | 0
Lateral Hardening-Fuse-60238496 | Lateral Hardening | 50000 | 0 | 0 | 0 | 0 | 0 | 0 | 0 | 0 | 0 | 0 |  | 0
Lateral Hardening-Fuse-60238502 | Lateral Hardening | 62013.51 | 0 | 0 | 0 | 0 | 0 | 0 | 0 | 0 | 0 | 0 |  | 0
Lateral Hardening-Fuse-60238815 | Lateral Hardening | 123109.1 | 0 | 0 | 0 | 0 | 0 | 0 | 0 | 0 | 0 | 0 |  | 0
Lateral Hardening-Fuse-60238816 | Lateral Hardening | 50000 | 0 | 0 | 0 | 0 | 0 | 0 | 0 | 0 | 0 | 0 |  | 0
Lateral Hardening-Fuse-60238820 | Lateral Hardening | 247791.84 | 0 | 0 | 0 | 0 | 0 | 0 | 0 | 0 | 0 | 0 |  | 0
Lateral Hardening-Fuse-60241046 | Lateral Hardening | 159369.75 | 0 | 0 | 0 | 0 | 0 | 0 | 0 | 0 | 0 | 0 |  | 2029 | 2029
Lateral Hardening-Fuse-60241204 | Lateral Hardening | 676709.1 | 0 | 0 | 0 | 0 | 0 | 0 | 0 | 0 | 0 | 0 |  | 0
Lateral Hardening-Fuse-60241208 | Lateral Hardening | 150508.92 | 0 | 0 | 0 | 0 | 0 | 0 | 0 | 0 | 0 | 0 |  | 0
Lateral Hardening-Fuse-60241209 | Lateral Hardening | 122935.96 | 0 | 0 | 0 | 0 | 2028 | 0 | 0 | 0 | 0 | 0 |  | 2026 | 2026
Lateral Hardening-Fuse-60241226 | Lateral Hardening | 255305.97 | 0 | 0 | 0 | 0 | 0 | 0 | 0 | 0 | 0 | 0 |  | 0
Lateral Hardening-Fuse-60241675 | Lateral Hardening | 172691.71 | 0 | 0 | 0 | 0 | 0 | 0 | 0 | 0 | 0 | 0 |  | 0
Lateral Hardening-Fuse-60242061 | Lateral Hardening | 50000 | 0 | 0 | 0 | 0 | 0 | 0 | 0 | 0 | 0 | 0 |  | 0
Lateral Hardening-Fuse-60242556 | Lateral Hardening | 499257.15 | 0 | 0 | 0 | 0 | 0 | 0 | 0 | 0 | 0 | 0 |  | 0
Lateral Hardening-Fuse-60243080 | Lateral Hardening | 295738.36 | 0 | 0 | 0 | 0 | 0 | 0 | 0 | 0 | 0 | 0 |  | 0
Lateral Hardening-Fuse-60244498 | Lateral Hardening | 168498.95 | 0 | 0 | 0 | 0 | 0 | 0 | 0 | 0 | 0 | 0 |  | 0
Lateral Hardening-Fuse-60245769 | Lateral Hardening | 381604.5 | 0 | 0 | 0 | 0 | 0 | 0 | 0 | 0 | 0 | 0 |  | 0
Lateral Hardening-Fuse-60245770 | Lateral Hardening | 50000 | 0 | 0 | 0 | 0 | 0 | 0 | 0 | 0 | 0 | 0 |  | 0
Lateral Hardening-Fuse-60249127 | Lateral Hardening | 50000 | 0 | 0 | 0 | 0 | 0 | 0 | 0 | 0 | 0 | 0 |  | 0
Lateral Hardening-Fuse-60249132 | Lateral Hardening | 53508.17 | 0 | 0 | 0 | 0 | 0 | 0 | 0 | 0 | 0 | 0 |  | 0
Lateral Hardening-Fuse-60249577 | Lateral Hardening | 50000 | 0 | 0 | 0 | 0 | 0 | 0 | 0 | 0 | 0 | 0 |  | 0
Lateral Hardening-Fuse-60249876 | Lateral Hardening | 109224.94 | 0 | 0 | 0 | 0 | 0 | 0 | 0 | 0 | 0 | 0 |  | 0
Lateral Hardening-Fuse-60249877 | Lateral Hardening | 50066.11 | 0 | 0 | 0 | 0 | 0 | 0 | 0 | 0 | 0 | 0 |  | 0
Lateral Hardening-Fuse-60249879 | Lateral Hardening | 323452.24 | 0 | 0 | 0 | 0 | 0 | 0 | 0 | 0 | 0 | 0 |  | 0
Lateral Hardening-Fuse-60250291 | Lateral Hardening | 221856.25 | 0 | 0 | 0 | 0 | 0 | 0 | 0 | 0 | 0 | 0 |  | 0
Lateral Hardening-Fuse-60250292 | Lateral Hardening | 171223.5 | 0 | 0 | 0 | 0 | 0 | 0 | 0 | 0 | 0 | 0 |  | 0
Lateral Hardening-Fuse-60250294 | Lateral Hardening | 374369.15 | 0 | 0 | 0 | 0 | 0 | 0 | 0 | 0 | 0 | 0 |  | 0
Lateral Hardening-Fuse-60250295 | Lateral Hardening | 169103.6 | 0 | 0 | 0 | 0 | 0 | 0 | 0 | 0 | 0 | 0 |  | 0
Lateral Hardening-Fuse-60250309 | Lateral Hardening | 268448.82 | 0 | 0 | 0 | 0 | 0 | 0 | 0 | 0 | 0 | 0 |  | 0
Lateral Hardening-Fuse-60251326 | Lateral Hardening | 56613.95 | 0 | 0 | 0 | 0 | 0 | 0 | 0 | 0 | 0 | 0 |  | 0
Lateral Hardening-Fuse-60251628 | Lateral Hardening | 1507787.54 | 0 | 0 | 0 | 0 | 0 | 0 | 0 | 0 | 0 | 0 |  | 0
Lateral Hardening-Fuse-60251639 | Lateral Hardening | 551458.57 | 0 | 0 | 0 | 0 | 2023 | 0 | 0 | 0 | 0 | 0 |  | 2022 | 2022
Lateral Hardening-Fuse-60252632 | Lateral Hardening | 538757.18 | 0 | 0 | 0 | 0 | 0 | 0 | 0 | 0 | 0 | 0 |  | 0
Lateral Hardening-Fuse-60252633 | Lateral Hardening | 312256.94 | 0 | 0 | 0 | 0 | 0 | 0 | 0 | 0 | 0 | 0 |  | 0
Lateral Hardening-Fuse-60253102 | Lateral Hardening | 123690.74 | 0 | 0 | 0 | 0 | 2024 | 0 | 0 | 0 | 0 | 0 |  | 0 | 0
Lateral Hardening-Fuse-60253106 | Lateral Hardening | 340671.42 | 0 | 0 | 0 | 0 | 2022 | 0 | 0 | 0 | 0 | 0 |  | 2022
Lateral Hardening-Fuse-60253749 | Lateral Hardening | 195222.64 | 0 | 0 | 0 | 0 | 0 | 0 | 0 | 0 | 0 | 0 |  | 0
Lateral Hardening-Fuse-60253770 | Lateral Hardening | 256926.35 | 0 | 0 | 0 | 0 | 0 | 0 | 0 | 0 | 0 | 0 |  | 0
Lateral Hardening-Fuse-60253873 | Lateral Hardening | 104996.62 | 0 | 0 | 0 | 0 | 0 | 0 | 0 | 0 | 0 | 0 |  | 0
Lateral Hardening-Fuse-60253952 | Lateral Hardening | 82503.2 | 0 | 0 | 0 | 0 | 0 | 0 | 0 | 0 | 0 | 0 |  | 0
Lateral Hardening-Fuse-60253999 | Lateral Hardening | 51026.25 | 0 | 0 | 0 | 0 | 0 | 0 | 0 | 0 | 0 | 0 |  | 0
Lateral Hardening-Fuse-60255228 | Lateral Hardening | 116580.52 | 0 | 0 | 0 | 0 | 0 | 0 | 0 | 0 | 0 | 0 |  | 0
Lateral Hardening-Fuse-60255244 | Lateral Hardening | 217144.99 | 0 | 0 | 0 | 0 | 0 | 0 | 0 | 0 | 0 | 0 |  | 0
Lateral Hardening-Fuse-60255251 | Lateral Hardening | 55575.11 | 0 | 0 | 0 | 0 | 0 | 0 | 0 | 0 | 0 | 0 |  | 0
Lateral Hardening-Fuse-60255605 | Lateral Hardening | 162236.96 | 0 | 0 | 0 | 0 | 0 | 0 | 0 | 0 | 0 | 0 |  | 0
Lateral Hardening-Fuse-60255611 | Lateral Hardening | 173251.83 | 0 | 0 | 0 | 0 | 2026 | 0 | 0 | 0 | 0 | 0 |  | 2025 | 2025
Lateral Hardening-Fuse-60255751 | Lateral Hardening | 171038.58 | 0 | 0 | 0 | 0 | 0 | 0 | 0 | 0 | 0 | 0 |  | 0
Lateral Hardening-Fuse-60256612 | Lateral Hardening | 50000 | 0 | 0 | 0 | 0 | 0 | 0 | 0 | 0 | 0 | 0 |  | 0
Lateral Hardening-Fuse-60256808 | Lateral Hardening | 92751.23 | 0 | 0 | 0 | 0 | 0 | 0 | 0 | 0 | 0 | 0 |  | 0
Lateral Hardening-Fuse-60256976 | Lateral Hardening | 50000 | 0 | 0 | 0 | 0 | 0 | 0 | 0 | 0 | 0 | 0 |  | 0
Lateral Hardening-Fuse-60256997 | Lateral Hardening | 62391.45 | 0 | 0 | 0 | 0 | 0 | 0 | 0 | 0 | 0 | 0 |  | 0
Lateral Hardening-Fuse-60257006 | Lateral Hardening | 73210.57 | 0 | 0 | 0 | 0 | 0 | 0 | 0 | 0 | 0 | 0 |  | 0
Lateral Hardening-Fuse-60257053 | Lateral Hardening | 102587.66 | 0 | 0 | 0 | 0 | 0 | 0 | 0 | 0 | 0 | 0 |  | 0
Lateral Hardening-Fuse-60257057 | Lateral Hardening | 416387.27 | 0 | 0 | 0 | 0 | 0 | 0 | 0 | 0 | 0 | 0 |  | 0
Lateral Hardening-Fuse-60257059 | Lateral Hardening | 471879.37 | 0 | 0 | 0 | 0 | 0 | 0 | 0 | 0 | 0 | 0 |  | 0
Lateral Hardening-Fuse-60257097 | Lateral Hardening | 50000 | 0 | 0 | 0 | 0 | 0 | 0 | 0 | 0 | 0 | 0 |  | 0
Lateral Hardening-Fuse-60257192 | Lateral Hardening | 51278.09 | 0 | 0 | 0 | 0 | 0 | 0 | 0 | 0 | 0 | 0 |  | 0
Lateral Hardening-Fuse-60257226 | Lateral Hardening | 116706.44 | 0 | 0 | 0 | 0 | 0 | 0 | 0 | 0 | 0 | 0 |  | 0
Lateral Hardening-Fuse-60257246 | Lateral Hardening | 117902.68 | 0 | 0 | 0 | 0 | 0 | 0 | 0 | 0 | 0 | 0 |  | 0
Lateral Hardening-Fuse-60257689 | Lateral Hardening | 109104.76 | 0 | 0 | 0 | 0 | 0 | 0 | 0 | 0 | 0 | 0 |  | 0
Lateral Hardening-Fuse-60258062 | Lateral Hardening | 50000 | 0 | 0 | 0 | 0 | 0 | 0 | 0 | 0 | 0 | 0 |  | 0
Lateral Hardening-Fuse-60258066 | Lateral Hardening | 130521.16 | 0 | 0 | 0 | 0 | 0 | 0 | 0 | 0 | 0 | 0 |  | 0
Lateral Hardening-Fuse-60258173 | Lateral Hardening | 241753.96 | 0 | 0 | 0 | 0 | 2022 | 0 | 0 | 0 | 0 | 0 |  | 2022
Lateral Hardening-Fuse-60258399 | Lateral Hardening | 58172.21 | 0 | 0 | 0 | 0 | 0 | 0 | 0 | 0 | 0 | 0 |  | 0
Lateral Hardening-Fuse-60258467 | Lateral Hardening | 183235.95 | 0 | 0 | 0 | 0 | 0 | 0 | 0 | 0 | 0 | 0 |  | 0
Lateral Hardening-Fuse-60258534 | Lateral Hardening | 178852.35 | 0 | 0 | 0 | 0 | 0 | 0 | 0 | 0 | 0 | 0 |  | 0
Lateral Hardening-Fuse-60258821 | Lateral Hardening | 50000 | 0 | 0 | 0 | 0 | 0 | 0 | 0 | 0 | 0 | 0 |  | 0
Lateral Hardening-Fuse-60258957 | Lateral Hardening | 256197.31 | 0 | 0 | 0 | 0 | 0 | 0 | 0 | 0 | 0 | 0 |  | 0
Lateral Hardening-Fuse-60258961 | Lateral Hardening | 106197.86 | 0 | 0 | 0 | 0 | 0 | 0 | 0 | 0 | 0 | 0 |  | 0
Lateral Hardening-Fuse-60258965 | Lateral Hardening | 727877.5 | 0 | 0 | 0 | 0 | 0 | 0 | 0 | 0 | 0 | 0 |  | 0
Lateral Hardening-Fuse-60258967 | Lateral Hardening | 228105.77 | 0 | 0 | 0 | 0 | 0 | 0 | 0 | 0 | 0 | 0 |  | 0
Lateral Hardening-Fuse-60258969 | Lateral Hardening | 53272.07 | 0 | 0 | 0 | 0 | 0 | 0 | 0 | 0 | 0 | 0 |  | 0
Lateral Hardening-Fuse-60258971 | Lateral Hardening | 102798.02 | 0 | 0 | 0 | 0 | 0 | 0 | 0 | 0 | 0 | 0 |  | 0
Lateral Hardening-Fuse-60258973 | Lateral Hardening | 103280.96 | 0 | 0 | 0 | 0 | 0 | 0 | 0 | 0 | 0 | 0 |  | 0
Lateral Hardening-Fuse-60258975 | Lateral Hardening | 163062.7 | 0 | 0 | 0 | 0 | 0 | 0 | 0 | 0 | 0 | 0 |  | 0
Lateral Hardening-Fuse-60259069 | Lateral Hardening | 169983.45 | 0 | 0 | 0 | 0 | 0 | 0 | 0 | 0 | 0 | 0 |  | 0
Lateral Hardening-Fuse-60259071 | Lateral Hardening | 50000 | 0 | 0 | 0 | 0 | 0 | 0 | 0 | 0 | 0 | 0 |  | 0
Lateral Hardening-Fuse-60259503 | Lateral Hardening | 50000 | 0 | 0 | 0 | 0 | 0 | 0 | 0 | 0 | 0 | 0 |  | 0
Lateral Hardening-Fuse-60259766 | Lateral Hardening | 105704.18 | 0 | 0 | 0 | 0 | 0 | 0 | 0 | 0 | 0 | 0 |  | 0
Lateral Hardening-Fuse-60259814 | Lateral Hardening | 56215.45 | 0 | 0 | 0 | 0 | 0 | 0 | 0 | 0 | 0 | 0 |  | 0
Lateral Hardening-Fuse-60259829 | Lateral Hardening | 53576.13 | 0 | 0 | 0 | 0 | 0 | 0 | 0 | 0 | 0 | 0 |  | 0
Lateral Hardening-Fuse-60261570 | Lateral Hardening | 202595.11 | 0 | 0 | 0 | 0 | 0 | 0 | 0 | 0 | 0 | 0 |  | 0
Lateral Hardening-Fuse-60261573 | Lateral Hardening | 109922.5 | 0 | 0 | 0 | 0 | 0 | 0 | 0 | 0 | 0 | 0 |  | 0
Lateral Hardening-Fuse-60261634 | Lateral Hardening | 50000 | 0 | 0 | 0 | 0 | 0 | 0 | 0 | 0 | 0 | 0 |  | 0
Lateral Hardening-Fuse-60261909 | Lateral Hardening | 148964.62 | 0 | 0 | 0 | 0 | 0 | 0 | 0 | 0 | 0 | 0 |  | 0
Lateral Hardening-Fuse-60262594 | Lateral Hardening | 57180.59 | 0 | 0 | 0 | 0 | 0 | 0 | 0 | 0 | 0 | 0 |  | 0
Lateral Hardening-Fuse-60262771 | Lateral Hardening | 56960.23 | 0 | 0 | 0 | 0 | 0 | 0 | 0 | 0 | 0 | 0 |  | 0
Lateral Hardening-Fuse-60262807 | Lateral Hardening | 62191.65 | 0 | 0 | 0 | 0 | 0 | 0 | 0 | 0 | 0 | 0 |  | 0
Lateral Hardening-Fuse-60263430 | Lateral Hardening | 110484.14 | 0 | 0 | 0 | 0 | 0 | 0 | 0 | 0 | 0 | 0 |  | 0
Lateral Hardening-Fuse-60263772 | Lateral Hardening | 688283.6 | 0 | 0 | 0 | 0 | 0 | 0 | 0 | 0 | 0 | 0 |  | 0
Lateral Hardening-Fuse-60263846 | Lateral Hardening | 50000 | 0 | 0 | 0 | 0 | 0 | 0 | 0 | 0 | 0 | 0 |  | 0
Lateral Hardening-Fuse-60265139 | Lateral Hardening | 50000 | 0 | 0 | 0 | 0 | 0 | 0 | 0 | 0 | 0 | 0 |  | 0
Lateral Hardening-Fuse-60265519 | Lateral Hardening | 54394.61 | 0 | 0 | 0 | 0 | 0 | 0 | 0 | 0 | 0 | 0 |  | 0
Lateral Hardening-Fuse-60265549 | Lateral Hardening | 78350.18 | 0 | 0 | 0 | 0 | 0 | 0 | 0 | 0 | 0 | 0 |  | 0
Lateral Hardening-Fuse-60265555 | Lateral Hardening | 50000 | 0 | 0 | 0 | 0 | 0 | 0 | 0 | 0 | 0 | 0 |  | 0
Lateral Hardening-Fuse-60265559 | Lateral Hardening | 159733.71 | 0 | 0 | 0 | 0 | 0 | 0 | 0 | 0 | 0 | 0 |  | 2029 | 2029
Lateral Hardening-Fuse-60265614 | Lateral Hardening | 61166.32 | 0 | 0 | 0 | 0 | 2029 | 0 | 0 | 0 | 0 | 0 |  | 2029
Lateral Hardening-Fuse-60265619 | Lateral Hardening | 148676.55 | 0 | 0 | 0 | 0 | 0 | 0 | 0 | 0 | 0 | 0 |  | 0
Lateral Hardening-Fuse-60266136 | Lateral Hardening | 193646.31 | 0 | 0 | 0 | 0 | 2027 | 0 | 0 | 0 | 0 | 0 |  | 2029 | 2029
Lateral Hardening-Fuse-60266186 | Lateral Hardening | 922476.02 | 0 | 0 | 0 | 0 | 0 | 0 | 0 | 0 | 0 | 0 |  | 0
Lateral Hardening-Fuse-60267848 | Lateral Hardening | 50000 | 0 | 0 | 0 | 0 | 0 | 0 | 0 | 0 | 0 | 0 |  | 0
Lateral Hardening-Fuse-60268229 | Lateral Hardening | 50286.47 | 0 | 0 | 0 | 0 | 0 | 0 | 0 | 0 | 0 | 0 |  | 0
Lateral Hardening-Fuse-60268237 | Lateral Hardening | 107457.06 | 0 | 0 | 0 | 0 | 0 | 0 | 0 | 0 | 0 | 0 |  | 0
Lateral Hardening-Fuse-60268248 | Lateral Hardening | 211797.6 | 0 | 0 | 0 | 0 | 0 | 0 | 0 | 0 | 0 | 0 |  | 0
Lateral Hardening-Fuse-60269076 | Lateral Hardening | 161883.56 | 0 | 0 | 0 | 0 | 0 | 0 | 0 | 0 | 0 | 0 |  | 0
Lateral Hardening-Fuse-60269456 | Lateral Hardening | 250205.23 | 0 | 0 | 0 | 0 | 2021 | 0 | 0 | 0 | 0 | 0 |  | 2021
Lateral Hardening-Fuse-60269473 | Lateral Hardening | 50000 | 0 | 0 | 0 | 0 | 0 | 0 | 0 | 0 | 0 | 0 |  | 0
Lateral Hardening-Fuse-60269652 | Lateral Hardening | 58544.97 | 0 | 0 | 0 | 0 | 0 | 0 | 0 | 0 | 0 | 0 |  | 0
Lateral Hardening-Fuse-60269660 | Lateral Hardening | 57983.33 | 0 | 0 | 0 | 0 | 0 | 0 | 0 | 0 | 0 | 0 |  | 0
Lateral Hardening-Fuse-60269819 | Lateral Hardening | 159073.18 | 0 | 0 | 0 | 0 | 0 | 0 | 0 | 0 | 0 | 0 |  | 0
Lateral Hardening-Fuse-60269893 | Lateral Hardening | 54803.85 | 0 | 0 | 0 | 0 | 0 | 0 | 0 | 0 | 0 | 0 |  | 0
Lateral Hardening-Fuse-60271833 | Lateral Hardening | 142653.87 | 0 | 0 | 0 | 0 | 0 | 0 | 0 | 0 | 0 | 0 |  | 0
Lateral Hardening-Fuse-60271990 | Lateral Hardening | 57049.67 | 0 | 0 | 0 | 0 | 0 | 0 | 0 | 0 | 0 | 0 |  | 0
Lateral Hardening-Fuse-60272018 | Lateral Hardening | 100672.38 | 0 | 0 | 0 | 0 | 0 | 0 | 0 | 0 | 0 | 0 |  | 0
Lateral Hardening-Fuse-60272048 | Lateral Hardening | 106139.9 | 0 | 0 | 0 | 0 | 0 | 0 | 0 | 0 | 0 | 0 |  | 0
Lateral Hardening-Fuse-60272365 | Lateral Hardening | 190139.83 | 0 | 0 | 0 | 0 | 2023 | 0 | 0 | 0 | 0 | 0 |  | 2022 | 2022
Lateral Hardening-Fuse-60272574 | Lateral Hardening | 116497.56 | 0 | 0 | 0 | 0 | 0 | 0 | 0 | 0 | 0 | 0 |  | 0
Lateral Hardening-Fuse-60272745 | Lateral Hardening | 57007.45 | 0 | 0 | 0 | 0 | 0 | 0 | 0 | 0 | 0 | 0 |  | 0
Lateral Hardening-Fuse-60273868 | Lateral Hardening | 50994.77 | 0 | 0 | 0 | 0 | 0 | 0 | 0 | 0 | 0 | 0 |  | 0
Lateral Hardening-Fuse-60274033 | Lateral Hardening | 55575.11 | 0 | 0 | 0 | 0 | 0 | 0 | 0 | 0 | 0 | 0 |  | 0
Lateral Hardening-Fuse-60274157 | Lateral Hardening | 119697.04 | 0 | 0 | 0 | 0 | 0 | 0 | 0 | 0 | 0 | 0 |  | 0
Lateral Hardening-Fuse-60274169 | Lateral Hardening | 50000 | 0 | 0 | 0 | 0 | 0 | 0 | 0 | 0 | 0 | 0 |  | 0
Lateral Hardening-Fuse-60274576 | Lateral Hardening | 57112.63 | 0 | 0 | 0 | 0 | 0 | 0 | 0 | 0 | 0 | 0 |  | 0
Lateral Hardening-Fuse-60274637 | Lateral Hardening | 57322.99 | 0 | 0 | 0 | 0 | 2029 | 0 | 0 | 0 | 0 | 0 |  | 2028 | 2028
Lateral Hardening-Fuse-60274647 | Lateral Hardening | 65790.37 | 0 | 0 | 0 | 0 | 0 | 0 | 0 | 0 | 0 | 0 |  | 0
Lateral Hardening-Fuse-60274846 | Lateral Hardening | 96815.9 | 0 | 0 | 0 | 0 | 0 | 0 | 0 | 0 | 0 | 0 |  | 0
Lateral Hardening-Fuse-60275103 | Lateral Hardening | 50433.13 | 0 | 0 | 0 | 0 | 0 | 0 | 0 | 0 | 0 | 0 |  | 0
Lateral Hardening-Fuse-60276766 | Lateral Hardening | 103138.56 | 0 | 0 | 0 | 0 | 0 | 0 | 0 | 0 | 0 | 0 |  | 0
Lateral Hardening-Fuse-60276772 | Lateral Hardening | 50000 | 0 | 0 | 0 | 0 | 0 | 0 | 0 | 0 | 0 | 0 |  | 0
Lateral Hardening-Fuse-60276917 | Lateral Hardening | 160424.33 | 0 | 0 | 0 | 0 | 0 | 0 | 0 | 0 | 0 | 0 |  | 0
Lateral Hardening-Fuse-60276943 | Lateral Hardening | 215419.89 | 0 | 0 | 0 | 0 | 2027 | 0 | 0 | 0 | 0 | 0 |  | 2028 | 2028
Lateral Hardening-Fuse-60276969 | Lateral Hardening | 78497.43 | 0 | 0 | 0 | 0 | 0 | 0 | 0 | 0 | 0 | 0 |  | 0
Lateral Hardening-Fuse-60276989 | Lateral Hardening | 261717.05 | 0 | 0 | 0 | 0 | 0 | 0 | 0 | 0 | 0 | 0 |  | 0
Lateral Hardening-Fuse-60277026 | Lateral Hardening | 164580.43 | 0 | 0 | 0 | 0 | 0 | 0 | 0 | 0 | 0 | 0 |  | 0
Lateral Hardening-Fuse-60277046 | Lateral Hardening | 50000 | 0 | 0 | 0 | 0 | 0 | 0 | 0 | 0 | 0 | 0 |  | 0
Lateral Hardening-Fuse-60277066 | Lateral Hardening | 51797.51 | 0 | 0 | 0 | 0 | 0 | 0 | 0 | 0 | 0 | 0 |  | 0
Lateral Hardening-Fuse-60277090 | Lateral Hardening | 54898.29 | 0 | 0 | 0 | 0 | 0 | 0 | 0 | 0 | 0 | 0 |  | 0
Lateral Hardening-Fuse-60277281 | Lateral Hardening | 155345.66 | 0 | 0 | 0 | 0 | 0 | 0 | 0 | 0 | 0 | 0 |  | 0
Lateral Hardening-Fuse-60278009 | Lateral Hardening | 300994.78 | 0 | 0 | 0 | 0 | 0 | 0 | 0 | 0 | 0 | 0 |  | 0
Lateral Hardening-Fuse-60278015 | Lateral Hardening | 58025.55 | 0 | 0 | 0 | 0 | 0 | 0 | 0 | 0 | 0 | 0 |  | 0
Lateral Hardening-Fuse-60278018 | Lateral Hardening | 100987.18 | 0 | 0 | 0 | 0 | 0 | 0 | 0 | 0 | 0 | 0 |  | 0
Lateral Hardening-Fuse-60278024 | Lateral Hardening | 53665.57 | 0 | 0 | 0 | 0 | 0 | 0 | 0 | 0 | 0 | 0 |  | 0
Lateral Hardening-Fuse-60278587 | Lateral Hardening | 50000 | 0 | 0 | 0 | 0 | 0 | 0 | 0 | 0 | 0 | 0 |  | 0
Lateral Hardening-Fuse-60278588 | Lateral Hardening | 50000 | 0 | 0 | 0 | 0 | 0 | 0 | 0 | 0 | 0 | 0 |  | 0
Lateral Hardening-Fuse-60279300 | Lateral Hardening | 160030.83 | 0 | 0 | 0 | 0 | 0 | 0 | 0 | 0 | 0 | 0 |  | 0
Lateral Hardening-Fuse-60279623 | Lateral Hardening | 50000 | 0 | 0 | 0 | 0 | 2021 | 0 | 0 | 0 | 0 | 0 |  | 2022 | 2022
Lateral Hardening-Fuse-60279838 | Lateral Hardening | 192660.95 | 0 | 0 | 0 | 0 | 2021 | 0 | 0 | 0 | 0 | 0 |  | 2021
Lateral Hardening-Fuse-60280071 | Lateral Hardening | 50000 | 0 | 0 | 0 | 0 | 0 | 0 | 0 | 0 | 0 | 0 |  | 0
Lateral Hardening-Fuse-60280079 | Lateral Hardening | 50000 | 0 | 0 | 0 | 0 | 0 | 0 | 0 | 0 | 0 | 0 |  | 0
Lateral Hardening-Fuse-60280097 | Lateral Hardening | 113244.38 | 0 | 0 | 0 | 0 | 0 | 0 | 0 | 0 | 0 | 0 |  | 0
Lateral Hardening-Fuse-60280101 | Lateral Hardening | 99621.25 | 0 | 0 | 0 | 0 | 0 | 0 | 0 | 0 | 0 | 0 |  | 0
Lateral Hardening-Fuse-60281135 | Lateral Hardening | 62711.07 | 0 | 0 | 0 | 0 | 0 | 0 | 0 | 0 | 0 | 0 |  | 0
Lateral Hardening-Fuse-60281201 | Lateral Hardening | 68500.37 | 0 | 0 | 0 | 0 | 0 | 0 | 0 | 0 | 0 | 0 |  | 0
Lateral Hardening-Fuse-60281262 | Lateral Hardening | 109959.72 | 0 | 0 | 0 | 0 | 0 | 0 | 0 | 0 | 0 | 0 |  | 0
Lateral Hardening-Fuse-60281265 | Lateral Hardening | 104072.96 | 0 | 0 | 0 | 0 | 0 | 0 | 0 | 0 | 0 | 0 |  | 0
Lateral Hardening-Fuse-60282361 | Lateral Hardening | 50000 | 0 | 0 | 0 | 0 | 0 | 0 | 0 | 0 | 0 | 0 |  | 0
Lateral Hardening-Fuse-60282418 | Lateral Hardening | 55570.11 | 0 | 0 | 0 | 0 | 0 | 0 | 0 | 0 | 0 | 0 |  | 0
Lateral Hardening-Fuse-60282899 | Lateral Hardening | 158498.31 | 0 | 0 | 0 | 0 | 0 | 0 | 0 | 0 | 0 | 0 |  | 0
Lateral Hardening-Fuse-60283393 | Lateral Hardening | 182204.06 | 0 | 0 | 0 | 0 | 0 | 0 | 0 | 0 | 0 | 0 |  | 0
Lateral Hardening-Fuse-60286199 | Lateral Hardening | 50000 | 0 | 0 | 0 | 0 | 0 | 0 | 0 | 0 | 0 | 0 |  | 0
Lateral Hardening-Fuse-60286295 | Lateral Hardening | 237263.54 | 0 | 0 | 0 | 0 | 0 | 0 | 0 | 0 | 0 | 0 |  | 0
Lateral Hardening-Fuse-60287236 | Lateral Hardening | 175077.78 | 0 | 0 | 0 | 0 | 2020 | 0 | 0 | 0 | 0 | 0 |  | 2020
Lateral Hardening-Fuse-60289071 | Lateral Hardening | 208449.91 | 0 | 0 | 0 | 0 | 2025 | 0 | 0 | 0 | 0 | 0 |  | 2025
Lateral Hardening-Fuse-60289930 | Lateral Hardening | 50000 | 0 | 0 | 0 | 0 | 0 | 0 | 0 | 0 | 0 | 0 |  | 0
Lateral Hardening-Fuse-60291206 | Lateral Hardening | 150041.72 | 0 | 0 | 0 | 0 | 0 | 0 | 0 | 0 | 0 | 0 |  | 0
Lateral Hardening-Fuse-60292125 | Lateral Hardening | 328080.64 | 0 | 0 | 0 | 0 | 0 | 0 | 0 | 0 | 0 | 0 |  | 0
Lateral Hardening-Fuse-60294821 | Lateral Hardening | 276815.97 | 0 | 0 | 0 | 0 | 0 | 0 | 0 | 0 | 0 | 0 |  | 0
Lateral Hardening-Fuse-60295687 | Lateral Hardening | 107561.5 | 0 | 0 | 0 | 0 | 0 | 0 | 0 | 0 | 0 | 0 |  | 0
Lateral Hardening-Fuse-60296207 | Lateral Hardening | 143749.98 | 0 | 0 | 0 | 0 | 0 | 0 | 0 | 0 | 0 | 0 |  | 0
Lateral Hardening-Fuse-60296493 | Lateral Hardening | 869622.35 | 0 | 0 | 0 | 0 | 2025 | 0 | 0 | 0 | 0 | 0 |  | 2024 | 2024
Lateral Hardening-Fuse-60297772 | Lateral Hardening | 316054.47 | 0 | 0 | 0 | 0 | 2027 | 0 | 0 | 0 | 0 | 0 |  | 2025 | 2025
Lateral Hardening-Fuse-60297955 | Lateral Hardening | 426124.6 | 0 | 0 | 0 | 0 | 2023 | 0 | 0 | 0 | 0 | 0 |  | 2023
Lateral Hardening-Fuse-60298078 | Lateral Hardening | 50000 | 0 | 0 | 0 | 0 | 0 | 0 | 0 | 0 | 0 | 0 |  | 0
Lateral Hardening-Fuse-60298201 | Lateral Hardening | 81059.58 | 0 | 0 | 0 | 0 | 0 | 0 | 0 | 0 | 0 | 0 |  | 0
Lateral Hardening-Fuse-60298262 | Lateral Hardening | 101034.4 | 0 | 0 | 0 | 0 | 0 | 0 | 0 | 0 | 0 | 0 |  | 0
Lateral Hardening-Fuse-60298363 | Lateral Hardening | 50000 | 0 | 0 | 0 | 0 | 0 | 0 | 0 | 0 | 0 | 0 |  | 0
Lateral Hardening-Fuse-60298472 | Lateral Hardening | 50000 | 0 | 0 | 0 | 0 | 0 | 0 | 0 | 0 | 0 | 0 |  | 0
Lateral Hardening-Fuse-60298476 | Lateral Hardening | 50000 | 0 | 0 | 0 | 0 | 0 | 0 | 0 | 0 | 0 | 0 |  | 0
Lateral Hardening-Fuse-60299196 | Lateral Hardening | 91471.52 | 0 | 0 | 0 | 0 | 0 | 0 | 0 | 0 | 0 | 0 |  | 2025 | 2025
Lateral Hardening-Fuse-60300051 | Lateral Hardening | 76583.18 | 0 | 0 | 0 | 0 | 0 | 0 | 0 | 0 | 0 | 0 |  | 0
Lateral Hardening-Fuse-60300667 | Lateral Hardening | 83563.4 | 0 | 0 | 0 | 0 | 0 | 0 | 0 | 0 | 0 | 0 |  | 0
Lateral Hardening-Fuse-60302536 | Lateral Hardening | 228015.47 | 0 | 0 | 0 | 0 | 0 | 0 | 0 | 0 | 0 | 0 |  | 0
Lateral Hardening-Fuse-60302601 | Lateral Hardening | 665785.04 | 0 | 0 | 0 | 0 | 2024 | 0 | 0 | 0 | 0 | 0 |  | 2024
Lateral Hardening-Fuse-60302646 | Lateral Hardening | 218890.6 | 0 | 0 | 0 | 0 | 0 | 0 | 0 | 0 | 0 | 0 |  | 0
Lateral Hardening-Fuse-60302650 | Lateral Hardening | 140597.9 | 0 | 0 | 0 | 0 | 0 | 0 | 0 | 0 | 0 | 0 |  | 0
Lateral Hardening-Fuse-60302651 | Lateral Hardening | 148205.14 | 0 | 0 | 0 | 0 | 2025 | 0 | 0 | 0 | 0 | 0 |  | 2024 | 2024
Lateral Hardening-Fuse-60302671 | Lateral Hardening | 77172.75 | 0 | 0 | 0 | 0 | 0 | 0 | 0 | 0 | 0 | 0 |  | 0
Lateral Hardening-Fuse-60302764 | Lateral Hardening | 273559.32 | 0 | 0 | 0 | 0 | 0 | 0 | 0 | 0 | 0 | 0 |  | 0
Lateral Hardening-Fuse-60302816 | Lateral Hardening | 165183.1 | 0 | 0 | 0 | 0 | 0 | 0 | 0 | 0 | 0 | 0 |  | 0
Lateral Hardening-Fuse-60303514 | Lateral Hardening | 107559.4 | 0 | 0 | 0 | 0 | 0 | 0 | 0 | 0 | 0 | 0 |  | 0
Lateral Hardening-Fuse-60303627 | Lateral Hardening | 783127.12 | 0 | 0 | 0 | 0 | 2021 | 0 | 0 | 0 | 0 | 0 |  | 2021
Lateral Hardening-Fuse-60303699 | Lateral Hardening | 482521.1 | 0 | 0 | 0 | 0 | 0 | 0 | 0 | 0 | 0 | 0 |  | 0
Lateral Hardening-Fuse-60303760 | Lateral Hardening | 98531.74 | 0 | 0 | 0 | 0 | 0 | 0 | 0 | 0 | 0 | 0 |  | 0
Lateral Hardening-Fuse-60303783 | Lateral Hardening | 209933.55 | 0 | 0 | 0 | 0 | 0 | 0 | 0 | 0 | 0 | 0 |  | 0
Lateral Hardening-Fuse-60303784 | Lateral Hardening | 159410.9 | 0 | 0 | 0 | 0 | 0 | 0 | 0 | 0 | 0 | 0 |  | 0
Lateral Hardening-Fuse-60303818 | Lateral Hardening | 160005.88 | 0 | 0 | 0 | 0 | 0 | 0 | 0 | 0 | 0 | 0 |  | 0
Lateral Hardening-Fuse-60303829 | Lateral Hardening | 108926.62 | 0 | 0 | 0 | 0 | 0 | 0 | 0 | 0 | 0 | 0 |  | 0
Lateral Hardening-Fuse-60304587 | Lateral Hardening | 50000 | 0 | 0 | 0 | 0 | 0 | 0 | 0 | 0 | 0 | 0 |  | 0
Lateral Hardening-Fuse-60305446 | Lateral Hardening | 145355.58 | 0 | 0 | 0 | 0 | 0 | 0 | 0 | 0 | 0 | 0 |  | 0
Lateral Hardening-Fuse-60305522 | Lateral Hardening | 289283.53 | 0 | 0 | 0 | 0 | 0 | 0 | 0 | 0 | 0 | 0 |  | 0
Lateral Hardening-Fuse-60305523 | Lateral Hardening | 51687.33 | 0 | 0 | 0 | 0 | 0 | 0 | 0 | 0 | 0 | 0 |  | 0
Lateral Hardening-Fuse-60305645 | Lateral Hardening | 56188.97 | 0 | 0 | 0 | 0 | 0 | 0 | 0 | 0 | 0 | 0 |  | 0
Lateral Hardening-Fuse-60305649 | Lateral Hardening | 179041.23 | 0 | 0 | 0 | 0 | 0 | 0 | 0 | 0 | 0 | 0 |  | 0
Lateral Hardening-Fuse-60305720 | Lateral Hardening | 84995.39 | 0 | 0 | 0 | 0 | 2023 | 0 | 0 | 0 | 0 | 0 |  | 2022 | 2022
Lateral Hardening-Fuse-60305728 | Lateral Hardening | 155011.66 | 0 | 0 | 0 | 0 | 2023 | 0 | 0 | 0 | 0 | 0 |  | 2022 | 2022
Lateral Hardening-Fuse-60305729 | Lateral Hardening | 89481.29 | 0 | 0 | 0 | 0 | 0 | 0 | 0 | 0 | 0 | 0 |  | 0
Lateral Hardening-Fuse-60305732 | Lateral Hardening | 131047.8 | 0 | 0 | 0 | 0 | 0 | 0 | 0 | 0 | 0 | 0 |  | 0
Lateral Hardening-Fuse-60305733 | Lateral Hardening | 94995.98 | 0 | 0 | 0 | 0 | 0 | 0 | 0 | 0 | 0 | 0 |  | 0
Lateral Hardening-Fuse-60305740 | Lateral Hardening | 177904.23 | 0 | 0 | 0 | 0 | 2024 | 0 | 0 | 0 | 0 | 0 |  | 2029 | 2029
Lateral Hardening-Fuse-60305741 | Lateral Hardening | 54509.79 | 0 | 0 | 0 | 0 | 0 | 0 | 0 | 0 | 0 | 0 |  | 0
Lateral Hardening-Fuse-60305774 | Lateral Hardening | 63392.89 | 0 | 0 | 0 | 0 | 0 | 0 | 0 | 0 | 0 | 0 |  | 0
Lateral Hardening-Fuse-60305848 | Lateral Hardening | 420659.27 | 0 | 0 | 0 | 0 | 2022 | 0 | 0 | 0 | 0 | 0 |  | 2022
Lateral Hardening-Fuse-60306429 | Lateral Hardening | 87067.95 | 0 | 0 | 0 | 0 | 0 | 0 | 0 | 0 | 0 | 0 |  | 0
Lateral Hardening-Fuse-60306546 | Lateral Hardening | 50000 | 0 | 0 | 0 | 0 | 0 | 0 | 0 | 0 | 0 | 0 |  | 0
Lateral Hardening-Fuse-60307779 | Lateral Hardening | 141971.31 | 0 | 0 | 0 | 0 | 0 | 0 | 0 | 0 | 0 | 0 |  | 0
Lateral Hardening-Fuse-60309992 | Lateral Hardening | 54016.85 | 0 | 0 | 0 | 0 | 0 | 0 | 0 | 0 | 0 | 0 |  | 0
Lateral Hardening-Fuse-60310011 | Lateral Hardening | 376194.2 | 0 | 0 | 0 | 0 | 0 | 0 | 0 | 0 | 0 | 0 |  | 0
Lateral Hardening-Fuse-60310419 | Lateral Hardening | 50000 | 0 | 0 | 0 | 0 | 0 | 0 | 0 | 0 | 0 | 0 |  | 0
Lateral Hardening-Fuse-60310732 | Lateral Hardening | 50000 | 0 | 0 | 0 | 0 | 0 | 0 | 0 | 0 | 0 | 0 |  | 0
Lateral Hardening-Fuse-60311045 | Lateral Hardening | 312455.03 | 0 | 0 | 0 | 0 | 0 | 0 | 0 | 0 | 0 | 0 |  | 0
Lateral Hardening-Fuse-60311122 | Lateral Hardening | 819046.41 | 0 | 0 | 0 | 0 | 2022 | 0 | 0 | 0 | 0 | 0 |  | 2022
Lateral Hardening-Fuse-60311130 | Lateral Hardening | 105862.32 | 0 | 0 | 0 | 0 | 0 | 0 | 0 | 0 | 0 | 0 |  | 0
Lateral Hardening-Fuse-60311131 | Lateral Hardening | 55659.55 | 0 | 0 | 0 | 0 | 0 | 0 | 0 | 0 | 0 | 0 |  | 0
Lateral Hardening-Fuse-60311176 | Lateral Hardening | 140072.56 | 0 | 0 | 0 | 0 | 0 | 0 | 0 | 0 | 0 | 0 |  | 0
Lateral Hardening-Fuse-60311177 | Lateral Hardening | 130424.3 | 0 | 0 | 0 | 0 | 0 | 0 | 0 | 0 | 0 | 0 |  | 0
Lateral Hardening-Fuse-60311185 | Lateral Hardening | 69868.51 | 0 | 0 | 0 | 0 | 0 | 0 | 0 | 0 | 0 | 0 |  | 0
Lateral Hardening-Fuse-60311189 | Lateral Hardening | 264792.19 | 0 | 0 | 0 | 0 | 0 | 0 | 0 | 0 | 0 | 0 |  | 0
Lateral Hardening-Fuse-60311190 | Lateral Hardening | 503372.57 | 0 | 0 | 0 | 0 | 2024 | 0 | 0 | 0 | 0 | 0 |  | 2024
Lateral Hardening-Fuse-60311194 | Lateral Hardening | 53906.67 | 0 | 0 | 0 | 0 | 0 | 0 | 0 | 0 | 0 | 0 |  | 0
Lateral Hardening-Fuse-60311213 | Lateral Hardening | 155124.95 | 0 | 0 | 0 | 0 | 0 | 0 | 0 | 0 | 0 | 0 |  | 0
Lateral Hardening-Fuse-60311255 | Lateral Hardening | 50000 | 0 | 0 | 0 | 0 | 0 | 0 | 0 | 0 | 0 | 0 |  | 0
Lateral Hardening-Fuse-60311267 | Lateral Hardening | 279492.3 | 0 | 0 | 0 | 0 | 0 | 0 | 0 | 0 | 0 | 0 |  | 0
Lateral Hardening-Fuse-60311272 | Lateral Hardening | 156760.4 | 0 | 0 | 0 | 0 | 0 | 0 | 0 | 0 | 0 | 0 |  | 0
Lateral Hardening-Fuse-60311290 | Lateral Hardening | 50000 | 0 | 0 | 0 | 0 | 0 | 0 | 0 | 0 | 0 | 0 |  | 0
Lateral Hardening-Fuse-60311313 | Lateral Hardening | 77172.75 | 0 | 0 | 0 | 0 | 0 | 0 | 0 | 0 | 0 | 0 |  | 0
Lateral Hardening-Fuse-60311364 | Lateral Hardening | 102971.16 | 0 | 0 | 0 | 0 | 0 | 0 | 0 | 0 | 0 | 0 |  | 0
Lateral Hardening-Fuse-60311365 | Lateral Hardening | 503573.79 | 0 | 0 | 0 | 0 | 0 | 0 | 0 | 0 | 0 | 0 |  | 0
Lateral Hardening-Fuse-60311366 | Lateral Hardening | 117635.84 | 0 | 0 | 0 | 0 | 2022 | 0 | 0 | 0 | 0 | 0 |  | 2022
Lateral Hardening-Fuse-60311395 | Lateral Hardening | 167372.94 | 0 | 0 | 0 | 0 | 0 | 0 | 0 | 0 | 0 | 0 |  | 0
Lateral Hardening-Fuse-60311396 | Lateral Hardening | 75623.61 | 0 | 0 | 0 | 0 | 2023 | 0 | 0 | 0 | 0 | 0 |  | 2023
Lateral Hardening-Fuse-60311397 | Lateral Hardening | 217082.03 | 0 | 0 | 0 | 0 | 0 | 0 | 0 | 0 | 0 | 0 |  | 0
Lateral Hardening-Fuse-60311490 | Lateral Hardening | 121251.96 | 0 | 0 | 0 | 0 | 0 | 0 | 0 | 0 | 0 | 0 |  | 0
Lateral Hardening-Fuse-60311511 | Lateral Hardening | 109812.32 | 0 | 0 | 0 | 0 | 0 | 0 | 0 | 0 | 0 | 0 |  | 0
Lateral Hardening-Fuse-60311537 | Lateral Hardening | 50000 | 0 | 0 | 0 | 0 | 0 | 0 | 0 | 0 | 0 | 0 |  | 0
Lateral Hardening-Fuse-60311548 | Lateral Hardening | 173709.63 | 0 | 0 | 0 | 0 | 2026 | 0 | 0 | 0 | 0 | 0 |  | 2027 | 2027
Lateral Hardening-Fuse-60311595 | Lateral Hardening | 161924.63 | 0 | 0 | 0 | 0 | 0 | 0 | 0 | 0 | 0 | 0 |  | 0
Lateral Hardening-Fuse-60311619 | Lateral Hardening | 74757.28 | 0 | 0 | 0 | 0 | 0 | 0 | 0 | 0 | 0 | 0 |  | 0
Lateral Hardening-Fuse-60311659 | Lateral Hardening | 509719.05 | 0 | 0 | 0 | 0 | 0 | 0 | 0 | 0 | 0 | 0 |  | 0
Lateral Hardening-Fuse-60311796 | Lateral Hardening | 50000 | 0 | 0 | 0 | 0 | 0 | 0 | 0 | 0 | 0 | 0 |  | 0
Lateral Hardening-Fuse-60311936 | Lateral Hardening | 122939.48 | 0 | 0 | 0 | 0 | 0 | 0 | 0 | 0 | 0 | 0 |  | 0
Lateral Hardening-Fuse-60312288 | Lateral Hardening | 100577.94 | 0 | 0 | 0 | 0 | 0 | 0 | 0 | 0 | 0 | 0 |  | 0
Lateral Hardening-Fuse-60312472 | Lateral Hardening | 123506.86 | 0 | 0 | 0 | 0 | 0 | 0 | 0 | 0 | 0 | 0 |  | 0
Lateral Hardening-Fuse-60312511 | Lateral Hardening | 114172.3 | 0 | 0 | 0 | 0 | 0 | 0 | 0 | 0 | 0 | 0 |  | 0
Lateral Hardening-Fuse-60313285 | Lateral Hardening | 397241.73 | 0 | 0 | 0 | 0 | 0 | 0 | 0 | 0 | 0 | 0 |  | 0
Lateral Hardening-Fuse-60314625 | Lateral Hardening | 53224.85 | 0 | 0 | 0 | 0 | 0 | 0 | 0 | 0 | 0 | 0 |  | 0
Lateral Hardening-Fuse-60314634 | Lateral Hardening | 203764.46 | 0 | 0 | 0 | 0 | 0 | 0 | 0 | 0 | 0 | 0 |  | 0
Lateral Hardening-Fuse-60314670 | Lateral Hardening | 366526.42 | 0 | 0 | 0 | 0 | 2022 | 0 | 0 | 0 | 0 | 0 |  | 2022
Lateral Hardening-Fuse-60314752 | Lateral Hardening | 260074.35 | 0 | 0 | 0 | 0 | 0 | 0 | 0 | 0 | 0 | 0 |  | 2023 | 2023
Lateral Hardening-Fuse-60314756 | Lateral Hardening | 52548.03 | 0 | 0 | 0 | 0 | 0 | 0 | 0 | 0 | 0 | 0 |  | 0
Lateral Hardening-Fuse-60315128 | Lateral Hardening | 556653.56 | 0 | 0 | 0 | 0 | 0 | 0 | 0 | 0 | 0 | 0 |  | 0
Lateral Hardening-Fuse-60315129 | Lateral Hardening | 51078.47 | 0 | 0 | 0 | 0 | 0 | 0 | 0 | 0 | 0 | 0 |  | 0
Lateral Hardening-Fuse-60315845 | Lateral Hardening | 97463.8 | 0 | 0 | 0 | 0 | 0 | 0 | 0 | 0 | 0 | 0 |  | 0
Lateral Hardening-Fuse-60317198 | Lateral Hardening | 125929.89 | 0 | 0 | 0 | 0 | 2029 | 0 | 0 | 0 | 0 | 0 |  | 2028 | 2028
Lateral Hardening-Fuse-60317698 | Lateral Hardening | 90756.18 | 0 | 0 | 0 | 0 | 0 | 0 | 0 | 0 | 0 | 0 |  | 0
Lateral Hardening-Fuse-60318044 | Lateral Hardening | 181708.45 | 0 | 0 | 0 | 0 | 0 | 0 | 0 | 0 | 0 | 0 |  | 0
Lateral Hardening-Fuse-60318065 | Lateral Hardening | 374411.86 | 0 | 0 | 0 | 0 | 2029 | 0 | 0 | 0 | 0 | 0 |  | 2029
Lateral Hardening-Fuse-60318141 | Lateral Hardening | 50000 | 0 | 0 | 0 | 0 | 0 | 0 | 0 | 0 | 0 | 0 |  | 0
Lateral Hardening-Fuse-60318162 | Lateral Hardening | 148604.38 | 0 | 0 | 0 | 0 | 0 | 0 | 0 | 0 | 0 | 0 |  | 0
Lateral Hardening-Fuse-60318165 | Lateral Hardening | 364707.17 | 0 | 0 | 0 | 0 | 0 | 0 | 0 | 0 | 0 | 0 |  | 0
Lateral Hardening-Fuse-60318166 | Lateral Hardening | 71348.07 | 0 | 0 | 0 | 0 | 0 | 0 | 0 | 0 | 0 | 0 |  | 0
Lateral Hardening-Fuse-60318167 | Lateral Hardening | 149191.76 | 0 | 0 | 0 | 0 | 0 | 0 | 0 | 0 | 0 | 0 |  | 0
Lateral Hardening-Fuse-60318168 | Lateral Hardening | 114525.06 | 0 | 0 | 0 | 0 | 0 | 0 | 0 | 0 | 0 | 0 |  | 0
Lateral Hardening-Fuse-60318178 | Lateral Hardening | 297197.23 | 0 | 0 | 0 | 0 | 0 | 0 | 0 | 0 | 0 | 0 |  | 0
Lateral Hardening-Fuse-60318187 | Lateral Hardening | 510978.25 | 0 | 0 | 0 | 0 | 0 | 0 | 0 | 0 | 0 | 0 |  | 0
Lateral Hardening-Fuse-60318189 | Lateral Hardening | 108390.72 | 0 | 0 | 0 | 0 | 0 | 0 | 0 | 0 | 0 | 0 |  | 0
Lateral Hardening-Fuse-60318199 | Lateral Hardening | 268945.97 | 0 | 0 | 0 | 0 | 0 | 0 | 0 | 0 | 0 | 0 |  | 0
Lateral Hardening-Fuse-60318201 | Lateral Hardening | 252251.57 | 0 | 0 | 0 | 0 | 0 | 0 | 0 | 0 | 0 | 0 |  | 0
Lateral Hardening-Fuse-60318202 | Lateral Hardening | 64106.19 | 0 | 0 | 0 | 0 | 0 | 0 | 0 | 0 | 0 | 0 |  | 0
Lateral Hardening-Fuse-60318205 | Lateral Hardening | 115694.82 | 0 | 0 | 0 | 0 | 0 | 0 | 0 | 0 | 0 | 0 |  | 0
Lateral Hardening-Fuse-60318206 | Lateral Hardening | 123959.06 | 0 | 0 | 0 | 0 | 0 | 0 | 0 | 0 | 0 | 0 |  | 0
Lateral Hardening-Fuse-60320273 | Lateral Hardening | 83211.53 | 0 | 0 | 0 | 0 | 0 | 0 | 0 | 0 | 0 | 0 |  | 2021 | 2021
Lateral Hardening-Fuse-60320292 | Lateral Hardening | 236636.85 | 0 | 0 | 0 | 0 | 2028 | 0 | 0 | 0 | 0 | 0 |  | 0 | 0
Lateral Hardening-Fuse-60320298 | Lateral Hardening | 127117.8 | 0 | 0 | 0 | 0 | 0 | 0 | 0 | 0 | 0 | 0 |  | 0
Lateral Hardening-Fuse-60320319 | Lateral Hardening | 323696.86 | 0 | 0 | 0 | 0 | 0 | 0 | 0 | 0 | 0 | 0 |  | 2027 | 2027
Lateral Hardening-Fuse-60320387 | Lateral Hardening | 106176.38 | 0 | 0 | 0 | 0 | 0 | 0 | 0 | 0 | 0 | 0 |  | 0
Lateral Hardening-Fuse-60320388 | Lateral Hardening | 83032.89 | 0 | 0 | 0 | 0 | 0 | 0 | 0 | 0 | 0 | 0 |  | 0
Lateral Hardening-Fuse-60320447 | Lateral Hardening | 122168.96 | 0 | 0 | 0 | 0 | 0 | 0 | 0 | 0 | 0 | 0 |  | 0
Lateral Hardening-Fuse-60320466 | Lateral Hardening | 116456.08 | 0 | 0 | 0 | 0 | 0 | 0 | 0 | 0 | 0 | 0 |  | 0
Lateral Hardening-Fuse-60320467 | Lateral Hardening | 130386.72 | 0 | 0 | 0 | 0 | 2023 | 0 | 0 | 0 | 0 | 0 |  | 0 | 0
Lateral Hardening-Fuse-60320551 | Lateral Hardening | 56393.59 | 0 | 0 | 0 | 0 | 0 | 0 | 0 | 0 | 0 | 0 |  | 0
Lateral Hardening-Fuse-60320571 | Lateral Hardening | 381548.56 | 0 | 0 | 0 | 0 | 2022 | 0 | 0 | 0 | 0 | 0 |  | 2023 | 2023
Lateral Hardening-Fuse-60320579 | Lateral Hardening | 54594.23 | 0 | 0 | 0 | 0 | 0 | 0 | 0 | 0 | 0 | 0 |  | 0
Lateral Hardening-Fuse-60320582 | Lateral Hardening | 106443.96 | 0 | 0 | 0 | 0 | 0 | 0 | 0 | 0 | 0 | 0 |  | 0
Lateral Hardening-Fuse-60320590 | Lateral Hardening | 166369.79 | 0 | 0 | 0 | 0 | 0 | 0 | 0 | 0 | 0 | 0 |  | 0
Lateral Hardening-Fuse-60320764 | Lateral Hardening | 212762.79 | 0 | 0 | 0 | 0 | 0 | 0 | 0 | 0 | 0 | 0 |  | 0
Lateral Hardening-Fuse-60320765 | Lateral Hardening | 78075.29 | 0 | 0 | 0 | 0 | 0 | 0 | 0 | 0 | 0 | 0 |  | 0
Lateral Hardening-Fuse-60321299 | Lateral Hardening | 94851.41 | 0 | 0 | 0 | 0 | 0 | 0 | 0 | 0 | 0 | 0 |  | 0
Lateral Hardening-Fuse-60321330 | Lateral Hardening | 140258.48 | 0 | 0 | 0 | 0 | 0 | 0 | 0 | 0 | 0 | 0 |  | 0
Lateral Hardening-Fuse-60321354 | Lateral Hardening | 50000 | 0 | 0 | 0 | 0 | 0 | 0 | 0 | 0 | 0 | 0 |  | 0
Lateral Hardening-Fuse-60322364 | Lateral Hardening | 50000 | 0 | 0 | 0 | 0 | 0 | 0 | 0 | 0 | 0 | 0 |  | 0
Lateral Hardening-Fuse-60322379 | Lateral Hardening | 2057202.24 | 0 | 0 | 0 | 0 | 0 | 0 | 0 | 0 | 0 | 0 |  | 0
Lateral Hardening-Fuse-60324318 | Lateral Hardening | 50000 | 0 | 0 | 0 | 0 | 0 | 0 | 0 | 0 | 0 | 0 |  | 0
Lateral Hardening-Fuse-60324332 | Lateral Hardening | 50000 | 0 | 0 | 0 | 0 | 0 | 0 | 0 | 0 | 0 | 0 |  | 0
Lateral Hardening-Fuse-60324372 | Lateral Hardening | 51844.73 | 0 | 0 | 0 | 0 | 0 | 0 | 0 | 0 | 0 | 0 |  | 0
Lateral Hardening-Fuse-60325257 | Lateral Hardening | 50000 | 0 | 0 | 0 | 0 | 0 | 0 | 0 | 0 | 0 | 0 |  | 0
Lateral Hardening-Fuse-60325892 | Lateral Hardening | 221493.44 | 0 | 0 | 0 | 0 | 2024 | 0 | 0 | 0 | 0 | 0 |  | 2024
Lateral Hardening-Fuse-60325910 | Lateral Hardening | 263518.14 | 0 | 0 | 0 | 0 | 2025 | 0 | 0 | 0 | 0 | 0 |  | 2025
Lateral Hardening-Fuse-60326098 | Lateral Hardening | 111134.48 | 0 | 0 | 0 | 0 | 0 | 0 | 0 | 0 | 0 | 0 |  | 0
Lateral Hardening-Fuse-60326099 | Lateral Hardening | 368811.35 | 0 | 0 | 0 | 0 | 0 | 0 | 0 | 0 | 0 | 0 |  | 0
Lateral Hardening-Fuse-60326233 | Lateral Hardening | 109702.14 | 0 | 0 | 0 | 0 | 0 | 0 | 0 | 0 | 0 | 0 |  | 0
Lateral Hardening-Fuse-60326286 | Lateral Hardening | 71672.13 | 0 | 0 | 0 | 0 | 0 | 0 | 0 | 0 | 0 | 0 |  | 0
Lateral Hardening-Fuse-60326342 | Lateral Hardening | 236524.18 | 0 | 0 | 0 | 0 | 0 | 0 | 0 | 0 | 0 | 0 |  | 0
Lateral Hardening-Fuse-60327730 | Lateral Hardening | 50000 | 0 | 0 | 0 | 0 | 0 | 0 | 0 | 0 | 0 | 0 |  | 0
Lateral Hardening-Fuse-60328602 | Lateral Hardening | 310661.87 | 0 | 0 | 0 | 0 | 0 | 0 | 0 | 0 | 0 | 0 |  | 0
Lateral Hardening-Fuse-60328654 | Lateral Hardening | 50000 | 0 | 0 | 0 | 0 | 0 | 0 | 0 | 0 | 0 | 0 |  | 0
Lateral Hardening-Fuse-60328664 | Lateral Hardening | 77555.6 | 0 | 0 | 0 | 0 | 0 | 0 | 0 | 0 | 0 | 0 |  | 0
Lateral Hardening-Fuse-60328686 | Lateral Hardening | 318526.16 | 0 | 0 | 0 | 0 | 0 | 0 | 0 | 0 | 0 | 0 |  | 0
Lateral Hardening-Fuse-60331160 | Lateral Hardening | 52894.31 | 0 | 0 | 0 | 0 | 0 | 0 | 0 | 0 | 0 | 0 |  | 0
Lateral Hardening-Fuse-60331444 | Lateral Hardening | 53691.31 | 0 | 0 | 0 | 0 | 0 | 0 | 0 | 0 | 0 | 0 |  | 0
Lateral Hardening-Fuse-60331515 | Lateral Hardening | 57805.19 | 0 | 0 | 0 | 0 | 0 | 0 | 0 | 0 | 0 | 0 |  | 0
Lateral Hardening-Fuse-60332330 | Lateral Hardening | 53497.43 | 0 | 0 | 0 | 0 | 0 | 0 | 0 | 0 | 0 | 0 |  | 0
Lateral Hardening-Fuse-60332337 | Lateral Hardening | 101664 | 0 | 0 | 0 | 0 | 0 | 0 | 0 | 0 | 0 | 0 |  | 0
Lateral Hardening-Fuse-60332366 | Lateral Hardening | 150350.73 | 0 | 0 | 0 | 0 | 0 | 0 | 0 | 0 | 0 | 0 |  | 0
Lateral Hardening-Fuse-60334626 | Lateral Hardening | 51120.69 | 0 | 0 | 0 | 0 | 0 | 0 | 0 | 0 | 0 | 0 |  | 0
Lateral Hardening-Fuse-60334640 | Lateral Hardening | 91544.35 | 0 | 0 | 0 | 0 | 0 | 0 | 0 | 0 | 0 | 0 |  | 0
Lateral Hardening-Fuse-60334991 | Lateral Hardening | 159439.21 | 0 | 0 | 0 | 0 | 0 | 0 | 0 | 0 | 0 | 0 |  | 0
Lateral Hardening-Fuse-60337673 | Lateral Hardening | 442847.22 | 0 | 0 | 0 | 0 | 0 | 0 | 0 | 0 | 0 | 0 |  | 0
Lateral Hardening-Fuse-60337680 | Lateral Hardening | 50000 | 0 | 0 | 0 | 0 | 0 | 0 | 0 | 0 | 0 | 0 |  | 0
Lateral Hardening-Fuse-60337682 | Lateral Hardening | 68773.69 | 0 | 0 | 0 | 0 | 0 | 0 | 0 | 0 | 0 | 0 |  | 0
Lateral Hardening-Fuse-60337684 | Lateral Hardening | 65572.73 | 0 | 0 | 0 | 0 | 0 | 0 | 0 | 0 | 0 | 0 |  | 0
Lateral Hardening-Fuse-60337816 | Lateral Hardening | 54016.85 | 0 | 0 | 0 | 0 | 0 | 0 | 0 | 0 | 0 | 0 |  | 0
Lateral Hardening-Fuse-60339020 | Lateral Hardening | 91986.1 | 0 | 0 | 0 | 0 | 0 | 0 | 0 | 0 | 0 | 0 |  | 0
Lateral Hardening-Fuse-60339040 | Lateral Hardening | 85215.75 | 0 | 0 | 0 | 0 | 0 | 0 | 0 | 0 | 0 | 0 |  | 0
Lateral Hardening-Fuse-60339714 | Lateral Hardening | 87299.9 | 0 | 0 | 0 | 0 | 0 | 0 | 0 | 0 | 0 | 0 |  | 0
Lateral Hardening-Fuse-60340774 | Lateral Hardening | 401466.75 | 0 | 0 | 0 | 0 | 2021 | 0 | 0 | 0 | 0 | 0 |  | 2022 | 2022
Lateral Hardening-Fuse-60341012 | Lateral Hardening | 66316.27 | 0 | 0 | 0 | 0 | 0 | 0 | 0 | 0 | 0 | 0 |  | 0
Lateral Hardening-Fuse-60341032 | Lateral Hardening | 54945.51 | 0 | 0 | 0 | 0 | 2023 | 0 | 0 | 0 | 0 | 0 |  | 2023
Lateral Hardening-Fuse-60341748 | Lateral Hardening | 361425.08 | 0 | 0 | 0 | 0 | 2029 | 0 | 0 | 0 | 0 | 0 |  | 2029
Lateral Hardening-Fuse-60341796 | Lateral Hardening | 163042.17 | 0 | 0 | 0 | 0 | 0 | 0 | 0 | 0 | 0 | 0 |  | 0
Lateral Hardening-Fuse-60341835 | Lateral Hardening | 101296.98 | 0 | 0 | 0 | 0 | 0 | 0 | 0 | 0 | 0 | 0 |  | 0
Lateral Hardening-Fuse-60341857 | Lateral Hardening | 55701.03 | 0 | 0 | 0 | 0 | 0 | 0 | 0 | 0 | 0 | 0 |  | 0
Lateral Hardening-Fuse-60341892 | Lateral Hardening | 50000 | 0 | 0 | 0 | 0 | 0 | 0 | 0 | 0 | 0 | 0 |  | 0
Lateral Hardening-Fuse-60341894 | Lateral Hardening | 50000 | 0 | 0 | 0 | 0 | 0 | 0 | 0 | 0 | 0 | 0 |  | 0
Lateral Hardening-Fuse-60341897 | Lateral Hardening | 164380.81 | 0 | 0 | 0 | 0 | 0 | 0 | 0 | 0 | 0 | 0 |  | 0
Lateral Hardening-Fuse-60342383 | Lateral Hardening | 50000 | 0 | 0 | 0 | 0 | 0 | 0 | 0 | 0 | 0 | 0 |  | 0
Lateral Hardening-Fuse-60342385 | Lateral Hardening | 301656.65 | 0 | 0 | 0 | 0 | 0 | 0 | 0 | 0 | 0 | 0 |  | 0
Lateral Hardening-Fuse-60342398 | Lateral Hardening | 344473.2 | 0 | 0 | 0 | 0 | 0 | 0 | 0 | 0 | 0 | 0 |  | 0
Lateral Hardening-Fuse-60342436 | Lateral Hardening | 369748.58 | 0 | 0 | 0 | 0 | 0 | 0 | 0 | 0 | 0 | 0 |  | 0
Lateral Hardening-Fuse-60342437 | Lateral Hardening | 115553.16 | 0 | 0 | 0 | 0 | 0 | 0 | 0 | 0 | 0 | 0 |  | 0
Lateral Hardening-Fuse-60342621 | Lateral Hardening | 50000 | 0 | 0 | 0 | 0 | 0 | 0 | 0 | 0 | 0 | 0 |  | 0
Lateral Hardening-Fuse-60342967 | Lateral Hardening | 145796.87 | 0 | 0 | 0 | 0 | 0 | 0 | 0 | 0 | 0 | 0 |  | 0
Lateral Hardening-Fuse-60342974 | Lateral Hardening | 57139.11 | 0 | 0 | 0 | 0 | 0 | 0 | 0 | 0 | 0 | 0 |  | 0
Lateral Hardening-Fuse-60343039 | Lateral Hardening | 51934.17 | 0 | 0 | 0 | 0 | 0 | 0 | 0 | 0 | 0 | 0 |  | 0
Lateral Hardening-Fuse-60343119 | Lateral Hardening | 257463.13 | 0 | 0 | 0 | 0 | 0 | 0 | 0 | 0 | 0 | 0 |  | 0
Lateral Hardening-Fuse-60343339 | Lateral Hardening | 50000 | 0 | 0 | 0 | 0 | 0 | 0 | 0 | 0 | 0 | 0 |  | 0
Lateral Hardening-Fuse-60344401 | Lateral Hardening | 77142.73 | 0 | 0 | 0 | 0 | 0 | 0 | 0 | 0 | 0 | 0 |  | 0
Lateral Hardening-Fuse-60344447 | Lateral Hardening | 52615.99 | 0 | 0 | 0 | 0 | 0 | 0 | 0 | 0 | 0 | 0 |  | 0
Lateral Hardening-Fuse-60344578 | Lateral Hardening | 180776.15 | 0 | 0 | 0 | 0 | 0 | 0 | 0 | 0 | 0 | 0 |  | 0
Lateral Hardening-Fuse-60344694 | Lateral Hardening | 50000 | 0 | 0 | 0 | 0 | 0 | 0 | 0 | 0 | 0 | 0 |  | 0
Lateral Hardening-Fuse-60345378 | Lateral Hardening | 238358.4 | 0 | 0 | 0 | 0 | 0 | 0 | 0 | 0 | 0 | 0 |  | 0
Lateral Hardening-Fuse-60346591 | Lateral Hardening | 101523.08 | 0 | 0 | 0 | 0 | 0 | 0 | 0 | 0 | 0 | 0 |  | 0
Lateral Hardening-Fuse-60346593 | Lateral Hardening | 72135.07 | 0 | 0 | 0 | 0 | 0 | 0 | 0 | 0 | 0 | 0 |  | 0
Lateral Hardening-Fuse-60346595 | Lateral Hardening | 187321.21 | 0 | 0 | 0 | 0 | 2021 | 0 | 0 | 0 | 0 | 0 |  | 2021
Lateral Hardening-Fuse-60346597 | Lateral Hardening | 50000 | 0 | 0 | 0 | 0 | 0 | 0 | 0 | 0 | 0 | 0 |  | 0
Lateral Hardening-Fuse-60348623 | Lateral Hardening | 52962.27 | 0 | 0 | 0 | 0 | 0 | 0 | 0 | 0 | 0 | 0 |  | 0
Lateral Hardening-Fuse-60348634 | Lateral Hardening | 106958.38 | 0 | 0 | 0 | 0 | 0 | 0 | 0 | 0 | 0 | 0 |  | 0
Lateral Hardening-Fuse-60348697 | Lateral Hardening | 62605.89 | 0 | 0 | 0 | 0 | 0 | 0 | 0 | 0 | 0 | 0 |  | 0
Lateral Hardening-Fuse-60350013 | Lateral Hardening | 67154.75 | 0 | 0 | 0 | 0 | 2022 | 0 | 0 | 0 | 0 | 0 |  | 2022
Lateral Hardening-Fuse-60350014 | Lateral Hardening | 160928.8 | 0 | 0 | 0 | 0 | 2022 | 0 | 0 | 0 | 0 | 0 |  | 2022
Lateral Hardening-Fuse-60350024 | Lateral Hardening | 853269.65 | 0 | 0 | 0 | 0 | 2025 | 0 | 0 | 0 | 0 | 0 |  | 2025
Lateral Hardening-Fuse-60350622 | Lateral Hardening | 138130.8 | 0 | 0 | 0 | 0 | 0 | 0 | 0 | 0 | 0 | 0 |  | 0
Lateral Hardening-Fuse-60351102 | Lateral Hardening | 53214.11 | 0 | 0 | 0 | 0 | 0 | 0 | 0 | 0 | 0 | 0 |  | 0
Lateral Hardening-Fuse-60351348 | Lateral Hardening | 50000 | 0 | 0 | 0 | 0 | 0 | 0 | 0 | 0 | 0 | 0 |  | 0
Lateral Hardening-Fuse-60352070 | Lateral Hardening | 74668.93 | 0 | 0 | 0 | 0 | 0 | 0 | 0 | 0 | 0 | 0 |  | 0
Lateral Hardening-Fuse-60352611 | Lateral Hardening | 128918.58 | 0 | 0 | 0 | 0 | 0 | 0 | 0 | 0 | 0 | 0 |  | 0
Lateral Hardening-Fuse-60352613 | Lateral Hardening | 162434.05 | 0 | 0 | 0 | 0 | 0 | 0 | 0 | 0 | 0 | 0 |  | 0
Lateral Hardening-Fuse-60352620 | Lateral Hardening | 95608.45 | 0 | 0 | 0 | 0 | 0 | 0 | 0 | 0 | 0 | 0 |  | 0
Lateral Hardening-Fuse-60353487 | Lateral Hardening | 198276.2 | 0 | 0 | 0 | 0 | 0 | 0 | 0 | 0 | 0 | 0 |  | 0
Lateral Hardening-Fuse-60353489 | Lateral Hardening | 153199.67 | 0 | 0 | 0 | 0 | 0 | 0 | 0 | 0 | 0 | 0 |  | 0
Lateral Hardening-Fuse-60353491 | Lateral Hardening | 200049.82 | 0 | 0 | 0 | 0 | 0 | 0 | 0 | 0 | 0 | 0 |  | 0
Lateral Hardening-Fuse-60353493 | Lateral Hardening | 216430.9 | 0 | 0 | 0 | 0 | 0 | 0 | 0 | 0 | 0 | 0 |  | 0
Lateral Hardening-Fuse-60356451 | Lateral Hardening | 68340.25 | 0 | 0 | 0 | 0 | 0 | 0 | 0 | 0 | 0 | 0 |  | 0
Lateral Hardening-Fuse-60356453 | Lateral Hardening | 452533.84 | 0 | 0 | 0 | 0 | 2026 | 0 | 0 | 0 | 0 | 0 |  | 2026
Lateral Hardening-Fuse-60356679 | Lateral Hardening | 50000 | 0 | 0 | 0 | 0 | 0 | 0 | 0 | 0 | 0 | 0 |  | 0
Lateral Hardening-Fuse-60356761 | Lateral Hardening | 52763.57 | 0 | 0 | 0 | 0 | 0 | 0 | 0 | 0 | 0 | 0 |  | 0
Lateral Hardening-Fuse-60356996 | Lateral Hardening | 86566.73 | 0 | 0 | 0 | 0 | 0 | 0 | 0 | 0 | 0 | 0 |  | 0
Lateral Hardening-Fuse-60357423 | Lateral Hardening | 555761.26 | 0 | 0 | 0 | 0 | 0 | 0 | 0 | 0 | 0 | 0 |  | 0
Lateral Hardening-Fuse-60360376 | Lateral Hardening | 50000 | 0 | 0 | 0 | 0 | 0 | 0 | 0 | 0 | 0 | 0 |  | 0
Lateral Hardening-Fuse-60360492 | Lateral Hardening | 182137.01 | 0 | 0 | 0 | 0 | 0 | 0 | 0 | 0 | 0 | 0 |  | 0
Lateral Hardening-Fuse-60360534 | Lateral Hardening | 254400.9 | 0 | 0 | 0 | 0 | 0 | 0 | 0 | 0 | 0 | 0 |  | 0
Lateral Hardening-Fuse-60360537 | Lateral Hardening | 80971.8 | 0 | 0 | 0 | 0 | 0 | 0 | 0 | 0 | 0 | 0 |  | 0
Lateral Hardening-Fuse-60360851 | Lateral Hardening | 149191.93 | 0 | 0 | 0 | 0 | 2022 | 0 | 0 | 0 | 0 | 0 |  | 2025 | 2025
Lateral Hardening-Fuse-60360857 | Lateral Hardening | 100452.81 | 0 | 0 | 0 | 0 | 0 | 0 | 0 | 0 | 0 | 0 |  | 0
Lateral Hardening-Fuse-60360859 | Lateral Hardening | 403537.54 | 0 | 0 | 0 | 0 | 2022 | 0 | 0 | 0 | 0 | 0 |  | 2025 | 2025
Lateral Hardening-Fuse-60361545 | Lateral Hardening | 53465.95 | 0 | 0 | 0 | 0 | 0 | 0 | 0 | 0 | 0 | 0 |  | 0
Lateral Hardening-Fuse-60361697 | Lateral Hardening | 63822.87 | 0 | 0 | 0 | 0 | 0 | 0 | 0 | 0 | 0 | 0 |  | 0
Lateral Hardening-Fuse-60363057 | Lateral Hardening | 52710.43 | 0 | 0 | 0 | 0 | 0 | 0 | 0 | 0 | 0 | 0 |  | 0
Lateral Hardening-Fuse-60363297 | Lateral Hardening | 355175.51 | 0 | 0 | 0 | 0 | 0 | 0 | 0 | 0 | 0 | 0 |  | 0
Lateral Hardening-Fuse-60364318 | Lateral Hardening | 52485.07 | 0 | 0 | 0 | 0 | 0 | 0 | 0 | 0 | 0 | 0 |  | 0
Lateral Hardening-Fuse-60364320 | Lateral Hardening | 50000 | 0 | 0 | 0 | 0 | 0 | 0 | 0 | 0 | 0 | 0 |  | 0
Lateral Hardening-Fuse-60364324 | Lateral Hardening | 168480.36 | 0 | 0 | 0 | 0 | 0 | 0 | 0 | 0 | 0 | 0 |  | 0
Lateral Hardening-Fuse-60365361 | Lateral Hardening | 61357.43 | 0 | 0 | 0 | 0 | 2027 | 0 | 0 | 0 | 0 | 0 |  | 2026 | 2026
Lateral Hardening-Fuse-60366531 | Lateral Hardening | 105751.4 | 0 | 0 | 0 | 0 | 0 | 0 | 0 | 0 | 0 | 0 |  | 0
Lateral Hardening-Fuse-60366676 | Lateral Hardening | 64033.23 | 0 | 0 | 0 | 0 | 0 | 0 | 0 | 0 | 0 | 0 |  | 0
Lateral Hardening-Fuse-60366831 | Lateral Hardening | 57007.45 | 0 | 0 | 0 | 0 | 0 | 0 | 0 | 0 | 0 | 0 |  | 0
Lateral Hardening-Fuse-60369995 | Lateral Hardening | 100654.47 | 0 | 0 | 0 | 0 | 2027 | 0 | 0 | 0 | 0 | 0 |  | 2027
Lateral Hardening-Fuse-60370001 | Lateral Hardening | 50000 | 0 | 0 | 0 | 0 | 0 | 0 | 0 | 0 | 0 | 0 |  | 0
Lateral Hardening-Fuse-60370038 | Lateral Hardening | 51970.65 | 0 | 0 | 0 | 0 | 0 | 0 | 0 | 0 | 0 | 0 |  | 0
Lateral Hardening-Fuse-60370044 | Lateral Hardening | 50000 | 0 | 0 | 0 | 0 | 0 | 0 | 0 | 0 | 0 | 0 |  | 0
Lateral Hardening-Fuse-60370135 | Lateral Hardening | 50000 | 0 | 0 | 0 | 0 | 0 | 0 | 0 | 0 | 0 | 0 |  | 0
Lateral Hardening-Fuse-60370163 | Lateral Hardening | 55837.69 | 0 | 0 | 0 | 0 | 0 | 0 | 0 | 0 | 0 | 0 |  | 0
Lateral Hardening-Fuse-60370177 | Lateral Hardening | 69190.21 | 0 | 0 | 0 | 0 | 0 | 0 | 0 | 0 | 0 | 0 |  | 0
Lateral Hardening-Fuse-60370216 | Lateral Hardening | 50000 | 0 | 0 | 0 | 0 | 0 | 0 | 0 | 0 | 0 | 0 |  | 0
Lateral Hardening-Fuse-60370239 | Lateral Hardening | 53765.01 | 0 | 0 | 0 | 0 | 0 | 0 | 0 | 0 | 0 | 0 |  | 0
Lateral Hardening-Fuse-60370290 | Lateral Hardening | 52568.77 | 0 | 0 | 0 | 0 | 0 | 0 | 0 | 0 | 0 | 0 |  | 0
Lateral Hardening-Fuse-60370315 | Lateral Hardening | 213774.36 | 0 | 0 | 0 | 0 | 0 | 0 | 0 | 0 | 0 | 0 |  | 0
Lateral Hardening-Fuse-60370374 | Lateral Hardening | 256235.81 | 0 | 0 | 0 | 0 | 0 | 0 | 0 | 0 | 0 | 0 |  | 0
Lateral Hardening-Fuse-60371213 | Lateral Hardening | 52002.13 | 0 | 0 | 0 | 0 | 0 | 0 | 0 | 0 | 0 | 0 |  | 0
Lateral Hardening-Fuse-60371216 | Lateral Hardening | 156027.87 | 0 | 0 | 0 | 0 | 0 | 0 | 0 | 0 | 0 | 0 |  | 0
Lateral Hardening-Fuse-60371501 | Lateral Hardening | 106013.98 | 0 | 0 | 0 | 0 | 0 | 0 | 0 | 0 | 0 | 0 |  | 0
Lateral Hardening-Fuse-60371512 | Lateral Hardening | 173934.99 | 0 | 0 | 0 | 0 | 0 | 0 | 0 | 0 | 0 | 0 |  | 0
Lateral Hardening-Fuse-60371528 | Lateral Hardening | 140801.55 | 0 | 0 | 0 | 0 | 0 | 0 | 0 | 0 | 0 | 0 |  | 0
Lateral Hardening-Fuse-60371545 | Lateral Hardening | 56435.81 | 0 | 0 | 0 | 0 | 0 | 0 | 0 | 0 | 0 | 0 |  | 0
Lateral Hardening-Fuse-60371557 | Lateral Hardening | 50000 | 0 | 0 | 0 | 0 | 0 | 0 | 0 | 0 | 0 | 0 |  | 0
Lateral Hardening-Fuse-60371561 | Lateral Hardening | 51388.27 | 0 | 0 | 0 | 0 | 0 | 0 | 0 | 0 | 0 | 0 |  | 0
Lateral Hardening-Fuse-60371572 | Lateral Hardening | 51183.65 | 0 | 0 | 0 | 0 | 0 | 0 | 0 | 0 | 0 | 0 |  | 0
Lateral Hardening-Fuse-60371578 | Lateral Hardening | 50000 | 0 | 0 | 0 | 0 | 0 | 0 | 0 | 0 | 0 | 0 |  | 0
Lateral Hardening-Fuse-60371582 | Lateral Hardening | 109744.36 | 0 | 0 | 0 | 0 | 0 | 0 | 0 | 0 | 0 | 0 |  | 0
Lateral Hardening-Fuse-60371634 | Lateral Hardening | 52773.39 | 0 | 0 | 0 | 0 | 0 | 0 | 0 | 0 | 0 | 0 |  | 0
Lateral Hardening-Fuse-60371642 | Lateral Hardening | 98558.22 | 0 | 0 | 0 | 0 | 0 | 0 | 0 | 0 | 0 | 0 |  | 0
Lateral Hardening-Fuse-60371718 | Lateral Hardening | 201041.44 | 0 | 0 | 0 | 0 | 0 | 0 | 0 | 0 | 0 | 0 |  | 0
Lateral Hardening-Fuse-60371720 | Lateral Hardening | 147501.79 | 0 | 0 | 0 | 0 | 0 | 0 | 0 | 0 | 0 | 0 |  | 0
Lateral Hardening-Fuse-60371722 | Lateral Hardening | 98605.44 | 0 | 0 | 0 | 0 | 0 | 0 | 0 | 0 | 0 | 0 |  | 0
Lateral Hardening-Fuse-60372713 | Lateral Hardening | 129781.82 | 0 | 0 | 0 | 0 | 0 | 0 | 0 | 0 | 0 | 0 |  | 0
Lateral Hardening-Fuse-60372736 | Lateral Hardening | 60585.43 | 0 | 0 | 0 | 0 | 0 | 0 | 0 | 0 | 0 | 0 |  | 0
Lateral Hardening-Fuse-60372920 | Lateral Hardening | 50000 | 0 | 0 | 0 | 0 | 2028 | 0 | 0 | 0 | 0 | 0 |  | 0 | 0
Lateral Hardening-Fuse-60373621 | Lateral Hardening | 230073.22 | 0 | 0 | 0 | 0 | 0 | 0 | 0 | 0 | 0 | 0 |  | 0
Lateral Hardening-Fuse-60373624 | Lateral Hardening | 583584.6 | 0 | 0 | 0 | 0 | 0 | 0 | 0 | 0 | 0 | 0 |  | 0
Lateral Hardening-Fuse-60374286 | Lateral Hardening | 86713.98 | 0 | 0 | 0 | 0 | 0 | 0 | 0 | 0 | 0 | 0 |  | 0
Lateral Hardening-Fuse-60374763 | Lateral Hardening | 493156.69 | 0 | 0 | 0 | 0 | 0 | 0 | 0 | 0 | 0 | 0 |  | 0
Lateral Hardening-Fuse-60374771 | Lateral Hardening | 59804.17 | 0 | 0 | 0 | 0 | 0 | 0 | 0 | 0 | 0 | 0 |  | 0
Lateral Hardening-Fuse-60374774 | Lateral Hardening | 249481.33 | 0 | 0 | 0 | 0 | 0 | 0 | 0 | 0 | 0 | 0 |  | 0
Lateral Hardening-Fuse-60374776 | Lateral Hardening | 107089.3 | 0 | 0 | 0 | 0 | 0 | 0 | 0 | 0 | 0 | 0 |  | 0
Lateral Hardening-Fuse-60374778 | Lateral Hardening | 307745.81 | 0 | 0 | 0 | 0 | 0 | 0 | 0 | 0 | 0 | 0 |  | 0
Lateral Hardening-Fuse-60374780 | Lateral Hardening | 73980.17 | 0 | 0 | 0 | 0 | 0 | 0 | 0 | 0 | 0 | 0 |  | 2029 | 2029
Lateral Hardening-Fuse-60374781 | Lateral Hardening | 58911.99 | 0 | 0 | 0 | 0 | 0 | 0 | 0 | 0 | 0 | 0 |  | 0
Lateral Hardening-Fuse-60376101 | Lateral Hardening | 254151.11 | 0 | 0 | 0 | 0 | 0 | 0 | 0 | 0 | 0 | 0 |  | 0
Lateral Hardening-Fuse-60376489 | Lateral Hardening | 174975.62 | 0 | 0 | 0 | 0 | 0 | 0 | 0 | 0 | 0 | 0 |  | 0
Lateral Hardening-Fuse-60376501 | Lateral Hardening | 54803.85 | 0 | 0 | 0 | 0 | 0 | 0 | 0 | 0 | 0 | 0 |  | 0
Lateral Hardening-Fuse-60377640 | Lateral Hardening | 101690.48 | 0 | 0 | 0 | 0 | 0 | 0 | 0 | 0 | 0 | 0 |  | 0
Lateral Hardening-Fuse-60380454 | Lateral Hardening | 144956.91 | 0 | 0 | 0 | 0 | 2021 | 0 | 0 | 0 | 0 | 0 |  | 2021
Lateral Hardening-Fuse-60380731 | Lateral Hardening | 88480.98 | 0 | 0 | 0 | 0 | 2023 | 0 | 0 | 0 | 0 | 0 |  | 2025 | 2025
Lateral Hardening-Fuse-60380735 | Lateral Hardening | 184581.71 | 0 | 0 | 0 | 0 | 0 | 0 | 0 | 0 | 0 | 0 |  | 0
Lateral Hardening-Fuse-60380739 | Lateral Hardening | 934611.84 | 0 | 0 | 0 | 0 | 0 | 0 | 0 | 0 | 0 | 0 |  | 0
Lateral Hardening-Fuse-60380891 | Lateral Hardening | 52453.59 | 0 | 0 | 0 | 0 | 0 | 0 | 0 | 0 | 0 | 0 |  | 0
Lateral Hardening-Fuse-60381963 | Lateral Hardening | 50000 | 0 | 0 | 0 | 0 | 0 | 0 | 0 | 0 | 0 | 0 |  | 0
Lateral Hardening-Fuse-60381977 | Lateral Hardening | 58549.97 | 0 | 0 | 0 | 0 | 0 | 0 | 0 | 0 | 0 | 0 |  | 0
Lateral Hardening-Fuse-60383203 | Lateral Hardening | 50000 | 0 | 0 | 0 | 0 | 0 | 0 | 0 | 0 | 0 | 0 |  | 0
Lateral Hardening-Fuse-60385711 | Lateral Hardening | 302364.95 | 0 | 0 | 0 | 0 | 0 | 0 | 0 | 0 | 0 | 0 |  | 0
Lateral Hardening-Fuse-60385713 | Lateral Hardening | 50000 | 0 | 0 | 0 | 0 | 0 | 0 | 0 | 0 | 0 | 0 |  | 0
Lateral Hardening-Fuse-60386581 | Lateral Hardening | 50000 | 0 | 0 | 0 | 0 | 0 | 0 | 0 | 0 | 0 | 0 |  | 0
Lateral Hardening-Fuse-60386939 | Lateral Hardening | 194188.8 | 0 | 0 | 0 | 0 | 0 | 0 | 0 | 0 | 0 | 0 |  | 0
Lateral Hardening-Fuse-60386980 | Lateral Hardening | 54221.47 | 0 | 0 | 0 | 0 | 0 | 0 | 0 | 0 | 0 | 0 |  | 0
Lateral Hardening-Fuse-60386998 | Lateral Hardening | 248353.05 | 0 | 0 | 0 | 0 | 0 | 0 | 0 | 0 | 0 | 0 |  | 0
Lateral Hardening-Fuse-60387021 | Lateral Hardening | 152910.61 | 0 | 0 | 0 | 0 | 0 | 0 | 0 | 0 | 0 | 0 |  | 0
Lateral Hardening-Fuse-60387069 | Lateral Hardening | 53623.35 | 0 | 0 | 0 | 0 | 0 | 0 | 0 | 0 | 0 | 0 |  | 0
Lateral Hardening-Fuse-60387227 | Lateral Hardening | 216777.18 | 0 | 0 | 0 | 0 | 2024 | 0 | 0 | 0 | 0 | 0 |  | 2024
Lateral Hardening-Fuse-60387941 | Lateral Hardening | 235986.51 | 0 | 0 | 0 | 0 | 0 | 0 | 0 | 0 | 0 | 0 |  | 2029 | 2029
Lateral Hardening-Fuse-60388167 | Lateral Hardening | 153582.43 | 0 | 0 | 0 | 0 | 0 | 0 | 0 | 0 | 0 | 0 |  | 0
Lateral Hardening-Fuse-60388347 | Lateral Hardening | 50000 | 0 | 0 | 0 | 0 | 0 | 0 | 0 | 0 | 0 | 0 |  | 0
Lateral Hardening-Fuse-60389100 | Lateral Hardening | 358018.04 | 0 | 0 | 0 | 0 | 2023 | 0 | 0 | 0 | 0 | 0 |  | 2023
Lateral Hardening-Fuse-60389229 | Lateral Hardening | 62516.45 | 0 | 0 | 0 | 0 | 0 | 0 | 0 | 0 | 0 | 0 |  | 0
Lateral Hardening-Fuse-60389591 | Lateral Hardening | 50000 | 0 | 0 | 0 | 0 | 0 | 0 | 0 | 0 | 0 | 0 |  | 0
Lateral Hardening-Fuse-60392721 | Lateral Hardening | 102436 | 0 | 0 | 0 | 0 | 0 | 0 | 0 | 0 | 0 | 0 |  | 0
Lateral Hardening-Fuse-60392757 | Lateral Hardening | 50000 | 0 | 0 | 0 | 0 | 0 | 0 | 0 | 0 | 0 | 0 |  | 0
Lateral Hardening-Fuse-60393235 | Lateral Hardening | 120363.12 | 0 | 0 | 0 | 0 | 2021 | 0 | 0 | 0 | 0 | 0 |  | 2022 | 2022
Lateral Hardening-Fuse-60393455 | Lateral Hardening | 1774450.14 | 0 | 0 | 0 | 0 | 2023 | 0 | 0 | 0 | 0 | 0 |  | 2023
Lateral Hardening-Fuse-60395568 | Lateral Hardening | 469677.21 | 0 | 0 | 0 | 0 | 2021 | 0 | 0 | 0 | 0 | 0 |  | 2021
Lateral Hardening-Fuse-60396313 | Lateral Hardening | 381783.33 | 0 | 0 | 0 | 0 | 0 | 0 | 0 | 0 | 0 | 0 |  | 0
Lateral Hardening-Fuse-60396352 | Lateral Hardening | 78846.05 | 0 | 0 | 0 | 0 | 0 | 0 | 0 | 0 | 0 | 0 |  | 0
Lateral Hardening-Fuse-60396580 | Lateral Hardening | 65486.31 | 0 | 0 | 0 | 0 | 0 | 0 | 0 | 0 | 0 | 0 |  | 0
Lateral Hardening-Fuse-60398085 | Lateral Hardening | 494796.48 | 0 | 0 | 0 | 0 | 2021 | 0 | 0 | 0 | 0 | 0 |  | 2022 | 2022
Lateral Hardening-Fuse-60398289 | Lateral Hardening | 56372.85 | 0 | 0 | 0 | 0 | 0 | 0 | 0 | 0 | 0 | 0 |  | 0
Lateral Hardening-Fuse-60398333 | Lateral Hardening | 55480.67 | 0 | 0 | 0 | 0 | 0 | 0 | 0 | 0 | 0 | 0 |  | 0
Lateral Hardening-Fuse-60398335 | Lateral Hardening | 152879.13 | 0 | 0 | 0 | 0 | 0 | 0 | 0 | 0 | 0 | 0 |  | 0
Lateral Hardening-Fuse-60398337 | Lateral Hardening | 53654.83 | 0 | 0 | 0 | 0 | 0 | 0 | 0 | 0 | 0 | 0 |  | 0
Lateral Hardening-Fuse-60398339 | Lateral Hardening | 61456.87 | 0 | 0 | 0 | 0 | 0 | 0 | 0 | 0 | 0 | 0 |  | 0
Lateral Hardening-Fuse-60398391 | Lateral Hardening | 50239.25 | 0 | 0 | 0 | 0 | 0 | 0 | 0 | 0 | 0 | 0 |  | 0
Lateral Hardening-Fuse-60399037 | Lateral Hardening | 100725.34 | 0 | 0 | 0 | 0 | 2027 | 0 | 0 | 0 | 0 | 0 |  | 2026 | 2026
Lateral Hardening-Fuse-60399045 | Lateral Hardening | 127700.18 | 0 | 0 | 0 | 0 | 2027 | 0 | 0 | 0 | 0 | 0 |  | 2026 | 2026
Lateral Hardening-Fuse-60399063 | Lateral Hardening | 182289.41 | 0 | 0 | 0 | 0 | 2027 | 0 | 0 | 0 | 0 | 0 |  | 2026 | 2026
Lateral Hardening-Fuse-60399088 | Lateral Hardening | 436555.75 | 0 | 0 | 0 | 0 | 2029 | 0 | 0 | 0 | 0 | 0 |  | 2029
Lateral Hardening-Fuse-60399271 | Lateral Hardening | 400345.74 | 0 | 0 | 0 | 0 | 0 | 0 | 0 | 0 | 0 | 0 |  | 0
Lateral Hardening-Fuse-60400885 | Lateral Hardening | 153784.81 | 0 | 0 | 0 | 0 | 2029 | 0 | 0 | 0 | 0 | 0 |  | 2026 | 2026
Lateral Hardening-Fuse-60401671 | Lateral Hardening | 537519.24 | 0 | 0 | 0 | 0 | 0 | 0 | 0 | 0 | 0 | 0 |  | 0
Lateral Hardening-Fuse-60401679 | Lateral Hardening | 792995.19 | 0 | 0 | 0 | 0 | 2029 | 0 | 0 | 0 | 0 | 0 |  | 2029
Lateral Hardening-Fuse-60401685 | Lateral Hardening | 50000 | 0 | 0 | 0 | 0 | 0 | 0 | 0 | 0 | 0 | 0 |  | 0
Lateral Hardening-Fuse-60401695 | Lateral Hardening | 50000 | 0 | 0 | 0 | 0 | 0 | 0 | 0 | 0 | 0 | 0 |  | 0
Lateral Hardening-Fuse-60401772 | Lateral Hardening | 57458.91 | 0 | 0 | 0 | 0 | 0 | 0 | 0 | 0 | 0 | 0 |  | 0
Lateral Hardening-Fuse-60401787 | Lateral Hardening | 109461.04 | 0 | 0 | 0 | 0 | 0 | 0 | 0 | 0 | 0 | 0 |  | 0
Lateral Hardening-Fuse-60401793 | Lateral Hardening | 110300.26 | 0 | 0 | 0 | 0 | 0 | 0 | 0 | 0 | 0 | 0 |  | 0
Lateral Hardening-Fuse-60401804 | Lateral Hardening | 161682.79 | 0 | 0 | 0 | 0 | 0 | 0 | 0 | 0 | 0 | 0 |  | 0
Lateral Hardening-Fuse-60401822 | Lateral Hardening | 107215.96 | 0 | 0 | 0 | 0 | 0 | 0 | 0 | 0 | 0 | 0 |  | 0
Lateral Hardening-Fuse-60402779 | Lateral Hardening | 211719.31 | 0 | 0 | 0 | 0 | 2027 | 0 | 0 | 0 | 0 | 0 |  | 2026 | 2026
Lateral Hardening-Fuse-60402783 | Lateral Hardening | 278314.3 | 0 | 0 | 0 | 0 | 0 | 0 | 0 | 0 | 0 | 0 |  | 0
Lateral Hardening-Fuse-60403113 | Lateral Hardening | 61661.49 | 0 | 0 | 0 | 0 | 0 | 0 | 0 | 0 | 0 | 0 |  | 0
Lateral Hardening-Fuse-60407618 | Lateral Hardening | 279704.81 | 0 | 0 | 0 | 0 | 0 | 0 | 0 | 0 | 0 | 0 |  | 0
Lateral Hardening-Fuse-60407620 | Lateral Hardening | 255794.49 | 0 | 0 | 0 | 0 | 2025 | 0 | 0 | 0 | 0 | 0 |  | 2026 | 2026
Lateral Hardening-Fuse-60407622 | Lateral Hardening | 87273.53 | 0 | 0 | 0 | 0 | 0 | 0 | 0 | 0 | 0 | 0 |  | 0
Lateral Hardening-Fuse-60408293 | Lateral Hardening | 249310.56 | 0 | 0 | 0 | 0 | 0 | 0 | 0 | 0 | 0 | 0 |  | 0
Lateral Hardening-Fuse-60408982 | Lateral Hardening | 64122.67 | 0 | 0 | 0 | 0 | 0 | 0 | 0 | 0 | 0 | 0 |  | 0
Lateral Hardening-Fuse-60409229 | Lateral Hardening | 263784.78 | 0 | 0 | 0 | 0 | 0 | 0 | 0 | 0 | 0 | 0 |  | 0
Lateral Hardening-Fuse-60409642 | Lateral Hardening | 255751.59 | 0 | 0 | 0 | 0 | 0 | 0 | 0 | 0 | 0 | 0 |  | 0
Lateral Hardening-Fuse-60409665 | Lateral Hardening | 50000 | 0 | 0 | 0 | 0 | 0 | 0 | 0 | 0 | 0 | 0 |  | 0
Lateral Hardening-Fuse-60409674 | Lateral Hardening | 56335.63 | 0 | 0 | 0 | 0 | 0 | 0 | 0 | 0 | 0 | 0 |  | 0
Lateral Hardening-Fuse-60409684 | Lateral Hardening | 62144.43 | 0 | 0 | 0 | 0 | 0 | 0 | 0 | 0 | 0 | 0 |  | 0
Lateral Hardening-Fuse-60409689 | Lateral Hardening | 61737.17 | 0 | 0 | 0 | 0 | 0 | 0 | 0 | 0 | 0 | 0 |  | 0
Lateral Hardening-Fuse-60409705 | Lateral Hardening | 123203.54 | 0 | 0 | 0 | 0 | 0 | 0 | 0 | 0 | 0 | 0 |  | 0
Lateral Hardening-Fuse-60409985 | Lateral Hardening | 108988.84 | 0 | 0 | 0 | 0 | 0 | 0 | 0 | 0 | 0 | 0 |  | 0
Lateral Hardening-Fuse-60412087 | Lateral Hardening | 106805.98 | 0 | 0 | 0 | 0 | 2023 | 0 | 0 | 0 | 0 | 0 |  | 2025 | 2025
Lateral Hardening-Fuse-60412307 | Lateral Hardening | 420231.1 | 0 | 0 | 0 | 0 | 0 | 0 | 0 | 0 | 0 | 0 |  | 0
Lateral Hardening-Fuse-60412330 | Lateral Hardening | 51493.45 | 0 | 0 | 0 | 0 | 0 | 0 | 0 | 0 | 0 | 0 |  | 0
Lateral Hardening-Fuse-60412352 | Lateral Hardening | 104959.4 | 0 | 0 | 0 | 0 | 0 | 0 | 0 | 0 | 0 | 0 |  | 0
Lateral Hardening-Fuse-60413484 | Lateral Hardening | 105211.24 | 0 | 0 | 0 | 0 | 0 | 0 | 0 | 0 | 0 | 0 |  | 0
Lateral Hardening-Fuse-60413710 | Lateral Hardening | 147102.55 | 0 | 0 | 0 | 0 | 0 | 0 | 0 | 0 | 0 | 0 |  | 0
Lateral Hardening-Fuse-60415735 | Lateral Hardening | 51986.39 | 0 | 0 | 0 | 0 | 0 | 0 | 0 | 0 | 0 | 0 |  | 0
Lateral Hardening-Fuse-60415989 | Lateral Hardening | 223203.36 | 0 | 0 | 0 | 0 | 0 | 0 | 0 | 0 | 0 | 0 |  | 0
Lateral Hardening-Fuse-60417256 | Lateral Hardening | 114912.82 | 0 | 0 | 0 | 0 | 0 | 0 | 0 | 0 | 0 | 0 |  | 0
Lateral Hardening-Fuse-60417317 | Lateral Hardening | 104387.76 | 0 | 0 | 0 | 0 | 0 | 0 | 0 | 0 | 0 | 0 |  | 0
Lateral Hardening-Fuse-60417325 | Lateral Hardening | 50000 | 0 | 0 | 0 | 0 | 0 | 0 | 0 | 0 | 0 | 0 |  | 0
Lateral Hardening-Fuse-60417529 | Lateral Hardening | 50000 | 0 | 0 | 0 | 0 | 0 | 0 | 0 | 0 | 0 | 0 |  | 0
Lateral Hardening-Fuse-60418185 | Lateral Hardening | 106648.58 | 0 | 0 | 0 | 0 | 0 | 0 | 0 | 0 | 0 | 0 |  | 0
Lateral Hardening-Fuse-60418231 | Lateral Hardening | 126981.14 | 0 | 0 | 0 | 0 | 0 | 0 | 0 | 0 | 0 | 0 |  | 0
Lateral Hardening-Fuse-60418676 | Lateral Hardening | 279509.58 | 0 | 0 | 0 | 0 | 0 | 0 | 0 | 0 | 0 | 0 |  | 0
Lateral Hardening-Fuse-60421959 | Lateral Hardening | 134096.36 | 0 | 0 | 0 | 0 | 0 | 0 | 0 | 0 | 0 | 0 |  | 0
Lateral Hardening-Fuse-60422059 | Lateral Hardening | 230860.72 | 0 | 0 | 0 | 0 | 2024 | 0 | 0 | 0 | 0 | 0 |  | 2024
Lateral Hardening-Fuse-60422073 | Lateral Hardening | 80882.88 | 0 | 0 | 0 | 0 | 0 | 0 | 0 | 0 | 0 | 0 |  | 0
Lateral Hardening-Fuse-60422118 | Lateral Hardening | 92486.75 | 0 | 0 | 0 | 0 | 0 | 0 | 0 | 0 | 0 | 0 |  | 0
Lateral Hardening-Fuse-60424318 | Lateral Hardening | 665593.24 | 0 | 0 | 0 | 0 | 0 | 0 | 0 | 0 | 0 | 0 |  | 0
Lateral Hardening-Fuse-60425883 | Lateral Hardening | 86154.43 | 0 | 0 | 0 | 0 | 0 | 0 | 0 | 0 | 0 | 0 |  | 0
Lateral Hardening-Fuse-60426294 | Lateral Hardening | 51246.61 | 0 | 0 | 0 | 0 | 0 | 0 | 0 | 0 | 0 | 0 |  | 0
Lateral Hardening-Fuse-60426395 | Lateral Hardening | 209037.61 | 0 | 0 | 0 | 0 | 2025 | 0 | 0 | 0 | 0 | 0 |  | 0 | 0
Lateral Hardening-Fuse-60426708 | Lateral Hardening | 343029.7 | 0 | 0 | 0 | 0 | 0 | 0 | 0 | 0 | 0 | 0 |  | 0
Lateral Hardening-Fuse-60426711 | Lateral Hardening | 1053293.63 | 0 | 0 | 0 | 0 | 0 | 0 | 0 | 0 | 0 | 0 |  | 0
Lateral Hardening-Fuse-60427280 | Lateral Hardening | 787572.89 | 0 | 0 | 0 | 0 | 0 | 0 | 0 | 0 | 0 | 0 |  | 0
Lateral Hardening-Fuse-60427328 | Lateral Hardening | 594784.21 | 0 | 0 | 0 | 0 | 0 | 0 | 0 | 0 | 0 | 0 |  | 0
Lateral Hardening-Fuse-60427354 | Lateral Hardening | 50000 | 0 | 0 | 0 | 0 | 0 | 0 | 0 | 0 | 0 | 0 |  | 0
Lateral Hardening-Fuse-60427491 | Lateral Hardening | 50000 | 0 | 0 | 0 | 0 | 0 | 0 | 0 | 0 | 0 | 0 |  | 0
Lateral Hardening-Fuse-60427515 | Lateral Hardening | 484438.21 | 0 | 0 | 0 | 0 | 0 | 0 | 0 | 0 | 0 | 0 |  | 0
Lateral Hardening-Fuse-60430093 | Lateral Hardening | 255132.04 | 0 | 0 | 0 | 0 | 0 | 0 | 0 | 0 | 0 | 0 |  | 0
Lateral Hardening-Fuse-60431978 | Lateral Hardening | 50000 | 0 | 0 | 0 | 0 | 0 | 0 | 0 | 0 | 0 | 0 |  | 0
Lateral Hardening-Fuse-60431984 | Lateral Hardening | 110774.3 | 0 | 0 | 0 | 0 | 0 | 0 | 0 | 0 | 0 | 0 |  | 0
Lateral Hardening-Fuse-60433130 | Lateral Hardening | 286918.12 | 0 | 0 | 0 | 0 | 0 | 0 | 0 | 0 | 0 | 0 |  | 0
Lateral Hardening-Fuse-60434187 | Lateral Hardening | 163998.05 | 0 | 0 | 0 | 0 | 0 | 0 | 0 | 0 | 0 | 0 |  | 0
Lateral Hardening-Fuse-60434242 | Lateral Hardening | 244564.76 | 0 | 0 | 0 | 0 | 0 | 0 | 0 | 0 | 0 | 0 |  | 0
Lateral Hardening-Fuse-60436003 | Lateral Hardening | 55648.81 | 0 | 0 | 0 | 0 | 0 | 0 | 0 | 0 | 0 | 0 |  | 0
Lateral Hardening-Fuse-60436317 | Lateral Hardening | 158383.87 | 0 | 0 | 0 | 0 | 0 | 0 | 0 | 0 | 0 | 0 |  | 0
Lateral Hardening-Fuse-60438050 | Lateral Hardening | 190686.8 | 0 | 0 | 0 | 0 | 0 | 0 | 0 | 0 | 0 | 0 |  | 0
Lateral Hardening-Fuse-60440025 | Lateral Hardening | 119523.9 | 0 | 0 | 0 | 0 | 0 | 0 | 0 | 0 | 0 | 0 |  | 0
Lateral Hardening-Fuse-60440034 | Lateral Hardening | 53103.93 | 0 | 0 | 0 | 0 | 0 | 0 | 0 | 0 | 0 | 0 |  | 0
Lateral Hardening-Fuse-60440050 | Lateral Hardening | 92044.43 | 0 | 0 | 0 | 0 | 0 | 0 | 0 | 0 | 0 | 0 |  | 0
Lateral Hardening-Fuse-60440052 | Lateral Hardening | 406330.36 | 0 | 0 | 0 | 0 | 2022 | 0 | 0 | 0 | 0 | 0 |  | 2021 | 2021
Lateral Hardening-Fuse-60441559 | Lateral Hardening | 298440 | 0 | 0 | 0 | 0 | 0 | 0 | 0 | 0 | 0 | 0 |  | 0
Lateral Hardening-Fuse-60442405 | Lateral Hardening | 59573.07 | 0 | 0 | 0 | 0 | 0 | 0 | 0 | 0 | 0 | 0 |  | 0
Lateral Hardening-Fuse-60442542 | Lateral Hardening | 342990.23 | 0 | 0 | 0 | 0 | 0 | 0 | 0 | 0 | 0 | 0 |  | 0
Lateral Hardening-Fuse-60442577 | Lateral Hardening | 111040.04 | 0 | 0 | 0 | 0 | 0 | 0 | 0 | 0 | 0 | 0 |  | 0
Lateral Hardening-Fuse-60443951 | Lateral Hardening | 50000 | 0 | 0 | 0 | 0 | 0 | 0 | 0 | 0 | 0 | 0 |  | 0
Lateral Hardening-Fuse-60443955 | Lateral Hardening | 167738.43 | 0 | 0 | 0 | 0 | 2024 | 0 | 0 | 0 | 0 | 0 |  | 2023 | 2023
Lateral Hardening-Fuse-60443984 | Lateral Hardening | 253193.45 | 0 | 0 | 0 | 0 | 0 | 0 | 0 | 0 | 0 | 0 |  | 0
Lateral Hardening-Fuse-60445799 | Lateral Hardening | 60282.11 | 0 | 0 | 0 | 0 | 0 | 0 | 0 | 0 | 0 | 0 |  | 0
Lateral Hardening-Fuse-60445801 | Lateral Hardening | 403737.05 | 0 | 0 | 0 | 0 | 0 | 0 | 0 | 0 | 0 | 0 |  | 0
Lateral Hardening-Fuse-60445803 | Lateral Hardening | 50000 | 0 | 0 | 0 | 0 | 0 | 0 | 0 | 0 | 0 | 0 |  | 0
Lateral Hardening-Fuse-60445804 | Lateral Hardening | 50000 | 0 | 0 | 0 | 0 | 0 | 0 | 0 | 0 | 0 | 0 |  | 0
Lateral Hardening-Fuse-60447298 | Lateral Hardening | 52188.69 | 0 | 0 | 0 | 0 | 0 | 0 | 0 | 0 | 0 | 0 |  | 0
Lateral Hardening-Fuse-60447995 | Lateral Hardening | 329833.82 | 0 | 0 | 0 | 0 | 0 | 0 | 0 | 0 | 0 | 0 |  | 0
Lateral Hardening-Fuse-60448047 | Lateral Hardening | 50000 | 0 | 0 | 0 | 0 | 0 | 0 | 0 | 0 | 0 | 0 |  | 2029 | 2029
Lateral Hardening-Fuse-60448294 | Lateral Hardening | 50000 | 0 | 0 | 0 | 0 | 0 | 0 | 0 | 0 | 0 | 0 |  | 0
Lateral Hardening-Fuse-60448943 | Lateral Hardening | 50000 | 0 | 0 | 0 | 0 | 0 | 0 | 0 | 0 | 0 | 0 |  | 0
Lateral Hardening-Fuse-60449432 | Lateral Hardening | 53513.17 | 0 | 0 | 0 | 0 | 0 | 0 | 0 | 0 | 0 | 0 |  | 0
Lateral Hardening-Fuse-60450486 | Lateral Hardening | 183663 | 0 | 0 | 0 | 0 | 0 | 0 | 0 | 0 | 0 | 0 |  | 0
Lateral Hardening-Fuse-60450824 | Lateral Hardening | 107991.48 | 0 | 0 | 0 | 0 | 0 | 0 | 0 | 0 | 0 | 0 |  | 0
Lateral Hardening-Fuse-60451018 | Lateral Hardening | 50000 | 0 | 0 | 0 | 0 | 0 | 0 | 0 | 0 | 0 | 0 |  | 0
Lateral Hardening-Fuse-60451110 | Lateral Hardening | 61808.15 | 0 | 0 | 0 | 0 | 0 | 0 | 0 | 0 | 0 | 0 |  | 0
Lateral Hardening-Fuse-60451113 | Lateral Hardening | 62605.89 | 0 | 0 | 0 | 0 | 0 | 0 | 0 | 0 | 0 | 0 |  | 0
Lateral Hardening-Fuse-60451131 | Lateral Hardening | 73311.81 | 0 | 0 | 0 | 0 | 0 | 0 | 0 | 0 | 0 | 0 |  | 0
Lateral Hardening-Fuse-60451138 | Lateral Hardening | 91690.81 | 0 | 0 | 0 | 0 | 0 | 0 | 0 | 0 | 0 | 0 |  | 0
Lateral Hardening-Fuse-60451260 | Lateral Hardening | 113433.26 | 0 | 0 | 0 | 0 | 0 | 0 | 0 | 0 | 0 | 0 |  | 0
Lateral Hardening-Fuse-60451285 | Lateral Hardening | 118060.08 | 0 | 0 | 0 | 0 | 0 | 0 | 0 | 0 | 0 | 0 |  | 0
Lateral Hardening-Fuse-60451315 | Lateral Hardening | 95126.9 | 0 | 0 | 0 | 0 | 0 | 0 | 0 | 0 | 0 | 0 |  | 0
Lateral Hardening-Fuse-60451701 | Lateral Hardening | 230114.02 | 0 | 0 | 0 | 0 | 2020 | 0 | 0 | 0 | 0 | 0 |  | 2020
Lateral Hardening-Fuse-60452324 | Lateral Hardening | 50000 | 0 | 0 | 0 | 0 | 0 | 0 | 0 | 0 | 0 | 0 |  | 0
Lateral Hardening-Fuse-60452457 | Lateral Hardening | 59945.83 | 0 | 0 | 0 | 0 | 0 | 0 | 0 | 0 | 0 | 0 |  | 0
Lateral Hardening-Fuse-60456185 | Lateral Hardening | 86124.98 | 0 | 0 | 0 | 0 | 0 | 0 | 0 | 0 | 0 | 0 |  | 0
Lateral Hardening-Fuse-60456515 | Lateral Hardening | 50905.33 | 0 | 0 | 0 | 0 | 0 | 0 | 0 | 0 | 0 | 0 |  | 0
Lateral Hardening-Fuse-60457580 | Lateral Hardening | 58014.81 | 0 | 0 | 0 | 0 | 0 | 0 | 0 | 0 | 0 | 0 |  | 0
Lateral Hardening-Fuse-60457756 | Lateral Hardening | 61089.85 | 0 | 0 | 0 | 0 | 0 | 0 | 0 | 0 | 0 | 0 |  | 0
Lateral Hardening-Fuse-60457758 | Lateral Hardening | 67631.95 | 0 | 0 | 0 | 0 | 0 | 0 | 0 | 0 | 0 | 0 |  | 0
Lateral Hardening-Fuse-60457816 | Lateral Hardening | 58009.81 | 0 | 0 | 0 | 0 | 0 | 0 | 0 | 0 | 0 | 0 |  | 0
Lateral Hardening-Fuse-60458175 | Lateral Hardening | 333533.05 | 0 | 0 | 0 | 0 | 2021 | 0 | 0 | 0 | 0 | 0 |  | 2021
Lateral Hardening-Fuse-60459119 | Lateral Hardening | 158585.16 | 0 | 0 | 0 | 0 | 0 | 0 | 0 | 0 | 0 | 0 |  | 0
Lateral Hardening-Fuse-60460415 | Lateral Hardening | 106333.78 | 0 | 0 | 0 | 0 | 0 | 0 | 0 | 0 | 0 | 0 |  | 0
Lateral Hardening-Fuse-60461226 | Lateral Hardening | 63703.43 | 0 | 0 | 0 | 0 | 0 | 0 | 0 | 0 | 0 | 0 |  | 0
Lateral Hardening-Fuse-60461547 | Lateral Hardening | 57542.61 | 0 | 0 | 0 | 0 | 0 | 0 | 0 | 0 | 0 | 0 |  | 0
Lateral Hardening-Fuse-60463701 | Lateral Hardening | 147905.29 | 0 | 0 | 0 | 0 | 0 | 0 | 0 | 0 | 0 | 0 |  | 0
Lateral Hardening-Fuse-60463709 | Lateral Hardening | 54929.77 | 0 | 0 | 0 | 0 | 0 | 0 | 0 | 0 | 0 | 0 |  | 0
Lateral Hardening-Fuse-60463710 | Lateral Hardening | 138870.53 | 0 | 0 | 0 | 0 | 0 | 0 | 0 | 0 | 0 | 0 |  | 0
Lateral Hardening-Fuse-60463714 | Lateral Hardening | 259495.18 | 0 | 0 | 0 | 0 | 2029 | 0 | 0 | 0 | 0 | 0 |  | 0 | 0
Lateral Hardening-Fuse-60463810 | Lateral Hardening | 393086.86 | 0 | 0 | 0 | 0 | 0 | 0 | 0 | 0 | 0 | 0 |  | 0
Lateral Hardening-Fuse-60464640 | Lateral Hardening | 121061.42 | 0 | 0 | 0 | 0 | 2027 | 0 | 0 | 0 | 0 | 0 |  | 2027
Lateral Hardening-Fuse-60467074 | Lateral Hardening | 50000 | 0 | 0 | 0 | 0 | 0 | 0 | 0 | 0 | 0 | 0 |  | 0
Lateral Hardening-Fuse-60467103 | Lateral Hardening | 363744.42 | 0 | 0 | 0 | 0 | 0 | 0 | 0 | 0 | 0 | 0 |  | 0
Lateral Hardening-Fuse-60467501 | Lateral Hardening | 50000 | 0 | 0 | 0 | 0 | 0 | 0 | 0 | 0 | 0 | 0 |  | 0
Lateral Hardening-Fuse-60467537 | Lateral Hardening | 306342.12 | 0 | 0 | 0 | 0 | 0 | 0 | 0 | 0 | 0 | 0 |  | 0
Lateral Hardening-Fuse-60467540 | Lateral Hardening | 276392.47 | 0 | 0 | 0 | 0 | 0 | 0 | 0 | 0 | 0 | 0 |  | 0
Lateral Hardening-Fuse-60467559 | Lateral Hardening | 156856.35 | 0 | 0 | 0 | 0 | 0 | 0 | 0 | 0 | 0 | 0 |  | 0
Lateral Hardening-Fuse-60467591 | Lateral Hardening | 457426.89 | 0 | 0 | 0 | 0 | 0 | 0 | 0 | 0 | 0 | 0 |  | 0
Lateral Hardening-Fuse-60467609 | Lateral Hardening | 89822.52 | 0 | 0 | 0 | 0 | 0 | 0 | 0 | 0 | 0 | 0 |  | 0
Lateral Hardening-Fuse-60467624 | Lateral Hardening | 111664.64 | 0 | 0 | 0 | 0 | 0 | 0 | 0 | 0 | 0 | 0 |  | 0
Lateral Hardening-Fuse-60467660 | Lateral Hardening | 202326.38 | 0 | 0 | 0 | 0 | 0 | 0 | 0 | 0 | 0 | 0 |  | 0
Lateral Hardening-Fuse-60467685 | Lateral Hardening | 67631.95 | 0 | 0 | 0 | 0 | 0 | 0 | 0 | 0 | 0 | 0 |  | 0
Lateral Hardening-Fuse-60467710 | Lateral Hardening | 239911.22 | 0 | 0 | 0 | 0 | 0 | 0 | 0 | 0 | 0 | 0 |  | 0
Lateral Hardening-Fuse-60468602 | Lateral Hardening | 50000 | 0 | 0 | 0 | 0 | 0 | 0 | 0 | 0 | 0 | 0 |  | 0
Lateral Hardening-Fuse-60469650 | Lateral Hardening | 54520.53 | 0 | 0 | 0 | 0 | 0 | 0 | 0 | 0 | 0 | 0 |  | 0
Lateral Hardening-Fuse-60470026 | Lateral Hardening | 100352.58 | 0 | 0 | 0 | 0 | 0 | 0 | 0 | 0 | 0 | 0 |  | 0
Lateral Hardening-Fuse-60470150 | Lateral Hardening | 50333.69 | 0 | 0 | 0 | 0 | 0 | 0 | 0 | 0 | 0 | 0 |  | 0
Lateral Hardening-Fuse-60470174 | Lateral Hardening | 178395.15 | 0 | 0 | 0 | 0 | 0 | 0 | 0 | 0 | 0 | 0 |  | 0
Lateral Hardening-Fuse-60470279 | Lateral Hardening | 50000 | 0 | 0 | 0 | 0 | 0 | 0 | 0 | 0 | 0 | 0 |  | 0
Lateral Hardening-Fuse-60470500 | Lateral Hardening | 160264.95 | 0 | 0 | 0 | 0 | 0 | 0 | 0 | 0 | 0 | 0 |  | 0
Lateral Hardening-Fuse-60472284 | Lateral Hardening | 143083.85 | 0 | 0 | 0 | 0 | 0 | 0 | 0 | 0 | 0 | 0 |  | 0
Lateral Hardening-Fuse-60472993 | Lateral Hardening | 89659.55 | 0 | 0 | 0 | 0 | 0 | 0 | 0 | 0 | 0 | 0 |  | 0
Lateral Hardening-Fuse-60472997 | Lateral Hardening | 486830.69 | 0 | 0 | 0 | 0 | 0 | 0 | 0 | 0 | 0 | 0 |  | 0
Lateral Hardening-Fuse-60473285 | Lateral Hardening | 205665.15 | 0 | 0 | 0 | 0 | 0 | 0 | 0 | 0 | 0 | 0 |  | 0
Lateral Hardening-Fuse-60473286 | Lateral Hardening | 599281.39 | 0 | 0 | 0 | 0 | 0 | 0 | 0 | 0 | 0 | 0 |  | 0
Lateral Hardening-Fuse-60473308 | Lateral Hardening | 50000 | 0 | 0 | 0 | 0 | 0 | 0 | 0 | 0 | 0 | 0 |  | 0
Lateral Hardening-Fuse-60473311 | Lateral Hardening | 97561.6 | 0 | 0 | 0 | 0 | 0 | 0 | 0 | 0 | 0 | 0 |  | 0
Lateral Hardening-Fuse-60473952 | Lateral Hardening | 3249382.11 | 0 | 0 | 0 | 0 | 0 | 0 | 0 | 0 | 0 | 0 |  | 0
Lateral Hardening-Fuse-60473960 | Lateral Hardening | 151939.73 | 0 | 0 | 0 | 0 | 2028 | 0 | 0 | 0 | 0 | 0 |  | 2028
Lateral Hardening-Fuse-60474568 | Lateral Hardening | 54247.95 | 0 | 0 | 0 | 0 | 0 | 0 | 0 | 0 | 0 | 0 |  | 0
Lateral Hardening-Fuse-60474882 | Lateral Hardening | 390442.75 | 0 | 0 | 0 | 0 | 2025 | 0 | 0 | 0 | 0 | 0 |  | 2023 | 2023
Lateral Hardening-Fuse-60475527 | Lateral Hardening | 54363.13 | 0 | 0 | 0 | 0 | 0 | 0 | 0 | 0 | 0 | 0 |  | 0
Lateral Hardening-Fuse-60475606 | Lateral Hardening | 59053.65 | 0 | 0 | 0 | 0 | 0 | 0 | 0 | 0 | 0 | 0 |  | 0
Lateral Hardening-Fuse-60475640 | Lateral Hardening | 50000 | 0 | 0 | 0 | 0 | 0 | 0 | 0 | 0 | 0 | 0 |  | 0
Lateral Hardening-Fuse-60475863 | Lateral Hardening | 420162.4 | 0 | 0 | 0 | 0 | 2026 | 0 | 0 | 0 | 0 | 0 |  | 2028 | 2028
Lateral Hardening-Fuse-60477098 | Lateral Hardening | 109728.62 | 0 | 0 | 0 | 0 | 0 | 0 | 0 | 0 | 0 | 0 |  | 0
Lateral Hardening-Fuse-60477751 | Lateral Hardening | 71626.89 | 0 | 0 | 0 | 0 | 0 | 0 | 0 | 0 | 0 | 0 |  | 0
Lateral Hardening-Fuse-60478232 | Lateral Hardening | 50000 | 0 | 0 | 0 | 0 | 0 | 0 | 0 | 0 | 0 | 0 |  | 0
Lateral Hardening-Fuse-60479145 | Lateral Hardening | 113260.12 | 0 | 0 | 0 | 0 | 0 | 0 | 0 | 0 | 0 | 0 |  | 0
Lateral Hardening-Fuse-60479175 | Lateral Hardening | 61126.33 | 0 | 0 | 0 | 0 | 0 | 0 | 0 | 0 | 0 | 0 |  | 0
Lateral Hardening-Fuse-60479437 | Lateral Hardening | 50000 | 0 | 0 | 0 | 0 | 0 | 0 | 0 | 0 | 0 | 0 |  | 0
Lateral Hardening-Fuse-60483968 | Lateral Hardening | 101706.22 | 0 | 0 | 0 | 0 | 0 | 0 | 0 | 0 | 0 | 0 |  | 0
Lateral Hardening-Fuse-60484120 | Lateral Hardening | 50000 | 0 | 0 | 0 | 0 | 0 | 0 | 0 | 0 | 0 | 0 |  | 0
Lateral Hardening-Fuse-60484966 | Lateral Hardening | 188226.17 | 0 | 0 | 0 | 0 | 0 | 0 | 0 | 0 | 0 | 0 |  | 0
Lateral Hardening-Fuse-60485290 | Lateral Hardening | 50000 | 0 | 0 | 0 | 0 | 0 | 0 | 0 | 0 | 0 | 0 |  | 0
Lateral Hardening-Fuse-60485443 | Lateral Hardening | 50000 | 0 | 0 | 0 | 0 | 0 | 0 | 0 | 0 | 0 | 0 |  | 0
Lateral Hardening-Fuse-60485445 | Lateral Hardening | 80470.58 | 0 | 0 | 0 | 0 | 0 | 0 | 0 | 0 | 0 | 0 |  | 0
Lateral Hardening-Fuse-60488522 | Lateral Hardening | 55758.99 | 0 | 0 | 0 | 0 | 0 | 0 | 0 | 0 | 0 | 0 |  | 0
Lateral Hardening-Fuse-60488523 | Lateral Hardening | 50000 | 0 | 0 | 0 | 0 | 0 | 0 | 0 | 0 | 0 | 0 |  | 0
Lateral Hardening-Fuse-60488534 | Lateral Hardening | 109550.48 | 0 | 0 | 0 | 0 | 0 | 0 | 0 | 0 | 0 | 0 |  | 0
Lateral Hardening-Fuse-60490730 | Lateral Hardening | 50000 | 0 | 0 | 0 | 0 | 0 | 0 | 0 | 0 | 0 | 0 |  | 0
Lateral Hardening-Fuse-60492313 | Lateral Hardening | 52600.25 | 0 | 0 | 0 | 0 | 0 | 0 | 0 | 0 | 0 | 0 |  | 0
Lateral Hardening-Fuse-60492880 | Lateral Hardening | 155473.99 | 0 | 0 | 0 | 0 | 0 | 0 | 0 | 0 | 0 | 0 |  | 0
Lateral Hardening-Fuse-60495030 | Lateral Hardening | 213433.82 | 0 | 0 | 0 | 0 | 0 | 0 | 0 | 0 | 0 | 0 |  | 0
Lateral Hardening-Fuse-60495065 | Lateral Hardening | 148542.71 | 0 | 0 | 0 | 0 | 0 | 0 | 0 | 0 | 0 | 0 |  | 0
Lateral Hardening-Fuse-60495183 | Lateral Hardening | 118485.8 | 0 | 0 | 0 | 0 | 0 | 0 | 0 | 0 | 0 | 0 |  | 0
Lateral Hardening-Fuse-60496431 | Lateral Hardening | 99730.88 | 0 | 0 | 0 | 0 | 0 | 0 | 0 | 0 | 0 | 0 |  | 0
Lateral Hardening-Fuse-60499213 | Lateral Hardening | 167466.45 | 0 | 0 | 0 | 0 | 2026 | 0 | 0 | 0 | 0 | 0 |  | 2027 | 2027
Lateral Hardening-Fuse-60501800 | Lateral Hardening | 50000 | 0 | 0 | 0 | 0 | 0 | 0 | 0 | 0 | 0 | 0 |  | 0
Lateral Hardening-Fuse-60503818 | Lateral Hardening | 118771.85 | 0 | 0 | 0 | 0 | 2022 | 0 | 0 | 0 | 0 | 0 |  | 2022
Lateral Hardening-Fuse-60505673 | Lateral Hardening | 331858.77 | 0 | 0 | 0 | 0 | 2025 | 0 | 0 | 0 | 0 | 0 |  | 2024 | 2024
Lateral Hardening-Fuse-60506642 | Lateral Hardening | 114662.6 | 0 | 0 | 0 | 0 | 0 | 0 | 0 | 0 | 0 | 0 |  | 0
Lateral Hardening-Fuse-60506653 | Lateral Hardening | 50000 | 0 | 0 | 0 | 0 | 0 | 0 | 0 | 0 | 0 | 0 |  | 0
Lateral Hardening-Fuse-60509265 | Lateral Hardening | 50000 | 0 | 0 | 0 | 0 | 0 | 0 | 0 | 0 | 0 | 0 |  | 0
Lateral Hardening-Fuse-60509312 | Lateral Hardening | 72695.78 | 0 | 0 | 0 | 0 | 0 | 0 | 0 | 0 | 0 | 0 |  | 0
Lateral Hardening-Fuse-60510237 | Lateral Hardening | 50000 | 0 | 0 | 0 | 0 | 0 | 0 | 0 | 0 | 0 | 0 |  | 0
Lateral Hardening-Fuse-60510256 | Lateral Hardening | 56646.17 | 0 | 0 | 0 | 0 | 0 | 0 | 0 | 0 | 0 | 0 |  | 0
Lateral Hardening-Fuse-60510259 | Lateral Hardening | 50000 | 0 | 0 | 0 | 0 | 0 | 0 | 0 | 0 | 0 | 0 |  | 0
Lateral Hardening-Fuse-60515167 | Lateral Hardening | 441448.95 | 0 | 0 | 0 | 0 | 2028 | 0 | 0 | 0 | 0 | 0 |  | 2028
Lateral Hardening-Fuse-60516068 | Lateral Hardening | 111580.94 | 0 | 0 | 0 | 0 | 0 | 0 | 0 | 0 | 0 | 0 |  | 0
Lateral Hardening-Fuse-60516085 | Lateral Hardening | 77996.78 | 0 | 0 | 0 | 0 | 0 | 0 | 0 | 0 | 0 | 0 |  | 0
Lateral Hardening-Fuse-60517302 | Lateral Hardening | 50727.19 | 0 | 0 | 0 | 0 | 0 | 0 | 0 | 0 | 0 | 0 |  | 0
Lateral Hardening-Fuse-60518113 | Lateral Hardening | 154638.86 | 0 | 0 | 0 | 0 | 2025 | 0 | 0 | 0 | 0 | 0 |  | 2026 | 2026
Lateral Hardening-Fuse-60518283 | Lateral Hardening | 270907.73 | 0 | 0 | 0 | 0 | 0 | 0 | 0 | 0 | 0 | 0 |  | 0
Lateral Hardening-Fuse-60518296 | Lateral Hardening | 145434.85 | 0 | 0 | 0 | 0 | 0 | 0 | 0 | 0 | 0 | 0 |  | 0
Lateral Hardening-Fuse-60518342 | Lateral Hardening | 165505.91 | 0 | 0 | 0 | 0 | 2028 | 0 | 0 | 0 | 0 | 0 |  | 2027 | 2027
Lateral Hardening-Fuse-60519553 | Lateral Hardening | 106376 | 0 | 0 | 0 | 0 | 0 | 0 | 0 | 0 | 0 | 0 |  | 0
Lateral Hardening-Fuse-60519554 | Lateral Hardening | 107551.5 | 0 | 0 | 0 | 0 | 0 | 0 | 0 | 0 | 0 | 0 |  | 0
Lateral Hardening-Fuse-60519555 | Lateral Hardening | 52238.23 | 0 | 0 | 0 | 0 | 0 | 0 | 0 | 0 | 0 | 0 |  | 0
Lateral Hardening-Fuse-60519556 | Lateral Hardening | 50000 | 0 | 0 | 0 | 0 | 0 | 0 | 0 | 0 | 0 | 0 |  | 0
Lateral Hardening-Fuse-60523583 | Lateral Hardening | 73814.88 | 0 | 0 | 0 | 0 | 0 | 0 | 0 | 0 | 0 | 0 |  | 0
Lateral Hardening-Fuse-60525928 | Lateral Hardening | 84874.9 | 0 | 0 | 0 | 0 | 2029 | 0 | 0 | 0 | 0 | 0 |  | 2029
Lateral Hardening-Fuse-60526215 | Lateral Hardening | 77240.57 | 0 | 0 | 0 | 0 | 0 | 0 | 0 | 0 | 0 | 0 |  | 0
Lateral Hardening-Fuse-60526221 | Lateral Hardening | 511367.36 | 0 | 0 | 0 | 0 | 0 | 0 | 0 | 0 | 0 | 0 |  | 0
Lateral Hardening-Fuse-60526224 | Lateral Hardening | 75797.49 | 0 | 0 | 0 | 0 | 0 | 0 | 0 | 0 | 0 | 0 |  | 0
Lateral Hardening-Fuse-60526230 | Lateral Hardening | 612282.17 | 0 | 0 | 0 | 0 | 2024 | 0 | 0 | 0 | 0 | 0 |  | 2024
Lateral Hardening-Fuse-60526621 | Lateral Hardening | 50000 | 0 | 0 | 0 | 0 | 0 | 0 | 0 | 0 | 0 | 0 |  | 0
Lateral Hardening-Fuse-60527683 | Lateral Hardening | 50900.33 | 0 | 0 | 0 | 0 | 0 | 0 | 0 | 0 | 0 | 0 |  | 0
Lateral Hardening-Fuse-60527799 | Lateral Hardening | 54426.09 | 0 | 0 | 0 | 0 | 0 | 0 | 0 | 0 | 0 | 0 |  | 0
Lateral Hardening-Fuse-60528150 | Lateral Hardening | 98789.05 | 0 | 0 | 0 | 0 | 0 | 0 | 0 | 0 | 0 | 0 |  | 0
Lateral Hardening-Fuse-60529999 | Lateral Hardening | 275278.66 | 0 | 0 | 0 | 0 | 2023 | 0 | 0 | 0 | 0 | 0 |  | 2023
Lateral Hardening-Fuse-60530363 | Lateral Hardening | 1024812.12 | 0 | 0 | 0 | 0 | 0 | 0 | 0 | 0 | 0 | 0 |  | 0
Lateral Hardening-Fuse-60530431 | Lateral Hardening | 53544.65 | 0 | 0 | 0 | 0 | 0 | 0 | 0 | 0 | 0 | 0 |  | 0
Lateral Hardening-Fuse-60530692 | Lateral Hardening | 249923.93 | 0 | 0 | 0 | 0 | 0 | 0 | 0 | 0 | 0 | 0 |  | 0
Lateral Hardening-Fuse-60530974 | Lateral Hardening | 284842.22 | 0 | 0 | 0 | 0 | 0 | 0 | 0 | 0 | 0 | 0 |  | 0
Lateral Hardening-Fuse-60531017 | Lateral Hardening | 50000 | 0 | 0 | 0 | 0 | 0 | 0 | 0 | 0 | 0 | 0 |  | 0
Lateral Hardening-Fuse-60531111 | Lateral Hardening | 644005.05 | 0 | 0 | 0 | 0 | 2021 | 0 | 0 | 0 | 0 | 0 |  | 2021
Lateral Hardening-Fuse-60533372 | Lateral Hardening | 55918.37 | 0 | 0 | 0 | 0 | 0 | 0 | 0 | 0 | 0 | 0 |  | 0
Lateral Hardening-Fuse-60535915 | Lateral Hardening | 50000 | 0 | 0 | 0 | 0 | 0 | 0 | 0 | 0 | 0 | 0 |  | 0
Lateral Hardening-Fuse-60538038 | Lateral Hardening | 52437.85 | 0 | 0 | 0 | 0 | 0 | 0 | 0 | 0 | 0 | 0 |  | 0
Lateral Hardening-Fuse-60539433 | Lateral Hardening | 176167.95 | 0 | 0 | 0 | 0 | 0 | 0 | 0 | 0 | 0 | 0 |  | 0
Lateral Hardening-Fuse-60540624 | Lateral Hardening | 51771.03 | 0 | 0 | 0 | 0 | 0 | 0 | 0 | 0 | 0 | 0 |  | 0
Lateral Hardening-Fuse-60541911 | Lateral Hardening | 105798.62 | 0 | 0 | 0 | 0 | 0 | 0 | 0 | 0 | 0 | 0 |  | 0
Lateral Hardening-Fuse-60541991 | Lateral Hardening | 239605.92 | 0 | 0 | 0 | 0 | 0 | 0 | 0 | 0 | 0 | 0 |  | 0
Lateral Hardening-Fuse-60541999 | Lateral Hardening | 262167.77 | 0 | 0 | 0 | 0 | 0 | 0 | 0 | 0 | 0 | 0 |  | 0
Lateral Hardening-Fuse-60542660 | Lateral Hardening | 50000 | 0 | 0 | 0 | 0 | 0 | 0 | 0 | 0 | 0 | 0 |  | 0
Lateral Hardening-Fuse-60543582 | Lateral Hardening | 1243223.87 | 0 | 0 | 0 | 0 | 0 | 0 | 0 | 0 | 0 | 0 |  | 0
Lateral Hardening-Fuse-60543692 | Lateral Hardening | 107498.54 | 0 | 0 | 0 | 0 | 0 | 0 | 0 | 0 | 0 | 0 |  | 0
Lateral Hardening-Fuse-60547972 | Lateral Hardening | 50000 | 0 | 0 | 0 | 0 | 0 | 0 | 0 | 0 | 0 | 0 |  | 0
Lateral Hardening-Fuse-60549561 | Lateral Hardening | 60297.85 | 0 | 0 | 0 | 0 | 0 | 0 | 0 | 0 | 0 | 0 |  | 0
Lateral Hardening-Fuse-60549851 | Lateral Hardening | 50000 | 0 | 0 | 0 | 0 | 0 | 0 | 0 | 0 | 0 | 0 |  | 0
Lateral Hardening-Fuse-60550476 | Lateral Hardening | 50000 | 0 | 0 | 0 | 0 | 0 | 0 | 0 | 0 | 0 | 0 |  | 0
Lateral Hardening-Fuse-60553672 | Lateral Hardening | 238437.29 | 0 | 0 | 0 | 0 | 0 | 0 | 0 | 0 | 0 | 0 |  | 0
Lateral Hardening-Fuse-60555532 | Lateral Hardening | 107745.38 | 0 | 0 | 0 | 0 | 0 | 0 | 0 | 0 | 0 | 0 |  | 0
Lateral Hardening-Fuse-60556488 | Lateral Hardening | 50000 | 0 | 0 | 0 | 0 | 0 | 0 | 0 | 0 | 0 | 0 |  | 0
Lateral Hardening-Fuse-60557656 | Lateral Hardening | 52159.53 | 0 | 0 | 0 | 0 | 0 | 0 | 0 | 0 | 0 | 0 |  | 0
Lateral Hardening-Fuse-60557696 | Lateral Hardening | 68697.27 | 0 | 0 | 0 | 0 | 0 | 0 | 0 | 0 | 0 | 0 |  | 0
Lateral Hardening-Fuse-60557714 | Lateral Hardening | 50000 | 0 | 0 | 0 | 0 | 0 | 0 | 0 | 0 | 0 | 0 |  | 0
Lateral Hardening-Fuse-60557720 | Lateral Hardening | 50000 | 0 | 0 | 0 | 0 | 0 | 0 | 0 | 0 | 0 | 0 |  | 0
Lateral Hardening-Fuse-60557727 | Lateral Hardening | 54011.85 | 0 | 0 | 0 | 0 | 0 | 0 | 0 | 0 | 0 | 0 |  | 0
Lateral Hardening-Fuse-60558340 | Lateral Hardening | 99732.98 | 0 | 0 | 0 | 0 | 0 | 0 | 0 | 0 | 0 | 0 |  | 0
Lateral Hardening-Fuse-60558439 | Lateral Hardening | 50000 | 0 | 0 | 0 | 0 | 0 | 0 | 0 | 0 | 0 | 0 |  | 0
Lateral Hardening-Fuse-60559529 | Lateral Hardening | 119775.74 | 0 | 0 | 0 | 0 | 0 | 0 | 0 | 0 | 0 | 0 |  | 0
Lateral Hardening-Fuse-60559666 | Lateral Hardening | 96255.18 | 0 | 0 | 0 | 0 | 0 | 0 | 0 | 0 | 0 | 0 |  | 0
Lateral Hardening-Fuse-60560736 | Lateral Hardening | 181457.97 | 0 | 0 | 0 | 0 | 2028 | 0 | 0 | 0 | 0 | 0 |  | 2028
Lateral Hardening-Fuse-60561915 | Lateral Hardening | 50000 | 0 | 0 | 0 | 0 | 0 | 0 | 0 | 0 | 0 | 0 |  | 0
Lateral Hardening-Fuse-60562062 | Lateral Hardening | 372906.02 | 0 | 0 | 0 | 0 | 0 | 0 | 0 | 0 | 0 | 0 |  | 0
Lateral Hardening-Fuse-60562104 | Lateral Hardening | 183221.59 | 0 | 0 | 0 | 0 | 0 | 0 | 0 | 0 | 0 | 0 |  | 0
Lateral Hardening-Fuse-60562109 | Lateral Hardening | 144395.32 | 0 | 0 | 0 | 0 | 0 | 0 | 0 | 0 | 0 | 0 |  | 0
Lateral Hardening-Fuse-60562111 | Lateral Hardening | 135129.46 | 0 | 0 | 0 | 0 | 0 | 0 | 0 | 0 | 0 | 0 |  | 0
Lateral Hardening-Fuse-60562118 | Lateral Hardening | 187090.11 | 0 | 0 | 0 | 0 | 0 | 0 | 0 | 0 | 0 | 0 |  | 0
Lateral Hardening-Fuse-60562480 | Lateral Hardening | 103862.6 | 0 | 0 | 0 | 0 | 0 | 0 | 0 | 0 | 0 | 0 |  | 0
Lateral Hardening-Fuse-60563697 | Lateral Hardening | 1031447.37 | 0 | 0 | 0 | 0 | 2024 | 0 | 0 | 0 | 0 | 0 |  | 2023 | 2023
Lateral Hardening-Fuse-60563698 | Lateral Hardening | 198617.29 | 0 | 0 | 0 | 0 | 2022 | 0 | 0 | 0 | 0 | 0 |  | 2022
Lateral Hardening-Fuse-60565160 | Lateral Hardening | 279386.59 | 0 | 0 | 0 | 0 | 0 | 0 | 0 | 0 | 0 | 0 |  | 0
Lateral Hardening-Fuse-60565547 | Lateral Hardening | 51293.83 | 0 | 0 | 0 | 0 | 0 | 0 | 0 | 0 | 0 | 0 |  | 0
Lateral Hardening-Fuse-60565851 | Lateral Hardening | 448031.61 | 0 | 0 | 0 | 0 | 0 | 0 | 0 | 0 | 0 | 0 |  | 0
Lateral Hardening-Fuse-60567503 | Lateral Hardening | 66826.93 | 0 | 0 | 0 | 0 | 0 | 0 | 0 | 0 | 0 | 0 |  | 0
Lateral Hardening-Fuse-60567506 | Lateral Hardening | 55071.43 | 0 | 0 | 0 | 0 | 0 | 0 | 0 | 0 | 0 | 0 |  | 0
Lateral Hardening-Fuse-60567507 | Lateral Hardening | 144343.05 | 0 | 0 | 0 | 0 | 0 | 0 | 0 | 0 | 0 | 0 |  | 0
Lateral Hardening-Fuse-60567508 | Lateral Hardening | 60785.79 | 0 | 0 | 0 | 0 | 0 | 0 | 0 | 0 | 0 | 0 |  | 0
Lateral Hardening-Fuse-60567509 | Lateral Hardening | 57086.15 | 0 | 0 | 0 | 0 | 0 | 0 | 0 | 0 | 0 | 0 |  | 0
Lateral Hardening-Fuse-60567510 | Lateral Hardening | 167738.43 | 0 | 0 | 0 | 0 | 0 | 0 | 0 | 0 | 0 | 0 |  | 0
Lateral Hardening-Fuse-60567511 | Lateral Hardening | 175165.47 | 0 | 0 | 0 | 0 | 0 | 0 | 0 | 0 | 0 | 0 |  | 0
Lateral Hardening-Fuse-60567512 | Lateral Hardening | 50000 | 0 | 0 | 0 | 0 | 0 | 0 | 0 | 0 | 0 | 0 |  | 0
Lateral Hardening-Fuse-60568345 | Lateral Hardening | 60659.13 | 0 | 0 | 0 | 0 | 0 | 0 | 0 | 0 | 0 | 0 |  | 0
Lateral Hardening-Fuse-60568375 | Lateral Hardening | 397696.24 | 0 | 0 | 0 | 0 | 2021 | 0 | 0 | 0 | 0 | 0 |  | 2021
Lateral Hardening-Fuse-60568913 | Lateral Hardening | 517082.08 | 0 | 0 | 0 | 0 | 0 | 0 | 0 | 0 | 0 | 0 |  | 0
Lateral Hardening-Fuse-60570726 | Lateral Hardening | 146206.16 | 0 | 0 | 0 | 0 | 0 | 0 | 0 | 0 | 0 | 0 |  | 0
Lateral Hardening-Fuse-60571872 | Lateral Hardening | 50000 | 0 | 0 | 0 | 0 | 0 | 0 | 0 | 0 | 0 | 0 |  | 0
Lateral Hardening-Fuse-60573492 | Lateral Hardening | 100850.55 | 0 | 0 | 0 | 0 | 0 | 0 | 0 | 0 | 0 | 0 |  | 0
Lateral Hardening-Fuse-60573498 | Lateral Hardening | 92508.32 | 0 | 0 | 0 | 0 | 0 | 0 | 0 | 0 | 0 | 0 |  | 0
Lateral Hardening-Fuse-60574511 | Lateral Hardening | 50795.15 | 0 | 0 | 0 | 0 | 0 | 0 | 0 | 0 | 0 | 0 |  | 0
Lateral Hardening-Fuse-60574520 | Lateral Hardening | 60848.01 | 0 | 0 | 0 | 0 | 0 | 0 | 0 | 0 | 0 | 0 |  | 0
Lateral Hardening-Fuse-60574531 | Lateral Hardening | 63880.83 | 0 | 0 | 0 | 0 | 0 | 0 | 0 | 0 | 0 | 0 |  | 0
Lateral Hardening-Fuse-60574707 | Lateral Hardening | 77820.08 | 0 | 0 | 0 | 0 | 0 | 0 | 0 | 0 | 0 | 0 |  | 0
Lateral Hardening-Fuse-60574732 | Lateral Hardening | 50000 | 0 | 0 | 0 | 0 | 0 | 0 | 0 | 0 | 0 | 0 |  | 0
Lateral Hardening-Fuse-60574946 | Lateral Hardening | 54677.93 | 0 | 0 | 0 | 0 | 0 | 0 | 0 | 0 | 0 | 0 |  | 0
Lateral Hardening-Fuse-60574957 | Lateral Hardening | 55087.17 | 0 | 0 | 0 | 0 | 0 | 0 | 0 | 0 | 0 | 0 |  | 0
Lateral Hardening-Fuse-60575459 | Lateral Hardening | 171422.33 | 0 | 0 | 0 | 0 | 0 | 0 | 0 | 0 | 0 | 0 |  | 0
Lateral Hardening-Fuse-60575594 | Lateral Hardening | 50000 | 0 | 0 | 0 | 0 | 0 | 0 | 0 | 0 | 0 | 0 |  | 0
Lateral Hardening-Fuse-60577103 | Lateral Hardening | 147843.12 | 0 | 0 | 0 | 0 | 0 | 0 | 0 | 0 | 0 | 0 |  | 0
Lateral Hardening-Fuse-60578503 | Lateral Hardening | 121266.04 | 0 | 0 | 0 | 0 | 0 | 0 | 0 | 0 | 0 | 0 |  | 0
Lateral Hardening-Fuse-60578546 | Lateral Hardening | 56283.41 | 0 | 0 | 0 | 0 | 0 | 0 | 0 | 0 | 0 | 0 |  | 0
Lateral Hardening-Fuse-60578988 | Lateral Hardening | 162060.11 | 0 | 0 | 0 | 0 | 2029 | 0 | 0 | 0 | 0 | 0 |  | 2024 | 2024
Lateral Hardening-Fuse-60579046 | Lateral Hardening | 57569.09 | 0 | 0 | 0 | 0 | 0 | 0 | 0 | 0 | 0 | 0 |  | 0
Lateral Hardening-Fuse-60579278 | Lateral Hardening | 50000 | 0 | 0 | 0 | 0 | 0 | 0 | 0 | 0 | 0 | 0 |  | 0
Lateral Hardening-Fuse-60579717 | Lateral Hardening | 393665.72 | 0 | 0 | 0 | 0 | 0 | 0 | 0 | 0 | 0 | 0 |  | 2025 | 2025
Lateral Hardening-Fuse-60579730 | Lateral Hardening | 238900.6 | 0 | 0 | 0 | 0 | 0 | 0 | 0 | 0 | 0 | 0 |  | 0
Lateral Hardening-Fuse-60580391 | Lateral Hardening | 223523.55 | 0 | 0 | 0 | 0 | 0 | 0 | 0 | 0 | 0 | 0 |  | 0
Lateral Hardening-Fuse-60581080 | Lateral Hardening | 124678.1 | 0 | 0 | 0 | 0 | 0 | 0 | 0 | 0 | 0 | 0 |  | 0
Lateral Hardening-Fuse-60581683 | Lateral Hardening | 56415.07 | 0 | 0 | 0 | 0 | 0 | 0 | 0 | 0 | 0 | 0 |  | 0
Lateral Hardening-Fuse-60582268 | Lateral Hardening | 723281.39 | 0 | 0 | 0 | 0 | 2028 | 0 | 0 | 0 | 0 | 0 |  | 2027 | 2027
Lateral Hardening-Fuse-60582837 | Lateral Hardening | 102808.02 | 0 | 0 | 0 | 0 | 0 | 0 | 0 | 0 | 0 | 0 |  | 0
Lateral Hardening-Fuse-60583268 | Lateral Hardening | 110259.52 | 0 | 0 | 0 | 0 | 0 | 0 | 0 | 0 | 0 | 0 |  | 0
Lateral Hardening-Fuse-60583303 | Lateral Hardening | 391709.98 | 0 | 0 | 0 | 0 | 0 | 0 | 0 | 0 | 0 | 0 |  | 0
Lateral Hardening-Fuse-60584220 | Lateral Hardening | 344220.98 | 0 | 0 | 0 | 0 | 2026 | 0 | 0 | 0 | 0 | 0 |  | 2026
Lateral Hardening-Fuse-60585042 | Lateral Hardening | 444782.77 | 0 | 0 | 0 | 0 | 2025 | 0 | 0 | 0 | 0 | 0 |  | 2028 | 2028
Lateral Hardening-Fuse-60586034 | Lateral Hardening | 51341.05 | 0 | 0 | 0 | 0 | 0 | 0 | 0 | 0 | 0 | 0 |  | 0
Lateral Hardening-Fuse-60586181 | Lateral Hardening | 167199.62 | 0 | 0 | 0 | 0 | 2022 | 0 | 0 | 0 | 0 | 0 |  | 2024 | 2024
Lateral Hardening-Fuse-60586613 | Lateral Hardening | 53969.63 | 0 | 0 | 0 | 0 | 0 | 0 | 0 | 0 | 0 | 0 |  | 0
Lateral Hardening-Fuse-60587528 | Lateral Hardening | 95378.74 | 0 | 0 | 0 | 0 | 0 | 0 | 0 | 0 | 0 | 0 |  | 0
Lateral Hardening-Fuse-60587612 | Lateral Hardening | 74794.39 | 0 | 0 | 0 | 0 | 2025 | 0 | 0 | 0 | 0 | 0 |  | 2028 | 2028
Lateral Hardening-Fuse-60588225 | Lateral Hardening | 125235.2 | 0 | 0 | 0 | 0 | 2020 | 0 | 0 | 0 | 0 | 0 |  | 2020
Lateral Hardening-Fuse-60589775 | Lateral Hardening | 129945.26 | 0 | 0 | 0 | 0 | 0 | 0 | 0 | 0 | 0 | 0 |  | 0
Lateral Hardening-Fuse-60589871 | Lateral Hardening | 386110.3 | 0 | 0 | 0 | 0 | 0 | 0 | 0 | 0 | 0 | 0 |  | 0
Lateral Hardening-Fuse-60590419 | Lateral Hardening | 52065.09 | 0 | 0 | 0 | 0 | 0 | 0 | 0 | 0 | 0 | 0 |  | 0
Lateral Hardening-Fuse-60590491 | Lateral Hardening | 158876.81 | 0 | 0 | 0 | 0 | 0 | 0 | 0 | 0 | 0 | 0 |  | 0
Lateral Hardening-Fuse-60590586 | Lateral Hardening | 494720.64 | 0 | 0 | 0 | 0 | 0 | 0 | 0 | 0 | 0 | 0 |  | 0
Lateral Hardening-Fuse-60591631 | Lateral Hardening | 109739.36 | 0 | 0 | 0 | 0 | 0 | 0 | 0 | 0 | 0 | 0 |  | 0
Lateral Hardening-Fuse-60592044 | Lateral Hardening | 127725.97 | 0 | 0 | 0 | 0 | 0 | 0 | 0 | 0 | 0 | 0 |  | 0
Lateral Hardening-Fuse-60592046 | Lateral Hardening | 114842.02 | 0 | 0 | 0 | 0 | 0 | 0 | 0 | 0 | 0 | 0 |  | 0
Lateral Hardening-Fuse-60592688 | Lateral Hardening | 195624.89 | 0 | 0 | 0 | 0 | 2025 | 0 | 0 | 0 | 0 | 0 |  | 2024 | 2024
Lateral Hardening-Fuse-60595892 | Lateral Hardening | 90631.4 | 0 | 0 | 0 | 0 | 0 | 0 | 0 | 0 | 0 | 0 |  | 0
Lateral Hardening-Fuse-60596390 | Lateral Hardening | 58612.93 | 0 | 0 | 0 | 0 | 0 | 0 | 0 | 0 | 0 | 0 |  | 0
Lateral Hardening-Fuse-60596460 | Lateral Hardening | 76789.33 | 0 | 0 | 0 | 0 | 0 | 0 | 0 | 0 | 0 | 0 |  | 0
Lateral Hardening-Fuse-60602366 | Lateral Hardening | 50000 | 0 | 0 | 0 | 0 | 0 | 0 | 0 | 0 | 0 | 0 |  | 0
Lateral Hardening-Fuse-60602976 | Lateral Hardening | 50000 | 0 | 0 | 0 | 0 | 0 | 0 | 0 | 0 | 0 | 0 |  | 0
Lateral Hardening-Fuse-60603415 | Lateral Hardening | 956005.64 | 0 | 0 | 0 | 0 | 2024 | 0 | 0 | 0 | 0 | 0 |  | 2024
Lateral Hardening-Fuse-60603448 | Lateral Hardening | 218421.15 | 0 | 0 | 0 | 0 | 2028 | 0 | 0 | 0 | 0 | 0 |  | 2028
Lateral Hardening-Fuse-60603537 | Lateral Hardening | 198129.64 | 0 | 0 | 0 | 0 | 0 | 0 | 0 | 0 | 0 | 0 |  | 2026 | 2026
Lateral Hardening-Fuse-60604159 | Lateral Hardening | 81649.15 | 0 | 0 | 0 | 0 | 0 | 0 | 0 | 0 | 0 | 0 |  | 0
Lateral Hardening-Fuse-60604564 | Lateral Hardening | 54677.93 | 0 | 0 | 0 | 0 | 0 | 0 | 0 | 0 | 0 | 0 |  | 0
Lateral Hardening-Fuse-60604588 | Lateral Hardening | 138369.85 | 0 | 0 | 0 | 0 | 0 | 0 | 0 | 0 | 0 | 0 |  | 0
Lateral Hardening-Fuse-60606885 | Lateral Hardening | 50000 | 0 | 0 | 0 | 0 | 0 | 0 | 0 | 0 | 0 | 0 |  | 0
Lateral Hardening-Fuse-60606971 | Lateral Hardening | 50000 | 0 | 0 | 0 | 0 | 0 | 0 | 0 | 0 | 0 | 0 |  | 0
Lateral Hardening-Fuse-60607806 | Lateral Hardening | 63628.99 | 0 | 0 | 0 | 0 | 0 | 0 | 0 | 0 | 0 | 0 |  | 0
Lateral Hardening-Fuse-60608602 | Lateral Hardening | 137480.46 | 0 | 0 | 0 | 0 | 0 | 0 | 0 | 0 | 0 | 0 |  | 0
Lateral Hardening-Fuse-60608637 | Lateral Hardening | 50018.89 | 0 | 0 | 0 | 0 | 0 | 0 | 0 | 0 | 0 | 0 |  | 0
Lateral Hardening-Fuse-60609109 | Lateral Hardening | 419541.26 | 0 | 0 | 0 | 0 | 0 | 0 | 0 | 0 | 0 | 0 |  | 0
Lateral Hardening-Fuse-60609622 | Lateral Hardening | 176930.51 | 0 | 0 | 0 | 0 | 2028 | 0 | 0 | 0 | 0 | 0 |  | 2025 | 2025
Lateral Hardening-Fuse-60609632 | Lateral Hardening | 100142.96 | 0 | 0 | 0 | 0 | 0 | 0 | 0 | 0 | 0 | 0 |  | 0
Lateral Hardening-Fuse-60612936 | Lateral Hardening | 50000 | 0 | 0 | 0 | 0 | 0 | 0 | 0 | 0 | 0 | 0 |  | 0
Lateral Hardening-Fuse-60614298 | Lateral Hardening | 282086.32 | 0 | 0 | 0 | 0 | 2025 | 0 | 0 | 0 | 0 | 0 |  | 2024 | 2024
Lateral Hardening-Fuse-60614684 | Lateral Hardening | 63707.69 | 0 | 0 | 0 | 0 | 0 | 0 | 0 | 0 | 0 | 0 |  | 0
Lateral Hardening-Fuse-60614690 | Lateral Hardening | 177567.41 | 0 | 0 | 0 | 0 | 0 | 0 | 0 | 0 | 0 | 0 |  | 0
Lateral Hardening-Fuse-60614861 | Lateral Hardening | 99151.34 | 0 | 0 | 0 | 0 | 0 | 0 | 0 | 0 | 0 | 0 |  | 0
Lateral Hardening-Fuse-60614876 | Lateral Hardening | 76941.51 | 0 | 0 | 0 | 0 | 0 | 0 | 0 | 0 | 0 | 0 |  | 0
Lateral Hardening-Fuse-60615130 | Lateral Hardening | 58916.99 | 0 | 0 | 0 | 0 | 0 | 0 | 0 | 0 | 0 | 0 |  | 0
Lateral Hardening-Fuse-60615401 | Lateral Hardening | 68225.07 | 0 | 0 | 0 | 0 | 0 | 0 | 0 | 0 | 0 | 0 |  | 0
Lateral Hardening-Fuse-60616216 | Lateral Hardening | 192938.93 | 0 | 0 | 0 | 0 | 0 | 0 | 0 | 0 | 0 | 0 |  | 0
Lateral Hardening-Fuse-60616539 | Lateral Hardening | 52442.85 | 0 | 0 | 0 | 0 | 0 | 0 | 0 | 0 | 0 | 0 |  | 0
Lateral Hardening-Fuse-60616622 | Lateral Hardening | 50000 | 0 | 0 | 0 | 0 | 0 | 0 | 0 | 0 | 0 | 0 |  | 0
Lateral Hardening-Fuse-60617340 | Lateral Hardening | 50538.31 | 0 | 0 | 0 | 0 | 0 | 0 | 0 | 0 | 0 | 0 |  | 0
Lateral Hardening-Fuse-60617471 | Lateral Hardening | 50000 | 0 | 0 | 0 | 0 | 0 | 0 | 0 | 0 | 0 | 0 |  | 0
Lateral Hardening-Fuse-60617817 | Lateral Hardening | 97749.74 | 0 | 0 | 0 | 0 | 0 | 0 | 0 | 0 | 0 | 0 |  | 0
Lateral Hardening-Fuse-60617837 | Lateral Hardening | 88922.73 | 0 | 0 | 0 | 0 | 0 | 0 | 0 | 0 | 0 | 0 |  | 0
Lateral Hardening-Fuse-60618017 | Lateral Hardening | 55842.69 | 0 | 0 | 0 | 0 | 0 | 0 | 0 | 0 | 0 | 0 |  | 0
Lateral Hardening-Fuse-60618071 | Lateral Hardening | 50000 | 0 | 0 | 0 | 0 | 0 | 0 | 0 | 0 | 0 | 0 |  | 0
Lateral Hardening-Fuse-60618079 | Lateral Hardening | 546367.12 | 0 | 0 | 0 | 0 | 0 | 0 | 0 | 0 | 0 | 0 |  | 0
Lateral Hardening-Fuse-60618552 | Lateral Hardening | 50000 | 0 | 0 | 0 | 0 | 0 | 0 | 0 | 0 | 0 | 0 |  | 0
Lateral Hardening-Fuse-60618805 | Lateral Hardening | 50239.25 | 0 | 0 | 0 | 0 | 0 | 0 | 0 | 0 | 0 | 0 |  | 0
Lateral Hardening-Fuse-60621698 | Lateral Hardening | 251593.23 | 0 | 0 | 0 | 0 | 0 | 0 | 0 | 0 | 0 | 0 |  | 0
Lateral Hardening-Fuse-60622326 | Lateral Hardening | 283886.06 | 0 | 0 | 0 | 0 | 0 | 0 | 0 | 0 | 0 | 0 |  | 0
Lateral Hardening-Fuse-60622327 | Lateral Hardening | 224002.45 | 0 | 0 | 0 | 0 | 2028 | 0 | 0 | 0 | 0 | 0 |  | 2028
Lateral Hardening-Fuse-60622336 | Lateral Hardening | 587774.83 | 0 | 0 | 0 | 0 | 0 | 0 | 0 | 0 | 0 | 0 |  | 0
Lateral Hardening-Fuse-60622397 | Lateral Hardening | 55066.43 | 0 | 0 | 0 | 0 | 0 | 0 | 0 | 0 | 0 | 0 |  | 0
Lateral Hardening-Fuse-60622767 | Lateral Hardening | 51010.51 | 0 | 0 | 0 | 0 | 0 | 0 | 0 | 0 | 0 | 0 |  | 0
Lateral Hardening-Fuse-60625088 | Lateral Hardening | 482145.22 | 0 | 0 | 0 | 0 | 0 | 0 | 0 | 0 | 0 | 0 |  | 0
Lateral Hardening-Fuse-60625209 | Lateral Hardening | 142874.28 | 0 | 0 | 0 | 0 | 0 | 0 | 0 | 0 | 0 | 0 |  | 0
Lateral Hardening-Fuse-60625508 | Lateral Hardening | 278064.95 | 0 | 0 | 0 | 0 | 0 | 0 | 0 | 0 | 0 | 0 |  | 0
Lateral Hardening-Fuse-60625612 | Lateral Hardening | 50000 | 0 | 0 | 0 | 0 | 0 | 0 | 0 | 0 | 0 | 0 |  | 0
Lateral Hardening-Fuse-60625619 | Lateral Hardening | 50000 | 0 | 0 | 0 | 0 | 0 | 0 | 0 | 0 | 0 | 0 |  | 0
Lateral Hardening-Fuse-60625725 | Lateral Hardening | 158655.22 | 0 | 0 | 0 | 0 | 0 | 0 | 0 | 0 | 0 | 0 |  | 0
Lateral Hardening-Fuse-60633465 | Lateral Hardening | 236895.25 | 0 | 0 | 0 | 0 | 0 | 0 | 0 | 0 | 0 | 0 |  | 0
Lateral Hardening-Fuse-60633543 | Lateral Hardening | 50192.03 | 0 | 0 | 0 | 0 | 0 | 0 | 0 | 0 | 0 | 0 |  | 0
Lateral Hardening-Fuse-60634429 | Lateral Hardening | 85300.38 | 0 | 0 | 0 | 0 | 0 | 0 | 0 | 0 | 0 | 0 |  | 0
Lateral Hardening-Fuse-60638950 | Lateral Hardening | 154727.78 | 0 | 0 | 0 | 0 | 0 | 0 | 0 | 0 | 0 | 0 |  | 0
Lateral Hardening-Fuse-60639016 | Lateral Hardening | 54268.69 | 0 | 0 | 0 | 0 | 0 | 0 | 0 | 0 | 0 | 0 |  | 0
Lateral Hardening-Fuse-60642582 | Lateral Hardening | 265192.08 | 0 | 0 | 0 | 0 | 0 | 0 | 0 | 0 | 0 | 0 |  | 0
Lateral Hardening-Fuse-60642642 | Lateral Hardening | 311895.71 | 0 | 0 | 0 | 0 | 0 | 0 | 0 | 0 | 0 | 0 |  | 0
Lateral Hardening-Fuse-60642676 | Lateral Hardening | 451204.78 | 0 | 0 | 0 | 0 | 2022 | 0 | 0 | 0 | 0 | 0 |  | 2022
Lateral Hardening-Fuse-60642682 | Lateral Hardening | 169479.83 | 0 | 0 | 0 | 0 | 0 | 0 | 0 | 0 | 0 | 0 |  | 0
Lateral Hardening-Fuse-60642685 | Lateral Hardening | 104665.34 | 0 | 0 | 0 | 0 | 0 | 0 | 0 | 0 | 0 | 0 |  | 0
Lateral Hardening-Fuse-60644786 | Lateral Hardening | 391045.24 | 0 | 0 | 0 | 0 | 0 | 0 | 0 | 0 | 0 | 0 |  | 0
Lateral Hardening-Fuse-60644870 | Lateral Hardening | 134879.42 | 0 | 0 | 0 | 0 | 0 | 0 | 0 | 0 | 0 | 0 |  | 0
Lateral Hardening-Fuse-60644931 | Lateral Hardening | 104560.68 | 0 | 0 | 0 | 0 | 0 | 0 | 0 | 0 | 0 | 0 |  | 0
Lateral Hardening-Fuse-60644977 | Lateral Hardening | 116884.58 | 0 | 0 | 0 | 0 | 0 | 0 | 0 | 0 | 0 | 0 |  | 0
Lateral Hardening-Fuse-60645144 | Lateral Hardening | 1236686.54 | 0 | 0 | 0 | 0 | 0 | 0 | 0 | 0 | 0 | 0 |  | 0
Lateral Hardening-Fuse-60645745 | Lateral Hardening | 104035.74 | 0 | 0 | 0 | 0 | 0 | 0 | 0 | 0 | 0 | 0 |  | 0
Lateral Hardening-Fuse-60646127 | Lateral Hardening | 307040.47 | 0 | 0 | 0 | 0 | 0 | 0 | 0 | 0 | 0 | 0 |  | 0
Lateral Hardening-Fuse-60646433 | Lateral Hardening | 78821.38 | 0 | 0 | 0 | 0 | 0 | 0 | 0 | 0 | 0 | 0 |  | 2027 | 2027
Lateral Hardening-Fuse-60646569 | Lateral Hardening | 100615.16 | 0 | 0 | 0 | 0 | 0 | 0 | 0 | 0 | 0 | 0 |  | 0
Lateral Hardening-Fuse-60647523 | Lateral Hardening | 50000 | 0 | 0 | 0 | 0 | 0 | 0 | 0 | 0 | 0 | 0 |  | 0
Lateral Hardening-Fuse-60647656 | Lateral Hardening | 50000 | 0 | 0 | 0 | 0 | 0 | 0 | 0 | 0 | 0 | 0 |  | 0
Lateral Hardening-Fuse-60647729 | Lateral Hardening | 53445.21 | 0 | 0 | 0 | 0 | 0 | 0 | 0 | 0 | 0 | 0 |  | 0
Lateral Hardening-Fuse-60647777 | Lateral Hardening | 89733.08 | 0 | 0 | 0 | 0 | 0 | 0 | 0 | 0 | 0 | 0 |  | 0
Lateral Hardening-Fuse-60647792 | Lateral Hardening | 97892.14 | 0 | 0 | 0 | 0 | 0 | 0 | 0 | 0 | 0 | 0 |  | 0
Lateral Hardening-Fuse-60647797 | Lateral Hardening | 235875.14 | 0 | 0 | 0 | 0 | 0 | 0 | 0 | 0 | 0 | 0 |  | 0
Lateral Hardening-Fuse-60648542 | Lateral Hardening | 86655.65 | 0 | 0 | 0 | 0 | 0 | 0 | 0 | 0 | 0 | 0 |  | 0
Lateral Hardening-Fuse-60648690 | Lateral Hardening | 104296.2 | 0 | 0 | 0 | 0 | 0 | 0 | 0 | 0 | 0 | 0 |  | 0
Lateral Hardening-Fuse-60648797 | Lateral Hardening | 60118.97 | 0 | 0 | 0 | 0 | 0 | 0 | 0 | 0 | 0 | 0 |  | 0
Lateral Hardening-Fuse-60648801 | Lateral Hardening | 52710.43 | 0 | 0 | 0 | 0 | 0 | 0 | 0 | 0 | 0 | 0 |  | 0
Lateral Hardening-Fuse-60648804 | Lateral Hardening | 50000 | 0 | 0 | 0 | 0 | 0 | 0 | 0 | 0 | 0 | 0 |  | 0
Lateral Hardening-Fuse-60648806 | Lateral Hardening | 50000 | 0 | 0 | 0 | 0 | 0 | 0 | 0 | 0 | 0 | 0 |  | 0
Lateral Hardening-Fuse-60650868 | Lateral Hardening | 50000 | 0 | 0 | 0 | 0 | 0 | 0 | 0 | 0 | 0 | 0 |  | 0
Lateral Hardening-Fuse-60651538 | Lateral Hardening | 604473.96 | 0 | 0 | 0 | 0 | 2027 | 0 | 0 | 0 | 0 | 0 |  | 2028 | 2028
Lateral Hardening-Fuse-60653825 | Lateral Hardening | 384092.95 | 0 | 0 | 0 | 0 | 0 | 0 | 0 | 0 | 0 | 0 |  | 0
Lateral Hardening-Fuse-60653831 | Lateral Hardening | 77843.69 | 0 | 0 | 0 | 0 | 0 | 0 | 0 | 0 | 0 | 0 |  | 0
Lateral Hardening-Fuse-60653865 | Lateral Hardening | 310671.41 | 0 | 0 | 0 | 0 | 0 | 0 | 0 | 0 | 0 | 0 |  | 0
Lateral Hardening-Fuse-60653867 | Lateral Hardening | 448586.85 | 0 | 0 | 0 | 0 | 0 | 0 | 0 | 0 | 0 | 0 |  | 0
Lateral Hardening-Fuse-60654119 | Lateral Hardening | 50000 | 0 | 0 | 0 | 0 | 0 | 0 | 0 | 0 | 0 | 0 |  | 0
Lateral Hardening-Fuse-60656406 | Lateral Hardening | 92869.6 | 0 | 0 | 0 | 0 | 0 | 0 | 0 | 0 | 0 | 0 |  | 0
Lateral Hardening-Fuse-60657304 | Lateral Hardening | 153839.27 | 0 | 0 | 0 | 0 | 2028 | 0 | 0 | 0 | 0 | 0 |  | 2029 | 2029
Lateral Hardening-Fuse-60657329 | Lateral Hardening | 154728.35 | 0 | 0 | 0 | 0 | 0 | 0 | 0 | 0 | 0 | 0 |  | 0
Lateral Hardening-Fuse-60657337 | Lateral Hardening | 232638.1 | 0 | 0 | 0 | 0 | 0 | 0 | 0 | 0 | 0 | 0 |  | 0
Lateral Hardening-Fuse-60657346 | Lateral Hardening | 61887.59 | 0 | 0 | 0 | 0 | 0 | 0 | 0 | 0 | 0 | 0 |  | 0
Lateral Hardening-Fuse-60659082 | Lateral Hardening | 107712.4 | 0 | 0 | 0 | 0 | 0 | 0 | 0 | 0 | 0 | 0 |  | 0
Lateral Hardening-Fuse-60659771 | Lateral Hardening | 50000 | 0 | 0 | 0 | 0 | 0 | 0 | 0 | 0 | 0 | 0 |  | 0
Lateral Hardening-Fuse-60659922 | Lateral Hardening | 524024.49 | 0 | 0 | 0 | 0 | 2025 | 0 | 0 | 0 | 0 | 0 |  | 2026 | 2026
Lateral Hardening-Fuse-60660001 | Lateral Hardening | 50000 | 0 | 0 | 0 | 0 | 0 | 0 | 0 | 0 | 0 | 0 |  | 0
Lateral Hardening-Fuse-60660038 | Lateral Hardening | 249924.5 | 0 | 0 | 0 | 0 | 0 | 0 | 0 | 0 | 0 | 0 |  | 0
Lateral Hardening-Fuse-60661400 | Lateral Hardening | 50000 | 0 | 0 | 0 | 0 | 0 | 0 | 0 | 0 | 0 | 0 |  | 0
Lateral Hardening-Fuse-60663177 | Lateral Hardening | 50000 | 0 | 0 | 0 | 0 | 0 | 0 | 0 | 0 | 0 | 0 |  | 0
Lateral Hardening-Fuse-90009124 | Lateral Hardening | 57647.79 | 0 | 0 | 0 | 0 | 0 | 0 | 0 | 0 | 0 | 0 |  | 0
Lateral Hardening-Fuse-90009140 | Lateral Hardening | 82149.23 | 0 | 0 | 0 | 0 | 0 | 0 | 0 | 0 | 0 | 0 |  | 0
Lateral Hardening-Fuse-90009339 | Lateral Hardening | 207778.16 | 0 | 0 | 0 | 0 | 0 | 0 | 0 | 0 | 0 | 0 |  | 0
Lateral Hardening-Fuse-90009373 | Lateral Hardening | 50000 | 0 | 0 | 0 | 0 | 0 | 0 | 0 | 0 | 0 | 0 |  | 0
Lateral Hardening-Fuse-90009411 | Lateral Hardening | 316399.98 | 0 | 0 | 0 | 0 | 0 | 0 | 0 | 0 | 0 | 0 |  | 0
Lateral Hardening-Fuse-90009515 | Lateral Hardening | 50181.29 | 0 | 0 | 0 | 0 | 0 | 0 | 0 | 0 | 0 | 0 |  | 0
Lateral Hardening-Fuse-90009614 | Lateral Hardening | 90336.9 | 0 | 0 | 0 | 0 | 0 | 0 | 0 | 0 | 0 | 0 |  | 0
Lateral Hardening-Fuse-90009640 | Lateral Hardening | 50564.79 | 0 | 0 | 0 | 0 | 0 | 0 | 0 | 0 | 0 | 0 |  | 0
Lateral Hardening-Fuse-90009947 | Lateral Hardening | 987468.94 | 0 | 0 | 0 | 0 | 0 | 0 | 0 | 0 | 0 | 0 |  | 0
Lateral Hardening-Fuse-90010089 | Lateral Hardening | 50000 | 0 | 0 | 0 | 0 | 0 | 0 | 0 | 0 | 0 | 0 |  | 0
Lateral Hardening-Fuse-90010185 | Lateral Hardening | 248777.49 | 0 | 0 | 0 | 0 | 0 | 0 | 0 | 0 | 0 | 0 |  | 0
Lateral Hardening-Fuse-90010262 | Lateral Hardening | 125728.29 | 0 | 0 | 0 | 0 | 0 | 0 | 0 | 0 | 0 | 0 |  | 0
Lateral Hardening-Fuse-90010289 | Lateral Hardening | 862353.77 | 0 | 0 | 0 | 0 | 2021 | 0 | 0 | 0 | 0 | 0 |  | 2021
Lateral Hardening-Fuse-90010306 | Lateral Hardening | 50000 | 0 | 0 | 0 | 0 | 0 | 0 | 0 | 0 | 0 | 0 |  | 0
Lateral Hardening-Fuse-90010358 | Lateral Hardening | 50000 | 0 | 0 | 0 | 0 | 0 | 0 | 0 | 0 | 0 | 0 |  | 0
Lateral Hardening-Fuse-90010418 | Lateral Hardening | 171866.57 | 0 | 0 | 0 | 0 | 0 | 0 | 0 | 0 | 0 | 0 |  | 0
Lateral Hardening-Fuse-90010800 | Lateral Hardening | 100085 | 0 | 0 | 0 | 0 | 0 | 0 | 0 | 0 | 0 | 0 |  | 0
Lateral Hardening-Fuse-90010860 | Lateral Hardening | 93552.9 | 0 | 0 | 0 | 0 | 0 | 0 | 0 | 0 | 0 | 0 |  | 0
Lateral Hardening-Fuse-90010869 | Lateral Hardening | 58529.23 | 0 | 0 | 0 | 0 | 0 | 0 | 0 | 0 | 0 | 0 |  | 0
Lateral Hardening-Fuse-90010871 | Lateral Hardening | 71903.97 | 0 | 0 | 0 | 0 | 0 | 0 | 0 | 0 | 0 | 0 |  | 0
Lateral Hardening-Fuse-90011846 | Lateral Hardening | 299694.1 | 0 | 0 | 0 | 0 | 0 | 0 | 0 | 0 | 0 | 0 |  | 0
Lateral Hardening-Fuse-90012369 | Lateral Hardening | 50000 | 0 | 0 | 0 | 0 | 0 | 0 | 0 | 0 | 0 | 0 |  | 0
Lateral Hardening-Fuse-90012506 | Lateral Hardening | 118167.15 | 0 | 0 | 0 | 0 | 0 | 0 | 0 | 0 | 0 | 0 |  | 0
Lateral Hardening-Fuse-90012560 | Lateral Hardening | 307501.93 | 0 | 0 | 0 | 0 | 0 | 0 | 0 | 0 | 0 | 0 |  | 0
Lateral Hardening-Fuse-90012606 | Lateral Hardening | 128119.42 | 0 | 0 | 0 | 0 | 0 | 0 | 0 | 0 | 0 | 0 |  | 0
Lateral Hardening-Fuse-90012645 | Lateral Hardening | 50000 | 0 | 0 | 0 | 0 | 0 | 0 | 0 | 0 | 0 | 0 |  | 0
Lateral Hardening-Fuse-90013183 | Lateral Hardening | 50000 | 0 | 0 | 0 | 0 | 0 | 0 | 0 | 0 | 0 | 0 |  | 0
Lateral Hardening-Fuse-90013698 | Lateral Hardening | 55564.37 | 0 | 0 | 0 | 0 | 0 | 0 | 0 | 0 | 0 | 0 |  | 0
Lateral Hardening-Fuse-90014421 | Lateral Hardening | 473887.22 | 0 | 0 | 0 | 0 | 2028 | 0 | 0 | 0 | 0 | 0 |  | 2027 | 2027
Lateral Hardening-Fuse-90014436 | Lateral Hardening | 314740.85 | 0 | 0 | 0 | 0 | 2026 | 0 | 0 | 0 | 0 | 0 |  | 2027 | 2027
Lateral Hardening-Fuse-90014653 | Lateral Hardening | 50000 | 0 | 0 | 0 | 0 | 0 | 0 | 0 | 0 | 0 | 0 |  | 0
Lateral Hardening-Fuse-90014891 | Lateral Hardening | 324476.2 | 0 | 0 | 0 | 0 | 0 | 0 | 0 | 0 | 0 | 0 |  | 0
Lateral Hardening-Fuse-90015275 | Lateral Hardening | 146257.66 | 0 | 0 | 0 | 0 | 2025 | 0 | 0 | 0 | 0 | 0 |  | 2025
Lateral Hardening-Fuse-90015543 | Lateral Hardening | 77135.39 | 0 | 0 | 0 | 0 | 0 | 0 | 0 | 0 | 0 | 0 |  | 0
Lateral Hardening-Fuse-90015613 | Lateral Hardening | 56991.71 | 0 | 0 | 0 | 0 | 0 | 0 | 0 | 0 | 0 | 0 |  | 0
Lateral Hardening-Fuse-90017806 | Lateral Hardening | 111486.5 | 0 | 0 | 0 | 0 | 0 | 0 | 0 | 0 | 0 | 0 |  | 0
Lateral Hardening-Fuse-90018076 | Lateral Hardening | 57400.95 | 0 | 0 | 0 | 0 | 0 | 0 | 0 | 0 | 0 | 0 |  | 0
Lateral Hardening-Fuse-90019806 | Lateral Hardening | 512471.89 | 0 | 0 | 0 | 0 | 2026 | 0 | 0 | 0 | 0 | 0 |  | 2027 | 2027
Lateral Hardening-Fuse-90020537 | Lateral Hardening | 383809.45 | 0 | 0 | 0 | 0 | 0 | 0 | 0 | 0 | 0 | 0 |  | 0
Lateral Hardening-Fuse-90020653 | Lateral Hardening | 78835.06 | 0 | 0 | 0 | 0 | 0 | 0 | 0 | 0 | 0 | 0 |  | 0
Lateral Hardening-Fuse-90020682 | Lateral Hardening | 372864.53 | 0 | 0 | 0 | 0 | 0 | 0 | 0 | 0 | 0 | 0 |  | 0
Lateral Hardening-Fuse-90020991 | Lateral Hardening | 80912.33 | 0 | 0 | 0 | 0 | 0 | 0 | 0 | 0 | 0 | 0 |  | 0
Lateral Hardening-Fuse-90021816 | Lateral Hardening | 172918.42 | 0 | 0 | 0 | 0 | 0 | 0 | 0 | 0 | 0 | 0 |  | 0
Lateral Hardening-Fuse-90021867 | Lateral Hardening | 112598.3 | 0 | 0 | 0 | 0 | 0 | 0 | 0 | 0 | 0 | 0 |  | 0
Lateral Hardening-Fuse-90021958 | Lateral Hardening | 223375.16 | 0 | 0 | 0 | 0 | 2026 | 0 | 0 | 0 | 0 | 0 |  | 2026
Lateral Hardening-Fuse-90022146 | Lateral Hardening | 201840.51 | 0 | 0 | 0 | 0 | 0 | 0 | 0 | 0 | 0 | 0 |  | 0
Lateral Hardening-Fuse-90022283 | Lateral Hardening | 62170.17 | 0 | 0 | 0 | 0 | 0 | 0 | 0 | 0 | 0 | 0 |  | 0
Lateral Hardening-Fuse-90022392 | Lateral Hardening | 142418.5 | 0 | 0 | 0 | 0 | 2024 | 0 | 0 | 0 | 0 | 0 |  | 2024
Lateral Hardening-Fuse-90022483 | Lateral Hardening | 103894.08 | 0 | 0 | 0 | 0 | 0 | 0 | 0 | 0 | 0 | 0 |  | 0
Lateral Hardening-Fuse-90022504 | Lateral Hardening | 174577.08 | 0 | 0 | 0 | 0 | 0 | 0 | 0 | 0 | 0 | 0 |  | 0
Lateral Hardening-Fuse-90022611 | Lateral Hardening | 238736.01 | 0 | 0 | 0 | 0 | 0 | 0 | 0 | 0 | 0 | 0 |  | 0
Lateral Hardening-Fuse-90022802 | Lateral Hardening | 307355.79 | 0 | 0 | 0 | 0 | 2021 | 0 | 0 | 0 | 0 | 0 |  | 2021
Lateral Hardening-Fuse-90023149 | Lateral Hardening | 57191.33 | 0 | 0 | 0 | 0 | 0 | 0 | 0 | 0 | 0 | 0 |  | 2027 | 2027
Lateral Hardening-Fuse-90023800 | Lateral Hardening | 634502.98 | 0 | 0 | 0 | 0 | 2029 | 0 | 0 | 0 | 0 | 0 |  | 2029
Lateral Hardening-Fuse-90024957 | Lateral Hardening | 414575.22 | 0 | 0 | 0 | 0 | 2029 | 0 | 0 | 0 | 0 | 0 |  | 2026 | 2026
Lateral Hardening-Fuse-90025482 | Lateral Hardening | 50000 | 0 | 0 | 0 | 0 | 0 | 0 | 0 | 0 | 0 | 0 |  | 0
Lateral Hardening-Fuse-90025540 | Lateral Hardening | 96879.04 | 0 | 0 | 0 | 0 | 0 | 0 | 0 | 0 | 0 | 0 |  | 0
Lateral Hardening-Fuse-90025580 | Lateral Hardening | 70596.81 | 0 | 0 | 0 | 0 | 0 | 0 | 0 | 0 | 0 | 0 |  | 0
Lateral Hardening-Fuse-90025581 | Lateral Hardening | 58990.69 | 0 | 0 | 0 | 0 | 0 | 0 | 0 | 0 | 0 | 0 |  | 0
Lateral Hardening-Fuse-90025584 | Lateral Hardening | 168981.89 | 0 | 0 | 0 | 0 | 0 | 0 | 0 | 0 | 0 | 0 |  | 0
Lateral Hardening-Fuse-90025621 | Lateral Hardening | 151317.39 | 0 | 0 | 0 | 0 | 0 | 0 | 0 | 0 | 0 | 0 |  | 0
Lateral Hardening-Fuse-90025643 | Lateral Hardening | 117985.02 | 0 | 0 | 0 | 0 | 0 | 0 | 0 | 0 | 0 | 0 |  | 0
Lateral Hardening-Fuse-90025648 | Lateral Hardening | 50000 | 0 | 0 | 0 | 0 | 0 | 0 | 0 | 0 | 0 | 0 |  | 0
Lateral Hardening-Fuse-90025655 | Lateral Hardening | 194046.05 | 0 | 0 | 0 | 0 | 0 | 0 | 0 | 0 | 0 | 0 |  | 0
Lateral Hardening-Fuse-90025758 | Lateral Hardening | 283690.26 | 0 | 0 | 0 | 0 | 0 | 0 | 0 | 0 | 0 | 0 |  | 0
Lateral Hardening-Fuse-90025941 | Lateral Hardening | 573269.29 | 0 | 0 | 0 | 0 | 0 | 0 | 0 | 0 | 0 | 0 |  | 0
Lateral Hardening-Fuse-90027512 | Lateral Hardening | 50000 | 0 | 0 | 0 | 0 | 0 | 0 | 0 | 0 | 0 | 0 |  | 0
Lateral Hardening-Fuse-90027581 | Lateral Hardening | 56188.97 | 0 | 0 | 0 | 0 | 0 | 0 | 0 | 0 | 0 | 0 |  | 0
Lateral Hardening-Fuse-90029736 | Lateral Hardening | 80058.28 | 0 | 0 | 0 | 0 | 0 | 0 | 0 | 0 | 0 | 0 |  | 0
Lateral Hardening-Fuse-90029762 | Lateral Hardening | 173545.76 | 0 | 0 | 0 | 0 | 0 | 0 | 0 | 0 | 0 | 0 |  | 0
Lateral Hardening-Fuse-90029774 | Lateral Hardening | 64948.13 | 0 | 0 | 0 | 0 | 0 | 0 | 0 | 0 | 0 | 0 |  | 0
Lateral Hardening-Fuse-90029780 | Lateral Hardening | 202611.54 | 0 | 0 | 0 | 0 | 0 | 0 | 0 | 0 | 0 | 0 |  | 0
Lateral Hardening-Fuse-90029856 | Lateral Hardening | 442618.83 | 0 | 0 | 0 | 0 | 0 | 0 | 0 | 0 | 0 | 0 |  | 0
Lateral Hardening-Fuse-90029893 | Lateral Hardening | 794356.73 | 0 | 0 | 0 | 0 | 0 | 0 | 0 | 0 | 0 | 0 |  | 0
Lateral Hardening-Fuse-90029895 | Lateral Hardening | 53457.93 | 0 | 0 | 0 | 0 | 0 | 0 | 0 | 0 | 0 | 0 |  | 0
Lateral Hardening-Fuse-90032924 | Lateral Hardening | 686288.9 | 0 | 0 | 0 | 0 | 0 | 0 | 0 | 0 | 0 | 0 |  | 0
Lateral Hardening-Fuse-90032927 | Lateral Hardening | 377032.49 | 0 | 0 | 0 | 0 | 2023 | 0 | 0 | 0 | 0 | 0 |  | 2023
Lateral Hardening-Fuse-90041929 | Lateral Hardening | 50000 | 0 | 0 | 0 | 0 | 0 | 0 | 0 | 0 | 0 | 0 |  | 0
Lateral Hardening-Fuse-90043683 | Lateral Hardening | 303972.11 | 0 | 0 | 0 | 0 | 2024 | 0 | 0 | 0 | 0 | 0 |  | 2024
Lateral Hardening-Fuse-90043714 | Lateral Hardening | 244967.88 | 0 | 0 | 0 | 0 | 0 | 0 | 0 | 0 | 0 | 0 |  | 0
Lateral Hardening-Fuse-90043718 | Lateral Hardening | 325404 | 0 | 0 | 0 | 0 | 0 | 0 | 0 | 0 | 0 | 0 |  | 0
Lateral Hardening-Fuse-90043858 | Lateral Hardening | 50000 | 0 | 0 | 0 | 0 | 0 | 0 | 0 | 0 | 0 | 0 |  | 0
Lateral Hardening-Fuse-90043897 | Lateral Hardening | 88219.87 | 0 | 0 | 0 | 0 | 0 | 0 | 0 | 0 | 0 | 0 |  | 0
Lateral Hardening-Fuse-90043934 | Lateral Hardening | 50000 | 0 | 0 | 0 | 0 | 0 | 0 | 0 | 0 | 0 | 0 |  | 0
Lateral Hardening-Fuse-90048102 | Lateral Hardening | 192761.51 | 0 | 0 | 0 | 0 | 0 | 0 | 0 | 0 | 0 | 0 |  | 0
Lateral Hardening-Fuse-90048152 | Lateral Hardening | 51104.95 | 0 | 0 | 0 | 0 | 0 | 0 | 0 | 0 | 0 | 0 |  | 0
Lateral Hardening-Fuse-90048452 | Lateral Hardening | 85801.03 | 0 | 0 | 0 | 0 | 0 | 0 | 0 | 0 | 0 | 0 |  | 0
Lateral Hardening-Fuse-90049920 | Lateral Hardening | 54646.45 | 0 | 0 | 0 | 0 | 0 | 0 | 0 | 0 | 0 | 0 |  | 0
Lateral Hardening-Fuse-90049936 | Lateral Hardening | 106066.94 | 0 | 0 | 0 | 0 | 0 | 0 | 0 | 0 | 0 | 0 |  | 0
Lateral Hardening-Fuse-90049950 | Lateral Hardening | 115781.42 | 0 | 0 | 0 | 0 | 0 | 0 | 0 | 0 | 0 | 0 |  | 0
Lateral Hardening-Fuse-90049984 | Lateral Hardening | 124115.72 | 0 | 0 | 0 | 0 | 0 | 0 | 0 | 0 | 0 | 0 |  | 0
Lateral Hardening-Fuse-90049990 | Lateral Hardening | 58466.27 | 0 | 0 | 0 | 0 | 0 | 0 | 0 | 0 | 0 | 0 |  | 0
Lateral Hardening-Fuse-90050012 | Lateral Hardening | 113139.2 | 0 | 0 | 0 | 0 | 0 | 0 | 0 | 0 | 0 | 0 |  | 0
Lateral Hardening-Fuse-90050020 | Lateral Hardening | 96600.72 | 0 | 0 | 0 | 0 | 0 | 0 | 0 | 0 | 0 | 0 |  | 0
Lateral Hardening-Fuse-90050079 | Lateral Hardening | 149237.86 | 0 | 0 | 0 | 0 | 0 | 0 | 0 | 0 | 0 | 0 |  | 0
Lateral Hardening-Fuse-90050599 | Lateral Hardening | 58823.29 | 0 | 0 | 0 | 0 | 0 | 0 | 0 | 0 | 0 | 0 |  | 0
Lateral Hardening-Fuse-90051527 | Lateral Hardening | 158954.83 | 0 | 0 | 0 | 0 | 0 | 0 | 0 | 0 | 0 | 0 |  | 0
Lateral Hardening-Fuse-90052199 | Lateral Hardening | 73697.08 | 0 | 0 | 0 | 0 | 0 | 0 | 0 | 0 | 0 | 0 |  | 0
Lateral Hardening-Fuse-90052898 | Lateral Hardening | 97713.26 | 0 | 0 | 0 | 0 | 0 | 0 | 0 | 0 | 0 | 0 |  | 0
Lateral Hardening-Fuse-90053406 | Lateral Hardening | 91102.6 | 0 | 0 | 0 | 0 | 0 | 0 | 0 | 0 | 0 | 0 |  | 0
Lateral Hardening-Fuse-90054386 | Lateral Hardening | 88304.28 | 0 | 0 | 0 | 0 | 2024 | 0 | 0 | 0 | 0 | 0 |  | 2022 | 2022
Lateral Hardening-Fuse-90054924 | Lateral Hardening | 93635.3 | 0 | 0 | 0 | 0 | 2024 | 0 | 0 | 0 | 0 | 0 |  | 2022 | 2022
Lateral Hardening-Fuse-90055183 | Lateral Hardening | 284389.13 | 0 | 0 | 0 | 0 | 0 | 0 | 0 | 0 | 0 | 0 |  | 0
Lateral Hardening-Fuse-90055652 | Lateral Hardening | 227882.56 | 0 | 0 | 0 | 0 | 0 | 0 | 0 | 0 | 0 | 0 |  | 0
Lateral Hardening-Fuse-90057779 | Lateral Hardening | 169595.75 | 0 | 0 | 0 | 0 | 0 | 0 | 0 | 0 | 0 | 0 |  | 0
Lateral Hardening-Fuse-90061740 | Lateral Hardening | 226309.88 | 0 | 0 | 0 | 0 | 0 | 0 | 0 | 0 | 0 | 0 |  | 0
Lateral Hardening-Fuse-90061967 | Lateral Hardening | 197557.95 | 0 | 0 | 0 | 0 | 0 | 0 | 0 | 0 | 0 | 0 |  | 0
Lateral Hardening-Fuse-90063240 | Lateral Hardening | 219352.8 | 0 | 0 | 0 | 0 | 0 | 0 | 0 | 0 | 0 | 0 |  | 0
Lateral Hardening-Fuse-90064731 | Lateral Hardening | 50000 | 0 | 0 | 0 | 0 | 0 | 0 | 0 | 0 | 0 | 0 |  | 0
Lateral Hardening-Fuse-90064942 | Lateral Hardening | 57416.69 | 0 | 0 | 0 | 0 | 0 | 0 | 0 | 0 | 0 | 0 |  | 0
Lateral Hardening-Fuse-90068428 | Lateral Hardening | 228603.28 | 0 | 0 | 0 | 0 | 0 | 0 | 0 | 0 | 0 | 0 |  | 0
Lateral Hardening-Fuse-90068573 | Lateral Hardening | 152150.88 | 0 | 0 | 0 | 0 | 0 | 0 | 0 | 0 | 0 | 0 |  | 0
Lateral Hardening-Fuse-90068617 | Lateral Hardening | 52348.41 | 0 | 0 | 0 | 0 | 0 | 0 | 0 | 0 | 0 | 0 |  | 0
Lateral Hardening-Fuse-90068881 | Lateral Hardening | 82119.78 | 0 | 0 | 0 | 0 | 0 | 0 | 0 | 0 | 0 | 0 |  | 0
Lateral Hardening-Fuse-90068884 | Lateral Hardening | 137506.94 | 0 | 0 | 0 | 0 | 0 | 0 | 0 | 0 | 0 | 0 |  | 0
Lateral Hardening-Fuse-90068953 | Lateral Hardening | 123387.42 | 0 | 0 | 0 | 0 | 0 | 0 | 0 | 0 | 0 | 0 |  | 0
Lateral Hardening-Fuse-90069577 | Lateral Hardening | 50000 | 0 | 0 | 0 | 0 | 2029 | 0 | 0 | 0 | 0 | 0 |  | 2026 | 2026
Lateral Hardening-Fuse-90069630 | Lateral Hardening | 50000 | 0 | 0 | 0 | 0 | 0 | 0 | 0 | 0 | 0 | 0 |  | 0
Lateral Hardening-Fuse-90069659 | Lateral Hardening | 584278.03 | 0 | 0 | 0 | 0 | 0 | 0 | 0 | 0 | 0 | 0 |  | 0
Lateral Hardening-Fuse-90069715 | Lateral Hardening | 547216.99 | 0 | 0 | 0 | 0 | 0 | 0 | 0 | 0 | 0 | 0 |  | 0
Lateral Hardening-Fuse-90069783 | Lateral Hardening | 191397.87 | 0 | 0 | 0 | 0 | 0 | 0 | 0 | 0 | 0 | 0 |  | 0
Lateral Hardening-Fuse-90069845 | Lateral Hardening | 190962.15 | 0 | 0 | 0 | 0 | 0 | 0 | 0 | 0 | 0 | 0 |  | 0
Lateral Hardening-Fuse-90069876 | Lateral Hardening | 70786.43 | 0 | 0 | 0 | 0 | 0 | 0 | 0 | 0 | 0 | 0 |  | 0
Lateral Hardening-Fuse-90070700 | Lateral Hardening | 70125.35 | 0 | 0 | 0 | 0 | 0 | 0 | 0 | 0 | 0 | 0 |  | 0
Lateral Hardening-Fuse-90070890 | Lateral Hardening | 92152.09 | 0 | 0 | 0 | 0 | 0 | 0 | 0 | 0 | 0 | 0 |  | 0
Lateral Hardening-Fuse-90071431 | Lateral Hardening | 62240.85 | 0 | 0 | 0 | 0 | 0 | 0 | 0 | 0 | 0 | 0 |  | 0
Lateral Hardening-Fuse-90082535 | Lateral Hardening | 92221.7 | 0 | 0 | 0 | 0 | 0 | 0 | 0 | 0 | 0 | 0 |  | 0
Lateral Hardening-Fuse-90084626 | Lateral Hardening | 86802.33 | 0 | 0 | 0 | 0 | 2021 | 0 | 0 | 0 | 0 | 0 |  | 2021
Lateral Hardening-Fuse-90084703 | Lateral Hardening | 160736.15 | 0 | 0 | 0 | 0 | 0 | 0 | 0 | 0 | 0 | 0 |  | 0
Lateral Hardening-Fuse-90086119 | Lateral Hardening | 186680.46 | 0 | 0 | 0 | 0 | 0 | 0 | 0 | 0 | 0 | 0 |  | 0
Lateral Hardening-Fuse-90086807 | Lateral Hardening | 50000 | 0 | 0 | 0 | 0 | 0 | 0 | 0 | 0 | 0 | 0 |  | 0
Lateral Hardening-Fuse-90087506 | Lateral Hardening | 50061.11 | 0 | 0 | 0 | 0 | 0 | 0 | 0 | 0 | 0 | 0 |  | 0
Lateral Hardening-Fuse-90088327 | Lateral Hardening | 107325.4 | 0 | 0 | 0 | 0 | 0 | 0 | 0 | 0 | 0 | 0 |  | 0
Lateral Hardening-Fuse-90089033 | Lateral Hardening | 791198.88 | 0 | 0 | 0 | 0 | 0 | 0 | 0 | 0 | 0 | 0 |  | 0
Lateral Hardening-Fuse-90089877 | Lateral Hardening | 101444.38 | 0 | 0 | 0 | 0 | 0 | 0 | 0 | 0 | 0 | 0 |  | 0
Lateral Hardening-Fuse-90091121 | Lateral Hardening | 118873.95 | 0 | 0 | 0 | 0 | 0 | 0 | 0 | 0 | 0 | 0 |  | 0
Lateral Hardening-Fuse-90091328 | Lateral Hardening | 52526.55 | 0 | 0 | 0 | 0 | 0 | 0 | 0 | 0 | 0 | 0 |  | 0
Lateral Hardening-Fuse-90092119 | Lateral Hardening | 153902.61 | 0 | 0 | 0 | 0 | 0 | 0 | 0 | 0 | 0 | 0 |  | 0
Lateral Hardening-Fuse-90092140 | Lateral Hardening | 237524.34 | 0 | 0 | 0 | 0 | 0 | 0 | 0 | 0 | 0 | 0 |  | 0
Lateral Hardening-Fuse-90093328 | Lateral Hardening | 753553.42 | 0 | 0 | 0 | 0 | 0 | 0 | 0 | 0 | 0 | 0 |  | 0
Lateral Hardening-Fuse-90093960 | Lateral Hardening | 183869.15 | 0 | 0 | 0 | 0 | 0 | 0 | 0 | 0 | 0 | 0 |  | 0
Lateral Hardening-Fuse-90094488 | Lateral Hardening | 74639.48 | 0 | 0 | 0 | 0 | 0 | 0 | 0 | 0 | 0 | 0 |  | 0
Lateral Hardening-Fuse-90095683 | Lateral Hardening | 426885.32 | 0 | 0 | 0 | 0 | 0 | 0 | 0 | 0 | 0 | 0 |  | 0
Lateral Hardening-Fuse-90095846 | Lateral Hardening | 50000 | 0 | 0 | 0 | 0 | 0 | 0 | 0 | 0 | 0 | 0 |  | 0
Lateral Hardening-Fuse-90096217 | Lateral Hardening | 82679.33 | 0 | 0 | 0 | 0 | 0 | 0 | 0 | 0 | 0 | 0 |  | 0
Lateral Hardening-Fuse-90097418 | Lateral Hardening | 326638.81 | 0 | 0 | 0 | 0 | 2026 | 0 | 0 | 0 | 0 | 0 |  | 2026
Lateral Hardening-Fuse-90097462 | Lateral Hardening | 51687.33 | 0 | 0 | 0 | 0 | 0 | 0 | 0 | 0 | 0 | 0 |  | 0
Lateral Hardening-Fuse-90097464 | Lateral Hardening | 106601.36 | 0 | 0 | 0 | 0 | 0 | 0 | 0 | 0 | 0 | 0 |  | 0
Lateral Hardening-Fuse-90097468 | Lateral Hardening | 106617.1 | 0 | 0 | 0 | 0 | 2026 | 0 | 0 | 0 | 0 | 0 |  | 2026
Lateral Hardening-Fuse-90097470 | Lateral Hardening | 95599.1 | 0 | 0 | 0 | 0 | 0 | 0 | 0 | 0 | 0 | 0 |  | 0
Lateral Hardening-Fuse-90097474 | Lateral Hardening | 1568911.01 | 0 | 0 | 0 | 0 | 2025 | 0 | 0 | 0 | 0 | 0 |  | 2024 | 2024
Lateral Hardening-Fuse-90098676 | Lateral Hardening | 2532895.04 | 0 | 0 | 0 | 0 | 2029 | 0 | 0 | 0 | 0 | 0 |  | 2029
Lateral Hardening-Fuse-90098837 | Lateral Hardening | 50000 | 0 | 0 | 0 | 0 | 0 | 0 | 0 | 0 | 0 | 0 |  | 0
Lateral Hardening-Fuse-90098845 | Lateral Hardening | 105641.22 | 0 | 0 | 0 | 0 | 0 | 0 | 0 | 0 | 0 | 0 |  | 0
Lateral Hardening-Fuse-90098852 | Lateral Hardening | 166507.21 | 0 | 0 | 0 | 0 | 0 | 0 | 0 | 0 | 0 | 0 |  | 0
Lateral Hardening-Fuse-90098856 | Lateral Hardening | 65470.57 | 0 | 0 | 0 | 0 | 0 | 0 | 0 | 0 | 0 | 0 |  | 0
Lateral Hardening-Fuse-90098866 | Lateral Hardening | 391506.23 | 0 | 0 | 0 | 0 | 2024 | 0 | 0 | 0 | 0 | 0 |  | 2023 | 2023
Lateral Hardening-Fuse-90098936 | Lateral Hardening | 50000 | 0 | 0 | 0 | 0 | 2024 | 0 | 0 | 0 | 0 | 0 |  | 2023 | 2023
Lateral Hardening-Fuse-90099848 | Lateral Hardening | 50097.59 | 0 | 0 | 0 | 0 | 0 | 0 | 0 | 0 | 0 | 0 |  | 0
Lateral Hardening-Fuse-90100002 | Lateral Hardening | 328037.37 | 0 | 0 | 0 | 0 | 0 | 0 | 0 | 0 | 0 | 0 |  | 0
Lateral Hardening-Fuse-90100434 | Lateral Hardening | 261787.1 | 0 | 0 | 0 | 0 | 2027 | 0 | 0 | 0 | 0 | 0 |  | 2027
Lateral Hardening-Fuse-90100436 | Lateral Hardening | 68340.25 | 0 | 0 | 0 | 0 | 0 | 0 | 0 | 0 | 0 | 0 |  | 0
Lateral Hardening-Fuse-90100437 | Lateral Hardening | 164285.63 | 0 | 0 | 0 | 0 | 0 | 0 | 0 | 0 | 0 | 0 |  | 0
Lateral Hardening-Fuse-90100438 | Lateral Hardening | 119445.2 | 0 | 0 | 0 | 0 | 0 | 0 | 0 | 0 | 0 | 0 |  | 0
Lateral Hardening-Fuse-90100439 | Lateral Hardening | 114565.8 | 0 | 0 | 0 | 0 | 0 | 0 | 0 | 0 | 0 | 0 |  | 0
Lateral Hardening-Fuse-90100440 | Lateral Hardening | 59788.43 | 0 | 0 | 0 | 0 | 0 | 0 | 0 | 0 | 0 | 0 |  | 0
Lateral Hardening-Fuse-90100441 | Lateral Hardening | 50000 | 0 | 0 | 0 | 0 | 0 | 0 | 0 | 0 | 0 | 0 |  | 0
Lateral Hardening-Fuse-90100442 | Lateral Hardening | 50000 | 0 | 0 | 0 | 0 | 0 | 0 | 0 | 0 | 0 | 0 |  | 0
Lateral Hardening-Fuse-90100443 | Lateral Hardening | 198701.18 | 0 | 0 | 0 | 0 | 0 | 0 | 0 | 0 | 0 | 0 |  | 0
Lateral Hardening-Fuse-90100444 | Lateral Hardening | 111716.86 | 0 | 0 | 0 | 0 | 0 | 0 | 0 | 0 | 0 | 0 |  | 0
Lateral Hardening-Fuse-90100445 | Lateral Hardening | 338183.4 | 0 | 0 | 0 | 0 | 0 | 0 | 0 | 0 | 0 | 0 |  | 0
Lateral Hardening-Fuse-90100446 | Lateral Hardening | 145539.29 | 0 | 0 | 0 | 0 | 0 | 0 | 0 | 0 | 0 | 0 |  | 0
Lateral Hardening-Fuse-90100447 | Lateral Hardening | 110059.16 | 0 | 0 | 0 | 0 | 0 | 0 | 0 | 0 | 0 | 0 |  | 0
Lateral Hardening-Fuse-90100448 | Lateral Hardening | 54095.55 | 0 | 0 | 0 | 0 | 0 | 0 | 0 | 0 | 0 | 0 |  | 0
Lateral Hardening-Fuse-90100450 | Lateral Hardening | 58723.11 | 0 | 0 | 0 | 0 | 0 | 0 | 0 | 0 | 0 | 0 |  | 0
Lateral Hardening-Fuse-90100451 | Lateral Hardening | 165471.13 | 0 | 0 | 0 | 0 | 0 | 0 | 0 | 0 | 0 | 0 |  | 0
Lateral Hardening-Fuse-90100452 | Lateral Hardening | 96212.96 | 0 | 0 | 0 | 0 | 0 | 0 | 0 | 0 | 0 | 0 |  | 0
Lateral Hardening-Fuse-90100453 | Lateral Hardening | 57175.59 | 0 | 0 | 0 | 0 | 0 | 0 | 0 | 0 | 0 | 0 |  | 0
Lateral Hardening-Fuse-90100454 | Lateral Hardening | 111952.96 | 0 | 0 | 0 | 0 | 0 | 0 | 0 | 0 | 0 | 0 |  | 0
Lateral Hardening-Fuse-90100577 | Lateral Hardening | 107977.45 | 0 | 0 | 0 | 0 | 0 | 0 | 0 | 0 | 0 | 0 |  | 0
Lateral Hardening-Fuse-90100688 | Lateral Hardening | 449553.98 | 0 | 0 | 0 | 0 | 0 | 0 | 0 | 0 | 0 | 0 |  | 0
Lateral Hardening-Fuse-90100697 | Lateral Hardening | 63146.05 | 0 | 0 | 0 | 0 | 0 | 0 | 0 | 0 | 0 | 0 |  | 0
Lateral Hardening-Fuse-90100722 | Lateral Hardening | 107089.3 | 0 | 0 | 0 | 0 | 0 | 0 | 0 | 0 | 0 | 0 |  | 0
Lateral Hardening-Fuse-90100796 | Lateral Hardening | 127305.2 | 0 | 0 | 0 | 0 | 0 | 0 | 0 | 0 | 0 | 0 |  | 0
Lateral Hardening-Fuse-90100838 | Lateral Hardening | 50000 | 0 | 0 | 0 | 0 | 0 | 0 | 0 | 0 | 0 | 0 |  | 0
Lateral Hardening-Fuse-90100882 | Lateral Hardening | 52694.69 | 0 | 0 | 0 | 0 | 0 | 0 | 0 | 0 | 0 | 0 |  | 2027 | 2027
Lateral Hardening-Fuse-90100980 | Lateral Hardening | 50000 | 0 | 0 | 0 | 0 | 0 | 0 | 0 | 0 | 0 | 0 |  | 0
Lateral Hardening-Fuse-90101005 | Lateral Hardening | 101291.98 | 0 | 0 | 0 | 0 | 0 | 0 | 0 | 0 | 0 | 0 |  | 0
Lateral Hardening-Fuse-90101020 | Lateral Hardening | 103469.1 | 0 | 0 | 0 | 0 | 0 | 0 | 0 | 0 | 0 | 0 |  | 0
Lateral Hardening-Fuse-90101040 | Lateral Hardening | 58938.47 | 0 | 0 | 0 | 0 | 0 | 0 | 0 | 0 | 0 | 0 |  | 0
Lateral Hardening-Fuse-90101100 | Lateral Hardening | 119817.96 | 0 | 0 | 0 | 0 | 0 | 0 | 0 | 0 | 0 | 0 |  | 0
Lateral Hardening-Fuse-90101172 | Lateral Hardening | 83327.8 | 0 | 0 | 0 | 0 | 0 | 0 | 0 | 0 | 0 | 0 |  | 0
Lateral Hardening-Fuse-90101188 | Lateral Hardening | 97928.62 | 0 | 0 | 0 | 0 | 0 | 0 | 0 | 0 | 0 | 0 |  | 0
Lateral Hardening-Fuse-90101189 | Lateral Hardening | 50000 | 0 | 0 | 0 | 0 | 0 | 0 | 0 | 0 | 0 | 0 |  | 0
Lateral Hardening-Fuse-90101464 | Lateral Hardening | 50000 | 0 | 0 | 0 | 0 | 0 | 0 | 0 | 0 | 0 | 0 |  | 0
Lateral Hardening-Fuse-90101467 | Lateral Hardening | 102808.02 | 0 | 0 | 0 | 0 | 0 | 0 | 0 | 0 | 0 | 0 |  | 0
Lateral Hardening-Fuse-90101476 | Lateral Hardening | 54457.57 | 0 | 0 | 0 | 0 | 0 | 0 | 0 | 0 | 0 | 0 |  | 0
Lateral Hardening-Fuse-90101664 | Lateral Hardening | 50192.03 | 0 | 0 | 0 | 0 | 0 | 0 | 0 | 0 | 0 | 0 |  | 0
Lateral Hardening-Fuse-90101690 | Lateral Hardening | 167287.89 | 0 | 0 | 0 | 0 | 0 | 0 | 0 | 0 | 0 | 0 |  | 0
Lateral Hardening-Fuse-90101731 | Lateral Hardening | 52490.07 | 0 | 0 | 0 | 0 | 0 | 0 | 0 | 0 | 0 | 0 |  | 0
Lateral Hardening-Fuse-90101928 | Lateral Hardening | 54457.57 | 0 | 0 | 0 | 0 | 0 | 0 | 0 | 0 | 0 | 0 |  | 0
Lateral Hardening-Fuse-90101989 | Lateral Hardening | 52930.79 | 0 | 0 | 0 | 0 | 0 | 0 | 0 | 0 | 0 | 0 |  | 0
Lateral Hardening-Fuse-90102144 | Lateral Hardening | 99428.92 | 0 | 0 | 0 | 0 | 0 | 0 | 0 | 0 | 0 | 0 |  | 0
Lateral Hardening-Fuse-90102447 | Lateral Hardening | 50000 | 0 | 0 | 0 | 0 | 0 | 0 | 0 | 0 | 0 | 0 |  | 0
Lateral Hardening-Fuse-90102491 | Lateral Hardening | 79072.33 | 0 | 0 | 0 | 0 | 0 | 0 | 0 | 0 | 0 | 0 |  | 0
Lateral Hardening-Fuse-90102546 | Lateral Hardening | 54672.93 | 0 | 0 | 0 | 0 | 0 | 0 | 0 | 0 | 0 | 0 |  | 0
Lateral Hardening-Fuse-90103280 | Lateral Hardening | 69984.93 | 0 | 0 | 0 | 0 | 0 | 0 | 0 | 0 | 0 | 0 |  | 0
Lateral Hardening-Fuse-90104196 | Lateral Hardening | 50000 | 0 | 0 | 0 | 0 | 0 | 0 | 0 | 0 | 0 | 0 |  | 0
Lateral Hardening-Fuse-90104233 | Lateral Hardening | 175561.95 | 0 | 0 | 0 | 0 | 0 | 0 | 0 | 0 | 0 | 0 |  | 0
Lateral Hardening-Fuse-90104277 | Lateral Hardening | 58765.33 | 0 | 0 | 0 | 0 | 0 | 0 | 0 | 0 | 0 | 0 |  | 0
Lateral Hardening-Fuse-90104281 | Lateral Hardening | 202290.69 | 0 | 0 | 0 | 0 | 0 | 0 | 0 | 0 | 0 | 0 |  | 0
Lateral Hardening-Fuse-90104283 | Lateral Hardening | 51414.75 | 0 | 0 | 0 | 0 | 0 | 0 | 0 | 0 | 0 | 0 |  | 0
Lateral Hardening-Fuse-90104324 | Lateral Hardening | 211362.67 | 0 | 0 | 0 | 0 | 0 | 0 | 0 | 0 | 0 | 0 |  | 0
Lateral Hardening-Fuse-90104383 | Lateral Hardening | 212028.75 | 0 | 0 | 0 | 0 | 0 | 0 | 0 | 0 | 0 | 0 |  | 0
Lateral Hardening-Fuse-90104823 | Lateral Hardening | 99376.7 | 0 | 0 | 0 | 0 | 0 | 0 | 0 | 0 | 0 | 0 |  | 0
Lateral Hardening-Fuse-90105155 | Lateral Hardening | 50000 | 0 | 0 | 0 | 0 | 0 | 0 | 0 | 0 | 0 | 0 |  | 0
Lateral Hardening-Fuse-90105346 | Lateral Hardening | 114203.78 | 0 | 0 | 0 | 0 | 0 | 0 | 0 | 0 | 0 | 0 |  | 0
Lateral Hardening-Fuse-90106373 | Lateral Hardening | 50407.39 | 0 | 0 | 0 | 0 | 0 | 0 | 0 | 0 | 0 | 0 |  | 0
Lateral Hardening-Fuse-90106377 | Lateral Hardening | 50000 | 0 | 0 | 0 | 0 | 0 | 0 | 0 | 0 | 0 | 0 |  | 0
Lateral Hardening-Fuse-90106398 | Lateral Hardening | 60244.89 | 0 | 0 | 0 | 0 | 0 | 0 | 0 | 0 | 0 | 0 |  | 0
Lateral Hardening-Fuse-90106442 | Lateral Hardening | 201353 | 0 | 0 | 0 | 0 | 2028 | 0 | 0 | 0 | 0 | 0 |  | 0 | 0
Lateral Hardening-Fuse-90106466 | Lateral Hardening | 113831.76 | 0 | 0 | 0 | 0 | 0 | 0 | 0 | 0 | 0 | 0 |  | 0
Lateral Hardening-Fuse-90106483 | Lateral Hardening | 249759.7 | 0 | 0 | 0 | 0 | 2023 | 0 | 0 | 0 | 0 | 0 |  | 2023
Lateral Hardening-Fuse-90106496 | Lateral Hardening | 133881 | 0 | 0 | 0 | 0 | 0 | 0 | 0 | 0 | 0 | 0 |  | 0
Lateral Hardening-Fuse-90106548 | Lateral Hardening | 99916.86 | 0 | 0 | 0 | 0 | 0 | 0 | 0 | 0 | 0 | 0 |  | 0
Lateral Hardening-Fuse-90107049 | Lateral Hardening | 205732.55 | 0 | 0 | 0 | 0 | 2027 | 0 | 0 | 0 | 0 | 0 |  | 2027
Lateral Hardening-Fuse-90107050 | Lateral Hardening | 151410.31 | 0 | 0 | 0 | 0 | 0 | 0 | 0 | 0 | 0 | 0 |  | 0
Lateral Hardening-Fuse-90107060 | Lateral Hardening | 307422.49 | 0 | 0 | 0 | 0 | 0 | 0 | 0 | 0 | 0 | 0 |  | 0
Lateral Hardening-Fuse-90107066 | Lateral Hardening | 125017.16 | 0 | 0 | 0 | 0 | 0 | 0 | 0 | 0 | 0 | 0 |  | 0
Lateral Hardening-Fuse-90107067 | Lateral Hardening | 101583.13 | 0 | 0 | 0 | 0 | 0 | 0 | 0 | 0 | 0 | 0 |  | 0
Lateral Hardening-Fuse-90108761 | Lateral Hardening | 50000 | 0 | 0 | 0 | 0 | 0 | 0 | 0 | 0 | 0 | 0 |  | 0
Lateral Hardening-Fuse-90109322 | Lateral Hardening | 1243253.3 | 0 | 0 | 0 | 0 | 2029 | 0 | 0 | 0 | 0 | 0 |  | 2028 | 2028
Lateral Hardening-Fuse-90109963 | Lateral Hardening | 261664.83 | 0 | 0 | 0 | 0 | 0 | 0 | 0 | 0 | 0 | 0 |  | 0
Lateral Hardening-Fuse-90110205 | Lateral Hardening | 112976.06 | 0 | 0 | 0 | 0 | 0 | 0 | 0 | 0 | 0 | 0 |  | 0
Lateral Hardening-Fuse-90110279 | Lateral Hardening | 145009.92 | 0 | 0 | 0 | 0 | 0 | 0 | 0 | 0 | 0 | 0 |  | 0
Lateral Hardening-Fuse-90110592 | Lateral Hardening | 201183.1 | 0 | 0 | 0 | 0 | 0 | 0 | 0 | 0 | 0 | 0 |  | 0
Lateral Hardening-Fuse-90110678 | Lateral Hardening | 174313.49 | 0 | 0 | 0 | 0 | 0 | 0 | 0 | 0 | 0 | 0 |  | 0
Lateral Hardening-Fuse-90110972 | Lateral Hardening | 51451.23 | 0 | 0 | 0 | 0 | 2024 | 0 | 0 | 0 | 0 | 0 |  | 2023 | 2023
Lateral Hardening-Fuse-90111178 | Lateral Hardening | 208540.75 | 0 | 0 | 0 | 0 | 2023 | 0 | 0 | 0 | 0 | 0 |  | 2023
Lateral Hardening-Fuse-90111342 | Lateral Hardening | 104177.4 | 0 | 0 | 0 | 0 | 0 | 0 | 0 | 0 | 0 | 0 |  | 0
Lateral Hardening-Fuse-90112240 | Lateral Hardening | 114020.64 | 0 | 0 | 0 | 0 | 2026 | 0 | 0 | 0 | 0 | 0 |  | 2026
Lateral Hardening-Fuse-90112369 | Lateral Hardening | 103637.24 | 0 | 0 | 0 | 0 | 0 | 0 | 0 | 0 | 0 | 0 |  | 0
Lateral Hardening-Fuse-90112417 | Lateral Hardening | 147129.03 | 0 | 0 | 0 | 0 | 0 | 0 | 0 | 0 | 0 | 0 |  | 2026 | 2026
Lateral Hardening-Fuse-90112431 | Lateral Hardening | 179320.83 | 0 | 0 | 0 | 0 | 0 | 0 | 0 | 0 | 0 | 0 |  | 0
Lateral Hardening-Fuse-90112658 | Lateral Hardening | 108296.28 | 0 | 0 | 0 | 0 | 0 | 0 | 0 | 0 | 0 | 0 |  | 0
Lateral Hardening-Fuse-90112748 | Lateral Hardening | 166904.95 | 0 | 0 | 0 | 0 | 0 | 0 | 0 | 0 | 0 | 0 |  | 0
Lateral Hardening-Fuse-90112839 | Lateral Hardening | 158011.11 | 0 | 0 | 0 | 0 | 0 | 0 | 0 | 0 | 0 | 0 |  | 0
Lateral Hardening-Fuse-90113117 | Lateral Hardening | 57144.11 | 0 | 0 | 0 | 0 | 0 | 0 | 0 | 0 | 0 | 0 |  | 0
Lateral Hardening-Fuse-90113172 | Lateral Hardening | 64684.31 | 0 | 0 | 0 | 0 | 0 | 0 | 0 | 0 | 0 | 0 |  | 0
Lateral Hardening-Fuse-90113193 | Lateral Hardening | 157654.88 | 0 | 0 | 0 | 0 | 0 | 0 | 0 | 0 | 0 | 0 |  | 0
Lateral Hardening-Fuse-90113808 | Lateral Hardening | 50000 | 0 | 0 | 0 | 0 | 0 | 0 | 0 | 0 | 0 | 0 |  | 0
Lateral Hardening-Fuse-90113831 | Lateral Hardening | 444715.6 | 0 | 0 | 0 | 0 | 2026 | 0 | 0 | 0 | 0 | 0 |  | 2026
Lateral Hardening-Fuse-90114231 | Lateral Hardening | 205181.11 | 0 | 0 | 0 | 0 | 0 | 0 | 0 | 0 | 0 | 0 |  | 0
Lateral Hardening-Fuse-90115651 | Lateral Hardening | 50000 | 0 | 0 | 0 | 0 | 0 | 0 | 0 | 0 | 0 | 0 |  | 0
Lateral Hardening-Fuse-90115898 | Lateral Hardening | 309642.55 | 0 | 0 | 0 | 0 | 0 | 0 | 0 | 0 | 0 | 0 |  | 0
Lateral Hardening-Fuse-90116187 | Lateral Hardening | 50000 | 0 | 0 | 0 | 0 | 0 | 0 | 0 | 0 | 0 | 0 |  | 0
Lateral Hardening-Fuse-90116190 | Lateral Hardening | 54473.31 | 0 | 0 | 0 | 0 | 2023 | 0 | 0 | 0 | 0 | 0 |  | 2023
Lateral Hardening-Fuse-90116193 | Lateral Hardening | 50000 | 0 | 0 | 0 | 0 | 0 | 0 | 0 | 0 | 0 | 0 |  | 0
Lateral Hardening-Fuse-90116196 | Lateral Hardening | 193706.6 | 0 | 0 | 0 | 0 | 0 | 0 | 0 | 0 | 0 | 0 |  | 0
Lateral Hardening-Fuse-90116385 | Lateral Hardening | 217086.98 | 0 | 0 | 0 | 0 | 0 | 0 | 0 | 0 | 0 | 0 |  | 0
Lateral Hardening-Fuse-90116388 | Lateral Hardening | 239354.77 | 0 | 0 | 0 | 0 | 0 | 0 | 0 | 0 | 0 | 0 |  | 0
Lateral Hardening-Fuse-90116389 | Lateral Hardening | 64505.43 | 0 | 0 | 0 | 0 | 0 | 0 | 0 | 0 | 0 | 0 |  | 0
Lateral Hardening-Fuse-90116542 | Lateral Hardening | 81796.4 | 0 | 0 | 0 | 0 | 0 | 0 | 0 | 0 | 0 | 0 |  | 0
Lateral Hardening-Fuse-90117271 | Lateral Hardening | 82296.48 | 0 | 0 | 0 | 0 | 0 | 0 | 0 | 0 | 0 | 0 |  | 0
Lateral Hardening-Fuse-90117824 | Lateral Hardening | 97839.92 | 0 | 0 | 0 | 0 | 0 | 0 | 0 | 0 | 0 | 0 |  | 0
Lateral Hardening-Fuse-90118049 | Lateral Hardening | 100557.2 | 0 | 0 | 0 | 0 | 0 | 0 | 0 | 0 | 0 | 0 |  | 0
Lateral Hardening-Fuse-90118327 | Lateral Hardening | 52017.87 | 0 | 0 | 0 | 0 | 0 | 0 | 0 | 0 | 0 | 0 |  | 0
Lateral Hardening-Fuse-90118453 | Lateral Hardening | 67895.27 | 0 | 0 | 0 | 0 | 0 | 0 | 0 | 0 | 0 | 0 |  | 0
Lateral Hardening-Fuse-90119210 | Lateral Hardening | 50000 | 0 | 0 | 0 | 0 | 0 | 0 | 0 | 0 | 0 | 0 |  | 0
Lateral Hardening-Fuse-90121203 | Lateral Hardening | 157346.82 | 0 | 0 | 0 | 0 | 0 | 0 | 0 | 0 | 0 | 0 |  | 0
Lateral Hardening-Fuse-90122624 | Lateral Hardening | 51052.73 | 0 | 0 | 0 | 0 | 0 | 0 | 0 | 0 | 0 | 0 |  | 0
Lateral Hardening-Fuse-90123199 | Lateral Hardening | 56010.83 | 0 | 0 | 0 | 0 | 0 | 0 | 0 | 0 | 0 | 0 |  | 0
Lateral Hardening-Fuse-90123666 | Lateral Hardening | 74521.68 | 0 | 0 | 0 | 0 | 0 | 0 | 0 | 0 | 0 | 0 |  | 0
Lateral Hardening-Fuse-90124224 | Lateral Hardening | 50000 | 0 | 0 | 0 | 0 | 0 | 0 | 0 | 0 | 0 | 0 |  | 0
Lateral Hardening-Fuse-90124992 | Lateral Hardening | 50000 | 0 | 0 | 0 | 0 | 0 | 0 | 0 | 0 | 0 | 0 |  | 0
Lateral Hardening-Fuse-90126542 | Lateral Hardening | 50000 | 0 | 0 | 0 | 0 | 0 | 0 | 0 | 0 | 0 | 0 |  | 0
Lateral Hardening-Fuse-90126804 | Lateral Hardening | 50000 | 0 | 0 | 0 | 0 | 0 | 0 | 0 | 0 | 0 | 0 |  | 0
Lateral Hardening-Fuse-90127053 | Lateral Hardening | 167386.9 | 0 | 0 | 0 | 0 | 0 | 0 | 0 | 0 | 0 | 0 |  | 0
Lateral Hardening-Fuse-90127147 | Lateral Hardening | 52028.61 | 0 | 0 | 0 | 0 | 0 | 0 | 0 | 0 | 0 | 0 |  | 0
Lateral Hardening-Fuse-90128130 | Lateral Hardening | 105951.76 | 0 | 0 | 0 | 0 | 0 | 0 | 0 | 0 | 0 | 0 |  | 0
Lateral Hardening-Fuse-90128675 | Lateral Hardening | 109482.52 | 0 | 0 | 0 | 0 | 0 | 0 | 0 | 0 | 0 | 0 |  | 0
Lateral Hardening-Fuse-90128958 | Lateral Hardening | 50000 | 0 | 0 | 0 | 0 | 0 | 0 | 0 | 0 | 0 | 0 |  | 0
Lateral Hardening-Fuse-90130568 | Lateral Hardening | 985479.47 | 0 | 0 | 0 | 0 | 2022 | 0 | 0 | 0 | 0 | 0 |  | 2022
Lateral Hardening-Fuse-90132288 | Lateral Hardening | 60465.25 | 0 | 0 | 0 | 0 | 0 | 0 | 0 | 0 | 0 | 0 |  | 0
Lateral Hardening-Fuse-90133557 | Lateral Hardening | 178915.36 | 0 | 0 | 0 | 0 | 0 | 0 | 0 | 0 | 0 | 0 |  | 0
Lateral Hardening-Fuse-90135503 | Lateral Hardening | 98930.24 | 0 | 0 | 0 | 0 | 0 | 0 | 0 | 0 | 0 | 0 |  | 0
Lateral Hardening-Fuse-90135596 | Lateral Hardening | 117215.12 | 0 | 0 | 0 | 0 | 0 | 0 | 0 | 0 | 0 | 0 |  | 0
Lateral Hardening-Fuse-90136651 | Lateral Hardening | 187463.41 | 0 | 0 | 0 | 0 | 0 | 0 | 0 | 0 | 0 | 0 |  | 0
Lateral Hardening-Fuse-90136731 | Lateral Hardening | 50000 | 0 | 0 | 0 | 0 | 0 | 0 | 0 | 0 | 0 | 0 |  | 0
Lateral Hardening-Fuse-90136791 | Lateral Hardening | 161437.43 | 0 | 0 | 0 | 0 | 0 | 0 | 0 | 0 | 0 | 0 |  | 0
Lateral Hardening-Fuse-90137810 | Lateral Hardening | 650314.27 | 0 | 0 | 0 | 0 | 2023 | 0 | 0 | 0 | 0 | 0 |  | 2022 | 2022
Lateral Hardening-Fuse-90140005 | Lateral Hardening | 57647.79 | 0 | 0 | 0 | 0 | 0 | 0 | 0 | 0 | 0 | 0 |  | 0
Lateral Hardening-Fuse-90140472 | Lateral Hardening | 253824.83 | 0 | 0 | 0 | 0 | 0 | 0 | 0 | 0 | 0 | 0 |  | 0
Lateral Hardening-Fuse-90140548 | Lateral Hardening | 116298.68 | 0 | 0 | 0 | 0 | 0 | 0 | 0 | 0 | 0 | 0 |  | 0
Lateral Hardening-Fuse-90140731 | Lateral Hardening | 50000 | 0 | 0 | 0 | 0 | 0 | 0 | 0 | 0 | 0 | 0 |  | 0
Lateral Hardening-Fuse-90142559 | Lateral Hardening | 52442.85 | 0 | 0 | 0 | 0 | 0 | 0 | 0 | 0 | 0 | 0 |  | 0
Lateral Hardening-Fuse-90142851 | Lateral Hardening | 61105.59 | 0 | 0 | 0 | 0 | 0 | 0 | 0 | 0 | 0 | 0 |  | 0
Lateral Hardening-Fuse-90143410 | Lateral Hardening | 57112.63 | 0 | 0 | 0 | 0 | 0 | 0 | 0 | 0 | 0 | 0 |  | 0
Lateral Hardening-Fuse-90143792 | Lateral Hardening | 190468.12 | 0 | 0 | 0 | 0 | 2027 | 0 | 0 | 0 | 0 | 0 |  | 2027
Lateral Hardening-Fuse-90144168 | Lateral Hardening | 158393.87 | 0 | 0 | 0 | 0 | 0 | 0 | 0 | 0 | 0 | 0 |  | 0
Lateral Hardening-Fuse-90144722 | Lateral Hardening | 93306.06 | 0 | 0 | 0 | 0 | 0 | 0 | 0 | 0 | 0 | 0 |  | 0
Lateral Hardening-Fuse-90145296 | Lateral Hardening | 81065.89 | 0 | 0 | 0 | 0 | 0 | 0 | 0 | 0 | 0 | 0 |  | 0
Lateral Hardening-Fuse-90145773 | Lateral Hardening | 92457.3 | 0 | 0 | 0 | 0 | 0 | 0 | 0 | 0 | 0 | 0 |  | 0
Lateral Hardening-Fuse-90145788 | Lateral Hardening | 62175.91 | 0 | 0 | 0 | 0 | 0 | 0 | 0 | 0 | 0 | 0 |  | 0
Lateral Hardening-Fuse-90145970 | Lateral Hardening | 50000 | 0 | 0 | 0 | 0 | 0 | 0 | 0 | 0 | 0 | 0 |  | 0
Lateral Hardening-Fuse-90146008 | Lateral Hardening | 50000 | 0 | 0 | 0 | 0 | 2024 | 0 | 0 | 0 | 0 | 0 |  | 0 | 0
Lateral Hardening-Fuse-90146016 | Lateral Hardening | 137990.98 | 0 | 0 | 0 | 0 | 0 | 0 | 0 | 0 | 0 | 0 |  | 0
Lateral Hardening-Fuse-90146568 | Lateral Hardening | 216278.55 | 0 | 0 | 0 | 0 | 0 | 0 | 0 | 0 | 0 | 0 |  | 0
Lateral Hardening-Fuse-90146615 | Lateral Hardening | 145723.22 | 0 | 0 | 0 | 0 | 0 | 0 | 0 | 0 | 0 | 0 |  | 0
Lateral Hardening-Fuse-90146892 | Lateral Hardening | 412455.39 | 0 | 0 | 0 | 0 | 2024 | 0 | 0 | 0 | 0 | 0 |  | 2023 | 2023
Lateral Hardening-Fuse-90147001 | Lateral Hardening | 278381.5 | 0 | 0 | 0 | 0 | 0 | 0 | 0 | 0 | 0 | 0 |  | 0
Lateral Hardening-Fuse-90147164 | Lateral Hardening | 75534.91 | 0 | 0 | 0 | 0 | 0 | 0 | 0 | 0 | 0 | 0 |  | 2023 | 2023
Lateral Hardening-Fuse-90147167 | Lateral Hardening | 206928.99 | 0 | 0 | 0 | 0 | 0 | 0 | 0 | 0 | 0 | 0 |  | 0
Lateral Hardening-Fuse-90147302 | Lateral Hardening | 83592.28 | 0 | 0 | 0 | 0 | 0 | 0 | 0 | 0 | 0 | 0 |  | 0
Lateral Hardening-Fuse-90147316 | Lateral Hardening | 225016.27 | 0 | 0 | 0 | 0 | 2024 | 0 | 0 | 0 | 0 | 0 |  | 2023 | 2023
Lateral Hardening-Fuse-90147927 | Lateral Hardening | 86816.41 | 0 | 0 | 0 | 0 | 0 | 0 | 0 | 0 | 0 | 0 |  | 2023 | 2023
Lateral Hardening-Fuse-90147931 | Lateral Hardening | 180888.6 | 0 | 0 | 0 | 0 | 0 | 0 | 0 | 0 | 0 | 0 |  | 2023 | 2023
Lateral Hardening-Fuse-90148080 | Lateral Hardening | 109487.5 | 0 | 0 | 0 | 0 | 0 | 0 | 0 | 0 | 0 | 0 |  | 0
Lateral Hardening-Fuse-90148142 | Lateral Hardening | 379223.5 | 0 | 0 | 0 | 0 | 0 | 0 | 0 | 0 | 0 | 0 |  | 0
Lateral Hardening-Fuse-90148151 | Lateral Hardening | 469140.46 | 0 | 0 | 0 | 0 | 0 | 0 | 0 | 0 | 0 | 0 |  | 0
Lateral Hardening-Fuse-90148291 | Lateral Hardening | 247287.73 | 0 | 0 | 0 | 0 | 0 | 0 | 0 | 0 | 0 | 0 |  | 0
Lateral Hardening-Fuse-90152415 | Lateral Hardening | 157937.26 | 0 | 0 | 0 | 0 | 2024 | 0 | 0 | 0 | 0 | 0 |  | 2024
Lateral Hardening-Fuse-90153172 | Lateral Hardening | 123749.44 | 0 | 0 | 0 | 0 | 0 | 0 | 0 | 0 | 0 | 0 |  | 0
Lateral Hardening-Fuse-90153246 | Lateral Hardening | 313222.53 | 0 | 0 | 0 | 0 | 0 | 0 | 0 | 0 | 0 | 0 |  | 0
Lateral Hardening-Fuse-90153247 | Lateral Hardening | 116119.8 | 0 | 0 | 0 | 0 | 0 | 0 | 0 | 0 | 0 | 0 |  | 0
Lateral Hardening-Fuse-90154936 | Lateral Hardening | 223179.35 | 0 | 0 | 0 | 0 | 0 | 0 | 0 | 0 | 0 | 0 |  | 0
Lateral Hardening-Fuse-90157556 | Lateral Hardening | 231080.58 | 0 | 0 | 0 | 0 | 2029 | 0 | 0 | 0 | 0 | 0 |  | 2028 | 2028
Lateral Hardening-Fuse-90157760 | Lateral Hardening | 323636.12 | 0 | 0 | 0 | 0 | 0 | 0 | 0 | 0 | 0 | 0 |  | 0
Lateral Hardening-Fuse-90159255 | Lateral Hardening | 273368.09 | 0 | 0 | 0 | 0 | 0 | 0 | 0 | 0 | 0 | 0 |  | 0
Lateral Hardening-Fuse-90161190 | Lateral Hardening | 50000 | 0 | 0 | 0 | 0 | 0 | 0 | 0 | 0 | 0 | 0 |  | 0
Lateral Hardening-Fuse-90162065 | Lateral Hardening | 200295.59 | 0 | 0 | 0 | 0 | 0 | 0 | 0 | 0 | 0 | 0 |  | 0
Lateral Hardening-Fuse-90162091 | Lateral Hardening | 50000 | 0 | 0 | 0 | 0 | 0 | 0 | 0 | 0 | 0 | 0 |  | 0
Lateral Hardening-Fuse-90162111 | Lateral Hardening | 51498.45 | 0 | 0 | 0 | 0 | 0 | 0 | 0 | 0 | 0 | 0 |  | 0
Lateral Hardening-Fuse-90162122 | Lateral Hardening | 66068.69 | 0 | 0 | 0 | 0 | 0 | 0 | 0 | 0 | 0 | 0 |  | 0
Lateral Hardening-Fuse-90162226 | Lateral Hardening | 60087.49 | 0 | 0 | 0 | 0 | 0 | 0 | 0 | 0 | 0 | 0 |  | 0
Lateral Hardening-Fuse-90162234 | Lateral Hardening | 56388.59 | 0 | 0 | 0 | 0 | 0 | 0 | 0 | 0 | 0 | 0 |  | 0
Lateral Hardening-Fuse-90162296 | Lateral Hardening | 52107.31 | 0 | 0 | 0 | 0 | 0 | 0 | 0 | 0 | 0 | 0 |  | 0
Lateral Hardening-Fuse-90162502 | Lateral Hardening | 56656.17 | 0 | 0 | 0 | 0 | 0 | 0 | 0 | 0 | 0 | 0 |  | 0
Lateral Hardening-Fuse-90162514 | Lateral Hardening | 102697.84 | 0 | 0 | 0 | 0 | 0 | 0 | 0 | 0 | 0 | 0 |  | 0
Lateral Hardening-Fuse-90162541 | Lateral Hardening | 262853.05 | 0 | 0 | 0 | 0 | 0 | 0 | 0 | 0 | 0 | 0 |  | 0
Lateral Hardening-Fuse-90162677 | Lateral Hardening | 300903.51 | 0 | 0 | 0 | 0 | 0 | 0 | 0 | 0 | 0 | 0 |  | 0
Lateral Hardening-Fuse-90162720 | Lateral Hardening | 52238.23 | 0 | 0 | 0 | 0 | 0 | 0 | 0 | 0 | 0 | 0 |  | 0
Lateral Hardening-Fuse-90162751 | Lateral Hardening | 70229.05 | 0 | 0 | 0 | 0 | 0 | 0 | 0 | 0 | 0 | 0 |  | 0
Lateral Hardening-Fuse-90163261 | Lateral Hardening | 50842.37 | 0 | 0 | 0 | 0 | 0 | 0 | 0 | 0 | 0 | 0 |  | 0
Lateral Hardening-Fuse-90163917 | Lateral Hardening | 64499.69 | 0 | 0 | 0 | 0 | 0 | 0 | 0 | 0 | 0 | 0 |  | 0
Lateral Hardening-Fuse-90163978 | Lateral Hardening | 122435.8 | 0 | 0 | 0 | 0 | 0 | 0 | 0 | 0 | 0 | 0 |  | 0
Lateral Hardening-Fuse-90164138 | Lateral Hardening | 189198.89 | 0 | 0 | 0 | 0 | 0 | 0 | 0 | 0 | 0 | 0 |  | 2021 | 2021
Lateral Hardening-Fuse-90165527 | Lateral Hardening | 151940.47 | 0 | 0 | 0 | 0 | 2023 | 0 | 0 | 0 | 0 | 0 |  | 2023
Lateral Hardening-Fuse-90165656 | Lateral Hardening | 53780.75 | 0 | 0 | 0 | 0 | 0 | 0 | 0 | 0 | 0 | 0 |  | 0
Lateral Hardening-Fuse-90166679 | Lateral Hardening | 170436.45 | 0 | 0 | 0 | 0 | 0 | 0 | 0 | 0 | 0 | 0 |  | 0
Lateral Hardening-Fuse-90167053 | Lateral Hardening | 67960.21 | 0 | 0 | 0 | 0 | 0 | 0 | 0 | 0 | 0 | 0 |  | 0
Lateral Hardening-Fuse-90167416 | Lateral Hardening | 50000 | 0 | 0 | 0 | 0 | 0 | 0 | 0 | 0 | 0 | 0 |  | 0
Lateral Hardening-Fuse-90167481 | Lateral Hardening | 431509.54 | 0 | 0 | 0 | 0 | 2028 | 0 | 0 | 0 | 0 | 0 |  | 2027 | 2027
Lateral Hardening-Fuse-90167928 | Lateral Hardening | 53277.07 | 0 | 0 | 0 | 0 | 0 | 0 | 0 | 0 | 0 | 0 |  | 0
Lateral Hardening-Fuse-90168653 | Lateral Hardening | 50000 | 0 | 0 | 0 | 0 | 0 | 0 | 0 | 0 | 0 | 0 |  | 0
Lateral Hardening-Fuse-90170067 | Lateral Hardening | 55105.74 | 0 | 0 | 0 | 0 | 2027 | 0 | 0 | 0 | 0 | 0 |  | 2027
Lateral Hardening-Fuse-90171796 | Lateral Hardening | 55790.47 | 0 | 0 | 0 | 0 | 0 | 0 | 0 | 0 | 0 | 0 |  | 0
Lateral Hardening-Fuse-90172465 | Lateral Hardening | 321030.55 | 0 | 0 | 0 | 0 | 0 | 0 | 0 | 0 | 0 | 0 |  | 0
Lateral Hardening-Fuse-90172479 | Lateral Hardening | 99507.62 | 0 | 0 | 0 | 0 | 0 | 0 | 0 | 0 | 0 | 0 |  | 0
Lateral Hardening-Fuse-90172778 | Lateral Hardening | 56739.87 | 0 | 0 | 0 | 0 | 0 | 0 | 0 | 0 | 0 | 0 |  | 0
Lateral Hardening-Fuse-90172793 | Lateral Hardening | 50000 | 0 | 0 | 0 | 0 | 0 | 0 | 0 | 0 | 0 | 0 |  | 0
Lateral Hardening-Fuse-90174858 | Lateral Hardening | 74396.63 | 0 | 0 | 0 | 0 | 0 | 0 | 0 | 0 | 0 | 0 |  | 0
Lateral Hardening-Fuse-90174887 | Lateral Hardening | 54830.33 | 0 | 0 | 0 | 0 | 0 | 0 | 0 | 0 | 0 | 0 |  | 0
Lateral Hardening-Fuse-90175021 | Lateral Hardening | 386856.61 | 0 | 0 | 0 | 0 | 2024 | 0 | 0 | 0 | 0 | 0 |  | 2024
Lateral Hardening-Fuse-90175022 | Lateral Hardening | 355957.83 | 0 | 0 | 0 | 0 | 0 | 0 | 0 | 0 | 0 | 0 |  | 2026 | 2026
Lateral Hardening-Fuse-90175048 | Lateral Hardening | 99644.28 | 0 | 0 | 0 | 0 | 0 | 0 | 0 | 0 | 0 | 0 |  | 0
Lateral Hardening-Fuse-90175459 | Lateral Hardening | 471238.71 | 0 | 0 | 0 | 0 | 2027 | 0 | 0 | 0 | 0 | 0 |  | 2027
Lateral Hardening-Fuse-90175830 | Lateral Hardening | 106150.64 | 0 | 0 | 0 | 0 | 0 | 0 | 0 | 0 | 0 | 0 |  | 0
Lateral Hardening-Fuse-90175857 | Lateral Hardening | 54326.65 | 0 | 0 | 0 | 0 | 0 | 0 | 0 | 0 | 0 | 0 |  | 0
Lateral Hardening-Fuse-90175921 | Lateral Hardening | 112535.34 | 0 | 0 | 0 | 0 | 0 | 0 | 0 | 0 | 0 | 0 |  | 0
Lateral Hardening-Fuse-90176244 | Lateral Hardening | 53340.03 | 0 | 0 | 0 | 0 | 0 | 0 | 0 | 0 | 0 | 0 |  | 0
Lateral Hardening-Fuse-90176591 | Lateral Hardening | 147431.26 | 0 | 0 | 0 | 0 | 2022 | 0 | 0 | 0 | 0 | 0 |  | 2025 | 2025
Lateral Hardening-Fuse-90176882 | Lateral Hardening | 50000 | 0 | 0 | 0 | 0 | 0 | 0 | 0 | 0 | 0 | 0 |  | 0
Lateral Hardening-Fuse-90178586 | Lateral Hardening | 58030.55 | 0 | 0 | 0 | 0 | 0 | 0 | 0 | 0 | 0 | 0 |  | 0
Lateral Hardening-Fuse-90178686 | Lateral Hardening | 276134.15 | 0 | 0 | 0 | 0 | 0 | 0 | 0 | 0 | 0 | 0 |  | 2025 | 2025
Lateral Hardening-Fuse-90179103 | Lateral Hardening | 171264.93 | 0 | 0 | 0 | 0 | 2023 | 0 | 0 | 0 | 0 | 0 |  | 2022 | 2022
Lateral Hardening-Fuse-90180055 | Lateral Hardening | 2200693.32 | 0 | 0 | 0 | 0 | 0 | 0 | 0 | 0 | 0 | 0 |  | 0
Lateral Hardening-Fuse-90180061 | Lateral Hardening | 50000 | 0 | 0 | 0 | 0 | 0 | 0 | 0 | 0 | 0 | 0 |  | 0
Lateral Hardening-Fuse-90181363 | Lateral Hardening | 90960.95 | 0 | 0 | 0 | 0 | 0 | 0 | 0 | 0 | 0 | 0 |  | 0
Lateral Hardening-Fuse-90181522 | Lateral Hardening | 381688.46 | 0 | 0 | 0 | 0 | 2028 | 0 | 0 | 0 | 0 | 0 |  | 2029 | 2029
Lateral Hardening-Fuse-90184824 | Lateral Hardening | 143047.37 | 0 | 0 | 0 | 0 | 0 | 0 | 0 | 0 | 0 | 0 |  | 0
Lateral Hardening-Fuse-90185157 | Lateral Hardening | 251131.95 | 0 | 0 | 0 | 0 | 0 | 0 | 0 | 0 | 0 | 0 |  | 0
Lateral Hardening-Fuse-90187222 | Lateral Hardening | 333958.53 | 0 | 0 | 0 | 0 | 0 | 0 | 0 | 0 | 0 | 0 |  | 0
Lateral Hardening-Fuse-90187592 | Lateral Hardening | 83356.68 | 0 | 0 | 0 | 0 | 0 | 0 | 0 | 0 | 0 | 0 |  | 0
Lateral Hardening-Fuse-90188551 | Lateral Hardening | 248961.91 | 0 | 0 | 0 | 0 | 2021 | 0 | 0 | 0 | 0 | 0 |  | 2021
Lateral Hardening-Fuse-90190460 | Lateral Hardening | 56902.27 | 0 | 0 | 0 | 0 | 0 | 0 | 0 | 0 | 0 | 0 |  | 0
Lateral Hardening-Fuse-90190774 | Lateral Hardening | 272874.68 | 0 | 0 | 0 | 0 | 0 | 0 | 0 | 0 | 0 | 0 |  | 0
Lateral Hardening-Fuse-90192315 | Lateral Hardening | 341953.96 | 0 | 0 | 0 | 0 | 0 | 0 | 0 | 0 | 0 | 0 |  | 0
Lateral Hardening-Fuse-90192568 | Lateral Hardening | 193859.05 | 0 | 0 | 0 | 0 | 0 | 0 | 0 | 0 | 0 | 0 |  | 0
Lateral Hardening-Fuse-90194446 | Lateral Hardening | 50000 | 0 | 0 | 0 | 0 | 0 | 0 | 0 | 0 | 0 | 0 |  | 0
Lateral Hardening-Fuse-90195024 | Lateral Hardening | 117935.64 | 0 | 0 | 0 | 0 | 0 | 0 | 0 | 0 | 0 | 0 |  | 0
Lateral Hardening-Fuse-90195695 | Lateral Hardening | 110620.8 | 0 | 0 | 0 | 0 | 0 | 0 | 0 | 0 | 0 | 0 |  | 0
Lateral Hardening-Fuse-90195900 | Lateral Hardening | 295182.51 | 0 | 0 | 0 | 0 | 0 | 0 | 0 | 0 | 0 | 0 |  | 0
Lateral Hardening-Fuse-90195950 | Lateral Hardening | 249256.07 | 0 | 0 | 0 | 0 | 0 | 0 | 0 | 0 | 0 | 0 |  | 0
Lateral Hardening-Fuse-90196714 | Lateral Hardening | 56446.55 | 0 | 0 | 0 | 0 | 0 | 0 | 0 | 0 | 0 | 0 |  | 0
Lateral Hardening-Fuse-90196769 | Lateral Hardening | 128261.82 | 0 | 0 | 0 | 0 | 0 | 0 | 0 | 0 | 0 | 0 |  | 0
Lateral Hardening-Fuse-90197634 | Lateral Hardening | 113717.32 | 0 | 0 | 0 | 0 | 0 | 0 | 0 | 0 | 0 | 0 |  | 0
Lateral Hardening-Fuse-90197814 | Lateral Hardening | 100127.22 | 0 | 0 | 0 | 0 | 0 | 0 | 0 | 0 | 0 | 0 |  | 0
Lateral Hardening-Fuse-90198337 | Lateral Hardening | 330138.5 | 0 | 0 | 0 | 0 | 0 | 0 | 0 | 0 | 0 | 0 |  | 0
Lateral Hardening-Fuse-90199873 | Lateral Hardening | 108950.11 | 0 | 0 | 0 | 0 | 2023 | 0 | 0 | 0 | 0 | 0 |  | 2023
Lateral Hardening-Fuse-90201397 | Lateral Hardening | 156872.88 | 0 | 0 | 0 | 0 | 0 | 0 | 0 | 0 | 0 | 0 |  | 0
Lateral Hardening-Fuse-90202609 | Lateral Hardening | 82090.9 | 0 | 0 | 0 | 0 | 0 | 0 | 0 | 0 | 0 | 0 |  | 0
Lateral Hardening-Fuse-90204872 | Lateral Hardening | 576628.26 | 0 | 0 | 0 | 0 | 0 | 0 | 0 | 0 | 0 | 0 |  | 0
Lateral Hardening-Fuse-90204879 | Lateral Hardening | 160225.45 | 0 | 0 | 0 | 0 | 2023 | 0 | 0 | 0 | 0 | 0 |  | 0 | 0
Lateral Hardening-Fuse-90205211 | Lateral Hardening | 168285.12 | 0 | 0 | 0 | 0 | 0 | 0 | 0 | 0 | 0 | 0 |  | 0
Lateral Hardening-Fuse-90207829 | Lateral Hardening | 50000 | 0 | 0 | 0 | 0 | 0 | 0 | 0 | 0 | 0 | 0 |  | 0
Lateral Hardening-Fuse-90207831 | Lateral Hardening | 619608.94 | 0 | 0 | 0 | 0 | 2021 | 0 | 0 | 0 | 0 | 0 |  | 2021
Lateral Hardening-Fuse-90208679 | Lateral Hardening | 80110.25 | 0 | 0 | 0 | 0 | 0 | 0 | 0 | 0 | 0 | 0 |  | 0
Lateral Hardening-Fuse-90209318 | Lateral Hardening | 51419.75 | 0 | 0 | 0 | 0 | 0 | 0 | 0 | 0 | 0 | 0 |  | 0
Lateral Hardening-Fuse-90209776 | Lateral Hardening | 106360.26 | 0 | 0 | 0 | 0 | 0 | 0 | 0 | 0 | 0 | 0 |  | 0
Lateral Hardening-Fuse-90211134 | Lateral Hardening | 140666.92 | 0 | 0 | 0 | 0 | 0 | 0 | 0 | 0 | 0 | 0 |  | 0
Lateral Hardening-Fuse-90211136 | Lateral Hardening | 141392.94 | 0 | 0 | 0 | 0 | 0 | 0 | 0 | 0 | 0 | 0 |  | 0
Lateral Hardening-Fuse-90214420 | Lateral Hardening | 533575.85 | 0 | 0 | 0 | 0 | 2029 | 0 | 0 | 0 | 0 | 0 |  | 2029
Lateral Hardening-Fuse-90214742 | Lateral Hardening | 234223.63 | 0 | 0 | 0 | 0 | 0 | 0 | 0 | 0 | 0 | 0 |  | 0
Lateral Hardening-Fuse-90216520 | Lateral Hardening | 147924.26 | 0 | 0 | 0 | 0 | 0 | 0 | 0 | 0 | 0 | 0 |  | 0
Lateral Hardening-Fuse-90216846 | Lateral Hardening | 332219.27 | 0 | 0 | 0 | 0 | 2024 | 0 | 0 | 0 | 0 | 0 |  | 2023 | 2023
Lateral Hardening-Fuse-90217579 | Lateral Hardening | 50000 | 0 | 0 | 0 | 0 | 2028 | 0 | 0 | 0 | 0 | 0 |  | 2029 | 2029
Lateral Hardening-Fuse-90217789 | Lateral Hardening | 107414.84 | 0 | 0 | 0 | 0 | 0 | 0 | 0 | 0 | 0 | 0 |  | 2023 | 2023
Lateral Hardening-Fuse-90222085 | Lateral Hardening | 56357.11 | 0 | 0 | 0 | 0 | 0 | 0 | 0 | 0 | 0 | 0 |  | 0
Lateral Hardening-Fuse-90225421 | Lateral Hardening | 50963.29 | 0 | 0 | 0 | 0 | 0 | 0 | 0 | 0 | 0 | 0 |  | 0
Lateral Hardening-Fuse-90228153 | Lateral Hardening | 50000 | 0 | 0 | 0 | 0 | 0 | 0 | 0 | 0 | 0 | 0 |  | 0
Lateral Hardening-Fuse-90231391 | Lateral Hardening | 50000 | 0 | 0 | 0 | 0 | 0 | 0 | 0 | 0 | 0 | 0 |  | 0
Lateral Hardening-Fuse-90232181 | Lateral Hardening | 394705.92 | 0 | 0 | 0 | 0 | 0 | 0 | 0 | 0 | 0 | 0 |  | 0
Lateral Hardening-Fuse-90232194 | Lateral Hardening | 390190.05 | 0 | 0 | 0 | 0 | 0 | 0 | 0 | 0 | 0 | 0 |  | 0
Lateral Hardening-Fuse-90236769 | Lateral Hardening | 123149.84 | 0 | 0 | 0 | 0 | 2028 | 0 | 0 | 0 | 0 | 0 |  | 2028
Lateral Hardening-Fuse-90239048 | Lateral Hardening | 50000 | 0 | 0 | 0 | 0 | 0 | 0 | 0 | 0 | 0 | 0 |  | 0
Lateral Hardening-Fuse-90239072 | Lateral Hardening | 50000 | 0 | 0 | 0 | 0 | 0 | 0 | 0 | 0 | 0 | 0 |  | 0
Lateral Hardening-Fuse-90239166 | Lateral Hardening | 1655781.71 | 0 | 0 | 0 | 0 | 2021 | 0 | 0 | 0 | 0 | 0 |  | 2022 | 2022
Lateral Hardening-Fuse-90239520 | Lateral Hardening | 328495.08 | 0 | 0 | 0 | 0 | 2026 | 0 | 0 | 0 | 0 | 0 |  | 2024 | 2024
Lateral Hardening-Fuse-90239533 | Lateral Hardening | 73600.13 | 0 | 0 | 0 | 0 | 0 | 0 | 0 | 0 | 0 | 0 |  | 0
Lateral Hardening-Fuse-90239781 | Lateral Hardening | 53817.23 | 0 | 0 | 0 | 0 | 0 | 0 | 0 | 0 | 0 | 0 |  | 0
Lateral Hardening-Fuse-90239827 | Lateral Hardening | 72717.45 | 0 | 0 | 0 | 0 | 0 | 0 | 0 | 0 | 0 | 0 |  | 0
Lateral Hardening-Fuse-90240169 | Lateral Hardening | 566455.99 | 0 | 0 | 0 | 0 | 2027 | 0 | 0 | 0 | 0 | 0 |  | 2026 | 2026
Lateral Hardening-Fuse-90241323 | Lateral Hardening | 301826.87 | 0 | 0 | 0 | 0 | 0 | 0 | 0 | 0 | 0 | 0 |  | 2029 | 2029
Lateral Hardening-Fuse-90241523 | Lateral Hardening | 50000 | 0 | 0 | 0 | 0 | 0 | 0 | 0 | 0 | 0 | 0 |  | 0
Lateral Hardening-Fuse-90241528 | Lateral Hardening | 50000 | 0 | 0 | 0 | 0 | 0 | 0 | 0 | 0 | 0 | 0 |  | 0
Lateral Hardening-Fuse-90241628 | Lateral Hardening | 92869.03 | 0 | 0 | 0 | 0 | 0 | 0 | 0 | 0 | 0 | 0 |  | 0
Lateral Hardening-Fuse-90241729 | Lateral Hardening | 50000 | 0 | 0 | 0 | 0 | 0 | 0 | 0 | 0 | 0 | 0 |  | 0
Lateral Hardening-Fuse-90241764 | Lateral Hardening | 182645.87 | 0 | 0 | 0 | 0 | 0 | 0 | 0 | 0 | 0 | 0 |  | 0
Lateral Hardening-Fuse-90241880 | Lateral Hardening | 687128.86 | 0 | 0 | 0 | 0 | 2020 | 0 | 0 | 0 | 0 | 0 |  | 2020
Lateral Hardening-Fuse-90242061 | Lateral Hardening | 127143.54 | 0 | 0 | 0 | 0 | 0 | 0 | 0 | 0 | 0 | 0 |  | 0
Lateral Hardening-Fuse-90242102 | Lateral Hardening | 109219.94 | 0 | 0 | 0 | 0 | 0 | 0 | 0 | 0 | 0 | 0 |  | 0
Lateral Hardening-Fuse-90242104 | Lateral Hardening | 50000 | 0 | 0 | 0 | 0 | 2023 | 0 | 0 | 0 | 0 | 0 |  | 2023
Lateral Hardening-Fuse-90242603 | Lateral Hardening | 329374.4 | 0 | 0 | 0 | 0 | 0 | 0 | 0 | 0 | 0 | 0 |  | 0
Lateral Hardening-Fuse-90244220 | Lateral Hardening | 354314.91 | 0 | 0 | 0 | 0 | 0 | 0 | 0 | 0 | 0 | 0 |  | 0
Lateral Hardening-Fuse-90244271 | Lateral Hardening | 493948.84 | 0 | 0 | 0 | 0 | 0 | 0 | 0 | 0 | 0 | 0 |  | 0
Lateral Hardening-Fuse-90244411 | Lateral Hardening | 71982.67 | 0 | 0 | 0 | 0 | 0 | 0 | 0 | 0 | 0 | 0 |  | 0
Lateral Hardening-Fuse-90247061 | Lateral Hardening | 176138.5 | 0 | 0 | 0 | 0 | 2026 | 0 | 0 | 0 | 0 | 0 |  | 2024 | 2024
Lateral Hardening-Fuse-90247492 | Lateral Hardening | 147732.94 | 0 | 0 | 0 | 0 | 0 | 0 | 0 | 0 | 0 | 0 |  | 0
Lateral Hardening-Fuse-90249097 | Lateral Hardening | 117646.58 | 0 | 0 | 0 | 0 | 0 | 0 | 0 | 0 | 0 | 0 |  | 0
Lateral Hardening-Fuse-90249126 | Lateral Hardening | 68068.41 | 0 | 0 | 0 | 0 | 0 | 0 | 0 | 0 | 0 | 0 |  | 0
Lateral Hardening-Fuse-90249278 | Lateral Hardening | 50000 | 0 | 0 | 0 | 0 | 2027 | 0 | 0 | 0 | 0 | 0 |  | 2029 | 2029
Lateral Hardening-Fuse-90249988 | Lateral Hardening | 50000 | 0 | 0 | 0 | 0 | 0 | 0 | 0 | 0 | 0 | 0 |  | 0
Lateral Hardening-Fuse-90250126 | Lateral Hardening | 227911.1 | 0 | 0 | 0 | 0 | 0 | 0 | 0 | 0 | 0 | 0 |  | 0
Lateral Hardening-Fuse-90250144 | Lateral Hardening | 50000 | 0 | 0 | 0 | 0 | 0 | 0 | 0 | 0 | 0 | 0 |  | 0
Lateral Hardening-Fuse-90250169 | Lateral Hardening | 106061.2 | 0 | 0 | 0 | 0 | 0 | 0 | 0 | 0 | 0 | 0 |  | 0
Lateral Hardening-Fuse-90250170 | Lateral Hardening | 56650.43 | 0 | 0 | 0 | 0 | 0 | 0 | 0 | 0 | 0 | 0 |  | 0
Lateral Hardening-Fuse-90250181 | Lateral Hardening | 281927.95 | 0 | 0 | 0 | 0 | 0 | 0 | 0 | 0 | 0 | 0 |  | 0
Lateral Hardening-Fuse-90250916 | Lateral Hardening | 500435.15 | 0 | 0 | 0 | 0 | 2021 | 0 | 0 | 0 | 0 | 0 |  | 2021
Lateral Hardening-Fuse-90251195 | Lateral Hardening | 50000 | 0 | 0 | 0 | 0 | 0 | 0 | 0 | 0 | 0 | 0 |  | 0
Lateral Hardening-Fuse-90251447 | Lateral Hardening | 245387.49 | 0 | 0 | 0 | 0 | 0 | 0 | 0 | 0 | 0 | 0 |  | 0
Lateral Hardening-Fuse-90251758 | Lateral Hardening | 646488.23 | 0 | 0 | 0 | 0 | 2021 | 0 | 0 | 0 | 0 | 0 |  | 2021
Lateral Hardening-Fuse-90252201 | Lateral Hardening | 247817.99 | 0 | 0 | 0 | 0 | 0 | 0 | 0 | 0 | 0 | 0 |  | 0
Lateral Hardening-Fuse-90252529 | Lateral Hardening | 51257.35 | 0 | 0 | 0 | 0 | 0 | 0 | 0 | 0 | 0 | 0 |  | 0
Lateral Hardening-Fuse-90252541 | Lateral Hardening | 111524.82 | 0 | 0 | 0 | 0 | 0 | 0 | 0 | 0 | 0 | 0 |  | 0
Lateral Hardening-Fuse-90252585 | Lateral Hardening | 126797.26 | 0 | 0 | 0 | 0 | 0 | 0 | 0 | 0 | 0 | 0 |  | 0
Lateral Hardening-Fuse-90252589 | Lateral Hardening | 162995.69 | 0 | 0 | 0 | 0 | 0 | 0 | 0 | 0 | 0 | 0 |  | 0
Lateral Hardening-Fuse-90252716 | Lateral Hardening | 249874.51 | 0 | 0 | 0 | 0 | 2021 | 0 | 0 | 0 | 0 | 0 |  | 0 | 0
Lateral Hardening-Fuse-90252810 | Lateral Hardening | 388869.11 | 0 | 0 | 0 | 0 | 0 | 0 | 0 | 0 | 0 | 0 |  | 0
Lateral Hardening-Fuse-90253065 | Lateral Hardening | 201486.42 | 0 | 0 | 0 | 0 | 0 | 0 | 0 | 0 | 0 | 0 |  | 0
Lateral Hardening-Fuse-90253266 | Lateral Hardening | 50000 | 0 | 0 | 0 | 0 | 0 | 0 | 0 | 0 | 0 | 0 |  | 0
Lateral Hardening-Fuse-90253315 | Lateral Hardening | 87980.9 | 0 | 0 | 0 | 0 | 0 | 0 | 0 | 0 | 0 | 0 |  | 0
Lateral Hardening-Fuse-90253480 | Lateral Hardening | 103752.42 | 0 | 0 | 0 | 0 | 0 | 0 | 0 | 0 | 0 | 0 |  | 0
Lateral Hardening-Fuse-90253483 | Lateral Hardening | 104271.84 | 0 | 0 | 0 | 0 | 0 | 0 | 0 | 0 | 0 | 0 |  | 0
Lateral Hardening-Fuse-90253520 | Lateral Hardening | 59993.05 | 0 | 0 | 0 | 0 | 0 | 0 | 0 | 0 | 0 | 0 |  | 0
Lateral Hardening-Fuse-90253887 | Lateral Hardening | 159401.97 | 0 | 0 | 0 | 0 | 0 | 0 | 0 | 0 | 0 | 0 |  | 0
Lateral Hardening-Fuse-90253912 | Lateral Hardening | 200810.34 | 0 | 0 | 0 | 0 | 0 | 0 | 0 | 0 | 0 | 0 |  | 0
Lateral Hardening-Fuse-90253943 | Lateral Hardening | 160162.49 | 0 | 0 | 0 | 0 | 0 | 0 | 0 | 0 | 0 | 0 |  | 0
Lateral Hardening-Fuse-90254018 | Lateral Hardening | 103768.9 | 0 | 0 | 0 | 0 | 0 | 0 | 0 | 0 | 0 | 0 |  | 0
Lateral Hardening-Fuse-90254565 | Lateral Hardening | 104550.16 | 0 | 0 | 0 | 0 | 0 | 0 | 0 | 0 | 0 | 0 |  | 0
Lateral Hardening-Fuse-90254764 | Lateral Hardening | 78114.58 | 0 | 0 | 0 | 0 | 0 | 0 | 0 | 0 | 0 | 0 |  | 0
Lateral Hardening-Fuse-90254959 | Lateral Hardening | 108611.82 | 0 | 0 | 0 | 0 | 0 | 0 | 0 | 0 | 0 | 0 |  | 0
Lateral Hardening-Fuse-90255106 | Lateral Hardening | 443994.98 | 0 | 0 | 0 | 0 | 0 | 0 | 0 | 0 | 0 | 0 |  | 0
Lateral Hardening-Fuse-90255945 | Lateral Hardening | 64275.25 | 0 | 0 | 0 | 0 | 0 | 0 | 0 | 0 | 0 | 0 |  | 0
Lateral Hardening-Fuse-90257531 | Lateral Hardening | 535753.62 | 0 | 0 | 0 | 0 | 0 | 0 | 0 | 0 | 0 | 0 |  | 0
Lateral Hardening-Fuse-90257534 | Lateral Hardening | 226231.97 | 0 | 0 | 0 | 0 | 0 | 0 | 0 | 0 | 0 | 0 |  | 0
Lateral Hardening-Fuse-90257631 | Lateral Hardening | 55653.81 | 0 | 0 | 0 | 0 | 0 | 0 | 0 | 0 | 0 | 0 |  | 0
Lateral Hardening-Fuse-90260216 | Lateral Hardening | 63440.11 | 0 | 0 | 0 | 0 | 0 | 0 | 0 | 0 | 0 | 0 |  | 0
Lateral Hardening-Fuse-90260222 | Lateral Hardening | 83547.31 | 0 | 0 | 0 | 0 | 0 | 0 | 0 | 0 | 0 | 0 |  | 0
Lateral Hardening-Fuse-90260267 | Lateral Hardening | 50000 | 0 | 0 | 0 | 0 | 0 | 0 | 0 | 0 | 0 | 0 |  | 0
Lateral Hardening-Fuse-90261018 | Lateral Hardening | 55050.69 | 0 | 0 | 0 | 0 | 0 | 0 | 0 | 0 | 0 | 0 |  | 0
Lateral Hardening-Fuse-90261165 | Lateral Hardening | 55323.27 | 0 | 0 | 0 | 0 | 0 | 0 | 0 | 0 | 0 | 0 |  | 0
Lateral Hardening-Fuse-90261206 | Lateral Hardening | 257309.65 | 0 | 0 | 0 | 0 | 2025 | 0 | 0 | 0 | 0 | 0 |  | 2027 | 2027
Lateral Hardening-Fuse-90261391 | Lateral Hardening | 60192.67 | 0 | 0 | 0 | 0 | 0 | 0 | 0 | 0 | 0 | 0 |  | 0
Lateral Hardening-Fuse-90262004 | Lateral Hardening | 122849.7 | 0 | 0 | 0 | 0 | 0 | 0 | 0 | 0 | 0 | 0 |  | 0
Lateral Hardening-Fuse-90262628 | Lateral Hardening | 112304.38 | 0 | 0 | 0 | 0 | 0 | 0 | 0 | 0 | 0 | 0 |  | 0
Lateral Hardening-Fuse-90265051 | Lateral Hardening | 54353.13 | 0 | 0 | 0 | 0 | 0 | 0 | 0 | 0 | 0 | 0 |  | 0
Lateral Hardening-Fuse-90266289 | Lateral Hardening | 1346618.26 | 0 | 0 | 0 | 0 | 2029 | 0 | 0 | 0 | 0 | 0 |  | 2029
Lateral Hardening-Fuse-90266740 | Lateral Hardening | 59846.39 | 0 | 0 | 0 | 0 | 0 | 0 | 0 | 0 | 0 | 0 |  | 0
Lateral Hardening-Fuse-90266817 | Lateral Hardening | 177280.82 | 0 | 0 | 0 | 0 | 2023 | 0 | 0 | 0 | 0 | 0 |  | 2026 | 2026
Lateral Hardening-Fuse-90267141 | Lateral Hardening | 76848.23 | 0 | 0 | 0 | 0 | 2024 | 0 | 0 | 0 | 0 | 0 |  | 2023 | 2023
Lateral Hardening-Fuse-90269295 | Lateral Hardening | 133282.88 | 0 | 0 | 0 | 0 | 0 | 0 | 0 | 0 | 0 | 0 |  | 0
Lateral Hardening-Fuse-90270496 | Lateral Hardening | 134354.3 | 0 | 0 | 0 | 0 | 0 | 0 | 0 | 0 | 0 | 0 |  | 0
Lateral Hardening-Fuse-90274945 | Lateral Hardening | 113071.27 | 0 | 0 | 0 | 0 | 0 | 0 | 0 | 0 | 0 | 0 |  | 0
Lateral Hardening-Fuse-90274986 | Lateral Hardening | 127854.74 | 0 | 0 | 0 | 0 | 0 | 0 | 0 | 0 | 0 | 0 |  | 0
Lateral Hardening-Fuse-90275189 | Lateral Hardening | 56797.83 | 0 | 0 | 0 | 0 | 0 | 0 | 0 | 0 | 0 | 0 |  | 0
Lateral Hardening-Fuse-90275224 | Lateral Hardening | 109801.58 | 0 | 0 | 0 | 0 | 0 | 0 | 0 | 0 | 0 | 0 |  | 0
Lateral Hardening-Fuse-90275234 | Lateral Hardening | 95908.9 | 0 | 0 | 0 | 0 | 0 | 0 | 0 | 0 | 0 | 0 |  | 0
Lateral Hardening-Fuse-90275246 | Lateral Hardening | 60843.01 | 0 | 0 | 0 | 0 | 0 | 0 | 0 | 0 | 0 | 0 |  | 0
Lateral Hardening-Fuse-90275286 | Lateral Hardening | 102593.4 | 0 | 0 | 0 | 0 | 0 | 0 | 0 | 0 | 0 | 0 |  | 0
Lateral Hardening-Fuse-90275302 | Lateral Hardening | 113012.54 | 0 | 0 | 0 | 0 | 0 | 0 | 0 | 0 | 0 | 0 |  | 0
Lateral Hardening-Fuse-90275340 | Lateral Hardening | 57537.61 | 0 | 0 | 0 | 0 | 0 | 0 | 0 | 0 | 0 | 0 |  | 0
Lateral Hardening-Fuse-90275342 | Lateral Hardening | 172580.61 | 0 | 0 | 0 | 0 | 0 | 0 | 0 | 0 | 0 | 0 |  | 0
Lateral Hardening-Fuse-90276421 | Lateral Hardening | 92133.35 | 0 | 0 | 0 | 0 | 0 | 0 | 0 | 0 | 0 | 0 |  | 0
Lateral Hardening-Fuse-90276432 | Lateral Hardening | 307186.77 | 0 | 0 | 0 | 0 | 0 | 0 | 0 | 0 | 0 | 0 |  | 0
Lateral Hardening-Fuse-90276809 | Lateral Hardening | 50000 | 0 | 0 | 0 | 0 | 0 | 0 | 0 | 0 | 0 | 0 |  | 0
Lateral Hardening-Fuse-90276841 | Lateral Hardening | 279541.21 | 0 | 0 | 0 | 0 | 0 | 0 | 0 | 0 | 0 | 0 |  | 0
Lateral Hardening-Fuse-90276864 | Lateral Hardening | 116553.74 | 0 | 0 | 0 | 0 | 0 | 0 | 0 | 0 | 0 | 0 |  | 0
Lateral Hardening-Fuse-90278425 | Lateral Hardening | 313489.07 | 0 | 0 | 0 | 0 | 0 | 0 | 0 | 0 | 0 | 0 |  | 2028 | 2028
Lateral Hardening-Fuse-90279239 | Lateral Hardening | 275192.6 | 0 | 0 | 0 | 0 | 0 | 0 | 0 | 0 | 0 | 0 |  | 0
Lateral Hardening-Fuse-90279346 | Lateral Hardening | 345165.71 | 0 | 0 | 0 | 0 | 0 | 0 | 0 | 0 | 0 | 0 |  | 0
Lateral Hardening-Fuse-90279599 | Lateral Hardening | 107010.6 | 0 | 0 | 0 | 0 | 0 | 0 | 0 | 0 | 0 | 0 |  | 0
Lateral Hardening-Fuse-90279644 | Lateral Hardening | 52768.39 | 0 | 0 | 0 | 0 | 0 | 0 | 0 | 0 | 0 | 0 |  | 0
Lateral Hardening-Fuse-90279746 | Lateral Hardening | 50000 | 0 | 0 | 0 | 0 | 0 | 0 | 0 | 0 | 0 | 0 |  | 0
Lateral Hardening-Fuse-90279830 | Lateral Hardening | 192540.64 | 0 | 0 | 0 | 0 | 0 | 0 | 0 | 0 | 0 | 0 |  | 0
Lateral Hardening-Fuse-90279838 | Lateral Hardening | 59206.05 | 0 | 0 | 0 | 0 | 0 | 0 | 0 | 0 | 0 | 0 |  | 0
Lateral Hardening-Fuse-90280224 | Lateral Hardening | 91160.9 | 0 | 0 | 0 | 0 | 2025 | 0 | 0 | 0 | 0 | 0 |  | 0 | 0
Lateral Hardening-Fuse-90280577 | Lateral Hardening | 127147.06 | 0 | 0 | 0 | 0 | 0 | 0 | 0 | 0 | 0 | 0 |  | 0
Lateral Hardening-Fuse-90280609 | Lateral Hardening | 201892.19 | 0 | 0 | 0 | 0 | 0 | 0 | 0 | 0 | 0 | 0 |  | 0
Lateral Hardening-Fuse-90280634 | Lateral Hardening | 257446.56 | 0 | 0 | 0 | 0 | 2025 | 0 | 0 | 0 | 0 | 0 |  | 2028 | 2028
Lateral Hardening-Fuse-90280933 | Lateral Hardening | 658590.84 | 0 | 0 | 0 | 0 | 0 | 0 | 0 | 0 | 0 | 0 |  | 0
Lateral Hardening-Fuse-90280939 | Lateral Hardening | 50000 | 0 | 0 | 0 | 0 | 0 | 0 | 0 | 0 | 0 | 0 |  | 0
Lateral Hardening-Fuse-90280953 | Lateral Hardening | 56550.99 | 0 | 0 | 0 | 0 | 0 | 0 | 0 | 0 | 0 | 0 |  | 0
Lateral Hardening-Fuse-90280957 | Lateral Hardening | 54016.85 | 0 | 0 | 0 | 0 | 0 | 0 | 0 | 0 | 0 | 0 |  | 0
Lateral Hardening-Fuse-90281071 | Lateral Hardening | 51766.03 | 0 | 0 | 0 | 0 | 0 | 0 | 0 | 0 | 0 | 0 |  | 0
Lateral Hardening-Fuse-90281199 | Lateral Hardening | 97031.44 | 0 | 0 | 0 | 0 | 0 | 0 | 0 | 0 | 0 | 0 |  | 0
Lateral Hardening-Fuse-90281731 | Lateral Hardening | 55916.39 | 0 | 0 | 0 | 0 | 0 | 0 | 0 | 0 | 0 | 0 |  | 0
Lateral Hardening-Fuse-90281832 | Lateral Hardening | 50000 | 0 | 0 | 0 | 0 | 0 | 0 | 0 | 0 | 0 | 0 |  | 0
Lateral Hardening-Fuse-90281864 | Lateral Hardening | 78211.66 | 0 | 0 | 0 | 0 | 0 | 0 | 0 | 0 | 0 | 0 |  | 0
Lateral Hardening-Fuse-90281914 | Lateral Hardening | 52500.81 | 0 | 0 | 0 | 0 | 0 | 0 | 0 | 0 | 0 | 0 |  | 0
Lateral Hardening-Fuse-90282787 | Lateral Hardening | 89953.49 | 0 | 0 | 0 | 0 | 0 | 0 | 0 | 0 | 0 | 0 |  | 0
Lateral Hardening-Fuse-90282812 | Lateral Hardening | 132616.8 | 0 | 0 | 0 | 0 | 0 | 0 | 0 | 0 | 0 | 0 |  | 0
Lateral Hardening-Fuse-90282832 | Lateral Hardening | 463871.13 | 0 | 0 | 0 | 0 | 0 | 0 | 0 | 0 | 0 | 0 |  | 0
Lateral Hardening-Fuse-90283168 | Lateral Hardening | 369011.02 | 0 | 0 | 0 | 0 | 2028 | 0 | 0 | 0 | 0 | 0 |  | 2028
Lateral Hardening-Fuse-90283263 | Lateral Hardening | 73861.97 | 0 | 0 | 0 | 0 | 0 | 0 | 0 | 0 | 0 | 0 |  | 0
Lateral Hardening-Fuse-90283658 | Lateral Hardening | 105337.16 | 0 | 0 | 0 | 0 | 0 | 0 | 0 | 0 | 0 | 0 |  | 0
Lateral Hardening-Fuse-90283756 | Lateral Hardening | 52908.73 | 0 | 0 | 0 | 0 | 0 | 0 | 0 | 0 | 0 | 0 |  | 0
Lateral Hardening-Fuse-90283771 | Lateral Hardening | 55858.43 | 0 | 0 | 0 | 0 | 0 | 0 | 0 | 0 | 0 | 0 |  | 0
Lateral Hardening-Fuse-90283799 | Lateral Hardening | 103233.79 | 0 | 0 | 0 | 0 | 0 | 0 | 0 | 0 | 0 | 0 |  | 0
Lateral Hardening-Fuse-90283805 | Lateral Hardening | 96464.8 | 0 | 0 | 0 | 0 | 0 | 0 | 0 | 0 | 0 | 0 |  | 0
Lateral Hardening-Fuse-90283820 | Lateral Hardening | 200050.61 | 0 | 0 | 0 | 0 | 0 | 0 | 0 | 0 | 0 | 0 |  | 0
Lateral Hardening-Fuse-90283831 | Lateral Hardening | 121203.82 | 0 | 0 | 0 | 0 | 0 | 0 | 0 | 0 | 0 | 0 |  | 0
Lateral Hardening-Fuse-90283953 | Lateral Hardening | 50000 | 0 | 0 | 0 | 0 | 0 | 0 | 0 | 0 | 0 | 0 |  | 0
Lateral Hardening-Fuse-90283995 | Lateral Hardening | 52390.63 | 0 | 0 | 0 | 0 | 0 | 0 | 0 | 0 | 0 | 0 |  | 0
Lateral Hardening-Fuse-90284019 | Lateral Hardening | 50000 | 0 | 0 | 0 | 0 | 0 | 0 | 0 | 0 | 0 | 0 |  | 0
Lateral Hardening-Fuse-90284139 | Lateral Hardening | 138115.06 | 0 | 0 | 0 | 0 | 0 | 0 | 0 | 0 | 0 | 0 |  | 0
Lateral Hardening-Fuse-90284266 | Lateral Hardening | 202375.13 | 0 | 0 | 0 | 0 | 0 | 0 | 0 | 0 | 0 | 0 |  | 0
Lateral Hardening-Fuse-90284565 | Lateral Hardening | 348413.1 | 0 | 0 | 0 | 0 | 0 | 0 | 0 | 0 | 0 | 0 |  | 0
Lateral Hardening-Fuse-90284723 | Lateral Hardening | 140077.56 | 0 | 0 | 0 | 0 | 0 | 0 | 0 | 0 | 0 | 0 |  | 0
Lateral Hardening-Fuse-90285009 | Lateral Hardening | 56944.49 | 0 | 0 | 0 | 0 | 0 | 0 | 0 | 0 | 0 | 0 |  | 0
Lateral Hardening-Fuse-90285061 | Lateral Hardening | 104135.18 | 0 | 0 | 0 | 0 | 0 | 0 | 0 | 0 | 0 | 0 |  | 0
Lateral Hardening-Fuse-90285170 | Lateral Hardening | 60139.71 | 0 | 0 | 0 | 0 | 2026 | 0 | 0 | 0 | 0 | 0 |  | 2027 | 2027
Lateral Hardening-Fuse-90285297 | Lateral Hardening | 212626.82 | 0 | 0 | 0 | 0 | 0 | 0 | 0 | 0 | 0 | 0 |  | 0
Lateral Hardening-Fuse-90285405 | Lateral Hardening | 355634.65 | 0 | 0 | 0 | 0 | 2028 | 0 | 0 | 0 | 0 | 0 |  | 2028
Lateral Hardening-Fuse-90285412 | Lateral Hardening | 53371.51 | 0 | 0 | 0 | 0 | 0 | 0 | 0 | 0 | 0 | 0 |  | 0
Lateral Hardening-Fuse-90286089 | Lateral Hardening | 148970.61 | 0 | 0 | 0 | 0 | 0 | 0 | 0 | 0 | 0 | 0 |  | 0
Lateral Hardening-Fuse-90286229 | Lateral Hardening | 342739.48 | 0 | 0 | 0 | 0 | 0 | 0 | 0 | 0 | 0 | 0 |  | 0
Lateral Hardening-Fuse-90286252 | Lateral Hardening | 57369.47 | 0 | 0 | 0 | 0 | 0 | 0 | 0 | 0 | 0 | 0 |  | 0
Lateral Hardening-Fuse-90286313 | Lateral Hardening | 134531.34 | 0 | 0 | 0 | 0 | 0 | 0 | 0 | 0 | 0 | 0 |  | 2028 | 2028
Lateral Hardening-Fuse-90286358 | Lateral Hardening | 390712.96 | 0 | 0 | 0 | 0 | 0 | 0 | 0 | 0 | 0 | 0 |  | 0
Lateral Hardening-Fuse-90286453 | Lateral Hardening | 156153.79 | 0 | 0 | 0 | 0 | 0 | 0 | 0 | 0 | 0 | 0 |  | 0
Lateral Hardening-Fuse-90287234 | Lateral Hardening | 57112.63 | 0 | 0 | 0 | 0 | 0 | 0 | 0 | 0 | 0 | 0 |  | 0
Lateral Hardening-Fuse-90287384 | Lateral Hardening | 60098.23 | 0 | 0 | 0 | 0 | 0 | 0 | 0 | 0 | 0 | 0 |  | 0
Lateral Hardening-Fuse-90287399 | Lateral Hardening | 55087.17 | 0 | 0 | 0 | 0 | 0 | 0 | 0 | 0 | 0 | 0 |  | 0
Lateral Hardening-Fuse-90287406 | Lateral Hardening | 226268.4 | 0 | 0 | 0 | 0 | 0 | 0 | 0 | 0 | 0 | 0 |  | 0
Lateral Hardening-Fuse-90287500 | Lateral Hardening | 52490.07 | 0 | 0 | 0 | 0 | 0 | 0 | 0 | 0 | 0 | 0 |  | 0
Lateral Hardening-Fuse-90287531 | Lateral Hardening | 55638.07 | 0 | 0 | 0 | 0 | 0 | 0 | 0 | 0 | 0 | 0 |  | 0
Lateral Hardening-Fuse-90287681 | Lateral Hardening | 179413.99 | 0 | 0 | 0 | 0 | 2028 | 0 | 0 | 0 | 0 | 0 |  | 0 | 0
Lateral Hardening-Fuse-90287711 | Lateral Hardening | 103547.8 | 0 | 0 | 0 | 0 | 0 | 0 | 0 | 0 | 0 | 0 |  | 0
Lateral Hardening-Fuse-90287839 | Lateral Hardening | 57049.67 | 0 | 0 | 0 | 0 | 0 | 0 | 0 | 0 | 0 | 0 |  | 0
Lateral Hardening-Fuse-90287905 | Lateral Hardening | 101921.58 | 0 | 0 | 0 | 0 | 0 | 0 | 0 | 0 | 0 | 0 |  | 0
Lateral Hardening-Fuse-90287998 | Lateral Hardening | 50000 | 0 | 0 | 0 | 0 | 0 | 0 | 0 | 0 | 0 | 0 |  | 0
Lateral Hardening-Fuse-90288071 | Lateral Hardening | 60669.87 | 0 | 0 | 0 | 0 | 0 | 0 | 0 | 0 | 0 | 0 |  | 0
Lateral Hardening-Fuse-90288082 | Lateral Hardening | 54326.65 | 0 | 0 | 0 | 0 | 0 | 0 | 0 | 0 | 0 | 0 |  | 0
Lateral Hardening-Fuse-90288088 | Lateral Hardening | 51986.39 | 0 | 0 | 0 | 0 | 0 | 0 | 0 | 0 | 0 | 0 |  | 0
Lateral Hardening-Fuse-90288097 | Lateral Hardening | 239690.36 | 0 | 0 | 0 | 0 | 0 | 0 | 0 | 0 | 0 | 0 |  | 0
Lateral Hardening-Fuse-90288102 | Lateral Hardening | 105840.84 | 0 | 0 | 0 | 0 | 0 | 0 | 0 | 0 | 0 | 0 |  | 0
Lateral Hardening-Fuse-90288369 | Lateral Hardening | 328658.1 | 0 | 0 | 0 | 0 | 0 | 0 | 0 | 0 | 0 | 0 |  | 0
Lateral Hardening-Fuse-90288442 | Lateral Hardening | 162896.25 | 0 | 0 | 0 | 0 | 0 | 0 | 0 | 0 | 0 | 0 |  | 0
Lateral Hardening-Fuse-90288450 | Lateral Hardening | 85024.65 | 0 | 0 | 0 | 0 | 0 | 0 | 0 | 0 | 0 | 0 |  | 0
Lateral Hardening-Fuse-90288535 | Lateral Hardening | 56121.01 | 0 | 0 | 0 | 0 | 0 | 0 | 0 | 0 | 0 | 0 |  | 0
Lateral Hardening-Fuse-90288542 | Lateral Hardening | 136410.14 | 0 | 0 | 0 | 0 | 0 | 0 | 0 | 0 | 0 | 0 |  | 0
Lateral Hardening-Fuse-90288550 | Lateral Hardening | 73646.11 | 0 | 0 | 0 | 0 | 0 | 0 | 0 | 0 | 0 | 0 |  | 0
Lateral Hardening-Fuse-90288577 | Lateral Hardening | 70566.07 | 0 | 0 | 0 | 0 | 2025 | 0 | 0 | 0 | 0 | 0 |  | 2028 | 2028
Lateral Hardening-Fuse-90288582 | Lateral Hardening | 50000 | 0 | 0 | 0 | 0 | 0 | 0 | 0 | 0 | 0 | 0 |  | 0
Lateral Hardening-Fuse-90288598 | Lateral Hardening | 65695.93 | 0 | 0 | 0 | 0 | 0 | 0 | 0 | 0 | 0 | 0 |  | 0
Lateral Hardening-Fuse-90288606 | Lateral Hardening | 223917.4 | 0 | 0 | 0 | 0 | 0 | 0 | 0 | 0 | 0 | 0 |  | 0
Lateral Hardening-Fuse-90288609 | Lateral Hardening | 105116.8 | 0 | 0 | 0 | 0 | 0 | 0 | 0 | 0 | 0 | 0 |  | 0
Lateral Hardening-Fuse-90288627 | Lateral Hardening | 423947.82 | 0 | 0 | 0 | 0 | 2020 | 0 | 0 | 0 | 0 | 0 |  | 2020
Lateral Hardening-Fuse-90288662 | Lateral Hardening | 626503.96 | 0 | 0 | 0 | 0 | 0 | 0 | 0 | 0 | 0 | 0 |  | 0
Lateral Hardening-Fuse-90288707 | Lateral Hardening | 156023.58 | 0 | 0 | 0 | 0 | 2027 | 0 | 0 | 0 | 0 | 0 |  | 2028 | 2028
Lateral Hardening-Fuse-90288749 | Lateral Hardening | 98054.54 | 0 | 0 | 0 | 0 | 0 | 0 | 0 | 0 | 0 | 0 |  | 0
Lateral Hardening-Fuse-90288840 | Lateral Hardening | 57458.91 | 0 | 0 | 0 | 0 | 0 | 0 | 0 | 0 | 0 | 0 |  | 0
Lateral Hardening-Fuse-90288908 | Lateral Hardening | 151709.37 | 0 | 0 | 0 | 0 | 0 | 0 | 0 | 0 | 0 | 0 |  | 0
Lateral Hardening-Fuse-90288910 | Lateral Hardening | 53103.93 | 0 | 0 | 0 | 0 | 0 | 0 | 0 | 0 | 0 | 0 |  | 0
Lateral Hardening-Fuse-90288918 | Lateral Hardening | 93399.7 | 0 | 0 | 0 | 0 | 0 | 0 | 0 | 0 | 0 | 0 |  | 0
Lateral Hardening-Fuse-90288923 | Lateral Hardening | 283753.82 | 0 | 0 | 0 | 0 | 0 | 0 | 0 | 0 | 0 | 0 |  | 0
Lateral Hardening-Fuse-90288924 | Lateral Hardening | 160272.85 | 0 | 0 | 0 | 0 | 2028 | 0 | 0 | 0 | 0 | 0 |  | 2028
Lateral Hardening-Fuse-90288926 | Lateral Hardening | 50000 | 0 | 0 | 0 | 0 | 0 | 0 | 0 | 0 | 0 | 0 |  | 0
Lateral Hardening-Fuse-90288927 | Lateral Hardening | 50000 | 0 | 0 | 0 | 0 | 0 | 0 | 0 | 0 | 0 | 0 |  | 0
Lateral Hardening-Fuse-90288928 | Lateral Hardening | 173389.83 | 0 | 0 | 0 | 0 | 0 | 0 | 0 | 0 | 0 | 0 |  | 0
Lateral Hardening-Fuse-90288942 | Lateral Hardening | 50000 | 0 | 0 | 0 | 0 | 0 | 0 | 0 | 0 | 0 | 0 |  | 0
Lateral Hardening-Fuse-90289008 | Lateral Hardening | 50000 | 0 | 0 | 0 | 0 | 0 | 0 | 0 | 0 | 0 | 0 |  | 0
Lateral Hardening-Fuse-90289396 | Lateral Hardening | 127637.22 | 0 | 0 | 0 | 0 | 0 | 0 | 0 | 0 | 0 | 0 |  | 0
Lateral Hardening-Fuse-90289570 | Lateral Hardening | 63408.63 | 0 | 0 | 0 | 0 | 0 | 0 | 0 | 0 | 0 | 0 |  | 0
Lateral Hardening-Fuse-90289619 | Lateral Hardening | 50000 | 0 | 0 | 0 | 0 | 0 | 0 | 0 | 0 | 0 | 0 |  | 0
Lateral Hardening-Fuse-90289640 | Lateral Hardening | 57463.91 | 0 | 0 | 0 | 0 | 2028 | 0 | 0 | 0 | 0 | 0 |  | 2029 | 2029
Lateral Hardening-Fuse-90289743 | Lateral Hardening | 196302.96 | 0 | 0 | 0 | 0 | 0 | 0 | 0 | 0 | 0 | 0 |  | 0
Lateral Hardening-Fuse-90289868 | Lateral Hardening | 97277.54 | 0 | 0 | 0 | 0 | 0 | 0 | 0 | 0 | 0 | 0 |  | 0
Lateral Hardening-Fuse-90289876 | Lateral Hardening | 106953.38 | 0 | 0 | 0 | 0 | 0 | 0 | 0 | 0 | 0 | 0 |  | 0
Lateral Hardening-Fuse-90289882 | Lateral Hardening | 329221.6 | 0 | 0 | 0 | 0 | 0 | 0 | 0 | 0 | 0 | 0 |  | 0
Lateral Hardening-Fuse-90289995 | Lateral Hardening | 183857.67 | 0 | 0 | 0 | 0 | 0 | 0 | 0 | 0 | 0 | 0 |  | 0
Lateral Hardening-Fuse-90290002 | Lateral Hardening | 202499.52 | 0 | 0 | 0 | 0 | 0 | 0 | 0 | 0 | 0 | 0 |  | 0
Lateral Hardening-Fuse-90290006 | Lateral Hardening | 66672.55 | 0 | 0 | 0 | 0 | 0 | 0 | 0 | 0 | 0 | 0 |  | 0
Lateral Hardening-Fuse-90290014 | Lateral Hardening | 171455.95 | 0 | 0 | 0 | 0 | 0 | 0 | 0 | 0 | 0 | 0 |  | 0
Lateral Hardening-Fuse-90290038 | Lateral Hardening | 174233.31 | 0 | 0 | 0 | 0 | 0 | 0 | 0 | 0 | 0 | 0 |  | 0
Lateral Hardening-Fuse-90290042 | Lateral Hardening | 160712.65 | 0 | 0 | 0 | 0 | 0 | 0 | 0 | 0 | 0 | 0 |  | 0
Lateral Hardening-Fuse-90290131 | Lateral Hardening | 50000 | 0 | 0 | 0 | 0 | 0 | 0 | 0 | 0 | 0 | 0 |  | 0
Lateral Hardening-Fuse-90290158 | Lateral Hardening | 62587.13 | 0 | 0 | 0 | 0 | 0 | 0 | 0 | 0 | 0 | 0 |  | 0
Lateral Hardening-Fuse-90290161 | Lateral Hardening | 146562.39 | 0 | 0 | 0 | 0 | 0 | 0 | 0 | 0 | 0 | 0 |  | 0
Lateral Hardening-Fuse-90290167 | Lateral Hardening | 50000 | 0 | 0 | 0 | 0 | 0 | 0 | 0 | 0 | 0 | 0 |  | 0
Lateral Hardening-Fuse-90290192 | Lateral Hardening | 50000 | 0 | 0 | 0 | 0 | 0 | 0 | 0 | 0 | 0 | 0 |  | 0
Lateral Hardening-Fuse-90290223 | Lateral Hardening | 106459.7 | 0 | 0 | 0 | 0 | 0 | 0 | 0 | 0 | 0 | 0 |  | 2029 | 2029
Lateral Hardening-Fuse-90290282 | Lateral Hardening | 314256.48 | 0 | 0 | 0 | 0 | 0 | 0 | 0 | 0 | 0 | 0 |  | 0
Lateral Hardening-Fuse-90290284 | Lateral Hardening | 213219.2 | 0 | 0 | 0 | 0 | 2028 | 0 | 0 | 0 | 0 | 0 |  | 2029 | 2029
Lateral Hardening-Fuse-90290298 | Lateral Hardening | 95347.26 | 0 | 0 | 0 | 0 | 0 | 0 | 0 | 0 | 0 | 0 |  | 0
Lateral Hardening-Fuse-90290300 | Lateral Hardening | 60323.59 | 0 | 0 | 0 | 0 | 0 | 0 | 0 | 0 | 0 | 0 |  | 0
Lateral Hardening-Fuse-90290310 | Lateral Hardening | 63791.39 | 0 | 0 | 0 | 0 | 0 | 0 | 0 | 0 | 0 | 0 |  | 0
Lateral Hardening-Fuse-90290311 | Lateral Hardening | 246184.35 | 0 | 0 | 0 | 0 | 0 | 0 | 0 | 0 | 0 | 0 |  | 0
Lateral Hardening-Fuse-90290462 | Lateral Hardening | 177598.15 | 0 | 0 | 0 | 0 | 0 | 0 | 0 | 0 | 0 | 0 |  | 0
Lateral Hardening-Fuse-90290474 | Lateral Hardening | 250277.9 | 0 | 0 | 0 | 0 | 0 | 0 | 0 | 0 | 0 | 0 |  | 0
Lateral Hardening-Fuse-90290858 | Lateral Hardening | 64121.93 | 0 | 0 | 0 | 0 | 0 | 0 | 0 | 0 | 0 | 0 |  | 0
Lateral Hardening-Fuse-90291029 | Lateral Hardening | 50000 | 0 | 0 | 0 | 0 | 0 | 0 | 0 | 0 | 0 | 0 |  | 0
Lateral Hardening-Fuse-90291123 | Lateral Hardening | 278451.32 | 0 | 0 | 0 | 0 | 2023 | 0 | 0 | 0 | 0 | 0 |  | 2026 | 2026
Lateral Hardening-Fuse-90291171 | Lateral Hardening | 174885.13 | 0 | 0 | 0 | 0 | 0 | 0 | 0 | 0 | 0 | 0 |  | 0
Lateral Hardening-Fuse-90291313 | Lateral Hardening | 52285.45 | 0 | 0 | 0 | 0 | 0 | 0 | 0 | 0 | 0 | 0 |  | 0
Lateral Hardening-Fuse-90291399 | Lateral Hardening | 50000 | 0 | 0 | 0 | 0 | 0 | 0 | 0 | 0 | 0 | 0 |  | 0
Lateral Hardening-Fuse-90291455 | Lateral Hardening | 51781.77 | 0 | 0 | 0 | 0 | 0 | 0 | 0 | 0 | 0 | 0 |  | 0
Lateral Hardening-Fuse-90291488 | Lateral Hardening | 89393.93 | 0 | 0 | 0 | 0 | 2022 | 0 | 0 | 0 | 0 | 0 |  | 2025 | 2025
Lateral Hardening-Fuse-90291712 | Lateral Hardening | 231715.18 | 0 | 0 | 0 | 0 | 0 | 0 | 0 | 0 | 0 | 0 |  | 0
Lateral Hardening-Fuse-90291783 | Lateral Hardening | 51278.09 | 0 | 0 | 0 | 0 | 0 | 0 | 0 | 0 | 0 | 0 |  | 0
Lateral Hardening-Fuse-90291790 | Lateral Hardening | 167050.13 | 0 | 0 | 0 | 0 | 0 | 0 | 0 | 0 | 0 | 0 |  | 0
Lateral Hardening-Fuse-90291797 | Lateral Hardening | 105111.06 | 0 | 0 | 0 | 0 | 0 | 0 | 0 | 0 | 0 | 0 |  | 0
Lateral Hardening-Fuse-90291829 | Lateral Hardening | 50000 | 0 | 0 | 0 | 0 | 0 | 0 | 0 | 0 | 0 | 0 |  | 0
Lateral Hardening-Fuse-90291850 | Lateral Hardening | 168216.45 | 0 | 0 | 0 | 0 | 0 | 0 | 0 | 0 | 0 | 0 |  | 0
Lateral Hardening-Fuse-90291865 | Lateral Hardening | 50000 | 0 | 0 | 0 | 0 | 0 | 0 | 0 | 0 | 0 | 0 |  | 0
Lateral Hardening-Fuse-90291927 | Lateral Hardening | 50000 | 0 | 0 | 0 | 0 | 0 | 0 | 0 | 0 | 0 | 0 |  | 0
Lateral Hardening-Fuse-90292717 | Lateral Hardening | 114770.42 | 0 | 0 | 0 | 0 | 0 | 0 | 0 | 0 | 0 | 0 |  | 0
Lateral Hardening-Fuse-90292719 | Lateral Hardening | 56089.53 | 0 | 0 | 0 | 0 | 0 | 0 | 0 | 0 | 0 | 0 |  | 0
Lateral Hardening-Fuse-90292732 | Lateral Hardening | 50000 | 0 | 0 | 0 | 0 | 0 | 0 | 0 | 0 | 0 | 0 |  | 0
Lateral Hardening-Fuse-90292762 | Lateral Hardening | 98699.88 | 0 | 0 | 0 | 0 | 0 | 0 | 0 | 0 | 0 | 0 |  | 0
Lateral Hardening-Fuse-90292767 | Lateral Hardening | 156914.31 | 0 | 0 | 0 | 0 | 2028 | 0 | 0 | 0 | 0 | 0 |  | 2029 | 2029
Lateral Hardening-Fuse-90292803 | Lateral Hardening | 58198.69 | 0 | 0 | 0 | 0 | 0 | 0 | 0 | 0 | 0 | 0 |  | 0
Lateral Hardening-Fuse-90292804 | Lateral Hardening | 59956.57 | 0 | 0 | 0 | 0 | 0 | 0 | 0 | 0 | 0 | 0 |  | 0
Lateral Hardening-Fuse-90292824 | Lateral Hardening | 53418.73 | 0 | 0 | 0 | 0 | 0 | 0 | 0 | 0 | 0 | 0 |  | 0
Lateral Hardening-Fuse-90292852 | Lateral Hardening | 52285.45 | 0 | 0 | 0 | 0 | 0 | 0 | 0 | 0 | 0 | 0 |  | 0
Lateral Hardening-Fuse-90292855 | Lateral Hardening | 55884.91 | 0 | 0 | 0 | 0 | 0 | 0 | 0 | 0 | 0 | 0 |  | 0
Lateral Hardening-Fuse-90292858 | Lateral Hardening | 56262.67 | 0 | 0 | 0 | 0 | 0 | 0 | 0 | 0 | 0 | 0 |  | 0
Lateral Hardening-Fuse-90292859 | Lateral Hardening | 55743.25 | 0 | 0 | 0 | 0 | 0 | 0 | 0 | 0 | 0 | 0 |  | 0
Lateral Hardening-Fuse-90292890 | Lateral Hardening | 234049.81 | 0 | 0 | 0 | 0 | 0 | 0 | 0 | 0 | 0 | 0 |  | 0
Lateral Hardening-Fuse-90292891 | Lateral Hardening | 658404.71 | 0 | 0 | 0 | 0 | 0 | 0 | 0 | 0 | 0 | 0 |  | 0
Lateral Hardening-Fuse-90292894 | Lateral Hardening | 229985.14 | 0 | 0 | 0 | 0 | 0 | 0 | 0 | 0 | 0 | 0 |  | 0
Lateral Hardening-Fuse-90292896 | Lateral Hardening | 153255.28 | 0 | 0 | 0 | 0 | 0 | 0 | 0 | 0 | 0 | 0 |  | 0
Lateral Hardening-Fuse-90292898 | Lateral Hardening | 596134.8 | 0 | 0 | 0 | 0 | 0 | 0 | 0 | 0 | 0 | 0 |  | 0
Lateral Hardening-Fuse-90292906 | Lateral Hardening | 85389.3 | 0 | 0 | 0 | 0 | 0 | 0 | 0 | 0 | 0 | 0 |  | 0
Lateral Hardening-Fuse-90292907 | Lateral Hardening | 85035.9 | 0 | 0 | 0 | 0 | 0 | 0 | 0 | 0 | 0 | 0 |  | 0
Lateral Hardening-Fuse-90292909 | Lateral Hardening | 214217.48 | 0 | 0 | 0 | 0 | 0 | 0 | 0 | 0 | 0 | 0 |  | 0
Lateral Hardening-Fuse-90292938 | Lateral Hardening | 332341.18 | 0 | 0 | 0 | 0 | 0 | 0 | 0 | 0 | 0 | 0 |  | 0
Lateral Hardening-Fuse-90292940 | Lateral Hardening | 198612.53 | 0 | 0 | 0 | 0 | 0 | 0 | 0 | 0 | 0 | 0 |  | 0
Lateral Hardening-Fuse-90292941 | Lateral Hardening | 159344.06 | 0 | 0 | 0 | 0 | 0 | 0 | 0 | 0 | 0 | 0 |  | 0
Lateral Hardening-Fuse-90292943 | Lateral Hardening | 134678 | 0 | 0 | 0 | 0 | 0 | 0 | 0 | 0 | 0 | 0 |  | 0
Lateral Hardening-Fuse-90292944 | Lateral Hardening | 265111.94 | 0 | 0 | 0 | 0 | 0 | 0 | 0 | 0 | 0 | 0 |  | 0
Lateral Hardening-Fuse-90292967 | Lateral Hardening | 70897.85 | 0 | 0 | 0 | 0 | 0 | 0 | 0 | 0 | 0 | 0 |  | 0
Lateral Hardening-Fuse-90292968 | Lateral Hardening | 120422.74 | 0 | 0 | 0 | 0 | 0 | 0 | 0 | 0 | 0 | 0 |  | 0
Lateral Hardening-Fuse-90292970 | Lateral Hardening | 106333.78 | 0 | 0 | 0 | 0 | 0 | 0 | 0 | 0 | 0 | 0 |  | 0
Lateral Hardening-Fuse-90292996 | Lateral Hardening | 95745.76 | 0 | 0 | 0 | 0 | 0 | 0 | 0 | 0 | 0 | 0 |  | 0
Lateral Hardening-Fuse-90293072 | Lateral Hardening | 72490.61 | 0 | 0 | 0 | 0 | 2026 | 0 | 0 | 0 | 0 | 0 |  | 2026
Lateral Hardening-Fuse-90293109 | Lateral Hardening | 360703.6 | 0 | 0 | 0 | 0 | 0 | 0 | 0 | 0 | 0 | 0 |  | 0
Lateral Hardening-Fuse-90293123 | Lateral Hardening | 568765 | 0 | 0 | 0 | 0 | 2026 | 0 | 0 | 0 | 0 | 0 |  | 2026
Lateral Hardening-Fuse-90293150 | Lateral Hardening | 89276.13 | 0 | 0 | 0 | 0 | 0 | 0 | 0 | 0 | 0 | 0 |  | 0
Lateral Hardening-Fuse-90293198 | Lateral Hardening | 111072.26 | 0 | 0 | 0 | 0 | 0 | 0 | 0 | 0 | 0 | 0 |  | 0
Lateral Hardening-Fuse-90293238 | Lateral Hardening | 124195.16 | 0 | 0 | 0 | 0 | 0 | 0 | 0 | 0 | 0 | 0 |  | 0
Lateral Hardening-Fuse-90293243 | Lateral Hardening | 341921.74 | 0 | 0 | 0 | 0 | 2028 | 0 | 0 | 0 | 0 | 0 |  | 2029 | 2029
Lateral Hardening-Fuse-90293337 | Lateral Hardening | 391321.95 | 0 | 0 | 0 | 0 | 2026 | 0 | 0 | 0 | 0 | 0 |  | 2028 | 2028
Lateral Hardening-Fuse-90293338 | Lateral Hardening | 50000 | 0 | 0 | 0 | 0 | 2026 | 0 | 0 | 0 | 0 | 0 |  | 2028 | 2028
Lateral Hardening-Fuse-90293341 | Lateral Hardening | 69226.69 | 0 | 0 | 0 | 0 | 2027 | 0 | 0 | 0 | 0 | 0 |  | 2028 | 2028
Lateral Hardening-Fuse-90293379 | Lateral Hardening | 99461.37 | 0 | 0 | 0 | 0 | 0 | 0 | 0 | 0 | 0 | 0 |  | 0
Lateral Hardening-Fuse-90293688 | Lateral Hardening | 171013.06 | 0 | 0 | 0 | 0 | 2026 | 0 | 0 | 0 | 0 | 0 |  | 2028 | 2028
Lateral Hardening-Fuse-90294102 | Lateral Hardening | 96811.08 | 0 | 0 | 0 | 0 | 0 | 0 | 0 | 0 | 0 | 0 |  | 0
Lateral Hardening-Fuse-90294140 | Lateral Hardening | 117283.08 | 0 | 0 | 0 | 0 | 0 | 0 | 0 | 0 | 0 | 0 |  | 0
Lateral Hardening-Fuse-90294145 | Lateral Hardening | 106522.66 | 0 | 0 | 0 | 0 | 0 | 0 | 0 | 0 | 0 | 0 |  | 0
Lateral Hardening-Fuse-90294217 | Lateral Hardening | 584041.8 | 0 | 0 | 0 | 0 | 2028 | 0 | 0 | 0 | 0 | 0 |  | 2029 | 2029
Lateral Hardening-Fuse-90294221 | Lateral Hardening | 95578.36 | 0 | 0 | 0 | 0 | 0 | 0 | 0 | 0 | 0 | 0 |  | 0
Lateral Hardening-Fuse-90294222 | Lateral Hardening | 103568.54 | 0 | 0 | 0 | 0 | 0 | 0 | 0 | 0 | 0 | 0 |  | 0
Lateral Hardening-Fuse-90294410 | Lateral Hardening | 108993.84 | 0 | 0 | 0 | 0 | 0 | 0 | 0 | 0 | 0 | 0 |  | 0
Lateral Hardening-Fuse-90294438 | Lateral Hardening | 54961.25 | 0 | 0 | 0 | 0 | 0 | 0 | 0 | 0 | 0 | 0 |  | 0
Lateral Hardening-Fuse-90294487 | Lateral Hardening | 63838.61 | 0 | 0 | 0 | 0 | 0 | 0 | 0 | 0 | 0 | 0 |  | 0
Lateral Hardening-Fuse-90294505 | Lateral Hardening | 423611.73 | 0 | 0 | 0 | 0 | 0 | 0 | 0 | 0 | 0 | 0 |  | 0
Lateral Hardening-Fuse-90294532 | Lateral Hardening | 52862.83 | 0 | 0 | 0 | 0 | 0 | 0 | 0 | 0 | 0 | 0 |  | 0
Lateral Hardening-Fuse-90294620 | Lateral Hardening | 52978.01 | 0 | 0 | 0 | 0 | 0 | 0 | 0 | 0 | 0 | 0 |  | 0
Lateral Hardening-Fuse-90294631 | Lateral Hardening | 50000 | 0 | 0 | 0 | 0 | 0 | 0 | 0 | 0 | 0 | 0 |  | 0
Lateral Hardening-Fuse-90294650 | Lateral Hardening | 51640.11 | 0 | 0 | 0 | 0 | 0 | 0 | 0 | 0 | 0 | 0 |  | 0
Lateral Hardening-Fuse-90294838 | Lateral Hardening | 272388.03 | 0 | 0 | 0 | 0 | 0 | 0 | 0 | 0 | 0 | 0 |  | 0
Lateral Hardening-Fuse-90294916 | Lateral Hardening | 60669.87 | 0 | 0 | 0 | 0 | 0 | 0 | 0 | 0 | 0 | 0 |  | 0
Lateral Hardening-Fuse-90294944 | Lateral Hardening | 55055.69 | 0 | 0 | 0 | 0 | 0 | 0 | 0 | 0 | 0 | 0 |  | 0
Lateral Hardening-Fuse-90294958 | Lateral Hardening | 53135.41 | 0 | 0 | 0 | 0 | 0 | 0 | 0 | 0 | 0 | 0 |  | 0
Lateral Hardening-Fuse-90294962 | Lateral Hardening | 105458.08 | 0 | 0 | 0 | 0 | 0 | 0 | 0 | 0 | 0 | 0 |  | 0
Lateral Hardening-Fuse-90294963 | Lateral Hardening | 52017.87 | 0 | 0 | 0 | 0 | 0 | 0 | 0 | 0 | 0 | 0 |  | 0
Lateral Hardening-Fuse-90294967 | Lateral Hardening | 61587.79 | 0 | 0 | 0 | 0 | 0 | 0 | 0 | 0 | 0 | 0 |  | 0
Lateral Hardening-Fuse-90295005 | Lateral Hardening | 160822.83 | 0 | 0 | 0 | 0 | 0 | 0 | 0 | 0 | 0 | 0 |  | 0
Lateral Hardening-Fuse-90295023 | Lateral Hardening | 50000 | 0 | 0 | 0 | 0 | 0 | 0 | 0 | 0 | 0 | 0 |  | 0
Lateral Hardening-Fuse-90295085 | Lateral Hardening | 109382.64 | 0 | 0 | 0 | 0 | 0 | 0 | 0 | 0 | 0 | 0 |  | 0
Lateral Hardening-Fuse-90295106 | Lateral Hardening | 367460.03 | 0 | 0 | 0 | 0 | 0 | 0 | 0 | 0 | 0 | 0 |  | 0
Lateral Hardening-Fuse-90295206 | Lateral Hardening | 633773.12 | 0 | 0 | 0 | 0 | 2022 | 0 | 0 | 0 | 0 | 0 |  | 2022
Lateral Hardening-Fuse-90295207 | Lateral Hardening | 60063.84 | 0 | 0 | 0 | 0 | 2022 | 0 | 0 | 0 | 0 | 0 |  | 2022
Lateral Hardening-Fuse-90295213 | Lateral Hardening | 57841.67 | 0 | 0 | 0 | 0 | 0 | 0 | 0 | 0 | 0 | 0 |  | 0
Lateral Hardening-Fuse-90295231 | Lateral Hardening | 179959.15 | 0 | 0 | 0 | 0 | 0 | 0 | 0 | 0 | 0 | 0 |  | 0
Lateral Hardening-Fuse-90295812 | Lateral Hardening | 120683.66 | 0 | 0 | 0 | 0 | 0 | 0 | 0 | 0 | 0 | 0 |  | 0
Lateral Hardening-Fuse-90296020 | Lateral Hardening | 57543.53 | 0 | 0 | 0 | 0 | 0 | 0 | 0 | 0 | 0 | 0 |  | 0
Lateral Hardening-Fuse-90296037 | Lateral Hardening | 56440.81 | 0 | 0 | 0 | 0 | 0 | 0 | 0 | 0 | 0 | 0 |  | 0
Lateral Hardening-Fuse-90296055 | Lateral Hardening | 70853.65 | 0 | 0 | 0 | 0 | 0 | 0 | 0 | 0 | 0 | 0 |  | 0
Lateral Hardening-Fuse-90296123 | Lateral Hardening | 59442.15 | 0 | 0 | 0 | 0 | 0 | 0 | 0 | 0 | 0 | 0 |  | 0
Lateral Hardening-Fuse-90296259 | Lateral Hardening | 93222.36 | 0 | 0 | 0 | 0 | 0 | 0 | 0 | 0 | 0 | 0 |  | 0
Lateral Hardening-Fuse-90296599 | Lateral Hardening | 269260.77 | 0 | 0 | 0 | 0 | 0 | 0 | 0 | 0 | 0 | 0 |  | 0
Lateral Hardening-Fuse-90296844 | Lateral Hardening | 229076.65 | 0 | 0 | 0 | 0 | 0 | 0 | 0 | 0 | 0 | 0 |  | 0
Lateral Hardening-Fuse-90296900 | Lateral Hardening | 239291.34 | 0 | 0 | 0 | 0 | 2029 | 0 | 0 | 0 | 0 | 0 |  | 2027 | 2027
Lateral Hardening-Fuse-90296902 | Lateral Hardening | 149367.31 | 0 | 0 | 0 | 0 | 0 | 0 | 0 | 0 | 0 | 0 |  | 0
Lateral Hardening-Fuse-90296905 | Lateral Hardening | 175136.06 | 0 | 0 | 0 | 0 | 0 | 0 | 0 | 0 | 0 | 0 |  | 0
Lateral Hardening-Fuse-90296926 | Lateral Hardening | 50000 | 0 | 0 | 0 | 0 | 0 | 0 | 0 | 0 | 0 | 0 |  | 0
Lateral Hardening-Fuse-90296947 | Lateral Hardening | 88893.85 | 0 | 0 | 0 | 0 | 0 | 0 | 0 | 0 | 0 | 0 |  | 0
Lateral Hardening-Fuse-90296980 | Lateral Hardening | 64384.51 | 0 | 0 | 0 | 0 | 0 | 0 | 0 | 0 | 0 | 0 |  | 0
Lateral Hardening-Fuse-90296981 | Lateral Hardening | 110263.78 | 0 | 0 | 0 | 0 | 2022 | 0 | 0 | 0 | 0 | 0 |  | 2022
Lateral Hardening-Fuse-90296983 | Lateral Hardening | 99843.9 | 0 | 0 | 0 | 0 | 0 | 0 | 0 | 0 | 0 | 0 |  | 0
Lateral Hardening-Fuse-90296985 | Lateral Hardening | 53245.59 | 0 | 0 | 0 | 0 | 0 | 0 | 0 | 0 | 0 | 0 |  | 0
Lateral Hardening-Fuse-90297008 | Lateral Hardening | 109912.5 | 0 | 0 | 0 | 0 | 0 | 0 | 0 | 0 | 0 | 0 |  | 0
Lateral Hardening-Fuse-90297365 | Lateral Hardening | 57002.45 | 0 | 0 | 0 | 0 | 0 | 0 | 0 | 0 | 0 | 0 |  | 0
Lateral Hardening-Fuse-90297370 | Lateral Hardening | 99812.42 | 0 | 0 | 0 | 0 | 0 | 0 | 0 | 0 | 0 | 0 |  | 0
Lateral Hardening-Fuse-90297540 | Lateral Hardening | 152518.46 | 0 | 0 | 0 | 0 | 0 | 0 | 0 | 0 | 0 | 0 |  | 0
Lateral Hardening-Fuse-90297635 | Lateral Hardening | 165005.26 | 0 | 0 | 0 | 0 | 2029 | 0 | 0 | 0 | 0 | 0 |  | 2027 | 2027
Lateral Hardening-Fuse-90297638 | Lateral Hardening | 167361.26 | 0 | 0 | 0 | 0 | 0 | 0 | 0 | 0 | 0 | 0 |  | 0
Lateral Hardening-Fuse-90297643 | Lateral Hardening | 174512.37 | 0 | 0 | 0 | 0 | 0 | 0 | 0 | 0 | 0 | 0 |  | 0
Lateral Hardening-Fuse-90297798 | Lateral Hardening | 101654 | 0 | 0 | 0 | 0 | 0 | 0 | 0 | 0 | 0 | 0 |  | 0
Lateral Hardening-Fuse-90297883 | Lateral Hardening | 162813.35 | 0 | 0 | 0 | 0 | 0 | 0 | 0 | 0 | 0 | 0 |  | 0
Lateral Hardening-Fuse-90298251 | Lateral Hardening | 93605.28 | 0 | 0 | 0 | 0 | 0 | 0 | 0 | 0 | 0 | 0 |  | 0
Lateral Hardening-Fuse-90298333 | Lateral Hardening | 233451.58 | 0 | 0 | 0 | 0 | 0 | 0 | 0 | 0 | 0 | 0 |  | 0
Lateral Hardening-Fuse-90299164 | Lateral Hardening | 50000 | 0 | 0 | 0 | 0 | 0 | 0 | 0 | 0 | 0 | 0 |  | 0
Lateral Hardening-Fuse-90299538 | Lateral Hardening | 55763.99 | 0 | 0 | 0 | 0 | 0 | 0 | 0 | 0 | 0 | 0 |  | 0
Lateral Hardening-Fuse-90299563 | Lateral Hardening | 114093.6 | 0 | 0 | 0 | 0 | 0 | 0 | 0 | 0 | 0 | 0 |  | 0
Lateral Hardening-Fuse-90299626 | Lateral Hardening | 119508.16 | 0 | 0 | 0 | 0 | 0 | 0 | 0 | 0 | 0 | 0 |  | 0
Lateral Hardening-Fuse-90299791 | Lateral Hardening | 115678.34 | 0 | 0 | 0 | 0 | 0 | 0 | 0 | 0 | 0 | 0 |  | 0
Lateral Hardening-Fuse-90300018 | Lateral Hardening | 151745.85 | 0 | 0 | 0 | 0 | 0 | 0 | 0 | 0 | 0 | 0 |  | 0
Lateral Hardening-Fuse-90300059 | Lateral Hardening | 156777.65 | 0 | 0 | 0 | 0 | 0 | 0 | 0 | 0 | 0 | 0 |  | 0
Lateral Hardening-Fuse-90300372 | Lateral Hardening | 149752.61 | 0 | 0 | 0 | 0 | 0 | 0 | 0 | 0 | 0 | 0 |  | 0
Lateral Hardening-Fuse-90300653 | Lateral Hardening | 97492.9 | 0 | 0 | 0 | 0 | 0 | 0 | 0 | 0 | 0 | 0 |  | 0
Lateral Hardening-Fuse-90300743 | Lateral Hardening | 112913.1 | 0 | 0 | 0 | 0 | 0 | 0 | 0 | 0 | 0 | 0 |  | 0
Lateral Hardening-Fuse-90300748 | Lateral Hardening | 65396.87 | 0 | 0 | 0 | 0 | 0 | 0 | 0 | 0 | 0 | 0 |  | 0
Lateral Hardening-Fuse-90300829 | Lateral Hardening | 73975.17 | 0 | 0 | 0 | 0 | 0 | 0 | 0 | 0 | 0 | 0 |  | 0
Lateral Hardening-Fuse-90301096 | Lateral Hardening | 50968.29 | 0 | 0 | 0 | 0 | 0 | 0 | 0 | 0 | 0 | 0 |  | 0
Lateral Hardening-Fuse-90301113 | Lateral Hardening | 56629.69 | 0 | 0 | 0 | 0 | 0 | 0 | 0 | 0 | 0 | 0 |  | 0
Lateral Hardening-Fuse-90301178 | Lateral Hardening | 129193.26 | 0 | 0 | 0 | 0 | 0 | 0 | 0 | 0 | 0 | 0 |  | 0
Lateral Hardening-Fuse-90302942 | Lateral Hardening | 50000 | 0 | 0 | 0 | 0 | 0 | 0 | 0 | 0 | 0 | 0 |  | 0
Lateral Hardening-Fuse-90303412 | Lateral Hardening | 113455.15 | 0 | 0 | 0 | 0 | 0 | 0 | 0 | 0 | 0 | 0 |  | 0
Lateral Hardening-Fuse-90303471 | Lateral Hardening | 150943.9 | 0 | 0 | 0 | 0 | 0 | 0 | 0 | 0 | 0 | 0 |  | 0
Lateral Hardening-Fuse-90304278 | Lateral Hardening | 50000 | 0 | 0 | 0 | 0 | 0 | 0 | 0 | 0 | 0 | 0 |  | 0
Lateral Hardening-Fuse-90304987 | Lateral Hardening | 109881.02 | 0 | 0 | 0 | 0 | 0 | 0 | 0 | 0 | 0 | 0 |  | 0
Lateral Hardening-Fuse-90308381 | Lateral Hardening | 50711.45 | 0 | 0 | 0 | 0 | 0 | 0 | 0 | 0 | 0 | 0 |  | 0
Lateral Hardening-Fuse-90309641 | Lateral Hardening | 52406.37 | 0 | 0 | 0 | 0 | 0 | 0 | 0 | 0 | 0 | 0 |  | 0
Lateral Hardening-Fuse-90310117 | Lateral Hardening | 142847.75 | 0 | 0 | 0 | 0 | 0 | 0 | 0 | 0 | 0 | 0 |  | 0
Lateral Hardening-Fuse-90311205 | Lateral Hardening | 58206.52 | 0 | 0 | 0 | 0 | 0 | 0 | 0 | 0 | 0 | 0 |  | 0
Lateral Hardening-Fuse-90312305 | Lateral Hardening | 50000 | 0 | 0 | 0 | 0 | 2023 | 0 | 0 | 0 | 0 | 0 |  | 0 | 0
Lateral Hardening-Fuse-90312416 | Lateral Hardening | 167656.9 | 0 | 0 | 0 | 0 | 0 | 0 | 0 | 0 | 0 | 0 |  | 0
Lateral Hardening-Fuse-90312418 | Lateral Hardening | 322061.3 | 0 | 0 | 0 | 0 | 0 | 0 | 0 | 0 | 0 | 0 |  | 0
Lateral Hardening-Fuse-90312567 | Lateral Hardening | 97514.38 | 0 | 0 | 0 | 0 | 0 | 0 | 0 | 0 | 0 | 0 |  | 0
Lateral Hardening-Fuse-90312570 | Lateral Hardening | 379862.36 | 0 | 0 | 0 | 0 | 2023 | 0 | 0 | 0 | 0 | 0 |  | 2026 | 2026
Lateral Hardening-Fuse-90313370 | Lateral Hardening | 731010.17 | 0 | 0 | 0 | 0 | 0 | 0 | 0 | 0 | 0 | 0 |  | 0
Lateral Hardening-Fuse-90316946 | Lateral Hardening | 50000 | 0 | 0 | 0 | 0 | 0 | 0 | 0 | 0 | 0 | 0 |  | 0
Lateral Hardening-Fuse-90326143 | Lateral Hardening | 50000 | 0 | 0 | 0 | 0 | 0 | 0 | 0 | 0 | 0 | 0 |  | 0
Lateral Hardening-Fuse-90329814 | Lateral Hardening | 54835.33 | 0 | 0 | 0 | 0 | 0 | 0 | 0 | 0 | 0 | 0 |  | 0
Lateral Hardening-Fuse-90329970 | Lateral Hardening | 50000 | 0 | 0 | 0 | 0 | 0 | 0 | 0 | 0 | 0 | 0 |  | 0
Lateral Hardening-Fuse-90330657 | Lateral Hardening | 109723.83 | 0 | 0 | 0 | 0 | 0 | 0 | 0 | 0 | 0 | 0 |  | 0
Lateral Hardening-Fuse-90331673 | Lateral Hardening | 102404.57 | 0 | 0 | 0 | 0 | 0 | 0 | 0 | 0 | 0 | 0 |  | 0
Lateral Hardening-Fuse-90331749 | Lateral Hardening | 57375.21 | 0 | 0 | 0 | 0 | 0 | 0 | 0 | 0 | 0 | 0 |  | 0
Lateral Hardening-Fuse-90334678 | Lateral Hardening | 50000 | 0 | 0 | 0 | 0 | 0 | 0 | 0 | 0 | 0 | 0 |  | 0
Lateral Hardening-Fuse-90334707 | Lateral Hardening | 56072.8 | 0 | 0 | 0 | 0 | 2022 | 0 | 0 | 0 | 0 | 0 |  | 2022
Lateral Hardening-Fuse-90334731 | Lateral Hardening | 67818.26 | 0 | 0 | 0 | 0 | 2022 | 0 | 0 | 0 | 0 | 0 |  | 2022
Lateral Hardening-Fuse-90334732 | Lateral Hardening | 297107 | 0 | 0 | 0 | 0 | 0 | 0 | 0 | 0 | 0 | 0 |  | 0
Lateral Hardening-Fuse-90338056 | Lateral Hardening | 57542.61 | 0 | 0 | 0 | 0 | 0 | 0 | 0 | 0 | 0 | 0 |  | 0
Lateral Hardening-Fuse-90342767 | Lateral Hardening | 819784.77 | 0 | 0 | 0 | 0 | 2029 | 0 | 0 | 0 | 0 | 0 |  | 2029
Lateral Hardening-Fuse-90342774 | Lateral Hardening | 50000 | 0 | 0 | 0 | 0 | 0 | 0 | 0 | 0 | 0 | 0 |  | 0
Lateral Hardening-Fuse-90349338 | Lateral Hardening | 100541.46 | 0 | 0 | 0 | 0 | 0 | 0 | 0 | 0 | 0 | 0 |  | 0
Lateral Hardening-Fuse-90351925 | Lateral Hardening | 66017.21 | 0 | 0 | 0 | 0 | 0 | 0 | 0 | 0 | 0 | 0 |  | 0
Lateral Hardening-Fuse-90352889 | Lateral Hardening | 56582.47 | 0 | 0 | 0 | 0 | 0 | 0 | 0 | 0 | 0 | 0 |  | 0
Lateral Hardening-Fuse-90354866 | Lateral Hardening | 50401.65 | 0 | 0 | 0 | 0 | 0 | 0 | 0 | 0 | 0 | 0 |  | 0
Lateral Hardening-Fuse-90356585 | Lateral Hardening | 198418.65 | 0 | 0 | 0 | 0 | 0 | 0 | 0 | 0 | 0 | 0 |  | 0
Lateral Hardening-Fuse-90357256 | Lateral Hardening | 54452.57 | 0 | 0 | 0 | 0 | 0 | 0 | 0 | 0 | 0 | 0 |  | 0
Lateral Hardening-Fuse-90359990 | Lateral Hardening | 61530.57 | 0 | 0 | 0 | 0 | 0 | 0 | 0 | 0 | 0 | 0 |  | 0
Lateral Hardening-Fuse-90360967 | Lateral Hardening | 50000 | 0 | 0 | 0 | 0 | 0 | 0 | 0 | 0 | 0 | 0 |  | 0
Lateral Hardening-Fuse-90366655 | Lateral Hardening | 234144.88 | 0 | 0 | 0 | 0 | 0 | 0 | 0 | 0 | 0 | 0 |  | 0
Lateral Hardening-Fuse-90366715 | Lateral Hardening | 1132820.26 | 0 | 0 | 0 | 0 | 0 | 0 | 0 | 0 | 0 | 0 |  | 0
Lateral Hardening-Fuse-90366790 | Lateral Hardening | 794314.1 | 0 | 0 | 0 | 0 | 0 | 0 | 0 | 0 | 0 | 0 |  | 0
Lateral Hardening-Fuse-90366814 | Lateral Hardening | 50000 | 0 | 0 | 0 | 0 | 0 | 0 | 0 | 0 | 0 | 0 |  | 0
Lateral Hardening-Fuse-90366842 | Lateral Hardening | 336575.88 | 0 | 0 | 0 | 0 | 0 | 0 | 0 | 0 | 0 | 0 |  | 0
Lateral Hardening-Fuse-90367628 | Lateral Hardening | 620040.58 | 0 | 0 | 0 | 0 | 2023 | 0 | 0 | 0 | 0 | 0 |  | 2025 | 2025
Lateral Hardening-Fuse-90368684 | Lateral Hardening | 117825.46 | 0 | 0 | 0 | 0 | 0 | 0 | 0 | 0 | 0 | 0 |  | 0
Lateral Hardening-Fuse-90369694 | Lateral Hardening | 108222.58 | 0 | 0 | 0 | 0 | 0 | 0 | 0 | 0 | 0 | 0 |  | 0
Lateral Hardening-Fuse-90371225 | Lateral Hardening | 50000 | 0 | 0 | 0 | 0 | 0 | 0 | 0 | 0 | 0 | 0 |  | 0
Lateral Hardening-Fuse-90371485 | Lateral Hardening | 462141.16 | 0 | 0 | 0 | 0 | 0 | 0 | 0 | 0 | 0 | 0 |  | 0
Lateral Hardening-Fuse-90372104 | Lateral Hardening | 131457.04 | 0 | 0 | 0 | 0 | 0 | 0 | 0 | 0 | 0 | 0 |  | 0
Lateral Hardening-Fuse-90372106 | Lateral Hardening | 126173.4 | 0 | 0 | 0 | 0 | 0 | 0 | 0 | 0 | 0 | 0 |  | 0
Lateral Hardening-Fuse-90372159 | Lateral Hardening | 68063.41 | 0 | 0 | 0 | 0 | 0 | 0 | 0 | 0 | 0 | 0 |  | 0
Lateral Hardening-Fuse-90373171 | Lateral Hardening | 50000 | 0 | 0 | 0 | 0 | 0 | 0 | 0 | 0 | 0 | 0 |  | 0
Lateral Hardening-Fuse-90373239 | Lateral Hardening | 279608.43 | 0 | 0 | 0 | 0 | 0 | 0 | 0 | 0 | 0 | 0 |  | 0
Lateral Hardening-Fuse-90373312 | Lateral Hardening | 290254.41 | 0 | 0 | 0 | 0 | 0 | 0 | 0 | 0 | 0 | 0 |  | 0
Lateral Hardening-Fuse-90374558 | Lateral Hardening | 455987.95 | 0 | 0 | 0 | 0 | 2021 | 0 | 0 | 0 | 0 | 0 |  | 2021
Lateral Hardening-Fuse-90375096 | Lateral Hardening | 179403.65 | 0 | 0 | 0 | 0 | 0 | 0 | 0 | 0 | 0 | 0 |  | 0
Lateral Hardening-Fuse-90375255 | Lateral Hardening | 50000 | 0 | 0 | 0 | 0 | 0 | 0 | 0 | 0 | 0 | 0 |  | 0
Lateral Hardening-Fuse-90375314 | Lateral Hardening | 114209.52 | 0 | 0 | 0 | 0 | 0 | 0 | 0 | 0 | 0 | 0 |  | 0
Lateral Hardening-Fuse-90375327 | Lateral Hardening | 105201.24 | 0 | 0 | 0 | 0 | 0 | 0 | 0 | 0 | 0 | 0 |  | 0
Lateral Hardening-Fuse-90375328 | Lateral Hardening | 132233.3 | 0 | 0 | 0 | 0 | 0 | 0 | 0 | 0 | 0 | 0 |  | 0
Lateral Hardening-Fuse-90375617 | Lateral Hardening | 349371.76 | 0 | 0 | 0 | 0 | 0 | 0 | 0 | 0 | 0 | 0 |  | 0
Lateral Hardening-Fuse-90375741 | Lateral Hardening | 110185.08 | 0 | 0 | 0 | 0 | 0 | 0 | 0 | 0 | 0 | 0 |  | 0
Lateral Hardening-Fuse-90375756 | Lateral Hardening | 57802.17 | 0 | 0 | 0 | 0 | 0 | 0 | 0 | 0 | 0 | 0 |  | 0
Lateral Hardening-Fuse-90375794 | Lateral Hardening | 192336.48 | 0 | 0 | 0 | 0 | 0 | 0 | 0 | 0 | 0 | 0 |  | 0
Lateral Hardening-Fuse-90375800 | Lateral Hardening | 114754.68 | 0 | 0 | 0 | 0 | 2022 | 0 | 0 | 0 | 0 | 0 |  | 2023 | 2023
Lateral Hardening-Fuse-90376074 | Lateral Hardening | 146463 | 0 | 0 | 0 | 0 | 0 | 0 | 0 | 0 | 0 | 0 |  | 0
Lateral Hardening-Fuse-90376155 | Lateral Hardening | 279682.72 | 0 | 0 | 0 | 0 | 2026 | 0 | 0 | 0 | 0 | 0 |  | 2026
Lateral Hardening-Fuse-90376949 | Lateral Hardening | 79793.23 | 0 | 0 | 0 | 0 | 0 | 0 | 0 | 0 | 0 | 0 |  | 0
Lateral Hardening-Fuse-90377105 | Lateral Hardening | 50000 | 0 | 0 | 0 | 0 | 0 | 0 | 0 | 0 | 0 | 0 |  | 0
Lateral Hardening-Fuse-90377189 | Lateral Hardening | 106911.16 | 0 | 0 | 0 | 0 | 0 | 0 | 0 | 0 | 0 | 0 |  | 0
Lateral Hardening-Fuse-90377733 | Lateral Hardening | 105300.68 | 0 | 0 | 0 | 0 | 2025 | 0 | 0 | 0 | 0 | 0 |  | 2028 | 2028
Lateral Hardening-Fuse-90378605 | Lateral Hardening | 256729.59 | 0 | 0 | 0 | 0 | 0 | 0 | 0 | 0 | 0 | 0 |  | 0
Lateral Hardening-Fuse-90378633 | Lateral Hardening | 51566.41 | 0 | 0 | 0 | 0 | 0 | 0 | 0 | 0 | 0 | 0 |  | 0
Lateral Hardening-Fuse-90378714 | Lateral Hardening | 221257.34 | 0 | 0 | 0 | 0 | 0 | 0 | 0 | 0 | 0 | 0 |  | 0
Lateral Hardening-Fuse-90378808 | Lateral Hardening | 274643.8 | 0 | 0 | 0 | 0 | 2022 | 0 | 0 | 0 | 0 | 0 |  | 2023 | 2023
Lateral Hardening-Fuse-90379002 | Lateral Hardening | 913274.63 | 0 | 0 | 0 | 0 | 2025 | 0 | 0 | 0 | 0 | 0 |  | 2024 | 2024
Lateral Hardening-Fuse-90380124 | Lateral Hardening | 50000 | 0 | 0 | 0 | 0 | 0 | 0 | 0 | 0 | 0 | 0 |  | 0
Lateral Hardening-Fuse-90380435 | Lateral Hardening | 103736.08 | 0 | 0 | 0 | 0 | 2023 | 0 | 0 | 0 | 0 | 0 |  | 2025 | 2025
Lateral Hardening-Fuse-90380898 | Lateral Hardening | 152459.56 | 0 | 0 | 0 | 0 | 0 | 0 | 0 | 0 | 0 | 0 |  | 0
Lateral Hardening-Fuse-90381064 | Lateral Hardening | 245270.26 | 0 | 0 | 0 | 0 | 0 | 0 | 0 | 0 | 0 | 0 |  | 0
Lateral Hardening-Fuse-90385626 | Lateral Hardening | 50212.77 | 0 | 0 | 0 | 0 | 0 | 0 | 0 | 0 | 0 | 0 |  | 0
Lateral Hardening-Fuse-90385635 | Lateral Hardening | 50000 | 0 | 0 | 0 | 0 | 0 | 0 | 0 | 0 | 0 | 0 |  | 0
Lateral Hardening-Fuse-90386206 | Lateral Hardening | 50000 | 0 | 0 | 0 | 0 | 0 | 0 | 0 | 0 | 0 | 0 |  | 0
Lateral Hardening-Fuse-90389136 | Lateral Hardening | 75110.68 | 0 | 0 | 0 | 0 | 0 | 0 | 0 | 0 | 0 | 0 |  | 0
Lateral Hardening-Fuse-90391916 | Lateral Hardening | 50000 | 0 | 0 | 0 | 0 | 0 | 0 | 0 | 0 | 0 | 0 |  | 0
Lateral Hardening-Fuse-90392839 | Lateral Hardening | 58979.95 | 0 | 0 | 0 | 0 | 2025 | 0 | 0 | 0 | 0 | 0 |  | 2024 | 2024
Lateral Hardening-Fuse-90393154 | Lateral Hardening | 52532.29 | 0 | 0 | 0 | 0 | 0 | 0 | 0 | 0 | 0 | 0 |  | 0
Lateral Hardening-Fuse-90393156 | Lateral Hardening | 57485.39 | 0 | 0 | 0 | 0 | 0 | 0 | 0 | 0 | 0 | 0 |  | 0
Lateral Hardening-Fuse-90393306 | Lateral Hardening | 71294.37 | 0 | 0 | 0 | 0 | 2024 | 0 | 0 | 0 | 0 | 0 |  | 2024
Lateral Hardening-Fuse-90393572 | Lateral Hardening | 291934.02 | 0 | 0 | 0 | 0 | 0 | 0 | 0 | 0 | 0 | 0 |  | 0
Lateral Hardening-Fuse-90393804 | Lateral Hardening | 111953.7 | 0 | 0 | 0 | 0 | 0 | 0 | 0 | 0 | 0 | 0 |  | 0
Lateral Hardening-Fuse-90393812 | Lateral Hardening | 223450.94 | 0 | 0 | 0 | 0 | 0 | 0 | 0 | 0 | 0 | 0 |  | 0
Lateral Hardening-Fuse-90393843 | Lateral Hardening | 93311.85 | 0 | 0 | 0 | 0 | 0 | 0 | 0 | 0 | 0 | 0 |  | 0
Lateral Hardening-Fuse-90393848 | Lateral Hardening | 93327.59 | 0 | 0 | 0 | 0 | 0 | 0 | 0 | 0 | 0 | 0 |  | 0
Lateral Hardening-Fuse-90393849 | Lateral Hardening | 157267.12 | 0 | 0 | 0 | 0 | 0 | 0 | 0 | 0 | 0 | 0 |  | 0
Lateral Hardening-Fuse-90393956 | Lateral Hardening | 195506.93 | 0 | 0 | 0 | 0 | 0 | 0 | 0 | 0 | 0 | 0 |  | 0
Lateral Hardening-Fuse-90393957 | Lateral Hardening | 69668.89 | 0 | 0 | 0 | 0 | 0 | 0 | 0 | 0 | 0 | 0 |  | 0
Lateral Hardening-Fuse-90393999 | Lateral Hardening | 118386.36 | 0 | 0 | 0 | 0 | 0 | 0 | 0 | 0 | 0 | 0 |  | 0
Lateral Hardening-Fuse-90394648 | Lateral Hardening | 303036.82 | 0 | 0 | 0 | 0 | 0 | 0 | 0 | 0 | 0 | 0 |  | 0
Lateral Hardening-Fuse-90394652 | Lateral Hardening | 564968.44 | 0 | 0 | 0 | 0 | 2025 | 0 | 0 | 0 | 0 | 0 |  | 2028 | 2028
Lateral Hardening-Fuse-90394766 | Lateral Hardening | 72376.17 | 0 | 0 | 0 | 0 | 0 | 0 | 0 | 0 | 0 | 0 |  | 0
Lateral Hardening-Fuse-90394774 | Lateral Hardening | 139867.94 | 0 | 0 | 0 | 0 | 0 | 0 | 0 | 0 | 0 | 0 |  | 0
Lateral Hardening-Fuse-90394776 | Lateral Hardening | 90829.93 | 0 | 0 | 0 | 0 | 0 | 0 | 0 | 0 | 0 | 0 |  | 0
Lateral Hardening-Fuse-90394789 | Lateral Hardening | 55701.03 | 0 | 0 | 0 | 0 | 0 | 0 | 0 | 0 | 0 | 0 |  | 0
Lateral Hardening-Fuse-90394811 | Lateral Hardening | 313404.43 | 0 | 0 | 0 | 0 | 0 | 0 | 0 | 0 | 0 | 0 |  | 0
Lateral Hardening-Fuse-90394819 | Lateral Hardening | 200165.79 | 0 | 0 | 0 | 0 | 0 | 0 | 0 | 0 | 0 | 0 |  | 0
Lateral Hardening-Fuse-90394820 | Lateral Hardening | 229873.65 | 0 | 0 | 0 | 0 | 0 | 0 | 0 | 0 | 0 | 0 |  | 0
Lateral Hardening-Fuse-90394860 | Lateral Hardening | 53712.79 | 0 | 0 | 0 | 0 | 0 | 0 | 0 | 0 | 0 | 0 |  | 0
Lateral Hardening-Fuse-90394884 | Lateral Hardening | 267540.85 | 0 | 0 | 0 | 0 | 0 | 0 | 0 | 0 | 0 | 0 |  | 0
Lateral Hardening-Fuse-90394885 | Lateral Hardening | 58424.05 | 0 | 0 | 0 | 0 | 0 | 0 | 0 | 0 | 0 | 0 |  | 0
Lateral Hardening-Fuse-90394890 | Lateral Hardening | 50000 | 0 | 0 | 0 | 0 | 0 | 0 | 0 | 0 | 0 | 0 |  | 0
Lateral Hardening-Fuse-90394892 | Lateral Hardening | 64426.73 | 0 | 0 | 0 | 0 | 0 | 0 | 0 | 0 | 0 | 0 |  | 0
Lateral Hardening-Fuse-90396157 | Lateral Hardening | 846872.75 | 0 | 0 | 0 | 0 | 2024 | 0 | 0 | 0 | 0 | 0 |  | 2024
Lateral Hardening-Fuse-90396888 | Lateral Hardening | 108233.32 | 0 | 0 | 0 | 0 | 0 | 0 | 0 | 0 | 0 | 0 |  | 0
Lateral Hardening-Fuse-90397369 | Lateral Hardening | 380456.38 | 0 | 0 | 0 | 0 | 2021 | 0 | 0 | 0 | 0 | 0 |  | 2021
Lateral Hardening-Fuse-90397839 | Lateral Hardening | 260074.06 | 0 | 0 | 0 | 0 | 2023 | 0 | 0 | 0 | 0 | 0 |  | 2022 | 2022
Lateral Hardening-Fuse-90397845 | Lateral Hardening | 321810.33 | 0 | 0 | 0 | 0 | 2023 | 0 | 0 | 0 | 0 | 0 |  | 2022 | 2022
Lateral Hardening-Fuse-90397846 | Lateral Hardening | 50000 | 0 | 0 | 0 | 0 | 0 | 0 | 0 | 0 | 0 | 0 |  | 0
Lateral Hardening-Fuse-90397948 | Lateral Hardening | 50000 | 0 | 0 | 0 | 0 | 0 | 0 | 0 | 0 | 0 | 0 |  | 0
Lateral Hardening-Fuse-90397971 | Lateral Hardening | 295989.51 | 0 | 0 | 0 | 0 | 0 | 0 | 0 | 0 | 0 | 0 |  | 2022 | 2022
Lateral Hardening-Fuse-90398046 | Lateral Hardening | 50000 | 0 | 0 | 0 | 0 | 0 | 0 | 0 | 0 | 0 | 0 |  | 0
Lateral Hardening-Fuse-90398056 | Lateral Hardening | 119093.92 | 0 | 0 | 0 | 0 | 0 | 0 | 0 | 0 | 0 | 0 |  | 0
Lateral Hardening-Fuse-90398187 | Lateral Hardening | 120037.71 | 0 | 0 | 0 | 0 | 0 | 0 | 0 | 0 | 0 | 0 |  | 0
Lateral Hardening-Fuse-90398774 | Lateral Hardening | 59399.93 | 0 | 0 | 0 | 0 | 2025 | 0 | 0 | 0 | 0 | 0 |  | 0 | 0
Lateral Hardening-Fuse-90398961 | Lateral Hardening | 83415.58 | 0 | 0 | 0 | 0 | 2027 | 0 | 0 | 0 | 0 | 0 |  | 2027
Lateral Hardening-Fuse-90399380 | Lateral Hardening | 247331.19 | 0 | 0 | 0 | 0 | 0 | 0 | 0 | 0 | 0 | 0 |  | 0
Lateral Hardening-Fuse-90399458 | Lateral Hardening | 350102.81 | 0 | 0 | 0 | 0 | 0 | 0 | 0 | 0 | 0 | 0 |  | 0
Lateral Hardening-Fuse-90399851 | Lateral Hardening | 416133.16 | 0 | 0 | 0 | 0 | 2026 | 0 | 0 | 0 | 0 | 0 |  | 2028 | 2028
Lateral Hardening-Fuse-90399956 | Lateral Hardening | 193790.3 | 0 | 0 | 0 | 0 | 0 | 0 | 0 | 0 | 0 | 0 |  | 0
Lateral Hardening-Fuse-90400109 | Lateral Hardening | 60995.41 | 0 | 0 | 0 | 0 | 0 | 0 | 0 | 0 | 0 | 0 |  | 0
Lateral Hardening-Fuse-90400270 | Lateral Hardening | 343824.85 | 0 | 0 | 0 | 0 | 0 | 0 | 0 | 0 | 0 | 0 |  | 0
Lateral Hardening-Fuse-90400771 | Lateral Hardening | 50433.13 | 0 | 0 | 0 | 0 | 0 | 0 | 0 | 0 | 0 | 0 |  | 0
Lateral Hardening-Fuse-90401922 | Lateral Hardening | 162203.69 | 0 | 0 | 0 | 0 | 0 | 0 | 0 | 0 | 0 | 0 |  | 0
Lateral Hardening-Fuse-90403268 | Lateral Hardening | 50000 | 0 | 0 | 0 | 0 | 0 | 0 | 0 | 0 | 0 | 0 |  | 0
Lateral Hardening-Fuse-90404034 | Lateral Hardening | 80029.4 | 0 | 0 | 0 | 0 | 0 | 0 | 0 | 0 | 0 | 0 |  | 0
Lateral Hardening-Fuse-90404886 | Lateral Hardening | 54079.81 | 0 | 0 | 0 | 0 | 0 | 0 | 0 | 0 | 0 | 0 |  | 0
Lateral Hardening-Fuse-90406657 | Lateral Hardening | 507325.7 | 0 | 0 | 0 | 0 | 0 | 0 | 0 | 0 | 0 | 0 |  | 0
Lateral Hardening-Fuse-90410874 | Lateral Hardening | 310944.98 | 0 | 0 | 0 | 0 | 0 | 0 | 0 | 0 | 0 | 0 |  | 0
Lateral Hardening-Fuse-90412400 | Lateral Hardening | 341323.62 | 0 | 0 | 0 | 0 | 0 | 0 | 0 | 0 | 0 | 0 |  | 0
Lateral Hardening-Fuse-90412491 | Lateral Hardening | 643084.71 | 0 | 0 | 0 | 0 | 0 | 0 | 0 | 0 | 0 | 0 |  | 0
Lateral Hardening-Fuse-90413214 | Lateral Hardening | 383729.48 | 0 | 0 | 0 | 0 | 2023 | 0 | 0 | 0 | 0 | 0 |  | 2023
Lateral Hardening-Fuse-90414375 | Lateral Hardening | 50000 | 0 | 0 | 0 | 0 | 0 | 0 | 0 | 0 | 0 | 0 |  | 0
Lateral Hardening-Fuse-90416605 | Lateral Hardening | 196804.92 | 0 | 0 | 0 | 0 | 0 | 0 | 0 | 0 | 0 | 0 |  | 2027 | 2027
Lateral Hardening-Fuse-90416641 | Lateral Hardening | 103942.09 | 0 | 0 | 0 | 0 | 0 | 0 | 0 | 0 | 0 | 0 |  | 0
Lateral Hardening-Fuse-90416741 | Lateral Hardening | 105730.66 | 0 | 0 | 0 | 0 | 0 | 0 | 0 | 0 | 0 | 0 |  | 0
Lateral Hardening-Fuse-90416955 | Lateral Hardening | 467349.44 | 0 | 0 | 0 | 0 | 2026 | 0 | 0 | 0 | 0 | 0 |  | 2028 | 2028
Lateral Hardening-Fuse-90416981 | Lateral Hardening | 318099.95 | 0 | 0 | 0 | 0 | 0 | 0 | 0 | 0 | 0 | 0 |  | 0
Lateral Hardening-Fuse-90417130 | Lateral Hardening | 411825.25 | 0 | 0 | 0 | 0 | 0 | 0 | 0 | 0 | 0 | 0 |  | 0
Lateral Hardening-Fuse-90417360 | Lateral Hardening | 50000 | 0 | 0 | 0 | 0 | 0 | 0 | 0 | 0 | 0 | 0 |  | 0
Lateral Hardening-Fuse-90417748 | Lateral Hardening | 486328.03 | 0 | 0 | 0 | 0 | 0 | 0 | 0 | 0 | 0 | 0 |  | 0
Lateral Hardening-Fuse-90418178 | Lateral Hardening | 275692.68 | 0 | 0 | 0 | 0 | 0 | 0 | 0 | 0 | 0 | 0 |  | 0
Lateral Hardening-Fuse-90418531 | Lateral Hardening | 264031.05 | 0 | 0 | 0 | 0 | 0 | 0 | 0 | 0 | 0 | 0 |  | 0
Lateral Hardening-Fuse-90418738 | Lateral Hardening | 167224.01 | 0 | 0 | 0 | 0 | 2022 | 0 | 0 | 0 | 0 | 0 |  | 2022
Lateral Hardening-Fuse-90418765 | Lateral Hardening | 58009.81 | 0 | 0 | 0 | 0 | 0 | 0 | 0 | 0 | 0 | 0 |  | 0
Lateral Hardening-Fuse-90419047 | Lateral Hardening | 154778.67 | 0 | 0 | 0 | 0 | 0 | 0 | 0 | 0 | 0 | 0 |  | 0
Lateral Hardening-Fuse-90419893 | Lateral Hardening | 212968.1 | 0 | 0 | 0 | 0 | 0 | 0 | 0 | 0 | 0 | 0 |  | 0
Lateral Hardening-Fuse-90419947 | Lateral Hardening | 584504.1 | 0 | 0 | 0 | 0 | 0 | 0 | 0 | 0 | 0 | 0 |  | 0
Lateral Hardening-Fuse-90420206 | Lateral Hardening | 55464.93 | 0 | 0 | 0 | 0 | 0 | 0 | 0 | 0 | 0 | 0 |  | 0
Lateral Hardening-Fuse-90420693 | Lateral Hardening | 50024.37 | 0 | 0 | 0 | 0 | 2022 | 0 | 0 | 0 | 0 | 0 |  | 0 | 0
Lateral Hardening-Fuse-90420747 | Lateral Hardening | 102697.84 | 0 | 0 | 0 | 0 | 0 | 0 | 0 | 0 | 0 | 0 |  | 0
Lateral Hardening-Fuse-90421295 | Lateral Hardening | 51666.59 | 0 | 0 | 0 | 0 | 0 | 0 | 0 | 0 | 0 | 0 |  | 0
Lateral Hardening-Fuse-90422220 | Lateral Hardening | 703131.87 | 0 | 0 | 0 | 0 | 0 | 0 | 0 | 0 | 0 | 0 |  | 0
Lateral Hardening-Fuse-90422237 | Lateral Hardening | 602800.13 | 0 | 0 | 0 | 0 | 0 | 0 | 0 | 0 | 0 | 0 |  | 0
Lateral Hardening-Fuse-90422326 | Lateral Hardening | 555340.71 | 0 | 0 | 0 | 0 | 0 | 0 | 0 | 0 | 0 | 0 |  | 0
Lateral Hardening-Fuse-90422522 | Lateral Hardening | 81652.57 | 0 | 0 | 0 | 0 | 2021 | 0 | 0 | 0 | 0 | 0 |  | 2022 | 2022
Lateral Hardening-Fuse-90422962 | Lateral Hardening | 103857.6 | 0 | 0 | 0 | 0 | 0 | 0 | 0 | 0 | 0 | 0 |  | 0
Lateral Hardening-Fuse-90422989 | Lateral Hardening | 73649.63 | 0 | 0 | 0 | 0 | 0 | 0 | 0 | 0 | 0 | 0 |  | 0
Lateral Hardening-Fuse-90422996 | Lateral Hardening | 88069.25 | 0 | 0 | 0 | 0 | 0 | 0 | 0 | 0 | 0 | 0 |  | 2028 | 2028
Lateral Hardening-Fuse-90423097 | Lateral Hardening | 352189.96 | 0 | 0 | 0 | 0 | 0 | 0 | 0 | 0 | 0 | 0 |  | 0
Lateral Hardening-Fuse-90423115 | Lateral Hardening | 237854.52 | 0 | 0 | 0 | 0 | 0 | 0 | 0 | 0 | 0 | 0 |  | 0
Lateral Hardening-Fuse-90423127 | Lateral Hardening | 50000 | 0 | 0 | 0 | 0 | 0 | 0 | 0 | 0 | 0 | 0 |  | 0
Lateral Hardening-Fuse-90423415 | Lateral Hardening | 50000 | 0 | 0 | 0 | 0 | 0 | 0 | 0 | 0 | 0 | 0 |  | 0
Lateral Hardening-Fuse-90423418 | Lateral Hardening | 62114.93 | 0 | 0 | 0 | 0 | 0 | 0 | 0 | 0 | 0 | 0 |  | 0
Lateral Hardening-Fuse-90423451 | Lateral Hardening | 93573.64 | 0 | 0 | 0 | 0 | 0 | 0 | 0 | 0 | 0 | 0 |  | 0
Lateral Hardening-Fuse-90423466 | Lateral Hardening | 50000 | 0 | 0 | 0 | 0 | 0 | 0 | 0 | 0 | 0 | 0 |  | 0
Lateral Hardening-Fuse-90423524 | Lateral Hardening | 50000 | 0 | 0 | 0 | 0 | 2025 | 0 | 0 | 0 | 0 | 0 |  | 2024 | 2024
Lateral Hardening-Fuse-90423648 | Lateral Hardening | 105106.06 | 0 | 0 | 0 | 0 | 0 | 0 | 0 | 0 | 0 | 0 |  | 0
Lateral Hardening-Fuse-90423649 | Lateral Hardening | 50000 | 0 | 0 | 0 | 0 | 0 | 0 | 0 | 0 | 0 | 0 |  | 0
Lateral Hardening-Fuse-90423835 | Lateral Hardening | 117655.32 | 0 | 0 | 0 | 0 | 2021 | 0 | 0 | 0 | 0 | 0 |  | 2021
Lateral Hardening-Fuse-90423946 | Lateral Hardening | 217166.04 | 0 | 0 | 0 | 0 | 0 | 0 | 0 | 0 | 0 | 0 |  | 0
Lateral Hardening-Fuse-90424414 | Lateral Hardening | 95451.42 | 0 | 0 | 0 | 0 | 2025 | 0 | 0 | 0 | 0 | 0 |  | 2021 | 2021
Lateral Hardening-Fuse-90424475 | Lateral Hardening | 65514.77 | 0 | 0 | 0 | 0 | 0 | 0 | 0 | 0 | 0 | 0 |  | 0
Lateral Hardening-Fuse-90425091 | Lateral Hardening | 55396.97 | 0 | 0 | 0 | 0 | 0 | 0 | 0 | 0 | 0 | 0 |  | 0
Lateral Hardening-Fuse-90425861 | Lateral Hardening | 53670.57 | 0 | 0 | 0 | 0 | 0 | 0 | 0 | 0 | 0 | 0 |  | 0
Lateral Hardening-Fuse-90426233 | Lateral Hardening | 59399.93 | 0 | 0 | 0 | 0 | 0 | 0 | 0 | 0 | 0 | 0 |  | 0
Lateral Hardening-Fuse-90426238 | Lateral Hardening | 187520.63 | 0 | 0 | 0 | 0 | 2027 | 0 | 0 | 0 | 0 | 0 |  | 2024 | 2024
Lateral Hardening-Fuse-90426389 | Lateral Hardening | 135759.06 | 0 | 0 | 0 | 0 | 0 | 0 | 0 | 0 | 0 | 0 |  | 0
Lateral Hardening-Fuse-90427351 | Lateral Hardening | 465507.3 | 0 | 0 | 0 | 0 | 2021 | 0 | 0 | 0 | 0 | 0 |  | 2021
Lateral Hardening-Fuse-90428273 | Lateral Hardening | 246159.54 | 0 | 0 | 0 | 0 | 2024 | 0 | 0 | 0 | 0 | 0 |  | 2023 | 2023
Lateral Hardening-Fuse-90428275 | Lateral Hardening | 52773.39 | 0 | 0 | 0 | 0 | 0 | 0 | 0 | 0 | 0 | 0 |  | 0
Lateral Hardening-Fuse-90428763 | Lateral Hardening | 103102.08 | 0 | 0 | 0 | 0 | 0 | 0 | 0 | 0 | 0 | 0 |  | 0
Lateral Hardening-Fuse-90429032 | Lateral Hardening | 155644.37 | 0 | 0 | 0 | 0 | 0 | 0 | 0 | 0 | 0 | 0 |  | 0
Lateral Hardening-Fuse-90429143 | Lateral Hardening | 415195.83 | 0 | 0 | 0 | 0 | 0 | 0 | 0 | 0 | 0 | 0 |  | 0
Lateral Hardening-Fuse-90429155 | Lateral Hardening | 685115.63 | 0 | 0 | 0 | 0 | 2021 | 0 | 0 | 0 | 0 | 0 |  | 2021
Lateral Hardening-Fuse-90429391 | Lateral Hardening | 59122.35 | 0 | 0 | 0 | 0 | 0 | 0 | 0 | 0 | 0 | 0 |  | 0
Lateral Hardening-Fuse-90429622 | Lateral Hardening | 123915.06 | 0 | 0 | 0 | 0 | 0 | 0 | 0 | 0 | 0 | 0 |  | 0
Lateral Hardening-Fuse-90430158 | Lateral Hardening | 1500402.1 | 0 | 0 | 0 | 0 | 0 | 0 | 0 | 0 | 0 | 0 |  | 2029 | 2029
Lateral Hardening-Fuse-90431393 | Lateral Hardening | 1132250.02 | 0 | 0 | 0 | 0 | 2022 | 0 | 0 | 0 | 0 | 0 |  | 2025 | 2025
Lateral Hardening-Fuse-90431480 | Lateral Hardening | 88393.2 | 0 | 0 | 0 | 0 | 0 | 0 | 0 | 0 | 0 | 0 |  | 0
Lateral Hardening-Fuse-90431811 | Lateral Hardening | 50000 | 0 | 0 | 0 | 0 | 0 | 0 | 0 | 0 | 0 | 0 |  | 0
Lateral Hardening-Fuse-90431820 | Lateral Hardening | 139809.93 | 0 | 0 | 0 | 0 | 0 | 0 | 0 | 0 | 0 | 0 |  | 0
Lateral Hardening-Fuse-90432013 | Lateral Hardening | 110856.9 | 0 | 0 | 0 | 0 | 0 | 0 | 0 | 0 | 0 | 0 |  | 0
Lateral Hardening-Fuse-90432732 | Lateral Hardening | 95095.42 | 0 | 0 | 0 | 0 | 0 | 0 | 0 | 0 | 0 | 0 |  | 0
Lateral Hardening-Fuse-90433583 | Lateral Hardening | 264355 | 0 | 0 | 0 | 0 | 0 | 0 | 0 | 0 | 0 | 0 |  | 0
Lateral Hardening-Fuse-90433645 | Lateral Hardening | 199724.28 | 0 | 0 | 0 | 0 | 0 | 0 | 0 | 0 | 0 | 0 |  | 0
Lateral Hardening-Fuse-90434168 | Lateral Hardening | 97477.95 | 0 | 0 | 0 | 0 | 0 | 0 | 0 | 0 | 0 | 0 |  | 2022 | 2022
Lateral Hardening-Fuse-90434194 | Lateral Hardening | 55816.1 | 0 | 0 | 0 | 0 | 0 | 0 | 0 | 0 | 0 | 0 |  | 0
Lateral Hardening-Fuse-90434264 | Lateral Hardening | 52993.75 | 0 | 0 | 0 | 0 | 0 | 0 | 0 | 0 | 0 | 0 |  | 0
Lateral Hardening-Fuse-90434378 | Lateral Hardening | 68441.17 | 0 | 0 | 0 | 0 | 0 | 0 | 0 | 0 | 0 | 0 |  | 0
Lateral Hardening-Fuse-90435103 | Lateral Hardening | 50000 | 0 | 0 | 0 | 0 | 0 | 0 | 0 | 0 | 0 | 0 |  | 0
Lateral Hardening-Fuse-90435139 | Lateral Hardening | 480453.93 | 0 | 0 | 0 | 0 | 2022 | 0 | 0 | 0 | 0 | 0 |  | 2021 | 2021
Lateral Hardening-Fuse-90435153 | Lateral Hardening | 147004.26 | 0 | 0 | 0 | 0 | 0 | 0 | 0 | 0 | 0 | 0 |  | 0
Lateral Hardening-Fuse-90435738 | Lateral Hardening | 106911.16 | 0 | 0 | 0 | 0 | 0 | 0 | 0 | 0 | 0 | 0 |  | 0
Lateral Hardening-Fuse-90435778 | Lateral Hardening | 333186.09 | 0 | 0 | 0 | 0 | 2027 | 0 | 0 | 0 | 0 | 0 |  | 2026 | 2026
Lateral Hardening-Fuse-90436120 | Lateral Hardening | 274530.94 | 0 | 0 | 0 | 0 | 0 | 0 | 0 | 0 | 0 | 0 |  | 0
Lateral Hardening-Fuse-90436228 | Lateral Hardening | 104739.04 | 0 | 0 | 0 | 0 | 0 | 0 | 0 | 0 | 0 | 0 |  | 0
Lateral Hardening-Fuse-90436493 | Lateral Hardening | 52537.29 | 0 | 0 | 0 | 0 | 0 | 0 | 0 | 0 | 0 | 0 |  | 0
Lateral Hardening-Fuse-90437083 | Lateral Hardening | 83475.05 | 0 | 0 | 0 | 0 | 0 | 0 | 0 | 0 | 0 | 0 |  | 0
Lateral Hardening-Fuse-90437197 | Lateral Hardening | 50000 | 0 | 0 | 0 | 0 | 0 | 0 | 0 | 0 | 0 | 0 |  | 0
Lateral Hardening-Fuse-90437579 | Lateral Hardening | 50000 | 0 | 0 | 0 | 0 | 0 | 0 | 0 | 0 | 0 | 0 |  | 0
Lateral Hardening-Fuse-90438317 | Lateral Hardening | 183653.79 | 0 | 0 | 0 | 0 | 0 | 0 | 0 | 0 | 0 | 0 |  | 0
Lateral Hardening-Fuse-90440083 | Lateral Hardening | 53198.37 | 0 | 0 | 0 | 0 | 0 | 0 | 0 | 0 | 0 | 0 |  | 0
Lateral Hardening-Fuse-90440184 | Lateral Hardening | 50000 | 0 | 0 | 0 | 0 | 2023 | 0 | 0 | 0 | 0 | 0 |  | 2026 | 2026
Lateral Hardening-Fuse-90440534 | Lateral Hardening | 300568.37 | 0 | 0 | 0 | 0 | 0 | 0 | 0 | 0 | 0 | 0 |  | 0
Lateral Hardening-Fuse-90441083 | Lateral Hardening | 100408.8 | 0 | 0 | 0 | 0 | 0 | 0 | 0 | 0 | 0 | 0 |  | 0
Lateral Hardening-Fuse-90441325 | Lateral Hardening | 242208.6 | 0 | 0 | 0 | 0 | 0 | 0 | 0 | 0 | 0 | 0 |  | 0
Lateral Hardening-Fuse-90442230 | Lateral Hardening | 522993.94 | 0 | 0 | 0 | 0 | 2021 | 0 | 0 | 0 | 0 | 0 |  | 2021
Lateral Hardening-Fuse-90442368 | Lateral Hardening | 118601.72 | 0 | 0 | 0 | 0 | 0 | 0 | 0 | 0 | 0 | 0 |  | 0
Lateral Hardening-Fuse-90442665 | Lateral Hardening | 84977 | 0 | 0 | 0 | 0 | 0 | 0 | 0 | 0 | 0 | 0 |  | 0
Lateral Hardening-Fuse-90443583 | Lateral Hardening | 234951.07 | 0 | 0 | 0 | 0 | 0 | 0 | 0 | 0 | 0 | 0 |  | 0
Lateral Hardening-Fuse-90444241 | Lateral Hardening | 157072.5 | 0 | 0 | 0 | 0 | 0 | 0 | 0 | 0 | 0 | 0 |  | 0
Lateral Hardening-Fuse-90444552 | Lateral Hardening | 54300.17 | 0 | 0 | 0 | 0 | 0 | 0 | 0 | 0 | 0 | 0 |  | 0
Lateral Hardening-Fuse-90444618 | Lateral Hardening | 568648.23 | 0 | 0 | 0 | 0 | 0 | 0 | 0 | 0 | 0 | 0 |  | 0
Lateral Hardening-Fuse-90444684 | Lateral Hardening | 414624.24 | 0 | 0 | 0 | 0 | 0 | 0 | 0 | 0 | 0 | 0 |  | 0
Lateral Hardening-Fuse-90444754 | Lateral Hardening | 218876.39 | 0 | 0 | 0 | 0 | 0 | 0 | 0 | 0 | 0 | 0 |  | 0
Lateral Hardening-Fuse-90444860 | Lateral Hardening | 252944.18 | 0 | 0 | 0 | 0 | 0 | 0 | 0 | 0 | 0 | 0 |  | 0
Lateral Hardening-Fuse-90444881 | Lateral Hardening | 150046.72 | 0 | 0 | 0 | 0 | 0 | 0 | 0 | 0 | 0 | 0 |  | 0
Lateral Hardening-Fuse-90445238 | Lateral Hardening | 82385.4 | 0 | 0 | 0 | 0 | 0 | 0 | 0 | 0 | 0 | 0 |  | 0
Lateral Hardening-Fuse-90445309 | Lateral Hardening | 87981.49 | 0 | 0 | 0 | 0 | 0 | 0 | 0 | 0 | 0 | 0 |  | 0
Lateral Hardening-Fuse-90445315 | Lateral Hardening | 253924.32 | 0 | 0 | 0 | 0 | 2022 | 0 | 0 | 0 | 0 | 0 |  | 2022
Lateral Hardening-Fuse-90445370 | Lateral Hardening | 104209.62 | 0 | 0 | 0 | 0 | 0 | 0 | 0 | 0 | 0 | 0 |  | 0
Lateral Hardening-Fuse-90445619 | Lateral Hardening | 50000 | 0 | 0 | 0 | 0 | 0 | 0 | 0 | 0 | 0 | 0 |  | 0
Lateral Hardening-Fuse-90445634 | Lateral Hardening | 51923.43 | 0 | 0 | 0 | 0 | 0 | 0 | 0 | 0 | 0 | 0 |  | 0
Lateral Hardening-Fuse-90445638 | Lateral Hardening | 50000 | 0 | 0 | 0 | 0 | 0 | 0 | 0 | 0 | 0 | 0 |  | 0
Lateral Hardening-Fuse-90445651 | Lateral Hardening | 60324.33 | 0 | 0 | 0 | 0 | 0 | 0 | 0 | 0 | 0 | 0 |  | 0
Lateral Hardening-Fuse-90445689 | Lateral Hardening | 1153158.8 | 0 | 0 | 0 | 0 | 0 | 0 | 0 | 0 | 0 | 0 |  | 0
Lateral Hardening-Fuse-90445715 | Lateral Hardening | 252966.58 | 0 | 0 | 0 | 0 | 0 | 0 | 0 | 0 | 0 | 0 |  | 0
Lateral Hardening-Fuse-90445774 | Lateral Hardening | 90306.88 | 0 | 0 | 0 | 0 | 0 | 0 | 0 | 0 | 0 | 0 |  | 0
Lateral Hardening-Fuse-90446255 | Lateral Hardening | 174922.4 | 0 | 0 | 0 | 0 | 0 | 0 | 0 | 0 | 0 | 0 |  | 0
Lateral Hardening-Fuse-90446262 | Lateral Hardening | 158331.7 | 0 | 0 | 0 | 0 | 0 | 0 | 0 | 0 | 0 | 0 |  | 0
Lateral Hardening-Fuse-90446633 | Lateral Hardening | 166742.81 | 0 | 0 | 0 | 0 | 0 | 0 | 0 | 0 | 0 | 0 |  | 0
Lateral Hardening-Fuse-90446689 | Lateral Hardening | 50000 | 0 | 0 | 0 | 0 | 0 | 0 | 0 | 0 | 0 | 0 |  | 0
Lateral Hardening-Fuse-90446791 | Lateral Hardening | 50000 | 0 | 0 | 0 | 0 | 0 | 0 | 0 | 0 | 0 | 0 |  | 0
Lateral Hardening-Fuse-90446796 | Lateral Hardening | 118696.68 | 0 | 0 | 0 | 0 | 2025 | 0 | 0 | 0 | 0 | 0 |  | 2026 | 2026
Lateral Hardening-Fuse-90447169 | Lateral Hardening | 52736.91 | 0 | 0 | 0 | 0 | 0 | 0 | 0 | 0 | 0 | 0 |  | 0
Lateral Hardening-Fuse-90447724 | Lateral Hardening | 172722.3 | 0 | 0 | 0 | 0 | 0 | 0 | 0 | 0 | 0 | 0 |  | 0
Lateral Hardening-Fuse-90447822 | Lateral Hardening | 213797.32 | 0 | 0 | 0 | 0 | 0 | 0 | 0 | 0 | 0 | 0 |  | 0
Lateral Hardening-Fuse-90447830 | Lateral Hardening | 313909.59 | 0 | 0 | 0 | 0 | 0 | 0 | 0 | 0 | 0 | 0 |  | 0
Lateral Hardening-Fuse-90447866 | Lateral Hardening | 413985.65 | 0 | 0 | 0 | 0 | 0 | 0 | 0 | 0 | 0 | 0 |  | 0
Lateral Hardening-Fuse-90447961 | Lateral Hardening | 204095.79 | 0 | 0 | 0 | 0 | 0 | 0 | 0 | 0 | 0 | 0 |  | 0
Lateral Hardening-Fuse-90447983 | Lateral Hardening | 285801.52 | 0 | 0 | 0 | 0 | 0 | 0 | 0 | 0 | 0 | 0 |  | 0
Lateral Hardening-Fuse-90447989 | Lateral Hardening | 259477.81 | 0 | 0 | 0 | 0 | 0 | 0 | 0 | 0 | 0 | 0 |  | 0
Lateral Hardening-Fuse-90448787 | Lateral Hardening | 278198.51 | 0 | 0 | 0 | 0 | 0 | 0 | 0 | 0 | 0 | 0 |  | 0
Lateral Hardening-Fuse-90448841 | Lateral Hardening | 121853.86 | 0 | 0 | 0 | 0 | 0 | 0 | 0 | 0 | 0 | 0 |  | 0
Lateral Hardening-Fuse-90449608 | Lateral Hardening | 172860.64 | 0 | 0 | 0 | 0 | 2024 | 0 | 0 | 0 | 0 | 0 |  | 2024
Lateral Hardening-Fuse-90449990 | Lateral Hardening | 1473885.71 | 0 | 0 | 0 | 0 | 0 | 0 | 0 | 0 | 0 | 0 |  | 0
Lateral Hardening-Fuse-90450471 | Lateral Hardening | 369468.27 | 0 | 0 | 0 | 0 | 0 | 0 | 0 | 0 | 0 | 0 |  | 0
Lateral Hardening-Fuse-90450499 | Lateral Hardening | 115579.64 | 0 | 0 | 0 | 0 | 0 | 0 | 0 | 0 | 0 | 0 |  | 0
Lateral Hardening-Fuse-90450645 | Lateral Hardening | 81123.53 | 0 | 0 | 0 | 0 | 0 | 0 | 0 | 0 | 0 | 0 |  | 0
Lateral Hardening-Fuse-90452177 | Lateral Hardening | 94548.25 | 0 | 0 | 0 | 0 | 0 | 0 | 0 | 0 | 0 | 0 |  | 0
Lateral Hardening-Fuse-90454457 | Lateral Hardening | 50000 | 0 | 0 | 0 | 0 | 0 | 0 | 0 | 0 | 0 | 0 |  | 0
Lateral Hardening-Fuse-90455391 | Lateral Hardening | 69999.43 | 0 | 0 | 0 | 0 | 0 | 0 | 0 | 0 | 0 | 0 |  | 0
Lateral Hardening-Fuse-90455912 | Lateral Hardening | 93811.43 | 0 | 0 | 0 | 0 | 2029 | 0 | 0 | 0 | 0 | 0 |  | 2029
Lateral Hardening-Fuse-90455975 | Lateral Hardening | 50000 | 0 | 0 | 0 | 0 | 0 | 0 | 0 | 0 | 0 | 0 |  | 0
Lateral Hardening-Fuse-90458154 | Lateral Hardening | 463415.93 | 0 | 0 | 0 | 0 | 0 | 0 | 0 | 0 | 0 | 0 |  | 0
Lateral Hardening-Fuse-90458164 | Lateral Hardening | 218139.09 | 0 | 0 | 0 | 0 | 0 | 0 | 0 | 0 | 0 | 0 |  | 0
Lateral Hardening-Fuse-90458617 | Lateral Hardening | 272725.1 | 0 | 0 | 0 | 0 | 0 | 0 | 0 | 0 | 0 | 0 |  | 0
Lateral Hardening-Fuse-90459314 | Lateral Hardening | 119446.68 | 0 | 0 | 0 | 0 | 0 | 0 | 0 | 0 | 0 | 0 |  | 0
Lateral Hardening-Fuse-90461242 | Lateral Hardening | 50000 | 0 | 0 | 0 | 0 | 0 | 0 | 0 | 0 | 0 | 0 |  | 0
Lateral Hardening-Fuse-90461511 | Lateral Hardening | 80971.23 | 0 | 0 | 0 | 0 | 0 | 0 | 0 | 0 | 0 | 0 |  | 0
Lateral Hardening-Fuse-90461834 | Lateral Hardening | 166242.16 | 0 | 0 | 0 | 0 | 2026 | 0 | 0 | 0 | 0 | 0 |  | 0 | 0
Lateral Hardening-Fuse-90462298 | Lateral Hardening | 50000 | 0 | 0 | 0 | 0 | 0 | 0 | 0 | 0 | 0 | 0 |  | 0
Lateral Hardening-Fuse-90462546 | Lateral Hardening | 50000 | 0 | 0 | 0 | 0 | 0 | 0 | 0 | 0 | 0 | 0 |  | 0
Lateral Hardening-Fuse-90463422 | Lateral Hardening | 143498.14 | 0 | 0 | 0 | 0 | 0 | 0 | 0 | 0 | 0 | 0 |  | 0
Lateral Hardening-Fuse-90464567 | Lateral Hardening | 548336.98 | 0 | 0 | 0 | 0 | 2026 | 0 | 0 | 0 | 0 | 0 |  | 0 | 0
Lateral Hardening-Fuse-90465023 | Lateral Hardening | 50000 | 0 | 0 | 0 | 0 | 0 | 0 | 0 | 0 | 0 | 0 |  | 0
Lateral Hardening-Fuse-90467409 | Lateral Hardening | 572669.73 | 0 | 0 | 0 | 0 | 0 | 0 | 0 | 0 | 0 | 0 |  | 0
Lateral Hardening-Fuse-90469010 | Lateral Hardening | 50000 | 0 | 0 | 0 | 0 | 0 | 0 | 0 | 0 | 0 | 0 |  | 0
Lateral Hardening-Fuse-90469039 | Lateral Hardening | 428941.8 | 0 | 0 | 0 | 0 | 0 | 0 | 0 | 0 | 0 | 0 |  | 0
Lateral Hardening-Fuse-90469050 | Lateral Hardening | 383085.77 | 0 | 0 | 0 | 0 | 2028 | 0 | 0 | 0 | 0 | 0 |  | 0 | 0
Lateral Hardening-Fuse-90470188 | Lateral Hardening | 413045.19 | 0 | 0 | 0 | 0 | 0 | 0 | 0 | 0 | 0 | 0 |  | 0
Lateral Hardening-Fuse-90470839 | Lateral Hardening | 50522.57 | 0 | 0 | 0 | 0 | 0 | 0 | 0 | 0 | 0 | 0 |  | 0
Lateral Hardening-Fuse-90470923 | Lateral Hardening | 262945.51 | 0 | 0 | 0 | 0 | 0 | 0 | 0 | 0 | 0 | 0 |  | 0
Lateral Hardening-Fuse-90470986 | Lateral Hardening | 163766.95 | 0 | 0 | 0 | 0 | 2027 | 0 | 0 | 0 | 0 | 0 |  | 2026 | 2026
Lateral Hardening-Fuse-90471033 | Lateral Hardening | 50000 | 0 | 0 | 0 | 0 | 0 | 0 | 0 | 0 | 0 | 0 |  | 0
Lateral Hardening-Fuse-90471037 | Lateral Hardening | 86243.35 | 0 | 0 | 0 | 0 | 0 | 0 | 0 | 0 | 0 | 0 |  | 0
Lateral Hardening-Fuse-90471297 | Lateral Hardening | 179093.5 | 0 | 0 | 0 | 0 | 0 | 0 | 0 | 0 | 0 | 0 |  | 0
Lateral Hardening-Fuse-90471314 | Lateral Hardening | 103752.42 | 0 | 0 | 0 | 0 | 0 | 0 | 0 | 0 | 0 | 0 |  | 0
Lateral Hardening-Fuse-90472060 | Lateral Hardening | 316075.18 | 0 | 0 | 0 | 0 | 0 | 0 | 0 | 0 | 0 | 0 |  | 0
Lateral Hardening-Fuse-90472267 | Lateral Hardening | 381987.26 | 0 | 0 | 0 | 0 | 0 | 0 | 0 | 0 | 0 | 0 |  | 0
Lateral Hardening-Fuse-90472822 | Lateral Hardening | 266766.71 | 0 | 0 | 0 | 0 | 2029 | 0 | 0 | 0 | 0 | 0 |  | 2028 | 2028
Lateral Hardening-Fuse-90473819 | Lateral Hardening | 53513.17 | 0 | 0 | 0 | 0 | 0 | 0 | 0 | 0 | 0 | 0 |  | 0
Lateral Hardening-Fuse-90474168 | Lateral Hardening | 50000 | 0 | 0 | 0 | 0 | 0 | 0 | 0 | 0 | 0 | 0 |  | 0
Lateral Hardening-Fuse-90474235 | Lateral Hardening | 156700.36 | 0 | 0 | 0 | 0 | 0 | 0 | 0 | 0 | 0 | 0 |  | 0
Lateral Hardening-Fuse-90474396 | Lateral Hardening | 227593.51 | 0 | 0 | 0 | 0 | 0 | 0 | 0 | 0 | 0 | 0 |  | 0
Lateral Hardening-Fuse-90475111 | Lateral Hardening | 65854.07 | 0 | 0 | 0 | 0 | 0 | 0 | 0 | 0 | 0 | 0 |  | 0
Lateral Hardening-Fuse-90476102 | Lateral Hardening | 55947.87 | 0 | 0 | 0 | 0 | 0 | 0 | 0 | 0 | 0 | 0 |  | 0
Lateral Hardening-Fuse-90476111 | Lateral Hardening | 50000 | 0 | 0 | 0 | 0 | 0 | 0 | 0 | 0 | 0 | 0 |  | 0
Lateral Hardening-Fuse-90477846 | Lateral Hardening | 84388 | 0 | 0 | 0 | 0 | 0 | 0 | 0 | 0 | 0 | 0 |  | 0
Lateral Hardening-Fuse-90478173 | Lateral Hardening | 118847.08 | 0 | 0 | 0 | 0 | 0 | 0 | 0 | 0 | 0 | 0 |  | 0
Lateral Hardening-Fuse-90480263 | Lateral Hardening | 52175.27 | 0 | 0 | 0 | 0 | 0 | 0 | 0 | 0 | 0 | 0 |  | 0
Lateral Hardening-Fuse-90481342 | Lateral Hardening | 99313.74 | 0 | 0 | 0 | 0 | 0 | 0 | 0 | 0 | 0 | 0 |  | 0
Lateral Hardening-Fuse-90481737 | Lateral Hardening | 150754.97 | 0 | 0 | 0 | 0 | 0 | 0 | 0 | 0 | 0 | 0 |  | 0
Lateral Hardening-Fuse-90481750 | Lateral Hardening | 86096.1 | 0 | 0 | 0 | 0 | 0 | 0 | 0 | 0 | 0 | 0 |  | 0
Lateral Hardening-Fuse-90481773 | Lateral Hardening | 50000 | 0 | 0 | 0 | 0 | 0 | 0 | 0 | 0 | 0 | 0 |  | 0
Lateral Hardening-Fuse-90481856 | Lateral Hardening | 50000 | 0 | 0 | 0 | 0 | 0 | 0 | 0 | 0 | 0 | 0 |  | 0
Lateral Hardening-Fuse-90481867 | Lateral Hardening | 106239.34 | 0 | 0 | 0 | 0 | 0 | 0 | 0 | 0 | 0 | 0 |  | 0
Lateral Hardening-Fuse-90481902 | Lateral Hardening | 54315.91 | 0 | 0 | 0 | 0 | 0 | 0 | 0 | 0 | 0 | 0 |  | 0
Lateral Hardening-Fuse-90481910 | Lateral Hardening | 328647.18 | 0 | 0 | 0 | 0 | 0 | 0 | 0 | 0 | 0 | 0 |  | 0
Lateral Hardening-Fuse-90481940 | Lateral Hardening | 50000 | 0 | 0 | 0 | 0 | 0 | 0 | 0 | 0 | 0 | 0 |  | 0
Lateral Hardening-Fuse-90481954 | Lateral Hardening | 58933.47 | 0 | 0 | 0 | 0 | 0 | 0 | 0 | 0 | 0 | 0 |  | 0
Lateral Hardening-Fuse-90482144 | Lateral Hardening | 1429496.65 | 0 | 0 | 0 | 0 | 0 | 0 | 0 | 0 | 0 | 0 |  | 0
Lateral Hardening-Fuse-90482362 | Lateral Hardening | 50000 | 0 | 0 | 0 | 0 | 0 | 0 | 0 | 0 | 0 | 0 |  | 0
Lateral Hardening-Fuse-90482454 | Lateral Hardening | 636472.68 | 0 | 0 | 0 | 0 | 2026 | 0 | 0 | 0 | 0 | 0 |  | 2026
Lateral Hardening-Fuse-90482463 | Lateral Hardening | 195648.41 | 0 | 0 | 0 | 0 | 0 | 0 | 0 | 0 | 0 | 0 |  | 0
Lateral Hardening-Fuse-90482469 | Lateral Hardening | 165730.19 | 0 | 0 | 0 | 0 | 0 | 0 | 0 | 0 | 0 | 0 |  | 0
Lateral Hardening-Fuse-90482506 | Lateral Hardening | 137990.06 | 0 | 0 | 0 | 0 | 0 | 0 | 0 | 0 | 0 | 0 |  | 0
Lateral Hardening-Fuse-90482792 | Lateral Hardening | 370087.16 | 0 | 0 | 0 | 0 | 0 | 0 | 0 | 0 | 0 | 0 |  | 0
Lateral Hardening-Fuse-90482891 | Lateral Hardening | 50000 | 0 | 0 | 0 | 0 | 0 | 0 | 0 | 0 | 0 | 0 |  | 0
Lateral Hardening-Fuse-90483296 | Lateral Hardening | 81978.31 | 0 | 0 | 0 | 0 | 0 | 0 | 0 | 0 | 0 | 0 |  | 0
Lateral Hardening-Fuse-90483312 | Lateral Hardening | 357597.69 | 0 | 0 | 0 | 0 | 0 | 0 | 0 | 0 | 0 | 0 |  | 0
Lateral Hardening-Fuse-90483376 | Lateral Hardening | 145661 | 0 | 0 | 0 | 0 | 0 | 0 | 0 | 0 | 0 | 0 |  | 0
Lateral Hardening-Fuse-90483806 | Lateral Hardening | 88426.71 | 0 | 0 | 0 | 0 | 0 | 0 | 0 | 0 | 0 | 0 |  | 2026 | 2026
Lateral Hardening-Fuse-90483818 | Lateral Hardening | 193664.43 | 0 | 0 | 0 | 0 | 0 | 0 | 0 | 0 | 0 | 0 |  | 0
Lateral Hardening-Fuse-90483820 | Lateral Hardening | 184392.83 | 0 | 0 | 0 | 0 | 0 | 0 | 0 | 0 | 0 | 0 |  | 0
Lateral Hardening-Fuse-90483827 | Lateral Hardening | 197142.97 | 0 | 0 | 0 | 0 | 0 | 0 | 0 | 0 | 0 | 0 |  | 0
Lateral Hardening-Fuse-90483895 | Lateral Hardening | 206067.43 | 0 | 0 | 0 | 0 | 0 | 0 | 0 | 0 | 0 | 0 |  | 0
Lateral Hardening-Fuse-90483935 | Lateral Hardening | 66615.33 | 0 | 0 | 0 | 0 | 0 | 0 | 0 | 0 | 0 | 0 |  | 0
Lateral Hardening-Fuse-90483978 | Lateral Hardening | 191561.01 | 0 | 0 | 0 | 0 | 0 | 0 | 0 | 0 | 0 | 0 |  | 2026 | 2026
Lateral Hardening-Fuse-90484443 | Lateral Hardening | 87886.4 | 0 | 0 | 0 | 0 | 0 | 0 | 0 | 0 | 0 | 0 |  | 0
Lateral Hardening-Fuse-90484754 | Lateral Hardening | 318510.67 | 0 | 0 | 0 | 0 | 0 | 0 | 0 | 0 | 0 | 0 |  | 0
Lateral Hardening-Fuse-90485394 | Lateral Hardening | 107609.46 | 0 | 0 | 0 | 0 | 0 | 0 | 0 | 0 | 0 | 0 |  | 0
Lateral Hardening-Fuse-90485522 | Lateral Hardening | 207989.31 | 0 | 0 | 0 | 0 | 2026 | 0 | 0 | 0 | 0 | 0 |  | 2029 | 2029
Lateral Hardening-Fuse-90485558 | Lateral Hardening | 63340.67 | 0 | 0 | 0 | 0 | 0 | 0 | 0 | 0 | 0 | 0 |  | 0
Lateral Hardening-Fuse-90487680 | Lateral Hardening | 126247.1 | 0 | 0 | 0 | 0 | 0 | 0 | 0 | 0 | 0 | 0 |  | 0
Lateral Hardening-Fuse-90487798 | Lateral Hardening | 176460.09 | 0 | 0 | 0 | 0 | 2025 | 0 | 0 | 0 | 0 | 0 |  | 2024 | 2024
Lateral Hardening-Fuse-90489051 | Lateral Hardening | 120432.56 | 0 | 0 | 0 | 0 | 0 | 0 | 0 | 0 | 0 | 0 |  | 0
Lateral Hardening-Fuse-90490257 | Lateral Hardening | 50000 | 0 | 0 | 0 | 0 | 0 | 0 | 0 | 0 | 0 | 0 |  | 0
Lateral Hardening-Fuse-90491627 | Lateral Hardening | 102241.38 | 0 | 0 | 0 | 0 | 0 | 0 | 0 | 0 | 0 | 0 |  | 0
Lateral Hardening-Fuse-90492124 | Lateral Hardening | 76170.88 | 0 | 0 | 0 | 0 | 0 | 0 | 0 | 0 | 0 | 0 |  | 0
Lateral Hardening-Fuse-90493831 | Lateral Hardening | 405594.82 | 0 | 0 | 0 | 0 | 2022 | 0 | 0 | 0 | 0 | 0 |  | 2023 | 2023
Lateral Hardening-Fuse-90493850 | Lateral Hardening | 168976.15 | 0 | 0 | 0 | 0 | 0 | 0 | 0 | 0 | 0 | 0 |  | 0
Lateral Hardening-Fuse-90495837 | Lateral Hardening | 91249.28 | 0 | 0 | 0 | 0 | 0 | 0 | 0 | 0 | 0 | 0 |  | 0
Lateral Hardening-Fuse-90495927 | Lateral Hardening | 139608.14 | 0 | 0 | 0 | 0 | 2024 | 0 | 0 | 0 | 0 | 0 |  | 2023 | 2023
Lateral Hardening-Fuse-90496393 | Lateral Hardening | 52553.03 | 0 | 0 | 0 | 0 | 0 | 0 | 0 | 0 | 0 | 0 |  | 0
Lateral Hardening-Fuse-90498312 | Lateral Hardening | 54221.47 | 0 | 0 | 0 | 0 | 0 | 0 | 0 | 0 | 0 | 0 |  | 0
Lateral Hardening-Fuse-90499921 | Lateral Hardening | 79999.95 | 0 | 0 | 0 | 0 | 0 | 0 | 0 | 0 | 0 | 0 |  | 0
Lateral Hardening-Fuse-90500142 | Lateral Hardening | 75199.03 | 0 | 0 | 0 | 0 | 0 | 0 | 0 | 0 | 0 | 0 |  | 0
Lateral Hardening-Fuse-90500582 | Lateral Hardening | 150074.11 | 0 | 0 | 0 | 0 | 0 | 0 | 0 | 0 | 0 | 0 |  | 0
Lateral Hardening-Fuse-90501289 | Lateral Hardening | 79512.13 | 0 | 0 | 0 | 0 | 0 | 0 | 0 | 0 | 0 | 0 |  | 0
Lateral Hardening-Fuse-90501515 | Lateral Hardening | 204583.73 | 0 | 0 | 0 | 0 | 0 | 0 | 0 | 0 | 0 | 0 |  | 0
Lateral Hardening-Fuse-90501544 | Lateral Hardening | 965428.75 | 0 | 0 | 0 | 0 | 0 | 0 | 0 | 0 | 0 | 0 |  | 0
Lateral Hardening-Fuse-90501597 | Lateral Hardening | 165992.82 | 0 | 0 | 0 | 0 | 0 | 0 | 0 | 0 | 0 | 0 |  | 0
Lateral Hardening-Fuse-90501642 | Lateral Hardening | 337258.49 | 0 | 0 | 0 | 0 | 0 | 0 | 0 | 0 | 0 | 0 |  | 0
Lateral Hardening-Fuse-90501939 | Lateral Hardening | 151069.82 | 0 | 0 | 0 | 0 | 0 | 0 | 0 | 0 | 0 | 0 |  | 0
Lateral Hardening-Fuse-90501989 | Lateral Hardening | 71740.09 | 0 | 0 | 0 | 0 | 2024 | 0 | 0 | 0 | 0 | 0 |  | 2024
Lateral Hardening-Fuse-90502164 | Lateral Hardening | 96711.64 | 0 | 0 | 0 | 0 | 0 | 0 | 0 | 0 | 0 | 0 |  | 0
Lateral Hardening-Fuse-90502192 | Lateral Hardening | 82387.55 | 0 | 0 | 0 | 0 | 0 | 0 | 0 | 0 | 0 | 0 |  | 0
Lateral Hardening-Fuse-90502266 | Lateral Hardening | 236637.59 | 0 | 0 | 0 | 0 | 0 | 0 | 0 | 0 | 0 | 0 |  | 0
Lateral Hardening-Fuse-90502549 | Lateral Hardening | 103285.96 | 0 | 0 | 0 | 0 | 0 | 0 | 0 | 0 | 0 | 0 |  | 0
Lateral Hardening-Fuse-90503633 | Lateral Hardening | 718537.13 | 0 | 0 | 0 | 0 | 2026 | 0 | 0 | 0 | 0 | 0 |  | 2028 | 2028
Lateral Hardening-Fuse-90503634 | Lateral Hardening | 110473.4 | 0 | 0 | 0 | 0 | 0 | 0 | 0 | 0 | 0 | 0 |  | 0
Lateral Hardening-Fuse-90503929 | Lateral Hardening | 74227.18 | 0 | 0 | 0 | 0 | 0 | 0 | 0 | 0 | 0 | 0 |  | 0
Lateral Hardening-Fuse-90504134 | Lateral Hardening | 50000 | 0 | 0 | 0 | 0 | 0 | 0 | 0 | 0 | 0 | 0 |  | 0
Lateral Hardening-Fuse-90504849 | Lateral Hardening | 580578.56 | 0 | 0 | 0 | 0 | 2021 | 0 | 0 | 0 | 0 | 0 |  | 2021
Lateral Hardening-Fuse-90505992 | Lateral Hardening | 607324.09 | 0 | 0 | 0 | 0 | 0 | 0 | 0 | 0 | 0 | 0 |  | 0
Lateral Hardening-Fuse-90506573 | Lateral Hardening | 64704.31 | 0 | 0 | 0 | 0 | 0 | 0 | 0 | 0 | 0 | 0 |  | 0
Lateral Hardening-Fuse-90508146 | Lateral Hardening | 82061.45 | 0 | 0 | 0 | 0 | 0 | 0 | 0 | 0 | 0 | 0 |  | 0
Lateral Hardening-Fuse-90508177 | Lateral Hardening | 105096.85 | 0 | 0 | 0 | 0 | 0 | 0 | 0 | 0 | 0 | 0 |  | 0
Lateral Hardening-Fuse-90508200 | Lateral Hardening | 72832.63 | 0 | 0 | 0 | 0 | 0 | 0 | 0 | 0 | 0 | 0 |  | 0
Lateral Hardening-Fuse-90508217 | Lateral Hardening | 50000 | 0 | 0 | 0 | 0 | 0 | 0 | 0 | 0 | 0 | 0 |  | 0
Lateral Hardening-Fuse-90508218 | Lateral Hardening | 50000 | 0 | 0 | 0 | 0 | 0 | 0 | 0 | 0 | 0 | 0 |  | 0
Lateral Hardening-Fuse-90508275 | Lateral Hardening | 50000 | 0 | 0 | 0 | 0 | 0 | 0 | 0 | 0 | 0 | 0 |  | 0
Lateral Hardening-Fuse-90508301 | Lateral Hardening | 50000 | 0 | 0 | 0 | 0 | 0 | 0 | 0 | 0 | 0 | 0 |  | 0
Lateral Hardening-Fuse-90508344 | Lateral Hardening | 124866.98 | 0 | 0 | 0 | 0 | 0 | 0 | 0 | 0 | 0 | 0 |  | 0
Lateral Hardening-Fuse-90508362 | Lateral Hardening | 88495.41 | 0 | 0 | 0 | 0 | 0 | 0 | 0 | 0 | 0 | 0 |  | 0
Lateral Hardening-Fuse-90508424 | Lateral Hardening | 82398.29 | 0 | 0 | 0 | 0 | 0 | 0 | 0 | 0 | 0 | 0 |  | 0
Lateral Hardening-Fuse-90508503 | Lateral Hardening | 314991.59 | 0 | 0 | 0 | 0 | 0 | 0 | 0 | 0 | 0 | 0 |  | 0
Lateral Hardening-Fuse-90512037 | Lateral Hardening | 60397.29 | 0 | 0 | 0 | 0 | 0 | 0 | 0 | 0 | 0 | 0 |  | 0
Lateral Hardening-Fuse-90514649 | Lateral Hardening | 79249.95 | 0 | 0 | 0 | 0 | 2021 | 0 | 0 | 0 | 0 | 0 |  | 2022 | 2022
Lateral Hardening-Fuse-90514661 | Lateral Hardening | 319271.14 | 0 | 0 | 0 | 0 | 0 | 0 | 0 | 0 | 0 | 0 |  | 0
Lateral Hardening-Fuse-90514668 | Lateral Hardening | 50000 | 0 | 0 | 0 | 0 | 0 | 0 | 0 | 0 | 0 | 0 |  | 0
Lateral Hardening-Fuse-90514671 | Lateral Hardening | 133454.3 | 0 | 0 | 0 | 0 | 0 | 0 | 0 | 0 | 0 | 0 |  | 0
Lateral Hardening-Fuse-90514672 | Lateral Hardening | 300508.74 | 0 | 0 | 0 | 0 | 2021 | 0 | 0 | 0 | 0 | 0 |  | 2022 | 2022
Lateral Hardening-Fuse-90514694 | Lateral Hardening | 105872.32 | 0 | 0 | 0 | 0 | 0 | 0 | 0 | 0 | 0 | 0 |  | 0
Lateral Hardening-Fuse-90516086 | Lateral Hardening | 404152.19 | 0 | 0 | 0 | 0 | 0 | 0 | 0 | 0 | 0 | 0 |  | 0
Lateral Hardening-Fuse-90517178 | Lateral Hardening | 164878.31 | 0 | 0 | 0 | 0 | 2022 | 0 | 0 | 0 | 0 | 0 |  | 2021 | 2021
Lateral Hardening-Fuse-90517183 | Lateral Hardening | 92340.92 | 0 | 0 | 0 | 0 | 0 | 0 | 0 | 0 | 0 | 0 |  | 0
Lateral Hardening-Fuse-90517354 | Lateral Hardening | 103306.7 | 0 | 0 | 0 | 0 | 0 | 0 | 0 | 0 | 0 | 0 |  | 0
Lateral Hardening-Fuse-90517359 | Lateral Hardening | 582624.41 | 0 | 0 | 0 | 0 | 0 | 0 | 0 | 0 | 0 | 0 |  | 0
Lateral Hardening-Fuse-90517362 | Lateral Hardening | 55244.57 | 0 | 0 | 0 | 0 | 0 | 0 | 0 | 0 | 0 | 0 |  | 0
Lateral Hardening-Fuse-90518413 | Lateral Hardening | 143901.99 | 0 | 0 | 0 | 0 | 0 | 0 | 0 | 0 | 0 | 0 |  | 0
Lateral Hardening-Fuse-90518571 | Lateral Hardening | 176843.42 | 0 | 0 | 0 | 0 | 0 | 0 | 0 | 0 | 0 | 0 |  | 0
Lateral Hardening-Fuse-90521469 | Lateral Hardening | 187190.29 | 0 | 0 | 0 | 0 | 0 | 0 | 0 | 0 | 0 | 0 |  | 0
Lateral Hardening-Fuse-90521752 | Lateral Hardening | 50000 | 0 | 0 | 0 | 0 | 0 | 0 | 0 | 0 | 0 | 0 |  | 0
Lateral Hardening-Fuse-90522191 | Lateral Hardening | 161584.44 | 0 | 0 | 0 | 0 | 0 | 0 | 0 | 0 | 0 | 0 |  | 0
Lateral Hardening-Fuse-90522268 | Lateral Hardening | 194971.59 | 0 | 0 | 0 | 0 | 0 | 0 | 0 | 0 | 0 | 0 |  | 0
Lateral Hardening-Fuse-90522277 | Lateral Hardening | 78720.13 | 0 | 0 | 0 | 0 | 0 | 0 | 0 | 0 | 0 | 0 |  | 0
Lateral Hardening-Fuse-90522305 | Lateral Hardening | 50000 | 0 | 0 | 0 | 0 | 0 | 0 | 0 | 0 | 0 | 0 |  | 0
Lateral Hardening-Fuse-90522309 | Lateral Hardening | 144861.01 | 0 | 0 | 0 | 0 | 2026 | 0 | 0 | 0 | 0 | 0 |  | 2026
Lateral Hardening-Fuse-90522324 | Lateral Hardening | 50000 | 0 | 0 | 0 | 0 | 0 | 0 | 0 | 0 | 0 | 0 |  | 0
Lateral Hardening-Fuse-90522434 | Lateral Hardening | 69663.89 | 0 | 0 | 0 | 0 | 0 | 0 | 0 | 0 | 0 | 0 |  | 0
Lateral Hardening-Fuse-90522456 | Lateral Hardening | 50000 | 0 | 0 | 0 | 0 | 0 | 0 | 0 | 0 | 0 | 0 |  | 0
Lateral Hardening-Fuse-90522472 | Lateral Hardening | 232492.18 | 0 | 0 | 0 | 0 | 0 | 0 | 0 | 0 | 0 | 0 |  | 0
Lateral Hardening-Fuse-90522475 | Lateral Hardening | 222931.57 | 0 | 0 | 0 | 0 | 0 | 0 | 0 | 0 | 0 | 0 |  | 0
Lateral Hardening-Fuse-90522487 | Lateral Hardening | 81708.05 | 0 | 0 | 0 | 0 | 0 | 0 | 0 | 0 | 0 | 0 |  | 0
Lateral Hardening-Fuse-90522502 | Lateral Hardening | 133361.58 | 0 | 0 | 0 | 0 | 0 | 0 | 0 | 0 | 0 | 0 |  | 0
Lateral Hardening-Fuse-90522517 | Lateral Hardening | 593726.23 | 0 | 0 | 0 | 0 | 2029 | 0 | 0 | 0 | 0 | 0 |  | 0 | 0
Lateral Hardening-Fuse-90522532 | Lateral Hardening | 305049.69 | 0 | 0 | 0 | 0 | 0 | 0 | 0 | 0 | 0 | 0 |  | 0
Lateral Hardening-Fuse-90522567 | Lateral Hardening | 50000 | 0 | 0 | 0 | 0 | 0 | 0 | 0 | 0 | 0 | 0 |  | 0
Lateral Hardening-Fuse-90523015 | Lateral Hardening | 146982.42 | 0 | 0 | 0 | 0 | 0 | 0 | 0 | 0 | 0 | 0 |  | 0
Lateral Hardening-Fuse-90523017 | Lateral Hardening | 255824.6 | 0 | 0 | 0 | 0 | 0 | 0 | 0 | 0 | 0 | 0 |  | 0
Lateral Hardening-Fuse-90523035 | Lateral Hardening | 361488.14 | 0 | 0 | 0 | 0 | 0 | 0 | 0 | 0 | 0 | 0 |  | 0
Lateral Hardening-Fuse-90523072 | Lateral Hardening | 142208.2 | 0 | 0 | 0 | 0 | 0 | 0 | 0 | 0 | 0 | 0 |  | 0
Lateral Hardening-Fuse-90523937 | Lateral Hardening | 482148.74 | 0 | 0 | 0 | 0 | 2027 | 0 | 0 | 0 | 0 | 0 |  | 2027
Lateral Hardening-Fuse-90524592 | Lateral Hardening | 50000 | 0 | 0 | 0 | 0 | 0 | 0 | 0 | 0 | 0 | 0 |  | 0
Lateral Hardening-Fuse-90524876 | Lateral Hardening | 106171.38 | 0 | 0 | 0 | 0 | 0 | 0 | 0 | 0 | 0 | 0 |  | 0
Lateral Hardening-Fuse-90524959 | Lateral Hardening | 105022.36 | 0 | 0 | 0 | 0 | 0 | 0 | 0 | 0 | 0 | 0 |  | 0
Lateral Hardening-Fuse-90524967 | Lateral Hardening | 106769.5 | 0 | 0 | 0 | 0 | 0 | 0 | 0 | 0 | 0 | 0 |  | 0
Lateral Hardening-Fuse-90524988 | Lateral Hardening | 322471.32 | 0 | 0 | 0 | 0 | 0 | 0 | 0 | 0 | 0 | 0 |  | 0
Lateral Hardening-Fuse-90524990 | Lateral Hardening | 59780.41 | 0 | 0 | 0 | 0 | 0 | 0 | 0 | 0 | 0 | 0 |  | 0
Lateral Hardening-Fuse-90525063 | Lateral Hardening | 52741.91 | 0 | 0 | 0 | 0 | 0 | 0 | 0 | 0 | 0 | 0 |  | 0
Lateral Hardening-Fuse-90525064 | Lateral Hardening | 51435.49 | 0 | 0 | 0 | 0 | 0 | 0 | 0 | 0 | 0 | 0 |  | 0
Lateral Hardening-Fuse-90525592 | Lateral Hardening | 95383.74 | 0 | 0 | 0 | 0 | 0 | 0 | 0 | 0 | 0 | 0 |  | 0
Lateral Hardening-Fuse-90525642 | Lateral Hardening | 51026.25 | 0 | 0 | 0 | 0 | 0 | 0 | 0 | 0 | 0 | 0 |  | 0
Lateral Hardening-Fuse-90525946 | Lateral Hardening | 79377.45 | 0 | 0 | 0 | 0 | 0 | 0 | 0 | 0 | 0 | 0 |  | 0
Lateral Hardening-Fuse-90525954 | Lateral Hardening | 239409.14 | 0 | 0 | 0 | 0 | 0 | 0 | 0 | 0 | 0 | 0 |  | 0
Lateral Hardening-Fuse-90525976 | Lateral Hardening | 522227.12 | 0 | 0 | 0 | 0 | 0 | 0 | 0 | 0 | 0 | 0 |  | 0
Lateral Hardening-Fuse-90526036 | Lateral Hardening | 104781.26 | 0 | 0 | 0 | 0 | 0 | 0 | 0 | 0 | 0 | 0 |  | 0
Lateral Hardening-Fuse-90526040 | Lateral Hardening | 323726.4 | 0 | 0 | 0 | 0 | 0 | 0 | 0 | 0 | 0 | 0 |  | 0
Lateral Hardening-Fuse-90526516 | Lateral Hardening | 181895.17 | 0 | 0 | 0 | 0 | 0 | 0 | 0 | 0 | 0 | 0 |  | 0
Lateral Hardening-Fuse-90526565 | Lateral Hardening | 239984.47 | 0 | 0 | 0 | 0 | 0 | 0 | 0 | 0 | 0 | 0 |  | 0
Lateral Hardening-Fuse-90526573 | Lateral Hardening | 232890.73 | 0 | 0 | 0 | 0 | 0 | 0 | 0 | 0 | 0 | 0 |  | 0
Lateral Hardening-Fuse-90526575 | Lateral Hardening | 628236.3 | 0 | 0 | 0 | 0 | 0 | 0 | 0 | 0 | 0 | 0 |  | 0
Lateral Hardening-Fuse-90526660 | Lateral Hardening | 68031.93 | 0 | 0 | 0 | 0 | 0 | 0 | 0 | 0 | 0 | 0 |  | 0
Lateral Hardening-Fuse-90526664 | Lateral Hardening | 250313.16 | 0 | 0 | 0 | 0 | 0 | 0 | 0 | 0 | 0 | 0 |  | 0
Lateral Hardening-Fuse-90526744 | Lateral Hardening | 161112.63 | 0 | 0 | 0 | 0 | 2026 | 0 | 0 | 0 | 0 | 0 |  | 2026
Lateral Hardening-Fuse-90526758 | Lateral Hardening | 137154.92 | 0 | 0 | 0 | 0 | 0 | 0 | 0 | 0 | 0 | 0 |  | 0
Lateral Hardening-Fuse-90526768 | Lateral Hardening | 158981.99 | 0 | 0 | 0 | 0 | 2026 | 0 | 0 | 0 | 0 | 0 |  | 2026
Lateral Hardening-Fuse-90526776 | Lateral Hardening | 233625.51 | 0 | 0 | 0 | 0 | 0 | 0 | 0 | 0 | 0 | 0 |  | 0
Lateral Hardening-Fuse-90527115 | Lateral Hardening | 363547.93 | 0 | 0 | 0 | 0 | 0 | 0 | 0 | 0 | 0 | 0 |  | 0
Lateral Hardening-Fuse-90527117 | Lateral Hardening | 225367.01 | 0 | 0 | 0 | 0 | 0 | 0 | 0 | 0 | 0 | 0 |  | 0
Lateral Hardening-Fuse-90527122 | Lateral Hardening | 117416.22 | 0 | 0 | 0 | 0 | 0 | 0 | 0 | 0 | 0 | 0 |  | 0
Lateral Hardening-Fuse-90527202 | Lateral Hardening | 407123.8 | 0 | 0 | 0 | 0 | 0 | 0 | 0 | 0 | 0 | 0 |  | 0
Lateral Hardening-Fuse-90527363 | Lateral Hardening | 62796.01 | 0 | 0 | 0 | 0 | 2023 | 0 | 0 | 0 | 0 | 0 |  | 2022 | 2022
Lateral Hardening-Fuse-90527469 | Lateral Hardening | 305892.24 | 0 | 0 | 0 | 0 | 0 | 0 | 0 | 0 | 0 | 0 |  | 0
Lateral Hardening-Fuse-90527492 | Lateral Hardening | 50000 | 0 | 0 | 0 | 0 | 0 | 0 | 0 | 0 | 0 | 0 |  | 0
Lateral Hardening-Fuse-90527557 | Lateral Hardening | 54630.71 | 0 | 0 | 0 | 0 | 0 | 0 | 0 | 0 | 0 | 0 |  | 0
Lateral Hardening-Fuse-90527620 | Lateral Hardening | 971642.2 | 0 | 0 | 0 | 0 | 0 | 0 | 0 | 0 | 0 | 0 |  | 0
Lateral Hardening-Fuse-90527798 | Lateral Hardening | 60838.01 | 0 | 0 | 0 | 0 | 0 | 0 | 0 | 0 | 0 | 0 |  | 0
Lateral Hardening-Fuse-90527893 | Lateral Hardening | 56561.73 | 0 | 0 | 0 | 0 | 0 | 0 | 0 | 0 | 0 | 0 |  | 0
Lateral Hardening-Fuse-90527901 | Lateral Hardening | 105242.72 | 0 | 0 | 0 | 0 | 0 | 0 | 0 | 0 | 0 | 0 |  | 0
Lateral Hardening-Fuse-90527917 | Lateral Hardening | 57112.63 | 0 | 0 | 0 | 0 | 2028 | 0 | 0 | 0 | 0 | 0 |  | 2029 | 2029
Lateral Hardening-Fuse-90527935 | Lateral Hardening | 50000 | 0 | 0 | 0 | 0 | 0 | 0 | 0 | 0 | 0 | 0 |  | 0
Lateral Hardening-Fuse-90527947 | Lateral Hardening | 50000 | 0 | 0 | 0 | 0 | 0 | 0 | 0 | 0 | 0 | 0 |  | 0
Lateral Hardening-Fuse-90527964 | Lateral Hardening | 520107.27 | 0 | 0 | 0 | 0 | 0 | 0 | 0 | 0 | 0 | 0 |  | 0
Lateral Hardening-Fuse-90527967 | Lateral Hardening | 133272.14 | 0 | 0 | 0 | 0 | 0 | 0 | 0 | 0 | 0 | 0 |  | 0
Lateral Hardening-Fuse-90527992 | Lateral Hardening | 52096.57 | 0 | 0 | 0 | 0 | 0 | 0 | 0 | 0 | 0 | 0 |  | 0
Lateral Hardening-Fuse-90527995 | Lateral Hardening | 50000 | 0 | 0 | 0 | 0 | 0 | 0 | 0 | 0 | 0 | 0 |  | 0
Lateral Hardening-Fuse-90528004 | Lateral Hardening | 50000 | 0 | 0 | 0 | 0 | 0 | 0 | 0 | 0 | 0 | 0 |  | 0
Lateral Hardening-Fuse-90528008 | Lateral Hardening | 54489.05 | 0 | 0 | 0 | 0 | 0 | 0 | 0 | 0 | 0 | 0 |  | 0
Lateral Hardening-Fuse-90528012 | Lateral Hardening | 511801.55 | 0 | 0 | 0 | 0 | 2028 | 0 | 0 | 0 | 0 | 0 |  | 2028
Lateral Hardening-Fuse-90528055 | Lateral Hardening | 57747.23 | 0 | 0 | 0 | 0 | 0 | 0 | 0 | 0 | 0 | 0 |  | 0
Lateral Hardening-Fuse-90528104 | Lateral Hardening | 257912.23 | 0 | 0 | 0 | 0 | 0 | 0 | 0 | 0 | 0 | 0 |  | 0
Lateral Hardening-Fuse-90528804 | Lateral Hardening | 157827.23 | 0 | 0 | 0 | 0 | 0 | 0 | 0 | 0 | 0 | 0 |  | 0
Lateral Hardening-Fuse-90528811 | Lateral Hardening | 96952.74 | 0 | 0 | 0 | 0 | 0 | 0 | 0 | 0 | 0 | 0 |  | 0
Lateral Hardening-Fuse-90528829 | Lateral Hardening | 148618.59 | 0 | 0 | 0 | 0 | 0 | 0 | 0 | 0 | 0 | 0 |  | 0
Lateral Hardening-Fuse-90528831 | Lateral Hardening | 169643.71 | 0 | 0 | 0 | 0 | 0 | 0 | 0 | 0 | 0 | 0 |  | 0
Lateral Hardening-Fuse-90528838 | Lateral Hardening | 194605.87 | 0 | 0 | 0 | 0 | 2029 | 0 | 0 | 0 | 0 | 0 |  | 2029
Lateral Hardening-Fuse-90528913 | Lateral Hardening | 379627.79 | 0 | 0 | 0 | 0 | 0 | 0 | 0 | 0 | 0 | 0 |  | 0
Lateral Hardening-Fuse-90528941 | Lateral Hardening | 211546.5 | 0 | 0 | 0 | 0 | 0 | 0 | 0 | 0 | 0 | 0 |  | 0
Lateral Hardening-Fuse-90528991 | Lateral Hardening | 512829.24 | 0 | 0 | 0 | 0 | 0 | 0 | 0 | 0 | 0 | 0 |  | 0
Lateral Hardening-Fuse-90529726 | Lateral Hardening | 1178995.94 | 0 | 0 | 0 | 0 | 0 | 0 | 0 | 0 | 0 | 0 |  | 0
Lateral Hardening-Fuse-90529838 | Lateral Hardening | 1413040.09 | 0 | 0 | 0 | 0 | 0 | 0 | 0 | 0 | 0 | 0 |  | 0
Lateral Hardening-Fuse-90530156 | Lateral Hardening | 86401.2 | 0 | 0 | 0 | 0 | 2025 | 0 | 0 | 0 | 0 | 0 |  | 2025
Lateral Hardening-Fuse-90530159 | Lateral Hardening | 278184.08 | 0 | 0 | 0 | 0 | 2025 | 0 | 0 | 0 | 0 | 0 |  | 2023 | 2023
Lateral Hardening-Fuse-90530168 | Lateral Hardening | 121128.02 | 0 | 0 | 0 | 0 | 0 | 0 | 0 | 0 | 0 | 0 |  | 0
Lateral Hardening-Fuse-90531031 | Lateral Hardening | 189838.82 | 0 | 0 | 0 | 0 | 2024 | 0 | 0 | 0 | 0 | 0 |  | 2029 | 2029
Lateral Hardening-Fuse-90532325 | Lateral Hardening | 50000 | 0 | 0 | 0 | 0 | 0 | 0 | 0 | 0 | 0 | 0 |  | 0
Lateral Hardening-Fuse-90532326 | Lateral Hardening | 50000 | 0 | 0 | 0 | 0 | 0 | 0 | 0 | 0 | 0 | 0 |  | 0
Lateral Hardening-Fuse-90532438 | Lateral Hardening | 210177.01 | 0 | 0 | 0 | 0 | 0 | 0 | 0 | 0 | 0 | 0 |  | 0
Lateral Hardening-Fuse-90532502 | Lateral Hardening | 174962.07 | 0 | 0 | 0 | 0 | 0 | 0 | 0 | 0 | 0 | 0 |  | 0
Lateral Hardening-Fuse-90532513 | Lateral Hardening | 76238.21 | 0 | 0 | 0 | 0 | 0 | 0 | 0 | 0 | 0 | 0 |  | 0
Lateral Hardening-Fuse-90532518 | Lateral Hardening | 155434.01 | 0 | 0 | 0 | 0 | 0 | 0 | 0 | 0 | 0 | 0 |  | 0
Lateral Hardening-Fuse-90532545 | Lateral Hardening | 56383.59 | 0 | 0 | 0 | 0 | 0 | 0 | 0 | 0 | 0 | 0 |  | 0
Lateral Hardening-Fuse-90533311 | Lateral Hardening | 114634.5 | 0 | 0 | 0 | 0 | 0 | 0 | 0 | 0 | 0 | 0 |  | 0
Lateral Hardening-Fuse-90533344 | Lateral Hardening | 54452.57 | 0 | 0 | 0 | 0 | 0 | 0 | 0 | 0 | 0 | 0 |  | 0
Lateral Hardening-Fuse-90533515 | Lateral Hardening | 50000 | 0 | 0 | 0 | 0 | 0 | 0 | 0 | 0 | 0 | 0 |  | 0
Lateral Hardening-Fuse-90533606 | Lateral Hardening | 57002.45 | 0 | 0 | 0 | 0 | 0 | 0 | 0 | 0 | 0 | 0 |  | 0
Lateral Hardening-Fuse-90533667 | Lateral Hardening | 50000 | 0 | 0 | 0 | 0 | 0 | 0 | 0 | 0 | 0 | 0 |  | 0
Lateral Hardening-Fuse-90533672 | Lateral Hardening | 50000 | 0 | 0 | 0 | 0 | 0 | 0 | 0 | 0 | 0 | 0 |  | 0
Lateral Hardening-Fuse-90533682 | Lateral Hardening | 52096.57 | 0 | 0 | 0 | 0 | 0 | 0 | 0 | 0 | 0 | 0 |  | 0
Lateral Hardening-Fuse-90533683 | Lateral Hardening | 51430.49 | 0 | 0 | 0 | 0 | 0 | 0 | 0 | 0 | 0 | 0 |  | 0
Lateral Hardening-Fuse-90533776 | Lateral Hardening | 77659.81 | 0 | 0 | 0 | 0 | 0 | 0 | 0 | 0 | 0 | 0 |  | 0
Lateral Hardening-Fuse-90534616 | Lateral Hardening | 250530.96 | 0 | 0 | 0 | 0 | 0 | 0 | 0 | 0 | 0 | 0 |  | 0
Lateral Hardening-Fuse-90534627 | Lateral Hardening | 434349.22 | 0 | 0 | 0 | 0 | 0 | 0 | 0 | 0 | 0 | 0 |  | 2027 | 2027
Lateral Hardening-Fuse-90535062 | Lateral Hardening | 83151.1 | 0 | 0 | 0 | 0 | 0 | 0 | 0 | 0 | 0 | 0 |  | 0
Lateral Hardening-Fuse-90535235 | Lateral Hardening | 50000 | 0 | 0 | 0 | 0 | 0 | 0 | 0 | 0 | 0 | 0 |  | 0
Lateral Hardening-Fuse-90535237 | Lateral Hardening | 50000 | 0 | 0 | 0 | 0 | 0 | 0 | 0 | 0 | 0 | 0 |  | 0
Lateral Hardening-Fuse-90536063 | Lateral Hardening | 208916.44 | 0 | 0 | 0 | 0 | 0 | 0 | 0 | 0 | 0 | 0 |  | 0
Lateral Hardening-Fuse-90537026 | Lateral Hardening | 86390.03 | 0 | 0 | 0 | 0 | 2028 | 0 | 0 | 0 | 0 | 0 |  | 0 | 0
Lateral Hardening-Fuse-90537790 | Lateral Hardening | 100379.06 | 0 | 0 | 0 | 0 | 0 | 0 | 0 | 0 | 0 | 0 |  | 0
Lateral Hardening-Fuse-90539976 | Lateral Hardening | 50000 | 0 | 0 | 0 | 0 | 0 | 0 | 0 | 0 | 0 | 0 |  | 0
Lateral Hardening-Fuse-90540498 | Lateral Hardening | 50000 | 0 | 0 | 0 | 0 | 0 | 0 | 0 | 0 | 0 | 0 |  | 0
Lateral Hardening-Fuse-90540557 | Lateral Hardening | 342322.9 | 0 | 0 | 0 | 0 | 0 | 0 | 0 | 0 | 0 | 0 |  | 0
Lateral Hardening-Fuse-90542593 | Lateral Hardening | 50000 | 0 | 0 | 0 | 0 | 0 | 0 | 0 | 0 | 0 | 0 |  | 0
Lateral Hardening-Fuse-90542599 | Lateral Hardening | 384668.78 | 0 | 0 | 0 | 0 | 2027 | 0 | 0 | 0 | 0 | 0 |  | 2028 | 2028
Lateral Hardening-Fuse-90542605 | Lateral Hardening | 50000 | 0 | 0 | 0 | 0 | 0 | 0 | 0 | 0 | 0 | 0 |  | 0
Lateral Hardening-Fuse-90542625 | Lateral Hardening | 50000 | 0 | 0 | 0 | 0 | 0 | 0 | 0 | 0 | 0 | 0 |  | 0
Lateral Hardening-Fuse-90542645 | Lateral Hardening | 50000 | 0 | 0 | 0 | 0 | 0 | 0 | 0 | 0 | 0 | 0 |  | 0
Lateral Hardening-Fuse-90542653 | Lateral Hardening | 58109.25 | 0 | 0 | 0 | 0 | 0 | 0 | 0 | 0 | 0 | 0 |  | 0
Lateral Hardening-Fuse-90544238 | Lateral Hardening | 183874.2 | 0 | 0 | 0 | 0 | 0 | 0 | 0 | 0 | 0 | 0 |  | 0
Lateral Hardening-Fuse-90549633 | Lateral Hardening | 77407.78 | 0 | 0 | 0 | 0 | 0 | 0 | 0 | 0 | 0 | 0 |  | 0
Lateral Hardening-Fuse-90551179 | Lateral Hardening | 54300.17 | 0 | 0 | 0 | 0 | 0 | 0 | 0 | 0 | 0 | 0 |  | 0
Lateral Hardening-Fuse-90552509 | Lateral Hardening | 86419.48 | 0 | 0 | 0 | 0 | 0 | 0 | 0 | 0 | 0 | 0 |  | 0
Lateral Hardening-Fuse-90554072 | Lateral Hardening | 50000 | 0 | 0 | 0 | 0 | 0 | 0 | 0 | 0 | 0 | 0 |  | 0
Lateral Hardening-Fuse-90554076 | Lateral Hardening | 154108.76 | 0 | 0 | 0 | 0 | 0 | 0 | 0 | 0 | 0 | 0 |  | 0
Lateral Hardening-Fuse-90554092 | Lateral Hardening | 50000 | 0 | 0 | 0 | 0 | 0 | 0 | 0 | 0 | 0 | 0 |  | 0
Lateral Hardening-Fuse-90556652 | Lateral Hardening | 750062.74 | 0 | 0 | 0 | 0 | 2027 | 0 | 0 | 0 | 0 | 0 |  | 2026 | 2026
Lateral Hardening-Fuse-90557297 | Lateral Hardening | 50000 | 0 | 0 | 0 | 0 | 0 | 0 | 0 | 0 | 0 | 0 |  | 0
Lateral Hardening-Fuse-90557554 | Lateral Hardening | 55837.69 | 0 | 0 | 0 | 0 | 0 | 0 | 0 | 0 | 0 | 0 |  | 0
Lateral Hardening-Fuse-90557872 | Lateral Hardening | 94764.88 | 0 | 0 | 0 | 0 | 0 | 0 | 0 | 0 | 0 | 0 |  | 0
Lateral Hardening-Fuse-90558179 | Lateral Hardening | 54242.21 | 0 | 0 | 0 | 0 | 0 | 0 | 0 | 0 | 0 | 0 |  | 0
Lateral Hardening-Fuse-90558581 | Lateral Hardening | 278977.35 | 0 | 0 | 0 | 0 | 0 | 0 | 0 | 0 | 0 | 0 |  | 0
Lateral Hardening-Fuse-90559544 | Lateral Hardening | 51592.89 | 0 | 0 | 0 | 0 | 0 | 0 | 0 | 0 | 0 | 0 |  | 0
Lateral Hardening-Fuse-90559863 | Lateral Hardening | 50000 | 0 | 0 | 0 | 0 | 0 | 0 | 0 | 0 | 0 | 0 |  | 0
Lateral Hardening-Fuse-90560110 | Lateral Hardening | 90741.1 | 0 | 0 | 0 | 0 | 2028 | 0 | 0 | 0 | 0 | 0 |  | 2029 | 2029
Lateral Hardening-Fuse-90560376 | Lateral Hardening | 129387.88 | 0 | 0 | 0 | 0 | 2029 | 0 | 0 | 0 | 0 | 0 |  | 0 | 0
Lateral Hardening-Fuse-90561646 | Lateral Hardening | 51435.49 | 0 | 0 | 0 | 0 | 0 | 0 | 0 | 0 | 0 | 0 |  | 0
Lateral Hardening-Fuse-90562315 | Lateral Hardening | 110515.62 | 0 | 0 | 0 | 0 | 0 | 0 | 0 | 0 | 0 | 0 |  | 2027 | 2027
Lateral Hardening-Fuse-90562316 | Lateral Hardening | 54158.51 | 0 | 0 | 0 | 0 | 0 | 0 | 0 | 0 | 0 | 0 |  | 0
Lateral Hardening-Fuse-90562365 | Lateral Hardening | 50000 | 0 | 0 | 0 | 0 | 0 | 0 | 0 | 0 | 0 | 0 |  | 0
Lateral Hardening-Fuse-90563835 | Lateral Hardening | 278905.25 | 0 | 0 | 0 | 0 | 0 | 0 | 0 | 0 | 0 | 0 |  | 0
Lateral Hardening-Fuse-90564142 | Lateral Hardening | 58387.57 | 0 | 0 | 0 | 0 | 2021 | 0 | 0 | 0 | 0 | 0 |  | 2021
Lateral Hardening-Fuse-90564150 | Lateral Hardening | 103180.78 | 0 | 0 | 0 | 0 | 0 | 0 | 0 | 0 | 0 | 0 |  | 0
Lateral Hardening-Fuse-90564179 | Lateral Hardening | 50000 | 0 | 0 | 0 | 0 | 0 | 0 | 0 | 0 | 0 | 0 |  | 0
Lateral Hardening-Fuse-90565824 | Lateral Hardening | 60334.33 | 0 | 0 | 0 | 0 | 0 | 0 | 0 | 0 | 0 | 0 |  | 0
Lateral Hardening-Fuse-90566593 | Lateral Hardening | 496146.99 | 0 | 0 | 0 | 0 | 2026 | 0 | 0 | 0 | 0 | 0 |  | 2028 | 2028
Lateral Hardening-Fuse-90567743 | Lateral Hardening | 104744.04 | 0 | 0 | 0 | 0 | 0 | 0 | 0 | 0 | 0 | 0 |  | 0
Lateral Hardening-Fuse-90567851 | Lateral Hardening | 142307.59 | 0 | 0 | 0 | 0 | 0 | 0 | 0 | 0 | 0 | 0 |  | 0
Lateral Hardening-Fuse-90567948 | Lateral Hardening | 554824.66 | 0 | 0 | 0 | 0 | 0 | 0 | 0 | 0 | 0 | 0 |  | 0
Lateral Hardening-Fuse-90568373 | Lateral Hardening | 102425.26 | 0 | 0 | 0 | 0 | 0 | 0 | 0 | 0 | 0 | 0 |  | 0
Lateral Hardening-Fuse-90568909 | Lateral Hardening | 356885.53 | 0 | 0 | 0 | 0 | 2021 | 0 | 0 | 0 | 0 | 0 |  | 2021
Lateral Hardening-Fuse-90569388 | Lateral Hardening | 259424.8 | 0 | 0 | 0 | 0 | 0 | 0 | 0 | 0 | 0 | 0 |  | 0
Lateral Hardening-Fuse-90571156 | Lateral Hardening | 63823.61 | 0 | 0 | 0 | 0 | 0 | 0 | 0 | 0 | 0 | 0 |  | 0
Lateral Hardening-Fuse-90572318 | Lateral Hardening | 411569.07 | 0 | 0 | 0 | 0 | 2026 | 0 | 0 | 0 | 0 | 0 |  | 0 | 0
Lateral Hardening-Fuse-90573741 | Lateral Hardening | 60156.19 | 0 | 0 | 0 | 0 | 0 | 0 | 0 | 0 | 0 | 0 |  | 0
Lateral Hardening-Fuse-90574267 | Lateral Hardening | 191856.75 | 0 | 0 | 0 | 0 | 0 | 0 | 0 | 0 | 0 | 0 |  | 0
Lateral Hardening-Fuse-90574795 | Lateral Hardening | 57028.93 | 0 | 0 | 0 | 0 | 0 | 0 | 0 | 0 | 0 | 0 |  | 0
Lateral Hardening-Fuse-90576764 | Lateral Hardening | 432593.48 | 0 | 0 | 0 | 0 | 0 | 0 | 0 | 0 | 0 | 0 |  | 0
Lateral Hardening-Fuse-90580822 | Lateral Hardening | 305912.98 | 0 | 0 | 0 | 0 | 0 | 0 | 0 | 0 | 0 | 0 |  | 0
Lateral Hardening-Fuse-90582506 | Lateral Hardening | 1343264.12 | 0 | 0 | 0 | 0 | 2022 | 0 | 0 | 0 | 0 | 0 |  | 2023 | 2023
Lateral Hardening-Fuse-90586046 | Lateral Hardening | 447972.99 | 0 | 0 | 0 | 0 | 2022 | 0 | 0 | 0 | 0 | 0 |  | 2022
Lateral Hardening-Fuse-90586047 | Lateral Hardening | 177457.78 | 0 | 0 | 0 | 0 | 2022 | 0 | 0 | 0 | 0 | 0 |  | 2022
Lateral Hardening-Fuse-90586048 | Lateral Hardening | 319502.29 | 0 | 0 | 0 | 0 | 0 | 0 | 0 | 0 | 0 | 0 |  | 0
Lateral Hardening-Fuse-90586054 | Lateral Hardening | 156558.08 | 0 | 0 | 0 | 0 | 2022 | 0 | 0 | 0 | 0 | 0 |  | 2022
Lateral Hardening-Fuse-90586055 | Lateral Hardening | 106323.83 | 0 | 0 | 0 | 0 | 0 | 0 | 0 | 0 | 0 | 0 |  | 0
Lateral Hardening-Fuse-90586056 | Lateral Hardening | 78630.69 | 0 | 0 | 0 | 0 | 0 | 0 | 0 | 0 | 0 | 0 |  | 0
Lateral Hardening-Fuse-90586057 | Lateral Hardening | 50000 | 0 | 0 | 0 | 0 | 0 | 0 | 0 | 0 | 0 | 0 |  | 0
Lateral Hardening-Fuse-90586059 | Lateral Hardening | 50000 | 0 | 0 | 0 | 0 | 0 | 0 | 0 | 0 | 0 | 0 |  | 0
Lateral Hardening-Fuse-90586163 | Lateral Hardening | 50000 | 0 | 0 | 0 | 0 | 0 | 0 | 0 | 0 | 0 | 0 |  | 0
Lateral Hardening-Fuse-90587526 | Lateral Hardening | 50000 | 0 | 0 | 0 | 0 | 0 | 0 | 0 | 0 | 0 | 0 |  | 0
Lateral Hardening-Fuse-90589638 | Lateral Hardening | 98582.33 | 0 | 0 | 0 | 0 | 2029 | 0 | 0 | 0 | 0 | 0 |  | 0 | 0
Lateral Hardening-Fuse-90591463 | Lateral Hardening | 155700.2 | 0 | 0 | 0 | 0 | 0 | 0 | 0 | 0 | 0 | 0 |  | 0
Lateral Hardening-Fuse-90591555 | Lateral Hardening | 425048.77 | 0 | 0 | 0 | 0 | 2021 | 0 | 0 | 0 | 0 | 0 |  | 2021
Lateral Hardening-Fuse-90594232 | Lateral Hardening | 232270.34 | 0 | 0 | 0 | 0 | 2029 | 0 | 0 | 0 | 0 | 0 |  | 2028 | 2028
Lateral Hardening-Fuse-90595095 | Lateral Hardening | 232250.34 | 0 | 0 | 0 | 0 | 0 | 0 | 0 | 0 | 0 | 0 |  | 0
Lateral Hardening-Fuse-90595487 | Lateral Hardening | 57227.81 | 0 | 0 | 0 | 0 | 0 | 0 | 0 | 0 | 0 | 0 |  | 0
Lateral Hardening-Fuse-90595696 | Lateral Hardening | 50000 | 0 | 0 | 0 | 0 | 0 | 0 | 0 | 0 | 0 | 0 |  | 0
Lateral Hardening-Fuse-90596266 | Lateral Hardening | 823426.51 | 0 | 0 | 0 | 0 | 2027 | 0 | 0 | 0 | 0 | 0 |  | 2027
Lateral Hardening-Fuse-90596357 | Lateral Hardening | 60108.97 | 0 | 0 | 0 | 0 | 0 | 0 | 0 | 0 | 0 | 0 |  | 0
Lateral Hardening-Fuse-90597086 | Lateral Hardening | 83062.75 | 0 | 0 | 0 | 0 | 0 | 0 | 0 | 0 | 0 | 0 |  | 0
Lateral Hardening-Fuse-90598389 | Lateral Hardening | 105738.68 | 0 | 0 | 0 | 0 | 2021 | 0 | 0 | 0 | 0 | 0 |  | 2021
Lateral Hardening-Fuse-90599092 | Lateral Hardening | 167531.34 | 0 | 0 | 0 | 0 | 0 | 0 | 0 | 0 | 0 | 0 |  | 0
Lateral Hardening-Fuse-90599934 | Lateral Hardening | 328892.56 | 0 | 0 | 0 | 0 | 0 | 0 | 0 | 0 | 0 | 0 |  | 0
Lateral Hardening-Fuse-90600457 | Lateral Hardening | 136940.66 | 0 | 0 | 0 | 0 | 0 | 0 | 0 | 0 | 0 | 0 |  | 0
Lateral Hardening-Fuse-90601121 | Lateral Hardening | 50349.43 | 0 | 0 | 0 | 0 | 0 | 0 | 0 | 0 | 0 | 0 |  | 0
Lateral Hardening-Fuse-90601895 | Lateral Hardening | 632667.56 | 0 | 0 | 0 | 0 | 0 | 0 | 0 | 0 | 0 | 0 |  | 0
Lateral Hardening-Fuse-90602625 | Lateral Hardening | 847638.68 | 0 | 0 | 0 | 0 | 0 | 0 | 0 | 0 | 0 | 0 |  | 0
Lateral Hardening-Fuse-90605212 | Lateral Hardening | 114892.08 | 0 | 0 | 0 | 0 | 0 | 0 | 0 | 0 | 0 | 0 |  | 0
Lateral Hardening-Fuse-90605775 | Lateral Hardening | 50000 | 0 | 0 | 0 | 0 | 0 | 0 | 0 | 0 | 0 | 0 |  | 0
Lateral Hardening-Fuse-90606361 | Lateral Hardening | 178070.35 | 0 | 0 | 0 | 0 | 0 | 0 | 0 | 0 | 0 | 0 |  | 0
Lateral Hardening-Fuse-90607461 | Lateral Hardening | 741649.83 | 0 | 0 | 0 | 0 | 2024 | 0 | 0 | 0 | 0 | 0 |  | 2024
Lateral Hardening-Fuse-90610608 | Lateral Hardening | 50000 | 0 | 0 | 0 | 0 | 0 | 0 | 0 | 0 | 0 | 0 |  | 0
Lateral Hardening-Fuse-90610924 | Lateral Hardening | 152932.09 | 0 | 0 | 0 | 0 | 0 | 0 | 0 | 0 | 0 | 0 |  | 0
Lateral Hardening-Fuse-90612535 | Lateral Hardening | 150603.36 | 0 | 0 | 0 | 0 | 0 | 0 | 0 | 0 | 0 | 0 |  | 0
Lateral Hardening-Fuse-90613782 | Lateral Hardening | 380058.18 | 0 | 0 | 0 | 0 | 2024 | 0 | 0 | 0 | 0 | 0 |  | 2023 | 2023
Lateral Hardening-Fuse-90613909 | Lateral Hardening | 63960.27 | 0 | 0 | 0 | 0 | 0 | 0 | 0 | 0 | 0 | 0 |  | 0
Lateral Hardening-Fuse-90614370 | Lateral Hardening | 156966.53 | 0 | 0 | 0 | 0 | 0 | 0 | 0 | 0 | 0 | 0 |  | 0
Lateral Hardening-Fuse-90614754 | Lateral Hardening | 306418.58 | 0 | 0 | 0 | 0 | 0 | 0 | 0 | 0 | 0 | 0 |  | 0
Lateral Hardening-Fuse-90615239 | Lateral Hardening | 70403.67 | 0 | 0 | 0 | 0 | 0 | 0 | 0 | 0 | 0 | 0 |  | 0
Lateral Hardening-Fuse-90617833 | Lateral Hardening | 317952.41 | 0 | 0 | 0 | 0 | 0 | 0 | 0 | 0 | 0 | 0 |  | 0
Lateral Hardening-Fuse-90618872 | Lateral Hardening | 302416.96 | 0 | 0 | 0 | 0 | 0 | 0 | 0 | 0 | 0 | 0 |  | 0
Lateral Hardening-Fuse-90618909 | Lateral Hardening | 58771.07 | 0 | 0 | 0 | 0 | 0 | 0 | 0 | 0 | 0 | 0 |  | 0
Lateral Hardening-Fuse-90619241 | Lateral Hardening | 86056.21 | 0 | 0 | 0 | 0 | 0 | 0 | 0 | 0 | 0 | 0 |  | 0
Lateral Hardening-Fuse-90619404 | Lateral Hardening | 163483.63 | 0 | 0 | 0 | 0 | 0 | 0 | 0 | 0 | 0 | 0 |  | 0
Lateral Hardening-Fuse-90621213 | Lateral Hardening | 91201.9 | 0 | 0 | 0 | 0 | 0 | 0 | 0 | 0 | 0 | 0 |  | 0
Lateral Hardening-Fuse-90621444 | Lateral Hardening | 341540.8 | 0 | 0 | 0 | 0 | 0 | 0 | 0 | 0 | 0 | 0 |  | 0
Lateral Hardening-Fuse-90621992 | Lateral Hardening | 50000 | 0 | 0 | 0 | 0 | 0 | 0 | 0 | 0 | 0 | 0 |  | 0
Lateral Hardening-Fuse-90622921 | Lateral Hardening | 137680.08 | 0 | 0 | 0 | 0 | 0 | 0 | 0 | 0 | 0 | 0 |  | 0
Lateral Hardening-Fuse-90623632 | Lateral Hardening | 227864.85 | 0 | 0 | 0 | 0 | 0 | 0 | 0 | 0 | 0 | 0 |  | 0
Lateral Hardening-Fuse-90623993 | Lateral Hardening | 60320.57 | 0 | 0 | 0 | 0 | 0 | 0 | 0 | 0 | 0 | 0 |  | 0
Lateral Hardening-Fuse-90626759 | Lateral Hardening | 54866.81 | 0 | 0 | 0 | 0 | 0 | 0 | 0 | 0 | 0 | 0 |  | 0
Lateral Hardening-Fuse-90626817 | Lateral Hardening | 50000 | 0 | 0 | 0 | 0 | 0 | 0 | 0 | 0 | 0 | 0 |  | 0
Lateral Hardening-Fuse-90626824 | Lateral Hardening | 56593.21 | 0 | 0 | 0 | 0 | 0 | 0 | 0 | 0 | 0 | 0 |  | 0
Lateral Hardening-Fuse-90626840 | Lateral Hardening | 203549.84 | 0 | 0 | 0 | 0 | 0 | 0 | 0 | 0 | 0 | 0 |  | 0
Lateral Hardening-Fuse-90626843 | Lateral Hardening | 637914.03 | 0 | 0 | 0 | 0 | 0 | 0 | 0 | 0 | 0 | 0 |  | 0
Lateral Hardening-Fuse-90626846 | Lateral Hardening | 162024.81 | 0 | 0 | 0 | 0 | 0 | 0 | 0 | 0 | 0 | 0 |  | 0
Lateral Hardening-Fuse-90628229 | Lateral Hardening | 208985.14 | 0 | 0 | 0 | 0 | 0 | 0 | 0 | 0 | 0 | 0 |  | 0
Lateral Hardening-Fuse-90628364 | Lateral Hardening | 115811.15 | 0 | 0 | 0 | 0 | 2026 | 0 | 0 | 0 | 0 | 0 |  | 2026
Lateral Hardening-Fuse-90628439 | Lateral Hardening | 53822.97 | 0 | 0 | 0 | 0 | 0 | 0 | 0 | 0 | 0 | 0 |  | 0
Lateral Hardening-Fuse-90628666 | Lateral Hardening | 63220.49 | 0 | 0 | 0 | 0 | 0 | 0 | 0 | 0 | 0 | 0 |  | 0
Lateral Hardening-Fuse-90628828 | Lateral Hardening | 50000 | 0 | 0 | 0 | 0 | 0 | 0 | 0 | 0 | 0 | 0 |  | 0
Lateral Hardening-Fuse-90629081 | Lateral Hardening | 235286.14 | 0 | 0 | 0 | 0 | 0 | 0 | 0 | 0 | 0 | 0 |  | 0
Lateral Hardening-Fuse-90629745 | Lateral Hardening | 159426.6 | 0 | 0 | 0 | 0 | 0 | 0 | 0 | 0 | 0 | 0 |  | 0
Lateral Hardening-Fuse-90630341 | Lateral Hardening | 565103.19 | 0 | 0 | 0 | 0 | 0 | 0 | 0 | 0 | 0 | 0 |  | 0
Lateral Hardening-Fuse-90630346 | Lateral Hardening | 311069.12 | 0 | 0 | 0 | 0 | 0 | 0 | 0 | 0 | 0 | 0 |  | 0
Lateral Hardening-Fuse-90630567 | Lateral Hardening | 216763.51 | 0 | 0 | 0 | 0 | 2025 | 0 | 0 | 0 | 0 | 0 |  | 2024 | 2024
Lateral Hardening-Fuse-90631758 | Lateral Hardening | 50317.95 | 0 | 0 | 0 | 0 | 0 | 0 | 0 | 0 | 0 | 0 |  | 0
Lateral Hardening-Fuse-90631769 | Lateral Hardening | 176477.03 | 0 | 0 | 0 | 0 | 0 | 0 | 0 | 0 | 0 | 0 |  | 0
Lateral Hardening-Fuse-90633859 | Lateral Hardening | 50000 | 0 | 0 | 0 | 0 | 2021 | 0 | 0 | 0 | 0 | 0 |  | 2021
Lateral Hardening-Fuse-90633915 | Lateral Hardening | 160677.25 | 0 | 0 | 0 | 0 | 0 | 0 | 0 | 0 | 0 | 0 |  | 0
Lateral Hardening-Fuse-90633932 | Lateral Hardening | 103522.06 | 0 | 0 | 0 | 0 | 0 | 0 | 0 | 0 | 0 | 0 |  | 0
Lateral Hardening-Fuse-90635605 | Lateral Hardening | 81030.7 | 0 | 0 | 0 | 0 | 0 | 0 | 0 | 0 | 0 | 0 |  | 0
Lateral Hardening-Fuse-90637854 | Lateral Hardening | 120296.64 | 0 | 0 | 0 | 0 | 0 | 0 | 0 | 0 | 0 | 0 |  | 0
Lateral Hardening-Fuse-90638274 | Lateral Hardening | 121650.28 | 0 | 0 | 0 | 0 | 0 | 0 | 0 | 0 | 0 | 0 |  | 0
Lateral Hardening-Fuse-90638278 | Lateral Hardening | 790344.23 | 0 | 0 | 0 | 0 | 2022 | 0 | 0 | 0 | 0 | 0 |  | 0 | 0
Lateral Hardening-Fuse-90638283 | Lateral Hardening | 1190235.5 | 0 | 0 | 0 | 0 | 2022 | 0 | 0 | 0 | 0 | 0 |  | 2021 | 2021
Lateral Hardening-Fuse-90638284 | Lateral Hardening | 145101.1 | 0 | 0 | 0 | 0 | 0 | 0 | 0 | 0 | 0 | 0 |  | 0
Lateral Hardening-Fuse-90638745 | Lateral Hardening | 525583.31 | 0 | 0 | 0 | 0 | 0 | 0 | 0 | 0 | 0 | 0 |  | 0
Lateral Hardening-Fuse-90638888 | Lateral Hardening | 154086.11 | 0 | 0 | 0 | 0 | 0 | 0 | 0 | 0 | 0 | 0 |  | 0
Lateral Hardening-Fuse-90639971 | Lateral Hardening | 69658.15 | 0 | 0 | 0 | 0 | 0 | 0 | 0 | 0 | 0 | 0 |  | 0
Lateral Hardening-Fuse-90641822 | Lateral Hardening | 267002.94 | 0 | 0 | 0 | 0 | 2022 | 0 | 0 | 0 | 0 | 0 |  | 2022
Lateral Hardening-Fuse-90642286 | Lateral Hardening | 210338.71 | 0 | 0 | 0 | 0 | 0 | 0 | 0 | 0 | 0 | 0 |  | 0
Lateral Hardening-Fuse-90642288 | Lateral Hardening | 451302.97 | 0 | 0 | 0 | 0 | 0 | 0 | 0 | 0 | 0 | 0 |  | 0
Lateral Hardening-Fuse-90642289 | Lateral Hardening | 163032.11 | 0 | 0 | 0 | 0 | 0 | 0 | 0 | 0 | 0 | 0 |  | 0
Lateral Hardening-Fuse-90642325 | Lateral Hardening | 62764.03 | 0 | 0 | 0 | 0 | 0 | 0 | 0 | 0 | 0 | 0 |  | 0
Lateral Hardening-Fuse-90642992 | Lateral Hardening | 639131.34 | 0 | 0 | 0 | 0 | 0 | 0 | 0 | 0 | 0 | 0 |  | 0
Lateral Hardening-Fuse-90642995 | Lateral Hardening | 447438.62 | 0 | 0 | 0 | 0 | 0 | 0 | 0 | 0 | 0 | 0 |  | 0
Lateral Hardening-Fuse-90643551 | Lateral Hardening | 848092.24 | 0 | 0 | 0 | 0 | 2022 | 0 | 0 | 0 | 0 | 0 |  | 2022
Lateral Hardening-Fuse-90644189 | Lateral Hardening | 335686.48 | 0 | 0 | 0 | 0 | 0 | 0 | 0 | 0 | 0 | 0 |  | 0
Lateral Hardening-Fuse-90644976 | Lateral Hardening | 271128.5 | 0 | 0 | 0 | 0 | 0 | 0 | 0 | 0 | 0 | 0 |  | 0
Lateral Hardening-Fuse-90645500 | Lateral Hardening | 733230.55 | 0 | 0 | 0 | 0 | 0 | 0 | 0 | 0 | 0 | 0 |  | 0
Lateral Hardening-Fuse-90645535 | Lateral Hardening | 205793.02 | 0 | 0 | 0 | 0 | 2021 | 0 | 0 | 0 | 0 | 0 |  | 2021
Lateral Hardening-Fuse-90645892 | Lateral Hardening | 61692.97 | 0 | 0 | 0 | 0 | 0 | 0 | 0 | 0 | 0 | 0 |  | 0
Lateral Hardening-Fuse-90647240 | Lateral Hardening | 426613.07 | 0 | 0 | 0 | 0 | 0 | 0 | 0 | 0 | 0 | 0 |  | 0
Lateral Hardening-Fuse-90647971 | Lateral Hardening | 50000 | 0 | 0 | 0 | 0 | 0 | 0 | 0 | 0 | 0 | 0 |  | 0
Lateral Hardening-Fuse-90648844 | Lateral Hardening | 50000 | 0 | 0 | 0 | 0 | 0 | 0 | 0 | 0 | 0 | 0 |  | 0
Lateral Hardening-Fuse-90650140 | Lateral Hardening | 156693.95 | 0 | 0 | 0 | 0 | 0 | 0 | 0 | 0 | 0 | 0 |  | 0
Lateral Hardening-Fuse-90651567 | Lateral Hardening | 152459.56 | 0 | 0 | 0 | 0 | 0 | 0 | 0 | 0 | 0 | 0 |  | 0
Lateral Hardening-Fuse-90651568 | Lateral Hardening | 77408.35 | 0 | 0 | 0 | 0 | 0 | 0 | 0 | 0 | 0 | 0 |  | 0
Lateral Hardening-Fuse-90654074 | Lateral Hardening | 85373.1 | 0 | 0 | 0 | 0 | 0 | 0 | 0 | 0 | 0 | 0 |  | 0
Lateral Hardening-Fuse-90654632 | Lateral Hardening | 125128.08 | 0 | 0 | 0 | 0 | 0 | 0 | 0 | 0 | 0 | 0 |  | 0
Lateral Hardening-Fuse-90654965 | Lateral Hardening | 50000 | 0 | 0 | 0 | 0 | 0 | 0 | 0 | 0 | 0 | 0 |  | 0
Lateral Hardening-Fuse-90654993 | Lateral Hardening | 416164.95 | 0 | 0 | 0 | 0 | 0 | 0 | 0 | 0 | 0 | 0 |  | 0
Lateral Hardening-Fuse-90657228 | Lateral Hardening | 361551.47 | 0 | 0 | 0 | 0 | 2024 | 0 | 0 | 0 | 0 | 0 |  | 2024
Lateral Hardening-Fuse-90659992 | Lateral Hardening | 158409.6 | 0 | 0 | 0 | 0 | 0 | 0 | 0 | 0 | 0 | 0 |  | 0
Lateral Hardening-Fuse-90661100 | Lateral Hardening | 57946.85 | 0 | 0 | 0 | 0 | 0 | 0 | 0 | 0 | 0 | 0 |  | 0
Lateral Hardening-Fuse-90661633 | Lateral Hardening | 50000 | 0 | 0 | 0 | 0 | 0 | 0 | 0 | 0 | 0 | 0 |  | 0
Lateral Hardening-Fuse-90662519 | Lateral Hardening | 50000 | 0 | 0 | 0 | 0 | 0 | 0 | 0 | 0 | 0 | 0 |  | 0
Lateral Hardening-Fuse-90662685 | Lateral Hardening | 77231.65 | 0 | 0 | 0 | 0 | 0 | 0 | 0 | 0 | 0 | 0 |  | 0
Lateral Hardening-Fuse-90662747 | Lateral Hardening | 50000 | 0 | 0 | 0 | 0 | 0 | 0 | 0 | 0 | 0 | 0 |  | 0
Lateral Hardening-Fuse-90662781 | Lateral Hardening | 52101.57 | 0 | 0 | 0 | 0 | 0 | 0 | 0 | 0 | 0 | 0 |  | 0
Lateral Hardening-Fuse-90663622 | Lateral Hardening | 109037.8 | 0 | 0 | 0 | 0 | 0 | 0 | 0 | 0 | 0 | 0 |  | 0
Lateral Hardening-Fuse-90666149 | Lateral Hardening | 50000 | 0 | 0 | 0 | 0 | 0 | 0 | 0 | 0 | 0 | 0 |  | 0
Lateral Hardening-Fuse-90666423 | Lateral Hardening | 1056188.35 | 0 | 0 | 0 | 0 | 2026 | 0 | 0 | 0 | 0 | 0 |  | 2026
Lateral Hardening-Fuse-90667493 | Lateral Hardening | 207253 | 0 | 0 | 0 | 0 | 0 | 0 | 0 | 0 | 0 | 0 |  | 0
Lateral Hardening-Fuse-90668420 | Lateral Hardening | 94135.95 | 0 | 0 | 0 | 0 | 0 | 0 | 0 | 0 | 0 | 0 |  | 0
Lateral Hardening-Fuse-90668598 | Lateral Hardening | 329485.74 | 0 | 0 | 0 | 0 | 2024 | 0 | 0 | 0 | 0 | 0 |  | 2024
Lateral Hardening-Fuse-90668780 | Lateral Hardening | 343063.05 | 0 | 0 | 0 | 0 | 0 | 0 | 0 | 0 | 0 | 0 |  | 0
Lateral Hardening-Fuse-90668793 | Lateral Hardening | 173646.79 | 0 | 0 | 0 | 0 | 2026 | 0 | 0 | 0 | 0 | 0 |  | 2027 | 2027
Lateral Hardening-Fuse-90668863 | Lateral Hardening | 783429.21 | 0 | 0 | 0 | 0 | 0 | 0 | 0 | 0 | 0 | 0 |  | 0
Lateral Hardening-Fuse-90668922 | Lateral Hardening | 984111.38 | 0 | 0 | 0 | 0 | 2025 | 0 | 0 | 0 | 0 | 0 |  | 2027 | 2027
Lateral Hardening-Fuse-90669188 | Lateral Hardening | 296393.75 | 0 | 0 | 0 | 0 | 0 | 0 | 0 | 0 | 0 | 0 |  | 0
Lateral Hardening-Fuse-90669782 | Lateral Hardening | 162874.82 | 0 | 0 | 0 | 0 | 0 | 0 | 0 | 0 | 0 | 0 |  | 0
Lateral Hardening-Fuse-90670594 | Lateral Hardening | 181208.35 | 0 | 0 | 0 | 0 | 2025 | 0 | 0 | 0 | 0 | 0 |  | 2025
Lateral Hardening-Fuse-90670712 | Lateral Hardening | 426954.35 | 0 | 0 | 0 | 0 | 0 | 0 | 0 | 0 | 0 | 0 |  | 0
Lateral Hardening-Fuse-90670719 | Lateral Hardening | 162927.73 | 0 | 0 | 0 | 0 | 0 | 0 | 0 | 0 | 0 | 0 |  | 0
Lateral Hardening-Fuse-90670797 | Lateral Hardening | 318914.12 | 0 | 0 | 0 | 0 | 0 | 0 | 0 | 0 | 0 | 0 |  | 0
Lateral Hardening-Fuse-90670872 | Lateral Hardening | 350031.28 | 0 | 0 | 0 | 0 | 0 | 0 | 0 | 0 | 0 | 0 |  | 0
Lateral Hardening-Fuse-90670914 | Lateral Hardening | 305024.96 | 0 | 0 | 0 | 0 | 2025 | 0 | 0 | 0 | 0 | 0 |  | 2025
Lateral Hardening-Fuse-90670957 | Lateral Hardening | 57081.15 | 0 | 0 | 0 | 0 | 0 | 0 | 0 | 0 | 0 | 0 |  | 0
Lateral Hardening-Fuse-90671027 | Lateral Hardening | 56530.25 | 0 | 0 | 0 | 0 | 0 | 0 | 0 | 0 | 0 | 0 |  | 0
Lateral Hardening-Fuse-90672098 | Lateral Hardening | 194220.8 | 0 | 0 | 0 | 0 | 0 | 0 | 0 | 0 | 0 | 0 |  | 0
Lateral Hardening-Fuse-90672170 | Lateral Hardening | 567602.81 | 0 | 0 | 0 | 0 | 0 | 0 | 0 | 0 | 0 | 0 |  | 0
Lateral Hardening-Fuse-90673399 | Lateral Hardening | 544452 | 0 | 0 | 0 | 0 | 0 | 0 | 0 | 0 | 0 | 0 |  | 0
Lateral Hardening-Fuse-90673514 | Lateral Hardening | 50000 | 0 | 0 | 0 | 0 | 0 | 0 | 0 | 0 | 0 | 0 |  | 2028 | 2028
Lateral Hardening-Fuse-90675766 | Lateral Hardening | 192101.17 | 0 | 0 | 0 | 0 | 0 | 0 | 0 | 0 | 0 | 0 |  | 0
Lateral Hardening-Fuse-90675817 | Lateral Hardening | 157277.07 | 0 | 0 | 0 | 0 | 0 | 0 | 0 | 0 | 0 | 0 |  | 0
Lateral Hardening-Fuse-90676974 | Lateral Hardening | 78792.5 | 0 | 0 | 0 | 0 | 0 | 0 | 0 | 0 | 0 | 0 |  | 0
Lateral Hardening-Fuse-90678008 | Lateral Hardening | 50000 | 0 | 0 | 0 | 0 | 0 | 0 | 0 | 0 | 0 | 0 |  | 0
Lateral Hardening-Fuse-90680569 | Lateral Hardening | 463872.66 | 0 | 0 | 0 | 0 | 0 | 0 | 0 | 0 | 0 | 0 |  | 0
Lateral Hardening-Fuse-90680573 | Lateral Hardening | 222098.09 | 0 | 0 | 0 | 0 | 0 | 0 | 0 | 0 | 0 | 0 |  | 0
Lateral Hardening-Fuse-90680884 | Lateral Hardening | 50000 | 0 | 0 | 0 | 0 | 0 | 0 | 0 | 0 | 0 | 0 |  | 0
Lateral Hardening-Fuse-90680896 | Lateral Hardening | 1079879.85 | 0 | 0 | 0 | 0 | 0 | 0 | 0 | 0 | 0 | 0 |  | 0
Lateral Hardening-Fuse-90680897 | Lateral Hardening | 162738.75 | 0 | 0 | 0 | 0 | 0 | 0 | 0 | 0 | 0 | 0 |  | 0
Lateral Hardening-Fuse-90680906 | Lateral Hardening | 456542.82 | 0 | 0 | 0 | 0 | 0 | 0 | 0 | 0 | 0 | 0 |  | 0
Lateral Hardening-Fuse-90680913 | Lateral Hardening | 332772.05 | 0 | 0 | 0 | 0 | 0 | 0 | 0 | 0 | 0 | 0 |  | 0
Lateral Hardening-Fuse-90680918 | Lateral Hardening | 157597.66 | 0 | 0 | 0 | 0 | 0 | 0 | 0 | 0 | 0 | 0 |  | 0
Lateral Hardening-Fuse-90681371 | Lateral Hardening | 50000 | 0 | 0 | 0 | 0 | 0 | 0 | 0 | 0 | 0 | 0 |  | 0
Lateral Hardening-Fuse-90682309 | Lateral Hardening | 155759.1 | 0 | 0 | 0 | 0 | 0 | 0 | 0 | 0 | 0 | 0 |  | 0
Lateral Hardening-Fuse-90682765 | Lateral Hardening | 267956.62 | 0 | 0 | 0 | 0 | 0 | 0 | 0 | 0 | 0 | 0 |  | 0
Lateral Hardening-Fuse-90683160 | Lateral Hardening | 376342.4 | 0 | 0 | 0 | 0 | 0 | 0 | 0 | 0 | 0 | 0 |  | 0
Lateral Hardening-Fuse-90684154 | Lateral Hardening | 252985.59 | 0 | 0 | 0 | 0 | 2022 | 0 | 0 | 0 | 0 | 0 |  | 2022
Lateral Hardening-Fuse-90684489 | Lateral Hardening | 138309.99 | 0 | 0 | 0 | 0 | 0 | 0 | 0 | 0 | 0 | 0 |  | 0
Lateral Hardening-Fuse-90684903 | Lateral Hardening | 85752.89 | 0 | 0 | 0 | 0 | 0 | 0 | 0 | 0 | 0 | 0 |  | 0
Lateral Hardening-Fuse-90685496 | Lateral Hardening | 150163.74 | 0 | 0 | 0 | 0 | 0 | 0 | 0 | 0 | 0 | 0 |  | 2026 | 2026
Lateral Hardening-Fuse-90686935 | Lateral Hardening | 83091.63 | 0 | 0 | 0 | 0 | 2027 | 0 | 0 | 0 | 0 | 0 |  | 0 | 0
Lateral Hardening-Fuse-90687233 | Lateral Hardening | 56603.95 | 0 | 0 | 0 | 0 | 0 | 0 | 0 | 0 | 0 | 0 |  | 0
Lateral Hardening-Fuse-90687239 | Lateral Hardening | 222622.51 | 0 | 0 | 0 | 0 | 0 | 0 | 0 | 0 | 0 | 0 |  | 0
Lateral Hardening-Fuse-90687261 | Lateral Hardening | 95725.68 | 0 | 0 | 0 | 0 | 2027 | 0 | 0 | 0 | 0 | 0 |  | 2026 | 2026
Lateral Hardening-Fuse-90687263 | Lateral Hardening | 50000 | 0 | 0 | 0 | 0 | 0 | 0 | 0 | 0 | 0 | 0 |  | 0
Lateral Hardening-Fuse-90687684 | Lateral Hardening | 50000 | 0 | 0 | 0 | 0 | 0 | 0 | 0 | 0 | 0 | 0 |  | 0
Lateral Hardening-Fuse-90687705 | Lateral Hardening | 67989.71 | 0 | 0 | 0 | 0 | 0 | 0 | 0 | 0 | 0 | 0 |  | 0
Lateral Hardening-Fuse-90687737 | Lateral Hardening | 52584.51 | 0 | 0 | 0 | 0 | 0 | 0 | 0 | 0 | 0 | 0 |  | 0
Lateral Hardening-Fuse-90688070 | Lateral Hardening | 91517.49 | 0 | 0 | 0 | 0 | 0 | 0 | 0 | 0 | 0 | 0 |  | 0
Lateral Hardening-Fuse-90688538 | Lateral Hardening | 56451.55 | 0 | 0 | 0 | 0 | 0 | 0 | 0 | 0 | 0 | 0 |  | 0
Lateral Hardening-Fuse-90690907 | Lateral Hardening | 854930.74 | 0 | 0 | 0 | 0 | 2026 | 0 | 0 | 0 | 0 | 0 |  | 2024 | 2024
Lateral Hardening-Fuse-90691149 | Lateral Hardening | 134851.88 | 0 | 0 | 0 | 0 | 0 | 0 | 0 | 0 | 0 | 0 |  | 0
Lateral Hardening-Fuse-90691155 | Lateral Hardening | 309591.09 | 0 | 0 | 0 | 0 | 0 | 0 | 0 | 0 | 0 | 0 |  | 0
Lateral Hardening-Fuse-90691701 | Lateral Hardening | 76085.81 | 0 | 0 | 0 | 0 | 0 | 0 | 0 | 0 | 0 | 0 |  | 0
Lateral Hardening-Fuse-90693945 | Lateral Hardening | 54515.53 | 0 | 0 | 0 | 0 | 0 | 0 | 0 | 0 | 0 | 0 |  | 0
Lateral Hardening-Fuse-90694474 | Lateral Hardening | 50000 | 0 | 0 | 0 | 0 | 0 | 0 | 0 | 0 | 0 | 0 |  | 0
Lateral Hardening-Fuse-90694475 | Lateral Hardening | 50000 | 0 | 0 | 0 | 0 | 0 | 0 | 0 | 0 | 0 | 0 |  | 0
Lateral Hardening-Fuse-90695437 | Lateral Hardening | 159412.71 | 0 | 0 | 0 | 0 | 0 | 0 | 0 | 0 | 0 | 0 |  | 0
Lateral Hardening-Fuse-90696750 | Lateral Hardening | 410051.56 | 0 | 0 | 0 | 0 | 0 | 0 | 0 | 0 | 0 | 0 |  | 0
Lateral Hardening-Fuse-90696764 | Lateral Hardening | 50000 | 0 | 0 | 0 | 0 | 0 | 0 | 0 | 0 | 0 | 0 |  | 0
Lateral Hardening-Fuse-90697505 | Lateral Hardening | 196717.99 | 0 | 0 | 0 | 0 | 0 | 0 | 0 | 0 | 0 | 0 |  | 0
Lateral Hardening-Fuse-90698508 | Lateral Hardening | 58675.89 | 0 | 0 | 0 | 0 | 0 | 0 | 0 | 0 | 0 | 0 |  | 0
Lateral Hardening-Fuse-90700005 | Lateral Hardening | 74217.75 | 0 | 0 | 0 | 0 | 0 | 0 | 0 | 0 | 0 | 0 |  | 0
Lateral Hardening-Fuse-90700006 | Lateral Hardening | 224033.37 | 0 | 0 | 0 | 0 | 0 | 0 | 0 | 0 | 0 | 0 |  | 0
Lateral Hardening-Fuse-90700391 | Lateral Hardening | 148842.33 | 0 | 0 | 0 | 0 | 0 | 0 | 0 | 0 | 0 | 0 |  | 0
Lateral Hardening-Fuse-90700851 | Lateral Hardening | 50000 | 0 | 0 | 0 | 0 | 0 | 0 | 0 | 0 | 0 | 0 |  | 0
Lateral Hardening-Fuse-90701163 | Lateral Hardening | 263674.55 | 0 | 0 | 0 | 0 | 0 | 0 | 0 | 0 | 0 | 0 |  | 0
Lateral Hardening-Fuse-90701538 | Lateral Hardening | 50000 | 0 | 0 | 0 | 0 | 0 | 0 | 0 | 0 | 0 | 0 |  | 0
Lateral Hardening-Fuse-90701555 | Lateral Hardening | 50000 | 0 | 0 | 0 | 0 | 0 | 0 | 0 | 0 | 0 | 0 |  | 0
Lateral Hardening-Fuse-90701827 | Lateral Hardening | 206688.68 | 0 | 0 | 0 | 0 | 0 | 0 | 0 | 0 | 0 | 0 |  | 0
Lateral Hardening-Fuse-90702015 | Lateral Hardening | 50000 | 0 | 0 | 0 | 0 | 0 | 0 | 0 | 0 | 0 | 0 |  | 0
Lateral Hardening-Fuse-90702556 | Lateral Hardening | 137679.34 | 0 | 0 | 0 | 0 | 0 | 0 | 0 | 0 | 0 | 0 |  | 0
Lateral Hardening-Fuse-90702579 | Lateral Hardening | 63204.75 | 0 | 0 | 0 | 0 | 0 | 0 | 0 | 0 | 0 | 0 |  | 0
Lateral Hardening-Fuse-90704011 | Lateral Hardening | 183952.85 | 0 | 0 | 0 | 0 | 0 | 0 | 0 | 0 | 0 | 0 |  | 0
Lateral Hardening-Fuse-90704056 | Lateral Hardening | 131661.66 | 0 | 0 | 0 | 0 | 0 | 0 | 0 | 0 | 0 | 0 |  | 0
Lateral Hardening-Fuse-90704066 | Lateral Hardening | 80647.28 | 0 | 0 | 0 | 0 | 0 | 0 | 0 | 0 | 0 | 0 |  | 0
Lateral Hardening-Fuse-90704750 | Lateral Hardening | 154756.66 | 0 | 0 | 0 | 0 | 0 | 0 | 0 | 0 | 0 | 0 |  | 0
Lateral Hardening-Fuse-90705444 | Lateral Hardening | 51814.17 | 0 | 0 | 0 | 0 | 0 | 0 | 0 | 0 | 0 | 0 |  | 0
Lateral Hardening-Fuse-90706391 | Lateral Hardening | 239795.59 | 0 | 0 | 0 | 0 | 0 | 0 | 0 | 0 | 0 | 0 |  | 0
Lateral Hardening-Fuse-90706574 | Lateral Hardening | 202144.03 | 0 | 0 | 0 | 0 | 0 | 0 | 0 | 0 | 0 | 0 |  | 0
Lateral Hardening-Fuse-90707500 | Lateral Hardening | 499163.9 | 0 | 0 | 0 | 0 | 0 | 0 | 0 | 0 | 0 | 0 |  | 0
Lateral Hardening-Fuse-90708105 | Lateral Hardening | 394975.34 | 0 | 0 | 0 | 0 | 0 | 0 | 0 | 0 | 0 | 0 |  | 0
Lateral Hardening-Fuse-90708438 | Lateral Hardening | 261020.28 | 0 | 0 | 0 | 0 | 0 | 0 | 0 | 0 | 0 | 0 |  | 0
Lateral Hardening-Fuse-90709930 | Lateral Hardening | 50821.63 | 0 | 0 | 0 | 0 | 0 | 0 | 0 | 0 | 0 | 0 |  | 2029 | 2029
Lateral Hardening-Fuse-90710187 | Lateral Hardening | 50000 | 0 | 0 | 0 | 0 | 0 | 0 | 0 | 0 | 0 | 0 |  | 0
Lateral Hardening-Fuse-90710761 | Lateral Hardening | 61225.77 | 0 | 0 | 0 | 0 | 0 | 0 | 0 | 0 | 0 | 0 |  | 0
Lateral Hardening-Fuse-90711161 | Lateral Hardening | 57627.05 | 0 | 0 | 0 | 0 | 0 | 0 | 0 | 0 | 0 | 0 |  | 0
Lateral Hardening-Fuse-90711829 | Lateral Hardening | 230513.99 | 0 | 0 | 0 | 0 | 0 | 0 | 0 | 0 | 0 | 0 |  | 0
Lateral Hardening-Fuse-90712609 | Lateral Hardening | 50000 | 0 | 0 | 0 | 0 | 0 | 0 | 0 | 0 | 0 | 0 |  | 0
Lateral Hardening-Fuse-90712970 | Lateral Hardening | 456798.08 | 0 | 0 | 0 | 0 | 0 | 0 | 0 | 0 | 0 | 0 |  | 0
Lateral Hardening-Fuse-90713239 | Lateral Hardening | 50790.15 | 0 | 0 | 0 | 0 | 0 | 0 | 0 | 0 | 0 | 0 |  | 0
Lateral Hardening-Fuse-90713427 | Lateral Hardening | 56708.39 | 0 | 0 | 0 | 0 | 0 | 0 | 0 | 0 | 0 | 0 |  | 0
Lateral Hardening-Fuse-90713739 | Lateral Hardening | 508392.24 | 0 | 0 | 0 | 0 | 2025 | 0 | 0 | 0 | 0 | 0 |  | 2027 | 2027
Lateral Hardening-Fuse-90714605 | Lateral Hardening | 242265.79 | 0 | 0 | 0 | 0 | 0 | 0 | 0 | 0 | 0 | 0 |  | 0
Lateral Hardening-Fuse-90714797 | Lateral Hardening | 50000 | 0 | 0 | 0 | 0 | 0 | 0 | 0 | 0 | 0 | 0 |  | 0
Lateral Hardening-Fuse-90714806 | Lateral Hardening | 50000 | 0 | 0 | 0 | 0 | 0 | 0 | 0 | 0 | 0 | 0 |  | 0
Lateral Hardening-Fuse-90714900 | Lateral Hardening | 50428.13 | 0 | 0 | 0 | 0 | 0 | 0 | 0 | 0 | 0 | 0 |  | 0
Lateral Hardening-Fuse-90716385 | Lateral Hardening | 53513.17 | 0 | 0 | 0 | 0 | 0 | 0 | 0 | 0 | 0 | 0 |  | 0
Lateral Hardening-Fuse-90716416 | Lateral Hardening | 50000 | 0 | 0 | 0 | 0 | 0 | 0 | 0 | 0 | 0 | 0 |  | 0
Lateral Hardening-Fuse-90716530 | Lateral Hardening | 791111.66 | 0 | 0 | 0 | 0 | 0 | 0 | 0 | 0 | 0 | 0 |  | 0
Lateral Hardening-Fuse-90717538 | Lateral Hardening | 63587.51 | 0 | 0 | 0 | 0 | 0 | 0 | 0 | 0 | 0 | 0 |  | 0
Lateral Hardening-Fuse-90718102 | Lateral Hardening | 176374.69 | 0 | 0 | 0 | 0 | 0 | 0 | 0 | 0 | 0 | 0 |  | 0
Lateral Hardening-Fuse-90718240 | Lateral Hardening | 207129.58 | 0 | 0 | 0 | 0 | 2027 | 0 | 0 | 0 | 0 | 0 |  | 2028 | 2028
Lateral Hardening-Fuse-90718270 | Lateral Hardening | 663410.27 | 0 | 0 | 0 | 0 | 2024 | 0 | 0 | 0 | 0 | 0 |  | 2023 | 2023
Lateral Hardening-Fuse-90718329 | Lateral Hardening | 116890.32 | 0 | 0 | 0 | 0 | 0 | 0 | 0 | 0 | 0 | 0 |  | 0
Lateral Hardening-Fuse-90718455 | Lateral Hardening | 92094.08 | 0 | 0 | 0 | 0 | 0 | 0 | 0 | 0 | 0 | 0 |  | 0
Lateral Hardening-Fuse-90719549 | Lateral Hardening | 140466.06 | 0 | 0 | 0 | 0 | 0 | 0 | 0 | 0 | 0 | 0 |  | 0
Lateral Hardening-Fuse-90719743 | Lateral Hardening | 351682.07 | 0 | 0 | 0 | 0 | 2022 | 0 | 0 | 0 | 0 | 0 |  | 2022
Lateral Hardening-Fuse-90720720 | Lateral Hardening | 338871.7 | 0 | 0 | 0 | 0 | 0 | 0 | 0 | 0 | 0 | 0 |  | 0
Lateral Hardening-Fuse-90722415 | Lateral Hardening | 145168.42 | 0 | 0 | 0 | 0 | 0 | 0 | 0 | 0 | 0 | 0 |  | 0
Lateral Hardening-Fuse-90723592 | Lateral Hardening | 589164.29 | 0 | 0 | 0 | 0 | 0 | 0 | 0 | 0 | 0 | 0 |  | 0
Lateral Hardening-Fuse-90727016 | Lateral Hardening | 50000 | 0 | 0 | 0 | 0 | 0 | 0 | 0 | 0 | 0 | 0 |  | 0
Lateral Hardening-Fuse-90727942 | Lateral Hardening | 52663.21 | 0 | 0 | 0 | 0 | 0 | 0 | 0 | 0 | 0 | 0 |  | 0
Lateral Hardening-Fuse-90728045 | Lateral Hardening | 50000 | 0 | 0 | 0 | 0 | 0 | 0 | 0 | 0 | 0 | 0 |  | 0
Lateral Hardening-Fuse-90729885 | Lateral Hardening | 50000 | 0 | 0 | 0 | 0 | 0 | 0 | 0 | 0 | 0 | 0 |  | 0
Lateral Hardening-Fuse-90729949 | Lateral Hardening | 89255.69 | 0 | 0 | 0 | 0 | 0 | 0 | 0 | 0 | 0 | 0 |  | 0
Lateral Hardening-Fuse-90731128 | Lateral Hardening | 421463.35 | 0 | 0 | 0 | 0 | 0 | 0 | 0 | 0 | 0 | 0 |  | 0
Lateral Hardening-Fuse-90731194 | Lateral Hardening | 339209.51 | 0 | 0 | 0 | 0 | 0 | 0 | 0 | 0 | 0 | 0 |  | 0
Lateral Hardening-Fuse-90733129 | Lateral Hardening | 304536.27 | 0 | 0 | 0 | 0 | 2029 | 0 | 0 | 0 | 0 | 0 |  | 2029
Lateral Hardening-Fuse-90734326 | Lateral Hardening | 525890.38 | 0 | 0 | 0 | 0 | 2026 | 0 | 0 | 0 | 0 | 0 |  | 2026
Lateral Hardening-Fuse-90734367 | Lateral Hardening | 230383.02 | 0 | 0 | 0 | 0 | 0 | 0 | 0 | 0 | 0 | 0 |  | 0
Lateral Hardening-Fuse-90734368 | Lateral Hardening | 387260.9 | 0 | 0 | 0 | 0 | 2027 | 0 | 0 | 0 | 0 | 0 |  | 2026 | 2026
Lateral Hardening-Fuse-90735204 | Lateral Hardening | 394696.71 | 0 | 0 | 0 | 0 | 0 | 0 | 0 | 0 | 0 | 0 |  | 0
Lateral Hardening-Fuse-90737020 | Lateral Hardening | 66478.67 | 0 | 0 | 0 | 0 | 2021 | 0 | 0 | 0 | 0 | 0 |  | 2021
Lateral Hardening-Fuse-90737773 | Lateral Hardening | 50000 | 0 | 0 | 0 | 0 | 0 | 0 | 0 | 0 | 0 | 0 |  | 0
Lateral Hardening-Fuse-90738378 | Lateral Hardening | 145327 | 0 | 0 | 0 | 0 | 2020 | 0 | 0 | 0 | 0 | 0 |  | 2020
Lateral Hardening-Fuse-90740214 | Lateral Hardening | 151311.66 | 0 | 0 | 0 | 0 | 2023 | 0 | 0 | 0 | 0 | 0 |  | 2023
Lateral Hardening-Fuse-90740675 | Lateral Hardening | 344546.11 | 0 | 0 | 0 | 0 | 0 | 0 | 0 | 0 | 0 | 0 |  | 0
Lateral Hardening-Fuse-90740699 | Lateral Hardening | 135187.78 | 0 | 0 | 0 | 0 | 2023 | 0 | 0 | 0 | 0 | 0 |  | 2023
Lateral Hardening-Fuse-90740787 | Lateral Hardening | 50000 | 0 | 0 | 0 | 0 | 0 | 0 | 0 | 0 | 0 | 0 |  | 0
Lateral Hardening-Fuse-90741316 | Lateral Hardening | 242140.06 | 0 | 0 | 0 | 0 | 0 | 0 | 0 | 0 | 0 | 0 |  | 0
Lateral Hardening-Fuse-90743601 | Lateral Hardening | 283054.04 | 0 | 0 | 0 | 0 | 0 | 0 | 0 | 0 | 0 | 0 |  | 0
Lateral Hardening-Fuse-90744093 | Lateral Hardening | 242061.35 | 0 | 0 | 0 | 0 | 0 | 0 | 0 | 0 | 0 | 0 |  | 0
Lateral Hardening-Fuse-90744576 | Lateral Hardening | 51860.47 | 0 | 0 | 0 | 0 | 0 | 0 | 0 | 0 | 0 | 0 |  | 0
Lateral Hardening-Fuse-90744865 | Lateral Hardening | 250330.55 | 0 | 0 | 0 | 0 | 0 | 0 | 0 | 0 | 0 | 0 |  | 0
Lateral Hardening-Fuse-90744982 | Lateral Hardening | 71867.49 | 0 | 0 | 0 | 0 | 0 | 0 | 0 | 0 | 0 | 0 |  | 0
Lateral Hardening-Fuse-90746059 | Lateral Hardening | 386174.84 | 0 | 0 | 0 | 0 | 0 | 0 | 0 | 0 | 0 | 0 |  | 0
Lateral Hardening-Fuse-90746512 | Lateral Hardening | 665888.6 | 0 | 0 | 0 | 0 | 0 | 0 | 0 | 0 | 0 | 0 |  | 0
Lateral Hardening-Fuse-90746814 | Lateral Hardening | 149107.27 | 0 | 0 | 0 | 0 | 0 | 0 | 0 | 0 | 0 | 0 |  | 0
Lateral Hardening-Fuse-90746817 | Lateral Hardening | 108065.18 | 0 | 0 | 0 | 0 | 0 | 0 | 0 | 0 | 0 | 0 |  | 0
Lateral Hardening-Fuse-90746960 | Lateral Hardening | 101454.38 | 0 | 0 | 0 | 0 | 0 | 0 | 0 | 0 | 0 | 0 |  | 0
Lateral Hardening-Fuse-90746962 | Lateral Hardening | 116213.5 | 0 | 0 | 0 | 0 | 0 | 0 | 0 | 0 | 0 | 0 |  | 0
Lateral Hardening-Fuse-90747061 | Lateral Hardening | 54205.73 | 0 | 0 | 0 | 0 | 0 | 0 | 0 | 0 | 0 | 0 |  | 0
Lateral Hardening-Fuse-90747175 | Lateral Hardening | 282189.05 | 0 | 0 | 0 | 0 | 0 | 0 | 0 | 0 | 0 | 0 |  | 0
Lateral Hardening-Fuse-90747292 | Lateral Hardening | 147276.36 | 0 | 0 | 0 | 0 | 0 | 0 | 0 | 0 | 0 | 0 |  | 0
Lateral Hardening-Fuse-90747349 | Lateral Hardening | 159700.29 | 0 | 0 | 0 | 0 | 0 | 0 | 0 | 0 | 0 | 0 |  | 0
Lateral Hardening-Fuse-90747757 | Lateral Hardening | 409460.75 | 0 | 0 | 0 | 0 | 2022 | 0 | 0 | 0 | 0 | 0 |  | 2022
Lateral Hardening-Fuse-90747759 | Lateral Hardening | 196884.37 | 0 | 0 | 0 | 0 | 2022 | 0 | 0 | 0 | 0 | 0 |  | 2022
Lateral Hardening-Fuse-90747854 | Lateral Hardening | 69102.25 | 0 | 0 | 0 | 0 | 0 | 0 | 0 | 0 | 0 | 0 |  | 0
Lateral Hardening-Fuse-90748003 | Lateral Hardening | 78026.23 | 0 | 0 | 0 | 0 | 0 | 0 | 0 | 0 | 0 | 0 |  | 0
Lateral Hardening-Fuse-90748138 | Lateral Hardening | 142003.58 | 0 | 0 | 0 | 0 | 2024 | 0 | 0 | 0 | 0 | 0 |  | 2027 | 2027
Lateral Hardening-Fuse-90748252 | Lateral Hardening | 225108.94 | 0 | 0 | 0 | 0 | 2022 | 0 | 0 | 0 | 0 | 0 |  | 2022
Lateral Hardening-Fuse-90748869 | Lateral Hardening | 50000 | 0 | 0 | 0 | 0 | 0 | 0 | 0 | 0 | 0 | 0 |  | 0
Lateral Hardening-Fuse-90749642 | Lateral Hardening | 247525.72 | 0 | 0 | 0 | 0 | 0 | 0 | 0 | 0 | 0 | 0 |  | 0
Lateral Hardening-Fuse-90750012 | Lateral Hardening | 232544.4 | 0 | 0 | 0 | 0 | 0 | 0 | 0 | 0 | 0 | 0 |  | 0
Lateral Hardening-Fuse-90750650 | Lateral Hardening | 53056.71 | 0 | 0 | 0 | 0 | 0 | 0 | 0 | 0 | 0 | 0 |  | 0
Lateral Hardening-Fuse-90751081 | Lateral Hardening | 50000 | 0 | 0 | 0 | 0 | 0 | 0 | 0 | 0 | 0 | 0 |  | 0
Lateral Hardening-Fuse-90751124 | Lateral Hardening | 139032.98 | 0 | 0 | 0 | 0 | 2025 | 0 | 0 | 0 | 0 | 0 |  | 2024 | 2024
Lateral Hardening-Fuse-90751205 | Lateral Hardening | 50000 | 0 | 0 | 0 | 0 | 0 | 0 | 0 | 0 | 0 | 0 |  | 0
Lateral Hardening-Fuse-90751259 | Lateral Hardening | 52154.53 | 0 | 0 | 0 | 0 | 0 | 0 | 0 | 0 | 0 | 0 |  | 0
Lateral Hardening-Fuse-90751844 | Lateral Hardening | 50000 | 0 | 0 | 0 | 0 | 0 | 0 | 0 | 0 | 0 | 0 |  | 0
Lateral Hardening-Fuse-90753978 | Lateral Hardening | 378551.68 | 0 | 0 | 0 | 0 | 0 | 0 | 0 | 0 | 0 | 0 |  | 0
Lateral Hardening-Fuse-90755914 | Lateral Hardening | 83385.09 | 0 | 0 | 0 | 0 | 0 | 0 | 0 | 0 | 0 | 0 |  | 0
Lateral Hardening-Fuse-90755954 | Lateral Hardening | 238629.31 | 0 | 0 | 0 | 0 | 2020 | 0 | 0 | 0 | 0 | 0 |  | 2020
Lateral Hardening-Fuse-90755987 | Lateral Hardening | 127372.54 | 0 | 0 | 0 | 0 | 0 | 0 | 0 | 0 | 0 | 0 |  | 0
Lateral Hardening-Fuse-90756993 | Lateral Hardening | 75397.51 | 0 | 0 | 0 | 0 | 0 | 0 | 0 | 0 | 0 | 0 |  | 0
Lateral Hardening-Fuse-90757102 | Lateral Hardening | 93193.55 | 0 | 0 | 0 | 0 | 0 | 0 | 0 | 0 | 0 | 0 |  | 0
Lateral Hardening-Fuse-90757858 | Lateral Hardening | 50000 | 0 | 0 | 0 | 0 | 0 | 0 | 0 | 0 | 0 | 0 |  | 0
Lateral Hardening-Fuse-90757969 | Lateral Hardening | 184420.05 | 0 | 0 | 0 | 0 | 0 | 0 | 0 | 0 | 0 | 0 |  | 0
Lateral Hardening-Fuse-90758161 | Lateral Hardening | 124032.76 | 0 | 0 | 0 | 0 | 0 | 0 | 0 | 0 | 0 | 0 |  | 0
Lateral Hardening-Fuse-90758311 | Lateral Hardening | 232745.35 | 0 | 0 | 0 | 0 | 0 | 0 | 0 | 0 | 0 | 0 |  | 0
Lateral Hardening-Fuse-90758946 | Lateral Hardening | 80912.33 | 0 | 0 | 0 | 0 | 0 | 0 | 0 | 0 | 0 | 0 |  | 0
Lateral Hardening-Fuse-90759504 | Lateral Hardening | 111738.34 | 0 | 0 | 0 | 0 | 0 | 0 | 0 | 0 | 0 | 0 |  | 0
Lateral Hardening-Fuse-90759671 | Lateral Hardening | 109418.82 | 0 | 0 | 0 | 0 | 0 | 0 | 0 | 0 | 0 | 0 |  | 0
Lateral Hardening-Fuse-90763094 | Lateral Hardening | 50000 | 0 | 0 | 0 | 0 | 0 | 0 | 0 | 0 | 0 | 0 |  | 0
Lateral Hardening-Fuse-90763682 | Lateral Hardening | 428196.28 | 0 | 0 | 0 | 0 | 2027 | 0 | 0 | 0 | 0 | 0 |  | 2025 | 2025
Lateral Hardening-Fuse-90765789 | Lateral Hardening | 165635.8 | 0 | 0 | 0 | 0 | 0 | 0 | 0 | 0 | 0 | 0 |  | 0
Lateral Hardening-Fuse-90766070 | Lateral Hardening | 61535.57 | 0 | 0 | 0 | 0 | 0 | 0 | 0 | 0 | 0 | 0 |  | 0
Lateral Hardening-Fuse-90766136 | Lateral Hardening | 117209.82 | 0 | 0 | 0 | 0 | 0 | 0 | 0 | 0 | 0 | 0 |  | 0
Lateral Hardening-Fuse-90767118 | Lateral Hardening | 267509.37 | 0 | 0 | 0 | 0 | 2024 | 0 | 0 | 0 | 0 | 0 |  | 2024
Lateral Hardening-Fuse-90767126 | Lateral Hardening | 50000 | 0 | 0 | 0 | 0 | 0 | 0 | 0 | 0 | 0 | 0 |  | 0
Lateral Hardening-Fuse-90767257 | Lateral Hardening | 59662.51 | 0 | 0 | 0 | 0 | 0 | 0 | 0 | 0 | 0 | 0 |  | 0
Lateral Hardening-Fuse-90767337 | Lateral Hardening | 510480.12 | 0 | 0 | 0 | 0 | 0 | 0 | 0 | 0 | 0 | 0 |  | 0
Lateral Hardening-Fuse-90767552 | Lateral Hardening | 407361.57 | 0 | 0 | 0 | 0 | 0 | 0 | 0 | 0 | 0 | 0 |  | 0
Lateral Hardening-Fuse-90767559 | Lateral Hardening | 104744.04 | 0 | 0 | 0 | 0 | 0 | 0 | 0 | 0 | 0 | 0 |  | 0
Lateral Hardening-Fuse-90767926 | Lateral Hardening | 185232.79 | 0 | 0 | 0 | 0 | 0 | 0 | 0 | 0 | 0 | 0 |  | 0
Lateral Hardening-Fuse-90768462 | Lateral Hardening | 122369.32 | 0 | 0 | 0 | 0 | 0 | 0 | 0 | 0 | 0 | 0 |  | 0
Lateral Hardening-Fuse-90769799 | Lateral Hardening | 102026.76 | 0 | 0 | 0 | 0 | 0 | 0 | 0 | 0 | 0 | 0 |  | 0
Lateral Hardening-Fuse-90770619 | Lateral Hardening | 284299 | 0 | 0 | 0 | 0 | 0 | 0 | 0 | 0 | 0 | 0 |  | 0
Lateral Hardening-Fuse-90770625 | Lateral Hardening | 115862.96 | 0 | 0 | 0 | 0 | 0 | 0 | 0 | 0 | 0 | 0 |  | 0
Lateral Hardening-Fuse-90771590 | Lateral Hardening | 546389.76 | 0 | 0 | 0 | 0 | 0 | 0 | 0 | 0 | 0 | 0 |  | 0
Lateral Hardening-Fuse-90771701 | Lateral Hardening | 249573.6 | 0 | 0 | 0 | 0 | 0 | 0 | 0 | 0 | 0 | 0 |  | 2029 | 2029
Lateral Hardening-Fuse-90772073 | Lateral Hardening | 50000 | 0 | 0 | 0 | 0 | 0 | 0 | 0 | 0 | 0 | 0 |  | 0
Lateral Hardening-Fuse-90772380 | Lateral Hardening | 50000 | 0 | 0 | 0 | 0 | 0 | 0 | 0 | 0 | 0 | 0 |  | 2023 | 2023
Lateral Hardening-Fuse-90772684 | Lateral Hardening | 105998.24 | 0 | 0 | 0 | 0 | 0 | 0 | 0 | 0 | 0 | 0 |  | 0
Lateral Hardening-Fuse-90773234 | Lateral Hardening | 176291.73 | 0 | 0 | 0 | 0 | 0 | 0 | 0 | 0 | 0 | 0 |  | 0
Lateral Hardening-Fuse-90773297 | Lateral Hardening | 147124.03 | 0 | 0 | 0 | 0 | 0 | 0 | 0 | 0 | 0 | 0 |  | 0
Lateral Hardening-Fuse-90773669 | Lateral Hardening | 53870.19 | 0 | 0 | 0 | 0 | 0 | 0 | 0 | 0 | 0 | 0 |  | 0
Lateral Hardening-Fuse-90773877 | Lateral Hardening | 162774.59 | 0 | 0 | 0 | 0 | 0 | 0 | 0 | 0 | 0 | 0 |  | 0
Lateral Hardening-Fuse-90773992 | Lateral Hardening | 276368.96 | 0 | 0 | 0 | 0 | 0 | 0 | 0 | 0 | 0 | 0 |  | 0
Lateral Hardening-Fuse-90775248 | Lateral Hardening | 143388.7 | 0 | 0 | 0 | 0 | 0 | 0 | 0 | 0 | 0 | 0 |  | 0
Lateral Hardening-Fuse-90776418 | Lateral Hardening | 392905.13 | 0 | 0 | 0 | 0 | 0 | 0 | 0 | 0 | 0 | 0 |  | 0
Lateral Hardening-Fuse-90776419 | Lateral Hardening | 244023.86 | 0 | 0 | 0 | 0 | 0 | 0 | 0 | 0 | 0 | 0 |  | 0
Lateral Hardening-Fuse-90776482 | Lateral Hardening | 58534.23 | 0 | 0 | 0 | 0 | 0 | 0 | 0 | 0 | 0 | 0 |  | 0
Lateral Hardening-Fuse-90776704 | Lateral Hardening | 50000 | 0 | 0 | 0 | 0 | 0 | 0 | 0 | 0 | 0 | 0 |  | 0
Lateral Hardening-Fuse-90778123 | Lateral Hardening | 252992.14 | 0 | 0 | 0 | 0 | 0 | 0 | 0 | 0 | 0 | 0 |  | 0
Lateral Hardening-Fuse-90778126 | Lateral Hardening | 994000.12 | 0 | 0 | 0 | 0 | 0 | 0 | 0 | 0 | 0 | 0 |  | 0
Lateral Hardening-Fuse-90780494 | Lateral Hardening | 89394.5 | 0 | 0 | 0 | 0 | 0 | 0 | 0 | 0 | 0 | 0 |  | 0
Lateral Hardening-Fuse-90780561 | Lateral Hardening | 50000 | 0 | 0 | 0 | 0 | 0 | 0 | 0 | 0 | 0 | 0 |  | 0
Lateral Hardening-Fuse-90782167 | Lateral Hardening | 439529.08 | 0 | 0 | 0 | 0 | 2028 | 0 | 0 | 0 | 0 | 0 |  | 0 | 0
Lateral Hardening-Fuse-90782634 | Lateral Hardening | 59704.73 | 0 | 0 | 0 | 0 | 0 | 0 | 0 | 0 | 0 | 0 |  | 0
Lateral Hardening-Fuse-90782843 | Lateral Hardening | 50000 | 0 | 0 | 0 | 0 | 0 | 0 | 0 | 0 | 0 | 0 |  | 0
Lateral Hardening-Fuse-90783188 | Lateral Hardening | 723224.3 | 0 | 0 | 0 | 0 | 2028 | 0 | 0 | 0 | 0 | 0 |  | 2028
Lateral Hardening-Fuse-90783617 | Lateral Hardening | 100840.52 | 0 | 0 | 0 | 0 | 0 | 0 | 0 | 0 | 0 | 0 |  | 0
Lateral Hardening-Fuse-90784240 | Lateral Hardening | 66357.01 | 0 | 0 | 0 | 0 | 0 | 0 | 0 | 0 | 0 | 0 |  | 0
Lateral Hardening-Fuse-90784588 | Lateral Hardening | 55643.81 | 0 | 0 | 0 | 0 | 0 | 0 | 0 | 0 | 0 | 0 |  | 0
Lateral Hardening-Fuse-90785176 | Lateral Hardening | 97424.94 | 0 | 0 | 0 | 0 | 0 | 0 | 0 | 0 | 0 | 0 |  | 0
Lateral Hardening-Fuse-90785587 | Lateral Hardening | 126692.82 | 0 | 0 | 0 | 0 | 0 | 0 | 0 | 0 | 0 | 0 |  | 0
Lateral Hardening-Fuse-90787275 | Lateral Hardening | 301296.17 | 0 | 0 | 0 | 0 | 2027 | 0 | 0 | 0 | 0 | 0 |  | 2026 | 2026
Lateral Hardening-Fuse-90787418 | Lateral Hardening | 64137.67 | 0 | 0 | 0 | 0 | 0 | 0 | 0 | 0 | 0 | 0 |  | 0
Lateral Hardening-Fuse-90789543 | Lateral Hardening | 722115.33 | 0 | 0 | 0 | 0 | 0 | 0 | 0 | 0 | 0 | 0 |  | 0
Lateral Hardening-Fuse-90789857 | Lateral Hardening | 119246.32 | 0 | 0 | 0 | 0 | 0 | 0 | 0 | 0 | 0 | 0 |  | 0
Lateral Hardening-Fuse-90789866 | Lateral Hardening | 53565.39 | 0 | 0 | 0 | 0 | 0 | 0 | 0 | 0 | 0 | 0 |  | 0
Lateral Hardening-Fuse-90789941 | Lateral Hardening | 310761.64 | 0 | 0 | 0 | 0 | 0 | 0 | 0 | 0 | 0 | 0 |  | 0
Lateral Hardening-Fuse-90791837 | Lateral Hardening | 347478.01 | 0 | 0 | 0 | 0 | 0 | 0 | 0 | 0 | 0 | 0 |  | 0
Lateral Hardening-Fuse-90792235 | Lateral Hardening | 105714.92 | 0 | 0 | 0 | 0 | 0 | 0 | 0 | 0 | 0 | 0 |  | 0
Lateral Hardening-Fuse-90792446 | Lateral Hardening | 454338.87 | 0 | 0 | 0 | 0 | 2023 | 0 | 0 | 0 | 0 | 0 |  | 2023
Lateral Hardening-Fuse-90792627 | Lateral Hardening | 207474.89 | 0 | 0 | 0 | 0 | 0 | 0 | 0 | 0 | 0 | 0 |  | 0
Lateral Hardening-Fuse-90793511 | Lateral Hardening | 92663.66 | 0 | 0 | 0 | 0 | 2029 | 0 | 0 | 0 | 0 | 0 |  | 2029
Lateral Hardening-Fuse-90793590 | Lateral Hardening | 214106.43 | 0 | 0 | 0 | 0 | 2023 | 0 | 0 | 0 | 0 | 0 |  | 0 | 0
Lateral Hardening-Fuse-90795105 | Lateral Hardening | 98726.36 | 0 | 0 | 0 | 0 | 2024 | 0 | 0 | 0 | 0 | 0 |  | 0 | 0
Lateral Hardening-Fuse-90796102 | Lateral Hardening | 115038.74 | 0 | 0 | 0 | 0 | 0 | 0 | 0 | 0 | 0 | 0 |  | 0
Lateral Hardening-Fuse-90796385 | Lateral Hardening | 431048.43 | 0 | 0 | 0 | 0 | 2021 | 0 | 0 | 0 | 0 | 0 |  | 2022 | 2022
Lateral Hardening-Fuse-90797364 | Lateral Hardening | 106533.4 | 0 | 0 | 0 | 0 | 0 | 0 | 0 | 0 | 0 | 0 |  | 0
Lateral Hardening-Fuse-90797413 | Lateral Hardening | 54520.53 | 0 | 0 | 0 | 0 | 0 | 0 | 0 | 0 | 0 | 0 |  | 0
Lateral Hardening-Fuse-90797626 | Lateral Hardening | 196752.93 | 0 | 0 | 0 | 0 | 0 | 0 | 0 | 0 | 0 | 0 |  | 0
Lateral Hardening-Fuse-90798073 | Lateral Hardening | 355054.28 | 0 | 0 | 0 | 0 | 2022 | 0 | 0 | 0 | 0 | 0 |  | 2022
Lateral Hardening-Fuse-90798436 | Lateral Hardening | 147134.03 | 0 | 0 | 0 | 0 | 0 | 0 | 0 | 0 | 0 | 0 |  | 0
Lateral Hardening-Fuse-90799155 | Lateral Hardening | 132149.22 | 0 | 0 | 0 | 0 | 2028 | 0 | 0 | 0 | 0 | 0 |  | 2028
Lateral Hardening-Fuse-90800019 | Lateral Hardening | 50000 | 0 | 0 | 0 | 0 | 0 | 0 | 0 | 0 | 0 | 0 |  | 0
Lateral Hardening-Fuse-90800616 | Lateral Hardening | 271476.59 | 0 | 0 | 0 | 0 | 0 | 0 | 0 | 0 | 0 | 0 |  | 0
Lateral Hardening-Fuse-90800618 | Lateral Hardening | 50000 | 0 | 0 | 0 | 0 | 0 | 0 | 0 | 0 | 0 | 0 |  | 0
Lateral Hardening-Fuse-90800733 | Lateral Hardening | 97498.64 | 0 | 0 | 0 | 0 | 0 | 0 | 0 | 0 | 0 | 0 |  | 0
Lateral Hardening-Fuse-90801089 | Lateral Hardening | 181765.07 | 0 | 0 | 0 | 0 | 0 | 0 | 0 | 0 | 0 | 0 |  | 0
Lateral Hardening-Fuse-90801235 | Lateral Hardening | 220728.71 | 0 | 0 | 0 | 0 | 0 | 0 | 0 | 0 | 0 | 0 |  | 0
Lateral Hardening-Fuse-90801370 | Lateral Hardening | 157989.63 | 0 | 0 | 0 | 0 | 0 | 0 | 0 | 0 | 0 | 0 |  | 0
Lateral Hardening-Fuse-90801771 | Lateral Hardening | 50000 | 0 | 0 | 0 | 0 | 0 | 0 | 0 | 0 | 0 | 0 |  | 0
Lateral Hardening-Fuse-90801955 | Lateral Hardening | 50000 | 0 | 0 | 0 | 0 | 0 | 0 | 0 | 0 | 0 | 0 |  | 0
Lateral Hardening-Fuse-90802424 | Lateral Hardening | 50000 | 0 | 0 | 0 | 0 | 2028 | 0 | 0 | 0 | 0 | 0 |  | 2028
Lateral Hardening-Fuse-90802629 | Lateral Hardening | 66504.41 | 0 | 0 | 0 | 0 | 0 | 0 | 0 | 0 | 0 | 0 |  | 0
Lateral Hardening-Fuse-90802769 | Lateral Hardening | 336817.03 | 0 | 0 | 0 | 0 | 0 | 0 | 0 | 0 | 0 | 0 |  | 0
Lateral Hardening-Fuse-90802775 | Lateral Hardening | 732723.35 | 0 | 0 | 0 | 0 | 0 | 0 | 0 | 0 | 0 | 0 |  | 0
Lateral Hardening-Fuse-90802820 | Lateral Hardening | 50000 | 0 | 0 | 0 | 0 | 0 | 0 | 0 | 0 | 0 | 0 |  | 0
Lateral Hardening-Fuse-90802827 | Lateral Hardening | 50000 | 0 | 0 | 0 | 0 | 0 | 0 | 0 | 0 | 0 | 0 |  | 0
Lateral Hardening-Fuse-90802828 | Lateral Hardening | 50000 | 0 | 0 | 0 | 0 | 0 | 0 | 0 | 0 | 0 | 0 |  | 0
Lateral Hardening-Fuse-90804531 | Lateral Hardening | 145628.78 | 0 | 0 | 0 | 0 | 0 | 0 | 0 | 0 | 0 | 0 |  | 0
Lateral Hardening-Fuse-90804532 | Lateral Hardening | 133218.14 | 0 | 0 | 0 | 0 | 2028 | 0 | 0 | 0 | 0 | 0 |  | 2028
Lateral Hardening-Fuse-90804573 | Lateral Hardening | 219940.97 | 0 | 0 | 0 | 0 | 0 | 0 | 0 | 0 | 0 | 0 |  | 0
Lateral Hardening-Fuse-90804598 | Lateral Hardening | 52149.53 | 0 | 0 | 0 | 0 | 0 | 0 | 0 | 0 | 0 | 0 |  | 0
Lateral Hardening-Fuse-90805980 | Lateral Hardening | 756755.46 | 0 | 0 | 0 | 0 | 2029 | 0 | 0 | 0 | 0 | 0 |  | 2029
Lateral Hardening-Fuse-90806019 | Lateral Hardening | 544151.48 | 0 | 0 | 0 | 0 | 0 | 0 | 0 | 0 | 0 | 0 |  | 0
Lateral Hardening-Fuse-90807174 | Lateral Hardening | 79646.55 | 0 | 0 | 0 | 0 | 0 | 0 | 0 | 0 | 0 | 0 |  | 0
Lateral Hardening-Fuse-90807370 | Lateral Hardening | 56755.61 | 0 | 0 | 0 | 0 | 0 | 0 | 0 | 0 | 0 | 0 |  | 0
Lateral Hardening-Fuse-90808763 | Lateral Hardening | 50000 | 0 | 0 | 0 | 0 | 0 | 0 | 0 | 0 | 0 | 0 |  | 0
Lateral Hardening-Fuse-90809591 | Lateral Hardening | 328729.35 | 0 | 0 | 0 | 0 | 0 | 0 | 0 | 0 | 0 | 0 |  | 0
Lateral Hardening-Fuse-90810130 | Lateral Hardening | 107447.35 | 0 | 0 | 0 | 0 | 0 | 0 | 0 | 0 | 0 | 0 |  | 0
Lateral Hardening-Fuse-90810525 | Lateral Hardening | 50000 | 0 | 0 | 0 | 0 | 0 | 0 | 0 | 0 | 0 | 0 |  | 0
Lateral Hardening-Fuse-90810633 | Lateral Hardening | 89394.5 | 0 | 0 | 0 | 0 | 0 | 0 | 0 | 0 | 0 | 0 |  | 0
Lateral Hardening-Fuse-90812828 | Lateral Hardening | 249293.29 | 0 | 0 | 0 | 0 | 0 | 0 | 0 | 0 | 0 | 0 |  | 0
Lateral Hardening-Fuse-90813030 | Lateral Hardening | 118691.16 | 0 | 0 | 0 | 0 | 0 | 0 | 0 | 0 | 0 | 0 |  | 0
Lateral Hardening-Fuse-90813031 | Lateral Hardening | 110720.98 | 0 | 0 | 0 | 0 | 0 | 0 | 0 | 0 | 0 | 0 |  | 0
Lateral Hardening-Fuse-90813723 | Lateral Hardening | 344509.63 | 0 | 0 | 0 | 0 | 0 | 0 | 0 | 0 | 0 | 0 |  | 0
Lateral Hardening-Fuse-90813818 | Lateral Hardening | 50000 | 0 | 0 | 0 | 0 | 0 | 0 | 0 | 0 | 0 | 0 |  | 0
Lateral Hardening-Fuse-90815197 | Lateral Hardening | 255971.13 | 0 | 0 | 0 | 0 | 2024 | 0 | 0 | 0 | 0 | 0 |  | 2024
Lateral Hardening-Fuse-90815303 | Lateral Hardening | 51356.79 | 0 | 0 | 0 | 0 | 0 | 0 | 0 | 0 | 0 | 0 |  | 0
Lateral Hardening-Fuse-90816343 | Lateral Hardening | 195139.04 | 0 | 0 | 0 | 0 | 2021 | 0 | 0 | 0 | 0 | 0 |  | 2022 | 2022
Lateral Hardening-Fuse-90816352 | Lateral Hardening | 353587.02 | 0 | 0 | 0 | 0 | 0 | 0 | 0 | 0 | 0 | 0 |  | 0
Lateral Hardening-Fuse-90816450 | Lateral Hardening | 50000 | 0 | 0 | 0 | 0 | 0 | 0 | 0 | 0 | 0 | 0 |  | 0
Lateral Hardening-Fuse-90816572 | Lateral Hardening | 99025.42 | 0 | 0 | 0 | 0 | 0 | 0 | 0 | 0 | 0 | 0 |  | 0
Lateral Hardening-Fuse-90816573 | Lateral Hardening | 56519.51 | 0 | 0 | 0 | 0 | 0 | 0 | 0 | 0 | 0 | 0 |  | 0
Lateral Hardening-Fuse-90816576 | Lateral Hardening | 114498.58 | 0 | 0 | 0 | 0 | 0 | 0 | 0 | 0 | 0 | 0 |  | 0
Lateral Hardening-Fuse-90816578 | Lateral Hardening | 96601.46 | 0 | 0 | 0 | 0 | 0 | 0 | 0 | 0 | 0 | 0 |  | 0
Lateral Hardening-Fuse-90816669 | Lateral Hardening | 100334.81 | 0 | 0 | 0 | 0 | 0 | 0 | 0 | 0 | 0 | 0 |  | 0
Lateral Hardening-Fuse-90816670 | Lateral Hardening | 96380.36 | 0 | 0 | 0 | 0 | 0 | 0 | 0 | 0 | 0 | 0 |  | 0
Lateral Hardening-Fuse-90816680 | Lateral Hardening | 80883.45 | 0 | 0 | 0 | 0 | 0 | 0 | 0 | 0 | 0 | 0 |  | 0
Lateral Hardening-Fuse-90816687 | Lateral Hardening | 58072.77 | 0 | 0 | 0 | 0 | 0 | 0 | 0 | 0 | 0 | 0 |  | 0
Lateral Hardening-Fuse-90817098 | Lateral Hardening | 60270.63 | 0 | 0 | 0 | 0 | 0 | 0 | 0 | 0 | 0 | 0 |  | 0
Lateral Hardening-Fuse-90817794 | Lateral Hardening | 78821.38 | 0 | 0 | 0 | 0 | 0 | 0 | 0 | 0 | 0 | 0 |  | 0
Lateral Hardening-Fuse-90818527 | Lateral Hardening | 123822.4 | 0 | 0 | 0 | 0 | 0 | 0 | 0 | 0 | 0 | 0 |  | 0
Lateral Hardening-Fuse-90819535 | Lateral Hardening | 107120.78 | 0 | 0 | 0 | 0 | 0 | 0 | 0 | 0 | 0 | 0 |  | 0
Lateral Hardening-Fuse-90819593 | Lateral Hardening | 698981.3 | 0 | 0 | 0 | 0 | 2024 | 0 | 0 | 0 | 0 | 0 |  | 2023 | 2023
Lateral Hardening-Fuse-90820555 | Lateral Hardening | 82104.23 | 0 | 0 | 0 | 0 | 0 | 0 | 0 | 0 | 0 | 0 |  | 0
Lateral Hardening-Fuse-90821455 | Lateral Hardening | 58880.51 | 0 | 0 | 0 | 0 | 0 | 0 | 0 | 0 | 0 | 0 |  | 0
Lateral Hardening-Fuse-90821472 | Lateral Hardening | 99450.4 | 0 | 0 | 0 | 0 | 0 | 0 | 0 | 0 | 0 | 0 |  | 0
Lateral Hardening-Fuse-90822676 | Lateral Hardening | 103563.54 | 0 | 0 | 0 | 0 | 0 | 0 | 0 | 0 | 0 | 0 |  | 0
Lateral Hardening-Fuse-90823205 | Lateral Hardening | 93704.56 | 0 | 0 | 0 | 0 | 0 | 0 | 0 | 0 | 0 | 0 |  | 0
Lateral Hardening-Fuse-90823812 | Lateral Hardening | 67732.87 | 0 | 0 | 0 | 0 | 2022 | 0 | 0 | 0 | 0 | 0 |  | 2023 | 2023
Lateral Hardening-Fuse-90823944 | Lateral Hardening | 81383.53 | 0 | 0 | 0 | 0 | 0 | 0 | 0 | 0 | 0 | 0 |  | 0
Lateral Hardening-Fuse-90824008 | Lateral Hardening | 78762.48 | 0 | 0 | 0 | 0 | 0 | 0 | 0 | 0 | 0 | 0 |  | 0
Lateral Hardening-Fuse-90824395 | Lateral Hardening | 253038.67 | 0 | 0 | 0 | 0 | 0 | 0 | 0 | 0 | 0 | 0 |  | 0
Lateral Hardening-Fuse-90824396 | Lateral Hardening | 261696.41 | 0 | 0 | 0 | 0 | 0 | 0 | 0 | 0 | 0 | 0 |  | 0
Lateral Hardening-Fuse-90824806 | Lateral Hardening | 473230.04 | 0 | 0 | 0 | 0 | 2029 | 0 | 0 | 0 | 0 | 0 |  | 2028 | 2028
Lateral Hardening-Fuse-90825872 | Lateral Hardening | 50000 | 0 | 0 | 0 | 0 | 0 | 0 | 0 | 0 | 0 | 0 |  | 0
Lateral Hardening-Fuse-90826060 | Lateral Hardening | 340631.85 | 0 | 0 | 0 | 0 | 0 | 0 | 0 | 0 | 0 | 0 |  | 0
Lateral Hardening-Fuse-90826552 | Lateral Hardening | 50307.21 | 0 | 0 | 0 | 0 | 0 | 0 | 0 | 0 | 0 | 0 |  | 0
Lateral Hardening-Fuse-90826567 | Lateral Hardening | 52463.59 | 0 | 0 | 0 | 0 | 0 | 0 | 0 | 0 | 0 | 0 |  | 0
Lateral Hardening-Fuse-90827041 | Lateral Hardening | 340082.09 | 0 | 0 | 0 | 0 | 2024 | 0 | 0 | 0 | 0 | 0 |  | 2024
Lateral Hardening-Fuse-90829180 | Lateral Hardening | 164659.54 | 0 | 0 | 0 | 0 | 2026 | 0 | 0 | 0 | 0 | 0 |  | 2026
Lateral Hardening-Fuse-90830097 | Lateral Hardening | 50000 | 0 | 0 | 0 | 0 | 0 | 0 | 0 | 0 | 0 | 0 |  | 0
Lateral Hardening-Fuse-90830919 | Lateral Hardening | 158657.19 | 0 | 0 | 0 | 0 | 0 | 0 | 0 | 0 | 0 | 0 |  | 0
Lateral Hardening-Fuse-90830974 | Lateral Hardening | 55565.11 | 0 | 0 | 0 | 0 | 0 | 0 | 0 | 0 | 0 | 0 |  | 0
Lateral Hardening-Fuse-90830976 | Lateral Hardening | 162178.63 | 0 | 0 | 0 | 0 | 2029 | 0 | 0 | 0 | 0 | 0 |  | 2029
Lateral Hardening-Fuse-90831490 | Lateral Hardening | 235488.57 | 0 | 0 | 0 | 0 | 0 | 0 | 0 | 0 | 0 | 0 |  | 0
Lateral Hardening-Fuse-90832184 | Lateral Hardening | 50000 | 0 | 0 | 0 | 0 | 0 | 0 | 0 | 0 | 0 | 0 |  | 0
Lateral Hardening-Fuse-90832189 | Lateral Hardening | 100673.12 | 0 | 0 | 0 | 0 | 0 | 0 | 0 | 0 | 0 | 0 |  | 0
Lateral Hardening-Fuse-90832202 | Lateral Hardening | 52238.23 | 0 | 0 | 0 | 0 | 0 | 0 | 0 | 0 | 0 | 0 |  | 0
Lateral Hardening-Fuse-90832225 | Lateral Hardening | 51451.23 | 0 | 0 | 0 | 0 | 0 | 0 | 0 | 0 | 0 | 0 |  | 0
Lateral Hardening-Fuse-90832740 | Lateral Hardening | 452192.05 | 0 | 0 | 0 | 0 | 0 | 0 | 0 | 0 | 0 | 0 |  | 0
Lateral Hardening-Fuse-90832918 | Lateral Hardening | 57595.57 | 0 | 0 | 0 | 0 | 0 | 0 | 0 | 0 | 0 | 0 |  | 0
Lateral Hardening-Fuse-90833017 | Lateral Hardening | 112524.6 | 0 | 0 | 0 | 0 | 0 | 0 | 0 | 0 | 0 | 0 |  | 0
Lateral Hardening-Fuse-90833056 | Lateral Hardening | 164491.78 | 0 | 0 | 0 | 0 | 0 | 0 | 0 | 0 | 0 | 0 |  | 0
Lateral Hardening-Fuse-90833118 | Lateral Hardening | 390795.87 | 0 | 0 | 0 | 0 | 0 | 0 | 0 | 0 | 0 | 0 |  | 0
Lateral Hardening-Fuse-90833262 | Lateral Hardening | 154858.16 | 0 | 0 | 0 | 0 | 0 | 0 | 0 | 0 | 0 | 0 |  | 0
Lateral Hardening-Fuse-90833302 | Lateral Hardening | 62912.19 | 0 | 0 | 0 | 0 | 0 | 0 | 0 | 0 | 0 | 0 |  | 0
Lateral Hardening-Fuse-90833382 | Lateral Hardening | 52112.31 | 0 | 0 | 0 | 0 | 0 | 0 | 0 | 0 | 0 | 0 |  | 0
Lateral Hardening-Fuse-90833410 | Lateral Hardening | 50000 | 0 | 0 | 0 | 0 | 0 | 0 | 0 | 0 | 0 | 0 |  | 0
Lateral Hardening-Fuse-90833711 | Lateral Hardening | 100215.92 | 0 | 0 | 0 | 0 | 0 | 0 | 0 | 0 | 0 | 0 |  | 0
Lateral Hardening-Fuse-90833732 | Lateral Hardening | 54331.65 | 0 | 0 | 0 | 0 | 0 | 0 | 0 | 0 | 0 | 0 |  | 0
Lateral Hardening-Fuse-90834084 | Lateral Hardening | 220591.51 | 0 | 0 | 0 | 0 | 0 | 0 | 0 | 0 | 0 | 0 |  | 2022 | 2022
Lateral Hardening-Fuse-90834233 | Lateral Hardening | 270698.03 | 0 | 0 | 0 | 0 | 0 | 0 | 0 | 0 | 0 | 0 |  | 0
Lateral Hardening-Fuse-90834854 | Lateral Hardening | 291231.08 | 0 | 0 | 0 | 0 | 0 | 0 | 0 | 0 | 0 | 0 |  | 0
Lateral Hardening-Fuse-90835103 | Lateral Hardening | 50000 | 0 | 0 | 0 | 0 | 0 | 0 | 0 | 0 | 0 | 0 |  | 0
Lateral Hardening-Fuse-90835208 | Lateral Hardening | 104100.54 | 0 | 0 | 0 | 0 | 0 | 0 | 0 | 0 | 0 | 0 |  | 0
Lateral Hardening-Fuse-90835311 | Lateral Hardening | 50000 | 0 | 0 | 0 | 0 | 0 | 0 | 0 | 0 | 0 | 0 |  | 0
Lateral Hardening-Fuse-90836102 | Lateral Hardening | 110894.12 | 0 | 0 | 0 | 0 | 0 | 0 | 0 | 0 | 0 | 0 |  | 0
Lateral Hardening-Fuse-90836217 | Lateral Hardening | 51624.37 | 0 | 0 | 0 | 0 | 0 | 0 | 0 | 0 | 0 | 0 |  | 0
Lateral Hardening-Fuse-90836260 | Lateral Hardening | 194268.29 | 0 | 0 | 0 | 0 | 0 | 0 | 0 | 0 | 0 | 0 |  | 0
Lateral Hardening-Fuse-90836545 | Lateral Hardening | 149878.53 | 0 | 0 | 0 | 0 | 0 | 0 | 0 | 0 | 0 | 0 |  | 0
Lateral Hardening-Fuse-90836564 | Lateral Hardening | 52264.71 | 0 | 0 | 0 | 0 | 0 | 0 | 0 | 0 | 0 | 0 |  | 0
Lateral Hardening-Fuse-90836583 | Lateral Hardening | 155669.61 | 0 | 0 | 0 | 0 | 0 | 0 | 0 | 0 | 0 | 0 |  | 0
Lateral Hardening-Fuse-90836592 | Lateral Hardening | 256051.24 | 0 | 0 | 0 | 0 | 2026 | 0 | 0 | 0 | 0 | 0 |  | 2026
Lateral Hardening-Fuse-90836846 | Lateral Hardening | 50349.43 | 0 | 0 | 0 | 0 | 0 | 0 | 0 | 0 | 0 | 0 |  | 0
Lateral Hardening-Fuse-90837105 | Lateral Hardening | 167550.29 | 0 | 0 | 0 | 0 | 2029 | 0 | 0 | 0 | 0 | 0 |  | 2028 | 2028
Lateral Hardening-Fuse-90837504 | Lateral Hardening | 75081.23 | 0 | 0 | 0 | 0 | 0 | 0 | 0 | 0 | 0 | 0 |  | 0
Lateral Hardening-Fuse-90837669 | Lateral Hardening | 887044.26 | 0 | 0 | 0 | 0 | 2029 | 0 | 0 | 0 | 0 | 0 |  | 2028 | 2028
Lateral Hardening-Fuse-90837776 | Lateral Hardening | 737600.14 | 0 | 0 | 0 | 0 | 0 | 0 | 0 | 0 | 0 | 0 |  | 0
Lateral Hardening-Fuse-90837911 | Lateral Hardening | 346622.97 | 0 | 0 | 0 | 0 | 0 | 0 | 0 | 0 | 0 | 0 |  | 0
Lateral Hardening-Fuse-90838002 | Lateral Hardening | 131409.82 | 0 | 0 | 0 | 0 | 0 | 0 | 0 | 0 | 0 | 0 |  | 0
Lateral Hardening-Fuse-90838101 | Lateral Hardening | 148454.36 | 0 | 0 | 0 | 0 | 0 | 0 | 0 | 0 | 0 | 0 |  | 0
Lateral Hardening-Fuse-90838270 | Lateral Hardening | 163887.13 | 0 | 0 | 0 | 0 | 0 | 0 | 0 | 0 | 0 | 0 |  | 0
Lateral Hardening-Fuse-90838310 | Lateral Hardening | 141607.12 | 0 | 0 | 0 | 0 | 0 | 0 | 0 | 0 | 0 | 0 |  | 0
Lateral Hardening-Fuse-90839377 | Lateral Hardening | 50000 | 0 | 0 | 0 | 0 | 0 | 0 | 0 | 0 | 0 | 0 |  | 0
Lateral Hardening-Fuse-90839427 | Lateral Hardening | 59148.09 | 0 | 0 | 0 | 0 | 0 | 0 | 0 | 0 | 0 | 0 |  | 0
Lateral Hardening-Fuse-90840104 | Lateral Hardening | 659582.5 | 0 | 0 | 0 | 0 | 2029 | 0 | 0 | 0 | 0 | 0 |  | 2028 | 2028
Lateral Hardening-Fuse-90840120 | Lateral Hardening | 77437.23 | 0 | 0 | 0 | 0 | 0 | 0 | 0 | 0 | 0 | 0 |  | 0
Lateral Hardening-Fuse-90840181 | Lateral Hardening | 161384.05 | 0 | 0 | 0 | 0 | 0 | 0 | 0 | 0 | 0 | 0 |  | 0
Lateral Hardening-Fuse-90840489 | Lateral Hardening | 108411.46 | 0 | 0 | 0 | 0 | 0 | 0 | 0 | 0 | 0 | 0 |  | 0
Lateral Hardening-Fuse-90840668 | Lateral Hardening | 66813.47 | 0 | 0 | 0 | 0 | 0 | 0 | 0 | 0 | 0 | 0 |  | 0
Lateral Hardening-Fuse-90840941 | Lateral Hardening | 242914.83 | 0 | 0 | 0 | 0 | 0 | 0 | 0 | 0 | 0 | 0 |  | 0
Lateral Hardening-Fuse-90840968 | Lateral Hardening | 277762.59 | 0 | 0 | 0 | 0 | 0 | 0 | 0 | 0 | 0 | 0 |  | 0
Lateral Hardening-Fuse-90841063 | Lateral Hardening | 143225.51 | 0 | 0 | 0 | 0 | 0 | 0 | 0 | 0 | 0 | 0 |  | 0
Lateral Hardening-Fuse-90841117 | Lateral Hardening | 171470.04 | 0 | 0 | 0 | 0 | 0 | 0 | 0 | 0 | 0 | 0 |  | 0
Lateral Hardening-Fuse-90841214 | Lateral Hardening | 62443.49 | 0 | 0 | 0 | 0 | 0 | 0 | 0 | 0 | 0 | 0 |  | 0
Lateral Hardening-Fuse-90842323 | Lateral Hardening | 50000 | 0 | 0 | 0 | 0 | 0 | 0 | 0 | 0 | 0 | 0 |  | 0
Lateral Hardening-Fuse-90842763 | Lateral Hardening | 75512.69 | 0 | 0 | 0 | 0 | 0 | 0 | 0 | 0 | 0 | 0 |  | 0
Lateral Hardening-Fuse-90843809 | Lateral Hardening | 74872.35 | 0 | 0 | 0 | 0 | 0 | 0 | 0 | 0 | 0 | 0 |  | 0
Lateral Hardening-Fuse-90843905 | Lateral Hardening | 54478.31 | 0 | 0 | 0 | 0 | 0 | 0 | 0 | 0 | 0 | 0 |  | 0
Lateral Hardening-Fuse-90844137 | Lateral Hardening | 50000 | 0 | 0 | 0 | 0 | 0 | 0 | 0 | 0 | 0 | 0 |  | 0
Lateral Hardening-Fuse-90844641 | Lateral Hardening | 52789.13 | 0 | 0 | 0 | 0 | 0 | 0 | 0 | 0 | 0 | 0 |  | 0
Lateral Hardening-Fuse-90845001 | Lateral Hardening | 50000 | 0 | 0 | 0 | 0 | 0 | 0 | 0 | 0 | 0 | 0 |  | 0
Lateral Hardening-Fuse-90845605 | Lateral Hardening | 53308.55 | 0 | 0 | 0 | 0 | 0 | 0 | 0 | 0 | 0 | 0 |  | 0
Lateral Hardening-Fuse-90845955 | Lateral Hardening | 50000 | 0 | 0 | 0 | 0 | 0 | 0 | 0 | 0 | 0 | 0 |  | 0
Lateral Hardening-Fuse-90846191 | Lateral Hardening | 130882.44 | 0 | 0 | 0 | 0 | 0 | 0 | 0 | 0 | 0 | 0 |  | 0
Lateral Hardening-Fuse-90846303 | Lateral Hardening | 757417.88 | 0 | 0 | 0 | 0 | 2024 | 0 | 0 | 0 | 0 | 0 |  | 2023 | 2023
Lateral Hardening-Fuse-90846555 | Lateral Hardening | 185708.39 | 0 | 0 | 0 | 0 | 0 | 0 | 0 | 0 | 0 | 0 |  | 0
Lateral Hardening-Fuse-90847074 | Lateral Hardening | 99612.8 | 0 | 0 | 0 | 0 | 0 | 0 | 0 | 0 | 0 | 0 |  | 0
Lateral Hardening-Fuse-90847111 | Lateral Hardening | 84276.35 | 0 | 0 | 0 | 0 | 2025 | 0 | 0 | 0 | 0 | 0 |  | 2025
Lateral Hardening-Fuse-90847144 | Lateral Hardening | 216970.32 | 0 | 0 | 0 | 0 | 0 | 0 | 0 | 0 | 0 | 0 |  | 0
Lateral Hardening-Fuse-90847184 | Lateral Hardening | 394682.91 | 0 | 0 | 0 | 0 | 0 | 0 | 0 | 0 | 0 | 0 |  | 0
Lateral Hardening-Fuse-90847517 | Lateral Hardening | 56582.47 | 0 | 0 | 0 | 0 | 0 | 0 | 0 | 0 | 0 | 0 |  | 0
Lateral Hardening-Fuse-90847518 | Lateral Hardening | 107813.34 | 0 | 0 | 0 | 0 | 0 | 0 | 0 | 0 | 0 | 0 |  | 0
Lateral Hardening-Fuse-90847580 | Lateral Hardening | 54614.97 | 0 | 0 | 0 | 0 | 0 | 0 | 0 | 0 | 0 | 0 |  | 0
Lateral Hardening-Fuse-90847913 | Lateral Hardening | 379187.38 | 0 | 0 | 0 | 0 | 2025 | 0 | 0 | 0 | 0 | 0 |  | 2024 | 2024
Lateral Hardening-Fuse-90847971 | Lateral Hardening | 113789.54 | 0 | 0 | 0 | 0 | 2025 | 0 | 0 | 0 | 0 | 0 |  | 0 | 0
Lateral Hardening-Fuse-90848063 | Lateral Hardening | 111260.4 | 0 | 0 | 0 | 0 | 0 | 0 | 0 | 0 | 0 | 0 |  | 0
Lateral Hardening-Fuse-90848130 | Lateral Hardening | 169308.17 | 0 | 0 | 0 | 0 | 2025 | 0 | 0 | 0 | 0 | 0 |  | 2027 | 2027
Lateral Hardening-Fuse-90848138 | Lateral Hardening | 54536.27 | 0 | 0 | 0 | 0 | 0 | 0 | 0 | 0 | 0 | 0 |  | 0
Lateral Hardening-Fuse-90848304 | Lateral Hardening | 461306.02 | 0 | 0 | 0 | 0 | 0 | 0 | 0 | 0 | 0 | 0 |  | 0
Lateral Hardening-Fuse-90849589 | Lateral Hardening | 70024.43 | 0 | 0 | 0 | 0 | 0 | 0 | 0 | 0 | 0 | 0 |  | 0
Lateral Hardening-Fuse-90849629 | Lateral Hardening | 88982.2 | 0 | 0 | 0 | 0 | 0 | 0 | 0 | 0 | 0 | 0 |  | 0
Lateral Hardening-Fuse-90850535 | Lateral Hardening | 65546.25 | 0 | 0 | 0 | 0 | 0 | 0 | 0 | 0 | 0 | 0 |  | 0
Lateral Hardening-Fuse-90850557 | Lateral Hardening | 149895.06 | 0 | 0 | 0 | 0 | 0 | 0 | 0 | 0 | 0 | 0 |  | 0
Lateral Hardening-Fuse-90850575 | Lateral Hardening | 50000 | 0 | 0 | 0 | 0 | 0 | 0 | 0 | 0 | 0 | 0 |  | 0
Lateral Hardening-Fuse-90850728 | Lateral Hardening | 50000 | 0 | 0 | 0 | 0 | 0 | 0 | 0 | 0 | 0 | 0 |  | 0
Lateral Hardening-Fuse-90850833 | Lateral Hardening | 404970.94 | 0 | 0 | 0 | 0 | 2023 | 0 | 0 | 0 | 0 | 0 |  | 2023
Lateral Hardening-Fuse-90851456 | Lateral Hardening | 172082.67 | 0 | 0 | 0 | 0 | 0 | 0 | 0 | 0 | 0 | 0 |  | 0
Lateral Hardening-Fuse-90851473 | Lateral Hardening | 78283.85 | 0 | 0 | 0 | 0 | 2021 | 0 | 0 | 0 | 0 | 0 |  | 2022 | 2022
Lateral Hardening-Fuse-90851684 | Lateral Hardening | 156341.93 | 0 | 0 | 0 | 0 | 0 | 0 | 0 | 0 | 0 | 0 |  | 0
Lateral Hardening-Fuse-90852320 | Lateral Hardening | 119367.24 | 0 | 0 | 0 | 0 | 0 | 0 | 0 | 0 | 0 | 0 |  | 0
Lateral Hardening-Fuse-90852332 | Lateral Hardening | 119535.38 | 0 | 0 | 0 | 0 | 0 | 0 | 0 | 0 | 0 | 0 |  | 0
Lateral Hardening-Fuse-90852382 | Lateral Hardening | 373670.85 | 0 | 0 | 0 | 0 | 0 | 0 | 0 | 0 | 0 | 0 |  | 0
Lateral Hardening-Fuse-90852458 | Lateral Hardening | 104309.06 | 0 | 0 | 0 | 0 | 0 | 0 | 0 | 0 | 0 | 0 |  | 0
Lateral Hardening-Fuse-90852459 | Lateral Hardening | 50000 | 0 | 0 | 0 | 0 | 0 | 0 | 0 | 0 | 0 | 0 |  | 0
Lateral Hardening-Fuse-90852522 | Lateral Hardening | 58518.49 | 0 | 0 | 0 | 0 | 0 | 0 | 0 | 0 | 0 | 0 |  | 0
Lateral Hardening-Fuse-90852788 | Lateral Hardening | 411279.27 | 0 | 0 | 0 | 0 | 2025 | 0 | 0 | 0 | 0 | 0 |  | 2025
Lateral Hardening-Fuse-90852849 | Lateral Hardening | 50000 | 0 | 0 | 0 | 0 | 0 | 0 | 0 | 0 | 0 | 0 |  | 0
Lateral Hardening-Fuse-90853562 | Lateral Hardening | 328157.34 | 0 | 0 | 0 | 0 | 0 | 0 | 0 | 0 | 0 | 0 |  | 0
Lateral Hardening-Fuse-90855350 | Lateral Hardening | 128365.52 | 0 | 0 | 0 | 0 | 0 | 0 | 0 | 0 | 0 | 0 |  | 0
Lateral Hardening-Fuse-90856088 | Lateral Hardening | 145182.27 | 0 | 0 | 0 | 0 | 0 | 0 | 0 | 0 | 0 | 0 |  | 0
Lateral Hardening-Fuse-90856206 | Lateral Hardening | 50000 | 0 | 0 | 0 | 0 | 0 | 0 | 0 | 0 | 0 | 0 |  | 0
Lateral Hardening-Fuse-90856268 | Lateral Hardening | 50000 | 0 | 0 | 0 | 0 | 0 | 0 | 0 | 0 | 0 | 0 |  | 0
Lateral Hardening-Fuse-90856606 | Lateral Hardening | 67119.01 | 0 | 0 | 0 | 0 | 0 | 0 | 0 | 0 | 0 | 0 |  | 0
Lateral Hardening-Fuse-90856935 | Lateral Hardening | 115363.54 | 0 | 0 | 0 | 0 | 0 | 0 | 0 | 0 | 0 | 0 |  | 0
Lateral Hardening-Fuse-90857024 | Lateral Hardening | 262232.2 | 0 | 0 | 0 | 0 | 0 | 0 | 0 | 0 | 0 | 0 |  | 0
Lateral Hardening-Fuse-90857924 | Lateral Hardening | 104822.74 | 0 | 0 | 0 | 0 | 0 | 0 | 0 | 0 | 0 | 0 |  | 0
Lateral Hardening-Fuse-90858554 | Lateral Hardening | 139222.6 | 0 | 0 | 0 | 0 | 0 | 0 | 0 | 0 | 0 | 0 |  | 0
Lateral Hardening-Fuse-90858611 | Lateral Hardening | 143015.94 | 0 | 0 | 0 | 0 | 0 | 0 | 0 | 0 | 0 | 0 |  | 0
Lateral Hardening-Fuse-90859380 | Lateral Hardening | 54111.29 | 0 | 0 | 0 | 0 | 0 | 0 | 0 | 0 | 0 | 0 |  | 0
Lateral Hardening-Fuse-90859584 | Lateral Hardening | 111880 | 0 | 0 | 0 | 0 | 0 | 0 | 0 | 0 | 0 | 0 |  | 0
Lateral Hardening-Fuse-90860287 | Lateral Hardening | 50000 | 0 | 0 | 0 | 0 | 0 | 0 | 0 | 0 | 0 | 0 |  | 0
Lateral Hardening-Fuse-90860395 | Lateral Hardening | 108417.2 | 0 | 0 | 0 | 0 | 0 | 0 | 0 | 0 | 0 | 0 |  | 0
Lateral Hardening-Fuse-90860962 | Lateral Hardening | 312722.56 | 0 | 0 | 0 | 0 | 0 | 0 | 0 | 0 | 0 | 0 |  | 0
Lateral Hardening-Fuse-90861207 | Lateral Hardening | 50679.97 | 0 | 0 | 0 | 0 | 0 | 0 | 0 | 0 | 0 | 0 |  | 0
Lateral Hardening-Fuse-90861215 | Lateral Hardening | 117321.78 | 0 | 0 | 0 | 0 | 0 | 0 | 0 | 0 | 0 | 0 |  | 0
Lateral Hardening-Fuse-90861238 | Lateral Hardening | 59495.11 | 0 | 0 | 0 | 0 | 0 | 0 | 0 | 0 | 0 | 0 |  | 0
Lateral Hardening-Fuse-90862582 | Lateral Hardening | 50000 | 0 | 0 | 0 | 0 | 0 | 0 | 0 | 0 | 0 | 0 |  | 0
Lateral Hardening-Fuse-90862870 | Lateral Hardening | 50000 | 0 | 0 | 0 | 0 | 0 | 0 | 0 | 0 | 0 | 0 |  | 0
Lateral Hardening-Fuse-90863507 | Lateral Hardening | 86627.35 | 0 | 0 | 0 | 0 | 0 | 0 | 0 | 0 | 0 | 0 |  | 0
Lateral Hardening-Fuse-90863712 | Lateral Hardening | 50000 | 0 | 0 | 0 | 0 | 0 | 0 | 0 | 0 | 0 | 0 |  | 0
Lateral Hardening-Fuse-90864662 | Lateral Hardening | 114241 | 0 | 0 | 0 | 0 | 0 | 0 | 0 | 0 | 0 | 0 |  | 0
Lateral Hardening-Fuse-90864902 | Lateral Hardening | 113097.72 | 0 | 0 | 0 | 0 | 0 | 0 | 0 | 0 | 0 | 0 |  | 0
Lateral Hardening-Fuse-90865718 | Lateral Hardening | 103919.82 | 0 | 0 | 0 | 0 | 2029 | 0 | 0 | 0 | 0 | 0 |  | 0 | 0
Lateral Hardening-Fuse-90866450 | Lateral Hardening | 50000 | 0 | 0 | 0 | 0 | 0 | 0 | 0 | 0 | 0 | 0 |  | 0
Lateral Hardening-Fuse-90867085 | Lateral Hardening | 208528.73 | 0 | 0 | 0 | 0 | 0 | 0 | 0 | 0 | 0 | 0 |  | 0
Lateral Hardening-Fuse-90867203 | Lateral Hardening | 150987.06 | 0 | 0 | 0 | 0 | 0 | 0 | 0 | 0 | 0 | 0 |  | 0
Lateral Hardening-Fuse-90867280 | Lateral Hardening | 56923.75 | 0 | 0 | 0 | 0 | 0 | 0 | 0 | 0 | 0 | 0 |  | 0
Lateral Hardening-Fuse-90867507 | Lateral Hardening | 131409.08 | 0 | 0 | 0 | 0 | 0 | 0 | 0 | 0 | 0 | 0 |  | 0
Lateral Hardening-Fuse-90867708 | Lateral Hardening | 61320.21 | 0 | 0 | 0 | 0 | 0 | 0 | 0 | 0 | 0 | 0 |  | 0
Lateral Hardening-Fuse-90867711 | Lateral Hardening | 216902.36 | 0 | 0 | 0 | 0 | 0 | 0 | 0 | 0 | 0 | 0 |  | 0
Lateral Hardening-Fuse-90868327 | Lateral Hardening | 96155 | 0 | 0 | 0 | 0 | 0 | 0 | 0 | 0 | 0 | 0 |  | 0
Lateral Hardening-Fuse-90868480 | Lateral Hardening | 144217.13 | 0 | 0 | 0 | 0 | 0 | 0 | 0 | 0 | 0 | 0 |  | 2022 | 2022
Lateral Hardening-Fuse-90868481 | Lateral Hardening | 210816.72 | 0 | 0 | 0 | 0 | 0 | 0 | 0 | 0 | 0 | 0 |  | 0
Lateral Hardening-Fuse-90868672 | Lateral Hardening | 69464.27 | 0 | 0 | 0 | 0 | 0 | 0 | 0 | 0 | 0 | 0 |  | 0
Lateral Hardening-Fuse-90869092 | Lateral Hardening | 50000 | 0 | 0 | 0 | 0 | 0 | 0 | 0 | 0 | 0 | 0 |  | 0
Lateral Hardening-Fuse-90869100 | Lateral Hardening | 406145.33 | 0 | 0 | 0 | 0 | 0 | 0 | 0 | 0 | 0 | 0 |  | 0
Lateral Hardening-Fuse-90869177 | Lateral Hardening | 132799.94 | 0 | 0 | 0 | 0 | 0 | 0 | 0 | 0 | 0 | 0 |  | 0
Lateral Hardening-Fuse-90869352 | Lateral Hardening | 134006.92 | 0 | 0 | 0 | 0 | 0 | 0 | 0 | 0 | 0 | 0 |  | 0
Lateral Hardening-Fuse-90869354 | Lateral Hardening | 70272.01 | 0 | 0 | 0 | 0 | 0 | 0 | 0 | 0 | 0 | 0 |  | 0
Lateral Hardening-Fuse-90869373 | Lateral Hardening | 393305.01 | 0 | 0 | 0 | 0 | 0 | 0 | 0 | 0 | 0 | 0 |  | 0
Lateral Hardening-Fuse-90869610 | Lateral Hardening | 179899.71 | 0 | 0 | 0 | 0 | 0 | 0 | 0 | 0 | 0 | 0 |  | 0
Lateral Hardening-Fuse-90869815 | Lateral Hardening | 112010.92 | 0 | 0 | 0 | 0 | 0 | 0 | 0 | 0 | 0 | 0 |  | 0
Lateral Hardening-Fuse-90870242 | Lateral Hardening | 56456.55 | 0 | 0 | 0 | 0 | 0 | 0 | 0 | 0 | 0 | 0 |  | 0
Lateral Hardening-Fuse-90870553 | Lateral Hardening | 50000 | 0 | 0 | 0 | 0 | 0 | 0 | 0 | 0 | 0 | 0 |  | 0
Lateral Hardening-Fuse-90870881 | Lateral Hardening | 124062.76 | 0 | 0 | 0 | 0 | 0 | 0 | 0 | 0 | 0 | 0 |  | 0
Lateral Hardening-Fuse-90871197 | Lateral Hardening | 50000 | 0 | 0 | 0 | 0 | 0 | 0 | 0 | 0 | 0 | 0 |  | 0
Lateral Hardening-Fuse-90871627 | Lateral Hardening | 80848.55 | 0 | 0 | 0 | 0 | 0 | 0 | 0 | 0 | 0 | 0 |  | 0
Lateral Hardening-Fuse-90871885 | Lateral Hardening | 99513.36 | 0 | 0 | 0 | 0 | 0 | 0 | 0 | 0 | 0 | 0 |  | 0
Lateral Hardening-Fuse-90872759 | Lateral Hardening | 1062333.51 | 0 | 0 | 0 | 0 | 0 | 0 | 0 | 0 | 0 | 0 |  | 0
Lateral Hardening-Fuse-90872926 | Lateral Hardening | 221007.03 | 0 | 0 | 0 | 0 | 0 | 0 | 0 | 0 | 0 | 0 |  | 0
Lateral Hardening-Fuse-90872927 | Lateral Hardening | 80176.08 | 0 | 0 | 0 | 0 | 0 | 0 | 0 | 0 | 0 | 0 |  | 0
Lateral Hardening-Fuse-90873223 | Lateral Hardening | 60858.75 | 0 | 0 | 0 | 0 | 0 | 0 | 0 | 0 | 0 | 0 |  | 0
Lateral Hardening-Fuse-90873564 | Lateral Hardening | 102099.72 | 0 | 0 | 0 | 0 | 0 | 0 | 0 | 0 | 0 | 0 |  | 0
Lateral Hardening-Fuse-90873696 | Lateral Hardening | 292789.34 | 0 | 0 | 0 | 0 | 0 | 0 | 0 | 0 | 0 | 0 |  | 0
Lateral Hardening-Fuse-90873851 | Lateral Hardening | 67375.11 | 0 | 0 | 0 | 0 | 2027 | 0 | 0 | 0 | 0 | 0 |  | 2026 | 2026
Lateral Hardening-Fuse-90873893 | Lateral Hardening | 50000 | 0 | 0 | 0 | 0 | 0 | 0 | 0 | 0 | 0 | 0 |  | 0
Lateral Hardening-Fuse-90873949 | Lateral Hardening | 387868.28 | 0 | 0 | 0 | 0 | 0 | 0 | 0 | 0 | 0 | 0 |  | 0
Lateral Hardening-Fuse-90874233 | Lateral Hardening | 118738.38 | 0 | 0 | 0 | 0 | 0 | 0 | 0 | 0 | 0 | 0 |  | 0
Lateral Hardening-Fuse-90874398 | Lateral Hardening | 50000 | 0 | 0 | 0 | 0 | 0 | 0 | 0 | 0 | 0 | 0 |  | 0
Lateral Hardening-Fuse-90874579 | Lateral Hardening | 117772.5 | 0 | 0 | 0 | 0 | 0 | 0 | 0 | 0 | 0 | 0 |  | 0
Lateral Hardening-Fuse-90874729 | Lateral Hardening | 62432.75 | 0 | 0 | 0 | 0 | 0 | 0 | 0 | 0 | 0 | 0 |  | 0
Lateral Hardening-Fuse-90875871 | Lateral Hardening | 377489.89 | 0 | 0 | 0 | 0 | 2027 | 0 | 0 | 0 | 0 | 0 |  | 0 | 0
Lateral Hardening-Fuse-90876578 | Lateral Hardening | 355531.1 | 0 | 0 | 0 | 0 | 2025 | 0 | 0 | 0 | 0 | 0 |  | 2026 | 2026
Lateral Hardening-Fuse-90877700 | Lateral Hardening | 55266.05 | 0 | 0 | 0 | 0 | 0 | 0 | 0 | 0 | 0 | 0 |  | 0
Lateral Hardening-Fuse-90877719 | Lateral Hardening | 385592.04 | 0 | 0 | 0 | 0 | 2029 | 0 | 0 | 0 | 0 | 0 |  | 2026 | 2026
Lateral Hardening-Fuse-90877899 | Lateral Hardening | 142947.19 | 0 | 0 | 0 | 0 | 0 | 0 | 0 | 0 | 0 | 0 |  | 0
Lateral Hardening-Fuse-90877918 | Lateral Hardening | 114944.3 | 0 | 0 | 0 | 0 | 0 | 0 | 0 | 0 | 0 | 0 |  | 0
Lateral Hardening-Fuse-90878470 | Lateral Hardening | 551857.81 | 0 | 0 | 0 | 0 | 0 | 0 | 0 | 0 | 0 | 0 |  | 0
Lateral Hardening-Fuse-90878773 | Lateral Hardening | 68409.69 | 0 | 0 | 0 | 0 | 0 | 0 | 0 | 0 | 0 | 0 |  | 0
Lateral Hardening-Fuse-90879019 | Lateral Hardening | 145371.94 | 0 | 0 | 0 | 0 | 0 | 0 | 0 | 0 | 0 | 0 |  | 2025 | 2025
Lateral Hardening-Fuse-90879414 | Lateral Hardening | 64358.03 | 0 | 0 | 0 | 0 | 0 | 0 | 0 | 0 | 0 | 0 |  | 0
Lateral Hardening-Fuse-90879599 | Lateral Hardening | 587540.34 | 0 | 0 | 0 | 0 | 0 | 0 | 0 | 0 | 0 | 0 |  | 0
Lateral Hardening-Fuse-90880309 | Lateral Hardening | 55302.53 | 0 | 0 | 0 | 0 | 0 | 0 | 0 | 0 | 0 | 0 |  | 0
Lateral Hardening-Fuse-90880768 | Lateral Hardening | 50000 | 0 | 0 | 0 | 0 | 0 | 0 | 0 | 0 | 0 | 0 |  | 0
Lateral Hardening-Fuse-90881106 | Lateral Hardening | 388588.28 | 0 | 0 | 0 | 0 | 0 | 0 | 0 | 0 | 0 | 0 |  | 0
Lateral Hardening-Fuse-90881194 | Lateral Hardening | 125170.3 | 0 | 0 | 0 | 0 | 2023 | 0 | 0 | 0 | 0 | 0 |  | 2023
Lateral Hardening-Fuse-90881195 | Lateral Hardening | 50000 | 0 | 0 | 0 | 0 | 0 | 0 | 0 | 0 | 0 | 0 |  | 0
Lateral Hardening-Fuse-90882561 | Lateral Hardening | 281606.67 | 0 | 0 | 0 | 0 | 0 | 0 | 0 | 0 | 0 | 0 |  | 2022 | 2022
Lateral Hardening-Fuse-90882614 | Lateral Hardening | 175903.15 | 0 | 0 | 0 | 0 | 2022 | 0 | 0 | 0 | 0 | 0 |  | 2022
Lateral Hardening-Fuse-90882696 | Lateral Hardening | 233119.56 | 0 | 0 | 0 | 0 | 0 | 0 | 0 | 0 | 0 | 0 |  | 2023 | 2023
Lateral Hardening-Fuse-90883051 | Lateral Hardening | 493369.27 | 0 | 0 | 0 | 0 | 0 | 0 | 0 | 0 | 0 | 0 |  | 0
Lateral Hardening-Fuse-90883236 | Lateral Hardening | 50000 | 0 | 0 | 0 | 0 | 0 | 0 | 0 | 0 | 0 | 0 |  | 0
Lateral Hardening-Fuse-90883293 | Lateral Hardening | 103212.26 | 0 | 0 | 0 | 0 | 0 | 0 | 0 | 0 | 0 | 0 |  | 0
Lateral Hardening-Fuse-90883330 | Lateral Hardening | 50000 | 0 | 0 | 0 | 0 | 0 | 0 | 0 | 0 | 0 | 0 |  | 0
Lateral Hardening-Fuse-90883772 | Lateral Hardening | 53072.45 | 0 | 0 | 0 | 0 | 0 | 0 | 0 | 0 | 0 | 0 |  | 0
Lateral Hardening-Fuse-90883826 | Lateral Hardening | 152017.81 | 0 | 0 | 0 | 0 | 0 | 0 | 0 | 0 | 0 | 0 |  | 0
Lateral Hardening-Fuse-90883937 | Lateral Hardening | 335248.82 | 0 | 0 | 0 | 0 | 0 | 0 | 0 | 0 | 0 | 0 |  | 0
Lateral Hardening-Fuse-90884170 | Lateral Hardening | 503968.82 | 0 | 0 | 0 | 0 | 0 | 0 | 0 | 0 | 0 | 0 |  | 0
Lateral Hardening-Fuse-90884197 | Lateral Hardening | 584253.54 | 0 | 0 | 0 | 0 | 0 | 0 | 0 | 0 | 0 | 0 |  | 0
Lateral Hardening-Fuse-90884398 | Lateral Hardening | 163016.43 | 0 | 0 | 0 | 0 | 0 | 0 | 0 | 0 | 0 | 0 |  | 0
Lateral Hardening-Fuse-90884403 | Lateral Hardening | 202790.72 | 0 | 0 | 0 | 0 | 2028 | 0 | 0 | 0 | 0 | 0 |  | 2028
Lateral Hardening-Fuse-90885250 | Lateral Hardening | 366429.19 | 0 | 0 | 0 | 0 | 0 | 0 | 0 | 0 | 0 | 0 |  | 0
Lateral Hardening-Fuse-90886759 | Lateral Hardening | 583401.46 | 0 | 0 | 0 | 0 | 2023 | 0 | 0 | 0 | 0 | 0 |  | 2023
Lateral Hardening-Fuse-90887471 | Lateral Hardening | 216430.16 | 0 | 0 | 0 | 0 | 0 | 0 | 0 | 0 | 0 | 0 |  | 2029 | 2029
Lateral Hardening-Fuse-90887498 | Lateral Hardening | 152654.56 | 0 | 0 | 0 | 0 | 0 | 0 | 0 | 0 | 0 | 0 |  | 0
Lateral Hardening-Fuse-90887784 | Lateral Hardening | 136661.98 | 0 | 0 | 0 | 0 | 0 | 0 | 0 | 0 | 0 | 0 |  | 0
Lateral Hardening-Fuse-90888027 | Lateral Hardening | 50000 | 0 | 0 | 0 | 0 | 0 | 0 | 0 | 0 | 0 | 0 |  | 0
Lateral Hardening-Fuse-90888301 | Lateral Hardening | 143267.73 | 0 | 0 | 0 | 0 | 0 | 0 | 0 | 0 | 0 | 0 |  | 0
Lateral Hardening-Fuse-90888304 | Lateral Hardening | 54552.01 | 0 | 0 | 0 | 0 | 0 | 0 | 0 | 0 | 0 | 0 |  | 0
Lateral Hardening-Fuse-90888306 | Lateral Hardening | 101769.18 | 0 | 0 | 0 | 0 | 0 | 0 | 0 | 0 | 0 | 0 |  | 0
Lateral Hardening-Fuse-90888308 | Lateral Hardening | 56346.37 | 0 | 0 | 0 | 0 | 0 | 0 | 0 | 0 | 0 | 0 |  | 0
Lateral Hardening-Fuse-90889023 | Lateral Hardening | 221284.61 | 0 | 0 | 0 | 0 | 0 | 0 | 0 | 0 | 0 | 0 |  | 0
Lateral Hardening-Fuse-90889173 | Lateral Hardening | 311751.52 | 0 | 0 | 0 | 0 | 0 | 0 | 0 | 0 | 0 | 0 |  | 0
Lateral Hardening-Fuse-90889511 | Lateral Hardening | 194582.3 | 0 | 0 | 0 | 0 | 0 | 0 | 0 | 0 | 0 | 0 |  | 0
Lateral Hardening-Fuse-90889628 | Lateral Hardening | 54016.85 | 0 | 0 | 0 | 0 | 0 | 0 | 0 | 0 | 0 | 0 |  | 0
Lateral Hardening-Fuse-90889828 | Lateral Hardening | 542895.27 | 0 | 0 | 0 | 0 | 0 | 0 | 0 | 0 | 0 | 0 |  | 0
Lateral Hardening-Fuse-90889866 | Lateral Hardening | 52337.67 | 0 | 0 | 0 | 0 | 0 | 0 | 0 | 0 | 0 | 0 |  | 0
Lateral Hardening-Fuse-90890173 | Lateral Hardening | 57753.89 | 0 | 0 | 0 | 0 | 0 | 0 | 0 | 0 | 0 | 0 |  | 0
Lateral Hardening-Fuse-90890342 | Lateral Hardening | 64405.99 | 0 | 0 | 0 | 0 | 2023 | 0 | 0 | 0 | 0 | 0 |  | 2023
Lateral Hardening-Fuse-90890344 | Lateral Hardening | 442700.88 | 0 | 0 | 0 | 0 | 0 | 0 | 0 | 0 | 0 | 0 |  | 0
Lateral Hardening-Fuse-90890527 | Lateral Hardening | 304401.15 | 0 | 0 | 0 | 0 | 0 | 0 | 0 | 0 | 0 | 0 |  | 0
Lateral Hardening-Fuse-90890647 | Lateral Hardening | 326560.34 | 0 | 0 | 0 | 0 | 0 | 0 | 0 | 0 | 0 | 0 |  | 0
Lateral Hardening-Fuse-90890787 | Lateral Hardening | 176585.79 | 0 | 0 | 0 | 0 | 0 | 0 | 0 | 0 | 0 | 0 |  | 0
Lateral Hardening-Fuse-90890974 | Lateral Hardening | 230235.62 | 0 | 0 | 0 | 0 | 0 | 0 | 0 | 0 | 0 | 0 |  | 0
Lateral Hardening-Fuse-90890976 | Lateral Hardening | 77476.67 | 0 | 0 | 0 | 0 | 0 | 0 | 0 | 0 | 0 | 0 |  | 0
Lateral Hardening-Fuse-90892057 | Lateral Hardening | 83151.1 | 0 | 0 | 0 | 0 | 0 | 0 | 0 | 0 | 0 | 0 |  | 0
Lateral Hardening-Fuse-90892244 | Lateral Hardening | 211688.21 | 0 | 0 | 0 | 0 | 0 | 0 | 0 | 0 | 0 | 0 |  | 0
Lateral Hardening-Fuse-90893446 | Lateral Hardening | 186282.42 | 0 | 0 | 0 | 0 | 0 | 0 | 0 | 0 | 0 | 0 |  | 0
Lateral Hardening-Fuse-90893491 | Lateral Hardening | 184875.77 | 0 | 0 | 0 | 0 | 0 | 0 | 0 | 0 | 0 | 0 |  | 0
Lateral Hardening-Fuse-90893539 | Lateral Hardening | 221048.51 | 0 | 0 | 0 | 0 | 2027 | 0 | 0 | 0 | 0 | 0 |  | 2026 | 2026
Lateral Hardening-Fuse-90893799 | Lateral Hardening | 435339.56 | 0 | 0 | 0 | 0 | 0 | 0 | 0 | 0 | 0 | 0 |  | 0
Lateral Hardening-Fuse-90893899 | Lateral Hardening | 334251.76 | 0 | 0 | 0 | 0 | 0 | 0 | 0 | 0 | 0 | 0 |  | 0
Lateral Hardening-Fuse-90894961 | Lateral Hardening | 137543.42 | 0 | 0 | 0 | 0 | 0 | 0 | 0 | 0 | 0 | 0 |  | 0
Lateral Hardening-Fuse-90896803 | Lateral Hardening | 346869.64 | 0 | 0 | 0 | 0 | 0 | 0 | 0 | 0 | 0 | 0 |  | 0
Lateral Hardening-Fuse-90896805 | Lateral Hardening | 112405.16 | 0 | 0 | 0 | 0 | 0 | 0 | 0 | 0 | 0 | 0 |  | 2026 | 2026
Lateral Hardening-Fuse-90896810 | Lateral Hardening | 108931.62 | 0 | 0 | 0 | 0 | 0 | 0 | 0 | 0 | 0 | 0 |  | 0
Lateral Hardening-Fuse-90896815 | Lateral Hardening | 51099.95 | 0 | 0 | 0 | 0 | 0 | 0 | 0 | 0 | 0 | 0 |  | 0
Lateral Hardening-Fuse-90896817 | Lateral Hardening | 164458.77 | 0 | 0 | 0 | 0 | 0 | 0 | 0 | 0 | 0 | 0 |  | 0
Lateral Hardening-Fuse-90896822 | Lateral Hardening | 139846.84 | 0 | 0 | 0 | 0 | 0 | 0 | 0 | 0 | 0 | 0 |  | 0
Lateral Hardening-Fuse-90896823 | Lateral Hardening | 211184.53 | 0 | 0 | 0 | 0 | 2027 | 0 | 0 | 0 | 0 | 0 |  | 2026 | 2026
Lateral Hardening-Fuse-90897468 | Lateral Hardening | 377402.66 | 0 | 0 | 0 | 0 | 0 | 0 | 0 | 0 | 0 | 0 |  | 0
Lateral Hardening-Fuse-90897708 | Lateral Hardening | 327677.09 | 0 | 0 | 0 | 0 | 0 | 0 | 0 | 0 | 0 | 0 |  | 0
Lateral Hardening-Fuse-90898103 | Lateral Hardening | 54783.11 | 0 | 0 | 0 | 0 | 0 | 0 | 0 | 0 | 0 | 0 |  | 0
Lateral Hardening-Fuse-90898678 | Lateral Hardening | 61672.23 | 0 | 0 | 0 | 0 | 0 | 0 | 0 | 0 | 0 | 0 |  | 0
Lateral Hardening-Fuse-90898679 | Lateral Hardening | 56330.63 | 0 | 0 | 0 | 0 | 0 | 0 | 0 | 0 | 0 | 0 |  | 0
Lateral Hardening-Fuse-90898681 | Lateral Hardening | 414914.11 | 0 | 0 | 0 | 0 | 0 | 0 | 0 | 0 | 0 | 0 |  | 0
Lateral Hardening-Fuse-90899758 | Lateral Hardening | 50000 | 0 | 0 | 0 | 0 | 0 | 0 | 0 | 0 | 0 | 0 |  | 0
Lateral Hardening-Fuse-90900129 | Lateral Hardening | 50000 | 0 | 0 | 0 | 0 | 0 | 0 | 0 | 0 | 0 | 0 |  | 0
Lateral Hardening-Fuse-90900553 | Lateral Hardening | 1320771.75 | 0 | 0 | 0 | 0 | 2026 | 0 | 0 | 0 | 0 | 0 |  | 2027 | 2027
Lateral Hardening-Fuse-90901134 | Lateral Hardening | 257005.79 | 0 | 0 | 0 | 0 | 0 | 0 | 0 | 0 | 0 | 0 |  | 0
Lateral Hardening-Fuse-90901263 | Lateral Hardening | 114219.33 | 0 | 0 | 0 | 0 | 0 | 0 | 0 | 0 | 0 | 0 |  | 0
Lateral Hardening-Fuse-90901279 | Lateral Hardening | 59821.89 | 0 | 0 | 0 | 0 | 0 | 0 | 0 | 0 | 0 | 0 |  | 0
Lateral Hardening-Fuse-90901917 | Lateral Hardening | 697626.24 | 0 | 0 | 0 | 0 | 2024 | 0 | 0 | 0 | 0 | 0 |  | 2024
Lateral Hardening-Fuse-90902098 | Lateral Hardening | 88717.15 | 0 | 0 | 0 | 0 | 0 | 0 | 0 | 0 | 0 | 0 |  | 0
Lateral Hardening-Fuse-90902117 | Lateral Hardening | 99495.85 | 0 | 0 | 0 | 0 | 0 | 0 | 0 | 0 | 0 | 0 |  | 0
Lateral Hardening-Fuse-90902146 | Lateral Hardening | 50000 | 0 | 0 | 0 | 0 | 0 | 0 | 0 | 0 | 0 | 0 |  | 0
Lateral Hardening-Fuse-90902382 | Lateral Hardening | 174301.27 | 0 | 0 | 0 | 0 | 0 | 0 | 0 | 0 | 0 | 0 |  | 0
Lateral Hardening-Fuse-90902561 | Lateral Hardening | 1115850.63 | 0 | 0 | 0 | 0 | 0 | 0 | 0 | 0 | 0 | 0 |  | 0
Lateral Hardening-Fuse-90902615 | Lateral Hardening | 196151.3 | 0 | 0 | 0 | 0 | 0 | 0 | 0 | 0 | 0 | 0 |  | 0
Lateral Hardening-Fuse-90902634 | Lateral Hardening | 269178.6 | 0 | 0 | 0 | 0 | 2024 | 0 | 0 | 0 | 0 | 0 |  | 2024
Lateral Hardening-Fuse-90902669 | Lateral Hardening | 88825.16 | 0 | 0 | 0 | 0 | 0 | 0 | 0 | 0 | 0 | 0 |  | 0
Lateral Hardening-Fuse-90902695 | Lateral Hardening | 109962.49 | 0 | 0 | 0 | 0 | 0 | 0 | 0 | 0 | 0 | 0 |  | 0
Lateral Hardening-Fuse-90902703 | Lateral Hardening | 224243.73 | 0 | 0 | 0 | 0 | 0 | 0 | 0 | 0 | 0 | 0 |  | 0
Lateral Hardening-Fuse-90902710 | Lateral Hardening | 136153.66 | 0 | 0 | 0 | 0 | 0 | 0 | 0 | 0 | 0 | 0 |  | 0
Lateral Hardening-Fuse-90902711 | Lateral Hardening | 310541.03 | 0 | 0 | 0 | 0 | 0 | 0 | 0 | 0 | 0 | 0 |  | 0
Lateral Hardening-Fuse-90902712 | Lateral Hardening | 66063.87 | 0 | 0 | 0 | 0 | 0 | 0 | 0 | 0 | 0 | 0 |  | 2024 | 2024
Lateral Hardening-Fuse-90902720 | Lateral Hardening | 121608.06 | 0 | 0 | 0 | 0 | 0 | 0 | 0 | 0 | 0 | 0 |  | 0
Lateral Hardening-Fuse-90902721 | Lateral Hardening | 144733.58 | 0 | 0 | 0 | 0 | 0 | 0 | 0 | 0 | 0 | 0 |  | 0
Lateral Hardening-Fuse-90902816 | Lateral Hardening | 130622.08 | 0 | 0 | 0 | 0 | 0 | 0 | 0 | 0 | 0 | 0 |  | 0
Lateral Hardening-Fuse-90902817 | Lateral Hardening | 233337.39 | 0 | 0 | 0 | 0 | 0 | 0 | 0 | 0 | 0 | 0 |  | 0
Lateral Hardening-Fuse-90902818 | Lateral Hardening | 206337.11 | 0 | 0 | 0 | 0 | 0 | 0 | 0 | 0 | 0 | 0 |  | 0
Lateral Hardening-Fuse-90902924 | Lateral Hardening | 50000 | 0 | 0 | 0 | 0 | 0 | 0 | 0 | 0 | 0 | 0 |  | 2021 | 2021
Lateral Hardening-Fuse-90902949 | Lateral Hardening | 50664.23 | 0 | 0 | 0 | 0 | 0 | 0 | 0 | 0 | 0 | 0 |  | 0
Lateral Hardening-Fuse-90902959 | Lateral Hardening | 50884.59 | 0 | 0 | 0 | 0 | 0 | 0 | 0 | 0 | 0 | 0 |  | 0
Lateral Hardening-Fuse-90902973 | Lateral Hardening | 56892.27 | 0 | 0 | 0 | 0 | 0 | 0 | 0 | 0 | 0 | 0 |  | 0
Lateral Hardening-Fuse-90903016 | Lateral Hardening | 55449.19 | 0 | 0 | 0 | 0 | 0 | 0 | 0 | 0 | 0 | 0 |  | 0
Lateral Hardening-Fuse-90903019 | Lateral Hardening | 50000 | 0 | 0 | 0 | 0 | 0 | 0 | 0 | 0 | 0 | 0 |  | 0
Lateral Hardening-Fuse-90903021 | Lateral Hardening | 50000 | 0 | 0 | 0 | 0 | 0 | 0 | 0 | 0 | 0 | 0 |  | 0
Lateral Hardening-Fuse-90903187 | Lateral Hardening | 50000 | 0 | 0 | 0 | 0 | 0 | 0 | 0 | 0 | 0 | 0 |  | 0
Lateral Hardening-Fuse-90903214 | Lateral Hardening | 66800.45 | 0 | 0 | 0 | 0 | 0 | 0 | 0 | 0 | 0 | 0 |  | 0
Lateral Hardening-Fuse-90903238 | Lateral Hardening | 54184.99 | 0 | 0 | 0 | 0 | 0 | 0 | 0 | 0 | 0 | 0 |  | 0
Lateral Hardening-Fuse-90903270 | Lateral Hardening | 57679.27 | 0 | 0 | 0 | 0 | 0 | 0 | 0 | 0 | 0 | 0 |  | 0
Lateral Hardening-Fuse-90903273 | Lateral Hardening | 54016.85 | 0 | 0 | 0 | 0 | 0 | 0 | 0 | 0 | 0 | 0 |  | 0
Lateral Hardening-Fuse-90904199 | Lateral Hardening | 193874.05 | 0 | 0 | 0 | 0 | 0 | 0 | 0 | 0 | 0 | 0 |  | 0
Lateral Hardening-Fuse-90904221 | Lateral Hardening | 187093.9 | 0 | 0 | 0 | 0 | 0 | 0 | 0 | 0 | 0 | 0 |  | 0
Lateral Hardening-Fuse-90906115 | Lateral Hardening | 249865.6 | 0 | 0 | 0 | 0 | 0 | 0 | 0 | 0 | 0 | 0 |  | 0
Lateral Hardening-Fuse-90906244 | Lateral Hardening | 232221.64 | 0 | 0 | 0 | 0 | 0 | 0 | 0 | 0 | 0 | 0 |  | 0
Lateral Hardening-Fuse-90906621 | Lateral Hardening | 106448.96 | 0 | 0 | 0 | 0 | 0 | 0 | 0 | 0 | 0 | 0 |  | 0
Lateral Hardening-Fuse-90906952 | Lateral Hardening | 154547.57 | 0 | 0 | 0 | 0 | 0 | 0 | 0 | 0 | 0 | 0 |  | 0
Lateral Hardening-Fuse-90907225 | Lateral Hardening | 398789.06 | 0 | 0 | 0 | 0 | 0 | 0 | 0 | 0 | 0 | 0 |  | 0
Lateral Hardening-Fuse-90907329 | Lateral Hardening | 87764.5 | 0 | 0 | 0 | 0 | 2023 | 0 | 0 | 0 | 0 | 0 |  | 2023
Lateral Hardening-Fuse-90907506 | Lateral Hardening | 168452.05 | 0 | 0 | 0 | 0 | 0 | 0 | 0 | 0 | 0 | 0 |  | 0
Lateral Hardening-Fuse-90907543 | Lateral Hardening | 309175.37 | 0 | 0 | 0 | 0 | 0 | 0 | 0 | 0 | 0 | 0 |  | 0
Lateral Hardening-Fuse-90908558 | Lateral Hardening | 163699.78 | 0 | 0 | 0 | 0 | 0 | 0 | 0 | 0 | 0 | 0 |  | 0
Lateral Hardening-Fuse-90908734 | Lateral Hardening | 103574.28 | 0 | 0 | 0 | 0 | 0 | 0 | 0 | 0 | 0 | 0 |  | 0
Lateral Hardening-Fuse-90908850 | Lateral Hardening | 230697.87 | 0 | 0 | 0 | 0 | 0 | 0 | 0 | 0 | 0 | 0 |  | 0
Lateral Hardening-Fuse-90909033 | Lateral Hardening | 121236.04 | 0 | 0 | 0 | 0 | 0 | 0 | 0 | 0 | 0 | 0 |  | 0
Lateral Hardening-Fuse-90909845 | Lateral Hardening | 52600.25 | 0 | 0 | 0 | 0 | 0 | 0 | 0 | 0 | 0 | 0 |  | 0
Lateral Hardening-Fuse-90910088 | Lateral Hardening | 218972.11 | 0 | 0 | 0 | 0 | 2023 | 0 | 0 | 0 | 0 | 0 |  | 2023
Lateral Hardening-Fuse-90910448 | Lateral Hardening | 218565.8 | 0 | 0 | 0 | 0 | 0 | 0 | 0 | 0 | 0 | 0 |  | 0
Lateral Hardening-Fuse-90910745 | Lateral Hardening | 146505.22 | 0 | 0 | 0 | 0 | 0 | 0 | 0 | 0 | 0 | 0 |  | 0
Lateral Hardening-Fuse-90911087 | Lateral Hardening | 423394.51 | 0 | 0 | 0 | 0 | 2020 | 0 | 0 | 0 | 0 | 0 |  | 2020
Lateral Hardening-Fuse-90911855 | Lateral Hardening | 200547.81 | 0 | 0 | 0 | 0 | 0 | 0 | 0 | 0 | 0 | 0 |  | 0
Lateral Hardening-Fuse-90913088 | Lateral Hardening | 50000 | 0 | 0 | 0 | 0 | 0 | 0 | 0 | 0 | 0 | 0 |  | 0
Lateral Hardening-Fuse-90913915 | Lateral Hardening | 96039.82 | 0 | 0 | 0 | 0 | 0 | 0 | 0 | 0 | 0 | 0 |  | 0
Lateral Hardening-Fuse-90914334 | Lateral Hardening | 97786.96 | 0 | 0 | 0 | 0 | 0 | 0 | 0 | 0 | 0 | 0 |  | 0
Lateral Hardening-Fuse-90914571 | Lateral Hardening | 50000 | 0 | 0 | 0 | 0 | 0 | 0 | 0 | 0 | 0 | 0 |  | 0
Lateral Hardening-Fuse-90915080 | Lateral Hardening | 70638.29 | 0 | 0 | 0 | 0 | 0 | 0 | 0 | 0 | 0 | 0 |  | 0
Lateral Hardening-Fuse-90915082 | Lateral Hardening | 95331.52 | 0 | 0 | 0 | 0 | 0 | 0 | 0 | 0 | 0 | 0 |  | 0
Lateral Hardening-Fuse-90915088 | Lateral Hardening | 50837.37 | 0 | 0 | 0 | 0 | 0 | 0 | 0 | 0 | 0 | 0 |  | 0
Lateral Hardening-Fuse-90915256 | Lateral Hardening | 69444.77 | 0 | 0 | 0 | 0 | 0 | 0 | 0 | 0 | 0 | 0 |  | 0
Lateral Hardening-Fuse-90915815 | Lateral Hardening | 50000 | 0 | 0 | 0 | 0 | 0 | 0 | 0 | 0 | 0 | 0 |  | 0
Lateral Hardening-Fuse-90916286 | Lateral Hardening | 399437.35 | 0 | 0 | 0 | 0 | 0 | 0 | 0 | 0 | 0 | 0 |  | 0
Lateral Hardening-Fuse-90917828 | Lateral Hardening | 646566.95 | 0 | 0 | 0 | 0 | 2026 | 0 | 0 | 0 | 0 | 0 |  | 2024 | 2024
Lateral Hardening-Fuse-90918318 | Lateral Hardening | 59295.49 | 0 | 0 | 0 | 0 | 0 | 0 | 0 | 0 | 0 | 0 |  | 0
Lateral Hardening-Fuse-90918472 | Lateral Hardening | 227157.94 | 0 | 0 | 0 | 0 | 0 | 0 | 0 | 0 | 0 | 0 |  | 0
Lateral Hardening-Fuse-90918937 | Lateral Hardening | 50000 | 0 | 0 | 0 | 0 | 0 | 0 | 0 | 0 | 0 | 0 |  | 0
Lateral Hardening-Fuse-90920899 | Lateral Hardening | 50000 | 0 | 0 | 0 | 0 | 0 | 0 | 0 | 0 | 0 | 0 |  | 0
Lateral Hardening-Fuse-90921411 | Lateral Hardening | 87450.23 | 0 | 0 | 0 | 0 | 0 | 0 | 0 | 0 | 0 | 0 |  | 0
Lateral Hardening-Fuse-90921585 | Lateral Hardening | 88939 | 0 | 0 | 0 | 0 | 0 | 0 | 0 | 0 | 0 | 0 |  | 0
Lateral Hardening-Fuse-90923145 | Lateral Hardening | 632041 | 0 | 0 | 0 | 0 | 0 | 0 | 0 | 0 | 0 | 0 |  | 0
Lateral Hardening-Fuse-90923146 | Lateral Hardening | 217632.14 | 0 | 0 | 0 | 0 | 2027 | 0 | 0 | 0 | 0 | 0 |  | 2026 | 2026
Lateral Hardening-Fuse-90923404 | Lateral Hardening | 113322.34 | 0 | 0 | 0 | 0 | 0 | 0 | 0 | 0 | 0 | 0 |  | 0
Lateral Hardening-Fuse-90923550 | Lateral Hardening | 50000 | 0 | 0 | 0 | 0 | 0 | 0 | 0 | 0 | 0 | 0 |  | 0
Lateral Hardening-Fuse-90924849 | Lateral Hardening | 78677.91 | 0 | 0 | 0 | 0 | 0 | 0 | 0 | 0 | 0 | 0 |  | 0
Lateral Hardening-Fuse-90925082 | Lateral Hardening | 56393.59 | 0 | 0 | 0 | 0 | 0 | 0 | 0 | 0 | 0 | 0 |  | 0
Lateral Hardening-Fuse-90926069 | Lateral Hardening | 93046.3 | 0 | 0 | 0 | 0 | 0 | 0 | 0 | 0 | 0 | 0 |  | 0
Lateral Hardening-Fuse-90926107 | Lateral Hardening | 50000 | 0 | 0 | 0 | 0 | 0 | 0 | 0 | 0 | 0 | 0 |  | 0
Lateral Hardening-Fuse-90926825 | Lateral Hardening | 174881.86 | 0 | 0 | 0 | 0 | 0 | 0 | 0 | 0 | 0 | 0 |  | 0
Lateral Hardening-Fuse-90927732 | Lateral Hardening | 50000 | 0 | 0 | 0 | 0 | 0 | 0 | 0 | 0 | 0 | 0 |  | 0
Lateral Hardening-Fuse-90928013 | Lateral Hardening | 57589.83 | 0 | 0 | 0 | 0 | 0 | 0 | 0 | 0 | 0 | 0 |  | 0
Lateral Hardening-Fuse-90928596 | Lateral Hardening | 327389.47 | 0 | 0 | 0 | 0 | 0 | 0 | 0 | 0 | 0 | 0 |  | 0
Lateral Hardening-Fuse-90928752 | Lateral Hardening | 94571 | 0 | 0 | 0 | 0 | 0 | 0 | 0 | 0 | 0 | 0 |  | 0
Lateral Hardening-Fuse-90928753 | Lateral Hardening | 338894.66 | 0 | 0 | 0 | 0 | 0 | 0 | 0 | 0 | 0 | 0 |  | 0
Lateral Hardening-Fuse-90928809 | Lateral Hardening | 63657.45 | 0 | 0 | 0 | 0 | 0 | 0 | 0 | 0 | 0 | 0 |  | 0
Lateral Hardening-Fuse-90928856 | Lateral Hardening | 417887.72 | 0 | 0 | 0 | 0 | 2027 | 0 | 0 | 0 | 0 | 0 |  | 2026 | 2026
Lateral Hardening-Fuse-90929181 | Lateral Hardening | 226154.19 | 0 | 0 | 0 | 0 | 2021 | 0 | 0 | 0 | 0 | 0 |  | 2021
Lateral Hardening-Fuse-90929753 | Lateral Hardening | 50000 | 0 | 0 | 0 | 0 | 0 | 0 | 0 | 0 | 0 | 0 |  | 0
Lateral Hardening-Fuse-90931087 | Lateral Hardening | 51451.23 | 0 | 0 | 0 | 0 | 0 | 0 | 0 | 0 | 0 | 0 |  | 0
Lateral Hardening-Fuse-90932106 | Lateral Hardening | 152118.66 | 0 | 0 | 0 | 0 | 2021 | 0 | 0 | 0 | 0 | 0 |  | 2021
Lateral Hardening-Fuse-90932283 | Lateral Hardening | 50000 | 0 | 0 | 0 | 0 | 2021 | 0 | 0 | 0 | 0 | 0 |  | 2021
Lateral Hardening-Fuse-90935854 | Lateral Hardening | 234801.01 | 0 | 0 | 0 | 0 | 0 | 0 | 0 | 0 | 0 | 0 |  | 0
Lateral Hardening-Fuse-90936887 | Lateral Hardening | 408391.29 | 0 | 0 | 0 | 0 | 0 | 0 | 0 | 0 | 0 | 0 |  | 0
Lateral Hardening-Fuse-90938151 | Lateral Hardening | 115411.5 | 0 | 0 | 0 | 0 | 0 | 0 | 0 | 0 | 0 | 0 |  | 0
Lateral Hardening-Fuse-90938257 | Lateral Hardening | 54919.77 | 0 | 0 | 0 | 0 | 0 | 0 | 0 | 0 | 0 | 0 |  | 0
Lateral Hardening-Fuse-90939830 | Lateral Hardening | 56892.27 | 0 | 0 | 0 | 0 | 0 | 0 | 0 | 0 | 0 | 0 |  | 0
Lateral Hardening-Fuse-90939931 | Lateral Hardening | 56676.91 | 0 | 0 | 0 | 0 | 0 | 0 | 0 | 0 | 0 | 0 |  | 0
Lateral Hardening-Fuse-90940109 | Lateral Hardening | 193307.85 | 0 | 0 | 0 | 0 | 0 | 0 | 0 | 0 | 0 | 0 |  | 0
Lateral Hardening-Fuse-90941517 | Lateral Hardening | 109534.74 | 0 | 0 | 0 | 0 | 0 | 0 | 0 | 0 | 0 | 0 |  | 0
Lateral Hardening-Fuse-90942159 | Lateral Hardening | 262462.62 | 0 | 0 | 0 | 0 | 0 | 0 | 0 | 0 | 0 | 0 |  | 0
Lateral Hardening-Fuse-90942297 | Lateral Hardening | 386232.8 | 0 | 0 | 0 | 0 | 0 | 0 | 0 | 0 | 0 | 0 |  | 0
Lateral Hardening-Fuse-90942947 | Lateral Hardening | 50000 | 0 | 0 | 0 | 0 | 0 | 0 | 0 | 0 | 0 | 0 |  | 0
Lateral Hardening-Fuse-90944548 | Lateral Hardening | 50000 | 0 | 0 | 0 | 0 | 0 | 0 | 0 | 0 | 0 | 0 |  | 0
Lateral Hardening-Fuse-90944590 | Lateral Hardening | 742030.68 | 0 | 0 | 0 | 0 | 0 | 0 | 0 | 0 | 0 | 0 |  | 0
Lateral Hardening-Fuse-90944607 | Lateral Hardening | 174635.98 | 0 | 0 | 0 | 0 | 2026 | 0 | 0 | 0 | 0 | 0 |  | 2025 | 2025
Lateral Hardening-Fuse-90944614 | Lateral Hardening | 242885.95 | 0 | 0 | 0 | 0 | 0 | 0 | 0 | 0 | 0 | 0 |  | 0
Lateral Hardening-Fuse-90944623 | Lateral Hardening | 176963.1 | 0 | 0 | 0 | 0 | 2026 | 0 | 0 | 0 | 0 | 0 |  | 2025 | 2025
Lateral Hardening-Fuse-90944629 | Lateral Hardening | 67616.87 | 0 | 0 | 0 | 0 | 0 | 0 | 0 | 0 | 0 | 0 |  | 0
Lateral Hardening-Fuse-90944811 | Lateral Hardening | 950450.77 | 0 | 0 | 0 | 0 | 0 | 0 | 0 | 0 | 0 | 0 |  | 0
Lateral Hardening-Fuse-90945014 | Lateral Hardening | 394177.6 | 0 | 0 | 0 | 0 | 0 | 0 | 0 | 0 | 0 | 0 |  | 0
Lateral Hardening-Fuse-90945442 | Lateral Hardening | 50000 | 0 | 0 | 0 | 0 | 0 | 0 | 0 | 0 | 0 | 0 |  | 0
Lateral Hardening-Fuse-90945491 | Lateral Hardening | 235315.43 | 0 | 0 | 0 | 0 | 0 | 0 | 0 | 0 | 0 | 0 |  | 0
Lateral Hardening-Fuse-90946068 | Lateral Hardening | 151075.41 | 0 | 0 | 0 | 0 | 0 | 0 | 0 | 0 | 0 | 0 |  | 0
Lateral Hardening-Fuse-90946552 | Lateral Hardening | 50000 | 0 | 0 | 0 | 0 | 0 | 0 | 0 | 0 | 0 | 0 |  | 0
Lateral Hardening-Fuse-90946553 | Lateral Hardening | 73037.25 | 0 | 0 | 0 | 0 | 0 | 0 | 0 | 0 | 0 | 0 |  | 0
Lateral Hardening-Fuse-90951581 | Lateral Hardening | 771263.34 | 0 | 0 | 0 | 0 | 0 | 0 | 0 | 0 | 0 | 0 |  | 0
Lateral Hardening-Fuse-90951647 | Lateral Hardening | 273986.48 | 0 | 0 | 0 | 0 | 0 | 0 | 0 | 0 | 0 | 0 |  | 0
Lateral Hardening-Fuse-90951649 | Lateral Hardening | 96680.16 | 0 | 0 | 0 | 0 | 0 | 0 | 0 | 0 | 0 | 0 |  | 0
Lateral Hardening-Fuse-90953790 | Lateral Hardening | 241411.74 | 0 | 0 | 0 | 0 | 0 | 0 | 0 | 0 | 0 | 0 |  | 0
Lateral Hardening-Fuse-90956068 | Lateral Hardening | 124818.28 | 0 | 0 | 0 | 0 | 0 | 0 | 0 | 0 | 0 | 0 |  | 0
Lateral Hardening-Fuse-90956104 | Lateral Hardening | 57825.93 | 0 | 0 | 0 | 0 | 0 | 0 | 0 | 0 | 0 | 0 |  | 0
Lateral Hardening-Fuse-90956262 | Lateral Hardening | 50000 | 0 | 0 | 0 | 0 | 0 | 0 | 0 | 0 | 0 | 0 |  | 0
Lateral Hardening-Fuse-90956263 | Lateral Hardening | 60244.89 | 0 | 0 | 0 | 0 | 0 | 0 | 0 | 0 | 0 | 0 |  | 0
Lateral Hardening-Fuse-90956555 | Lateral Hardening | 261838.76 | 0 | 0 | 0 | 0 | 0 | 0 | 0 | 0 | 0 | 0 |  | 0
Lateral Hardening-Fuse-90956682 | Lateral Hardening | 111255.4 | 0 | 0 | 0 | 0 | 0 | 0 | 0 | 0 | 0 | 0 |  | 0
Lateral Hardening-Fuse-90957442 | Lateral Hardening | 148461.93 | 0 | 0 | 0 | 0 | 0 | 0 | 0 | 0 | 0 | 0 |  | 0
Lateral Hardening-Fuse-90957706 | Lateral Hardening | 465781.41 | 0 | 0 | 0 | 0 | 0 | 0 | 0 | 0 | 0 | 0 |  | 0
Lateral Hardening-Fuse-90957708 | Lateral Hardening | 246889.44 | 0 | 0 | 0 | 0 | 0 | 0 | 0 | 0 | 0 | 0 |  | 0
Lateral Hardening-Fuse-90957752 | Lateral Hardening | 178689.95 | 0 | 0 | 0 | 0 | 0 | 0 | 0 | 0 | 0 | 0 |  | 0
Lateral Hardening-Fuse-90957941 | Lateral Hardening | 124115.72 | 0 | 0 | 0 | 0 | 0 | 0 | 0 | 0 | 0 | 0 |  | 0
Lateral Hardening-Fuse-90957969 | Lateral Hardening | 157513.17 | 0 | 0 | 0 | 0 | 0 | 0 | 0 | 0 | 0 | 0 |  | 0
Lateral Hardening-Fuse-90958229 | Lateral Hardening | 54504.79 | 0 | 0 | 0 | 0 | 0 | 0 | 0 | 0 | 0 | 0 |  | 0
Lateral Hardening-Fuse-90958675 | Lateral Hardening | 186460.46 | 0 | 0 | 0 | 0 | 0 | 0 | 0 | 0 | 0 | 0 |  | 0
Lateral Hardening-Fuse-90958704 | Lateral Hardening | 111643.9 | 0 | 0 | 0 | 0 | 0 | 0 | 0 | 0 | 0 | 0 |  | 0
Lateral Hardening-Fuse-90958947 | Lateral Hardening | 608168.68 | 0 | 0 | 0 | 0 | 0 | 0 | 0 | 0 | 0 | 0 |  | 0
Lateral Hardening-Fuse-90959113 | Lateral Hardening | 114902.08 | 0 | 0 | 0 | 0 | 0 | 0 | 0 | 0 | 0 | 0 |  | 0
Lateral Hardening-Fuse-90959251 | Lateral Hardening | 50000 | 0 | 0 | 0 | 0 | 0 | 0 | 0 | 0 | 0 | 0 |  | 0
Lateral Hardening-Fuse-90959317 | Lateral Hardening | 242151.54 | 0 | 0 | 0 | 0 | 2022 | 0 | 0 | 0 | 0 | 0 |  | 2022
Lateral Hardening-Fuse-90959586 | Lateral Hardening | 336570.14 | 0 | 0 | 0 | 0 | 0 | 0 | 0 | 0 | 0 | 0 |  | 0
Lateral Hardening-Fuse-90959588 | Lateral Hardening | 108249.06 | 0 | 0 | 0 | 0 | 0 | 0 | 0 | 0 | 0 | 0 |  | 0
Lateral Hardening-Fuse-90959668 | Lateral Hardening | 50000 | 0 | 0 | 0 | 0 | 0 | 0 | 0 | 0 | 0 | 0 |  | 0
Lateral Hardening-Fuse-90960042 | Lateral Hardening | 149076.58 | 0 | 0 | 0 | 0 | 0 | 0 | 0 | 0 | 0 | 0 |  | 0
Lateral Hardening-Fuse-90960976 | Lateral Hardening | 201899.41 | 0 | 0 | 0 | 0 | 0 | 0 | 0 | 0 | 0 | 0 |  | 0
Lateral Hardening-Fuse-90961183 | Lateral Hardening | 57962.59 | 0 | 0 | 0 | 0 | 0 | 0 | 0 | 0 | 0 | 0 |  | 0
Lateral Hardening-Fuse-90961574 | Lateral Hardening | 54819.59 | 0 | 0 | 0 | 0 | 0 | 0 | 0 | 0 | 0 | 0 |  | 0
Lateral Hardening-Fuse-90961596 | Lateral Hardening | 239220.94 | 0 | 0 | 0 | 0 | 0 | 0 | 0 | 0 | 0 | 0 |  | 0
Lateral Hardening-Fuse-90961625 | Lateral Hardening | 160204.91 | 0 | 0 | 0 | 0 | 0 | 0 | 0 | 0 | 0 | 0 |  | 0
Lateral Hardening-Fuse-90961817 | Lateral Hardening | 50000 | 0 | 0 | 0 | 0 | 0 | 0 | 0 | 0 | 0 | 0 |  | 0
Lateral Hardening-Fuse-90962377 | Lateral Hardening | 68859.67 | 0 | 0 | 0 | 0 | 0 | 0 | 0 | 0 | 0 | 0 |  | 0
Lateral Hardening-Fuse-90962444 | Lateral Hardening | 83798.43 | 0 | 0 | 0 | 0 | 0 | 0 | 0 | 0 | 0 | 0 |  | 0
Lateral Hardening-Fuse-90962551 | Lateral Hardening | 267123.7 | 0 | 0 | 0 | 0 | 2029 | 0 | 0 | 0 | 0 | 0 |  | 2029
Lateral Hardening-Fuse-90962667 | Lateral Hardening | 237413.06 | 0 | 0 | 0 | 0 | 0 | 0 | 0 | 0 | 0 | 0 |  | 0
Lateral Hardening-Fuse-90962886 | Lateral Hardening | 109184.33 | 0 | 0 | 0 | 0 | 0 | 0 | 0 | 0 | 0 | 0 |  | 0
Lateral Hardening-Fuse-90963046 | Lateral Hardening | 104193.14 | 0 | 0 | 0 | 0 | 0 | 0 | 0 | 0 | 0 | 0 |  | 0
Lateral Hardening-Fuse-90963284 | Lateral Hardening | 50000 | 0 | 0 | 0 | 0 | 0 | 0 | 0 | 0 | 0 | 0 |  | 0
Lateral Hardening-Fuse-90963649 | Lateral Hardening | 121748.98 | 0 | 0 | 0 | 0 | 2027 | 0 | 0 | 0 | 0 | 0 |  | 2027
Lateral Hardening-Fuse-90964790 | Lateral Hardening | 71803.05 | 0 | 0 | 0 | 0 | 0 | 0 | 0 | 0 | 0 | 0 |  | 0
Lateral Hardening-Fuse-90965431 | Lateral Hardening | 60942.45 | 0 | 0 | 0 | 0 | 0 | 0 | 0 | 0 | 0 | 0 |  | 0
Lateral Hardening-Fuse-90965575 | Lateral Hardening | 154878.11 | 0 | 0 | 0 | 0 | 0 | 0 | 0 | 0 | 0 | 0 |  | 0
Lateral Hardening-Fuse-90967697 | Lateral Hardening | 591901.11 | 0 | 0 | 0 | 0 | 0 | 0 | 0 | 0 | 0 | 0 |  | 0
Lateral Hardening-Fuse-90968441 | Lateral Hardening | 148029.45 | 0 | 0 | 0 | 0 | 0 | 0 | 0 | 0 | 0 | 0 |  | 0
Lateral Hardening-Fuse-90968445 | Lateral Hardening | 57128.37 | 0 | 0 | 0 | 0 | 0 | 0 | 0 | 0 | 0 | 0 |  | 0
Lateral Hardening-Fuse-90968819 | Lateral Hardening | 379535.66 | 0 | 0 | 0 | 0 | 2029 | 0 | 0 | 0 | 0 | 0 |  | 2029
Lateral Hardening-Fuse-90969099 | Lateral Hardening | 74549.53 | 0 | 0 | 0 | 0 | 0 | 0 | 0 | 0 | 0 | 0 |  | 0
Lateral Hardening-Fuse-90969777 | Lateral Hardening | 315660.2 | 0 | 0 | 0 | 0 | 0 | 0 | 0 | 0 | 0 | 0 |  | 0
Lateral Hardening-Fuse-90970017 | Lateral Hardening | 75493.53 | 0 | 0 | 0 | 0 | 0 | 0 | 0 | 0 | 0 | 0 |  | 0
Lateral Hardening-Fuse-90970108 | Lateral Hardening | 204688.12 | 0 | 0 | 0 | 0 | 0 | 0 | 0 | 0 | 0 | 0 |  | 0
Lateral Hardening-Fuse-90970114 | Lateral Hardening | 375872.13 | 0 | 0 | 0 | 0 | 0 | 0 | 0 | 0 | 0 | 0 |  | 0
Lateral Hardening-Fuse-90970804 | Lateral Hardening | 53450.21 | 0 | 0 | 0 | 0 | 0 | 0 | 0 | 0 | 0 | 0 |  | 0
Lateral Hardening-Fuse-90970824 | Lateral Hardening | 143760.67 | 0 | 0 | 0 | 0 | 0 | 0 | 0 | 0 | 0 | 0 |  | 0
Lateral Hardening-Fuse-90971019 | Lateral Hardening | 116013.58 | 0 | 0 | 0 | 0 | 0 | 0 | 0 | 0 | 0 | 0 |  | 0
Lateral Hardening-Fuse-90971685 | Lateral Hardening | 50000 | 0 | 0 | 0 | 0 | 0 | 0 | 0 | 0 | 0 | 0 |  | 0
Lateral Hardening-Fuse-90972249 | Lateral Hardening | 102588.1 | 0 | 0 | 0 | 0 | 0 | 0 | 0 | 0 | 0 | 0 |  | 0
Lateral Hardening-Fuse-90972505 | Lateral Hardening | 201762.57 | 0 | 0 | 0 | 0 | 0 | 0 | 0 | 0 | 0 | 0 |  | 0
Lateral Hardening-Fuse-90972723 | Lateral Hardening | 50000 | 0 | 0 | 0 | 0 | 0 | 0 | 0 | 0 | 0 | 0 |  | 0
Lateral Hardening-Fuse-90972726 | Lateral Hardening | 635397.06 | 0 | 0 | 0 | 0 | 0 | 0 | 0 | 0 | 0 | 0 |  | 0
Lateral Hardening-Fuse-90973021 | Lateral Hardening | 73140.95 | 0 | 0 | 0 | 0 | 0 | 0 | 0 | 0 | 0 | 0 |  | 0
Lateral Hardening-Fuse-90973649 | Lateral Hardening | 110929.86 | 0 | 0 | 0 | 0 | 0 | 0 | 0 | 0 | 0 | 0 |  | 0
Lateral Hardening-Fuse-90973887 | Lateral Hardening | 170001.78 | 0 | 0 | 0 | 0 | 0 | 0 | 0 | 0 | 0 | 0 |  | 0
Lateral Hardening-Fuse-90974204 | Lateral Hardening | 60244.89 | 0 | 0 | 0 | 0 | 0 | 0 | 0 | 0 | 0 | 0 |  | 0
Lateral Hardening-Fuse-90974743 | Lateral Hardening | 51986.39 | 0 | 0 | 0 | 0 | 0 | 0 | 0 | 0 | 0 | 0 |  | 0
Lateral Hardening-Fuse-90975083 | Lateral Hardening | 158634.97 | 0 | 0 | 0 | 0 | 0 | 0 | 0 | 0 | 0 | 0 |  | 0
Lateral Hardening-Fuse-90975467 | Lateral Hardening | 109456.04 | 0 | 0 | 0 | 0 | 0 | 0 | 0 | 0 | 0 | 0 |  | 0
Lateral Hardening-Fuse-90975784 | Lateral Hardening | 50000 | 0 | 0 | 0 | 0 | 0 | 0 | 0 | 0 | 0 | 0 |  | 0
Lateral Hardening-Fuse-90976010 | Lateral Hardening | 103752.42 | 0 | 0 | 0 | 0 | 0 | 0 | 0 | 0 | 0 | 0 |  | 0
Lateral Hardening-Fuse-90976241 | Lateral Hardening | 144710.86 | 0 | 0 | 0 | 0 | 0 | 0 | 0 | 0 | 0 | 0 |  | 0
Lateral Hardening-Fuse-90976603 | Lateral Hardening | 177371.31 | 0 | 0 | 0 | 0 | 0 | 0 | 0 | 0 | 0 | 0 |  | 0
Lateral Hardening-Fuse-90976646 | Lateral Hardening | 76494.83 | 0 | 0 | 0 | 0 | 2029 | 0 | 0 | 0 | 0 | 0 |  | 2024 | 2024
Lateral Hardening-Fuse-90976722 | Lateral Hardening | 55039.95 | 0 | 0 | 0 | 0 | 0 | 0 | 0 | 0 | 0 | 0 |  | 0
Lateral Hardening-Fuse-90976793 | Lateral Hardening | 50000 | 0 | 0 | 0 | 0 | 0 | 0 | 0 | 0 | 0 | 0 |  | 0
Lateral Hardening-Fuse-90977020 | Lateral Hardening | 376162.19 | 0 | 0 | 0 | 0 | 2023 | 0 | 0 | 0 | 0 | 0 |  | 2025 | 2025
Lateral Hardening-Fuse-90977495 | Lateral Hardening | 112726.06 | 0 | 0 | 0 | 0 | 0 | 0 | 0 | 0 | 0 | 0 |  | 0
Lateral Hardening-Fuse-90978068 | Lateral Hardening | 53103.93 | 0 | 0 | 0 | 0 | 0 | 0 | 0 | 0 | 0 | 0 |  | 0
Lateral Hardening-Fuse-90978630 | Lateral Hardening | 170749.15 | 0 | 0 | 0 | 0 | 0 | 0 | 0 | 0 | 0 | 0 |  | 0
Lateral Hardening-Fuse-90978864 | Lateral Hardening | 61572.05 | 0 | 0 | 0 | 0 | 0 | 0 | 0 | 0 | 0 | 0 |  | 0
Lateral Hardening-Fuse-90978927 | Lateral Hardening | 58844.03 | 0 | 0 | 0 | 0 | 0 | 0 | 0 | 0 | 0 | 0 |  | 0
Lateral Hardening-Fuse-90979277 | Lateral Hardening | 98306.93 | 0 | 0 | 0 | 0 | 0 | 0 | 0 | 0 | 0 | 0 |  | 0
Lateral Hardening-Fuse-90979291 | Lateral Hardening | 177198.17 | 0 | 0 | 0 | 0 | 0 | 0 | 0 | 0 | 0 | 0 |  | 0
Lateral Hardening-Fuse-90980355 | Lateral Hardening | 73432.03 | 0 | 0 | 0 | 0 | 0 | 0 | 0 | 0 | 0 | 0 |  | 0
Lateral Hardening-Fuse-90980361 | Lateral Hardening | 106313.04 | 0 | 0 | 0 | 0 | 0 | 0 | 0 | 0 | 0 | 0 |  | 0
Lateral Hardening-Fuse-90980851 | Lateral Hardening | 50000 | 0 | 0 | 0 | 0 | 0 | 0 | 0 | 0 | 0 | 0 |  | 0
Lateral Hardening-Fuse-90982171 | Lateral Hardening | 366751.51 | 0 | 0 | 0 | 0 | 0 | 0 | 0 | 0 | 0 | 0 |  | 0
Lateral Hardening-Fuse-90982673 | Lateral Hardening | 60885.23 | 0 | 0 | 0 | 0 | 0 | 0 | 0 | 0 | 0 | 0 |  | 0
Lateral Hardening-Fuse-90983867 | Lateral Hardening | 236699.76 | 0 | 0 | 0 | 0 | 0 | 0 | 0 | 0 | 0 | 0 |  | 0
Lateral Hardening-Fuse-90985201 | Lateral Hardening | 56887.27 | 0 | 0 | 0 | 0 | 0 | 0 | 0 | 0 | 0 | 0 |  | 0
Lateral Hardening-Fuse-90985465 | Lateral Hardening | 103941.3 | 0 | 0 | 0 | 0 | 0 | 0 | 0 | 0 | 0 | 0 |  | 0
Lateral Hardening-Fuse-90986746 | Lateral Hardening | 80761.33 | 0 | 0 | 0 | 0 | 0 | 0 | 0 | 0 | 0 | 0 |  | 2025 | 2025
Lateral Hardening-Fuse-90986964 | Lateral Hardening | 73814.88 | 0 | 0 | 0 | 0 | 0 | 0 | 0 | 0 | 0 | 0 |  | 0
Lateral Hardening-Fuse-90987484 | Lateral Hardening | 157344.29 | 0 | 0 | 0 | 0 | 0 | 0 | 0 | 0 | 0 | 0 |  | 0
Lateral Hardening-Fuse-90987897 | Lateral Hardening | 52778.39 | 0 | 0 | 0 | 0 | 0 | 0 | 0 | 0 | 0 | 0 |  | 0
Lateral Hardening-Fuse-90988080 | Lateral Hardening | 113280.86 | 0 | 0 | 0 | 0 | 2029 | 0 | 0 | 0 | 0 | 0 |  | 0 | 0
Lateral Hardening-Fuse-90988535 | Lateral Hardening | 741258.69 | 0 | 0 | 0 | 0 | 0 | 0 | 0 | 0 | 0 | 0 |  | 0
Lateral Hardening-Fuse-90988631 | Lateral Hardening | 373559.04 | 0 | 0 | 0 | 0 | 0 | 0 | 0 | 0 | 0 | 0 |  | 0
Lateral Hardening-Fuse-90988675 | Lateral Hardening | 171942.49 | 0 | 0 | 0 | 0 | 0 | 0 | 0 | 0 | 0 | 0 |  | 0
Lateral Hardening-Fuse-90988755 | Lateral Hardening | 336195.02 | 0 | 0 | 0 | 0 | 2025 | 0 | 0 | 0 | 0 | 0 |  | 2025
Lateral Hardening-Fuse-90988843 | Lateral Hardening | 183145.1 | 0 | 0 | 0 | 0 | 2027 | 0 | 0 | 0 | 0 | 0 |  | 2028 | 2028
Lateral Hardening-Fuse-90989170 | Lateral Hardening | 815325.52 | 0 | 0 | 0 | 0 | 0 | 0 | 0 | 0 | 0 | 0 |  | 0
Lateral Hardening-Fuse-90989579 | Lateral Hardening | 70986.05 | 0 | 0 | 0 | 0 | 0 | 0 | 0 | 0 | 0 | 0 |  | 0
Lateral Hardening-Fuse-90990044 | Lateral Hardening | 150870.15 | 0 | 0 | 0 | 0 | 0 | 0 | 0 | 0 | 0 | 0 |  | 0
Lateral Hardening-Fuse-90990445 | Lateral Hardening | 50000 | 0 | 0 | 0 | 0 | 0 | 0 | 0 | 0 | 0 | 0 |  | 0
Lateral Hardening-Fuse-90991379 | Lateral Hardening | 67076.05 | 0 | 0 | 0 | 0 | 0 | 0 | 0 | 0 | 0 | 0 |  | 0
Lateral Hardening-Fuse-90991563 | Lateral Hardening | 50000 | 0 | 0 | 0 | 0 | 0 | 0 | 0 | 0 | 0 | 0 |  | 0
Lateral Hardening-Fuse-90992396 | Lateral Hardening | 58623.67 | 0 | 0 | 0 | 0 | 0 | 0 | 0 | 0 | 0 | 0 |  | 0
Lateral Hardening-Fuse-90992463 | Lateral Hardening | 53807.23 | 0 | 0 | 0 | 0 | 0 | 0 | 0 | 0 | 0 | 0 |  | 0
Lateral Hardening-Fuse-90993802 | Lateral Hardening | 184282.65 | 0 | 0 | 0 | 0 | 0 | 0 | 0 | 0 | 0 | 0 |  | 0
Lateral Hardening-Fuse-90993877 | Lateral Hardening | 50000 | 0 | 0 | 0 | 0 | 0 | 0 | 0 | 0 | 0 | 0 |  | 0
Lateral Hardening-Fuse-90993899 | Lateral Hardening | 468724 | 0 | 0 | 0 | 0 | 2024 | 0 | 0 | 0 | 0 | 0 |  | 2029 | 2029
Lateral Hardening-Fuse-90995706 | Lateral Hardening | 364163.79 | 0 | 0 | 0 | 0 | 0 | 0 | 0 | 0 | 0 | 0 |  | 0
Lateral Hardening-Fuse-90996053 | Lateral Hardening | 108241.93 | 0 | 0 | 0 | 0 | 2028 | 0 | 0 | 0 | 0 | 0 |  | 0 | 0
Lateral Hardening-Fuse-90996152 | Lateral Hardening | 162532.6 | 0 | 0 | 0 | 0 | 0 | 0 | 0 | 0 | 0 | 0 |  | 0
Lateral Hardening-Fuse-90997195 | Lateral Hardening | 50000 | 0 | 0 | 0 | 0 | 0 | 0 | 0 | 0 | 0 | 0 |  | 0
Lateral Hardening-Fuse-90997260 | Lateral Hardening | 59898.61 | 0 | 0 | 0 | 0 | 0 | 0 | 0 | 0 | 0 | 0 |  | 0
Lateral Hardening-Fuse-90997578 | Lateral Hardening | 65947.77 | 0 | 0 | 0 | 0 | 0 | 0 | 0 | 0 | 0 | 0 |  | 0
Lateral Hardening-Fuse-90998176 | Lateral Hardening | 50000 | 0 | 0 | 0 | 0 | 0 | 0 | 0 | 0 | 0 | 0 |  | 0
Lateral Hardening-Fuse-90998386 | Lateral Hardening | 97865.66 | 0 | 0 | 0 | 0 | 0 | 0 | 0 | 0 | 0 | 0 |  | 0
Lateral Hardening-Fuse-90998414 | Lateral Hardening | 62434.73 | 0 | 0 | 0 | 0 | 2021 | 0 | 0 | 0 | 0 | 0 |  | 2021
Lateral Hardening-Fuse-90998652 | Lateral Hardening | 50000 | 0 | 0 | 0 | 0 | 0 | 0 | 0 | 0 | 0 | 0 |  | 0
Lateral Hardening-Fuse-90998681 | Lateral Hardening | 88451.53 | 0 | 0 | 0 | 0 | 0 | 0 | 0 | 0 | 0 | 0 |  | 0
Lateral Hardening-Fuse-90998981 | Lateral Hardening | 220051.89 | 0 | 0 | 0 | 0 | 0 | 0 | 0 | 0 | 0 | 0 |  | 0
Lateral Hardening-Fuse-90999164 | Lateral Hardening | 150061.67 | 0 | 0 | 0 | 0 | 0 | 0 | 0 | 0 | 0 | 0 |  | 0
Lateral Hardening-Fuse-91000018 | Lateral Hardening | 165151.84 | 0 | 0 | 0 | 0 | 0 | 0 | 0 | 0 | 0 | 0 |  | 0
Lateral Hardening-Fuse-91000129 | Lateral Hardening | 51860.47 | 0 | 0 | 0 | 0 | 0 | 0 | 0 | 0 | 0 | 0 |  | 0
Lateral Hardening-Fuse-91000223 | Lateral Hardening | 82839.01 | 0 | 0 | 0 | 0 | 0 | 0 | 0 | 0 | 0 | 0 |  | 0
Lateral Hardening-Fuse-91000765 | Lateral Hardening | 220991.29 | 0 | 0 | 0 | 0 | 0 | 0 | 0 | 0 | 0 | 0 |  | 0
Lateral Hardening-Fuse-91001447 | Lateral Hardening | 56997.45 | 0 | 0 | 0 | 0 | 0 | 0 | 0 | 0 | 0 | 0 |  | 0
Lateral Hardening-Fuse-91001566 | Lateral Hardening | 153667.66 | 0 | 0 | 0 | 0 | 0 | 0 | 0 | 0 | 0 | 0 |  | 0
Lateral Hardening-Fuse-91001901 | Lateral Hardening | 247773.51 | 0 | 0 | 0 | 0 | 0 | 0 | 0 | 0 | 0 | 0 |  | 0
Lateral Hardening-Fuse-91002011 | Lateral Hardening | 175019.4 | 0 | 0 | 0 | 0 | 0 | 0 | 0 | 0 | 0 | 0 |  | 0
Lateral Hardening-Fuse-91002255 | Lateral Hardening | 232784.02 | 0 | 0 | 0 | 0 | 0 | 0 | 0 | 0 | 0 | 0 |  | 0
Lateral Hardening-Fuse-91002672 | Lateral Hardening | 159188.5 | 0 | 0 | 0 | 0 | 0 | 0 | 0 | 0 | 0 | 0 |  | 0
Lateral Hardening-Fuse-91002749 | Lateral Hardening | 74637.73 | 0 | 0 | 0 | 0 | 0 | 0 | 0 | 0 | 0 | 0 |  | 0
Lateral Hardening-Fuse-91004060 | Lateral Hardening | 91423.05 | 0 | 0 | 0 | 0 | 0 | 0 | 0 | 0 | 0 | 0 |  | 0
Lateral Hardening-Fuse-91004089 | Lateral Hardening | 340882.95 | 0 | 0 | 0 | 0 | 0 | 0 | 0 | 0 | 0 | 0 |  | 0
Lateral Hardening-Fuse-91004837 | Lateral Hardening | 208581.52 | 0 | 0 | 0 | 0 | 2022 | 0 | 0 | 0 | 0 | 0 |  | 2022
Lateral Hardening-Fuse-91004843 | Lateral Hardening | 324982.18 | 0 | 0 | 0 | 0 | 2022 | 0 | 0 | 0 | 0 | 0 |  | 2022
Lateral Hardening-Fuse-91005084 | Lateral Hardening | 165146.33 | 0 | 0 | 0 | 0 | 0 | 0 | 0 | 0 | 0 | 0 |  | 0
Lateral Hardening-Fuse-91005141 | Lateral Hardening | 152188.1 | 0 | 0 | 0 | 0 | 0 | 0 | 0 | 0 | 0 | 0 |  | 0
Lateral Hardening-Fuse-91005725 | Lateral Hardening | 57049.67 | 0 | 0 | 0 | 0 | 0 | 0 | 0 | 0 | 0 | 0 |  | 0
Lateral Hardening-Fuse-91006500 | Lateral Hardening | 212328.55 | 0 | 0 | 0 | 0 | 0 | 0 | 0 | 0 | 0 | 0 |  | 0
Lateral Hardening-Fuse-91006641 | Lateral Hardening | 210380.26 | 0 | 0 | 0 | 0 | 0 | 0 | 0 | 0 | 0 | 0 |  | 0
Lateral Hardening-Fuse-91006714 | Lateral Hardening | 113276.65 | 0 | 0 | 0 | 0 | 0 | 0 | 0 | 0 | 0 | 0 |  | 0
Lateral Hardening-Fuse-91006869 | Lateral Hardening | 303392.19 | 0 | 0 | 0 | 0 | 0 | 0 | 0 | 0 | 0 | 0 |  | 0
Lateral Hardening-Fuse-91007463 | Lateral Hardening | 51766.03 | 0 | 0 | 0 | 0 | 0 | 0 | 0 | 0 | 0 | 0 |  | 0
Lateral Hardening-Fuse-91007520 | Lateral Hardening | 262991.06 | 0 | 0 | 0 | 0 | 0 | 0 | 0 | 0 | 0 | 0 |  | 0
Lateral Hardening-Fuse-91007675 | Lateral Hardening | 309101.02 | 0 | 0 | 0 | 0 | 0 | 0 | 0 | 0 | 0 | 0 |  | 0
Lateral Hardening-Fuse-91007734 | Lateral Hardening | 559564.97 | 0 | 0 | 0 | 0 | 2023 | 0 | 0 | 0 | 0 | 0 |  | 2022 | 2022
Lateral Hardening-Fuse-91007833 | Lateral Hardening | 83475.05 | 0 | 0 | 0 | 0 | 0 | 0 | 0 | 0 | 0 | 0 |  | 0
Lateral Hardening-Fuse-91007877 | Lateral Hardening | 218376.75 | 0 | 0 | 0 | 0 | 2028 | 0 | 0 | 0 | 0 | 0 |  | 2027 | 2027
Lateral Hardening-Fuse-91008006 | Lateral Hardening | 258323.05 | 0 | 0 | 0 | 0 | 0 | 0 | 0 | 0 | 0 | 0 |  | 2024 | 2024
Lateral Hardening-Fuse-91008296 | Lateral Hardening | 101654 | 0 | 0 | 0 | 0 | 0 | 0 | 0 | 0 | 0 | 0 |  | 0
Lateral Hardening-Fuse-91008297 | Lateral Hardening | 287160.16 | 0 | 0 | 0 | 0 | 0 | 0 | 0 | 0 | 0 | 0 |  | 0
Lateral Hardening-Fuse-91008386 | Lateral Hardening | 61710.69 | 0 | 0 | 0 | 0 | 2025 | 0 | 0 | 0 | 0 | 0 |  | 2027 | 2027
Lateral Hardening-Fuse-91009961 | Lateral Hardening | 56199.71 | 0 | 0 | 0 | 0 | 0 | 0 | 0 | 0 | 0 | 0 |  | 0
Lateral Hardening-Fuse-91010293 | Lateral Hardening | 237517.91 | 0 | 0 | 0 | 0 | 2023 | 0 | 0 | 0 | 0 | 0 |  | 2022 | 2022
Lateral Hardening-Fuse-91010295 | Lateral Hardening | 50000 | 0 | 0 | 0 | 0 | 0 | 0 | 0 | 0 | 0 | 0 |  | 0
Lateral Hardening-Fuse-91010468 | Lateral Hardening | 428009.72 | 0 | 0 | 0 | 0 | 0 | 0 | 0 | 0 | 0 | 0 |  | 0
Lateral Hardening-Fuse-91011133 | Lateral Hardening | 51766.03 | 0 | 0 | 0 | 0 | 0 | 0 | 0 | 0 | 0 | 0 |  | 0
Lateral Hardening-Fuse-91011315 | Lateral Hardening | 66960.13 | 0 | 0 | 0 | 0 | 0 | 0 | 0 | 0 | 0 | 0 |  | 0
Lateral Hardening-Fuse-91011449 | Lateral Hardening | 79192.33 | 0 | 0 | 0 | 0 | 0 | 0 | 0 | 0 | 0 | 0 |  | 0
Lateral Hardening-Fuse-91011451 | Lateral Hardening | 161559.61 | 0 | 0 | 0 | 0 | 2027 | 0 | 0 | 0 | 0 | 0 |  | 2026 | 2026
Lateral Hardening-Fuse-91011458 | Lateral Hardening | 213157.15 | 0 | 0 | 0 | 0 | 0 | 0 | 0 | 0 | 0 | 0 |  | 0
Lateral Hardening-Fuse-91011688 | Lateral Hardening | 213697.19 | 0 | 0 | 0 | 0 | 0 | 0 | 0 | 0 | 0 | 0 |  | 0
Lateral Hardening-Fuse-91011796 | Lateral Hardening | 734464.7 | 0 | 0 | 0 | 0 | 0 | 0 | 0 | 0 | 0 | 0 |  | 0
Lateral Hardening-Fuse-91013302 | Lateral Hardening | 904356.09 | 0 | 0 | 0 | 0 | 2025 | 0 | 0 | 0 | 0 | 0 |  | 2026 | 2026
Lateral Hardening-Fuse-91013654 | Lateral Hardening | 155140.65 | 0 | 0 | 0 | 0 | 0 | 0 | 0 | 0 | 0 | 0 |  | 0
Lateral Hardening-Fuse-91015165 | Lateral Hardening | 144328.1 | 0 | 0 | 0 | 0 | 0 | 0 | 0 | 0 | 0 | 0 |  | 0
Lateral Hardening-Fuse-91015266 | Lateral Hardening | 245158.06 | 0 | 0 | 0 | 0 | 2022 | 0 | 0 | 0 | 0 | 0 |  | 2022
Lateral Hardening-Fuse-91016147 | Lateral Hardening | 59384.93 | 0 | 0 | 0 | 0 | 0 | 0 | 0 | 0 | 0 | 0 |  | 0
Lateral Hardening-Fuse-91016869 | Lateral Hardening | 179514.22 | 0 | 0 | 0 | 0 | 0 | 0 | 0 | 0 | 0 | 0 |  | 0
Lateral Hardening-Fuse-91016874 | Lateral Hardening | 244219.27 | 0 | 0 | 0 | 0 | 2025 | 0 | 0 | 0 | 0 | 0 |  | 2025
Lateral Hardening-Fuse-91016875 | Lateral Hardening | 340772.88 | 0 | 0 | 0 | 0 | 2025 | 0 | 0 | 0 | 0 | 0 |  | 0 | 0
Lateral Hardening-Fuse-91017104 | Lateral Hardening | 144070.47 | 0 | 0 | 0 | 0 | 0 | 0 | 0 | 0 | 0 | 0 |  | 0
Lateral Hardening-Fuse-91017617 | Lateral Hardening | 59688.99 | 0 | 0 | 0 | 0 | 0 | 0 | 0 | 0 | 0 | 0 |  | 0
Lateral Hardening-Fuse-91017796 | Lateral Hardening | 52159.53 | 0 | 0 | 0 | 0 | 0 | 0 | 0 | 0 | 0 | 0 |  | 2026 | 2026
Lateral Hardening-Fuse-91018499 | Lateral Hardening | 50000 | 0 | 0 | 0 | 0 | 0 | 0 | 0 | 0 | 0 | 0 |  | 0
Lateral Hardening-Fuse-91019378 | Lateral Hardening | 76318.13 | 0 | 0 | 0 | 0 | 0 | 0 | 0 | 0 | 0 | 0 |  | 0
Lateral Hardening-Fuse-91019418 | Lateral Hardening | 217363.82 | 0 | 0 | 0 | 0 | 0 | 0 | 0 | 0 | 0 | 0 |  | 0
Lateral Hardening-Fuse-91019428 | Lateral Hardening | 50000 | 0 | 0 | 0 | 0 | 0 | 0 | 0 | 0 | 0 | 0 |  | 0
Lateral Hardening-Fuse-91019851 | Lateral Hardening | 338072.02 | 0 | 0 | 0 | 0 | 0 | 0 | 0 | 0 | 0 | 0 |  | 0
Lateral Hardening-Fuse-91021014 | Lateral Hardening | 166170.65 | 0 | 0 | 0 | 0 | 0 | 0 | 0 | 0 | 0 | 0 |  | 0
Lateral Hardening-Fuse-91022566 | Lateral Hardening | 50000 | 0 | 0 | 0 | 0 | 0 | 0 | 0 | 0 | 0 | 0 |  | 0
Lateral Hardening-Fuse-91023868 | Lateral Hardening | 265249.56 | 0 | 0 | 0 | 0 | 2026 | 0 | 0 | 0 | 0 | 0 |  | 2024 | 2024
Lateral Hardening-Fuse-91023977 | Lateral Hardening | 326623.77 | 0 | 0 | 0 | 0 | 2028 | 0 | 0 | 0 | 0 | 0 |  | 2027 | 2027
Lateral Hardening-Fuse-91024976 | Lateral Hardening | 66089.43 | 0 | 0 | 0 | 0 | 0 | 0 | 0 | 0 | 0 | 0 |  | 0
Lateral Hardening-Fuse-91024982 | Lateral Hardening | 707380.76 | 0 | 0 | 0 | 0 | 2025 | 0 | 0 | 0 | 0 | 0 |  | 2025
Lateral Hardening-Fuse-91026377 | Lateral Hardening | 50000 | 0 | 0 | 0 | 0 | 0 | 0 | 0 | 0 | 0 | 0 |  | 0
Lateral Hardening-Fuse-91026575 | Lateral Hardening | 50000 | 0 | 0 | 0 | 0 | 0 | 0 | 0 | 0 | 0 | 0 |  | 0
Lateral Hardening-Fuse-91026679 | Lateral Hardening | 308084.99 | 0 | 0 | 0 | 0 | 0 | 0 | 0 | 0 | 0 | 0 |  | 0
Lateral Hardening-Fuse-91027785 | Lateral Hardening | 88925.39 | 0 | 0 | 0 | 0 | 0 | 0 | 0 | 0 | 0 | 0 |  | 0
Lateral Hardening-Fuse-91028207 | Lateral Hardening | 80647.85 | 0 | 0 | 0 | 0 | 0 | 0 | 0 | 0 | 0 | 0 |  | 0
Lateral Hardening-Fuse-91028563 | Lateral Hardening | 113790.28 | 0 | 0 | 0 | 0 | 0 | 0 | 0 | 0 | 0 | 0 |  | 0
Lateral Hardening-Fuse-91029163 | Lateral Hardening | 50000 | 0 | 0 | 0 | 0 | 2022 | 0 | 0 | 0 | 0 | 0 |  | 2022
Lateral Hardening-Fuse-91029838 | Lateral Hardening | 165448.15 | 0 | 0 | 0 | 0 | 0 | 0 | 0 | 0 | 0 | 0 |  | 0
Lateral Hardening-Fuse-91029871 | Lateral Hardening | 519946.45 | 0 | 0 | 0 | 0 | 0 | 0 | 0 | 0 | 0 | 0 |  | 0
Lateral Hardening-Fuse-91030753 | Lateral Hardening | 50000 | 0 | 0 | 0 | 0 | 0 | 0 | 0 | 0 | 0 | 0 |  | 0
Lateral Hardening-Fuse-91030777 | Lateral Hardening | 218892.13 | 0 | 0 | 0 | 0 | 0 | 0 | 0 | 0 | 0 | 0 |  | 0
Lateral Hardening-Fuse-91030958 | Lateral Hardening | 61750.19 | 0 | 0 | 0 | 0 | 0 | 0 | 0 | 0 | 0 | 0 |  | 0
Lateral Hardening-Fuse-91031154 | Lateral Hardening | 147937.7 | 0 | 0 | 0 | 0 | 0 | 0 | 0 | 0 | 0 | 0 |  | 0
Lateral Hardening-Fuse-91031436 | Lateral Hardening | 237262.19 | 0 | 0 | 0 | 0 | 0 | 0 | 0 | 0 | 0 | 0 |  | 0
Lateral Hardening-Fuse-91031827 | Lateral Hardening | 138351.14 | 0 | 0 | 0 | 0 | 0 | 0 | 0 | 0 | 0 | 0 |  | 0
Lateral Hardening-Fuse-91032251 | Lateral Hardening | 88431.2 | 0 | 0 | 0 | 0 | 0 | 0 | 0 | 0 | 0 | 0 |  | 2029 | 2029
Lateral Hardening-Fuse-91032282 | Lateral Hardening | 169438.35 | 0 | 0 | 0 | 0 | 2025 | 0 | 0 | 0 | 0 | 0 |  | 2025
Lateral Hardening-Fuse-91032448 | Lateral Hardening | 89629.53 | 0 | 0 | 0 | 0 | 0 | 0 | 0 | 0 | 0 | 0 |  | 0
Lateral Hardening-Fuse-91032491 | Lateral Hardening | 103892.34 | 0 | 0 | 0 | 0 | 0 | 0 | 0 | 0 | 0 | 0 |  | 0
Lateral Hardening-Fuse-91032852 | Lateral Hardening | 100111.48 | 0 | 0 | 0 | 0 | 0 | 0 | 0 | 0 | 0 | 0 |  | 0
Lateral Hardening-Fuse-91032854 | Lateral Hardening | 645470.66 | 0 | 0 | 0 | 0 | 2026 | 0 | 0 | 0 | 0 | 0 |  | 2026
Lateral Hardening-Fuse-91033265 | Lateral Hardening | 328831.29 | 0 | 0 | 0 | 0 | 2026 | 0 | 0 | 0 | 0 | 0 |  | 2025 | 2025
Lateral Hardening-Fuse-91033462 | Lateral Hardening | 171644.67 | 0 | 0 | 0 | 0 | 2029 | 0 | 0 | 0 | 0 | 0 |  | 2029
Lateral Hardening-Fuse-91033585 | Lateral Hardening | 148635.86 | 0 | 0 | 0 | 0 | 0 | 0 | 0 | 0 | 0 | 0 |  | 0
Lateral Hardening-Fuse-91035214 | Lateral Hardening | 101234.02 | 0 | 0 | 0 | 0 | 0 | 0 | 0 | 0 | 0 | 0 |  | 0
Lateral Hardening-Fuse-91035604 | Lateral Hardening | 847933.55 | 0 | 0 | 0 | 0 | 2028 | 0 | 0 | 0 | 0 | 0 |  | 2027 | 2027
Lateral Hardening-Fuse-91036389 | Lateral Hardening | 88735.82 | 0 | 0 | 0 | 0 | 0 | 0 | 0 | 0 | 0 | 0 |  | 0
Lateral Hardening-Fuse-91036567 | Lateral Hardening | 72014.15 | 0 | 0 | 0 | 0 | 0 | 0 | 0 | 0 | 0 | 0 |  | 0
Lateral Hardening-Fuse-91037534 | Lateral Hardening | 221880.46 | 0 | 0 | 0 | 0 | 0 | 0 | 0 | 0 | 0 | 0 |  | 0
Lateral Hardening-Fuse-91038495 | Lateral Hardening | 209011.67 | 0 | 0 | 0 | 0 | 0 | 0 | 0 | 0 | 0 | 0 |  | 0
Lateral Hardening-Fuse-91038583 | Lateral Hardening | 55087.17 | 0 | 0 | 0 | 0 | 0 | 0 | 0 | 0 | 0 | 0 |  | 0
Lateral Hardening-Fuse-91039198 | Lateral Hardening | 70866.37 | 0 | 0 | 0 | 0 | 0 | 0 | 0 | 0 | 0 | 0 |  | 0
Lateral Hardening-Fuse-91039551 | Lateral Hardening | 488520.91 | 0 | 0 | 0 | 0 | 2028 | 0 | 0 | 0 | 0 | 0 |  | 2028
Lateral Hardening-Fuse-91041013 | Lateral Hardening | 394608.69 | 0 | 0 | 0 | 0 | 0 | 0 | 0 | 0 | 0 | 0 |  | 0
Lateral Hardening-Fuse-91042056 | Lateral Hardening | 64633.33 | 0 | 0 | 0 | 0 | 0 | 0 | 0 | 0 | 0 | 0 |  | 0
Lateral Hardening-Fuse-91043796 | Lateral Hardening | 141548.22 | 0 | 0 | 0 | 0 | 0 | 0 | 0 | 0 | 0 | 0 |  | 0
Lateral Hardening-Fuse-91044371 | Lateral Hardening | 63571.03 | 0 | 0 | 0 | 0 | 0 | 0 | 0 | 0 | 0 | 0 |  | 0
Lateral Hardening-Fuse-91045237 | Lateral Hardening | 50000 | 0 | 0 | 0 | 0 | 0 | 0 | 0 | 0 | 0 | 0 |  | 0
Lateral Hardening-Fuse-91045417 | Lateral Hardening | 50000 | 0 | 0 | 0 | 0 | 0 | 0 | 0 | 0 | 0 | 0 |  | 0
Lateral Hardening-Fuse-91046435 | Lateral Hardening | 87715.85 | 0 | 0 | 0 | 0 | 0 | 0 | 0 | 0 | 0 | 0 |  | 0
Lateral Hardening-Fuse-91047196 | Lateral Hardening | 230702.08 | 0 | 0 | 0 | 0 | 0 | 0 | 0 | 0 | 0 | 0 |  | 0
Lateral Hardening-Fuse-91047220 | Lateral Hardening | 50000 | 0 | 0 | 0 | 0 | 0 | 0 | 0 | 0 | 0 | 0 |  | 0
Lateral Hardening-Fuse-91047337 | Lateral Hardening | 50000 | 0 | 0 | 0 | 0 | 0 | 0 | 0 | 0 | 0 | 0 |  | 0
Lateral Hardening-Fuse-91048477 | Lateral Hardening | 329019.79 | 0 | 0 | 0 | 0 | 0 | 0 | 0 | 0 | 0 | 0 |  | 0
Lateral Hardening-Fuse-91048868 | Lateral Hardening | 50000 | 0 | 0 | 0 | 0 | 0 | 0 | 0 | 0 | 0 | 0 |  | 0
Lateral Hardening-Fuse-91048894 | Lateral Hardening | 587378.04 | 0 | 0 | 0 | 0 | 0 | 0 | 0 | 0 | 0 | 0 |  | 0
Lateral Hardening-Fuse-91049435 | Lateral Hardening | 1316027.7 | 0 | 0 | 0 | 0 | 2022 | 0 | 0 | 0 | 0 | 0 |  | 2022
Lateral Hardening-Fuse-91049545 | Lateral Hardening | 62339.05 | 0 | 0 | 0 | 0 | 0 | 0 | 0 | 0 | 0 | 0 |  | 0
Lateral Hardening-Fuse-91052104 | Lateral Hardening | 63397.89 | 0 | 0 | 0 | 0 | 0 | 0 | 0 | 0 | 0 | 0 |  | 0
Lateral Hardening-Fuse-91052909 | Lateral Hardening | 62846.99 | 0 | 0 | 0 | 0 | 0 | 0 | 0 | 0 | 0 | 0 |  | 0
Lateral Hardening-Fuse-91052996 | Lateral Hardening | 242665.22 | 0 | 0 | 0 | 0 | 2021 | 0 | 0 | 0 | 0 | 0 |  | 2021
Lateral Hardening-Fuse-91053360 | Lateral Hardening | 50000 | 0 | 0 | 0 | 0 | 0 | 0 | 0 | 0 | 0 | 0 |  | 0
Lateral Hardening-Fuse-91055336 | Lateral Hardening | 153225.41 | 0 | 0 | 0 | 0 | 0 | 0 | 0 | 0 | 0 | 0 |  | 0
Lateral Hardening-Fuse-91055727 | Lateral Hardening | 227050.45 | 0 | 0 | 0 | 0 | 0 | 0 | 0 | 0 | 0 | 0 |  | 0
Lateral Hardening-Fuse-91055803 | Lateral Hardening | 1108614.87 | 0 | 0 | 0 | 0 | 0 | 0 | 0 | 0 | 0 | 0 |  | 0
Lateral Hardening-Fuse-91056308 | Lateral Hardening | 54043.33 | 0 | 0 | 0 | 0 | 0 | 0 | 0 | 0 | 0 | 0 |  | 0
Lateral Hardening-Fuse-91056951 | Lateral Hardening | 421585.63 | 0 | 0 | 0 | 0 | 0 | 0 | 0 | 0 | 0 | 0 |  | 0
Lateral Hardening-Fuse-91058259 | Lateral Hardening | 367196.66 | 0 | 0 | 0 | 0 | 0 | 0 | 0 | 0 | 0 | 0 |  | 0
Lateral Hardening-Fuse-91058915 | Lateral Hardening | 113974.16 | 0 | 0 | 0 | 0 | 0 | 0 | 0 | 0 | 0 | 0 |  | 0
Lateral Hardening-Fuse-91058980 | Lateral Hardening | 225261.04 | 0 | 0 | 0 | 0 | 0 | 0 | 0 | 0 | 0 | 0 |  | 0
Lateral Hardening-Fuse-91059075 | Lateral Hardening | 226100.26 | 0 | 0 | 0 | 0 | 0 | 0 | 0 | 0 | 0 | 0 |  | 0
Lateral Hardening-Fuse-91060802 | Lateral Hardening | 457167.6 | 0 | 0 | 0 | 0 | 2024 | 0 | 0 | 0 | 0 | 0 |  | 0 | 0
Lateral Hardening-Fuse-91060899 | Lateral Hardening | 179119.34 | 0 | 0 | 0 | 0 | 2024 | 0 | 0 | 0 | 0 | 0 |  | 2022 | 2022
Lateral Hardening-Fuse-91062616 | Lateral Hardening | 116439.6 | 0 | 0 | 0 | 0 | 0 | 0 | 0 | 0 | 0 | 0 |  | 0
Lateral Hardening-Fuse-91063568 | Lateral Hardening | 50000 | 0 | 0 | 0 | 0 | 0 | 0 | 0 | 0 | 0 | 0 |  | 0
Lateral Hardening-Fuse-91063607 | Lateral Hardening | 211881.3 | 0 | 0 | 0 | 0 | 0 | 0 | 0 | 0 | 0 | 0 |  | 0
Lateral Hardening-Fuse-91064024 | Lateral Hardening | 1004989.03 | 0 | 0 | 0 | 0 | 0 | 0 | 0 | 0 | 0 | 0 |  | 0
Lateral Hardening-Fuse-91064188 | Lateral Hardening | 150981.12 | 0 | 0 | 0 | 0 | 0 | 0 | 0 | 0 | 0 | 0 |  | 0
Lateral Hardening-Fuse-91064215 | Lateral Hardening | 1109993.47 | 0 | 0 | 0 | 0 | 0 | 0 | 0 | 0 | 0 | 0 |  | 0
Lateral Hardening-Fuse-91064476 | Lateral Hardening | 83121.65 | 0 | 0 | 0 | 0 | 0 | 0 | 0 | 0 | 0 | 0 |  | 0
Lateral Hardening-Fuse-91064701 | Lateral Hardening | 113983.42 | 0 | 0 | 0 | 0 | 2025 | 0 | 0 | 0 | 0 | 0 |  | 2027 | 2027
Lateral Hardening-Fuse-91065161 | Lateral Hardening | 50000 | 0 | 0 | 0 | 0 | 0 | 0 | 0 | 0 | 0 | 0 |  | 0
Lateral Hardening-Fuse-91066268 | Lateral Hardening | 77349.45 | 0 | 0 | 0 | 0 | 0 | 0 | 0 | 0 | 0 | 0 |  | 0
Lateral Hardening-Fuse-91066431 | Lateral Hardening | 106419.03 | 0 | 0 | 0 | 0 | 2026 | 0 | 0 | 0 | 0 | 0 |  | 2025 | 2025
Lateral Hardening-Fuse-91066748 | Lateral Hardening | 376661.4 | 0 | 0 | 0 | 0 | 2023 | 0 | 0 | 0 | 0 | 0 |  | 0 | 0
Lateral Hardening-Fuse-91066749 | Lateral Hardening | 295092.28 | 0 | 0 | 0 | 0 | 0 | 0 | 0 | 0 | 0 | 0 |  | 0
Lateral Hardening-Fuse-91068376 | Lateral Hardening | 219258.36 | 0 | 0 | 0 | 0 | 0 | 0 | 0 | 0 | 0 | 0 |  | 0
Lateral Hardening-Fuse-91068377 | Lateral Hardening | 50000 | 0 | 0 | 0 | 0 | 0 | 0 | 0 | 0 | 0 | 0 |  | 0
Lateral Hardening-Fuse-91068407 | Lateral Hardening | 91514.33 | 0 | 0 | 0 | 0 | 0 | 0 | 0 | 0 | 0 | 0 |  | 0
Lateral Hardening-Fuse-91068447 | Lateral Hardening | 845595.13 | 0 | 0 | 0 | 0 | 0 | 0 | 0 | 0 | 0 | 0 |  | 0
Lateral Hardening-Fuse-91068639 | Lateral Hardening | 108563.86 | 0 | 0 | 0 | 0 | 0 | 0 | 0 | 0 | 0 | 0 |  | 0
Lateral Hardening-Fuse-91069094 | Lateral Hardening | 50000 | 0 | 0 | 0 | 0 | 0 | 0 | 0 | 0 | 0 | 0 |  | 0
Lateral Hardening-Fuse-91070170 | Lateral Hardening | 69103.49 | 0 | 0 | 0 | 0 | 0 | 0 | 0 | 0 | 0 | 0 |  | 0
Lateral Hardening-Fuse-91070341 | Lateral Hardening | 98332.86 | 0 | 0 | 0 | 0 | 0 | 0 | 0 | 0 | 0 | 0 |  | 0
Lateral Hardening-Fuse-91070840 | Lateral Hardening | 471399.45 | 0 | 0 | 0 | 0 | 0 | 0 | 0 | 0 | 0 | 0 |  | 0
Lateral Hardening-Fuse-91070886 | Lateral Hardening | 202252.68 | 0 | 0 | 0 | 0 | 0 | 0 | 0 | 0 | 0 | 0 |  | 0
Lateral Hardening-Fuse-91071417 | Lateral Hardening | 80617.83 | 0 | 0 | 0 | 0 | 2024 | 0 | 0 | 0 | 0 | 0 |  | 2025 | 2025
Lateral Hardening-Fuse-91071734 | Lateral Hardening | 50000 | 0 | 0 | 0 | 0 | 0 | 0 | 0 | 0 | 0 | 0 |  | 0
Lateral Hardening-Fuse-91071741 | Lateral Hardening | 50000 | 0 | 0 | 0 | 0 | 0 | 0 | 0 | 0 | 0 | 0 |  | 0
Lateral Hardening-Fuse-91072296 | Lateral Hardening | 86700.31 | 0 | 0 | 0 | 0 | 0 | 0 | 0 | 0 | 0 | 0 |  | 0
Lateral Hardening-Fuse-91073265 | Lateral Hardening | 170966.61 | 0 | 0 | 0 | 0 | 2021 | 0 | 0 | 0 | 0 | 0 |  | 2021
Lateral Hardening-Fuse-91073698 | Lateral Hardening | 106743.81 | 0 | 0 | 0 | 0 | 0 | 0 | 0 | 0 | 0 | 0 |  | 0
Lateral Hardening-Fuse-91074582 | Lateral Hardening | 182499.7 | 0 | 0 | 0 | 0 | 0 | 0 | 0 | 0 | 0 | 0 |  | 0
Lateral Hardening-Fuse-91074878 | Lateral Hardening | 56456.55 | 0 | 0 | 0 | 0 | 0 | 0 | 0 | 0 | 0 | 0 |  | 0
Lateral Hardening-Fuse-91075817 | Lateral Hardening | 54872.55 | 0 | 0 | 0 | 0 | 0 | 0 | 0 | 0 | 0 | 0 |  | 0
Lateral Hardening-Fuse-91076397 | Lateral Hardening | 111098.74 | 0 | 0 | 0 | 0 | 2027 | 0 | 0 | 0 | 0 | 0 |  | 2026 | 2026
Lateral Hardening-Fuse-91077489 | Lateral Hardening | 629039.64 | 0 | 0 | 0 | 0 | 0 | 0 | 0 | 0 | 0 | 0 |  | 0
Lateral Hardening-Fuse-91079404 | Lateral Hardening | 53182.63 | 0 | 0 | 0 | 0 | 0 | 0 | 0 | 0 | 0 | 0 |  | 0
Lateral Hardening-Fuse-91079605 | Lateral Hardening | 356886.27 | 0 | 0 | 0 | 0 | 0 | 0 | 0 | 0 | 0 | 0 |  | 0
Lateral Hardening-Fuse-91080014 | Lateral Hardening | 470632.67 | 0 | 0 | 0 | 0 | 0 | 0 | 0 | 0 | 0 | 0 |  | 2029 | 2029
Lateral Hardening-Fuse-91080143 | Lateral Hardening | 96632.94 | 0 | 0 | 0 | 0 | 0 | 0 | 0 | 0 | 0 | 0 |  | 0
Lateral Hardening-Fuse-91083242 | Lateral Hardening | 207600.81 | 0 | 0 | 0 | 0 | 0 | 0 | 0 | 0 | 0 | 0 |  | 0
Lateral Hardening-Fuse-91083756 | Lateral Hardening | 294621.66 | 0 | 0 | 0 | 0 | 0 | 0 | 0 | 0 | 0 | 0 |  | 0
Lateral Hardening-Fuse-91084029 | Lateral Hardening | 310267.96 | 0 | 0 | 0 | 0 | 0 | 0 | 0 | 0 | 0 | 0 |  | 0
Lateral Hardening-Fuse-91084060 | Lateral Hardening | 50000 | 0 | 0 | 0 | 0 | 0 | 0 | 0 | 0 | 0 | 0 |  | 0
Lateral Hardening-Fuse-91084184 | Lateral Hardening | 50000 | 0 | 0 | 0 | 0 | 0 | 0 | 0 | 0 | 0 | 0 |  | 0
Lateral Hardening-Fuse-91084389 | Lateral Hardening | 53565.39 | 0 | 0 | 0 | 0 | 0 | 0 | 0 | 0 | 0 | 0 |  | 2022 | 2022
Lateral Hardening-Fuse-91085500 | Lateral Hardening | 50000 | 0 | 0 | 0 | 0 | 0 | 0 | 0 | 0 | 0 | 0 |  | 0
Lateral Hardening-Fuse-91085562 | Lateral Hardening | 50000 | 0 | 0 | 0 | 0 | 0 | 0 | 0 | 0 | 0 | 0 |  | 0
Lateral Hardening-Fuse-91085812 | Lateral Hardening | 1388511.02 | 0 | 0 | 0 | 0 | 2029 | 0 | 0 | 0 | 0 | 0 |  | 2029
Lateral Hardening-Fuse-91086187 | Lateral Hardening | 50000 | 0 | 0 | 0 | 0 | 0 | 0 | 0 | 0 | 0 | 0 |  | 0
Lateral Hardening-Fuse-91086244 | Lateral Hardening | 50000 | 0 | 0 | 0 | 0 | 0 | 0 | 0 | 0 | 0 | 0 |  | 0
Lateral Hardening-Fuse-91086556 | Lateral Hardening | 121760.46 | 0 | 0 | 0 | 0 | 0 | 0 | 0 | 0 | 0 | 0 |  | 0
Lateral Hardening-Fuse-91086742 | Lateral Hardening | 582349.92 | 0 | 0 | 0 | 0 | 0 | 0 | 0 | 0 | 0 | 0 |  | 0
Lateral Hardening-Fuse-91086790 | Lateral Hardening | 90336.9 | 0 | 0 | 0 | 0 | 0 | 0 | 0 | 0 | 0 | 0 |  | 0
Lateral Hardening-Fuse-91086839 | Lateral Hardening | 207176.62 | 0 | 0 | 0 | 0 | 0 | 0 | 0 | 0 | 0 | 0 |  | 0
Lateral Hardening-Fuse-91086847 | Lateral Hardening | 99937.6 | 0 | 0 | 0 | 0 | 0 | 0 | 0 | 0 | 0 | 0 |  | 0
Lateral Hardening-Fuse-91087056 | Lateral Hardening | 162182.21 | 0 | 0 | 0 | 0 | 0 | 0 | 0 | 0 | 0 | 0 |  | 0
Lateral Hardening-Fuse-91087503 | Lateral Hardening | 174197.57 | 0 | 0 | 0 | 0 | 2025 | 0 | 0 | 0 | 0 | 0 |  | 2024 | 2024
Lateral Hardening-Fuse-91087701 | Lateral Hardening | 50000 | 0 | 0 | 0 | 0 | 0 | 0 | 0 | 0 | 0 | 0 |  | 0
Lateral Hardening-Fuse-91087712 | Lateral Hardening | 50000 | 0 | 0 | 0 | 0 | 0 | 0 | 0 | 0 | 0 | 0 |  | 0
Lateral Hardening-Fuse-91087716 | Lateral Hardening | 119278.54 | 0 | 0 | 0 | 0 | 0 | 0 | 0 | 0 | 0 | 0 |  | 0
Lateral Hardening-Fuse-91087735 | Lateral Hardening | 78619.95 | 0 | 0 | 0 | 0 | 0 | 0 | 0 | 0 | 0 | 0 |  | 2025 | 2025
Lateral Hardening-Fuse-91087999 | Lateral Hardening | 169397.61 | 0 | 0 | 0 | 0 | 0 | 0 | 0 | 0 | 0 | 0 |  | 0
Lateral Hardening-Fuse-91088349 | Lateral Hardening | 96915.52 | 0 | 0 | 0 | 0 | 0 | 0 | 0 | 0 | 0 | 0 |  | 0
Lateral Hardening-Fuse-91088372 | Lateral Hardening | 50000 | 0 | 0 | 0 | 0 | 0 | 0 | 0 | 0 | 0 | 0 |  | 0
Lateral Hardening-Fuse-91089064 | Lateral Hardening | 50000 | 0 | 0 | 0 | 0 | 0 | 0 | 0 | 0 | 0 | 0 |  | 0
Lateral Hardening-Fuse-91089188 | Lateral Hardening | 252823.26 | 0 | 0 | 0 | 0 | 0 | 0 | 0 | 0 | 0 | 0 |  | 0
Lateral Hardening-Fuse-91089254 | Lateral Hardening | 131498.52 | 0 | 0 | 0 | 0 | 0 | 0 | 0 | 0 | 0 | 0 |  | 0
Lateral Hardening-Fuse-91089267 | Lateral Hardening | 50000 | 0 | 0 | 0 | 0 | 0 | 0 | 0 | 0 | 0 | 0 |  | 0
Lateral Hardening-Fuse-91090113 | Lateral Hardening | 53938.15 | 0 | 0 | 0 | 0 | 0 | 0 | 0 | 0 | 0 | 0 |  | 0
Lateral Hardening-Fuse-91090517 | Lateral Hardening | 75493.53 | 0 | 0 | 0 | 0 | 0 | 0 | 0 | 0 | 0 | 0 |  | 0
Lateral Hardening-Fuse-91090870 | Lateral Hardening | 50000 | 0 | 0 | 0 | 0 | 0 | 0 | 0 | 0 | 0 | 0 |  | 0
Lateral Hardening-Fuse-91090901 | Lateral Hardening | 130858.92 | 0 | 0 | 0 | 0 | 0 | 0 | 0 | 0 | 0 | 0 |  | 0
Lateral Hardening-Fuse-91090906 | Lateral Hardening | 179502.69 | 0 | 0 | 0 | 0 | 2026 | 0 | 0 | 0 | 0 | 0 |  | 2025 | 2025
Lateral Hardening-Fuse-91091046 | Lateral Hardening | 108616.08 | 0 | 0 | 0 | 0 | 0 | 0 | 0 | 0 | 0 | 0 |  | 0
Lateral Hardening-Fuse-91091964 | Lateral Hardening | 50000 | 0 | 0 | 0 | 0 | 0 | 0 | 0 | 0 | 0 | 0 |  | 0
Lateral Hardening-Fuse-91091965 | Lateral Hardening | 50000 | 0 | 0 | 0 | 0 | 0 | 0 | 0 | 0 | 0 | 0 |  | 0
Lateral Hardening-Fuse-91091990 | Lateral Hardening | 82288.11 | 0 | 0 | 0 | 0 | 0 | 0 | 0 | 0 | 0 | 0 |  | 0
Lateral Hardening-Fuse-91092045 | Lateral Hardening | 88348.01 | 0 | 0 | 0 | 0 | 0 | 0 | 0 | 0 | 0 | 0 |  | 0
Lateral Hardening-Fuse-91092111 | Lateral Hardening | 218929.35 | 0 | 0 | 0 | 0 | 0 | 0 | 0 | 0 | 0 | 0 |  | 0
Lateral Hardening-Fuse-91092609 | Lateral Hardening | 127692.96 | 0 | 0 | 0 | 0 | 0 | 0 | 0 | 0 | 0 | 0 |  | 0
Lateral Hardening-Fuse-91092614 | Lateral Hardening | 125040.12 | 0 | 0 | 0 | 0 | 0 | 0 | 0 | 0 | 0 | 0 |  | 0
Lateral Hardening-Fuse-91092897 | Lateral Hardening | 99040.87 | 0 | 0 | 0 | 0 | 0 | 0 | 0 | 0 | 0 | 0 |  | 0
Lateral Hardening-Fuse-91092970 | Lateral Hardening | 227906.1 | 0 | 0 | 0 | 0 | 0 | 0 | 0 | 0 | 0 | 0 |  | 0
Lateral Hardening-Fuse-91093490 | Lateral Hardening | 97588.13 | 0 | 0 | 0 | 0 | 0 | 0 | 0 | 0 | 0 | 0 |  | 0
Lateral Hardening-Fuse-91094070 | Lateral Hardening | 163966.57 | 0 | 0 | 0 | 0 | 0 | 0 | 0 | 0 | 0 | 0 |  | 0
Lateral Hardening-Fuse-91094184 | Lateral Hardening | 194194.46 | 0 | 0 | 0 | 0 | 2027 | 0 | 0 | 0 | 0 | 0 |  | 2027
Lateral Hardening-Fuse-91094186 | Lateral Hardening | 226566.23 | 0 | 0 | 0 | 0 | 2027 | 0 | 0 | 0 | 0 | 0 |  | 2027
Lateral Hardening-Fuse-91094434 | Lateral Hardening | 160322.71 | 0 | 0 | 0 | 0 | 0 | 0 | 0 | 0 | 0 | 0 |  | 0
Lateral Hardening-Fuse-91095470 | Lateral Hardening | 101863.62 | 0 | 0 | 0 | 0 | 0 | 0 | 0 | 0 | 0 | 0 |  | 0
Lateral Hardening-Fuse-91095531 | Lateral Hardening | 50000 | 0 | 0 | 0 | 0 | 0 | 0 | 0 | 0 | 0 | 0 |  | 0
Lateral Hardening-Fuse-91096289 | Lateral Hardening | 63828.61 | 0 | 0 | 0 | 0 | 2027 | 0 | 0 | 0 | 0 | 0 |  | 2026 | 2026
Lateral Hardening-Fuse-91096297 | Lateral Hardening | 55937.13 | 0 | 0 | 0 | 0 | 0 | 0 | 0 | 0 | 0 | 0 |  | 0
Lateral Hardening-Fuse-91096301 | Lateral Hardening | 243679.55 | 0 | 0 | 0 | 0 | 2027 | 0 | 0 | 0 | 0 | 0 |  | 2026 | 2026
Lateral Hardening-Fuse-91097033 | Lateral Hardening | 50000 | 0 | 0 | 0 | 0 | 0 | 0 | 0 | 0 | 0 | 0 |  | 0
Lateral Hardening-Fuse-91097094 | Lateral Hardening | 303697.8 | 0 | 0 | 0 | 0 | 0 | 0 | 0 | 0 | 0 | 0 |  | 0
Lateral Hardening-Fuse-91097112 | Lateral Hardening | 156536.55 | 0 | 0 | 0 | 0 | 0 | 0 | 0 | 0 | 0 | 0 |  | 0
Lateral Hardening-Fuse-91097115 | Lateral Hardening | 55406.97 | 0 | 0 | 0 | 0 | 0 | 0 | 0 | 0 | 0 | 0 |  | 0
Lateral Hardening-Fuse-91097544 | Lateral Hardening | 50000 | 0 | 0 | 0 | 0 | 0 | 0 | 0 | 0 | 0 | 0 |  | 0
Lateral Hardening-Fuse-91097545 | Lateral Hardening | 201638.82 | 0 | 0 | 0 | 0 | 0 | 0 | 0 | 0 | 0 | 0 |  | 0
Lateral Hardening-Fuse-91097546 | Lateral Hardening | 58398.31 | 0 | 0 | 0 | 0 | 0 | 0 | 0 | 0 | 0 | 0 |  | 0
Lateral Hardening-Fuse-91097549 | Lateral Hardening | 165015.41 | 0 | 0 | 0 | 0 | 0 | 0 | 0 | 0 | 0 | 0 |  | 0
Lateral Hardening-Fuse-91098230 | Lateral Hardening | 189990.53 | 0 | 0 | 0 | 0 | 2024 | 0 | 0 | 0 | 0 | 0 |  | 2023 | 2023
Lateral Hardening-Fuse-91098463 | Lateral Hardening | 195876.55 | 0 | 0 | 0 | 0 | 2028 | 0 | 0 | 0 | 0 | 0 |  | 2026 | 2026
Lateral Hardening-Fuse-91099548 | Lateral Hardening | 319115.95 | 0 | 0 | 0 | 0 | 0 | 0 | 0 | 0 | 0 | 0 |  | 0
Lateral Hardening-Fuse-91099641 | Lateral Hardening | 85677.21 | 0 | 0 | 0 | 0 | 2027 | 0 | 0 | 0 | 0 | 0 |  | 2026 | 2026
Lateral Hardening-Fuse-91100175 | Lateral Hardening | 195837.29 | 0 | 0 | 0 | 0 | 0 | 0 | 0 | 0 | 0 | 0 |  | 0
Lateral Hardening-Fuse-91100182 | Lateral Hardening | 134379.68 | 0 | 0 | 0 | 0 | 0 | 0 | 0 | 0 | 0 | 0 |  | 0
Lateral Hardening-Fuse-91100368 | Lateral Hardening | 83048.63 | 0 | 0 | 0 | 0 | 0 | 0 | 0 | 0 | 0 | 0 |  | 0
Lateral Hardening-Fuse-91101864 | Lateral Hardening | 54268.69 | 0 | 0 | 0 | 0 | 0 | 0 | 0 | 0 | 0 | 0 |  | 0
Lateral Hardening-Fuse-91101866 | Lateral Hardening | 50000 | 0 | 0 | 0 | 0 | 2026 | 0 | 0 | 0 | 0 | 0 |  | 0 | 0
Lateral Hardening-Fuse-91101973 | Lateral Hardening | 310041.81 | 0 | 0 | 0 | 0 | 0 | 0 | 0 | 0 | 0 | 0 |  | 2026 | 2026
Lateral Hardening-Fuse-91102089 | Lateral Hardening | 50000 | 0 | 0 | 0 | 0 | 0 | 0 | 0 | 0 | 0 | 0 |  | 0
Lateral Hardening-Fuse-91102153 | Lateral Hardening | 507065.34 | 0 | 0 | 0 | 0 | 0 | 0 | 0 | 0 | 0 | 0 |  | 0
Lateral Hardening-Fuse-91102464 | Lateral Hardening | 400907.48 | 0 | 0 | 0 | 0 | 0 | 0 | 0 | 0 | 0 | 0 |  | 0
Lateral Hardening-Fuse-91102862 | Lateral Hardening | 64101.93 | 0 | 0 | 0 | 0 | 0 | 0 | 0 | 0 | 0 | 0 |  | 0
Lateral Hardening-Fuse-91103421 | Lateral Hardening | 407341.62 | 0 | 0 | 0 | 0 | 0 | 0 | 0 | 0 | 0 | 0 |  | 0
Lateral Hardening-Fuse-91103506 | Lateral Hardening | 73279.09 | 0 | 0 | 0 | 0 | 0 | 0 | 0 | 0 | 0 | 0 |  | 0
Lateral Hardening-Fuse-91103688 | Lateral Hardening | 788302.26 | 0 | 0 | 0 | 0 | 0 | 0 | 0 | 0 | 0 | 0 |  | 0
Lateral Hardening-Fuse-91103903 | Lateral Hardening | 50000 | 0 | 0 | 0 | 0 | 0 | 0 | 0 | 0 | 0 | 0 |  | 0
Lateral Hardening-Fuse-91104137 | Lateral Hardening | 210244.39 | 0 | 0 | 0 | 0 | 0 | 0 | 0 | 0 | 0 | 0 |  | 0
Lateral Hardening-Fuse-91104263 | Lateral Hardening | 84299.08 | 0 | 0 | 0 | 0 | 0 | 0 | 0 | 0 | 0 | 0 |  | 2024 | 2024
Lateral Hardening-Fuse-91104409 | Lateral Hardening | 105557.52 | 0 | 0 | 0 | 0 | 0 | 0 | 0 | 0 | 0 | 0 |  | 0
Lateral Hardening-Fuse-91104782 | Lateral Hardening | 50000 | 0 | 0 | 0 | 0 | 0 | 0 | 0 | 0 | 0 | 0 |  | 0
Lateral Hardening-Fuse-91106520 | Lateral Hardening | 71845.27 | 0 | 0 | 0 | 0 | 0 | 0 | 0 | 0 | 0 | 0 |  | 0
Lateral Hardening-Fuse-91107191 | Lateral Hardening | 50000 | 0 | 0 | 0 | 0 | 0 | 0 | 0 | 0 | 0 | 0 |  | 0
Lateral Hardening-Fuse-91108415 | Lateral Hardening | 135475.74 | 0 | 0 | 0 | 0 | 2027 | 0 | 0 | 0 | 0 | 0 |  | 2026 | 2026
Lateral Hardening-Fuse-91108664 | Lateral Hardening | 69511.49 | 0 | 0 | 0 | 0 | 0 | 0 | 0 | 0 | 0 | 0 |  | 0
Lateral Hardening-Fuse-91109070 | Lateral Hardening | 108171.1 | 0 | 0 | 0 | 0 | 0 | 0 | 0 | 0 | 0 | 0 |  | 0
Lateral Hardening-Fuse-91109747 | Lateral Hardening | 62669.77 | 0 | 0 | 0 | 0 | 2024 | 0 | 0 | 0 | 0 | 0 |  | 2024
Lateral Hardening-Fuse-91110014 | Lateral Hardening | 415181.64 | 0 | 0 | 0 | 0 | 2023 | 0 | 0 | 0 | 0 | 0 |  | 2023
Lateral Hardening-Fuse-91110392 | Lateral Hardening | 166851.3 | 0 | 0 | 0 | 0 | 2029 | 0 | 0 | 0 | 0 | 0 |  | 0 | 0
Lateral Hardening-Fuse-91110762 | Lateral Hardening | 164976.95 | 0 | 0 | 0 | 0 | 0 | 0 | 0 | 0 | 0 | 0 |  | 0
Lateral Hardening-Fuse-91111545 | Lateral Hardening | 103831.12 | 0 | 0 | 0 | 0 | 0 | 0 | 0 | 0 | 0 | 0 |  | 0
Lateral Hardening-Fuse-91112475 | Lateral Hardening | 381883.61 | 0 | 0 | 0 | 0 | 0 | 0 | 0 | 0 | 0 | 0 |  | 0
Lateral Hardening-Fuse-91112476 | Lateral Hardening | 478768.39 | 0 | 0 | 0 | 0 | 0 | 0 | 0 | 0 | 0 | 0 |  | 0
Lateral Hardening-Fuse-91113180 | Lateral Hardening | 154727.21 | 0 | 0 | 0 | 0 | 0 | 0 | 0 | 0 | 0 | 0 |  | 0
Lateral Hardening-Fuse-91113454 | Lateral Hardening | 159570.16 | 0 | 0 | 0 | 0 | 0 | 0 | 0 | 0 | 0 | 0 |  | 0
Lateral Hardening-Fuse-91114780 | Lateral Hardening | 159375.54 | 0 | 0 | 0 | 0 | 0 | 0 | 0 | 0 | 0 | 0 |  | 0
Lateral Hardening-Fuse-91115294 | Lateral Hardening | 166153.81 | 0 | 0 | 0 | 0 | 0 | 0 | 0 | 0 | 0 | 0 |  | 0
Lateral Hardening-Fuse-91115297 | Lateral Hardening | 50000 | 0 | 0 | 0 | 0 | 0 | 0 | 0 | 0 | 0 | 0 |  | 0
Lateral Hardening-Fuse-91115817 | Lateral Hardening | 919623.05 | 0 | 0 | 0 | 0 | 2026 | 0 | 0 | 0 | 0 | 0 |  | 0 | 0
Lateral Hardening-Fuse-91115887 | Lateral Hardening | 131157.12 | 0 | 0 | 0 | 0 | 0 | 0 | 0 | 0 | 0 | 0 |  | 0
Lateral Hardening-Fuse-91116075 | Lateral Hardening | 50000 | 0 | 0 | 0 | 0 | 0 | 0 | 0 | 0 | 0 | 0 |  | 0
Lateral Hardening-Fuse-91117402 | Lateral Hardening | 52505.81 | 0 | 0 | 0 | 0 | 0 | 0 | 0 | 0 | 0 | 0 |  | 0
Lateral Hardening-Fuse-91119971 | Lateral Hardening | 597546.67 | 0 | 0 | 0 | 0 | 0 | 0 | 0 | 0 | 0 | 0 |  | 0
Lateral Hardening-Fuse-91121209 | Lateral Hardening | 50000 | 0 | 0 | 0 | 0 | 0 | 0 | 0 | 0 | 0 | 0 |  | 0
Lateral Hardening-Fuse-91121217 | Lateral Hardening | 824036.14 | 0 | 0 | 0 | 0 | 0 | 0 | 0 | 0 | 0 | 0 |  | 0
Lateral Hardening-Fuse-91122854 | Lateral Hardening | 347603.83 | 0 | 0 | 0 | 0 | 0 | 0 | 0 | 0 | 0 | 0 |  | 0
Lateral Hardening-Fuse-91123099 | Lateral Hardening | 87734.15 | 0 | 0 | 0 | 0 | 0 | 0 | 0 | 0 | 0 | 0 |  | 0
Lateral Hardening-Fuse-91123274 | Lateral Hardening | 92629.24 | 0 | 0 | 0 | 0 | 0 | 0 | 0 | 0 | 0 | 0 |  | 0
Lateral Hardening-Fuse-91123449 | Lateral Hardening | 102041.01 | 0 | 0 | 0 | 0 | 0 | 0 | 0 | 0 | 0 | 0 |  | 0
Lateral Hardening-Fuse-91123597 | Lateral Hardening | 52044.35 | 0 | 0 | 0 | 0 | 0 | 0 | 0 | 0 | 0 | 0 |  | 0
Lateral Hardening-Fuse-91124475 | Lateral Hardening | 120788.2 | 0 | 0 | 0 | 0 | 0 | 0 | 0 | 0 | 0 | 0 |  | 0
Lateral Hardening-Fuse-91124595 | Lateral Hardening | 250468 | 0 | 0 | 0 | 0 | 0 | 0 | 0 | 0 | 0 | 0 |  | 0
Lateral Hardening-Fuse-91124740 | Lateral Hardening | 89394.5 | 0 | 0 | 0 | 0 | 0 | 0 | 0 | 0 | 0 | 0 |  | 2027 | 2027
Lateral Hardening-Fuse-91124884 | Lateral Hardening | 50000 | 0 | 0 | 0 | 0 | 0 | 0 | 0 | 0 | 0 | 0 |  | 0
Lateral Hardening-Fuse-91126087 | Lateral Hardening | 216142.63 | 0 | 0 | 0 | 0 | 0 | 0 | 0 | 0 | 0 | 0 |  | 0
Lateral Hardening-Fuse-91126688 | Lateral Hardening | 111434.28 | 0 | 0 | 0 | 0 | 0 | 0 | 0 | 0 | 0 | 0 |  | 0
Lateral Hardening-Fuse-91127457 | Lateral Hardening | 82914.93 | 0 | 0 | 0 | 0 | 0 | 0 | 0 | 0 | 0 | 0 |  | 0
Lateral Hardening-Fuse-91129288 | Lateral Hardening | 52269.71 | 0 | 0 | 0 | 0 | 0 | 0 | 0 | 0 | 0 | 0 |  | 0
Lateral Hardening-Fuse-91130627 | Lateral Hardening | 116791.62 | 0 | 0 | 0 | 0 | 0 | 0 | 0 | 0 | 0 | 0 |  | 0
Lateral Hardening-Fuse-91132709 | Lateral Hardening | 620553.5 | 0 | 0 | 0 | 0 | 0 | 0 | 0 | 0 | 0 | 0 |  | 0
Lateral Hardening-Fuse-91133839 | Lateral Hardening | 947786.45 | 0 | 0 | 0 | 0 | 0 | 0 | 0 | 0 | 0 | 0 |  | 0
Lateral Hardening-Fuse-91134082 | Lateral Hardening | 246624.39 | 0 | 0 | 0 | 0 | 0 | 0 | 0 | 0 | 0 | 0 |  | 0
Lateral Hardening-Fuse-91134110 | Lateral Hardening | 147963.25 | 0 | 0 | 0 | 0 | 0 | 0 | 0 | 0 | 0 | 0 |  | 0
Lateral Hardening-Fuse-91134116 | Lateral Hardening | 119374.03 | 0 | 0 | 0 | 0 | 0 | 0 | 0 | 0 | 0 | 0 |  | 0
Lateral Hardening-Fuse-91134132 | Lateral Hardening | 249822.66 | 0 | 0 | 0 | 0 | 0 | 0 | 0 | 0 | 0 | 0 |  | 0
Lateral Hardening-Fuse-91134133 | Lateral Hardening | 50000 | 0 | 0 | 0 | 0 | 0 | 0 | 0 | 0 | 0 | 0 |  | 0
Lateral Hardening-Fuse-91135661 | Lateral Hardening | 137330.22 | 0 | 0 | 0 | 0 | 0 | 0 | 0 | 0 | 0 | 0 |  | 0
Lateral Hardening-Fuse-91135753 | Lateral Hardening | 113857.5 | 0 | 0 | 0 | 0 | 0 | 0 | 0 | 0 | 0 | 0 |  | 0
Lateral Hardening-Fuse-91135754 | Lateral Hardening | 156806.77 | 0 | 0 | 0 | 0 | 2027 | 0 | 0 | 0 | 0 | 0 |  | 2026 | 2026
Lateral Hardening-Fuse-91136613 | Lateral Hardening | 87828.54 | 0 | 0 | 0 | 0 | 0 | 0 | 0 | 0 | 0 | 0 |  | 0
Lateral Hardening-Fuse-91137016 | Lateral Hardening | 50000 | 0 | 0 | 0 | 0 | 0 | 0 | 0 | 0 | 0 | 0 |  | 0
Lateral Hardening-Fuse-91137089 | Lateral Hardening | 422309.79 | 0 | 0 | 0 | 0 | 2029 | 0 | 0 | 0 | 0 | 0 |  | 2029
Lateral Hardening-Fuse-91137318 | Lateral Hardening | 659113.71 | 0 | 0 | 0 | 0 | 2026 | 0 | 0 | 0 | 0 | 0 |  | 2026
Lateral Hardening-Fuse-91137895 | Lateral Hardening | 165707.97 | 0 | 0 | 0 | 0 | 0 | 0 | 0 | 0 | 0 | 0 |  | 0
Lateral Hardening-Fuse-91137899 | Lateral Hardening | 116245.72 | 0 | 0 | 0 | 0 | 0 | 0 | 0 | 0 | 0 | 0 |  | 0
Lateral Hardening-Fuse-91138324 | Lateral Hardening | 96097.78 | 0 | 0 | 0 | 0 | 0 | 0 | 0 | 0 | 0 | 0 |  | 0
Lateral Hardening-Fuse-91138447 | Lateral Hardening | 102398.78 | 0 | 0 | 0 | 0 | 0 | 0 | 0 | 0 | 0 | 0 |  | 0
Lateral Hardening-Fuse-91140036 | Lateral Hardening | 50000 | 0 | 0 | 0 | 0 | 0 | 0 | 0 | 0 | 0 | 0 |  | 0
Lateral Hardening-Fuse-91140312 | Lateral Hardening | 181174.45 | 0 | 0 | 0 | 0 | 0 | 0 | 0 | 0 | 0 | 0 |  | 0
Lateral Hardening-Fuse-91140817 | Lateral Hardening | 108206.84 | 0 | 0 | 0 | 0 | 0 | 0 | 0 | 0 | 0 | 0 |  | 0
Lateral Hardening-Fuse-91141100 | Lateral Hardening | 157548.91 | 0 | 0 | 0 | 0 | 0 | 0 | 0 | 0 | 0 | 0 |  | 0
Lateral Hardening-Fuse-91141841 | Lateral Hardening | 53355.77 | 0 | 0 | 0 | 0 | 0 | 0 | 0 | 0 | 0 | 0 |  | 0
Lateral Hardening-Fuse-91141904 | Lateral Hardening | 76092.05 | 0 | 0 | 0 | 0 | 0 | 0 | 0 | 0 | 0 | 0 |  | 0
Lateral Hardening-Fuse-91142458 | Lateral Hardening | 220974.76 | 0 | 0 | 0 | 0 | 0 | 0 | 0 | 0 | 0 | 0 |  | 0
Lateral Hardening-Fuse-91142510 | Lateral Hardening | 180062.85 | 0 | 0 | 0 | 0 | 0 | 0 | 0 | 0 | 0 | 0 |  | 0
Lateral Hardening-Fuse-91142869 | Lateral Hardening | 159694.55 | 0 | 0 | 0 | 0 | 0 | 0 | 0 | 0 | 0 | 0 |  | 0
Lateral Hardening-Fuse-91142886 | Lateral Hardening | 50000 | 0 | 0 | 0 | 0 | 0 | 0 | 0 | 0 | 0 | 0 |  | 0
Lateral Hardening-Fuse-91143706 | Lateral Hardening | 283068.22 | 0 | 0 | 0 | 0 | 0 | 0 | 0 | 0 | 0 | 0 |  | 0
Lateral Hardening-Fuse-91144323 | Lateral Hardening | 157480.95 | 0 | 0 | 0 | 0 | 0 | 0 | 0 | 0 | 0 | 0 |  | 0
Lateral Hardening-Fuse-91144334 | Lateral Hardening | 107005.6 | 0 | 0 | 0 | 0 | 0 | 0 | 0 | 0 | 0 | 0 |  | 0
Lateral Hardening-Fuse-91144426 | Lateral Hardening | 884536.71 | 0 | 0 | 0 | 0 | 0 | 0 | 0 | 0 | 0 | 0 |  | 0
Lateral Hardening-Fuse-91145235 | Lateral Hardening | 50000 | 0 | 0 | 0 | 0 | 0 | 0 | 0 | 0 | 0 | 0 |  | 0
Lateral Hardening-Fuse-91146015 | Lateral Hardening | 59772.69 | 0 | 0 | 0 | 0 | 0 | 0 | 0 | 0 | 0 | 0 |  | 0
Lateral Hardening-Fuse-91146019 | Lateral Hardening | 442833 | 0 | 0 | 0 | 0 | 0 | 0 | 0 | 0 | 0 | 0 |  | 0
Lateral Hardening-Fuse-91146364 | Lateral Hardening | 76379.87 | 0 | 0 | 0 | 0 | 0 | 0 | 0 | 0 | 0 | 0 |  | 0
Lateral Hardening-Fuse-91147157 | Lateral Hardening | 380096.02 | 0 | 0 | 0 | 0 | 0 | 0 | 0 | 0 | 0 | 0 |  | 0
Lateral Hardening-Fuse-91147158 | Lateral Hardening | 354441.37 | 0 | 0 | 0 | 0 | 0 | 0 | 0 | 0 | 0 | 0 |  | 0
Lateral Hardening-Fuse-91147533 | Lateral Hardening | 250368.45 | 0 | 0 | 0 | 0 | 2025 | 0 | 0 | 0 | 0 | 0 |  | 2025
Lateral Hardening-Fuse-91147880 | Lateral Hardening | 54992.73 | 0 | 0 | 0 | 0 | 0 | 0 | 0 | 0 | 0 | 0 |  | 0
Lateral Hardening-Fuse-91147910 | Lateral Hardening | 56467.29 | 0 | 0 | 0 | 0 | 0 | 0 | 0 | 0 | 0 | 0 |  | 0
Lateral Hardening-Fuse-91147984 | Lateral Hardening | 114178.04 | 0 | 0 | 0 | 0 | 0 | 0 | 0 | 0 | 0 | 0 |  | 0
Lateral Hardening-Fuse-91148445 | Lateral Hardening | 431362.29 | 0 | 0 | 0 | 0 | 0 | 0 | 0 | 0 | 0 | 0 |  | 0
Lateral Hardening-Fuse-91148652 | Lateral Hardening | 54614.97 | 0 | 0 | 0 | 0 | 0 | 0 | 0 | 0 | 0 | 0 |  | 0
Lateral Hardening-Fuse-91149792 | Lateral Hardening | 90248.55 | 0 | 0 | 0 | 0 | 0 | 0 | 0 | 0 | 0 | 0 |  | 0
Lateral Hardening-Fuse-91150130 | Lateral Hardening | 282810.18 | 0 | 0 | 0 | 0 | 0 | 0 | 0 | 0 | 0 | 0 |  | 0
Lateral Hardening-Fuse-91150201 | Lateral Hardening | 166213.18 | 0 | 0 | 0 | 0 | 0 | 0 | 0 | 0 | 0 | 0 |  | 0
Lateral Hardening-Fuse-91150311 | Lateral Hardening | 68635.05 | 0 | 0 | 0 | 0 | 2026 | 0 | 0 | 0 | 0 | 0 |  | 2026
Lateral Hardening-Fuse-91150335 | Lateral Hardening | 412399.9 | 0 | 0 | 0 | 0 | 0 | 0 | 0 | 0 | 0 | 0 |  | 0
Lateral Hardening-Fuse-91150337 | Lateral Hardening | 87691.88 | 0 | 0 | 0 | 0 | 0 | 0 | 0 | 0 | 0 | 0 |  | 0
Lateral Hardening-Fuse-91150432 | Lateral Hardening | 62448.49 | 0 | 0 | 0 | 0 | 0 | 0 | 0 | 0 | 0 | 0 |  | 0
Lateral Hardening-Fuse-91150444 | Lateral Hardening | 251266.3 | 0 | 0 | 0 | 0 | 0 | 0 | 0 | 0 | 0 | 0 |  | 0
Lateral Hardening-Fuse-91150556 | Lateral Hardening | 108249.06 | 0 | 0 | 0 | 0 | 0 | 0 | 0 | 0 | 0 | 0 |  | 0
Lateral Hardening-Fuse-91150557 | Lateral Hardening | 724271.02 | 0 | 0 | 0 | 0 | 0 | 0 | 0 | 0 | 0 | 0 |  | 0
Lateral Hardening-Fuse-91150567 | Lateral Hardening | 336285.65 | 0 | 0 | 0 | 0 | 2025 | 0 | 0 | 0 | 0 | 0 |  | 2025
Lateral Hardening-Fuse-91150572 | Lateral Hardening | 1387419.83 | 0 | 0 | 0 | 0 | 0 | 0 | 0 | 0 | 0 | 0 |  | 0
Lateral Hardening-Fuse-91151012 | Lateral Hardening | 114320.44 | 0 | 0 | 0 | 0 | 0 | 0 | 0 | 0 | 0 | 0 |  | 0
Lateral Hardening-Fuse-91151453 | Lateral Hardening | 214767.46 | 0 | 0 | 0 | 0 | 0 | 0 | 0 | 0 | 0 | 0 |  | 0
Lateral Hardening-Fuse-91151471 | Lateral Hardening | 50000 | 0 | 0 | 0 | 0 | 0 | 0 | 0 | 0 | 0 | 0 |  | 0
Lateral Hardening-Fuse-91151734 | Lateral Hardening | 86949.58 | 0 | 0 | 0 | 0 | 2025 | 0 | 0 | 0 | 0 | 0 |  | 2021 | 2021
Lateral Hardening-Fuse-91151849 | Lateral Hardening | 137265.71 | 0 | 0 | 0 | 0 | 0 | 0 | 0 | 0 | 0 | 0 |  | 0
Lateral Hardening-Fuse-91151966 | Lateral Hardening | 144384.53 | 0 | 0 | 0 | 0 | 0 | 0 | 0 | 0 | 0 | 0 |  | 0
Lateral Hardening-Fuse-91152045 | Lateral Hardening | 107540.76 | 0 | 0 | 0 | 0 | 0 | 0 | 0 | 0 | 0 | 0 |  | 0
Lateral Hardening-Fuse-91152309 | Lateral Hardening | 845585.25 | 0 | 0 | 0 | 0 | 0 | 0 | 0 | 0 | 0 | 0 |  | 0
Lateral Hardening-Fuse-91152785 | Lateral Hardening | 707451.22 | 0 | 0 | 0 | 0 | 2024 | 0 | 0 | 0 | 0 | 0 |  | 2024
Lateral Hardening-Fuse-91153047 | Lateral Hardening | 61320.21 | 0 | 0 | 0 | 0 | 0 | 0 | 0 | 0 | 0 | 0 |  | 0
Lateral Hardening-Fuse-91153263 | Lateral Hardening | 63665.47 | 0 | 0 | 0 | 0 | 0 | 0 | 0 | 0 | 0 | 0 |  | 0
Lateral Hardening-Fuse-91153533 | Lateral Hardening | 111181.7 | 0 | 0 | 0 | 0 | 0 | 0 | 0 | 0 | 0 | 0 |  | 0
Lateral Hardening-Fuse-91154265 | Lateral Hardening | 383360.85 | 0 | 0 | 0 | 0 | 0 | 0 | 0 | 0 | 0 | 0 |  | 0
Lateral Hardening-Fuse-91154292 | Lateral Hardening | 244549.4 | 0 | 0 | 0 | 0 | 0 | 0 | 0 | 0 | 0 | 0 |  | 0
Lateral Hardening-Fuse-91154407 | Lateral Hardening | 59988.05 | 0 | 0 | 0 | 0 | 0 | 0 | 0 | 0 | 0 | 0 |  | 0
Lateral Hardening-Fuse-91154799 | Lateral Hardening | 88245.95 | 0 | 0 | 0 | 0 | 0 | 0 | 0 | 0 | 0 | 0 |  | 0
Lateral Hardening-Fuse-91154995 | Lateral Hardening | 479693.64 | 0 | 0 | 0 | 0 | 2027 | 0 | 0 | 0 | 0 | 0 |  | 2026 | 2026
Lateral Hardening-Fuse-91155544 | Lateral Hardening | 304887.56 | 0 | 0 | 0 | 0 | 0 | 0 | 0 | 0 | 0 | 0 |  | 0
Lateral Hardening-Fuse-91155610 | Lateral Hardening | 177071.07 | 0 | 0 | 0 | 0 | 0 | 0 | 0 | 0 | 0 | 0 |  | 0
Lateral Hardening-Fuse-91156076 | Lateral Hardening | 55244.57 | 0 | 0 | 0 | 0 | 0 | 0 | 0 | 0 | 0 | 0 |  | 0
Lateral Hardening-Fuse-91156520 | Lateral Hardening | 55134.39 | 0 | 0 | 0 | 0 | 0 | 0 | 0 | 0 | 0 | 0 |  | 0
Lateral Hardening-Fuse-91156872 | Lateral Hardening | 234638.24 | 0 | 0 | 0 | 0 | 0 | 0 | 0 | 0 | 0 | 0 |  | 0
Lateral Hardening-Fuse-91158339 | Lateral Hardening | 328420.79 | 0 | 0 | 0 | 0 | 0 | 0 | 0 | 0 | 0 | 0 |  | 0
Lateral Hardening-Fuse-91158690 | Lateral Hardening | 1350923.65 | 0 | 0 | 0 | 0 | 0 | 0 | 0 | 0 | 0 | 0 |  | 0
Lateral Hardening-Fuse-91158776 | Lateral Hardening | 197848.9 | 0 | 0 | 0 | 0 | 0 | 0 | 0 | 0 | 0 | 0 |  | 0
Lateral Hardening-Fuse-91159009 | Lateral Hardening | 80058.85 | 0 | 0 | 0 | 0 | 0 | 0 | 0 | 0 | 0 | 0 |  | 0
Lateral Hardening-Fuse-91160305 | Lateral Hardening | 328238.17 | 0 | 0 | 0 | 0 | 0 | 0 | 0 | 0 | 0 | 0 |  | 0
Lateral Hardening-Fuse-91160380 | Lateral Hardening | 127157.5 | 0 | 0 | 0 | 0 | 0 | 0 | 0 | 0 | 0 | 0 |  | 0
Lateral Hardening-Fuse-91160761 | Lateral Hardening | 52458.59 | 0 | 0 | 0 | 0 | 0 | 0 | 0 | 0 | 0 | 0 |  | 0
Lateral Hardening-Fuse-91161108 | Lateral Hardening | 50000 | 0 | 0 | 0 | 0 | 0 | 0 | 0 | 0 | 0 | 0 |  | 0
Lateral Hardening-Fuse-91161524 | Lateral Hardening | 247188.34 | 0 | 0 | 0 | 0 | 2026 | 0 | 0 | 0 | 0 | 0 |  | 2026
Lateral Hardening-Fuse-91161628 | Lateral Hardening | 51624.37 | 0 | 0 | 0 | 0 | 0 | 0 | 0 | 0 | 0 | 0 |  | 0
Lateral Hardening-Fuse-91163172 | Lateral Hardening | 166791.12 | 0 | 0 | 0 | 0 | 0 | 0 | 0 | 0 | 0 | 0 |  | 0
Lateral Hardening-Fuse-91163951 | Lateral Hardening | 79617.31 | 0 | 0 | 0 | 0 | 0 | 0 | 0 | 0 | 0 | 0 |  | 0
Lateral Hardening-Fuse-91164080 | Lateral Hardening | 351377.22 | 0 | 0 | 0 | 0 | 0 | 0 | 0 | 0 | 0 | 0 |  | 0
Lateral Hardening-Fuse-91164262 | Lateral Hardening | 383609.62 | 0 | 0 | 0 | 0 | 2029 | 0 | 0 | 0 | 0 | 0 |  | 2029
Lateral Hardening-Fuse-91164537 | Lateral Hardening | 112048.14 | 0 | 0 | 0 | 0 | 0 | 0 | 0 | 0 | 0 | 0 |  | 0
Lateral Hardening-Fuse-91164548 | Lateral Hardening | 807592.47 | 0 | 0 | 0 | 0 | 2026 | 0 | 0 | 0 | 0 | 0 |  | 2025 | 2025
Lateral Hardening-Fuse-91164636 | Lateral Hardening | 473069.82 | 0 | 0 | 0 | 0 | 0 | 0 | 0 | 0 | 0 | 0 |  | 0
Lateral Hardening-Fuse-91165247 | Lateral Hardening | 108144.67 | 0 | 0 | 0 | 0 | 2028 | 0 | 0 | 0 | 0 | 0 |  | 2027 | 2027
Lateral Hardening-Fuse-91165791 | Lateral Hardening | 549072.67 | 0 | 0 | 0 | 0 | 0 | 0 | 0 | 0 | 0 | 0 |  | 0
Lateral Hardening-Fuse-91166391 | Lateral Hardening | 317507.37 | 0 | 0 | 0 | 0 | 0 | 0 | 0 | 0 | 0 | 0 |  | 0
Lateral Hardening-Fuse-91166664 | Lateral Hardening | 86684.53 | 0 | 0 | 0 | 0 | 2029 | 0 | 0 | 0 | 0 | 0 |  | 0 | 0
Lateral Hardening-Fuse-91167056 | Lateral Hardening | 106528.4 | 0 | 0 | 0 | 0 | 0 | 0 | 0 | 0 | 0 | 0 |  | 0
Lateral Hardening-Fuse-91167060 | Lateral Hardening | 54578.49 | 0 | 0 | 0 | 0 | 0 | 0 | 0 | 0 | 0 | 0 |  | 0
Lateral Hardening-Fuse-91167346 | Lateral Hardening | 100735.34 | 0 | 0 | 0 | 0 | 0 | 0 | 0 | 0 | 0 | 0 |  | 0
Lateral Hardening-Fuse-91167493 | Lateral Hardening | 121188.82 | 0 | 0 | 0 | 0 | 0 | 0 | 0 | 0 | 0 | 0 |  | 0
Lateral Hardening-Fuse-91168476 | Lateral Hardening | 122243.4 | 0 | 0 | 0 | 0 | 0 | 0 | 0 | 0 | 0 | 0 |  | 0
Lateral Hardening-Fuse-91168509 | Lateral Hardening | 540995.3 | 0 | 0 | 0 | 0 | 2026 | 0 | 0 | 0 | 0 | 0 |  | 2025 | 2025
Lateral Hardening-Fuse-91169456 | Lateral Hardening | 50000 | 0 | 0 | 0 | 0 | 0 | 0 | 0 | 0 | 0 | 0 |  | 0
Lateral Hardening-Fuse-91169495 | Lateral Hardening | 50000 | 0 | 0 | 0 | 0 | 0 | 0 | 0 | 0 | 0 | 0 |  | 0
Lateral Hardening-Fuse-91169789 | Lateral Hardening | 166075.73 | 0 | 0 | 0 | 0 | 0 | 0 | 0 | 0 | 0 | 0 |  | 0
Lateral Hardening-Fuse-91170166 | Lateral Hardening | 129767.12 | 0 | 0 | 0 | 0 | 0 | 0 | 0 | 0 | 0 | 0 |  | 0
Lateral Hardening-Fuse-91170210 | Lateral Hardening | 218351.97 | 0 | 0 | 0 | 0 | 2026 | 0 | 0 | 0 | 0 | 0 |  | 2025 | 2025
Lateral Hardening-Fuse-91172364 | Lateral Hardening | 374900.05 | 0 | 0 | 0 | 0 | 0 | 0 | 0 | 0 | 0 | 0 |  | 0
Lateral Hardening-Fuse-91173333 | Lateral Hardening | 176372.96 | 0 | 0 | 0 | 0 | 0 | 0 | 0 | 0 | 0 | 0 |  | 0
Lateral Hardening-Fuse-91173597 | Lateral Hardening | 138042.1 | 0 | 0 | 0 | 0 | 0 | 0 | 0 | 0 | 0 | 0 |  | 0
Lateral Hardening-Fuse-91173841 | Lateral Hardening | 249806.62 | 0 | 0 | 0 | 0 | 0 | 0 | 0 | 0 | 0 | 0 |  | 2029 | 2029
Lateral Hardening-Fuse-91174235 | Lateral Hardening | 67931.75 | 0 | 0 | 0 | 0 | 0 | 0 | 0 | 0 | 0 | 0 |  | 0
Lateral Hardening-Fuse-91174686 | Lateral Hardening | 272267.11 | 0 | 0 | 0 | 0 | 0 | 0 | 0 | 0 | 0 | 0 |  | 0
Lateral Hardening-Fuse-91174714 | Lateral Hardening | 147592.38 | 0 | 0 | 0 | 0 | 0 | 0 | 0 | 0 | 0 | 0 |  | 0
Lateral Hardening-Fuse-91174974 | Lateral Hardening | 351540.75 | 0 | 0 | 0 | 0 | 2028 | 0 | 0 | 0 | 0 | 0 |  | 2027 | 2027
Lateral Hardening-Fuse-91175559 | Lateral Hardening | 50000 | 0 | 0 | 0 | 0 | 0 | 0 | 0 | 0 | 0 | 0 |  | 0
Lateral Hardening-Fuse-91175718 | Lateral Hardening | 228798.38 | 0 | 0 | 0 | 0 | 0 | 0 | 0 | 0 | 0 | 0 |  | 0
Lateral Hardening-Fuse-91176389 | Lateral Hardening | 220141.33 | 0 | 0 | 0 | 0 | 0 | 0 | 0 | 0 | 0 | 0 |  | 0
Lateral Hardening-Fuse-91176518 | Lateral Hardening | 318495.57 | 0 | 0 | 0 | 0 | 0 | 0 | 0 | 0 | 0 | 0 |  | 0
Lateral Hardening-Fuse-91177000 | Lateral Hardening | 252341.06 | 0 | 0 | 0 | 0 | 0 | 0 | 0 | 0 | 0 | 0 |  | 0
Lateral Hardening-Fuse-91177941 | Lateral Hardening | 1005163.37 | 0 | 0 | 0 | 0 | 2028 | 0 | 0 | 0 | 0 | 0 |  | 2027 | 2027
Lateral Hardening-Fuse-91178676 | Lateral Hardening | 76962.25 | 0 | 0 | 0 | 0 | 0 | 0 | 0 | 0 | 0 | 0 |  | 0
Lateral Hardening-Fuse-91179506 | Lateral Hardening | 64885.17 | 0 | 0 | 0 | 0 | 2022 | 0 | 0 | 0 | 0 | 0 |  | 2028 | 2028
Lateral Hardening-Fuse-91179508 | Lateral Hardening | 178757.66 | 0 | 0 | 0 | 0 | 0 | 0 | 0 | 0 | 0 | 0 |  | 0
Lateral Hardening-Fuse-91179590 | Lateral Hardening | 184671.94 | 0 | 0 | 0 | 0 | 0 | 0 | 0 | 0 | 0 | 0 |  | 0
Lateral Hardening-Fuse-91179756 | Lateral Hardening | 121139.93 | 0 | 0 | 0 | 0 | 0 | 0 | 0 | 0 | 0 | 0 |  | 0
Lateral Hardening-Fuse-91179943 | Lateral Hardening | 532218.55 | 0 | 0 | 0 | 0 | 2025 | 0 | 0 | 0 | 0 | 0 |  | 2024 | 2024
Lateral Hardening-Fuse-91180320 | Lateral Hardening | 133186.22 | 0 | 0 | 0 | 0 | 2029 | 0 | 0 | 0 | 0 | 0 |  | 2029
Lateral Hardening-Fuse-91180370 | Lateral Hardening | 252023.12 | 0 | 0 | 0 | 0 | 0 | 0 | 0 | 0 | 0 | 0 |  | 0
Lateral Hardening-Fuse-91180866 | Lateral Hardening | 167774.7 | 0 | 0 | 0 | 0 | 0 | 0 | 0 | 0 | 0 | 0 |  | 0
Lateral Hardening-Fuse-91180881 | Lateral Hardening | 102708.58 | 0 | 0 | 0 | 0 | 0 | 0 | 0 | 0 | 0 | 0 |  | 0
Lateral Hardening-Fuse-91180896 | Lateral Hardening | 65167.25 | 0 | 0 | 0 | 0 | 0 | 0 | 0 | 0 | 0 | 0 |  | 0
Lateral Hardening-Fuse-91181114 | Lateral Hardening | 194992.33 | 0 | 0 | 0 | 0 | 0 | 0 | 0 | 0 | 0 | 0 |  | 0
Lateral Hardening-Fuse-91181415 | Lateral Hardening | 50000 | 0 | 0 | 0 | 0 | 0 | 0 | 0 | 0 | 0 | 0 |  | 0
Lateral Hardening-Fuse-91184371 | Lateral Hardening | 98028.06 | 0 | 0 | 0 | 0 | 0 | 0 | 0 | 0 | 0 | 0 |  | 0
Lateral Hardening-Fuse-91184420 | Lateral Hardening | 2212647.83 | 0 | 0 | 0 | 0 | 0 | 0 | 0 | 0 | 0 | 0 |  | 0
Lateral Hardening-Fuse-91185418 | Lateral Hardening | 245041.27 | 0 | 0 | 0 | 0 | 0 | 0 | 0 | 0 | 0 | 0 |  | 0
Lateral Hardening-Fuse-91185756 | Lateral Hardening | 65922.03 | 0 | 0 | 0 | 0 | 0 | 0 | 0 | 0 | 0 | 0 |  | 0
Lateral Hardening-Fuse-91186330 | Lateral Hardening | 189272.06 | 0 | 0 | 0 | 0 | 0 | 0 | 0 | 0 | 0 | 0 |  | 0
Lateral Hardening-Fuse-91187239 | Lateral Hardening | 594267.01 | 0 | 0 | 0 | 0 | 0 | 0 | 0 | 0 | 0 | 0 |  | 0
Lateral Hardening-Fuse-91188909 | Lateral Hardening | 102986.9 | 0 | 0 | 0 | 0 | 0 | 0 | 0 | 0 | 0 | 0 |  | 0
Lateral Hardening-Fuse-91189327 | Lateral Hardening | 296422.82 | 0 | 0 | 0 | 0 | 0 | 0 | 0 | 0 | 0 | 0 |  | 0
Lateral Hardening-Fuse-91190127 | Lateral Hardening | 82738.8 | 0 | 0 | 0 | 0 | 0 | 0 | 0 | 0 | 0 | 0 |  | 0
Lateral Hardening-Fuse-91192091 | Lateral Hardening | 228796.06 | 0 | 0 | 0 | 0 | 0 | 0 | 0 | 0 | 0 | 0 |  | 0
Lateral Hardening-Fuse-91193204 | Lateral Hardening | 1289491.08 | 0 | 0 | 0 | 0 | 0 | 0 | 0 | 0 | 0 | 0 |  | 0
Lateral Hardening-Fuse-91194181 | Lateral Hardening | 163166.18 | 0 | 0 | 0 | 0 | 0 | 0 | 0 | 0 | 0 | 0 |  | 0
Lateral Hardening-Fuse-91194467 | Lateral Hardening | 50000 | 0 | 0 | 0 | 0 | 0 | 0 | 0 | 0 | 0 | 0 |  | 0
Lateral Hardening-Fuse-91195438 | Lateral Hardening | 694432.29 | 0 | 0 | 0 | 0 | 2027 | 0 | 0 | 0 | 0 | 0 |  | 2027
Lateral Hardening-Fuse-91195616 | Lateral Hardening | 126120.44 | 0 | 0 | 0 | 0 | 0 | 0 | 0 | 0 | 0 | 0 |  | 0
Lateral Hardening-Fuse-91195731 | Lateral Hardening | 289684.1 | 0 | 0 | 0 | 0 | 2029 | 0 | 0 | 0 | 0 | 0 |  | 0 | 0
Lateral Hardening-Fuse-91196146 | Lateral Hardening | 50000 | 0 | 0 | 0 | 0 | 0 | 0 | 0 | 0 | 0 | 0 |  | 0
Lateral Hardening-Fuse-91196189 | Lateral Hardening | 196045.56 | 0 | 0 | 0 | 0 | 2025 | 0 | 0 | 0 | 0 | 0 |  | 2029 | 2029
Lateral Hardening-Fuse-91197006 | Lateral Hardening | 88481.55 | 0 | 0 | 0 | 0 | 0 | 0 | 0 | 0 | 0 | 0 |  | 0
Lateral Hardening-Fuse-91197111 | Lateral Hardening | 56892.27 | 0 | 0 | 0 | 0 | 0 | 0 | 0 | 0 | 0 | 0 |  | 0
Lateral Hardening-Fuse-91198635 | Lateral Hardening | 119028.86 | 0 | 0 | 0 | 0 | 0 | 0 | 0 | 0 | 0 | 0 |  | 0
Lateral Hardening-Fuse-91199449 | Lateral Hardening | 124703.84 | 0 | 0 | 0 | 0 | 0 | 0 | 0 | 0 | 0 | 0 |  | 0
Lateral Hardening-Fuse-91201428 | Lateral Hardening | 99696.5 | 0 | 0 | 0 | 0 | 0 | 0 | 0 | 0 | 0 | 0 |  | 0
Lateral Hardening-Fuse-91201751 | Lateral Hardening | 951168.87 | 0 | 0 | 0 | 0 | 2028 | 0 | 0 | 0 | 0 | 0 |  | 2027 | 2027
Lateral Hardening-Fuse-91201752 | Lateral Hardening | 1947318.99 | 0 | 0 | 0 | 0 | 2028 | 0 | 0 | 0 | 0 | 0 |  | 2027 | 2027
Lateral Hardening-Fuse-91201766 | Lateral Hardening | 522660.07 | 0 | 0 | 0 | 0 | 0 | 0 | 0 | 0 | 0 | 0 |  | 0
Lateral Hardening-Fuse-91202166 | Lateral Hardening | 67119.01 | 0 | 0 | 0 | 0 | 0 | 0 | 0 | 0 | 0 | 0 |  | 0
Lateral Hardening-Fuse-91202288 | Lateral Hardening | 50000 | 0 | 0 | 0 | 0 | 0 | 0 | 0 | 0 | 0 | 0 |  | 0
Lateral Hardening-Fuse-91202753 | Lateral Hardening | 107986.48 | 0 | 0 | 0 | 0 | 0 | 0 | 0 | 0 | 0 | 0 |  | 0
Lateral Hardening-Fuse-91202983 | Lateral Hardening | 50000 | 0 | 0 | 0 | 0 | 0 | 0 | 0 | 0 | 0 | 0 |  | 0
Lateral Hardening-Fuse-91203632 | Lateral Hardening | 291184.6 | 0 | 0 | 0 | 0 | 0 | 0 | 0 | 0 | 0 | 0 |  | 0
Lateral Hardening-Fuse-91203682 | Lateral Hardening | 292066.04 | 0 | 0 | 0 | 0 | 0 | 0 | 0 | 0 | 0 | 0 |  | 0
Lateral Hardening-Fuse-91203776 | Lateral Hardening | 128308.3 | 0 | 0 | 0 | 0 | 2023 | 0 | 0 | 0 | 0 | 0 |  | 2023
Lateral Hardening-Fuse-91203789 | Lateral Hardening | 52553.03 | 0 | 0 | 0 | 0 | 0 | 0 | 0 | 0 | 0 | 0 |  | 0
Lateral Hardening-Fuse-91203847 | Lateral Hardening | 186550 | 0 | 0 | 0 | 0 | 0 | 0 | 0 | 0 | 0 | 0 |  | 0
Lateral Hardening-Fuse-91203887 | Lateral Hardening | 50000 | 0 | 0 | 0 | 0 | 0 | 0 | 0 | 0 | 0 | 0 |  | 0
Lateral Hardening-Fuse-91205892 | Lateral Hardening | 104109.44 | 0 | 0 | 0 | 0 | 2023 | 0 | 0 | 0 | 0 | 0 |  | 2024 | 2024
Lateral Hardening-Fuse-91205915 | Lateral Hardening | 332955.52 | 0 | 0 | 0 | 0 | 2026 | 0 | 0 | 0 | 0 | 0 |  | 2026
Lateral Hardening-Fuse-91205919 | Lateral Hardening | 76700.98 | 0 | 0 | 0 | 0 | 0 | 0 | 0 | 0 | 0 | 0 |  | 0
Lateral Hardening-Fuse-91206590 | Lateral Hardening | 183829.71 | 0 | 0 | 0 | 0 | 0 | 0 | 0 | 0 | 0 | 0 |  | 0
Lateral Hardening-Fuse-91207235 | Lateral Hardening | 384807.45 | 0 | 0 | 0 | 0 | 0 | 0 | 0 | 0 | 0 | 0 |  | 0
Lateral Hardening-Fuse-91207643 | Lateral Hardening | 282981.59 | 0 | 0 | 0 | 0 | 0 | 0 | 0 | 0 | 0 | 0 |  | 0
Lateral Hardening-Fuse-91207658 | Lateral Hardening | 59809.17 | 0 | 0 | 0 | 0 | 0 | 0 | 0 | 0 | 0 | 0 |  | 0
Lateral Hardening-Fuse-91208584 | Lateral Hardening | 705822.96 | 0 | 0 | 0 | 0 | 0 | 0 | 0 | 0 | 0 | 0 |  | 0
Lateral Hardening-Fuse-91208769 | Lateral Hardening | 286667.56 | 0 | 0 | 0 | 0 | 2029 | 0 | 0 | 0 | 0 | 0 |  | 2029
Lateral Hardening-Fuse-91208893 | Lateral Hardening | 435285.18 | 0 | 0 | 0 | 0 | 0 | 0 | 0 | 0 | 0 | 0 |  | 0
Lateral Hardening-Fuse-91209039 | Lateral Hardening | 59384.19 | 0 | 0 | 0 | 0 | 0 | 0 | 0 | 0 | 0 | 0 |  | 0
Lateral Hardening-Fuse-91209885 | Lateral Hardening | 50000 | 0 | 0 | 0 | 0 | 0 | 0 | 0 | 0 | 0 | 0 |  | 0
Lateral Hardening-Fuse-91210726 | Lateral Hardening | 230821.44 | 0 | 0 | 0 | 0 | 2029 | 0 | 0 | 0 | 0 | 0 |  | 2029
Lateral Hardening-Fuse-91210942 | Lateral Hardening | 102251.38 | 0 | 0 | 0 | 0 | 0 | 0 | 0 | 0 | 0 | 0 |  | 0
Lateral Hardening-Fuse-91210950 | Lateral Hardening | 271564.28 | 0 | 0 | 0 | 0 | 0 | 0 | 0 | 0 | 0 | 0 |  | 0
Lateral Hardening-Fuse-91211137 | Lateral Hardening | 327308.59 | 0 | 0 | 0 | 0 | 0 | 0 | 0 | 0 | 0 | 0 |  | 0
Lateral Hardening-Fuse-91211345 | Lateral Hardening | 101032.23 | 0 | 0 | 0 | 0 | 0 | 0 | 0 | 0 | 0 | 0 |  | 0
Lateral Hardening-Fuse-91213055 | Lateral Hardening | 277715.78 | 0 | 0 | 0 | 0 | 2022 | 0 | 0 | 0 | 0 | 0 |  | 2022
Lateral Hardening-Fuse-91213581 | Lateral Hardening | 89895.15 | 0 | 0 | 0 | 0 | 0 | 0 | 0 | 0 | 0 | 0 |  | 0
Lateral Hardening-Fuse-91213761 | Lateral Hardening | 277595.24 | 0 | 0 | 0 | 0 | 0 | 0 | 0 | 0 | 0 | 0 |  | 0
Lateral Hardening-Fuse-91215080 | Lateral Hardening | 510188.03 | 0 | 0 | 0 | 0 | 2029 | 0 | 0 | 0 | 0 | 0 |  | 2029
Lateral Hardening-Fuse-91215178 | Lateral Hardening | 53198.37 | 0 | 0 | 0 | 0 | 0 | 0 | 0 | 0 | 0 | 0 |  | 0
Lateral Hardening-Fuse-91215561 | Lateral Hardening | 517473.89 | 0 | 0 | 0 | 0 | 0 | 0 | 0 | 0 | 0 | 0 |  | 0
Lateral Hardening-Fuse-91217254 | Lateral Hardening | 277712.41 | 0 | 0 | 0 | 0 | 0 | 0 | 0 | 0 | 0 | 0 |  | 0
Lateral Hardening-Fuse-91217302 | Lateral Hardening | 57369.47 | 0 | 0 | 0 | 0 | 0 | 0 | 0 | 0 | 0 | 0 |  | 0
Lateral Hardening-Fuse-91218077 | Lateral Hardening | 62122.95 | 0 | 0 | 0 | 0 | 0 | 0 | 0 | 0 | 0 | 0 |  | 0
Lateral Hardening-Fuse-91218156 | Lateral Hardening | 53560.39 | 0 | 0 | 0 | 0 | 0 | 0 | 0 | 0 | 0 | 0 |  | 0
Lateral Hardening-Fuse-91218352 | Lateral Hardening | 62952.17 | 0 | 0 | 0 | 0 | 0 | 0 | 0 | 0 | 0 | 0 |  | 0
Lateral Hardening-Fuse-91218354 | Lateral Hardening | 57322.25 | 0 | 0 | 0 | 0 | 0 | 0 | 0 | 0 | 0 | 0 |  | 0
Lateral Hardening-Fuse-91219148 | Lateral Hardening | 56157.49 | 0 | 0 | 0 | 0 | 0 | 0 | 0 | 0 | 0 | 0 |  | 0
Lateral Hardening-Fuse-91219554 | Lateral Hardening | 130050.44 | 0 | 0 | 0 | 0 | 0 | 0 | 0 | 0 | 0 | 0 |  | 0
Lateral Hardening-Fuse-91220443 | Lateral Hardening | 123250.76 | 0 | 0 | 0 | 0 | 0 | 0 | 0 | 0 | 0 | 0 |  | 0
Lateral Hardening-Fuse-91220710 | Lateral Hardening | 50000 | 0 | 0 | 0 | 0 | 0 | 0 | 0 | 0 | 0 | 0 |  | 0
Lateral Hardening-Fuse-91221190 | Lateral Hardening | 50000 | 0 | 0 | 0 | 0 | 0 | 0 | 0 | 0 | 0 | 0 |  | 0
Lateral Hardening-Fuse-91221401 | Lateral Hardening | 244394.28 | 0 | 0 | 0 | 0 | 0 | 0 | 0 | 0 | 0 | 0 |  | 0
Lateral Hardening-Fuse-91221937 | Lateral Hardening | 281540.98 | 0 | 0 | 0 | 0 | 0 | 0 | 0 | 0 | 0 | 0 |  | 0
Lateral Hardening-Fuse-91221942 | Lateral Hardening | 554497.21 | 0 | 0 | 0 | 0 | 2026 | 0 | 0 | 0 | 0 | 0 |  | 2026
Lateral Hardening-Fuse-91221946 | Lateral Hardening | 219799.26 | 0 | 0 | 0 | 0 | 0 | 0 | 0 | 0 | 0 | 0 |  | 0
Lateral Hardening-Fuse-91221952 | Lateral Hardening | 92021.17 | 0 | 0 | 0 | 0 | 0 | 0 | 0 | 0 | 0 | 0 |  | 0
Lateral Hardening-Fuse-91221953 | Lateral Hardening | 79869.15 | 0 | 0 | 0 | 0 | 0 | 0 | 0 | 0 | 0 | 0 |  | 0
Lateral Hardening-Fuse-91221956 | Lateral Hardening | 254410.2 | 0 | 0 | 0 | 0 | 0 | 0 | 0 | 0 | 0 | 0 |  | 0
Lateral Hardening-Fuse-91221958 | Lateral Hardening | 73462.41 | 0 | 0 | 0 | 0 | 0 | 0 | 0 | 0 | 0 | 0 |  | 0
Lateral Hardening-Fuse-91221961 | Lateral Hardening | 642118.2 | 0 | 0 | 0 | 0 | 0 | 0 | 0 | 0 | 0 | 0 |  | 0
Lateral Hardening-Fuse-91222369 | Lateral Hardening | 57847.41 | 0 | 0 | 0 | 0 | 0 | 0 | 0 | 0 | 0 | 0 |  | 0
Lateral Hardening-Fuse-91222588 | Lateral Hardening | 145497.07 | 0 | 0 | 0 | 0 | 0 | 0 | 0 | 0 | 0 | 0 |  | 0
Lateral Hardening-Fuse-91224022 | Lateral Hardening | 50000 | 0 | 0 | 0 | 0 | 0 | 0 | 0 | 0 | 0 | 0 |  | 0
Lateral Hardening-Fuse-91224548 | Lateral Hardening | 50000 | 0 | 0 | 0 | 0 | 0 | 0 | 0 | 0 | 0 | 0 |  | 0
Lateral Hardening-Fuse-91224629 | Lateral Hardening | 2054494.87 | 0 | 0 | 0 | 0 | 2029 | 0 | 0 | 0 | 0 | 0 |  | 0 | 0
Lateral Hardening-Fuse-91225534 | Lateral Hardening | 395847.54 | 0 | 0 | 0 | 0 | 2029 | 0 | 0 | 0 | 0 | 0 |  | 2029
Lateral Hardening-Fuse-91226110 | Lateral Hardening | 186570.69 | 0 | 0 | 0 | 0 | 0 | 0 | 0 | 0 | 0 | 0 |  | 0
Lateral Hardening-Fuse-91227405 | Lateral Hardening | 149710.39 | 0 | 0 | 0 | 0 | 0 | 0 | 0 | 0 | 0 | 0 |  | 0
Lateral Hardening-Fuse-91227536 | Lateral Hardening | 50679.97 | 0 | 0 | 0 | 0 | 0 | 0 | 0 | 0 | 0 | 0 |  | 0
Lateral Hardening-Fuse-91229221 | Lateral Hardening | 60932.45 | 0 | 0 | 0 | 0 | 0 | 0 | 0 | 0 | 0 | 0 |  | 0
Lateral Hardening-Fuse-91229544 | Lateral Hardening | 98435.65 | 0 | 0 | 0 | 0 | 0 | 0 | 0 | 0 | 0 | 0 |  | 0
Lateral Hardening-Fuse-91230271 | Lateral Hardening | 53292.81 | 0 | 0 | 0 | 0 | 0 | 0 | 0 | 0 | 0 | 0 |  | 0
Lateral Hardening-Fuse-91230825 | Lateral Hardening | 255694.99 | 0 | 0 | 0 | 0 | 0 | 0 | 0 | 0 | 0 | 0 |  | 0
Lateral Hardening-Fuse-91230995 | Lateral Hardening | 54646.45 | 0 | 0 | 0 | 0 | 0 | 0 | 0 | 0 | 0 | 0 |  | 0
Lateral Hardening-Fuse-91231112 | Lateral Hardening | 427581.87 | 0 | 0 | 0 | 0 | 0 | 0 | 0 | 0 | 0 | 0 |  | 0
Lateral Hardening-Fuse-91231466 | Lateral Hardening | 86007.75 | 0 | 0 | 0 | 0 | 0 | 0 | 0 | 0 | 0 | 0 |  | 0
Lateral Hardening-Fuse-91231633 | Lateral Hardening | 294343.1 | 0 | 0 | 0 | 0 | 2021 | 0 | 0 | 0 | 0 | 0 |  | 2021
Lateral Hardening-Fuse-91231798 | Lateral Hardening | 287902.12 | 0 | 0 | 0 | 0 | 0 | 0 | 0 | 0 | 0 | 0 |  | 0
Lateral Hardening-Fuse-91232065 | Lateral Hardening | 110987.82 | 0 | 0 | 0 | 0 | 0 | 0 | 0 | 0 | 0 | 0 |  | 0
Lateral Hardening-Fuse-91232937 | Lateral Hardening | 832241.58 | 0 | 0 | 0 | 0 | 2024 | 0 | 0 | 0 | 0 | 0 |  | 2027 | 2027
Lateral Hardening-Fuse-91234154 | Lateral Hardening | 214982.87 | 0 | 0 | 0 | 0 | 0 | 0 | 0 | 0 | 0 | 0 |  | 0
Lateral Hardening-Fuse-91234217 | Lateral Hardening | 481203.04 | 0 | 0 | 0 | 0 | 0 | 0 | 0 | 0 | 0 | 0 |  | 0
Lateral Hardening-Fuse-91234338 | Lateral Hardening | 535094.02 | 0 | 0 | 0 | 0 | 2029 | 0 | 0 | 0 | 0 | 0 |  | 0 | 0
Lateral Hardening-Fuse-91235614 | Lateral Hardening | 462788.57 | 0 | 0 | 0 | 0 | 2029 | 0 | 0 | 0 | 0 | 0 |  | 2029
Lateral Hardening-Fuse-91235770 | Lateral Hardening | 53712.79 | 0 | 0 | 0 | 0 | 0 | 0 | 0 | 0 | 0 | 0 |  | 0
Lateral Hardening-Fuse-91235891 | Lateral Hardening | 247386.43 | 0 | 0 | 0 | 0 | 0 | 0 | 0 | 0 | 0 | 0 |  | 0
Lateral Hardening-Fuse-91237240 | Lateral Hardening | 50000 | 0 | 0 | 0 | 0 | 0 | 0 | 0 | 0 | 0 | 0 |  | 0
Lateral Hardening-Fuse-91237769 | Lateral Hardening | 117683.06 | 0 | 0 | 0 | 0 | 0 | 0 | 0 | 0 | 0 | 0 |  | 2029 | 2029
Lateral Hardening-Fuse-91238591 | Lateral Hardening | 327478.39 | 0 | 0 | 0 | 0 | 0 | 0 | 0 | 0 | 0 | 0 |  | 0
Lateral Hardening-Fuse-91238629 | Lateral Hardening | 158099.81 | 0 | 0 | 0 | 0 | 0 | 0 | 0 | 0 | 0 | 0 |  | 0
Lateral Hardening-Fuse-91238854 | Lateral Hardening | 698677.42 | 0 | 0 | 0 | 0 | 0 | 0 | 0 | 0 | 0 | 0 |  | 0
Lateral Hardening-Fuse-91238983 | Lateral Hardening | 166066.6 | 0 | 0 | 0 | 0 | 0 | 0 | 0 | 0 | 0 | 0 |  | 0
Lateral Hardening-Fuse-91239021 | Lateral Hardening | 75670.23 | 0 | 0 | 0 | 0 | 0 | 0 | 0 | 0 | 0 | 0 |  | 0
Lateral Hardening-Fuse-91239106 | Lateral Hardening | 101926.58 | 0 | 0 | 0 | 0 | 0 | 0 | 0 | 0 | 0 | 0 |  | 0
Lateral Hardening-Fuse-91239112 | Lateral Hardening | 103747.42 | 0 | 0 | 0 | 0 | 0 | 0 | 0 | 0 | 0 | 0 |  | 0
Lateral Hardening-Fuse-91239497 | Lateral Hardening | 177285.91 | 0 | 0 | 0 | 0 | 0 | 0 | 0 | 0 | 0 | 0 |  | 0
Lateral Hardening-Fuse-91239736 | Lateral Hardening | 51026.25 | 0 | 0 | 0 | 0 | 0 | 0 | 0 | 0 | 0 | 0 |  | 0
Lateral Hardening-Fuse-91239862 | Lateral Hardening | 106879.68 | 0 | 0 | 0 | 0 | 0 | 0 | 0 | 0 | 0 | 0 |  | 0
Lateral Hardening-Fuse-91240692 | Lateral Hardening | 99376.01 | 0 | 0 | 0 | 0 | 0 | 0 | 0 | 0 | 0 | 0 |  | 0
Lateral Hardening-Fuse-91241031 | Lateral Hardening | 107123.4 | 0 | 0 | 0 | 0 | 0 | 0 | 0 | 0 | 0 | 0 |  | 0
Lateral Hardening-Fuse-91241032 | Lateral Hardening | 183571.66 | 0 | 0 | 0 | 0 | 2022 | 0 | 0 | 0 | 0 | 0 |  | 2022
Lateral Hardening-Fuse-91241114 | Lateral Hardening | 157533.96 | 0 | 0 | 0 | 0 | 0 | 0 | 0 | 0 | 0 | 0 |  | 0
Lateral Hardening-Fuse-91241356 | Lateral Hardening | 301253.15 | 0 | 0 | 0 | 0 | 0 | 0 | 0 | 0 | 0 | 0 |  | 0
Lateral Hardening-Fuse-91241452 | Lateral Hardening | 56026.57 | 0 | 0 | 0 | 0 | 0 | 0 | 0 | 0 | 0 | 0 |  | 0
Lateral Hardening-Fuse-91242057 | Lateral Hardening | 111805.95 | 0 | 0 | 0 | 0 | 0 | 0 | 0 | 0 | 0 | 0 |  | 0
Lateral Hardening-Fuse-91242060 | Lateral Hardening | 239232.44 | 0 | 0 | 0 | 0 | 0 | 0 | 0 | 0 | 0 | 0 |  | 0
Lateral Hardening-Fuse-91245576 | Lateral Hardening | 101795.66 | 0 | 0 | 0 | 0 | 0 | 0 | 0 | 0 | 0 | 0 |  | 0
Lateral Hardening-Fuse-91245686 | Lateral Hardening | 50000 | 0 | 0 | 0 | 0 | 0 | 0 | 0 | 0 | 0 | 0 |  | 0
Lateral Hardening-Fuse-91245761 | Lateral Hardening | 184392.09 | 0 | 0 | 0 | 0 | 2022 | 0 | 0 | 0 | 0 | 0 |  | 2022
Lateral Hardening-Fuse-91245762 | Lateral Hardening | 409013.48 | 0 | 0 | 0 | 0 | 0 | 0 | 0 | 0 | 0 | 0 |  | 0
Lateral Hardening-Fuse-91246837 | Lateral Hardening | 288301.24 | 0 | 0 | 0 | 0 | 0 | 0 | 0 | 0 | 0 | 0 |  | 0
Lateral Hardening-Fuse-91247238 | Lateral Hardening | 51561.41 | 0 | 0 | 0 | 0 | 0 | 0 | 0 | 0 | 0 | 0 |  | 0
Lateral Hardening-Fuse-91247246 | Lateral Hardening | 50000 | 0 | 0 | 0 | 0 | 0 | 0 | 0 | 0 | 0 | 0 |  | 0
Lateral Hardening-Fuse-91247297 | Lateral Hardening | 61582.79 | 0 | 0 | 0 | 0 | 0 | 0 | 0 | 0 | 0 | 0 |  | 0
Lateral Hardening-Fuse-91247298 | Lateral Hardening | 53135.41 | 0 | 0 | 0 | 0 | 0 | 0 | 0 | 0 | 0 | 0 |  | 0
Lateral Hardening-Fuse-91250081 | Lateral Hardening | 50000 | 0 | 0 | 0 | 0 | 0 | 0 | 0 | 0 | 0 | 0 |  | 0
Lateral Hardening-Fuse-91250370 | Lateral Hardening | 78439.1 | 0 | 0 | 0 | 0 | 0 | 0 | 0 | 0 | 0 | 0 |  | 0
Lateral Hardening-Fuse-91250466 | Lateral Hardening | 52490.07 | 0 | 0 | 0 | 0 | 0 | 0 | 0 | 0 | 0 | 0 |  | 0
Lateral Hardening-Fuse-91250642 | Lateral Hardening | 327921.85 | 0 | 0 | 0 | 0 | 0 | 0 | 0 | 0 | 0 | 0 |  | 0
Lateral Hardening-Fuse-91250712 | Lateral Hardening | 98465.1 | 0 | 0 | 0 | 0 | 0 | 0 | 0 | 0 | 0 | 0 |  | 0
Lateral Hardening-Fuse-91250746 | Lateral Hardening | 115742.04 | 0 | 0 | 0 | 0 | 0 | 0 | 0 | 0 | 0 | 0 |  | 0
Lateral Hardening-Fuse-91251022 | Lateral Hardening | 74166.77 | 0 | 0 | 0 | 0 | 0 | 0 | 0 | 0 | 0 | 0 |  | 0
Lateral Hardening-Fuse-91251089 | Lateral Hardening | 920142.58 | 0 | 0 | 0 | 0 | 0 | 0 | 0 | 0 | 0 | 0 |  | 0
Lateral Hardening-Fuse-91251457 | Lateral Hardening | 135934.42 | 0 | 0 | 0 | 0 | 2026 | 0 | 0 | 0 | 0 | 0 |  | 2025 | 2025
Lateral Hardening-Fuse-91253146 | Lateral Hardening | 237394.81 | 0 | 0 | 0 | 0 | 2027 | 0 | 0 | 0 | 0 | 0 |  | 2028 | 2028
Lateral Hardening-Fuse-91253274 | Lateral Hardening | 161920.37 | 0 | 0 | 0 | 0 | 0 | 0 | 0 | 0 | 0 | 0 |  | 0
Lateral Hardening-Fuse-91253737 | Lateral Hardening | 161973.05 | 0 | 0 | 0 | 0 | 0 | 0 | 0 | 0 | 0 | 0 |  | 0
Lateral Hardening-Fuse-91253833 | Lateral Hardening | 55396.97 | 0 | 0 | 0 | 0 | 0 | 0 | 0 | 0 | 0 | 0 |  | 0
Lateral Hardening-Fuse-91254984 | Lateral Hardening | 108206.84 | 0 | 0 | 0 | 0 | 0 | 0 | 0 | 0 | 0 | 0 |  | 0
Lateral Hardening-Fuse-91256591 | Lateral Hardening | 260688.86 | 0 | 0 | 0 | 0 | 2025 | 0 | 0 | 0 | 0 | 0 |  | 2025
Lateral Hardening-Fuse-91259460 | Lateral Hardening | 77643.38 | 0 | 0 | 0 | 0 | 0 | 0 | 0 | 0 | 0 | 0 |  | 0
Lateral Hardening-Fuse-91260258 | Lateral Hardening | 165976.76 | 0 | 0 | 0 | 0 | 0 | 0 | 0 | 0 | 0 | 0 |  | 0
Lateral Hardening-Fuse-91260259 | Lateral Hardening | 183529.88 | 0 | 0 | 0 | 0 | 0 | 0 | 0 | 0 | 0 | 0 |  | 0
Lateral Hardening-Fuse-91262074 | Lateral Hardening | 87067.38 | 0 | 0 | 0 | 0 | 0 | 0 | 0 | 0 | 0 | 0 |  | 0
Lateral Hardening-Fuse-91262486 | Lateral Hardening | 99418.92 | 0 | 0 | 0 | 0 | 0 | 0 | 0 | 0 | 0 | 0 |  | 0
Lateral Hardening-Fuse-91262491 | Lateral Hardening | 604914.42 | 0 | 0 | 0 | 0 | 0 | 0 | 0 | 0 | 0 | 0 |  | 0
Lateral Hardening-Fuse-91263223 | Lateral Hardening | 258809.46 | 0 | 0 | 0 | 0 | 0 | 0 | 0 | 0 | 0 | 0 |  | 0
Lateral Hardening-Fuse-91264831 | Lateral Hardening | 536934.02 | 0 | 0 | 0 | 0 | 0 | 0 | 0 | 0 | 0 | 0 |  | 0
Lateral Hardening-Fuse-91265107 | Lateral Hardening | 50000 | 0 | 0 | 0 | 0 | 0 | 0 | 0 | 0 | 0 | 0 |  | 0
Lateral Hardening-Fuse-91265301 | Lateral Hardening | 50000 | 0 | 0 | 0 | 0 | 0 | 0 | 0 | 0 | 0 | 0 |  | 0
Lateral Hardening-Fuse-91265724 | Lateral Hardening | 705357.77 | 0 | 0 | 0 | 0 | 0 | 0 | 0 | 0 | 0 | 0 |  | 0
Lateral Hardening-Fuse-91266104 | Lateral Hardening | 50000 | 0 | 0 | 0 | 0 | 0 | 0 | 0 | 0 | 0 | 0 |  | 0
Lateral Hardening-Fuse-91266363 | Lateral Hardening | 204934.14 | 0 | 0 | 0 | 0 | 2029 | 0 | 0 | 0 | 0 | 0 |  | 2029
Lateral Hardening-Fuse-91267179 | Lateral Hardening | 50000 | 0 | 0 | 0 | 0 | 0 | 0 | 0 | 0 | 0 | 0 |  | 0
Lateral Hardening-Fuse-91267186 | Lateral Hardening | 2297961.4 | 0 | 0 | 0 | 0 | 2024 | 0 | 0 | 0 | 0 | 0 |  | 2023 | 2023
Lateral Hardening-Fuse-91267794 | Lateral Hardening | 426683.07 | 0 | 0 | 0 | 0 | 0 | 0 | 0 | 0 | 0 | 0 |  | 0
Lateral Hardening-Fuse-91269214 | Lateral Hardening | 176213.03 | 0 | 0 | 0 | 0 | 0 | 0 | 0 | 0 | 0 | 0 |  | 0
Lateral Hardening-Fuse-91269313 | Lateral Hardening | 50000 | 0 | 0 | 0 | 0 | 0 | 0 | 0 | 0 | 0 | 0 |  | 0
Lateral Hardening-Fuse-91270079 | Lateral Hardening | 53418.73 | 0 | 0 | 0 | 0 | 0 | 0 | 0 | 0 | 0 | 0 |  | 0
Lateral Hardening-Fuse-91270662 | Lateral Hardening | 210937.69 | 0 | 0 | 0 | 0 | 0 | 0 | 0 | 0 | 0 | 0 |  | 0
Lateral Hardening-Fuse-91272429 | Lateral Hardening | 58230.17 | 0 | 0 | 0 | 0 | 0 | 0 | 0 | 0 | 0 | 0 |  | 0
Lateral Hardening-Fuse-91272574 | Lateral Hardening | 50000 | 0 | 0 | 0 | 0 | 0 | 0 | 0 | 0 | 0 | 0 |  | 0
Lateral Hardening-Fuse-91272607 | Lateral Hardening | 243370.47 | 0 | 0 | 0 | 0 | 2026 | 0 | 0 | 0 | 0 | 0 |  | 2027 | 2027
Lateral Hardening-Fuse-91272608 | Lateral Hardening | 208822 | 0 | 0 | 0 | 0 | 0 | 0 | 0 | 0 | 0 | 0 |  | 0
Lateral Hardening-Fuse-91272615 | Lateral Hardening | 50000 | 0 | 0 | 0 | 0 | 0 | 0 | 0 | 0 | 0 | 0 |  | 0
Lateral Hardening-Fuse-91272699 | Lateral Hardening | 50000 | 0 | 0 | 0 | 0 | 0 | 0 | 0 | 0 | 0 | 0 |  | 0
Lateral Hardening-Fuse-91273237 | Lateral Hardening | 411900.43 | 0 | 0 | 0 | 0 | 0 | 0 | 0 | 0 | 0 | 0 |  | 0
Lateral Hardening-Fuse-91274133 | Lateral Hardening | 175059.06 | 0 | 0 | 0 | 0 | 2025 | 0 | 0 | 0 | 0 | 0 |  | 2025
Lateral Hardening-Fuse-91274634 | Lateral Hardening | 61132.07 | 0 | 0 | 0 | 0 | 0 | 0 | 0 | 0 | 0 | 0 |  | 0
Lateral Hardening-Fuse-91274867 | Lateral Hardening | 542836.08 | 0 | 0 | 0 | 0 | 2023 | 0 | 0 | 0 | 0 | 0 |  | 2023
Lateral Hardening-Fuse-91276385 | Lateral Hardening | 362662.79 | 0 | 0 | 0 | 0 | 2022 | 0 | 0 | 0 | 0 | 0 |  | 2022
Lateral Hardening-Fuse-91276493 | Lateral Hardening | 54720.15 | 0 | 0 | 0 | 0 | 2029 | 0 | 0 | 0 | 0 | 0 |  | 2028 | 2028
Lateral Hardening-Fuse-91278866 | Lateral Hardening | 103600.76 | 0 | 0 | 0 | 0 | 0 | 0 | 0 | 0 | 0 | 0 |  | 0
Lateral Hardening-Fuse-91279238 | Lateral Hardening | 143294.26 | 0 | 0 | 0 | 0 | 0 | 0 | 0 | 0 | 0 | 0 |  | 0
Lateral Hardening-Fuse-91280421 | Lateral Hardening | 175856.75 | 0 | 0 | 0 | 0 | 0 | 0 | 0 | 0 | 0 | 0 |  | 0
Lateral Hardening-Fuse-91281171 | Lateral Hardening | 54300.17 | 0 | 0 | 0 | 0 | 0 | 0 | 0 | 0 | 0 | 0 |  | 0
Lateral Hardening-Fuse-91281400 | Lateral Hardening | 56168.23 | 0 | 0 | 0 | 0 | 0 | 0 | 0 | 0 | 0 | 0 |  | 0
Lateral Hardening-Fuse-91282226 | Lateral Hardening | 119556.86 | 0 | 0 | 0 | 0 | 0 | 0 | 0 | 0 | 0 | 0 |  | 0
Lateral Hardening-Fuse-91282885 | Lateral Hardening | 50000 | 0 | 0 | 0 | 0 | 0 | 0 | 0 | 0 | 0 | 0 |  | 0
Lateral Hardening-Fuse-91283089 | Lateral Hardening | 62370.53 | 0 | 0 | 0 | 0 | 0 | 0 | 0 | 0 | 0 | 0 |  | 0
Lateral Hardening-Fuse-91285070 | Lateral Hardening | 221678.85 | 0 | 0 | 0 | 0 | 0 | 0 | 0 | 0 | 0 | 0 |  | 0
Lateral Hardening-Fuse-91286497 | Lateral Hardening | 257598.22 | 0 | 0 | 0 | 0 | 0 | 0 | 0 | 0 | 0 | 0 |  | 0
Lateral Hardening-Fuse-91286781 | Lateral Hardening | 110221.56 | 0 | 0 | 0 | 0 | 0 | 0 | 0 | 0 | 0 | 0 |  | 0
Lateral Hardening-Fuse-91286800 | Lateral Hardening | 196948.55 | 0 | 0 | 0 | 0 | 2023 | 0 | 0 | 0 | 0 | 0 |  | 2024 | 2024
Lateral Hardening-Fuse-91287001 | Lateral Hardening | 177807.77 | 0 | 0 | 0 | 0 | 0 | 0 | 0 | 0 | 0 | 0 |  | 0
Lateral Hardening-Fuse-91287424 | Lateral Hardening | 100877 | 0 | 0 | 0 | 0 | 0 | 0 | 0 | 0 | 0 | 0 |  | 0
Lateral Hardening-Fuse-91287667 | Lateral Hardening | 228283.12 | 0 | 0 | 0 | 0 | 0 | 0 | 0 | 0 | 0 | 0 |  | 0
Lateral Hardening-Fuse-91288121 | Lateral Hardening | 242524.72 | 0 | 0 | 0 | 0 | 2029 | 0 | 0 | 0 | 0 | 0 |  | 2029
Lateral Hardening-Fuse-91289231 | Lateral Hardening | 50000 | 0 | 0 | 0 | 0 | 0 | 0 | 0 | 0 | 0 | 0 |  | 0
Lateral Hardening-Fuse-91289700 | Lateral Hardening | 50000 | 0 | 0 | 0 | 0 | 0 | 0 | 0 | 0 | 0 | 0 |  | 0
Lateral Hardening-Fuse-91289915 | Lateral Hardening | 50000 | 0 | 0 | 0 | 0 | 0 | 0 | 0 | 0 | 0 | 0 |  | 0
Lateral Hardening-Fuse-91291097 | Lateral Hardening | 103972.78 | 0 | 0 | 0 | 0 | 0 | 0 | 0 | 0 | 0 | 0 |  | 0
Lateral Hardening-Fuse-91291099 | Lateral Hardening | 55339.01 | 0 | 0 | 0 | 0 | 0 | 0 | 0 | 0 | 0 | 0 |  | 0
Lateral Hardening-Fuse-91293201 | Lateral Hardening | 629560.6 | 0 | 0 | 0 | 0 | 2029 | 0 | 0 | 0 | 0 | 0 |  | 0 | 0
Lateral Hardening-Fuse-91293850 | Lateral Hardening | 97026.49 | 0 | 0 | 0 | 0 | 0 | 0 | 0 | 0 | 0 | 0 |  | 0
Lateral Hardening-Fuse-91293852 | Lateral Hardening | 286074.1 | 0 | 0 | 0 | 0 | 0 | 0 | 0 | 0 | 0 | 0 |  | 0
Lateral Hardening-Fuse-91293905 | Lateral Hardening | 172015.5 | 0 | 0 | 0 | 0 | 2022 | 0 | 0 | 0 | 0 | 0 |  | 2022
Lateral Hardening-Fuse-91294491 | Lateral Hardening | 910492.7 | 0 | 0 | 0 | 0 | 0 | 0 | 0 | 0 | 0 | 0 |  | 0
Lateral Hardening-Fuse-91294696 | Lateral Hardening | 50000 | 0 | 0 | 0 | 0 | 0 | 0 | 0 | 0 | 0 | 0 |  | 0
Lateral Hardening-Fuse-91295197 | Lateral Hardening | 811826.94 | 0 | 0 | 0 | 0 | 0 | 0 | 0 | 0 | 0 | 0 |  | 0
Lateral Hardening-Fuse-91295320 | Lateral Hardening | 281877.75 | 0 | 0 | 0 | 0 | 0 | 0 | 0 | 0 | 0 | 0 |  | 0
Lateral Hardening-Fuse-91295569 | Lateral Hardening | 111407.06 | 0 | 0 | 0 | 0 | 0 | 0 | 0 | 0 | 0 | 0 |  | 0
Lateral Hardening-Fuse-91296388 | Lateral Hardening | 326291.92 | 0 | 0 | 0 | 0 | 0 | 0 | 0 | 0 | 0 | 0 |  | 0
Lateral Hardening-Fuse-91297742 | Lateral Hardening | 53382.25 | 0 | 0 | 0 | 0 | 0 | 0 | 0 | 0 | 0 | 0 |  | 0
Lateral Hardening-Fuse-91299668 | Lateral Hardening | 548265.34 | 0 | 0 | 0 | 0 | 2029 | 0 | 0 | 0 | 0 | 0 |  | 2028 | 2028
Lateral Hardening-Fuse-91299786 | Lateral Hardening | 438278.65 | 0 | 0 | 0 | 0 | 0 | 0 | 0 | 0 | 0 | 0 |  | 2027 | 2027
Lateral Hardening-Fuse-91299938 | Lateral Hardening | 99922.6 | 0 | 0 | 0 | 0 | 0 | 0 | 0 | 0 | 0 | 0 |  | 0
Lateral Hardening-Fuse-91300326 | Lateral Hardening | 840267.25 | 0 | 0 | 0 | 0 | 0 | 0 | 0 | 0 | 0 | 0 |  | 0
Lateral Hardening-Fuse-91301162 | Lateral Hardening | 59216.79 | 0 | 0 | 0 | 0 | 0 | 0 | 0 | 0 | 0 | 0 |  | 0
Lateral Hardening-Fuse-91301627 | Lateral Hardening | 132349.22 | 0 | 0 | 0 | 0 | 0 | 0 | 0 | 0 | 0 | 0 |  | 0
Lateral Hardening-Fuse-91301942 | Lateral Hardening | 422497.41 | 0 | 0 | 0 | 0 | 2027 | 0 | 0 | 0 | 0 | 0 |  | 2026 | 2026
Lateral Hardening-Fuse-91302241 | Lateral Hardening | 588890.1 | 0 | 0 | 0 | 0 | 0 | 0 | 0 | 0 | 0 | 0 |  | 0
Lateral Hardening-Fuse-91303047 | Lateral Hardening | 420923.71 | 0 | 0 | 0 | 0 | 0 | 0 | 0 | 0 | 0 | 0 |  | 0
Lateral Hardening-Fuse-91303529 | Lateral Hardening | 60355.07 | 0 | 0 | 0 | 0 | 2023 | 0 | 0 | 0 | 0 | 0 |  | 2025 | 2025
Lateral Hardening-Fuse-91303659 | Lateral Hardening | 77938.45 | 0 | 0 | 0 | 0 | 0 | 0 | 0 | 0 | 0 | 0 |  | 0
Lateral Hardening-Fuse-91305807 | Lateral Hardening | 499074.47 | 0 | 0 | 0 | 0 | 0 | 0 | 0 | 0 | 0 | 0 |  | 0
Lateral Hardening-Fuse-91306280 | Lateral Hardening | 415317.38 | 0 | 0 | 0 | 0 | 0 | 0 | 0 | 0 | 0 | 0 |  | 0
Lateral Hardening-Fuse-91306831 | Lateral Hardening | 152942.83 | 0 | 0 | 0 | 0 | 0 | 0 | 0 | 0 | 0 | 0 |  | 0
Lateral Hardening-Fuse-91306869 | Lateral Hardening | 64615.61 | 0 | 0 | 0 | 0 | 2029 | 0 | 0 | 0 | 0 | 0 |  | 2028 | 2028
Lateral Hardening-Fuse-91307464 | Lateral Hardening | 77035.95 | 0 | 0 | 0 | 0 | 0 | 0 | 0 | 0 | 0 | 0 |  | 0
Lateral Hardening-Fuse-91307480 | Lateral Hardening | 160176.6 | 0 | 0 | 0 | 0 | 0 | 0 | 0 | 0 | 0 | 0 |  | 0
Lateral Hardening-Fuse-91308381 | Lateral Hardening | 159313.32 | 0 | 0 | 0 | 0 | 0 | 0 | 0 | 0 | 0 | 0 |  | 0
Lateral Hardening-Fuse-91308625 | Lateral Hardening | 50000 | 0 | 0 | 0 | 0 | 0 | 0 | 0 | 0 | 0 | 0 |  | 0
Lateral Hardening-Fuse-91309413 | Lateral Hardening | 322952.77 | 0 | 0 | 0 | 0 | 0 | 0 | 0 | 0 | 0 | 0 |  | 0
Lateral Hardening-Fuse-91309939 | Lateral Hardening | 111360.58 | 0 | 0 | 0 | 0 | 2024 | 0 | 0 | 0 | 0 | 0 |  | 2024
Lateral Hardening-Fuse-91309941 | Lateral Hardening | 163147.35 | 0 | 0 | 0 | 0 | 0 | 0 | 0 | 0 | 0 | 0 |  | 0
Lateral Hardening-Fuse-91310277 | Lateral Hardening | 87097.4 | 0 | 0 | 0 | 0 | 0 | 0 | 0 | 0 | 0 | 0 |  | 0
Lateral Hardening-Fuse-91310475 | Lateral Hardening | 72008.89 | 0 | 0 | 0 | 0 | 0 | 0 | 0 | 0 | 0 | 0 |  | 0
Lateral Hardening-Fuse-91311337 | Lateral Hardening | 195915.99 | 0 | 0 | 0 | 0 | 0 | 0 | 0 | 0 | 0 | 0 |  | 0
Lateral Hardening-Fuse-91312055 | Lateral Hardening | 75552.43 | 0 | 0 | 0 | 0 | 0 | 0 | 0 | 0 | 0 | 0 |  | 0
Lateral Hardening-Fuse-91312755 | Lateral Hardening | 354152.51 | 0 | 0 | 0 | 0 | 0 | 0 | 0 | 0 | 0 | 0 |  | 0
Lateral Hardening-Fuse-91312974 | Lateral Hardening | 179849.2 | 0 | 0 | 0 | 0 | 0 | 0 | 0 | 0 | 0 | 0 |  | 0
Lateral Hardening-Fuse-91313007 | Lateral Hardening | 50000 | 0 | 0 | 0 | 0 | 0 | 0 | 0 | 0 | 0 | 0 |  | 0
Lateral Hardening-Fuse-91313014 | Lateral Hardening | 50000 | 0 | 0 | 0 | 0 | 0 | 0 | 0 | 0 | 0 | 0 |  | 0
Lateral Hardening-Fuse-91313609 | Lateral Hardening | 211345.4 | 0 | 0 | 0 | 0 | 0 | 0 | 0 | 0 | 0 | 0 |  | 0
Lateral Hardening-Fuse-91313848 | Lateral Hardening | 118344.14 | 0 | 0 | 0 | 0 | 0 | 0 | 0 | 0 | 0 | 0 |  | 0
Lateral Hardening-Fuse-91313927 | Lateral Hardening | 115941.66 | 0 | 0 | 0 | 0 | 0 | 0 | 0 | 0 | 0 | 0 |  | 0
Lateral Hardening-Fuse-91314193 | Lateral Hardening | 708246.17 | 0 | 0 | 0 | 0 | 0 | 0 | 0 | 0 | 0 | 0 |  | 0
Lateral Hardening-Fuse-91314621 | Lateral Hardening | 212552.38 | 0 | 0 | 0 | 0 | 2028 | 0 | 0 | 0 | 0 | 0 |  | 2028
Lateral Hardening-Fuse-91314861 | Lateral Hardening | 50000 | 0 | 0 | 0 | 0 | 0 | 0 | 0 | 0 | 0 | 0 |  | 0
Lateral Hardening-Fuse-91316342 | Lateral Hardening | 58293.13 | 0 | 0 | 0 | 0 | 0 | 0 | 0 | 0 | 0 | 0 |  | 0
Lateral Hardening-Fuse-91316573 | Lateral Hardening | 116564.78 | 0 | 0 | 0 | 0 | 0 | 0 | 0 | 0 | 0 | 0 |  | 0
Lateral Hardening-Fuse-91317188 | Lateral Hardening | 50000 | 0 | 0 | 0 | 0 | 0 | 0 | 0 | 0 | 0 | 0 |  | 0
Lateral Hardening-Fuse-91317236 | Lateral Hardening | 50000 | 0 | 0 | 0 | 0 | 0 | 0 | 0 | 0 | 0 | 0 |  | 0
Lateral Hardening-Fuse-91317842 | Lateral Hardening | 264088.24 | 0 | 0 | 0 | 0 | 2022 | 0 | 0 | 0 | 0 | 0 |  | 2023 | 2023
Lateral Hardening-Fuse-91317878 | Lateral Hardening | 216865.88 | 0 | 0 | 0 | 0 | 0 | 0 | 0 | 0 | 0 | 0 |  | 0
Lateral Hardening-Fuse-91318247 | Lateral Hardening | 422195.18 | 0 | 0 | 0 | 0 | 0 | 0 | 0 | 0 | 0 | 0 |  | 0
Lateral Hardening-Fuse-91318366 | Lateral Hardening | 50000 | 0 | 0 | 0 | 0 | 0 | 0 | 0 | 0 | 0 | 0 |  | 0
Lateral Hardening-Fuse-91319236 | Lateral Hardening | 220082.43 | 0 | 0 | 0 | 0 | 0 | 0 | 0 | 0 | 0 | 0 |  | 0
Lateral Hardening-Fuse-91319535 | Lateral Hardening | 407153.25 | 0 | 0 | 0 | 0 | 0 | 0 | 0 | 0 | 0 | 0 |  | 0
Lateral Hardening-Fuse-91319798 | Lateral Hardening | 55622.33 | 0 | 0 | 0 | 0 | 0 | 0 | 0 | 0 | 0 | 0 |  | 0
Lateral Hardening-Fuse-91320659 | Lateral Hardening | 57584.83 | 0 | 0 | 0 | 0 | 0 | 0 | 0 | 0 | 0 | 0 |  | 0
Lateral Hardening-Fuse-91321064 | Lateral Hardening | 54720.15 | 0 | 0 | 0 | 0 | 0 | 0 | 0 | 0 | 0 | 0 |  | 0
Lateral Hardening-Fuse-91321460 | Lateral Hardening | 50000 | 0 | 0 | 0 | 0 | 0 | 0 | 0 | 0 | 0 | 0 |  | 0
Lateral Hardening-Fuse-91321851 | Lateral Hardening | 70035.91 | 0 | 0 | 0 | 0 | 0 | 0 | 0 | 0 | 0 | 0 |  | 0
Lateral Hardening-Fuse-91321877 | Lateral Hardening | 130475.42 | 0 | 0 | 0 | 0 | 0 | 0 | 0 | 0 | 0 | 0 |  | 0
Lateral Hardening-Fuse-91322853 | Lateral Hardening | 88069.25 | 0 | 0 | 0 | 0 | 0 | 0 | 0 | 0 | 0 | 0 |  | 0
Lateral Hardening-Fuse-91323316 | Lateral Hardening | 708416.73 | 0 | 0 | 0 | 0 | 0 | 0 | 0 | 0 | 0 | 0 |  | 0
Lateral Hardening-Fuse-91324146 | Lateral Hardening | 522250.23 | 0 | 0 | 0 | 0 | 0 | 0 | 0 | 0 | 0 | 0 |  | 0
Lateral Hardening-Fuse-91324237 | Lateral Hardening | 643436.1 | 0 | 0 | 0 | 0 | 0 | 0 | 0 | 0 | 0 | 0 |  | 0
Lateral Hardening-Fuse-91324334 | Lateral Hardening | 459027.6 | 0 | 0 | 0 | 0 | 2022 | 0 | 0 | 0 | 0 | 0 |  | 2022
Lateral Hardening-Fuse-91324345 | Lateral Hardening | 50000 | 0 | 0 | 0 | 0 | 0 | 0 | 0 | 0 | 0 | 0 |  | 0
Lateral Hardening-Fuse-91324631 | Lateral Hardening | 50000 | 0 | 0 | 0 | 0 | 0 | 0 | 0 | 0 | 0 | 0 |  | 0
Lateral Hardening-Fuse-91324649 | Lateral Hardening | 58744.59 | 0 | 0 | 0 | 0 | 0 | 0 | 0 | 0 | 0 | 0 |  | 2026 | 2026
Lateral Hardening-Fuse-91324658 | Lateral Hardening | 83284.73 | 0 | 0 | 0 | 0 | 0 | 0 | 0 | 0 | 0 | 0 |  | 0
Lateral Hardening-Fuse-91324708 | Lateral Hardening | 277338.99 | 0 | 0 | 0 | 0 | 0 | 0 | 0 | 0 | 0 | 0 |  | 0
Lateral Hardening-Fuse-91326166 | Lateral Hardening | 159517.94 | 0 | 0 | 0 | 0 | 0 | 0 | 0 | 0 | 0 | 0 |  | 0
Lateral Hardening-Fuse-91326941 | Lateral Hardening | 54957.46 | 0 | 0 | 0 | 0 | 0 | 0 | 0 | 0 | 0 | 0 |  | 0
Lateral Hardening-Fuse-91327196 | Lateral Hardening | 242089.09 | 0 | 0 | 0 | 0 | 0 | 0 | 0 | 0 | 0 | 0 |  | 0
Lateral Hardening-Fuse-91328283 | Lateral Hardening | 78644.68 | 0 | 0 | 0 | 0 | 0 | 0 | 0 | 0 | 0 | 0 |  | 0
Lateral Hardening-Fuse-91328754 | Lateral Hardening | 521148.95 | 0 | 0 | 0 | 0 | 2022 | 0 | 0 | 0 | 0 | 0 |  | 2023 | 2023
Lateral Hardening-Fuse-91329080 | Lateral Hardening | 50000 | 0 | 0 | 0 | 0 | 0 | 0 | 0 | 0 | 0 | 0 |  | 0
Lateral Hardening-Fuse-91331179 | Lateral Hardening | 50000 | 0 | 0 | 0 | 0 | 0 | 0 | 0 | 0 | 0 | 0 |  | 0
Lateral Hardening-Fuse-91333190 | Lateral Hardening | 483968.85 | 0 | 0 | 0 | 0 | 0 | 0 | 0 | 0 | 0 | 0 |  | 0
Lateral Hardening-Fuse-91333523 | Lateral Hardening | 155765.29 | 0 | 0 | 0 | 0 | 0 | 0 | 0 | 0 | 0 | 0 |  | 0
Lateral Hardening-Fuse-91333553 | Lateral Hardening | 164264.89 | 0 | 0 | 0 | 0 | 0 | 0 | 0 | 0 | 0 | 0 |  | 0
Lateral Hardening-Fuse-91333561 | Lateral Hardening | 57553.35 | 0 | 0 | 0 | 0 | 0 | 0 | 0 | 0 | 0 | 0 |  | 0
Lateral Hardening-Fuse-91333679 | Lateral Hardening | 164155.45 | 0 | 0 | 0 | 0 | 0 | 0 | 0 | 0 | 0 | 0 |  | 0
Lateral Hardening-Fuse-91334128 | Lateral Hardening | 392122.85 | 0 | 0 | 0 | 0 | 2029 | 0 | 0 | 0 | 0 | 0 |  | 0 | 0
Lateral Hardening-Fuse-91334566 | Lateral Hardening | 570835.35 | 0 | 0 | 0 | 0 | 2029 | 0 | 0 | 0 | 0 | 0 |  | 2029
Lateral Hardening-Fuse-91334961 | Lateral Hardening | 50000 | 0 | 0 | 0 | 0 | 0 | 0 | 0 | 0 | 0 | 0 |  | 0
Lateral Hardening-Fuse-91335523 | Lateral Hardening | 117173.34 | 0 | 0 | 0 | 0 | 2021 | 0 | 0 | 0 | 0 | 0 |  | 2021
Lateral Hardening-Fuse-91335801 | Lateral Hardening | 54657.19 | 0 | 0 | 0 | 0 | 0 | 0 | 0 | 0 | 0 | 0 |  | 0
Lateral Hardening-Fuse-91336543 | Lateral Hardening | 64059.71 | 0 | 0 | 0 | 0 | 0 | 0 | 0 | 0 | 0 | 0 |  | 0
Lateral Hardening-Fuse-91336606 | Lateral Hardening | 56634.69 | 0 | 0 | 0 | 0 | 0 | 0 | 0 | 0 | 0 | 0 |  | 0
Lateral Hardening-Fuse-91336907 | Lateral Hardening | 171984.76 | 0 | 0 | 0 | 0 | 0 | 0 | 0 | 0 | 0 | 0 |  | 0
Lateral Hardening-Fuse-91337544 | Lateral Hardening | 193572.9 | 0 | 0 | 0 | 0 | 0 | 0 | 0 | 0 | 0 | 0 |  | 2025 | 2025
Lateral Hardening-Fuse-91337725 | Lateral Hardening | 203256.01 | 0 | 0 | 0 | 0 | 2027 | 0 | 0 | 0 | 0 | 0 |  | 2027
Lateral Hardening-Fuse-91337919 | Lateral Hardening | 415348.28 | 0 | 0 | 0 | 0 | 0 | 0 | 0 | 0 | 0 | 0 |  | 0
Lateral Hardening-Fuse-91338194 | Lateral Hardening | 229819.9 | 0 | 0 | 0 | 0 | 2023 | 0 | 0 | 0 | 0 | 0 |  | 2025 | 2025
Lateral Hardening-Fuse-91338527 | Lateral Hardening | 429241.32 | 0 | 0 | 0 | 0 | 2028 | 0 | 0 | 0 | 0 | 0 |  | 2029 | 2029
Lateral Hardening-Fuse-91338741 | Lateral Hardening | 353862.27 | 0 | 0 | 0 | 0 | 2023 | 0 | 0 | 0 | 0 | 0 |  | 2025 | 2025
Lateral Hardening-Fuse-91338742 | Lateral Hardening | 166831.16 | 0 | 0 | 0 | 0 | 0 | 0 | 0 | 0 | 0 | 0 |  | 0
Lateral Hardening-Fuse-91339998 | Lateral Hardening | 50000 | 0 | 0 | 0 | 0 | 0 | 0 | 0 | 0 | 0 | 0 |  | 0
Lateral Hardening-Fuse-91340272 | Lateral Hardening | 415929.35 | 0 | 0 | 0 | 0 | 2022 | 0 | 0 | 0 | 0 | 0 |  | 2022
Lateral Hardening-Fuse-91340364 | Lateral Hardening | 513102.1 | 0 | 0 | 0 | 0 | 2028 | 0 | 0 | 0 | 0 | 0 |  | 2028
Lateral Hardening-Fuse-91340554 | Lateral Hardening | 320947.83 | 0 | 0 | 0 | 0 | 2021 | 0 | 0 | 0 | 0 | 0 |  | 2021
Lateral Hardening-Fuse-91340609 | Lateral Hardening | 50916.07 | 0 | 0 | 0 | 0 | 0 | 0 | 0 | 0 | 0 | 0 |  | 0
Lateral Hardening-Fuse-91340769 | Lateral Hardening | 229072.19 | 0 | 0 | 0 | 0 | 0 | 0 | 0 | 0 | 0 | 0 |  | 0
Lateral Hardening-Fuse-91341176 | Lateral Hardening | 79410.38 | 0 | 0 | 0 | 0 | 0 | 0 | 0 | 0 | 0 | 0 |  | 0
Lateral Hardening-Fuse-91342562 | Lateral Hardening | 99597.06 | 0 | 0 | 0 | 0 | 0 | 0 | 0 | 0 | 0 | 0 |  | 0
Lateral Hardening-Fuse-91343691 | Lateral Hardening | 212155.41 | 0 | 0 | 0 | 0 | 0 | 0 | 0 | 0 | 0 | 0 |  | 0
Lateral Hardening-Fuse-91343904 | Lateral Hardening | 313746.5 | 0 | 0 | 0 | 0 | 0 | 0 | 0 | 0 | 0 | 0 |  | 0
Lateral Hardening-Fuse-91343916 | Lateral Hardening | 66604.59 | 0 | 0 | 0 | 0 | 0 | 0 | 0 | 0 | 0 | 0 |  | 0
Lateral Hardening-Fuse-91343976 | Lateral Hardening | 50000 | 0 | 0 | 0 | 0 | 0 | 0 | 0 | 0 | 0 | 0 |  | 0
Lateral Hardening-Fuse-91344286 | Lateral Hardening | 148509.15 | 0 | 0 | 0 | 0 | 0 | 0 | 0 | 0 | 0 | 0 |  | 0
Lateral Hardening-Fuse-91344599 | Lateral Hardening | 327567.21 | 0 | 0 | 0 | 0 | 0 | 0 | 0 | 0 | 0 | 0 |  | 0
Lateral Hardening-Fuse-91345390 | Lateral Hardening | 301663.33 | 0 | 0 | 0 | 0 | 0 | 0 | 0 | 0 | 0 | 0 |  | 0
Lateral Hardening-Fuse-91345667 | Lateral Hardening | 50000 | 0 | 0 | 0 | 0 | 0 | 0 | 0 | 0 | 0 | 0 |  | 0
Lateral Hardening-Fuse-91345760 | Lateral Hardening | 438854.58 | 0 | 0 | 0 | 0 | 0 | 0 | 0 | 0 | 0 | 0 |  | 0
Lateral Hardening-Fuse-91345933 | Lateral Hardening | 439184.54 | 0 | 0 | 0 | 0 | 2029 | 0 | 0 | 0 | 0 | 0 |  | 2029
Lateral Hardening-Fuse-91345946 | Lateral Hardening | 184723.98 | 0 | 0 | 0 | 0 | 2029 | 0 | 0 | 0 | 0 | 0 |  | 2029
Lateral Hardening-Fuse-91345947 | Lateral Hardening | 1306842.98 | 0 | 0 | 0 | 0 | 0 | 0 | 0 | 0 | 0 | 0 |  | 0
Lateral Hardening-Fuse-91346455 | Lateral Hardening | 487712.75 | 0 | 0 | 0 | 0 | 2027 | 0 | 0 | 0 | 0 | 0 |  | 2026 | 2026
Lateral Hardening-Fuse-91346746 | Lateral Hardening | 150482.44 | 0 | 0 | 0 | 0 | 0 | 0 | 0 | 0 | 0 | 0 |  | 0
Lateral Hardening-Fuse-91346949 | Lateral Hardening | 98495.26 | 0 | 0 | 0 | 0 | 0 | 0 | 0 | 0 | 0 | 0 |  | 0
Lateral Hardening-Fuse-91347335 | Lateral Hardening | 62055.73 | 0 | 0 | 0 | 0 | 0 | 0 | 0 | 0 | 0 | 0 |  | 0
Lateral Hardening-Fuse-91347798 | Lateral Hardening | 78133.34 | 0 | 0 | 0 | 0 | 2022 | 0 | 0 | 0 | 0 | 0 |  | 2022
Lateral Hardening-Fuse-91348796 | Lateral Hardening | 78556.9 | 0 | 0 | 0 | 0 | 0 | 0 | 0 | 0 | 0 | 0 |  | 0
Lateral Hardening-Fuse-91348800 | Lateral Hardening | 78704.15 | 0 | 0 | 0 | 0 | 0 | 0 | 0 | 0 | 0 | 0 |  | 0
Lateral Hardening-Fuse-91348923 | Lateral Hardening | 58078.51 | 0 | 0 | 0 | 0 | 0 | 0 | 0 | 0 | 0 | 0 |  | 0
Lateral Hardening-Fuse-91349466 | Lateral Hardening | 190421.25 | 0 | 0 | 0 | 0 | 0 | 0 | 0 | 0 | 0 | 0 |  | 0
Lateral Hardening-Fuse-91349814 | Lateral Hardening | 563876.14 | 0 | 0 | 0 | 0 | 0 | 0 | 0 | 0 | 0 | 0 |  | 0
Lateral Hardening-Fuse-91350078 | Lateral Hardening | 50000 | 0 | 0 | 0 | 0 | 0 | 0 | 0 | 0 | 0 | 0 |  | 0
Lateral Hardening-Fuse-91350367 | Lateral Hardening | 131614.44 | 0 | 0 | 0 | 0 | 0 | 0 | 0 | 0 | 0 | 0 |  | 0
Lateral Hardening-Fuse-91351288 | Lateral Hardening | 261967.84 | 0 | 0 | 0 | 0 | 2022 | 0 | 0 | 0 | 0 | 0 |  | 2022
Lateral Hardening-Fuse-91351326 | Lateral Hardening | 88039.8 | 0 | 0 | 0 | 0 | 0 | 0 | 0 | 0 | 0 | 0 |  | 0
Lateral Hardening-Fuse-91351594 | Lateral Hardening | 91842.24 | 0 | 0 | 0 | 0 | 0 | 0 | 0 | 0 | 0 | 0 |  | 0
Lateral Hardening-Fuse-91352283 | Lateral Hardening | 50000 | 0 | 0 | 0 | 0 | 0 | 0 | 0 | 0 | 0 | 0 |  | 0
Lateral Hardening-Fuse-91352297 | Lateral Hardening | 57632.05 | 0 | 0 | 0 | 0 | 0 | 0 | 0 | 0 | 0 | 0 |  | 0
Lateral Hardening-Fuse-91353342 | Lateral Hardening | 630287.36 | 0 | 0 | 0 | 0 | 0 | 0 | 0 | 0 | 0 | 0 |  | 0
Lateral Hardening-Fuse-91353413 | Lateral Hardening | 389712.09 | 0 | 0 | 0 | 0 | 0 | 0 | 0 | 0 | 0 | 0 |  | 0
Lateral Hardening-Fuse-91353437 | Lateral Hardening | 185415.25 | 0 | 0 | 0 | 0 | 0 | 0 | 0 | 0 | 0 | 0 |  | 0
Lateral Hardening-Fuse-91354294 | Lateral Hardening | 182116.5 | 0 | 0 | 0 | 0 | 2028 | 0 | 0 | 0 | 0 | 0 |  | 2028
Lateral Hardening-Fuse-91354619 | Lateral Hardening | 124922.79 | 0 | 0 | 0 | 0 | 2024 | 0 | 0 | 0 | 0 | 0 |  | 0 | 0
Lateral Hardening-Fuse-91354723 | Lateral Hardening | 92671.69 | 0 | 0 | 0 | 0 | 0 | 0 | 0 | 0 | 0 | 0 |  | 0
Lateral Hardening-Fuse-91355269 | Lateral Hardening | 50000 | 0 | 0 | 0 | 0 | 0 | 0 | 0 | 0 | 0 | 0 |  | 0
Lateral Hardening-Fuse-91355275 | Lateral Hardening | 55176.61 | 0 | 0 | 0 | 0 | 0 | 0 | 0 | 0 | 0 | 0 |  | 0
Lateral Hardening-Fuse-91355276 | Lateral Hardening | 50000 | 0 | 0 | 0 | 0 | 0 | 0 | 0 | 0 | 0 | 0 |  | 0
Lateral Hardening-Fuse-91355277 | Lateral Hardening | 50000 | 0 | 0 | 0 | 0 | 0 | 0 | 0 | 0 | 0 | 0 |  | 0
Lateral Hardening-Fuse-91355281 | Lateral Hardening | 128907.16 | 0 | 0 | 0 | 0 | 0 | 0 | 0 | 0 | 0 | 0 |  | 0
Lateral Hardening-Fuse-91355284 | Lateral Hardening | 60276.37 | 0 | 0 | 0 | 0 | 0 | 0 | 0 | 0 | 0 | 0 |  | 0
Lateral Hardening-Fuse-91355291 | Lateral Hardening | 56199.71 | 0 | 0 | 0 | 0 | 0 | 0 | 0 | 0 | 0 | 0 |  | 0
Lateral Hardening-Fuse-91355293 | Lateral Hardening | 182524.77 | 0 | 0 | 0 | 0 | 0 | 0 | 0 | 0 | 0 | 0 |  | 0
Lateral Hardening-Fuse-91355513 | Lateral Hardening | 155022.85 | 0 | 0 | 0 | 0 | 0 | 0 | 0 | 0 | 0 | 0 |  | 0
Lateral Hardening-Fuse-91356655 | Lateral Hardening | 60744.49 | 0 | 0 | 0 | 0 | 0 | 0 | 0 | 0 | 0 | 0 |  | 0
Lateral Hardening-Fuse-91357529 | Lateral Hardening | 180914.29 | 0 | 0 | 0 | 0 | 0 | 0 | 0 | 0 | 0 | 0 |  | 0
Lateral Hardening-Fuse-91357575 | Lateral Hardening | 206377.22 | 0 | 0 | 0 | 0 | 0 | 0 | 0 | 0 | 0 | 0 |  | 0
Lateral Hardening-Fuse-91358234 | Lateral Hardening | 100585.5 | 0 | 0 | 0 | 0 | 0 | 0 | 0 | 0 | 0 | 0 |  | 0
Lateral Hardening-Fuse-91359197 | Lateral Hardening | 243760.12 | 0 | 0 | 0 | 0 | 2025 | 0 | 0 | 0 | 0 | 0 |  | 2025
Lateral Hardening-Fuse-91359402 | Lateral Hardening | 145497.86 | 0 | 0 | 0 | 0 | 0 | 0 | 0 | 0 | 0 | 0 |  | 0
Lateral Hardening-Fuse-91359438 | Lateral Hardening | 327178.41 | 0 | 0 | 0 | 0 | 0 | 0 | 0 | 0 | 0 | 0 |  | 0
Lateral Hardening-Fuse-91359516 | Lateral Hardening | 327420.38 | 0 | 0 | 0 | 0 | 0 | 0 | 0 | 0 | 0 | 0 |  | 0
Lateral Hardening-Fuse-91360925 | Lateral Hardening | 1005245.82 | 0 | 0 | 0 | 0 | 0 | 0 | 0 | 0 | 0 | 0 |  | 0
Lateral Hardening-Fuse-91360927 | Lateral Hardening | 363147.18 | 0 | 0 | 0 | 0 | 2027 | 0 | 0 | 0 | 0 | 0 |  | 2028 | 2028
Lateral Hardening-Fuse-91361238 | Lateral Hardening | 161410.95 | 0 | 0 | 0 | 0 | 0 | 0 | 0 | 0 | 0 | 0 |  | 0
Lateral Hardening-Fuse-91361239 | Lateral Hardening | 302649.06 | 0 | 0 | 0 | 0 | 0 | 0 | 0 | 0 | 0 | 0 |  | 0
Lateral Hardening-Fuse-91361443 | Lateral Hardening | 1177195.43 | 0 | 0 | 0 | 0 | 0 | 0 | 0 | 0 | 0 | 0 |  | 0
Lateral Hardening-Fuse-91361701 | Lateral Hardening | 59659.49 | 0 | 0 | 0 | 0 | 0 | 0 | 0 | 0 | 0 | 0 |  | 0
Lateral Hardening-Fuse-91361758 | Lateral Hardening | 59347.71 | 0 | 0 | 0 | 0 | 0 | 0 | 0 | 0 | 0 | 0 |  | 0
Lateral Hardening-Fuse-91361858 | Lateral Hardening | 190074.97 | 0 | 0 | 0 | 0 | 2023 | 0 | 0 | 0 | 0 | 0 |  | 2022 | 2022
Lateral Hardening-Fuse-91362071 | Lateral Hardening | 54625.71 | 0 | 0 | 0 | 0 | 0 | 0 | 0 | 0 | 0 | 0 |  | 0
Lateral Hardening-Fuse-91362305 | Lateral Hardening | 877281.76 | 0 | 0 | 0 | 0 | 0 | 0 | 0 | 0 | 0 | 0 |  | 0
Lateral Hardening-Fuse-91362306 | Lateral Hardening | 50000 | 0 | 0 | 0 | 0 | 0 | 0 | 0 | 0 | 0 | 0 |  | 0
Lateral Hardening-Fuse-91362418 | Lateral Hardening | 126368.38 | 0 | 0 | 0 | 0 | 0 | 0 | 0 | 0 | 0 | 0 |  | 0
Lateral Hardening-Fuse-91362419 | Lateral Hardening | 67937.49 | 0 | 0 | 0 | 0 | 0 | 0 | 0 | 0 | 0 | 0 |  | 0
Lateral Hardening-Fuse-91363176 | Lateral Hardening | 177154.5 | 0 | 0 | 0 | 0 | 0 | 0 | 0 | 0 | 0 | 0 |  | 0
Lateral Hardening-Fuse-91363794 | Lateral Hardening | 58408.31 | 0 | 0 | 0 | 0 | 0 | 0 | 0 | 0 | 0 | 0 |  | 0
Lateral Hardening-Fuse-91365066 | Lateral Hardening | 99036.21 | 0 | 0 | 0 | 0 | 2027 | 0 | 0 | 0 | 0 | 0 |  | 2026 | 2026
Lateral Hardening-Fuse-91365233 | Lateral Hardening | 302205.4 | 0 | 0 | 0 | 0 | 2022 | 0 | 0 | 0 | 0 | 0 |  | 2022
Lateral Hardening-Fuse-91365272 | Lateral Hardening | 242410.78 | 0 | 0 | 0 | 0 | 0 | 0 | 0 | 0 | 0 | 0 |  | 0
Lateral Hardening-Fuse-91365533 | Lateral Hardening | 839607.85 | 0 | 0 | 0 | 0 | 0 | 0 | 0 | 0 | 0 | 0 |  | 0
Lateral Hardening-Fuse-91365677 | Lateral Hardening | 50000 | 0 | 0 | 0 | 0 | 0 | 0 | 0 | 0 | 0 | 0 |  | 0
Lateral Hardening-Fuse-91365823 | Lateral Hardening | 115085.22 | 0 | 0 | 0 | 0 | 2024 | 0 | 0 | 0 | 0 | 0 |  | 2025 | 2025
Lateral Hardening-Fuse-91365952 | Lateral Hardening | 165451.13 | 0 | 0 | 0 | 0 | 0 | 0 | 0 | 0 | 0 | 0 |  | 0
Lateral Hardening-Fuse-91366942 | Lateral Hardening | 50000 | 0 | 0 | 0 | 0 | 0 | 0 | 0 | 0 | 0 | 0 |  | 0
Lateral Hardening-Fuse-91367303 | Lateral Hardening | 62648.11 | 0 | 0 | 0 | 0 | 0 | 0 | 0 | 0 | 0 | 0 |  | 0
Lateral Hardening-Fuse-91367605 | Lateral Hardening | 56152.49 | 0 | 0 | 0 | 0 | 0 | 0 | 0 | 0 | 0 | 0 |  | 0
Lateral Hardening-Fuse-91368620 | Lateral Hardening | 420712.02 | 0 | 0 | 0 | 0 | 2026 | 0 | 0 | 0 | 0 | 0 |  | 2026
Lateral Hardening-Fuse-91369174 | Lateral Hardening | 58581.45 | 0 | 0 | 0 | 0 | 0 | 0 | 0 | 0 | 0 | 0 |  | 0
Lateral Hardening-Fuse-91371504 | Lateral Hardening | 79616.53 | 0 | 0 | 0 | 0 | 0 | 0 | 0 | 0 | 0 | 0 |  | 0
Lateral Hardening-Fuse-91373131 | Lateral Hardening | 225695.28 | 0 | 0 | 0 | 0 | 2029 | 0 | 0 | 0 | 0 | 0 |  | 2027 | 2027
Lateral Hardening-Fuse-91374388 | Lateral Hardening | 131147.24 | 0 | 0 | 0 | 0 | 2025 | 0 | 0 | 0 | 0 | 0 |  | 0 | 0
Lateral Hardening-Fuse-91374727 | Lateral Hardening | 154737.98 | 0 | 0 | 0 | 0 | 0 | 0 | 0 | 0 | 0 | 0 |  | 0
Lateral Hardening-Fuse-91374861 | Lateral Hardening | 489238.91 | 0 | 0 | 0 | 0 | 2026 | 0 | 0 | 0 | 0 | 0 |  | 0 | 0
Lateral Hardening-Fuse-91375006 | Lateral Hardening | 50000 | 0 | 0 | 0 | 0 | 0 | 0 | 0 | 0 | 0 | 0 |  | 0
Lateral Hardening-Fuse-91375465 | Lateral Hardening | 50000 | 0 | 0 | 0 | 0 | 0 | 0 | 0 | 0 | 0 | 0 |  | 0
Lateral Hardening-Fuse-91376381 | Lateral Hardening | 75660.83 | 0 | 0 | 0 | 0 | 0 | 0 | 0 | 0 | 0 | 0 |  | 0
Lateral Hardening-Fuse-91377181 | Lateral Hardening | 50000 | 0 | 0 | 0 | 0 | 0 | 0 | 0 | 0 | 0 | 0 |  | 0
Lateral Hardening-Fuse-91377605 | Lateral Hardening | 52978.01 | 0 | 0 | 0 | 0 | 0 | 0 | 0 | 0 | 0 | 0 |  | 0
Lateral Hardening-Fuse-91377630 | Lateral Hardening | 104251.1 | 0 | 0 | 0 | 0 | 0 | 0 | 0 | 0 | 0 | 0 |  | 0
Lateral Hardening-Fuse-91377944 | Lateral Hardening | 452391.65 | 0 | 0 | 0 | 0 | 2021 | 0 | 0 | 0 | 0 | 0 |  | 2021
Lateral Hardening-Fuse-91378752 | Lateral Hardening | 55512.15 | 0 | 0 | 0 | 0 | 0 | 0 | 0 | 0 | 0 | 0 |  | 0
Lateral Hardening-Fuse-91379266 | Lateral Hardening | 288351.4 | 0 | 0 | 0 | 0 | 0 | 0 | 0 | 0 | 0 | 0 |  | 0
Lateral Hardening-Fuse-91379359 | Lateral Hardening | 124651.62 | 0 | 0 | 0 | 0 | 0 | 0 | 0 | 0 | 0 | 0 |  | 0
Lateral Hardening-Fuse-91379550 | Lateral Hardening | 55743.25 | 0 | 0 | 0 | 0 | 0 | 0 | 0 | 0 | 0 | 0 |  | 0
Lateral Hardening-Fuse-91379564 | Lateral Hardening | 152559.33 | 0 | 0 | 0 | 0 | 0 | 0 | 0 | 0 | 0 | 0 |  | 0
Lateral Hardening-Fuse-91379626 | Lateral Hardening | 51640.11 | 0 | 0 | 0 | 0 | 0 | 0 | 0 | 0 | 0 | 0 |  | 0
Lateral Hardening-Fuse-91379648 | Lateral Hardening | 281742.59 | 0 | 0 | 0 | 0 | 2029 | 0 | 0 | 0 | 0 | 0 |  | 2029
Lateral Hardening-Fuse-91379868 | Lateral Hardening | 210659.37 | 0 | 0 | 0 | 0 | 0 | 0 | 0 | 0 | 0 | 0 |  | 0
Lateral Hardening-Fuse-91380147 | Lateral Hardening | 203728.03 | 0 | 0 | 0 | 0 | 0 | 0 | 0 | 0 | 0 | 0 |  | 0
Lateral Hardening-Fuse-91380932 | Lateral Hardening | 432549.78 | 0 | 0 | 0 | 0 | 0 | 0 | 0 | 0 | 0 | 0 |  | 0
Lateral Hardening-Fuse-91381060 | Lateral Hardening | 50000 | 0 | 0 | 0 | 0 | 0 | 0 | 0 | 0 | 0 | 0 |  | 0
Lateral Hardening-Fuse-91381617 | Lateral Hardening | 163533.33 | 0 | 0 | 0 | 0 | 0 | 0 | 0 | 0 | 0 | 0 |  | 0
Lateral Hardening-Fuse-91382618 | Lateral Hardening | 421054.79 | 0 | 0 | 0 | 0 | 2021 | 0 | 0 | 0 | 0 | 0 |  | 2021
Lateral Hardening-Fuse-91383359 | Lateral Hardening | 96197.45 | 0 | 0 | 0 | 0 | 0 | 0 | 0 | 0 | 0 | 0 |  | 0
Lateral Hardening-Fuse-91384608 | Lateral Hardening | 64431.73 | 0 | 0 | 0 | 0 | 0 | 0 | 0 | 0 | 0 | 0 |  | 0
Lateral Hardening-Fuse-91384745 | Lateral Hardening | 51561.41 | 0 | 0 | 0 | 0 | 0 | 0 | 0 | 0 | 0 | 0 |  | 0
Lateral Hardening-Fuse-91384758 | Lateral Hardening | 214656.54 | 0 | 0 | 0 | 0 | 0 | 0 | 0 | 0 | 0 | 0 |  | 0
Lateral Hardening-Fuse-91384782 | Lateral Hardening | 76789.33 | 0 | 0 | 0 | 0 | 0 | 0 | 0 | 0 | 0 | 0 |  | 0
Lateral Hardening-Fuse-91384787 | Lateral Hardening | 50000 | 0 | 0 | 0 | 0 | 0 | 0 | 0 | 0 | 0 | 0 |  | 0
Lateral Hardening-Fuse-91384826 | Lateral Hardening | 50000 | 0 | 0 | 0 | 0 | 0 | 0 | 0 | 0 | 0 | 0 |  | 0
Lateral Hardening-Fuse-91384838 | Lateral Hardening | 350536.52 | 0 | 0 | 0 | 0 | 0 | 0 | 0 | 0 | 0 | 0 |  | 0
Lateral Hardening-Fuse-91384925 | Lateral Hardening | 50000 | 0 | 0 | 0 | 0 | 0 | 0 | 0 | 0 | 0 | 0 |  | 0
Lateral Hardening-Fuse-91385205 | Lateral Hardening | 61579.77 | 0 | 0 | 0 | 0 | 0 | 0 | 0 | 0 | 0 | 0 |  | 0
Lateral Hardening-Fuse-91385537 | Lateral Hardening | 216729.22 | 0 | 0 | 0 | 0 | 0 | 0 | 0 | 0 | 0 | 0 |  | 0
Lateral Hardening-Fuse-91385542 | Lateral Hardening | 103569.28 | 0 | 0 | 0 | 0 | 0 | 0 | 0 | 0 | 0 | 0 |  | 0
Lateral Hardening-Fuse-91385591 | Lateral Hardening | 168598.16 | 0 | 0 | 0 | 0 | 0 | 0 | 0 | 0 | 0 | 0 |  | 0
Lateral Hardening-Fuse-91385607 | Lateral Hardening | 96055.56 | 0 | 0 | 0 | 0 | 0 | 0 | 0 | 0 | 0 | 0 |  | 0
Lateral Hardening-Fuse-91386005 | Lateral Hardening | 442459.15 | 0 | 0 | 0 | 0 | 2021 | 0 | 0 | 0 | 0 | 0 |  | 2022 | 2022
Lateral Hardening-Fuse-91386043 | Lateral Hardening | 152234.53 | 0 | 0 | 0 | 0 | 0 | 0 | 0 | 0 | 0 | 0 |  | 0
Lateral Hardening-Fuse-91386044 | Lateral Hardening | 106071.94 | 0 | 0 | 0 | 0 | 0 | 0 | 0 | 0 | 0 | 0 |  | 0
Lateral Hardening-Fuse-91386045 | Lateral Hardening | 196501.89 | 0 | 0 | 0 | 0 | 0 | 0 | 0 | 0 | 0 | 0 |  | 0
Lateral Hardening-Fuse-91387413 | Lateral Hardening | 285958.92 | 0 | 0 | 0 | 0 | 0 | 0 | 0 | 0 | 0 | 0 |  | 0
Lateral Hardening-Fuse-91387539 | Lateral Hardening | 71767.31 | 0 | 0 | 0 | 0 | 0 | 0 | 0 | 0 | 0 | 0 |  | 0
Lateral Hardening-Fuse-91387804 | Lateral Hardening | 261770.06 | 0 | 0 | 0 | 0 | 0 | 0 | 0 | 0 | 0 | 0 |  | 0
Lateral Hardening-Fuse-91387810 | Lateral Hardening | 84888.65 | 0 | 0 | 0 | 0 | 0 | 0 | 0 | 0 | 0 | 0 |  | 0
Lateral Hardening-Fuse-91389159 | Lateral Hardening | 99513.36 | 0 | 0 | 0 | 0 | 0 | 0 | 0 | 0 | 0 | 0 |  | 0
Lateral Hardening-Fuse-91389255 | Lateral Hardening | 699809.77 | 0 | 0 | 0 | 0 | 0 | 0 | 0 | 0 | 0 | 0 |  | 0
Lateral Hardening-Fuse-91389271 | Lateral Hardening | 54342.39 | 0 | 0 | 0 | 0 | 0 | 0 | 0 | 0 | 0 | 0 |  | 0
Lateral Hardening-Fuse-91392090 | Lateral Hardening | 54048.33 | 0 | 0 | 0 | 0 | 0 | 0 | 0 | 0 | 0 | 0 |  | 0
Lateral Hardening-Fuse-91393612 | Lateral Hardening | 63922.31 | 0 | 0 | 0 | 0 | 0 | 0 | 0 | 0 | 0 | 0 |  | 0
Lateral Hardening-Fuse-91394271 | Lateral Hardening | 157760.56 | 0 | 0 | 0 | 0 | 0 | 0 | 0 | 0 | 0 | 0 |  | 0
Lateral Hardening-Fuse-91394272 | Lateral Hardening | 95263.61 | 0 | 0 | 0 | 0 | 0 | 0 | 0 | 0 | 0 | 0 |  | 0
Lateral Hardening-Fuse-91395535 | Lateral Hardening | 58597.19 | 0 | 0 | 0 | 0 | 0 | 0 | 0 | 0 | 0 | 0 |  | 0
Lateral Hardening-Fuse-91395557 | Lateral Hardening | 184335.61 | 0 | 0 | 0 | 0 | 0 | 0 | 0 | 0 | 0 | 0 |  | 0
Lateral Hardening-Fuse-91395586 | Lateral Hardening | 66761.99 | 0 | 0 | 0 | 0 | 0 | 0 | 0 | 0 | 0 | 0 |  | 0
Lateral Hardening-Fuse-91395706 | Lateral Hardening | 121198.08 | 0 | 0 | 0 | 0 | 0 | 0 | 0 | 0 | 0 | 0 |  | 0
Lateral Hardening-Fuse-91395876 | Lateral Hardening | 50000 | 0 | 0 | 0 | 0 | 0 | 0 | 0 | 0 | 0 | 0 |  | 0
Lateral Hardening-Fuse-91396534 | Lateral Hardening | 227157.94 | 0 | 0 | 0 | 0 | 0 | 0 | 0 | 0 | 0 | 0 |  | 0
Lateral Hardening-Fuse-91397425 | Lateral Hardening | 158987.73 | 0 | 0 | 0 | 0 | 0 | 0 | 0 | 0 | 0 | 0 |  | 0
Lateral Hardening-Fuse-91398140 | Lateral Hardening | 50000 | 0 | 0 | 0 | 0 | 0 | 0 | 0 | 0 | 0 | 0 |  | 0
Lateral Hardening-Fuse-91398725 | Lateral Hardening | 84653.05 | 0 | 0 | 0 | 0 | 0 | 0 | 0 | 0 | 0 | 0 |  | 0
Lateral Hardening-Fuse-91400536 | Lateral Hardening | 168438.75 | 0 | 0 | 0 | 0 | 0 | 0 | 0 | 0 | 0 | 0 |  | 0
Lateral Hardening-Fuse-91400733 | Lateral Hardening | 772406.47 | 0 | 0 | 0 | 0 | 2027 | 0 | 0 | 0 | 0 | 0 |  | 2027
Lateral Hardening-Fuse-91401759 | Lateral Hardening | 51734.55 | 0 | 0 | 0 | 0 | 0 | 0 | 0 | 0 | 0 | 0 |  | 0
Lateral Hardening-Fuse-91402122 | Lateral Hardening | 259684.42 | 0 | 0 | 0 | 0 | 0 | 0 | 0 | 0 | 0 | 0 |  | 0
Lateral Hardening-Fuse-91402765 | Lateral Hardening | 104093.7 | 0 | 0 | 0 | 0 | 0 | 0 | 0 | 0 | 0 | 0 |  | 0
Lateral Hardening-Fuse-91402974 | Lateral Hardening | 498941.02 | 0 | 0 | 0 | 0 | 2029 | 0 | 0 | 0 | 0 | 0 |  | 2029
Lateral Hardening-Fuse-91403395 | Lateral Hardening | 106134.9 | 0 | 0 | 0 | 0 | 0 | 0 | 0 | 0 | 0 | 0 |  | 0
Lateral Hardening-Fuse-91403799 | Lateral Hardening | 50873.85 | 0 | 0 | 0 | 0 | 0 | 0 | 0 | 0 | 0 | 0 |  | 0
Lateral Hardening-Fuse-91404297 | Lateral Hardening | 88069.25 | 0 | 0 | 0 | 0 | 0 | 0 | 0 | 0 | 0 | 0 |  | 0
Lateral Hardening-Fuse-91404298 | Lateral Hardening | 209541.78 | 0 | 0 | 0 | 0 | 0 | 0 | 0 | 0 | 0 | 0 |  | 0
Lateral Hardening-Fuse-91404359 | Lateral Hardening | 597536.8 | 0 | 0 | 0 | 0 | 2024 | 0 | 0 | 0 | 0 | 0 |  | 2023 | 2023
Lateral Hardening-Fuse-91404501 | Lateral Hardening | 206911.72 | 0 | 0 | 0 | 0 | 0 | 0 | 0 | 0 | 0 | 0 |  | 0
Lateral Hardening-Fuse-91404946 | Lateral Hardening | 60438.77 | 0 | 0 | 0 | 0 | 0 | 0 | 0 | 0 | 0 | 0 |  | 0
Lateral Hardening-Fuse-91405363 | Lateral Hardening | 156096.57 | 0 | 0 | 0 | 0 | 0 | 0 | 0 | 0 | 0 | 0 |  | 0
Lateral Hardening-Fuse-91405616 | Lateral Hardening | 74070.53 | 0 | 0 | 0 | 0 | 2024 | 0 | 0 | 0 | 0 | 0 |  | 2023 | 2023
Lateral Hardening-Fuse-91406544 | Lateral Hardening | 847945.88 | 0 | 0 | 0 | 0 | 0 | 0 | 0 | 0 | 0 | 0 |  | 0
Lateral Hardening-Fuse-91406612 | Lateral Hardening | 174050.91 | 0 | 0 | 0 | 0 | 0 | 0 | 0 | 0 | 0 | 0 |  | 0
Lateral Hardening-Fuse-91406642 | Lateral Hardening | 101002.92 | 0 | 0 | 0 | 0 | 2021 | 0 | 0 | 0 | 0 | 0 |  | 2021
Lateral Hardening-Fuse-91406672 | Lateral Hardening | 248785.97 | 0 | 0 | 0 | 0 | 2020 | 0 | 0 | 0 | 0 | 0 |  | 2020
Lateral Hardening-Fuse-91406838 | Lateral Hardening | 657816.4 | 0 | 0 | 0 | 0 | 2024 | 0 | 0 | 0 | 0 | 0 |  | 0 | 0
Lateral Hardening-Fuse-91407176 | Lateral Hardening | 55701.03 | 0 | 0 | 0 | 0 | 0 | 0 | 0 | 0 | 0 | 0 |  | 0
Lateral Hardening-Fuse-91407218 | Lateral Hardening | 271569.11 | 0 | 0 | 0 | 0 | 0 | 0 | 0 | 0 | 0 | 0 |  | 0
Lateral Hardening-Fuse-91407278 | Lateral Hardening | 52238.23 | 0 | 0 | 0 | 0 | 0 | 0 | 0 | 0 | 0 | 0 |  | 0
Lateral Hardening-Fuse-91407390 | Lateral Hardening | 309496.7 | 0 | 0 | 0 | 0 | 0 | 0 | 0 | 0 | 0 | 0 |  | 0
Lateral Hardening-Fuse-91407512 | Lateral Hardening | 265657.21 | 0 | 0 | 0 | 0 | 2021 | 0 | 0 | 0 | 0 | 0 |  | 2021
Lateral Hardening-Fuse-91408558 | Lateral Hardening | 50000 | 0 | 0 | 0 | 0 | 0 | 0 | 0 | 0 | 0 | 0 |  | 0
Lateral Hardening-Fuse-91409886 | Lateral Hardening | 184041.55 | 0 | 0 | 0 | 0 | 0 | 0 | 0 | 0 | 0 | 0 |  | 0
Lateral Hardening-Fuse-91410437 | Lateral Hardening | 50000 | 0 | 0 | 0 | 0 | 0 | 0 | 0 | 0 | 0 | 0 |  | 0
Lateral Hardening-Fuse-91410580 | Lateral Hardening | 52978.01 | 0 | 0 | 0 | 0 | 0 | 0 | 0 | 0 | 0 | 0 |  | 0
Lateral Hardening-Fuse-91411100 | Lateral Hardening | 65541.25 | 0 | 0 | 0 | 0 | 0 | 0 | 0 | 0 | 0 | 0 |  | 0
Lateral Hardening-Fuse-91411116 | Lateral Hardening | 110877.64 | 0 | 0 | 0 | 0 | 0 | 0 | 0 | 0 | 0 | 0 |  | 0
Lateral Hardening-Fuse-91411608 | Lateral Hardening | 70842.91 | 0 | 0 | 0 | 0 | 0 | 0 | 0 | 0 | 0 | 0 |  | 0
Lateral Hardening-Fuse-91411609 | Lateral Hardening | 57852.41 | 0 | 0 | 0 | 0 | 0 | 0 | 0 | 0 | 0 | 0 |  | 0
Lateral Hardening-Fuse-91411775 | Lateral Hardening | 171769.35 | 0 | 0 | 0 | 0 | 0 | 0 | 0 | 0 | 0 | 0 |  | 0
Lateral Hardening-Fuse-91412064 | Lateral Hardening | 55990.09 | 0 | 0 | 0 | 0 | 2021 | 0 | 0 | 0 | 0 | 0 |  | 0 | 0
Lateral Hardening-Fuse-91412730 | Lateral Hardening | 53508.17 | 0 | 0 | 0 | 0 | 0 | 0 | 0 | 0 | 0 | 0 |  | 0
Lateral Hardening-Fuse-91412970 | Lateral Hardening | 50281.47 | 0 | 0 | 0 | 0 | 0 | 0 | 0 | 0 | 0 | 0 |  | 0
Lateral Hardening-Fuse-91413523 | Lateral Hardening | 260542.34 | 0 | 0 | 0 | 0 | 0 | 0 | 0 | 0 | 0 | 0 |  | 0
Lateral Hardening-Fuse-91413578 | Lateral Hardening | 88143.39 | 0 | 0 | 0 | 0 | 0 | 0 | 0 | 0 | 0 | 0 |  | 0
Lateral Hardening-Fuse-91413937 | Lateral Hardening | 654025.96 | 0 | 0 | 0 | 0 | 0 | 0 | 0 | 0 | 0 | 0 |  | 0
Lateral Hardening-Fuse-91414104 | Lateral Hardening | 125164.56 | 0 | 0 | 0 | 0 | 2029 | 0 | 0 | 0 | 0 | 0 |  | 2029
Lateral Hardening-Fuse-91414214 | Lateral Hardening | 58413.31 | 0 | 0 | 0 | 0 | 0 | 0 | 0 | 0 | 0 | 0 |  | 0
Lateral Hardening-Fuse-91414369 | Lateral Hardening | 208585.45 | 0 | 0 | 0 | 0 | 0 | 0 | 0 | 0 | 0 | 0 |  | 0
Lateral Hardening-Fuse-91414388 | Lateral Hardening | 435410.81 | 0 | 0 | 0 | 0 | 0 | 0 | 0 | 0 | 0 | 0 |  | 0
Lateral Hardening-Fuse-91414453 | Lateral Hardening | 50000 | 0 | 0 | 0 | 0 | 0 | 0 | 0 | 0 | 0 | 0 |  | 0
Lateral Hardening-Fuse-91414736 | Lateral Hardening | 295743.36 | 0 | 0 | 0 | 0 | 2023 | 0 | 0 | 0 | 0 | 0 |  | 2024 | 2024
Lateral Hardening-Fuse-91415915 | Lateral Hardening | 62964.89 | 0 | 0 | 0 | 0 | 0 | 0 | 0 | 0 | 0 | 0 |  | 0
Lateral Hardening-Fuse-91416515 | Lateral Hardening | 65455.57 | 0 | 0 | 0 | 0 | 0 | 0 | 0 | 0 | 0 | 0 |  | 0
Lateral Hardening-Fuse-91418404 | Lateral Hardening | 148871.17 | 0 | 0 | 0 | 0 | 2029 | 0 | 0 | 0 | 0 | 0 |  | 2029
Lateral Hardening-Fuse-91418879 | Lateral Hardening | 137396.76 | 0 | 0 | 0 | 0 | 0 | 0 | 0 | 0 | 0 | 0 |  | 0
Lateral Hardening-Fuse-91419565 | Lateral Hardening | 522860.98 | 0 | 0 | 0 | 0 | 0 | 0 | 0 | 0 | 0 | 0 |  | 0
Lateral Hardening-Fuse-91419805 | Lateral Hardening | 312052.32 | 0 | 0 | 0 | 0 | 0 | 0 | 0 | 0 | 0 | 0 |  | 0
Lateral Hardening-Fuse-91419864 | Lateral Hardening | 203240.83 | 0 | 0 | 0 | 0 | 0 | 0 | 0 | 0 | 0 | 0 |  | 0
Lateral Hardening-Fuse-91420817 | Lateral Hardening | 334823.79 | 0 | 0 | 0 | 0 | 0 | 0 | 0 | 0 | 0 | 0 |  | 0
Lateral Hardening-Fuse-91421092 | Lateral Hardening | 71267.89 | 0 | 0 | 0 | 0 | 0 | 0 | 0 | 0 | 0 | 0 |  | 0
Lateral Hardening-Fuse-91421327 | Lateral Hardening | 242060.78 | 0 | 0 | 0 | 0 | 0 | 0 | 0 | 0 | 0 | 0 |  | 0
Lateral Hardening-Fuse-91421727 | Lateral Hardening | 116503.3 | 0 | 0 | 0 | 0 | 0 | 0 | 0 | 0 | 0 | 0 |  | 0
Lateral Hardening-Fuse-91422335 | Lateral Hardening | 245300.28 | 0 | 0 | 0 | 0 | 0 | 0 | 0 | 0 | 0 | 0 |  | 0
Lateral Hardening-Fuse-91422589 | Lateral Hardening | 584056.11 | 0 | 0 | 0 | 0 | 0 | 0 | 0 | 0 | 0 | 0 |  | 0
Lateral Hardening-Fuse-91424090 | Lateral Hardening | 52038.61 | 0 | 0 | 0 | 0 | 0 | 0 | 0 | 0 | 0 | 0 |  | 0
Lateral Hardening-Fuse-91424091 | Lateral Hardening | 102401.61 | 0 | 0 | 0 | 0 | 0 | 0 | 0 | 0 | 0 | 0 |  | 0
Lateral Hardening-Fuse-91424652 | Lateral Hardening | 50821.63 | 0 | 0 | 0 | 0 | 0 | 0 | 0 | 0 | 0 | 0 |  | 0
Lateral Hardening-Fuse-91424880 | Lateral Hardening | 119361.5 | 0 | 0 | 0 | 0 | 0 | 0 | 0 | 0 | 0 | 0 |  | 0
Lateral Hardening-Fuse-91426029 | Lateral Hardening | 56845.05 | 0 | 0 | 0 | 0 | 0 | 0 | 0 | 0 | 0 | 0 |  | 0
Lateral Hardening-Fuse-91427524 | Lateral Hardening | 50000 | 0 | 0 | 0 | 0 | 0 | 0 | 0 | 0 | 0 | 0 |  | 0
Lateral Hardening-Fuse-91427762 | Lateral Hardening | 50000 | 0 | 0 | 0 | 0 | 0 | 0 | 0 | 0 | 0 | 0 |  | 0
Lateral Hardening-Fuse-91428114 | Lateral Hardening | 56530.25 | 0 | 0 | 0 | 0 | 0 | 0 | 0 | 0 | 0 | 0 |  | 0
Lateral Hardening-Fuse-91429486 | Lateral Hardening | 56422.05 | 0 | 0 | 0 | 0 | 0 | 0 | 0 | 0 | 0 | 0 |  | 0
Lateral Hardening-Fuse-91429586 | Lateral Hardening | 90415.69 | 0 | 0 | 0 | 0 | 0 | 0 | 0 | 0 | 0 | 0 |  | 0
Lateral Hardening-Fuse-91430030 | Lateral Hardening | 287653.84 | 0 | 0 | 0 | 0 | 0 | 0 | 0 | 0 | 0 | 0 |  | 2028 | 2028
Lateral Hardening-Fuse-91430034 | Lateral Hardening | 199063.2 | 0 | 0 | 0 | 0 | 0 | 0 | 0 | 0 | 0 | 0 |  | 0
Lateral Hardening-Fuse-91431077 | Lateral Hardening | 50000 | 0 | 0 | 0 | 0 | 0 | 0 | 0 | 0 | 0 | 0 |  | 0
Lateral Hardening-Fuse-91431114 | Lateral Hardening | 50000 | 0 | 0 | 0 | 0 | 0 | 0 | 0 | 0 | 0 | 0 |  | 0
Lateral Hardening-Fuse-91431731 | Lateral Hardening | 87057.33 | 0 | 0 | 0 | 0 | 0 | 0 | 0 | 0 | 0 | 0 |  | 0
Lateral Hardening-Fuse-91431747 | Lateral Hardening | 115254.1 | 0 | 0 | 0 | 0 | 0 | 0 | 0 | 0 | 0 | 0 |  | 0
Lateral Hardening-Fuse-91431762 | Lateral Hardening | 124006.28 | 0 | 0 | 0 | 0 | 0 | 0 | 0 | 0 | 0 | 0 |  | 0
Lateral Hardening-Fuse-91432109 | Lateral Hardening | 163279.46 | 0 | 0 | 0 | 0 | 2020 | 0 | 0 | 0 | 0 | 0 |  | 2020
Lateral Hardening-Fuse-91432110 | Lateral Hardening | 67033.83 | 0 | 0 | 0 | 0 | 2022 | 0 | 0 | 0 | 0 | 0 |  | 2022
Lateral Hardening-Fuse-91432562 | Lateral Hardening | 88864.4 | 0 | 0 | 0 | 0 | 0 | 0 | 0 | 0 | 0 | 0 |  | 0
Lateral Hardening-Fuse-91433637 | Lateral Hardening | 50000 | 0 | 0 | 0 | 0 | 0 | 0 | 0 | 0 | 0 | 0 |  | 0
Lateral Hardening-Fuse-91433772 | Lateral Hardening | 57002.45 | 0 | 0 | 0 | 0 | 0 | 0 | 0 | 0 | 0 | 0 |  | 0
Lateral Hardening-Fuse-91434161 | Lateral Hardening | 253407.35 | 0 | 0 | 0 | 0 | 0 | 0 | 0 | 0 | 0 | 0 |  | 0
Lateral Hardening-Fuse-91435320 | Lateral Hardening | 72014.15 | 0 | 0 | 0 | 0 | 0 | 0 | 0 | 0 | 0 | 0 |  | 2024 | 2024
Lateral Hardening-Fuse-91435739 | Lateral Hardening | 183117.58 | 0 | 0 | 0 | 0 | 0 | 0 | 0 | 0 | 0 | 0 |  | 0
Lateral Hardening-Fuse-91435976 | Lateral Hardening | 113433.26 | 0 | 0 | 0 | 0 | 0 | 0 | 0 | 0 | 0 | 0 |  | 0
Lateral Hardening-Fuse-91436136 | Lateral Hardening | 125931.56 | 0 | 0 | 0 | 0 | 0 | 0 | 0 | 0 | 0 | 0 |  | 0
Lateral Hardening-Fuse-91437337 | Lateral Hardening | 106350.26 | 0 | 0 | 0 | 0 | 0 | 0 | 0 | 0 | 0 | 0 |  | 0
Lateral Hardening-Fuse-91437635 | Lateral Hardening | 382728.3 | 0 | 0 | 0 | 0 | 0 | 0 | 0 | 0 | 0 | 0 |  | 0
Lateral Hardening-Fuse-91438214 | Lateral Hardening | 58670.89 | 0 | 0 | 0 | 0 | 0 | 0 | 0 | 0 | 0 | 0 |  | 0
Lateral Hardening-Fuse-91438450 | Lateral Hardening | 50000 | 0 | 0 | 0 | 0 | 0 | 0 | 0 | 0 | 0 | 0 |  | 0
Lateral Hardening-Fuse-91438528 | Lateral Hardening | 105782.88 | 0 | 0 | 0 | 0 | 0 | 0 | 0 | 0 | 0 | 0 |  | 0
Lateral Hardening-Fuse-91438599 | Lateral Hardening | 50000 | 0 | 0 | 0 | 0 | 0 | 0 | 0 | 0 | 0 | 0 |  | 0
Lateral Hardening-Fuse-91438668 | Lateral Hardening | 82561.53 | 0 | 0 | 0 | 0 | 0 | 0 | 0 | 0 | 0 | 0 |  | 0
Lateral Hardening-Fuse-91439265 | Lateral Hardening | 158261.21 | 0 | 0 | 0 | 0 | 0 | 0 | 0 | 0 | 0 | 0 |  | 0
Lateral Hardening-Fuse-91439842 | Lateral Hardening | 497077.28 | 0 | 0 | 0 | 0 | 2025 | 0 | 0 | 0 | 0 | 0 |  | 2025
Lateral Hardening-Fuse-91439878 | Lateral Hardening | 193938.29 | 0 | 0 | 0 | 0 | 2025 | 0 | 0 | 0 | 0 | 0 |  | 0 | 0
Lateral Hardening-Fuse-91439966 | Lateral Hardening | 203628.54 | 0 | 0 | 0 | 0 | 0 | 0 | 0 | 0 | 0 | 0 |  | 0
Lateral Hardening-Fuse-91440558 | Lateral Hardening | 65313.91 | 0 | 0 | 0 | 0 | 0 | 0 | 0 | 0 | 0 | 0 |  | 0
Lateral Hardening-Fuse-91441940 | Lateral Hardening | 306388.65 | 0 | 0 | 0 | 0 | 0 | 0 | 0 | 0 | 0 | 0 |  | 0
Lateral Hardening-Fuse-91441944 | Lateral Hardening | 148451.19 | 0 | 0 | 0 | 0 | 0 | 0 | 0 | 0 | 0 | 0 |  | 0
Lateral Hardening-Fuse-91442028 | Lateral Hardening | 251554.06 | 0 | 0 | 0 | 0 | 0 | 0 | 0 | 0 | 0 | 0 |  | 0
Lateral Hardening-Fuse-91442073 | Lateral Hardening | 213103.33 | 0 | 0 | 0 | 0 | 2029 | 0 | 0 | 0 | 0 | 0 |  | 2029
Lateral Hardening-Fuse-91442237 | Lateral Hardening | 391368.05 | 0 | 0 | 0 | 0 | 0 | 0 | 0 | 0 | 0 | 0 |  | 2025 | 2025
Lateral Hardening-Fuse-91442479 | Lateral Hardening | 207095.63 | 0 | 0 | 0 | 0 | 2023 | 0 | 0 | 0 | 0 | 0 |  | 2024 | 2024
Lateral Hardening-Fuse-91442900 | Lateral Hardening | 177045.77 | 0 | 0 | 0 | 0 | 0 | 0 | 0 | 0 | 0 | 0 |  | 0
Lateral Hardening-Fuse-91443618 | Lateral Hardening | 694065.38 | 0 | 0 | 0 | 0 | 0 | 0 | 0 | 0 | 0 | 0 |  | 0
Lateral Hardening-Fuse-91443636 | Lateral Hardening | 218031.43 | 0 | 0 | 0 | 0 | 0 | 0 | 0 | 0 | 0 | 0 |  | 0
Lateral Hardening-Fuse-91443637 | Lateral Hardening | 56005.83 | 0 | 0 | 0 | 0 | 0 | 0 | 0 | 0 | 0 | 0 |  | 0
Lateral Hardening-Fuse-91444166 | Lateral Hardening | 57883.89 | 0 | 0 | 0 | 0 | 0 | 0 | 0 | 0 | 0 | 0 |  | 0
Lateral Hardening-Fuse-91444526 | Lateral Hardening | 678225.88 | 0 | 0 | 0 | 0 | 0 | 0 | 0 | 0 | 0 | 0 |  | 0
Lateral Hardening-Fuse-91445171 | Lateral Hardening | 55291.79 | 0 | 0 | 0 | 0 | 0 | 0 | 0 | 0 | 0 | 0 |  | 0
Lateral Hardening-Fuse-91445686 | Lateral Hardening | 50816.63 | 0 | 0 | 0 | 0 | 0 | 0 | 0 | 0 | 0 | 0 |  | 2022 | 2022
Lateral Hardening-Fuse-91445838 | Lateral Hardening | 93172.03 | 0 | 0 | 0 | 0 | 0 | 0 | 0 | 0 | 0 | 0 |  | 2023 | 2023
Lateral Hardening-Fuse-91446005 | Lateral Hardening | 104933.66 | 0 | 0 | 0 | 0 | 0 | 0 | 0 | 0 | 0 | 0 |  | 0
Lateral Hardening-Fuse-91447204 | Lateral Hardening | 81721.47 | 0 | 0 | 0 | 0 | 0 | 0 | 0 | 0 | 0 | 0 |  | 0
Lateral Hardening-Fuse-91447486 | Lateral Hardening | 241293.94 | 0 | 0 | 0 | 0 | 0 | 0 | 0 | 0 | 0 | 0 |  | 0
Lateral Hardening-Fuse-91448056 | Lateral Hardening | 132118.12 | 0 | 0 | 0 | 0 | 0 | 0 | 0 | 0 | 0 | 0 |  | 0
Lateral Hardening-Fuse-91448515 | Lateral Hardening | 541660.87 | 0 | 0 | 0 | 0 | 0 | 0 | 0 | 0 | 0 | 0 |  | 2027 | 2027
Lateral Hardening-Fuse-91448654 | Lateral Hardening | 80372.09 | 0 | 0 | 0 | 0 | 0 | 0 | 0 | 0 | 0 | 0 |  | 0
Lateral Hardening-Fuse-91448892 | Lateral Hardening | 248936.27 | 0 | 0 | 0 | 0 | 0 | 0 | 0 | 0 | 0 | 0 |  | 0
Lateral Hardening-Fuse-91449232 | Lateral Hardening | 50000 | 0 | 0 | 0 | 0 | 0 | 0 | 0 | 0 | 0 | 0 |  | 0
Lateral Hardening-Fuse-91451771 | Lateral Hardening | 425170.78 | 0 | 0 | 0 | 0 | 0 | 0 | 0 | 0 | 0 | 0 |  | 0
Lateral Hardening-Fuse-91451904 | Lateral Hardening | 490453.16 | 0 | 0 | 0 | 0 | 2027 | 0 | 0 | 0 | 0 | 0 |  | 0 | 0
Lateral Hardening-Fuse-91452246 | Lateral Hardening | 84370.74 | 0 | 0 | 0 | 0 | 0 | 0 | 0 | 0 | 0 | 0 |  | 0
Lateral Hardening-Fuse-91452423 | Lateral Hardening | 50000 | 0 | 0 | 0 | 0 | 0 | 0 | 0 | 0 | 0 | 0 |  | 0
Lateral Hardening-Fuse-91452575 | Lateral Hardening | 253893.58 | 0 | 0 | 0 | 0 | 0 | 0 | 0 | 0 | 0 | 0 |  | 0
Lateral Hardening-Fuse-91452803 | Lateral Hardening | 158573.54 | 0 | 0 | 0 | 0 | 0 | 0 | 0 | 0 | 0 | 0 |  | 0
Lateral Hardening-Fuse-91453902 | Lateral Hardening | 758848.18 | 0 | 0 | 0 | 0 | 0 | 0 | 0 | 0 | 0 | 0 |  | 0
Lateral Hardening-Fuse-91453908 | Lateral Hardening | 342849.66 | 0 | 0 | 0 | 0 | 0 | 0 | 0 | 0 | 0 | 0 |  | 2025 | 2025
Lateral Hardening-Fuse-91453910 | Lateral Hardening | 229657.5 | 0 | 0 | 0 | 0 | 0 | 0 | 0 | 0 | 0 | 0 |  | 0
Lateral Hardening-Fuse-91456283 | Lateral Hardening | 252236.16 | 0 | 0 | 0 | 0 | 0 | 0 | 0 | 0 | 0 | 0 |  | 0
Lateral Hardening-Fuse-91456326 | Lateral Hardening | 118811.34 | 0 | 0 | 0 | 0 | 0 | 0 | 0 | 0 | 0 | 0 |  | 0
Lateral Hardening-Fuse-91456359 | Lateral Hardening | 157024.88 | 0 | 0 | 0 | 0 | 0 | 0 | 0 | 0 | 0 | 0 |  | 0
Lateral Hardening-Fuse-91457686 | Lateral Hardening | 109204.2 | 0 | 0 | 0 | 0 | 0 | 0 | 0 | 0 | 0 | 0 |  | 0
Lateral Hardening-Fuse-91457886 | Lateral Hardening | 132412.18 | 0 | 0 | 0 | 0 | 0 | 0 | 0 | 0 | 0 | 0 |  | 0
Lateral Hardening-Fuse-91458309 | Lateral Hardening | 50000 | 0 | 0 | 0 | 0 | 0 | 0 | 0 | 0 | 0 | 0 |  | 0
Lateral Hardening-Fuse-91458310 | Lateral Hardening | 50000 | 0 | 0 | 0 | 0 | 0 | 0 | 0 | 0 | 0 | 0 |  | 2028 | 2028
Lateral Hardening-Fuse-91458446 | Lateral Hardening | 55932.13 | 0 | 0 | 0 | 0 | 0 | 0 | 0 | 0 | 0 | 0 |  | 0
Lateral Hardening-Fuse-91458582 | Lateral Hardening | 147229.21 | 0 | 0 | 0 | 0 | 0 | 0 | 0 | 0 | 0 | 0 |  | 0
Lateral Hardening-Fuse-91458887 | Lateral Hardening | 293209.27 | 0 | 0 | 0 | 0 | 0 | 0 | 0 | 0 | 0 | 0 |  | 2022 | 2022
Lateral Hardening-Fuse-91459009 | Lateral Hardening | 360757.44 | 0 | 0 | 0 | 0 | 2027 | 0 | 0 | 0 | 0 | 0 |  | 2024 | 2024
Lateral Hardening-Fuse-91459244 | Lateral Hardening | 149485.03 | 0 | 0 | 0 | 0 | 0 | 0 | 0 | 0 | 0 | 0 |  | 0
Lateral Hardening-Fuse-91459269 | Lateral Hardening | 663126.25 | 0 | 0 | 0 | 0 | 0 | 0 | 0 | 0 | 0 | 0 |  | 0
Lateral Hardening-Fuse-91459852 | Lateral Hardening | 147202.73 | 0 | 0 | 0 | 0 | 0 | 0 | 0 | 0 | 0 | 0 |  | 0
Lateral Hardening-Fuse-91460687 | Lateral Hardening | 50000 | 0 | 0 | 0 | 0 | 0 | 0 | 0 | 0 | 0 | 0 |  | 0
Lateral Hardening-Fuse-91460968 | Lateral Hardening | 58235.91 | 0 | 0 | 0 | 0 | 0 | 0 | 0 | 0 | 0 | 0 |  | 0
Lateral Hardening-Fuse-91461644 | Lateral Hardening | 105138.28 | 0 | 0 | 0 | 0 | 0 | 0 | 0 | 0 | 0 | 0 |  | 0
Lateral Hardening-Fuse-91461782 | Lateral Hardening | 274294.1 | 0 | 0 | 0 | 0 | 2021 | 0 | 0 | 0 | 0 | 0 |  | 2022 | 2022
Lateral Hardening-Fuse-91461832 | Lateral Hardening | 165157.81 | 0 | 0 | 0 | 0 | 0 | 0 | 0 | 0 | 0 | 0 |  | 0
Lateral Hardening-Fuse-91462070 | Lateral Hardening | 57369.47 | 0 | 0 | 0 | 0 | 0 | 0 | 0 | 0 | 0 | 0 |  | 0
Lateral Hardening-Fuse-91463216 | Lateral Hardening | 361940.29 | 0 | 0 | 0 | 0 | 0 | 0 | 0 | 0 | 0 | 0 |  | 0
Lateral Hardening-Fuse-91463821 | Lateral Hardening | 59678.25 | 0 | 0 | 0 | 0 | 0 | 0 | 0 | 0 | 0 | 0 |  | 0
Lateral Hardening-Fuse-91463885 | Lateral Hardening | 1146438.88 | 0 | 0 | 0 | 0 | 2023 | 0 | 0 | 0 | 0 | 0 |  | 2025 | 2025
Lateral Hardening-Fuse-91463903 | Lateral Hardening | 382387.96 | 0 | 0 | 0 | 0 | 0 | 0 | 0 | 0 | 0 | 0 |  | 0
Lateral Hardening-Fuse-91464945 | Lateral Hardening | 132243.99 | 0 | 0 | 0 | 0 | 0 | 0 | 0 | 0 | 0 | 0 |  | 0
Lateral Hardening-Fuse-91465209 | Lateral Hardening | 116213.5 | 0 | 0 | 0 | 0 | 0 | 0 | 0 | 0 | 0 | 0 |  | 0
Lateral Hardening-Fuse-91466201 | Lateral Hardening | 84328.53 | 0 | 0 | 0 | 0 | 0 | 0 | 0 | 0 | 0 | 0 |  | 0
Lateral Hardening-Fuse-91466639 | Lateral Hardening | 72931.38 | 0 | 0 | 0 | 0 | 0 | 0 | 0 | 0 | 0 | 0 |  | 0
Lateral Hardening-Fuse-91467619 | Lateral Hardening | 82562.1 | 0 | 0 | 0 | 0 | 0 | 0 | 0 | 0 | 0 | 0 |  | 0
Lateral Hardening-Fuse-91467991 | Lateral Hardening | 233725.29 | 0 | 0 | 0 | 0 | 0 | 0 | 0 | 0 | 0 | 0 |  | 0
Lateral Hardening-Fuse-91468172 | Lateral Hardening | 56372.85 | 0 | 0 | 0 | 0 | 0 | 0 | 0 | 0 | 0 | 0 |  | 0
Lateral Hardening-Fuse-91468349 | Lateral Hardening | 50000 | 0 | 0 | 0 | 0 | 0 | 0 | 0 | 0 | 0 | 0 |  | 0
Lateral Hardening-Fuse-91469052 | Lateral Hardening | 147533.27 | 0 | 0 | 0 | 0 | 0 | 0 | 0 | 0 | 0 | 0 |  | 2022 | 2022
Lateral Hardening-Fuse-91470834 | Lateral Hardening | 142035.06 | 0 | 0 | 0 | 0 | 0 | 0 | 0 | 0 | 0 | 0 |  | 0
Lateral Hardening-Fuse-91471597 | Lateral Hardening | 50000 | 0 | 0 | 0 | 0 | 0 | 0 | 0 | 0 | 0 | 0 |  | 0
Lateral Hardening-Fuse-91471792 | Lateral Hardening | 251271.53 | 0 | 0 | 0 | 0 | 0 | 0 | 0 | 0 | 0 | 0 |  | 0
Lateral Hardening-Fuse-91471829 | Lateral Hardening | 279290.21 | 0 | 0 | 0 | 0 | 0 | 0 | 0 | 0 | 0 | 0 |  | 0
Lateral Hardening-Fuse-91471940 | Lateral Hardening | 206389.03 | 0 | 0 | 0 | 0 | 0 | 0 | 0 | 0 | 0 | 0 |  | 0
Lateral Hardening-Fuse-91472870 | Lateral Hardening | 324576.31 | 0 | 0 | 0 | 0 | 0 | 0 | 0 | 0 | 0 | 0 |  | 0
Lateral Hardening-Fuse-91473225 | Lateral Hardening | 54446.83 | 0 | 0 | 0 | 0 | 0 | 0 | 0 | 0 | 0 | 0 |  | 0
Lateral Hardening-Fuse-91473429 | Lateral Hardening | 60915.97 | 0 | 0 | 0 | 0 | 0 | 0 | 0 | 0 | 0 | 0 |  | 0
Lateral Hardening-Fuse-91473644 | Lateral Hardening | 86272.8 | 0 | 0 | 0 | 0 | 0 | 0 | 0 | 0 | 0 | 0 |  | 0
Lateral Hardening-Fuse-91473920 | Lateral Hardening | 107467.87 | 0 | 0 | 0 | 0 | 0 | 0 | 0 | 0 | 0 | 0 |  | 0
Lateral Hardening-Fuse-91474290 | Lateral Hardening | 126645.6 | 0 | 0 | 0 | 0 | 0 | 0 | 0 | 0 | 0 | 0 |  | 0
Lateral Hardening-Fuse-91474399 | Lateral Hardening | 58256.65 | 0 | 0 | 0 | 0 | 0 | 0 | 0 | 0 | 0 | 0 |  | 0
Lateral Hardening-Fuse-91474436 | Lateral Hardening | 156148.05 | 0 | 0 | 0 | 0 | 0 | 0 | 0 | 0 | 0 | 0 |  | 0
Lateral Hardening-Fuse-91474484 | Lateral Hardening | 154710.71 | 0 | 0 | 0 | 0 | 0 | 0 | 0 | 0 | 0 | 0 |  | 0
Lateral Hardening-Fuse-91474494 | Lateral Hardening | 390898.83 | 0 | 0 | 0 | 0 | 0 | 0 | 0 | 0 | 0 | 0 |  | 0
Lateral Hardening-Fuse-91474542 | Lateral Hardening | 107441.32 | 0 | 0 | 0 | 0 | 0 | 0 | 0 | 0 | 0 | 0 |  | 0
Lateral Hardening-Fuse-91474545 | Lateral Hardening | 103238 | 0 | 0 | 0 | 0 | 0 | 0 | 0 | 0 | 0 | 0 |  | 0
Lateral Hardening-Fuse-91474560 | Lateral Hardening | 166184.4 | 0 | 0 | 0 | 0 | 0 | 0 | 0 | 0 | 0 | 0 |  | 0
Lateral Hardening-Fuse-91474607 | Lateral Hardening | 108925.88 | 0 | 0 | 0 | 0 | 2024 | 0 | 0 | 0 | 0 | 0 |  | 0 | 0
Lateral Hardening-Fuse-91475576 | Lateral Hardening | 106176.38 | 0 | 0 | 0 | 0 | 0 | 0 | 0 | 0 | 0 | 0 |  | 0
Lateral Hardening-Fuse-91476054 | Lateral Hardening | 387102.17 | 0 | 0 | 0 | 0 | 2023 | 0 | 0 | 0 | 0 | 0 |  | 2024 | 2024
Lateral Hardening-Fuse-91476995 | Lateral Hardening | 132601.06 | 0 | 0 | 0 | 0 | 0 | 0 | 0 | 0 | 0 | 0 |  | 0
Lateral Hardening-Fuse-91477049 | Lateral Hardening | 217690.89 | 0 | 0 | 0 | 0 | 0 | 0 | 0 | 0 | 0 | 0 |  | 0
Lateral Hardening-Fuse-91477761 | Lateral Hardening | 142134.5 | 0 | 0 | 0 | 0 | 0 | 0 | 0 | 0 | 0 | 0 |  | 0
Lateral Hardening-Fuse-91479581 | Lateral Hardening | 100829.78 | 0 | 0 | 0 | 0 | 2023 | 0 | 0 | 0 | 0 | 0 |  | 2023
Lateral Hardening-Fuse-91479622 | Lateral Hardening | 76836.33 | 0 | 0 | 0 | 0 | 0 | 0 | 0 | 0 | 0 | 0 |  | 0
Lateral Hardening-Fuse-91479624 | Lateral Hardening | 52096.57 | 0 | 0 | 0 | 0 | 0 | 0 | 0 | 0 | 0 | 0 |  | 0
Lateral Hardening-Fuse-91479826 | Lateral Hardening | 794935.96 | 0 | 0 | 0 | 0 | 2026 | 0 | 0 | 0 | 0 | 0 |  | 2025 | 2025
Lateral Hardening-Fuse-91480290 | Lateral Hardening | 215870.05 | 0 | 0 | 0 | 0 | 0 | 0 | 0 | 0 | 0 | 0 |  | 0
Lateral Hardening-Fuse-91480393 | Lateral Hardening | 460509.3 | 0 | 0 | 0 | 0 | 0 | 0 | 0 | 0 | 0 | 0 |  | 0
Lateral Hardening-Fuse-91480639 | Lateral Hardening | 409919.61 | 0 | 0 | 0 | 0 | 0 | 0 | 0 | 0 | 0 | 0 |  | 2028 | 2028
Lateral Hardening-Fuse-91481416 | Lateral Hardening | 50000 | 0 | 0 | 0 | 0 | 2023 | 0 | 0 | 0 | 0 | 0 |  | 2024 | 2024
Lateral Hardening-Fuse-91482201 | Lateral Hardening | 306155.36 | 0 | 0 | 0 | 0 | 0 | 0 | 0 | 0 | 0 | 0 |  | 0
Lateral Hardening-Fuse-91484342 | Lateral Hardening | 356840.04 | 0 | 0 | 0 | 0 | 0 | 0 | 0 | 0 | 0 | 0 |  | 0
Lateral Hardening-Fuse-91484658 | Lateral Hardening | 96223.7 | 0 | 0 | 0 | 0 | 0 | 0 | 0 | 0 | 0 | 0 |  | 0
Lateral Hardening-Fuse-91484672 | Lateral Hardening | 50000 | 0 | 0 | 0 | 0 | 0 | 0 | 0 | 0 | 0 | 0 |  | 0
Lateral Hardening-Fuse-91484673 | Lateral Hardening | 50000 | 0 | 0 | 0 | 0 | 0 | 0 | 0 | 0 | 0 | 0 |  | 0
Lateral Hardening-Fuse-91484776 | Lateral Hardening | 161147.31 | 0 | 0 | 0 | 0 | 0 | 0 | 0 | 0 | 0 | 0 |  | 0
Lateral Hardening-Fuse-91484838 | Lateral Hardening | 55889.91 | 0 | 0 | 0 | 0 | 0 | 0 | 0 | 0 | 0 | 0 |  | 0
Lateral Hardening-Fuse-91484843 | Lateral Hardening | 50000 | 0 | 0 | 0 | 0 | 0 | 0 | 0 | 0 | 0 | 0 |  | 0
Lateral Hardening-Fuse-91484981 | Lateral Hardening | 58434.79 | 0 | 0 | 0 | 0 | 0 | 0 | 0 | 0 | 0 | 0 |  | 0
Lateral Hardening-Fuse-91485596 | Lateral Hardening | 109860.28 | 0 | 0 | 0 | 0 | 0 | 0 | 0 | 0 | 0 | 0 |  | 0
Lateral Hardening-Fuse-91487301 | Lateral Hardening | 255616.44 | 0 | 0 | 0 | 0 | 2021 | 0 | 0 | 0 | 0 | 0 |  | 2022 | 2022
Lateral Hardening-Fuse-91487835 | Lateral Hardening | 509179.06 | 0 | 0 | 0 | 0 | 0 | 0 | 0 | 0 | 0 | 0 |  | 0
Lateral Hardening-Fuse-91489133 | Lateral Hardening | 85889.95 | 0 | 0 | 0 | 0 | 0 | 0 | 0 | 0 | 0 | 0 |  | 0
Lateral Hardening-Fuse-91489174 | Lateral Hardening | 609561.4 | 0 | 0 | 0 | 0 | 0 | 0 | 0 | 0 | 0 | 0 |  | 0
Lateral Hardening-Fuse-91489796 | Lateral Hardening | 80916.17 | 0 | 0 | 0 | 0 | 0 | 0 | 0 | 0 | 0 | 0 |  | 0
Lateral Hardening-Fuse-91490707 | Lateral Hardening | 270123 | 0 | 0 | 0 | 0 | 2022 | 0 | 0 | 0 | 0 | 0 |  | 2022
Lateral Hardening-Fuse-91491066 | Lateral Hardening | 135631 | 0 | 0 | 0 | 0 | 2027 | 0 | 0 | 0 | 0 | 0 |  | 2027
Lateral Hardening-Fuse-91491128 | Lateral Hardening | 59736.21 | 0 | 0 | 0 | 0 | 0 | 0 | 0 | 0 | 0 | 0 |  | 0
Lateral Hardening-Fuse-91491159 | Lateral Hardening | 133325.1 | 0 | 0 | 0 | 0 | 0 | 0 | 0 | 0 | 0 | 0 |  | 0
Lateral Hardening-Fuse-91491192 | Lateral Hardening | 260537.39 | 0 | 0 | 0 | 0 | 0 | 0 | 0 | 0 | 0 | 0 |  | 0
Lateral Hardening-Fuse-91491208 | Lateral Hardening | 135387.04 | 0 | 0 | 0 | 0 | 0 | 0 | 0 | 0 | 0 | 0 |  | 0
Lateral Hardening-Fuse-91492618 | Lateral Hardening | 638086.61 | 0 | 0 | 0 | 0 | 0 | 0 | 0 | 0 | 0 | 0 |  | 0
Lateral Hardening-Fuse-91493133 | Lateral Hardening | 50000 | 0 | 0 | 0 | 0 | 2028 | 0 | 0 | 0 | 0 | 0 |  | 2028
Lateral Hardening-Fuse-91493238 | Lateral Hardening | 240257.59 | 0 | 0 | 0 | 0 | 2023 | 0 | 0 | 0 | 0 | 0 |  | 2024 | 2024
Lateral Hardening-Fuse-91493341 | Lateral Hardening | 139930.9 | 0 | 0 | 0 | 0 | 0 | 0 | 0 | 0 | 0 | 0 |  | 0
Lateral Hardening-Fuse-91493342 | Lateral Hardening | 57275.03 | 0 | 0 | 0 | 0 | 0 | 0 | 0 | 0 | 0 | 0 |  | 0
Lateral Hardening-Fuse-91493439 | Lateral Hardening | 82679.9 | 0 | 0 | 0 | 0 | 0 | 0 | 0 | 0 | 0 | 0 |  | 0
Lateral Hardening-Fuse-91493677 | Lateral Hardening | 50000 | 0 | 0 | 0 | 0 | 0 | 0 | 0 | 0 | 0 | 0 |  | 0
Lateral Hardening-Fuse-91493742 | Lateral Hardening | 211284.02 | 0 | 0 | 0 | 0 | 0 | 0 | 0 | 0 | 0 | 0 |  | 0
Lateral Hardening-Fuse-91493976 | Lateral Hardening | 50538.31 | 0 | 0 | 0 | 0 | 0 | 0 | 0 | 0 | 0 | 0 |  | 0
Lateral Hardening-Fuse-91495259 | Lateral Hardening | 57836.67 | 0 | 0 | 0 | 0 | 0 | 0 | 0 | 0 | 0 | 0 |  | 0
Lateral Hardening-Fuse-91495918 | Lateral Hardening | 242956.86 | 0 | 0 | 0 | 0 | 2025 | 0 | 0 | 0 | 0 | 0 |  | 2024 | 2024
Lateral Hardening-Fuse-91496022 | Lateral Hardening | 158252.21 | 0 | 0 | 0 | 0 | 0 | 0 | 0 | 0 | 0 | 0 |  | 0
Lateral Hardening-Fuse-91496941 | Lateral Hardening | 219999.67 | 0 | 0 | 0 | 0 | 0 | 0 | 0 | 0 | 0 | 0 |  | 0
Lateral Hardening-Fuse-91496980 | Lateral Hardening | 71667.87 | 0 | 0 | 0 | 0 | 0 | 0 | 0 | 0 | 0 | 0 |  | 0
Lateral Hardening-Fuse-91497026 | Lateral Hardening | 75935.28 | 0 | 0 | 0 | 0 | 0 | 0 | 0 | 0 | 0 | 0 |  | 0
Lateral Hardening-Fuse-91497369 | Lateral Hardening | 203085.25 | 0 | 0 | 0 | 0 | 0 | 0 | 0 | 0 | 0 | 0 |  | 0
Lateral Hardening-Fuse-91497978 | Lateral Hardening | 147843.07 | 0 | 0 | 0 | 0 | 0 | 0 | 0 | 0 | 0 | 0 |  | 0
Lateral Hardening-Fuse-91498056 | Lateral Hardening | 114125.08 | 0 | 0 | 0 | 0 | 2024 | 0 | 0 | 0 | 0 | 0 |  | 0 | 0
Lateral Hardening-Fuse-91500584 | Lateral Hardening | 59321.23 | 0 | 0 | 0 | 0 | 0 | 0 | 0 | 0 | 0 | 0 |  | 0
Lateral Hardening-Fuse-91500635 | Lateral Hardening | 64825.23 | 0 | 0 | 0 | 0 | 2023 | 0 | 0 | 0 | 0 | 0 |  | 2022 | 2022
Lateral Hardening-Fuse-91500810 | Lateral Hardening | 289127.61 | 0 | 0 | 0 | 0 | 0 | 0 | 0 | 0 | 0 | 0 |  | 0
Lateral Hardening-Fuse-91501467 | Lateral Hardening | 59253.27 | 0 | 0 | 0 | 0 | 0 | 0 | 0 | 0 | 0 | 0 |  | 0
Lateral Hardening-Fuse-91501738 | Lateral Hardening | 68263.21 | 0 | 0 | 0 | 0 | 0 | 0 | 0 | 0 | 0 | 0 |  | 0
Lateral Hardening-Fuse-91502510 | Lateral Hardening | 346890.63 | 0 | 0 | 0 | 0 | 0 | 0 | 0 | 0 | 0 | 0 |  | 0
Lateral Hardening-Fuse-91502553 | Lateral Hardening | 50000 | 0 | 0 | 0 | 0 | 0 | 0 | 0 | 0 | 0 | 0 |  | 0
Lateral Hardening-Fuse-91502662 | Lateral Hardening | 106076.94 | 0 | 0 | 0 | 0 | 0 | 0 | 0 | 0 | 0 | 0 |  | 0
Lateral Hardening-Fuse-91502819 | Lateral Hardening | 947232.4 | 0 | 0 | 0 | 0 | 2026 | 0 | 0 | 0 | 0 | 0 |  | 0 | 0
Lateral Hardening-Fuse-91504609 | Lateral Hardening | 783114.23 | 0 | 0 | 0 | 0 | 2022 | 0 | 0 | 0 | 0 | 0 |  | 2022
Lateral Hardening-Fuse-91504771 | Lateral Hardening | 52878.57 | 0 | 0 | 0 | 0 | 0 | 0 | 0 | 0 | 0 | 0 |  | 0
Lateral Hardening-Fuse-91505116 | Lateral Hardening | 556372.37 | 0 | 0 | 0 | 0 | 2025 | 0 | 0 | 0 | 0 | 0 |  | 2025
Lateral Hardening-Fuse-91505322 | Lateral Hardening | 225579.98 | 0 | 0 | 0 | 0 | 2026 | 0 | 0 | 0 | 0 | 0 |  | 2026
Lateral Hardening-Fuse-91505410 | Lateral Hardening | 50000 | 0 | 0 | 0 | 0 | 0 | 0 | 0 | 0 | 0 | 0 |  | 0
Lateral Hardening-Fuse-91505580 | Lateral Hardening | 88039.8 | 0 | 0 | 0 | 0 | 0 | 0 | 0 | 0 | 0 | 0 |  | 0
Lateral Hardening-Fuse-91505593 | Lateral Hardening | 51120.69 | 0 | 0 | 0 | 0 | 0 | 0 | 0 | 0 | 0 | 0 |  | 0
Lateral Hardening-Fuse-91506169 | Lateral Hardening | 50000 | 0 | 0 | 0 | 0 | 0 | 0 | 0 | 0 | 0 | 0 |  | 0
Lateral Hardening-Fuse-91506253 | Lateral Hardening | 288761.38 | 0 | 0 | 0 | 0 | 0 | 0 | 0 | 0 | 0 | 0 |  | 0
Lateral Hardening-Fuse-91506778 | Lateral Hardening | 303251.76 | 0 | 0 | 0 | 0 | 0 | 0 | 0 | 0 | 0 | 0 |  | 0
Lateral Hardening-Fuse-91506846 | Lateral Hardening | 172948.37 | 0 | 0 | 0 | 0 | 0 | 0 | 0 | 0 | 0 | 0 |  | 0
Lateral Hardening-Fuse-91507018 | Lateral Hardening | 52411.37 | 0 | 0 | 0 | 0 | 0 | 0 | 0 | 0 | 0 | 0 |  | 0
Lateral Hardening-Fuse-91507729 | Lateral Hardening | 79969.93 | 0 | 0 | 0 | 0 | 0 | 0 | 0 | 0 | 0 | 0 |  | 0
Lateral Hardening-Fuse-91508515 | Lateral Hardening | 56188.97 | 0 | 0 | 0 | 0 | 0 | 0 | 0 | 0 | 0 | 0 |  | 0
Lateral Hardening-Fuse-91508532 | Lateral Hardening | 50000 | 0 | 0 | 0 | 0 | 0 | 0 | 0 | 0 | 0 | 0 |  | 0
Lateral Hardening-Fuse-91508547 | Lateral Hardening | 50000 | 0 | 0 | 0 | 0 | 0 | 0 | 0 | 0 | 0 | 0 |  | 0
Lateral Hardening-Fuse-91508564 | Lateral Hardening | 221110.68 | 0 | 0 | 0 | 0 | 0 | 0 | 0 | 0 | 0 | 0 |  | 0
Lateral Hardening-Fuse-91508588 | Lateral Hardening | 287306.77 | 0 | 0 | 0 | 0 | 0 | 0 | 0 | 0 | 0 | 0 |  | 0
Lateral Hardening-Fuse-91508736 | Lateral Hardening | 821263.66 | 0 | 0 | 0 | 0 | 0 | 0 | 0 | 0 | 0 | 0 |  | 0
Lateral Hardening-Fuse-91508737 | Lateral Hardening | 50000 | 0 | 0 | 0 | 0 | 0 | 0 | 0 | 0 | 0 | 0 |  | 0
Lateral Hardening-Fuse-91508775 | Lateral Hardening | 213759.36 | 0 | 0 | 0 | 0 | 0 | 0 | 0 | 0 | 0 | 0 |  | 0
Lateral Hardening-Fuse-91508848 | Lateral Hardening | 343112.26 | 0 | 0 | 0 | 0 | 0 | 0 | 0 | 0 | 0 | 0 |  | 0
Lateral Hardening-Fuse-91508868 | Lateral Hardening | 108096.66 | 0 | 0 | 0 | 0 | 0 | 0 | 0 | 0 | 0 | 0 |  | 0
Lateral Hardening-Fuse-91509096 | Lateral Hardening | 74968.27 | 0 | 0 | 0 | 0 | 0 | 0 | 0 | 0 | 0 | 0 |  | 0
Lateral Hardening-Fuse-91509159 | Lateral Hardening | 563318.06 | 0 | 0 | 0 | 0 | 2023 | 0 | 0 | 0 | 0 | 0 |  | 2023
Lateral Hardening-Fuse-91510344 | Lateral Hardening | 222633.25 | 0 | 0 | 0 | 0 | 0 | 0 | 0 | 0 | 0 | 0 |  | 0
Lateral Hardening-Fuse-91510346 | Lateral Hardening | 118490.8 | 0 | 0 | 0 | 0 | 2028 | 0 | 0 | 0 | 0 | 0 |  | 2029 | 2029
Lateral Hardening-Fuse-91511054 | Lateral Hardening | 669976.28 | 0 | 0 | 0 | 0 | 0 | 0 | 0 | 0 | 0 | 0 |  | 0
Lateral Hardening-Fuse-91511416 | Lateral Hardening | 55758.99 | 0 | 0 | 0 | 0 | 0 | 0 | 0 | 0 | 0 | 0 |  | 0
Lateral Hardening-Fuse-91511419 | Lateral Hardening | 235361.12 | 0 | 0 | 0 | 0 | 0 | 0 | 0 | 0 | 0 | 0 |  | 0
Lateral Hardening-Fuse-91511740 | Lateral Hardening | 85456.85 | 0 | 0 | 0 | 0 | 2026 | 0 | 0 | 0 | 0 | 0 |  | 0 | 0
Lateral Hardening-Fuse-91511800 | Lateral Hardening | 159174.16 | 0 | 0 | 0 | 0 | 0 | 0 | 0 | 0 | 0 | 0 |  | 0
Lateral Hardening-Fuse-91511848 | Lateral Hardening | 50000 | 0 | 0 | 0 | 0 | 0 | 0 | 0 | 0 | 0 | 0 |  | 0
Lateral Hardening-Fuse-91511989 | Lateral Hardening | 426739.73 | 0 | 0 | 0 | 0 | 0 | 0 | 0 | 0 | 0 | 0 |  | 0
Lateral Hardening-Fuse-91512136 | Lateral Hardening | 50000 | 0 | 0 | 0 | 0 | 0 | 0 | 0 | 0 | 0 | 0 |  | 0
Lateral Hardening-Fuse-91512397 | Lateral Hardening | 84358.55 | 0 | 0 | 0 | 0 | 0 | 0 | 0 | 0 | 0 | 0 |  | 0
Lateral Hardening-Fuse-91512656 | Lateral Hardening | 159822.06 | 0 | 0 | 0 | 0 | 0 | 0 | 0 | 0 | 0 | 0 |  | 0
Lateral Hardening-Fuse-91512679 | Lateral Hardening | 57873.89 | 0 | 0 | 0 | 0 | 0 | 0 | 0 | 0 | 0 | 0 |  | 0
Lateral Hardening-Fuse-91513380 | Lateral Hardening | 50000 | 0 | 0 | 0 | 0 | 0 | 0 | 0 | 0 | 0 | 0 |  | 0
Lateral Hardening-Fuse-91513539 | Lateral Hardening | 315614.51 | 0 | 0 | 0 | 0 | 0 | 0 | 0 | 0 | 0 | 0 |  | 0
Lateral Hardening-Fuse-91514276 | Lateral Hardening | 190009.79 | 0 | 0 | 0 | 0 | 0 | 0 | 0 | 0 | 0 | 0 |  | 0
Lateral Hardening-Fuse-91514664 | Lateral Hardening | 50000 | 0 | 0 | 0 | 0 | 0 | 0 | 0 | 0 | 0 | 0 |  | 0
Lateral Hardening-Fuse-91514890 | Lateral Hardening | 100084.85 | 0 | 0 | 0 | 0 | 0 | 0 | 0 | 0 | 0 | 0 |  | 0
Lateral Hardening-Fuse-91516663 | Lateral Hardening | 56262.67 | 0 | 0 | 0 | 0 | 0 | 0 | 0 | 0 | 0 | 0 |  | 0
Lateral Hardening-Fuse-91517686 | Lateral Hardening | 58581.45 | 0 | 0 | 0 | 0 | 0 | 0 | 0 | 0 | 0 | 0 |  | 0
Lateral Hardening-Fuse-91517889 | Lateral Hardening | 55884.91 | 0 | 0 | 0 | 0 | 0 | 0 | 0 | 0 | 0 | 0 |  | 0
Lateral Hardening-Fuse-91517890 | Lateral Hardening | 147354.39 | 0 | 0 | 0 | 0 | 0 | 0 | 0 | 0 | 0 | 0 |  | 0
Lateral Hardening-Fuse-91517908 | Lateral Hardening | 91684.84 | 0 | 0 | 0 | 0 | 0 | 0 | 0 | 0 | 0 | 0 |  | 0
Lateral Hardening-Fuse-91517928 | Lateral Hardening | 63131.05 | 0 | 0 | 0 | 0 | 0 | 0 | 0 | 0 | 0 | 0 |  | 0
Lateral Hardening-Fuse-91517929 | Lateral Hardening | 762248 | 0 | 0 | 0 | 0 | 2025 | 0 | 0 | 0 | 0 | 0 |  | 2025
Lateral Hardening-Fuse-91517965 | Lateral Hardening | 53056.71 | 0 | 0 | 0 | 0 | 0 | 0 | 0 | 0 | 0 | 0 |  | 0
Lateral Hardening-Fuse-91517975 | Lateral Hardening | 59788.43 | 0 | 0 | 0 | 0 | 0 | 0 | 0 | 0 | 0 | 0 |  | 0
Lateral Hardening-Fuse-91517977 | Lateral Hardening | 101417.9 | 0 | 0 | 0 | 0 | 0 | 0 | 0 | 0 | 0 | 0 |  | 0
Lateral Hardening-Fuse-91518345 | Lateral Hardening | 84181.85 | 0 | 0 | 0 | 0 | 0 | 0 | 0 | 0 | 0 | 0 |  | 0
Lateral Hardening-Fuse-91518951 | Lateral Hardening | 188889.47 | 0 | 0 | 0 | 0 | 0 | 0 | 0 | 0 | 0 | 0 |  | 0
Lateral Hardening-Fuse-91518968 | Lateral Hardening | 251391.66 | 0 | 0 | 0 | 0 | 0 | 0 | 0 | 0 | 0 | 0 |  | 0
Lateral Hardening-Fuse-91519309 | Lateral Hardening | 133469.54 | 0 | 0 | 0 | 0 | 2021 | 0 | 0 | 0 | 0 | 0 |  | 2021
Lateral Hardening-Fuse-91521223 | Lateral Hardening | 246486.57 | 0 | 0 | 0 | 0 | 0 | 0 | 0 | 0 | 0 | 0 |  | 0
Lateral Hardening-Fuse-91522987 | Lateral Hardening | 83710.65 | 0 | 0 | 0 | 0 | 2021 | 0 | 0 | 0 | 0 | 0 |  | 2021
Lateral Hardening-Fuse-91523017 | Lateral Hardening | 62344.05 | 0 | 0 | 0 | 0 | 0 | 0 | 0 | 0 | 0 | 0 |  | 0
Lateral Hardening-Fuse-91524896 | Lateral Hardening | 116954.02 | 0 | 0 | 0 | 0 | 0 | 0 | 0 | 0 | 0 | 0 |  | 0
Lateral Hardening-Fuse-91525193 | Lateral Hardening | 50000 | 0 | 0 | 0 | 0 | 0 | 0 | 0 | 0 | 0 | 0 |  | 0
Lateral Hardening-Fuse-91525494 | Lateral Hardening | 651112.36 | 0 | 0 | 0 | 0 | 0 | 0 | 0 | 0 | 0 | 0 |  | 2029 | 2029
Lateral Hardening-Fuse-91525495 | Lateral Hardening | 509349.6 | 0 | 0 | 0 | 0 | 0 | 0 | 0 | 0 | 0 | 0 |  | 0
Lateral Hardening-Fuse-91525856 | Lateral Hardening | 50000 | 0 | 0 | 0 | 0 | 0 | 0 | 0 | 0 | 0 | 0 |  | 0
Lateral Hardening-Fuse-91526474 | Lateral Hardening | 50554.05 | 0 | 0 | 0 | 0 | 0 | 0 | 0 | 0 | 0 | 0 |  | 0
Lateral Hardening-Fuse-91526615 | Lateral Hardening | 60449.51 | 0 | 0 | 0 | 0 | 2024 | 0 | 0 | 0 | 0 | 0 |  | 2023 | 2023
Lateral Hardening-Fuse-91526636 | Lateral Hardening | 52663.21 | 0 | 0 | 0 | 0 | 0 | 0 | 0 | 0 | 0 | 0 |  | 0
Lateral Hardening-Fuse-91526663 | Lateral Hardening | 81369.45 | 0 | 0 | 0 | 0 | 0 | 0 | 0 | 0 | 0 | 0 |  | 0
Lateral Hardening-Fuse-91526871 | Lateral Hardening | 112436.64 | 0 | 0 | 0 | 0 | 0 | 0 | 0 | 0 | 0 | 0 |  | 0
Lateral Hardening-Fuse-91527119 | Lateral Hardening | 718328.01 | 0 | 0 | 0 | 0 | 0 | 0 | 0 | 0 | 0 | 0 |  | 0
Lateral Hardening-Fuse-91528526 | Lateral Hardening | 245198.75 | 0 | 0 | 0 | 0 | 0 | 0 | 0 | 0 | 0 | 0 |  | 0
Lateral Hardening-Fuse-91528906 | Lateral Hardening | 80706.75 | 0 | 0 | 0 | 0 | 0 | 0 | 0 | 0 | 0 | 0 |  | 0
Lateral Hardening-Fuse-91528929 | Lateral Hardening | 145203.01 | 0 | 0 | 0 | 0 | 0 | 0 | 0 | 0 | 0 | 0 |  | 0
Lateral Hardening-Fuse-91528984 | Lateral Hardening | 50000 | 0 | 0 | 0 | 0 | 0 | 0 | 0 | 0 | 0 | 0 |  | 0
Lateral Hardening-Fuse-91529072 | Lateral Hardening | 98759.6 | 0 | 0 | 0 | 0 | 0 | 0 | 0 | 0 | 0 | 0 |  | 0
Lateral Hardening-Fuse-91530067 | Lateral Hardening | 85271.5 | 0 | 0 | 0 | 0 | 0 | 0 | 0 | 0 | 0 | 0 |  | 0
Lateral Hardening-Fuse-91530670 | Lateral Hardening | 148218.76 | 0 | 0 | 0 | 0 | 0 | 0 | 0 | 0 | 0 | 0 |  | 0
Lateral Hardening-Fuse-91531016 | Lateral Hardening | 77702.28 | 0 | 0 | 0 | 0 | 0 | 0 | 0 | 0 | 0 | 0 |  | 0
Lateral Hardening-Fuse-91531134 | Lateral Hardening | 103811.17 | 0 | 0 | 0 | 0 | 0 | 0 | 0 | 0 | 0 | 0 |  | 0
Lateral Hardening-Fuse-91531438 | Lateral Hardening | 166316.09 | 0 | 0 | 0 | 0 | 0 | 0 | 0 | 0 | 0 | 0 |  | 0
Lateral Hardening-Fuse-91531560 | Lateral Hardening | 136084.4 | 0 | 0 | 0 | 0 | 2026 | 0 | 0 | 0 | 0 | 0 |  | 2026
Lateral Hardening-Fuse-91532149 | Lateral Hardening | 550617.13 | 0 | 0 | 0 | 0 | 2022 | 0 | 0 | 0 | 0 | 0 |  | 2021 | 2021
Lateral Hardening-Fuse-91532289 | Lateral Hardening | 303502.8 | 0 | 0 | 0 | 0 | 0 | 0 | 0 | 0 | 0 | 0 |  | 0
Lateral Hardening-Fuse-91532301 | Lateral Hardening | 174440.15 | 0 | 0 | 0 | 0 | 2029 | 0 | 0 | 0 | 0 | 0 |  | 2028 | 2028
Lateral Hardening-Fuse-91533322 | Lateral Hardening | 389991.57 | 0 | 0 | 0 | 0 | 2027 | 0 | 0 | 0 | 0 | 0 |  | 2027
Lateral Hardening-Fuse-91533830 | Lateral Hardening | 120353.12 | 0 | 0 | 0 | 0 | 2027 | 0 | 0 | 0 | 0 | 0 |  | 2029 | 2029
Lateral Hardening-Fuse-91533854 | Lateral Hardening | 327203.36 | 0 | 0 | 0 | 0 | 2027 | 0 | 0 | 0 | 0 | 0 |  | 2029 | 2029
Lateral Hardening-Fuse-91534001 | Lateral Hardening | 87276.21 | 0 | 0 | 0 | 0 | 2025 | 0 | 0 | 0 | 0 | 0 |  | 2025
Lateral Hardening-Fuse-91534053 | Lateral Hardening | 57951.85 | 0 | 0 | 0 | 0 | 0 | 0 | 0 | 0 | 0 | 0 |  | 0
Lateral Hardening-Fuse-91534075 | Lateral Hardening | 391441.97 | 0 | 0 | 0 | 0 | 0 | 0 | 0 | 0 | 0 | 0 |  | 0
Lateral Hardening-Fuse-91534231 | Lateral Hardening | 458142.28 | 0 | 0 | 0 | 0 | 0 | 0 | 0 | 0 | 0 | 0 |  | 0
Lateral Hardening-Fuse-91534450 | Lateral Hardening | 50000 | 0 | 0 | 0 | 0 | 0 | 0 | 0 | 0 | 0 | 0 |  | 0
Lateral Hardening-Fuse-91535231 | Lateral Hardening | 118133.78 | 0 | 0 | 0 | 0 | 0 | 0 | 0 | 0 | 0 | 0 |  | 0
Lateral Hardening-Fuse-91535398 | Lateral Hardening | 50554.05 | 0 | 0 | 0 | 0 | 0 | 0 | 0 | 0 | 0 | 0 |  | 0
Lateral Hardening-Fuse-91536042 | Lateral Hardening | 51976.39 | 0 | 0 | 0 | 0 | 0 | 0 | 0 | 0 | 0 | 0 |  | 0
Lateral Hardening-Fuse-91536203 | Lateral Hardening | 50000 | 0 | 0 | 0 | 0 | 0 | 0 | 0 | 0 | 0 | 0 |  | 0
Lateral Hardening-Fuse-91536251 | Lateral Hardening | 62721.07 | 0 | 0 | 0 | 0 | 0 | 0 | 0 | 0 | 0 | 0 |  | 0
Lateral Hardening-Fuse-91536611 | Lateral Hardening | 122279.14 | 0 | 0 | 0 | 0 | 0 | 0 | 0 | 0 | 0 | 0 |  | 0
Lateral Hardening-Fuse-91537180 | Lateral Hardening | 165536.36 | 0 | 0 | 0 | 0 | 0 | 0 | 0 | 0 | 0 | 0 |  | 0
Lateral Hardening-Fuse-91537203 | Lateral Hardening | 143986.82 | 0 | 0 | 0 | 0 | 2022 | 0 | 0 | 0 | 0 | 0 |  | 0 | 0
Lateral Hardening-Fuse-91537596 | Lateral Hardening | 151336.61 | 0 | 0 | 0 | 0 | 2025 | 0 | 0 | 0 | 0 | 0 |  | 2025
Lateral Hardening-Fuse-91538782 | Lateral Hardening | 56440.81 | 0 | 0 | 0 | 0 | 0 | 0 | 0 | 0 | 0 | 0 |  | 0
Lateral Hardening-Fuse-91538940 | Lateral Hardening | 115251.6 | 0 | 0 | 0 | 0 | 0 | 0 | 0 | 0 | 0 | 0 |  | 0
Lateral Hardening-Fuse-91539511 | Lateral Hardening | 54772.37 | 0 | 0 | 0 | 0 | 0 | 0 | 0 | 0 | 0 | 0 |  | 0
Lateral Hardening-Fuse-91540442 | Lateral Hardening | 491924.1 | 0 | 0 | 0 | 0 | 0 | 0 | 0 | 0 | 0 | 0 |  | 0
Lateral Hardening-Fuse-91540495 | Lateral Hardening | 108742.58 | 0 | 0 | 0 | 0 | 2021 | 0 | 0 | 0 | 0 | 0 |  | 2021
Lateral Hardening-Fuse-91541390 | Lateral Hardening | 50000 | 0 | 0 | 0 | 0 | 0 | 0 | 0 | 0 | 0 | 0 |  | 0
Lateral Hardening-Fuse-91541561 | Lateral Hardening | 50000 | 0 | 0 | 0 | 0 | 0 | 0 | 0 | 0 | 0 | 0 |  | 0
Lateral Hardening-Fuse-91541949 | Lateral Hardening | 50000 | 0 | 0 | 0 | 0 | 0 | 0 | 0 | 0 | 0 | 0 |  | 0
Lateral Hardening-Fuse-91542229 | Lateral Hardening | 442128.71 | 0 | 0 | 0 | 0 | 2029 | 0 | 0 | 0 | 0 | 0 |  | 2029
Lateral Hardening-Fuse-91542761 | Lateral Hardening | 50000 | 0 | 0 | 0 | 0 | 0 | 0 | 0 | 0 | 0 | 0 |  | 0
Lateral Hardening-Fuse-91543880 | Lateral Hardening | 50000 | 0 | 0 | 0 | 0 | 0 | 0 | 0 | 0 | 0 | 0 |  | 0
Lateral Hardening-Fuse-91544410 | Lateral Hardening | 105567.29 | 0 | 0 | 0 | 0 | 0 | 0 | 0 | 0 | 0 | 0 |  | 0
Lateral Hardening-Fuse-91544436 | Lateral Hardening | 163972.36 | 0 | 0 | 0 | 0 | 0 | 0 | 0 | 0 | 0 | 0 |  | 0
Lateral Hardening-Fuse-91544453 | Lateral Hardening | 206933.99 | 0 | 0 | 0 | 0 | 0 | 0 | 0 | 0 | 0 | 0 |  | 0
Lateral Hardening-Fuse-91544880 | Lateral Hardening | 53234.85 | 0 | 0 | 0 | 0 | 0 | 0 | 0 | 0 | 0 | 0 |  | 0
Lateral Hardening-Fuse-91545570 | Lateral Hardening | 242288.25 | 0 | 0 | 0 | 0 | 0 | 0 | 0 | 0 | 0 | 0 |  | 0
Lateral Hardening-Fuse-91548331 | Lateral Hardening | 50000 | 0 | 0 | 0 | 0 | 0 | 0 | 0 | 0 | 0 | 0 |  | 0
Lateral Hardening-Fuse-91548414 | Lateral Hardening | 50000 | 0 | 0 | 0 | 0 | 0 | 0 | 0 | 0 | 0 | 0 |  | 0
Lateral Hardening-Fuse-91549363 | Lateral Hardening | 170902.17 | 0 | 0 | 0 | 0 | 0 | 0 | 0 | 0 | 0 | 0 |  | 0
Lateral Hardening-Fuse-91550518 | Lateral Hardening | 59867.87 | 0 | 0 | 0 | 0 | 0 | 0 | 0 | 0 | 0 | 0 |  | 0
Lateral Hardening-Fuse-91550539 | Lateral Hardening | 50000 | 0 | 0 | 0 | 0 | 0 | 0 | 0 | 0 | 0 | 0 |  | 0
Lateral Hardening-Fuse-91550560 | Lateral Hardening | 102697.84 | 0 | 0 | 0 | 0 | 0 | 0 | 0 | 0 | 0 | 0 |  | 0
Lateral Hardening-Fuse-91550764 | Lateral Hardening | 159027.48 | 0 | 0 | 0 | 0 | 0 | 0 | 0 | 0 | 0 | 0 |  | 0
Lateral Hardening-Fuse-91551066 | Lateral Hardening | 52379.89 | 0 | 0 | 0 | 0 | 0 | 0 | 0 | 0 | 0 | 0 |  | 0
Lateral Hardening-Fuse-91551143 | Lateral Hardening | 138501.34 | 0 | 0 | 0 | 0 | 0 | 0 | 0 | 0 | 0 | 0 |  | 0
Lateral Hardening-Fuse-91551758 | Lateral Hardening | 156877.63 | 0 | 0 | 0 | 0 | 0 | 0 | 0 | 0 | 0 | 0 |  | 0
Lateral Hardening-Fuse-91552288 | Lateral Hardening | 53119.67 | 0 | 0 | 0 | 0 | 0 | 0 | 0 | 0 | 0 | 0 |  | 0
Lateral Hardening-Fuse-91553312 | Lateral Hardening | 54945.51 | 0 | 0 | 0 | 0 | 0 | 0 | 0 | 0 | 0 | 0 |  | 0
Lateral Hardening-Fuse-91553528 | Lateral Hardening | 59599.55 | 0 | 0 | 0 | 0 | 0 | 0 | 0 | 0 | 0 | 0 |  | 0
Lateral Hardening-Fuse-91555471 | Lateral Hardening | 50000 | 0 | 0 | 0 | 0 | 0 | 0 | 0 | 0 | 0 | 0 |  | 0
Lateral Hardening-Fuse-91555684 | Lateral Hardening | 75389.7 | 0 | 0 | 0 | 0 | 0 | 0 | 0 | 0 | 0 | 0 |  | 0
Lateral Hardening-Fuse-91556485 | Lateral Hardening | 50000 | 0 | 0 | 0 | 0 | 0 | 0 | 0 | 0 | 0 | 0 |  | 0
Lateral Hardening-Fuse-91556649 | Lateral Hardening | 384935.64 | 0 | 0 | 0 | 0 | 2022 | 0 | 0 | 0 | 0 | 0 |  | 2022
Lateral Hardening-Fuse-91557303 | Lateral Hardening | 103453.36 | 0 | 0 | 0 | 0 | 0 | 0 | 0 | 0 | 0 | 0 |  | 0
Lateral Hardening-Fuse-91557959 | Lateral Hardening | 360079.74 | 0 | 0 | 0 | 0 | 2025 | 0 | 0 | 0 | 0 | 0 |  | 2025
Lateral Hardening-Fuse-91558079 | Lateral Hardening | 50000 | 0 | 0 | 0 | 0 | 0 | 0 | 0 | 0 | 0 | 0 |  | 0
Lateral Hardening-Fuse-91558222 | Lateral Hardening | 390307.85 | 0 | 0 | 0 | 0 | 0 | 0 | 0 | 0 | 0 | 0 |  | 0
Lateral Hardening-Fuse-91558389 | Lateral Hardening | 99702.24 | 0 | 0 | 0 | 0 | 0 | 0 | 0 | 0 | 0 | 0 |  | 0
Lateral Hardening-Fuse-91560058 | Lateral Hardening | 50000 | 0 | 0 | 0 | 0 | 0 | 0 | 0 | 0 | 0 | 0 |  | 0
Lateral Hardening-Fuse-91560836 | Lateral Hardening | 108075.92 | 0 | 0 | 0 | 0 | 0 | 0 | 0 | 0 | 0 | 0 |  | 0
Lateral Hardening-Fuse-91563454 | Lateral Hardening | 682466.74 | 0 | 0 | 0 | 0 | 2029 | 0 | 0 | 0 | 0 | 0 |  | 2029
Lateral Hardening-Fuse-91563584 | Lateral Hardening | 74655.45 | 0 | 0 | 0 | 0 | 0 | 0 | 0 | 0 | 0 | 0 |  | 0
Lateral Hardening-Fuse-91564938 | Lateral Hardening | 68173.77 | 0 | 0 | 0 | 0 | 2026 | 0 | 0 | 0 | 0 | 0 |  | 0 | 0
Lateral Hardening-Fuse-91564996 | Lateral Hardening | 1348508.66 | 0 | 0 | 0 | 0 | 0 | 0 | 0 | 0 | 0 | 0 |  | 0
Lateral Hardening-Fuse-91565147 | Lateral Hardening | 165158.6 | 0 | 0 | 0 | 0 | 0 | 0 | 0 | 0 | 0 | 0 |  | 0
Lateral Hardening-Fuse-91565152 | Lateral Hardening | 445190.79 | 0 | 0 | 0 | 0 | 2026 | 0 | 0 | 0 | 0 | 0 |  | 2026
Lateral Hardening-Fuse-91565153 | Lateral Hardening | 531407.93 | 0 | 0 | 0 | 0 | 0 | 0 | 0 | 0 | 0 | 0 |  | 0
Lateral Hardening-Fuse-91565154 | Lateral Hardening | 273450.67 | 0 | 0 | 0 | 0 | 0 | 0 | 0 | 0 | 0 | 0 |  | 0
Lateral Hardening-Fuse-91565155 | Lateral Hardening | 238113.34 | 0 | 0 | 0 | 0 | 0 | 0 | 0 | 0 | 0 | 0 |  | 0
Lateral Hardening-Fuse-91565156 | Lateral Hardening | 66824.95 | 0 | 0 | 0 | 0 | 0 | 0 | 0 | 0 | 0 | 0 |  | 0
Lateral Hardening-Fuse-91565157 | Lateral Hardening | 66651.81 | 0 | 0 | 0 | 0 | 0 | 0 | 0 | 0 | 0 | 0 |  | 0
Lateral Hardening-Fuse-91565158 | Lateral Hardening | 91985.53 | 0 | 0 | 0 | 0 | 0 | 0 | 0 | 0 | 0 | 0 |  | 0
Lateral Hardening-Fuse-91565159 | Lateral Hardening | 148714.56 | 0 | 0 | 0 | 0 | 0 | 0 | 0 | 0 | 0 | 0 |  | 0
Lateral Hardening-Fuse-91565160 | Lateral Hardening | 352812.6 | 0 | 0 | 0 | 0 | 2026 | 0 | 0 | 0 | 0 | 0 |  | 2026
Lateral Hardening-Fuse-91565161 | Lateral Hardening | 208985.93 | 0 | 0 | 0 | 0 | 2026 | 0 | 0 | 0 | 0 | 0 |  | 2026
Lateral Hardening-Fuse-91565162 | Lateral Hardening | 105873.11 | 0 | 0 | 0 | 0 | 0 | 0 | 0 | 0 | 0 | 0 |  | 0
Lateral Hardening-Fuse-91565278 | Lateral Hardening | 92751.23 | 0 | 0 | 0 | 0 | 0 | 0 | 0 | 0 | 0 | 0 |  | 0
Lateral Hardening-Fuse-91565280 | Lateral Hardening | 283982.75 | 0 | 0 | 0 | 0 | 0 | 0 | 0 | 0 | 0 | 0 |  | 0
Lateral Hardening-Fuse-91565282 | Lateral Hardening | 55276.05 | 0 | 0 | 0 | 0 | 0 | 0 | 0 | 0 | 0 | 0 |  | 0
Lateral Hardening-Fuse-91565285 | Lateral Hardening | 166506.68 | 0 | 0 | 0 | 0 | 2026 | 0 | 0 | 0 | 0 | 0 |  | 2026
Lateral Hardening-Fuse-91565287 | Lateral Hardening | 156369.94 | 0 | 0 | 0 | 0 | 0 | 0 | 0 | 0 | 0 | 0 |  | 0
Lateral Hardening-Fuse-91565291 | Lateral Hardening | 239319.13 | 0 | 0 | 0 | 0 | 0 | 0 | 0 | 0 | 0 | 0 |  | 0
Lateral Hardening-Fuse-91565292 | Lateral Hardening | 90231.81 | 0 | 0 | 0 | 0 | 0 | 0 | 0 | 0 | 0 | 0 |  | 0
Lateral Hardening-Fuse-91565293 | Lateral Hardening | 786164.86 | 0 | 0 | 0 | 0 | 0 | 0 | 0 | 0 | 0 | 0 |  | 0
Lateral Hardening-Fuse-91565294 | Lateral Hardening | 140429.58 | 0 | 0 | 0 | 0 | 0 | 0 | 0 | 0 | 0 | 0 |  | 0
Lateral Hardening-Fuse-91565299 | Lateral Hardening | 405180.1 | 0 | 0 | 0 | 0 | 2026 | 0 | 0 | 0 | 0 | 0 |  | 2026
Lateral Hardening-Fuse-91565306 | Lateral Hardening | 50000 | 0 | 0 | 0 | 0 | 2026 | 0 | 0 | 0 | 0 | 0 |  | 2026
Lateral Hardening-Fuse-91565317 | Lateral Hardening | 97236.85 | 0 | 0 | 0 | 0 | 0 | 0 | 0 | 0 | 0 | 0 |  | 0
Lateral Hardening-Fuse-91565319 | Lateral Hardening | 151664.41 | 0 | 0 | 0 | 0 | 0 | 0 | 0 | 0 | 0 | 0 |  | 0
Lateral Hardening-Fuse-91565351 | Lateral Hardening | 307620.98 | 0 | 0 | 0 | 0 | 0 | 0 | 0 | 0 | 0 | 0 |  | 0
Lateral Hardening-Fuse-91565362 | Lateral Hardening | 78174.05 | 0 | 0 | 0 | 0 | 0 | 0 | 0 | 0 | 0 | 0 |  | 0
Lateral Hardening-Fuse-91565732 | Lateral Hardening | 52847.09 | 0 | 0 | 0 | 0 | 2023 | 0 | 0 | 0 | 0 | 0 |  | 0 | 0
Lateral Hardening-Fuse-91565805 | Lateral Hardening | 50000 | 0 | 0 | 0 | 0 | 0 | 0 | 0 | 0 | 0 | 0 |  | 0
Lateral Hardening-Fuse-91566357 | Lateral Hardening | 282463.9 | 0 | 0 | 0 | 0 | 0 | 0 | 0 | 0 | 0 | 0 |  | 0
Lateral Hardening-Fuse-91566379 | Lateral Hardening | 124997.9 | 0 | 0 | 0 | 0 | 0 | 0 | 0 | 0 | 0 | 0 |  | 0
Lateral Hardening-Fuse-91566383 | Lateral Hardening | 267599.96 | 0 | 0 | 0 | 0 | 0 | 0 | 0 | 0 | 0 | 0 |  | 0
Lateral Hardening-Fuse-91566394 | Lateral Hardening | 50000 | 0 | 0 | 0 | 0 | 0 | 0 | 0 | 0 | 0 | 0 |  | 0
Lateral Hardening-Fuse-91566427 | Lateral Hardening | 50000 | 0 | 0 | 0 | 0 | 0 | 0 | 0 | 0 | 0 | 0 |  | 0
Lateral Hardening-Fuse-91566435 | Lateral Hardening | 50000 | 0 | 0 | 0 | 0 | 0 | 0 | 0 | 0 | 0 | 0 |  | 0
Lateral Hardening-Fuse-91566436 | Lateral Hardening | 50000 | 0 | 0 | 0 | 0 | 0 | 0 | 0 | 0 | 0 | 0 |  | 0
Lateral Hardening-Fuse-91566819 | Lateral Hardening | 583631.46 | 0 | 0 | 0 | 0 | 2029 | 0 | 0 | 0 | 0 | 0 |  | 2029
Lateral Hardening-Fuse-91566888 | Lateral Hardening | 641013.66 | 0 | 0 | 0 | 0 | 0 | 0 | 0 | 0 | 0 | 0 |  | 0
Lateral Hardening-Fuse-91567480 | Lateral Hardening | 272568.39 | 0 | 0 | 0 | 0 | 0 | 0 | 0 | 0 | 0 | 0 |  | 0
Lateral Hardening-Fuse-91567572 | Lateral Hardening | 50000 | 0 | 0 | 0 | 0 | 0 | 0 | 0 | 0 | 0 | 0 |  | 0
Lateral Hardening-Fuse-91567749 | Lateral Hardening | 69695.37 | 0 | 0 | 0 | 0 | 0 | 0 | 0 | 0 | 0 | 0 |  | 2026 | 2026
Lateral Hardening-Fuse-91567924 | Lateral Hardening | 50000 | 0 | 0 | 0 | 0 | 0 | 0 | 0 | 0 | 0 | 0 |  | 0
Lateral Hardening-Fuse-91567972 | Lateral Hardening | 578312.43 | 0 | 0 | 0 | 0 | 2026 | 0 | 0 | 0 | 0 | 0 |  | 2026
Lateral Hardening-Fuse-91567980 | Lateral Hardening | 70907.35 | 0 | 0 | 0 | 0 | 0 | 0 | 0 | 0 | 0 | 0 |  | 0
Lateral Hardening-Fuse-91568000 | Lateral Hardening | 324857.34 | 0 | 0 | 0 | 0 | 0 | 0 | 0 | 0 | 0 | 0 |  | 2026 | 2026
Lateral Hardening-Fuse-91568022 | Lateral Hardening | 76411.35 | 0 | 0 | 0 | 0 | 0 | 0 | 0 | 0 | 0 | 0 |  | 0
Lateral Hardening-Fuse-91568033 | Lateral Hardening | 141064.18 | 0 | 0 | 0 | 0 | 0 | 0 | 0 | 0 | 0 | 0 |  | 0
Lateral Hardening-Fuse-91568099 | Lateral Hardening | 799774.01 | 0 | 0 | 0 | 0 | 0 | 0 | 0 | 0 | 0 | 0 |  | 0
Lateral Hardening-Fuse-91568217 | Lateral Hardening | 289621.39 | 0 | 0 | 0 | 0 | 2026 | 0 | 0 | 0 | 0 | 0 |  | 2029 | 2029
Lateral Hardening-Fuse-91568222 | Lateral Hardening | 275680.75 | 0 | 0 | 0 | 0 | 0 | 0 | 0 | 0 | 0 | 0 |  | 0
Lateral Hardening-Fuse-91568537 | Lateral Hardening | 52820.61 | 0 | 0 | 0 | 0 | 0 | 0 | 0 | 0 | 0 | 0 |  | 0
Lateral Hardening-Fuse-91568584 | Lateral Hardening | 62784.03 | 0 | 0 | 0 | 0 | 0 | 0 | 0 | 0 | 0 | 0 |  | 0
Lateral Hardening-Fuse-91568607 | Lateral Hardening | 50045.37 | 0 | 0 | 0 | 0 | 0 | 0 | 0 | 0 | 0 | 0 |  | 0
Lateral Hardening-Fuse-91569636 | Lateral Hardening | 201666.09 | 0 | 0 | 0 | 0 | 0 | 0 | 0 | 0 | 0 | 0 |  | 0
Lateral Hardening-Fuse-91569788 | Lateral Hardening | 322159.29 | 0 | 0 | 0 | 0 | 0 | 0 | 0 | 0 | 0 | 0 |  | 0
Lateral Hardening-Fuse-91570377 | Lateral Hardening | 140717.9 | 0 | 0 | 0 | 0 | 0 | 0 | 0 | 0 | 0 | 0 |  | 0
Lateral Hardening-Fuse-91570455 | Lateral Hardening | 131215.2 | 0 | 0 | 0 | 0 | 0 | 0 | 0 | 0 | 0 | 0 |  | 0
Lateral Hardening-Fuse-91570523 | Lateral Hardening | 164749.36 | 0 | 0 | 0 | 0 | 0 | 0 | 0 | 0 | 0 | 0 |  | 0
Lateral Hardening-Fuse-91570601 | Lateral Hardening | 150722.01 | 0 | 0 | 0 | 0 | 0 | 0 | 0 | 0 | 0 | 0 |  | 0
Lateral Hardening-Fuse-91570867 | Lateral Hardening | 104272.63 | 0 | 0 | 0 | 0 | 0 | 0 | 0 | 0 | 0 | 0 |  | 0
Lateral Hardening-Fuse-91571311 | Lateral Hardening | 275278.77 | 0 | 0 | 0 | 0 | 0 | 0 | 0 | 0 | 0 | 0 |  | 0
Lateral Hardening-Fuse-91572385 | Lateral Hardening | 50000 | 0 | 0 | 0 | 0 | 0 | 0 | 0 | 0 | 0 | 0 |  | 0
Lateral Hardening-Fuse-91572744 | Lateral Hardening | 83153.81 | 0 | 0 | 0 | 0 | 0 | 0 | 0 | 0 | 0 | 0 |  | 0
Lateral Hardening-Fuse-91573705 | Lateral Hardening | 134505.6 | 0 | 0 | 0 | 0 | 0 | 0 | 0 | 0 | 0 | 0 |  | 0
Lateral Hardening-Fuse-91573736 | Lateral Hardening | 1785472.16 | 0 | 0 | 0 | 0 | 2024 | 0 | 0 | 0 | 0 | 0 |  | 2024
Lateral Hardening-Fuse-91574186 | Lateral Hardening | 130580.6 | 0 | 0 | 0 | 0 | 0 | 0 | 0 | 0 | 0 | 0 |  | 0
Lateral Hardening-Fuse-91574200 | Lateral Hardening | 81119.05 | 0 | 0 | 0 | 0 | 0 | 0 | 0 | 0 | 0 | 0 |  | 0
Lateral Hardening-Fuse-91574381 | Lateral Hardening | 52741.91 | 0 | 0 | 0 | 0 | 0 | 0 | 0 | 0 | 0 | 0 |  | 0
Lateral Hardening-Fuse-91575186 | Lateral Hardening | 50000 | 0 | 0 | 0 | 0 | 0 | 0 | 0 | 0 | 0 | 0 |  | 0
Lateral Hardening-Fuse-91575422 | Lateral Hardening | 149953.08 | 0 | 0 | 0 | 0 | 2021 | 0 | 0 | 0 | 0 | 0 |  | 2021
Lateral Hardening-Fuse-91575780 | Lateral Hardening | 111691.86 | 0 | 0 | 0 | 0 | 0 | 0 | 0 | 0 | 0 | 0 |  | 0
Lateral Hardening-Fuse-91576679 | Lateral Hardening | 84770.28 | 0 | 0 | 0 | 0 | 0 | 0 | 0 | 0 | 0 | 0 |  | 0
Lateral Hardening-Fuse-91576984 | Lateral Hardening | 141258.01 | 0 | 0 | 0 | 0 | 0 | 0 | 0 | 0 | 0 | 0 |  | 0
Lateral Hardening-Fuse-91577232 | Lateral Hardening | 62863.47 | 0 | 0 | 0 | 0 | 0 | 0 | 0 | 0 | 0 | 0 |  | 0
Lateral Hardening-Fuse-91577244 | Lateral Hardening | 355275.74 | 0 | 0 | 0 | 0 | 0 | 0 | 0 | 0 | 0 | 0 |  | 2028 | 2028
Lateral Hardening-Fuse-91577874 | Lateral Hardening | 138734.66 | 0 | 0 | 0 | 0 | 0 | 0 | 0 | 0 | 0 | 0 |  | 0
Lateral Hardening-Fuse-91578134 | Lateral Hardening | 109199.2 | 0 | 0 | 0 | 0 | 0 | 0 | 0 | 0 | 0 | 0 |  | 0
Lateral Hardening-Fuse-91578401 | Lateral Hardening | 50000 | 0 | 0 | 0 | 0 | 0 | 0 | 0 | 0 | 0 | 0 |  | 0
Lateral Hardening-Fuse-91578756 | Lateral Hardening | 50000 | 0 | 0 | 0 | 0 | 0 | 0 | 0 | 0 | 0 | 0 |  | 0
Lateral Hardening-Fuse-91578883 | Lateral Hardening | 236081.29 | 0 | 0 | 0 | 0 | 0 | 0 | 0 | 0 | 0 | 0 |  | 0
Lateral Hardening-Fuse-91578998 | Lateral Hardening | 162207.51 | 0 | 0 | 0 | 0 | 0 | 0 | 0 | 0 | 0 | 0 |  | 0
Lateral Hardening-Fuse-91579436 | Lateral Hardening | 50000 | 0 | 0 | 0 | 0 | 0 | 0 | 0 | 0 | 0 | 0 |  | 0
Lateral Hardening-Fuse-91579954 | Lateral Hardening | 493925.17 | 0 | 0 | 0 | 0 | 2026 | 0 | 0 | 0 | 0 | 0 |  | 2026
Lateral Hardening-Fuse-91579962 | Lateral Hardening | 56110.27 | 0 | 0 | 0 | 0 | 0 | 0 | 0 | 0 | 0 | 0 |  | 0
Lateral Hardening-Fuse-91580500 | Lateral Hardening | 182023.43 | 0 | 0 | 0 | 0 | 0 | 0 | 0 | 0 | 0 | 0 |  | 0
Lateral Hardening-Fuse-91580526 | Lateral Hardening | 62622.37 | 0 | 0 | 0 | 0 | 0 | 0 | 0 | 0 | 0 | 0 |  | 0
Lateral Hardening-Fuse-91580610 | Lateral Hardening | 103782.64 | 0 | 0 | 0 | 0 | 2026 | 0 | 0 | 0 | 0 | 0 |  | 2026
Lateral Hardening-Fuse-91581442 | Lateral Hardening | 53728.53 | 0 | 0 | 0 | 0 | 0 | 0 | 0 | 0 | 0 | 0 |  | 0
Lateral Hardening-Fuse-91581632 | Lateral Hardening | 54929.77 | 0 | 0 | 0 | 0 | 0 | 0 | 0 | 0 | 0 | 0 |  | 0
Lateral Hardening-Fuse-91581669 | Lateral Hardening | 426985.88 | 0 | 0 | 0 | 0 | 0 | 0 | 0 | 0 | 0 | 0 |  | 0
Lateral Hardening-Fuse-91581905 | Lateral Hardening | 540273.6 | 0 | 0 | 0 | 0 | 0 | 0 | 0 | 0 | 0 | 0 |  | 0
Lateral Hardening-Fuse-91581977 | Lateral Hardening | 233578.04 | 0 | 0 | 0 | 0 | 2023 | 0 | 0 | 0 | 0 | 0 |  | 0 | 0
Lateral Hardening-Fuse-91582409 | Lateral Hardening | 50000 | 0 | 0 | 0 | 0 | 0 | 0 | 0 | 0 | 0 | 0 |  | 0
Lateral Hardening-Fuse-91582612 | Lateral Hardening | 176621.53 | 0 | 0 | 0 | 0 | 2021 | 0 | 0 | 0 | 0 | 0 |  | 2021
Lateral Hardening-Fuse-91582790 | Lateral Hardening | 659702.94 | 0 | 0 | 0 | 0 | 0 | 0 | 0 | 0 | 0 | 0 |  | 0
Lateral Hardening-Fuse-91582918 | Lateral Hardening | 339142.34 | 0 | 0 | 0 | 0 | 0 | 0 | 0 | 0 | 0 | 0 |  | 0
Lateral Hardening-Fuse-91583652 | Lateral Hardening | 55029.95 | 0 | 0 | 0 | 0 | 0 | 0 | 0 | 0 | 0 | 0 |  | 0
Lateral Hardening-Fuse-91584279 | Lateral Hardening | 71968.17 | 0 | 0 | 0 | 0 | 0 | 0 | 0 | 0 | 0 | 0 |  | 0
Lateral Hardening-Fuse-91584316 | Lateral Hardening | 58461.27 | 0 | 0 | 0 | 0 | 0 | 0 | 0 | 0 | 0 | 0 |  | 0
Lateral Hardening-Fuse-91584713 | Lateral Hardening | 54578.49 | 0 | 0 | 0 | 0 | 0 | 0 | 0 | 0 | 0 | 0 |  | 0
Lateral Hardening-Fuse-91584915 | Lateral Hardening | 479819.61 | 0 | 0 | 0 | 0 | 0 | 0 | 0 | 0 | 0 | 0 |  | 0
Lateral Hardening-Fuse-91585039 | Lateral Hardening | 324974.57 | 0 | 0 | 0 | 0 | 2029 | 0 | 0 | 0 | 0 | 0 |  | 0 | 0
Lateral Hardening-Fuse-91585479 | Lateral Hardening | 56325.63 | 0 | 0 | 0 | 0 | 0 | 0 | 0 | 0 | 0 | 0 |  | 2021 | 2021
Lateral Hardening-Fuse-91585701 | Lateral Hardening | 341557.24 | 0 | 0 | 0 | 0 | 0 | 0 | 0 | 0 | 0 | 0 |  | 0
Lateral Hardening-Fuse-91586832 | Lateral Hardening | 50496.09 | 0 | 0 | 0 | 0 | 0 | 0 | 0 | 0 | 0 | 0 |  | 0
Lateral Hardening-Fuse-91586981 | Lateral Hardening | 243769.45 | 0 | 0 | 0 | 0 | 0 | 0 | 0 | 0 | 0 | 0 |  | 0
Lateral Hardening-Fuse-91587284 | Lateral Hardening | 51813.25 | 0 | 0 | 0 | 0 | 0 | 0 | 0 | 0 | 0 | 0 |  | 0
Lateral Hardening-Fuse-91587286 | Lateral Hardening | 272453.18 | 0 | 0 | 0 | 0 | 0 | 0 | 0 | 0 | 0 | 0 |  | 0
Lateral Hardening-Fuse-91589714 | Lateral Hardening | 865833.09 | 0 | 0 | 0 | 0 | 0 | 0 | 0 | 0 | 0 | 0 |  | 0
Lateral Hardening-Fuse-91591093 | Lateral Hardening | 50000 | 0 | 0 | 0 | 0 | 0 | 0 | 0 | 0 | 0 | 0 |  | 0
Lateral Hardening-Fuse-91591401 | Lateral Hardening | 50000 | 0 | 0 | 0 | 0 | 0 | 0 | 0 | 0 | 0 | 0 |  | 0
Lateral Hardening-Fuse-91591947 | Lateral Hardening | 305684.82 | 0 | 0 | 0 | 0 | 0 | 0 | 0 | 0 | 0 | 0 |  | 0
Lateral Hardening-Fuse-91592312 | Lateral Hardening | 251668.45 | 0 | 0 | 0 | 0 | 0 | 0 | 0 | 0 | 0 | 0 |  | 0
Lateral Hardening-Fuse-91592568 | Lateral Hardening | 171122.53 | 0 | 0 | 0 | 0 | 2029 | 0 | 0 | 0 | 0 | 0 |  | 2029
Lateral Hardening-Fuse-91592570 | Lateral Hardening | 639266.93 | 0 | 0 | 0 | 0 | 2029 | 0 | 0 | 0 | 0 | 0 |  | 2029
Lateral Hardening-Fuse-91593744 | Lateral Hardening | 174035.91 | 0 | 0 | 0 | 0 | 0 | 0 | 0 | 0 | 0 | 0 |  | 0
Lateral Hardening-Fuse-91594801 | Lateral Hardening | 59344.69 | 0 | 0 | 0 | 0 | 0 | 0 | 0 | 0 | 0 | 0 |  | 0
Lateral Hardening-Fuse-91595402 | Lateral Hardening | 72995.77 | 0 | 0 | 0 | 0 | 0 | 0 | 0 | 0 | 0 | 0 |  | 0
Lateral Hardening-Fuse-91596805 | Lateral Hardening | 77643.38 | 0 | 0 | 0 | 0 | 0 | 0 | 0 | 0 | 0 | 0 |  | 0
Lateral Hardening-Fuse-91597721 | Lateral Hardening | 83651.75 | 0 | 0 | 0 | 0 | 0 | 0 | 0 | 0 | 0 | 0 |  | 0
Lateral Hardening-Fuse-91597763 | Lateral Hardening | 71872.49 | 0 | 0 | 0 | 0 | 0 | 0 | 0 | 0 | 0 | 0 |  | 0
Lateral Hardening-Fuse-91597940 | Lateral Hardening | 50000 | 0 | 0 | 0 | 0 | 0 | 0 | 0 | 0 | 0 | 0 |  | 2023 | 2023
Lateral Hardening-Fuse-91598262 | Lateral Hardening | 50000 | 0 | 0 | 0 | 0 | 0 | 0 | 0 | 0 | 0 | 0 |  | 0
Lateral Hardening-Fuse-91598271 | Lateral Hardening | 60292.11 | 0 | 0 | 0 | 0 | 0 | 0 | 0 | 0 | 0 | 0 |  | 0
Lateral Hardening-Fuse-91598274 | Lateral Hardening | 57044.67 | 0 | 0 | 0 | 0 | 0 | 0 | 0 | 0 | 0 | 0 |  | 0
Lateral Hardening-Fuse-91598279 | Lateral Hardening | 50176.29 | 0 | 0 | 0 | 0 | 0 | 0 | 0 | 0 | 0 | 0 |  | 0
Lateral Hardening-Fuse-91598280 | Lateral Hardening | 205234.02 | 0 | 0 | 0 | 0 | 0 | 0 | 0 | 0 | 0 | 0 |  | 0
Lateral Hardening-Fuse-91598698 | Lateral Hardening | 167274.05 | 0 | 0 | 0 | 0 | 0 | 0 | 0 | 0 | 0 | 0 |  | 0
Lateral Hardening-Fuse-91599338 | Lateral Hardening | 54814.59 | 0 | 0 | 0 | 0 | 0 | 0 | 0 | 0 | 0 | 0 |  | 0
Lateral Hardening-Fuse-91599837 | Lateral Hardening | 226128.47 | 0 | 0 | 0 | 0 | 0 | 0 | 0 | 0 | 0 | 0 |  | 0
Lateral Hardening-Fuse-91600145 | Lateral Hardening | 355484.57 | 0 | 0 | 0 | 0 | 0 | 0 | 0 | 0 | 0 | 0 |  | 0
Lateral Hardening-Fuse-91600473 | Lateral Hardening | 50000 | 0 | 0 | 0 | 0 | 0 | 0 | 0 | 0 | 0 | 0 |  | 0
Lateral Hardening-Fuse-91600776 | Lateral Hardening | 157938.15 | 0 | 0 | 0 | 0 | 0 | 0 | 0 | 0 | 0 | 0 |  | 0
Lateral Hardening-Fuse-91601628 | Lateral Hardening | 393652.08 | 0 | 0 | 0 | 0 | 0 | 0 | 0 | 0 | 0 | 0 |  | 0
Lateral Hardening-Fuse-91601929 | Lateral Hardening | 50000 | 0 | 0 | 0 | 0 | 0 | 0 | 0 | 0 | 0 | 0 |  | 0
Lateral Hardening-Fuse-91602099 | Lateral Hardening | 307884.69 | 0 | 0 | 0 | 0 | 0 | 0 | 0 | 0 | 0 | 0 |  | 0
Lateral Hardening-Fuse-91602229 | Lateral Hardening | 514472.5 | 0 | 0 | 0 | 0 | 0 | 0 | 0 | 0 | 0 | 0 |  | 0
Lateral Hardening-Fuse-91604454 | Lateral Hardening | 74917.29 | 0 | 0 | 0 | 0 | 0 | 0 | 0 | 0 | 0 | 0 |  | 0
Lateral Hardening-Fuse-91604783 | Lateral Hardening | 94283.2 | 0 | 0 | 0 | 0 | 0 | 0 | 0 | 0 | 0 | 0 |  | 0
Lateral Hardening-Fuse-91604920 | Lateral Hardening | 62905.69 | 0 | 0 | 0 | 0 | 0 | 0 | 0 | 0 | 0 | 0 |  | 0
Lateral Hardening-Fuse-91605469 | Lateral Hardening | 162214.48 | 0 | 0 | 0 | 0 | 0 | 0 | 0 | 0 | 0 | 0 |  | 0
Lateral Hardening-Fuse-91606130 | Lateral Hardening | 50000 | 0 | 0 | 0 | 0 | 0 | 0 | 0 | 0 | 0 | 0 |  | 0
Lateral Hardening-Fuse-91607219 | Lateral Hardening | 392952.25 | 0 | 0 | 0 | 0 | 2027 | 0 | 0 | 0 | 0 | 0 |  | 0 | 0
Lateral Hardening-Fuse-91608637 | Lateral Hardening | 450905.07 | 0 | 0 | 0 | 0 | 0 | 0 | 0 | 0 | 0 | 0 |  | 0
Lateral Hardening-Fuse-91608769 | Lateral Hardening | 106822.46 | 0 | 0 | 0 | 0 | 0 | 0 | 0 | 0 | 0 | 0 |  | 0
Lateral Hardening-Fuse-91608822 | Lateral Hardening | 76641.71 | 0 | 0 | 0 | 0 | 0 | 0 | 0 | 0 | 0 | 0 |  | 0
Lateral Hardening-Fuse-91611191 | Lateral Hardening | 274745.51 | 0 | 0 | 0 | 0 | 0 | 0 | 0 | 0 | 0 | 0 |  | 0
Lateral Hardening-Fuse-91613923 | Lateral Hardening | 126561.16 | 0 | 0 | 0 | 0 | 0 | 0 | 0 | 0 | 0 | 0 |  | 0
Lateral Hardening-Fuse-91614639 | Lateral Hardening | 50000 | 0 | 0 | 0 | 0 | 0 | 0 | 0 | 0 | 0 | 0 |  | 0
Lateral Hardening-Fuse-91615057 | Lateral Hardening | 283427.53 | 0 | 0 | 0 | 0 | 0 | 0 | 0 | 0 | 0 | 0 |  | 0
Lateral Hardening-Fuse-91615098 | Lateral Hardening | 302033.02 | 0 | 0 | 0 | 0 | 0 | 0 | 0 | 0 | 0 | 0 |  | 0
Lateral Hardening-Fuse-91615880 | Lateral Hardening | 52191.01 | 0 | 0 | 0 | 0 | 0 | 0 | 0 | 0 | 0 | 0 |  | 0
Lateral Hardening-Fuse-91616171 | Lateral Hardening | 209426.65 | 0 | 0 | 0 | 0 | 0 | 0 | 0 | 0 | 0 | 0 |  | 0
Lateral Hardening-Fuse-91616183 | Lateral Hardening | 145932.12 | 0 | 0 | 0 | 0 | 2024 | 0 | 0 | 0 | 0 | 0 |  | 2024
Lateral Hardening-Fuse-91616188 | Lateral Hardening | 508106.42 | 0 | 0 | 0 | 0 | 0 | 0 | 0 | 0 | 0 | 0 |  | 0
Lateral Hardening-Fuse-91616228 | Lateral Hardening | 196739.47 | 0 | 0 | 0 | 0 | 0 | 0 | 0 | 0 | 0 | 0 |  | 0
Lateral Hardening-Fuse-91616235 | Lateral Hardening | 175901.76 | 0 | 0 | 0 | 0 | 2024 | 0 | 0 | 0 | 0 | 0 |  | 0 | 0
Lateral Hardening-Fuse-91616523 | Lateral Hardening | 148824 | 0 | 0 | 0 | 0 | 0 | 0 | 0 | 0 | 0 | 0 |  | 0
Lateral Hardening-Fuse-91616607 | Lateral Hardening | 339642.95 | 0 | 0 | 0 | 0 | 0 | 0 | 0 | 0 | 0 | 0 |  | 0
Lateral Hardening-Fuse-91617900 | Lateral Hardening | 71211.41 | 0 | 0 | 0 | 0 | 0 | 0 | 0 | 0 | 0 | 0 |  | 0
Lateral Hardening-Fuse-91618072 | Lateral Hardening | 122578.94 | 0 | 0 | 0 | 0 | 0 | 0 | 0 | 0 | 0 | 0 |  | 0
Lateral Hardening-Fuse-91618630 | Lateral Hardening | 406799.85 | 0 | 0 | 0 | 0 | 2023 | 0 | 0 | 0 | 0 | 0 |  | 2022 | 2022
Lateral Hardening-Fuse-91618829 | Lateral Hardening | 438263.01 | 0 | 0 | 0 | 0 | 2022 | 0 | 0 | 0 | 0 | 0 |  | 2022
Lateral Hardening-Fuse-91618830 | Lateral Hardening | 1054806.83 | 0 | 0 | 0 | 0 | 0 | 0 | 0 | 0 | 0 | 0 |  | 0
Lateral Hardening-Fuse-91619082 | Lateral Hardening | 50905.33 | 0 | 0 | 0 | 0 | 0 | 0 | 0 | 0 | 0 | 0 |  | 0
Lateral Hardening-Fuse-91619417 | Lateral Hardening | 96212.96 | 0 | 0 | 0 | 0 | 0 | 0 | 0 | 0 | 0 | 0 |  | 0
Lateral Hardening-Fuse-91619822 | Lateral Hardening | 438874.58 | 0 | 0 | 0 | 0 | 0 | 0 | 0 | 0 | 0 | 0 |  | 0
Lateral Hardening-Fuse-91620187 | Lateral Hardening | 148992.5 | 0 | 0 | 0 | 0 | 2029 | 0 | 0 | 0 | 0 | 0 |  | 2029
Lateral Hardening-Fuse-91620192 | Lateral Hardening | 510097.6 | 0 | 0 | 0 | 0 | 2029 | 0 | 0 | 0 | 0 | 0 |  | 2029
Lateral Hardening-Fuse-91620333 | Lateral Hardening | 366152.13 | 0 | 0 | 0 | 0 | 0 | 0 | 0 | 0 | 0 | 0 |  | 0
Lateral Hardening-Fuse-91621623 | Lateral Hardening | 150241.34 | 0 | 0 | 0 | 0 | 0 | 0 | 0 | 0 | 0 | 0 |  | 0
Lateral Hardening-Fuse-91621768 | Lateral Hardening | 713192.54 | 0 | 0 | 0 | 0 | 2027 | 0 | 0 | 0 | 0 | 0 |  | 2028 | 2028
Lateral Hardening-Fuse-91622197 | Lateral Hardening | 436487.16 | 0 | 0 | 0 | 0 | 0 | 0 | 0 | 0 | 0 | 0 |  | 0
Lateral Hardening-Fuse-91622201 | Lateral Hardening | 50000 | 0 | 0 | 0 | 0 | 0 | 0 | 0 | 0 | 0 | 0 |  | 0
Lateral Hardening-Fuse-91622202 | Lateral Hardening | 54468.31 | 0 | 0 | 0 | 0 | 0 | 0 | 0 | 0 | 0 | 0 |  | 0
Lateral Hardening-Fuse-91622372 | Lateral Hardening | 204905.55 | 0 | 0 | 0 | 0 | 0 | 0 | 0 | 0 | 0 | 0 |  | 0
Lateral Hardening-Fuse-91622634 | Lateral Hardening | 377979.25 | 0 | 0 | 0 | 0 | 0 | 0 | 0 | 0 | 0 | 0 |  | 0
Lateral Hardening-Fuse-91623637 | Lateral Hardening | 415286.01 | 0 | 0 | 0 | 0 | 0 | 0 | 0 | 0 | 0 | 0 |  | 0
Lateral Hardening-Fuse-91623641 | Lateral Hardening | 368281.3 | 0 | 0 | 0 | 0 | 0 | 0 | 0 | 0 | 0 | 0 |  | 0
Lateral Hardening-Fuse-91624544 | Lateral Hardening | 54127.03 | 0 | 0 | 0 | 0 | 0 | 0 | 0 | 0 | 0 | 0 |  | 0
Lateral Hardening-Fuse-91625137 | Lateral Hardening | 138640.58 | 0 | 0 | 0 | 0 | 0 | 0 | 0 | 0 | 0 | 0 |  | 0
Lateral Hardening-Fuse-91625206 | Lateral Hardening | 590906.33 | 0 | 0 | 0 | 0 | 0 | 0 | 0 | 0 | 0 | 0 |  | 0
Lateral Hardening-Fuse-91626832 | Lateral Hardening | 50000 | 0 | 0 | 0 | 0 | 0 | 0 | 0 | 0 | 0 | 0 |  | 0
Lateral Hardening-Fuse-91627020 | Lateral Hardening | 128990.86 | 0 | 0 | 0 | 0 | 0 | 0 | 0 | 0 | 0 | 0 |  | 0
Lateral Hardening-Fuse-91627229 | Lateral Hardening | 292993.91 | 0 | 0 | 0 | 0 | 0 | 0 | 0 | 0 | 0 | 0 |  | 0
Lateral Hardening-Fuse-91628194 | Lateral Hardening | 236831.42 | 0 | 0 | 0 | 0 | 0 | 0 | 0 | 0 | 0 | 0 |  | 0
Lateral Hardening-Fuse-91628811 | Lateral Hardening | 112692.74 | 0 | 0 | 0 | 0 | 0 | 0 | 0 | 0 | 0 | 0 |  | 0
Lateral Hardening-Fuse-91629415 | Lateral Hardening | 146922.96 | 0 | 0 | 0 | 0 | 0 | 0 | 0 | 0 | 0 | 0 |  | 0
Lateral Hardening-Fuse-91629448 | Lateral Hardening | 251781.46 | 0 | 0 | 0 | 0 | 2029 | 0 | 0 | 0 | 0 | 0 |  | 2029
Lateral Hardening-Fuse-91629504 | Lateral Hardening | 724642.41 | 0 | 0 | 0 | 0 | 0 | 0 | 0 | 0 | 0 | 0 |  | 0
Lateral Hardening-Fuse-91629604 | Lateral Hardening | 204899.53 | 0 | 0 | 0 | 0 | 0 | 0 | 0 | 0 | 0 | 0 |  | 0
Lateral Hardening-Fuse-91629609 | Lateral Hardening | 103233 | 0 | 0 | 0 | 0 | 0 | 0 | 0 | 0 | 0 | 0 |  | 0
Lateral Hardening-Fuse-91630327 | Lateral Hardening | 511155.22 | 0 | 0 | 0 | 0 | 0 | 0 | 0 | 0 | 0 | 0 |  | 0
Lateral Hardening-Fuse-91630486 | Lateral Hardening | 186884.75 | 0 | 0 | 0 | 0 | 0 | 0 | 0 | 0 | 0 | 0 |  | 0
Lateral Hardening-Fuse-91630559 | Lateral Hardening | 53576.13 | 0 | 0 | 0 | 0 | 0 | 0 | 0 | 0 | 0 | 0 |  | 0
Lateral Hardening-Fuse-91630851 | Lateral Hardening | 55979.35 | 0 | 0 | 0 | 0 | 0 | 0 | 0 | 0 | 0 | 0 |  | 0
Lateral Hardening-Fuse-91632542 | Lateral Hardening | 220933.28 | 0 | 0 | 0 | 0 | 0 | 0 | 0 | 0 | 0 | 0 |  | 0
Lateral Hardening-Fuse-91633548 | Lateral Hardening | 609596.13 | 0 | 0 | 0 | 0 | 2022 | 0 | 0 | 0 | 0 | 0 |  | 2023 | 2023
Lateral Hardening-Fuse-91633720 | Lateral Hardening | 332869.45 | 0 | 0 | 0 | 0 | 2029 | 0 | 0 | 0 | 0 | 0 |  | 0 | 0
Lateral Hardening-Fuse-91633832 | Lateral Hardening | 235482.04 | 0 | 0 | 0 | 0 | 0 | 0 | 0 | 0 | 0 | 0 |  | 0
Lateral Hardening-Fuse-91634839 | Lateral Hardening | 323001.42 | 0 | 0 | 0 | 0 | 0 | 0 | 0 | 0 | 0 | 0 |  | 0
Lateral Hardening-Fuse-91634926 | Lateral Hardening | 87545.27 | 0 | 0 | 0 | 0 | 0 | 0 | 0 | 0 | 0 | 0 |  | 2029 | 2029
Lateral Hardening-Fuse-91634943 | Lateral Hardening | 75687.31 | 0 | 0 | 0 | 0 | 0 | 0 | 0 | 0 | 0 | 0 |  | 0
Lateral Hardening-Fuse-91636758 | Lateral Hardening | 233802.86 | 0 | 0 | 0 | 0 | 0 | 0 | 0 | 0 | 0 | 0 |  | 0
Lateral Hardening-Fuse-91636868 | Lateral Hardening | 545182.31 | 0 | 0 | 0 | 0 | 0 | 0 | 0 | 0 | 0 | 0 |  | 0
Lateral Hardening-Fuse-91636970 | Lateral Hardening | 50000 | 0 | 0 | 0 | 0 | 0 | 0 | 0 | 0 | 0 | 0 |  | 0
Lateral Hardening-Fuse-91637001 | Lateral Hardening | 323367.8 | 0 | 0 | 0 | 0 | 0 | 0 | 0 | 0 | 0 | 0 |  | 0
Lateral Hardening-Fuse-91639119 | Lateral Hardening | 50000 | 0 | 0 | 0 | 0 | 0 | 0 | 0 | 0 | 0 | 0 |  | 0
Lateral Hardening-Fuse-91639787 | Lateral Hardening | 343432.73 | 0 | 0 | 0 | 0 | 0 | 0 | 0 | 0 | 0 | 0 |  | 0
Lateral Hardening-Fuse-91640192 | Lateral Hardening | 62537.93 | 0 | 0 | 0 | 0 | 2022 | 0 | 0 | 0 | 0 | 0 |  | 2021 | 2021
Lateral Hardening-Fuse-91640811 | Lateral Hardening | 71629.91 | 0 | 0 | 0 | 0 | 0 | 0 | 0 | 0 | 0 | 0 |  | 0
Lateral Hardening-Fuse-91640875 | Lateral Hardening | 242089.09 | 0 | 0 | 0 | 0 | 2029 | 0 | 0 | 0 | 0 | 0 |  | 2025 | 2025
Lateral Hardening-Fuse-91640897 | Lateral Hardening | 213744.36 | 0 | 0 | 0 | 0 | 2022 | 0 | 0 | 0 | 0 | 0 |  | 2022
Lateral Hardening-Fuse-91640983 | Lateral Hardening | 111019.3 | 0 | 0 | 0 | 0 | 0 | 0 | 0 | 0 | 0 | 0 |  | 0
Lateral Hardening-Fuse-91640990 | Lateral Hardening | 171573.18 | 0 | 0 | 0 | 0 | 0 | 0 | 0 | 0 | 0 | 0 |  | 0
Lateral Hardening-Fuse-91641201 | Lateral Hardening | 250872.29 | 0 | 0 | 0 | 0 | 2029 | 0 | 0 | 0 | 0 | 0 |  | 2029
Lateral Hardening-Fuse-91641232 | Lateral Hardening | 1602324.09 | 0 | 0 | 0 | 0 | 0 | 0 | 0 | 0 | 0 | 0 |  | 0
Lateral Hardening-Fuse-91641395 | Lateral Hardening | 95000.98 | 0 | 0 | 0 | 0 | 0 | 0 | 0 | 0 | 0 | 0 |  | 0
Lateral Hardening-Fuse-91641553 | Lateral Hardening | 179591.59 | 0 | 0 | 0 | 0 | 0 | 0 | 0 | 0 | 0 | 0 |  | 0
Lateral Hardening-Fuse-91642882 | Lateral Hardening | 291220.29 | 0 | 0 | 0 | 0 | 0 | 0 | 0 | 0 | 0 | 0 |  | 2022 | 2022
Lateral Hardening-Fuse-91643108 | Lateral Hardening | 495023.47 | 0 | 0 | 0 | 0 | 2022 | 0 | 0 | 0 | 0 | 0 |  | 2022
Lateral Hardening-Fuse-91643395 | Lateral Hardening | 82030.53 | 0 | 0 | 0 | 0 | 2027 | 0 | 0 | 0 | 0 | 0 |  | 2027
Lateral Hardening-Fuse-91643673 | Lateral Hardening | 243944.44 | 0 | 0 | 0 | 0 | 0 | 0 | 0 | 0 | 0 | 0 |  | 0
Lateral Hardening-Fuse-91643736 | Lateral Hardening | 163541.64 | 0 | 0 | 0 | 0 | 0 | 0 | 0 | 0 | 0 | 0 |  | 0
Lateral Hardening-Fuse-91643794 | Lateral Hardening | 276317.29 | 0 | 0 | 0 | 0 | 2027 | 0 | 0 | 0 | 0 | 0 |  | 2028 | 2028
Lateral Hardening-Fuse-91643798 | Lateral Hardening | 50000 | 0 | 0 | 0 | 0 | 0 | 0 | 0 | 0 | 0 | 0 |  | 0
Lateral Hardening-Fuse-91643964 | Lateral Hardening | 165673.51 | 0 | 0 | 0 | 0 | 2022 | 0 | 0 | 0 | 0 | 0 |  | 2022
Lateral Hardening-Fuse-91644887 | Lateral Hardening | 171600.65 | 0 | 0 | 0 | 0 | 0 | 0 | 0 | 0 | 0 | 0 |  | 0
Lateral Hardening-Fuse-91645378 | Lateral Hardening | 174128.87 | 0 | 0 | 0 | 0 | 0 | 0 | 0 | 0 | 0 | 0 |  | 0
Lateral Hardening-Fuse-91645481 | Lateral Hardening | 178768.7 | 0 | 0 | 0 | 0 | 2022 | 0 | 0 | 0 | 0 | 0 |  | 2022
Lateral Hardening-Fuse-91645657 | Lateral Hardening | 488260.33 | 0 | 0 | 0 | 0 | 2024 | 0 | 0 | 0 | 0 | 0 |  | 2025 | 2025
Lateral Hardening-Fuse-91645726 | Lateral Hardening | 256204.56 | 0 | 0 | 0 | 0 | 0 | 0 | 0 | 0 | 0 | 0 |  | 0
Lateral Hardening-Fuse-91646305 | Lateral Hardening | 95107.23 | 0 | 0 | 0 | 0 | 0 | 0 | 0 | 0 | 0 | 0 |  | 0
Lateral Hardening-Fuse-91647060 | Lateral Hardening | 55963.61 | 0 | 0 | 0 | 0 | 0 | 0 | 0 | 0 | 0 | 0 |  | 0
Lateral Hardening-Fuse-91647409 | Lateral Hardening | 287284.55 | 0 | 0 | 0 | 0 | 0 | 0 | 0 | 0 | 0 | 0 |  | 0
Lateral Hardening-Fuse-91648118 | Lateral Hardening | 108275.77 | 0 | 0 | 0 | 0 | 0 | 0 | 0 | 0 | 0 | 0 |  | 0
Lateral Hardening-Fuse-91648990 | Lateral Hardening | 52348.41 | 0 | 0 | 0 | 0 | 0 | 0 | 0 | 0 | 0 | 0 |  | 0
Lateral Hardening-Fuse-91649419 | Lateral Hardening | 50000 | 0 | 0 | 0 | 0 | 0 | 0 | 0 | 0 | 0 | 0 |  | 0
Lateral Hardening-Fuse-91649554 | Lateral Hardening | 50000 | 0 | 0 | 0 | 0 | 0 | 0 | 0 | 0 | 0 | 0 |  | 0
Lateral Hardening-Fuse-91649581 | Lateral Hardening | 57857.41 | 0 | 0 | 0 | 0 | 0 | 0 | 0 | 0 | 0 | 0 |  | 0
Lateral Hardening-Fuse-91649583 | Lateral Hardening | 51839.73 | 0 | 0 | 0 | 0 | 0 | 0 | 0 | 0 | 0 | 0 |  | 0
Lateral Hardening-Fuse-91649705 | Lateral Hardening | 91073.15 | 0 | 0 | 0 | 0 | 2028 | 0 | 0 | 0 | 0 | 0 |  | 0 | 0
Lateral Hardening-Fuse-91649856 | Lateral Hardening | 205395.68 | 0 | 0 | 0 | 0 | 0 | 0 | 0 | 0 | 0 | 0 |  | 0
Lateral Hardening-Fuse-91651363 | Lateral Hardening | 50000 | 0 | 0 | 0 | 0 | 0 | 0 | 0 | 0 | 0 | 0 |  | 0
Lateral Hardening-Fuse-91651993 | Lateral Hardening | 59075.13 | 0 | 0 | 0 | 0 | 0 | 0 | 0 | 0 | 0 | 0 |  | 0
Lateral Hardening-Fuse-91652567 | Lateral Hardening | 50000 | 0 | 0 | 0 | 0 | 0 | 0 | 0 | 0 | 0 | 0 |  | 0
Lateral Hardening-Fuse-91655055 | Lateral Hardening | 526389.06 | 0 | 0 | 0 | 0 | 0 | 0 | 0 | 0 | 0 | 0 |  | 0
Lateral Hardening-Fuse-91655480 | Lateral Hardening | 114975.04 | 0 | 0 | 0 | 0 | 0 | 0 | 0 | 0 | 0 | 0 |  | 0
Lateral Hardening-Fuse-91655530 | Lateral Hardening | 306559.44 | 0 | 0 | 0 | 0 | 0 | 0 | 0 | 0 | 0 | 0 |  | 0
Lateral Hardening-Fuse-91656864 | Lateral Hardening | 84276.85 | 0 | 0 | 0 | 0 | 0 | 0 | 0 | 0 | 0 | 0 |  | 0
Lateral Hardening-Fuse-91657855 | Lateral Hardening | 162354.76 | 0 | 0 | 0 | 0 | 0 | 0 | 0 | 0 | 0 | 0 |  | 0
Lateral Hardening-Fuse-91659362 | Lateral Hardening | 55968.61 | 0 | 0 | 0 | 0 | 0 | 0 | 0 | 0 | 0 | 0 |  | 0
Lateral Hardening-Fuse-91659404 | Lateral Hardening | 69625.93 | 0 | 0 | 0 | 0 | 0 | 0 | 0 | 0 | 0 | 0 |  | 0
Lateral Hardening-Fuse-91660623 | Lateral Hardening | 50000 | 0 | 0 | 0 | 0 | 0 | 0 | 0 | 0 | 0 | 0 |  | 0
Lateral Hardening-Fuse-91660702 | Lateral Hardening | 50000 | 0 | 0 | 0 | 0 | 0 | 0 | 0 | 0 | 0 | 0 |  | 0
Lateral Hardening-Fuse-91660783 | Lateral Hardening | 58376.83 | 0 | 0 | 0 | 0 | 0 | 0 | 0 | 0 | 0 | 0 |  | 0
Lateral Hardening-Fuse-91661563 | Lateral Hardening | 96176.48 | 0 | 0 | 0 | 0 | 0 | 0 | 0 | 0 | 0 | 0 |  | 0
Lateral Hardening-Fuse-91661650 | Lateral Hardening | 322105.92 | 0 | 0 | 0 | 0 | 0 | 0 | 0 | 0 | 0 | 0 |  | 0
Lateral Hardening-Fuse-91661685 | Lateral Hardening | 251968.38 | 0 | 0 | 0 | 0 | 0 | 0 | 0 | 0 | 0 | 0 |  | 0
Lateral Hardening-Fuse-91661835 | Lateral Hardening | 50000 | 0 | 0 | 0 | 0 | 0 | 0 | 0 | 0 | 0 | 0 |  | 0
Lateral Hardening-Fuse-91661916 | Lateral Hardening | 61505.01 | 0 | 0 | 0 | 0 | 0 | 0 | 0 | 0 | 0 | 0 |  | 0
Lateral Hardening-Fuse-91662095 | Lateral Hardening | 412692.48 | 0 | 0 | 0 | 0 | 0 | 0 | 0 | 0 | 0 | 0 |  | 0
Lateral Hardening-Fuse-91662846 | Lateral Hardening | 50000 | 0 | 0 | 0 | 0 | 0 | 0 | 0 | 0 | 0 | 0 |  | 0
Lateral Hardening-Fuse-91664348 | Lateral Hardening | 678712.29 | 0 | 0 | 0 | 0 | 0 | 0 | 0 | 0 | 0 | 0 |  | 0
Lateral Hardening-Fuse-91664355 | Lateral Hardening | 105709.18 | 0 | 0 | 0 | 0 | 0 | 0 | 0 | 0 | 0 | 0 |  | 0
Lateral Hardening-Fuse-91664575 | Lateral Hardening | 234780.22 | 0 | 0 | 0 | 0 | 0 | 0 | 0 | 0 | 0 | 0 |  | 0
Lateral Hardening-Fuse-91665037 | Lateral Hardening | 50000 | 0 | 0 | 0 | 0 | 0 | 0 | 0 | 0 | 0 | 0 |  | 0
Lateral Hardening-Fuse-91665193 | Lateral Hardening | 549496.86 | 0 | 0 | 0 | 0 | 2022 | 0 | 0 | 0 | 0 | 0 |  | 2022
Lateral Hardening-Fuse-91665202 | Lateral Hardening | 643894.72 | 0 | 0 | 0 | 0 | 0 | 0 | 0 | 0 | 0 | 0 |  | 0
Lateral Hardening-Fuse-91665698 | Lateral Hardening | 78438.53 | 0 | 0 | 0 | 0 | 0 | 0 | 0 | 0 | 0 | 0 |  | 0
Lateral Hardening-Fuse-91665985 | Lateral Hardening | 172130.63 | 0 | 0 | 0 | 0 | 0 | 0 | 0 | 0 | 0 | 0 |  | 0
Lateral Hardening-Fuse-91666132 | Lateral Hardening | 106460.44 | 0 | 0 | 0 | 0 | 0 | 0 | 0 | 0 | 0 | 0 |  | 0
Lateral Hardening-Fuse-91666161 | Lateral Hardening | 76995.48 | 0 | 0 | 0 | 0 | 0 | 0 | 0 | 0 | 0 | 0 |  | 0
Lateral Hardening-Fuse-91666802 | Lateral Hardening | 151373.83 | 0 | 0 | 0 | 0 | 0 | 0 | 0 | 0 | 0 | 0 |  | 0
Lateral Hardening-Fuse-91666803 | Lateral Hardening | 304001.86 | 0 | 0 | 0 | 0 | 0 | 0 | 0 | 0 | 0 | 0 |  | 0
Lateral Hardening-Fuse-91667288 | Lateral Hardening | 54398.79 | 0 | 0 | 0 | 0 | 2028 | 0 | 0 | 0 | 0 | 0 |  | 2025 | 2025
Lateral Hardening-Fuse-91668185 | Lateral Hardening | 717380.33 | 0 | 0 | 0 | 0 | 0 | 0 | 0 | 0 | 0 | 0 |  | 0
Lateral Hardening-Fuse-91668251 | Lateral Hardening | 231201.55 | 0 | 0 | 0 | 0 | 2022 | 0 | 0 | 0 | 0 | 0 |  | 2022
Lateral Hardening-Fuse-91670413 | Lateral Hardening | 207085.6 | 0 | 0 | 0 | 0 | 0 | 0 | 0 | 0 | 0 | 0 |  | 0
Lateral Hardening-Fuse-91670494 | Lateral Hardening | 58455.53 | 0 | 0 | 0 | 0 | 2029 | 0 | 0 | 0 | 0 | 0 |  | 2029
Lateral Hardening-Fuse-91671055 | Lateral Hardening | 50000 | 0 | 0 | 0 | 0 | 0 | 0 | 0 | 0 | 0 | 0 |  | 0
Lateral Hardening-Fuse-91671062 | Lateral Hardening | 65035.59 | 0 | 0 | 0 | 0 | 0 | 0 | 0 | 0 | 0 | 0 |  | 0
Lateral Hardening-Fuse-91671341 | Lateral Hardening | 50000 | 0 | 0 | 0 | 0 | 0 | 0 | 0 | 0 | 0 | 0 |  | 0
Lateral Hardening-Fuse-91673497 | Lateral Hardening | 242619.19 | 0 | 0 | 0 | 0 | 0 | 0 | 0 | 0 | 0 | 0 |  | 0
Lateral Hardening-Fuse-91673652 | Lateral Hardening | 194105.89 | 0 | 0 | 0 | 0 | 0 | 0 | 0 | 0 | 0 | 0 |  | 0
Lateral Hardening-Fuse-91673872 | Lateral Hardening | 54300.17 | 0 | 0 | 0 | 0 | 0 | 0 | 0 | 0 | 0 | 0 |  | 0
Lateral Hardening-Fuse-91674075 | Lateral Hardening | 58707.37 | 0 | 0 | 0 | 0 | 0 | 0 | 0 | 0 | 0 | 0 |  | 0
Lateral Hardening-Fuse-91675693 | Lateral Hardening | 156824.87 | 0 | 0 | 0 | 0 | 0 | 0 | 0 | 0 | 0 | 0 |  | 0
Lateral Hardening-Fuse-91675820 | Lateral Hardening | 50000 | 0 | 0 | 0 | 0 | 0 | 0 | 0 | 0 | 0 | 0 |  | 0
Lateral Hardening-Fuse-91676371 | Lateral Hardening | 55984.35 | 0 | 0 | 0 | 0 | 0 | 0 | 0 | 0 | 0 | 0 |  | 0
Lateral Hardening-Fuse-91676442 | Lateral Hardening | 125417.14 | 0 | 0 | 0 | 0 | 0 | 0 | 0 | 0 | 0 | 0 |  | 0
Lateral Hardening-Fuse-91676443 | Lateral Hardening | 192683.55 | 0 | 0 | 0 | 0 | 0 | 0 | 0 | 0 | 0 | 0 |  | 0
Lateral Hardening-Fuse-91676856 | Lateral Hardening | 175047.53 | 0 | 0 | 0 | 0 | 0 | 0 | 0 | 0 | 0 | 0 |  | 0
Lateral Hardening-Fuse-91677422 | Lateral Hardening | 57285.77 | 0 | 0 | 0 | 0 | 0 | 0 | 0 | 0 | 0 | 0 |  | 0
Lateral Hardening-Fuse-91677677 | Lateral Hardening | 301263.89 | 0 | 0 | 0 | 0 | 0 | 0 | 0 | 0 | 0 | 0 |  | 0
Lateral Hardening-Fuse-91677694 | Lateral Hardening | 138193.76 | 0 | 0 | 0 | 0 | 0 | 0 | 0 | 0 | 0 | 0 |  | 0
Lateral Hardening-Fuse-91677716 | Lateral Hardening | 61740.19 | 0 | 0 | 0 | 0 | 0 | 0 | 0 | 0 | 0 | 0 |  | 0
Lateral Hardening-Fuse-91677717 | Lateral Hardening | 144186.44 | 0 | 0 | 0 | 0 | 0 | 0 | 0 | 0 | 0 | 0 |  | 0
Lateral Hardening-Fuse-91677718 | Lateral Hardening | 54914.03 | 0 | 0 | 0 | 0 | 0 | 0 | 0 | 0 | 0 | 0 |  | 0
Lateral Hardening-Fuse-91677779 | Lateral Hardening | 106753.76 | 0 | 0 | 0 | 0 | 0 | 0 | 0 | 0 | 0 | 0 |  | 0
Lateral Hardening-Fuse-91677837 | Lateral Hardening | 53274.96 | 0 | 0 | 0 | 0 | 2026 | 0 | 0 | 0 | 0 | 0 |  | 0 | 0
Lateral Hardening-Fuse-91678930 | Lateral Hardening | 53513.17 | 0 | 0 | 0 | 0 | 0 | 0 | 0 | 0 | 0 | 0 |  | 0
Lateral Hardening-Fuse-91680239 | Lateral Hardening | 706148.69 | 0 | 0 | 0 | 0 | 2025 | 0 | 0 | 0 | 0 | 0 |  | 2027 | 2027
Lateral Hardening-Fuse-91680342 | Lateral Hardening | 426254.58 | 0 | 0 | 0 | 0 | 2026 | 0 | 0 | 0 | 0 | 0 |  | 2026
Lateral Hardening-Fuse-91681225 | Lateral Hardening | 356193.66 | 0 | 0 | 0 | 0 | 0 | 0 | 0 | 0 | 0 | 0 |  | 0
Lateral Hardening-Fuse-91681250 | Lateral Hardening | 120610.7 | 0 | 0 | 0 | 0 | 0 | 0 | 0 | 0 | 0 | 0 |  | 0
Lateral Hardening-Fuse-91681285 | Lateral Hardening | 92427.28 | 0 | 0 | 0 | 0 | 0 | 0 | 0 | 0 | 0 | 0 |  | 0
Lateral Hardening-Fuse-91681474 | Lateral Hardening | 155661.64 | 0 | 0 | 0 | 0 | 0 | 0 | 0 | 0 | 0 | 0 |  | 0
Lateral Hardening-Fuse-91682716 | Lateral Hardening | 53681.31 | 0 | 0 | 0 | 0 | 0 | 0 | 0 | 0 | 0 | 0 |  | 0
Lateral Hardening-Fuse-91683026 | Lateral Hardening | 384916.48 | 0 | 0 | 0 | 0 | 0 | 0 | 0 | 0 | 0 | 0 |  | 0
Lateral Hardening-Fuse-91683028 | Lateral Hardening | 50000 | 0 | 0 | 0 | 0 | 0 | 0 | 0 | 0 | 0 | 0 |  | 0
Lateral Hardening-Fuse-91684071 | Lateral Hardening | 57810.19 | 0 | 0 | 0 | 0 | 0 | 0 | 0 | 0 | 0 | 0 |  | 0
Lateral Hardening-Fuse-91684087 | Lateral Hardening | 158132.03 | 0 | 0 | 0 | 0 | 0 | 0 | 0 | 0 | 0 | 0 |  | 0
Lateral Hardening-Fuse-91684089 | Lateral Hardening | 260588.03 | 0 | 0 | 0 | 0 | 0 | 0 | 0 | 0 | 0 | 0 |  | 0
Lateral Hardening-Fuse-91684363 | Lateral Hardening | 86007.18 | 0 | 0 | 0 | 0 | 0 | 0 | 0 | 0 | 0 | 0 |  | 0
Lateral Hardening-Fuse-91686204 | Lateral Hardening | 81249.27 | 0 | 0 | 0 | 0 | 0 | 0 | 0 | 0 | 0 | 0 |  | 0
Lateral Hardening-Fuse-91688736 | Lateral Hardening | 50000 | 0 | 0 | 0 | 0 | 0 | 0 | 0 | 0 | 0 | 0 |  | 0
Lateral Hardening-Fuse-91689295 | Lateral Hardening | 87450.83 | 0 | 0 | 0 | 0 | 0 | 0 | 0 | 0 | 0 | 0 |  | 0
Lateral Hardening-Fuse-91689647 | Lateral Hardening | 50000 | 0 | 0 | 0 | 0 | 0 | 0 | 0 | 0 | 0 | 0 |  | 0
Lateral Hardening-Fuse-91689692 | Lateral Hardening | 118076.56 | 0 | 0 | 0 | 0 | 2022 | 0 | 0 | 0 | 0 | 0 |  | 2022
Lateral Hardening-Fuse-91692205 | Lateral Hardening | 50000 | 0 | 0 | 0 | 0 | 0 | 0 | 0 | 0 | 0 | 0 |  | 0
Lateral Hardening-Fuse-91692206 | Lateral Hardening | 50000 | 0 | 0 | 0 | 0 | 0 | 0 | 0 | 0 | 0 | 0 |  | 0
Lateral Hardening-Fuse-91692218 | Lateral Hardening | 56750.61 | 0 | 0 | 0 | 0 | 0 | 0 | 0 | 0 | 0 | 0 |  | 0
Lateral Hardening-Fuse-91692219 | Lateral Hardening | 55150.13 | 0 | 0 | 0 | 0 | 0 | 0 | 0 | 0 | 0 | 0 |  | 0
Lateral Hardening-Fuse-91692347 | Lateral Hardening | 340175.39 | 0 | 0 | 0 | 0 | 2027 | 0 | 0 | 0 | 0 | 0 |  | 2024 | 2024
Lateral Hardening-Fuse-91692923 | Lateral Hardening | 230838.74 | 0 | 0 | 0 | 0 | 0 | 0 | 0 | 0 | 0 | 0 |  | 0
Lateral Hardening-Fuse-91693795 | Lateral Hardening | 378312.57 | 0 | 0 | 0 | 0 | 0 | 0 | 0 | 0 | 0 | 0 |  | 0
Lateral Hardening-Fuse-91693913 | Lateral Hardening | 64720.05 | 0 | 0 | 0 | 0 | 0 | 0 | 0 | 0 | 0 | 0 |  | 0
Lateral Hardening-Fuse-91695187 | Lateral Hardening | 116318.68 | 0 | 0 | 0 | 0 | 2028 | 0 | 0 | 0 | 0 | 0 |  | 2029 | 2029
Lateral Hardening-Fuse-91696358 | Lateral Hardening | 866372.74 | 0 | 0 | 0 | 0 | 2023 | 0 | 0 | 0 | 0 | 0 |  | 2024 | 2024
Lateral Hardening-Fuse-91696822 | Lateral Hardening | 50000 | 0 | 0 | 0 | 0 | 0 | 0 | 0 | 0 | 0 | 0 |  | 0
Lateral Hardening-Fuse-91697186 | Lateral Hardening | 59410.67 | 0 | 0 | 0 | 0 | 0 | 0 | 0 | 0 | 0 | 0 |  | 0
Lateral Hardening-Fuse-91697220 | Lateral Hardening | 56456.55 | 0 | 0 | 0 | 0 | 0 | 0 | 0 | 0 | 0 | 0 |  | 0
Lateral Hardening-Fuse-91697467 | Lateral Hardening | 282246.27 | 0 | 0 | 0 | 0 | 0 | 0 | 0 | 0 | 0 | 0 |  | 0
Lateral Hardening-Fuse-91697831 | Lateral Hardening | 50000 | 0 | 0 | 0 | 0 | 0 | 0 | 0 | 0 | 0 | 0 |  | 0
Lateral Hardening-Fuse-91699032 | Lateral Hardening | 106255.08 | 0 | 0 | 0 | 0 | 0 | 0 | 0 | 0 | 0 | 0 |  | 0
Lateral Hardening-Fuse-91699038 | Lateral Hardening | 107724.64 | 0 | 0 | 0 | 0 | 0 | 0 | 0 | 0 | 0 | 0 |  | 0
Lateral Hardening-Fuse-91699325 | Lateral Hardening | 162045.55 | 0 | 0 | 0 | 0 | 0 | 0 | 0 | 0 | 0 | 0 |  | 0
Lateral Hardening-Fuse-91699327 | Lateral Hardening | 68025.45 | 0 | 0 | 0 | 0 | 0 | 0 | 0 | 0 | 0 | 0 |  | 0
Lateral Hardening-Fuse-91700158 | Lateral Hardening | 306966.05 | 0 | 0 | 0 | 0 | 2029 | 0 | 0 | 0 | 0 | 0 |  | 2029
Lateral Hardening-Fuse-91700187 | Lateral Hardening | 746405.87 | 0 | 0 | 0 | 0 | 0 | 0 | 0 | 0 | 0 | 0 |  | 0
Lateral Hardening-Fuse-91700188 | Lateral Hardening | 50000 | 0 | 0 | 0 | 0 | 2021 | 0 | 0 | 0 | 0 | 0 |  | 2021
Lateral Hardening-Fuse-91700200 | Lateral Hardening | 186343.9 | 0 | 0 | 0 | 0 | 0 | 0 | 0 | 0 | 0 | 0 |  | 0
Lateral Hardening-Fuse-91700504 | Lateral Hardening | 337885.08 | 0 | 0 | 0 | 0 | 0 | 0 | 0 | 0 | 0 | 0 |  | 2028 | 2028
Lateral Hardening-Fuse-91700508 | Lateral Hardening | 60454.51 | 0 | 0 | 0 | 0 | 0 | 0 | 0 | 0 | 0 | 0 |  | 0
Lateral Hardening-Fuse-91701370 | Lateral Hardening | 110683.76 | 0 | 0 | 0 | 0 | 0 | 0 | 0 | 0 | 0 | 0 |  | 0
Lateral Hardening-Fuse-91701376 | Lateral Hardening | 437276.78 | 0 | 0 | 0 | 0 | 0 | 0 | 0 | 0 | 0 | 0 |  | 0
Lateral Hardening-Fuse-91701445 | Lateral Hardening | 327519.69 | 0 | 0 | 0 | 0 | 0 | 0 | 0 | 0 | 0 | 0 |  | 0
Lateral Hardening-Fuse-91701504 | Lateral Hardening | 127300.94 | 0 | 0 | 0 | 0 | 0 | 0 | 0 | 0 | 0 | 0 |  | 0
Lateral Hardening-Fuse-91702481 | Lateral Hardening | 109835.78 | 0 | 0 | 0 | 0 | 2024 | 0 | 0 | 0 | 0 | 0 |  | 2024
Lateral Hardening-Fuse-91704512 | Lateral Hardening | 442271.19 | 0 | 0 | 0 | 0 | 0 | 0 | 0 | 0 | 0 | 0 |  | 0
Lateral Hardening-Fuse-91704527 | Lateral Hardening | 50000 | 0 | 0 | 0 | 0 | 0 | 0 | 0 | 0 | 0 | 0 |  | 0
Lateral Hardening-Fuse-91704696 | Lateral Hardening | 73384.77 | 0 | 0 | 0 | 0 | 0 | 0 | 0 | 0 | 0 | 0 |  | 0
Lateral Hardening-Fuse-91704709 | Lateral Hardening | 50000 | 0 | 0 | 0 | 0 | 0 | 0 | 0 | 0 | 0 | 0 |  | 0
Lateral Hardening-Fuse-91705275 | Lateral Hardening | 153919.86 | 0 | 0 | 0 | 0 | 0 | 0 | 0 | 0 | 0 | 0 |  | 0
Lateral Hardening-Fuse-91705276 | Lateral Hardening | 50000 | 0 | 0 | 0 | 0 | 0 | 0 | 0 | 0 | 0 | 0 |  | 0
Lateral Hardening-Fuse-91705558 | Lateral Hardening | 102965.42 | 0 | 0 | 0 | 0 | 0 | 0 | 0 | 0 | 0 | 0 |  | 0
Lateral Hardening-Fuse-91710446 | Lateral Hardening | 62401.27 | 0 | 0 | 0 | 0 | 0 | 0 | 0 | 0 | 0 | 0 |  | 0
Lateral Hardening-Fuse-91710700 | Lateral Hardening | 55748.25 | 0 | 0 | 0 | 0 | 0 | 0 | 0 | 0 | 0 | 0 |  | 0
Lateral Hardening-Fuse-91711291 | Lateral Hardening | 50000 | 0 | 0 | 0 | 0 | 0 | 0 | 0 | 0 | 0 | 0 |  | 0
Lateral Hardening-Fuse-91711513 | Lateral Hardening | 182069.05 | 0 | 0 | 0 | 0 | 2022 | 0 | 0 | 0 | 0 | 0 |  | 2022
Lateral Hardening-Fuse-91713182 | Lateral Hardening | 60769.31 | 0 | 0 | 0 | 0 | 0 | 0 | 0 | 0 | 0 | 0 |  | 0
Lateral Hardening-Fuse-91713215 | Lateral Hardening | 68851.65 | 0 | 0 | 0 | 0 | 0 | 0 | 0 | 0 | 0 | 0 |  | 0
Lateral Hardening-Fuse-91713322 | Lateral Hardening | 77143.3 | 0 | 0 | 0 | 0 | 0 | 0 | 0 | 0 | 0 | 0 |  | 0
Lateral Hardening-Fuse-91714162 | Lateral Hardening | 53308.55 | 0 | 0 | 0 | 0 | 0 | 0 | 0 | 0 | 0 | 0 |  | 0
Lateral Hardening-Fuse-91714169 | Lateral Hardening | 68850.41 | 0 | 0 | 0 | 0 | 2022 | 0 | 0 | 0 | 0 | 0 |  | 2025 | 2025
Lateral Hardening-Fuse-91714795 | Lateral Hardening | 103374.66 | 0 | 0 | 0 | 0 | 0 | 0 | 0 | 0 | 0 | 0 |  | 0
Lateral Hardening-Fuse-91715358 | Lateral Hardening | 50000 | 0 | 0 | 0 | 0 | 0 | 0 | 0 | 0 | 0 | 0 |  | 0
Lateral Hardening-Fuse-91715590 | Lateral Hardening | 64306.55 | 0 | 0 | 0 | 0 | 0 | 0 | 0 | 0 | 0 | 0 |  | 0
Lateral Hardening-Fuse-91715878 | Lateral Hardening | 55234.57 | 0 | 0 | 0 | 0 | 0 | 0 | 0 | 0 | 0 | 0 |  | 0
Lateral Hardening-Fuse-91718907 | Lateral Hardening | 318651.54 | 0 | 0 | 0 | 0 | 2023 | 0 | 0 | 0 | 0 | 0 |  | 2023
Lateral Hardening-Fuse-91718908 | Lateral Hardening | 254591.14 | 0 | 0 | 0 | 0 | 2023 | 0 | 0 | 0 | 0 | 0 |  | 2023
Lateral Hardening-Fuse-91719011 | Lateral Hardening | 337448.62 | 0 | 0 | 0 | 0 | 2027 | 0 | 0 | 0 | 0 | 0 |  | 2027
Lateral Hardening-Fuse-91719138 | Lateral Hardening | 101616.78 | 0 | 0 | 0 | 0 | 0 | 0 | 0 | 0 | 0 | 0 |  | 2027 | 2027
Lateral Hardening-Fuse-91719147 | Lateral Hardening | 60953.19 | 0 | 0 | 0 | 0 | 0 | 0 | 0 | 0 | 0 | 0 |  | 0
Lateral Hardening-Fuse-91719628 | Lateral Hardening | 139584.62 | 0 | 0 | 0 | 0 | 0 | 0 | 0 | 0 | 0 | 0 |  | 0
Lateral Hardening-Fuse-91719630 | Lateral Hardening | 334293.63 | 0 | 0 | 0 | 0 | 2025 | 0 | 0 | 0 | 0 | 0 |  | 2028 | 2028
Lateral Hardening-Fuse-91719684 | Lateral Hardening | 112378.68 | 0 | 0 | 0 | 0 | 0 | 0 | 0 | 0 | 0 | 0 |  | 2028 | 2028
Lateral Hardening-Fuse-91719936 | Lateral Hardening | 151226.43 | 0 | 0 | 0 | 0 | 0 | 0 | 0 | 0 | 0 | 0 |  | 0
Lateral Hardening-Fuse-91720356 | Lateral Hardening | 495728.79 | 0 | 0 | 0 | 0 | 0 | 0 | 0 | 0 | 0 | 0 |  | 0
Lateral Hardening-Fuse-91720645 | Lateral Hardening | 55963.61 | 0 | 0 | 0 | 0 | 0 | 0 | 0 | 0 | 0 | 0 |  | 0
Lateral Hardening-Fuse-91720718 | Lateral Hardening | 123325.88 | 0 | 0 | 0 | 0 | 0 | 0 | 0 | 0 | 0 | 0 |  | 0
Lateral Hardening-Fuse-91721020 | Lateral Hardening | 56267.67 | 0 | 0 | 0 | 0 | 0 | 0 | 0 | 0 | 0 | 0 |  | 0
Lateral Hardening-Fuse-91721175 | Lateral Hardening | 333013.44 | 0 | 0 | 0 | 0 | 0 | 0 | 0 | 0 | 0 | 0 |  | 0
Lateral Hardening-Fuse-91721466 | Lateral Hardening | 463413.83 | 0 | 0 | 0 | 0 | 0 | 0 | 0 | 0 | 0 | 0 |  | 0
Lateral Hardening-Fuse-91721691 | Lateral Hardening | 267762 | 0 | 0 | 0 | 0 | 0 | 0 | 0 | 0 | 0 | 0 |  | 0
Lateral Hardening-Fuse-91722190 | Lateral Hardening | 80293.88 | 0 | 0 | 0 | 0 | 0 | 0 | 0 | 0 | 0 | 0 |  | 0
Lateral Hardening-Fuse-91722510 | Lateral Hardening | 100835.52 | 0 | 0 | 0 | 0 | 2022 | 0 | 0 | 0 | 0 | 0 |  | 2022
Lateral Hardening-Fuse-91723303 | Lateral Hardening | 144207.18 | 0 | 0 | 0 | 0 | 0 | 0 | 0 | 0 | 0 | 0 |  | 0
Lateral Hardening-Fuse-91724740 | Lateral Hardening | 183146.46 | 0 | 0 | 0 | 0 | 0 | 0 | 0 | 0 | 0 | 0 |  | 0
Lateral Hardening-Fuse-91725611 | Lateral Hardening | 96874.8 | 0 | 0 | 0 | 0 | 2022 | 0 | 0 | 0 | 0 | 0 |  | 0 | 0
Lateral Hardening-Fuse-91727273 | Lateral Hardening | 317392.74 | 0 | 0 | 0 | 0 | 0 | 0 | 0 | 0 | 0 | 0 |  | 0
Lateral Hardening-Fuse-91727763 | Lateral Hardening | 293000.49 | 0 | 0 | 0 | 0 | 2029 | 0 | 0 | 0 | 0 | 0 |  | 2029
Lateral Hardening-Fuse-91728114 | Lateral Hardening | 50000 | 0 | 0 | 0 | 0 | 0 | 0 | 0 | 0 | 0 | 0 |  | 0
Lateral Hardening-Fuse-91728131 | Lateral Hardening | 50000 | 0 | 0 | 0 | 0 | 0 | 0 | 0 | 0 | 0 | 0 |  | 0
Lateral Hardening-Fuse-91728132 | Lateral Hardening | 492419.13 | 0 | 0 | 0 | 0 | 0 | 0 | 0 | 0 | 0 | 0 |  | 0
Lateral Hardening-Fuse-91728675 | Lateral Hardening | 62710.33 | 0 | 0 | 0 | 0 | 2026 | 0 | 0 | 0 | 0 | 0 |  | 2028 | 2028
Lateral Hardening-Fuse-91728766 | Lateral Hardening | 107839.82 | 0 | 0 | 0 | 0 | 0 | 0 | 0 | 0 | 0 | 0 |  | 0
Lateral Hardening-Fuse-91728775 | Lateral Hardening | 59982.31 | 0 | 0 | 0 | 0 | 0 | 0 | 0 | 0 | 0 | 0 |  | 0
Lateral Hardening-Fuse-91728896 | Lateral Hardening | 225708.29 | 0 | 0 | 0 | 0 | 0 | 0 | 0 | 0 | 0 | 0 |  | 0
Lateral Hardening-Fuse-91730217 | Lateral Hardening | 414191.94 | 0 | 0 | 0 | 0 | 0 | 0 | 0 | 0 | 0 | 0 |  | 0
Lateral Hardening-Fuse-91731468 | Lateral Hardening | 192109.13 | 0 | 0 | 0 | 0 | 0 | 0 | 0 | 0 | 0 | 0 |  | 0
Lateral Hardening-Fuse-91732005 | Lateral Hardening | 51986.39 | 0 | 0 | 0 | 0 | 0 | 0 | 0 | 0 | 0 | 0 |  | 0
Lateral Hardening-Fuse-91732289 | Lateral Hardening | 823880.3 | 0 | 0 | 0 | 0 | 0 | 0 | 0 | 0 | 0 | 0 |  | 0
Lateral Hardening-Fuse-91732749 | Lateral Hardening | 55864.17 | 0 | 0 | 0 | 0 | 0 | 0 | 0 | 0 | 0 | 0 |  | 0
Lateral Hardening-Fuse-91733183 | Lateral Hardening | 50000 | 0 | 0 | 0 | 0 | 0 | 0 | 0 | 0 | 0 | 0 |  | 0
Lateral Hardening-Fuse-91733558 | Lateral Hardening | 241382.29 | 0 | 0 | 0 | 0 | 0 | 0 | 0 | 0 | 0 | 0 |  | 0
Lateral Hardening-Fuse-91734095 | Lateral Hardening | 58179.93 | 0 | 0 | 0 | 0 | 0 | 0 | 0 | 0 | 0 | 0 |  | 0
Lateral Hardening-Fuse-91734991 | Lateral Hardening | 302186.02 | 0 | 0 | 0 | 0 | 0 | 0 | 0 | 0 | 0 | 0 |  | 0
Lateral Hardening-Fuse-91735842 | Lateral Hardening | 249692.44 | 0 | 0 | 0 | 0 | 0 | 0 | 0 | 0 | 0 | 0 |  | 0
Lateral Hardening-Fuse-91736477 | Lateral Hardening | 62868.47 | 0 | 0 | 0 | 0 | 2029 | 0 | 0 | 0 | 0 | 0 |  | 2029
Lateral Hardening-Fuse-91736899 | Lateral Hardening | 78988.21 | 0 | 0 | 0 | 0 | 0 | 0 | 0 | 0 | 0 | 0 |  | 0
Lateral Hardening-Fuse-91737253 | Lateral Hardening | 191297.74 | 0 | 0 | 0 | 0 | 0 | 0 | 0 | 0 | 0 | 0 |  | 0
Lateral Hardening-Fuse-91737286 | Lateral Hardening | 163009.38 | 0 | 0 | 0 | 0 | 0 | 0 | 0 | 0 | 0 | 0 |  | 0
Lateral Hardening-Fuse-91737814 | Lateral Hardening | 157822.23 | 0 | 0 | 0 | 0 | 0 | 0 | 0 | 0 | 0 | 0 |  | 0
Lateral Hardening-Fuse-91737821 | Lateral Hardening | 218256 | 0 | 0 | 0 | 0 | 0 | 0 | 0 | 0 | 0 | 0 |  | 0
Lateral Hardening-Fuse-91738123 | Lateral Hardening | 447848.68 | 0 | 0 | 0 | 0 | 0 | 0 | 0 | 0 | 0 | 0 |  | 2025 | 2025
Lateral Hardening-Fuse-91738308 | Lateral Hardening | 260054.06 | 0 | 0 | 0 | 0 | 0 | 0 | 0 | 0 | 0 | 0 |  | 0
Lateral Hardening-Fuse-91738682 | Lateral Hardening | 54426.09 | 0 | 0 | 0 | 0 | 0 | 0 | 0 | 0 | 0 | 0 |  | 0
Lateral Hardening-Fuse-91738766 | Lateral Hardening | 50000 | 0 | 0 | 0 | 0 | 0 | 0 | 0 | 0 | 0 | 0 |  | 0
Lateral Hardening-Fuse-91739147 | Lateral Hardening | 138540.04 | 0 | 0 | 0 | 0 | 0 | 0 | 0 | 0 | 0 | 0 |  | 0
Lateral Hardening-Fuse-91739392 | Lateral Hardening | 224863.15 | 0 | 0 | 0 | 0 | 0 | 0 | 0 | 0 | 0 | 0 |  | 0
Lateral Hardening-Fuse-91739728 | Lateral Hardening | 290124.23 | 0 | 0 | 0 | 0 | 0 | 0 | 0 | 0 | 0 | 0 |  | 0
Lateral Hardening-Fuse-91739765 | Lateral Hardening | 294789.83 | 0 | 0 | 0 | 0 | 0 | 0 | 0 | 0 | 0 | 0 |  | 0
Lateral Hardening-Fuse-91740578 | Lateral Hardening | 246673.92 | 0 | 0 | 0 | 0 | 0 | 0 | 0 | 0 | 0 | 0 |  | 0
Lateral Hardening-Fuse-91741181 | Lateral Hardening | 167425.83 | 0 | 0 | 0 | 0 | 0 | 0 | 0 | 0 | 0 | 0 |  | 0
Lateral Hardening-Fuse-91741334 | Lateral Hardening | 313698.49 | 0 | 0 | 0 | 0 | 2023 | 0 | 0 | 0 | 0 | 0 |  | 2023
Lateral Hardening-Fuse-91741665 | Lateral Hardening | 160264.38 | 0 | 0 | 0 | 0 | 0 | 0 | 0 | 0 | 0 | 0 |  | 0
Lateral Hardening-Fuse-91742026 | Lateral Hardening | 80394.81 | 0 | 0 | 0 | 0 | 0 | 0 | 0 | 0 | 0 | 0 |  | 0
Lateral Hardening-Fuse-91742289 | Lateral Hardening | 53434.47 | 0 | 0 | 0 | 0 | 0 | 0 | 0 | 0 | 0 | 0 |  | 0
Lateral Hardening-Fuse-91742537 | Lateral Hardening | 59001.43 | 0 | 0 | 0 | 0 | 0 | 0 | 0 | 0 | 0 | 0 |  | 0
Lateral Hardening-Fuse-91743707 | Lateral Hardening | 116900.8 | 0 | 0 | 0 | 0 | 0 | 0 | 0 | 0 | 0 | 0 |  | 0
Lateral Hardening-Fuse-91743740 | Lateral Hardening | 50000 | 0 | 0 | 0 | 0 | 0 | 0 | 0 | 0 | 0 | 0 |  | 0
Lateral Hardening-Fuse-91743904 | Lateral Hardening | 490073.87 | 0 | 0 | 0 | 0 | 0 | 0 | 0 | 0 | 0 | 0 |  | 0
Lateral Hardening-Fuse-91744442 | Lateral Hardening | 62139.43 | 0 | 0 | 0 | 0 | 0 | 0 | 0 | 0 | 0 | 0 |  | 0
Lateral Hardening-Fuse-91745051 | Lateral Hardening | 79204.8 | 0 | 0 | 0 | 0 | 0 | 0 | 0 | 0 | 0 | 0 |  | 0
Lateral Hardening-Fuse-91745058 | Lateral Hardening | 55874.17 | 0 | 0 | 0 | 0 | 0 | 0 | 0 | 0 | 0 | 0 |  | 0
Lateral Hardening-Fuse-91745124 | Lateral Hardening | 50000 | 0 | 0 | 0 | 0 | 0 | 0 | 0 | 0 | 0 | 0 |  | 0
Lateral Hardening-Fuse-91745795 | Lateral Hardening | 50000 | 0 | 0 | 0 | 0 | 0 | 0 | 0 | 0 | 0 | 0 |  | 0
Lateral Hardening-Fuse-91745973 | Lateral Hardening | 340867.16 | 0 | 0 | 0 | 0 | 0 | 0 | 0 | 0 | 0 | 0 |  | 0
Lateral Hardening-Fuse-91746038 | Lateral Hardening | 480452.83 | 0 | 0 | 0 | 0 | 0 | 0 | 0 | 0 | 0 | 0 |  | 0
Lateral Hardening-Fuse-91746088 | Lateral Hardening | 105935.28 | 0 | 0 | 0 | 0 | 0 | 0 | 0 | 0 | 0 | 0 |  | 0
Lateral Hardening-Fuse-91748718 | Lateral Hardening | 50000 | 0 | 0 | 0 | 0 | 0 | 0 | 0 | 0 | 0 | 0 |  | 0
Lateral Hardening-Fuse-91748729 | Lateral Hardening | 370359.34 | 0 | 0 | 0 | 0 | 2021 | 0 | 0 | 0 | 0 | 0 |  | 2021
Lateral Hardening-Fuse-91749144 | Lateral Hardening | 236877.01 | 0 | 0 | 0 | 0 | 0 | 0 | 0 | 0 | 0 | 0 |  | 0
Lateral Hardening-Fuse-91749176 | Lateral Hardening | 234821.01 | 0 | 0 | 0 | 0 | 0 | 0 | 0 | 0 | 0 | 0 |  | 0
Lateral Hardening-Fuse-91749274 | Lateral Hardening | 58014.81 | 0 | 0 | 0 | 0 | 0 | 0 | 0 | 0 | 0 | 0 |  | 0
Lateral Hardening-Fuse-91749389 | Lateral Hardening | 53618.35 | 0 | 0 | 0 | 0 | 0 | 0 | 0 | 0 | 0 | 0 |  | 0
Lateral Hardening-Fuse-91749566 | Lateral Hardening | 255409.57 | 0 | 0 | 0 | 0 | 0 | 0 | 0 | 0 | 0 | 0 |  | 0
Lateral Hardening-Fuse-91749567 | Lateral Hardening | 59394.93 | 0 | 0 | 0 | 0 | 0 | 0 | 0 | 0 | 0 | 0 |  | 0
Lateral Hardening-Fuse-91749705 | Lateral Hardening | 119168.45 | 0 | 0 | 0 | 0 | 0 | 0 | 0 | 0 | 0 | 0 |  | 0
Lateral Hardening-Fuse-91750246 | Lateral Hardening | 50000 | 0 | 0 | 0 | 0 | 0 | 0 | 0 | 0 | 0 | 0 |  | 0
Lateral Hardening-Fuse-91750255 | Lateral Hardening | 169249.47 | 0 | 0 | 0 | 0 | 2026 | 0 | 0 | 0 | 0 | 0 |  | 2028 | 2028
Lateral Hardening-Fuse-91750521 | Lateral Hardening | 60318.59 | 0 | 0 | 0 | 0 | 0 | 0 | 0 | 0 | 0 | 0 |  | 0
Lateral Hardening-Fuse-91750557 | Lateral Hardening | 113685.1 | 0 | 0 | 0 | 0 | 0 | 0 | 0 | 0 | 0 | 0 |  | 0
Lateral Hardening-Fuse-91750750 | Lateral Hardening | 211555.79 | 0 | 0 | 0 | 0 | 2027 | 0 | 0 | 0 | 0 | 0 |  | 0 | 0
Lateral Hardening-Fuse-91750780 | Lateral Hardening | 266810.81 | 0 | 0 | 0 | 0 | 0 | 0 | 0 | 0 | 0 | 0 |  | 0
Lateral Hardening-Fuse-91750785 | Lateral Hardening | 251659.24 | 0 | 0 | 0 | 0 | 2026 | 0 | 0 | 0 | 0 | 0 |  | 2025 | 2025
Lateral Hardening-Fuse-91750797 | Lateral Hardening | 89570.73 | 0 | 0 | 0 | 0 | 0 | 0 | 0 | 0 | 0 | 0 |  | 0
Lateral Hardening-Fuse-91750868 | Lateral Hardening | 148346.8 | 0 | 0 | 0 | 0 | 0 | 0 | 0 | 0 | 0 | 0 |  | 0
Lateral Hardening-Fuse-91750884 | Lateral Hardening | 152434.2 | 0 | 0 | 0 | 0 | 0 | 0 | 0 | 0 | 0 | 0 |  | 0
Lateral Hardening-Fuse-91750887 | Lateral Hardening | 141242.32 | 0 | 0 | 0 | 0 | 0 | 0 | 0 | 0 | 0 | 0 |  | 0
Lateral Hardening-Fuse-91750902 | Lateral Hardening | 109094.02 | 0 | 0 | 0 | 0 | 0 | 0 | 0 | 0 | 0 | 0 |  | 0
Lateral Hardening-Fuse-91750917 | Lateral Hardening | 252519.2 | 0 | 0 | 0 | 0 | 0 | 0 | 0 | 0 | 0 | 0 |  | 0
Lateral Hardening-Fuse-91750941 | Lateral Hardening | 128875.68 | 0 | 0 | 0 | 0 | 0 | 0 | 0 | 0 | 0 | 0 |  | 0
Lateral Hardening-Fuse-91750953 | Lateral Hardening | 193229.45 | 0 | 0 | 0 | 0 | 0 | 0 | 0 | 0 | 0 | 0 |  | 0
Lateral Hardening-Fuse-91750981 | Lateral Hardening | 142522.26 | 0 | 0 | 0 | 0 | 0 | 0 | 0 | 0 | 0 | 0 |  | 0
Lateral Hardening-Fuse-91750986 | Lateral Hardening | 140224.22 | 0 | 0 | 0 | 0 | 0 | 0 | 0 | 0 | 0 | 0 |  | 0
Lateral Hardening-Fuse-91750992 | Lateral Hardening | 900181.61 | 0 | 0 | 0 | 0 | 2026 | 0 | 0 | 0 | 0 | 0 |  | 2025 | 2025
Lateral Hardening-Fuse-91751592 | Lateral Hardening | 76465.38 | 0 | 0 | 0 | 0 | 0 | 0 | 0 | 0 | 0 | 0 |  | 0
Lateral Hardening-Fuse-91751593 | Lateral Hardening | 247083.11 | 0 | 0 | 0 | 0 | 0 | 0 | 0 | 0 | 0 | 0 |  | 0
Lateral Hardening-Fuse-91751707 | Lateral Hardening | 618981.08 | 0 | 0 | 0 | 0 | 0 | 0 | 0 | 0 | 0 | 0 |  | 0
Lateral Hardening-Fuse-91751734 | Lateral Hardening | 106942.64 | 0 | 0 | 0 | 0 | 0 | 0 | 0 | 0 | 0 | 0 |  | 0
Lateral Hardening-Fuse-91751801 | Lateral Hardening | 101615.68 | 0 | 0 | 0 | 0 | 0 | 0 | 0 | 0 | 0 | 0 |  | 0
Lateral Hardening-Fuse-91752181 | Lateral Hardening | 104691.82 | 0 | 0 | 0 | 0 | 0 | 0 | 0 | 0 | 0 | 0 |  | 0
Lateral Hardening-Fuse-91753067 | Lateral Hardening | 57033.93 | 0 | 0 | 0 | 0 | 0 | 0 | 0 | 0 | 0 | 0 |  | 0
Lateral Hardening-Fuse-91753084 | Lateral Hardening | 239061.5 | 0 | 0 | 0 | 0 | 0 | 0 | 0 | 0 | 0 | 0 |  | 0
Lateral Hardening-Fuse-91755453 | Lateral Hardening | 517323.05 | 0 | 0 | 0 | 0 | 2023 | 0 | 0 | 0 | 0 | 0 |  | 2025 | 2025
Lateral Hardening-Fuse-91755608 | Lateral Hardening | 105751.4 | 0 | 0 | 0 | 0 | 0 | 0 | 0 | 0 | 0 | 0 |  | 0
Lateral Hardening-Fuse-91756098 | Lateral Hardening | 235309.64 | 0 | 0 | 0 | 0 | 0 | 0 | 0 | 0 | 0 | 0 |  | 0
Lateral Hardening-Fuse-91756149 | Lateral Hardening | 405349.46 | 0 | 0 | 0 | 0 | 0 | 0 | 0 | 0 | 0 | 0 |  | 0
Lateral Hardening-Fuse-91756160 | Lateral Hardening | 254960.94 | 0 | 0 | 0 | 0 | 0 | 0 | 0 | 0 | 0 | 0 |  | 0
Lateral Hardening-Fuse-91756165 | Lateral Hardening | 123665 | 0 | 0 | 0 | 0 | 0 | 0 | 0 | 0 | 0 | 0 |  | 0
Lateral Hardening-Fuse-91756173 | Lateral Hardening | 97776.96 | 0 | 0 | 0 | 0 | 0 | 0 | 0 | 0 | 0 | 0 |  | 0
Lateral Hardening-Fuse-91756176 | Lateral Hardening | 53424.47 | 0 | 0 | 0 | 0 | 0 | 0 | 0 | 0 | 0 | 0 |  | 0
Lateral Hardening-Fuse-91756821 | Lateral Hardening | 88334.3 | 0 | 0 | 0 | 0 | 0 | 0 | 0 | 0 | 0 | 0 |  | 0
Lateral Hardening-Fuse-91756827 | Lateral Hardening | 50000 | 0 | 0 | 0 | 0 | 0 | 0 | 0 | 0 | 0 | 0 |  | 0
Lateral Hardening-Fuse-91757639 | Lateral Hardening | 50000 | 0 | 0 | 0 | 0 | 0 | 0 | 0 | 0 | 0 | 0 |  | 0
Lateral Hardening-Fuse-91758138 | Lateral Hardening | 50000 | 0 | 0 | 0 | 0 | 0 | 0 | 0 | 0 | 0 | 0 |  | 0
Lateral Hardening-Fuse-91758229 | Lateral Hardening | 77996.78 | 0 | 0 | 0 | 0 | 0 | 0 | 0 | 0 | 0 | 0 |  | 0
Lateral Hardening-Fuse-91758296 | Lateral Hardening | 187548.59 | 0 | 0 | 0 | 0 | 0 | 0 | 0 | 0 | 0 | 0 |  | 0
Lateral Hardening-Fuse-91758407 | Lateral Hardening | 84013.77 | 0 | 0 | 0 | 0 | 0 | 0 | 0 | 0 | 0 | 0 |  | 0
Lateral Hardening-Fuse-91758782 | Lateral Hardening | 156994.86 | 0 | 0 | 0 | 0 | 0 | 0 | 0 | 0 | 0 | 0 |  | 0
Lateral Hardening-Fuse-91758796 | Lateral Hardening | 441338.44 | 0 | 0 | 0 | 0 | 0 | 0 | 0 | 0 | 0 | 0 |  | 0
Lateral Hardening-Fuse-91759265 | Lateral Hardening | 278138.13 | 0 | 0 | 0 | 0 | 0 | 0 | 0 | 0 | 0 | 0 |  | 0
Lateral Hardening-Fuse-91760692 | Lateral Hardening | 140463.1 | 0 | 0 | 0 | 0 | 0 | 0 | 0 | 0 | 0 | 0 |  | 0
Lateral Hardening-Fuse-91760794 | Lateral Hardening | 87272.69 | 0 | 0 | 0 | 0 | 0 | 0 | 0 | 0 | 0 | 0 |  | 0
Lateral Hardening-Fuse-91760867 | Lateral Hardening | 120741.62 | 0 | 0 | 0 | 0 | 0 | 0 | 0 | 0 | 0 | 0 |  | 0
Lateral Hardening-Fuse-91761081 | Lateral Hardening | 50000 | 0 | 0 | 0 | 0 | 0 | 0 | 0 | 0 | 0 | 0 |  | 0
Lateral Hardening-Fuse-91762141 | Lateral Hardening | 74291.45 | 0 | 0 | 0 | 0 | 0 | 0 | 0 | 0 | 0 | 0 |  | 0
Lateral Hardening-Fuse-91763463 | Lateral Hardening | 50000 | 0 | 0 | 0 | 0 | 0 | 0 | 0 | 0 | 0 | 0 |  | 0
Lateral Hardening-Fuse-91764663 | Lateral Hardening | 50000 | 0 | 0 | 0 | 0 | 0 | 0 | 0 | 0 | 0 | 0 |  | 0
Lateral Hardening-Fuse-91765519 | Lateral Hardening | 210600.62 | 0 | 0 | 0 | 0 | 0 | 0 | 0 | 0 | 0 | 0 |  | 0
Lateral Hardening-Fuse-91767375 | Lateral Hardening | 211383.41 | 0 | 0 | 0 | 0 | 0 | 0 | 0 | 0 | 0 | 0 |  | 0
Lateral Hardening-Fuse-91767729 | Lateral Hardening | 244402.36 | 0 | 0 | 0 | 0 | 0 | 0 | 0 | 0 | 0 | 0 |  | 0
Lateral Hardening-Fuse-91767856 | Lateral Hardening | 50000 | 0 | 0 | 0 | 0 | 0 | 0 | 0 | 0 | 0 | 0 |  | 0
Lateral Hardening-Fuse-91768663 | Lateral Hardening | 156730.38 | 0 | 0 | 0 | 0 | 0 | 0 | 0 | 0 | 0 | 0 |  | 0
Lateral Hardening-Fuse-91768869 | Lateral Hardening | 50000 | 0 | 0 | 0 | 0 | 0 | 0 | 0 | 0 | 0 | 0 |  | 0
Lateral Hardening-Fuse-91769412 | Lateral Hardening | 239444.26 | 0 | 0 | 0 | 0 | 0 | 0 | 0 | 0 | 0 | 0 |  | 0
Lateral Hardening-Fuse-91769533 | Lateral Hardening | 121046.42 | 0 | 0 | 0 | 0 | 2029 | 0 | 0 | 0 | 0 | 0 |  | 0 | 0
Lateral Hardening-Fuse-91771190 | Lateral Hardening | 228514.22 | 0 | 0 | 0 | 0 | 0 | 0 | 0 | 0 | 0 | 0 |  | 0
Lateral Hardening-Fuse-91771205 | Lateral Hardening | 320650.57 | 0 | 0 | 0 | 0 | 0 | 0 | 0 | 0 | 0 | 0 |  | 0
Lateral Hardening-Fuse-91771307 | Lateral Hardening | 50000 | 0 | 0 | 0 | 0 | 0 | 0 | 0 | 0 | 0 | 0 |  | 0
Lateral Hardening-Fuse-91771642 | Lateral Hardening | 152641.32 | 0 | 0 | 0 | 0 | 0 | 0 | 0 | 0 | 0 | 0 |  | 0
Lateral Hardening-Fuse-91772081 | Lateral Hardening | 380904.3 | 0 | 0 | 0 | 0 | 0 | 0 | 0 | 0 | 0 | 0 |  | 0
Lateral Hardening-Fuse-91772133 | Lateral Hardening | 50000 | 0 | 0 | 0 | 0 | 2021 | 0 | 0 | 0 | 0 | 0 |  | 2021
Lateral Hardening-Fuse-91772174 | Lateral Hardening | 51298.45 | 0 | 0 | 0 | 0 | 0 | 0 | 0 | 0 | 0 | 0 |  | 0
Lateral Hardening-Fuse-91772300 | Lateral Hardening | 172509.42 | 0 | 0 | 0 | 0 | 0 | 0 | 0 | 0 | 0 | 0 |  | 0
Lateral Hardening-Fuse-91773267 | Lateral Hardening | 124319.6 | 0 | 0 | 0 | 0 | 0 | 0 | 0 | 0 | 0 | 0 |  | 0
Lateral Hardening-Fuse-91773975 | Lateral Hardening | 229768.42 | 0 | 0 | 0 | 0 | 2022 | 0 | 0 | 0 | 0 | 0 |  | 2022
Lateral Hardening-Fuse-91774500 | Lateral Hardening | 325856.25 | 0 | 0 | 0 | 0 | 2026 | 0 | 0 | 0 | 0 | 0 |  | 2027 | 2027
Lateral Hardening-Fuse-91774745 | Lateral Hardening | 172843.19 | 0 | 0 | 0 | 0 | 2027 | 0 | 0 | 0 | 0 | 0 |  | 2027
Lateral Hardening-Fuse-91774953 | Lateral Hardening | 111546.05 | 0 | 0 | 0 | 0 | 0 | 0 | 0 | 0 | 0 | 0 |  | 0
Lateral Hardening-Fuse-91776141 | Lateral Hardening | 222454.32 | 0 | 0 | 0 | 0 | 0 | 0 | 0 | 0 | 0 | 0 |  | 0
Lateral Hardening-Fuse-91777082 | Lateral Hardening | 87673.17 | 0 | 0 | 0 | 0 | 0 | 0 | 0 | 0 | 0 | 0 |  | 0
Lateral Hardening-Fuse-91778392 | Lateral Hardening | 1722368.27 | 0 | 0 | 0 | 0 | 2028 | 0 | 0 | 0 | 0 | 0 |  | 2029 | 2029
Lateral Hardening-Fuse-91778398 | Lateral Hardening | 53691.31 | 0 | 0 | 0 | 0 | 0 | 0 | 0 | 0 | 0 | 0 |  | 0
Lateral Hardening-Fuse-91778603 | Lateral Hardening | 697729.88 | 0 | 0 | 0 | 0 | 2024 | 0 | 0 | 0 | 0 | 0 |  | 2025 | 2025
Lateral Hardening-Fuse-91778931 | Lateral Hardening | 58261.65 | 0 | 0 | 0 | 0 | 0 | 0 | 0 | 0 | 0 | 0 |  | 0
Lateral Hardening-Fuse-91779499 | Lateral Hardening | 52159.53 | 0 | 0 | 0 | 0 | 0 | 0 | 0 | 0 | 0 | 0 |  | 0
Lateral Hardening-Fuse-91779572 | Lateral Hardening | 325852.76 | 0 | 0 | 0 | 0 | 0 | 0 | 0 | 0 | 0 | 0 |  | 0
Lateral Hardening-Fuse-91780444 | Lateral Hardening | 55590.85 | 0 | 0 | 0 | 0 | 0 | 0 | 0 | 0 | 0 | 0 |  | 0
Lateral Hardening-Fuse-91780595 | Lateral Hardening | 412630.85 | 0 | 0 | 0 | 0 | 2023 | 0 | 0 | 0 | 0 | 0 |  | 2024 | 2024
Lateral Hardening-Fuse-91780598 | Lateral Hardening | 577196.96 | 0 | 0 | 0 | 0 | 2023 | 0 | 0 | 0 | 0 | 0 |  | 2024 | 2024
Lateral Hardening-Fuse-91780684 | Lateral Hardening | 50000 | 0 | 0 | 0 | 0 | 0 | 0 | 0 | 0 | 0 | 0 |  | 0
Lateral Hardening-Fuse-91781312 | Lateral Hardening | 111864.26 | 0 | 0 | 0 | 0 | 0 | 0 | 0 | 0 | 0 | 0 |  | 0
Lateral Hardening-Fuse-91781592 | Lateral Hardening | 469669.88 | 0 | 0 | 0 | 0 | 0 | 0 | 0 | 0 | 0 | 0 |  | 0
Lateral Hardening-Fuse-91781618 | Lateral Hardening | 50000 | 0 | 0 | 0 | 0 | 0 | 0 | 0 | 0 | 0 | 0 |  | 0
Lateral Hardening-Fuse-91781626 | Lateral Hardening | 50000 | 0 | 0 | 0 | 0 | 0 | 0 | 0 | 0 | 0 | 0 |  | 0
Lateral Hardening-Fuse-91781851 | Lateral Hardening | 446230.11 | 0 | 0 | 0 | 0 | 0 | 0 | 0 | 0 | 0 | 0 |  | 0
Lateral Hardening-Fuse-91781852 | Lateral Hardening | 93134.65 | 0 | 0 | 0 | 0 | 0 | 0 | 0 | 0 | 0 | 0 |  | 0
Lateral Hardening-Fuse-91781907 | Lateral Hardening | 156429.14 | 0 | 0 | 0 | 0 | 0 | 0 | 0 | 0 | 0 | 0 |  | 0
Lateral Hardening-Fuse-91782013 | Lateral Hardening | 54347.39 | 0 | 0 | 0 | 0 | 0 | 0 | 0 | 0 | 0 | 0 |  | 0
Lateral Hardening-Fuse-91782193 | Lateral Hardening | 83062.18 | 0 | 0 | 0 | 0 | 0 | 0 | 0 | 0 | 0 | 0 |  | 2021 | 2021
Lateral Hardening-Fuse-91782209 | Lateral Hardening | 422513.08 | 0 | 0 | 0 | 0 | 0 | 0 | 0 | 0 | 0 | 0 |  | 0
Lateral Hardening-Fuse-91782225 | Lateral Hardening | 162619.81 | 0 | 0 | 0 | 0 | 0 | 0 | 0 | 0 | 0 | 0 |  | 0
Lateral Hardening-Fuse-91782844 | Lateral Hardening | 241382.29 | 0 | 0 | 0 | 0 | 2027 | 0 | 0 | 0 | 0 | 0 |  | 2026 | 2026
Lateral Hardening-Fuse-91783069 | Lateral Hardening | 69386.81 | 0 | 0 | 0 | 0 | 0 | 0 | 0 | 0 | 0 | 0 |  | 0
Lateral Hardening-Fuse-91783078 | Lateral Hardening | 50000 | 0 | 0 | 0 | 0 | 0 | 0 | 0 | 0 | 0 | 0 |  | 0
Lateral Hardening-Fuse-91783086 | Lateral Hardening | 335966.28 | 0 | 0 | 0 | 0 | 0 | 0 | 0 | 0 | 0 | 0 |  | 0
Lateral Hardening-Fuse-91783277 | Lateral Hardening | 79590.83 | 0 | 0 | 0 | 0 | 0 | 0 | 0 | 0 | 0 | 0 |  | 0
Lateral Hardening-Fuse-91783945 | Lateral Hardening | 67832.31 | 0 | 0 | 0 | 0 | 0 | 0 | 0 | 0 | 0 | 0 |  | 0
Lateral Hardening-Fuse-91785740 | Lateral Hardening | 328743.83 | 0 | 0 | 0 | 0 | 2021 | 0 | 0 | 0 | 0 | 0 |  | 2021
Lateral Hardening-Fuse-91785876 | Lateral Hardening | 58886.25 | 0 | 0 | 0 | 0 | 0 | 0 | 0 | 0 | 0 | 0 |  | 0
Lateral Hardening-Fuse-91785986 | Lateral Hardening | 135806.23 | 0 | 0 | 0 | 0 | 0 | 0 | 0 | 0 | 0 | 0 |  | 0
Lateral Hardening-Fuse-91786049 | Lateral Hardening | 77407.78 | 0 | 0 | 0 | 0 | 0 | 0 | 0 | 0 | 0 | 0 |  | 0
Lateral Hardening-Fuse-91786348 | Lateral Hardening | 105972.5 | 0 | 0 | 0 | 0 | 0 | 0 | 0 | 0 | 0 | 0 |  | 0
Lateral Hardening-Fuse-91786385 | Lateral Hardening | 50000 | 0 | 0 | 0 | 0 | 0 | 0 | 0 | 0 | 0 | 0 |  | 0
Lateral Hardening-Fuse-91786481 | Lateral Hardening | 477323.79 | 0 | 0 | 0 | 0 | 0 | 0 | 0 | 0 | 0 | 0 |  | 0
Lateral Hardening-Fuse-91788413 | Lateral Hardening | 106585.62 | 0 | 0 | 0 | 0 | 0 | 0 | 0 | 0 | 0 | 0 |  | 0
Lateral Hardening-Fuse-91788609 | Lateral Hardening | 128329.78 | 0 | 0 | 0 | 0 | 0 | 0 | 0 | 0 | 0 | 0 |  | 0
Lateral Hardening-Fuse-91790397 | Lateral Hardening | 200537.76 | 0 | 0 | 0 | 0 | 0 | 0 | 0 | 0 | 0 | 0 |  | 0
Lateral Hardening-Fuse-91790534 | Lateral Hardening | 73225.88 | 0 | 0 | 0 | 0 | 0 | 0 | 0 | 0 | 0 | 0 |  | 0
Lateral Hardening-Fuse-91790665 | Lateral Hardening | 63940.77 | 0 | 0 | 0 | 0 | 0 | 0 | 0 | 0 | 0 | 0 |  | 0
Lateral Hardening-Fuse-91790911 | Lateral Hardening | 50000 | 0 | 0 | 0 | 0 | 0 | 0 | 0 | 0 | 0 | 0 |  | 0
Lateral Hardening-Fuse-91791222 | Lateral Hardening | 74492.23 | 0 | 0 | 0 | 0 | 0 | 0 | 0 | 0 | 0 | 0 |  | 0
Lateral Hardening-Fuse-91791929 | Lateral Hardening | 160028.21 | 0 | 0 | 0 | 0 | 0 | 0 | 0 | 0 | 0 | 0 |  | 0
Lateral Hardening-Fuse-91792136 | Lateral Hardening | 118857.93 | 0 | 0 | 0 | 0 | 2028 | 0 | 0 | 0 | 0 | 0 |  | 2029 | 2029
Lateral Hardening-Fuse-91792802 | Lateral Hardening | 93547.16 | 0 | 0 | 0 | 0 | 0 | 0 | 0 | 0 | 0 | 0 |  | 0
Lateral Hardening-Fuse-91793010 | Lateral Hardening | 214099.9 | 0 | 0 | 0 | 0 | 0 | 0 | 0 | 0 | 0 | 0 |  | 2025 | 2025
Lateral Hardening-Fuse-91793185 | Lateral Hardening | 102823.76 | 0 | 0 | 0 | 0 | 0 | 0 | 0 | 0 | 0 | 0 |  | 0
Lateral Hardening-Fuse-91793474 | Lateral Hardening | 58109.25 | 0 | 0 | 0 | 0 | 2027 | 0 | 0 | 0 | 0 | 0 |  | 0 | 0
Lateral Hardening-Fuse-91793595 | Lateral Hardening | 64118.91 | 0 | 0 | 0 | 0 | 0 | 0 | 0 | 0 | 0 | 0 |  | 0
Lateral Hardening-Fuse-91793984 | Lateral Hardening | 50000 | 0 | 0 | 0 | 0 | 0 | 0 | 0 | 0 | 0 | 0 |  | 0
Lateral Hardening-Fuse-91794367 | Lateral Hardening | 62952.91 | 0 | 0 | 0 | 0 | 0 | 0 | 0 | 0 | 0 | 0 |  | 0
Lateral Hardening-Fuse-91794642 | Lateral Hardening | 64880.17 | 0 | 0 | 0 | 0 | 0 | 0 | 0 | 0 | 0 | 0 |  | 0
Lateral Hardening-Fuse-91795934 | Lateral Hardening | 675843.09 | 0 | 0 | 0 | 0 | 2022 | 0 | 0 | 0 | 0 | 0 |  | 2022
Lateral Hardening-Fuse-91796192 | Lateral Hardening | 95342.83 | 0 | 0 | 0 | 0 | 0 | 0 | 0 | 0 | 0 | 0 |  | 0
Lateral Hardening-Fuse-91796302 | Lateral Hardening | 260997.13 | 0 | 0 | 0 | 0 | 0 | 0 | 0 | 0 | 0 | 0 |  | 0
Lateral Hardening-Fuse-91796402 | Lateral Hardening | 58576.45 | 0 | 0 | 0 | 0 | 0 | 0 | 0 | 0 | 0 | 0 |  | 0
Lateral Hardening-Fuse-91796768 | Lateral Hardening | 50000 | 0 | 0 | 0 | 0 | 0 | 0 | 0 | 0 | 0 | 0 |  | 0
Lateral Hardening-Fuse-91796988 | Lateral Hardening | 111119.48 | 0 | 0 | 0 | 0 | 0 | 0 | 0 | 0 | 0 | 0 |  | 0
Lateral Hardening-Fuse-91797031 | Lateral Hardening | 102178.42 | 0 | 0 | 0 | 0 | 0 | 0 | 0 | 0 | 0 | 0 |  | 0
Lateral Hardening-Fuse-91797323 | Lateral Hardening | 76377.03 | 0 | 0 | 0 | 0 | 0 | 0 | 0 | 0 | 0 | 0 |  | 0
Lateral Hardening-Fuse-91797362 | Lateral Hardening | 587743.25 | 0 | 0 | 0 | 0 | 0 | 0 | 0 | 0 | 0 | 0 |  | 0
Lateral Hardening-Fuse-91798287 | Lateral Hardening | 186091.46 | 0 | 0 | 0 | 0 | 0 | 0 | 0 | 0 | 0 | 0 |  | 0
Lateral Hardening-Fuse-91799210 | Lateral Hardening | 54247.95 | 0 | 0 | 0 | 0 | 0 | 0 | 0 | 0 | 0 | 0 |  | 0
Lateral Hardening-Fuse-91799883 | Lateral Hardening | 53465.95 | 0 | 0 | 0 | 0 | 0 | 0 | 0 | 0 | 0 | 0 |  | 0
Lateral Hardening-Fuse-91801492 | Lateral Hardening | 50000 | 0 | 0 | 0 | 0 | 0 | 0 | 0 | 0 | 0 | 0 |  | 0
Lateral Hardening-Fuse-91801810 | Lateral Hardening | 57715.75 | 0 | 0 | 0 | 0 | 0 | 0 | 0 | 0 | 0 | 0 |  | 0
Lateral Hardening-Fuse-91801888 | Lateral Hardening | 213116.83 | 0 | 0 | 0 | 0 | 0 | 0 | 0 | 0 | 0 | 0 |  | 0
Lateral Hardening-Fuse-91801933 | Lateral Hardening | 74197.73 | 0 | 0 | 0 | 0 | 0 | 0 | 0 | 0 | 0 | 0 |  | 0
Lateral Hardening-Fuse-91801956 | Lateral Hardening | 50000 | 0 | 0 | 0 | 0 | 0 | 0 | 0 | 0 | 0 | 0 |  | 0
Lateral Hardening-Fuse-91802420 | Lateral Hardening | 52442.85 | 0 | 0 | 0 | 0 | 0 | 0 | 0 | 0 | 0 | 0 |  | 0
Lateral Hardening-Fuse-91803979 | Lateral Hardening | 51881.21 | 0 | 0 | 0 | 0 | 0 | 0 | 0 | 0 | 0 | 0 |  | 0
Lateral Hardening-Fuse-91804175 | Lateral Hardening | 797697.97 | 0 | 0 | 0 | 0 | 0 | 0 | 0 | 0 | 0 | 0 |  | 0
Lateral Hardening-Fuse-91804772 | Lateral Hardening | 257044.9 | 0 | 0 | 0 | 0 | 0 | 0 | 0 | 0 | 0 | 0 |  | 0
Lateral Hardening-Fuse-91804834 | Lateral Hardening | 50000 | 0 | 0 | 0 | 0 | 0 | 0 | 0 | 0 | 0 | 0 |  | 0
Lateral Hardening-Fuse-91804851 | Lateral Hardening | 163972.31 | 0 | 0 | 0 | 0 | 2022 | 0 | 0 | 0 | 0 | 0 |  | 2023 | 2023
Lateral Hardening-Fuse-91804870 | Lateral Hardening | 50000 | 0 | 0 | 0 | 0 | 0 | 0 | 0 | 0 | 0 | 0 |  | 0
Lateral Hardening-Fuse-91804875 | Lateral Hardening | 886523.9 | 0 | 0 | 0 | 0 | 2022 | 0 | 0 | 0 | 0 | 0 |  | 2023 | 2023
Lateral Hardening-Fuse-91804936 | Lateral Hardening | 75581.88 | 0 | 0 | 0 | 0 | 0 | 0 | 0 | 0 | 0 | 0 |  | 0
Lateral Hardening-Fuse-91804955 | Lateral Hardening | 50000 | 0 | 0 | 0 | 0 | 0 | 0 | 0 | 0 | 0 | 0 |  | 0
Lateral Hardening-Fuse-91805071 | Lateral Hardening | 82856.6 | 0 | 0 | 0 | 0 | 0 | 0 | 0 | 0 | 0 | 0 |  | 0
Lateral Hardening-Fuse-91805140 | Lateral Hardening | 75464.08 | 0 | 0 | 0 | 0 | 0 | 0 | 0 | 0 | 0 | 0 |  | 0
Lateral Hardening-Fuse-91805147 | Lateral Hardening | 150957.61 | 0 | 0 | 0 | 0 | 0 | 0 | 0 | 0 | 0 | 0 |  | 0
Lateral Hardening-Fuse-91805289 | Lateral Hardening | 513385.55 | 0 | 0 | 0 | 0 | 0 | 0 | 0 | 0 | 0 | 0 |  | 0
Lateral Hardening-Fuse-91805398 | Lateral Hardening | 50000 | 0 | 0 | 0 | 0 | 0 | 0 | 0 | 0 | 0 | 0 |  | 0
Lateral Hardening-Fuse-91805588 | Lateral Hardening | 263861.74 | 0 | 0 | 0 | 0 | 2029 | 0 | 0 | 0 | 0 | 0 |  | 2029
Lateral Hardening-Fuse-91805700 | Lateral Hardening | 199289.35 | 0 | 0 | 0 | 0 | 0 | 0 | 0 | 0 | 0 | 0 |  | 0
Lateral Hardening-Fuse-91805704 | Lateral Hardening | 250894.64 | 0 | 0 | 0 | 0 | 2022 | 0 | 0 | 0 | 0 | 0 |  | 2023 | 2023
Lateral Hardening-Fuse-91805708 | Lateral Hardening | 208665.39 | 0 | 0 | 0 | 0 | 0 | 0 | 0 | 0 | 0 | 0 |  | 0
Lateral Hardening-Fuse-91805711 | Lateral Hardening | 50000 | 0 | 0 | 0 | 0 | 0 | 0 | 0 | 0 | 0 | 0 |  | 0
Lateral Hardening-Fuse-91805712 | Lateral Hardening | 164018.79 | 0 | 0 | 0 | 0 | 0 | 0 | 0 | 0 | 0 | 0 |  | 0
Lateral Hardening-Fuse-91805751 | Lateral Hardening | 213688.47 | 0 | 0 | 0 | 0 | 0 | 0 | 0 | 0 | 0 | 0 |  | 0
Lateral Hardening-Fuse-91805770 | Lateral Hardening | 685067.41 | 0 | 0 | 0 | 0 | 0 | 0 | 0 | 0 | 0 | 0 |  | 0
Lateral Hardening-Fuse-91806526 | Lateral Hardening | 242324.69 | 0 | 0 | 0 | 0 | 2028 | 0 | 0 | 0 | 0 | 0 |  | 2028
Lateral Hardening-Fuse-91807285 | Lateral Hardening | 157738.53 | 0 | 0 | 0 | 0 | 0 | 0 | 0 | 0 | 0 | 0 |  | 2029 | 2029
Lateral Hardening-Fuse-91810177 | Lateral Hardening | 767252.15 | 0 | 0 | 0 | 0 | 0 | 0 | 0 | 0 | 0 | 0 |  | 0
Lateral Hardening-Fuse-91810320 | Lateral Hardening | 50000 | 0 | 0 | 0 | 0 | 0 | 0 | 0 | 0 | 0 | 0 |  | 0
Lateral Hardening-Fuse-91810397 | Lateral Hardening | 148467.72 | 0 | 0 | 0 | 0 | 0 | 0 | 0 | 0 | 0 | 0 |  | 0
Lateral Hardening-Fuse-91810515 | Lateral Hardening | 53402.99 | 0 | 0 | 0 | 0 | 0 | 0 | 0 | 0 | 0 | 0 |  | 0
Lateral Hardening-Fuse-91811196 | Lateral Hardening | 180588.01 | 0 | 0 | 0 | 0 | 2025 | 0 | 0 | 0 | 0 | 0 |  | 2025
Lateral Hardening-Fuse-91811356 | Lateral Hardening | 50192.03 | 0 | 0 | 0 | 0 | 0 | 0 | 0 | 0 | 0 | 0 |  | 0
Lateral Hardening-Fuse-91812632 | Lateral Hardening | 442505.61 | 0 | 0 | 0 | 0 | 2029 | 0 | 0 | 0 | 0 | 0 |  | 2029
Lateral Hardening-Fuse-91812647 | Lateral Hardening | 166537.8 | 0 | 0 | 0 | 0 | 0 | 0 | 0 | 0 | 0 | 0 |  | 0
Lateral Hardening-Fuse-91813200 | Lateral Hardening | 149212.5 | 0 | 0 | 0 | 0 | 0 | 0 | 0 | 0 | 0 | 0 |  | 0
Lateral Hardening-Fuse-91814127 | Lateral Hardening | 188370.79 | 0 | 0 | 0 | 0 | 0 | 0 | 0 | 0 | 0 | 0 |  | 2021 | 2021
Lateral Hardening-Fuse-91814195 | Lateral Hardening | 307060.39 | 0 | 0 | 0 | 0 | 0 | 0 | 0 | 0 | 0 | 0 |  | 0
Lateral Hardening-Fuse-91815577 | Lateral Hardening | 291578.1 | 0 | 0 | 0 | 0 | 0 | 0 | 0 | 0 | 0 | 0 |  | 0
Lateral Hardening-Fuse-91816077 | Lateral Hardening | 184172.47 | 0 | 0 | 0 | 0 | 0 | 0 | 0 | 0 | 0 | 0 |  | 0
Lateral Hardening-Fuse-91816435 | Lateral Hardening | 50000 | 0 | 0 | 0 | 0 | 0 | 0 | 0 | 0 | 0 | 0 |  | 0
Lateral Hardening-Fuse-91816675 | Lateral Hardening | 170258.31 | 0 | 0 | 0 | 0 | 0 | 0 | 0 | 0 | 0 | 0 |  | 0
Lateral Hardening-Fuse-91817791 | Lateral Hardening | 197384.86 | 0 | 0 | 0 | 0 | 0 | 0 | 0 | 0 | 0 | 0 |  | 0
Lateral Hardening-Fuse-91818921 | Lateral Hardening | 78409.08 | 0 | 0 | 0 | 0 | 0 | 0 | 0 | 0 | 0 | 0 |  | 0
Lateral Hardening-Fuse-91819032 | Lateral Hardening | 283345.83 | 0 | 0 | 0 | 0 | 2027 | 0 | 0 | 0 | 0 | 0 |  | 2025 | 2025
Lateral Hardening-Fuse-91820244 | Lateral Hardening | 50000 | 0 | 0 | 0 | 0 | 0 | 0 | 0 | 0 | 0 | 0 |  | 0
Lateral Hardening-Fuse-91820288 | Lateral Hardening | 50000 | 0 | 0 | 0 | 0 | 0 | 0 | 0 | 0 | 0 | 0 |  | 0
Lateral Hardening-Fuse-91821142 | Lateral Hardening | 61100.59 | 0 | 0 | 0 | 0 | 2026 | 0 | 0 | 0 | 0 | 0 |  | 2026
Lateral Hardening-Fuse-91821941 | Lateral Hardening | 625100.51 | 0 | 0 | 0 | 0 | 0 | 0 | 0 | 0 | 0 | 0 |  | 0
Lateral Hardening-Fuse-91821942 | Lateral Hardening | 664284.22 | 0 | 0 | 0 | 0 | 0 | 0 | 0 | 0 | 0 | 0 |  | 0
Lateral Hardening-Fuse-91825136 | Lateral Hardening | 214310.26 | 0 | 0 | 0 | 0 | 0 | 0 | 0 | 0 | 0 | 0 |  | 0
Lateral Hardening-Fuse-91825333 | Lateral Hardening | 50000 | 0 | 0 | 0 | 0 | 0 | 0 | 0 | 0 | 0 | 0 |  | 0
Lateral Hardening-Fuse-91826476 | Lateral Hardening | 54573.49 | 0 | 0 | 0 | 0 | 0 | 0 | 0 | 0 | 0 | 0 |  | 0
Lateral Hardening-Fuse-91827162 | Lateral Hardening | 253889.37 | 0 | 0 | 0 | 0 | 2021 | 0 | 0 | 0 | 0 | 0 |  | 2021
Lateral Hardening-Fuse-91827956 | Lateral Hardening | 60250.63 | 0 | 0 | 0 | 0 | 2023 | 0 | 0 | 0 | 0 | 0 |  | 2023
Lateral Hardening-Fuse-91833317 | Lateral Hardening | 50000 | 0 | 0 | 0 | 0 | 0 | 0 | 0 | 0 | 0 | 0 |  | 0
Lateral Hardening-Fuse-91835528 | Lateral Hardening | 50000 | 0 | 0 | 0 | 0 | 0 | 0 | 0 | 0 | 0 | 0 |  | 2024 | 2024
Lateral Hardening-Fuse-91836291 | Lateral Hardening | 191764.84 | 0 | 0 | 0 | 0 | 0 | 0 | 0 | 0 | 0 | 0 |  | 0
Lateral Hardening-Fuse-91836292 | Lateral Hardening | 302696.23 | 0 | 0 | 0 | 0 | 0 | 0 | 0 | 0 | 0 | 0 |  | 0
Lateral Hardening-Fuse-91836431 | Lateral Hardening | 106223.6 | 0 | 0 | 0 | 0 | 0 | 0 | 0 | 0 | 0 | 0 |  | 0
Lateral Hardening-Fuse-91836437 | Lateral Hardening | 58581.45 | 0 | 0 | 0 | 0 | 0 | 0 | 0 | 0 | 0 | 0 |  | 0
Lateral Hardening-Fuse-91836582 | Lateral Hardening | 244567.84 | 0 | 0 | 0 | 0 | 0 | 0 | 0 | 0 | 0 | 0 |  | 0
Lateral Hardening-Fuse-91836851 | Lateral Hardening | 55811.21 | 0 | 0 | 0 | 0 | 2026 | 0 | 0 | 0 | 0 | 0 |  | 2026
Lateral Hardening-Fuse-91836998 | Lateral Hardening | 50149.81 | 0 | 0 | 0 | 0 | 0 | 0 | 0 | 0 | 0 | 0 |  | 0
Lateral Hardening-Fuse-91837000 | Lateral Hardening | 50000 | 0 | 0 | 0 | 0 | 0 | 0 | 0 | 0 | 0 | 0 |  | 0
Lateral Hardening-Fuse-91837262 | Lateral Hardening | 135047.62 | 0 | 0 | 0 | 0 | 0 | 0 | 0 | 0 | 0 | 0 |  | 0
Lateral Hardening-Fuse-91837409 | Lateral Hardening | 90851.54 | 0 | 0 | 0 | 0 | 2022 | 0 | 0 | 0 | 0 | 0 |  | 2023 | 2023
Lateral Hardening-Fuse-91837742 | Lateral Hardening | 50000 | 0 | 0 | 0 | 0 | 0 | 0 | 0 | 0 | 0 | 0 |  | 0
Lateral Hardening-Fuse-91837897 | Lateral Hardening | 50000 | 0 | 0 | 0 | 0 | 0 | 0 | 0 | 0 | 0 | 0 |  | 0
Lateral Hardening-Fuse-91838277 | Lateral Hardening | 78320.73 | 0 | 0 | 0 | 0 | 0 | 0 | 0 | 0 | 0 | 0 |  | 0
Lateral Hardening-Fuse-91839866 | Lateral Hardening | 71064.75 | 0 | 0 | 0 | 0 | 0 | 0 | 0 | 0 | 0 | 0 |  | 0
Lateral Hardening-Fuse-91840145 | Lateral Hardening | 50000 | 0 | 0 | 0 | 0 | 0 | 0 | 0 | 0 | 0 | 0 |  | 0
Lateral Hardening-Fuse-91840610 | Lateral Hardening | 50000 | 0 | 0 | 0 | 0 | 0 | 0 | 0 | 0 | 0 | 0 |  | 0
Lateral Hardening-Fuse-91841532 | Lateral Hardening | 81943.08 | 0 | 0 | 0 | 0 | 0 | 0 | 0 | 0 | 0 | 0 |  | 0
Lateral Hardening-Fuse-91843635 | Lateral Hardening | 61105.59 | 0 | 0 | 0 | 0 | 0 | 0 | 0 | 0 | 0 | 0 |  | 0
Lateral Hardening-Fuse-91843819 | Lateral Hardening | 420850.35 | 0 | 0 | 0 | 0 | 2026 | 0 | 0 | 0 | 0 | 0 |  | 2024 | 2024
Lateral Hardening-Fuse-91845007 | Lateral Hardening | 351103.85 | 0 | 0 | 0 | 0 | 0 | 0 | 0 | 0 | 0 | 0 |  | 0
Lateral Hardening-Fuse-91845370 | Lateral Hardening | 127992.76 | 0 | 0 | 0 | 0 | 2025 | 0 | 0 | 0 | 0 | 0 |  | 2023 | 2023
Lateral Hardening-Fuse-91845593 | Lateral Hardening | 286031.83 | 0 | 0 | 0 | 0 | 0 | 0 | 0 | 0 | 0 | 0 |  | 0
Lateral Hardening-Fuse-91845621 | Lateral Hardening | 134344.94 | 0 | 0 | 0 | 0 | 0 | 0 | 0 | 0 | 0 | 0 |  | 0
Lateral Hardening-Fuse-91847345 | Lateral Hardening | 55543.63 | 0 | 0 | 0 | 0 | 2021 | 0 | 0 | 0 | 0 | 0 |  | 2021
Lateral Hardening-Fuse-91852773 | Lateral Hardening | 156907.08 | 0 | 0 | 0 | 0 | 0 | 0 | 0 | 0 | 0 | 0 |  | 0
Lateral Hardening-Fuse-91852786 | Lateral Hardening | 54904.03 | 0 | 0 | 0 | 0 | 0 | 0 | 0 | 0 | 0 | 0 |  | 0
Lateral Hardening-Fuse-91852787 | Lateral Hardening | 163766.95 | 0 | 0 | 0 | 0 | 0 | 0 | 0 | 0 | 0 | 0 |  | 0
Lateral Hardening-Fuse-91852788 | Lateral Hardening | 124746.06 | 0 | 0 | 0 | 0 | 0 | 0 | 0 | 0 | 0 | 0 |  | 0
Lateral Hardening-Fuse-91852789 | Lateral Hardening | 148934.18 | 0 | 0 | 0 | 0 | 0 | 0 | 0 | 0 | 0 | 0 |  | 0
Lateral Hardening-Fuse-91852790 | Lateral Hardening | 50000 | 0 | 0 | 0 | 0 | 0 | 0 | 0 | 0 | 0 | 0 |  | 0
Lateral Hardening-Fuse-91852791 | Lateral Hardening | 172004.71 | 0 | 0 | 0 | 0 | 0 | 0 | 0 | 0 | 0 | 0 |  | 0
Lateral Hardening-Fuse-91852794 | Lateral Hardening | 104419.24 | 0 | 0 | 0 | 0 | 0 | 0 | 0 | 0 | 0 | 0 |  | 0
Lateral Hardening-Fuse-91852798 | Lateral Hardening | 101704.6 | 0 | 0 | 0 | 0 | 0 | 0 | 0 | 0 | 0 | 0 |  | 0
Lateral Hardening-Fuse-91852805 | Lateral Hardening | 81354.65 | 0 | 0 | 0 | 0 | 0 | 0 | 0 | 0 | 0 | 0 |  | 0
Lateral Hardening-Fuse-91852823 | Lateral Hardening | 156759.83 | 0 | 0 | 0 | 0 | 0 | 0 | 0 | 0 | 0 | 0 |  | 0
Lateral Hardening-Fuse-91852827 | Lateral Hardening | 307287.31 | 0 | 0 | 0 | 0 | 2025 | 0 | 0 | 0 | 0 | 0 |  | 2025
Lateral Hardening-Fuse-91852831 | Lateral Hardening | 87539.15 | 0 | 0 | 0 | 0 | 0 | 0 | 0 | 0 | 0 | 0 |  | 0
Lateral Hardening-Fuse-91852833 | Lateral Hardening | 81001.25 | 0 | 0 | 0 | 0 | 0 | 0 | 0 | 0 | 0 | 0 |  | 0
Lateral Hardening-Fuse-91852921 | Lateral Hardening | 134300.24 | 0 | 0 | 0 | 0 | 0 | 0 | 0 | 0 | 0 | 0 |  | 0
Lateral Hardening-Fuse-91852948 | Lateral Hardening | 552292.79 | 0 | 0 | 0 | 0 | 0 | 0 | 0 | 0 | 0 | 0 |  | 0
Lateral Hardening-Fuse-91853241 | Lateral Hardening | 151752.76 | 0 | 0 | 0 | 0 | 0 | 0 | 0 | 0 | 0 | 0 |  | 0
Lateral Hardening-Fuse-91853422 | Lateral Hardening | 83563.4 | 0 | 0 | 0 | 0 | 0 | 0 | 0 | 0 | 0 | 0 |  | 0
Lateral Hardening-Fuse-91853687 | Lateral Hardening | 56231.19 | 0 | 0 | 0 | 0 | 0 | 0 | 0 | 0 | 0 | 0 |  | 0
Lateral Hardening-Fuse-91854745 | Lateral Hardening | 160382.75 | 0 | 0 | 0 | 0 | 0 | 0 | 0 | 0 | 0 | 0 |  | 0
Lateral Hardening-Fuse-91855492 | Lateral Hardening | 236964.79 | 0 | 0 | 0 | 0 | 0 | 0 | 0 | 0 | 0 | 0 |  | 0
Lateral Hardening-Fuse-91855497 | Lateral Hardening | 616976.56 | 0 | 0 | 0 | 0 | 0 | 0 | 0 | 0 | 0 | 0 |  | 0
Lateral Hardening-Fuse-91856580 | Lateral Hardening | 112504.6 | 0 | 0 | 0 | 0 | 0 | 0 | 0 | 0 | 0 | 0 |  | 0
Lateral Hardening-Fuse-91856800 | Lateral Hardening | 50000 | 0 | 0 | 0 | 0 | 0 | 0 | 0 | 0 | 0 | 0 |  | 0
Lateral Hardening-Fuse-91856801 | Lateral Hardening | 50000 | 0 | 0 | 0 | 0 | 0 | 0 | 0 | 0 | 0 | 0 |  | 0
Lateral Hardening-Fuse-91859578 | Lateral Hardening | 79734.33 | 0 | 0 | 0 | 0 | 0 | 0 | 0 | 0 | 0 | 0 |  | 0
Lateral Hardening-Fuse-91860652 | Lateral Hardening | 94229.72 | 0 | 0 | 0 | 0 | 0 | 0 | 0 | 0 | 0 | 0 |  | 0
Lateral Hardening-Fuse-91861514 | Lateral Hardening | 50000 | 0 | 0 | 0 | 0 | 0 | 0 | 0 | 0 | 0 | 0 |  | 0
Lateral Hardening-Fuse-91861517 | Lateral Hardening | 78939.75 | 0 | 0 | 0 | 0 | 0 | 0 | 0 | 0 | 0 | 0 |  | 0
Lateral Hardening-Fuse-91863298 | Lateral Hardening | 113363.67 | 0 | 0 | 0 | 0 | 2021 | 0 | 0 | 0 | 0 | 0 |  | 0 | 0
Lateral Hardening-Fuse-91863328 | Lateral Hardening | 274850.99 | 0 | 0 | 0 | 0 | 0 | 0 | 0 | 0 | 0 | 0 |  | 2022 | 2022
Lateral Hardening-Fuse-91863410 | Lateral Hardening | 218435.62 | 0 | 0 | 0 | 0 | 0 | 0 | 0 | 0 | 0 | 0 |  | 0
Lateral Hardening-Fuse-91863418 | Lateral Hardening | 150377.26 | 0 | 0 | 0 | 0 | 0 | 0 | 0 | 0 | 0 | 0 |  | 0
Lateral Hardening-Fuse-91863430 | Lateral Hardening | 130591.34 | 0 | 0 | 0 | 0 | 0 | 0 | 0 | 0 | 0 | 0 |  | 0
Lateral Hardening-Fuse-91863459 | Lateral Hardening | 59542.33 | 0 | 0 | 0 | 0 | 0 | 0 | 0 | 0 | 0 | 0 |  | 0
Lateral Hardening-Fuse-91863472 | Lateral Hardening | 83646.93 | 0 | 0 | 0 | 0 | 0 | 0 | 0 | 0 | 0 | 0 |  | 0
Lateral Hardening-Fuse-91863504 | Lateral Hardening | 83945.81 | 0 | 0 | 0 | 0 | 0 | 0 | 0 | 0 | 0 | 0 |  | 0
Lateral Hardening-Fuse-91863539 | Lateral Hardening | 265610.62 | 0 | 0 | 0 | 0 | 2023 | 0 | 0 | 0 | 0 | 0 |  | 2022 | 2022
Lateral Hardening-Fuse-91863559 | Lateral Hardening | 213078.02 | 0 | 0 | 0 | 0 | 2023 | 0 | 0 | 0 | 0 | 0 |  | 2022 | 2022
Lateral Hardening-Fuse-91863750 | Lateral Hardening | 50000 | 0 | 0 | 0 | 0 | 0 | 0 | 0 | 0 | 0 | 0 |  | 0
Lateral Hardening-Fuse-91863763 | Lateral Hardening | 50000 | 0 | 0 | 0 | 0 | 0 | 0 | 0 | 0 | 0 | 0 |  | 0
Lateral Hardening-Fuse-91864457 | Lateral Hardening | 181507.46 | 0 | 0 | 0 | 0 | 0 | 0 | 0 | 0 | 0 | 0 |  | 0
Lateral Hardening-Fuse-91865081 | Lateral Hardening | 55082.17 | 0 | 0 | 0 | 0 | 0 | 0 | 0 | 0 | 0 | 0 |  | 0
Lateral Hardening-Fuse-91865117 | Lateral Hardening | 84977 | 0 | 0 | 0 | 0 | 0 | 0 | 0 | 0 | 0 | 0 |  | 0
Lateral Hardening-Fuse-91865404 | Lateral Hardening | 58009.81 | 0 | 0 | 0 | 0 | 0 | 0 | 0 | 0 | 0 | 0 |  | 0
Lateral Hardening-Fuse-91866694 | Lateral Hardening | 107662.47 | 0 | 0 | 0 | 0 | 0 | 0 | 0 | 0 | 0 | 0 |  | 0
Lateral Hardening-Fuse-91867056 | Lateral Hardening | 94827.84 | 0 | 0 | 0 | 0 | 0 | 0 | 0 | 0 | 0 | 0 |  | 0
Lateral Hardening-Fuse-91867113 | Lateral Hardening | 323158.92 | 0 | 0 | 0 | 0 | 0 | 0 | 0 | 0 | 0 | 0 |  | 0
Lateral Hardening-Fuse-91867495 | Lateral Hardening | 134589.35 | 0 | 0 | 0 | 0 | 0 | 0 | 0 | 0 | 0 | 0 |  | 0
Lateral Hardening-Fuse-91868096 | Lateral Hardening | 50617.01 | 0 | 0 | 0 | 0 | 0 | 0 | 0 | 0 | 0 | 0 |  | 0
Lateral Hardening-Fuse-91868130 | Lateral Hardening | 89747.33 | 0 | 0 | 0 | 0 | 2028 | 0 | 0 | 0 | 0 | 0 |  | 0 | 0
Lateral Hardening-Fuse-91868616 | Lateral Hardening | 377857.18 | 0 | 0 | 0 | 0 | 0 | 0 | 0 | 0 | 0 | 0 |  | 0
Lateral Hardening-Fuse-91868734 | Lateral Hardening | 402530.69 | 0 | 0 | 0 | 0 | 0 | 0 | 0 | 0 | 0 | 0 |  | 0
Lateral Hardening-Fuse-91869362 | Lateral Hardening | 106644.32 | 0 | 0 | 0 | 0 | 0 | 0 | 0 | 0 | 0 | 0 |  | 0
Lateral Hardening-Fuse-91870000 | Lateral Hardening | 96079.65 | 0 | 0 | 0 | 0 | 0 | 0 | 0 | 0 | 0 | 0 |  | 0
Lateral Hardening-Fuse-91870029 | Lateral Hardening | 78153.49 | 0 | 0 | 0 | 0 | 0 | 0 | 0 | 0 | 0 | 0 |  | 0
Lateral Hardening-Fuse-91870061 | Lateral Hardening | 71391.53 | 0 | 0 | 0 | 0 | 0 | 0 | 0 | 0 | 0 | 0 |  | 0
Lateral Hardening-Fuse-91870201 | Lateral Hardening | 50000 | 0 | 0 | 0 | 0 | 0 | 0 | 0 | 0 | 0 | 0 |  | 0
Lateral Hardening-Fuse-91870409 | Lateral Hardening | 209620.53 | 0 | 0 | 0 | 0 | 0 | 0 | 0 | 0 | 0 | 0 |  | 0
Lateral Hardening-Fuse-91870427 | Lateral Hardening | 149228.24 | 0 | 0 | 0 | 0 | 0 | 0 | 0 | 0 | 0 | 0 |  | 0
Lateral Hardening-Fuse-91870802 | Lateral Hardening | 297325.91 | 0 | 0 | 0 | 0 | 0 | 0 | 0 | 0 | 0 | 0 |  | 0
Lateral Hardening-Fuse-91871353 | Lateral Hardening | 74527.55 | 0 | 0 | 0 | 0 | 0 | 0 | 0 | 0 | 0 | 0 |  | 0
Lateral Hardening-Fuse-91871354 | Lateral Hardening | 67953.23 | 0 | 0 | 0 | 0 | 0 | 0 | 0 | 0 | 0 | 0 |  | 0
Lateral Hardening-Fuse-91871394 | Lateral Hardening | 98658.4 | 0 | 0 | 0 | 0 | 0 | 0 | 0 | 0 | 0 | 0 |  | 0
Lateral Hardening-Fuse-91871611 | Lateral Hardening | 50000 | 0 | 0 | 0 | 0 | 0 | 0 | 0 | 0 | 0 | 0 |  | 0
Lateral Hardening-Fuse-91871977 | Lateral Hardening | 230713.56 | 0 | 0 | 0 | 0 | 0 | 0 | 0 | 0 | 0 | 0 |  | 0
Lateral Hardening-Fuse-91872181 | Lateral Hardening | 502726.15 | 0 | 0 | 0 | 0 | 0 | 0 | 0 | 0 | 0 | 0 |  | 0
Lateral Hardening-Fuse-91872229 | Lateral Hardening | 117021.24 | 0 | 0 | 0 | 0 | 0 | 0 | 0 | 0 | 0 | 0 |  | 0
Lateral Hardening-Fuse-91872524 | Lateral Hardening | 154238.51 | 0 | 0 | 0 | 0 | 0 | 0 | 0 | 0 | 0 | 0 |  | 0
Lateral Hardening-Fuse-91872690 | Lateral Hardening | 251564.85 | 0 | 0 | 0 | 0 | 0 | 0 | 0 | 0 | 0 | 0 |  | 0
Lateral Hardening-Fuse-91873115 | Lateral Hardening | 54158.51 | 0 | 0 | 0 | 0 | 0 | 0 | 0 | 0 | 0 | 0 |  | 0
Lateral Hardening-Fuse-91873275 | Lateral Hardening | 589327.86 | 0 | 0 | 0 | 0 | 2021 | 0 | 0 | 0 | 0 | 0 |  | 2021
Lateral Hardening-Fuse-91873276 | Lateral Hardening | 283723.79 | 0 | 0 | 0 | 0 | 0 | 0 | 0 | 0 | 0 | 0 |  | 0
Lateral Hardening-Fuse-91873463 | Lateral Hardening | 56582.47 | 0 | 0 | 0 | 0 | 0 | 0 | 0 | 0 | 0 | 0 |  | 0
Lateral Hardening-Fuse-91873561 | Lateral Hardening | 105038.1 | 0 | 0 | 0 | 0 | 0 | 0 | 0 | 0 | 0 | 0 |  | 0
Lateral Hardening-Fuse-91873642 | Lateral Hardening | 240986.04 | 0 | 0 | 0 | 0 | 0 | 0 | 0 | 0 | 0 | 0 |  | 0
Lateral Hardening-Fuse-91874075 | Lateral Hardening | 50000 | 0 | 0 | 0 | 0 | 0 | 0 | 0 | 0 | 0 | 0 |  | 0
Lateral Hardening-Fuse-91874628 | Lateral Hardening | 50000 | 0 | 0 | 0 | 0 | 0 | 0 | 0 | 0 | 0 | 0 |  | 0
Lateral Hardening-Fuse-91891911 | Lateral Hardening | 125756.94 | 0 | 0 | 0 | 0 | 0 | 0 | 0 | 0 | 0 | 0 |  | 0
Lateral Hardening-Fuse-91892077 | Lateral Hardening | 50286.47 | 0 | 0 | 0 | 0 | 0 | 0 | 0 | 0 | 0 | 0 |  | 0
Lateral Hardening-Fuse-91892536 | Lateral Hardening | 132500.14 | 0 | 0 | 0 | 0 | 0 | 0 | 0 | 0 | 0 | 0 |  | 0
Lateral Hardening-Fuse-91892562 | Lateral Hardening | 149455.66 | 0 | 0 | 0 | 0 | 0 | 0 | 0 | 0 | 0 | 0 |  | 0
Lateral Hardening-Fuse-91892606 | Lateral Hardening | 50000 | 0 | 0 | 0 | 0 | 0 | 0 | 0 | 0 | 0 | 0 |  | 0
Lateral Hardening-Fuse-91892766 | Lateral Hardening | 247025.99 | 0 | 0 | 0 | 0 | 0 | 0 | 0 | 0 | 0 | 0 |  | 0
Lateral Hardening-Fuse-91893646 | Lateral Hardening | 111575.94 | 0 | 0 | 0 | 0 | 0 | 0 | 0 | 0 | 0 | 0 |  | 0
Lateral Hardening-Fuse-91893977 | Lateral Hardening | 306359.44 | 0 | 0 | 0 | 0 | 0 | 0 | 0 | 0 | 0 | 0 |  | 0
Lateral Hardening-Fuse-91894186 | Lateral Hardening | 293325.98 | 0 | 0 | 0 | 0 | 0 | 0 | 0 | 0 | 0 | 0 |  | 0
Lateral Hardening-Fuse-91894820 | Lateral Hardening | 79999.38 | 0 | 0 | 0 | 0 | 0 | 0 | 0 | 0 | 0 | 0 |  | 0
Lateral Hardening-Fuse-91895154 | Lateral Hardening | 50569.79 | 0 | 0 | 0 | 0 | 0 | 0 | 0 | 0 | 0 | 0 |  | 0
Lateral Hardening-Fuse-91895327 | Lateral Hardening | 106339.52 | 0 | 0 | 0 | 0 | 0 | 0 | 0 | 0 | 0 | 0 |  | 0
Lateral Hardening-Fuse-91895805 | Lateral Hardening | 62054.99 | 0 | 0 | 0 | 0 | 0 | 0 | 0 | 0 | 0 | 0 |  | 0
Lateral Hardening-Fuse-91896447 | Lateral Hardening | 235651.28 | 0 | 0 | 0 | 0 | 0 | 0 | 0 | 0 | 0 | 0 |  | 0
Lateral Hardening-Fuse-91896456 | Lateral Hardening | 209871.58 | 0 | 0 | 0 | 0 | 0 | 0 | 0 | 0 | 0 | 0 |  | 0
Lateral Hardening-Fuse-91896552 | Lateral Hardening | 266711.63 | 0 | 0 | 0 | 0 | 0 | 0 | 0 | 0 | 0 | 0 |  | 0
Lateral Hardening-Fuse-91896794 | Lateral Hardening | 797807.97 | 0 | 0 | 0 | 0 | 2023 | 0 | 0 | 0 | 0 | 0 |  | 2024 | 2024
Lateral Hardening-Fuse-91897082 | Lateral Hardening | 313606.87 | 0 | 0 | 0 | 0 | 0 | 0 | 0 | 0 | 0 | 0 |  | 0
Lateral Hardening-Fuse-91898203 | Lateral Hardening | 50000 | 0 | 0 | 0 | 0 | 0 | 0 | 0 | 0 | 0 | 0 |  | 0
Lateral Hardening-Fuse-91899064 | Lateral Hardening | 52626.73 | 0 | 0 | 0 | 0 | 0 | 0 | 0 | 0 | 0 | 0 |  | 0
Lateral Hardening-Fuse-91899106 | Lateral Hardening | 155762.18 | 0 | 0 | 0 | 0 | 0 | 0 | 0 | 0 | 0 | 0 |  | 0
Lateral Hardening-Fuse-91900427 | Lateral Hardening | 65969.99 | 0 | 0 | 0 | 0 | 0 | 0 | 0 | 0 | 0 | 0 |  | 0
Lateral Hardening-Fuse-91900917 | Lateral Hardening | 50000 | 0 | 0 | 0 | 0 | 0 | 0 | 0 | 0 | 0 | 0 |  | 0
Lateral Hardening-Fuse-91901066 | Lateral Hardening | 123743.7 | 0 | 0 | 0 | 0 | 0 | 0 | 0 | 0 | 0 | 0 |  | 0
Lateral Hardening-Fuse-91901369 | Lateral Hardening | 66430.71 | 0 | 0 | 0 | 0 | 0 | 0 | 0 | 0 | 0 | 0 |  | 0
Lateral Hardening-Fuse-91901562 | Lateral Hardening | 543396.2 | 0 | 0 | 0 | 0 | 0 | 0 | 0 | 0 | 0 | 0 |  | 0
Lateral Hardening-Fuse-91901564 | Lateral Hardening | 246180.98 | 0 | 0 | 0 | 0 | 0 | 0 | 0 | 0 | 0 | 0 |  | 0
Lateral Hardening-Fuse-91902221 | Lateral Hardening | 123659.26 | 0 | 0 | 0 | 0 | 0 | 0 | 0 | 0 | 0 | 0 |  | 0
Lateral Hardening-Fuse-91902236 | Lateral Hardening | 173134.6 | 0 | 0 | 0 | 0 | 0 | 0 | 0 | 0 | 0 | 0 |  | 0
Lateral Hardening-Fuse-91902461 | Lateral Hardening | 50000 | 0 | 0 | 0 | 0 | 0 | 0 | 0 | 0 | 0 | 0 |  | 0
Lateral Hardening-Fuse-91902589 | Lateral Hardening | 205664.79 | 0 | 0 | 0 | 0 | 0 | 0 | 0 | 0 | 0 | 0 |  | 0
Lateral Hardening-Fuse-91902639 | Lateral Hardening | 173658.65 | 0 | 0 | 0 | 0 | 0 | 0 | 0 | 0 | 0 | 0 |  | 0
Lateral Hardening-Fuse-91902730 | Lateral Hardening | 108217.58 | 0 | 0 | 0 | 0 | 0 | 0 | 0 | 0 | 0 | 0 |  | 0
Lateral Hardening-Fuse-91902814 | Lateral Hardening | 138593 | 0 | 0 | 0 | 0 | 0 | 0 | 0 | 0 | 0 | 0 |  | 0
Lateral Hardening-Fuse-91902832 | Lateral Hardening | 170159.01 | 0 | 0 | 0 | 0 | 0 | 0 | 0 | 0 | 0 | 0 |  | 0
Lateral Hardening-Fuse-91902933 | Lateral Hardening | 123282.24 | 0 | 0 | 0 | 0 | 0 | 0 | 0 | 0 | 0 | 0 |  | 0
Lateral Hardening-Fuse-91903016 | Lateral Hardening | 59620.29 | 0 | 0 | 0 | 0 | 0 | 0 | 0 | 0 | 0 | 0 |  | 0
Lateral Hardening-Fuse-91903023 | Lateral Hardening | 263647.33 | 0 | 0 | 0 | 0 | 0 | 0 | 0 | 0 | 0 | 0 |  | 0
Lateral Hardening-Fuse-91903040 | Lateral Hardening | 106391.74 | 0 | 0 | 0 | 0 | 0 | 0 | 0 | 0 | 0 | 0 |  | 0
Lateral Hardening-Fuse-91903062 | Lateral Hardening | 295108.02 | 0 | 0 | 0 | 0 | 0 | 0 | 0 | 0 | 0 | 0 |  | 0
Lateral Hardening-Fuse-91903068 | Lateral Hardening | 184870.72 | 0 | 0 | 0 | 0 | 0 | 0 | 0 | 0 | 0 | 0 |  | 0
Lateral Hardening-Fuse-91903074 | Lateral Hardening | 109654.92 | 0 | 0 | 0 | 0 | 0 | 0 | 0 | 0 | 0 | 0 |  | 0
Lateral Hardening-Fuse-91903077 | Lateral Hardening | 60108.23 | 0 | 0 | 0 | 0 | 0 | 0 | 0 | 0 | 0 | 0 |  | 0
Lateral Hardening-Fuse-91903078 | Lateral Hardening | 50000 | 0 | 0 | 0 | 0 | 0 | 0 | 0 | 0 | 0 | 0 |  | 0
Lateral Hardening-Fuse-91903080 | Lateral Hardening | 150088.15 | 0 | 0 | 0 | 0 | 0 | 0 | 0 | 0 | 0 | 0 |  | 0
Lateral Hardening-Fuse-91903411 | Lateral Hardening | 111623.95 | 0 | 0 | 0 | 0 | 0 | 0 | 0 | 0 | 0 | 0 |  | 0
Lateral Hardening-Fuse-91903712 | Lateral Hardening | 295231.01 | 0 | 0 | 0 | 0 | 0 | 0 | 0 | 0 | 0 | 0 |  | 0
Lateral Hardening-Fuse-91903922 | Lateral Hardening | 376598.49 | 0 | 0 | 0 | 0 | 0 | 0 | 0 | 0 | 0 | 0 |  | 0
Lateral Hardening-Fuse-91904174 | Lateral Hardening | 389551.54 | 0 | 0 | 0 | 0 | 2027 | 0 | 0 | 0 | 0 | 0 |  | 2026 | 2026
Lateral Hardening-Fuse-91904894 | Lateral Hardening | 157082.45 | 0 | 0 | 0 | 0 | 0 | 0 | 0 | 0 | 0 | 0 |  | 0
Lateral Hardening-Fuse-91905367 | Lateral Hardening | 50000 | 0 | 0 | 0 | 0 | 0 | 0 | 0 | 0 | 0 | 0 |  | 0
Lateral Hardening-Fuse-91905368 | Lateral Hardening | 55738.25 | 0 | 0 | 0 | 0 | 0 | 0 | 0 | 0 | 0 | 0 |  | 0
Lateral Hardening-Fuse-91906848 | Lateral Hardening | 81354.65 | 0 | 0 | 0 | 0 | 0 | 0 | 0 | 0 | 0 | 0 |  | 0
Lateral Hardening-Fuse-91906929 | Lateral Hardening | 491722.34 | 0 | 0 | 0 | 0 | 0 | 0 | 0 | 0 | 0 | 0 |  | 2027 | 2027
Lateral Hardening-Fuse-91907263 | Lateral Hardening | 142885.02 | 0 | 0 | 0 | 0 | 0 | 0 | 0 | 0 | 0 | 0 |  | 0
Lateral Hardening-Fuse-91908501 | Lateral Hardening | 205212.54 | 0 | 0 | 0 | 0 | 0 | 0 | 0 | 0 | 0 | 0 |  | 0
Lateral Hardening-Fuse-91908502 | Lateral Hardening | 207878.39 | 0 | 0 | 0 | 0 | 0 | 0 | 0 | 0 | 0 | 0 |  | 0
Lateral Hardening-Fuse-91909002 | Lateral Hardening | 55837.69 | 0 | 0 | 0 | 0 | 0 | 0 | 0 | 0 | 0 | 0 |  | 2028 | 2028
Lateral Hardening-Fuse-91909240 | Lateral Hardening | 247597.95 | 0 | 0 | 0 | 0 | 2029 | 0 | 0 | 0 | 0 | 0 |  | 0 | 0
Lateral Hardening-Fuse-91909286 | Lateral Hardening | 233568.05 | 0 | 0 | 0 | 0 | 2029 | 0 | 0 | 0 | 0 | 0 |  | 0 | 0
Lateral Hardening-Fuse-91909301 | Lateral Hardening | 51986.39 | 0 | 0 | 0 | 0 | 0 | 0 | 0 | 0 | 0 | 0 |  | 0
Lateral Hardening-Fuse-91909498 | Lateral Hardening | 74462.78 | 0 | 0 | 0 | 0 | 0 | 0 | 0 | 0 | 0 | 0 |  | 0
Lateral Hardening-Fuse-91910027 | Lateral Hardening | 77586.85 | 0 | 0 | 0 | 0 | 0 | 0 | 0 | 0 | 0 | 0 |  | 0
Lateral Hardening-Fuse-91910030 | Lateral Hardening | 50000 | 0 | 0 | 0 | 0 | 0 | 0 | 0 | 0 | 0 | 0 |  | 0
Lateral Hardening-Fuse-91910190 | Lateral Hardening | 78363.29 | 0 | 0 | 0 | 0 | 0 | 0 | 0 | 0 | 0 | 0 |  | 0
Lateral Hardening-Fuse-91910196 | Lateral Hardening | 203896.17 | 0 | 0 | 0 | 0 | 0 | 0 | 0 | 0 | 0 | 0 |  | 0
Lateral Hardening-Fuse-91910306 | Lateral Hardening | 50000 | 0 | 0 | 0 | 0 | 0 | 0 | 0 | 0 | 0 | 0 |  | 0
Lateral Hardening-Fuse-91910777 | Lateral Hardening | 352886.65 | 0 | 0 | 0 | 0 | 0 | 0 | 0 | 0 | 0 | 0 |  | 0
Lateral Hardening-Fuse-91910924 | Lateral Hardening | 378521.14 | 0 | 0 | 0 | 0 | 2026 | 0 | 0 | 0 | 0 | 0 |  | 2024 | 2024
Lateral Hardening-Fuse-91910944 | Lateral Hardening | 93826.45 | 0 | 0 | 0 | 0 | 2024 | 0 | 0 | 0 | 0 | 0 |  | 2027 | 2027
Lateral Hardening-Fuse-91912121 | Lateral Hardening | 125852.86 | 0 | 0 | 0 | 0 | 0 | 0 | 0 | 0 | 0 | 0 |  | 0
Lateral Hardening-Fuse-91912314 | Lateral Hardening | 83857.9 | 0 | 0 | 0 | 0 | 0 | 0 | 0 | 0 | 0 | 0 |  | 0
Lateral Hardening-Fuse-91912640 | Lateral Hardening | 79255.29 | 0 | 0 | 0 | 0 | 0 | 0 | 0 | 0 | 0 | 0 |  | 0
Lateral Hardening-Fuse-91912750 | Lateral Hardening | 866929.94 | 0 | 0 | 0 | 0 | 2029 | 0 | 0 | 0 | 0 | 0 |  | 2029
Lateral Hardening-Fuse-91912757 | Lateral Hardening | 50000 | 0 | 0 | 0 | 0 | 0 | 0 | 0 | 0 | 0 | 0 |  | 0
Lateral Hardening-Fuse-91914335 | Lateral Hardening | 76730.43 | 0 | 0 | 0 | 0 | 0 | 0 | 0 | 0 | 0 | 0 |  | 0
Lateral Hardening-Fuse-91914540 | Lateral Hardening | 237524.34 | 0 | 0 | 0 | 0 | 2023 | 0 | 0 | 0 | 0 | 0 |  | 2022 | 2022
Lateral Hardening-Fuse-91914592 | Lateral Hardening | 55685.29 | 0 | 0 | 0 | 0 | 0 | 0 | 0 | 0 | 0 | 0 |  | 0
Lateral Hardening-Fuse-91914594 | Lateral Hardening | 154658.49 | 0 | 0 | 0 | 0 | 0 | 0 | 0 | 0 | 0 | 0 |  | 0
Lateral Hardening-Fuse-91916628 | Lateral Hardening | 68488.39 | 0 | 0 | 0 | 0 | 0 | 0 | 0 | 0 | 0 | 0 |  | 0
Lateral Hardening-Fuse-91916635 | Lateral Hardening | 162613.72 | 0 | 0 | 0 | 0 | 0 | 0 | 0 | 0 | 0 | 0 |  | 0
Lateral Hardening-Fuse-91916639 | Lateral Hardening | 59736.21 | 0 | 0 | 0 | 0 | 0 | 0 | 0 | 0 | 0 | 0 |  | 2022 | 2022
Lateral Hardening-Fuse-91916821 | Lateral Hardening | 50000 | 0 | 0 | 0 | 0 | 0 | 0 | 0 | 0 | 0 | 0 |  | 0
Lateral Hardening-Fuse-91917135 | Lateral Hardening | 77906.65 | 0 | 0 | 0 | 0 | 0 | 0 | 0 | 0 | 0 | 0 |  | 0
Lateral Hardening-Fuse-91917294 | Lateral Hardening | 50000 | 0 | 0 | 0 | 0 | 0 | 0 | 0 | 0 | 0 | 0 |  | 0
Lateral Hardening-Fuse-91917393 | Lateral Hardening | 50000 | 0 | 0 | 0 | 0 | 0 | 0 | 0 | 0 | 0 | 0 |  | 0
Lateral Hardening-Fuse-91918757 | Lateral Hardening | 159028.05 | 0 | 0 | 0 | 0 | 0 | 0 | 0 | 0 | 0 | 0 |  | 0
Lateral Hardening-Fuse-91918853 | Lateral Hardening | 147696.46 | 0 | 0 | 0 | 0 | 0 | 0 | 0 | 0 | 0 | 0 |  | 0
Lateral Hardening-Fuse-91918865 | Lateral Hardening | 50000 | 0 | 0 | 0 | 0 | 0 | 0 | 0 | 0 | 0 | 0 |  | 0
Lateral Hardening-Fuse-91919633 | Lateral Hardening | 50000 | 0 | 0 | 0 | 0 | 0 | 0 | 0 | 0 | 0 | 0 |  | 0
Lateral Hardening-Fuse-91919805 | Lateral Hardening | 210413.27 | 0 | 0 | 0 | 0 | 0 | 0 | 0 | 0 | 0 | 0 |  | 0
Lateral Hardening-Fuse-91920042 | Lateral Hardening | 188192.45 | 0 | 0 | 0 | 0 | 2028 | 0 | 0 | 0 | 0 | 0 |  | 2029 | 2029
Lateral Hardening-Fuse-91920055 | Lateral Hardening | 101469 | 0 | 0 | 0 | 0 | 0 | 0 | 0 | 0 | 0 | 0 |  | 0
Lateral Hardening-Fuse-91920065 | Lateral Hardening | 452512.59 | 0 | 0 | 0 | 0 | 0 | 0 | 0 | 0 | 0 | 0 |  | 2023 | 2023
Lateral Hardening-Fuse-91920304 | Lateral Hardening | 1353484.11 | 0 | 0 | 0 | 0 | 0 | 0 | 0 | 0 | 0 | 0 |  | 0
Lateral Hardening-Fuse-91920485 | Lateral Hardening | 148167.87 | 0 | 0 | 0 | 0 | 0 | 0 | 0 | 0 | 0 | 0 |  | 0
Lateral Hardening-Fuse-91921257 | Lateral Hardening | 330043.09 | 0 | 0 | 0 | 0 | 0 | 0 | 0 | 0 | 0 | 0 |  | 0
Lateral Hardening-Fuse-91921316 | Lateral Hardening | 160795.05 | 0 | 0 | 0 | 0 | 0 | 0 | 0 | 0 | 0 | 0 |  | 0
Lateral Hardening-Fuse-91921517 | Lateral Hardening | 99896.12 | 0 | 0 | 0 | 0 | 0 | 0 | 0 | 0 | 0 | 0 |  | 0
Lateral Hardening-Fuse-91922006 | Lateral Hardening | 51529.93 | 0 | 0 | 0 | 0 | 0 | 0 | 0 | 0 | 0 | 0 |  | 0
Lateral Hardening-Fuse-91923280 | Lateral Hardening | 81855.3 | 0 | 0 | 0 | 0 | 0 | 0 | 0 | 0 | 0 | 0 |  | 0
Lateral Hardening-Fuse-91923578 | Lateral Hardening | 79145.11 | 0 | 0 | 0 | 0 | 0 | 0 | 0 | 0 | 0 | 0 |  | 0
Lateral Hardening-Fuse-91923798 | Lateral Hardening | 158791.88 | 0 | 0 | 0 | 0 | 0 | 0 | 0 | 0 | 0 | 0 |  | 0
Lateral Hardening-Fuse-91923976 | Lateral Hardening | 50000 | 0 | 0 | 0 | 0 | 0 | 0 | 0 | 0 | 0 | 0 |  | 0
Lateral Hardening-Fuse-91924447 | Lateral Hardening | 626416.49 | 0 | 0 | 0 | 0 | 2025 | 0 | 0 | 0 | 0 | 0 |  | 2025
Lateral Hardening-Fuse-91924595 | Lateral Hardening | 304406.89 | 0 | 0 | 0 | 0 | 2021 | 0 | 0 | 0 | 0 | 0 |  | 2021
Lateral Hardening-Fuse-91925424 | Lateral Hardening | 50000 | 0 | 0 | 0 | 0 | 0 | 0 | 0 | 0 | 0 | 0 |  | 0
Lateral Hardening-Fuse-91925430 | Lateral Hardening | 287324.29 | 0 | 0 | 0 | 0 | 0 | 0 | 0 | 0 | 0 | 0 |  | 0
Lateral Hardening-Fuse-91926073 | Lateral Hardening | 94408.65 | 0 | 0 | 0 | 0 | 0 | 0 | 0 | 0 | 0 | 0 |  | 0
Lateral Hardening-Fuse-91926172 | Lateral Hardening | 374894.44 | 0 | 0 | 0 | 0 | 0 | 0 | 0 | 0 | 0 | 0 |  | 0
Lateral Hardening-Fuse-91927381 | Lateral Hardening | 146988.16 | 0 | 0 | 0 | 0 | 0 | 0 | 0 | 0 | 0 | 0 |  | 0
Lateral Hardening-Fuse-91927627 | Lateral Hardening | 137176.58 | 0 | 0 | 0 | 0 | 0 | 0 | 0 | 0 | 0 | 0 |  | 0
Lateral Hardening-Fuse-91928022 | Lateral Hardening | 113071.24 | 0 | 0 | 0 | 0 | 2025 | 0 | 0 | 0 | 0 | 0 |  | 2024 | 2024
Lateral Hardening-Fuse-91928195 | Lateral Hardening | 154835.89 | 0 | 0 | 0 | 0 | 0 | 0 | 0 | 0 | 0 | 0 |  | 0
Lateral Hardening-Fuse-91929070 | Lateral Hardening | 617827.12 | 0 | 0 | 0 | 0 | 0 | 0 | 0 | 0 | 0 | 0 |  | 0
Lateral Hardening-Fuse-91929497 | Lateral Hardening | 167434.37 | 0 | 0 | 0 | 0 | 0 | 0 | 0 | 0 | 0 | 0 |  | 0
Lateral Hardening-Fuse-91930150 | Lateral Hardening | 50000 | 0 | 0 | 0 | 0 | 2025 | 0 | 0 | 0 | 0 | 0 |  | 2024 | 2024
Lateral Hardening-Fuse-91931177 | Lateral Hardening | 50000 | 0 | 0 | 0 | 0 | 0 | 0 | 0 | 0 | 0 | 0 |  | 0
Lateral Hardening-Fuse-91931291 | Lateral Hardening | 216269.47 | 0 | 0 | 0 | 0 | 0 | 0 | 0 | 0 | 0 | 0 |  | 0
Lateral Hardening-Fuse-91932317 | Lateral Hardening | 54909.03 | 0 | 0 | 0 | 0 | 0 | 0 | 0 | 0 | 0 | 0 |  | 0
Lateral Hardening-Fuse-91932511 | Lateral Hardening | 157014.49 | 0 | 0 | 0 | 0 | 0 | 0 | 0 | 0 | 0 | 0 |  | 0
Lateral Hardening-Fuse-91932641 | Lateral Hardening | 190364.03 | 0 | 0 | 0 | 0 | 0 | 0 | 0 | 0 | 0 | 0 |  | 0
Lateral Hardening-Fuse-91932853 | Lateral Hardening | 50000 | 0 | 0 | 0 | 0 | 0 | 0 | 0 | 0 | 0 | 0 |  | 0
Lateral Hardening-Fuse-91933207 | Lateral Hardening | 642524.6 | 0 | 0 | 0 | 0 | 2024 | 0 | 0 | 0 | 0 | 0 |  | 2023 | 2023
Lateral Hardening-Fuse-91933942 | Lateral Hardening | 245499.16 | 0 | 0 | 0 | 0 | 0 | 0 | 0 | 0 | 0 | 0 |  | 0
Lateral Hardening-Fuse-91934653 | Lateral Hardening | 385362.64 | 0 | 0 | 0 | 0 | 2023 | 0 | 0 | 0 | 0 | 0 |  | 2022 | 2022
Lateral Hardening-Fuse-91934904 | Lateral Hardening | 140949 | 0 | 0 | 0 | 0 | 0 | 0 | 0 | 0 | 0 | 0 |  | 0
Lateral Hardening-Fuse-91934930 | Lateral Hardening | 136016.64 | 0 | 0 | 0 | 0 | 0 | 0 | 0 | 0 | 0 | 0 |  | 0
Lateral Hardening-Fuse-91935474 | Lateral Hardening | 50000 | 0 | 0 | 0 | 0 | 0 | 0 | 0 | 0 | 0 | 0 |  | 2028 | 2028
Lateral Hardening-Fuse-91935537 | Lateral Hardening | 148217.62 | 0 | 0 | 0 | 0 | 2027 | 0 | 0 | 0 | 0 | 0 |  | 2027
Lateral Hardening-Fuse-91935539 | Lateral Hardening | 674264.12 | 0 | 0 | 0 | 0 | 2027 | 0 | 0 | 0 | 0 | 0 |  | 2027
Lateral Hardening-Fuse-91935947 | Lateral Hardening | 195375.09 | 0 | 0 | 0 | 0 | 0 | 0 | 0 | 0 | 0 | 0 |  | 2028 | 2028
Lateral Hardening-Fuse-91935988 | Lateral Hardening | 217974.21 | 0 | 0 | 0 | 0 | 0 | 0 | 0 | 0 | 0 | 0 |  | 0
Lateral Hardening-Fuse-91936740 | Lateral Hardening | 123340.2 | 0 | 0 | 0 | 0 | 0 | 0 | 0 | 0 | 0 | 0 |  | 0
Lateral Hardening-Fuse-91937173 | Lateral Hardening | 154143.33 | 0 | 0 | 0 | 0 | 0 | 0 | 0 | 0 | 0 | 0 |  | 0
Lateral Hardening-Fuse-91937461 | Lateral Hardening | 394607.55 | 0 | 0 | 0 | 0 | 2029 | 0 | 0 | 0 | 0 | 0 |  | 2029
Lateral Hardening-Fuse-91937629 | Lateral Hardening | 350744.46 | 0 | 0 | 0 | 0 | 2025 | 0 | 0 | 0 | 0 | 0 |  | 2026 | 2026
Lateral Hardening-Fuse-91937677 | Lateral Hardening | 227512.65 | 0 | 0 | 0 | 0 | 0 | 0 | 0 | 0 | 0 | 0 |  | 0
Lateral Hardening-Fuse-91937838 | Lateral Hardening | 50000 | 0 | 0 | 0 | 0 | 0 | 0 | 0 | 0 | 0 | 0 |  | 0
Lateral Hardening-Fuse-91937871 | Lateral Hardening | 50000 | 0 | 0 | 0 | 0 | 0 | 0 | 0 | 0 | 0 | 0 |  | 0
Lateral Hardening-Fuse-91939521 | Lateral Hardening | 405149.48 | 0 | 0 | 0 | 0 | 0 | 0 | 0 | 0 | 0 | 0 |  | 0
Lateral Hardening-Fuse-91939600 | Lateral Hardening | 127039.1 | 0 | 0 | 0 | 0 | 0 | 0 | 0 | 0 | 0 | 0 |  | 0
Lateral Hardening-Fuse-91940286 | Lateral Hardening | 280250.3 | 0 | 0 | 0 | 0 | 0 | 0 | 0 | 0 | 0 | 0 |  | 0
Lateral Hardening-Fuse-91940384 | Lateral Hardening | 301206.72 | 0 | 0 | 0 | 0 | 0 | 0 | 0 | 0 | 0 | 0 |  | 0
Lateral Hardening-Fuse-91940385 | Lateral Hardening | 50202.77 | 0 | 0 | 0 | 0 | 0 | 0 | 0 | 0 | 0 | 0 |  | 0
Lateral Hardening-Fuse-91940431 | Lateral Hardening | 309955.07 | 0 | 0 | 0 | 0 | 0 | 0 | 0 | 0 | 0 | 0 |  | 0
Lateral Hardening-Fuse-91941574 | Lateral Hardening | 88264.31 | 0 | 0 | 0 | 0 | 0 | 0 | 0 | 0 | 0 | 0 |  | 0
Lateral Hardening-Fuse-91941728 | Lateral Hardening | 329450.97 | 0 | 0 | 0 | 0 | 0 | 0 | 0 | 0 | 0 | 0 |  | 0
Lateral Hardening-Fuse-91941752 | Lateral Hardening | 246449.3 | 0 | 0 | 0 | 0 | 0 | 0 | 0 | 0 | 0 | 0 |  | 0
Lateral Hardening-Fuse-91942108 | Lateral Hardening | 293081.32 | 0 | 0 | 0 | 0 | 0 | 0 | 0 | 0 | 0 | 0 |  | 0
Lateral Hardening-Fuse-91942767 | Lateral Hardening | 177209.65 | 0 | 0 | 0 | 0 | 0 | 0 | 0 | 0 | 0 | 0 |  | 0
Lateral Hardening-Fuse-91943165 | Lateral Hardening | 1340179.25 | 0 | 0 | 0 | 0 | 2025 | 0 | 0 | 0 | 0 | 0 |  | 2024 | 2024
Lateral Hardening-Fuse-91943338 | Lateral Hardening | 52469.33 | 0 | 0 | 0 | 0 | 0 | 0 | 0 | 0 | 0 | 0 |  | 0
Lateral Hardening-Fuse-91943550 | Lateral Hardening | 50000 | 0 | 0 | 0 | 0 | 0 | 0 | 0 | 0 | 0 | 0 |  | 0
Lateral Hardening-Fuse-91943969 | Lateral Hardening | 205397.21 | 0 | 0 | 0 | 0 | 0 | 0 | 0 | 0 | 0 | 0 |  | 0
Lateral Hardening-Fuse-91943977 | Lateral Hardening | 207490.63 | 0 | 0 | 0 | 0 | 0 | 0 | 0 | 0 | 0 | 0 |  | 0
Lateral Hardening-Fuse-91943999 | Lateral Hardening | 70613.29 | 0 | 0 | 0 | 0 | 0 | 0 | 0 | 0 | 0 | 0 |  | 0
Lateral Hardening-Fuse-91947423 | Lateral Hardening | 682331.05 | 0 | 0 | 0 | 0 | 2023 | 0 | 0 | 0 | 0 | 0 |  | 2022 | 2022
Lateral Hardening-Fuse-91947684 | Lateral Hardening | 362423.73 | 0 | 0 | 0 | 0 | 0 | 0 | 0 | 0 | 0 | 0 |  | 0
Lateral Hardening-Fuse-91947686 | Lateral Hardening | 332188.73 | 0 | 0 | 0 | 0 | 0 | 0 | 0 | 0 | 0 | 0 |  | 0
Lateral Hardening-Fuse-91947688 | Lateral Hardening | 410304.21 | 0 | 0 | 0 | 0 | 0 | 0 | 0 | 0 | 0 | 0 |  | 0
Lateral Hardening-Fuse-91947690 | Lateral Hardening | 64343.03 | 0 | 0 | 0 | 0 | 0 | 0 | 0 | 0 | 0 | 0 |  | 2024 | 2024
Lateral Hardening-Fuse-91947692 | Lateral Hardening | 485220.26 | 0 | 0 | 0 | 0 | 0 | 0 | 0 | 0 | 0 | 0 |  | 0
Lateral Hardening-Fuse-91947694 | Lateral Hardening | 137296.58 | 0 | 0 | 0 | 0 | 0 | 0 | 0 | 0 | 0 | 0 |  | 0
Lateral Hardening-Fuse-91947700 | Lateral Hardening | 319380.63 | 0 | 0 | 0 | 0 | 0 | 0 | 0 | 0 | 0 | 0 |  | 0
Lateral Hardening-Fuse-91948246 | Lateral Hardening | 97703.26 | 0 | 0 | 0 | 0 | 0 | 0 | 0 | 0 | 0 | 0 |  | 0
Lateral Hardening-Fuse-91948250 | Lateral Hardening | 115761.74 | 0 | 0 | 0 | 0 | 0 | 0 | 0 | 0 | 0 | 0 |  | 0
Lateral Hardening-Fuse-91948927 | Lateral Hardening | 139170.38 | 0 | 0 | 0 | 0 | 0 | 0 | 0 | 0 | 0 | 0 |  | 0
Lateral Hardening-Fuse-91948969 | Lateral Hardening | 55297.53 | 0 | 0 | 0 | 0 | 0 | 0 | 0 | 0 | 0 | 0 |  | 0
Lateral Hardening-Fuse-91949195 | Lateral Hardening | 862239.17 | 0 | 0 | 0 | 0 | 2025 | 0 | 0 | 0 | 0 | 0 |  | 2026 | 2026
Lateral Hardening-Fuse-91951196 | Lateral Hardening | 538498.73 | 0 | 0 | 0 | 0 | 2025 | 0 | 0 | 0 | 0 | 0 |  | 2024 | 2024
Lateral Hardening-Fuse-91952037 | Lateral Hardening | 359577.39 | 0 | 0 | 0 | 0 | 2028 | 0 | 0 | 0 | 0 | 0 |  | 2028
Lateral Hardening-Fuse-91952783 | Lateral Hardening | 231167.4 | 0 | 0 | 0 | 0 | 2029 | 0 | 0 | 0 | 0 | 0 |  | 0 | 0
Lateral Hardening-Fuse-91953442 | Lateral Hardening | 658635.88 | 0 | 0 | 0 | 0 | 2026 | 0 | 0 | 0 | 0 | 0 |  | 0 | 0
Lateral Hardening-Fuse-91953606 | Lateral Hardening | 50000 | 0 | 0 | 0 | 0 | 2026 | 0 | 0 | 0 | 0 | 0 |  | 0 | 0
Lateral Hardening-Fuse-91953929 | Lateral Hardening | 51745.29 | 0 | 0 | 0 | 0 | 0 | 0 | 0 | 0 | 0 | 0 |  | 0
Lateral Hardening-Fuse-91954150 | Lateral Hardening | 175474.04 | 0 | 0 | 0 | 0 | 0 | 0 | 0 | 0 | 0 | 0 |  | 0
Lateral Hardening-Fuse-91954651 | Lateral Hardening | 317465.3 | 0 | 0 | 0 | 0 | 0 | 0 | 0 | 0 | 0 | 0 |  | 0
Lateral Hardening-Fuse-91954701 | Lateral Hardening | 350346.16 | 0 | 0 | 0 | 0 | 2024 | 0 | 0 | 0 | 0 | 0 |  | 2024
Lateral Hardening-Fuse-91954717 | Lateral Hardening | 50000 | 0 | 0 | 0 | 0 | 0 | 0 | 0 | 0 | 0 | 0 |  | 0
Lateral Hardening-Fuse-91954728 | Lateral Hardening | 183124.42 | 0 | 0 | 0 | 0 | 0 | 0 | 0 | 0 | 0 | 0 |  | 0
Lateral Hardening-Fuse-91954788 | Lateral Hardening | 1031664.92 | 0 | 0 | 0 | 0 | 0 | 0 | 0 | 0 | 0 | 0 |  | 0
Lateral Hardening-Fuse-91954829 | Lateral Hardening | 504480.97 | 0 | 0 | 0 | 0 | 0 | 0 | 0 | 0 | 0 | 0 |  | 0
Lateral Hardening-Fuse-91954843 | Lateral Hardening | 1354300.05 | 0 | 0 | 0 | 0 | 2026 | 0 | 0 | 0 | 0 | 0 |  | 2027 | 2027
Lateral Hardening-Fuse-91954855 | Lateral Hardening | 465427.12 | 0 | 0 | 0 | 0 | 2026 | 0 | 0 | 0 | 0 | 0 |  | 2026
Lateral Hardening-Fuse-91955634 | Lateral Hardening | 50000 | 0 | 0 | 0 | 0 | 0 | 0 | 0 | 0 | 0 | 0 |  | 0
Lateral Hardening-Fuse-91957152 | Lateral Hardening | 130353.46 | 0 | 0 | 0 | 0 | 0 | 0 | 0 | 0 | 0 | 0 |  | 0
Lateral Hardening-Fuse-91957169 | Lateral Hardening | 50000 | 0 | 0 | 0 | 0 | 2024 | 0 | 0 | 0 | 0 | 0 |  | 2022 | 2022
Lateral Hardening-Fuse-91957942 | Lateral Hardening | 57044.67 | 0 | 0 | 0 | 0 | 0 | 0 | 0 | 0 | 0 | 0 |  | 0
Lateral Hardening-Fuse-91958840 | Lateral Hardening | 51766.03 | 0 | 0 | 0 | 0 | 0 | 0 | 0 | 0 | 0 | 0 |  | 0
Lateral Hardening-Fuse-91958841 | Lateral Hardening | 85483.33 | 0 | 0 | 0 | 0 | 0 | 0 | 0 | 0 | 0 | 0 |  | 0
Lateral Hardening-Fuse-91959273 | Lateral Hardening | 54940.51 | 0 | 0 | 0 | 0 | 2028 | 0 | 0 | 0 | 0 | 0 |  | 2028
Lateral Hardening-Fuse-91959304 | Lateral Hardening | 398876.92 | 0 | 0 | 0 | 0 | 0 | 0 | 0 | 0 | 0 | 0 |  | 0
Lateral Hardening-Fuse-91959331 | Lateral Hardening | 156882.83 | 0 | 0 | 0 | 0 | 0 | 0 | 0 | 0 | 0 | 0 |  | 0
Lateral Hardening-Fuse-91959341 | Lateral Hardening | 760009.57 | 0 | 0 | 0 | 0 | 0 | 0 | 0 | 0 | 0 | 0 |  | 0
Lateral Hardening-Fuse-91959367 | Lateral Hardening | 282771.43 | 0 | 0 | 0 | 0 | 2028 | 0 | 0 | 0 | 0 | 0 |  | 2028
Lateral Hardening-Fuse-91959604 | Lateral Hardening | 149910.8 | 0 | 0 | 0 | 0 | 0 | 0 | 0 | 0 | 0 | 0 |  | 0
Lateral Hardening-Fuse-91959877 | Lateral Hardening | 125921.56 | 0 | 0 | 0 | 0 | 0 | 0 | 0 | 0 | 0 | 0 |  | 0
Lateral Hardening-Fuse-91960109 | Lateral Hardening | 384291.78 | 0 | 0 | 0 | 0 | 0 | 0 | 0 | 0 | 0 | 0 |  | 0
Lateral Hardening-Fuse-91960399 | Lateral Hardening | 502032.89 | 0 | 0 | 0 | 0 | 2023 | 0 | 0 | 0 | 0 | 0 |  | 2023
Lateral Hardening-Fuse-91960479 | Lateral Hardening | 50000 | 0 | 0 | 0 | 0 | 2022 | 0 | 0 | 0 | 0 | 0 |  | 2022
Lateral Hardening-Fuse-91960619 | Lateral Hardening | 52799.87 | 0 | 0 | 0 | 0 | 0 | 0 | 0 | 0 | 0 | 0 |  | 0
Lateral Hardening-Fuse-91961118 | Lateral Hardening | 195695.63 | 0 | 0 | 0 | 0 | 0 | 0 | 0 | 0 | 0 | 0 |  | 0
Lateral Hardening-Fuse-91961390 | Lateral Hardening | 86390.03 | 0 | 0 | 0 | 0 | 2026 | 0 | 0 | 0 | 0 | 0 |  | 0 | 0
Lateral Hardening-Fuse-91962248 | Lateral Hardening | 177349.83 | 0 | 0 | 0 | 0 | 0 | 0 | 0 | 0 | 0 | 0 |  | 0
Lateral Hardening-Fuse-91963153 | Lateral Hardening | 361048.11 | 0 | 0 | 0 | 0 | 0 | 0 | 0 | 0 | 0 | 0 |  | 0
Lateral Hardening-Fuse-91963161 | Lateral Hardening | 50000 | 0 | 0 | 0 | 0 | 2029 | 0 | 0 | 0 | 0 | 0 |  | 0 | 0
Lateral Hardening-Fuse-91963180 | Lateral Hardening | 193592.75 | 0 | 0 | 0 | 0 | 0 | 0 | 0 | 0 | 0 | 0 |  | 0
Lateral Hardening-Fuse-91963326 | Lateral Hardening | 201907.93 | 0 | 0 | 0 | 0 | 0 | 0 | 0 | 0 | 0 | 0 |  | 0
Lateral Hardening-Fuse-91963380 | Lateral Hardening | 114603.7 | 0 | 0 | 0 | 0 | 0 | 0 | 0 | 0 | 0 | 0 |  | 0
Lateral Hardening-Fuse-91964760 | Lateral Hardening | 81118.48 | 0 | 0 | 0 | 0 | 0 | 0 | 0 | 0 | 0 | 0 |  | 2028 | 2028
Lateral Hardening-Fuse-91964809 | Lateral Hardening | 1401049.13 | 0 | 0 | 0 | 0 | 0 | 0 | 0 | 0 | 0 | 0 |  | 0
Lateral Hardening-Fuse-91965410 | Lateral Hardening | 239360.74 | 0 | 0 | 0 | 0 | 2028 | 0 | 0 | 0 | 0 | 0 |  | 2027 | 2027
Lateral Hardening-Fuse-91965432 | Lateral Hardening | 568966.45 | 0 | 0 | 0 | 0 | 0 | 0 | 0 | 0 | 0 | 0 |  | 0
Lateral Hardening-Fuse-91965811 | Lateral Hardening | 226915.27 | 0 | 0 | 0 | 0 | 0 | 0 | 0 | 0 | 0 | 0 |  | 0
Lateral Hardening-Fuse-91966955 | Lateral Hardening | 828903.51 | 0 | 0 | 0 | 0 | 2025 | 0 | 0 | 0 | 0 | 0 |  | 2026 | 2026
Lateral Hardening-Fuse-91966980 | Lateral Hardening | 148042.74 | 0 | 0 | 0 | 0 | 0 | 0 | 0 | 0 | 0 | 0 |  | 0
Lateral Hardening-Fuse-91967021 | Lateral Hardening | 211184.53 | 0 | 0 | 0 | 0 | 0 | 0 | 0 | 0 | 0 | 0 |  | 0
Lateral Hardening-Fuse-91967257 | Lateral Hardening | 280702.48 | 0 | 0 | 0 | 0 | 0 | 0 | 0 | 0 | 0 | 0 |  | 0
Lateral Hardening-Fuse-91967289 | Lateral Hardening | 563280.05 | 0 | 0 | 0 | 0 | 0 | 0 | 0 | 0 | 0 | 0 |  | 0
Lateral Hardening-Fuse-91967308 | Lateral Hardening | 483116.79 | 0 | 0 | 0 | 0 | 2021 | 0 | 0 | 0 | 0 | 0 |  | 2021
Lateral Hardening-Fuse-91967331 | Lateral Hardening | 217941.2 | 0 | 0 | 0 | 0 | 0 | 0 | 0 | 0 | 0 | 0 |  | 0
Lateral Hardening-Fuse-91967366 | Lateral Hardening | 50000 | 0 | 0 | 0 | 0 | 0 | 0 | 0 | 0 | 0 | 0 |  | 0
Lateral Hardening-Fuse-91967396 | Lateral Hardening | 383157.92 | 0 | 0 | 0 | 0 | 0 | 0 | 0 | 0 | 0 | 0 |  | 0
Lateral Hardening-Fuse-91967414 | Lateral Hardening | 183615.09 | 0 | 0 | 0 | 0 | 2027 | 0 | 0 | 0 | 0 | 0 |  | 2027
Lateral Hardening-Fuse-91967458 | Lateral Hardening | 218235.26 | 0 | 0 | 0 | 0 | 0 | 0 | 0 | 0 | 0 | 0 |  | 0
Lateral Hardening-Fuse-91967503 | Lateral Hardening | 381041.33 | 0 | 0 | 0 | 0 | 0 | 0 | 0 | 0 | 0 | 0 |  | 0
Lateral Hardening-Fuse-91967538 | Lateral Hardening | 515128.01 | 0 | 0 | 0 | 0 | 2026 | 0 | 0 | 0 | 0 | 0 |  | 2028 | 2028
Lateral Hardening-Fuse-91967565 | Lateral Hardening | 71918.97 | 0 | 0 | 0 | 0 | 0 | 0 | 0 | 0 | 0 | 0 |  | 0
Lateral Hardening-Fuse-91967661 | Lateral Hardening | 341885.87 | 0 | 0 | 0 | 0 | 0 | 0 | 0 | 0 | 0 | 0 |  | 0
Lateral Hardening-Fuse-91967670 | Lateral Hardening | 387757.31 | 0 | 0 | 0 | 0 | 0 | 0 | 0 | 0 | 0 | 0 |  | 0
Lateral Hardening-Fuse-91968452 | Lateral Hardening | 50000 | 0 | 0 | 0 | 0 | 0 | 0 | 0 | 0 | 0 | 0 |  | 0
Lateral Hardening-Fuse-91968993 | Lateral Hardening | 184025.84 | 0 | 0 | 0 | 0 | 0 | 0 | 0 | 0 | 0 | 0 |  | 0
Lateral Hardening-Fuse-91969226 | Lateral Hardening | 99371.7 | 0 | 0 | 0 | 0 | 0 | 0 | 0 | 0 | 0 | 0 |  | 0
Lateral Hardening-Fuse-91969808 | Lateral Hardening | 264628.95 | 0 | 0 | 0 | 0 | 0 | 0 | 0 | 0 | 0 | 0 |  | 0
Lateral Hardening-Fuse-91970104 | Lateral Hardening | 97940.33 | 0 | 0 | 0 | 0 | 0 | 0 | 0 | 0 | 0 | 0 |  | 0
Lateral Hardening-Fuse-91970348 | Lateral Hardening | 232114.42 | 0 | 0 | 0 | 0 | 0 | 0 | 0 | 0 | 0 | 0 |  | 0
Lateral Hardening-Fuse-91970423 | Lateral Hardening | 159449.24 | 0 | 0 | 0 | 0 | 0 | 0 | 0 | 0 | 0 | 0 |  | 0
Lateral Hardening-Fuse-91971034 | Lateral Hardening | 134741.7 | 0 | 0 | 0 | 0 | 0 | 0 | 0 | 0 | 0 | 0 |  | 0
Lateral Hardening-Fuse-91971077 | Lateral Hardening | 91956.08 | 0 | 0 | 0 | 0 | 0 | 0 | 0 | 0 | 0 | 0 |  | 0
Lateral Hardening-Fuse-91971403 | Lateral Hardening | 162466.27 | 0 | 0 | 0 | 0 | 0 | 0 | 0 | 0 | 0 | 0 |  | 0
Lateral Hardening-Fuse-91971468 | Lateral Hardening | 200370.41 | 0 | 0 | 0 | 0 | 0 | 0 | 0 | 0 | 0 | 0 |  | 0
Lateral Hardening-Fuse-91971930 | Lateral Hardening | 216389.94 | 0 | 0 | 0 | 0 | 2021 | 0 | 0 | 0 | 0 | 0 |  | 2021
Lateral Hardening-Fuse-91972302 | Lateral Hardening | 280554.36 | 0 | 0 | 0 | 0 | 0 | 0 | 0 | 0 | 0 | 0 |  | 0
Lateral Hardening-Fuse-91972392 | Lateral Hardening | 199835.5 | 0 | 0 | 0 | 0 | 0 | 0 | 0 | 0 | 0 | 0 |  | 0
Lateral Hardening-Fuse-91973755 | Lateral Hardening | 245981.41 | 0 | 0 | 0 | 0 | 0 | 0 | 0 | 0 | 0 | 0 |  | 0
Lateral Hardening-Fuse-91973981 | Lateral Hardening | 62020.49 | 0 | 0 | 0 | 0 | 0 | 0 | 0 | 0 | 0 | 0 |  | 0
Lateral Hardening-Fuse-91975033 | Lateral Hardening | 50000 | 0 | 0 | 0 | 0 | 0 | 0 | 0 | 0 | 0 | 0 |  | 0
Lateral Hardening-Fuse-91975049 | Lateral Hardening | 73908.69 | 0 | 0 | 0 | 0 | 0 | 0 | 0 | 0 | 0 | 0 |  | 0
Lateral Hardening-Fuse-91976740 | Lateral Hardening | 287600.88 | 0 | 0 | 0 | 0 | 0 | 0 | 0 | 0 | 0 | 0 |  | 0
Lateral Hardening-Fuse-91977396 | Lateral Hardening | 332005.64 | 0 | 0 | 0 | 0 | 0 | 0 | 0 | 0 | 0 | 0 |  | 0
Lateral Hardening-Fuse-91978686 | Lateral Hardening | 517160.47 | 0 | 0 | 0 | 0 | 0 | 0 | 0 | 0 | 0 | 0 |  | 0
Lateral Hardening-Fuse-91978715 | Lateral Hardening | 63551.03 | 0 | 0 | 0 | 0 | 0 | 0 | 0 | 0 | 0 | 0 |  | 0
Lateral Hardening-Fuse-91979229 | Lateral Hardening | 55541.78 | 0 | 0 | 0 | 0 | 0 | 0 | 0 | 0 | 0 | 0 |  | 0
Lateral Hardening-Fuse-91979621 | Lateral Hardening | 159911.75 | 0 | 0 | 0 | 0 | 0 | 0 | 0 | 0 | 0 | 0 |  | 0
Lateral Hardening-Fuse-91979622 | Lateral Hardening | 214866.16 | 0 | 0 | 0 | 0 | 0 | 0 | 0 | 0 | 0 | 0 |  | 0
Lateral Hardening-Fuse-91979624 | Lateral Hardening | 77659.07 | 0 | 0 | 0 | 0 | 0 | 0 | 0 | 0 | 0 | 0 |  | 0
Lateral Hardening-Fuse-91979642 | Lateral Hardening | 210705.8 | 0 | 0 | 0 | 0 | 0 | 0 | 0 | 0 | 0 | 0 |  | 0
Lateral Hardening-Fuse-91979643 | Lateral Hardening | 51446.23 | 0 | 0 | 0 | 0 | 0 | 0 | 0 | 0 | 0 | 0 |  | 0
Lateral Hardening-Fuse-91979644 | Lateral Hardening | 53953.89 | 0 | 0 | 0 | 0 | 0 | 0 | 0 | 0 | 0 | 0 |  | 0
Lateral Hardening-Fuse-91979646 | Lateral Hardening | 219630.38 | 0 | 0 | 0 | 0 | 0 | 0 | 0 | 0 | 0 | 0 |  | 0
Lateral Hardening-Fuse-91980449 | Lateral Hardening | 50000 | 0 | 0 | 0 | 0 | 0 | 0 | 0 | 0 | 0 | 0 |  | 0
Lateral Hardening-Fuse-91980857 | Lateral Hardening | 162765.38 | 0 | 0 | 0 | 0 | 0 | 0 | 0 | 0 | 0 | 0 |  | 0
Lateral Hardening-Fuse-91983145 | Lateral Hardening | 62138.69 | 0 | 0 | 0 | 0 | 0 | 0 | 0 | 0 | 0 | 0 |  | 0
Lateral Hardening-Fuse-91984709 | Lateral Hardening | 130576.7 | 0 | 0 | 0 | 0 | 0 | 0 | 0 | 0 | 0 | 0 |  | 0
Lateral Hardening-Fuse-91984871 | Lateral Hardening | 448586.85 | 0 | 0 | 0 | 0 | 0 | 0 | 0 | 0 | 0 | 0 |  | 0
Lateral Hardening-Fuse-91984989 | Lateral Hardening | 50000 | 0 | 0 | 0 | 0 | 0 | 0 | 0 | 0 | 0 | 0 |  | 0
Lateral Hardening-Fuse-91985525 | Lateral Hardening | 85713.25 | 0 | 0 | 0 | 0 | 0 | 0 | 0 | 0 | 0 | 0 |  | 0
Lateral Hardening-Fuse-91985643 | Lateral Hardening | 394287.47 | 0 | 0 | 0 | 0 | 0 | 0 | 0 | 0 | 0 | 0 |  | 0
Lateral Hardening-Fuse-91985692 | Lateral Hardening | 147188.01 | 0 | 0 | 0 | 0 | 0 | 0 | 0 | 0 | 0 | 0 |  | 0
Lateral Hardening-Fuse-91985722 | Lateral Hardening | 239486.25 | 0 | 0 | 0 | 0 | 0 | 0 | 0 | 0 | 0 | 0 |  | 0
Lateral Hardening-Fuse-91985754 | Lateral Hardening | 155871.62 | 0 | 0 | 0 | 0 | 0 | 0 | 0 | 0 | 0 | 0 |  | 0
Lateral Hardening-Fuse-91985773 | Lateral Hardening | 80500.6 | 0 | 0 | 0 | 0 | 0 | 0 | 0 | 0 | 0 | 0 |  | 0
Lateral Hardening-Fuse-91985788 | Lateral Hardening | 167007.86 | 0 | 0 | 0 | 0 | 0 | 0 | 0 | 0 | 0 | 0 |  | 0
Lateral Hardening-Fuse-91985908 | Lateral Hardening | 223347.29 | 0 | 0 | 0 | 0 | 0 | 0 | 0 | 0 | 0 | 0 |  | 0
Lateral Hardening-Fuse-91985933 | Lateral Hardening | 156275.5 | 0 | 0 | 0 | 0 | 0 | 0 | 0 | 0 | 0 | 0 |  | 0
Lateral Hardening-Fuse-91986104 | Lateral Hardening | 259141.78 | 0 | 0 | 0 | 0 | 0 | 0 | 0 | 0 | 0 | 0 |  | 0
Lateral Hardening-Fuse-91987248 | Lateral Hardening | 76726.15 | 0 | 0 | 0 | 0 | 0 | 0 | 0 | 0 | 0 | 0 |  | 0
Lateral Hardening-Fuse-91987824 | Lateral Hardening | 261051.81 | 0 | 0 | 0 | 0 | 0 | 0 | 0 | 0 | 0 | 0 |  | 0
Lateral Hardening-Fuse-91987912 | Lateral Hardening | 279484.6 | 0 | 0 | 0 | 0 | 0 | 0 | 0 | 0 | 0 | 0 |  | 0
Lateral Hardening-Fuse-91987954 | Lateral Hardening | 225125.91 | 0 | 0 | 0 | 0 | 0 | 0 | 0 | 0 | 0 | 0 |  | 0
Lateral Hardening-Fuse-91988855 | Lateral Hardening | 400455.49 | 0 | 0 | 0 | 0 | 0 | 0 | 0 | 0 | 0 | 0 |  | 0
Lateral Hardening-Fuse-91988872 | Lateral Hardening | 1063944.74 | 0 | 0 | 0 | 0 | 2024 | 0 | 0 | 0 | 0 | 0 |  | 2024
Lateral Hardening-Fuse-91989789 | Lateral Hardening | 384118.49 | 0 | 0 | 0 | 0 | 2025 | 0 | 0 | 0 | 0 | 0 |  | 2026 | 2026
Lateral Hardening-Fuse-91990126 | Lateral Hardening | 283186.71 | 0 | 0 | 0 | 0 | 0 | 0 | 0 | 0 | 0 | 0 |  | 0
Lateral Hardening-Fuse-91990427 | Lateral Hardening | 50000 | 0 | 0 | 0 | 0 | 0 | 0 | 0 | 0 | 0 | 0 |  | 0
Lateral Hardening-Fuse-91990730 | Lateral Hardening | 210543.4 | 0 | 0 | 0 | 0 | 0 | 0 | 0 | 0 | 0 | 0 |  | 2027 | 2027
Lateral Hardening-Fuse-91991201 | Lateral Hardening | 56330.63 | 0 | 0 | 0 | 0 | 0 | 0 | 0 | 0 | 0 | 0 |  | 0
Lateral Hardening-Fuse-91991289 | Lateral Hardening | 214427.76 | 0 | 0 | 0 | 0 | 0 | 0 | 0 | 0 | 0 | 0 |  | 0
Lateral Hardening-Fuse-91991443 | Lateral Hardening | 82708.78 | 0 | 0 | 0 | 0 | 0 | 0 | 0 | 0 | 0 | 0 |  | 2029 | 2029
Lateral Hardening-Fuse-91992044 | Lateral Hardening | 259866.31 | 0 | 0 | 0 | 0 | 0 | 0 | 0 | 0 | 0 | 0 |  | 0
Lateral Hardening-Fuse-91992949 | Lateral Hardening | 210103.47 | 0 | 0 | 0 | 0 | 0 | 0 | 0 | 0 | 0 | 0 |  | 0
Lateral Hardening-Fuse-91993222 | Lateral Hardening | 51986.39 | 0 | 0 | 0 | 0 | 0 | 0 | 0 | 0 | 0 | 0 |  | 0
Lateral Hardening-Fuse-91994219 | Lateral Hardening | 164181.8 | 0 | 0 | 0 | 0 | 0 | 0 | 0 | 0 | 0 | 0 |  | 0
Lateral Hardening-Fuse-91994798 | Lateral Hardening | 332352.66 | 0 | 0 | 0 | 0 | 0 | 0 | 0 | 0 | 0 | 0 |  | 0
Lateral Hardening-Fuse-91995000 | Lateral Hardening | 109261.42 | 0 | 0 | 0 | 0 | 0 | 0 | 0 | 0 | 0 | 0 |  | 0
Lateral Hardening-Fuse-91995019 | Lateral Hardening | 160587.76 | 0 | 0 | 0 | 0 | 0 | 0 | 0 | 0 | 0 | 0 |  | 0
Lateral Hardening-Fuse-91995238 | Lateral Hardening | 492246.79 | 0 | 0 | 0 | 0 | 0 | 0 | 0 | 0 | 0 | 0 |  | 0
Lateral Hardening-Fuse-91995254 | Lateral Hardening | 154564.84 | 0 | 0 | 0 | 0 | 0 | 0 | 0 | 0 | 0 | 0 |  | 0
Lateral Hardening-Fuse-91995336 | Lateral Hardening | 259733.86 | 0 | 0 | 0 | 0 | 2022 | 0 | 0 | 0 | 0 | 0 |  | 2022
Lateral Hardening-Fuse-91995708 | Lateral Hardening | 923466.53 | 0 | 0 | 0 | 0 | 0 | 0 | 0 | 0 | 0 | 0 |  | 0
Lateral Hardening-Fuse-91995907 | Lateral Hardening | 137039.74 | 0 | 0 | 0 | 0 | 0 | 0 | 0 | 0 | 0 | 0 |  | 0
Lateral Hardening-Fuse-91995928 | Lateral Hardening | 184330.61 | 0 | 0 | 0 | 0 | 0 | 0 | 0 | 0 | 0 | 0 |  | 0
Lateral Hardening-Fuse-91997018 | Lateral Hardening | 161559.61 | 0 | 0 | 0 | 0 | 0 | 0 | 0 | 0 | 0 | 0 |  | 0
Lateral Hardening-Fuse-91997150 | Lateral Hardening | 51781.77 | 0 | 0 | 0 | 0 | 0 | 0 | 0 | 0 | 0 | 0 |  | 0
Lateral Hardening-Fuse-91998125 | Lateral Hardening | 171311.09 | 0 | 0 | 0 | 0 | 2028 | 0 | 0 | 0 | 0 | 0 |  | 2029 | 2029
Lateral Hardening-Fuse-91998649 | Lateral Hardening | 112619.78 | 0 | 0 | 0 | 0 | 0 | 0 | 0 | 0 | 0 | 0 |  | 0
Lateral Hardening-Fuse-91998945 | Lateral Hardening | 51262.35 | 0 | 0 | 0 | 0 | 0 | 0 | 0 | 0 | 0 | 0 |  | 0
Lateral Hardening-Fuse-91999678 | Lateral Hardening | 65822.59 | 0 | 0 | 0 | 0 | 2025 | 0 | 0 | 0 | 0 | 0 |  | 2027 | 2027
Lateral Hardening-Fuse-91999737 | Lateral Hardening | 553119 | 0 | 0 | 0 | 0 | 2025 | 0 | 0 | 0 | 0 | 0 |  | 2027 | 2027
Lateral Hardening-Fuse-92000626 | Lateral Hardening | 806390.25 | 0 | 0 | 0 | 0 | 2024 | 0 | 0 | 0 | 0 | 0 |  | 2024
Lateral Hardening-Fuse-92000691 | Lateral Hardening | 449067.15 | 0 | 0 | 0 | 0 | 0 | 0 | 0 | 0 | 0 | 0 |  | 0
Lateral Hardening-Fuse-92001046 | Lateral Hardening | 55066.43 | 0 | 0 | 0 | 0 | 0 | 0 | 0 | 0 | 0 | 0 |  | 0
Lateral Hardening-Fuse-92001068 | Lateral Hardening | 483974.53 | 0 | 0 | 0 | 0 | 0 | 0 | 0 | 0 | 0 | 0 |  | 0
Lateral Hardening-Fuse-92001069 | Lateral Hardening | 269818.94 | 0 | 0 | 0 | 0 | 0 | 0 | 0 | 0 | 0 | 0 |  | 0
Lateral Hardening-Fuse-92001560 | Lateral Hardening | 173003.04 | 0 | 0 | 0 | 0 | 0 | 0 | 0 | 0 | 0 | 0 |  | 0
Lateral Hardening-Fuse-92001699 | Lateral Hardening | 257526.23 | 0 | 0 | 0 | 0 | 0 | 0 | 0 | 0 | 0 | 0 |  | 0
Lateral Hardening-Fuse-92001797 | Lateral Hardening | 99114.12 | 0 | 0 | 0 | 0 | 0 | 0 | 0 | 0 | 0 | 0 |  | 0
Lateral Hardening-Fuse-92002281 | Lateral Hardening | 225518.67 | 0 | 0 | 0 | 0 | 0 | 0 | 0 | 0 | 0 | 0 |  | 0
Lateral Hardening-Fuse-92002959 | Lateral Hardening | 322266.88 | 0 | 0 | 0 | 0 | 0 | 0 | 0 | 0 | 0 | 0 |  | 0
Lateral Hardening-Fuse-92002993 | Lateral Hardening | 293426.88 | 0 | 0 | 0 | 0 | 2028 | 0 | 0 | 0 | 0 | 0 |  | 2028
Lateral Hardening-Fuse-92003001 | Lateral Hardening | 50000 | 0 | 0 | 0 | 0 | 0 | 0 | 0 | 0 | 0 | 0 |  | 0
Lateral Hardening-Fuse-92003021 | Lateral Hardening | 204552.61 | 0 | 0 | 0 | 0 | 2028 | 0 | 0 | 0 | 0 | 0 |  | 2028
Lateral Hardening-Fuse-92003027 | Lateral Hardening | 324415.02 | 0 | 0 | 0 | 0 | 0 | 0 | 0 | 0 | 0 | 0 |  | 0
Lateral Hardening-Fuse-92003153 | Lateral Hardening | 317330.17 | 0 | 0 | 0 | 0 | 0 | 0 | 0 | 0 | 0 | 0 |  | 0
Lateral Hardening-Fuse-92003157 | Lateral Hardening | 263469.79 | 0 | 0 | 0 | 0 | 2028 | 0 | 0 | 0 | 0 | 0 |  | 2028
Lateral Hardening-Fuse-92003181 | Lateral Hardening | 291032.2 | 0 | 0 | 0 | 0 | 0 | 0 | 0 | 0 | 0 | 0 |  | 0
Lateral Hardening-Fuse-92003185 | Lateral Hardening | 104649.6 | 0 | 0 | 0 | 0 | 0 | 0 | 0 | 0 | 0 | 0 |  | 0
Lateral Hardening-Fuse-92003457 | Lateral Hardening | 145414.16 | 0 | 0 | 0 | 0 | 0 | 0 | 0 | 0 | 0 | 0 |  | 0
Lateral Hardening-Fuse-92003928 | Lateral Hardening | 73515.19 | 0 | 0 | 0 | 0 | 0 | 0 | 0 | 0 | 0 | 0 |  | 0
Lateral Hardening-Fuse-92004461 | Lateral Hardening | 82856.6 | 0 | 0 | 0 | 0 | 0 | 0 | 0 | 0 | 0 | 0 |  | 0
Lateral Hardening-Fuse-92004475 | Lateral Hardening | 82503.2 | 0 | 0 | 0 | 0 | 0 | 0 | 0 | 0 | 0 | 0 |  | 0
Lateral Hardening-Fuse-92004508 | Lateral Hardening | 50000 | 0 | 0 | 0 | 0 | 0 | 0 | 0 | 0 | 0 | 0 |  | 0
Lateral Hardening-Fuse-92004784 | Lateral Hardening | 165728.9 | 0 | 0 | 0 | 0 | 0 | 0 | 0 | 0 | 0 | 0 |  | 0
Lateral Hardening-Fuse-92005029 | Lateral Hardening | 546011.1 | 0 | 0 | 0 | 0 | 0 | 0 | 0 | 0 | 0 | 0 |  | 0
Lateral Hardening-Fuse-92005481 | Lateral Hardening | 136095.34 | 0 | 0 | 0 | 0 | 0 | 0 | 0 | 0 | 0 | 0 |  | 0
Lateral Hardening-Fuse-92005809 | Lateral Hardening | 425034.86 | 0 | 0 | 0 | 0 | 2028 | 0 | 0 | 0 | 0 | 0 |  | 0 | 0
Lateral Hardening-Fuse-92006492 | Lateral Hardening | 60848.01 | 0 | 0 | 0 | 0 | 0 | 0 | 0 | 0 | 0 | 0 |  | 0
Lateral Hardening-Fuse-92006608 | Lateral Hardening | 68041.19 | 0 | 0 | 0 | 0 | 0 | 0 | 0 | 0 | 0 | 0 |  | 0
Lateral Hardening-Fuse-92006778 | Lateral Hardening | 217715.84 | 0 | 0 | 0 | 0 | 0 | 0 | 0 | 0 | 0 | 0 |  | 0
Lateral Hardening-Fuse-92006801 | Lateral Hardening | 50000 | 0 | 0 | 0 | 0 | 0 | 0 | 0 | 0 | 0 | 0 |  | 0
Lateral Hardening-Fuse-92007232 | Lateral Hardening | 211521.07 | 0 | 0 | 0 | 0 | 0 | 0 | 0 | 0 | 0 | 0 |  | 0
Lateral Hardening-Fuse-92007273 | Lateral Hardening | 56110.27 | 0 | 0 | 0 | 0 | 0 | 0 | 0 | 0 | 0 | 0 |  | 0
Lateral Hardening-Fuse-92007317 | Lateral Hardening | 195453.74 | 0 | 0 | 0 | 0 | 0 | 0 | 0 | 0 | 0 | 0 |  | 0
Lateral Hardening-Fuse-92007333 | Lateral Hardening | 384644.95 | 0 | 0 | 0 | 0 | 0 | 0 | 0 | 0 | 0 | 0 |  | 0
Lateral Hardening-Fuse-92007338 | Lateral Hardening | 82562.1 | 0 | 0 | 0 | 0 | 0 | 0 | 0 | 0 | 0 | 0 |  | 0
Lateral Hardening-Fuse-92007339 | Lateral Hardening | 57700.01 | 0 | 0 | 0 | 0 | 0 | 0 | 0 | 0 | 0 | 0 |  | 0
Lateral Hardening-Fuse-92007442 | Lateral Hardening | 93431.98 | 0 | 0 | 0 | 0 | 0 | 0 | 0 | 0 | 0 | 0 |  | 0
Lateral Hardening-Fuse-92007444 | Lateral Hardening | 65517.79 | 0 | 0 | 0 | 0 | 0 | 0 | 0 | 0 | 0 | 0 |  | 0
Lateral Hardening-Fuse-92007445 | Lateral Hardening | 54284.43 | 0 | 0 | 0 | 0 | 0 | 0 | 0 | 0 | 0 | 0 |  | 0
Lateral Hardening-Fuse-92007503 | Lateral Hardening | 127845.06 | 0 | 0 | 0 | 0 | 0 | 0 | 0 | 0 | 0 | 0 |  | 0
Lateral Hardening-Fuse-92007504 | Lateral Hardening | 150624.1 | 0 | 0 | 0 | 0 | 0 | 0 | 0 | 0 | 0 | 0 |  | 0
Lateral Hardening-Fuse-92007505 | Lateral Hardening | 72687.21 | 0 | 0 | 0 | 0 | 0 | 0 | 0 | 0 | 0 | 0 |  | 0
Lateral Hardening-Fuse-92007506 | Lateral Hardening | 107813.34 | 0 | 0 | 0 | 0 | 0 | 0 | 0 | 0 | 0 | 0 |  | 0
Lateral Hardening-Fuse-92007509 | Lateral Hardening | 50000 | 0 | 0 | 0 | 0 | 0 | 0 | 0 | 0 | 0 | 0 |  | 0
Lateral Hardening-Fuse-92007516 | Lateral Hardening | 79881.58 | 0 | 0 | 0 | 0 | 0 | 0 | 0 | 0 | 0 | 0 |  | 0
Lateral Hardening-Fuse-92007521 | Lateral Hardening | 306123.85 | 0 | 0 | 0 | 0 | 0 | 0 | 0 | 0 | 0 | 0 |  | 0
Lateral Hardening-Fuse-92007600 | Lateral Hardening | 211944.2 | 0 | 0 | 0 | 0 | 0 | 0 | 0 | 0 | 0 | 0 |  | 0
Lateral Hardening-Fuse-92008787 | Lateral Hardening | 57076.18 | 0 | 0 | 0 | 0 | 2022 | 0 | 0 | 0 | 0 | 0 |  | 2028 | 2028
Lateral Hardening-Fuse-92009654 | Lateral Hardening | 82149.23 | 0 | 0 | 0 | 0 | 0 | 0 | 0 | 0 | 0 | 0 |  | 0
Lateral Hardening-Fuse-92009808 | Lateral Hardening | 110153.6 | 0 | 0 | 0 | 0 | 0 | 0 | 0 | 0 | 0 | 0 |  | 0
Lateral Hardening-Fuse-92009878 | Lateral Hardening | 55150.13 | 0 | 0 | 0 | 0 | 0 | 0 | 0 | 0 | 0 | 0 |  | 0
Lateral Hardening-Fuse-92010095 | Lateral Hardening | 50000 | 0 | 0 | 0 | 0 | 0 | 0 | 0 | 0 | 0 | 0 |  | 0
Lateral Hardening-Fuse-92010104 | Lateral Hardening | 50000 | 0 | 0 | 0 | 0 | 0 | 0 | 0 | 0 | 0 | 0 |  | 0
Lateral Hardening-Fuse-92011111 | Lateral Hardening | 68505.37 | 0 | 0 | 0 | 0 | 0 | 0 | 0 | 0 | 0 | 0 |  | 0
Lateral Hardening-Fuse-92011502 | Lateral Hardening | 359924.78 | 0 | 0 | 0 | 0 | 0 | 0 | 0 | 0 | 0 | 0 |  | 0
Lateral Hardening-Fuse-92011603 | Lateral Hardening | 355632.76 | 0 | 0 | 0 | 0 | 0 | 0 | 0 | 0 | 0 | 0 |  | 0
Lateral Hardening-Fuse-92011803 | Lateral Hardening | 160477.29 | 0 | 0 | 0 | 0 | 0 | 0 | 0 | 0 | 0 | 0 |  | 0
Lateral Hardening-Fuse-92011909 | Lateral Hardening | 165064.16 | 0 | 0 | 0 | 0 | 0 | 0 | 0 | 0 | 0 | 0 |  | 0
Lateral Hardening-Fuse-92011911 | Lateral Hardening | 204032.04 | 0 | 0 | 0 | 0 | 0 | 0 | 0 | 0 | 0 | 0 |  | 0
Lateral Hardening-Fuse-92012327 | Lateral Hardening | 76588.93 | 0 | 0 | 0 | 0 | 0 | 0 | 0 | 0 | 0 | 0 |  | 0
Lateral Hardening-Fuse-92012521 | Lateral Hardening | 50000 | 0 | 0 | 0 | 0 | 0 | 0 | 0 | 0 | 0 | 0 |  | 0
Lateral Hardening-Fuse-92013044 | Lateral Hardening | 95227.13 | 0 | 0 | 0 | 0 | 0 | 0 | 0 | 0 | 0 | 0 |  | 0
Lateral Hardening-Fuse-92013047 | Lateral Hardening | 185375.24 | 0 | 0 | 0 | 0 | 0 | 0 | 0 | 0 | 0 | 0 |  | 0
Lateral Hardening-Fuse-92013276 | Lateral Hardening | 54798.85 | 0 | 0 | 0 | 0 | 0 | 0 | 0 | 0 | 0 | 0 |  | 0
Lateral Hardening-Fuse-92013387 | Lateral Hardening | 289906.65 | 0 | 0 | 0 | 0 | 0 | 0 | 0 | 0 | 0 | 0 |  | 0
Lateral Hardening-Fuse-92013444 | Lateral Hardening | 130721.52 | 0 | 0 | 0 | 0 | 0 | 0 | 0 | 0 | 0 | 0 |  | 0
Lateral Hardening-Fuse-92014087 | Lateral Hardening | 123843.14 | 0 | 0 | 0 | 0 | 0 | 0 | 0 | 0 | 0 | 0 |  | 0
Lateral Hardening-Fuse-92014121 | Lateral Hardening | 64679.49 | 0 | 0 | 0 | 0 | 0 | 0 | 0 | 0 | 0 | 0 |  | 0
Lateral Hardening-Fuse-92014124 | Lateral Hardening | 166437.75 | 0 | 0 | 0 | 0 | 2024 | 0 | 0 | 0 | 0 | 0 |  | 2024
Lateral Hardening-Fuse-92014284 | Lateral Hardening | 51435.49 | 0 | 0 | 0 | 0 | 0 | 0 | 0 | 0 | 0 | 0 |  | 0
Lateral Hardening-Fuse-92014720 | Lateral Hardening | 126251.36 | 0 | 0 | 0 | 0 | 0 | 0 | 0 | 0 | 0 | 0 |  | 0
Lateral Hardening-Fuse-92014755 | Lateral Hardening | 229163.57 | 0 | 0 | 0 | 0 | 0 | 0 | 0 | 0 | 0 | 0 |  | 0
Lateral Hardening-Fuse-92014756 | Lateral Hardening | 443205.7 | 0 | 0 | 0 | 0 | 0 | 0 | 0 | 0 | 0 | 0 |  | 0
Lateral Hardening-Fuse-92014970 | Lateral Hardening | 161016.71 | 0 | 0 | 0 | 0 | 0 | 0 | 0 | 0 | 0 | 0 |  | 0
Lateral Hardening-Fuse-92015098 | Lateral Hardening | 232723.99 | 0 | 0 | 0 | 0 | 0 | 0 | 0 | 0 | 0 | 0 |  | 0
Lateral Hardening-Fuse-92015229 | Lateral Hardening | 59248.27 | 0 | 0 | 0 | 0 | 0 | 0 | 0 | 0 | 0 | 0 |  | 0
Lateral Hardening-Fuse-92015231 | Lateral Hardening | 50000 | 0 | 0 | 0 | 0 | 0 | 0 | 0 | 0 | 0 | 0 |  | 0
Lateral Hardening-Fuse-92015250 | Lateral Hardening | 64594.87 | 0 | 0 | 0 | 0 | 0 | 0 | 0 | 0 | 0 | 0 |  | 0
Lateral Hardening-Fuse-92015261 | Lateral Hardening | 50000 | 0 | 0 | 0 | 0 | 0 | 0 | 0 | 0 | 0 | 0 |  | 0
Lateral Hardening-Fuse-92015278 | Lateral Hardening | 55633.07 | 0 | 0 | 0 | 0 | 0 | 0 | 0 | 0 | 0 | 0 |  | 0
Lateral Hardening-Fuse-92015296 | Lateral Hardening | 60289.09 | 0 | 0 | 0 | 0 | 0 | 0 | 0 | 0 | 0 | 0 |  | 0
Lateral Hardening-Fuse-92015318 | Lateral Hardening | 115836.48 | 0 | 0 | 0 | 0 | 0 | 0 | 0 | 0 | 0 | 0 |  | 0
Lateral Hardening-Fuse-92015350 | Lateral Hardening | 106722.28 | 0 | 0 | 0 | 0 | 0 | 0 | 0 | 0 | 0 | 0 |  | 0
Lateral Hardening-Fuse-92015352 | Lateral Hardening | 189965.53 | 0 | 0 | 0 | 0 | 0 | 0 | 0 | 0 | 0 | 0 |  | 0
Lateral Hardening-Fuse-92015543 | Lateral Hardening | 116685.7 | 0 | 0 | 0 | 0 | 0 | 0 | 0 | 0 | 0 | 0 |  | 0
Lateral Hardening-Fuse-92015548 | Lateral Hardening | 176461.31 | 0 | 0 | 0 | 0 | 0 | 0 | 0 | 0 | 0 | 0 |  | 0
Lateral Hardening-Fuse-92015551 | Lateral Hardening | 119173.36 | 0 | 0 | 0 | 0 | 0 | 0 | 0 | 0 | 0 | 0 |  | 0
Lateral Hardening-Fuse-92015562 | Lateral Hardening | 50000 | 0 | 0 | 0 | 0 | 0 | 0 | 0 | 0 | 0 | 0 |  | 0
Lateral Hardening-Fuse-92015565 | Lateral Hardening | 214342.48 | 0 | 0 | 0 | 0 | 0 | 0 | 0 | 0 | 0 | 0 |  | 0
Lateral Hardening-Fuse-92015572 | Lateral Hardening | 255122.04 | 0 | 0 | 0 | 0 | 0 | 0 | 0 | 0 | 0 | 0 |  | 0
Lateral Hardening-Fuse-92015576 | Lateral Hardening | 51954.91 | 0 | 0 | 0 | 0 | 0 | 0 | 0 | 0 | 0 | 0 |  | 0
Lateral Hardening-Fuse-92015580 | Lateral Hardening | 234448.94 | 0 | 0 | 0 | 0 | 0 | 0 | 0 | 0 | 0 | 0 |  | 0
Lateral Hardening-Fuse-92015587 | Lateral Hardening | 108569.6 | 0 | 0 | 0 | 0 | 0 | 0 | 0 | 0 | 0 | 0 |  | 0
Lateral Hardening-Fuse-92015605 | Lateral Hardening | 50000 | 0 | 0 | 0 | 0 | 0 | 0 | 0 | 0 | 0 | 0 |  | 0
Lateral Hardening-Fuse-92015606 | Lateral Hardening | 52201.75 | 0 | 0 | 0 | 0 | 0 | 0 | 0 | 0 | 0 | 0 |  | 0
Lateral Hardening-Fuse-92015607 | Lateral Hardening | 177897.21 | 0 | 0 | 0 | 0 | 0 | 0 | 0 | 0 | 0 | 0 |  | 0
Lateral Hardening-Fuse-92015610 | Lateral Hardening | 50000 | 0 | 0 | 0 | 0 | 0 | 0 | 0 | 0 | 0 | 0 |  | 0
Lateral Hardening-Fuse-92015619 | Lateral Hardening | 50000 | 0 | 0 | 0 | 0 | 0 | 0 | 0 | 0 | 0 | 0 |  | 0
Lateral Hardening-Fuse-92015624 | Lateral Hardening | 152905.61 | 0 | 0 | 0 | 0 | 0 | 0 | 0 | 0 | 0 | 0 |  | 0
Lateral Hardening-Fuse-92015630 | Lateral Hardening | 50000 | 0 | 0 | 0 | 0 | 0 | 0 | 0 | 0 | 0 | 0 |  | 0
Lateral Hardening-Fuse-92015633 | Lateral Hardening | 261838.02 | 0 | 0 | 0 | 0 | 0 | 0 | 0 | 0 | 0 | 0 |  | 0
Lateral Hardening-Fuse-92015648 | Lateral Hardening | 300056.91 | 0 | 0 | 0 | 0 | 0 | 0 | 0 | 0 | 0 | 0 |  | 0
Lateral Hardening-Fuse-92015658 | Lateral Hardening | 124001.28 | 0 | 0 | 0 | 0 | 0 | 0 | 0 | 0 | 0 | 0 |  | 0
Lateral Hardening-Fuse-92015660 | Lateral Hardening | 50000 | 0 | 0 | 0 | 0 | 0 | 0 | 0 | 0 | 0 | 0 |  | 0
Lateral Hardening-Fuse-92015693 | Lateral Hardening | 197876.96 | 0 | 0 | 0 | 0 | 0 | 0 | 0 | 0 | 0 | 0 |  | 0
Lateral Hardening-Fuse-92015766 | Lateral Hardening | 50000 | 0 | 0 | 0 | 0 | 0 | 0 | 0 | 0 | 0 | 0 |  | 0
Lateral Hardening-Fuse-92015782 | Lateral Hardening | 110730.98 | 0 | 0 | 0 | 0 | 0 | 0 | 0 | 0 | 0 | 0 |  | 0
Lateral Hardening-Fuse-92015785 | Lateral Hardening | 409968.62 | 0 | 0 | 0 | 0 | 0 | 0 | 0 | 0 | 0 | 0 |  | 0
Lateral Hardening-Fuse-92015788 | Lateral Hardening | 56976.89 | 0 | 0 | 0 | 0 | 0 | 0 | 0 | 0 | 0 | 0 |  | 0
Lateral Hardening-Fuse-92015789 | Lateral Hardening | 357606.56 | 0 | 0 | 0 | 0 | 0 | 0 | 0 | 0 | 0 | 0 |  | 0
Lateral Hardening-Fuse-92015810 | Lateral Hardening | 56026.57 | 0 | 0 | 0 | 0 | 0 | 0 | 0 | 0 | 0 | 0 |  | 0
Lateral Hardening-Fuse-92015822 | Lateral Hardening | 50000 | 0 | 0 | 0 | 0 | 0 | 0 | 0 | 0 | 0 | 0 |  | 0
Lateral Hardening-Fuse-92015827 | Lateral Hardening | 232572.23 | 0 | 0 | 0 | 0 | 0 | 0 | 0 | 0 | 0 | 0 |  | 0
Lateral Hardening-Fuse-92015829 | Lateral Hardening | 50018.89 | 0 | 0 | 0 | 0 | 0 | 0 | 0 | 0 | 0 | 0 |  | 0
Lateral Hardening-Fuse-92015832 | Lateral Hardening | 65761.61 | 0 | 0 | 0 | 0 | 0 | 0 | 0 | 0 | 0 | 0 |  | 0
Lateral Hardening-Fuse-92017518 | Lateral Hardening | 126602.64 | 0 | 0 | 0 | 0 | 2024 | 0 | 0 | 0 | 0 | 0 |  | 2024
Lateral Hardening-Fuse-92017611 | Lateral Hardening | 171594.73 | 0 | 0 | 0 | 0 | 0 | 0 | 0 | 0 | 0 | 0 |  | 0
Lateral Hardening-Fuse-92017617 | Lateral Hardening | 150078.15 | 0 | 0 | 0 | 0 | 0 | 0 | 0 | 0 | 0 | 0 |  | 0
Lateral Hardening-Fuse-92017629 | Lateral Hardening | 171332.15 | 0 | 0 | 0 | 0 | 0 | 0 | 0 | 0 | 0 | 0 |  | 2024 | 2024
Lateral Hardening-Fuse-92017740 | Lateral Hardening | 109440.3 | 0 | 0 | 0 | 0 | 0 | 0 | 0 | 0 | 0 | 0 |  | 0
Lateral Hardening-Fuse-92018064 | Lateral Hardening | 658461.99 | 0 | 0 | 0 | 0 | 2023 | 0 | 0 | 0 | 0 | 0 |  | 2024 | 2024
Lateral Hardening-Fuse-92018190 | Lateral Hardening | 277783.38 | 0 | 0 | 0 | 0 | 2021 | 0 | 0 | 0 | 0 | 0 |  | 2021
Lateral Hardening-Fuse-92018482 | Lateral Hardening | 485110.25 | 0 | 0 | 0 | 0 | 0 | 0 | 0 | 0 | 0 | 0 |  | 0
Lateral Hardening-Fuse-92018843 | Lateral Hardening | 101968.8 | 0 | 0 | 0 | 0 | 2022 | 0 | 0 | 0 | 0 | 0 |  | 2022
Lateral Hardening-Fuse-92018847 | Lateral Hardening | 265238.6 | 0 | 0 | 0 | 0 | 0 | 0 | 0 | 0 | 0 | 0 |  | 0
Lateral Hardening-Fuse-92018979 | Lateral Hardening | 273528.58 | 0 | 0 | 0 | 0 | 0 | 0 | 0 | 0 | 0 | 0 |  | 0
Lateral Hardening-Fuse-92019258 | Lateral Hardening | 147098.34 | 0 | 0 | 0 | 0 | 0 | 0 | 0 | 0 | 0 | 0 |  | 0
Lateral Hardening-Fuse-92019412 | Lateral Hardening | 159250.36 | 0 | 0 | 0 | 0 | 0 | 0 | 0 | 0 | 0 | 0 |  | 0
Lateral Hardening-Fuse-92021190 | Lateral Hardening | 50000 | 0 | 0 | 0 | 0 | 2024 | 0 | 0 | 0 | 0 | 0 |  | 2024
Lateral Hardening-Fuse-92021798 | Lateral Hardening | 135081.2 | 0 | 0 | 0 | 0 | 0 | 0 | 0 | 0 | 0 | 0 |  | 0
Lateral Hardening-Fuse-92021803 | Lateral Hardening | 342892.67 | 0 | 0 | 0 | 0 | 0 | 0 | 0 | 0 | 0 | 0 |  | 0
Lateral Hardening-Fuse-92021804 | Lateral Hardening | 645876.48 | 0 | 0 | 0 | 0 | 0 | 0 | 0 | 0 | 0 | 0 |  | 0
Lateral Hardening-Fuse-92021977 | Lateral Hardening | 147712.2 | 0 | 0 | 0 | 0 | 2024 | 0 | 0 | 0 | 0 | 0 |  | 2024
Lateral Hardening-Fuse-92021978 | Lateral Hardening | 314950.74 | 0 | 0 | 0 | 0 | 2024 | 0 | 0 | 0 | 0 | 0 |  | 2024
Lateral Hardening-Fuse-92022153 | Lateral Hardening | 104309.06 | 0 | 0 | 0 | 0 | 0 | 0 | 0 | 0 | 0 | 0 |  | 0
Lateral Hardening-Fuse-92022156 | Lateral Hardening | 468052.13 | 0 | 0 | 0 | 0 | 2024 | 0 | 0 | 0 | 0 | 0 |  | 2024
Lateral Hardening-Fuse-92022160 | Lateral Hardening | 53733.53 | 0 | 0 | 0 | 0 | 0 | 0 | 0 | 0 | 0 | 0 |  | 0
Lateral Hardening-Fuse-92022285 | Lateral Hardening | 217207.95 | 0 | 0 | 0 | 0 | 0 | 0 | 0 | 0 | 0 | 0 |  | 0
Lateral Hardening-Fuse-92022343 | Lateral Hardening | 57038.93 | 0 | 0 | 0 | 0 | 0 | 0 | 0 | 0 | 0 | 0 |  | 0
Lateral Hardening-Fuse-92022668 | Lateral Hardening | 111585.94 | 0 | 0 | 0 | 0 | 0 | 0 | 0 | 0 | 0 | 0 |  | 0
Lateral Hardening-Fuse-92022688 | Lateral Hardening | 53229.85 | 0 | 0 | 0 | 0 | 0 | 0 | 0 | 0 | 0 | 0 |  | 0
Lateral Hardening-Fuse-92022824 | Lateral Hardening | 109193.46 | 0 | 0 | 0 | 0 | 0 | 0 | 0 | 0 | 0 | 0 |  | 0
Lateral Hardening-Fuse-92023413 | Lateral Hardening | 68891.15 | 0 | 0 | 0 | 0 | 0 | 0 | 0 | 0 | 0 | 0 |  | 0
Lateral Hardening-Fuse-92023554 | Lateral Hardening | 218175.26 | 0 | 0 | 0 | 0 | 0 | 0 | 0 | 0 | 0 | 0 |  | 0
Lateral Hardening-Fuse-92024292 | Lateral Hardening | 230661.39 | 0 | 0 | 0 | 0 | 0 | 0 | 0 | 0 | 0 | 0 |  | 0
Lateral Hardening-Fuse-92024404 | Lateral Hardening | 154903.91 | 0 | 0 | 0 | 0 | 0 | 0 | 0 | 0 | 0 | 0 |  | 0
Lateral Hardening-Fuse-92024517 | Lateral Hardening | 525900.12 | 0 | 0 | 0 | 0 | 0 | 0 | 0 | 0 | 0 | 0 |  | 0
Lateral Hardening-Fuse-92024553 | Lateral Hardening | 634392.86 | 0 | 0 | 0 | 0 | 0 | 0 | 0 | 0 | 0 | 0 |  | 0
Lateral Hardening-Fuse-92025390 | Lateral Hardening | 242089.09 | 0 | 0 | 0 | 0 | 0 | 0 | 0 | 0 | 0 | 0 |  | 0
Lateral Hardening-Fuse-92026199 | Lateral Hardening | 103511.32 | 0 | 0 | 0 | 0 | 0 | 0 | 0 | 0 | 0 | 0 |  | 0
Lateral Hardening-Fuse-92026399 | Lateral Hardening | 50000 | 0 | 0 | 0 | 0 | 0 | 0 | 0 | 0 | 0 | 0 |  | 0
Lateral Hardening-Fuse-92026872 | Lateral Hardening | 59216.79 | 0 | 0 | 0 | 0 | 0 | 0 | 0 | 0 | 0 | 0 |  | 0
Lateral Hardening-Fuse-92027052 | Lateral Hardening | 50000 | 0 | 0 | 0 | 0 | 0 | 0 | 0 | 0 | 0 | 0 |  | 0
Lateral Hardening-Fuse-92027376 | Lateral Hardening | 53985.37 | 0 | 0 | 0 | 0 | 0 | 0 | 0 | 0 | 0 | 0 |  | 0
Lateral Hardening-Fuse-92027991 | Lateral Hardening | 314108.47 | 0 | 0 | 0 | 0 | 2023 | 0 | 0 | 0 | 0 | 0 |  | 2023
Lateral Hardening-Fuse-92028073 | Lateral Hardening | 68010.45 | 0 | 0 | 0 | 0 | 0 | 0 | 0 | 0 | 0 | 0 |  | 0
Lateral Hardening-Fuse-92030019 | Lateral Hardening | 207894.13 | 0 | 0 | 0 | 0 | 0 | 0 | 0 | 0 | 0 | 0 |  | 0
Lateral Hardening-Fuse-92030020 | Lateral Hardening | 910651.45 | 0 | 0 | 0 | 0 | 0 | 0 | 0 | 0 | 0 | 0 |  | 0
Lateral Hardening-Fuse-92030509 | Lateral Hardening | 77985.35 | 0 | 0 | 0 | 0 | 0 | 0 | 0 | 0 | 0 | 0 |  | 0
Lateral Hardening-Fuse-92030537 | Lateral Hardening | 126624.12 | 0 | 0 | 0 | 0 | 0 | 0 | 0 | 0 | 0 | 0 |  | 0
Lateral Hardening-Fuse-92030568 | Lateral Hardening | 94985.24 | 0 | 0 | 0 | 0 | 0 | 0 | 0 | 0 | 0 | 0 |  | 0
Lateral Hardening-Fuse-92030792 | Lateral Hardening | 50000 | 0 | 0 | 0 | 0 | 0 | 0 | 0 | 0 | 0 | 0 |  | 0
Lateral Hardening-Fuse-92031313 | Lateral Hardening | 52332.67 | 0 | 0 | 0 | 0 | 0 | 0 | 0 | 0 | 0 | 0 |  | 0
Lateral Hardening-Fuse-92032163 | Lateral Hardening | 307954.18 | 0 | 0 | 0 | 0 | 0 | 0 | 0 | 0 | 0 | 0 |  | 0
Lateral Hardening-Fuse-92032285 | Lateral Hardening | 60968.93 | 0 | 0 | 0 | 0 | 0 | 0 | 0 | 0 | 0 | 0 |  | 0
Lateral Hardening-Fuse-92032803 | Lateral Hardening | 379410.11 | 0 | 0 | 0 | 0 | 0 | 0 | 0 | 0 | 0 | 0 |  | 0
Lateral Hardening-Fuse-92032805 | Lateral Hardening | 169055.59 | 0 | 0 | 0 | 0 | 2027 | 0 | 0 | 0 | 0 | 0 |  | 2027
Lateral Hardening-Fuse-92033686 | Lateral Hardening | 176613.42 | 0 | 0 | 0 | 0 | 0 | 0 | 0 | 0 | 0 | 0 |  | 0
Lateral Hardening-Fuse-92033914 | Lateral Hardening | 51225.87 | 0 | 0 | 0 | 0 | 0 | 0 | 0 | 0 | 0 | 0 |  | 0
Lateral Hardening-Fuse-92034191 | Lateral Hardening | 53859.45 | 0 | 0 | 0 | 0 | 0 | 0 | 0 | 0 | 0 | 0 |  | 0
Lateral Hardening-Fuse-92034239 | Lateral Hardening | 175607.26 | 0 | 0 | 0 | 0 | 2026 | 0 | 0 | 0 | 0 | 0 |  | 2026
Lateral Hardening-Fuse-92034681 | Lateral Hardening | 216489.27 | 0 | 0 | 0 | 0 | 0 | 0 | 0 | 0 | 0 | 0 |  | 0
Lateral Hardening-Fuse-92034734 | Lateral Hardening | 96077.09 | 0 | 0 | 0 | 0 | 0 | 0 | 0 | 0 | 0 | 0 |  | 0
Lateral Hardening-Fuse-92034932 | Lateral Hardening | 131508 | 0 | 0 | 0 | 0 | 0 | 0 | 0 | 0 | 0 | 0 |  | 0
Lateral Hardening-Fuse-92035031 | Lateral Hardening | 110295.26 | 0 | 0 | 0 | 0 | 0 | 0 | 0 | 0 | 0 | 0 |  | 0
Lateral Hardening-Fuse-92035038 | Lateral Hardening | 202368.6 | 0 | 0 | 0 | 0 | 0 | 0 | 0 | 0 | 0 | 0 |  | 0
Lateral Hardening-Fuse-92035203 | Lateral Hardening | 181702.03 | 0 | 0 | 0 | 0 | 2024 | 0 | 0 | 0 | 0 | 0 |  | 0 | 0
Lateral Hardening-Fuse-92035374 | Lateral Hardening | 66427.69 | 0 | 0 | 0 | 0 | 0 | 0 | 0 | 0 | 0 | 0 |  | 0
Lateral Hardening-Fuse-92035381 | Lateral Hardening | 511377.64 | 0 | 0 | 0 | 0 | 2022 | 0 | 0 | 0 | 0 | 0 |  | 2024 | 2024
Lateral Hardening-Fuse-92035388 | Lateral Hardening | 200795.34 | 0 | 0 | 0 | 0 | 0 | 0 | 0 | 0 | 0 | 0 |  | 0
Lateral Hardening-Fuse-92035391 | Lateral Hardening | 143818.63 | 0 | 0 | 0 | 0 | 0 | 0 | 0 | 0 | 0 | 0 |  | 0
Lateral Hardening-Fuse-92035401 | Lateral Hardening | 50000 | 0 | 0 | 0 | 0 | 0 | 0 | 0 | 0 | 0 | 0 |  | 0
Lateral Hardening-Fuse-92035432 | Lateral Hardening | 158368.13 | 0 | 0 | 0 | 0 | 0 | 0 | 0 | 0 | 0 | 0 |  | 0
Lateral Hardening-Fuse-92035445 | Lateral Hardening | 50000 | 0 | 0 | 0 | 0 | 0 | 0 | 0 | 0 | 0 | 0 |  | 0
Lateral Hardening-Fuse-92035457 | Lateral Hardening | 50000 | 0 | 0 | 0 | 0 | 0 | 0 | 0 | 0 | 0 | 0 |  | 0
Lateral Hardening-Fuse-92035481 | Lateral Hardening | 114258.58 | 0 | 0 | 0 | 0 | 0 | 0 | 0 | 0 | 0 | 0 |  | 0
Lateral Hardening-Fuse-92035493 | Lateral Hardening | 412768.65 | 0 | 0 | 0 | 0 | 0 | 0 | 0 | 0 | 0 | 0 |  | 0
Lateral Hardening-Fuse-92035524 | Lateral Hardening | 60806.53 | 0 | 0 | 0 | 0 | 0 | 0 | 0 | 0 | 0 | 0 |  | 0
Lateral Hardening-Fuse-92035536 | Lateral Hardening | 176343.95 | 0 | 0 | 0 | 0 | 0 | 0 | 0 | 0 | 0 | 0 |  | 0
Lateral Hardening-Fuse-92035546 | Lateral Hardening | 123885.36 | 0 | 0 | 0 | 0 | 0 | 0 | 0 | 0 | 0 | 0 |  | 2024 | 2024
Lateral Hardening-Fuse-92035582 | Lateral Hardening | 171566.41 | 0 | 0 | 0 | 0 | 2022 | 0 | 0 | 0 | 0 | 0 |  | 2024 | 2024
Lateral Hardening-Fuse-92035596 | Lateral Hardening | 50034.63 | 0 | 0 | 0 | 0 | 0 | 0 | 0 | 0 | 0 | 0 |  | 0
Lateral Hardening-Fuse-92035611 | Lateral Hardening | 50000 | 0 | 0 | 0 | 0 | 0 | 0 | 0 | 0 | 0 | 0 |  | 0
Lateral Hardening-Fuse-92035682 | Lateral Hardening | 147277.58 | 0 | 0 | 0 | 0 | 0 | 0 | 0 | 0 | 0 | 0 |  | 0
Lateral Hardening-Fuse-92035690 | Lateral Hardening | 143723.45 | 0 | 0 | 0 | 0 | 0 | 0 | 0 | 0 | 0 | 0 |  | 0
Lateral Hardening-Fuse-92035691 | Lateral Hardening | 201894.72 | 0 | 0 | 0 | 0 | 0 | 0 | 0 | 0 | 0 | 0 |  | 0
Lateral Hardening-Fuse-92035718 | Lateral Hardening | 50000 | 0 | 0 | 0 | 0 | 0 | 0 | 0 | 0 | 0 | 0 |  | 0
Lateral Hardening-Fuse-92035726 | Lateral Hardening | 50000 | 0 | 0 | 0 | 0 | 0 | 0 | 0 | 0 | 0 | 0 |  | 0
Lateral Hardening-Fuse-92035733 | Lateral Hardening | 180232.05 | 0 | 0 | 0 | 0 | 0 | 0 | 0 | 0 | 0 | 0 |  | 0
Lateral Hardening-Fuse-92035735 | Lateral Hardening | 225162.34 | 0 | 0 | 0 | 0 | 0 | 0 | 0 | 0 | 0 | 0 |  | 0
Lateral Hardening-Fuse-92035736 | Lateral Hardening | 145524.34 | 0 | 0 | 0 | 0 | 0 | 0 | 0 | 0 | 0 | 0 |  | 0
Lateral Hardening-Fuse-92035740 | Lateral Hardening | 302224.03 | 0 | 0 | 0 | 0 | 0 | 0 | 0 | 0 | 0 | 0 |  | 0
Lateral Hardening-Fuse-92035757 | Lateral Hardening | 50000 | 0 | 0 | 0 | 0 | 0 | 0 | 0 | 0 | 0 | 0 |  | 0
Lateral Hardening-Fuse-92035802 | Lateral Hardening | 330864.57 | 0 | 0 | 0 | 0 | 2024 | 0 | 0 | 0 | 0 | 0 |  | 2024
Lateral Hardening-Fuse-92035838 | Lateral Hardening | 61126.33 | 0 | 0 | 0 | 0 | 0 | 0 | 0 | 0 | 0 | 0 |  | 0
Lateral Hardening-Fuse-92035840 | Lateral Hardening | 50000 | 0 | 0 | 0 | 0 | 0 | 0 | 0 | 0 | 0 | 0 |  | 0
Lateral Hardening-Fuse-92035841 | Lateral Hardening | 547088.41 | 0 | 0 | 0 | 0 | 0 | 0 | 0 | 0 | 0 | 0 |  | 0
Lateral Hardening-Fuse-92035843 | Lateral Hardening | 474940 | 0 | 0 | 0 | 0 | 2022 | 0 | 0 | 0 | 0 | 0 |  | 2024 | 2024
Lateral Hardening-Fuse-92035845 | Lateral Hardening | 367375.54 | 0 | 0 | 0 | 0 | 0 | 0 | 0 | 0 | 0 | 0 |  | 0
Lateral Hardening-Fuse-92035849 | Lateral Hardening | 363786.82 | 0 | 0 | 0 | 0 | 0 | 0 | 0 | 0 | 0 | 0 |  | 0
Lateral Hardening-Fuse-92035851 | Lateral Hardening | 312880.7 | 0 | 0 | 0 | 0 | 0 | 0 | 0 | 0 | 0 | 0 |  | 0
Lateral Hardening-Fuse-92035853 | Lateral Hardening | 153218.05 | 0 | 0 | 0 | 0 | 0 | 0 | 0 | 0 | 0 | 0 |  | 0
Lateral Hardening-Fuse-92035923 | Lateral Hardening | 57836.67 | 0 | 0 | 0 | 0 | 0 | 0 | 0 | 0 | 0 | 0 |  | 0
Lateral Hardening-Fuse-92035927 | Lateral Hardening | 111486.5 | 0 | 0 | 0 | 0 | 0 | 0 | 0 | 0 | 0 | 0 |  | 0
Lateral Hardening-Fuse-92035939 | Lateral Hardening | 102996.9 | 0 | 0 | 0 | 0 | 0 | 0 | 0 | 0 | 0 | 0 |  | 0
Lateral Hardening-Fuse-92035945 | Lateral Hardening | 50000 | 0 | 0 | 0 | 0 | 0 | 0 | 0 | 0 | 0 | 0 |  | 0
Lateral Hardening-Fuse-92035955 | Lateral Hardening | 106082.68 | 0 | 0 | 0 | 0 | 0 | 0 | 0 | 0 | 0 | 0 |  | 0
Lateral Hardening-Fuse-92035956 | Lateral Hardening | 168011.75 | 0 | 0 | 0 | 0 | 0 | 0 | 0 | 0 | 0 | 0 |  | 0
Lateral Hardening-Fuse-92035969 | Lateral Hardening | 53843.71 | 0 | 0 | 0 | 0 | 0 | 0 | 0 | 0 | 0 | 0 |  | 0
Lateral Hardening-Fuse-92036083 | Lateral Hardening | 99843.9 | 0 | 0 | 0 | 0 | 0 | 0 | 0 | 0 | 0 | 0 |  | 0
Lateral Hardening-Fuse-92036121 | Lateral Hardening | 50000 | 0 | 0 | 0 | 0 | 0 | 0 | 0 | 0 | 0 | 0 |  | 0
Lateral Hardening-Fuse-92036136 | Lateral Hardening | 1690722.87 | 0 | 0 | 0 | 0 | 2022 | 0 | 0 | 0 | 0 | 0 |  | 2024 | 2024
Lateral Hardening-Fuse-92036171 | Lateral Hardening | 190107.25 | 0 | 0 | 0 | 0 | 2022 | 0 | 0 | 0 | 0 | 0 |  | 2024 | 2024
Lateral Hardening-Fuse-92036298 | Lateral Hardening | 417303.51 | 0 | 0 | 0 | 0 | 0 | 0 | 0 | 0 | 0 | 0 |  | 0
Lateral Hardening-Fuse-92036883 | Lateral Hardening | 379433.12 | 0 | 0 | 0 | 0 | 0 | 0 | 0 | 0 | 0 | 0 |  | 0
Lateral Hardening-Fuse-92037726 | Lateral Hardening | 56220.45 | 0 | 0 | 0 | 0 | 0 | 0 | 0 | 0 | 0 | 0 |  | 0
Lateral Hardening-Fuse-92037863 | Lateral Hardening | 198014.95 | 0 | 0 | 0 | 0 | 2022 | 0 | 0 | 0 | 0 | 0 |  | 2022
Lateral Hardening-Fuse-92037965 | Lateral Hardening | 50000 | 0 | 0 | 0 | 0 | 0 | 0 | 0 | 0 | 0 | 0 |  | 0
Lateral Hardening-Fuse-92039091 | Lateral Hardening | 598736.48 | 0 | 0 | 0 | 0 | 0 | 0 | 0 | 0 | 0 | 0 |  | 0
Lateral Hardening-Fuse-92041473 | Lateral Hardening | 350605.27 | 0 | 0 | 0 | 0 | 0 | 0 | 0 | 0 | 0 | 0 |  | 0
Lateral Hardening-Fuse-92041900 | Lateral Hardening | 50000 | 0 | 0 | 0 | 0 | 0 | 0 | 0 | 0 | 0 | 0 |  | 0
Lateral Hardening-Fuse-92042372 | Lateral Hardening | 130722.26 | 0 | 0 | 0 | 0 | 0 | 0 | 0 | 0 | 0 | 0 |  | 0
Lateral Hardening-Fuse-92043539 | Lateral Hardening | 50000 | 0 | 0 | 0 | 0 | 0 | 0 | 0 | 0 | 0 | 0 |  | 0
Lateral Hardening-Fuse-92043953 | Lateral Hardening | 50000 | 0 | 0 | 0 | 0 | 0 | 0 | 0 | 0 | 0 | 0 |  | 0
Lateral Hardening-Fuse-92044287 | Lateral Hardening | 78059.05 | 0 | 0 | 0 | 0 | 0 | 0 | 0 | 0 | 0 | 0 |  | 0
Lateral Hardening-Fuse-92044311 | Lateral Hardening | 74097.57 | 0 | 0 | 0 | 0 | 0 | 0 | 0 | 0 | 0 | 0 |  | 0
Lateral Hardening-Fuse-92044471 | Lateral Hardening | 50000 | 0 | 0 | 0 | 0 | 0 | 0 | 0 | 0 | 0 | 0 |  | 0
Lateral Hardening-Fuse-92045581 | Lateral Hardening | 228934.2 | 0 | 0 | 0 | 0 | 0 | 0 | 0 | 0 | 0 | 0 |  | 0
Lateral Hardening-Fuse-92045698 | Lateral Hardening | 50000 | 0 | 0 | 0 | 0 | 0 | 0 | 0 | 0 | 0 | 0 |  | 0
Lateral Hardening-Fuse-92045718 | Lateral Hardening | 50000 | 0 | 0 | 0 | 0 | 0 | 0 | 0 | 0 | 0 | 0 |  | 0
Lateral Hardening-Fuse-92045946 | Lateral Hardening | 50000 | 0 | 0 | 0 | 0 | 0 | 0 | 0 | 0 | 0 | 0 |  | 0
Lateral Hardening-Fuse-92046357 | Lateral Hardening | 210534.19 | 0 | 0 | 0 | 0 | 0 | 0 | 0 | 0 | 0 | 0 |  | 0
Lateral Hardening-Fuse-92046567 | Lateral Hardening | 99476.14 | 0 | 0 | 0 | 0 | 0 | 0 | 0 | 0 | 0 | 0 |  | 0
Lateral Hardening-Fuse-92047124 | Lateral Hardening | 54882.55 | 0 | 0 | 0 | 0 | 0 | 0 | 0 | 0 | 0 | 0 |  | 0
Lateral Hardening-Fuse-92047429 | Lateral Hardening | 62270.35 | 0 | 0 | 0 | 0 | 0 | 0 | 0 | 0 | 0 | 0 |  | 0
Lateral Hardening-Fuse-92047845 | Lateral Hardening | 57275.03 | 0 | 0 | 0 | 0 | 0 | 0 | 0 | 0 | 0 | 0 |  | 0
Lateral Hardening-Fuse-92048269 | Lateral Hardening | 253950.76 | 0 | 0 | 0 | 0 | 2021 | 0 | 0 | 0 | 0 | 0 |  | 2021
Lateral Hardening-Fuse-92048510 | Lateral Hardening | 93223 | 0 | 0 | 0 | 0 | 0 | 0 | 0 | 0 | 0 | 0 |  | 0
Lateral Hardening-Fuse-92049567 | Lateral Hardening | 95961.85 | 0 | 0 | 0 | 0 | 0 | 0 | 0 | 0 | 0 | 0 |  | 0
Lateral Hardening-Fuse-92049568 | Lateral Hardening | 110982.08 | 0 | 0 | 0 | 0 | 0 | 0 | 0 | 0 | 0 | 0 |  | 0
Lateral Hardening-Fuse-92050575 | Lateral Hardening | 94061.58 | 0 | 0 | 0 | 0 | 0 | 0 | 0 | 0 | 0 | 0 |  | 0
Lateral Hardening-Fuse-92051000 | Lateral Hardening | 741474.47 | 0 | 0 | 0 | 0 | 0 | 0 | 0 | 0 | 0 | 0 |  | 0
Lateral Hardening-Fuse-92051468 | Lateral Hardening | 50000 | 0 | 0 | 0 | 0 | 0 | 0 | 0 | 0 | 0 | 0 |  | 0
Lateral Hardening-Fuse-92051492 | Lateral Hardening | 435806.76 | 0 | 0 | 0 | 0 | 0 | 0 | 0 | 0 | 0 | 0 |  | 0
Lateral Hardening-Fuse-92051767 | Lateral Hardening | 58030.55 | 0 | 0 | 0 | 0 | 2021 | 0 | 0 | 0 | 0 | 0 |  | 2022 | 2022
Lateral Hardening-Fuse-92051943 | Lateral Hardening | 271247.57 | 0 | 0 | 0 | 0 | 0 | 0 | 0 | 0 | 0 | 0 |  | 0
Lateral Hardening-Fuse-92052016 | Lateral Hardening | 169756.66 | 0 | 0 | 0 | 0 | 0 | 0 | 0 | 0 | 0 | 0 |  | 0
Lateral Hardening-Fuse-92052900 | Lateral Hardening | 62679.59 | 0 | 0 | 0 | 0 | 2027 | 0 | 0 | 0 | 0 | 0 |  | 2026 | 2026
Lateral Hardening-Fuse-92052949 | Lateral Hardening | 203418.18 | 0 | 0 | 0 | 0 | 0 | 0 | 0 | 0 | 0 | 0 |  | 0
Lateral Hardening-Fuse-92052950 | Lateral Hardening | 203114.12 | 0 | 0 | 0 | 0 | 0 | 0 | 0 | 0 | 0 | 0 |  | 0
Lateral Hardening-Fuse-92053002 | Lateral Hardening | 196282.22 | 0 | 0 | 0 | 0 | 0 | 0 | 0 | 0 | 0 | 0 |  | 0
Lateral Hardening-Fuse-92054674 | Lateral Hardening | 164837.27 | 0 | 0 | 0 | 0 | 0 | 0 | 0 | 0 | 0 | 0 |  | 0
Lateral Hardening-Fuse-92055133 | Lateral Hardening | 534588.07 | 0 | 0 | 0 | 0 | 0 | 0 | 0 | 0 | 0 | 0 |  | 0
Lateral Hardening-Fuse-92055366 | Lateral Hardening | 50000 | 0 | 0 | 0 | 0 | 0 | 0 | 0 | 0 | 0 | 0 |  | 0
Lateral Hardening-Fuse-92056037 | Lateral Hardening | 203401.39 | 0 | 0 | 0 | 0 | 0 | 0 | 0 | 0 | 0 | 0 |  | 0
Lateral Hardening-Fuse-92056261 | Lateral Hardening | 50000 | 0 | 0 | 0 | 0 | 0 | 0 | 0 | 0 | 0 | 0 |  | 0
Lateral Hardening-Fuse-92056308 | Lateral Hardening | 50000 | 0 | 0 | 0 | 0 | 0 | 0 | 0 | 0 | 0 | 0 |  | 0
Lateral Hardening-Fuse-92056600 | Lateral Hardening | 421324.99 | 0 | 0 | 0 | 0 | 0 | 0 | 0 | 0 | 0 | 0 |  | 0
Lateral Hardening-Fuse-92056734 | Lateral Hardening | 50000 | 0 | 0 | 0 | 0 | 0 | 0 | 0 | 0 | 0 | 0 |  | 0
Lateral Hardening-Fuse-92056806 | Lateral Hardening | 118528.02 | 0 | 0 | 0 | 0 | 0 | 0 | 0 | 0 | 0 | 0 |  | 0
Lateral Hardening-Fuse-92057223 | Lateral Hardening | 197323.58 | 0 | 0 | 0 | 0 | 2023 | 0 | 0 | 0 | 0 | 0 |  | 2027 | 2027
Lateral Hardening-Fuse-92057567 | Lateral Hardening | 137679.34 | 0 | 0 | 0 | 0 | 0 | 0 | 0 | 0 | 0 | 0 |  | 0
Lateral Hardening-Fuse-92057627 | Lateral Hardening | 186718.09 | 0 | 0 | 0 | 0 | 0 | 0 | 0 | 0 | 0 | 0 |  | 0
Lateral Hardening-Fuse-92057819 | Lateral Hardening | 158416.14 | 0 | 0 | 0 | 0 | 0 | 0 | 0 | 0 | 0 | 0 |  | 0
Lateral Hardening-Fuse-92057917 | Lateral Hardening | 321213 | 0 | 0 | 0 | 0 | 0 | 0 | 0 | 0 | 0 | 0 |  | 0
Lateral Hardening-Fuse-92057986 | Lateral Hardening | 58975.69 | 0 | 0 | 0 | 0 | 0 | 0 | 0 | 0 | 0 | 0 |  | 0
Lateral Hardening-Fuse-92058015 | Lateral Hardening | 213260.23 | 0 | 0 | 0 | 0 | 2027 | 0 | 0 | 0 | 0 | 0 |  | 2026 | 2026
Lateral Hardening-Fuse-92058361 | Lateral Hardening | 106396.74 | 0 | 0 | 0 | 0 | 0 | 0 | 0 | 0 | 0 | 0 |  | 0
Lateral Hardening-Fuse-92058671 | Lateral Hardening | 470482.85 | 0 | 0 | 0 | 0 | 0 | 0 | 0 | 0 | 0 | 0 |  | 0
Lateral Hardening-Fuse-92058986 | Lateral Hardening | 604239.87 | 0 | 0 | 0 | 0 | 2029 | 0 | 0 | 0 | 0 | 0 |  | 2027 | 2027
Lateral Hardening-Fuse-92059126 | Lateral Hardening | 731882.47 | 0 | 0 | 0 | 0 | 0 | 0 | 0 | 0 | 0 | 0 |  | 0
Lateral Hardening-Fuse-92059295 | Lateral Hardening | 532758.26 | 0 | 0 | 0 | 0 | 0 | 0 | 0 | 0 | 0 | 0 |  | 0
Lateral Hardening-Fuse-92059488 | Lateral Hardening | 105777.88 | 0 | 0 | 0 | 0 | 0 | 0 | 0 | 0 | 0 | 0 |  | 0
Lateral Hardening-Fuse-92059500 | Lateral Hardening | 61977.15 | 0 | 0 | 0 | 0 | 0 | 0 | 0 | 0 | 0 | 0 |  | 0
Lateral Hardening-Fuse-92059610 | Lateral Hardening | 106081.94 | 0 | 0 | 0 | 0 | 0 | 0 | 0 | 0 | 0 | 0 |  | 0
Lateral Hardening-Fuse-92060396 | Lateral Hardening | 155816.86 | 0 | 0 | 0 | 0 | 0 | 0 | 0 | 0 | 0 | 0 |  | 0
Lateral Hardening-Fuse-92060750 | Lateral Hardening | 63366.41 | 0 | 0 | 0 | 0 | 0 | 0 | 0 | 0 | 0 | 0 |  | 0
Lateral Hardening-Fuse-92060753 | Lateral Hardening | 50000 | 0 | 0 | 0 | 0 | 0 | 0 | 0 | 0 | 0 | 0 |  | 0
Lateral Hardening-Fuse-92060770 | Lateral Hardening | 106202.86 | 0 | 0 | 0 | 0 | 0 | 0 | 0 | 0 | 0 | 0 |  | 0
Lateral Hardening-Fuse-92061574 | Lateral Hardening | 50000 | 0 | 0 | 0 | 0 | 0 | 0 | 0 | 0 | 0 | 0 |  | 0
Lateral Hardening-Fuse-92061688 | Lateral Hardening | 53103.93 | 0 | 0 | 0 | 0 | 0 | 0 | 0 | 0 | 0 | 0 |  | 0
Lateral Hardening-Fuse-92062309 | Lateral Hardening | 99570.58 | 0 | 0 | 0 | 0 | 0 | 0 | 0 | 0 | 0 | 0 |  | 0
Lateral Hardening-Fuse-92062312 | Lateral Hardening | 346935.5 | 0 | 0 | 0 | 0 | 2027 | 0 | 0 | 0 | 0 | 0 |  | 2028 | 2028
Lateral Hardening-Fuse-92062554 | Lateral Hardening | 101485.86 | 0 | 0 | 0 | 0 | 0 | 0 | 0 | 0 | 0 | 0 |  | 0
Lateral Hardening-Fuse-92062708 | Lateral Hardening | 50000 | 0 | 0 | 0 | 0 | 0 | 0 | 0 | 0 | 0 | 0 |  | 0
Lateral Hardening-Fuse-92062709 | Lateral Hardening | 284326.17 | 0 | 0 | 0 | 0 | 0 | 0 | 0 | 0 | 0 | 0 |  | 0
Lateral Hardening-Fuse-92062744 | Lateral Hardening | 50000 | 0 | 0 | 0 | 0 | 0 | 0 | 0 | 0 | 0 | 0 |  | 0
Lateral Hardening-Fuse-92063119 | Lateral Hardening | 211287.44 | 0 | 0 | 0 | 0 | 0 | 0 | 0 | 0 | 0 | 0 |  | 0
Lateral Hardening-Fuse-92063628 | Lateral Hardening | 66678.29 | 0 | 0 | 0 | 0 | 0 | 0 | 0 | 0 | 0 | 0 |  | 0
Lateral Hardening-Fuse-92064834 | Lateral Hardening | 825883.85 | 0 | 0 | 0 | 0 | 0 | 0 | 0 | 0 | 0 | 0 |  | 0
Lateral Hardening-Fuse-92065130 | Lateral Hardening | 250835.07 | 0 | 0 | 0 | 0 | 0 | 0 | 0 | 0 | 0 | 0 |  | 0
Lateral Hardening-Fuse-92065191 | Lateral Hardening | 247020.15 | 0 | 0 | 0 | 0 | 0 | 0 | 0 | 0 | 0 | 0 |  | 0
Lateral Hardening-Fuse-92066087 | Lateral Hardening | 50000 | 0 | 0 | 0 | 0 | 0 | 0 | 0 | 0 | 0 | 0 |  | 0
Lateral Hardening-Fuse-92066419 | Lateral Hardening | 50385.91 | 0 | 0 | 0 | 0 | 0 | 0 | 0 | 0 | 0 | 0 |  | 0
Lateral Hardening-Fuse-92066784 | Lateral Hardening | 325033.47 | 0 | 0 | 0 | 0 | 0 | 0 | 0 | 0 | 0 | 0 |  | 0
Lateral Hardening-Fuse-92066961 | Lateral Hardening | 75639.53 | 0 | 0 | 0 | 0 | 0 | 0 | 0 | 0 | 0 | 0 |  | 0
Lateral Hardening-Fuse-92067214 | Lateral Hardening | 50000 | 0 | 0 | 0 | 0 | 0 | 0 | 0 | 0 | 0 | 0 |  | 0
Lateral Hardening-Fuse-92067215 | Lateral Hardening | 169743.33 | 0 | 0 | 0 | 0 | 0 | 0 | 0 | 0 | 0 | 0 |  | 0
Lateral Hardening-Fuse-92067843 | Lateral Hardening | 50000 | 0 | 0 | 0 | 0 | 0 | 0 | 0 | 0 | 0 | 0 |  | 0
Lateral Hardening-Fuse-92067952 | Lateral Hardening | 122593.2 | 0 | 0 | 0 | 0 | 0 | 0 | 0 | 0 | 0 | 0 |  | 0
Lateral Hardening-Fuse-92067955 | Lateral Hardening | 114796.9 | 0 | 0 | 0 | 0 | 0 | 0 | 0 | 0 | 0 | 0 |  | 0
Lateral Hardening-Fuse-92068322 | Lateral Hardening | 372774.55 | 0 | 0 | 0 | 0 | 0 | 0 | 0 | 0 | 0 | 0 |  | 0
Lateral Hardening-Fuse-92068683 | Lateral Hardening | 64381.49 | 0 | 0 | 0 | 0 | 0 | 0 | 0 | 0 | 0 | 0 |  | 0
Lateral Hardening-Fuse-92068685 | Lateral Hardening | 269507.61 | 0 | 0 | 0 | 0 | 0 | 0 | 0 | 0 | 0 | 0 |  | 0
Lateral Hardening-Fuse-92070046 | Lateral Hardening | 113701.58 | 0 | 0 | 0 | 0 | 0 | 0 | 0 | 0 | 0 | 0 |  | 0
Lateral Hardening-Fuse-92070480 | Lateral Hardening | 210564.19 | 0 | 0 | 0 | 0 | 0 | 0 | 0 | 0 | 0 | 0 |  | 0
Lateral Hardening-Fuse-92070695 | Lateral Hardening | 210338.83 | 0 | 0 | 0 | 0 | 2021 | 0 | 0 | 0 | 0 | 0 |  | 2025 | 2025
Lateral Hardening-Fuse-92071144 | Lateral Hardening | 68463.89 | 0 | 0 | 0 | 0 | 0 | 0 | 0 | 0 | 0 | 0 |  | 0
Lateral Hardening-Fuse-92071310 | Lateral Hardening | 272259.38 | 0 | 0 | 0 | 0 | 0 | 0 | 0 | 0 | 0 | 0 |  | 0
Lateral Hardening-Fuse-92073261 | Lateral Hardening | 62497.69 | 0 | 0 | 0 | 0 | 0 | 0 | 0 | 0 | 0 | 0 |  | 0
Lateral Hardening-Fuse-92073731 | Lateral Hardening | 110951.9 | 0 | 0 | 0 | 0 | 0 | 0 | 0 | 0 | 0 | 0 |  | 0
Lateral Hardening-Fuse-92073930 | Lateral Hardening | 162976.1 | 0 | 0 | 0 | 0 | 0 | 0 | 0 | 0 | 0 | 0 |  | 0
Lateral Hardening-Fuse-92074668 | Lateral Hardening | 50000 | 0 | 0 | 0 | 0 | 0 | 0 | 0 | 0 | 0 | 0 |  | 0
Lateral Hardening-Fuse-92075732 | Lateral Hardening | 62260.35 | 0 | 0 | 0 | 0 | 0 | 0 | 0 | 0 | 0 | 0 |  | 0
Lateral Hardening-Fuse-92076006 | Lateral Hardening | 106255.82 | 0 | 0 | 0 | 0 | 0 | 0 | 0 | 0 | 0 | 0 |  | 0
Lateral Hardening-Fuse-92076241 | Lateral Hardening | 421147.75 | 0 | 0 | 0 | 0 | 0 | 0 | 0 | 0 | 0 | 0 |  | 0
Lateral Hardening-Fuse-92076524 | Lateral Hardening | 83209.43 | 0 | 0 | 0 | 0 | 2022 | 0 | 0 | 0 | 0 | 0 |  | 2021 | 2021
Lateral Hardening-Fuse-92078531 | Lateral Hardening | 172786.71 | 0 | 0 | 0 | 0 | 0 | 0 | 0 | 0 | 0 | 0 |  | 0
Lateral Hardening-Fuse-92078535 | Lateral Hardening | 367238.09 | 0 | 0 | 0 | 0 | 2024 | 0 | 0 | 0 | 0 | 0 |  | 2024
Lateral Hardening-Fuse-92078660 | Lateral Hardening | 83386.7 | 0 | 0 | 0 | 0 | 0 | 0 | 0 | 0 | 0 | 0 |  | 0
Lateral Hardening-Fuse-92078689 | Lateral Hardening | 50000 | 0 | 0 | 0 | 0 | 0 | 0 | 0 | 0 | 0 | 0 |  | 0
Lateral Hardening-Fuse-92078841 | Lateral Hardening | 50000 | 0 | 0 | 0 | 0 | 0 | 0 | 0 | 0 | 0 | 0 |  | 0
Lateral Hardening-Fuse-92078845 | Lateral Hardening | 55763.99 | 0 | 0 | 0 | 0 | 0 | 0 | 0 | 0 | 0 | 0 |  | 0
Lateral Hardening-Fuse-92079219 | Lateral Hardening | 187010.67 | 0 | 0 | 0 | 0 | 0 | 0 | 0 | 0 | 0 | 0 |  | 0
Lateral Hardening-Fuse-92079343 | Lateral Hardening | 50000 | 0 | 0 | 0 | 0 | 0 | 0 | 0 | 0 | 0 | 0 |  | 0
Lateral Hardening-Fuse-92079389 | Lateral Hardening | 162238.1 | 0 | 0 | 0 | 0 | 0 | 0 | 0 | 0 | 0 | 0 |  | 0
Lateral Hardening-Fuse-92079431 | Lateral Hardening | 273310.45 | 0 | 0 | 0 | 0 | 2024 | 0 | 0 | 0 | 0 | 0 |  | 2028 | 2028
Lateral Hardening-Fuse-92079502 | Lateral Hardening | 368003.7 | 0 | 0 | 0 | 0 | 2028 | 0 | 0 | 0 | 0 | 0 |  | 2027 | 2027
Lateral Hardening-Fuse-92080173 | Lateral Hardening | 317298.09 | 0 | 0 | 0 | 0 | 0 | 0 | 0 | 0 | 0 | 0 |  | 0
Lateral Hardening-Fuse-92080446 | Lateral Hardening | 296750 | 0 | 0 | 0 | 0 | 0 | 0 | 0 | 0 | 0 | 0 |  | 0
Lateral Hardening-Fuse-92081600 | Lateral Hardening | 703595.96 | 0 | 0 | 0 | 0 | 2024 | 0 | 0 | 0 | 0 | 0 |  | 2023 | 2023
Lateral Hardening-Fuse-92083217 | Lateral Hardening | 77296.31 | 0 | 0 | 0 | 0 | 0 | 0 | 0 | 0 | 0 | 0 |  | 0
Lateral Hardening-Fuse-92083244 | Lateral Hardening | 161736.88 | 0 | 0 | 0 | 0 | 0 | 0 | 0 | 0 | 0 | 0 |  | 0
Lateral Hardening-Fuse-92083528 | Lateral Hardening | 718091.03 | 0 | 0 | 0 | 0 | 0 | 0 | 0 | 0 | 0 | 0 |  | 0
Lateral Hardening-Fuse-92083868 | Lateral Hardening | 118512.28 | 0 | 0 | 0 | 0 | 0 | 0 | 0 | 0 | 0 | 0 |  | 0
Lateral Hardening-Fuse-92084057 | Lateral Hardening | 50000 | 0 | 0 | 0 | 0 | 0 | 0 | 0 | 0 | 0 | 0 |  | 0
Lateral Hardening-Fuse-92084637 | Lateral Hardening | 152170.83 | 0 | 0 | 0 | 0 | 0 | 0 | 0 | 0 | 0 | 0 |  | 0
Lateral Hardening-Fuse-92086296 | Lateral Hardening | 638731.26 | 0 | 0 | 0 | 0 | 0 | 0 | 0 | 0 | 0 | 0 |  | 0
Lateral Hardening-Fuse-92086422 | Lateral Hardening | 565755.74 | 0 | 0 | 0 | 0 | 0 | 0 | 0 | 0 | 0 | 0 |  | 0
Lateral Hardening-Fuse-92086548 | Lateral Hardening | 401436.9 | 0 | 0 | 0 | 0 | 0 | 0 | 0 | 0 | 0 | 0 |  | 0
Lateral Hardening-Fuse-92087068 | Lateral Hardening | 116549.78 | 0 | 0 | 0 | 0 | 0 | 0 | 0 | 0 | 0 | 0 |  | 0
Lateral Hardening-Fuse-92087105 | Lateral Hardening | 422338.25 | 0 | 0 | 0 | 0 | 0 | 0 | 0 | 0 | 0 | 0 |  | 0
Lateral Hardening-Fuse-92087743 | Lateral Hardening | 98342.86 | 0 | 0 | 0 | 0 | 0 | 0 | 0 | 0 | 0 | 0 |  | 0
Lateral Hardening-Fuse-92089694 | Lateral Hardening | 276881.15 | 0 | 0 | 0 | 0 | 0 | 0 | 0 | 0 | 0 | 0 |  | 0
Lateral Hardening-Fuse-92089923 | Lateral Hardening | 317703.83 | 0 | 0 | 0 | 0 | 0 | 0 | 0 | 0 | 0 | 0 |  | 0
Lateral Hardening-Fuse-92090136 | Lateral Hardening | 50000 | 0 | 0 | 0 | 0 | 0 | 0 | 0 | 0 | 0 | 0 |  | 0
Lateral Hardening-Fuse-92090727 | Lateral Hardening | 50000 | 0 | 0 | 0 | 0 | 0 | 0 | 0 | 0 | 0 | 0 |  | 0
Lateral Hardening-Fuse-92091606 | Lateral Hardening | 547066.91 | 0 | 0 | 0 | 0 | 0 | 0 | 0 | 0 | 0 | 0 |  | 0
Lateral Hardening-Fuse-92091985 | Lateral Hardening | 165562.28 | 0 | 0 | 0 | 0 | 2023 | 0 | 0 | 0 | 0 | 0 |  | 2023
Lateral Hardening-Fuse-92092534 | Lateral Hardening | 219406.55 | 0 | 0 | 0 | 0 | 0 | 0 | 0 | 0 | 0 | 0 |  | 0
Lateral Hardening-Fuse-92093267 | Lateral Hardening | 62501.45 | 0 | 0 | 0 | 0 | 0 | 0 | 0 | 0 | 0 | 0 |  | 0
Lateral Hardening-Fuse-92094142 | Lateral Hardening | 50000 | 0 | 0 | 0 | 0 | 0 | 0 | 0 | 0 | 0 | 0 |  | 0
Lateral Hardening-Fuse-92094218 | Lateral Hardening | 83975.7 | 0 | 0 | 0 | 0 | 0 | 0 | 0 | 0 | 0 | 0 |  | 0
Lateral Hardening-Fuse-92094235 | Lateral Hardening | 50000 | 0 | 0 | 0 | 0 | 0 | 0 | 0 | 0 | 0 | 0 |  | 2028 | 2028
Lateral Hardening-Fuse-92094500 | Lateral Hardening | 114772.26 | 0 | 0 | 0 | 0 | 0 | 0 | 0 | 0 | 0 | 0 |  | 0
Lateral Hardening-Fuse-92094534 | Lateral Hardening | 50000 | 0 | 0 | 0 | 0 | 0 | 0 | 0 | 0 | 0 | 0 |  | 0
Lateral Hardening-Fuse-92094568 | Lateral Hardening | 50000 | 0 | 0 | 0 | 0 | 0 | 0 | 0 | 0 | 0 | 0 |  | 0
Lateral Hardening-Fuse-92095329 | Lateral Hardening | 72979.29 | 0 | 0 | 0 | 0 | 0 | 0 | 0 | 0 | 0 | 0 |  | 0
Lateral Hardening-Fuse-92095330 | Lateral Hardening | 199236.34 | 0 | 0 | 0 | 0 | 0 | 0 | 0 | 0 | 0 | 0 |  | 0
Lateral Hardening-Fuse-92095742 | Lateral Hardening | 147296.84 | 0 | 0 | 0 | 0 | 0 | 0 | 0 | 0 | 0 | 0 |  | 0
Lateral Hardening-Fuse-92096217 | Lateral Hardening | 708367.14 | 0 | 0 | 0 | 0 | 0 | 0 | 0 | 0 | 0 | 0 |  | 0
Lateral Hardening-Fuse-92096241 | Lateral Hardening | 181234.83 | 0 | 0 | 0 | 0 | 0 | 0 | 0 | 0 | 0 | 0 |  | 0
Lateral Hardening-Fuse-92096248 | Lateral Hardening | 50000 | 0 | 0 | 0 | 0 | 0 | 0 | 0 | 0 | 0 | 0 |  | 0
Lateral Hardening-Fuse-92096870 | Lateral Hardening | 330315.72 | 0 | 0 | 0 | 0 | 0 | 0 | 0 | 0 | 0 | 0 |  | 0
Lateral Hardening-Fuse-92097014 | Lateral Hardening | 178802.47 | 0 | 0 | 0 | 0 | 2025 | 0 | 0 | 0 | 0 | 0 |  | 2026 | 2026
Lateral Hardening-Fuse-92097055 | Lateral Hardening | 50000 | 0 | 0 | 0 | 0 | 0 | 0 | 0 | 0 | 0 | 0 |  | 0
Lateral Hardening-Fuse-92097460 | Lateral Hardening | 167384.18 | 0 | 0 | 0 | 0 | 2021 | 0 | 0 | 0 | 0 | 0 |  | 2021
Lateral Hardening-Fuse-92097941 | Lateral Hardening | 82267.6 | 0 | 0 | 0 | 0 | 0 | 0 | 0 | 0 | 0 | 0 |  | 0
Lateral Hardening-Fuse-92098391 | Lateral Hardening | 88245.38 | 0 | 0 | 0 | 0 | 2027 | 0 | 0 | 0 | 0 | 0 |  | 2027
Lateral Hardening-Fuse-92098544 | Lateral Hardening | 50000 | 0 | 0 | 0 | 0 | 0 | 0 | 0 | 0 | 0 | 0 |  | 0
Lateral Hardening-Fuse-92099682 | Lateral Hardening | 279603.43 | 0 | 0 | 0 | 0 | 0 | 0 | 0 | 0 | 0 | 0 |  | 0
Lateral Hardening-Fuse-92099807 | Lateral Hardening | 1450509.41 | 0 | 0 | 0 | 0 | 0 | 0 | 0 | 0 | 0 | 0 |  | 0
Lateral Hardening-Fuse-92099918 | Lateral Hardening | 50000 | 0 | 0 | 0 | 0 | 0 | 0 | 0 | 0 | 0 | 0 |  | 0
Lateral Hardening-Fuse-92100094 | Lateral Hardening | 409952.19 | 0 | 0 | 0 | 0 | 0 | 0 | 0 | 0 | 0 | 0 |  | 0
Lateral Hardening-Fuse-92100124 | Lateral Hardening | 50000 | 0 | 0 | 0 | 0 | 0 | 0 | 0 | 0 | 0 | 0 |  | 0
Lateral Hardening-Fuse-92100339 | Lateral Hardening | 55491.41 | 0 | 0 | 0 | 0 | 0 | 0 | 0 | 0 | 0 | 0 |  | 0
Lateral Hardening-Fuse-92100350 | Lateral Hardening | 99639.28 | 0 | 0 | 0 | 0 | 0 | 0 | 0 | 0 | 0 | 0 |  | 0
Lateral Hardening-Fuse-92101862 | Lateral Hardening | 165181.96 | 0 | 0 | 0 | 0 | 2023 | 0 | 0 | 0 | 0 | 0 |  | 2024 | 2024
Lateral Hardening-Fuse-92102256 | Lateral Hardening | 50234.25 | 0 | 0 | 0 | 0 | 0 | 0 | 0 | 0 | 0 | 0 |  | 0
Lateral Hardening-Fuse-92102324 | Lateral Hardening | 304705.95 | 0 | 0 | 0 | 0 | 0 | 0 | 0 | 0 | 0 | 0 |  | 0
Lateral Hardening-Fuse-92102545 | Lateral Hardening | 226845.09 | 0 | 0 | 0 | 0 | 0 | 0 | 0 | 0 | 0 | 0 |  | 0
Lateral Hardening-Fuse-92103181 | Lateral Hardening | 224805.37 | 0 | 0 | 0 | 0 | 0 | 0 | 0 | 0 | 0 | 0 |  | 0
Lateral Hardening-Fuse-92104165 | Lateral Hardening | 215842.83 | 0 | 0 | 0 | 0 | 0 | 0 | 0 | 0 | 0 | 0 |  | 0
Lateral Hardening-Fuse-92105635 | Lateral Hardening | 727083.72 | 0 | 0 | 0 | 0 | 2028 | 0 | 0 | 0 | 0 | 0 |  | 2025 | 2025
Lateral Hardening-Fuse-92105946 | Lateral Hardening | 50000 | 0 | 0 | 0 | 0 | 0 | 0 | 0 | 0 | 0 | 0 |  | 0
Lateral Hardening-Fuse-92106524 | Lateral Hardening | 1109933.13 | 0 | 0 | 0 | 0 | 0 | 0 | 0 | 0 | 0 | 0 |  | 0
Lateral Hardening-Fuse-92106693 | Lateral Hardening | 278722.04 | 0 | 0 | 0 | 0 | 0 | 0 | 0 | 0 | 0 | 0 |  | 0
Lateral Hardening-Fuse-92106714 | Lateral Hardening | 107406.93 | 0 | 0 | 0 | 0 | 0 | 0 | 0 | 0 | 0 | 0 |  | 0
Lateral Hardening-Fuse-92107167 | Lateral Hardening | 308207.48 | 0 | 0 | 0 | 0 | 0 | 0 | 0 | 0 | 0 | 0 |  | 0
Lateral Hardening-Fuse-92108588 | Lateral Hardening | 70954.57 | 0 | 0 | 0 | 0 | 0 | 0 | 0 | 0 | 0 | 0 |  | 0
Lateral Hardening-Fuse-92109908 | Lateral Hardening | 60922.45 | 0 | 0 | 0 | 0 | 0 | 0 | 0 | 0 | 0 | 0 |  | 0
Lateral Hardening-Fuse-92110000 | Lateral Hardening | 304039.85 | 0 | 0 | 0 | 0 | 0 | 0 | 0 | 0 | 0 | 0 |  | 0
Lateral Hardening-Fuse-92110062 | Lateral Hardening | 223845.11 | 0 | 0 | 0 | 0 | 0 | 0 | 0 | 0 | 0 | 0 |  | 0
Lateral Hardening-Fuse-92111319 | Lateral Hardening | 234217.1 | 0 | 0 | 0 | 0 | 0 | 0 | 0 | 0 | 0 | 0 |  | 0
Lateral Hardening-Fuse-92111618 | Lateral Hardening | 163032.96 | 0 | 0 | 0 | 0 | 0 | 0 | 0 | 0 | 0 | 0 |  | 0
Lateral Hardening-Fuse-92111687 | Lateral Hardening | 124863.67 | 0 | 0 | 0 | 0 | 0 | 0 | 0 | 0 | 0 | 0 |  | 0
Lateral Hardening-Fuse-92113376 | Lateral Hardening | 179034.16 | 0 | 0 | 0 | 0 | 0 | 0 | 0 | 0 | 0 | 0 |  | 0
Lateral Hardening-Fuse-92113796 | Lateral Hardening | 125695.46 | 0 | 0 | 0 | 0 | 0 | 0 | 0 | 0 | 0 | 0 |  | 2025 | 2025
Lateral Hardening-Fuse-92115062 | Lateral Hardening | 125087.34 | 0 | 0 | 0 | 0 | 0 | 0 | 0 | 0 | 0 | 0 |  | 0
Lateral Hardening-Fuse-92115482 | Lateral Hardening | 106375.59 | 0 | 0 | 0 | 0 | 0 | 0 | 0 | 0 | 0 | 0 |  | 0
Lateral Hardening-Fuse-92115626 | Lateral Hardening | 112614.78 | 0 | 0 | 0 | 0 | 0 | 0 | 0 | 0 | 0 | 0 |  | 0
Lateral Hardening-Fuse-92115893 | Lateral Hardening | 139254.08 | 0 | 0 | 0 | 0 | 0 | 0 | 0 | 0 | 0 | 0 |  | 0
Lateral Hardening-Fuse-92115894 | Lateral Hardening | 161453.96 | 0 | 0 | 0 | 0 | 0 | 0 | 0 | 0 | 0 | 0 |  | 0
Lateral Hardening-Fuse-92116982 | Lateral Hardening | 222028.6 | 0 | 0 | 0 | 0 | 0 | 0 | 0 | 0 | 0 | 0 |  | 0
Lateral Hardening-Fuse-92116998 | Lateral Hardening | 259130 | 0 | 0 | 0 | 0 | 0 | 0 | 0 | 0 | 0 | 0 |  | 0
Lateral Hardening-Fuse-92116999 | Lateral Hardening | 53108.93 | 0 | 0 | 0 | 0 | 0 | 0 | 0 | 0 | 0 | 0 |  | 0
Lateral Hardening-Fuse-92118877 | Lateral Hardening | 525053.67 | 0 | 0 | 0 | 0 | 0 | 0 | 0 | 0 | 0 | 0 |  | 0
Lateral Hardening-Fuse-92118880 | Lateral Hardening | 261879.49 | 0 | 0 | 0 | 0 | 0 | 0 | 0 | 0 | 0 | 0 |  | 0
Lateral Hardening-Fuse-92119086 | Lateral Hardening | 159411.97 | 0 | 0 | 0 | 0 | 2026 | 0 | 0 | 0 | 0 | 0 |  | 2026
Lateral Hardening-Fuse-92119087 | Lateral Hardening | 55417.71 | 0 | 0 | 0 | 0 | 0 | 0 | 0 | 0 | 0 | 0 |  | 0
Lateral Hardening-Fuse-92120130 | Lateral Hardening | 143008.48 | 0 | 0 | 0 | 0 | 0 | 0 | 0 | 0 | 0 | 0 |  | 0
Lateral Hardening-Fuse-92120211 | Lateral Hardening | 679528.97 | 0 | 0 | 0 | 0 | 0 | 0 | 0 | 0 | 0 | 0 |  | 0
Lateral Hardening-Fuse-92120396 | Lateral Hardening | 233018.49 | 0 | 0 | 0 | 0 | 0 | 0 | 0 | 0 | 0 | 0 |  | 0
Lateral Hardening-Fuse-92120672 | Lateral Hardening | 78615.8 | 0 | 0 | 0 | 0 | 0 | 0 | 0 | 0 | 0 | 0 |  | 0
Lateral Hardening-Fuse-92122125 | Lateral Hardening | 881921.61 | 0 | 0 | 0 | 0 | 2028 | 0 | 0 | 0 | 0 | 0 |  | 2028
Lateral Hardening-Fuse-92122135 | Lateral Hardening | 107005.6 | 0 | 0 | 0 | 0 | 0 | 0 | 0 | 0 | 0 | 0 |  | 0
Lateral Hardening-Fuse-92122410 | Lateral Hardening | 71984.65 | 0 | 0 | 0 | 0 | 0 | 0 | 0 | 0 | 0 | 0 |  | 0
Lateral Hardening-Fuse-92122514 | Lateral Hardening | 51844.73 | 0 | 0 | 0 | 0 | 0 | 0 | 0 | 0 | 0 | 0 |  | 0
Lateral Hardening-Fuse-92122578 | Lateral Hardening | 240158.68 | 0 | 0 | 0 | 0 | 0 | 0 | 0 | 0 | 0 | 0 |  | 0
Lateral Hardening-Fuse-92122582 | Lateral Hardening | 251002.42 | 0 | 0 | 0 | 0 | 0 | 0 | 0 | 0 | 0 | 0 |  | 0
Lateral Hardening-Fuse-92123871 | Lateral Hardening | 98720.62 | 0 | 0 | 0 | 0 | 0 | 0 | 0 | 0 | 0 | 0 |  | 0
Lateral Hardening-Fuse-92124135 | Lateral Hardening | 110201.56 | 0 | 0 | 0 | 0 | 0 | 0 | 0 | 0 | 0 | 0 |  | 0
Lateral Hardening-Fuse-92124242 | Lateral Hardening | 265742.28 | 0 | 0 | 0 | 0 | 0 | 0 | 0 | 0 | 0 | 0 |  | 0
Lateral Hardening-Fuse-92124447 | Lateral Hardening | 50134.07 | 0 | 0 | 0 | 0 | 0 | 0 | 0 | 0 | 0 | 0 |  | 0
Lateral Hardening-Fuse-92124689 | Lateral Hardening | 50308.13 | 0 | 0 | 0 | 0 | 0 | 0 | 0 | 0 | 0 | 0 |  | 0
Lateral Hardening-Fuse-92124741 | Lateral Hardening | 141436.94 | 0 | 0 | 0 | 0 | 2022 | 0 | 0 | 0 | 0 | 0 |  | 0 | 0
Lateral Hardening-Fuse-92124819 | Lateral Hardening | 50000 | 0 | 0 | 0 | 0 | 0 | 0 | 0 | 0 | 0 | 0 |  | 0
Lateral Hardening-Fuse-92124997 | Lateral Hardening | 268370.12 | 0 | 0 | 0 | 0 | 0 | 0 | 0 | 0 | 0 | 0 |  | 0
Lateral Hardening-Fuse-92125751 | Lateral Hardening | 273061.38 | 0 | 0 | 0 | 0 | 0 | 0 | 0 | 0 | 0 | 0 |  | 0
Lateral Hardening-Fuse-92126052 | Lateral Hardening | 165313.73 | 0 | 0 | 0 | 0 | 0 | 0 | 0 | 0 | 0 | 0 |  | 0
Lateral Hardening-Fuse-92126206 | Lateral Hardening | 154239.25 | 0 | 0 | 0 | 0 | 0 | 0 | 0 | 0 | 0 | 0 |  | 0
Lateral Hardening-Fuse-92126698 | Lateral Hardening | 94047.03 | 0 | 0 | 0 | 0 | 0 | 0 | 0 | 0 | 0 | 0 |  | 0
Lateral Hardening-Fuse-92126804 | Lateral Hardening | 807712.45 | 0 | 0 | 0 | 0 | 0 | 0 | 0 | 0 | 0 | 0 |  | 0
Lateral Hardening-Fuse-92126903 | Lateral Hardening | 353859.14 | 0 | 0 | 0 | 0 | 0 | 0 | 0 | 0 | 0 | 0 |  | 0
Lateral Hardening-Fuse-92127332 | Lateral Hardening | 226416.19 | 0 | 0 | 0 | 0 | 2026 | 0 | 0 | 0 | 0 | 0 |  | 2025 | 2025
Lateral Hardening-Fuse-92128155 | Lateral Hardening | 322455.72 | 0 | 0 | 0 | 0 | 0 | 0 | 0 | 0 | 0 | 0 |  | 0
Lateral Hardening-Fuse-92128412 | Lateral Hardening | 160661.22 | 0 | 0 | 0 | 0 | 0 | 0 | 0 | 0 | 0 | 0 |  | 0
Lateral Hardening-Fuse-92128416 | Lateral Hardening | 50000 | 0 | 0 | 0 | 0 | 0 | 0 | 0 | 0 | 0 | 0 |  | 0
Lateral Hardening-Fuse-92128693 | Lateral Hardening | 74338.67 | 0 | 0 | 0 | 0 | 0 | 0 | 0 | 0 | 0 | 0 |  | 0
Lateral Hardening-Fuse-92128807 | Lateral Hardening | 999423.86 | 0 | 0 | 0 | 0 | 2023 | 0 | 0 | 0 | 0 | 0 |  | 2023
Lateral Hardening-Fuse-92128810 | Lateral Hardening | 553457.76 | 0 | 0 | 0 | 0 | 0 | 0 | 0 | 0 | 0 | 0 |  | 0
Lateral Hardening-Fuse-92128947 | Lateral Hardening | 221903.47 | 0 | 0 | 0 | 0 | 0 | 0 | 0 | 0 | 0 | 0 |  | 0
Lateral Hardening-Fuse-92129032 | Lateral Hardening | 440056.67 | 0 | 0 | 0 | 0 | 0 | 0 | 0 | 0 | 0 | 0 |  | 0
Lateral Hardening-Fuse-92129330 | Lateral Hardening | 50000 | 0 | 0 | 0 | 0 | 2027 | 0 | 0 | 0 | 0 | 0 |  | 2026 | 2026
Lateral Hardening-Fuse-92129500 | Lateral Hardening | 50000 | 0 | 0 | 0 | 0 | 2029 | 0 | 0 | 0 | 0 | 0 |  | 0 | 0
Lateral Hardening-Fuse-92129501 | Lateral Hardening | 364593.04 | 0 | 0 | 0 | 0 | 0 | 0 | 0 | 0 | 0 | 0 |  | 0
Lateral Hardening-Fuse-92130555 | Lateral Hardening | 85801.6 | 0 | 0 | 0 | 0 | 0 | 0 | 0 | 0 | 0 | 0 |  | 0
Lateral Hardening-Fuse-92130775 | Lateral Hardening | 50000 | 0 | 0 | 0 | 0 | 0 | 0 | 0 | 0 | 0 | 0 |  | 0
Lateral Hardening-Fuse-92130874 | Lateral Hardening | 80404.31 | 0 | 0 | 0 | 0 | 0 | 0 | 0 | 0 | 0 | 0 |  | 0
Lateral Hardening-Fuse-92130879 | Lateral Hardening | 77767.24 | 0 | 0 | 0 | 0 | 0 | 0 | 0 | 0 | 0 | 0 |  | 0
Lateral Hardening-Fuse-92131285 | Lateral Hardening | 174308.54 | 0 | 0 | 0 | 0 | 0 | 0 | 0 | 0 | 0 | 0 |  | 0
Lateral Hardening-Fuse-92131473 | Lateral Hardening | 113201.52 | 0 | 0 | 0 | 0 | 0 | 0 | 0 | 0 | 0 | 0 |  | 0
Lateral Hardening-Fuse-92131821 | Lateral Hardening | 435267.61 | 0 | 0 | 0 | 0 | 0 | 0 | 0 | 0 | 0 | 0 |  | 0
Lateral Hardening-Fuse-92131866 | Lateral Hardening | 67517.51 | 0 | 0 | 0 | 0 | 0 | 0 | 0 | 0 | 0 | 0 |  | 0
Lateral Hardening-Fuse-92131942 | Lateral Hardening | 172361.78 | 0 | 0 | 0 | 0 | 0 | 0 | 0 | 0 | 0 | 0 |  | 0
Lateral Hardening-Fuse-92132257 | Lateral Hardening | 201854.97 | 0 | 0 | 0 | 0 | 2029 | 0 | 0 | 0 | 0 | 0 |  | 0 | 0
Lateral Hardening-Fuse-92132399 | Lateral Hardening | 50000 | 0 | 0 | 0 | 0 | 0 | 0 | 0 | 0 | 0 | 0 |  | 0
Lateral Hardening-Fuse-92132400 | Lateral Hardening | 118345.98 | 0 | 0 | 0 | 0 | 0 | 0 | 0 | 0 | 0 | 0 |  | 0
Lateral Hardening-Fuse-92132589 | Lateral Hardening | 277543.02 | 0 | 0 | 0 | 0 | 0 | 0 | 0 | 0 | 0 | 0 |  | 0
Lateral Hardening-Fuse-92133123 | Lateral Hardening | 80996.69 | 0 | 0 | 0 | 0 | 0 | 0 | 0 | 0 | 0 | 0 |  | 0
Lateral Hardening-Fuse-92133124 | Lateral Hardening | 254718.79 | 0 | 0 | 0 | 0 | 0 | 0 | 0 | 0 | 0 | 0 |  | 0
Lateral Hardening-Fuse-92133237 | Lateral Hardening | 101040.14 | 0 | 0 | 0 | 0 | 0 | 0 | 0 | 0 | 0 | 0 |  | 0
Lateral Hardening-Fuse-92133837 | Lateral Hardening | 93625.86 | 0 | 0 | 0 | 0 | 0 | 0 | 0 | 0 | 0 | 0 |  | 0
Lateral Hardening-Fuse-92134200 | Lateral Hardening | 50000 | 0 | 0 | 0 | 0 | 0 | 0 | 0 | 0 | 0 | 0 |  | 0
Lateral Hardening-Fuse-92134566 | Lateral Hardening | 53639.09 | 0 | 0 | 0 | 0 | 0 | 0 | 0 | 0 | 0 | 0 |  | 0
Lateral Hardening-Fuse-92134831 | Lateral Hardening | 361749.14 | 0 | 0 | 0 | 0 | 0 | 0 | 0 | 0 | 0 | 0 |  | 0
Lateral Hardening-Fuse-92134864 | Lateral Hardening | 524434.87 | 0 | 0 | 0 | 0 | 2024 | 0 | 0 | 0 | 0 | 0 |  | 2025 | 2025
Lateral Hardening-Fuse-92137429 | Lateral Hardening | 109056.8 | 0 | 0 | 0 | 0 | 0 | 0 | 0 | 0 | 0 | 0 |  | 0
Lateral Hardening-Fuse-92137631 | Lateral Hardening | 97818.44 | 0 | 0 | 0 | 0 | 0 | 0 | 0 | 0 | 0 | 0 |  | 0
Lateral Hardening-Fuse-92138288 | Lateral Hardening | 203335.27 | 0 | 0 | 0 | 0 | 0 | 0 | 0 | 0 | 0 | 0 |  | 0
Lateral Hardening-Fuse-92139503 | Lateral Hardening | 197258.89 | 0 | 0 | 0 | 0 | 0 | 0 | 0 | 0 | 0 | 0 |  | 0
Lateral Hardening-Fuse-92139978 | Lateral Hardening | 64161.13 | 0 | 0 | 0 | 0 | 0 | 0 | 0 | 0 | 0 | 0 |  | 0
Lateral Hardening-Fuse-92140430 | Lateral Hardening | 52191.01 | 0 | 0 | 0 | 0 | 0 | 0 | 0 | 0 | 0 | 0 |  | 0
Lateral Hardening-Fuse-92140880 | Lateral Hardening | 157584.43 | 0 | 0 | 0 | 0 | 0 | 0 | 0 | 0 | 0 | 0 |  | 0
Lateral Hardening-Fuse-92140897 | Lateral Hardening | 1335306.3 | 0 | 0 | 0 | 0 | 2025 | 0 | 0 | 0 | 0 | 0 |  | 2025
Lateral Hardening-Fuse-92140995 | Lateral Hardening | 303619.2 | 0 | 0 | 0 | 0 | 0 | 0 | 0 | 0 | 0 | 0 |  | 0
Lateral Hardening-Fuse-92141025 | Lateral Hardening | 165609.32 | 0 | 0 | 0 | 0 | 0 | 0 | 0 | 0 | 0 | 0 |  | 0
Lateral Hardening-Fuse-92141061 | Lateral Hardening | 50000 | 0 | 0 | 0 | 0 | 0 | 0 | 0 | 0 | 0 | 0 |  | 0
Lateral Hardening-Fuse-92141312 | Lateral Hardening | 1077697.93 | 0 | 0 | 0 | 0 | 0 | 0 | 0 | 0 | 0 | 0 |  | 0
Lateral Hardening-Fuse-92142610 | Lateral Hardening | 50000 | 0 | 0 | 0 | 0 | 0 | 0 | 0 | 0 | 0 | 0 |  | 0
Lateral Hardening-Fuse-92142970 | Lateral Hardening | 88981.63 | 0 | 0 | 0 | 0 | 0 | 0 | 0 | 0 | 0 | 0 |  | 0
Lateral Hardening-Fuse-92144089 | Lateral Hardening | 134793.92 | 0 | 0 | 0 | 0 | 0 | 0 | 0 | 0 | 0 | 0 |  | 0
Lateral Hardening-Fuse-92145506 | Lateral Hardening | 64121.93 | 0 | 0 | 0 | 0 | 0 | 0 | 0 | 0 | 0 | 0 |  | 0
Lateral Hardening-Fuse-92145929 | Lateral Hardening | 70897.85 | 0 | 0 | 0 | 0 | 0 | 0 | 0 | 0 | 0 | 0 |  | 0
Lateral Hardening-Fuse-92145937 | Lateral Hardening | 56934.49 | 0 | 0 | 0 | 0 | 0 | 0 | 0 | 0 | 0 | 0 |  | 0
Lateral Hardening-Fuse-92146252 | Lateral Hardening | 107189.48 | 0 | 0 | 0 | 0 | 0 | 0 | 0 | 0 | 0 | 0 |  | 0
Lateral Hardening-Fuse-92146952 | Lateral Hardening | 52442.85 | 0 | 0 | 0 | 0 | 0 | 0 | 0 | 0 | 0 | 0 |  | 0
Lateral Hardening-Fuse-92147113 | Lateral Hardening | 378251.09 | 0 | 0 | 0 | 0 | 0 | 0 | 0 | 0 | 0 | 0 |  | 0
Lateral Hardening-Fuse-92147127 | Lateral Hardening | 1022271.92 | 0 | 0 | 0 | 0 | 0 | 0 | 0 | 0 | 0 | 0 |  | 0
Lateral Hardening-Fuse-92147535 | Lateral Hardening | 233195.19 | 0 | 0 | 0 | 0 | 0 | 0 | 0 | 0 | 0 | 0 |  | 0
Lateral Hardening-Fuse-92147737 | Lateral Hardening | 74903.83 | 0 | 0 | 0 | 0 | 0 | 0 | 0 | 0 | 0 | 0 |  | 0
Lateral Hardening-Fuse-92148012 | Lateral Hardening | 378168.97 | 0 | 0 | 0 | 0 | 0 | 0 | 0 | 0 | 0 | 0 |  | 0
Lateral Hardening-Fuse-92148495 | Lateral Hardening | 50000 | 0 | 0 | 0 | 0 | 0 | 0 | 0 | 0 | 0 | 0 |  | 0
Lateral Hardening-Fuse-92148509 | Lateral Hardening | 545156.19 | 0 | 0 | 0 | 0 | 0 | 0 | 0 | 0 | 0 | 0 |  | 0
Lateral Hardening-Fuse-92148656 | Lateral Hardening | 83923.77 | 0 | 0 | 0 | 0 | 2024 | 0 | 0 | 0 | 0 | 0 |  | 2023 | 2023
Lateral Hardening-Fuse-92149437 | Lateral Hardening | 50000 | 0 | 0 | 0 | 0 | 0 | 0 | 0 | 0 | 0 | 0 |  | 0
Lateral Hardening-Fuse-92149970 | Lateral Hardening | 50000 | 0 | 0 | 0 | 0 | 0 | 0 | 0 | 0 | 0 | 0 |  | 0
Lateral Hardening-Fuse-92149992 | Lateral Hardening | 123261.43 | 0 | 0 | 0 | 0 | 0 | 0 | 0 | 0 | 0 | 0 |  | 0
Lateral Hardening-Fuse-92150104 | Lateral Hardening | 206450.5 | 0 | 0 | 0 | 0 | 2028 | 0 | 0 | 0 | 0 | 0 |  | 2028
Lateral Hardening-Fuse-92151360 | Lateral Hardening | 1264462.68 | 0 | 0 | 0 | 0 | 2026 | 0 | 0 | 0 | 0 | 0 |  | 2027 | 2027
Lateral Hardening-Fuse-92151627 | Lateral Hardening | 110643.65 | 0 | 0 | 0 | 0 | 0 | 0 | 0 | 0 | 0 | 0 |  | 0
Lateral Hardening-Fuse-92151791 | Lateral Hardening | 111203.18 | 0 | 0 | 0 | 0 | 0 | 0 | 0 | 0 | 0 | 0 |  | 0
Lateral Hardening-Fuse-92151829 | Lateral Hardening | 1120180.21 | 0 | 0 | 0 | 0 | 2027 | 0 | 0 | 0 | 0 | 0 |  | 2027
Lateral Hardening-Fuse-92151856 | Lateral Hardening | 70545.33 | 0 | 0 | 0 | 0 | 0 | 0 | 0 | 0 | 0 | 0 |  | 0
Lateral Hardening-Fuse-92151881 | Lateral Hardening | 349284.53 | 0 | 0 | 0 | 0 | 0 | 0 | 0 | 0 | 0 | 0 |  | 0
Lateral Hardening-Fuse-92151898 | Lateral Hardening | 193991.99 | 0 | 0 | 0 | 0 | 0 | 0 | 0 | 0 | 0 | 0 |  | 0
Lateral Hardening-Fuse-92152252 | Lateral Hardening | 671294.83 | 0 | 0 | 0 | 0 | 0 | 0 | 0 | 0 | 0 | 0 |  | 0
Lateral Hardening-Fuse-92152259 | Lateral Hardening | 107078.56 | 0 | 0 | 0 | 0 | 0 | 0 | 0 | 0 | 0 | 0 |  | 0
Lateral Hardening-Fuse-92152301 | Lateral Hardening | 80854 | 0 | 0 | 0 | 0 | 0 | 0 | 0 | 0 | 0 | 0 |  | 0
Lateral Hardening-Fuse-92152439 | Lateral Hardening | 242574.3 | 0 | 0 | 0 | 0 | 2028 | 0 | 0 | 0 | 0 | 0 |  | 2028
Lateral Hardening-Fuse-92152611 | Lateral Hardening | 60024.53 | 0 | 0 | 0 | 0 | 0 | 0 | 0 | 0 | 0 | 0 |  | 0
Lateral Hardening-Fuse-92153349 | Lateral Hardening | 93080.7 | 0 | 0 | 0 | 0 | 0 | 0 | 0 | 0 | 0 | 0 |  | 0
Lateral Hardening-Fuse-92154238 | Lateral Hardening | 84568.19 | 0 | 0 | 0 | 0 | 0 | 0 | 0 | 0 | 0 | 0 |  | 0
Lateral Hardening-Fuse-92154256 | Lateral Hardening | 50000 | 0 | 0 | 0 | 0 | 0 | 0 | 0 | 0 | 0 | 0 |  | 0
Lateral Hardening-Fuse-92154284 | Lateral Hardening | 236760.35 | 0 | 0 | 0 | 0 | 0 | 0 | 0 | 0 | 0 | 0 |  | 0
Lateral Hardening-Fuse-92155126 | Lateral Hardening | 51923.43 | 0 | 0 | 0 | 0 | 0 | 0 | 0 | 0 | 0 | 0 |  | 0
Lateral Hardening-Fuse-92155151 | Lateral Hardening | 158733.55 | 0 | 0 | 0 | 0 | 0 | 0 | 0 | 0 | 0 | 0 |  | 0
Lateral Hardening-Fuse-92156281 | Lateral Hardening | 50000 | 0 | 0 | 0 | 0 | 0 | 0 | 0 | 0 | 0 | 0 |  | 0
Lateral Hardening-Fuse-92156288 | Lateral Hardening | 443861.93 | 0 | 0 | 0 | 0 | 0 | 0 | 0 | 0 | 0 | 0 |  | 0
Lateral Hardening-Fuse-92156348 | Lateral Hardening | 51115.69 | 0 | 0 | 0 | 0 | 0 | 0 | 0 | 0 | 0 | 0 |  | 0
Lateral Hardening-Fuse-92156616 | Lateral Hardening | 146923.42 | 0 | 0 | 0 | 0 | 0 | 0 | 0 | 0 | 0 | 0 |  | 0
Lateral Hardening-Fuse-92157325 | Lateral Hardening | 50000 | 0 | 0 | 0 | 0 | 0 | 0 | 0 | 0 | 0 | 0 |  | 0
Lateral Hardening-Fuse-92158049 | Lateral Hardening | 180276.6 | 0 | 0 | 0 | 0 | 0 | 0 | 0 | 0 | 0 | 0 |  | 0
Lateral Hardening-Fuse-92158139 | Lateral Hardening | 56808.57 | 0 | 0 | 0 | 0 | 0 | 0 | 0 | 0 | 0 | 0 |  | 0
Lateral Hardening-Fuse-92158157 | Lateral Hardening | 388704.72 | 0 | 0 | 0 | 0 | 0 | 0 | 0 | 0 | 0 | 0 |  | 0
Lateral Hardening-Fuse-92158799 | Lateral Hardening | 50000 | 0 | 0 | 0 | 0 | 0 | 0 | 0 | 0 | 0 | 0 |  | 0
Lateral Hardening-Fuse-92159501 | Lateral Hardening | 156138.84 | 0 | 0 | 0 | 0 | 0 | 0 | 0 | 0 | 0 | 0 |  | 0
Lateral Hardening-Fuse-92159914 | Lateral Hardening | 50000 | 0 | 0 | 0 | 0 | 0 | 0 | 0 | 0 | 0 | 0 |  | 0
Lateral Hardening-Fuse-92160583 | Lateral Hardening | 222139.57 | 0 | 0 | 0 | 0 | 0 | 0 | 0 | 0 | 0 | 0 |  | 0
Lateral Hardening-Fuse-92160654 | Lateral Hardening | 203351.01 | 0 | 0 | 0 | 0 | 0 | 0 | 0 | 0 | 0 | 0 |  | 0
Lateral Hardening-Fuse-92162766 | Lateral Hardening | 442130.74 | 0 | 0 | 0 | 0 | 0 | 0 | 0 | 0 | 0 | 0 |  | 0
Lateral Hardening-Fuse-92163176 | Lateral Hardening | 315777.65 | 0 | 0 | 0 | 0 | 0 | 0 | 0 | 0 | 0 | 0 |  | 0
Lateral Hardening-Fuse-92163603 | Lateral Hardening | 152198.05 | 0 | 0 | 0 | 0 | 0 | 0 | 0 | 0 | 0 | 0 |  | 0
Lateral Hardening-Fuse-92164281 | Lateral Hardening | 157271.33 | 0 | 0 | 0 | 0 | 0 | 0 | 0 | 0 | 0 | 0 |  | 0
Lateral Hardening-Fuse-92164532 | Lateral Hardening | 50000 | 0 | 0 | 0 | 0 | 0 | 0 | 0 | 0 | 0 | 0 |  | 0
Lateral Hardening-Fuse-92165770 | Lateral Hardening | 465482.35 | 0 | 0 | 0 | 0 | 0 | 0 | 0 | 0 | 0 | 0 |  | 0
Lateral Hardening-Fuse-92165771 | Lateral Hardening | 471437.02 | 0 | 0 | 0 | 0 | 2024 | 0 | 0 | 0 | 0 | 0 |  | 2025 | 2025
Lateral Hardening-Fuse-92165955 | Lateral Hardening | 52689.69 | 0 | 0 | 0 | 0 | 0 | 0 | 0 | 0 | 0 | 0 |  | 0
Lateral Hardening-Fuse-92166023 | Lateral Hardening | 129578.24 | 0 | 0 | 0 | 0 | 0 | 0 | 0 | 0 | 0 | 0 |  | 0
Lateral Hardening-Fuse-92166031 | Lateral Hardening | 78489.03 | 0 | 0 | 0 | 0 | 0 | 0 | 0 | 0 | 0 | 0 |  | 0
Lateral Hardening-Fuse-92166785 | Lateral Hardening | 155566.41 | 0 | 0 | 0 | 0 | 0 | 0 | 0 | 0 | 0 | 0 |  | 0
Lateral Hardening-Fuse-92168813 | Lateral Hardening | 87115.29 | 0 | 0 | 0 | 0 | 0 | 0 | 0 | 0 | 0 | 0 |  | 0
Lateral Hardening-Fuse-92169062 | Lateral Hardening | 471802.3 | 0 | 0 | 0 | 0 | 2023 | 0 | 0 | 0 | 0 | 0 |  | 2022 | 2022
Lateral Hardening-Fuse-92169754 | Lateral Hardening | 253869.09 | 0 | 0 | 0 | 0 | 0 | 0 | 0 | 0 | 0 | 0 |  | 0
Lateral Hardening-Fuse-92169994 | Lateral Hardening | 51734.55 | 0 | 0 | 0 | 0 | 0 | 0 | 0 | 0 | 0 | 0 |  | 0
Lateral Hardening-Fuse-92170200 | Lateral Hardening | 60013.79 | 0 | 0 | 0 | 0 | 0 | 0 | 0 | 0 | 0 | 0 |  | 0
Lateral Hardening-Fuse-92170465 | Lateral Hardening | 50000 | 0 | 0 | 0 | 0 | 0 | 0 | 0 | 0 | 0 | 0 |  | 0
Lateral Hardening-Fuse-92170591 | Lateral Hardening | 328042.58 | 0 | 0 | 0 | 0 | 2028 | 0 | 0 | 0 | 0 | 0 |  | 2028
Lateral Hardening-Fuse-92170794 | Lateral Hardening | 94151.02 | 0 | 0 | 0 | 0 | 0 | 0 | 0 | 0 | 0 | 0 |  | 0
Lateral Hardening-Fuse-92170849 | Lateral Hardening | 226269.14 | 0 | 0 | 0 | 0 | 2028 | 0 | 0 | 0 | 0 | 0 |  | 2028
Lateral Hardening-Fuse-92171336 | Lateral Hardening | 237495.28 | 0 | 0 | 0 | 0 | 2028 | 0 | 0 | 0 | 0 | 0 |  | 2028
Lateral Hardening-Fuse-92171769 | Lateral Hardening | 449912.65 | 0 | 0 | 0 | 0 | 0 | 0 | 0 | 0 | 0 | 0 |  | 0
Lateral Hardening-Fuse-92172604 | Lateral Hardening | 169952.86 | 0 | 0 | 0 | 0 | 0 | 0 | 0 | 0 | 0 | 0 |  | 0
Lateral Hardening-Fuse-92172705 | Lateral Hardening | 50000 | 0 | 0 | 0 | 0 | 0 | 0 | 0 | 0 | 0 | 0 |  | 2028 | 2028
Lateral Hardening-Fuse-92173076 | Lateral Hardening | 221823.98 | 0 | 0 | 0 | 0 | 2023 | 0 | 0 | 0 | 0 | 0 |  | 2025 | 2025
Lateral Hardening-Fuse-92173084 | Lateral Hardening | 314876.96 | 0 | 0 | 0 | 0 | 0 | 0 | 0 | 0 | 0 | 0 |  | 0
Lateral Hardening-Fuse-92173184 | Lateral Hardening | 64295.81 | 0 | 0 | 0 | 0 | 0 | 0 | 0 | 0 | 0 | 0 |  | 0
Lateral Hardening-Fuse-92173382 | Lateral Hardening | 564122.69 | 0 | 0 | 0 | 0 | 0 | 0 | 0 | 0 | 0 | 0 |  | 0
Lateral Hardening-Fuse-92173403 | Lateral Hardening | 220275.72 | 0 | 0 | 0 | 0 | 0 | 0 | 0 | 0 | 0 | 0 |  | 0
Lateral Hardening-Fuse-92173477 | Lateral Hardening | 87797.11 | 0 | 0 | 0 | 0 | 0 | 0 | 0 | 0 | 0 | 0 |  | 0
Lateral Hardening-Fuse-92173655 | Lateral Hardening | 374621.68 | 0 | 0 | 0 | 0 | 0 | 0 | 0 | 0 | 0 | 0 |  | 0
Lateral Hardening-Fuse-92173884 | Lateral Hardening | 108280.54 | 0 | 0 | 0 | 0 | 0 | 0 | 0 | 0 | 0 | 0 |  | 0
Lateral Hardening-Fuse-92174420 | Lateral Hardening | 126067.5 | 0 | 0 | 0 | 0 | 0 | 0 | 0 | 0 | 0 | 0 |  | 0
Lateral Hardening-Fuse-92174636 | Lateral Hardening | 50000 | 0 | 0 | 0 | 0 | 0 | 0 | 0 | 0 | 0 | 0 |  | 0
Lateral Hardening-Fuse-92176083 | Lateral Hardening | 100232.1 | 0 | 0 | 0 | 0 | 2026 | 0 | 0 | 0 | 0 | 0 |  | 2026
Lateral Hardening-Fuse-92176531 | Lateral Hardening | 106202.86 | 0 | 0 | 0 | 0 | 0 | 0 | 0 | 0 | 0 | 0 |  | 0
Lateral Hardening-Fuse-92177025 | Lateral Hardening | 676542.48 | 0 | 0 | 0 | 0 | 0 | 0 | 0 | 0 | 0 | 0 |  | 2026 | 2026
Lateral Hardening-Fuse-92177230 | Lateral Hardening | 50000 | 0 | 0 | 0 | 0 | 0 | 0 | 0 | 0 | 0 | 0 |  | 0
Lateral Hardening-Fuse-92177842 | Lateral Hardening | 60501.73 | 0 | 0 | 0 | 0 | 2025 | 0 | 0 | 0 | 0 | 0 |  | 2025
Lateral Hardening-Fuse-92178129 | Lateral Hardening | 198902.87 | 0 | 0 | 0 | 0 | 0 | 0 | 0 | 0 | 0 | 0 |  | 0
Lateral Hardening-Fuse-92178137 | Lateral Hardening | 228267.31 | 0 | 0 | 0 | 0 | 0 | 0 | 0 | 0 | 0 | 0 |  | 0
Lateral Hardening-Fuse-92178250 | Lateral Hardening | 50000 | 0 | 0 | 0 | 0 | 0 | 0 | 0 | 0 | 0 | 0 |  | 0
Lateral Hardening-Fuse-92178950 | Lateral Hardening | 51813.25 | 0 | 0 | 0 | 0 | 0 | 0 | 0 | 0 | 0 | 0 |  | 0
Lateral Hardening-Fuse-92179916 | Lateral Hardening | 50000 | 0 | 0 | 0 | 0 | 0 | 0 | 0 | 0 | 0 | 0 |  | 0
Lateral Hardening-Fuse-92180181 | Lateral Hardening | 144547.67 | 0 | 0 | 0 | 0 | 0 | 0 | 0 | 0 | 0 | 0 |  | 0
Lateral Hardening-Fuse-92180224 | Lateral Hardening | 385380.22 | 0 | 0 | 0 | 0 | 2021 | 0 | 0 | 0 | 0 | 0 |  | 2022 | 2022
Lateral Hardening-Fuse-92181166 | Lateral Hardening | 161265.11 | 0 | 0 | 0 | 0 | 0 | 0 | 0 | 0 | 0 | 0 |  | 0
Lateral Hardening-Fuse-92181580 | Lateral Hardening | 871877.72 | 0 | 0 | 0 | 0 | 0 | 0 | 0 | 0 | 0 | 0 |  | 0
Lateral Hardening-Fuse-92181604 | Lateral Hardening | 360848.49 | 0 | 0 | 0 | 0 | 2022 | 0 | 0 | 0 | 0 | 0 |  | 2022
Lateral Hardening-Fuse-92182020 | Lateral Hardening | 149161.16 | 0 | 0 | 0 | 0 | 0 | 0 | 0 | 0 | 0 | 0 |  | 0
Lateral Hardening-Fuse-92182142 | Lateral Hardening | 52949.36 | 0 | 0 | 0 | 0 | 2024 | 0 | 0 | 0 | 0 | 0 |  | 2022 | 2022
Lateral Hardening-Fuse-92183581 | Lateral Hardening | 53607.61 | 0 | 0 | 0 | 0 | 0 | 0 | 0 | 0 | 0 | 0 |  | 0
Lateral Hardening-Fuse-92183930 | Lateral Hardening | 1176851.74 | 0 | 0 | 0 | 0 | 2026 | 0 | 0 | 0 | 0 | 0 |  | 2025 | 2025
Lateral Hardening-Fuse-92183966 | Lateral Hardening | 98346.73 | 0 | 0 | 0 | 0 | 2022 | 0 | 0 | 0 | 0 | 0 |  | 2022
Lateral Hardening-Fuse-92185426 | Lateral Hardening | 358368.28 | 0 | 0 | 0 | 0 | 2022 | 0 | 0 | 0 | 0 | 0 |  | 2021 | 2021
Lateral Hardening-Fuse-92185433 | Lateral Hardening | 132663.28 | 0 | 0 | 0 | 0 | 0 | 0 | 0 | 0 | 0 | 0 |  | 0
Lateral Hardening-Fuse-92185434 | Lateral Hardening | 50000 | 0 | 0 | 0 | 0 | 0 | 0 | 0 | 0 | 0 | 0 |  | 0
Lateral Hardening-Fuse-92185478 | Lateral Hardening | 90956.86 | 0 | 0 | 0 | 0 | 0 | 0 | 0 | 0 | 0 | 0 |  | 0
Lateral Hardening-Fuse-92185479 | Lateral Hardening | 54830.33 | 0 | 0 | 0 | 0 | 0 | 0 | 0 | 0 | 0 | 0 |  | 0
Lateral Hardening-Fuse-92186138 | Lateral Hardening | 758639.3 | 0 | 0 | 0 | 0 | 0 | 0 | 0 | 0 | 0 | 0 |  | 0
Lateral Hardening-Fuse-92187440 | Lateral Hardening | 299550.72 | 0 | 0 | 0 | 0 | 0 | 0 | 0 | 0 | 0 | 0 |  | 0
Lateral Hardening-Fuse-92187661 | Lateral Hardening | 290780.31 | 0 | 0 | 0 | 0 | 0 | 0 | 0 | 0 | 0 | 0 |  | 0
Lateral Hardening-Fuse-92187834 | Lateral Hardening | 166831.25 | 0 | 0 | 0 | 0 | 0 | 0 | 0 | 0 | 0 | 0 |  | 0
Lateral Hardening-Fuse-92188061 | Lateral Hardening | 102283.6 | 0 | 0 | 0 | 0 | 0 | 0 | 0 | 0 | 0 | 0 |  | 0
Lateral Hardening-Fuse-92188157 | Lateral Hardening | 124305.34 | 0 | 0 | 0 | 0 | 0 | 0 | 0 | 0 | 0 | 0 |  | 0
Lateral Hardening-Fuse-92189613 | Lateral Hardening | 189814.55 | 0 | 0 | 0 | 0 | 0 | 0 | 0 | 0 | 0 | 0 |  | 0
Lateral Hardening-Fuse-92189620 | Lateral Hardening | 466058.15 | 0 | 0 | 0 | 0 | 0 | 0 | 0 | 0 | 0 | 0 |  | 0
Lateral Hardening-Fuse-92190389 | Lateral Hardening | 50000 | 0 | 0 | 0 | 0 | 2024 | 0 | 0 | 0 | 0 | 0 |  | 2023 | 2023
Lateral Hardening-Fuse-92190580 | Lateral Hardening | 212112.45 | 0 | 0 | 0 | 0 | 0 | 0 | 0 | 0 | 0 | 0 |  | 0
Lateral Hardening-Fuse-92190811 | Lateral Hardening | 54730.15 | 0 | 0 | 0 | 0 | 0 | 0 | 0 | 0 | 0 | 0 |  | 0
Lateral Hardening-Fuse-92190948 | Lateral Hardening | 291126.59 | 0 | 0 | 0 | 0 | 0 | 0 | 0 | 0 | 0 | 0 |  | 0
Lateral Hardening-Fuse-92191972 | Lateral Hardening | 355209.31 | 0 | 0 | 0 | 0 | 0 | 0 | 0 | 0 | 0 | 0 |  | 0
Lateral Hardening-Fuse-92192825 | Lateral Hardening | 207457.62 | 0 | 0 | 0 | 0 | 0 | 0 | 0 | 0 | 0 | 0 |  | 0
Lateral Hardening-Fuse-92192929 | Lateral Hardening | 58891.25 | 0 | 0 | 0 | 0 | 0 | 0 | 0 | 0 | 0 | 0 |  | 0
Lateral Hardening-Fuse-92193739 | Lateral Hardening | 141331.76 | 0 | 0 | 0 | 0 | 0 | 0 | 0 | 0 | 0 | 0 |  | 0
Lateral Hardening-Fuse-92194148 | Lateral Hardening | 105389.38 | 0 | 0 | 0 | 0 | 0 | 0 | 0 | 0 | 0 | 0 |  | 0
Lateral Hardening-Fuse-92194575 | Lateral Hardening | 287348.99 | 0 | 0 | 0 | 0 | 0 | 0 | 0 | 0 | 0 | 0 |  | 0
Lateral Hardening-Fuse-92196668 | Lateral Hardening | 128721.5 | 0 | 0 | 0 | 0 | 0 | 0 | 0 | 0 | 0 | 0 |  | 0
Lateral Hardening-Fuse-92196942 | Lateral Hardening | 289609.07 | 0 | 0 | 0 | 0 | 2028 | 0 | 0 | 0 | 0 | 0 |  | 0 | 0
Lateral Hardening-Fuse-92197131 | Lateral Hardening | 269936.32 | 0 | 0 | 0 | 0 | 2025 | 0 | 0 | 0 | 0 | 0 |  | 2025
Lateral Hardening-Fuse-92197157 | Lateral Hardening | 50000 | 0 | 0 | 0 | 0 | 0 | 0 | 0 | 0 | 0 | 0 |  | 0
Lateral Hardening-Fuse-92197203 | Lateral Hardening | 135266.12 | 0 | 0 | 0 | 0 | 0 | 0 | 0 | 0 | 0 | 0 |  | 0
Lateral Hardening-Fuse-92197346 | Lateral Hardening | 911393.76 | 0 | 0 | 0 | 0 | 2025 | 0 | 0 | 0 | 0 | 0 |  | 2025
Lateral Hardening-Fuse-92198320 | Lateral Hardening | 72377.41 | 0 | 0 | 0 | 0 | 0 | 0 | 0 | 0 | 0 | 0 |  | 0
Lateral Hardening-Fuse-92199461 | Lateral Hardening | 57647.79 | 0 | 0 | 0 | 0 | 0 | 0 | 0 | 0 | 0 | 0 |  | 0
Lateral Hardening-Fuse-92199620 | Lateral Hardening | 249081.54 | 0 | 0 | 0 | 0 | 0 | 0 | 0 | 0 | 0 | 0 |  | 0
Lateral Hardening-Fuse-92199635 | Lateral Hardening | 132642.54 | 0 | 0 | 0 | 0 | 0 | 0 | 0 | 0 | 0 | 0 |  | 0
Lateral Hardening-Fuse-92199670 | Lateral Hardening | 809925.17 | 0 | 0 | 0 | 0 | 0 | 0 | 0 | 0 | 0 | 0 |  | 0
Lateral Hardening-Fuse-92199715 | Lateral Hardening | 57931.11 | 0 | 0 | 0 | 0 | 0 | 0 | 0 | 0 | 0 | 0 |  | 0
Lateral Hardening-Fuse-92199717 | Lateral Hardening | 50000 | 0 | 0 | 0 | 0 | 0 | 0 | 0 | 0 | 0 | 0 |  | 0
Lateral Hardening-Fuse-92199736 | Lateral Hardening | 103002.64 | 0 | 0 | 0 | 0 | 0 | 0 | 0 | 0 | 0 | 0 |  | 0
Lateral Hardening-Fuse-92199767 | Lateral Hardening | 106318.04 | 0 | 0 | 0 | 0 | 0 | 0 | 0 | 0 | 0 | 0 |  | 0
Lateral Hardening-Fuse-92199776 | Lateral Hardening | 172571.35 | 0 | 0 | 0 | 0 | 0 | 0 | 0 | 0 | 0 | 0 |  | 0
Lateral Hardening-Fuse-92199793 | Lateral Hardening | 143581.1 | 0 | 0 | 0 | 0 | 2023 | 0 | 0 | 0 | 0 | 0 |  | 2025 | 2025
Lateral Hardening-Fuse-92199929 | Lateral Hardening | 154117.59 | 0 | 0 | 0 | 0 | 0 | 0 | 0 | 0 | 0 | 0 |  | 0
Lateral Hardening-Fuse-92200425 | Lateral Hardening | 208103.75 | 0 | 0 | 0 | 0 | 2023 | 0 | 0 | 0 | 0 | 0 |  | 2025 | 2025
Lateral Hardening-Fuse-92200747 | Lateral Hardening | 125029.33 | 0 | 0 | 0 | 0 | 0 | 0 | 0 | 0 | 0 | 0 |  | 0
Lateral Hardening-Fuse-92200938 | Lateral Hardening | 61262.99 | 0 | 0 | 0 | 0 | 0 | 0 | 0 | 0 | 0 | 0 |  | 0
Lateral Hardening-Fuse-92200939 | Lateral Hardening | 50000 | 0 | 0 | 0 | 0 | 0 | 0 | 0 | 0 | 0 | 0 |  | 0
Lateral Hardening-Fuse-92201897 | Lateral Hardening | 246773.36 | 0 | 0 | 0 | 0 | 0 | 0 | 0 | 0 | 0 | 0 |  | 0
Lateral Hardening-Fuse-92202273 | Lateral Hardening | 297035.53 | 0 | 0 | 0 | 0 | 0 | 0 | 0 | 0 | 0 | 0 |  | 0
Lateral Hardening-Fuse-92202651 | Lateral Hardening | 247703.48 | 0 | 0 | 0 | 0 | 0 | 0 | 0 | 0 | 0 | 0 |  | 0
Lateral Hardening-Fuse-92202652 | Lateral Hardening | 75425.97 | 0 | 0 | 0 | 0 | 0 | 0 | 0 | 0 | 0 | 0 |  | 0
Lateral Hardening-Fuse-92202928 | Lateral Hardening | 513272.64 | 0 | 0 | 0 | 0 | 0 | 0 | 0 | 0 | 0 | 0 |  | 0
Lateral Hardening-Fuse-92202958 | Lateral Hardening | 79676 | 0 | 0 | 0 | 0 | 0 | 0 | 0 | 0 | 0 | 0 |  | 0
Lateral Hardening-Fuse-92203067 | Lateral Hardening | 578639.56 | 0 | 0 | 0 | 0 | 2025 | 0 | 0 | 0 | 0 | 0 |  | 2024 | 2024
Lateral Hardening-Fuse-92203540 | Lateral Hardening | 50000 | 0 | 0 | 0 | 0 | 0 | 0 | 0 | 0 | 0 | 0 |  | 0
Lateral Hardening-Fuse-92203615 | Lateral Hardening | 98023.06 | 0 | 0 | 0 | 0 | 0 | 0 | 0 | 0 | 0 | 0 |  | 0
Lateral Hardening-Fuse-92203676 | Lateral Hardening | 369613.05 | 0 | 0 | 0 | 0 | 2025 | 0 | 0 | 0 | 0 | 0 |  | 2024 | 2024
Lateral Hardening-Fuse-92203734 | Lateral Hardening | 107304.66 | 0 | 0 | 0 | 0 | 0 | 0 | 0 | 0 | 0 | 0 |  | 0
Lateral Hardening-Fuse-92204212 | Lateral Hardening | 50000 | 0 | 0 | 0 | 0 | 0 | 0 | 0 | 0 | 0 | 0 |  | 0
Lateral Hardening-Fuse-92204382 | Lateral Hardening | 399309.38 | 0 | 0 | 0 | 0 | 2021 | 0 | 0 | 0 | 0 | 0 |  | 2022 | 2022
Lateral Hardening-Fuse-92205063 | Lateral Hardening | 101969.08 | 0 | 0 | 0 | 0 | 0 | 0 | 0 | 0 | 0 | 0 |  | 0
Lateral Hardening-Fuse-92205499 | Lateral Hardening | 175607.26 | 0 | 0 | 0 | 0 | 2023 | 0 | 0 | 0 | 0 | 0 |  | 2023
Lateral Hardening-Fuse-92205511 | Lateral Hardening | 161165.64 | 0 | 0 | 0 | 0 | 0 | 0 | 0 | 0 | 0 | 0 |  | 0
Lateral Hardening-Fuse-92205781 | Lateral Hardening | 50000 | 0 | 0 | 0 | 0 | 0 | 0 | 0 | 0 | 0 | 0 |  | 0
Lateral Hardening-Fuse-92205905 | Lateral Hardening | 150957.61 | 0 | 0 | 0 | 0 | 0 | 0 | 0 | 0 | 0 | 0 |  | 0
Lateral Hardening-Fuse-92205907 | Lateral Hardening | 157219.11 | 0 | 0 | 0 | 0 | 0 | 0 | 0 | 0 | 0 | 0 |  | 0
Lateral Hardening-Fuse-92206022 | Lateral Hardening | 52978.01 | 0 | 0 | 0 | 0 | 0 | 0 | 0 | 0 | 0 | 0 |  | 0
Lateral Hardening-Fuse-92206482 | Lateral Hardening | 348652.37 | 0 | 0 | 0 | 0 | 2023 | 0 | 0 | 0 | 0 | 0 |  | 2025 | 2025
Lateral Hardening-Fuse-92206593 | Lateral Hardening | 50000 | 0 | 0 | 0 | 0 | 0 | 0 | 0 | 0 | 0 | 0 |  | 0
Lateral Hardening-Fuse-92206620 | Lateral Hardening | 165870.37 | 0 | 0 | 0 | 0 | 0 | 0 | 0 | 0 | 0 | 0 |  | 0
Lateral Hardening-Fuse-92206621 | Lateral Hardening | 136533.54 | 0 | 0 | 0 | 0 | 0 | 0 | 0 | 0 | 0 | 0 |  | 0
Lateral Hardening-Fuse-92206623 | Lateral Hardening | 101144.48 | 0 | 0 | 0 | 0 | 0 | 0 | 0 | 0 | 0 | 0 |  | 0
Lateral Hardening-Fuse-92206626 | Lateral Hardening | 161631.31 | 0 | 0 | 0 | 0 | 0 | 0 | 0 | 0 | 0 | 0 |  | 0
Lateral Hardening-Fuse-92206826 | Lateral Hardening | 52458.59 | 0 | 0 | 0 | 0 | 0 | 0 | 0 | 0 | 0 | 0 |  | 0
Lateral Hardening-Fuse-92207088 | Lateral Hardening | 158231.76 | 0 | 0 | 0 | 0 | 0 | 0 | 0 | 0 | 0 | 0 |  | 0
Lateral Hardening-Fuse-92207537 | Lateral Hardening | 104534.42 | 0 | 0 | 0 | 0 | 0 | 0 | 0 | 0 | 0 | 0 |  | 0
Lateral Hardening-Fuse-92207754 | Lateral Hardening | 209958.11 | 0 | 0 | 0 | 0 | 2021 | 0 | 0 | 0 | 0 | 0 |  | 2021
Lateral Hardening-Fuse-92208426 | Lateral Hardening | 50000 | 0 | 0 | 0 | 0 | 0 | 0 | 0 | 0 | 0 | 0 |  | 0
Lateral Hardening-Fuse-92208546 | Lateral Hardening | 222881.5 | 0 | 0 | 0 | 0 | 2021 | 0 | 0 | 0 | 0 | 0 |  | 2022 | 2022
Lateral Hardening-Fuse-92208547 | Lateral Hardening | 55024.21 | 0 | 0 | 0 | 0 | 0 | 0 | 0 | 0 | 0 | 0 |  | 0
Lateral Hardening-Fuse-92208760 | Lateral Hardening | 93841.27 | 0 | 0 | 0 | 0 | 0 | 0 | 0 | 0 | 0 | 0 |  | 0
Lateral Hardening-Fuse-92209118 | Lateral Hardening | 154605.53 | 0 | 0 | 0 | 0 | 0 | 0 | 0 | 0 | 0 | 0 |  | 0
Lateral Hardening-Fuse-92209195 | Lateral Hardening | 409129.5 | 0 | 0 | 0 | 0 | 0 | 0 | 0 | 0 | 0 | 0 |  | 0
Lateral Hardening-Fuse-92209767 | Lateral Hardening | 1916692.77 | 0 | 0 | 0 | 0 | 2028 | 0 | 0 | 0 | 0 | 0 |  | 2029 | 2029
Lateral Hardening-Fuse-92210309 | Lateral Hardening | 106097.68 | 0 | 0 | 0 | 0 | 0 | 0 | 0 | 0 | 0 | 0 |  | 0
Lateral Hardening-Fuse-92210735 | Lateral Hardening | 75964.73 | 0 | 0 | 0 | 0 | 0 | 0 | 0 | 0 | 0 | 0 |  | 0
Lateral Hardening-Fuse-92210896 | Lateral Hardening | 253931.59 | 0 | 0 | 0 | 0 | 0 | 0 | 0 | 0 | 0 | 0 |  | 0
Lateral Hardening-Fuse-92211083 | Lateral Hardening | 110358.22 | 0 | 0 | 0 | 0 | 0 | 0 | 0 | 0 | 0 | 0 |  | 0
Lateral Hardening-Fuse-92211099 | Lateral Hardening | 151331.61 | 0 | 0 | 0 | 0 | 0 | 0 | 0 | 0 | 0 | 0 |  | 0
Lateral Hardening-Fuse-92211305 | Lateral Hardening | 580178.97 | 0 | 0 | 0 | 0 | 0 | 0 | 0 | 0 | 0 | 0 |  | 0
Lateral Hardening-Fuse-92211387 | Lateral Hardening | 882217.87 | 0 | 0 | 0 | 0 | 0 | 0 | 0 | 0 | 0 | 0 |  | 0
Lateral Hardening-Fuse-92211811 | Lateral Hardening | 107761.12 | 0 | 0 | 0 | 0 | 0 | 0 | 0 | 0 | 0 | 0 |  | 0
Lateral Hardening-Fuse-92211821 | Lateral Hardening | 105546.78 | 0 | 0 | 0 | 0 | 0 | 0 | 0 | 0 | 0 | 0 |  | 0
Lateral Hardening-Fuse-92211833 | Lateral Hardening | 525076.16 | 0 | 0 | 0 | 0 | 2029 | 0 | 0 | 0 | 0 | 0 |  | 2029
Lateral Hardening-Fuse-92211943 | Lateral Hardening | 62532.93 | 0 | 0 | 0 | 0 | 0 | 0 | 0 | 0 | 0 | 0 |  | 0
Lateral Hardening-Fuse-92211992 | Lateral Hardening | 157350.08 | 0 | 0 | 0 | 0 | 2025 | 0 | 0 | 0 | 0 | 0 |  | 0 | 0
Lateral Hardening-Fuse-92212139 | Lateral Hardening | 52411.37 | 0 | 0 | 0 | 0 | 0 | 0 | 0 | 0 | 0 | 0 |  | 0
Lateral Hardening-Fuse-92212171 | Lateral Hardening | 50000 | 0 | 0 | 0 | 0 | 0 | 0 | 0 | 0 | 0 | 0 |  | 0
Lateral Hardening-Fuse-92212187 | Lateral Hardening | 103201.52 | 0 | 0 | 0 | 0 | 0 | 0 | 0 | 0 | 0 | 0 |  | 0
Lateral Hardening-Fuse-92212716 | Lateral Hardening | 108170.36 | 0 | 0 | 0 | 0 | 0 | 0 | 0 | 0 | 0 | 0 |  | 0
Lateral Hardening-Fuse-92213343 | Lateral Hardening | 56141.75 | 0 | 0 | 0 | 0 | 0 | 0 | 0 | 0 | 0 | 0 |  | 0
Lateral Hardening-Fuse-92213350 | Lateral Hardening | 53749.27 | 0 | 0 | 0 | 0 | 0 | 0 | 0 | 0 | 0 | 0 |  | 0
Lateral Hardening-Fuse-92213455 | Lateral Hardening | 660839.48 | 0 | 0 | 0 | 0 | 0 | 0 | 0 | 0 | 0 | 0 |  | 0
Lateral Hardening-Fuse-92213510 | Lateral Hardening | 290989.74 | 0 | 0 | 0 | 0 | 2024 | 0 | 0 | 0 | 0 | 0 |  | 2024
Lateral Hardening-Fuse-92214774 | Lateral Hardening | 381852.08 | 0 | 0 | 0 | 0 | 0 | 0 | 0 | 0 | 0 | 0 |  | 0
Lateral Hardening-Fuse-92214946 | Lateral Hardening | 568709.28 | 0 | 0 | 0 | 0 | 2024 | 0 | 0 | 0 | 0 | 0 |  | 2023 | 2023
Lateral Hardening-Fuse-92215516 | Lateral Hardening | 55417.71 | 0 | 0 | 0 | 0 | 0 | 0 | 0 | 0 | 0 | 0 |  | 0
Lateral Hardening-Fuse-92216447 | Lateral Hardening | 107315.4 | 0 | 0 | 0 | 0 | 0 | 0 | 0 | 0 | 0 | 0 |  | 0
Lateral Hardening-Fuse-92216939 | Lateral Hardening | 50000 | 0 | 0 | 0 | 0 | 0 | 0 | 0 | 0 | 0 | 0 |  | 0
Lateral Hardening-Fuse-92218960 | Lateral Hardening | 117304.56 | 0 | 0 | 0 | 0 | 0 | 0 | 0 | 0 | 0 | 0 |  | 0
Lateral Hardening-Fuse-92219090 | Lateral Hardening | 64720.05 | 0 | 0 | 0 | 0 | 0 | 0 | 0 | 0 | 0 | 0 |  | 0
Lateral Hardening-Fuse-92219346 | Lateral Hardening | 145156.53 | 0 | 0 | 0 | 0 | 0 | 0 | 0 | 0 | 0 | 0 |  | 0
Lateral Hardening-Fuse-92219356 | Lateral Hardening | 50000 | 0 | 0 | 0 | 0 | 0 | 0 | 0 | 0 | 0 | 0 |  | 0
Lateral Hardening-Fuse-92219674 | Lateral Hardening | 105463.08 | 0 | 0 | 0 | 0 | 0 | 0 | 0 | 0 | 0 | 0 |  | 0
Lateral Hardening-Fuse-92219675 | Lateral Hardening | 50000 | 0 | 0 | 0 | 0 | 0 | 0 | 0 | 0 | 0 | 0 |  | 0
Lateral Hardening-Fuse-92219687 | Lateral Hardening | 114330.44 | 0 | 0 | 0 | 0 | 0 | 0 | 0 | 0 | 0 | 0 |  | 0
Lateral Hardening-Fuse-92219689 | Lateral Hardening | 53686.31 | 0 | 0 | 0 | 0 | 0 | 0 | 0 | 0 | 0 | 0 |  | 0
Lateral Hardening-Fuse-92220409 | Lateral Hardening | 55409.18 | 0 | 0 | 0 | 0 | 0 | 0 | 0 | 0 | 0 | 0 |  | 0
Lateral Hardening-Fuse-92220843 | Lateral Hardening | 50000 | 0 | 0 | 0 | 0 | 0 | 0 | 0 | 0 | 0 | 0 |  | 0
Lateral Hardening-Fuse-92221609 | Lateral Hardening | 101333.46 | 0 | 0 | 0 | 0 | 0 | 0 | 0 | 0 | 0 | 0 |  | 0
Lateral Hardening-Fuse-92221610 | Lateral Hardening | 125821.38 | 0 | 0 | 0 | 0 | 0 | 0 | 0 | 0 | 0 | 0 |  | 0
Lateral Hardening-Fuse-92222077 | Lateral Hardening | 55738.25 | 0 | 0 | 0 | 0 | 0 | 0 | 0 | 0 | 0 | 0 |  | 0
Lateral Hardening-Fuse-92222537 | Lateral Hardening | 76463.57 | 0 | 0 | 0 | 0 | 0 | 0 | 0 | 0 | 0 | 0 |  | 0
Lateral Hardening-Fuse-92222827 | Lateral Hardening | 161169.85 | 0 | 0 | 0 | 0 | 0 | 0 | 0 | 0 | 0 | 0 |  | 0
Lateral Hardening-Fuse-92223144 | Lateral Hardening | 83768.98 | 0 | 0 | 0 | 0 | 2026 | 0 | 0 | 0 | 0 | 0 |  | 2026
Lateral Hardening-Fuse-92223189 | Lateral Hardening | 201461.47 | 0 | 0 | 0 | 0 | 0 | 0 | 0 | 0 | 0 | 0 |  | 0
Lateral Hardening-Fuse-92223396 | Lateral Hardening | 121108.34 | 0 | 0 | 0 | 0 | 0 | 0 | 0 | 0 | 0 | 0 |  | 0
Lateral Hardening-Fuse-92223402 | Lateral Hardening | 112315.72 | 0 | 0 | 0 | 0 | 0 | 0 | 0 | 0 | 0 | 0 |  | 0
Lateral Hardening-Fuse-92223403 | Lateral Hardening | 100782.56 | 0 | 0 | 0 | 0 | 0 | 0 | 0 | 0 | 0 | 0 |  | 0
Lateral Hardening-Fuse-92223692 | Lateral Hardening | 50000 | 0 | 0 | 0 | 0 | 0 | 0 | 0 | 0 | 0 | 0 |  | 0
Lateral Hardening-Fuse-92223744 | Lateral Hardening | 50000 | 0 | 0 | 0 | 0 | 0 | 0 | 0 | 0 | 0 | 0 |  | 0
Lateral Hardening-Fuse-92223898 | Lateral Hardening | 50000 | 0 | 0 | 0 | 0 | 0 | 0 | 0 | 0 | 0 | 0 |  | 0
Lateral Hardening-Fuse-92223899 | Lateral Hardening | 781445.97 | 0 | 0 | 0 | 0 | 0 | 0 | 0 | 0 | 0 | 0 |  | 0
Lateral Hardening-Fuse-92224172 | Lateral Hardening | 701020.87 | 0 | 0 | 0 | 0 | 0 | 0 | 0 | 0 | 0 | 0 |  | 0
Lateral Hardening-Fuse-92224559 | Lateral Hardening | 50000 | 0 | 0 | 0 | 0 | 0 | 0 | 0 | 0 | 0 | 0 |  | 0
Lateral Hardening-Fuse-92224618 | Lateral Hardening | 50000 | 0 | 0 | 0 | 0 | 0 | 0 | 0 | 0 | 0 | 0 |  | 0
Lateral Hardening-Fuse-92225034 | Lateral Hardening | 422388.27 | 0 | 0 | 0 | 0 | 0 | 0 | 0 | 0 | 0 | 0 |  | 0
Lateral Hardening-Fuse-92225195 | Lateral Hardening | 125007.9 | 0 | 0 | 0 | 0 | 0 | 0 | 0 | 0 | 0 | 0 |  | 0
Lateral Hardening-Fuse-92225433 | Lateral Hardening | 152738.21 | 0 | 0 | 0 | 0 | 0 | 0 | 0 | 0 | 0 | 0 |  | 0
Lateral Hardening-Fuse-92225997 | Lateral Hardening | 53775.75 | 0 | 0 | 0 | 0 | 0 | 0 | 0 | 0 | 0 | 0 |  | 0
Lateral Hardening-Fuse-92226064 | Lateral Hardening | 1169323.55 | 0 | 0 | 0 | 0 | 0 | 0 | 0 | 0 | 0 | 0 |  | 0
Lateral Hardening-Fuse-92226160 | Lateral Hardening | 442978.88 | 0 | 0 | 0 | 0 | 2027 | 0 | 0 | 0 | 0 | 0 |  | 2026 | 2026
Lateral Hardening-Fuse-92226173 | Lateral Hardening | 228544.07 | 0 | 0 | 0 | 0 | 0 | 0 | 0 | 0 | 0 | 0 |  | 0
Lateral Hardening-Fuse-92226555 | Lateral Hardening | 159410.33 | 0 | 0 | 0 | 0 | 0 | 0 | 0 | 0 | 0 | 0 |  | 0
Lateral Hardening-Fuse-92226567 | Lateral Hardening | 50000 | 0 | 0 | 0 | 0 | 0 | 0 | 0 | 0 | 0 | 0 |  | 0
Lateral Hardening-Fuse-92226570 | Lateral Hardening | 266323.92 | 0 | 0 | 0 | 0 | 0 | 0 | 0 | 0 | 0 | 0 |  | 0
Lateral Hardening-Fuse-92227016 | Lateral Hardening | 625224.63 | 0 | 0 | 0 | 0 | 2027 | 0 | 0 | 0 | 0 | 0 |  | 2026 | 2026
Lateral Hardening-Fuse-92227062 | Lateral Hardening | 57973.33 | 0 | 0 | 0 | 0 | 0 | 0 | 0 | 0 | 0 | 0 |  | 0
Lateral Hardening-Fuse-92228366 | Lateral Hardening | 306942.33 | 0 | 0 | 0 | 0 | 2027 | 0 | 0 | 0 | 0 | 0 |  | 2026 | 2026
Lateral Hardening-Fuse-92228664 | Lateral Hardening | 98222.68 | 0 | 0 | 0 | 0 | 0 | 0 | 0 | 0 | 0 | 0 |  | 0
Lateral Hardening-Fuse-92230113 | Lateral Hardening | 56908.01 | 0 | 0 | 0 | 0 | 0 | 0 | 0 | 0 | 0 | 0 |  | 0
Lateral Hardening-Fuse-92231113 | Lateral Hardening | 73490.93 | 0 | 0 | 0 | 0 | 0 | 0 | 0 | 0 | 0 | 0 |  | 0
Lateral Hardening-Fuse-92231152 | Lateral Hardening | 62512.19 | 0 | 0 | 0 | 0 | 0 | 0 | 0 | 0 | 0 | 0 |  | 2027 | 2027
Lateral Hardening-Fuse-92231671 | Lateral Hardening | 65465.57 | 0 | 0 | 0 | 0 | 0 | 0 | 0 | 0 | 0 | 0 |  | 0
Lateral Hardening-Fuse-92231884 | Lateral Hardening | 176644.25 | 0 | 0 | 0 | 0 | 0 | 0 | 0 | 0 | 0 | 0 |  | 0
Lateral Hardening-Fuse-92232731 | Lateral Hardening | 459474.67 | 0 | 0 | 0 | 0 | 2023 | 0 | 0 | 0 | 0 | 0 |  | 2023
Lateral Hardening-Fuse-92233168 | Lateral Hardening | 188192.65 | 0 | 0 | 0 | 0 | 0 | 0 | 0 | 0 | 0 | 0 |  | 0
Lateral Hardening-Fuse-92233279 | Lateral Hardening | 377778.94 | 0 | 0 | 0 | 0 | 0 | 0 | 0 | 0 | 0 | 0 |  | 0
Lateral Hardening-Fuse-92233312 | Lateral Hardening | 208303.32 | 0 | 0 | 0 | 0 | 0 | 0 | 0 | 0 | 0 | 0 |  | 0
Lateral Hardening-Fuse-92234442 | Lateral Hardening | 50000 | 0 | 0 | 0 | 0 | 0 | 0 | 0 | 0 | 0 | 0 |  | 0
Lateral Hardening-Fuse-92234445 | Lateral Hardening | 375020.18 | 0 | 0 | 0 | 0 | 0 | 0 | 0 | 0 | 0 | 0 |  | 0
Lateral Hardening-Fuse-92234499 | Lateral Hardening | 134914.84 | 0 | 0 | 0 | 0 | 0 | 0 | 0 | 0 | 0 | 0 |  | 0
Lateral Hardening-Fuse-92234759 | Lateral Hardening | 50000 | 0 | 0 | 0 | 0 | 0 | 0 | 0 | 0 | 0 | 0 |  | 0
Lateral Hardening-Fuse-92234903 | Lateral Hardening | 56676.91 | 0 | 0 | 0 | 0 | 0 | 0 | 0 | 0 | 0 | 0 |  | 0
Lateral Hardening-Fuse-92235128 | Lateral Hardening | 470485.64 | 0 | 0 | 0 | 0 | 0 | 0 | 0 | 0 | 0 | 0 |  | 2028 | 2028
Lateral Hardening-Fuse-92236173 | Lateral Hardening | 106653.58 | 0 | 0 | 0 | 0 | 0 | 0 | 0 | 0 | 0 | 0 |  | 0
Lateral Hardening-Fuse-92237002 | Lateral Hardening | 93281.33 | 0 | 0 | 0 | 0 | 0 | 0 | 0 | 0 | 0 | 0 |  | 0
Lateral Hardening-Fuse-92237200 | Lateral Hardening | 175027.53 | 0 | 0 | 0 | 0 | 0 | 0 | 0 | 0 | 0 | 0 |  | 0
Lateral Hardening-Fuse-92237207 | Lateral Hardening | 50000 | 0 | 0 | 0 | 0 | 0 | 0 | 0 | 0 | 0 | 0 |  | 0
Lateral Hardening-Fuse-92237215 | Lateral Hardening | 89586.47 | 0 | 0 | 0 | 0 | 0 | 0 | 0 | 0 | 0 | 0 |  | 0
Lateral Hardening-Fuse-92237226 | Lateral Hardening | 518485.01 | 0 | 0 | 0 | 0 | 0 | 0 | 0 | 0 | 0 | 0 |  | 0
Lateral Hardening-Fuse-92237236 | Lateral Hardening | 50000 | 0 | 0 | 0 | 0 | 0 | 0 | 0 | 0 | 0 | 0 |  | 0
Lateral Hardening-Fuse-92237723 | Lateral Hardening | 55701.03 | 0 | 0 | 0 | 0 | 0 | 0 | 0 | 0 | 0 | 0 |  | 0
Lateral Hardening-Fuse-92238111 | Lateral Hardening | 83662.44 | 0 | 0 | 0 | 0 | 0 | 0 | 0 | 0 | 0 | 0 |  | 0
Lateral Hardening-Fuse-92238114 | Lateral Hardening | 50000 | 0 | 0 | 0 | 0 | 0 | 0 | 0 | 0 | 0 | 0 |  | 0
Lateral Hardening-Fuse-92238162 | Lateral Hardening | 683535.95 | 0 | 0 | 0 | 0 | 0 | 0 | 0 | 0 | 0 | 0 |  | 0
Lateral Hardening-Fuse-92238486 | Lateral Hardening | 50000 | 0 | 0 | 0 | 0 | 0 | 0 | 0 | 0 | 0 | 0 |  | 0
Lateral Hardening-Fuse-92238609 | Lateral Hardening | 206026.81 | 0 | 0 | 0 | 0 | 2028 | 0 | 0 | 0 | 0 | 0 |  | 2028
Lateral Hardening-Fuse-92238876 | Lateral Hardening | 161071.2 | 0 | 0 | 0 | 0 | 0 | 0 | 0 | 0 | 0 | 0 |  | 0
Lateral Hardening-Fuse-92238877 | Lateral Hardening | 209111.85 | 0 | 0 | 0 | 0 | 0 | 0 | 0 | 0 | 0 | 0 |  | 0
Lateral Hardening-Fuse-92239150 | Lateral Hardening | 77201.63 | 0 | 0 | 0 | 0 | 0 | 0 | 0 | 0 | 0 | 0 |  | 0
Lateral Hardening-Fuse-92239683 | Lateral Hardening | 50000 | 0 | 0 | 0 | 0 | 0 | 0 | 0 | 0 | 0 | 0 |  | 0
Lateral Hardening-Fuse-92239748 | Lateral Hardening | 50000 | 0 | 0 | 0 | 0 | 0 | 0 | 0 | 0 | 0 | 0 |  | 0
Lateral Hardening-Fuse-92239881 | Lateral Hardening | 61755.93 | 0 | 0 | 0 | 0 | 0 | 0 | 0 | 0 | 0 | 0 |  | 0
Lateral Hardening-Fuse-92240469 | Lateral Hardening | 118973 | 0 | 0 | 0 | 0 | 0 | 0 | 0 | 0 | 0 | 0 |  | 0
Lateral Hardening-Fuse-92240491 | Lateral Hardening | 95210.6 | 0 | 0 | 0 | 0 | 0 | 0 | 0 | 0 | 0 | 0 |  | 0
Lateral Hardening-Fuse-92240492 | Lateral Hardening | 50000 | 0 | 0 | 0 | 0 | 0 | 0 | 0 | 0 | 0 | 0 |  | 0
Lateral Hardening-Fuse-92240867 | Lateral Hardening | 217023.28 | 0 | 0 | 0 | 0 | 0 | 0 | 0 | 0 | 0 | 0 |  | 0
Lateral Hardening-Fuse-92241495 | Lateral Hardening | 262003.38 | 0 | 0 | 0 | 0 | 0 | 0 | 0 | 0 | 0 | 0 |  | 0
Lateral Hardening-Fuse-92241703 | Lateral Hardening | 184688.22 | 0 | 0 | 0 | 0 | 0 | 0 | 0 | 0 | 0 | 0 |  | 0
Lateral Hardening-Fuse-92243037 | Lateral Hardening | 309921.63 | 0 | 0 | 0 | 0 | 0 | 0 | 0 | 0 | 0 | 0 |  | 0
Lateral Hardening-Fuse-92243297 | Lateral Hardening | 56015.83 | 0 | 0 | 0 | 0 | 0 | 0 | 0 | 0 | 0 | 0 |  | 0
Lateral Hardening-Fuse-92243317 | Lateral Hardening | 166138.69 | 0 | 0 | 0 | 0 | 0 | 0 | 0 | 0 | 0 | 0 |  | 0
Lateral Hardening-Fuse-92243660 | Lateral Hardening | 156390.68 | 0 | 0 | 0 | 0 | 0 | 0 | 0 | 0 | 0 | 0 |  | 0
Lateral Hardening-Fuse-92244529 | Lateral Hardening | 319982.96 | 0 | 0 | 0 | 0 | 0 | 0 | 0 | 0 | 0 | 0 |  | 0
Lateral Hardening-Fuse-92244530 | Lateral Hardening | 169776.16 | 0 | 0 | 0 | 0 | 0 | 0 | 0 | 0 | 0 | 0 |  | 0
Lateral Hardening-Fuse-92244532 | Lateral Hardening | 426096.03 | 0 | 0 | 0 | 0 | 0 | 0 | 0 | 0 | 0 | 0 |  | 0
Lateral Hardening-Fuse-92244575 | Lateral Hardening | 102886.72 | 0 | 0 | 0 | 0 | 0 | 0 | 0 | 0 | 0 | 0 |  | 0
Lateral Hardening-Fuse-92244774 | Lateral Hardening | 53355.77 | 0 | 0 | 0 | 0 | 0 | 0 | 0 | 0 | 0 | 0 |  | 0
Lateral Hardening-Fuse-92245490 | Lateral Hardening | 99943.34 | 0 | 0 | 0 | 0 | 0 | 0 | 0 | 0 | 0 | 0 |  | 0
Lateral Hardening-Fuse-92245655 | Lateral Hardening | 50000 | 0 | 0 | 0 | 0 | 0 | 0 | 0 | 0 | 0 | 0 |  | 0
Lateral Hardening-Fuse-92246773 | Lateral Hardening | 83681.2 | 0 | 0 | 0 | 0 | 0 | 0 | 0 | 0 | 0 | 0 |  | 0
Lateral Hardening-Fuse-92246939 | Lateral Hardening | 132285.52 | 0 | 0 | 0 | 0 | 0 | 0 | 0 | 0 | 0 | 0 |  | 0
Lateral Hardening-Fuse-92247188 | Lateral Hardening | 179272.33 | 0 | 0 | 0 | 0 | 0 | 0 | 0 | 0 | 0 | 0 |  | 0
Lateral Hardening-Fuse-92247275 | Lateral Hardening | 218534.32 | 0 | 0 | 0 | 0 | 0 | 0 | 0 | 0 | 0 | 0 |  | 0
Lateral Hardening-Fuse-92247741 | Lateral Hardening | 714744.85 | 0 | 0 | 0 | 0 | 0 | 0 | 0 | 0 | 0 | 0 |  | 0
Lateral Hardening-Fuse-92247781 | Lateral Hardening | 798312.85 | 0 | 0 | 0 | 0 | 2026 | 0 | 0 | 0 | 0 | 0 |  | 2027 | 2027
Lateral Hardening-Fuse-92247841 | Lateral Hardening | 937621.77 | 0 | 0 | 0 | 0 | 0 | 0 | 0 | 0 | 0 | 0 |  | 0
Lateral Hardening-Fuse-92247846 | Lateral Hardening | 245919.14 | 0 | 0 | 0 | 0 | 0 | 0 | 0 | 0 | 0 | 0 |  | 0
Lateral Hardening-Fuse-92247984 | Lateral Hardening | 76936.58 | 0 | 0 | 0 | 0 | 0 | 0 | 0 | 0 | 0 | 0 |  | 0
Lateral Hardening-Fuse-92248100 | Lateral Hardening | 67440.05 | 0 | 0 | 0 | 0 | 0 | 0 | 0 | 0 | 0 | 0 |  | 0
Lateral Hardening-Fuse-92249508 | Lateral Hardening | 689237.3 | 0 | 0 | 0 | 0 | 0 | 0 | 0 | 0 | 0 | 0 |  | 0
Lateral Hardening-Fuse-92249518 | Lateral Hardening | 50000 | 0 | 0 | 0 | 0 | 0 | 0 | 0 | 0 | 0 | 0 |  | 0
Lateral Hardening-Fuse-92249543 | Lateral Hardening | 663433.75 | 0 | 0 | 0 | 0 | 0 | 0 | 0 | 0 | 0 | 0 |  | 0
Lateral Hardening-Fuse-92249874 | Lateral Hardening | 52978.01 | 0 | 0 | 0 | 0 | 0 | 0 | 0 | 0 | 0 | 0 |  | 0
Lateral Hardening-Fuse-92249907 | Lateral Hardening | 151788.25 | 0 | 0 | 0 | 0 | 0 | 0 | 0 | 0 | 0 | 0 |  | 0
Lateral Hardening-Fuse-92250099 | Lateral Hardening | 52930.79 | 0 | 0 | 0 | 0 | 0 | 0 | 0 | 0 | 0 | 0 |  | 0
Lateral Hardening-Fuse-92250419 | Lateral Hardening | 319354.65 | 0 | 0 | 0 | 0 | 0 | 0 | 0 | 0 | 0 | 0 |  | 0
Lateral Hardening-Fuse-92250951 | Lateral Hardening | 50000 | 0 | 0 | 0 | 0 | 0 | 0 | 0 | 0 | 0 | 0 |  | 0
Lateral Hardening-Fuse-92251089 | Lateral Hardening | 138303.89 | 0 | 0 | 0 | 0 | 0 | 0 | 0 | 0 | 0 | 0 |  | 0
Lateral Hardening-Fuse-92251134 | Lateral Hardening | 418166.17 | 0 | 0 | 0 | 0 | 2024 | 0 | 0 | 0 | 0 | 0 |  | 2024
Lateral Hardening-Fuse-92251341 | Lateral Hardening | 373214.34 | 0 | 0 | 0 | 0 | 0 | 0 | 0 | 0 | 0 | 0 |  | 0
Lateral Hardening-Fuse-92253005 | Lateral Hardening | 234402.64 | 0 | 0 | 0 | 0 | 0 | 0 | 0 | 0 | 0 | 0 |  | 0
Lateral Hardening-Fuse-92254300 | Lateral Hardening | 53770.75 | 0 | 0 | 0 | 0 | 0 | 0 | 0 | 0 | 0 | 0 |  | 0
Lateral Hardening-Fuse-92254739 | Lateral Hardening | 118439.68 | 0 | 0 | 0 | 0 | 0 | 0 | 0 | 0 | 0 | 0 |  | 0
Lateral Hardening-Fuse-92256521 | Lateral Hardening | 186796.79 | 0 | 0 | 0 | 0 | 0 | 0 | 0 | 0 | 0 | 0 |  | 0
Lateral Hardening-Fuse-92256973 | Lateral Hardening | 137328.06 | 0 | 0 | 0 | 0 | 0 | 0 | 0 | 0 | 0 | 0 |  | 0
Lateral Hardening-Fuse-92257094 | Lateral Hardening | 50000 | 0 | 0 | 0 | 0 | 0 | 0 | 0 | 0 | 0 | 0 |  | 0
Lateral Hardening-Fuse-92257349 | Lateral Hardening | 167088.83 | 0 | 0 | 0 | 0 | 0 | 0 | 0 | 0 | 0 | 0 |  | 0
Lateral Hardening-Fuse-92257353 | Lateral Hardening | 286001.68 | 0 | 0 | 0 | 0 | 0 | 0 | 0 | 0 | 0 | 0 |  | 0
Lateral Hardening-Fuse-92257437 | Lateral Hardening | 236736.24 | 0 | 0 | 0 | 0 | 2026 | 0 | 0 | 0 | 0 | 0 |  | 2027 | 2027
Lateral Hardening-Fuse-92257733 | Lateral Hardening | 64757.27 | 0 | 0 | 0 | 0 | 0 | 0 | 0 | 0 | 0 | 0 |  | 2025 | 2025
Lateral Hardening-Fuse-92258129 | Lateral Hardening | 525551.78 | 0 | 0 | 0 | 0 | 0 | 0 | 0 | 0 | 0 | 0 |  | 0
Lateral Hardening-Fuse-92258605 | Lateral Hardening | 63248.21 | 0 | 0 | 0 | 0 | 0 | 0 | 0 | 0 | 0 | 0 |  | 0
Lateral Hardening-Fuse-92258682 | Lateral Hardening | 219018.05 | 0 | 0 | 0 | 0 | 0 | 0 | 0 | 0 | 0 | 0 |  | 0
Lateral Hardening-Fuse-92258848 | Lateral Hardening | 320910.47 | 0 | 0 | 0 | 0 | 0 | 0 | 0 | 0 | 0 | 0 |  | 0
Lateral Hardening-Fuse-92259425 | Lateral Hardening | 62679.59 | 0 | 0 | 0 | 0 | 0 | 0 | 0 | 0 | 0 | 0 |  | 0
Lateral Hardening-Fuse-92259712 | Lateral Hardening | 285177.36 | 0 | 0 | 0 | 0 | 0 | 0 | 0 | 0 | 0 | 0 |  | 0
Lateral Hardening-Fuse-92260012 | Lateral Hardening | 95343.4 | 0 | 0 | 0 | 0 | 0 | 0 | 0 | 0 | 0 | 0 |  | 0
Lateral Hardening-Fuse-92260242 | Lateral Hardening | 92802.38 | 0 | 0 | 0 | 0 | 0 | 0 | 0 | 0 | 0 | 0 |  | 0
Lateral Hardening-Fuse-92261172 | Lateral Hardening | 183758.97 | 0 | 0 | 0 | 0 | 0 | 0 | 0 | 0 | 0 | 0 |  | 0
Lateral Hardening-Fuse-92261361 | Lateral Hardening | 150272.82 | 0 | 0 | 0 | 0 | 0 | 0 | 0 | 0 | 0 | 0 |  | 0
Lateral Hardening-Fuse-92263152 | Lateral Hardening | 154611.27 | 0 | 0 | 0 | 0 | 0 | 0 | 0 | 0 | 0 | 0 |  | 0
Lateral Hardening-Fuse-92263635 | Lateral Hardening | 128230.84 | 0 | 0 | 0 | 0 | 2023 | 0 | 0 | 0 | 0 | 0 |  | 2027 | 2027
Lateral Hardening-Fuse-92263702 | Lateral Hardening | 171783.61 | 0 | 0 | 0 | 0 | 0 | 0 | 0 | 0 | 0 | 0 |  | 0
Lateral Hardening-Fuse-92266169 | Lateral Hardening | 51844.73 | 0 | 0 | 0 | 0 | 0 | 0 | 0 | 0 | 0 | 0 |  | 0
Lateral Hardening-Fuse-92266712 | Lateral Hardening | 54342.39 | 0 | 0 | 0 | 0 | 0 | 0 | 0 | 0 | 0 | 0 |  | 0
Lateral Hardening-Fuse-92267305 | Lateral Hardening | 225235.3 | 0 | 0 | 0 | 0 | 0 | 0 | 0 | 0 | 0 | 0 |  | 0
Lateral Hardening-Fuse-92267482 | Lateral Hardening | 90513.03 | 0 | 0 | 0 | 0 | 0 | 0 | 0 | 0 | 0 | 0 |  | 0
Lateral Hardening-Fuse-92267618 | Lateral Hardening | 780240.88 | 0 | 0 | 0 | 0 | 2025 | 0 | 0 | 0 | 0 | 0 |  | 2025
Lateral Hardening-Fuse-92267930 | Lateral Hardening | 256738.26 | 0 | 0 | 0 | 0 | 0 | 0 | 0 | 0 | 0 | 0 |  | 0
Lateral Hardening-Fuse-92267959 | Lateral Hardening | 125449.36 | 0 | 0 | 0 | 0 | 0 | 0 | 0 | 0 | 0 | 0 |  | 0
Lateral Hardening-Fuse-92267970 | Lateral Hardening | 117856.94 | 0 | 0 | 0 | 0 | 0 | 0 | 0 | 0 | 0 | 0 |  | 0
Lateral Hardening-Fuse-92267972 | Lateral Hardening | 445097.57 | 0 | 0 | 0 | 0 | 2023 | 0 | 0 | 0 | 0 | 0 |  | 2025 | 2025
Lateral Hardening-Fuse-92268401 | Lateral Hardening | 952542.52 | 0 | 0 | 0 | 0 | 0 | 0 | 0 | 0 | 0 | 0 |  | 0
Lateral Hardening-Fuse-92268498 | Lateral Hardening | 50000 | 0 | 0 | 0 | 0 | 0 | 0 | 0 | 0 | 0 | 0 |  | 0
Lateral Hardening-Fuse-92268604 | Lateral Hardening | 51655.85 | 0 | 0 | 0 | 0 | 0 | 0 | 0 | 0 | 0 | 0 |  | 0
Lateral Hardening-Fuse-92268661 | Lateral Hardening | 61190.03 | 0 | 0 | 0 | 0 | 0 | 0 | 0 | 0 | 0 | 0 |  | 0
Lateral Hardening-Fuse-92269164 | Lateral Hardening | 307459.76 | 0 | 0 | 0 | 0 | 0 | 0 | 0 | 0 | 0 | 0 |  | 0
Lateral Hardening-Fuse-92269166 | Lateral Hardening | 82768.25 | 0 | 0 | 0 | 0 | 0 | 0 | 0 | 0 | 0 | 0 |  | 0
Lateral Hardening-Fuse-92269519 | Lateral Hardening | 50000 | 0 | 0 | 0 | 0 | 0 | 0 | 0 | 0 | 0 | 0 |  | 0
Lateral Hardening-Fuse-92269555 | Lateral Hardening | 50821.63 | 0 | 0 | 0 | 0 | 0 | 0 | 0 | 0 | 0 | 0 |  | 0
Lateral Hardening-Fuse-92270309 | Lateral Hardening | 50000 | 0 | 0 | 0 | 0 | 0 | 0 | 0 | 0 | 0 | 0 |  | 0
Lateral Hardening-Fuse-92271172 | Lateral Hardening | 312566 | 0 | 0 | 0 | 0 | 0 | 0 | 0 | 0 | 0 | 0 |  | 0
Lateral Hardening-Fuse-92271675 | Lateral Hardening | 51152.17 | 0 | 0 | 0 | 0 | 0 | 0 | 0 | 0 | 0 | 0 |  | 0
Lateral Hardening-Fuse-92272400 | Lateral Hardening | 83416.15 | 0 | 0 | 0 | 0 | 0 | 0 | 0 | 0 | 0 | 0 |  | 0
Lateral Hardening-Fuse-92272535 | Lateral Hardening | 119227.35 | 0 | 0 | 0 | 0 | 0 | 0 | 0 | 0 | 0 | 0 |  | 0
Lateral Hardening-Fuse-92273931 | Lateral Hardening | 58513.49 | 0 | 0 | 0 | 0 | 0 | 0 | 0 | 0 | 0 | 0 |  | 0
Lateral Hardening-Fuse-92274044 | Lateral Hardening | 187309.68 | 0 | 0 | 0 | 0 | 0 | 0 | 0 | 0 | 0 | 0 |  | 0
Lateral Hardening-Fuse-92275540 | Lateral Hardening | 370973.52 | 0 | 0 | 0 | 0 | 0 | 0 | 0 | 0 | 0 | 0 |  | 0
Lateral Hardening-Fuse-92275609 | Lateral Hardening | 466672.11 | 0 | 0 | 0 | 0 | 2026 | 0 | 0 | 0 | 0 | 0 |  | 0 | 0
Lateral Hardening-Fuse-92275699 | Lateral Hardening | 496990.26 | 0 | 0 | 0 | 0 | 2023 | 0 | 0 | 0 | 0 | 0 |  | 2025 | 2025
Lateral Hardening-Fuse-92276274 | Lateral Hardening | 467064.43 | 0 | 0 | 0 | 0 | 0 | 0 | 0 | 0 | 0 | 0 |  | 0
Lateral Hardening-Fuse-92278651 | Lateral Hardening | 157467.85 | 0 | 0 | 0 | 0 | 2024 | 0 | 0 | 0 | 0 | 0 |  | 2023 | 2023
Lateral Hardening-Fuse-92278652 | Lateral Hardening | 53938.15 | 0 | 0 | 0 | 0 | 0 | 0 | 0 | 0 | 0 | 0 |  | 0
Lateral Hardening-Fuse-92278835 | Lateral Hardening | 50000 | 0 | 0 | 0 | 0 | 0 | 0 | 0 | 0 | 0 | 0 |  | 0
Lateral Hardening-Fuse-92280955 | Lateral Hardening | 468884.51 | 0 | 0 | 0 | 0 | 2027 | 0 | 0 | 0 | 0 | 0 |  | 2027
Lateral Hardening-Fuse-92281079 | Lateral Hardening | 55832.69 | 0 | 0 | 0 | 0 | 0 | 0 | 0 | 0 | 0 | 0 |  | 0
Lateral Hardening-Fuse-92281093 | Lateral Hardening | 60418.03 | 0 | 0 | 0 | 0 | 0 | 0 | 0 | 0 | 0 | 0 |  | 0
Lateral Hardening-Fuse-92281205 | Lateral Hardening | 50000 | 0 | 0 | 0 | 0 | 0 | 0 | 0 | 0 | 0 | 0 |  | 0
Lateral Hardening-Fuse-92281225 | Lateral Hardening | 156379.15 | 0 | 0 | 0 | 0 | 0 | 0 | 0 | 0 | 0 | 0 |  | 0
Lateral Hardening-Fuse-92281255 | Lateral Hardening | 55801.21 | 0 | 0 | 0 | 0 | 0 | 0 | 0 | 0 | 0 | 0 |  | 0
Lateral Hardening-Fuse-92281491 | Lateral Hardening | 139616.1 | 0 | 0 | 0 | 0 | 0 | 0 | 0 | 0 | 0 | 0 |  | 0
Lateral Hardening-Fuse-92281905 | Lateral Hardening | 88384.44 | 0 | 0 | 0 | 0 | 0 | 0 | 0 | 0 | 0 | 0 |  | 0
Lateral Hardening-Fuse-92282350 | Lateral Hardening | 375854.4 | 0 | 0 | 0 | 0 | 0 | 0 | 0 | 0 | 0 | 0 |  | 0
Lateral Hardening-Fuse-92282884 | Lateral Hardening | 87003.39 | 0 | 0 | 0 | 0 | 2023 | 0 | 0 | 0 | 0 | 0 |  | 2022 | 2022
Lateral Hardening-Fuse-92284350 | Lateral Hardening | 278428.67 | 0 | 0 | 0 | 0 | 0 | 0 | 0 | 0 | 0 | 0 |  | 0
Lateral Hardening-Fuse-92285128 | Lateral Hardening | 212497.23 | 0 | 0 | 0 | 0 | 0 | 0 | 0 | 0 | 0 | 0 |  | 0
Lateral Hardening-Fuse-92285154 | Lateral Hardening | 55548.63 | 0 | 0 | 0 | 0 | 0 | 0 | 0 | 0 | 0 | 0 |  | 0
Lateral Hardening-Fuse-92285215 | Lateral Hardening | 104799.97 | 0 | 0 | 0 | 0 | 0 | 0 | 0 | 0 | 0 | 0 |  | 0
Lateral Hardening-Fuse-92285227 | Lateral Hardening | 135512.22 | 0 | 0 | 0 | 0 | 0 | 0 | 0 | 0 | 0 | 0 |  | 0
Lateral Hardening-Fuse-92285232 | Lateral Hardening | 150020.24 | 0 | 0 | 0 | 0 | 0 | 0 | 0 | 0 | 0 | 0 |  | 0
Lateral Hardening-Fuse-92285235 | Lateral Hardening | 72502.09 | 0 | 0 | 0 | 0 | 0 | 0 | 0 | 0 | 0 | 0 |  | 0
Lateral Hardening-Fuse-92285404 | Lateral Hardening | 185641.29 | 0 | 0 | 0 | 0 | 0 | 0 | 0 | 0 | 0 | 0 |  | 0
Lateral Hardening-Fuse-92285407 | Lateral Hardening | 251925.96 | 0 | 0 | 0 | 0 | 0 | 0 | 0 | 0 | 0 | 0 |  | 0
Lateral Hardening-Fuse-92286381 | Lateral Hardening | 366478.41 | 0 | 0 | 0 | 0 | 0 | 0 | 0 | 0 | 0 | 0 |  | 0
Lateral Hardening-Fuse-92286390 | Lateral Hardening | 818183.16 | 0 | 0 | 0 | 0 | 0 | 0 | 0 | 0 | 0 | 0 |  | 0
Lateral Hardening-Fuse-92286629 | Lateral Hardening | 820508.93 | 0 | 0 | 0 | 0 | 0 | 0 | 0 | 0 | 0 | 0 |  | 0
Lateral Hardening-Fuse-92287404 | Lateral Hardening | 145492.07 | 0 | 0 | 0 | 0 | 0 | 0 | 0 | 0 | 0 | 0 |  | 0
Lateral Hardening-Fuse-92287705 | Lateral Hardening | 541934.2 | 0 | 0 | 0 | 0 | 2023 | 0 | 0 | 0 | 0 | 0 |  | 2027 | 2027
Lateral Hardening-Fuse-92289626 | Lateral Hardening | 50000 | 0 | 0 | 0 | 0 | 0 | 0 | 0 | 0 | 0 | 0 |  | 0
Lateral Hardening-Fuse-92290015 | Lateral Hardening | 139144.5 | 0 | 0 | 0 | 0 | 2021 | 0 | 0 | 0 | 0 | 0 |  | 2022 | 2022
Lateral Hardening-Fuse-92290675 | Lateral Hardening | 103474.84 | 0 | 0 | 0 | 0 | 0 | 0 | 0 | 0 | 0 | 0 |  | 0
Lateral Hardening-Fuse-92291272 | Lateral Hardening | 152906.35 | 0 | 0 | 0 | 0 | 0 | 0 | 0 | 0 | 0 | 0 |  | 0
Lateral Hardening-Fuse-92292246 | Lateral Hardening | 256019.22 | 0 | 0 | 0 | 0 | 0 | 0 | 0 | 0 | 0 | 0 |  | 0
Lateral Hardening-Fuse-92292295 | Lateral Hardening | 211026.39 | 0 | 0 | 0 | 0 | 2021 | 0 | 0 | 0 | 0 | 0 |  | 2021
Lateral Hardening-Fuse-92292405 | Lateral Hardening | 54583.49 | 0 | 0 | 0 | 0 | 0 | 0 | 0 | 0 | 0 | 0 |  | 0
Lateral Hardening-Fuse-92293168 | Lateral Hardening | 237144.79 | 0 | 0 | 0 | 0 | 2027 | 0 | 0 | 0 | 0 | 0 |  | 2027
Lateral Hardening-Fuse-92293579 | Lateral Hardening | 105275.38 | 0 | 0 | 0 | 0 | 0 | 0 | 0 | 0 | 0 | 0 |  | 0
Lateral Hardening-Fuse-92294900 | Lateral Hardening | 79734.9 | 0 | 0 | 0 | 0 | 0 | 0 | 0 | 0 | 0 | 0 |  | 0
Lateral Hardening-Fuse-92294922 | Lateral Hardening | 77761.18 | 0 | 0 | 0 | 0 | 0 | 0 | 0 | 0 | 0 | 0 |  | 0
Lateral Hardening-Fuse-92294959 | Lateral Hardening | 87469.35 | 0 | 0 | 0 | 0 | 2024 | 0 | 0 | 0 | 0 | 0 |  | 2024
Lateral Hardening-Fuse-92294994 | Lateral Hardening | 50000 | 0 | 0 | 0 | 0 | 0 | 0 | 0 | 0 | 0 | 0 |  | 0
Lateral Hardening-Fuse-92294998 | Lateral Hardening | 51482.71 | 0 | 0 | 0 | 0 | 0 | 0 | 0 | 0 | 0 | 0 |  | 0
Lateral Hardening-Fuse-92295470 | Lateral Hardening | 247979.09 | 0 | 0 | 0 | 0 | 0 | 0 | 0 | 0 | 0 | 0 |  | 0
Lateral Hardening-Fuse-92295522 | Lateral Hardening | 206572.71 | 0 | 0 | 0 | 0 | 0 | 0 | 0 | 0 | 0 | 0 |  | 0
Lateral Hardening-Fuse-92295961 | Lateral Hardening | 50000 | 0 | 0 | 0 | 0 | 0 | 0 | 0 | 0 | 0 | 0 |  | 0
Lateral Hardening-Fuse-92295962 | Lateral Hardening | 56599.13 | 0 | 0 | 0 | 0 | 0 | 0 | 0 | 0 | 0 | 0 |  | 0
Lateral Hardening-Fuse-92297190 | Lateral Hardening | 116197.76 | 0 | 0 | 0 | 0 | 0 | 0 | 0 | 0 | 0 | 0 |  | 0
Lateral Hardening-Fuse-92298061 | Lateral Hardening | 263235.18 | 0 | 0 | 0 | 0 | 0 | 0 | 0 | 0 | 0 | 0 |  | 0
Lateral Hardening-Fuse-92298267 | Lateral Hardening | 359412.59 | 0 | 0 | 0 | 0 | 2021 | 0 | 0 | 0 | 0 | 0 |  | 2021
Lateral Hardening-Fuse-92299193 | Lateral Hardening | 923928.54 | 0 | 0 | 0 | 0 | 0 | 0 | 0 | 0 | 0 | 0 |  | 0
Lateral Hardening-Fuse-92299245 | Lateral Hardening | 589675.03 | 0 | 0 | 0 | 0 | 2021 | 0 | 0 | 0 | 0 | 0 |  | 2022 | 2022
Lateral Hardening-Fuse-92299545 | Lateral Hardening | 108878.66 | 0 | 0 | 0 | 0 | 0 | 0 | 0 | 0 | 0 | 0 |  | 0
Lateral Hardening-Fuse-92300708 | Lateral Hardening | 56755.61 | 0 | 0 | 0 | 0 | 0 | 0 | 0 | 0 | 0 | 0 |  | 0
Lateral Hardening-Fuse-92301227 | Lateral Hardening | 50000 | 0 | 0 | 0 | 0 | 0 | 0 | 0 | 0 | 0 | 0 |  | 0
Lateral Hardening-Fuse-92302557 | Lateral Hardening | 388119.33 | 0 | 0 | 0 | 0 | 0 | 0 | 0 | 0 | 0 | 0 |  | 0
Lateral Hardening-Fuse-92302833 | Lateral Hardening | 87480.25 | 0 | 0 | 0 | 0 | 0 | 0 | 0 | 0 | 0 | 0 |  | 0
Lateral Hardening-Fuse-92302877 | Lateral Hardening | 205947.32 | 0 | 0 | 0 | 0 | 0 | 0 | 0 | 0 | 0 | 0 |  | 0
Lateral Hardening-Fuse-92303551 | Lateral Hardening | 74768.65 | 0 | 0 | 0 | 0 | 2029 | 0 | 0 | 0 | 0 | 0 |  | 2028 | 2028
Lateral Hardening-Fuse-92303555 | Lateral Hardening | 50000 | 0 | 0 | 0 | 0 | 0 | 0 | 0 | 0 | 0 | 0 |  | 0
Lateral Hardening-Fuse-92303811 | Lateral Hardening | 156907.65 | 0 | 0 | 0 | 0 | 0 | 0 | 0 | 0 | 0 | 0 |  | 0
Lateral Hardening-Fuse-92304326 | Lateral Hardening | 284054.38 | 0 | 0 | 0 | 0 | 0 | 0 | 0 | 0 | 0 | 0 |  | 2026 | 2026
Lateral Hardening-Fuse-92304873 | Lateral Hardening | 150792.24 | 0 | 0 | 0 | 0 | 0 | 0 | 0 | 0 | 0 | 0 |  | 0
Lateral Hardening-Fuse-92304920 | Lateral Hardening | 77470.93 | 0 | 0 | 0 | 0 | 0 | 0 | 0 | 0 | 0 | 0 |  | 0
Lateral Hardening-Fuse-92306462 | Lateral Hardening | 61656.49 | 0 | 0 | 0 | 0 | 0 | 0 | 0 | 0 | 0 | 0 |  | 0
Lateral Hardening-Fuse-92306914 | Lateral Hardening | 80965.21 | 0 | 0 | 0 | 0 | 0 | 0 | 0 | 0 | 0 | 0 |  | 0
Lateral Hardening-Fuse-92307298 | Lateral Hardening | 153006.58 | 0 | 0 | 0 | 0 | 0 | 0 | 0 | 0 | 0 | 0 |  | 0
Lateral Hardening-Fuse-92307564 | Lateral Hardening | 83430.2 | 0 | 0 | 0 | 0 | 2025 | 0 | 0 | 0 | 0 | 0 |  | 2025
Lateral Hardening-Fuse-92308007 | Lateral Hardening | 62779.77 | 0 | 0 | 0 | 0 | 0 | 0 | 0 | 0 | 0 | 0 |  | 0
Lateral Hardening-Fuse-92308223 | Lateral Hardening | 629995.61 | 0 | 0 | 0 | 0 | 0 | 0 | 0 | 0 | 0 | 0 |  | 0
Lateral Hardening-Fuse-92308296 | Lateral Hardening | 156653.26 | 0 | 0 | 0 | 0 | 0 | 0 | 0 | 0 | 0 | 0 |  | 0
Lateral Hardening-Fuse-92308539 | Lateral Hardening | 105946.02 | 0 | 0 | 0 | 0 | 0 | 0 | 0 | 0 | 0 | 0 |  | 0
Lateral Hardening-Fuse-92308786 | Lateral Hardening | 229651.76 | 0 | 0 | 0 | 0 | 0 | 0 | 0 | 0 | 0 | 0 |  | 0
Lateral Hardening-Fuse-92308973 | Lateral Hardening | 158509.05 | 0 | 0 | 0 | 0 | 2026 | 0 | 0 | 0 | 0 | 0 |  | 2027 | 2027
Lateral Hardening-Fuse-92309101 | Lateral Hardening | 209546.78 | 0 | 0 | 0 | 0 | 0 | 0 | 0 | 0 | 0 | 0 |  | 0
Lateral Hardening-Fuse-92309158 | Lateral Hardening | 53843.71 | 0 | 0 | 0 | 0 | 0 | 0 | 0 | 0 | 0 | 0 |  | 0
Lateral Hardening-Fuse-92309170 | Lateral Hardening | 87450.23 | 0 | 0 | 0 | 0 | 0 | 0 | 0 | 0 | 0 | 0 |  | 0
Lateral Hardening-Fuse-92309508 | Lateral Hardening | 853977.96 | 0 | 0 | 0 | 0 | 0 | 0 | 0 | 0 | 0 | 0 |  | 0
Lateral Hardening-Fuse-92309542 | Lateral Hardening | 121613.8 | 0 | 0 | 0 | 0 | 0 | 0 | 0 | 0 | 0 | 0 |  | 0
Lateral Hardening-Fuse-92309748 | Lateral Hardening | 107467.8 | 0 | 0 | 0 | 0 | 0 | 0 | 0 | 0 | 0 | 0 |  | 0
Lateral Hardening-Fuse-92309764 | Lateral Hardening | 336079.24 | 0 | 0 | 0 | 0 | 0 | 0 | 0 | 0 | 0 | 0 |  | 0
Lateral Hardening-Fuse-92309821 | Lateral Hardening | 148577.16 | 0 | 0 | 0 | 0 | 0 | 0 | 0 | 0 | 0 | 0 |  | 0
Lateral Hardening-Fuse-92309839 | Lateral Hardening | 183179.37 | 0 | 0 | 0 | 0 | 0 | 0 | 0 | 0 | 0 | 0 |  | 0
Lateral Hardening-Fuse-92310180 | Lateral Hardening | 347621.2 | 0 | 0 | 0 | 0 | 0 | 0 | 0 | 0 | 0 | 0 |  | 0
Lateral Hardening-Fuse-92310479 | Lateral Hardening | 61110.59 | 0 | 0 | 0 | 0 | 0 | 0 | 0 | 0 | 0 | 0 |  | 0
Lateral Hardening-Fuse-92310481 | Lateral Hardening | 53156.15 | 0 | 0 | 0 | 0 | 0 | 0 | 0 | 0 | 0 | 0 |  | 0
Lateral Hardening-Fuse-92310504 | Lateral Hardening | 220360.95 | 0 | 0 | 0 | 0 | 0 | 0 | 0 | 0 | 0 | 0 |  | 0
Lateral Hardening-Fuse-92310638 | Lateral Hardening | 506943.93 | 0 | 0 | 0 | 0 | 2026 | 0 | 0 | 0 | 0 | 0 |  | 2026
Lateral Hardening-Fuse-92310811 | Lateral Hardening | 1163495.94 | 0 | 0 | 0 | 0 | 0 | 0 | 0 | 0 | 0 | 0 |  | 0
Lateral Hardening-Fuse-92310865 | Lateral Hardening | 51010.51 | 0 | 0 | 0 | 0 | 0 | 0 | 0 | 0 | 0 | 0 |  | 0
Lateral Hardening-Fuse-92311237 | Lateral Hardening | 136294.22 | 0 | 0 | 0 | 0 | 0 | 0 | 0 | 0 | 0 | 0 |  | 2027 | 2027
Lateral Hardening-Fuse-92311266 | Lateral Hardening | 50000 | 0 | 0 | 0 | 0 | 0 | 0 | 0 | 0 | 0 | 0 |  | 0
Lateral Hardening-Fuse-92311809 | Lateral Hardening | 210312.3 | 0 | 0 | 0 | 0 | 0 | 0 | 0 | 0 | 0 | 0 |  | 0
Lateral Hardening-Fuse-92311850 | Lateral Hardening | 201755.48 | 0 | 0 | 0 | 0 | 0 | 0 | 0 | 0 | 0 | 0 |  | 0
Lateral Hardening-Fuse-92311865 | Lateral Hardening | 145246.02 | 0 | 0 | 0 | 0 | 0 | 0 | 0 | 0 | 0 | 0 |  | 0
Lateral Hardening-Fuse-92312063 | Lateral Hardening | 82697.35 | 0 | 0 | 0 | 0 | 0 | 0 | 0 | 0 | 0 | 0 |  | 0
Lateral Hardening-Fuse-92312415 | Lateral Hardening | 443217.98 | 0 | 0 | 0 | 0 | 0 | 0 | 0 | 0 | 0 | 0 |  | 0
Lateral Hardening-Fuse-92312557 | Lateral Hardening | 50000 | 0 | 0 | 0 | 0 | 0 | 0 | 0 | 0 | 0 | 0 |  | 0
Lateral Hardening-Fuse-92312646 | Lateral Hardening | 285596.9 | 0 | 0 | 0 | 0 | 0 | 0 | 0 | 0 | 0 | 0 |  | 0
Lateral Hardening-Fuse-92312670 | Lateral Hardening | 90457.17 | 0 | 0 | 0 | 0 | 0 | 0 | 0 | 0 | 0 | 0 |  | 0
Lateral Hardening-Fuse-92312837 | Lateral Hardening | 50000 | 0 | 0 | 0 | 0 | 0 | 0 | 0 | 0 | 0 | 0 |  | 0
Lateral Hardening-Fuse-92312848 | Lateral Hardening | 50000 | 0 | 0 | 0 | 0 | 0 | 0 | 0 | 0 | 0 | 0 |  | 0
Lateral Hardening-Fuse-92313031 | Lateral Hardening | 306211.99 | 0 | 0 | 0 | 0 | 0 | 0 | 0 | 0 | 0 | 0 |  | 0
Lateral Hardening-Fuse-92313568 | Lateral Hardening | 87385.65 | 0 | 0 | 0 | 0 | 0 | 0 | 0 | 0 | 0 | 0 |  | 0
Lateral Hardening-Fuse-92313612 | Lateral Hardening | 178852.35 | 0 | 0 | 0 | 0 | 0 | 0 | 0 | 0 | 0 | 0 |  | 0
Lateral Hardening-Fuse-92313614 | Lateral Hardening | 50000 | 0 | 0 | 0 | 0 | 0 | 0 | 0 | 0 | 0 | 0 |  | 0
Lateral Hardening-Fuse-92313656 | Lateral Hardening | 532013.04 | 0 | 0 | 0 | 0 | 0 | 0 | 0 | 0 | 0 | 0 |  | 0
Lateral Hardening-Fuse-92313745 | Lateral Hardening | 171604.4 | 0 | 0 | 0 | 0 | 2026 | 0 | 0 | 0 | 0 | 0 |  | 2027 | 2027
Lateral Hardening-Fuse-92313847 | Lateral Hardening | 50000 | 0 | 0 | 0 | 0 | 0 | 0 | 0 | 0 | 0 | 0 |  | 0
Lateral Hardening-Fuse-92313946 | Lateral Hardening | 172765.23 | 0 | 0 | 0 | 0 | 0 | 0 | 0 | 0 | 0 | 0 |  | 0
Lateral Hardening-Fuse-92313968 | Lateral Hardening | 811248.01 | 0 | 0 | 0 | 0 | 2028 | 0 | 0 | 0 | 0 | 0 |  | 0 | 0
Lateral Hardening-Fuse-92314015 | Lateral Hardening | 216476.64 | 0 | 0 | 0 | 0 | 0 | 0 | 0 | 0 | 0 | 0 |  | 0
Lateral Hardening-Fuse-92314028 | Lateral Hardening | 125580.28 | 0 | 0 | 0 | 0 | 0 | 0 | 0 | 0 | 0 | 0 |  | 0
Lateral Hardening-Fuse-92314244 | Lateral Hardening | 56719.13 | 0 | 0 | 0 | 0 | 0 | 0 | 0 | 0 | 0 | 0 |  | 0
Lateral Hardening-Fuse-92314275 | Lateral Hardening | 247807.94 | 0 | 0 | 0 | 0 | 0 | 0 | 0 | 0 | 0 | 0 |  | 0
Lateral Hardening-Fuse-92314306 | Lateral Hardening | 540136.51 | 0 | 0 | 0 | 0 | 0 | 0 | 0 | 0 | 0 | 0 |  | 0
Lateral Hardening-Fuse-92314436 | Lateral Hardening | 260699.74 | 0 | 0 | 0 | 0 | 0 | 0 | 0 | 0 | 0 | 0 |  | 0
Lateral Hardening-Fuse-92314544 | Lateral Hardening | 50000 | 0 | 0 | 0 | 0 | 0 | 0 | 0 | 0 | 0 | 0 |  | 0
Lateral Hardening-Fuse-92314702 | Lateral Hardening | 136430.88 | 0 | 0 | 0 | 0 | 0 | 0 | 0 | 0 | 0 | 0 |  | 0
Lateral Hardening-Fuse-92314703 | Lateral Hardening | 146988.16 | 0 | 0 | 0 | 0 | 0 | 0 | 0 | 0 | 0 | 0 |  | 0
Lateral Hardening-Fuse-92314704 | Lateral Hardening | 232471.44 | 0 | 0 | 0 | 0 | 0 | 0 | 0 | 0 | 0 | 0 |  | 0
Lateral Hardening-Fuse-92314856 | Lateral Hardening | 312465.03 | 0 | 0 | 0 | 0 | 0 | 0 | 0 | 0 | 0 | 0 |  | 0
Lateral Hardening-Fuse-92314872 | Lateral Hardening | 52238.23 | 0 | 0 | 0 | 0 | 0 | 0 | 0 | 0 | 0 | 0 |  | 0
Lateral Hardening-Fuse-92314881 | Lateral Hardening | 171003.09 | 0 | 0 | 0 | 0 | 0 | 0 | 0 | 0 | 0 | 0 |  | 0
Lateral Hardening-Fuse-92314919 | Lateral Hardening | 112950.32 | 0 | 0 | 0 | 0 | 0 | 0 | 0 | 0 | 0 | 0 |  | 0
Lateral Hardening-Fuse-92314966 | Lateral Hardening | 437716.25 | 0 | 0 | 0 | 0 | 0 | 0 | 0 | 0 | 0 | 0 |  | 0
Lateral Hardening-Fuse-92315102 | Lateral Hardening | 610162.93 | 0 | 0 | 0 | 0 | 0 | 0 | 0 | 0 | 0 | 0 |  | 0
Lateral Hardening-Fuse-92315709 | Lateral Hardening | 128638.84 | 0 | 0 | 0 | 0 | 2026 | 0 | 0 | 0 | 0 | 0 |  | 2027 | 2027
Lateral Hardening-Fuse-92315756 | Lateral Hardening | 258679.28 | 0 | 0 | 0 | 0 | 0 | 0 | 0 | 0 | 0 | 0 |  | 0
Lateral Hardening-Fuse-92315766 | Lateral Hardening | 323474.33 | 0 | 0 | 0 | 0 | 0 | 0 | 0 | 0 | 0 | 0 |  | 0
Lateral Hardening-Fuse-92315811 | Lateral Hardening | 503114.04 | 0 | 0 | 0 | 0 | 2028 | 0 | 0 | 0 | 0 | 0 |  | 2025 | 2025
Lateral Hardening-Fuse-92315959 | Lateral Hardening | 214298.78 | 0 | 0 | 0 | 0 | 2025 | 0 | 0 | 0 | 0 | 0 |  | 2024 | 2024
Lateral Hardening-Fuse-92316144 | Lateral Hardening | 224730.93 | 0 | 0 | 0 | 0 | 0 | 0 | 0 | 0 | 0 | 0 |  | 0
Lateral Hardening-Fuse-92316157 | Lateral Hardening | 161147.31 | 0 | 0 | 0 | 0 | 0 | 0 | 0 | 0 | 0 | 0 |  | 0
Lateral Hardening-Fuse-92316277 | Lateral Hardening | 432615.06 | 0 | 0 | 0 | 0 | 0 | 0 | 0 | 0 | 0 | 0 |  | 0
Lateral Hardening-Fuse-92316365 | Lateral Hardening | 99566.37 | 0 | 0 | 0 | 0 | 0 | 0 | 0 | 0 | 0 | 0 |  | 0
Lateral Hardening-Fuse-92316371 | Lateral Hardening | 393520.47 | 0 | 0 | 0 | 0 | 0 | 0 | 0 | 0 | 0 | 0 |  | 0
Lateral Hardening-Fuse-92316427 | Lateral Hardening | 183270.83 | 0 | 0 | 0 | 0 | 0 | 0 | 0 | 0 | 0 | 0 |  | 0
Lateral Hardening-Fuse-92316569 | Lateral Hardening | 285433.71 | 0 | 0 | 0 | 0 | 0 | 0 | 0 | 0 | 0 | 0 |  | 0
Lateral Hardening-Fuse-92316625 | Lateral Hardening | 94783.28 | 0 | 0 | 0 | 0 | 2027 | 0 | 0 | 0 | 0 | 0 |  | 2026 | 2026
Lateral Hardening-Fuse-92316629 | Lateral Hardening | 397640.9 | 0 | 0 | 0 | 0 | 0 | 0 | 0 | 0 | 0 | 0 |  | 0
Lateral Hardening-Fuse-92316641 | Lateral Hardening | 226121.74 | 0 | 0 | 0 | 0 | 2026 | 0 | 0 | 0 | 0 | 0 |  | 0 | 0
Lateral Hardening-Fuse-92317053 | Lateral Hardening | 254802.29 | 0 | 0 | 0 | 0 | 0 | 0 | 0 | 0 | 0 | 0 |  | 0
Lateral Hardening-Fuse-92317247 | Lateral Hardening | 50000 | 0 | 0 | 0 | 0 | 0 | 0 | 0 | 0 | 0 | 0 |  | 0
Lateral Hardening-Fuse-92317346 | Lateral Hardening | 262612.01 | 0 | 0 | 0 | 0 | 2028 | 0 | 0 | 0 | 0 | 0 |  | 0 | 0
Lateral Hardening-Fuse-92317406 | Lateral Hardening | 242078.63 | 0 | 0 | 0 | 0 | 0 | 0 | 0 | 0 | 0 | 0 |  | 0
Lateral Hardening-Fuse-92317475 | Lateral Hardening | 97152.36 | 0 | 0 | 0 | 0 | 0 | 0 | 0 | 0 | 0 | 0 |  | 0
Lateral Hardening-Fuse-92317614 | Lateral Hardening | 552144.65 | 0 | 0 | 0 | 0 | 2028 | 0 | 0 | 0 | 0 | 0 |  | 2029 | 2029
Lateral Hardening-Fuse-92317788 | Lateral Hardening | 383284.42 | 0 | 0 | 0 | 0 | 0 | 0 | 0 | 0 | 0 | 0 |  | 0
Lateral Hardening-Fuse-92318034 | Lateral Hardening | 441267.75 | 0 | 0 | 0 | 0 | 0 | 0 | 0 | 0 | 0 | 0 |  | 0
Lateral Hardening-Fuse-92318068 | Lateral Hardening | 187613.67 | 0 | 0 | 0 | 0 | 0 | 0 | 0 | 0 | 0 | 0 |  | 0
Lateral Hardening-Fuse-92318070 | Lateral Hardening | 419415.79 | 0 | 0 | 0 | 0 | 0 | 0 | 0 | 0 | 0 | 0 |  | 0
Lateral Hardening-Fuse-92318103 | Lateral Hardening | 723933.81 | 0 | 0 | 0 | 0 | 0 | 0 | 0 | 0 | 0 | 0 |  | 0
Lateral Hardening-Fuse-92318146 | Lateral Hardening | 57385.21 | 0 | 0 | 0 | 0 | 0 | 0 | 0 | 0 | 0 | 0 |  | 0
Lateral Hardening-Fuse-92318175 | Lateral Hardening | 313230.5 | 0 | 0 | 0 | 0 | 2025 | 0 | 0 | 0 | 0 | 0 |  | 2027 | 2027
Lateral Hardening-Fuse-92318238 | Lateral Hardening | 226327.15 | 0 | 0 | 0 | 0 | 0 | 0 | 0 | 0 | 0 | 0 |  | 0
Lateral Hardening-Fuse-92318675 | Lateral Hardening | 393116.13 | 0 | 0 | 0 | 0 | 0 | 0 | 0 | 0 | 0 | 0 |  | 0
Lateral Hardening-Fuse-92318719 | Lateral Hardening | 707791.79 | 0 | 0 | 0 | 0 | 0 | 0 | 0 | 0 | 0 | 0 |  | 0
Lateral Hardening-Fuse-92318821 | Lateral Hardening | 226127.19 | 0 | 0 | 0 | 0 | 0 | 0 | 0 | 0 | 0 | 0 |  | 0
Lateral Hardening-Fuse-92318889 | Lateral Hardening | 522504.01 | 0 | 0 | 0 | 0 | 2025 | 0 | 0 | 0 | 0 | 0 |  | 2027 | 2027
Lateral Hardening-Fuse-92318899 | Lateral Hardening | 170304.79 | 0 | 0 | 0 | 0 | 0 | 0 | 0 | 0 | 0 | 0 |  | 0
Lateral Hardening-Fuse-92318933 | Lateral Hardening | 60449.55 | 0 | 0 | 0 | 0 | 2028 | 0 | 0 | 0 | 0 | 0 |  | 2025 | 2025
Lateral Hardening-Fuse-92318982 | Lateral Hardening | 56876.53 | 0 | 0 | 0 | 0 | 0 | 0 | 0 | 0 | 0 | 0 |  | 0
Lateral Hardening-Fuse-92318986 | Lateral Hardening | 82797.7 | 0 | 0 | 0 | 0 | 0 | 0 | 0 | 0 | 0 | 0 |  | 0
Lateral Hardening-Fuse-92319131 | Lateral Hardening | 626421.05 | 0 | 0 | 0 | 0 | 0 | 0 | 0 | 0 | 0 | 0 |  | 0
Lateral Hardening-Fuse-92319142 | Lateral Hardening | 351328.77 | 0 | 0 | 0 | 0 | 0 | 0 | 0 | 0 | 0 | 0 |  | 0
Lateral Hardening-Fuse-92319717 | Lateral Hardening | 203690.02 | 0 | 0 | 0 | 0 | 0 | 0 | 0 | 0 | 0 | 0 |  | 2024 | 2024
Lateral Hardening-Fuse-92319771 | Lateral Hardening | 798428.11 | 0 | 0 | 0 | 0 | 0 | 0 | 0 | 0 | 0 | 0 |  | 0
Lateral Hardening-Fuse-92319889 | Lateral Hardening | 245897.71 | 0 | 0 | 0 | 0 | 0 | 0 | 0 | 0 | 0 | 0 |  | 0
Lateral Hardening-Fuse-92320037 | Lateral Hardening | 50000 | 0 | 0 | 0 | 0 | 0 | 0 | 0 | 0 | 0 | 0 |  | 0
Lateral Hardening-Fuse-92320086 | Lateral Hardening | 288796.38 | 0 | 0 | 0 | 0 | 0 | 0 | 0 | 0 | 0 | 0 |  | 0
Lateral Hardening-Fuse-92320118 | Lateral Hardening | 181990.35 | 0 | 0 | 0 | 0 | 0 | 0 | 0 | 0 | 0 | 0 |  | 0
Lateral Hardening-Fuse-92320131 | Lateral Hardening | 75517.69 | 0 | 0 | 0 | 0 | 2025 | 0 | 0 | 0 | 0 | 0 |  | 2027 | 2027
Lateral Hardening-Fuse-92320136 | Lateral Hardening | 718187.37 | 0 | 0 | 0 | 0 | 2029 | 0 | 0 | 0 | 0 | 0 |  | 2029
Lateral Hardening-Fuse-92320141 | Lateral Hardening | 611149 | 0 | 0 | 0 | 0 | 0 | 0 | 0 | 0 | 0 | 0 |  | 0
Lateral Hardening-Fuse-92320386 | Lateral Hardening | 368623.26 | 0 | 0 | 0 | 0 | 0 | 0 | 0 | 0 | 0 | 0 |  | 0
Lateral Hardening-Fuse-92320735 | Lateral Hardening | 331407.63 | 0 | 0 | 0 | 0 | 2025 | 0 | 0 | 0 | 0 | 0 |  | 2027 | 2027
Lateral Hardening-Fuse-92320895 | Lateral Hardening | 1059067.79 | 0 | 0 | 0 | 0 | 0 | 0 | 0 | 0 | 0 | 0 |  | 0
Lateral Hardening-Fuse-92320996 | Lateral Hardening | 583304.06 | 0 | 0 | 0 | 0 | 0 | 0 | 0 | 0 | 0 | 0 |  | 2027 | 2027
Lateral Hardening-Fuse-92321008 | Lateral Hardening | 249513.65 | 0 | 0 | 0 | 0 | 0 | 0 | 0 | 0 | 0 | 0 |  | 0
Lateral Hardening-Fuse-92321142 | Lateral Hardening | 429152.26 | 0 | 0 | 0 | 0 | 0 | 0 | 0 | 0 | 0 | 0 |  | 0
Lateral Hardening-Fuse-92321291 | Lateral Hardening | 59878.05 | 0 | 0 | 0 | 0 | 2027 | 0 | 0 | 0 | 0 | 0 |  | 2027
Lateral Hardening-Fuse-92321372 | Lateral Hardening | 691778.62 | 0 | 0 | 0 | 0 | 0 | 0 | 0 | 0 | 0 | 0 |  | 0
Lateral Hardening-Fuse-92321581 | Lateral Hardening | 82768.25 | 0 | 0 | 0 | 0 | 0 | 0 | 0 | 0 | 0 | 0 |  | 0
Lateral Hardening-Fuse-92321587 | Lateral Hardening | 226588.94 | 0 | 0 | 0 | 0 | 0 | 0 | 0 | 0 | 0 | 0 |  | 0
Lateral Hardening-Fuse-92321602 | Lateral Hardening | 435644.87 | 0 | 0 | 0 | 0 | 2025 | 0 | 0 | 0 | 0 | 0 |  | 2027 | 2027
Lateral Hardening-Fuse-92321603 | Lateral Hardening | 318173.6 | 0 | 0 | 0 | 0 | 0 | 0 | 0 | 0 | 0 | 0 |  | 0
Lateral Hardening-Fuse-92321614 | Lateral Hardening | 363265.92 | 0 | 0 | 0 | 0 | 0 | 0 | 0 | 0 | 0 | 0 |  | 0
Lateral Hardening-Fuse-92321661 | Lateral Hardening | 419917.09 | 0 | 0 | 0 | 0 | 0 | 0 | 0 | 0 | 0 | 0 |  | 0
Lateral Hardening-Fuse-92321675 | Lateral Hardening | 183926.37 | 0 | 0 | 0 | 0 | 0 | 0 | 0 | 0 | 0 | 0 |  | 0
Lateral Hardening-Fuse-92321676 | Lateral Hardening | 196350.97 | 0 | 0 | 0 | 0 | 0 | 0 | 0 | 0 | 0 | 0 |  | 0
Lateral Hardening-Fuse-92322094 | Lateral Hardening | 140340.14 | 0 | 0 | 0 | 0 | 0 | 0 | 0 | 0 | 0 | 0 |  | 0
Lateral Hardening-Fuse-92322095 | Lateral Hardening | 98794.32 | 0 | 0 | 0 | 0 | 0 | 0 | 0 | 0 | 0 | 0 |  | 0
Lateral Hardening-Fuse-92322837 | Lateral Hardening | 239765.03 | 0 | 0 | 0 | 0 | 0 | 0 | 0 | 0 | 0 | 0 |  | 0
Lateral Hardening-Fuse-92323403 | Lateral Hardening | 85840.35 | 0 | 0 | 0 | 0 | 0 | 0 | 0 | 0 | 0 | 0 |  | 0
Lateral Hardening-Fuse-92323811 | Lateral Hardening | 142082.28 | 0 | 0 | 0 | 0 | 0 | 0 | 0 | 0 | 0 | 0 |  | 0
Lateral Hardening-Fuse-92324653 | Lateral Hardening | 51524.93 | 0 | 0 | 0 | 0 | 0 | 0 | 0 | 0 | 0 | 0 |  | 0
Lateral Hardening-Fuse-92325460 | Lateral Hardening | 169927.03 | 0 | 0 | 0 | 0 | 0 | 0 | 0 | 0 | 0 | 0 |  | 0
Lateral Hardening-Fuse-92325804 | Lateral Hardening | 54069.81 | 0 | 0 | 0 | 0 | 0 | 0 | 0 | 0 | 0 | 0 |  | 0
Lateral Hardening-Fuse-92325982 | Lateral Hardening | 52710.43 | 0 | 0 | 0 | 0 | 0 | 0 | 0 | 0 | 0 | 0 |  | 0
Lateral Hardening-Fuse-92326293 | Lateral Hardening | 158273.69 | 0 | 0 | 0 | 0 | 0 | 0 | 0 | 0 | 0 | 0 |  | 0
Lateral Hardening-Fuse-92326526 | Lateral Hardening | 522998.34 | 0 | 0 | 0 | 0 | 0 | 0 | 0 | 0 | 0 | 0 |  | 0
Lateral Hardening-Fuse-92327024 | Lateral Hardening | 143493.09 | 0 | 0 | 0 | 0 | 0 | 0 | 0 | 0 | 0 | 0 |  | 0
Lateral Hardening-Fuse-92327566 | Lateral Hardening | 405125.01 | 0 | 0 | 0 | 0 | 0 | 0 | 0 | 0 | 0 | 0 |  | 0
Lateral Hardening-Fuse-92327916 | Lateral Hardening | 224105.54 | 0 | 0 | 0 | 0 | 0 | 0 | 0 | 0 | 0 | 0 |  | 0
Lateral Hardening-Fuse-92328974 | Lateral Hardening | 323492.98 | 0 | 0 | 0 | 0 | 0 | 0 | 0 | 0 | 0 | 0 |  | 0
Lateral Hardening-Fuse-92329295 | Lateral Hardening | 414487.58 | 0 | 0 | 0 | 0 | 0 | 0 | 0 | 0 | 0 | 0 |  | 0
Lateral Hardening-Fuse-92329323 | Lateral Hardening | 50000 | 0 | 0 | 0 | 0 | 0 | 0 | 0 | 0 | 0 | 0 |  | 0
Lateral Hardening-Fuse-92329433 | Lateral Hardening | 50000 | 0 | 0 | 0 | 0 | 0 | 0 | 0 | 0 | 0 | 0 |  | 0
Lateral Hardening-Fuse-92330338 | Lateral Hardening | 50000 | 0 | 0 | 0 | 0 | 0 | 0 | 0 | 0 | 0 | 0 |  | 0
Lateral Hardening-Fuse-92330692 | Lateral Hardening | 63114.57 | 0 | 0 | 0 | 0 | 0 | 0 | 0 | 0 | 0 | 0 |  | 0
Lateral Hardening-Fuse-92330768 | Lateral Hardening | 54552.01 | 0 | 0 | 0 | 0 | 0 | 0 | 0 | 0 | 0 | 0 |  | 0
Lateral Hardening-Fuse-92331497 | Lateral Hardening | 104996.67 | 0 | 0 | 0 | 0 | 0 | 0 | 0 | 0 | 0 | 0 |  | 0
Lateral Hardening-Fuse-92332338 | Lateral Hardening | 508808.91 | 0 | 0 | 0 | 0 | 0 | 0 | 0 | 0 | 0 | 0 |  | 0
Lateral Hardening-Fuse-92333537 | Lateral Hardening | 182739.39 | 0 | 0 | 0 | 0 | 0 | 0 | 0 | 0 | 0 | 0 |  | 0
Lateral Hardening-Fuse-92335042 | Lateral Hardening | 123449.64 | 0 | 0 | 0 | 0 | 0 | 0 | 0 | 0 | 0 | 0 |  | 0
Lateral Hardening-Fuse-92335066 | Lateral Hardening | 50000 | 0 | 0 | 0 | 0 | 0 | 0 | 0 | 0 | 0 | 0 |  | 0
Lateral Hardening-Fuse-92335103 | Lateral Hardening | 151576.63 | 0 | 0 | 0 | 0 | 0 | 0 | 0 | 0 | 0 | 0 |  | 0
Lateral Hardening-Fuse-92335715 | Lateral Hardening | 162979.95 | 0 | 0 | 0 | 0 | 0 | 0 | 0 | 0 | 0 | 0 |  | 0
Lateral Hardening-Fuse-92335759 | Lateral Hardening | 209331.42 | 0 | 0 | 0 | 0 | 0 | 0 | 0 | 0 | 0 | 0 |  | 0
Lateral Hardening-Fuse-92336596 | Lateral Hardening | 271201.79 | 0 | 0 | 0 | 0 | 2021 | 0 | 0 | 0 | 0 | 0 |  | 2021
Lateral Hardening-Fuse-92338559 | Lateral Hardening | 77791.2 | 0 | 0 | 0 | 0 | 0 | 0 | 0 | 0 | 0 | 0 |  | 0
Lateral Hardening-Fuse-92340063 | Lateral Hardening | 126897.44 | 0 | 0 | 0 | 0 | 0 | 0 | 0 | 0 | 0 | 0 |  | 0
Lateral Hardening-Fuse-92341491 | Lateral Hardening | 108553.12 | 0 | 0 | 0 | 0 | 0 | 0 | 0 | 0 | 0 | 0 |  | 0
Lateral Hardening-Fuse-92343774 | Lateral Hardening | 188830.31 | 0 | 0 | 0 | 0 | 0 | 0 | 0 | 0 | 0 | 0 |  | 0
Lateral Hardening-Fuse-92344233 | Lateral Hardening | 54315.91 | 0 | 0 | 0 | 0 | 0 | 0 | 0 | 0 | 0 | 0 |  | 0
Lateral Hardening-Fuse-92345551 | Lateral Hardening | 206825.4 | 0 | 0 | 0 | 0 | 0 | 0 | 0 | 0 | 0 | 0 |  | 0
Lateral Hardening-Fuse-92345667 | Lateral Hardening | 315736.2 | 0 | 0 | 0 | 0 | 0 | 0 | 0 | 0 | 0 | 0 |  | 0
Lateral Hardening-Fuse-92345679 | Lateral Hardening | 271734.22 | 0 | 0 | 0 | 0 | 0 | 0 | 0 | 0 | 0 | 0 |  | 0
Lateral Hardening-Fuse-92345680 | Lateral Hardening | 291982.34 | 0 | 0 | 0 | 0 | 0 | 0 | 0 | 0 | 0 | 0 |  | 0
Lateral Hardening-Fuse-92345682 | Lateral Hardening | 73169.09 | 0 | 0 | 0 | 0 | 0 | 0 | 0 | 0 | 0 | 0 |  | 0
Lateral Hardening-Fuse-92345683 | Lateral Hardening | 181623.74 | 0 | 0 | 0 | 0 | 0 | 0 | 0 | 0 | 0 | 0 |  | 0
Lateral Hardening-Fuse-92345686 | Lateral Hardening | 50000 | 0 | 0 | 0 | 0 | 0 | 0 | 0 | 0 | 0 | 0 |  | 0
Lateral Hardening-Fuse-92345689 | Lateral Hardening | 51351.79 | 0 | 0 | 0 | 0 | 0 | 0 | 0 | 0 | 0 | 0 |  | 0
Lateral Hardening-Fuse-92345696 | Lateral Hardening | 99418.92 | 0 | 0 | 0 | 0 | 0 | 0 | 0 | 0 | 0 | 0 |  | 0
Lateral Hardening-Fuse-92345729 | Lateral Hardening | 313781.45 | 0 | 0 | 0 | 0 | 0 | 0 | 0 | 0 | 0 | 0 |  | 0
Lateral Hardening-Fuse-92345868 | Lateral Hardening | 54740.89 | 0 | 0 | 0 | 0 | 0 | 0 | 0 | 0 | 0 | 0 |  | 0
Lateral Hardening-Fuse-92346045 | Lateral Hardening | 94266.2 | 0 | 0 | 0 | 0 | 0 | 0 | 0 | 0 | 0 | 0 |  | 0
Lateral Hardening-Fuse-92346081 | Lateral Hardening | 150969.59 | 0 | 0 | 0 | 0 | 0 | 0 | 0 | 0 | 0 | 0 |  | 0
Lateral Hardening-Fuse-92346345 | Lateral Hardening | 103563.54 | 0 | 0 | 0 | 0 | 0 | 0 | 0 | 0 | 0 | 0 |  | 0
Lateral Hardening-Fuse-92346990 | Lateral Hardening | 188104.68 | 0 | 0 | 0 | 0 | 0 | 0 | 0 | 0 | 0 | 0 |  | 0
Lateral Hardening-Fuse-92347085 | Lateral Hardening | 988650.17 | 0 | 0 | 0 | 0 | 2025 | 0 | 0 | 0 | 0 | 0 |  | 2025
Lateral Hardening-Fuse-92347088 | Lateral Hardening | 621753.14 | 0 | 0 | 0 | 0 | 0 | 0 | 0 | 0 | 0 | 0 |  | 0
Lateral Hardening-Fuse-92347858 | Lateral Hardening | 287153.99 | 0 | 0 | 0 | 0 | 2023 | 0 | 0 | 0 | 0 | 0 |  | 2023
Lateral Hardening-Fuse-92347859 | Lateral Hardening | 156861.35 | 0 | 0 | 0 | 0 | 0 | 0 | 0 | 0 | 0 | 0 |  | 0
Lateral Hardening-Fuse-92347931 | Lateral Hardening | 50000 | 0 | 0 | 0 | 0 | 2021 | 0 | 0 | 0 | 0 | 0 |  | 2022 | 2022
Lateral Hardening-Fuse-92348055 | Lateral Hardening | 173280.71 | 0 | 0 | 0 | 0 | 0 | 0 | 0 | 0 | 0 | 0 |  | 0
Lateral Hardening-Fuse-92348088 | Lateral Hardening | 50000 | 0 | 0 | 0 | 0 | 0 | 0 | 0 | 0 | 0 | 0 |  | 0
Lateral Hardening-Fuse-92348382 | Lateral Hardening | 155791.03 | 0 | 0 | 0 | 0 | 0 | 0 | 0 | 0 | 0 | 0 |  | 0
Lateral Hardening-Fuse-92348427 | Lateral Hardening | 50000 | 0 | 0 | 0 | 0 | 0 | 0 | 0 | 0 | 0 | 0 |  | 0
Lateral Hardening-Fuse-92349384 | Lateral Hardening | 50000 | 0 | 0 | 0 | 0 | 0 | 0 | 0 | 0 | 0 | 0 |  | 0
Lateral Hardening-Fuse-92349883 | Lateral Hardening | 317125.71 | 0 | 0 | 0 | 0 | 2023 | 0 | 0 | 0 | 0 | 0 |  | 2023
Lateral Hardening-Fuse-92350282 | Lateral Hardening | 290375.33 | 0 | 0 | 0 | 0 | 2022 | 0 | 0 | 0 | 0 | 0 |  | 2021 | 2021
Lateral Hardening-Fuse-92350462 | Lateral Hardening | 412354.67 | 0 | 0 | 0 | 0 | 2026 | 0 | 0 | 0 | 0 | 0 |  | 2026
Lateral Hardening-Fuse-92350469 | Lateral Hardening | 54363.13 | 0 | 0 | 0 | 0 | 0 | 0 | 0 | 0 | 0 | 0 |  | 0
Lateral Hardening-Fuse-92350605 | Lateral Hardening | 235716.18 | 0 | 0 | 0 | 0 | 0 | 0 | 0 | 0 | 0 | 0 |  | 0
Lateral Hardening-Fuse-92350793 | Lateral Hardening | 389001.75 | 0 | 0 | 0 | 0 | 2027 | 0 | 0 | 0 | 0 | 0 |  | 2026 | 2026
Lateral Hardening-Fuse-92351442 | Lateral Hardening | 124362.56 | 0 | 0 | 0 | 0 | 0 | 0 | 0 | 0 | 0 | 0 |  | 0
Lateral Hardening-Fuse-92351472 | Lateral Hardening | 92702.94 | 0 | 0 | 0 | 0 | 0 | 0 | 0 | 0 | 0 | 0 |  | 0
Lateral Hardening-Fuse-92351773 | Lateral Hardening | 50000 | 0 | 0 | 0 | 0 | 0 | 0 | 0 | 0 | 0 | 0 |  | 0
Lateral Hardening-Fuse-92352109 | Lateral Hardening | 101716.96 | 0 | 0 | 0 | 0 | 0 | 0 | 0 | 0 | 0 | 0 |  | 0
Lateral Hardening-Fuse-92352436 | Lateral Hardening | 157407.16 | 0 | 0 | 0 | 0 | 0 | 0 | 0 | 0 | 0 | 0 |  | 0
Lateral Hardening-Fuse-92352440 | Lateral Hardening | 331408.01 | 0 | 0 | 0 | 0 | 0 | 0 | 0 | 0 | 0 | 0 |  | 0
Lateral Hardening-Fuse-92352449 | Lateral Hardening | 134591.08 | 0 | 0 | 0 | 0 | 0 | 0 | 0 | 0 | 0 | 0 |  | 0
Lateral Hardening-Fuse-92352450 | Lateral Hardening | 106413.22 | 0 | 0 | 0 | 0 | 0 | 0 | 0 | 0 | 0 | 0 |  | 0
Lateral Hardening-Fuse-92352694 | Lateral Hardening | 210219.59 | 0 | 0 | 0 | 0 | 2022 | 0 | 0 | 0 | 0 | 0 |  | 0 | 0
Lateral Hardening-Fuse-92353276 | Lateral Hardening | 131157.24 | 0 | 0 | 0 | 0 | 2027 | 0 | 0 | 0 | 0 | 0 |  | 2026 | 2026
Lateral Hardening-Fuse-92353313 | Lateral Hardening | 128731.8 | 0 | 0 | 0 | 0 | 0 | 0 | 0 | 0 | 0 | 0 |  | 0
Lateral Hardening-Fuse-92353619 | Lateral Hardening | 261988.89 | 0 | 0 | 0 | 0 | 0 | 0 | 0 | 0 | 0 | 0 |  | 0
Lateral Hardening-Fuse-92353897 | Lateral Hardening | 371617.33 | 0 | 0 | 0 | 0 | 0 | 0 | 0 | 0 | 0 | 0 |  | 0
Lateral Hardening-Fuse-92354041 | Lateral Hardening | 151504.75 | 0 | 0 | 0 | 0 | 0 | 0 | 0 | 0 | 0 | 0 |  | 0
Lateral Hardening-Fuse-92354059 | Lateral Hardening | 58744.59 | 0 | 0 | 0 | 0 | 0 | 0 | 0 | 0 | 0 | 0 |  | 0
Lateral Hardening-Fuse-92354124 | Lateral Hardening | 112692.74 | 0 | 0 | 0 | 0 | 0 | 0 | 0 | 0 | 0 | 0 |  | 0
Lateral Hardening-Fuse-92354144 | Lateral Hardening | 332035.36 | 0 | 0 | 0 | 0 | 2023 | 0 | 0 | 0 | 0 | 0 |  | 2027 | 2027
Lateral Hardening-Fuse-92354169 | Lateral Hardening | 108238.32 | 0 | 0 | 0 | 0 | 2027 | 0 | 0 | 0 | 0 | 0 |  | 2026 | 2026
Lateral Hardening-Fuse-92354223 | Lateral Hardening | 735338.97 | 0 | 0 | 0 | 0 | 2023 | 0 | 0 | 0 | 0 | 0 |  | 2023
Lateral Hardening-Fuse-92354338 | Lateral Hardening | 50000 | 0 | 0 | 0 | 0 | 0 | 0 | 0 | 0 | 0 | 0 |  | 0
Lateral Hardening-Fuse-92354352 | Lateral Hardening | 570393.22 | 0 | 0 | 0 | 0 | 2022 | 0 | 0 | 0 | 0 | 0 |  | 2022
Lateral Hardening-Fuse-92354408 | Lateral Hardening | 86952.15 | 0 | 0 | 0 | 0 | 0 | 0 | 0 | 0 | 0 | 0 |  | 0
Lateral Hardening-Fuse-92354410 | Lateral Hardening | 198417.91 | 0 | 0 | 0 | 0 | 0 | 0 | 0 | 0 | 0 | 0 |  | 0
Lateral Hardening-Fuse-92354558 | Lateral Hardening | 176427.65 | 0 | 0 | 0 | 0 | 0 | 0 | 0 | 0 | 0 | 0 |  | 0
Lateral Hardening-Fuse-92354725 | Lateral Hardening | 239730.21 | 0 | 0 | 0 | 0 | 0 | 0 | 0 | 0 | 0 | 0 |  | 2027 | 2027
Lateral Hardening-Fuse-92354982 | Lateral Hardening | 115882.96 | 0 | 0 | 0 | 0 | 2023 | 0 | 0 | 0 | 0 | 0 |  | 2023
Lateral Hardening-Fuse-92355373 | Lateral Hardening | 151630.34 | 0 | 0 | 0 | 0 | 0 | 0 | 0 | 0 | 0 | 0 |  | 0
Lateral Hardening-Fuse-92355986 | Lateral Hardening | 442405.45 | 0 | 0 | 0 | 0 | 0 | 0 | 0 | 0 | 0 | 0 |  | 0
Lateral Hardening-Fuse-92356181 | Lateral Hardening | 114329.7 | 0 | 0 | 0 | 0 | 2021 | 0 | 0 | 0 | 0 | 0 |  | 2021
Lateral Hardening-Fuse-92356255 | Lateral Hardening | 449156.19 | 0 | 0 | 0 | 0 | 0 | 0 | 0 | 0 | 0 | 0 |  | 0
Lateral Hardening-Fuse-92356395 | Lateral Hardening | 54184.99 | 0 | 0 | 0 | 0 | 0 | 0 | 0 | 0 | 0 | 0 |  | 0
Lateral Hardening-Fuse-92356399 | Lateral Hardening | 114560.8 | 0 | 0 | 0 | 0 | 0 | 0 | 0 | 0 | 0 | 0 |  | 0
Lateral Hardening-Fuse-92356416 | Lateral Hardening | 654852.68 | 0 | 0 | 0 | 0 | 2022 | 0 | 0 | 0 | 0 | 0 |  | 2025 | 2025
Lateral Hardening-Fuse-92356594 | Lateral Hardening | 105982.5 | 0 | 0 | 0 | 0 | 0 | 0 | 0 | 0 | 0 | 0 |  | 0
Lateral Hardening-Fuse-92356595 | Lateral Hardening | 201985.84 | 0 | 0 | 0 | 0 | 2022 | 0 | 0 | 0 | 0 | 0 |  | 0 | 0
Lateral Hardening-Fuse-92356632 | Lateral Hardening | 131557.9 | 0 | 0 | 0 | 0 | 2022 | 0 | 0 | 0 | 0 | 0 |  | 0 | 0
Lateral Hardening-Fuse-92356661 | Lateral Hardening | 50000 | 0 | 0 | 0 | 0 | 0 | 0 | 0 | 0 | 0 | 0 |  | 0
Lateral Hardening-Fuse-92356992 | Lateral Hardening | 63471.59 | 0 | 0 | 0 | 0 | 0 | 0 | 0 | 0 | 0 | 0 |  | 0
Lateral Hardening-Fuse-92357188 | Lateral Hardening | 466551.98 | 0 | 0 | 0 | 0 | 2021 | 0 | 0 | 0 | 0 | 0 |  | 2021
Lateral Hardening-Fuse-92357205 | Lateral Hardening | 450512.18 | 0 | 0 | 0 | 0 | 0 | 0 | 0 | 0 | 0 | 0 |  | 0
Lateral Hardening-Fuse-92357746 | Lateral Hardening | 376834.54 | 0 | 0 | 0 | 0 | 0 | 0 | 0 | 0 | 0 | 0 |  | 0
Lateral Hardening-Fuse-92358234 | Lateral Hardening | 235482.78 | 0 | 0 | 0 | 0 | 2022 | 0 | 0 | 0 | 0 | 0 |  | 2025 | 2025
Lateral Hardening-Fuse-92358240 | Lateral Hardening | 105053.84 | 0 | 0 | 0 | 0 | 0 | 0 | 0 | 0 | 0 | 0 |  | 0
Lateral Hardening-Fuse-92358555 | Lateral Hardening | 129373.62 | 0 | 0 | 0 | 0 | 0 | 0 | 0 | 0 | 0 | 0 |  | 0
Lateral Hardening-Fuse-92358648 | Lateral Hardening | 112645.52 | 0 | 0 | 0 | 0 | 0 | 0 | 0 | 0 | 0 | 0 |  | 0
Lateral Hardening-Fuse-92359920 | Lateral Hardening | 111779.82 | 0 | 0 | 0 | 0 | 0 | 0 | 0 | 0 | 0 | 0 |  | 0
Lateral Hardening-Fuse-92360326 | Lateral Hardening | 55203.09 | 0 | 0 | 0 | 0 | 0 | 0 | 0 | 0 | 0 | 0 |  | 0
Lateral Hardening-Fuse-92361202 | Lateral Hardening | 50000 | 0 | 0 | 0 | 0 | 0 | 0 | 0 | 0 | 0 | 0 |  | 0
Lateral Hardening-Fuse-92361511 | Lateral Hardening | 154684.23 | 0 | 0 | 0 | 0 | 0 | 0 | 0 | 0 | 0 | 0 |  | 0
Lateral Hardening-Fuse-92361522 | Lateral Hardening | 50000 | 0 | 0 | 0 | 0 | 0 | 0 | 0 | 0 | 0 | 0 |  | 0
Lateral Hardening-Fuse-92362400 | Lateral Hardening | 316244.16 | 0 | 0 | 0 | 0 | 0 | 0 | 0 | 0 | 0 | 0 |  | 0
Lateral Hardening-Fuse-92362409 | Lateral Hardening | 83857.33 | 0 | 0 | 0 | 0 | 0 | 0 | 0 | 0 | 0 | 0 |  | 0
Lateral Hardening-Fuse-92362882 | Lateral Hardening | 529230.32 | 0 | 0 | 0 | 0 | 2023 | 0 | 0 | 0 | 0 | 0 |  | 2023
Lateral Hardening-Fuse-92363192 | Lateral Hardening | 114733.94 | 0 | 0 | 0 | 0 | 0 | 0 | 0 | 0 | 0 | 0 |  | 0
Lateral Hardening-Fuse-92363251 | Lateral Hardening | 148845.48 | 0 | 0 | 0 | 0 | 0 | 0 | 0 | 0 | 0 | 0 |  | 0
Lateral Hardening-Fuse-92364022 | Lateral Hardening | 401681.91 | 0 | 0 | 0 | 0 | 0 | 0 | 0 | 0 | 0 | 0 |  | 0
Lateral Hardening-Fuse-92365267 | Lateral Hardening | 57747.23 | 0 | 0 | 0 | 0 | 0 | 0 | 0 | 0 | 0 | 0 |  | 0
Lateral Hardening-Fuse-92367410 | Lateral Hardening | 173668.15 | 0 | 0 | 0 | 0 | 0 | 0 | 0 | 0 | 0 | 0 |  | 0
Lateral Hardening-Fuse-92368306 | Lateral Hardening | 203490.2 | 0 | 0 | 0 | 0 | 2028 | 0 | 0 | 0 | 0 | 0 |  | 2025 | 2025
Lateral Hardening-Fuse-92369208 | Lateral Hardening | 105059.63 | 0 | 0 | 0 | 0 | 0 | 0 | 0 | 0 | 0 | 0 |  | 0
Lateral Hardening-Fuse-92369306 | Lateral Hardening | 134473.38 | 0 | 0 | 0 | 0 | 0 | 0 | 0 | 0 | 0 | 0 |  | 0
Lateral Hardening-Fuse-92369409 | Lateral Hardening | 251784.37 | 0 | 0 | 0 | 0 | 0 | 0 | 0 | 0 | 0 | 0 |  | 2029 | 2029
Lateral Hardening-Fuse-92369754 | Lateral Hardening | 166007.03 | 0 | 0 | 0 | 0 | 0 | 0 | 0 | 0 | 0 | 0 |  | 0
Lateral Hardening-Fuse-92369983 | Lateral Hardening | 201014.96 | 0 | 0 | 0 | 0 | 0 | 0 | 0 | 0 | 0 | 0 |  | 0
Lateral Hardening-Fuse-92370550 | Lateral Hardening | 57538.53 | 0 | 0 | 0 | 0 | 0 | 0 | 0 | 0 | 0 | 0 |  | 0
Lateral Hardening-Fuse-92371128 | Lateral Hardening | 61257.99 | 0 | 0 | 0 | 0 | 0 | 0 | 0 | 0 | 0 | 0 |  | 0
Lateral Hardening-Fuse-92371130 | Lateral Hardening | 286467.55 | 0 | 0 | 0 | 0 | 0 | 0 | 0 | 0 | 0 | 0 |  | 0
Lateral Hardening-Fuse-92371689 | Lateral Hardening | 50000 | 0 | 0 | 0 | 0 | 0 | 0 | 0 | 0 | 0 | 0 |  | 0
Lateral Hardening-Fuse-92371866 | Lateral Hardening | 148293.79 | 0 | 0 | 0 | 0 | 0 | 0 | 0 | 0 | 0 | 0 |  | 0
Lateral Hardening-Fuse-92371894 | Lateral Hardening | 114754.68 | 0 | 0 | 0 | 0 | 0 | 0 | 0 | 0 | 0 | 0 |  | 0
Lateral Hardening-Fuse-92372297 | Lateral Hardening | 119854.44 | 0 | 0 | 0 | 0 | 0 | 0 | 0 | 0 | 0 | 0 |  | 0
Lateral Hardening-Fuse-92372374 | Lateral Hardening | 117573.62 | 0 | 0 | 0 | 0 | 0 | 0 | 0 | 0 | 0 | 0 |  | 0
Lateral Hardening-Fuse-92372709 | Lateral Hardening | 66435.71 | 0 | 0 | 0 | 0 | 0 | 0 | 0 | 0 | 0 | 0 |  | 0
Lateral Hardening-Fuse-92373571 | Lateral Hardening | 80688.13 | 0 | 0 | 0 | 0 | 0 | 0 | 0 | 0 | 0 | 0 |  | 0
Lateral Hardening-Fuse-92373727 | Lateral Hardening | 152905.61 | 0 | 0 | 0 | 0 | 0 | 0 | 0 | 0 | 0 | 0 |  | 0
Lateral Hardening-Fuse-92374531 | Lateral Hardening | 293655.78 | 0 | 0 | 0 | 0 | 0 | 0 | 0 | 0 | 0 | 0 |  | 0
Lateral Hardening-Fuse-92374714 | Lateral Hardening | 103406.14 | 0 | 0 | 0 | 0 | 0 | 0 | 0 | 0 | 0 | 0 |  | 0
Lateral Hardening-Fuse-92375481 | Lateral Hardening | 325371.04 | 0 | 0 | 0 | 0 | 0 | 0 | 0 | 0 | 0 | 0 |  | 0
Lateral Hardening-Fuse-92376258 | Lateral Hardening | 334419.55 | 0 | 0 | 0 | 0 | 0 | 0 | 0 | 0 | 0 | 0 |  | 0
Lateral Hardening-Fuse-92376304 | Lateral Hardening | 239186.68 | 0 | 0 | 0 | 0 | 2021 | 0 | 0 | 0 | 0 | 0 |  | 2021
Lateral Hardening-Fuse-92376580 | Lateral Hardening | 59201.05 | 0 | 0 | 0 | 0 | 0 | 0 | 0 | 0 | 0 | 0 |  | 0
Lateral Hardening-Fuse-92376838 | Lateral Hardening | 149968.02 | 0 | 0 | 0 | 0 | 0 | 0 | 0 | 0 | 0 | 0 |  | 0
Lateral Hardening-Fuse-92377864 | Lateral Hardening | 52883.57 | 0 | 0 | 0 | 0 | 0 | 0 | 0 | 0 | 0 | 0 |  | 0
Lateral Hardening-Fuse-92377934 | Lateral Hardening | 774370.41 | 0 | 0 | 0 | 0 | 2022 | 0 | 0 | 0 | 0 | 0 |  | 2022
Lateral Hardening-Fuse-92378391 | Lateral Hardening | 127448.34 | 0 | 0 | 0 | 0 | 0 | 0 | 0 | 0 | 0 | 0 |  | 0
Lateral Hardening-Fuse-92378888 | Lateral Hardening | 553615.69 | 0 | 0 | 0 | 0 | 0 | 0 | 0 | 0 | 0 | 0 |  | 0
Lateral Hardening-Fuse-92378890 | Lateral Hardening | 289764.41 | 0 | 0 | 0 | 0 | 0 | 0 | 0 | 0 | 0 | 0 |  | 0
Lateral Hardening-Fuse-92380133 | Lateral Hardening | 155230.13 | 0 | 0 | 0 | 0 | 0 | 0 | 0 | 0 | 0 | 0 |  | 0
Lateral Hardening-Fuse-92380240 | Lateral Hardening | 50000 | 0 | 0 | 0 | 0 | 0 | 0 | 0 | 0 | 0 | 0 |  | 0
Lateral Hardening-Fuse-92380349 | Lateral Hardening | 50000 | 0 | 0 | 0 | 0 | 0 | 0 | 0 | 0 | 0 | 0 |  | 0
Lateral Hardening-Fuse-92380554 | Lateral Hardening | 51230.87 | 0 | 0 | 0 | 0 | 0 | 0 | 0 | 0 | 0 | 0 |  | 0
Lateral Hardening-Fuse-92382913 | Lateral Hardening | 99938.34 | 0 | 0 | 0 | 0 | 0 | 0 | 0 | 0 | 0 | 0 |  | 0
Lateral Hardening-Fuse-92383584 | Lateral Hardening | 56089.53 | 0 | 0 | 0 | 0 | 0 | 0 | 0 | 0 | 0 | 0 |  | 0
Lateral Hardening-Fuse-92385189 | Lateral Hardening | 56236.19 | 0 | 0 | 0 | 0 | 0 | 0 | 0 | 0 | 0 | 0 |  | 0
Lateral Hardening-Fuse-92385316 | Lateral Hardening | 245021.22 | 0 | 0 | 0 | 0 | 0 | 0 | 0 | 0 | 0 | 0 |  | 2029 | 2029
Lateral Hardening-Fuse-92385458 | Lateral Hardening | 650855.96 | 0 | 0 | 0 | 0 | 0 | 0 | 0 | 0 | 0 | 0 |  | 0
Lateral Hardening-Fuse-92385672 | Lateral Hardening | 166017.77 | 0 | 0 | 0 | 0 | 0 | 0 | 0 | 0 | 0 | 0 |  | 2027 | 2027
Lateral Hardening-Fuse-92385726 | Lateral Hardening | 50187.03 | 0 | 0 | 0 | 0 | 0 | 0 | 0 | 0 | 0 | 0 |  | 0
Lateral Hardening-Fuse-92385740 | Lateral Hardening | 50428.13 | 0 | 0 | 0 | 0 | 0 | 0 | 0 | 0 | 0 | 0 |  | 0
Lateral Hardening-Fuse-92385805 | Lateral Hardening | 606761.1 | 0 | 0 | 0 | 0 | 0 | 0 | 0 | 0 | 0 | 0 |  | 2026 | 2026
Lateral Hardening-Fuse-92386116 | Lateral Hardening | 50000 | 0 | 0 | 0 | 0 | 0 | 0 | 0 | 0 | 0 | 0 |  | 0
Lateral Hardening-Fuse-92386204 | Lateral Hardening | 156861.35 | 0 | 0 | 0 | 0 | 0 | 0 | 0 | 0 | 0 | 0 |  | 0
Lateral Hardening-Fuse-92386209 | Lateral Hardening | 50000 | 0 | 0 | 0 | 0 | 0 | 0 | 0 | 0 | 0 | 0 |  | 0
Lateral Hardening-Fuse-92386422 | Lateral Hardening | 328264.52 | 0 | 0 | 0 | 0 | 2024 | 0 | 0 | 0 | 0 | 0 |  | 2026 | 2026
Lateral Hardening-Fuse-92386484 | Lateral Hardening | 213461.09 | 0 | 0 | 0 | 0 | 0 | 0 | 0 | 0 | 0 | 0 |  | 0
Lateral Hardening-Fuse-92386499 | Lateral Hardening | 54174.25 | 0 | 0 | 0 | 0 | 0 | 0 | 0 | 0 | 0 | 0 |  | 0
Lateral Hardening-Fuse-92386519 | Lateral Hardening | 50000 | 0 | 0 | 0 | 0 | 0 | 0 | 0 | 0 | 0 | 0 |  | 0
Lateral Hardening-Fuse-92386523 | Lateral Hardening | 317155.55 | 0 | 0 | 0 | 0 | 0 | 0 | 0 | 0 | 0 | 0 |  | 0
Lateral Hardening-Fuse-92386548 | Lateral Hardening | 281686.11 | 0 | 0 | 0 | 0 | 0 | 0 | 0 | 0 | 0 | 0 |  | 0
Lateral Hardening-Fuse-92386556 | Lateral Hardening | 214716.03 | 0 | 0 | 0 | 0 | 0 | 0 | 0 | 0 | 0 | 0 |  | 0
Lateral Hardening-Fuse-92386701 | Lateral Hardening | 50000 | 0 | 0 | 0 | 0 | 0 | 0 | 0 | 0 | 0 | 0 |  | 0
Lateral Hardening-Fuse-92386703 | Lateral Hardening | 50000 | 0 | 0 | 0 | 0 | 0 | 0 | 0 | 0 | 0 | 0 |  | 0
Lateral Hardening-Fuse-92386749 | Lateral Hardening | 231468.34 | 0 | 0 | 0 | 0 | 0 | 0 | 0 | 0 | 0 | 0 |  | 0
Lateral Hardening-Fuse-92386775 | Lateral Hardening | 112950.32 | 0 | 0 | 0 | 0 | 2024 | 0 | 0 | 0 | 0 | 0 |  | 2026 | 2026
Lateral Hardening-Fuse-92387292 | Lateral Hardening | 206944.73 | 0 | 0 | 0 | 0 | 0 | 0 | 0 | 0 | 0 | 0 |  | 0
Lateral Hardening-Fuse-92387674 | Lateral Hardening | 243982.38 | 0 | 0 | 0 | 0 | 0 | 0 | 0 | 0 | 0 | 0 |  | 0
Lateral Hardening-Fuse-92387757 | Lateral Hardening | 53544.65 | 0 | 0 | 0 | 0 | 0 | 0 | 0 | 0 | 0 | 0 |  | 0
Lateral Hardening-Fuse-92387763 | Lateral Hardening | 50000 | 0 | 0 | 0 | 0 | 0 | 0 | 0 | 0 | 0 | 0 |  | 0
Lateral Hardening-Fuse-92388114 | Lateral Hardening | 166144.43 | 0 | 0 | 0 | 0 | 0 | 0 | 0 | 0 | 0 | 0 |  | 0
Lateral Hardening-Fuse-92388708 | Lateral Hardening | 82187.93 | 0 | 0 | 0 | 0 | 0 | 0 | 0 | 0 | 0 | 0 |  | 0
Lateral Hardening-Fuse-92389274 | Lateral Hardening | 295807.11 | 0 | 0 | 0 | 0 | 2023 | 0 | 0 | 0 | 0 | 0 |  | 2022 | 2022
Lateral Hardening-Fuse-92390017 | Lateral Hardening | 114356.92 | 0 | 0 | 0 | 0 | 0 | 0 | 0 | 0 | 0 | 0 |  | 0
Lateral Hardening-Fuse-92390275 | Lateral Hardening | 215207.44 | 0 | 0 | 0 | 0 | 2023 | 0 | 0 | 0 | 0 | 0 |  | 2022 | 2022
Lateral Hardening-Fuse-92390758 | Lateral Hardening | 286041.09 | 0 | 0 | 0 | 0 | 0 | 0 | 0 | 0 | 0 | 0 |  | 0
Lateral Hardening-Fuse-92390770 | Lateral Hardening | 449017.2 | 0 | 0 | 0 | 0 | 2029 | 0 | 0 | 0 | 0 | 0 |  | 0 | 0
Lateral Hardening-Fuse-92390818 | Lateral Hardening | 282797.91 | 0 | 0 | 0 | 0 | 0 | 0 | 0 | 0 | 0 | 0 |  | 0
Lateral Hardening-Fuse-92390872 | Lateral Hardening | 242488.36 | 0 | 0 | 0 | 0 | 0 | 0 | 0 | 0 | 0 | 0 |  | 0
Lateral Hardening-Fuse-92391664 | Lateral Hardening | 50000 | 0 | 0 | 0 | 0 | 0 | 0 | 0 | 0 | 0 | 0 |  | 0
Lateral Hardening-Fuse-92392111 | Lateral Hardening | 53560.39 | 0 | 0 | 0 | 0 | 0 | 0 | 0 | 0 | 0 | 0 |  | 0
Lateral Hardening-Fuse-92394179 | Lateral Hardening | 292438.8 | 0 | 0 | 0 | 0 | 0 | 0 | 0 | 0 | 0 | 0 |  | 0
Lateral Hardening-Fuse-92394369 | Lateral Hardening | 203607.85 | 0 | 0 | 0 | 0 | 0 | 0 | 0 | 0 | 0 | 0 |  | 0
Lateral Hardening-Fuse-92394405 | Lateral Hardening | 420229.05 | 0 | 0 | 0 | 0 | 2024 | 0 | 0 | 0 | 0 | 0 |  | 2025 | 2025
Lateral Hardening-Fuse-92394726 | Lateral Hardening | 177020.86 | 0 | 0 | 0 | 0 | 2024 | 0 | 0 | 0 | 0 | 0 |  | 2025 | 2025
Lateral Hardening-Fuse-92394749 | Lateral Hardening | 256349.76 | 0 | 0 | 0 | 0 | 0 | 0 | 0 | 0 | 0 | 0 |  | 0
Lateral Hardening-Fuse-92394961 | Lateral Hardening | 160419.38 | 0 | 0 | 0 | 0 | 2024 | 0 | 0 | 0 | 0 | 0 |  | 2025 | 2025
Lateral Hardening-Fuse-92394992 | Lateral Hardening | 125842.86 | 0 | 0 | 0 | 0 | 0 | 0 | 0 | 0 | 0 | 0 |  | 0
Lateral Hardening-Fuse-92395386 | Lateral Hardening | 118968.74 | 0 | 0 | 0 | 0 | 2024 | 0 | 0 | 0 | 0 | 0 |  | 2025 | 2025
Lateral Hardening-Fuse-92395570 | Lateral Hardening | 348243.43 | 0 | 0 | 0 | 0 | 0 | 0 | 0 | 0 | 0 | 0 |  | 0
Lateral Hardening-Fuse-92395804 | Lateral Hardening | 263884.22 | 0 | 0 | 0 | 0 | 0 | 0 | 0 | 0 | 0 | 0 |  | 0
Lateral Hardening-Fuse-92395805 | Lateral Hardening | 1009633.76 | 0 | 0 | 0 | 0 | 0 | 0 | 0 | 0 | 0 | 0 |  | 0
Lateral Hardening-Fuse-92396087 | Lateral Hardening | 186695.13 | 0 | 0 | 0 | 0 | 0 | 0 | 0 | 0 | 0 | 0 |  | 0
Lateral Hardening-Fuse-92396531 | Lateral Hardening | 68623.57 | 0 | 0 | 0 | 0 | 2027 | 0 | 0 | 0 | 0 | 0 |  | 2028 | 2028
Lateral Hardening-Fuse-92396598 | Lateral Hardening | 1194699.57 | 0 | 0 | 0 | 0 | 2024 | 0 | 0 | 0 | 0 | 0 |  | 2024
Lateral Hardening-Fuse-92396928 | Lateral Hardening | 309090.88 | 0 | 0 | 0 | 0 | 0 | 0 | 0 | 0 | 0 | 0 |  | 0
Lateral Hardening-Fuse-92396985 | Lateral Hardening | 50000 | 0 | 0 | 0 | 0 | 0 | 0 | 0 | 0 | 0 | 0 |  | 0
Lateral Hardening-Fuse-92397207 | Lateral Hardening | 470772.98 | 0 | 0 | 0 | 0 | 0 | 0 | 0 | 0 | 0 | 0 |  | 0
Lateral Hardening-Fuse-92397217 | Lateral Hardening | 436785.93 | 0 | 0 | 0 | 0 | 0 | 0 | 0 | 0 | 0 | 0 |  | 0
Lateral Hardening-Fuse-92397653 | Lateral Hardening | 387646.68 | 0 | 0 | 0 | 0 | 0 | 0 | 0 | 0 | 0 | 0 |  | 0
Lateral Hardening-Fuse-92397659 | Lateral Hardening | 685142.2 | 0 | 0 | 0 | 0 | 0 | 0 | 0 | 0 | 0 | 0 |  | 0
Lateral Hardening-Fuse-92397696 | Lateral Hardening | 444490.23 | 0 | 0 | 0 | 0 | 0 | 0 | 0 | 0 | 0 | 0 |  | 0
Lateral Hardening-Fuse-92397837 | Lateral Hardening | 50000 | 0 | 0 | 0 | 0 | 0 | 0 | 0 | 0 | 0 | 0 |  | 0
Lateral Hardening-Fuse-92398086 | Lateral Hardening | 51424.75 | 0 | 0 | 0 | 0 | 0 | 0 | 0 | 0 | 0 | 0 |  | 0
Lateral Hardening-Fuse-92398222 | Lateral Hardening | 356667.78 | 0 | 0 | 0 | 0 | 0 | 0 | 0 | 0 | 0 | 0 |  | 0
Lateral Hardening-Fuse-92398407 | Lateral Hardening | 204586.18 | 0 | 0 | 0 | 0 | 2028 | 0 | 0 | 0 | 0 | 0 |  | 2029 | 2029
Lateral Hardening-Fuse-92398410 | Lateral Hardening | 159838.74 | 0 | 0 | 0 | 0 | 2028 | 0 | 0 | 0 | 0 | 0 |  | 0 | 0
Lateral Hardening-Fuse-92398924 | Lateral Hardening | 280962.86 | 0 | 0 | 0 | 0 | 0 | 0 | 0 | 0 | 0 | 0 |  | 0
Lateral Hardening-Fuse-92399003 | Lateral Hardening | 53340.03 | 0 | 0 | 0 | 0 | 0 | 0 | 0 | 0 | 0 | 0 |  | 0
Lateral Hardening-Fuse-92401385 | Lateral Hardening | 178159.79 | 0 | 0 | 0 | 0 | 0 | 0 | 0 | 0 | 0 | 0 |  | 0
Lateral Hardening-Fuse-92403172 | Lateral Hardening | 203396.75 | 0 | 0 | 0 | 0 | 2027 | 0 | 0 | 0 | 0 | 0 |  | 2025 | 2025
Lateral Hardening-Fuse-92403179 | Lateral Hardening | 372580.05 | 0 | 0 | 0 | 0 | 0 | 0 | 0 | 0 | 0 | 0 |  | 0
Lateral Hardening-Fuse-92404209 | Lateral Hardening | 110137.86 | 0 | 0 | 0 | 0 | 0 | 0 | 0 | 0 | 0 | 0 |  | 0
Lateral Hardening-Fuse-92404890 | Lateral Hardening | 184587.45 | 0 | 0 | 0 | 0 | 0 | 0 | 0 | 0 | 0 | 0 |  | 0
Lateral Hardening-Fuse-92406251 | Lateral Hardening | 499109.9 | 0 | 0 | 0 | 0 | 0 | 0 | 0 | 0 | 0 | 0 |  | 0
Lateral Hardening-Fuse-92406566 | Lateral Hardening | 130212.84 | 0 | 0 | 0 | 0 | 0 | 0 | 0 | 0 | 0 | 0 |  | 0
Lateral Hardening-Fuse-92406827 | Lateral Hardening | 150734.28 | 0 | 0 | 0 | 0 | 0 | 0 | 0 | 0 | 0 | 0 |  | 0
Lateral Hardening-Fuse-92406905 | Lateral Hardening | 154627.8 | 0 | 0 | 0 | 0 | 0 | 0 | 0 | 0 | 0 | 0 |  | 0
Lateral Hardening-Fuse-92407065 | Lateral Hardening | 68399.35 | 0 | 0 | 0 | 0 | 2020 | 0 | 0 | 0 | 0 | 0 |  | 2020
Lateral Hardening-Fuse-92407963 | Lateral Hardening | 173505.75 | 0 | 0 | 0 | 0 | 0 | 0 | 0 | 0 | 0 | 0 |  | 0
Lateral Hardening-Fuse-92407976 | Lateral Hardening | 176156.63 | 0 | 0 | 0 | 0 | 2025 | 0 | 0 | 0 | 0 | 0 |  | 2027 | 2027
Lateral Hardening-Fuse-92408051 | Lateral Hardening | 231251.49 | 0 | 0 | 0 | 0 | 0 | 0 | 0 | 0 | 0 | 0 |  | 2021 | 2021
Lateral Hardening-Fuse-92408191 | Lateral Hardening | 149900.06 | 0 | 0 | 0 | 0 | 0 | 0 | 0 | 0 | 0 | 0 |  | 0
Lateral Hardening-Fuse-92408335 | Lateral Hardening | 153440.77 | 0 | 0 | 0 | 0 | 0 | 0 | 0 | 0 | 0 | 0 |  | 0
Lateral Hardening-Fuse-92408336 | Lateral Hardening | 60265.63 | 0 | 0 | 0 | 0 | 2026 | 0 | 0 | 0 | 0 | 0 |  | 2027 | 2027
Lateral Hardening-Fuse-92408344 | Lateral Hardening | 51986.39 | 0 | 0 | 0 | 0 | 0 | 0 | 0 | 0 | 0 | 0 |  | 0
Lateral Hardening-Fuse-92408622 | Lateral Hardening | 621236.16 | 0 | 0 | 0 | 0 | 2024 | 0 | 0 | 0 | 0 | 0 |  | 2025 | 2025
Lateral Hardening-Fuse-92408682 | Lateral Hardening | 50380.91 | 0 | 0 | 0 | 0 | 0 | 0 | 0 | 0 | 0 | 0 |  | 0
Lateral Hardening-Fuse-92408791 | Lateral Hardening | 195632.67 | 0 | 0 | 0 | 0 | 0 | 0 | 0 | 0 | 0 | 0 |  | 0
Lateral Hardening-Fuse-92408977 | Lateral Hardening | 65927.03 | 0 | 0 | 0 | 0 | 0 | 0 | 0 | 0 | 0 | 0 |  | 0
Lateral Hardening-Fuse-92409102 | Lateral Hardening | 63046.61 | 0 | 0 | 0 | 0 | 0 | 0 | 0 | 0 | 0 | 0 |  | 0
Lateral Hardening-Fuse-92410059 | Lateral Hardening | 249979.32 | 0 | 0 | 0 | 0 | 0 | 0 | 0 | 0 | 0 | 0 |  | 0
Lateral Hardening-Fuse-92410066 | Lateral Hardening | 306116.07 | 0 | 0 | 0 | 0 | 0 | 0 | 0 | 0 | 0 | 0 |  | 0
Lateral Hardening-Fuse-92410202 | Lateral Hardening | 457341.76 | 0 | 0 | 0 | 0 | 0 | 0 | 0 | 0 | 0 | 0 |  | 0
Lateral Hardening-Fuse-92410232 | Lateral Hardening | 125583.5 | 0 | 0 | 0 | 0 | 0 | 0 | 0 | 0 | 0 | 0 |  | 0
Lateral Hardening-Fuse-92410595 | Lateral Hardening | 120469.04 | 0 | 0 | 0 | 0 | 0 | 0 | 0 | 0 | 0 | 0 |  | 0
Lateral Hardening-Fuse-92410978 | Lateral Hardening | 395870.63 | 0 | 0 | 0 | 0 | 0 | 0 | 0 | 0 | 0 | 0 |  | 0
Lateral Hardening-Fuse-92411071 | Lateral Hardening | 114313.96 | 0 | 0 | 0 | 0 | 0 | 0 | 0 | 0 | 0 | 0 |  | 0
Lateral Hardening-Fuse-92411273 | Lateral Hardening | 228845.55 | 0 | 0 | 0 | 0 | 0 | 0 | 0 | 0 | 0 | 0 |  | 0
Lateral Hardening-Fuse-92411584 | Lateral Hardening | 50000 | 0 | 0 | 0 | 0 | 0 | 0 | 0 | 0 | 0 | 0 |  | 0
Lateral Hardening-Fuse-92411667 | Lateral Hardening | 110384.7 | 0 | 0 | 0 | 0 | 0 | 0 | 0 | 0 | 0 | 0 |  | 0
Lateral Hardening-Fuse-92411758 | Lateral Hardening | 50863.85 | 0 | 0 | 0 | 0 | 0 | 0 | 0 | 0 | 0 | 0 |  | 0
Lateral Hardening-Fuse-92412012 | Lateral Hardening | 243783.5 | 0 | 0 | 0 | 0 | 0 | 0 | 0 | 0 | 0 | 0 |  | 0
Lateral Hardening-Fuse-92412141 | Lateral Hardening | 174905.13 | 0 | 0 | 0 | 0 | 0 | 0 | 0 | 0 | 0 | 0 |  | 0
Lateral Hardening-Fuse-92412816 | Lateral Hardening | 65991.97 | 0 | 0 | 0 | 0 | 0 | 0 | 0 | 0 | 0 | 0 |  | 0
Lateral Hardening-Fuse-92412939 | Lateral Hardening | 282186.32 | 0 | 0 | 0 | 0 | 0 | 0 | 0 | 0 | 0 | 0 |  | 0
Lateral Hardening-Fuse-92413086 | Lateral Hardening | 292380.05 | 0 | 0 | 0 | 0 | 0 | 0 | 0 | 0 | 0 | 0 |  | 0
Lateral Hardening-Fuse-92413092 | Lateral Hardening | 190217.37 | 0 | 0 | 0 | 0 | 0 | 0 | 0 | 0 | 0 | 0 |  | 0
Lateral Hardening-Fuse-92413235 | Lateral Hardening | 163479.42 | 0 | 0 | 0 | 0 | 0 | 0 | 0 | 0 | 0 | 0 |  | 0
Lateral Hardening-Fuse-92413522 | Lateral Hardening | 207569.33 | 0 | 0 | 0 | 0 | 0 | 0 | 0 | 0 | 0 | 0 |  | 0
Lateral Hardening-Fuse-92414261 | Lateral Hardening | 94093.06 | 0 | 0 | 0 | 0 | 0 | 0 | 0 | 0 | 0 | 0 |  | 0
Lateral Hardening-Fuse-92414299 | Lateral Hardening | 283220.28 | 0 | 0 | 0 | 0 | 2028 | 0 | 0 | 0 | 0 | 0 |  | 2028
Lateral Hardening-Fuse-92414318 | Lateral Hardening | 160787.88 | 0 | 0 | 0 | 0 | 0 | 0 | 0 | 0 | 0 | 0 |  | 0
Lateral Hardening-Fuse-92414849 | Lateral Hardening | 113806.02 | 0 | 0 | 0 | 0 | 0 | 0 | 0 | 0 | 0 | 0 |  | 0
Lateral Hardening-Fuse-92415025 | Lateral Hardening | 240732.03 | 0 | 0 | 0 | 0 | 0 | 0 | 0 | 0 | 0 | 0 |  | 0
Lateral Hardening-Fuse-92415687 | Lateral Hardening | 62064.99 | 0 | 0 | 0 | 0 | 0 | 0 | 0 | 0 | 0 | 0 |  | 0
Lateral Hardening-Fuse-92416273 | Lateral Hardening | 189152.05 | 0 | 0 | 0 | 0 | 0 | 0 | 0 | 0 | 0 | 0 |  | 0
Lateral Hardening-Fuse-92416676 | Lateral Hardening | 74580.58 | 0 | 0 | 0 | 0 | 0 | 0 | 0 | 0 | 0 | 0 |  | 0
Lateral Hardening-Fuse-92416972 | Lateral Hardening | 70272.01 | 0 | 0 | 0 | 0 | 0 | 0 | 0 | 0 | 0 | 0 |  | 0
Lateral Hardening-Fuse-92417553 | Lateral Hardening | 58062.03 | 0 | 0 | 0 | 0 | 0 | 0 | 0 | 0 | 0 | 0 |  | 0
Lateral Hardening-Fuse-92418051 | Lateral Hardening | 348534.25 | 0 | 0 | 0 | 0 | 0 | 0 | 0 | 0 | 0 | 0 |  | 0
Lateral Hardening-Fuse-92418116 | Lateral Hardening | 152434.2 | 0 | 0 | 0 | 0 | 0 | 0 | 0 | 0 | 0 | 0 |  | 0
Lateral Hardening-Fuse-92418308 | Lateral Hardening | 148640.81 | 0 | 0 | 0 | 0 | 0 | 0 | 0 | 0 | 0 | 0 |  | 0
Lateral Hardening-Fuse-92418323 | Lateral Hardening | 65145.77 | 0 | 0 | 0 | 0 | 2027 | 0 | 0 | 0 | 0 | 0 |  | 2025 | 2025
Lateral Hardening-Fuse-92418466 | Lateral Hardening | 168159.94 | 0 | 0 | 0 | 0 | 0 | 0 | 0 | 0 | 0 | 0 |  | 0
Lateral Hardening-Fuse-92418605 | Lateral Hardening | 237141.49 | 0 | 0 | 0 | 0 | 0 | 0 | 0 | 0 | 0 | 0 |  | 0
Lateral Hardening-Fuse-92418666 | Lateral Hardening | 320492.29 | 0 | 0 | 0 | 0 | 0 | 0 | 0 | 0 | 0 | 0 |  | 0
Lateral Hardening-Fuse-92418729 | Lateral Hardening | 139342.78 | 0 | 0 | 0 | 0 | 0 | 0 | 0 | 0 | 0 | 0 |  | 0
Lateral Hardening-Fuse-92419203 | Lateral Hardening | 210215.99 | 0 | 0 | 0 | 0 | 0 | 0 | 0 | 0 | 0 | 0 |  | 0
Lateral Hardening-Fuse-92420265 | Lateral Hardening | 50000 | 0 | 0 | 0 | 0 | 0 | 0 | 0 | 0 | 0 | 0 |  | 0
Lateral Hardening-Fuse-92420785 | Lateral Hardening | 221914.95 | 0 | 0 | 0 | 0 | 0 | 0 | 0 | 0 | 0 | 0 |  | 0
Lateral Hardening-Fuse-92421291 | Lateral Hardening | 248973.45 | 0 | 0 | 0 | 0 | 2020 | 0 | 0 | 0 | 0 | 0 |  | 2020
Lateral Hardening-Fuse-92421693 | Lateral Hardening | 217176.47 | 0 | 0 | 0 | 0 | 0 | 0 | 0 | 0 | 0 | 0 |  | 0
Lateral Hardening-Fuse-92422553 | Lateral Hardening | 399912.37 | 0 | 0 | 0 | 0 | 0 | 0 | 0 | 0 | 0 | 0 |  | 0
Lateral Hardening-Fuse-92424341 | Lateral Hardening | 397396.52 | 0 | 0 | 0 | 0 | 2028 | 0 | 0 | 0 | 0 | 0 |  | 2028
Lateral Hardening-Fuse-92424614 | Lateral Hardening | 230146.18 | 0 | 0 | 0 | 0 | 0 | 0 | 0 | 0 | 0 | 0 |  | 0
Lateral Hardening-Fuse-92424784 | Lateral Hardening | 156479.33 | 0 | 0 | 0 | 0 | 0 | 0 | 0 | 0 | 0 | 0 |  | 0
Lateral Hardening-Fuse-92424935 | Lateral Hardening | 181376.67 | 0 | 0 | 0 | 0 | 0 | 0 | 0 | 0 | 0 | 0 |  | 0
Lateral Hardening-Fuse-92425301 | Lateral Hardening | 117248.08 | 0 | 0 | 0 | 0 | 0 | 0 | 0 | 0 | 0 | 0 |  | 0
Lateral Hardening-Fuse-92425377 | Lateral Hardening | 98558.22 | 0 | 0 | 0 | 0 | 0 | 0 | 0 | 0 | 0 | 0 |  | 0
Lateral Hardening-Fuse-92425550 | Lateral Hardening | 116142.38 | 0 | 0 | 0 | 0 | 0 | 0 | 0 | 0 | 0 | 0 |  | 0
Lateral Hardening-Fuse-92425933 | Lateral Hardening | 50000 | 0 | 0 | 0 | 0 | 0 | 0 | 0 | 0 | 0 | 0 |  | 0
Lateral Hardening-Fuse-92426509 | Lateral Hardening | 309743.71 | 0 | 0 | 0 | 0 | 2021 | 0 | 0 | 0 | 0 | 0 |  | 2021
Lateral Hardening-Fuse-92426770 | Lateral Hardening | 136026.64 | 0 | 0 | 0 | 0 | 2026 | 0 | 0 | 0 | 0 | 0 |  | 2027 | 2027
Lateral Hardening-Fuse-92426785 | Lateral Hardening | 80942.35 | 0 | 0 | 0 | 0 | 0 | 0 | 0 | 0 | 0 | 0 |  | 0
Lateral Hardening-Fuse-92426876 | Lateral Hardening | 71809.53 | 0 | 0 | 0 | 0 | 0 | 0 | 0 | 0 | 0 | 0 |  | 0
Lateral Hardening-Fuse-92427214 | Lateral Hardening | 50000 | 0 | 0 | 0 | 0 | 0 | 0 | 0 | 0 | 0 | 0 |  | 0
Lateral Hardening-Fuse-92427247 | Lateral Hardening | 307805.22 | 0 | 0 | 0 | 0 | 0 | 0 | 0 | 0 | 0 | 0 |  | 0
Lateral Hardening-Fuse-92428041 | Lateral Hardening | 53161.89 | 0 | 0 | 0 | 0 | 0 | 0 | 0 | 0 | 0 | 0 |  | 0
Lateral Hardening-Fuse-92429218 | Lateral Hardening | 349587.86 | 0 | 0 | 0 | 0 | 0 | 0 | 0 | 0 | 0 | 0 |  | 0
Lateral Hardening-Fuse-92429225 | Lateral Hardening | 121183.08 | 0 | 0 | 0 | 0 | 0 | 0 | 0 | 0 | 0 | 0 |  | 0
Lateral Hardening-Fuse-92429707 | Lateral Hardening | 379673.48 | 0 | 0 | 0 | 0 | 0 | 0 | 0 | 0 | 0 | 0 |  | 0
Lateral Hardening-Fuse-92429773 | Lateral Hardening | 82031.43 | 0 | 0 | 0 | 0 | 0 | 0 | 0 | 0 | 0 | 0 |  | 0
Lateral Hardening-Fuse-92431430 | Lateral Hardening | 107800.18 | 0 | 0 | 0 | 0 | 0 | 0 | 0 | 0 | 0 | 0 |  | 0
Lateral Hardening-Fuse-92431435 | Lateral Hardening | 287638.1 | 0 | 0 | 0 | 0 | 0 | 0 | 0 | 0 | 0 | 0 |  | 0
Lateral Hardening-Fuse-92431813 | Lateral Hardening | 50000 | 0 | 0 | 0 | 0 | 0 | 0 | 0 | 0 | 0 | 0 |  | 0
Lateral Hardening-Fuse-92431936 | Lateral Hardening | 296526.2 | 0 | 0 | 0 | 0 | 0 | 0 | 0 | 0 | 0 | 0 |  | 0
Lateral Hardening-Fuse-92432025 | Lateral Hardening | 153492.99 | 0 | 0 | 0 | 0 | 0 | 0 | 0 | 0 | 0 | 0 |  | 0
Lateral Hardening-Fuse-92432137 | Lateral Hardening | 51068.47 | 0 | 0 | 0 | 0 | 0 | 0 | 0 | 0 | 0 | 0 |  | 0
Lateral Hardening-Fuse-92432647 | Lateral Hardening | 209705.33 | 0 | 0 | 0 | 0 | 0 | 0 | 0 | 0 | 0 | 0 |  | 0
Lateral Hardening-Fuse-92433031 | Lateral Hardening | 233455.33 | 0 | 0 | 0 | 0 | 2023 | 0 | 0 | 0 | 0 | 0 |  | 2022 | 2022
Lateral Hardening-Fuse-92433827 | Lateral Hardening | 57196.33 | 0 | 0 | 0 | 0 | 0 | 0 | 0 | 0 | 0 | 0 |  | 0
Lateral Hardening-Fuse-92434615 | Lateral Hardening | 97687.52 | 0 | 0 | 0 | 0 | 0 | 0 | 0 | 0 | 0 | 0 |  | 0
Lateral Hardening-Fuse-92434814 | Lateral Hardening | 281734.86 | 0 | 0 | 0 | 0 | 2023 | 0 | 0 | 0 | 0 | 0 |  | 2022 | 2022
Lateral Hardening-Fuse-92434824 | Lateral Hardening | 55213.09 | 0 | 0 | 0 | 0 | 0 | 0 | 0 | 0 | 0 | 0 |  | 0
Lateral Hardening-Fuse-92434831 | Lateral Hardening | 407215.7 | 0 | 0 | 0 | 0 | 2023 | 0 | 0 | 0 | 0 | 0 |  | 2022 | 2022
Lateral Hardening-Fuse-92436196 | Lateral Hardening | 475503.04 | 0 | 0 | 0 | 0 | 0 | 0 | 0 | 0 | 0 | 0 |  | 0
Lateral Hardening-Fuse-92436252 | Lateral Hardening | 52485.07 | 0 | 0 | 0 | 0 | 0 | 0 | 0 | 0 | 0 | 0 |  | 0
Lateral Hardening-Fuse-92436406 | Lateral Hardening | 85252.23 | 0 | 0 | 0 | 0 | 0 | 0 | 0 | 0 | 0 | 0 |  | 0
Lateral Hardening-Fuse-92436549 | Lateral Hardening | 402000.72 | 0 | 0 | 0 | 0 | 2023 | 0 | 0 | 0 | 0 | 0 |  | 2025 | 2025
Lateral Hardening-Fuse-92437307 | Lateral Hardening | 50000 | 0 | 0 | 0 | 0 | 0 | 0 | 0 | 0 | 0 | 0 |  | 0
Lateral Hardening-Fuse-92437360 | Lateral Hardening | 159810.47 | 0 | 0 | 0 | 0 | 2023 | 0 | 0 | 0 | 0 | 0 |  | 2022 | 2022
Lateral Hardening-Fuse-92437369 | Lateral Hardening | 244061.87 | 0 | 0 | 0 | 0 | 2023 | 0 | 0 | 0 | 0 | 0 |  | 2022 | 2022
Lateral Hardening-Fuse-92437373 | Lateral Hardening | 326280.44 | 0 | 0 | 0 | 0 | 2023 | 0 | 0 | 0 | 0 | 0 |  | 2022 | 2022
Lateral Hardening-Fuse-92437965 | Lateral Hardening | 202449.58 | 0 | 0 | 0 | 0 | 0 | 0 | 0 | 0 | 0 | 0 |  | 0
Lateral Hardening-Fuse-92438225 | Lateral Hardening | 262720.2 | 0 | 0 | 0 | 0 | 0 | 0 | 0 | 0 | 0 | 0 |  | 0
Lateral Hardening-Fuse-92438482 | Lateral Hardening | 221767.55 | 0 | 0 | 0 | 0 | 0 | 0 | 0 | 0 | 0 | 0 |  | 0
Lateral Hardening-Fuse-92439136 | Lateral Hardening | 125952.3 | 0 | 0 | 0 | 0 | 0 | 0 | 0 | 0 | 0 | 0 |  | 0
Lateral Hardening-Fuse-92439755 | Lateral Hardening | 109896.76 | 0 | 0 | 0 | 0 | 0 | 0 | 0 | 0 | 0 | 0 |  | 0
Lateral Hardening-Fuse-92439806 | Lateral Hardening | 128576.62 | 0 | 0 | 0 | 0 | 0 | 0 | 0 | 0 | 0 | 0 |  | 0
Lateral Hardening-Fuse-92439904 | Lateral Hardening | 485324.17 | 0 | 0 | 0 | 0 | 2029 | 0 | 0 | 0 | 0 | 0 |  | 2028 | 2028
Lateral Hardening-Fuse-92440059 | Lateral Hardening | 50000 | 0 | 0 | 0 | 0 | 0 | 0 | 0 | 0 | 0 | 0 |  | 0
Lateral Hardening-Fuse-92440552 | Lateral Hardening | 171179.75 | 0 | 0 | 0 | 0 | 0 | 0 | 0 | 0 | 0 | 0 |  | 0
Lateral Hardening-Fuse-92440588 | Lateral Hardening | 77702.28 | 0 | 0 | 0 | 0 | 0 | 0 | 0 | 0 | 0 | 0 |  | 0
Lateral Hardening-Fuse-92440971 | Lateral Hardening | 156630.99 | 0 | 0 | 0 | 0 | 0 | 0 | 0 | 0 | 0 | 0 |  | 0
Lateral Hardening-Fuse-92441043 | Lateral Hardening | 122519.5 | 0 | 0 | 0 | 0 | 0 | 0 | 0 | 0 | 0 | 0 |  | 0
Lateral Hardening-Fuse-92441325 | Lateral Hardening | 435391.68 | 0 | 0 | 0 | 0 | 0 | 0 | 0 | 0 | 0 | 0 |  | 0
Lateral Hardening-Fuse-92441716 | Lateral Hardening | 225145.12 | 0 | 0 | 0 | 0 | 0 | 0 | 0 | 0 | 0 | 0 |  | 0
Lateral Hardening-Fuse-92441726 | Lateral Hardening | 56845.05 | 0 | 0 | 0 | 0 | 0 | 0 | 0 | 0 | 0 | 0 |  | 0
Lateral Hardening-Fuse-92441930 | Lateral Hardening | 68630.05 | 0 | 0 | 0 | 0 | 0 | 0 | 0 | 0 | 0 | 0 |  | 0
Lateral Hardening-Fuse-92442011 | Lateral Hardening | 214180.13 | 0 | 0 | 0 | 0 | 0 | 0 | 0 | 0 | 0 | 0 |  | 0
Lateral Hardening-Fuse-92442043 | Lateral Hardening | 169753.89 | 0 | 0 | 0 | 0 | 0 | 0 | 0 | 0 | 0 | 0 |  | 0
Lateral Hardening-Fuse-92442286 | Lateral Hardening | 272058.26 | 0 | 0 | 0 | 0 | 2021 | 0 | 0 | 0 | 0 | 0 |  | 2021
Lateral Hardening-Fuse-92442349 | Lateral Hardening | 692296.02 | 0 | 0 | 0 | 0 | 2021 | 0 | 0 | 0 | 0 | 0 |  | 2021
Lateral Hardening-Fuse-92442350 | Lateral Hardening | 140254.16 | 0 | 0 | 0 | 0 | 2021 | 0 | 0 | 0 | 0 | 0 |  | 2021
Lateral Hardening-Fuse-92442475 | Lateral Hardening | 50000 | 0 | 0 | 0 | 0 | 0 | 0 | 0 | 0 | 0 | 0 |  | 0
Lateral Hardening-Fuse-92442478 | Lateral Hardening | 79911.6 | 0 | 0 | 0 | 0 | 0 | 0 | 0 | 0 | 0 | 0 |  | 0
Lateral Hardening-Fuse-92442505 | Lateral Hardening | 727475.55 | 0 | 0 | 0 | 0 | 0 | 0 | 0 | 0 | 0 | 0 |  | 0
Lateral Hardening-Fuse-92442578 | Lateral Hardening | 53455.21 | 0 | 0 | 0 | 0 | 0 | 0 | 0 | 0 | 0 | 0 |  | 0
Lateral Hardening-Fuse-92442748 | Lateral Hardening | 1205349.55 | 0 | 0 | 0 | 0 | 0 | 0 | 0 | 0 | 0 | 0 |  | 0
Lateral Hardening-Fuse-92442778 | Lateral Hardening | 110263.74 | 0 | 0 | 0 | 0 | 0 | 0 | 0 | 0 | 0 | 0 |  | 0
Lateral Hardening-Fuse-92442787 | Lateral Hardening | 54604.97 | 0 | 0 | 0 | 0 | 0 | 0 | 0 | 0 | 0 | 0 |  | 0
Lateral Hardening-Fuse-92442830 | Lateral Hardening | 50000 | 0 | 0 | 0 | 0 | 2026 | 0 | 0 | 0 | 0 | 0 |  | 2027 | 2027
Lateral Hardening-Fuse-92442881 | Lateral Hardening | 103962.04 | 0 | 0 | 0 | 0 | 0 | 0 | 0 | 0 | 0 | 0 |  | 0
Lateral Hardening-Fuse-92442966 | Lateral Hardening | 277842.13 | 0 | 0 | 0 | 0 | 0 | 0 | 0 | 0 | 0 | 0 |  | 0
Lateral Hardening-Fuse-92442969 | Lateral Hardening | 184876.51 | 0 | 0 | 0 | 0 | 0 | 0 | 0 | 0 | 0 | 0 |  | 0
Lateral Hardening-Fuse-92442973 | Lateral Hardening | 142336.82 | 0 | 0 | 0 | 0 | 0 | 0 | 0 | 0 | 0 | 0 |  | 0
Lateral Hardening-Fuse-92443094 | Lateral Hardening | 523937.83 | 0 | 0 | 0 | 0 | 0 | 0 | 0 | 0 | 0 | 0 |  | 0
Lateral Hardening-Fuse-92443425 | Lateral Hardening | 156001.39 | 0 | 0 | 0 | 0 | 0 | 0 | 0 | 0 | 0 | 0 |  | 0
Lateral Hardening-Fuse-92443429 | Lateral Hardening | 195589.66 | 0 | 0 | 0 | 0 | 0 | 0 | 0 | 0 | 0 | 0 |  | 0
Lateral Hardening-Fuse-92443653 | Lateral Hardening | 328247.2 | 0 | 0 | 0 | 0 | 0 | 0 | 0 | 0 | 0 | 0 |  | 0
Lateral Hardening-Fuse-92443897 | Lateral Hardening | 74322.19 | 0 | 0 | 0 | 0 | 0 | 0 | 0 | 0 | 0 | 0 |  | 0
Lateral Hardening-Fuse-92443929 | Lateral Hardening | 156406.37 | 0 | 0 | 0 | 0 | 0 | 0 | 0 | 0 | 0 | 0 |  | 0
Lateral Hardening-Fuse-92444235 | Lateral Hardening | 51215.13 | 0 | 0 | 0 | 0 | 0 | 0 | 0 | 0 | 0 | 0 |  | 0
Lateral Hardening-Fuse-92444401 | Lateral Hardening | 58214.43 | 0 | 0 | 0 | 0 | 0 | 0 | 0 | 0 | 0 | 0 |  | 0
Lateral Hardening-Fuse-92444611 | Lateral Hardening | 50000 | 0 | 0 | 0 | 0 | 0 | 0 | 0 | 0 | 0 | 0 |  | 0
Lateral Hardening-Fuse-92444678 | Lateral Hardening | 50000 | 0 | 0 | 0 | 0 | 0 | 0 | 0 | 0 | 0 | 0 |  | 0
Lateral Hardening-Fuse-92444784 | Lateral Hardening | 490893.93 | 0 | 0 | 0 | 0 | 0 | 0 | 0 | 0 | 0 | 0 |  | 0
Lateral Hardening-Fuse-92445415 | Lateral Hardening | 128035.67 | 0 | 0 | 0 | 0 | 0 | 0 | 0 | 0 | 0 | 0 |  | 0
Lateral Hardening-Fuse-92445673 | Lateral Hardening | 267914.63 | 0 | 0 | 0 | 0 | 0 | 0 | 0 | 0 | 0 | 0 |  | 0
Lateral Hardening-Fuse-92445684 | Lateral Hardening | 50000 | 0 | 0 | 0 | 0 | 0 | 0 | 0 | 0 | 0 | 0 |  | 0
Lateral Hardening-Fuse-92445707 | Lateral Hardening | 301282.33 | 0 | 0 | 0 | 0 | 0 | 0 | 0 | 0 | 0 | 0 |  | 0
Lateral Hardening-Fuse-92446221 | Lateral Hardening | 194326.98 | 0 | 0 | 0 | 0 | 0 | 0 | 0 | 0 | 0 | 0 |  | 0
Lateral Hardening-Fuse-92446486 | Lateral Hardening | 76794.11 | 0 | 0 | 0 | 0 | 0 | 0 | 0 | 0 | 0 | 0 |  | 0
Lateral Hardening-Fuse-92446509 | Lateral Hardening | 145741.74 | 0 | 0 | 0 | 0 | 2029 | 0 | 0 | 0 | 0 | 0 |  | 2029
Lateral Hardening-Fuse-92447008 | Lateral Hardening | 218067.91 | 0 | 0 | 0 | 0 | 2026 | 0 | 0 | 0 | 0 | 0 |  | 2025 | 2025
Lateral Hardening-Fuse-92447281 | Lateral Hardening | 84240.18 | 0 | 0 | 0 | 0 | 0 | 0 | 0 | 0 | 0 | 0 |  | 0
Lateral Hardening-Fuse-92447642 | Lateral Hardening | 501869.15 | 0 | 0 | 0 | 0 | 2026 | 0 | 0 | 0 | 0 | 0 |  | 2025 | 2025
Lateral Hardening-Fuse-92448039 | Lateral Hardening | 386058.18 | 0 | 0 | 0 | 0 | 2026 | 0 | 0 | 0 | 0 | 0 |  | 0 | 0
Lateral Hardening-Fuse-92448052 | Lateral Hardening | 84114.45 | 0 | 0 | 0 | 0 | 0 | 0 | 0 | 0 | 0 | 0 |  | 0
Lateral Hardening-Fuse-92448059 | Lateral Hardening | 410187.17 | 0 | 0 | 0 | 0 | 0 | 0 | 0 | 0 | 0 | 0 |  | 0
Lateral Hardening-Fuse-92448128 | Lateral Hardening | 546155.44 | 0 | 0 | 0 | 0 | 0 | 0 | 0 | 0 | 0 | 0 |  | 0
Lateral Hardening-Fuse-92448310 | Lateral Hardening | 218231.61 | 0 | 0 | 0 | 0 | 0 | 0 | 0 | 0 | 0 | 0 |  | 0
Lateral Hardening-Fuse-92448485 | Lateral Hardening | 192108.19 | 0 | 0 | 0 | 0 | 0 | 0 | 0 | 0 | 0 | 0 |  | 0
Lateral Hardening-Fuse-92448697 | Lateral Hardening | 56783.01 | 0 | 0 | 0 | 0 | 2024 | 0 | 0 | 0 | 0 | 0 |  | 2025 | 2025
Lateral Hardening-Fuse-92450114 | Lateral Hardening | 50000 | 0 | 0 | 0 | 0 | 0 | 0 | 0 | 0 | 0 | 0 |  | 0
Lateral Hardening-Fuse-92455436 | Lateral Hardening | 665002.11 | 0 | 0 | 0 | 0 | 0 | 0 | 0 | 0 | 0 | 0 |  | 0
Lateral Hardening-Fuse-92455450 | Lateral Hardening | 372998.98 | 0 | 0 | 0 | 0 | 0 | 0 | 0 | 0 | 0 | 0 |  | 0
Lateral Hardening-Fuse-92455466 | Lateral Hardening | 367862 | 0 | 0 | 0 | 0 | 0 | 0 | 0 | 0 | 0 | 0 |  | 0
Lateral Hardening-Fuse-92456035 | Lateral Hardening | 341259.92 | 0 | 0 | 0 | 0 | 0 | 0 | 0 | 0 | 0 | 0 |  | 0
Lateral Hardening-Fuse-92456386 | Lateral Hardening | 148341.8 | 0 | 0 | 0 | 0 | 0 | 0 | 0 | 0 | 0 | 0 |  | 0
Lateral Hardening-Fuse-92456388 | Lateral Hardening | 356885.23 | 0 | 0 | 0 | 0 | 0 | 0 | 0 | 0 | 0 | 0 |  | 0
Lateral Hardening-Fuse-92456418 | Lateral Hardening | 135765.9 | 0 | 0 | 0 | 0 | 0 | 0 | 0 | 0 | 0 | 0 |  | 0
Lateral Hardening-Fuse-92456565 | Lateral Hardening | 202273.89 | 0 | 0 | 0 | 0 | 0 | 0 | 0 | 0 | 0 | 0 |  | 0
Lateral Hardening-Fuse-92456904 | Lateral Hardening | 698154.2 | 0 | 0 | 0 | 0 | 0 | 0 | 0 | 0 | 0 | 0 |  | 0
Lateral Hardening-Fuse-92458397 | Lateral Hardening | 271843.61 | 0 | 0 | 0 | 0 | 2028 | 0 | 0 | 0 | 0 | 0 |  | 2029 | 2029
Lateral Hardening-Fuse-92459436 | Lateral Hardening | 704979.57 | 0 | 0 | 0 | 0 | 0 | 0 | 0 | 0 | 0 | 0 |  | 0
Lateral Hardening-Fuse-92459483 | Lateral Hardening | 398080.71 | 0 | 0 | 0 | 0 | 0 | 0 | 0 | 0 | 0 | 0 |  | 0
Lateral Hardening-Fuse-92459668 | Lateral Hardening | 230120.44 | 0 | 0 | 0 | 0 | 0 | 0 | 0 | 0 | 0 | 0 |  | 0
Lateral Hardening-Fuse-92459924 | Lateral Hardening | 280738.24 | 0 | 0 | 0 | 0 | 0 | 0 | 0 | 0 | 0 | 0 |  | 0
Lateral Hardening-Fuse-92459993 | Lateral Hardening | 254304.3 | 0 | 0 | 0 | 0 | 0 | 0 | 0 | 0 | 0 | 0 |  | 0
Lateral Hardening-Fuse-92460001 | Lateral Hardening | 378321.32 | 0 | 0 | 0 | 0 | 0 | 0 | 0 | 0 | 0 | 0 |  | 0
Lateral Hardening-Fuse-92460263 | Lateral Hardening | 125905.82 | 0 | 0 | 0 | 0 | 0 | 0 | 0 | 0 | 0 | 0 |  | 0
Lateral Hardening-Fuse-92460548 | Lateral Hardening | 197914.97 | 0 | 0 | 0 | 0 | 0 | 0 | 0 | 0 | 0 | 0 |  | 0
Lateral Hardening-Fuse-92460592 | Lateral Hardening | 104172.4 | 0 | 0 | 0 | 0 | 0 | 0 | 0 | 0 | 0 | 0 |  | 0
Lateral Hardening-Fuse-92460653 | Lateral Hardening | 50000 | 0 | 0 | 0 | 0 | 0 | 0 | 0 | 0 | 0 | 0 |  | 0
Lateral Hardening-Fuse-92460886 | Lateral Hardening | 150959.64 | 0 | 0 | 0 | 0 | 0 | 0 | 0 | 0 | 0 | 0 |  | 0
Lateral Hardening-Fuse-92460917 | Lateral Hardening | 52983.93 | 0 | 0 | 0 | 0 | 0 | 0 | 0 | 0 | 0 | 0 |  | 0
Lateral Hardening-Fuse-92462740 | Lateral Hardening | 283015.54 | 0 | 0 | 0 | 0 | 0 | 0 | 0 | 0 | 0 | 0 |  | 0
Lateral Hardening-Fuse-92462763 | Lateral Hardening | 66750.49 | 0 | 0 | 0 | 0 | 0 | 0 | 0 | 0 | 0 | 0 |  | 0
Lateral Hardening-Fuse-92463145 | Lateral Hardening | 142045.01 | 0 | 0 | 0 | 0 | 0 | 0 | 0 | 0 | 0 | 0 |  | 0
Lateral Hardening-Fuse-92463452 | Lateral Hardening | 246555.2 | 0 | 0 | 0 | 0 | 2025 | 0 | 0 | 0 | 0 | 0 |  | 2025
Lateral Hardening-Fuse-92464127 | Lateral Hardening | 572672.07 | 0 | 0 | 0 | 0 | 2021 | 0 | 0 | 0 | 0 | 0 |  | 2022 | 2022
Lateral Hardening-Fuse-92464399 | Lateral Hardening | 50000 | 0 | 0 | 0 | 0 | 0 | 0 | 0 | 0 | 0 | 0 |  | 0
Lateral Hardening-Fuse-92464479 | Lateral Hardening | 157270.59 | 0 | 0 | 0 | 0 | 0 | 0 | 0 | 0 | 0 | 0 |  | 0
Lateral Hardening-Fuse-92464496 | Lateral Hardening | 74631.25 | 0 | 0 | 0 | 0 | 0 | 0 | 0 | 0 | 0 | 0 |  | 0
Lateral Hardening-Fuse-92465822 | Lateral Hardening | 81191.26 | 0 | 0 | 0 | 0 | 0 | 0 | 0 | 0 | 0 | 0 |  | 0
Lateral Hardening-Fuse-92465910 | Lateral Hardening | 156515.81 | 0 | 0 | 0 | 0 | 0 | 0 | 0 | 0 | 0 | 0 |  | 0
Lateral Hardening-Fuse-92465913 | Lateral Hardening | 58864.77 | 0 | 0 | 0 | 0 | 0 | 0 | 0 | 0 | 0 | 0 |  | 0
Lateral Hardening-Fuse-92465919 | Lateral Hardening | 168304.33 | 0 | 0 | 0 | 0 | 0 | 0 | 0 | 0 | 0 | 0 |  | 0
Lateral Hardening-Fuse-92465921 | Lateral Hardening | 167927.31 | 0 | 0 | 0 | 0 | 0 | 0 | 0 | 0 | 0 | 0 |  | 0
Lateral Hardening-Fuse-92465923 | Lateral Hardening | 50000 | 0 | 0 | 0 | 0 | 0 | 0 | 0 | 0 | 0 | 0 |  | 0
Lateral Hardening-Fuse-92465924 | Lateral Hardening | 122738.5 | 0 | 0 | 0 | 0 | 0 | 0 | 0 | 0 | 0 | 0 |  | 0
Lateral Hardening-Fuse-92465937 | Lateral Hardening | 72818.13 | 0 | 0 | 0 | 0 | 0 | 0 | 0 | 0 | 0 | 0 |  | 0
Lateral Hardening-Fuse-92465938 | Lateral Hardening | 96328.14 | 0 | 0 | 0 | 0 | 0 | 0 | 0 | 0 | 0 | 0 |  | 0
Lateral Hardening-Fuse-92465939 | Lateral Hardening | 50000 | 0 | 0 | 0 | 0 | 0 | 0 | 0 | 0 | 0 | 0 |  | 0
Lateral Hardening-Fuse-92465940 | Lateral Hardening | 198548.04 | 0 | 0 | 0 | 0 | 0 | 0 | 0 | 0 | 0 | 0 |  | 0
Lateral Hardening-Fuse-92465941 | Lateral Hardening | 60145.45 | 0 | 0 | 0 | 0 | 0 | 0 | 0 | 0 | 0 | 0 |  | 0
Lateral Hardening-Fuse-92466089 | Lateral Hardening | 87282.64 | 0 | 0 | 0 | 0 | 0 | 0 | 0 | 0 | 0 | 0 |  | 0
Lateral Hardening-Fuse-92466199 | Lateral Hardening | 53056.71 | 0 | 0 | 0 | 0 | 0 | 0 | 0 | 0 | 0 | 0 |  | 0
Lateral Hardening-Fuse-92466250 | Lateral Hardening | 473602.04 | 0 | 0 | 0 | 0 | 2021 | 0 | 0 | 0 | 0 | 0 |  | 2022 | 2022
Lateral Hardening-Fuse-92466258 | Lateral Hardening | 151835.29 | 0 | 0 | 0 | 0 | 0 | 0 | 0 | 0 | 0 | 0 |  | 0
Lateral Hardening-Fuse-92466402 | Lateral Hardening | 58361.09 | 0 | 0 | 0 | 0 | 0 | 0 | 0 | 0 | 0 | 0 |  | 0
Lateral Hardening-Fuse-92466867 | Lateral Hardening | 84505.8 | 0 | 0 | 0 | 0 | 0 | 0 | 0 | 0 | 0 | 0 |  | 0
Lateral Hardening-Fuse-92468644 | Lateral Hardening | 349085.51 | 0 | 0 | 0 | 0 | 0 | 0 | 0 | 0 | 0 | 0 |  | 0
Lateral Hardening-Fuse-92469769 | Lateral Hardening | 50000 | 0 | 0 | 0 | 0 | 0 | 0 | 0 | 0 | 0 | 0 |  | 0
Lateral Hardening-Fuse-92470006 | Lateral Hardening | 156494.21 | 0 | 0 | 0 | 0 | 0 | 0 | 0 | 0 | 0 | 0 |  | 0
Lateral Hardening-Fuse-92470195 | Lateral Hardening | 146914.46 | 0 | 0 | 0 | 0 | 0 | 0 | 0 | 0 | 0 | 0 |  | 0
Lateral Hardening-Fuse-92470401 | Lateral Hardening | 54510.53 | 0 | 0 | 0 | 0 | 0 | 0 | 0 | 0 | 0 | 0 |  | 0
Lateral Hardening-Fuse-92471096 | Lateral Hardening | 167629.04 | 0 | 0 | 0 | 0 | 0 | 0 | 0 | 0 | 0 | 0 |  | 0
Lateral Hardening-Fuse-92472019 | Lateral Hardening | 52321.93 | 0 | 0 | 0 | 0 | 0 | 0 | 0 | 0 | 0 | 0 |  | 0
Lateral Hardening-Fuse-92472390 | Lateral Hardening | 225497.88 | 0 | 0 | 0 | 0 | 0 | 0 | 0 | 0 | 0 | 0 |  | 0
Lateral Hardening-Fuse-92472394 | Lateral Hardening | 612126.21 | 0 | 0 | 0 | 0 | 2021 | 0 | 0 | 0 | 0 | 0 |  | 2021
Lateral Hardening-Fuse-92472664 | Lateral Hardening | 50000 | 0 | 0 | 0 | 0 | 0 | 0 | 0 | 0 | 0 | 0 |  | 0
Lateral Hardening-Fuse-92474472 | Lateral Hardening | 656162.46 | 0 | 0 | 0 | 0 | 2022 | 0 | 0 | 0 | 0 | 0 |  | 2022
Lateral Hardening-Fuse-92474517 | Lateral Hardening | 51498.45 | 0 | 0 | 0 | 0 | 0 | 0 | 0 | 0 | 0 | 0 |  | 0
Lateral Hardening-Fuse-92474641 | Lateral Hardening | 358665.63 | 0 | 0 | 0 | 0 | 0 | 0 | 0 | 0 | 0 | 0 |  | 0
Lateral Hardening-Fuse-92474762 | Lateral Hardening | 50000 | 0 | 0 | 0 | 0 | 0 | 0 | 0 | 0 | 0 | 0 |  | 0
Lateral Hardening-Fuse-92474960 | Lateral Hardening | 150141.9 | 0 | 0 | 0 | 0 | 0 | 0 | 0 | 0 | 0 | 0 |  | 2028 | 2028
Lateral Hardening-Fuse-92474991 | Lateral Hardening | 50000 | 0 | 0 | 0 | 0 | 0 | 0 | 0 | 0 | 0 | 0 |  | 0
Lateral Hardening-Fuse-92475471 | Lateral Hardening | 275066.1 | 0 | 0 | 0 | 0 | 0 | 0 | 0 | 0 | 0 | 0 |  | 0
Lateral Hardening-Fuse-92476174 | Lateral Hardening | 118663.94 | 0 | 0 | 0 | 0 | 0 | 0 | 0 | 0 | 0 | 0 |  | 0
Lateral Hardening-Fuse-92476354 | Lateral Hardening | 151111.25 | 0 | 0 | 0 | 0 | 0 | 0 | 0 | 0 | 0 | 0 |  | 0
Lateral Hardening-Fuse-92476355 | Lateral Hardening | 103621.5 | 0 | 0 | 0 | 0 | 0 | 0 | 0 | 0 | 0 | 0 |  | 0
Lateral Hardening-Fuse-92476626 | Lateral Hardening | 341182.75 | 0 | 0 | 0 | 0 | 0 | 0 | 0 | 0 | 0 | 0 |  | 0
Lateral Hardening-Fuse-92477210 | Lateral Hardening | 134555.3 | 0 | 0 | 0 | 0 | 0 | 0 | 0 | 0 | 0 | 0 |  | 0
Lateral Hardening-Fuse-92477420 | Lateral Hardening | 50000 | 0 | 0 | 0 | 0 | 0 | 0 | 0 | 0 | 0 | 0 |  | 0
Lateral Hardening-Fuse-92479119 | Lateral Hardening | 165413.91 | 0 | 0 | 0 | 0 | 0 | 0 | 0 | 0 | 0 | 0 |  | 0
Lateral Hardening-Fuse-92479949 | Lateral Hardening | 413662.27 | 0 | 0 | 0 | 0 | 0 | 0 | 0 | 0 | 0 | 0 |  | 0
Lateral Hardening-Fuse-92479964 | Lateral Hardening | 50000 | 0 | 0 | 0 | 0 | 0 | 0 | 0 | 0 | 0 | 0 |  | 0
Lateral Hardening-Fuse-92480249 | Lateral Hardening | 51954.91 | 0 | 0 | 0 | 0 | 0 | 0 | 0 | 0 | 0 | 0 |  | 0
Lateral Hardening-Fuse-92480869 | Lateral Hardening | 57144.11 | 0 | 0 | 0 | 0 | 0 | 0 | 0 | 0 | 0 | 0 |  | 0
Lateral Hardening-Fuse-92481317 | Lateral Hardening | 50858.11 | 0 | 0 | 0 | 0 | 0 | 0 | 0 | 0 | 0 | 0 |  | 0
Lateral Hardening-Fuse-92481946 | Lateral Hardening | 277794.07 | 0 | 0 | 0 | 0 | 0 | 0 | 0 | 0 | 0 | 0 |  | 0
Lateral Hardening-Fuse-92483415 | Lateral Hardening | 224194.24 | 0 | 0 | 0 | 0 | 0 | 0 | 0 | 0 | 0 | 0 |  | 0
Lateral Hardening-Fuse-92483701 | Lateral Hardening | 227579.05 | 0 | 0 | 0 | 0 | 0 | 0 | 0 | 0 | 0 | 0 |  | 0
Lateral Hardening-Fuse-92483712 | Lateral Hardening | 247213.96 | 0 | 0 | 0 | 0 | 0 | 0 | 0 | 0 | 0 | 0 |  | 0
Lateral Hardening-Fuse-92484319 | Lateral Hardening | 91884.46 | 0 | 0 | 0 | 0 | 0 | 0 | 0 | 0 | 0 | 0 |  | 0
Lateral Hardening-Fuse-92484809 | Lateral Hardening | 89393.93 | 0 | 0 | 0 | 0 | 0 | 0 | 0 | 0 | 0 | 0 |  | 0
Lateral Hardening-Fuse-92485834 | Lateral Hardening | 75464.08 | 0 | 0 | 0 | 0 | 0 | 0 | 0 | 0 | 0 | 0 |  | 0
Lateral Hardening-Fuse-92486101 | Lateral Hardening | 171674.91 | 0 | 0 | 0 | 0 | 2028 | 0 | 0 | 0 | 0 | 0 |  | 0 | 0
Lateral Hardening-Fuse-92486363 | Lateral Hardening | 271003.7 | 0 | 0 | 0 | 0 | 2026 | 0 | 0 | 0 | 0 | 0 |  | 2026
Lateral Hardening-Fuse-92486656 | Lateral Hardening | 149490.08 | 0 | 0 | 0 | 0 | 0 | 0 | 0 | 0 | 0 | 0 |  | 0
Lateral Hardening-Fuse-92486892 | Lateral Hardening | 391073.55 | 0 | 0 | 0 | 0 | 0 | 0 | 0 | 0 | 0 | 0 |  | 0
Lateral Hardening-Fuse-92486973 | Lateral Hardening | 50000 | 0 | 0 | 0 | 0 | 0 | 0 | 0 | 0 | 0 | 0 |  | 0
Lateral Hardening-Fuse-92486975 | Lateral Hardening | 64490.43 | 0 | 0 | 0 | 0 | 0 | 0 | 0 | 0 | 0 | 0 |  | 0
Lateral Hardening-Fuse-92486979 | Lateral Hardening | 50000 | 0 | 0 | 0 | 0 | 0 | 0 | 0 | 0 | 0 | 0 |  | 0
Lateral Hardening-Fuse-92487846 | Lateral Hardening | 67694.91 | 0 | 0 | 0 | 0 | 0 | 0 | 0 | 0 | 0 | 0 |  | 0
Lateral Hardening-Fuse-92487866 | Lateral Hardening | 112351.46 | 0 | 0 | 0 | 0 | 0 | 0 | 0 | 0 | 0 | 0 |  | 0
Lateral Hardening-Fuse-92489676 | Lateral Hardening | 292672.5 | 0 | 0 | 0 | 0 | 0 | 0 | 0 | 0 | 0 | 0 |  | 0
Lateral Hardening-Fuse-92490191 | Lateral Hardening | 201854.23 | 0 | 0 | 0 | 0 | 0 | 0 | 0 | 0 | 0 | 0 |  | 0
Lateral Hardening-Fuse-92491310 | Lateral Hardening | 63576.77 | 0 | 0 | 0 | 0 | 0 | 0 | 0 | 0 | 0 | 0 |  | 0
Lateral Hardening-Fuse-92494050 | Lateral Hardening | 65640.69 | 0 | 0 | 0 | 0 | 0 | 0 | 0 | 0 | 0 | 0 |  | 0
Lateral Hardening-Fuse-92494158 | Lateral Hardening | 99066.9 | 0 | 0 | 0 | 0 | 0 | 0 | 0 | 0 | 0 | 0 |  | 0
Lateral Hardening-Fuse-92494424 | Lateral Hardening | 72894.85 | 0 | 0 | 0 | 0 | 0 | 0 | 0 | 0 | 0 | 0 |  | 0
Lateral Hardening-Fuse-92494804 | Lateral Hardening | 353427.46 | 0 | 0 | 0 | 0 | 0 | 0 | 0 | 0 | 0 | 0 |  | 0
Lateral Hardening-Fuse-92495995 | Lateral Hardening | 94906.19 | 0 | 0 | 0 | 0 | 0 | 0 | 0 | 0 | 0 | 0 |  | 0
Lateral Hardening-Fuse-92496254 | Lateral Hardening | 359194.95 | 0 | 0 | 0 | 0 | 2021 | 0 | 0 | 0 | 0 | 0 |  | 2022 | 2022
Lateral Hardening-Fuse-92496615 | Lateral Hardening | 403515.49 | 0 | 0 | 0 | 0 | 2023 | 0 | 0 | 0 | 0 | 0 |  | 2023
Lateral Hardening-Fuse-92497118 | Lateral Hardening | 167979.53 | 0 | 0 | 0 | 0 | 2026 | 0 | 0 | 0 | 0 | 0 |  | 2026
Lateral Hardening-Fuse-92497121 | Lateral Hardening | 405892.01 | 0 | 0 | 0 | 0 | 2026 | 0 | 0 | 0 | 0 | 0 |  | 2026
Lateral Hardening-Fuse-92497701 | Lateral Hardening | 50443.87 | 0 | 0 | 0 | 0 | 0 | 0 | 0 | 0 | 0 | 0 |  | 0
Lateral Hardening-Fuse-92497886 | Lateral Hardening | 220250.9 | 0 | 0 | 0 | 0 | 0 | 0 | 0 | 0 | 0 | 0 |  | 0
Lateral Hardening-Fuse-92498184 | Lateral Hardening | 131154.6 | 0 | 0 | 0 | 0 | 0 | 0 | 0 | 0 | 0 | 0 |  | 0
Lateral Hardening-Fuse-92498207 | Lateral Hardening | 133968.37 | 0 | 0 | 0 | 0 | 0 | 0 | 0 | 0 | 0 | 0 |  | 0
Lateral Hardening-Fuse-92498571 | Lateral Hardening | 244560.55 | 0 | 0 | 0 | 0 | 0 | 0 | 0 | 0 | 0 | 0 |  | 0
Lateral Hardening-Fuse-92498726 | Lateral Hardening | 760007.52 | 0 | 0 | 0 | 0 | 2029 | 0 | 0 | 0 | 0 | 0 |  | 0 | 0
Lateral Hardening-Fuse-92498868 | Lateral Hardening | 84476.35 | 0 | 0 | 0 | 0 | 0 | 0 | 0 | 0 | 0 | 0 |  | 0
Lateral Hardening-Fuse-92498922 | Lateral Hardening | 477098.66 | 0 | 0 | 0 | 0 | 0 | 0 | 0 | 0 | 0 | 0 |  | 0
Lateral Hardening-Fuse-92498923 | Lateral Hardening | 84594.15 | 0 | 0 | 0 | 0 | 0 | 0 | 0 | 0 | 0 | 0 |  | 0
Lateral Hardening-Fuse-92498928 | Lateral Hardening | 78261.83 | 0 | 0 | 0 | 0 | 0 | 0 | 0 | 0 | 0 | 0 |  | 0
Lateral Hardening-Fuse-92503912 | Lateral Hardening | 185237.05 | 0 | 0 | 0 | 0 | 0 | 0 | 0 | 0 | 0 | 0 |  | 0
Lateral Hardening-Fuse-92504107 | Lateral Hardening | 480438.03 | 0 | 0 | 0 | 0 | 0 | 0 | 0 | 0 | 0 | 0 |  | 0
Lateral Hardening-Fuse-92504580 | Lateral Hardening | 63798.05 | 0 | 0 | 0 | 0 | 0 | 0 | 0 | 0 | 0 | 0 |  | 0
Lateral Hardening-Fuse-92504796 | Lateral Hardening | 84977 | 0 | 0 | 0 | 0 | 0 | 0 | 0 | 0 | 0 | 0 |  | 0
Lateral Hardening-Fuse-92504899 | Lateral Hardening | 123203.1 | 0 | 0 | 0 | 0 | 0 | 0 | 0 | 0 | 0 | 0 |  | 0
Lateral Hardening-Fuse-92504900 | Lateral Hardening | 286887.58 | 0 | 0 | 0 | 0 | 0 | 0 | 0 | 0 | 0 | 0 |  | 0
Lateral Hardening-Fuse-92504901 | Lateral Hardening | 429379.1 | 0 | 0 | 0 | 0 | 0 | 0 | 0 | 0 | 0 | 0 |  | 0
Lateral Hardening-Fuse-92504902 | Lateral Hardening | 286242.24 | 0 | 0 | 0 | 0 | 0 | 0 | 0 | 0 | 0 | 0 |  | 0
Lateral Hardening-Fuse-92505230 | Lateral Hardening | 223304.28 | 0 | 0 | 0 | 0 | 0 | 0 | 0 | 0 | 0 | 0 |  | 0
Lateral Hardening-Fuse-92505594 | Lateral Hardening | 50000 | 0 | 0 | 0 | 0 | 0 | 0 | 0 | 0 | 0 | 0 |  | 0
Lateral Hardening-Fuse-92508868 | Lateral Hardening | 50979.03 | 0 | 0 | 0 | 0 | 0 | 0 | 0 | 0 | 0 | 0 |  | 0
Lateral Hardening-Fuse-92508990 | Lateral Hardening | 57658.53 | 0 | 0 | 0 | 0 | 0 | 0 | 0 | 0 | 0 | 0 |  | 0
Lateral Hardening-Fuse-92509176 | Lateral Hardening | 50000 | 0 | 0 | 0 | 0 | 2026 | 0 | 0 | 0 | 0 | 0 |  | 2026
Lateral Hardening-Fuse-92509177 | Lateral Hardening | 163092.22 | 0 | 0 | 0 | 0 | 2026 | 0 | 0 | 0 | 0 | 0 |  | 0 | 0
Lateral Hardening-Fuse-92509975 | Lateral Hardening | 284681.71 | 0 | 0 | 0 | 0 | 2021 | 0 | 0 | 0 | 0 | 0 |  | 2022 | 2022
Lateral Hardening-Fuse-92510212 | Lateral Hardening | 233512.32 | 0 | 0 | 0 | 0 | 0 | 0 | 0 | 0 | 0 | 0 |  | 0
Lateral Hardening-Fuse-92512018 | Lateral Hardening | 996142.53 | 0 | 0 | 0 | 0 | 0 | 0 | 0 | 0 | 0 | 0 |  | 0
Lateral Hardening-Fuse-92514141 | Lateral Hardening | 177352.1 | 0 | 0 | 0 | 0 | 0 | 0 | 0 | 0 | 0 | 0 |  | 0
Lateral Hardening-Fuse-92514199 | Lateral Hardening | 255567.76 | 0 | 0 | 0 | 0 | 0 | 0 | 0 | 0 | 0 | 0 |  | 0
Lateral Hardening-Fuse-92514293 | Lateral Hardening | 50000 | 0 | 0 | 0 | 0 | 0 | 0 | 0 | 0 | 0 | 0 |  | 0
Lateral Hardening-Fuse-92515005 | Lateral Hardening | 168627.61 | 0 | 0 | 0 | 0 | 0 | 0 | 0 | 0 | 0 | 0 |  | 0
Lateral Hardening-Fuse-92517321 | Lateral Hardening | 662487.6 | 0 | 0 | 0 | 0 | 0 | 0 | 0 | 0 | 0 | 0 |  | 0
Lateral Hardening-Fuse-92519497 | Lateral Hardening | 71595.41 | 0 | 0 | 0 | 0 | 0 | 0 | 0 | 0 | 0 | 0 |  | 0
Lateral Hardening-Fuse-92520591 | Lateral Hardening | 581101.55 | 0 | 0 | 0 | 0 | 0 | 0 | 0 | 0 | 0 | 0 |  | 0
Lateral Hardening-Fuse-92521100 | Lateral Hardening | 50000 | 0 | 0 | 0 | 0 | 0 | 0 | 0 | 0 | 0 | 0 |  | 0
Lateral Hardening-Fuse-92521238 | Lateral Hardening | 420593.86 | 0 | 0 | 0 | 0 | 0 | 0 | 0 | 0 | 0 | 0 |  | 0
Lateral Hardening-Fuse-92522498 | Lateral Hardening | 799877.2 | 0 | 0 | 0 | 0 | 0 | 0 | 0 | 0 | 0 | 0 |  | 0
Lateral Hardening-Fuse-92522908 | Lateral Hardening | 187344.73 | 0 | 0 | 0 | 0 | 2027 | 0 | 0 | 0 | 0 | 0 |  | 2026 | 2026
Lateral Hardening-Fuse-92523455 | Lateral Hardening | 174459.28 | 0 | 0 | 0 | 0 | 0 | 0 | 0 | 0 | 0 | 0 |  | 0
Lateral Hardening-Fuse-92524170 | Lateral Hardening | 344773.02 | 0 | 0 | 0 | 0 | 2029 | 0 | 0 | 0 | 0 | 0 |  | 2029
Lateral Hardening-Fuse-92524348 | Lateral Hardening | 317523.72 | 0 | 0 | 0 | 0 | 0 | 0 | 0 | 0 | 0 | 0 |  | 0
Lateral Hardening-Fuse-92525393 | Lateral Hardening | 358826.18 | 0 | 0 | 0 | 0 | 2023 | 0 | 0 | 0 | 0 | 0 |  | 2022 | 2022
Lateral Hardening-Fuse-92526404 | Lateral Hardening | 117548.13 | 0 | 0 | 0 | 0 | 0 | 0 | 0 | 0 | 0 | 0 |  | 0
Lateral Hardening-Fuse-92527514 | Lateral Hardening | 167426.26 | 0 | 0 | 0 | 0 | 0 | 0 | 0 | 0 | 0 | 0 |  | 0
Lateral Hardening-Fuse-92527518 | Lateral Hardening | 284784.88 | 0 | 0 | 0 | 0 | 0 | 0 | 0 | 0 | 0 | 0 |  | 0
Lateral Hardening-Fuse-92527533 | Lateral Hardening | 176155.86 | 0 | 0 | 0 | 0 | 0 | 0 | 0 | 0 | 0 | 0 |  | 0
Lateral Hardening-Fuse-92527534 | Lateral Hardening | 240226.31 | 0 | 0 | 0 | 0 | 0 | 0 | 0 | 0 | 0 | 0 |  | 0
Lateral Hardening-Fuse-92527540 | Lateral Hardening | 225408.44 | 0 | 0 | 0 | 0 | 0 | 0 | 0 | 0 | 0 | 0 |  | 0
Lateral Hardening-Fuse-92527542 | Lateral Hardening | 290440.97 | 0 | 0 | 0 | 0 | 0 | 0 | 0 | 0 | 0 | 0 |  | 0
Lateral Hardening-Fuse-92527544 | Lateral Hardening | 108747.74 | 0 | 0 | 0 | 0 | 0 | 0 | 0 | 0 | 0 | 0 |  | 0
Lateral Hardening-Fuse-92527624 | Lateral Hardening | 57007.45 | 0 | 0 | 0 | 0 | 0 | 0 | 0 | 0 | 0 | 0 |  | 0
Lateral Hardening-Fuse-92527626 | Lateral Hardening | 224149.29 | 0 | 0 | 0 | 0 | 0 | 0 | 0 | 0 | 0 | 0 |  | 0
Lateral Hardening-Fuse-92527629 | Lateral Hardening | 129188.7 | 0 | 0 | 0 | 0 | 0 | 0 | 0 | 0 | 0 | 0 |  | 0
Lateral Hardening-Fuse-92527630 | Lateral Hardening | 161913.01 | 0 | 0 | 0 | 0 | 0 | 0 | 0 | 0 | 0 | 0 |  | 0
Lateral Hardening-Fuse-92527631 | Lateral Hardening | 537065.49 | 0 | 0 | 0 | 0 | 2028 | 0 | 0 | 0 | 0 | 0 |  | 2027 | 2027
Lateral Hardening-Fuse-92527632 | Lateral Hardening | 167996.75 | 0 | 0 | 0 | 0 | 0 | 0 | 0 | 0 | 0 | 0 |  | 0
Lateral Hardening-Fuse-92527633 | Lateral Hardening | 236142.55 | 0 | 0 | 0 | 0 | 0 | 0 | 0 | 0 | 0 | 0 |  | 0
Lateral Hardening-Fuse-92527637 | Lateral Hardening | 372707.73 | 0 | 0 | 0 | 0 | 0 | 0 | 0 | 0 | 0 | 0 |  | 0
Lateral Hardening-Fuse-92528120 | Lateral Hardening | 155994.7 | 0 | 0 | 0 | 0 | 0 | 0 | 0 | 0 | 0 | 0 |  | 0
Lateral Hardening-Fuse-92528121 | Lateral Hardening | 425967.47 | 0 | 0 | 0 | 0 | 0 | 0 | 0 | 0 | 0 | 0 |  | 0
Lateral Hardening-Fuse-92528221 | Lateral Hardening | 1109190.43 | 0 | 0 | 0 | 0 | 2029 | 0 | 0 | 0 | 0 | 0 |  | 2029
Lateral Hardening-Fuse-92528222 | Lateral Hardening | 201246.11 | 0 | 0 | 0 | 0 | 0 | 0 | 0 | 0 | 0 | 0 |  | 0
Lateral Hardening-Fuse-92528285 | Lateral Hardening | 270190.96 | 0 | 0 | 0 | 0 | 0 | 0 | 0 | 0 | 0 | 0 |  | 0
Lateral Hardening-Fuse-92528288 | Lateral Hardening | 186638.65 | 0 | 0 | 0 | 0 | 0 | 0 | 0 | 0 | 0 | 0 |  | 0
Lateral Hardening-Fuse-92528299 | Lateral Hardening | 62776.01 | 0 | 0 | 0 | 0 | 0 | 0 | 0 | 0 | 0 | 0 |  | 0
Lateral Hardening-Fuse-92528303 | Lateral Hardening | 165057.63 | 0 | 0 | 0 | 0 | 0 | 0 | 0 | 0 | 0 | 0 |  | 0
Lateral Hardening-Fuse-92528324 | Lateral Hardening | 81332.97 | 0 | 0 | 0 | 0 | 0 | 0 | 0 | 0 | 0 | 0 |  | 0
Lateral Hardening-Fuse-92528347 | Lateral Hardening | 168941.38 | 0 | 0 | 0 | 0 | 0 | 0 | 0 | 0 | 0 | 0 |  | 0
Lateral Hardening-Fuse-92528479 | Lateral Hardening | 50000 | 0 | 0 | 0 | 0 | 0 | 0 | 0 | 0 | 0 | 0 |  | 0
Lateral Hardening-Fuse-92528507 | Lateral Hardening | 54725.15 | 0 | 0 | 0 | 0 | 0 | 0 | 0 | 0 | 0 | 0 |  | 0
Lateral Hardening-Fuse-92528956 | Lateral Hardening | 313989.72 | 0 | 0 | 0 | 0 | 0 | 0 | 0 | 0 | 0 | 0 |  | 0
Lateral Hardening-Fuse-92528957 | Lateral Hardening | 92574.53 | 0 | 0 | 0 | 0 | 0 | 0 | 0 | 0 | 0 | 0 |  | 0
Lateral Hardening-Fuse-92529107 | Lateral Hardening | 371862.23 | 0 | 0 | 0 | 0 | 0 | 0 | 0 | 0 | 0 | 0 |  | 0
Lateral Hardening-Fuse-92529333 | Lateral Hardening | 368390.82 | 0 | 0 | 0 | 0 | 0 | 0 | 0 | 0 | 0 | 0 |  | 0
Lateral Hardening-Fuse-92529459 | Lateral Hardening | 50000 | 0 | 0 | 0 | 0 | 0 | 0 | 0 | 0 | 0 | 0 |  | 0
Lateral Hardening-Fuse-92529473 | Lateral Hardening | 175166.65 | 0 | 0 | 0 | 0 | 2029 | 0 | 0 | 0 | 0 | 0 |  | 0 | 0
Lateral Hardening-Fuse-92529538 | Lateral Hardening | 62947.47 | 0 | 0 | 0 | 0 | 2029 | 0 | 0 | 0 | 0 | 0 |  | 0 | 0
Lateral Hardening-Fuse-92529541 | Lateral Hardening | 73273.35 | 0 | 0 | 0 | 0 | 0 | 0 | 0 | 0 | 0 | 0 |  | 0
Lateral Hardening-Fuse-92529542 | Lateral Hardening | 502916.67 | 0 | 0 | 0 | 0 | 0 | 0 | 0 | 0 | 0 | 0 |  | 0
Lateral Hardening-Fuse-92529544 | Lateral Hardening | 114834.12 | 0 | 0 | 0 | 0 | 0 | 0 | 0 | 0 | 0 | 0 |  | 0
Lateral Hardening-Fuse-92529545 | Lateral Hardening | 431389.22 | 0 | 0 | 0 | 0 | 0 | 0 | 0 | 0 | 0 | 0 |  | 0
Lateral Hardening-Fuse-92529552 | Lateral Hardening | 168302.91 | 0 | 0 | 0 | 0 | 0 | 0 | 0 | 0 | 0 | 0 |  | 0
Lateral Hardening-Fuse-92529553 | Lateral Hardening | 132773.46 | 0 | 0 | 0 | 0 | 0 | 0 | 0 | 0 | 0 | 0 |  | 0
Lateral Hardening-Fuse-92529554 | Lateral Hardening | 306349.19 | 0 | 0 | 0 | 0 | 0 | 0 | 0 | 0 | 0 | 0 |  | 0
Lateral Hardening-Fuse-92529621 | Lateral Hardening | 111776.66 | 0 | 0 | 0 | 0 | 0 | 0 | 0 | 0 | 0 | 0 |  | 0
Lateral Hardening-Fuse-92529622 | Lateral Hardening | 297531.93 | 0 | 0 | 0 | 0 | 0 | 0 | 0 | 0 | 0 | 0 |  | 0
Lateral Hardening-Fuse-92529628 | Lateral Hardening | 50000 | 0 | 0 | 0 | 0 | 0 | 0 | 0 | 0 | 0 | 0 |  | 0
Lateral Hardening-Fuse-92529632 | Lateral Hardening | 379811.01 | 0 | 0 | 0 | 0 | 0 | 0 | 0 | 0 | 0 | 0 |  | 0
Lateral Hardening-Fuse-92529635 | Lateral Hardening | 198871.21 | 0 | 0 | 0 | 0 | 0 | 0 | 0 | 0 | 0 | 0 |  | 0
Lateral Hardening-Fuse-92529638 | Lateral Hardening | 158526.26 | 0 | 0 | 0 | 0 | 2029 | 0 | 0 | 0 | 0 | 0 |  | 2027 | 2027
Lateral Hardening-Fuse-92529667 | Lateral Hardening | 255952.74 | 0 | 0 | 0 | 0 | 0 | 0 | 0 | 0 | 0 | 0 |  | 0
Lateral Hardening-Fuse-92529670 | Lateral Hardening | 372835.62 | 0 | 0 | 0 | 0 | 0 | 0 | 0 | 0 | 0 | 0 |  | 0
Lateral Hardening-Fuse-92529798 | Lateral Hardening | 187332.15 | 0 | 0 | 0 | 0 | 0 | 0 | 0 | 0 | 0 | 0 |  | 0
Lateral Hardening-Fuse-92529799 | Lateral Hardening | 144926.58 | 0 | 0 | 0 | 0 | 0 | 0 | 0 | 0 | 0 | 0 |  | 0
Lateral Hardening-Fuse-92529961 | Lateral Hardening | 149017.83 | 0 | 0 | 0 | 0 | 0 | 0 | 0 | 0 | 0 | 0 |  | 0
Lateral Hardening-Fuse-92530329 | Lateral Hardening | 50000 | 0 | 0 | 0 | 0 | 0 | 0 | 0 | 0 | 0 | 0 |  | 0
Lateral Hardening-Fuse-92531144 | Lateral Hardening | 51923.43 | 0 | 0 | 0 | 0 | 0 | 0 | 0 | 0 | 0 | 0 |  | 0
Lateral Hardening-Fuse-92531743 | Lateral Hardening | 155649.37 | 0 | 0 | 0 | 0 | 0 | 0 | 0 | 0 | 0 | 0 |  | 0
Lateral Hardening-Fuse-92531820 | Lateral Hardening | 176648.75 | 0 | 0 | 0 | 0 | 0 | 0 | 0 | 0 | 0 | 0 |  | 0
Lateral Hardening-Fuse-92531823 | Lateral Hardening | 203026.75 | 0 | 0 | 0 | 0 | 0 | 0 | 0 | 0 | 0 | 0 |  | 0
Lateral Hardening-Fuse-92531862 | Lateral Hardening | 269810.4 | 0 | 0 | 0 | 0 | 0 | 0 | 0 | 0 | 0 | 0 |  | 0
Lateral Hardening-Fuse-92531863 | Lateral Hardening | 95221.39 | 0 | 0 | 0 | 0 | 0 | 0 | 0 | 0 | 0 | 0 |  | 0
Lateral Hardening-Fuse-92532170 | Lateral Hardening | 63899.29 | 0 | 0 | 0 | 0 | 0 | 0 | 0 | 0 | 0 | 0 |  | 0
Lateral Hardening-Fuse-92532913 | Lateral Hardening | 54378.87 | 0 | 0 | 0 | 0 | 0 | 0 | 0 | 0 | 0 | 0 |  | 0
Lateral Hardening-Fuse-92533470 | Lateral Hardening | 50900.33 | 0 | 0 | 0 | 0 | 0 | 0 | 0 | 0 | 0 | 0 |  | 0
Lateral Hardening-Fuse-92534522 | Lateral Hardening | 162199.86 | 0 | 0 | 0 | 0 | 2023 | 0 | 0 | 0 | 0 | 0 |  | 2023
Lateral Hardening-Fuse-92535745 | Lateral Hardening | 348727.16 | 0 | 0 | 0 | 0 | 0 | 0 | 0 | 0 | 0 | 0 |  | 0
Lateral Hardening-Fuse-92535746 | Lateral Hardening | 275317.15 | 0 | 0 | 0 | 0 | 0 | 0 | 0 | 0 | 0 | 0 |  | 0
Lateral Hardening-Fuse-92537154 | Lateral Hardening | 50000 | 0 | 0 | 0 | 0 | 0 | 0 | 0 | 0 | 0 | 0 |  | 0
Lateral Hardening-Fuse-92537158 | Lateral Hardening | 156111.36 | 0 | 0 | 0 | 0 | 0 | 0 | 0 | 0 | 0 | 0 |  | 2029 | 2029
Lateral Hardening-Fuse-92538004 | Lateral Hardening | 75964.73 | 0 | 0 | 0 | 0 | 0 | 0 | 0 | 0 | 0 | 0 |  | 0
Lateral Hardening-Fuse-92538356 | Lateral Hardening | 82385.4 | 0 | 0 | 0 | 0 | 0 | 0 | 0 | 0 | 0 | 0 |  | 0
Lateral Hardening-Fuse-92539026 | Lateral Hardening | 295759.1 | 0 | 0 | 0 | 0 | 0 | 0 | 0 | 0 | 0 | 0 |  | 0
Lateral Hardening-Fuse-92539520 | Lateral Hardening | 50000 | 0 | 0 | 0 | 0 | 0 | 0 | 0 | 0 | 0 | 0 |  | 0
Lateral Hardening-Fuse-92539521 | Lateral Hardening | 204048.57 | 0 | 0 | 0 | 0 | 0 | 0 | 0 | 0 | 0 | 0 |  | 0
Lateral Hardening-Fuse-92539526 | Lateral Hardening | 63032.85 | 0 | 0 | 0 | 0 | 0 | 0 | 0 | 0 | 0 | 0 |  | 0
Lateral Hardening-Fuse-92540110 | Lateral Hardening | 91957.97 | 0 | 0 | 0 | 0 | 2029 | 0 | 0 | 0 | 0 | 0 |  | 2029
Lateral Hardening-Fuse-92540126 | Lateral Hardening | 376310.07 | 0 | 0 | 0 | 0 | 0 | 0 | 0 | 0 | 0 | 0 |  | 0
Lateral Hardening-Fuse-92541008 | Lateral Hardening | 884706.83 | 0 | 0 | 0 | 0 | 0 | 0 | 0 | 0 | 0 | 0 |  | 0
Lateral Hardening-Fuse-92541388 | Lateral Hardening | 135623.14 | 0 | 0 | 0 | 0 | 0 | 0 | 0 | 0 | 0 | 0 |  | 0
Lateral Hardening-Fuse-92541788 | Lateral Hardening | 50000 | 0 | 0 | 0 | 0 | 0 | 0 | 0 | 0 | 0 | 0 |  | 0
Lateral Hardening-Fuse-92542750 | Lateral Hardening | 59009.09 | 0 | 0 | 0 | 0 | 0 | 0 | 0 | 0 | 0 | 0 |  | 0
Lateral Hardening-Fuse-92543665 | Lateral Hardening | 262472.62 | 0 | 0 | 0 | 0 | 2023 | 0 | 0 | 0 | 0 | 0 |  | 2023
Lateral Hardening-Fuse-92543862 | Lateral Hardening | 158735.15 | 0 | 0 | 0 | 0 | 0 | 0 | 0 | 0 | 0 | 0 |  | 0
Lateral Hardening-Fuse-92543899 | Lateral Hardening | 108737 | 0 | 0 | 0 | 0 | 0 | 0 | 0 | 0 | 0 | 0 |  | 0
Lateral Hardening-Fuse-92544329 | Lateral Hardening | 179219.37 | 0 | 0 | 0 | 0 | 0 | 0 | 0 | 0 | 0 | 0 |  | 0
Lateral Hardening-Fuse-92544636 | Lateral Hardening | 260258.23 | 0 | 0 | 0 | 0 | 0 | 0 | 0 | 0 | 0 | 0 |  | 2028 | 2028
Lateral Hardening-Fuse-92545363 | Lateral Hardening | 65761.61 | 0 | 0 | 0 | 0 | 0 | 0 | 0 | 0 | 0 | 0 |  | 0
Lateral Hardening-Fuse-92545401 | Lateral Hardening | 119964.62 | 0 | 0 | 0 | 0 | 2023 | 0 | 0 | 0 | 0 | 0 |  | 2023
Lateral Hardening-Fuse-92547610 | Lateral Hardening | 158976.99 | 0 | 0 | 0 | 0 | 0 | 0 | 0 | 0 | 0 | 0 |  | 0
Lateral Hardening-Fuse-92547671 | Lateral Hardening | 349881.23 | 0 | 0 | 0 | 0 | 0 | 0 | 0 | 0 | 0 | 0 |  | 0
Lateral Hardening-Fuse-92547917 | Lateral Hardening | 225076.42 | 0 | 0 | 0 | 0 | 0 | 0 | 0 | 0 | 0 | 0 |  | 0
Lateral Hardening-Fuse-92549483 | Lateral Hardening | 63492.33 | 0 | 0 | 0 | 0 | 0 | 0 | 0 | 0 | 0 | 0 |  | 0
Lateral Hardening-Fuse-92549646 | Lateral Hardening | 163255.43 | 0 | 0 | 0 | 0 | 0 | 0 | 0 | 0 | 0 | 0 |  | 0
Lateral Hardening-Fuse-92549895 | Lateral Hardening | 50000 | 0 | 0 | 0 | 0 | 0 | 0 | 0 | 0 | 0 | 0 |  | 0
Lateral Hardening-Fuse-92550922 | Lateral Hardening | 1088550.19 | 0 | 0 | 0 | 0 | 0 | 0 | 0 | 0 | 0 | 0 |  | 0
Lateral Hardening-Fuse-92551971 | Lateral Hardening | 294094.97 | 0 | 0 | 0 | 0 | 0 | 0 | 0 | 0 | 0 | 0 |  | 0
Lateral Hardening-Fuse-92552659 | Lateral Hardening | 105200.5 | 0 | 0 | 0 | 0 | 0 | 0 | 0 | 0 | 0 | 0 |  | 0
Lateral Hardening-Fuse-92553542 | Lateral Hardening | 50000 | 0 | 0 | 0 | 0 | 0 | 0 | 0 | 0 | 0 | 0 |  | 0
Lateral Hardening-Fuse-92554213 | Lateral Hardening | 50000 | 0 | 0 | 0 | 0 | 0 | 0 | 0 | 0 | 0 | 0 |  | 0
Lateral Hardening-Fuse-92554214 | Lateral Hardening | 51844.73 | 0 | 0 | 0 | 0 | 0 | 0 | 0 | 0 | 0 | 0 |  | 0
Lateral Hardening-Fuse-92554262 | Lateral Hardening | 458913.66 | 0 | 0 | 0 | 0 | 0 | 0 | 0 | 0 | 0 | 0 |  | 0
Lateral Hardening-Fuse-92554732 | Lateral Hardening | 59061.48 | 0 | 0 | 0 | 0 | 0 | 0 | 0 | 0 | 0 | 0 |  | 0
Lateral Hardening-Fuse-92555138 | Lateral Hardening | 50000 | 0 | 0 | 0 | 0 | 0 | 0 | 0 | 0 | 0 | 0 |  | 0
Lateral Hardening-Fuse-92555348 | Lateral Hardening | 109750.1 | 0 | 0 | 0 | 0 | 0 | 0 | 0 | 0 | 0 | 0 |  | 0
Lateral Hardening-Fuse-92555763 | Lateral Hardening | 50000 | 0 | 0 | 0 | 0 | 2021 | 0 | 0 | 0 | 0 | 0 |  | 2022 | 2022
Lateral Hardening-Fuse-92555946 | Lateral Hardening | 954510.31 | 0 | 0 | 0 | 0 | 0 | 0 | 0 | 0 | 0 | 0 |  | 0
Lateral Hardening-Fuse-92557003 | Lateral Hardening | 161201.38 | 0 | 0 | 0 | 0 | 0 | 0 | 0 | 0 | 0 | 0 |  | 0
Lateral Hardening-Fuse-92557004 | Lateral Hardening | 50000 | 0 | 0 | 0 | 0 | 0 | 0 | 0 | 0 | 0 | 0 |  | 0
Lateral Hardening-Fuse-92557749 | Lateral Hardening | 80146.63 | 0 | 0 | 0 | 0 | 0 | 0 | 0 | 0 | 0 | 0 |  | 0
Lateral Hardening-Fuse-92558246 | Lateral Hardening | 50228.51 | 0 | 0 | 0 | 0 | 0 | 0 | 0 | 0 | 0 | 0 |  | 0
Lateral Hardening-Fuse-92558269 | Lateral Hardening | 101197.54 | 0 | 0 | 0 | 0 | 0 | 0 | 0 | 0 | 0 | 0 |  | 0
Lateral Hardening-Fuse-92558802 | Lateral Hardening | 223552.11 | 0 | 0 | 0 | 0 | 0 | 0 | 0 | 0 | 0 | 0 |  | 0
Lateral Hardening-Fuse-92559922 | Lateral Hardening | 50000 | 0 | 0 | 0 | 0 | 0 | 0 | 0 | 0 | 0 | 0 |  | 0
Lateral Hardening-Fuse-92560630 | Lateral Hardening | 536130.64 | 0 | 0 | 0 | 0 | 0 | 0 | 0 | 0 | 0 | 0 |  | 0
Lateral Hardening-Fuse-92562465 | Lateral Hardening | 50000 | 0 | 0 | 0 | 0 | 0 | 0 | 0 | 0 | 0 | 0 |  | 0
Lateral Hardening-Fuse-92562575 | Lateral Hardening | 60874.49 | 0 | 0 | 0 | 0 | 2027 | 0 | 0 | 0 | 0 | 0 |  | 0 | 0
Lateral Hardening-Fuse-92564211 | Lateral Hardening | 429481.91 | 0 | 0 | 0 | 0 | 2027 | 0 | 0 | 0 | 0 | 0 |  | 2026 | 2026
Lateral Hardening-Fuse-92564627 | Lateral Hardening | 161471.26 | 0 | 0 | 0 | 0 | 0 | 0 | 0 | 0 | 0 | 0 |  | 0
Lateral Hardening-Fuse-92565561 | Lateral Hardening | 107703.16 | 0 | 0 | 0 | 0 | 0 | 0 | 0 | 0 | 0 | 0 |  | 0
Lateral Hardening-Fuse-92565595 | Lateral Hardening | 781473.88 | 0 | 0 | 0 | 0 | 2027 | 0 | 0 | 0 | 0 | 0 |  | 2027
Lateral Hardening-Fuse-92566766 | Lateral Hardening | 313590.02 | 0 | 0 | 0 | 0 | 0 | 0 | 0 | 0 | 0 | 0 |  | 2023 | 2023
Lateral Hardening-Fuse-92566858 | Lateral Hardening | 300456.69 | 0 | 0 | 0 | 0 | 0 | 0 | 0 | 0 | 0 | 0 |  | 0
Lateral Hardening-Fuse-92566859 | Lateral Hardening | 631470.17 | 0 | 0 | 0 | 0 | 0 | 0 | 0 | 0 | 0 | 0 |  | 0
Lateral Hardening-Fuse-92566860 | Lateral Hardening | 64038.97 | 0 | 0 | 0 | 0 | 0 | 0 | 0 | 0 | 0 | 0 |  | 0
Lateral Hardening-Fuse-92567700 | Lateral Hardening | 50000 | 0 | 0 | 0 | 0 | 0 | 0 | 0 | 0 | 0 | 0 |  | 0
Lateral Hardening-Fuse-92568499 | Lateral Hardening | 63498.07 | 0 | 0 | 0 | 0 | 0 | 0 | 0 | 0 | 0 | 0 |  | 0
Lateral Hardening-Fuse-92570014 | Lateral Hardening | 50000 | 0 | 0 | 0 | 0 | 0 | 0 | 0 | 0 | 0 | 0 |  | 0
Lateral Hardening-Fuse-92570279 | Lateral Hardening | 50000 | 0 | 0 | 0 | 0 | 0 | 0 | 0 | 0 | 0 | 0 |  | 0
Lateral Hardening-Fuse-92570284 | Lateral Hardening | 84979.65 | 0 | 0 | 0 | 0 | 2028 | 0 | 0 | 0 | 0 | 0 |  | 0 | 0
Lateral Hardening-Fuse-92570466 | Lateral Hardening | 50000 | 0 | 0 | 0 | 0 | 0 | 0 | 0 | 0 | 0 | 0 |  | 0
Lateral Hardening-Fuse-92570591 | Lateral Hardening | 50000 | 0 | 0 | 0 | 0 | 0 | 0 | 0 | 0 | 0 | 0 |  | 0
Lateral Hardening-Fuse-92571170 | Lateral Hardening | 51251.61 | 0 | 0 | 0 | 0 | 0 | 0 | 0 | 0 | 0 | 0 |  | 0
Lateral Hardening-Fuse-92571177 | Lateral Hardening | 50000 | 0 | 0 | 0 | 0 | 2022 | 0 | 0 | 0 | 0 | 0 |  | 2022
Lateral Hardening-Fuse-92572987 | Lateral Hardening | 215482.47 | 0 | 0 | 0 | 0 | 0 | 0 | 0 | 0 | 0 | 0 |  | 0
Lateral Hardening-Fuse-92573575 | Lateral Hardening | 103610.76 | 0 | 0 | 0 | 0 | 0 | 0 | 0 | 0 | 0 | 0 |  | 0
Lateral Hardening-Fuse-92573944 | Lateral Hardening | 449956.03 | 0 | 0 | 0 | 0 | 2021 | 0 | 0 | 0 | 0 | 0 |  | 2021
Lateral Hardening-Fuse-92573973 | Lateral Hardening | 91406.52 | 0 | 0 | 0 | 0 | 0 | 0 | 0 | 0 | 0 | 0 |  | 0
Lateral Hardening-Fuse-92574041 | Lateral Hardening | 66482.93 | 0 | 0 | 0 | 0 | 0 | 0 | 0 | 0 | 0 | 0 |  | 0
Lateral Hardening-Fuse-92574994 | Lateral Hardening | 120164.98 | 0 | 0 | 0 | 0 | 0 | 0 | 0 | 0 | 0 | 0 |  | 0
Lateral Hardening-Fuse-92574995 | Lateral Hardening | 119991.84 | 0 | 0 | 0 | 0 | 0 | 0 | 0 | 0 | 0 | 0 |  | 0
Lateral Hardening-Fuse-92575715 | Lateral Hardening | 335436.12 | 0 | 0 | 0 | 0 | 0 | 0 | 0 | 0 | 0 | 0 |  | 0
Lateral Hardening-Fuse-92576608 | Lateral Hardening | 110112.12 | 0 | 0 | 0 | 0 | 0 | 0 | 0 | 0 | 0 | 0 |  | 0
Lateral Hardening-Fuse-92576942 | Lateral Hardening | 98374.34 | 0 | 0 | 0 | 0 | 0 | 0 | 0 | 0 | 0 | 0 |  | 0
Lateral Hardening-Fuse-92577075 | Lateral Hardening | 411626.78 | 0 | 0 | 0 | 0 | 0 | 0 | 0 | 0 | 0 | 0 |  | 0
Lateral Hardening-Fuse-92577310 | Lateral Hardening | 170571.31 | 0 | 0 | 0 | 0 | 2021 | 0 | 0 | 0 | 0 | 0 |  | 2021
Lateral Hardening-Fuse-92577543 | Lateral Hardening | 50000 | 0 | 0 | 0 | 0 | 0 | 0 | 0 | 0 | 0 | 0 |  | 0
Lateral Hardening-Fuse-92577547 | Lateral Hardening | 214291.05 | 0 | 0 | 0 | 0 | 0 | 0 | 0 | 0 | 0 | 0 |  | 0
Lateral Hardening-Fuse-92577614 | Lateral Hardening | 50000 | 0 | 0 | 0 | 0 | 0 | 0 | 0 | 0 | 0 | 0 |  | 0
Lateral Hardening-Fuse-92578251 | Lateral Hardening | 409125.47 | 0 | 0 | 0 | 0 | 0 | 0 | 0 | 0 | 0 | 0 |  | 0
Lateral Hardening-Fuse-92579577 | Lateral Hardening | 153310.59 | 0 | 0 | 0 | 0 | 0 | 0 | 0 | 0 | 0 | 0 |  | 0
Lateral Hardening-Fuse-92579790 | Lateral Hardening | 50000 | 0 | 0 | 0 | 0 | 0 | 0 | 0 | 0 | 0 | 0 |  | 0
Lateral Hardening-Fuse-92580529 | Lateral Hardening | 58991.43 | 0 | 0 | 0 | 0 | 0 | 0 | 0 | 0 | 0 | 0 |  | 0
Lateral Hardening-Fuse-92580987 | Lateral Hardening | 54405.35 | 0 | 0 | 0 | 0 | 0 | 0 | 0 | 0 | 0 | 0 |  | 2026 | 2026
Lateral Hardening-Fuse-92581102 | Lateral Hardening | 198192.55 | 0 | 0 | 0 | 0 | 0 | 0 | 0 | 0 | 0 | 0 |  | 0
Lateral Hardening-Fuse-92581139 | Lateral Hardening | 55459.93 | 0 | 0 | 0 | 0 | 0 | 0 | 0 | 0 | 0 | 0 |  | 0
Lateral Hardening-Fuse-92582604 | Lateral Hardening | 51624.37 | 0 | 0 | 0 | 0 | 0 | 0 | 0 | 0 | 0 | 0 |  | 0
Lateral Hardening-Fuse-92582605 | Lateral Hardening | 50000 | 0 | 0 | 0 | 0 | 0 | 0 | 0 | 0 | 0 | 0 |  | 0
Lateral Hardening-Fuse-92582606 | Lateral Hardening | 169865.65 | 0 | 0 | 0 | 0 | 0 | 0 | 0 | 0 | 0 | 0 |  | 0
Lateral Hardening-Fuse-92582607 | Lateral Hardening | 89511.73 | 0 | 0 | 0 | 0 | 0 | 0 | 0 | 0 | 0 | 0 |  | 0
Lateral Hardening-Fuse-92582608 | Lateral Hardening | 81884.18 | 0 | 0 | 0 | 0 | 0 | 0 | 0 | 0 | 0 | 0 |  | 0
Lateral Hardening-Fuse-92582609 | Lateral Hardening | 166802.85 | 0 | 0 | 0 | 0 | 0 | 0 | 0 | 0 | 0 | 0 |  | 0
Lateral Hardening-Fuse-92582610 | Lateral Hardening | 160912.85 | 0 | 0 | 0 | 0 | 0 | 0 | 0 | 0 | 0 | 0 |  | 0
Lateral Hardening-Fuse-92582611 | Lateral Hardening | 54693.67 | 0 | 0 | 0 | 0 | 0 | 0 | 0 | 0 | 0 | 0 |  | 0
Lateral Hardening-Fuse-92582612 | Lateral Hardening | 351245.68 | 0 | 0 | 0 | 0 | 0 | 0 | 0 | 0 | 0 | 0 |  | 0
Lateral Hardening-Fuse-92585443 | Lateral Hardening | 385331.94 | 0 | 0 | 0 | 0 | 2022 | 0 | 0 | 0 | 0 | 0 |  | 2022
Lateral Hardening-Fuse-92585444 | Lateral Hardening | 89213.71 | 0 | 0 | 0 | 0 | 0 | 0 | 0 | 0 | 0 | 0 |  | 0
Lateral Hardening-Fuse-92585528 | Lateral Hardening | 60186.93 | 0 | 0 | 0 | 0 | 0 | 0 | 0 | 0 | 0 | 0 |  | 0
Lateral Hardening-Fuse-92585734 | Lateral Hardening | 100483.5 | 0 | 0 | 0 | 0 | 0 | 0 | 0 | 0 | 0 | 0 |  | 0
Lateral Hardening-Fuse-92585974 | Lateral Hardening | 50000 | 0 | 0 | 0 | 0 | 0 | 0 | 0 | 0 | 0 | 0 |  | 0
Lateral Hardening-Fuse-92586622 | Lateral Hardening | 51860.47 | 0 | 0 | 0 | 0 | 0 | 0 | 0 | 0 | 0 | 0 |  | 0
Lateral Hardening-Fuse-92587908 | Lateral Hardening | 334204.19 | 0 | 0 | 0 | 0 | 0 | 0 | 0 | 0 | 0 | 0 |  | 0
Lateral Hardening-Fuse-92588410 | Lateral Hardening | 884028.4 | 0 | 0 | 0 | 0 | 0 | 0 | 0 | 0 | 0 | 0 |  | 0
Lateral Hardening-Fuse-92589346 | Lateral Hardening | 103810.38 | 0 | 0 | 0 | 0 | 0 | 0 | 0 | 0 | 0 | 0 |  | 0
Lateral Hardening-Fuse-92589372 | Lateral Hardening | 50000 | 0 | 0 | 0 | 0 | 0 | 0 | 0 | 0 | 0 | 0 |  | 0
Lateral Hardening-Fuse-92589721 | Lateral Hardening | 50000 | 0 | 0 | 0 | 0 | 0 | 0 | 0 | 0 | 0 | 0 |  | 0
Lateral Hardening-Fuse-92591369 | Lateral Hardening | 50000 | 0 | 0 | 0 | 0 | 0 | 0 | 0 | 0 | 0 | 0 |  | 0
Lateral Hardening-Fuse-92591678 | Lateral Hardening | 295733.46 | 0 | 0 | 0 | 0 | 0 | 0 | 0 | 0 | 0 | 0 |  | 0
Lateral Hardening-Fuse-92591834 | Lateral Hardening | 342755.96 | 0 | 0 | 0 | 0 | 2027 | 0 | 0 | 0 | 0 | 0 |  | 2027
Lateral Hardening-Fuse-92591870 | Lateral Hardening | 785497.53 | 0 | 0 | 0 | 0 | 0 | 0 | 0 | 0 | 0 | 0 |  | 0
Lateral Hardening-Fuse-92592852 | Lateral Hardening | 317160.55 | 0 | 0 | 0 | 0 | 0 | 0 | 0 | 0 | 0 | 0 |  | 0
Lateral Hardening-Fuse-92593036 | Lateral Hardening | 159306.79 | 0 | 0 | 0 | 0 | 0 | 0 | 0 | 0 | 0 | 0 |  | 0
Lateral Hardening-Fuse-92593884 | Lateral Hardening | 263254.57 | 0 | 0 | 0 | 0 | 2028 | 0 | 0 | 0 | 0 | 0 |  | 2028
Lateral Hardening-Fuse-92594240 | Lateral Hardening | 190122.19 | 0 | 0 | 0 | 0 | 2027 | 0 | 0 | 0 | 0 | 0 |  | 2027
Lateral Hardening-Fuse-92594247 | Lateral Hardening | 365118.98 | 0 | 0 | 0 | 0 | 0 | 0 | 0 | 0 | 0 | 0 |  | 0
Lateral Hardening-Fuse-92594884 | Lateral Hardening | 178779.39 | 0 | 0 | 0 | 0 | 0 | 0 | 0 | 0 | 0 | 0 |  | 0
Lateral Hardening-Fuse-92595805 | Lateral Hardening | 185830.91 | 0 | 0 | 0 | 0 | 2027 | 0 | 0 | 0 | 0 | 0 |  | 0 | 0
Lateral Hardening-Fuse-92596203 | Lateral Hardening | 356016.58 | 0 | 0 | 0 | 0 | 0 | 0 | 0 | 0 | 0 | 0 |  | 0
Lateral Hardening-Fuse-92596219 | Lateral Hardening | 261941.72 | 0 | 0 | 0 | 0 | 0 | 0 | 0 | 0 | 0 | 0 |  | 0
Lateral Hardening-Fuse-92596267 | Lateral Hardening | 787188.88 | 0 | 0 | 0 | 0 | 2023 | 0 | 0 | 0 | 0 | 0 |  | 2023
Lateral Hardening-Fuse-92596567 | Lateral Hardening | 78798.09 | 0 | 0 | 0 | 0 | 0 | 0 | 0 | 0 | 0 | 0 |  | 0
Lateral Hardening-Fuse-92596907 | Lateral Hardening | 95873.5 | 0 | 0 | 0 | 0 | 0 | 0 | 0 | 0 | 0 | 0 |  | 0
Lateral Hardening-Fuse-92597536 | Lateral Hardening | 272615.66 | 0 | 0 | 0 | 0 | 0 | 0 | 0 | 0 | 0 | 0 |  | 0
Lateral Hardening-Fuse-92597622 | Lateral Hardening | 180936.27 | 0 | 0 | 0 | 0 | 2023 | 0 | 0 | 0 | 0 | 0 |  | 2024 | 2024
Lateral Hardening-Fuse-92597757 | Lateral Hardening | 296567.63 | 0 | 0 | 0 | 0 | 0 | 0 | 0 | 0 | 0 | 0 |  | 0
Lateral Hardening-Fuse-92598223 | Lateral Hardening | 139594.57 | 0 | 0 | 0 | 0 | 0 | 0 | 0 | 0 | 0 | 0 |  | 0
Lateral Hardening-Fuse-92598303 | Lateral Hardening | 260603.77 | 0 | 0 | 0 | 0 | 0 | 0 | 0 | 0 | 0 | 0 |  | 0
Lateral Hardening-Fuse-92598707 | Lateral Hardening | 233614.72 | 0 | 0 | 0 | 0 | 0 | 0 | 0 | 0 | 0 | 0 |  | 0
Lateral Hardening-Fuse-92598893 | Lateral Hardening | 294710.31 | 0 | 0 | 0 | 0 | 0 | 0 | 0 | 0 | 0 | 0 |  | 0
Lateral Hardening-Fuse-92599119 | Lateral Hardening | 750732.09 | 0 | 0 | 0 | 0 | 2020 | 0 | 0 | 0 | 0 | 0 |  | 2020
Lateral Hardening-Fuse-92599120 | Lateral Hardening | 402520.1 | 0 | 0 | 0 | 0 | 2023 | 0 | 0 | 0 | 0 | 0 |  | 2024 | 2024
Lateral Hardening-Fuse-92600010 | Lateral Hardening | 86331.7 | 0 | 0 | 0 | 0 | 0 | 0 | 0 | 0 | 0 | 0 |  | 0
Lateral Hardening-Fuse-92600174 | Lateral Hardening | 50317.95 | 0 | 0 | 0 | 0 | 0 | 0 | 0 | 0 | 0 | 0 |  | 0
Lateral Hardening-Fuse-92600287 | Lateral Hardening | 131615.54 | 0 | 0 | 0 | 0 | 0 | 0 | 0 | 0 | 0 | 0 |  | 0
Lateral Hardening-Fuse-92600306 | Lateral Hardening | 137044 | 0 | 0 | 0 | 0 | 0 | 0 | 0 | 0 | 0 | 0 |  | 0
Lateral Hardening-Fuse-92600372 | Lateral Hardening | 264364.84 | 0 | 0 | 0 | 0 | 2022 | 0 | 0 | 0 | 0 | 0 |  | 2022
Lateral Hardening-Fuse-92600652 | Lateral Hardening | 68162.85 | 0 | 0 | 0 | 0 | 2022 | 0 | 0 | 0 | 0 | 0 |  | 2022
Lateral Hardening-Fuse-92600878 | Lateral Hardening | 122993.92 | 0 | 0 | 0 | 0 | 0 | 0 | 0 | 0 | 0 | 0 |  | 0
Lateral Hardening-Fuse-92600973 | Lateral Hardening | 50000 | 0 | 0 | 0 | 0 | 0 | 0 | 0 | 0 | 0 | 0 |  | 0
Lateral Hardening-Fuse-92601258 | Lateral Hardening | 50000 | 0 | 0 | 0 | 0 | 0 | 0 | 0 | 0 | 0 | 0 |  | 0
Lateral Hardening-Fuse-92601310 | Lateral Hardening | 1224501.65 | 0 | 0 | 0 | 0 | 2027 | 0 | 0 | 0 | 0 | 0 |  | 2027
Lateral Hardening-Fuse-92601418 | Lateral Hardening | 670446.34 | 0 | 0 | 0 | 0 | 0 | 0 | 0 | 0 | 0 | 0 |  | 0
Lateral Hardening-Fuse-92601419 | Lateral Hardening | 50000 | 0 | 0 | 0 | 0 | 0 | 0 | 0 | 0 | 0 | 0 |  | 0
Lateral Hardening-Fuse-92601433 | Lateral Hardening | 1963661.19 | 0 | 0 | 0 | 0 | 0 | 0 | 0 | 0 | 0 | 0 |  | 0
Lateral Hardening-Fuse-92601584 | Lateral Hardening | 82001.98 | 0 | 0 | 0 | 0 | 0 | 0 | 0 | 0 | 0 | 0 |  | 2025 | 2025
Lateral Hardening-Fuse-92601585 | Lateral Hardening | 74698.38 | 0 | 0 | 0 | 0 | 0 | 0 | 0 | 0 | 0 | 0 |  | 0
Lateral Hardening-Fuse-92601599 | Lateral Hardening | 355709.71 | 0 | 0 | 0 | 0 | 0 | 0 | 0 | 0 | 0 | 0 |  | 0
Lateral Hardening-Fuse-92601616 | Lateral Hardening | 458541.44 | 0 | 0 | 0 | 0 | 2027 | 0 | 0 | 0 | 0 | 0 |  | 2027
Lateral Hardening-Fuse-92601683 | Lateral Hardening | 112898.84 | 0 | 0 | 0 | 0 | 0 | 0 | 0 | 0 | 0 | 0 |  | 0
Lateral Hardening-Fuse-92601736 | Lateral Hardening | 71432.69 | 0 | 0 | 0 | 0 | 0 | 0 | 0 | 0 | 0 | 0 |  | 0
Lateral Hardening-Fuse-92601976 | Lateral Hardening | 55220.81 | 0 | 0 | 0 | 0 | 0 | 0 | 0 | 0 | 0 | 0 |  | 0
Lateral Hardening-Fuse-92601995 | Lateral Hardening | 894133.09 | 0 | 0 | 0 | 0 | 2027 | 0 | 0 | 0 | 0 | 0 |  | 2027
Lateral Hardening-Fuse-92602252 | Lateral Hardening | 108134.11 | 0 | 0 | 0 | 0 | 2027 | 0 | 0 | 0 | 0 | 0 |  | 2026 | 2026
Lateral Hardening-Fuse-92602260 | Lateral Hardening | 936591.15 | 0 | 0 | 0 | 0 | 0 | 0 | 0 | 0 | 0 | 0 |  | 0
Lateral Hardening-Fuse-92602261 | Lateral Hardening | 228478.15 | 0 | 0 | 0 | 0 | 2026 | 0 | 0 | 0 | 0 | 0 |  | 2025 | 2025
Lateral Hardening-Fuse-92602262 | Lateral Hardening | 159634.49 | 0 | 0 | 0 | 0 | 0 | 0 | 0 | 0 | 0 | 0 |  | 0
Lateral Hardening-Fuse-92602823 | Lateral Hardening | 50000 | 0 | 0 | 0 | 0 | 0 | 0 | 0 | 0 | 0 | 0 |  | 0
Lateral Hardening-Fuse-92602836 | Lateral Hardening | 108391.81 | 0 | 0 | 0 | 0 | 0 | 0 | 0 | 0 | 0 | 0 |  | 0
Lateral Hardening-Fuse-92602864 | Lateral Hardening | 300785.21 | 0 | 0 | 0 | 0 | 0 | 0 | 0 | 0 | 0 | 0 |  | 0
Lateral Hardening-Fuse-92602870 | Lateral Hardening | 104995.88 | 0 | 0 | 0 | 0 | 0 | 0 | 0 | 0 | 0 | 0 |  | 0
Lateral Hardening-Fuse-92603409 | Lateral Hardening | 50000 | 0 | 0 | 0 | 0 | 0 | 0 | 0 | 0 | 0 | 0 |  | 0
Lateral Hardening-Fuse-92603564 | Lateral Hardening | 63783.37 | 0 | 0 | 0 | 0 | 0 | 0 | 0 | 0 | 0 | 0 |  | 0
Lateral Hardening-Fuse-92603565 | Lateral Hardening | 79243.07 | 0 | 0 | 0 | 0 | 2023 | 0 | 0 | 0 | 0 | 0 |  | 2024 | 2024
Lateral Hardening-Fuse-92603717 | Lateral Hardening | 312869.51 | 0 | 0 | 0 | 0 | 2023 | 0 | 0 | 0 | 0 | 0 |  | 0 | 0
Lateral Hardening-Fuse-92603726 | Lateral Hardening | 140297.92 | 0 | 0 | 0 | 0 | 0 | 0 | 0 | 0 | 0 | 0 |  | 0
Lateral Hardening-Fuse-92603880 | Lateral Hardening | 52096.57 | 0 | 0 | 0 | 0 | 0 | 0 | 0 | 0 | 0 | 0 |  | 0
Lateral Hardening-Fuse-92603962 | Lateral Hardening | 317333.97 | 0 | 0 | 0 | 0 | 0 | 0 | 0 | 0 | 0 | 0 |  | 0
Lateral Hardening-Fuse-92604597 | Lateral Hardening | 50000 | 0 | 0 | 0 | 0 | 0 | 0 | 0 | 0 | 0 | 0 |  | 0
Lateral Hardening-Fuse-92604598 | Lateral Hardening | 57233.55 | 0 | 0 | 0 | 0 | 0 | 0 | 0 | 0 | 0 | 0 |  | 0
Lateral Hardening-Fuse-92604599 | Lateral Hardening | 50000 | 0 | 0 | 0 | 0 | 0 | 0 | 0 | 0 | 0 | 0 |  | 0
Lateral Hardening-Fuse-92604701 | Lateral Hardening | 50000 | 0 | 0 | 0 | 0 | 0 | 0 | 0 | 0 | 0 | 0 |  | 0
Lateral Hardening-Fuse-92604705 | Lateral Hardening | 106119.16 | 0 | 0 | 0 | 0 | 0 | 0 | 0 | 0 | 0 | 0 |  | 0
Lateral Hardening-Fuse-92604711 | Lateral Hardening | 53056.71 | 0 | 0 | 0 | 0 | 0 | 0 | 0 | 0 | 0 | 0 |  | 0
Lateral Hardening-Fuse-92604712 | Lateral Hardening | 81030.13 | 0 | 0 | 0 | 0 | 0 | 0 | 0 | 0 | 0 | 0 |  | 0
Lateral Hardening-Fuse-92604742 | Lateral Hardening | 302681.03 | 0 | 0 | 0 | 0 | 0 | 0 | 0 | 0 | 0 | 0 |  | 0
Lateral Hardening-Fuse-92604890 | Lateral Hardening | 210469.7 | 0 | 0 | 0 | 0 | 2028 | 0 | 0 | 0 | 0 | 0 |  | 0 | 0
Lateral Hardening-Fuse-92605327 | Lateral Hardening | 274175.2 | 0 | 0 | 0 | 0 | 2023 | 0 | 0 | 0 | 0 | 0 |  | 2024 | 2024
Lateral Hardening-Fuse-92605354 | Lateral Hardening | 106868.94 | 0 | 0 | 0 | 0 | 0 | 0 | 0 | 0 | 0 | 0 |  | 0
Lateral Hardening-Fuse-92605355 | Lateral Hardening | 351893.46 | 0 | 0 | 0 | 0 | 2023 | 0 | 0 | 0 | 0 | 0 |  | 2024 | 2024
Lateral Hardening-Fuse-92605362 | Lateral Hardening | 68482.65 | 0 | 0 | 0 | 0 | 0 | 0 | 0 | 0 | 0 | 0 |  | 0
Lateral Hardening-Fuse-92605364 | Lateral Hardening | 105867.32 | 0 | 0 | 0 | 0 | 0 | 0 | 0 | 0 | 0 | 0 |  | 0
Lateral Hardening-Fuse-92605365 | Lateral Hardening | 121408.62 | 0 | 0 | 0 | 0 | 0 | 0 | 0 | 0 | 0 | 0 |  | 0
Lateral Hardening-Fuse-92605366 | Lateral Hardening | 100017.04 | 0 | 0 | 0 | 0 | 0 | 0 | 0 | 0 | 0 | 0 |  | 0
Lateral Hardening-Fuse-92605368 | Lateral Hardening | 54394.61 | 0 | 0 | 0 | 0 | 0 | 0 | 0 | 0 | 0 | 0 |  | 0
Lateral Hardening-Fuse-92605369 | Lateral Hardening | 107160.9 | 0 | 0 | 0 | 0 | 0 | 0 | 0 | 0 | 0 | 0 |  | 0
Lateral Hardening-Fuse-92605381 | Lateral Hardening | 430925.93 | 0 | 0 | 0 | 0 | 2023 | 0 | 0 | 0 | 0 | 0 |  | 2024 | 2024
Lateral Hardening-Fuse-92605591 | Lateral Hardening | 275800.88 | 0 | 0 | 0 | 0 | 2022 | 0 | 0 | 0 | 0 | 0 |  | 2022
Lateral Hardening-Fuse-92605800 | Lateral Hardening | 50000 | 0 | 0 | 0 | 0 | 2027 | 0 | 0 | 0 | 0 | 0 |  | 2026 | 2026
Lateral Hardening-Fuse-92606153 | Lateral Hardening | 93316.8 | 0 | 0 | 0 | 0 | 0 | 0 | 0 | 0 | 0 | 0 |  | 0
Lateral Hardening-Fuse-92606170 | Lateral Hardening | 50000 | 0 | 0 | 0 | 0 | 0 | 0 | 0 | 0 | 0 | 0 |  | 0
Lateral Hardening-Fuse-92606203 | Lateral Hardening | 162325.88 | 0 | 0 | 0 | 0 | 0 | 0 | 0 | 0 | 0 | 0 |  | 0
Lateral Hardening-Fuse-92606231 | Lateral Hardening | 50000 | 0 | 0 | 0 | 0 | 0 | 0 | 0 | 0 | 0 | 0 |  | 0
Lateral Hardening-Fuse-92606233 | Lateral Hardening | 50000 | 0 | 0 | 0 | 0 | 0 | 0 | 0 | 0 | 0 | 0 |  | 0
Lateral Hardening-Fuse-92606234 | Lateral Hardening | 50000 | 0 | 0 | 0 | 0 | 0 | 0 | 0 | 0 | 0 | 0 |  | 0
Lateral Hardening-Fuse-92606236 | Lateral Hardening | 136916.3 | 0 | 0 | 0 | 0 | 0 | 0 | 0 | 0 | 0 | 0 |  | 0
Lateral Hardening-Fuse-92606240 | Lateral Hardening | 62385.53 | 0 | 0 | 0 | 0 | 0 | 0 | 0 | 0 | 0 | 0 |  | 0
Lateral Hardening-Fuse-92606241 | Lateral Hardening | 52348.41 | 0 | 0 | 0 | 0 | 0 | 0 | 0 | 0 | 0 | 0 |  | 0
Lateral Hardening-Fuse-92606346 | Lateral Hardening | 478310.97 | 0 | 0 | 0 | 0 | 2027 | 0 | 0 | 0 | 0 | 0 |  | 2026 | 2026
Lateral Hardening-Fuse-92606650 | Lateral Hardening | 615438.79 | 0 | 0 | 0 | 0 | 0 | 0 | 0 | 0 | 0 | 0 |  | 0
Lateral Hardening-Fuse-92606894 | Lateral Hardening | 90645.49 | 0 | 0 | 0 | 0 | 0 | 0 | 0 | 0 | 0 | 0 |  | 0
Lateral Hardening-Fuse-92607233 | Lateral Hardening | 316649.25 | 0 | 0 | 0 | 0 | 0 | 0 | 0 | 0 | 0 | 0 |  | 0
Lateral Hardening-Fuse-92607260 | Lateral Hardening | 75006.73 | 0 | 0 | 0 | 0 | 0 | 0 | 0 | 0 | 0 | 0 |  | 0
Lateral Hardening-Fuse-92607261 | Lateral Hardening | 173452.79 | 0 | 0 | 0 | 0 | 0 | 0 | 0 | 0 | 0 | 0 |  | 0
Lateral Hardening-Fuse-92607262 | Lateral Hardening | 311442.67 | 0 | 0 | 0 | 0 | 0 | 0 | 0 | 0 | 0 | 0 |  | 0
Lateral Hardening-Fuse-92607559 | Lateral Hardening | 74675.45 | 0 | 0 | 0 | 0 | 0 | 0 | 0 | 0 | 0 | 0 |  | 0
Lateral Hardening-Fuse-92607579 | Lateral Hardening | 101711.22 | 0 | 0 | 0 | 0 | 0 | 0 | 0 | 0 | 0 | 0 |  | 0
Lateral Hardening-Fuse-92607589 | Lateral Hardening | 50000 | 0 | 0 | 0 | 0 | 2023 | 0 | 0 | 0 | 0 | 0 |  | 0 | 0
Lateral Hardening-Fuse-92607652 | Lateral Hardening | 623258.61 | 0 | 0 | 0 | 0 | 2023 | 0 | 0 | 0 | 0 | 0 |  | 2024 | 2024
Lateral Hardening-Fuse-92607662 | Lateral Hardening | 219789.31 | 0 | 0 | 0 | 0 | 0 | 0 | 0 | 0 | 0 | 0 |  | 0
Lateral Hardening-Fuse-92607669 | Lateral Hardening | 113589.92 | 0 | 0 | 0 | 0 | 0 | 0 | 0 | 0 | 0 | 0 |  | 0
Lateral Hardening-Fuse-92607671 | Lateral Hardening | 50000 | 0 | 0 | 0 | 0 | 0 | 0 | 0 | 0 | 0 | 0 |  | 0
Lateral Hardening-Fuse-92607672 | Lateral Hardening | 147221.3 | 0 | 0 | 0 | 0 | 2023 | 0 | 0 | 0 | 0 | 0 |  | 2024 | 2024
Lateral Hardening-Fuse-92607848 | Lateral Hardening | 50000 | 0 | 0 | 0 | 0 | 0 | 0 | 0 | 0 | 0 | 0 |  | 0
Lateral Hardening-Fuse-92608612 | Lateral Hardening | 85168.48 | 0 | 0 | 0 | 0 | 0 | 0 | 0 | 0 | 0 | 0 |  | 0
Lateral Hardening-Fuse-92608641 | Lateral Hardening | 126453.14 | 0 | 0 | 0 | 0 | 0 | 0 | 0 | 0 | 0 | 0 |  | 0
Lateral Hardening-Fuse-92608946 | Lateral Hardening | 133453.5 | 0 | 0 | 0 | 0 | 0 | 0 | 0 | 0 | 0 | 0 |  | 0
Lateral Hardening-Fuse-92608954 | Lateral Hardening | 63437.09 | 0 | 0 | 0 | 0 | 0 | 0 | 0 | 0 | 0 | 0 |  | 0
Lateral Hardening-Fuse-92608963 | Lateral Hardening | 89156.25 | 0 | 0 | 0 | 0 | 0 | 0 | 0 | 0 | 0 | 0 |  | 0
Lateral Hardening-Fuse-92608969 | Lateral Hardening | 196562.19 | 0 | 0 | 0 | 0 | 0 | 0 | 0 | 0 | 0 | 0 |  | 0
Lateral Hardening-Fuse-92608971 | Lateral Hardening | 54300.17 | 0 | 0 | 0 | 0 | 0 | 0 | 0 | 0 | 0 | 0 |  | 0
Lateral Hardening-Fuse-92608972 | Lateral Hardening | 110969.98 | 0 | 0 | 0 | 0 | 0 | 0 | 0 | 0 | 0 | 0 |  | 0
Lateral Hardening-Fuse-92609197 | Lateral Hardening | 50000 | 0 | 0 | 0 | 0 | 0 | 0 | 0 | 0 | 0 | 0 |  | 0
Lateral Hardening-Fuse-92609198 | Lateral Hardening | 109768.74 | 0 | 0 | 0 | 0 | 0 | 0 | 0 | 0 | 0 | 0 |  | 0
Lateral Hardening-Fuse-92609199 | Lateral Hardening | 153206.51 | 0 | 0 | 0 | 0 | 0 | 0 | 0 | 0 | 0 | 0 |  | 0
Lateral Hardening-Fuse-92609201 | Lateral Hardening | 101989.54 | 0 | 0 | 0 | 0 | 0 | 0 | 0 | 0 | 0 | 0 |  | 0
Lateral Hardening-Fuse-92609202 | Lateral Hardening | 53193.37 | 0 | 0 | 0 | 0 | 0 | 0 | 0 | 0 | 0 | 0 |  | 0
Lateral Hardening-Fuse-92609203 | Lateral Hardening | 54751.63 | 0 | 0 | 0 | 0 | 2023 | 0 | 0 | 0 | 0 | 0 |  | 2024 | 2024
Lateral Hardening-Fuse-92609205 | Lateral Hardening | 136689.78 | 0 | 0 | 0 | 0 | 0 | 0 | 0 | 0 | 0 | 0 |  | 0
Lateral Hardening-Fuse-92609206 | Lateral Hardening | 58828.29 | 0 | 0 | 0 | 0 | 0 | 0 | 0 | 0 | 0 | 0 |  | 0
Lateral Hardening-Fuse-92609207 | Lateral Hardening | 50000 | 0 | 0 | 0 | 0 | 0 | 0 | 0 | 0 | 0 | 0 |  | 0
Lateral Hardening-Fuse-92609208 | Lateral Hardening | 51703.07 | 0 | 0 | 0 | 0 | 0 | 0 | 0 | 0 | 0 | 0 |  | 0
Lateral Hardening-Fuse-92609625 | Lateral Hardening | 250608.24 | 0 | 0 | 0 | 0 | 0 | 0 | 0 | 0 | 0 | 0 |  | 0
Lateral Hardening-Fuse-92609981 | Lateral Hardening | 191275.17 | 0 | 0 | 0 | 0 | 2023 | 0 | 0 | 0 | 0 | 0 |  | 2024 | 2024
Lateral Hardening-Fuse-92609982 | Lateral Hardening | 100814.04 | 0 | 0 | 0 | 0 | 0 | 0 | 0 | 0 | 0 | 0 |  | 0
Lateral Hardening-Fuse-92610250 | Lateral Hardening | 657380.42 | 0 | 0 | 0 | 0 | 2023 | 0 | 0 | 0 | 0 | 0 |  | 2024 | 2024
Lateral Hardening-Fuse-92610253 | Lateral Hardening | 278247.24 | 0 | 0 | 0 | 0 | 2023 | 0 | 0 | 0 | 0 | 0 |  | 0 | 0
Lateral Hardening-Fuse-92610403 | Lateral Hardening | 199724.28 | 0 | 0 | 0 | 0 | 0 | 0 | 0 | 0 | 0 | 0 |  | 0
Lateral Hardening-Fuse-92610408 | Lateral Hardening | 50000 | 0 | 0 | 0 | 0 | 0 | 0 | 0 | 0 | 0 | 0 |  | 0
Lateral Hardening-Fuse-92610411 | Lateral Hardening | 148041.95 | 0 | 0 | 0 | 0 | 0 | 0 | 0 | 0 | 0 | 0 |  | 0
Lateral Hardening-Fuse-92610415 | Lateral Hardening | 54048.33 | 0 | 0 | 0 | 0 | 0 | 0 | 0 | 0 | 0 | 0 |  | 0
Lateral Hardening-Fuse-92610417 | Lateral Hardening | 59316.23 | 0 | 0 | 0 | 0 | 0 | 0 | 0 | 0 | 0 | 0 |  | 0
Lateral Hardening-Fuse-92610418 | Lateral Hardening | 113637.14 | 0 | 0 | 0 | 0 | 0 | 0 | 0 | 0 | 0 | 0 |  | 0
Lateral Hardening-Fuse-92610429 | Lateral Hardening | 113653.62 | 0 | 0 | 0 | 0 | 0 | 0 | 0 | 0 | 0 | 0 |  | 0
Lateral Hardening-Fuse-92610435 | Lateral Hardening | 126995.4 | 0 | 0 | 0 | 0 | 0 | 0 | 0 | 0 | 0 | 0 |  | 0
Lateral Hardening-Fuse-92610451 | Lateral Hardening | 148718.77 | 0 | 0 | 0 | 0 | 0 | 0 | 0 | 0 | 0 | 0 |  | 0
Lateral Hardening-Fuse-92610458 | Lateral Hardening | 50000 | 0 | 0 | 0 | 0 | 0 | 0 | 0 | 0 | 0 | 0 |  | 0
Lateral Hardening-Fuse-92610472 | Lateral Hardening | 57770.69 | 0 | 0 | 0 | 0 | 0 | 0 | 0 | 0 | 0 | 0 |  | 0
Lateral Hardening-Fuse-92611133 | Lateral Hardening | 506686.89 | 0 | 0 | 0 | 0 | 0 | 0 | 0 | 0 | 0 | 0 |  | 2022 | 2022
Lateral Hardening-Fuse-92611785 | Lateral Hardening | 50000 | 0 | 0 | 0 | 0 | 0 | 0 | 0 | 0 | 0 | 0 |  | 0
Lateral Hardening-Fuse-92612349 | Lateral Hardening | 420332.13 | 0 | 0 | 0 | 0 | 2021 | 0 | 0 | 0 | 0 | 0 |  | 2022 | 2022
Lateral Hardening-Fuse-92612859 | Lateral Hardening | 101076.62 | 0 | 0 | 0 | 0 | 0 | 0 | 0 | 0 | 0 | 0 |  | 0
Lateral Hardening-Fuse-92612860 | Lateral Hardening | 240618.28 | 0 | 0 | 0 | 0 | 2023 | 0 | 0 | 0 | 0 | 0 |  | 2024 | 2024
Lateral Hardening-Fuse-92612861 | Lateral Hardening | 60501.73 | 0 | 0 | 0 | 0 | 0 | 0 | 0 | 0 | 0 | 0 |  | 0
Lateral Hardening-Fuse-92612866 | Lateral Hardening | 60318.59 | 0 | 0 | 0 | 0 | 0 | 0 | 0 | 0 | 0 | 0 |  | 0
Lateral Hardening-Fuse-92612878 | Lateral Hardening | 55255.31 | 0 | 0 | 0 | 0 | 0 | 0 | 0 | 0 | 0 | 0 |  | 0
Lateral Hardening-Fuse-92612880 | Lateral Hardening | 54457.57 | 0 | 0 | 0 | 0 | 0 | 0 | 0 | 0 | 0 | 0 |  | 0
Lateral Hardening-Fuse-92612886 | Lateral Hardening | 55527.89 | 0 | 0 | 0 | 0 | 0 | 0 | 0 | 0 | 0 | 0 |  | 0
Lateral Hardening-Fuse-92612892 | Lateral Hardening | 56042.31 | 0 | 0 | 0 | 0 | 0 | 0 | 0 | 0 | 0 | 0 |  | 0
Lateral Hardening-Fuse-92612894 | Lateral Hardening | 104838.48 | 0 | 0 | 0 | 0 | 0 | 0 | 0 | 0 | 0 | 0 |  | 0
Lateral Hardening-Fuse-92612900 | Lateral Hardening | 54746.63 | 0 | 0 | 0 | 0 | 0 | 0 | 0 | 0 | 0 | 0 |  | 0
Lateral Hardening-Fuse-92613271 | Lateral Hardening | 53402.99 | 0 | 0 | 0 | 0 | 0 | 0 | 0 | 0 | 0 | 0 |  | 0
Lateral Hardening-Fuse-92613272 | Lateral Hardening | 55134.39 | 0 | 0 | 0 | 0 | 0 | 0 | 0 | 0 | 0 | 0 |  | 0
Lateral Hardening-Fuse-92613280 | Lateral Hardening | 50000 | 0 | 0 | 0 | 0 | 0 | 0 | 0 | 0 | 0 | 0 |  | 0
Lateral Hardening-Fuse-92613281 | Lateral Hardening | 56739.87 | 0 | 0 | 0 | 0 | 0 | 0 | 0 | 0 | 0 | 0 |  | 0
Lateral Hardening-Fuse-92613283 | Lateral Hardening | 58576.45 | 0 | 0 | 0 | 0 | 0 | 0 | 0 | 0 | 0 | 0 |  | 0
Lateral Hardening-Fuse-92613689 | Lateral Hardening | 631802.96 | 0 | 0 | 0 | 0 | 2025 | 0 | 0 | 0 | 0 | 0 |  | 2024 | 2024
Lateral Hardening-Fuse-92613706 | Lateral Hardening | 50000 | 0 | 0 | 0 | 0 | 0 | 0 | 0 | 0 | 0 | 0 |  | 0
Lateral Hardening-Fuse-92613739 | Lateral Hardening | 246654.71 | 0 | 0 | 0 | 0 | 0 | 0 | 0 | 0 | 0 | 0 |  | 0
Lateral Hardening-Fuse-92613742 | Lateral Hardening | 316885.24 | 0 | 0 | 0 | 0 | 0 | 0 | 0 | 0 | 0 | 0 |  | 2024 | 2024
Lateral Hardening-Fuse-92613743 | Lateral Hardening | 238527.13 | 0 | 0 | 0 | 0 | 0 | 0 | 0 | 0 | 0 | 0 |  | 0
Lateral Hardening-Fuse-92613809 | Lateral Hardening | 321708.71 | 0 | 0 | 0 | 0 | 0 | 0 | 0 | 0 | 0 | 0 |  | 0
Lateral Hardening-Fuse-92614274 | Lateral Hardening | 52285.45 | 0 | 0 | 0 | 0 | 0 | 0 | 0 | 0 | 0 | 0 |  | 0
Lateral Hardening-Fuse-92614275 | Lateral Hardening | 52584.51 | 0 | 0 | 0 | 0 | 0 | 0 | 0 | 0 | 0 | 0 |  | 0
Lateral Hardening-Fuse-92614289 | Lateral Hardening | 53355.77 | 0 | 0 | 0 | 0 | 0 | 0 | 0 | 0 | 0 | 0 |  | 0
Lateral Hardening-Fuse-92614322 | Lateral Hardening | 127421.86 | 0 | 0 | 0 | 0 | 0 | 0 | 0 | 0 | 0 | 0 |  | 0
Lateral Hardening-Fuse-92614347 | Lateral Hardening | 110395.44 | 0 | 0 | 0 | 0 | 0 | 0 | 0 | 0 | 0 | 0 |  | 0
Lateral Hardening-Fuse-92614370 | Lateral Hardening | 92246.29 | 0 | 0 | 0 | 0 | 0 | 0 | 0 | 0 | 0 | 0 |  | 0
Lateral Hardening-Fuse-92614371 | Lateral Hardening | 50000 | 0 | 0 | 0 | 0 | 0 | 0 | 0 | 0 | 0 | 0 |  | 0
Lateral Hardening-Fuse-92614444 | Lateral Hardening | 154358.69 | 0 | 0 | 0 | 0 | 0 | 0 | 0 | 0 | 0 | 0 |  | 0
Lateral Hardening-Fuse-92614457 | Lateral Hardening | 102446 | 0 | 0 | 0 | 0 | 0 | 0 | 0 | 0 | 0 | 0 |  | 0
Lateral Hardening-Fuse-92614475 | Lateral Hardening | 110009.5 | 0 | 0 | 0 | 0 | 0 | 0 | 0 | 0 | 0 | 0 |  | 0
Lateral Hardening-Fuse-92614516 | Lateral Hardening | 126995.1 | 0 | 0 | 0 | 0 | 0 | 0 | 0 | 0 | 0 | 0 |  | 0
Lateral Hardening-Fuse-92614555 | Lateral Hardening | 304926.87 | 0 | 0 | 0 | 0 | 0 | 0 | 0 | 0 | 0 | 0 |  | 0
Lateral Hardening-Fuse-92614565 | Lateral Hardening | 165797.59 | 0 | 0 | 0 | 0 | 0 | 0 | 0 | 0 | 0 | 0 |  | 0
Lateral Hardening-Fuse-92614592 | Lateral Hardening | 58121.97 | 0 | 0 | 0 | 0 | 0 | 0 | 0 | 0 | 0 | 0 |  | 0
Lateral Hardening-Fuse-92614609 | Lateral Hardening | 146761.98 | 0 | 0 | 0 | 0 | 0 | 0 | 0 | 0 | 0 | 0 |  | 0
Lateral Hardening-Fuse-92614625 | Lateral Hardening | 146231.11 | 0 | 0 | 0 | 0 | 0 | 0 | 0 | 0 | 0 | 0 |  | 0
Lateral Hardening-Fuse-92614654 | Lateral Hardening | 56173.23 | 0 | 0 | 0 | 0 | 0 | 0 | 0 | 0 | 0 | 0 |  | 0
Lateral Hardening-Fuse-92614658 | Lateral Hardening | 52154.53 | 0 | 0 | 0 | 0 | 0 | 0 | 0 | 0 | 0 | 0 |  | 0
Lateral Hardening-Fuse-92614668 | Lateral Hardening | 79911.03 | 0 | 0 | 0 | 0 | 0 | 0 | 0 | 0 | 0 | 0 |  | 0
Lateral Hardening-Fuse-92614673 | Lateral Hardening | 105061.9 | 0 | 0 | 0 | 0 | 0 | 0 | 0 | 0 | 0 | 0 |  | 0
Lateral Hardening-Fuse-92614674 | Lateral Hardening | 185326.9 | 0 | 0 | 0 | 0 | 0 | 0 | 0 | 0 | 0 | 0 |  | 0
Lateral Hardening-Fuse-92614677 | Lateral Hardening | 53938.15 | 0 | 0 | 0 | 0 | 0 | 0 | 0 | 0 | 0 | 0 |  | 0
Lateral Hardening-Fuse-92614727 | Lateral Hardening | 114397.55 | 0 | 0 | 0 | 0 | 0 | 0 | 0 | 0 | 0 | 0 |  | 0
Lateral Hardening-Fuse-92614735 | Lateral Hardening | 178523.95 | 0 | 0 | 0 | 0 | 0 | 0 | 0 | 0 | 0 | 0 |  | 0
Lateral Hardening-Fuse-92615417 | Lateral Hardening | 52112.31 | 0 | 0 | 0 | 0 | 0 | 0 | 0 | 0 | 0 | 0 |  | 0
Lateral Hardening-Fuse-92615942 | Lateral Hardening | 281126.74 | 0 | 0 | 0 | 0 | 0 | 0 | 0 | 0 | 0 | 0 |  | 0
Lateral Hardening-Fuse-92616631 | Lateral Hardening | 156720.43 | 0 | 0 | 0 | 0 | 0 | 0 | 0 | 0 | 0 | 0 |  | 0
Lateral Hardening-Fuse-92616640 | Lateral Hardening | 158791.31 | 0 | 0 | 0 | 0 | 0 | 0 | 0 | 0 | 0 | 0 |  | 0
Lateral Hardening-Fuse-92616978 | Lateral Hardening | 197038.53 | 0 | 0 | 0 | 0 | 0 | 0 | 0 | 0 | 0 | 0 |  | 0
Lateral Hardening-Fuse-92617096 | Lateral Hardening | 491587.34 | 0 | 0 | 0 | 0 | 2029 | 0 | 0 | 0 | 0 | 0 |  | 2029
Lateral Hardening-Fuse-92617701 | Lateral Hardening | 65187.25 | 0 | 0 | 0 | 0 | 0 | 0 | 0 | 0 | 0 | 0 |  | 0
Lateral Hardening-Fuse-92617823 | Lateral Hardening | 53476.69 | 0 | 0 | 0 | 0 | 0 | 0 | 0 | 0 | 0 | 0 |  | 0
Lateral Hardening-Fuse-92618294 | Lateral Hardening | 57128.37 | 0 | 0 | 0 | 0 | 0 | 0 | 0 | 0 | 0 | 0 |  | 0
Lateral Hardening-Fuse-92619162 | Lateral Hardening | 161353.46 | 0 | 0 | 0 | 0 | 0 | 0 | 0 | 0 | 0 | 0 |  | 0
Lateral Hardening-Fuse-92619179 | Lateral Hardening | 93605.85 | 0 | 0 | 0 | 0 | 0 | 0 | 0 | 0 | 0 | 0 |  | 0
Lateral Hardening-Fuse-92619186 | Lateral Hardening | 163297.16 | 0 | 0 | 0 | 0 | 0 | 0 | 0 | 0 | 0 | 0 |  | 0
Lateral Hardening-Fuse-92619188 | Lateral Hardening | 54914.03 | 0 | 0 | 0 | 0 | 0 | 0 | 0 | 0 | 0 | 0 |  | 0
Lateral Hardening-Fuse-92619195 | Lateral Hardening | 93510.68 | 0 | 0 | 0 | 0 | 0 | 0 | 0 | 0 | 0 | 0 |  | 0
Lateral Hardening-Fuse-92619205 | Lateral Hardening | 325424.74 | 0 | 0 | 0 | 0 | 2027 | 0 | 0 | 0 | 0 | 0 |  | 2027
Lateral Hardening-Fuse-92619214 | Lateral Hardening | 530680.24 | 0 | 0 | 0 | 0 | 0 | 0 | 0 | 0 | 0 | 0 |  | 0
Lateral Hardening-Fuse-92619235 | Lateral Hardening | 302489.46 | 0 | 0 | 0 | 0 | 0 | 0 | 0 | 0 | 0 | 0 |  | 0
Lateral Hardening-Fuse-92619238 | Lateral Hardening | 54504.79 | 0 | 0 | 0 | 0 | 0 | 0 | 0 | 0 | 0 | 0 |  | 0
Lateral Hardening-Fuse-92619318 | Lateral Hardening | 109739.36 | 0 | 0 | 0 | 0 | 0 | 0 | 0 | 0 | 0 | 0 |  | 0
Lateral Hardening-Fuse-92619322 | Lateral Hardening | 141020.35 | 0 | 0 | 0 | 0 | 0 | 0 | 0 | 0 | 0 | 0 |  | 0
Lateral Hardening-Fuse-92619337 | Lateral Hardening | 50000 | 0 | 0 | 0 | 0 | 0 | 0 | 0 | 0 | 0 | 0 |  | 0
Lateral Hardening-Fuse-92619344 | Lateral Hardening | 102705.9 | 0 | 0 | 0 | 0 | 0 | 0 | 0 | 0 | 0 | 0 |  | 0
Lateral Hardening-Fuse-92619376 | Lateral Hardening | 519976.75 | 0 | 0 | 0 | 0 | 0 | 0 | 0 | 0 | 0 | 0 |  | 2027 | 2027
Lateral Hardening-Fuse-92619380 | Lateral Hardening | 79925.63 | 0 | 0 | 0 | 0 | 2027 | 0 | 0 | 0 | 0 | 0 |  | 2027
Lateral Hardening-Fuse-92619403 | Lateral Hardening | 113749.65 | 0 | 0 | 0 | 0 | 0 | 0 | 0 | 0 | 0 | 0 |  | 0
Lateral Hardening-Fuse-92619411 | Lateral Hardening | 210112.68 | 0 | 0 | 0 | 0 | 0 | 0 | 0 | 0 | 0 | 0 |  | 0
Lateral Hardening-Fuse-92619507 | Lateral Hardening | 53875.19 | 0 | 0 | 0 | 0 | 0 | 0 | 0 | 0 | 0 | 0 |  | 0
Lateral Hardening-Fuse-92619510 | Lateral Hardening | 264554.51 | 0 | 0 | 0 | 0 | 0 | 0 | 0 | 0 | 0 | 0 |  | 0
Lateral Hardening-Fuse-92619522 | Lateral Hardening | 55055.69 | 0 | 0 | 0 | 0 | 0 | 0 | 0 | 0 | 0 | 0 |  | 0
Lateral Hardening-Fuse-92619528 | Lateral Hardening | 186323.85 | 0 | 0 | 0 | 0 | 2027 | 0 | 0 | 0 | 0 | 0 |  | 2027
Lateral Hardening-Fuse-92619586 | Lateral Hardening | 75608.61 | 0 | 0 | 0 | 0 | 0 | 0 | 0 | 0 | 0 | 0 |  | 0
Lateral Hardening-Fuse-92619594 | Lateral Hardening | 112656.83 | 0 | 0 | 0 | 0 | 0 | 0 | 0 | 0 | 0 | 0 |  | 0
Lateral Hardening-Fuse-92619624 | Lateral Hardening | 299459.4 | 0 | 0 | 0 | 0 | 2024 | 0 | 0 | 0 | 0 | 0 |  | 2023 | 2023
Lateral Hardening-Fuse-92619639 | Lateral Hardening | 450402.17 | 0 | 0 | 0 | 0 | 0 | 0 | 0 | 0 | 0 | 0 |  | 0
Lateral Hardening-Fuse-92619855 | Lateral Hardening | 51178.65 | 0 | 0 | 0 | 0 | 0 | 0 | 0 | 0 | 0 | 0 |  | 0
Lateral Hardening-Fuse-92619960 | Lateral Hardening | 168799.49 | 0 | 0 | 0 | 0 | 0 | 0 | 0 | 0 | 0 | 0 |  | 0
Lateral Hardening-Fuse-92620373 | Lateral Hardening | 51262.35 | 0 | 0 | 0 | 0 | 2025 | 0 | 0 | 0 | 0 | 0 |  | 2024 | 2024
Lateral Hardening-Fuse-92620375 | Lateral Hardening | 676751.35 | 0 | 0 | 0 | 0 | 0 | 0 | 0 | 0 | 0 | 0 |  | 0
Lateral Hardening-Fuse-92620825 | Lateral Hardening | 103685.25 | 0 | 0 | 0 | 0 | 0 | 0 | 0 | 0 | 0 | 0 |  | 0
Lateral Hardening-Fuse-92620889 | Lateral Hardening | 283507.69 | 0 | 0 | 0 | 0 | 2023 | 0 | 0 | 0 | 0 | 0 |  | 2024 | 2024
Lateral Hardening-Fuse-92620959 | Lateral Hardening | 50000 | 0 | 0 | 0 | 0 | 2023 | 0 | 0 | 0 | 0 | 0 |  | 2024 | 2024
Lateral Hardening-Fuse-92621375 | Lateral Hardening | 50000 | 0 | 0 | 0 | 0 | 0 | 0 | 0 | 0 | 0 | 0 |  | 0
Lateral Hardening-Fuse-92621383 | Lateral Hardening | 359810.9 | 0 | 0 | 0 | 0 | 0 | 0 | 0 | 0 | 0 | 0 |  | 0
Lateral Hardening-Fuse-92621392 | Lateral Hardening | 65695.93 | 0 | 0 | 0 | 0 | 0 | 0 | 0 | 0 | 0 | 0 |  | 0
Lateral Hardening-Fuse-92621433 | Lateral Hardening | 69297.37 | 0 | 0 | 0 | 0 | 0 | 0 | 0 | 0 | 0 | 0 |  | 0
Lateral Hardening-Fuse-92621573 | Lateral Hardening | 86095.53 | 0 | 0 | 0 | 0 | 0 | 0 | 0 | 0 | 0 | 0 |  | 0
Lateral Hardening-Fuse-92622098 | Lateral Hardening | 332822.62 | 0 | 0 | 0 | 0 | 2023 | 0 | 0 | 0 | 0 | 0 |  | 2024 | 2024
Lateral Hardening-Fuse-92622569 | Lateral Hardening | 315551.83 | 0 | 0 | 0 | 0 | 2023 | 0 | 0 | 0 | 0 | 0 |  | 2024 | 2024
Lateral Hardening-Fuse-92622630 | Lateral Hardening | 50000 | 0 | 0 | 0 | 0 | 0 | 0 | 0 | 0 | 0 | 0 |  | 0
Lateral Hardening-Fuse-92624129 | Lateral Hardening | 141498.78 | 0 | 0 | 0 | 0 | 2023 | 0 | 0 | 0 | 0 | 0 |  | 2024 | 2024
Lateral Hardening-Fuse-92624740 | Lateral Hardening | 252845.53 | 0 | 0 | 0 | 0 | 0 | 0 | 0 | 0 | 0 | 0 |  | 0
Lateral Hardening-Fuse-92624756 | Lateral Hardening | 307844 | 0 | 0 | 0 | 0 | 0 | 0 | 0 | 0 | 0 | 0 |  | 0
Lateral Hardening-Fuse-92624769 | Lateral Hardening | 1128816.46 | 0 | 0 | 0 | 0 | 2026 | 0 | 0 | 0 | 0 | 0 |  | 2026
Lateral Hardening-Fuse-92624808 | Lateral Hardening | 202787.84 | 0 | 0 | 0 | 0 | 0 | 0 | 0 | 0 | 0 | 0 |  | 0
Lateral Hardening-Fuse-92624811 | Lateral Hardening | 52615.99 | 0 | 0 | 0 | 0 | 0 | 0 | 0 | 0 | 0 | 0 |  | 0
Lateral Hardening-Fuse-92624813 | Lateral Hardening | 340038.91 | 0 | 0 | 0 | 0 | 0 | 0 | 0 | 0 | 0 | 0 |  | 0
Lateral Hardening-Fuse-92624814 | Lateral Hardening | 59111.61 | 0 | 0 | 0 | 0 | 0 | 0 | 0 | 0 | 0 | 0 |  | 0
Lateral Hardening-Fuse-92624819 | Lateral Hardening | 102860.24 | 0 | 0 | 0 | 0 | 0 | 0 | 0 | 0 | 0 | 0 |  | 0
Lateral Hardening-Fuse-92624821 | Lateral Hardening | 112229.18 | 0 | 0 | 0 | 0 | 0 | 0 | 0 | 0 | 0 | 0 |  | 0
Lateral Hardening-Fuse-92624824 | Lateral Hardening | 373863.28 | 0 | 0 | 0 | 0 | 0 | 0 | 0 | 0 | 0 | 0 |  | 0
Lateral Hardening-Fuse-92624834 | Lateral Hardening | 109539.74 | 0 | 0 | 0 | 0 | 0 | 0 | 0 | 0 | 0 | 0 |  | 0
Lateral Hardening-Fuse-92624873 | Lateral Hardening | 133885.95 | 0 | 0 | 0 | 0 | 0 | 0 | 0 | 0 | 0 | 0 |  | 0
Lateral Hardening-Fuse-92624875 | Lateral Hardening | 80822.07 | 0 | 0 | 0 | 0 | 0 | 0 | 0 | 0 | 0 | 0 |  | 0
Lateral Hardening-Fuse-92624884 | Lateral Hardening | 114298.22 | 0 | 0 | 0 | 0 | 0 | 0 | 0 | 0 | 0 | 0 |  | 0
Lateral Hardening-Fuse-92624893 | Lateral Hardening | 249606.51 | 0 | 0 | 0 | 0 | 0 | 0 | 0 | 0 | 0 | 0 |  | 0
Lateral Hardening-Fuse-92624903 | Lateral Hardening | 52757.65 | 0 | 0 | 0 | 0 | 0 | 0 | 0 | 0 | 0 | 0 |  | 0
Lateral Hardening-Fuse-92624917 | Lateral Hardening | 156347.67 | 0 | 0 | 0 | 0 | 0 | 0 | 0 | 0 | 0 | 0 |  | 0
Lateral Hardening-Fuse-92624919 | Lateral Hardening | 53340.03 | 0 | 0 | 0 | 0 | 0 | 0 | 0 | 0 | 0 | 0 |  | 0
Lateral Hardening-Fuse-92624928 | Lateral Hardening | 341630.46 | 0 | 0 | 0 | 0 | 0 | 0 | 0 | 0 | 0 | 0 |  | 0
Lateral Hardening-Fuse-92624933 | Lateral Hardening | 97047.18 | 0 | 0 | 0 | 0 | 0 | 0 | 0 | 0 | 0 | 0 |  | 0
Lateral Hardening-Fuse-92625220 | Lateral Hardening | 58314.61 | 0 | 0 | 0 | 0 | 0 | 0 | 0 | 0 | 0 | 0 |  | 0
Lateral Hardening-Fuse-92626013 | Lateral Hardening | 50837.37 | 0 | 0 | 0 | 0 | 0 | 0 | 0 | 0 | 0 | 0 |  | 0
Lateral Hardening-Fuse-92626292 | Lateral Hardening | 67269.93 | 0 | 0 | 0 | 0 | 0 | 0 | 0 | 0 | 0 | 0 |  | 0
Lateral Hardening-Fuse-92626570 | Lateral Hardening | 64003.73 | 0 | 0 | 0 | 0 | 0 | 0 | 0 | 0 | 0 | 0 |  | 0
Lateral Hardening-Fuse-92627336 | Lateral Hardening | 737371.65 | 0 | 0 | 0 | 0 | 0 | 0 | 0 | 0 | 0 | 0 |  | 0
Lateral Hardening-Fuse-92627337 | Lateral Hardening | 304956.26 | 0 | 0 | 0 | 0 | 0 | 0 | 0 | 0 | 0 | 0 |  | 0
Lateral Hardening-Fuse-92627784 | Lateral Hardening | 95166.7 | 0 | 0 | 0 | 0 | 0 | 0 | 0 | 0 | 0 | 0 |  | 0
Lateral Hardening-Fuse-92628167 | Lateral Hardening | 142810.53 | 0 | 0 | 0 | 0 | 0 | 0 | 0 | 0 | 0 | 0 |  | 0
Lateral Hardening-Fuse-92629499 | Lateral Hardening | 380033.97 | 0 | 0 | 0 | 0 | 0 | 0 | 0 | 0 | 0 | 0 |  | 0
Lateral Hardening-Fuse-92629629 | Lateral Hardening | 71023.77 | 0 | 0 | 0 | 0 | 0 | 0 | 0 | 0 | 0 | 0 |  | 0
Lateral Hardening-Fuse-92629632 | Lateral Hardening | 58940.45 | 0 | 0 | 0 | 0 | 0 | 0 | 0 | 0 | 0 | 0 |  | 0
Lateral Hardening-Fuse-92629641 | Lateral Hardening | 63115.31 | 0 | 0 | 0 | 0 | 0 | 0 | 0 | 0 | 0 | 0 |  | 0
Lateral Hardening-Fuse-92629658 | Lateral Hardening | 93137.92 | 0 | 0 | 0 | 0 | 0 | 0 | 0 | 0 | 0 | 0 |  | 0
Lateral Hardening-Fuse-92629670 | Lateral Hardening | 52973.01 | 0 | 0 | 0 | 0 | 0 | 0 | 0 | 0 | 0 | 0 |  | 0
Lateral Hardening-Fuse-92629672 | Lateral Hardening | 89453.4 | 0 | 0 | 0 | 0 | 0 | 0 | 0 | 0 | 0 | 0 |  | 0
Lateral Hardening-Fuse-92629688 | Lateral Hardening | 160400.38 | 0 | 0 | 0 | 0 | 2027 | 0 | 0 | 0 | 0 | 0 |  | 2027
Lateral Hardening-Fuse-92629689 | Lateral Hardening | 62479.97 | 0 | 0 | 0 | 0 | 0 | 0 | 0 | 0 | 0 | 0 |  | 0
Lateral Hardening-Fuse-92629703 | Lateral Hardening | 71614.17 | 0 | 0 | 0 | 0 | 2027 | 0 | 0 | 0 | 0 | 0 |  | 0 | 0
Lateral Hardening-Fuse-92629712 | Lateral Hardening | 248546.44 | 0 | 0 | 0 | 0 | 0 | 0 | 0 | 0 | 0 | 0 |  | 0
Lateral Hardening-Fuse-92629740 | Lateral Hardening | 110268.78 | 0 | 0 | 0 | 0 | 0 | 0 | 0 | 0 | 0 | 0 |  | 2027 | 2027
Lateral Hardening-Fuse-92629757 | Lateral Hardening | 335826.77 | 0 | 0 | 0 | 0 | 2027 | 0 | 0 | 0 | 0 | 0 |  | 0 | 0
Lateral Hardening-Fuse-92629758 | Lateral Hardening | 56314.89 | 0 | 0 | 0 | 0 | 0 | 0 | 0 | 0 | 0 | 0 |  | 0
Lateral Hardening-Fuse-92629766 | Lateral Hardening | 50711.45 | 0 | 0 | 0 | 0 | 0 | 0 | 0 | 0 | 0 | 0 |  | 0
Lateral Hardening-Fuse-92629771 | Lateral Hardening | 111349.84 | 0 | 0 | 0 | 0 | 0 | 0 | 0 | 0 | 0 | 0 |  | 0
Lateral Hardening-Fuse-92629774 | Lateral Hardening | 52847.09 | 0 | 0 | 0 | 0 | 0 | 0 | 0 | 0 | 0 | 0 |  | 0
Lateral Hardening-Fuse-92629775 | Lateral Hardening | 50000 | 0 | 0 | 0 | 0 | 0 | 0 | 0 | 0 | 0 | 0 |  | 0
Lateral Hardening-Fuse-92629820 | Lateral Hardening | 50000 | 0 | 0 | 0 | 0 | 0 | 0 | 0 | 0 | 0 | 0 |  | 0
Lateral Hardening-Fuse-92629832 | Lateral Hardening | 64788.75 | 0 | 0 | 0 | 0 | 0 | 0 | 0 | 0 | 0 | 0 |  | 0
Lateral Hardening-Fuse-92629843 | Lateral Hardening | 150487.2 | 0 | 0 | 0 | 0 | 0 | 0 | 0 | 0 | 0 | 0 |  | 0
Lateral Hardening-Fuse-92629847 | Lateral Hardening | 247699.8 | 0 | 0 | 0 | 0 | 2027 | 0 | 0 | 0 | 0 | 0 |  | 2027
Lateral Hardening-Fuse-92629848 | Lateral Hardening | 252913.44 | 0 | 0 | 0 | 0 | 0 | 0 | 0 | 0 | 0 | 0 |  | 0
Lateral Hardening-Fuse-92629861 | Lateral Hardening | 263252.25 | 0 | 0 | 0 | 0 | 0 | 0 | 0 | 0 | 0 | 0 |  | 0
Lateral Hardening-Fuse-92629867 | Lateral Hardening | 82444.3 | 0 | 0 | 0 | 0 | 0 | 0 | 0 | 0 | 0 | 0 |  | 0
Lateral Hardening-Fuse-92629871 | Lateral Hardening | 123191.02 | 0 | 0 | 0 | 0 | 0 | 0 | 0 | 0 | 0 | 0 |  | 0
Lateral Hardening-Fuse-92629881 | Lateral Hardening | 122347.1 | 0 | 0 | 0 | 0 | 0 | 0 | 0 | 0 | 0 | 0 |  | 0
Lateral Hardening-Fuse-92629882 | Lateral Hardening | 244832.95 | 0 | 0 | 0 | 0 | 2027 | 0 | 0 | 0 | 0 | 0 |  | 2027
Lateral Hardening-Fuse-92629883 | Lateral Hardening | 103542.8 | 0 | 0 | 0 | 0 | 2027 | 0 | 0 | 0 | 0 | 0 |  | 2027
Lateral Hardening-Fuse-92629885 | Lateral Hardening | 50000 | 0 | 0 | 0 | 0 | 0 | 0 | 0 | 0 | 0 | 0 |  | 0
Lateral Hardening-Fuse-92630155 | Lateral Hardening | 356822.18 | 0 | 0 | 0 | 0 | 2024 | 0 | 0 | 0 | 0 | 0 |  | 2023 | 2023
Lateral Hardening-Fuse-92630423 | Lateral Hardening | 50000 | 0 | 0 | 0 | 0 | 0 | 0 | 0 | 0 | 0 | 0 |  | 0
Lateral Hardening-Fuse-92630662 | Lateral Hardening | 50000 | 0 | 0 | 0 | 0 | 0 | 0 | 0 | 0 | 0 | 0 |  | 0
Lateral Hardening-Fuse-92630916 | Lateral Hardening | 449792.13 | 0 | 0 | 0 | 0 | 2021 | 0 | 0 | 0 | 0 | 0 |  | 2021
Lateral Hardening-Fuse-92631042 | Lateral Hardening | 122002.42 | 0 | 0 | 0 | 0 | 0 | 0 | 0 | 0 | 0 | 0 |  | 0
Lateral Hardening-Fuse-92631051 | Lateral Hardening | 465697.48 | 0 | 0 | 0 | 0 | 0 | 0 | 0 | 0 | 0 | 0 |  | 0
Lateral Hardening-Fuse-92631058 | Lateral Hardening | 97699.4 | 0 | 0 | 0 | 0 | 0 | 0 | 0 | 0 | 0 | 0 |  | 0
Lateral Hardening-Fuse-92631059 | Lateral Hardening | 200075.56 | 0 | 0 | 0 | 0 | 0 | 0 | 0 | 0 | 0 | 0 |  | 0
Lateral Hardening-Fuse-92631065 | Lateral Hardening | 80528.01 | 0 | 0 | 0 | 0 | 0 | 0 | 0 | 0 | 0 | 0 |  | 0
Lateral Hardening-Fuse-92631387 | Lateral Hardening | 107923.52 | 0 | 0 | 0 | 0 | 0 | 0 | 0 | 0 | 0 | 0 |  | 0
Lateral Hardening-Fuse-92631398 | Lateral Hardening | 341346.4 | 0 | 0 | 0 | 0 | 0 | 0 | 0 | 0 | 0 | 0 |  | 0
Lateral Hardening-Fuse-92631400 | Lateral Hardening | 61535.57 | 0 | 0 | 0 | 0 | 2027 | 0 | 0 | 0 | 0 | 0 |  | 0 | 0
Lateral Hardening-Fuse-92631420 | Lateral Hardening | 50000 | 0 | 0 | 0 | 0 | 0 | 0 | 0 | 0 | 0 | 0 |  | 0
Lateral Hardening-Fuse-92631434 | Lateral Hardening | 64279.33 | 0 | 0 | 0 | 0 | 0 | 0 | 0 | 0 | 0 | 0 |  | 0
Lateral Hardening-Fuse-92631457 | Lateral Hardening | 206208.97 | 0 | 0 | 0 | 0 | 2027 | 0 | 0 | 0 | 0 | 0 |  | 2027
Lateral Hardening-Fuse-92631464 | Lateral Hardening | 50000 | 0 | 0 | 0 | 0 | 0 | 0 | 0 | 0 | 0 | 0 |  | 0
Lateral Hardening-Fuse-92631481 | Lateral Hardening | 96087.04 | 0 | 0 | 0 | 0 | 0 | 0 | 0 | 0 | 0 | 0 |  | 0
Lateral Hardening-Fuse-92631492 | Lateral Hardening | 116627.74 | 0 | 0 | 0 | 0 | 0 | 0 | 0 | 0 | 0 | 0 |  | 0
Lateral Hardening-Fuse-92631527 | Lateral Hardening | 113731.58 | 0 | 0 | 0 | 0 | 0 | 0 | 0 | 0 | 0 | 0 |  | 0
Lateral Hardening-Fuse-92631534 | Lateral Hardening | 109046.06 | 0 | 0 | 0 | 0 | 0 | 0 | 0 | 0 | 0 | 0 |  | 0
Lateral Hardening-Fuse-92631535 | Lateral Hardening | 103999.26 | 0 | 0 | 0 | 0 | 0 | 0 | 0 | 0 | 0 | 0 |  | 0
Lateral Hardening-Fuse-92631577 | Lateral Hardening | 129707.68 | 0 | 0 | 0 | 0 | 0 | 0 | 0 | 0 | 0 | 0 |  | 0
Lateral Hardening-Fuse-92631578 | Lateral Hardening | 55082.17 | 0 | 0 | 0 | 0 | 0 | 0 | 0 | 0 | 0 | 0 |  | 0
Lateral Hardening-Fuse-92631588 | Lateral Hardening | 56220.45 | 0 | 0 | 0 | 0 | 0 | 0 | 0 | 0 | 0 | 0 |  | 0
Lateral Hardening-Fuse-92631591 | Lateral Hardening | 103453.36 | 0 | 0 | 0 | 0 | 0 | 0 | 0 | 0 | 0 | 0 |  | 0
Lateral Hardening-Fuse-92631597 | Lateral Hardening | 872423.01 | 0 | 0 | 0 | 0 | 0 | 0 | 0 | 0 | 0 | 0 |  | 0
Lateral Hardening-Fuse-92631610 | Lateral Hardening | 67233.45 | 0 | 0 | 0 | 0 | 0 | 0 | 0 | 0 | 0 | 0 |  | 0
Lateral Hardening-Fuse-92631618 | Lateral Hardening | 68780.97 | 0 | 0 | 0 | 0 | 0 | 0 | 0 | 0 | 0 | 0 |  | 0
Lateral Hardening-Fuse-92631620 | Lateral Hardening | 115237.62 | 0 | 0 | 0 | 0 | 0 | 0 | 0 | 0 | 0 | 0 |  | 0
Lateral Hardening-Fuse-92631621 | Lateral Hardening | 57443.17 | 0 | 0 | 0 | 0 | 0 | 0 | 0 | 0 | 0 | 0 |  | 0
Lateral Hardening-Fuse-92631634 | Lateral Hardening | 54426.09 | 0 | 0 | 0 | 0 | 0 | 0 | 0 | 0 | 0 | 0 |  | 0
Lateral Hardening-Fuse-92631642 | Lateral Hardening | 110987.82 | 0 | 0 | 0 | 0 | 0 | 0 | 0 | 0 | 0 | 0 |  | 0
Lateral Hardening-Fuse-92631654 | Lateral Hardening | 53088.19 | 0 | 0 | 0 | 0 | 0 | 0 | 0 | 0 | 0 | 0 |  | 0
Lateral Hardening-Fuse-92631665 | Lateral Hardening | 59977.31 | 0 | 0 | 0 | 0 | 0 | 0 | 0 | 0 | 0 | 0 |  | 2027 | 2027
Lateral Hardening-Fuse-92631667 | Lateral Hardening | 59190.31 | 0 | 0 | 0 | 0 | 0 | 0 | 0 | 0 | 0 | 0 |  | 0
Lateral Hardening-Fuse-92631677 | Lateral Hardening | 116051.1 | 0 | 0 | 0 | 0 | 0 | 0 | 0 | 0 | 0 | 0 |  | 0
Lateral Hardening-Fuse-92631710 | Lateral Hardening | 225889.16 | 0 | 0 | 0 | 0 | 0 | 0 | 0 | 0 | 0 | 0 |  | 0
Lateral Hardening-Fuse-92631711 | Lateral Hardening | 63539.55 | 0 | 0 | 0 | 0 | 0 | 0 | 0 | 0 | 0 | 0 |  | 0
Lateral Hardening-Fuse-92631712 | Lateral Hardening | 62028.51 | 0 | 0 | 0 | 0 | 0 | 0 | 0 | 0 | 0 | 0 |  | 0
Lateral Hardening-Fuse-92631713 | Lateral Hardening | 100326.84 | 0 | 0 | 0 | 0 | 0 | 0 | 0 | 0 | 0 | 0 |  | 0
Lateral Hardening-Fuse-92631714 | Lateral Hardening | 59809.17 | 0 | 0 | 0 | 0 | 0 | 0 | 0 | 0 | 0 | 0 |  | 0
Lateral Hardening-Fuse-92631725 | Lateral Hardening | 54929.77 | 0 | 0 | 0 | 0 | 0 | 0 | 0 | 0 | 0 | 0 |  | 0
Lateral Hardening-Fuse-92631727 | Lateral Hardening | 113091.24 | 0 | 0 | 0 | 0 | 0 | 0 | 0 | 0 | 0 | 0 |  | 0
Lateral Hardening-Fuse-92631730 | Lateral Hardening | 107597.98 | 0 | 0 | 0 | 0 | 0 | 0 | 0 | 0 | 0 | 0 |  | 0
Lateral Hardening-Fuse-92631769 | Lateral Hardening | 50000 | 0 | 0 | 0 | 0 | 0 | 0 | 0 | 0 | 0 | 0 |  | 0
Lateral Hardening-Fuse-92632241 | Lateral Hardening | 434260.44 | 0 | 0 | 0 | 0 | 0 | 0 | 0 | 0 | 0 | 0 |  | 0
Lateral Hardening-Fuse-92632292 | Lateral Hardening | 107572.24 | 0 | 0 | 0 | 0 | 0 | 0 | 0 | 0 | 0 | 0 |  | 0
Lateral Hardening-Fuse-92632464 | Lateral Hardening | 82679.9 | 0 | 0 | 0 | 0 | 0 | 0 | 0 | 0 | 0 | 0 |  | 0
Lateral Hardening-Fuse-92632768 | Lateral Hardening | 96580.16 | 0 | 0 | 0 | 0 | 0 | 0 | 0 | 0 | 0 | 0 |  | 0
Lateral Hardening-Fuse-92632804 | Lateral Hardening | 50000 | 0 | 0 | 0 | 0 | 0 | 0 | 0 | 0 | 0 | 0 |  | 0
Lateral Hardening-Fuse-92632841 | Lateral Hardening | 107948 | 0 | 0 | 0 | 0 | 2026 | 0 | 0 | 0 | 0 | 0 |  | 2027 | 2027
Lateral Hardening-Fuse-92632918 | Lateral Hardening | 88863.83 | 0 | 0 | 0 | 0 | 0 | 0 | 0 | 0 | 0 | 0 |  | 0
Lateral Hardening-Fuse-92633052 | Lateral Hardening | 223717.78 | 0 | 0 | 0 | 0 | 0 | 0 | 0 | 0 | 0 | 0 |  | 0
Lateral Hardening-Fuse-92633325 | Lateral Hardening | 59358.45 | 0 | 0 | 0 | 0 | 0 | 0 | 0 | 0 | 0 | 0 |  | 0
Lateral Hardening-Fuse-92633782 | Lateral Hardening | 207568.54 | 0 | 0 | 0 | 0 | 0 | 0 | 0 | 0 | 0 | 0 |  | 0
Lateral Hardening-Fuse-92633786 | Lateral Hardening | 256550.18 | 0 | 0 | 0 | 0 | 0 | 0 | 0 | 0 | 0 | 0 |  | 2027 | 2027
Lateral Hardening-Fuse-92633787 | Lateral Hardening | 50000 | 0 | 0 | 0 | 0 | 0 | 0 | 0 | 0 | 0 | 0 |  | 0
Lateral Hardening-Fuse-92633796 | Lateral Hardening | 69731.11 | 0 | 0 | 0 | 0 | 0 | 0 | 0 | 0 | 0 | 0 |  | 0
Lateral Hardening-Fuse-92633798 | Lateral Hardening | 58124.99 | 0 | 0 | 0 | 0 | 0 | 0 | 0 | 0 | 0 | 0 |  | 0
Lateral Hardening-Fuse-92633800 | Lateral Hardening | 54909.03 | 0 | 0 | 0 | 0 | 0 | 0 | 0 | 0 | 0 | 0 |  | 0
Lateral Hardening-Fuse-92633835 | Lateral Hardening | 62771.01 | 0 | 0 | 0 | 0 | 0 | 0 | 0 | 0 | 0 | 0 |  | 0
Lateral Hardening-Fuse-92634063 | Lateral Hardening | 78677.91 | 0 | 0 | 0 | 0 | 0 | 0 | 0 | 0 | 0 | 0 |  | 0
Lateral Hardening-Fuse-92634066 | Lateral Hardening | 50000 | 0 | 0 | 0 | 0 | 0 | 0 | 0 | 0 | 0 | 0 |  | 0
Lateral Hardening-Fuse-92634086 | Lateral Hardening | 238074.93 | 0 | 0 | 0 | 0 | 0 | 0 | 0 | 0 | 0 | 0 |  | 0
Lateral Hardening-Fuse-92634258 | Lateral Hardening | 50464.61 | 0 | 0 | 0 | 0 | 0 | 0 | 0 | 0 | 0 | 0 |  | 0
Lateral Hardening-Fuse-92634300 | Lateral Hardening | 390744.51 | 0 | 0 | 0 | 0 | 2020 | 0 | 0 | 0 | 0 | 0 |  | 2020
Lateral Hardening-Fuse-92634719 | Lateral Hardening | 50000 | 0 | 0 | 0 | 0 | 0 | 0 | 0 | 0 | 0 | 0 |  | 0
Lateral Hardening-Fuse-92634721 | Lateral Hardening | 121402.7 | 0 | 0 | 0 | 0 | 0 | 0 | 0 | 0 | 0 | 0 |  | 0
Lateral Hardening-Fuse-92634722 | Lateral Hardening | 61139.05 | 0 | 0 | 0 | 0 | 0 | 0 | 0 | 0 | 0 | 0 |  | 2027 | 2027
Lateral Hardening-Fuse-92634723 | Lateral Hardening | 70001.41 | 0 | 0 | 0 | 0 | 0 | 0 | 0 | 0 | 0 | 0 |  | 0
Lateral Hardening-Fuse-92634728 | Lateral Hardening | 51860.47 | 0 | 0 | 0 | 0 | 0 | 0 | 0 | 0 | 0 | 0 |  | 0
Lateral Hardening-Fuse-92634749 | Lateral Hardening | 61436.13 | 0 | 0 | 0 | 0 | 0 | 0 | 0 | 0 | 0 | 0 |  | 0
Lateral Hardening-Fuse-92634753 | Lateral Hardening | 84013.77 | 0 | 0 | 0 | 0 | 0 | 0 | 0 | 0 | 0 | 0 |  | 0
Lateral Hardening-Fuse-92634759 | Lateral Hardening | 74612.49 | 0 | 0 | 0 | 0 | 0 | 0 | 0 | 0 | 0 | 0 |  | 0
Lateral Hardening-Fuse-92634867 | Lateral Hardening | 163345.72 | 0 | 0 | 0 | 0 | 2026 | 0 | 0 | 0 | 0 | 0 |  | 2027 | 2027
Lateral Hardening-Fuse-92635395 | Lateral Hardening | 343245.94 | 0 | 0 | 0 | 0 | 0 | 0 | 0 | 0 | 0 | 0 |  | 0
Lateral Hardening-Fuse-92635761 | Lateral Hardening | 76818.78 | 0 | 0 | 0 | 0 | 0 | 0 | 0 | 0 | 0 | 0 |  | 0
Lateral Hardening-Fuse-92635985 | Lateral Hardening | 91194.73 | 0 | 0 | 0 | 0 | 0 | 0 | 0 | 0 | 0 | 0 |  | 0
Lateral Hardening-Fuse-92635988 | Lateral Hardening | 373700.46 | 0 | 0 | 0 | 0 | 2026 | 0 | 0 | 0 | 0 | 0 |  | 2027 | 2027
Lateral Hardening-Fuse-92636000 | Lateral Hardening | 100526.6 | 0 | 0 | 0 | 0 | 0 | 0 | 0 | 0 | 0 | 0 |  | 0
Lateral Hardening-Fuse-92636030 | Lateral Hardening | 107080.2 | 0 | 0 | 0 | 0 | 2026 | 0 | 0 | 0 | 0 | 0 |  | 2027 | 2027
Lateral Hardening-Fuse-92636116 | Lateral Hardening | 55181.61 | 0 | 0 | 0 | 0 | 0 | 0 | 0 | 0 | 0 | 0 |  | 0
Lateral Hardening-Fuse-92636265 | Lateral Hardening | 180855.64 | 0 | 0 | 0 | 0 | 2026 | 0 | 0 | 0 | 0 | 0 |  | 0 | 0
Lateral Hardening-Fuse-92636423 | Lateral Hardening | 50000 | 0 | 0 | 0 | 0 | 0 | 0 | 0 | 0 | 0 | 0 |  | 0
Lateral Hardening-Fuse-92636443 | Lateral Hardening | 50000 | 0 | 0 | 0 | 0 | 0 | 0 | 0 | 0 | 0 | 0 |  | 0
Lateral Hardening-Fuse-92636665 | Lateral Hardening | 156761.91 | 0 | 0 | 0 | 0 | 0 | 0 | 0 | 0 | 0 | 0 |  | 0
Lateral Hardening-Fuse-92636863 | Lateral Hardening | 220155.54 | 0 | 0 | 0 | 0 | 0 | 0 | 0 | 0 | 0 | 0 |  | 0
Lateral Hardening-Fuse-92637077 | Lateral Hardening | 144909.69 | 0 | 0 | 0 | 0 | 0 | 0 | 0 | 0 | 0 | 0 |  | 0
Lateral Hardening-Fuse-92637098 | Lateral Hardening | 549969.48 | 0 | 0 | 0 | 0 | 2026 | 0 | 0 | 0 | 0 | 0 |  | 2027 | 2027
Lateral Hardening-Fuse-92637114 | Lateral Hardening | 337196.32 | 0 | 0 | 0 | 0 | 0 | 0 | 0 | 0 | 0 | 0 |  | 0
Lateral Hardening-Fuse-92637386 | Lateral Hardening | 50000 | 0 | 0 | 0 | 0 | 0 | 0 | 0 | 0 | 0 | 0 |  | 0
Lateral Hardening-Fuse-92637828 | Lateral Hardening | 100714.6 | 0 | 0 | 0 | 0 | 0 | 0 | 0 | 0 | 0 | 0 |  | 0
Lateral Hardening-Fuse-92637834 | Lateral Hardening | 112508.86 | 0 | 0 | 0 | 0 | 0 | 0 | 0 | 0 | 0 | 0 |  | 0
Lateral Hardening-Fuse-92637945 | Lateral Hardening | 112808.66 | 0 | 0 | 0 | 0 | 0 | 0 | 0 | 0 | 0 | 0 |  | 0
Lateral Hardening-Fuse-92638029 | Lateral Hardening | 229053.64 | 0 | 0 | 0 | 0 | 2026 | 0 | 0 | 0 | 0 | 0 |  | 2027 | 2027
Lateral Hardening-Fuse-92638036 | Lateral Hardening | 50000 | 0 | 0 | 0 | 0 | 0 | 0 | 0 | 0 | 0 | 0 |  | 0
Lateral Hardening-Fuse-92638076 | Lateral Hardening | 98258.38 | 0 | 0 | 0 | 0 | 0 | 0 | 0 | 0 | 0 | 0 |  | 0
Lateral Hardening-Fuse-92638098 | Lateral Hardening | 155108.86 | 0 | 0 | 0 | 0 | 0 | 0 | 0 | 0 | 0 | 0 |  | 0
Lateral Hardening-Fuse-92638241 | Lateral Hardening | 943022.84 | 0 | 0 | 0 | 0 | 0 | 0 | 0 | 0 | 0 | 0 |  | 0
Lateral Hardening-Fuse-92638299 | Lateral Hardening | 321845.77 | 0 | 0 | 0 | 0 | 0 | 0 | 0 | 0 | 0 | 0 |  | 0
Lateral Hardening-Fuse-92638303 | Lateral Hardening | 61436.13 | 0 | 0 | 0 | 0 | 0 | 0 | 0 | 0 | 0 | 0 |  | 0
Lateral Hardening-Fuse-92638304 | Lateral Hardening | 62752.55 | 0 | 0 | 0 | 0 | 0 | 0 | 0 | 0 | 0 | 0 |  | 0
Lateral Hardening-Fuse-92638342 | Lateral Hardening | 50000 | 0 | 0 | 0 | 0 | 0 | 0 | 0 | 0 | 0 | 0 |  | 0
Lateral Hardening-Fuse-92638373 | Lateral Hardening | 412466.33 | 0 | 0 | 0 | 0 | 0 | 0 | 0 | 0 | 0 | 0 |  | 0
Lateral Hardening-Fuse-92638374 | Lateral Hardening | 113096.98 | 0 | 0 | 0 | 0 | 0 | 0 | 0 | 0 | 0 | 0 |  | 0
Lateral Hardening-Fuse-92638378 | Lateral Hardening | 494476.3 | 0 | 0 | 0 | 0 | 2029 | 0 | 0 | 0 | 0 | 0 |  | 2028 | 2028
Lateral Hardening-Fuse-92638391 | Lateral Hardening | 112342.2 | 0 | 0 | 0 | 0 | 2029 | 0 | 0 | 0 | 0 | 0 |  | 0 | 0
Lateral Hardening-Fuse-92638849 | Lateral Hardening | 159823.2 | 0 | 0 | 0 | 0 | 0 | 0 | 0 | 0 | 0 | 0 |  | 0
Lateral Hardening-Fuse-92638949 | Lateral Hardening | 54961.25 | 0 | 0 | 0 | 0 | 0 | 0 | 0 | 0 | 0 | 0 |  | 0
Lateral Hardening-Fuse-92639328 | Lateral Hardening | 165977.68 | 0 | 0 | 0 | 0 | 0 | 0 | 0 | 0 | 0 | 0 |  | 0
Lateral Hardening-Fuse-92639426 | Lateral Hardening | 65639.45 | 0 | 0 | 0 | 0 | 0 | 0 | 0 | 0 | 0 | 0 |  | 0
Lateral Hardening-Fuse-92639517 | Lateral Hardening | 53728.53 | 0 | 0 | 0 | 0 | 2026 | 0 | 0 | 0 | 0 | 0 |  | 0 | 0
Lateral Hardening-Fuse-92639818 | Lateral Hardening | 84446.9 | 0 | 0 | 0 | 0 | 0 | 0 | 0 | 0 | 0 | 0 |  | 0
Lateral Hardening-Fuse-92639921 | Lateral Hardening | 114834.12 | 0 | 0 | 0 | 0 | 0 | 0 | 0 | 0 | 0 | 0 |  | 0
Lateral Hardening-Fuse-92640423 | Lateral Hardening | 111182.44 | 0 | 0 | 0 | 0 | 0 | 0 | 0 | 0 | 0 | 0 |  | 0
Lateral Hardening-Fuse-92640491 | Lateral Hardening | 51246.61 | 0 | 0 | 0 | 0 | 0 | 0 | 0 | 0 | 0 | 0 |  | 0
Lateral Hardening-Fuse-92640774 | Lateral Hardening | 51844.73 | 0 | 0 | 0 | 0 | 0 | 0 | 0 | 0 | 0 | 0 |  | 0
Lateral Hardening-Fuse-92640818 | Lateral Hardening | 110636.54 | 0 | 0 | 0 | 0 | 0 | 0 | 0 | 0 | 0 | 0 |  | 0
Lateral Hardening-Fuse-92640838 | Lateral Hardening | 112320.72 | 0 | 0 | 0 | 0 | 0 | 0 | 0 | 0 | 0 | 0 |  | 0
Lateral Hardening-Fuse-92641106 | Lateral Hardening | 114014.9 | 0 | 0 | 0 | 0 | 0 | 0 | 0 | 0 | 0 | 0 |  | 0
Lateral Hardening-Fuse-92642378 | Lateral Hardening | 76612.63 | 0 | 0 | 0 | 0 | 0 | 0 | 0 | 0 | 0 | 0 |  | 0
Lateral Hardening-Fuse-92642383 | Lateral Hardening | 69279.65 | 0 | 0 | 0 | 0 | 0 | 0 | 0 | 0 | 0 | 0 |  | 0
Lateral Hardening-Fuse-92642400 | Lateral Hardening | 80736.2 | 0 | 0 | 0 | 0 | 0 | 0 | 0 | 0 | 0 | 0 |  | 0
Lateral Hardening-Fuse-92642428 | Lateral Hardening | 623631.65 | 0 | 0 | 0 | 0 | 2026 | 0 | 0 | 0 | 0 | 0 |  | 2027 | 2027
Lateral Hardening-Fuse-92642582 | Lateral Hardening | 50000 | 0 | 0 | 0 | 0 | 0 | 0 | 0 | 0 | 0 | 0 |  | 0
Lateral Hardening-Fuse-92643045 | Lateral Hardening | 80749.85 | 0 | 0 | 0 | 0 | 0 | 0 | 0 | 0 | 0 | 0 |  | 0
Lateral Hardening-Fuse-92643052 | Lateral Hardening | 406768.5 | 0 | 0 | 0 | 0 | 0 | 0 | 0 | 0 | 0 | 0 |  | 0
Lateral Hardening-Fuse-92643061 | Lateral Hardening | 151134.31 | 0 | 0 | 0 | 0 | 0 | 0 | 0 | 0 | 0 | 0 |  | 0
Lateral Hardening-Fuse-92643621 | Lateral Hardening | 222795.65 | 0 | 0 | 0 | 0 | 0 | 0 | 0 | 0 | 0 | 0 |  | 0
Lateral Hardening-Fuse-92643720 | Lateral Hardening | 208566.69 | 0 | 0 | 0 | 0 | 0 | 0 | 0 | 0 | 0 | 0 |  | 0
Lateral Hardening-Fuse-92643727 | Lateral Hardening | 153314.11 | 0 | 0 | 0 | 0 | 0 | 0 | 0 | 0 | 0 | 0 |  | 0
Lateral Hardening-Fuse-92643735 | Lateral Hardening | 99765.2 | 0 | 0 | 0 | 0 | 0 | 0 | 0 | 0 | 0 | 0 |  | 0
Lateral Hardening-Fuse-92643738 | Lateral Hardening | 61792.41 | 0 | 0 | 0 | 0 | 0 | 0 | 0 | 0 | 0 | 0 |  | 0
Lateral Hardening-Fuse-92643770 | Lateral Hardening | 62555.65 | 0 | 0 | 0 | 0 | 0 | 0 | 0 | 0 | 0 | 0 |  | 0
Lateral Hardening-Fuse-92643890 | Lateral Hardening | 50000 | 0 | 0 | 0 | 0 | 0 | 0 | 0 | 0 | 0 | 0 |  | 0
Lateral Hardening-Fuse-92643896 | Lateral Hardening | 171976.02 | 0 | 0 | 0 | 0 | 0 | 0 | 0 | 0 | 0 | 0 |  | 0
Lateral Hardening-Fuse-92644049 | Lateral Hardening | 60950.17 | 0 | 0 | 0 | 0 | 0 | 0 | 0 | 0 | 0 | 0 |  | 0
Lateral Hardening-Fuse-92644350 | Lateral Hardening | 64342.29 | 0 | 0 | 0 | 0 | 0 | 0 | 0 | 0 | 0 | 0 |  | 0
Lateral Hardening-Fuse-92644355 | Lateral Hardening | 260807.25 | 0 | 0 | 0 | 0 | 0 | 0 | 0 | 0 | 0 | 0 |  | 0
Lateral Hardening-Fuse-92644368 | Lateral Hardening | 98170.6 | 0 | 0 | 0 | 0 | 0 | 0 | 0 | 0 | 0 | 0 |  | 0
Lateral Hardening-Fuse-92644370 | Lateral Hardening | 57490.39 | 0 | 0 | 0 | 0 | 0 | 0 | 0 | 0 | 0 | 0 |  | 0
Lateral Hardening-Fuse-92644377 | Lateral Hardening | 180349.85 | 0 | 0 | 0 | 0 | 0 | 0 | 0 | 0 | 0 | 0 |  | 0
Lateral Hardening-Fuse-92644382 | Lateral Hardening | 886228.2 | 0 | 0 | 0 | 0 | 2027 | 0 | 0 | 0 | 0 | 0 |  | 2027
Lateral Hardening-Fuse-92644385 | Lateral Hardening | 108154.62 | 0 | 0 | 0 | 0 | 0 | 0 | 0 | 0 | 0 | 0 |  | 0
Lateral Hardening-Fuse-92644398 | Lateral Hardening | 69796.05 | 0 | 0 | 0 | 0 | 0 | 0 | 0 | 0 | 0 | 0 |  | 0
Lateral Hardening-Fuse-92644899 | Lateral Hardening | 55675.29 | 0 | 0 | 0 | 0 | 0 | 0 | 0 | 0 | 0 | 0 |  | 0
Lateral Hardening-Fuse-92645033 | Lateral Hardening | 226393.58 | 0 | 0 | 0 | 0 | 0 | 0 | 0 | 0 | 0 | 0 |  | 0
Lateral Hardening-Fuse-92645183 | Lateral Hardening | 111921.48 | 0 | 0 | 0 | 0 | 0 | 0 | 0 | 0 | 0 | 0 |  | 0
Lateral Hardening-Fuse-92645459 | Lateral Hardening | 62512.19 | 0 | 0 | 0 | 0 | 0 | 0 | 0 | 0 | 0 | 0 |  | 0
Lateral Hardening-Fuse-92645461 | Lateral Hardening | 173399.65 | 0 | 0 | 0 | 0 | 0 | 0 | 0 | 0 | 0 | 0 |  | 0
Lateral Hardening-Fuse-92645793 | Lateral Hardening | 50000 | 0 | 0 | 0 | 0 | 0 | 0 | 0 | 0 | 0 | 0 |  | 0
Lateral Hardening-Fuse-92646066 | Lateral Hardening | 816500.6 | 0 | 0 | 0 | 0 | 2026 | 0 | 0 | 0 | 0 | 0 |  | 2027 | 2027
Lateral Hardening-Fuse-92646111 | Lateral Hardening | 86655.65 | 0 | 0 | 0 | 0 | 0 | 0 | 0 | 0 | 0 | 0 |  | 0
Lateral Hardening-Fuse-92646114 | Lateral Hardening | 50000 | 0 | 0 | 0 | 0 | 0 | 0 | 0 | 0 | 0 | 0 |  | 0
Lateral Hardening-Fuse-92646118 | Lateral Hardening | 103621.55 | 0 | 0 | 0 | 0 | 0 | 0 | 0 | 0 | 0 | 0 |  | 2022 | 2022
Lateral Hardening-Fuse-92646194 | Lateral Hardening | 144228.71 | 0 | 0 | 0 | 0 | 0 | 0 | 0 | 0 | 0 | 0 |  | 0
Lateral Hardening-Fuse-92646211 | Lateral Hardening | 171086.84 | 0 | 0 | 0 | 0 | 0 | 0 | 0 | 0 | 0 | 0 |  | 0
Lateral Hardening-Fuse-92646218 | Lateral Hardening | 246549.94 | 0 | 0 | 0 | 0 | 0 | 0 | 0 | 0 | 0 | 0 |  | 0
Lateral Hardening-Fuse-92646707 | Lateral Hardening | 242178.01 | 0 | 0 | 0 | 0 | 0 | 0 | 0 | 0 | 0 | 0 |  | 0
Lateral Hardening-Fuse-92647473 | Lateral Hardening | 165890.78 | 0 | 0 | 0 | 0 | 2026 | 0 | 0 | 0 | 0 | 0 |  | 2027 | 2027
Lateral Hardening-Fuse-92648110 | Lateral Hardening | 108753.66 | 0 | 0 | 0 | 0 | 0 | 0 | 0 | 0 | 0 | 0 |  | 0
Lateral Hardening-Fuse-92648112 | Lateral Hardening | 286064.72 | 0 | 0 | 0 | 0 | 2026 | 0 | 0 | 0 | 0 | 0 |  | 2027 | 2027
Lateral Hardening-Fuse-92648135 | Lateral Hardening | 131625.23 | 0 | 0 | 0 | 0 | 2026 | 0 | 0 | 0 | 0 | 0 |  | 2027 | 2027
Lateral Hardening-Fuse-92648189 | Lateral Hardening | 150355.43 | 0 | 0 | 0 | 0 | 0 | 0 | 0 | 0 | 0 | 0 |  | 0
Lateral Hardening-Fuse-92648190 | Lateral Hardening | 181040.71 | 0 | 0 | 0 | 0 | 0 | 0 | 0 | 0 | 0 | 0 |  | 0
Lateral Hardening-Fuse-92648323 | Lateral Hardening | 669964.88 | 0 | 0 | 0 | 0 | 0 | 0 | 0 | 0 | 0 | 0 |  | 0
Lateral Hardening-Fuse-92648480 | Lateral Hardening | 50000 | 0 | 0 | 0 | 0 | 0 | 0 | 0 | 0 | 0 | 0 |  | 0
Lateral Hardening-Fuse-92648619 | Lateral Hardening | 272781.32 | 0 | 0 | 0 | 0 | 0 | 0 | 0 | 0 | 0 | 0 |  | 0
Lateral Hardening-Fuse-92648649 | Lateral Hardening | 62272.33 | 0 | 0 | 0 | 0 | 0 | 0 | 0 | 0 | 0 | 0 |  | 0
Lateral Hardening-Fuse-92648650 | Lateral Hardening | 50000 | 0 | 0 | 0 | 0 | 0 | 0 | 0 | 0 | 0 | 0 |  | 0
Lateral Hardening-Fuse-92649275 | Lateral Hardening | 181446.98 | 0 | 0 | 0 | 0 | 0 | 0 | 0 | 0 | 0 | 0 |  | 0
Lateral Hardening-Fuse-92649622 | Lateral Hardening | 826331.24 | 0 | 0 | 0 | 0 | 0 | 0 | 0 | 0 | 0 | 0 |  | 0
Lateral Hardening-Fuse-92649829 | Lateral Hardening | 258934.49 | 0 | 0 | 0 | 0 | 2024 | 0 | 0 | 0 | 0 | 0 |  | 2023 | 2023
Lateral Hardening-Fuse-92649884 | Lateral Hardening | 93809.74 | 0 | 0 | 0 | 0 | 0 | 0 | 0 | 0 | 0 | 0 |  | 0
Lateral Hardening-Fuse-92649885 | Lateral Hardening | 54074.81 | 0 | 0 | 0 | 0 | 0 | 0 | 0 | 0 | 0 | 0 |  | 0
Lateral Hardening-Fuse-92650637 | Lateral Hardening | 78763.05 | 0 | 0 | 0 | 0 | 0 | 0 | 0 | 0 | 0 | 0 |  | 0
Lateral Hardening-Fuse-92650722 | Lateral Hardening | 84357.98 | 0 | 0 | 0 | 0 | 0 | 0 | 0 | 0 | 0 | 0 |  | 0
Lateral Hardening-Fuse-92650788 | Lateral Hardening | 184609.28 | 0 | 0 | 0 | 0 | 0 | 0 | 0 | 0 | 0 | 0 |  | 0
Lateral Hardening-Fuse-92651591 | Lateral Hardening | 77067.93 | 0 | 0 | 0 | 0 | 0 | 0 | 0 | 0 | 0 | 0 |  | 0
Lateral Hardening-Fuse-92651594 | Lateral Hardening | 91344.53 | 0 | 0 | 0 | 0 | 0 | 0 | 0 | 0 | 0 | 0 |  | 0
Lateral Hardening-Fuse-92651890 | Lateral Hardening | 116712.18 | 0 | 0 | 0 | 0 | 2021 | 0 | 0 | 0 | 0 | 0 |  | 2022 | 2022
Lateral Hardening-Fuse-92651942 | Lateral Hardening | 50000 | 0 | 0 | 0 | 0 | 0 | 0 | 0 | 0 | 0 | 0 |  | 0
Lateral Hardening-Fuse-92652000 | Lateral Hardening | 145813.45 | 0 | 0 | 0 | 0 | 0 | 0 | 0 | 0 | 0 | 0 |  | 0
Lateral Hardening-Fuse-92652010 | Lateral Hardening | 54999.12 | 0 | 0 | 0 | 0 | 2021 | 0 | 0 | 0 | 0 | 0 |  | 2022 | 2022
Lateral Hardening-Fuse-92652052 | Lateral Hardening | 50000 | 0 | 0 | 0 | 0 | 0 | 0 | 0 | 0 | 0 | 0 |  | 0
Lateral Hardening-Fuse-92652747 | Lateral Hardening | 56204.71 | 0 | 0 | 0 | 0 | 0 | 0 | 0 | 0 | 0 | 0 |  | 0
Lateral Hardening-Fuse-92653112 | Lateral Hardening | 322575.94 | 0 | 0 | 0 | 0 | 0 | 0 | 0 | 0 | 0 | 0 |  | 0
Lateral Hardening-Fuse-92653713 | Lateral Hardening | 50000 | 0 | 0 | 0 | 0 | 0 | 0 | 0 | 0 | 0 | 0 |  | 0
Lateral Hardening-Fuse-92653814 | Lateral Hardening | 151018.7 | 0 | 0 | 0 | 0 | 0 | 0 | 0 | 0 | 0 | 0 |  | 0
Lateral Hardening-Fuse-92653824 | Lateral Hardening | 122968.47 | 0 | 0 | 0 | 0 | 0 | 0 | 0 | 0 | 0 | 0 |  | 0
Lateral Hardening-Fuse-92653844 | Lateral Hardening | 50000 | 0 | 0 | 0 | 0 | 0 | 0 | 0 | 0 | 0 | 0 |  | 0
Lateral Hardening-Fuse-92653902 | Lateral Hardening | 100248.37 | 0 | 0 | 0 | 0 | 0 | 0 | 0 | 0 | 0 | 0 |  | 0
Lateral Hardening-Fuse-92655418 | Lateral Hardening | 132626.8 | 0 | 0 | 0 | 0 | 0 | 0 | 0 | 0 | 0 | 0 |  | 0
Lateral Hardening-Fuse-92655421 | Lateral Hardening | 134452.64 | 0 | 0 | 0 | 0 | 0 | 0 | 0 | 0 | 0 | 0 |  | 2022 | 2022
Lateral Hardening-Fuse-92655424 | Lateral Hardening | 223992.83 | 0 | 0 | 0 | 0 | 2022 | 0 | 0 | 0 | 0 | 0 |  | 2022
Lateral Hardening-Fuse-92655429 | Lateral Hardening | 84307.83 | 0 | 0 | 0 | 0 | 0 | 0 | 0 | 0 | 0 | 0 |  | 0
Lateral Hardening-Fuse-92655432 | Lateral Hardening | 50000 | 0 | 0 | 0 | 0 | 0 | 0 | 0 | 0 | 0 | 0 |  | 0
Lateral Hardening-Fuse-92655466 | Lateral Hardening | 988776.72 | 0 | 0 | 0 | 0 | 2027 | 0 | 0 | 0 | 0 | 0 |  | 0 | 0
Lateral Hardening-Fuse-92655481 | Lateral Hardening | 214743.18 | 0 | 0 | 0 | 0 | 0 | 0 | 0 | 0 | 0 | 0 |  | 0
Lateral Hardening-Fuse-92655485 | Lateral Hardening | 619979.97 | 0 | 0 | 0 | 0 | 2027 | 0 | 0 | 0 | 0 | 0 |  | 2024 | 2024
Lateral Hardening-Fuse-92655489 | Lateral Hardening | 197402.85 | 0 | 0 | 0 | 0 | 0 | 0 | 0 | 0 | 0 | 0 |  | 0
Lateral Hardening-Fuse-92655494 | Lateral Hardening | 306396.1 | 0 | 0 | 0 | 0 | 0 | 0 | 0 | 0 | 0 | 0 |  | 0
Lateral Hardening-Fuse-92655504 | Lateral Hardening | 148210.88 | 0 | 0 | 0 | 0 | 0 | 0 | 0 | 0 | 0 | 0 |  | 0
Lateral Hardening-Fuse-92655578 | Lateral Hardening | 50934.85 | 0 | 0 | 0 | 0 | 2024 | 0 | 0 | 0 | 0 | 0 |  | 2026 | 2026
Lateral Hardening-Fuse-92655620 | Lateral Hardening | 74816.18 | 0 | 0 | 0 | 0 | 0 | 0 | 0 | 0 | 0 | 0 |  | 0
Lateral Hardening-Fuse-92655628 | Lateral Hardening | 50000 | 0 | 0 | 0 | 0 | 0 | 0 | 0 | 0 | 0 | 0 |  | 0
Lateral Hardening-Fuse-92655739 | Lateral Hardening | 50000 | 0 | 0 | 0 | 0 | 0 | 0 | 0 | 0 | 0 | 0 |  | 0
Lateral Hardening-Fuse-92655811 | Lateral Hardening | 50000 | 0 | 0 | 0 | 0 | 0 | 0 | 0 | 0 | 0 | 0 |  | 0
Lateral Hardening-Fuse-92655833 | Lateral Hardening | 95378.74 | 0 | 0 | 0 | 0 | 0 | 0 | 0 | 0 | 0 | 0 |  | 0
Lateral Hardening-Fuse-92655835 | Lateral Hardening | 50000 | 0 | 0 | 0 | 0 | 0 | 0 | 0 | 0 | 0 | 0 |  | 0
Lateral Hardening-Fuse-92655839 | Lateral Hardening | 101465.12 | 0 | 0 | 0 | 0 | 0 | 0 | 0 | 0 | 0 | 0 |  | 0
Lateral Hardening-Fuse-92655879 | Lateral Hardening | 50000 | 0 | 0 | 0 | 0 | 0 | 0 | 0 | 0 | 0 | 0 |  | 0
Lateral Hardening-Fuse-92655943 | Lateral Hardening | 50000 | 0 | 0 | 0 | 0 | 0 | 0 | 0 | 0 | 0 | 0 |  | 0
Lateral Hardening-Fuse-92655999 | Lateral Hardening | 84417.45 | 0 | 0 | 0 | 0 | 0 | 0 | 0 | 0 | 0 | 0 |  | 0
Lateral Hardening-Fuse-92656116 | Lateral Hardening | 58424.79 | 0 | 0 | 0 | 0 | 0 | 0 | 0 | 0 | 0 | 0 |  | 0
Lateral Hardening-Fuse-92656358 | Lateral Hardening | 50000 | 0 | 0 | 0 | 0 | 0 | 0 | 0 | 0 | 0 | 0 |  | 0
Lateral Hardening-Fuse-92656700 | Lateral Hardening | 220029.62 | 0 | 0 | 0 | 0 | 0 | 0 | 0 | 0 | 0 | 0 |  | 0
Lateral Hardening-Fuse-92656703 | Lateral Hardening | 52374.89 | 0 | 0 | 0 | 0 | 0 | 0 | 0 | 0 | 0 | 0 |  | 0
Lateral Hardening-Fuse-92657662 | Lateral Hardening | 102508.96 | 0 | 0 | 0 | 0 | 0 | 0 | 0 | 0 | 0 | 0 |  | 0
Lateral Hardening-Fuse-92658612 | Lateral Hardening | 50000 | 0 | 0 | 0 | 0 | 0 | 0 | 0 | 0 | 0 | 0 |  | 0
Lateral Hardening-Fuse-92658911 | Lateral Hardening | 262184.25 | 0 | 0 | 0 | 0 | 0 | 0 | 0 | 0 | 0 | 0 |  | 0
Lateral Hardening-Fuse-92659172 | Lateral Hardening | 460590.78 | 0 | 0 | 0 | 0 | 2021 | 0 | 0 | 0 | 0 | 0 |  | 2022 | 2022
Lateral Hardening-Fuse-92659353 | Lateral Hardening | 266306.17 | 0 | 0 | 0 | 0 | 2021 | 0 | 0 | 0 | 0 | 0 |  | 2022 | 2022
Lateral Hardening-Fuse-92659372 | Lateral Hardening | 50000 | 0 | 0 | 0 | 0 | 0 | 0 | 0 | 0 | 0 | 0 |  | 0
Lateral Hardening-Fuse-92659550 | Lateral Hardening | 50000 | 0 | 0 | 0 | 0 | 0 | 0 | 0 | 0 | 0 | 0 |  | 0
Lateral Hardening-Fuse-92660079 | Lateral Hardening | 284379.86 | 0 | 0 | 0 | 0 | 2021 | 0 | 0 | 0 | 0 | 0 |  | 2022 | 2022
Lateral Hardening-Fuse-92661213 | Lateral Hardening | 51766.03 | 0 | 0 | 0 | 0 | 0 | 0 | 0 | 0 | 0 | 0 |  | 0
Lateral Hardening-Fuse-92661311 | Lateral Hardening | 156974.92 | 0 | 0 | 0 | 0 | 0 | 0 | 0 | 0 | 0 | 0 |  | 2023 | 2023
Lateral Hardening-Fuse-92661368 | Lateral Hardening | 55491.41 | 0 | 0 | 0 | 0 | 0 | 0 | 0 | 0 | 0 | 0 |  | 0
Lateral Hardening-Fuse-92661372 | Lateral Hardening | 399096.54 | 0 | 0 | 0 | 0 | 0 | 0 | 0 | 0 | 0 | 0 |  | 2029 | 2029
Lateral Hardening-Fuse-92661375 | Lateral Hardening | 108312.02 | 0 | 0 | 0 | 0 | 0 | 0 | 0 | 0 | 0 | 0 |  | 0
Lateral Hardening-Fuse-92661376 | Lateral Hardening | 151562.71 | 0 | 0 | 0 | 0 | 0 | 0 | 0 | 0 | 0 | 0 |  | 0
Lateral Hardening-Fuse-92661377 | Lateral Hardening | 107661.68 | 0 | 0 | 0 | 0 | 0 | 0 | 0 | 0 | 0 | 0 |  | 0
Lateral Hardening-Fuse-92661378 | Lateral Hardening | 137141.34 | 0 | 0 | 0 | 0 | 0 | 0 | 0 | 0 | 0 | 0 |  | 0
Lateral Hardening-Fuse-92661379 | Lateral Hardening | 51808.25 | 0 | 0 | 0 | 0 | 0 | 0 | 0 | 0 | 0 | 0 |  | 0
Lateral Hardening-Fuse-92661380 | Lateral Hardening | 51981.39 | 0 | 0 | 0 | 0 | 0 | 0 | 0 | 0 | 0 | 0 |  | 0
Lateral Hardening-Fuse-92661381 | Lateral Hardening | 50679.97 | 0 | 0 | 0 | 0 | 0 | 0 | 0 | 0 | 0 | 0 |  | 0
Lateral Hardening-Fuse-92661382 | Lateral Hardening | 61404.65 | 0 | 0 | 0 | 0 | 0 | 0 | 0 | 0 | 0 | 0 |  | 0
Lateral Hardening-Fuse-92661383 | Lateral Hardening | 53198.37 | 0 | 0 | 0 | 0 | 0 | 0 | 0 | 0 | 0 | 0 |  | 0
Lateral Hardening-Fuse-92661384 | Lateral Hardening | 50979.03 | 0 | 0 | 0 | 0 | 0 | 0 | 0 | 0 | 0 | 0 |  | 0
Lateral Hardening-Fuse-92661387 | Lateral Hardening | 50000 | 0 | 0 | 0 | 0 | 0 | 0 | 0 | 0 | 0 | 0 |  | 0
Lateral Hardening-Fuse-92661390 | Lateral Hardening | 50000 | 0 | 0 | 0 | 0 | 0 | 0 | 0 | 0 | 0 | 0 |  | 0
Lateral Hardening-Fuse-92661392 | Lateral Hardening | 363360.86 | 0 | 0 | 0 | 0 | 0 | 0 | 0 | 0 | 0 | 0 |  | 0
Lateral Hardening-Fuse-92661393 | Lateral Hardening | 240704 | 0 | 0 | 0 | 0 | 0 | 0 | 0 | 0 | 0 | 0 |  | 0
Lateral Hardening-Fuse-92661401 | Lateral Hardening | 112089.62 | 0 | 0 | 0 | 0 | 0 | 0 | 0 | 0 | 0 | 0 |  | 0
Lateral Hardening-Fuse-92661409 | Lateral Hardening | 75640.78 | 0 | 0 | 0 | 0 | 0 | 0 | 0 | 0 | 0 | 0 |  | 0
Lateral Hardening-Fuse-92661411 | Lateral Hardening | 172381.94 | 0 | 0 | 0 | 0 | 0 | 0 | 0 | 0 | 0 | 0 |  | 0
Lateral Hardening-Fuse-92661440 | Lateral Hardening | 106176.38 | 0 | 0 | 0 | 0 | 0 | 0 | 0 | 0 | 0 | 0 |  | 0
Lateral Hardening-Fuse-92661506 | Lateral Hardening | 331058.68 | 0 | 0 | 0 | 0 | 0 | 0 | 0 | 0 | 0 | 0 |  | 0
Lateral Hardening-Fuse-92661614 | Lateral Hardening | 214882.69 | 0 | 0 | 0 | 0 | 0 | 0 | 0 | 0 | 0 | 0 |  | 0
Lateral Hardening-Fuse-92661741 | Lateral Hardening | 68657.77 | 0 | 0 | 0 | 0 | 0 | 0 | 0 | 0 | 0 | 0 |  | 0
Lateral Hardening-Fuse-92661749 | Lateral Hardening | 309354.25 | 0 | 0 | 0 | 0 | 0 | 0 | 0 | 0 | 0 | 0 |  | 0
Lateral Hardening-Fuse-92661754 | Lateral Hardening | 125711.2 | 0 | 0 | 0 | 0 | 0 | 0 | 0 | 0 | 0 | 0 |  | 0
Lateral Hardening-Fuse-92661759 | Lateral Hardening | 61971.29 | 0 | 0 | 0 | 0 | 0 | 0 | 0 | 0 | 0 | 0 |  | 0
Lateral Hardening-Fuse-92661768 | Lateral Hardening | 455756.94 | 0 | 0 | 0 | 0 | 2022 | 0 | 0 | 0 | 0 | 0 |  | 2022
Lateral Hardening-Fuse-92662050 | Lateral Hardening | 59625.29 | 0 | 0 | 0 | 0 | 2028 | 0 | 0 | 0 | 0 | 0 |  | 2028
Lateral Hardening-Fuse-92662083 | Lateral Hardening | 102152.73 | 0 | 0 | 0 | 0 | 0 | 0 | 0 | 0 | 0 | 0 |  | 0
Lateral Hardening-Fuse-92662170 | Lateral Hardening | 446810.3 | 0 | 0 | 0 | 0 | 0 | 0 | 0 | 0 | 0 | 0 |  | 0
Lateral Hardening-Fuse-92662207 | Lateral Hardening | 162126.14 | 0 | 0 | 0 | 0 | 0 | 0 | 0 | 0 | 0 | 0 |  | 0
Lateral Hardening-Fuse-92662351 | Lateral Hardening | 163690.14 | 0 | 0 | 0 | 0 | 0 | 0 | 0 | 0 | 0 | 0 |  | 0
Lateral Hardening-Fuse-92662889 | Lateral Hardening | 390496.86 | 0 | 0 | 0 | 0 | 0 | 0 | 0 | 0 | 0 | 0 |  | 0
Lateral Hardening-Fuse-92663180 | Lateral Hardening | 580254.05 | 0 | 0 | 0 | 0 | 2022 | 0 | 0 | 0 | 0 | 0 |  | 2022
Lateral Hardening-Fuse-92663183 | Lateral Hardening | 388241.73 | 0 | 0 | 0 | 0 | 0 | 0 | 0 | 0 | 0 | 0 |  | 0
Lateral Hardening-Fuse-92663185 | Lateral Hardening | 255557.02 | 0 | 0 | 0 | 0 | 0 | 0 | 0 | 0 | 0 | 0 |  | 0
Lateral Hardening-Fuse-92663186 | Lateral Hardening | 269823.89 | 0 | 0 | 0 | 0 | 0 | 0 | 0 | 0 | 0 | 0 |  | 0
Lateral Hardening-Fuse-92663266 | Lateral Hardening | 255224.93 | 0 | 0 | 0 | 0 | 0 | 0 | 0 | 0 | 0 | 0 |  | 0
Lateral Hardening-Fuse-92663427 | Lateral Hardening | 77466.68 | 0 | 0 | 0 | 0 | 0 | 0 | 0 | 0 | 0 | 0 |  | 0
Lateral Hardening-Fuse-92663497 | Lateral Hardening | 404025.74 | 0 | 0 | 0 | 0 | 0 | 0 | 0 | 0 | 0 | 0 |  | 0
Lateral Hardening-Fuse-92663525 | Lateral Hardening | 212457.94 | 0 | 0 | 0 | 0 | 0 | 0 | 0 | 0 | 0 | 0 |  | 2024 | 2024
Lateral Hardening-Fuse-92664151 | Lateral Hardening | 574872.44 | 0 | 0 | 0 | 0 | 0 | 0 | 0 | 0 | 0 | 0 |  | 0
Lateral Hardening-Fuse-92664307 | Lateral Hardening | 144385.83 | 0 | 0 | 0 | 0 | 0 | 0 | 0 | 0 | 0 | 0 |  | 0
Lateral Hardening-Fuse-92664329 | Lateral Hardening | 83769.55 | 0 | 0 | 0 | 0 | 0 | 0 | 0 | 0 | 0 | 0 |  | 0
Lateral Hardening-Fuse-92664579 | Lateral Hardening | 55349.75 | 0 | 0 | 0 | 0 | 0 | 0 | 0 | 0 | 0 | 0 |  | 0
Lateral Hardening-Fuse-92664597 | Lateral Hardening | 50000 | 0 | 0 | 0 | 0 | 2021 | 0 | 0 | 0 | 0 | 0 |  | 2021
Lateral Hardening-Fuse-92665539 | Lateral Hardening | 115857.22 | 0 | 0 | 0 | 0 | 2021 | 0 | 0 | 0 | 0 | 0 |  | 2021
Lateral Hardening-Fuse-92665559 | Lateral Hardening | 161000.06 | 0 | 0 | 0 | 0 | 0 | 0 | 0 | 0 | 0 | 0 |  | 0
Lateral Hardening-Fuse-92665751 | Lateral Hardening | 674379.73 | 0 | 0 | 0 | 0 | 0 | 0 | 0 | 0 | 0 | 0 |  | 0
Lateral Hardening-Fuse-92665822 | Lateral Hardening | 197857.06 | 0 | 0 | 0 | 0 | 0 | 0 | 0 | 0 | 0 | 0 |  | 0
Lateral Hardening-Fuse-92665838 | Lateral Hardening | 238011.97 | 0 | 0 | 0 | 0 | 0 | 0 | 0 | 0 | 0 | 0 |  | 0
Lateral Hardening-Fuse-92666447 | Lateral Hardening | 50000 | 0 | 0 | 0 | 0 | 2025 | 0 | 0 | 0 | 0 | 0 |  | 2028 | 2028
Lateral Hardening-Fuse-92666848 | Lateral Hardening | 97829.18 | 0 | 0 | 0 | 0 | 0 | 0 | 0 | 0 | 0 | 0 |  | 0
Lateral Hardening-Fuse-92667782 | Lateral Hardening | 244656.27 | 0 | 0 | 0 | 0 | 0 | 0 | 0 | 0 | 0 | 0 |  | 0
Lateral Hardening-Fuse-92668446 | Lateral Hardening | 53681.31 | 0 | 0 | 0 | 0 | 0 | 0 | 0 | 0 | 0 | 0 |  | 0
Lateral Hardening-Fuse-92668672 | Lateral Hardening | 155846.88 | 0 | 0 | 0 | 0 | 0 | 0 | 0 | 0 | 0 | 0 |  | 0
Lateral Hardening-Fuse-92669066 | Lateral Hardening | 119714.26 | 0 | 0 | 0 | 0 | 0 | 0 | 0 | 0 | 0 | 0 |  | 0
Lateral Hardening-Fuse-92669080 | Lateral Hardening | 242161.54 | 0 | 0 | 0 | 0 | 2023 | 0 | 0 | 0 | 0 | 0 |  | 2023
Lateral Hardening-Fuse-92669228 | Lateral Hardening | 161468.17 | 0 | 0 | 0 | 0 | 0 | 0 | 0 | 0 | 0 | 0 |  | 0
Lateral Hardening-Fuse-92669557 | Lateral Hardening | 50000 | 0 | 0 | 0 | 0 | 2023 | 0 | 0 | 0 | 0 | 0 |  | 2023
Lateral Hardening-Fuse-92669914 | Lateral Hardening | 256034.96 | 0 | 0 | 0 | 0 | 2023 | 0 | 0 | 0 | 0 | 0 |  | 2023
Lateral Hardening-Fuse-92669923 | Lateral Hardening | 251926.82 | 0 | 0 | 0 | 0 | 2023 | 0 | 0 | 0 | 0 | 0 |  | 0 | 0
Lateral Hardening-Fuse-92669942 | Lateral Hardening | 477753.71 | 0 | 0 | 0 | 0 | 2023 | 0 | 0 | 0 | 0 | 0 |  | 2023
Lateral Hardening-Fuse-92669946 | Lateral Hardening | 86007.75 | 0 | 0 | 0 | 0 | 0 | 0 | 0 | 0 | 0 | 0 |  | 0
Lateral Hardening-Fuse-92670023 | Lateral Hardening | 356722.65 | 0 | 0 | 0 | 0 | 2024 | 0 | 0 | 0 | 0 | 0 |  | 2028 | 2028
Lateral Hardening-Fuse-92670059 | Lateral Hardening | 94056.58 | 0 | 0 | 0 | 0 | 0 | 0 | 0 | 0 | 0 | 0 |  | 0
Lateral Hardening-Fuse-92670461 | Lateral Hardening | 202904.5 | 0 | 0 | 0 | 0 | 0 | 0 | 0 | 0 | 0 | 0 |  | 0
Lateral Hardening-Fuse-92670471 | Lateral Hardening | 69254.65 | 0 | 0 | 0 | 0 | 0 | 0 | 0 | 0 | 0 | 0 |  | 0
Lateral Hardening-Fuse-92670473 | Lateral Hardening | 62905.69 | 0 | 0 | 0 | 0 | 0 | 0 | 0 | 0 | 0 | 0 |  | 0
Lateral Hardening-Fuse-92670476 | Lateral Hardening | 50000 | 0 | 0 | 0 | 0 | 0 | 0 | 0 | 0 | 0 | 0 |  | 0
Lateral Hardening-Fuse-92670479 | Lateral Hardening | 57432.43 | 0 | 0 | 0 | 0 | 2023 | 0 | 0 | 0 | 0 | 0 |  | 2023
Lateral Hardening-Fuse-92670950 | Lateral Hardening | 294566.2 | 0 | 0 | 0 | 0 | 2021 | 0 | 0 | 0 | 0 | 0 |  | 2021
Lateral Hardening-Fuse-92671000 | Lateral Hardening | 50000 | 0 | 0 | 0 | 0 | 0 | 0 | 0 | 0 | 0 | 0 |  | 0
Lateral Hardening-Fuse-92671556 | Lateral Hardening | 317935.54 | 0 | 0 | 0 | 0 | 2029 | 0 | 0 | 0 | 0 | 0 |  | 0 | 0
Lateral Hardening-Fuse-92671831 | Lateral Hardening | 52521.55 | 0 | 0 | 0 | 0 | 0 | 0 | 0 | 0 | 0 | 0 |  | 0
Lateral Hardening-Fuse-92672486 | Lateral Hardening | 138413.74 | 0 | 0 | 0 | 0 | 0 | 0 | 0 | 0 | 0 | 0 |  | 0
Lateral Hardening-Fuse-92672528 | Lateral Hardening | 52867.83 | 0 | 0 | 0 | 0 | 0 | 0 | 0 | 0 | 0 | 0 |  | 0
Lateral Hardening-Fuse-92672765 | Lateral Hardening | 175194.93 | 0 | 0 | 0 | 0 | 0 | 0 | 0 | 0 | 0 | 0 |  | 0
Lateral Hardening-Fuse-92672957 | Lateral Hardening | 179760.27 | 0 | 0 | 0 | 0 | 0 | 0 | 0 | 0 | 0 | 0 |  | 0
Lateral Hardening-Fuse-92672978 | Lateral Hardening | 266054.81 | 0 | 0 | 0 | 0 | 0 | 0 | 0 | 0 | 0 | 0 |  | 0
Lateral Hardening-Fuse-92672981 | Lateral Hardening | 128088.68 | 0 | 0 | 0 | 0 | 0 | 0 | 0 | 0 | 0 | 0 |  | 0
Lateral Hardening-Fuse-92672999 | Lateral Hardening | 146437.26 | 0 | 0 | 0 | 0 | 0 | 0 | 0 | 0 | 0 | 0 |  | 0
Lateral Hardening-Fuse-92673007 | Lateral Hardening | 187300.47 | 0 | 0 | 0 | 0 | 0 | 0 | 0 | 0 | 0 | 0 |  | 0
Lateral Hardening-Fuse-92673088 | Lateral Hardening | 130795.96 | 0 | 0 | 0 | 0 | 0 | 0 | 0 | 0 | 0 | 0 |  | 0
Lateral Hardening-Fuse-92673564 | Lateral Hardening | 50000 | 0 | 0 | 0 | 0 | 0 | 0 | 0 | 0 | 0 | 0 |  | 0
Lateral Hardening-Fuse-92674288 | Lateral Hardening | 157142.68 | 0 | 0 | 0 | 0 | 0 | 0 | 0 | 0 | 0 | 0 |  | 0
Lateral Hardening-Fuse-92675158 | Lateral Hardening | 134872.62 | 0 | 0 | 0 | 0 | 2029 | 0 | 0 | 0 | 0 | 0 |  | 0 | 0
Lateral Hardening-Fuse-92675221 | Lateral Hardening | 136435.88 | 0 | 0 | 0 | 0 | 2029 | 0 | 0 | 0 | 0 | 0 |  | 2028 | 2028
Lateral Hardening-Fuse-92675297 | Lateral Hardening | 440461.52 | 0 | 0 | 0 | 0 | 2029 | 0 | 0 | 0 | 0 | 0 |  | 2028 | 2028
Lateral Hardening-Fuse-92675510 | Lateral Hardening | 60523.21 | 0 | 0 | 0 | 0 | 0 | 0 | 0 | 0 | 0 | 0 |  | 0
Lateral Hardening-Fuse-92675929 | Lateral Hardening | 121077.16 | 0 | 0 | 0 | 0 | 0 | 0 | 0 | 0 | 0 | 0 |  | 0
Lateral Hardening-Fuse-92675931 | Lateral Hardening | 555062.29 | 0 | 0 | 0 | 0 | 0 | 0 | 0 | 0 | 0 | 0 |  | 0
Lateral Hardening-Fuse-92675933 | Lateral Hardening | 68933.37 | 0 | 0 | 0 | 0 | 0 | 0 | 0 | 0 | 0 | 0 |  | 2023 | 2023
Lateral Hardening-Fuse-92675950 | Lateral Hardening | 50000 | 0 | 0 | 0 | 0 | 0 | 0 | 0 | 0 | 0 | 0 |  | 0
Lateral Hardening-Fuse-92676457 | Lateral Hardening | 381599.8 | 0 | 0 | 0 | 0 | 0 | 0 | 0 | 0 | 0 | 0 |  | 0
Lateral Hardening-Fuse-92676470 | Lateral Hardening | 51828.99 | 0 | 0 | 0 | 0 | 0 | 0 | 0 | 0 | 0 | 0 |  | 0
Lateral Hardening-Fuse-92676485 | Lateral Hardening | 59725.47 | 0 | 0 | 0 | 0 | 0 | 0 | 0 | 0 | 0 | 0 |  | 0
Lateral Hardening-Fuse-92676534 | Lateral Hardening | 66826.93 | 0 | 0 | 0 | 0 | 0 | 0 | 0 | 0 | 0 | 0 |  | 0
Lateral Hardening-Fuse-92676537 | Lateral Hardening | 50958.29 | 0 | 0 | 0 | 0 | 0 | 0 | 0 | 0 | 0 | 0 |  | 0
Lateral Hardening-Fuse-92676541 | Lateral Hardening | 59237.53 | 0 | 0 | 0 | 0 | 0 | 0 | 0 | 0 | 0 | 0 |  | 0
Lateral Hardening-Fuse-92676560 | Lateral Hardening | 50000 | 0 | 0 | 0 | 0 | 0 | 0 | 0 | 0 | 0 | 0 |  | 0
Lateral Hardening-Fuse-92676562 | Lateral Hardening | 50000 | 0 | 0 | 0 | 0 | 0 | 0 | 0 | 0 | 0 | 0 |  | 0
Lateral Hardening-Fuse-92676569 | Lateral Hardening | 206884.3 | 0 | 0 | 0 | 0 | 0 | 0 | 0 | 0 | 0 | 0 |  | 0
Lateral Hardening-Fuse-92676671 | Lateral Hardening | 57107.63 | 0 | 0 | 0 | 0 | 0 | 0 | 0 | 0 | 0 | 0 |  | 0
Lateral Hardening-Fuse-92677018 | Lateral Hardening | 60042.25 | 0 | 0 | 0 | 0 | 0 | 0 | 0 | 0 | 0 | 0 |  | 0
Lateral Hardening-Fuse-92677037 | Lateral Hardening | 59085.13 | 0 | 0 | 0 | 0 | 0 | 0 | 0 | 0 | 0 | 0 |  | 0
Lateral Hardening-Fuse-92677146 | Lateral Hardening | 96311.41 | 0 | 0 | 0 | 0 | 0 | 0 | 0 | 0 | 0 | 0 |  | 0
Lateral Hardening-Fuse-92677337 | Lateral Hardening | 166935.69 | 0 | 0 | 0 | 0 | 0 | 0 | 0 | 0 | 0 | 0 |  | 0
Lateral Hardening-Fuse-92677341 | Lateral Hardening | 312175.23 | 0 | 0 | 0 | 0 | 2024 | 0 | 0 | 0 | 0 | 0 |  | 2023 | 2023
Lateral Hardening-Fuse-92677344 | Lateral Hardening | 114287.18 | 0 | 0 | 0 | 0 | 0 | 0 | 0 | 0 | 0 | 0 |  | 0
Lateral Hardening-Fuse-92677346 | Lateral Hardening | 50000 | 0 | 0 | 0 | 0 | 0 | 0 | 0 | 0 | 0 | 0 |  | 0
Lateral Hardening-Fuse-92677347 | Lateral Hardening | 123092.62 | 0 | 0 | 0 | 0 | 0 | 0 | 0 | 0 | 0 | 0 |  | 0
Lateral Hardening-Fuse-92677575 | Lateral Hardening | 50000 | 0 | 0 | 0 | 0 | 0 | 0 | 0 | 0 | 0 | 0 |  | 0
Lateral Hardening-Fuse-92677590 | Lateral Hardening | 280551.35 | 0 | 0 | 0 | 0 | 2024 | 0 | 0 | 0 | 0 | 0 |  | 0 | 0
Lateral Hardening-Fuse-92677661 | Lateral Hardening | 117247.34 | 0 | 0 | 0 | 0 | 0 | 0 | 0 | 0 | 0 | 0 |  | 0
Lateral Hardening-Fuse-92677662 | Lateral Hardening | 191092.32 | 0 | 0 | 0 | 0 | 0 | 0 | 0 | 0 | 0 | 0 |  | 0
Lateral Hardening-Fuse-92677663 | Lateral Hardening | 62967.91 | 0 | 0 | 0 | 0 | 0 | 0 | 0 | 0 | 0 | 0 |  | 0
Lateral Hardening-Fuse-92677664 | Lateral Hardening | 100997.92 | 0 | 0 | 0 | 0 | 0 | 0 | 0 | 0 | 0 | 0 |  | 0
Lateral Hardening-Fuse-92677665 | Lateral Hardening | 113904.72 | 0 | 0 | 0 | 0 | 0 | 0 | 0 | 0 | 0 | 0 |  | 0
Lateral Hardening-Fuse-92677669 | Lateral Hardening | 50000 | 0 | 0 | 0 | 0 | 0 | 0 | 0 | 0 | 0 | 0 |  | 0
Lateral Hardening-Fuse-92678249 | Lateral Hardening | 766062.45 | 0 | 0 | 0 | 0 | 2024 | 0 | 0 | 0 | 0 | 0 |  | 2023 | 2023
Lateral Hardening-Fuse-92678254 | Lateral Hardening | 50979.03 | 0 | 0 | 0 | 0 | 0 | 0 | 0 | 0 | 0 | 0 |  | 0
Lateral Hardening-Fuse-92678256 | Lateral Hardening | 106092.68 | 0 | 0 | 0 | 0 | 0 | 0 | 0 | 0 | 0 | 0 |  | 0
Lateral Hardening-Fuse-92678526 | Lateral Hardening | 50000 | 0 | 0 | 0 | 0 | 0 | 0 | 0 | 0 | 0 | 0 |  | 0
Lateral Hardening-Fuse-92678548 | Lateral Hardening | 53371.51 | 0 | 0 | 0 | 0 | 0 | 0 | 0 | 0 | 0 | 0 |  | 0
Lateral Hardening-Fuse-92678555 | Lateral Hardening | 50000 | 0 | 0 | 0 | 0 | 0 | 0 | 0 | 0 | 0 | 0 |  | 0
Lateral Hardening-Fuse-92678559 | Lateral Hardening | 197494.2 | 0 | 0 | 0 | 0 | 0 | 0 | 0 | 0 | 0 | 0 |  | 0
Lateral Hardening-Fuse-92678595 | Lateral Hardening | 108159.62 | 0 | 0 | 0 | 0 | 0 | 0 | 0 | 0 | 0 | 0 |  | 0
Lateral Hardening-Fuse-92678765 | Lateral Hardening | 116843.1 | 0 | 0 | 0 | 0 | 2024 | 0 | 0 | 0 | 0 | 0 |  | 2023 | 2023
Lateral Hardening-Fuse-92678837 | Lateral Hardening | 63655.47 | 0 | 0 | 0 | 0 | 0 | 0 | 0 | 0 | 0 | 0 |  | 0
Lateral Hardening-Fuse-92678838 | Lateral Hardening | 50000 | 0 | 0 | 0 | 0 | 0 | 0 | 0 | 0 | 0 | 0 |  | 0
Lateral Hardening-Fuse-92678839 | Lateral Hardening | 52726.17 | 0 | 0 | 0 | 0 | 0 | 0 | 0 | 0 | 0 | 0 |  | 0
Lateral Hardening-Fuse-92678840 | Lateral Hardening | 50000 | 0 | 0 | 0 | 0 | 0 | 0 | 0 | 0 | 0 | 0 |  | 0
Lateral Hardening-Fuse-92678841 | Lateral Hardening | 109524 | 0 | 0 | 0 | 0 | 0 | 0 | 0 | 0 | 0 | 0 |  | 0
Lateral Hardening-Fuse-92679259 | Lateral Hardening | 61546.31 | 0 | 0 | 0 | 0 | 0 | 0 | 0 | 0 | 0 | 0 |  | 0
Lateral Hardening-Fuse-92679260 | Lateral Hardening | 156530.81 | 0 | 0 | 0 | 0 | 0 | 0 | 0 | 0 | 0 | 0 |  | 0
Lateral Hardening-Fuse-92679261 | Lateral Hardening | 146310.6 | 0 | 0 | 0 | 0 | 0 | 0 | 0 | 0 | 0 | 0 |  | 0
Lateral Hardening-Fuse-92679264 | Lateral Hardening | 50000 | 0 | 0 | 0 | 0 | 0 | 0 | 0 | 0 | 0 | 0 |  | 0
Lateral Hardening-Fuse-92679285 | Lateral Hardening | 556818.69 | 0 | 0 | 0 | 0 | 2023 | 0 | 0 | 0 | 0 | 0 |  | 2024 | 2024
Lateral Hardening-Fuse-92679372 | Lateral Hardening | 156526.55 | 0 | 0 | 0 | 0 | 0 | 0 | 0 | 0 | 0 | 0 |  | 0
Lateral Hardening-Fuse-92679384 | Lateral Hardening | 144794.51 | 0 | 0 | 0 | 0 | 0 | 0 | 0 | 0 | 0 | 0 |  | 0
Lateral Hardening-Fuse-92679387 | Lateral Hardening | 200527.02 | 0 | 0 | 0 | 0 | 0 | 0 | 0 | 0 | 0 | 0 |  | 0
Lateral Hardening-Fuse-92679495 | Lateral Hardening | 52867.83 | 0 | 0 | 0 | 0 | 0 | 0 | 0 | 0 | 0 | 0 |  | 0
Lateral Hardening-Fuse-92679861 | Lateral Hardening | 175503.99 | 0 | 0 | 0 | 0 | 2021 | 0 | 0 | 0 | 0 | 0 |  | 2021
Lateral Hardening-Fuse-92679866 | Lateral Hardening | 551500.77 | 0 | 0 | 0 | 0 | 2022 | 0 | 0 | 0 | 0 | 0 |  | 2022
Lateral Hardening-Fuse-92679899 | Lateral Hardening | 129546.02 | 0 | 0 | 0 | 0 | 0 | 0 | 0 | 0 | 0 | 0 |  | 0
Lateral Hardening-Fuse-92679901 | Lateral Hardening | 129524.54 | 0 | 0 | 0 | 0 | 0 | 0 | 0 | 0 | 0 | 0 |  | 0
Lateral Hardening-Fuse-92679902 | Lateral Hardening | 61604.27 | 0 | 0 | 0 | 0 | 0 | 0 | 0 | 0 | 0 | 0 |  | 0
Lateral Hardening-Fuse-92680492 | Lateral Hardening | 52474.33 | 0 | 0 | 0 | 0 | 0 | 0 | 0 | 0 | 0 | 0 |  | 0
Lateral Hardening-Fuse-92680544 | Lateral Hardening | 56231.19 | 0 | 0 | 0 | 0 | 0 | 0 | 0 | 0 | 0 | 0 |  | 0
Lateral Hardening-Fuse-92680546 | Lateral Hardening | 114812.64 | 0 | 0 | 0 | 0 | 2024 | 0 | 0 | 0 | 0 | 0 |  | 2023 | 2023
Lateral Hardening-Fuse-92680557 | Lateral Hardening | 53135.41 | 0 | 0 | 0 | 0 | 0 | 0 | 0 | 0 | 0 | 0 |  | 0
Lateral Hardening-Fuse-92680599 | Lateral Hardening | 52080.83 | 0 | 0 | 0 | 0 | 0 | 0 | 0 | 0 | 0 | 0 |  | 0
Lateral Hardening-Fuse-92680600 | Lateral Hardening | 61800.13 | 0 | 0 | 0 | 0 | 0 | 0 | 0 | 0 | 0 | 0 |  | 0
Lateral Hardening-Fuse-92680605 | Lateral Hardening | 55606.59 | 0 | 0 | 0 | 0 | 0 | 0 | 0 | 0 | 0 | 0 |  | 0
Lateral Hardening-Fuse-92680612 | Lateral Hardening | 100987.18 | 0 | 0 | 0 | 0 | 0 | 0 | 0 | 0 | 0 | 0 |  | 2023 | 2023
Lateral Hardening-Fuse-92680625 | Lateral Hardening | 321237.9 | 0 | 0 | 0 | 0 | 0 | 0 | 0 | 0 | 0 | 0 |  | 0
Lateral Hardening-Fuse-92680655 | Lateral Hardening | 833576.42 | 0 | 0 | 0 | 0 | 2024 | 0 | 0 | 0 | 0 | 0 |  | 2023 | 2023
Lateral Hardening-Fuse-92680977 | Lateral Hardening | 100237.21 | 0 | 0 | 0 | 0 | 0 | 0 | 0 | 0 | 0 | 0 |  | 0
Lateral Hardening-Fuse-92680978 | Lateral Hardening | 608286.3 | 0 | 0 | 0 | 0 | 0 | 0 | 0 | 0 | 0 | 0 |  | 0
Lateral Hardening-Fuse-92681005 | Lateral Hardening | 164741.35 | 0 | 0 | 0 | 0 | 0 | 0 | 0 | 0 | 0 | 0 |  | 0
Lateral Hardening-Fuse-92681015 | Lateral Hardening | 50000 | 0 | 0 | 0 | 0 | 0 | 0 | 0 | 0 | 0 | 0 |  | 0
Lateral Hardening-Fuse-92681024 | Lateral Hardening | 50000 | 0 | 0 | 0 | 0 | 0 | 0 | 0 | 0 | 0 | 0 |  | 0
Lateral Hardening-Fuse-92681028 | Lateral Hardening | 270419.99 | 0 | 0 | 0 | 0 | 0 | 0 | 0 | 0 | 0 | 0 |  | 0
Lateral Hardening-Fuse-92681045 | Lateral Hardening | 52675.93 | 0 | 0 | 0 | 0 | 0 | 0 | 0 | 0 | 0 | 0 |  | 0
Lateral Hardening-Fuse-92681050 | Lateral Hardening | 107923.52 | 0 | 0 | 0 | 0 | 2024 | 0 | 0 | 0 | 0 | 0 |  | 2023 | 2023
Lateral Hardening-Fuse-92681066 | Lateral Hardening | 209502.27 | 0 | 0 | 0 | 0 | 0 | 0 | 0 | 0 | 0 | 0 |  | 0
Lateral Hardening-Fuse-92681100 | Lateral Hardening | 62555.65 | 0 | 0 | 0 | 0 | 0 | 0 | 0 | 0 | 0 | 0 |  | 0
Lateral Hardening-Fuse-92681102 | Lateral Hardening | 121671.7 | 0 | 0 | 0 | 0 | 0 | 0 | 0 | 0 | 0 | 0 |  | 0
Lateral Hardening-Fuse-92681105 | Lateral Hardening | 50000 | 0 | 0 | 0 | 0 | 0 | 0 | 0 | 0 | 0 | 0 |  | 0
Lateral Hardening-Fuse-92681152 | Lateral Hardening | 50407.39 | 0 | 0 | 0 | 0 | 0 | 0 | 0 | 0 | 0 | 0 |  | 0
Lateral Hardening-Fuse-92681155 | Lateral Hardening | 50000 | 0 | 0 | 0 | 0 | 0 | 0 | 0 | 0 | 0 | 0 |  | 0
Lateral Hardening-Fuse-92681157 | Lateral Hardening | 55696.03 | 0 | 0 | 0 | 0 | 0 | 0 | 0 | 0 | 0 | 0 |  | 0
Lateral Hardening-Fuse-92681185 | Lateral Hardening | 55680.29 | 0 | 0 | 0 | 0 | 0 | 0 | 0 | 0 | 0 | 0 |  | 0
Lateral Hardening-Fuse-92681675 | Lateral Hardening | 809531.8 | 0 | 0 | 0 | 0 | 0 | 0 | 0 | 0 | 0 | 0 |  | 0
Lateral Hardening-Fuse-92681786 | Lateral Hardening | 199865.94 | 0 | 0 | 0 | 0 | 0 | 0 | 0 | 0 | 0 | 0 |  | 0
Lateral Hardening-Fuse-92681787 | Lateral Hardening | 161488.91 | 0 | 0 | 0 | 0 | 0 | 0 | 0 | 0 | 0 | 0 |  | 0
Lateral Hardening-Fuse-92681788 | Lateral Hardening | 60045.27 | 0 | 0 | 0 | 0 | 0 | 0 | 0 | 0 | 0 | 0 |  | 0
Lateral Hardening-Fuse-92681938 | Lateral Hardening | 109204.2 | 0 | 0 | 0 | 0 | 0 | 0 | 0 | 0 | 0 | 0 |  | 0
Lateral Hardening-Fuse-92682112 | Lateral Hardening | 57348.73 | 0 | 0 | 0 | 0 | 0 | 0 | 0 | 0 | 0 | 0 |  | 0
Lateral Hardening-Fuse-92682114 | Lateral Hardening | 115258.36 | 0 | 0 | 0 | 0 | 0 | 0 | 0 | 0 | 0 | 0 |  | 0
Lateral Hardening-Fuse-92682115 | Lateral Hardening | 211041.34 | 0 | 0 | 0 | 0 | 0 | 0 | 0 | 0 | 0 | 0 |  | 0
Lateral Hardening-Fuse-92682116 | Lateral Hardening | 93159.4 | 0 | 0 | 0 | 0 | 0 | 0 | 0 | 0 | 0 | 0 |  | 0
Lateral Hardening-Fuse-92682308 | Lateral Hardening | 112127.94 | 0 | 0 | 0 | 0 | 0 | 0 | 0 | 0 | 0 | 0 |  | 0
Lateral Hardening-Fuse-92682323 | Lateral Hardening | 351464.44 | 0 | 0 | 0 | 0 | 0 | 0 | 0 | 0 | 0 | 0 |  | 0
Lateral Hardening-Fuse-92682375 | Lateral Hardening | 50000 | 0 | 0 | 0 | 0 | 0 | 0 | 0 | 0 | 0 | 0 |  | 0
Lateral Hardening-Fuse-92682409 | Lateral Hardening | 122106 | 0 | 0 | 0 | 0 | 0 | 0 | 0 | 0 | 0 | 0 |  | 0
Lateral Hardening-Fuse-92682484 | Lateral Hardening | 253966.49 | 0 | 0 | 0 | 0 | 0 | 0 | 0 | 0 | 0 | 0 |  | 0
Lateral Hardening-Fuse-92682531 | Lateral Hardening | 50000 | 0 | 0 | 0 | 0 | 0 | 0 | 0 | 0 | 0 | 0 |  | 0
Lateral Hardening-Fuse-92682676 | Lateral Hardening | 55517.15 | 0 | 0 | 0 | 0 | 0 | 0 | 0 | 0 | 0 | 0 |  | 0
Lateral Hardening-Fuse-92682677 | Lateral Hardening | 60674.87 | 0 | 0 | 0 | 0 | 0 | 0 | 0 | 0 | 0 | 0 |  | 0
Lateral Hardening-Fuse-92683003 | Lateral Hardening | 126653.82 | 0 | 0 | 0 | 0 | 0 | 0 | 0 | 0 | 0 | 0 |  | 0
Lateral Hardening-Fuse-92683004 | Lateral Hardening | 106459.7 | 0 | 0 | 0 | 0 | 0 | 0 | 0 | 0 | 0 | 0 |  | 0
Lateral Hardening-Fuse-92683005 | Lateral Hardening | 342210.98 | 0 | 0 | 0 | 0 | 0 | 0 | 0 | 0 | 0 | 0 |  | 0
Lateral Hardening-Fuse-92683049 | Lateral Hardening | 69977.95 | 0 | 0 | 0 | 0 | 0 | 0 | 0 | 0 | 0 | 0 |  | 0
Lateral Hardening-Fuse-92683095 | Lateral Hardening | 50000 | 0 | 0 | 0 | 0 | 0 | 0 | 0 | 0 | 0 | 0 |  | 0
Lateral Hardening-Fuse-92683349 | Lateral Hardening | 51162.91 | 0 | 0 | 0 | 0 | 0 | 0 | 0 | 0 | 0 | 0 |  | 0
Lateral Hardening-Fuse-92683570 | Lateral Hardening | 53287.81 | 0 | 0 | 0 | 0 | 0 | 0 | 0 | 0 | 0 | 0 |  | 0
Lateral Hardening-Fuse-92683573 | Lateral Hardening | 118218.96 | 0 | 0 | 0 | 0 | 0 | 0 | 0 | 0 | 0 | 0 |  | 0
Lateral Hardening-Fuse-92683581 | Lateral Hardening | 50000 | 0 | 0 | 0 | 0 | 0 | 0 | 0 | 0 | 0 | 0 |  | 0
Lateral Hardening-Fuse-92683588 | Lateral Hardening | 108973.1 | 0 | 0 | 0 | 0 | 0 | 0 | 0 | 0 | 0 | 0 |  | 0
Lateral Hardening-Fuse-92683590 | Lateral Hardening | 320199.06 | 0 | 0 | 0 | 0 | 0 | 0 | 0 | 0 | 0 | 0 |  | 0
Lateral Hardening-Fuse-92683593 | Lateral Hardening | 202523.39 | 0 | 0 | 0 | 0 | 0 | 0 | 0 | 0 | 0 | 0 |  | 0
Lateral Hardening-Fuse-92683690 | Lateral Hardening | 53387.25 | 0 | 0 | 0 | 0 | 0 | 0 | 0 | 0 | 0 | 0 |  | 0
Lateral Hardening-Fuse-92684405 | Lateral Hardening | 194613.83 | 0 | 0 | 0 | 0 | 0 | 0 | 0 | 0 | 0 | 0 |  | 0
Lateral Hardening-Fuse-92684413 | Lateral Hardening | 50664.23 | 0 | 0 | 0 | 0 | 0 | 0 | 0 | 0 | 0 | 0 |  | 0
Lateral Hardening-Fuse-92684414 | Lateral Hardening | 195091.03 | 0 | 0 | 0 | 0 | 0 | 0 | 0 | 0 | 0 | 0 |  | 0
Lateral Hardening-Fuse-92684424 | Lateral Hardening | 226065.8 | 0 | 0 | 0 | 0 | 0 | 0 | 0 | 0 | 0 | 0 |  | 0
Lateral Hardening-Fuse-92684933 | Lateral Hardening | 166405.53 | 0 | 0 | 0 | 0 | 2028 | 0 | 0 | 0 | 0 | 0 |  | 2028
Lateral Hardening-Fuse-92685019 | Lateral Hardening | 59610.29 | 0 | 0 | 0 | 0 | 0 | 0 | 0 | 0 | 0 | 0 |  | 0
Lateral Hardening-Fuse-92685045 | Lateral Hardening | 589740.54 | 0 | 0 | 0 | 0 | 0 | 0 | 0 | 0 | 0 | 0 |  | 0
Lateral Hardening-Fuse-92685244 | Lateral Hardening | 51577.15 | 0 | 0 | 0 | 0 | 0 | 0 | 0 | 0 | 0 | 0 |  | 0
Lateral Hardening-Fuse-92685247 | Lateral Hardening | 57128.37 | 0 | 0 | 0 | 0 | 0 | 0 | 0 | 0 | 0 | 0 |  | 0
Lateral Hardening-Fuse-92685255 | Lateral Hardening | 79259.09 | 0 | 0 | 0 | 0 | 2022 | 0 | 0 | 0 | 0 | 0 |  | 0 | 0
Lateral Hardening-Fuse-92685260 | Lateral Hardening | 114969.74 | 0 | 0 | 0 | 0 | 0 | 0 | 0 | 0 | 0 | 0 |  | 0
Lateral Hardening-Fuse-92685319 | Lateral Hardening | 195259.12 | 0 | 0 | 0 | 0 | 0 | 0 | 0 | 0 | 0 | 0 |  | 0
Lateral Hardening-Fuse-92685924 | Lateral Hardening | 50000 | 0 | 0 | 0 | 0 | 0 | 0 | 0 | 0 | 0 | 0 |  | 0
Lateral Hardening-Fuse-92686002 | Lateral Hardening | 50000 | 0 | 0 | 0 | 0 | 2022 | 0 | 0 | 0 | 0 | 0 |  | 2029 | 2029
Lateral Hardening-Fuse-92686535 | Lateral Hardening | 50000 | 0 | 0 | 0 | 0 | 0 | 0 | 0 | 0 | 0 | 0 |  | 0
Lateral Hardening-Fuse-92686712 | Lateral Hardening | 50000 | 0 | 0 | 0 | 0 | 2022 | 0 | 0 | 0 | 0 | 0 |  | 2029 | 2029
Lateral Hardening-Fuse-92686721 | Lateral Hardening | 81148.5 | 0 | 0 | 0 | 0 | 0 | 0 | 0 | 0 | 0 | 0 |  | 0
Lateral Hardening-Fuse-92686736 | Lateral Hardening | 50000 | 0 | 0 | 0 | 0 | 2022 | 0 | 0 | 0 | 0 | 0 |  | 2029 | 2029
Lateral Hardening-Fuse-92687310 | Lateral Hardening | 51073.47 | 0 | 0 | 0 | 0 | 0 | 0 | 0 | 0 | 0 | 0 |  | 0
Lateral Hardening-Fuse-92687385 | Lateral Hardening | 341209.18 | 0 | 0 | 0 | 0 | 0 | 0 | 0 | 0 | 0 | 0 |  | 0
Lateral Hardening-Fuse-92687390 | Lateral Hardening | 107776.86 | 0 | 0 | 0 | 0 | 0 | 0 | 0 | 0 | 0 | 0 |  | 0
Lateral Hardening-Fuse-92687392 | Lateral Hardening | 96601.46 | 0 | 0 | 0 | 0 | 0 | 0 | 0 | 0 | 0 | 0 |  | 0
Lateral Hardening-Fuse-92687426 | Lateral Hardening | 50000 | 0 | 0 | 0 | 0 | 0 | 0 | 0 | 0 | 0 | 0 |  | 0
Lateral Hardening-Fuse-92687797 | Lateral Hardening | 52002.13 | 0 | 0 | 0 | 0 | 0 | 0 | 0 | 0 | 0 | 0 |  | 0
Lateral Hardening-Fuse-92687888 | Lateral Hardening | 50000 | 0 | 0 | 0 | 0 | 0 | 0 | 0 | 0 | 0 | 0 |  | 0
Lateral Hardening-Fuse-92688941 | Lateral Hardening | 232067.74 | 0 | 0 | 0 | 0 | 0 | 0 | 0 | 0 | 0 | 0 |  | 2029 | 2029
Lateral Hardening-Fuse-92688948 | Lateral Hardening | 211173 | 0 | 0 | 0 | 0 | 0 | 0 | 0 | 0 | 0 | 0 |  | 0
Lateral Hardening-Fuse-92689568 | Lateral Hardening | 56714.13 | 0 | 0 | 0 | 0 | 0 | 0 | 0 | 0 | 0 | 0 |  | 0
Lateral Hardening-Fuse-92690178 | Lateral Hardening | 55417.71 | 0 | 0 | 0 | 0 | 0 | 0 | 0 | 0 | 0 | 0 |  | 0
Lateral Hardening-Fuse-92690283 | Lateral Hardening | 50000 | 0 | 0 | 0 | 0 | 0 | 0 | 0 | 0 | 0 | 0 |  | 0
Lateral Hardening-Fuse-92690312 | Lateral Hardening | 119850.18 | 0 | 0 | 0 | 0 | 0 | 0 | 0 | 0 | 0 | 0 |  | 0
Lateral Hardening-Fuse-92690320 | Lateral Hardening | 166071.52 | 0 | 0 | 0 | 0 | 0 | 0 | 0 | 0 | 0 | 0 |  | 0
Lateral Hardening-Fuse-92690503 | Lateral Hardening | 106208.6 | 0 | 0 | 0 | 0 | 0 | 0 | 0 | 0 | 0 | 0 |  | 0
Lateral Hardening-Fuse-92690544 | Lateral Hardening | 449522.5 | 0 | 0 | 0 | 0 | 0 | 0 | 0 | 0 | 0 | 0 |  | 0
Lateral Hardening-Fuse-92690894 | Lateral Hardening | 273267.1 | 0 | 0 | 0 | 0 | 0 | 0 | 0 | 0 | 0 | 0 |  | 0
Lateral Hardening-Fuse-92690902 | Lateral Hardening | 71609.91 | 0 | 0 | 0 | 0 | 0 | 0 | 0 | 0 | 0 | 0 |  | 0
Lateral Hardening-Fuse-92691320 | Lateral Hardening | 206282.91 | 0 | 0 | 0 | 0 | 0 | 0 | 0 | 0 | 0 | 0 |  | 0
Lateral Hardening-Fuse-92691545 | Lateral Hardening | 187031.41 | 0 | 0 | 0 | 0 | 0 | 0 | 0 | 0 | 0 | 0 |  | 0
Lateral Hardening-Fuse-92691548 | Lateral Hardening | 50000 | 0 | 0 | 0 | 0 | 2025 | 0 | 0 | 0 | 0 | 0 |  | 2025
Lateral Hardening-Fuse-92692145 | Lateral Hardening | 67360.11 | 0 | 0 | 0 | 0 | 0 | 0 | 0 | 0 | 0 | 0 |  | 0
Lateral Hardening-Fuse-92692175 | Lateral Hardening | 124105.72 | 0 | 0 | 0 | 0 | 0 | 0 | 0 | 0 | 0 | 0 |  | 0
Lateral Hardening-Fuse-92692605 | Lateral Hardening | 63398.63 | 0 | 0 | 0 | 0 | 0 | 0 | 0 | 0 | 0 | 0 |  | 0
Lateral Hardening-Fuse-92692635 | Lateral Hardening | 50000 | 0 | 0 | 0 | 0 | 0 | 0 | 0 | 0 | 0 | 0 |  | 0
Lateral Hardening-Fuse-92692650 | Lateral Hardening | 288576.02 | 0 | 0 | 0 | 0 | 0 | 0 | 0 | 0 | 0 | 0 |  | 0
Lateral Hardening-Fuse-92692692 | Lateral Hardening | 291582.36 | 0 | 0 | 0 | 0 | 0 | 0 | 0 | 0 | 0 | 0 |  | 0
Lateral Hardening-Fuse-92692710 | Lateral Hardening | 283659.4 | 0 | 0 | 0 | 0 | 0 | 0 | 0 | 0 | 0 | 0 |  | 0
Lateral Hardening-Fuse-92692758 | Lateral Hardening | 199981.86 | 0 | 0 | 0 | 0 | 0 | 0 | 0 | 0 | 0 | 0 |  | 0
Lateral Hardening-Fuse-92694055 | Lateral Hardening | 63681.21 | 0 | 0 | 0 | 0 | 0 | 0 | 0 | 0 | 0 | 0 |  | 0
Lateral Hardening-Fuse-92694363 | Lateral Hardening | 108236.22 | 0 | 0 | 0 | 0 | 0 | 0 | 0 | 0 | 0 | 0 |  | 0
Lateral Hardening-Fuse-92694472 | Lateral Hardening | 113149.2 | 0 | 0 | 0 | 0 | 0 | 0 | 0 | 0 | 0 | 0 |  | 0
Lateral Hardening-Fuse-92695343 | Lateral Hardening | 431160.4 | 0 | 0 | 0 | 0 | 0 | 0 | 0 | 0 | 0 | 0 |  | 0
Lateral Hardening-Fuse-92697441 | Lateral Hardening | 59143.09 | 0 | 0 | 0 | 0 | 0 | 0 | 0 | 0 | 0 | 0 |  | 0
Lateral Hardening-Fuse-92697450 | Lateral Hardening | 51141.43 | 0 | 0 | 0 | 0 | 0 | 0 | 0 | 0 | 0 | 0 |  | 0
Lateral Hardening-Fuse-92698161 | Lateral Hardening | 75464.08 | 0 | 0 | 0 | 0 | 0 | 0 | 0 | 0 | 0 | 0 |  | 0
Lateral Hardening-Fuse-92698647 | Lateral Hardening | 509551.56 | 0 | 0 | 0 | 0 | 2029 | 0 | 0 | 0 | 0 | 0 |  | 2029
Lateral Hardening-Fuse-92700960 | Lateral Hardening | 528863.67 | 0 | 0 | 0 | 0 | 0 | 0 | 0 | 0 | 0 | 0 |  | 0
Lateral Hardening-Fuse-92701703 | Lateral Hardening | 68555.61 | 0 | 0 | 0 | 0 | 2023 | 0 | 0 | 0 | 0 | 0 |  | 2022 | 2022
Lateral Hardening-Fuse-92701709 | Lateral Hardening | 107467.06 | 0 | 0 | 0 | 0 | 0 | 0 | 0 | 0 | 0 | 0 |  | 0
Lateral Hardening-Fuse-92701719 | Lateral Hardening | 50000 | 0 | 0 | 0 | 0 | 0 | 0 | 0 | 0 | 0 | 0 |  | 0
Lateral Hardening-Fuse-92701725 | Lateral Hardening | 178052.18 | 0 | 0 | 0 | 0 | 2023 | 0 | 0 | 0 | 0 | 0 |  | 2022 | 2022
Lateral Hardening-Fuse-92701730 | Lateral Hardening | 230118.96 | 0 | 0 | 0 | 0 | 0 | 0 | 0 | 0 | 0 | 0 |  | 0
Lateral Hardening-Fuse-92701735 | Lateral Hardening | 161726.54 | 0 | 0 | 0 | 0 | 0 | 0 | 0 | 0 | 0 | 0 |  | 0
Lateral Hardening-Fuse-92701761 | Lateral Hardening | 82473.75 | 0 | 0 | 0 | 0 | 0 | 0 | 0 | 0 | 0 | 0 |  | 0
Lateral Hardening-Fuse-92701768 | Lateral Hardening | 57117.63 | 0 | 0 | 0 | 0 | 0 | 0 | 0 | 0 | 0 | 0 |  | 0
Lateral Hardening-Fuse-92701769 | Lateral Hardening | 85094.8 | 0 | 0 | 0 | 0 | 0 | 0 | 0 | 0 | 0 | 0 |  | 0
Lateral Hardening-Fuse-92701784 | Lateral Hardening | 102556.18 | 0 | 0 | 0 | 0 | 0 | 0 | 0 | 0 | 0 | 0 |  | 0
Lateral Hardening-Fuse-92701794 | Lateral Hardening | 550930.74 | 0 | 0 | 0 | 0 | 0 | 0 | 0 | 0 | 0 | 0 |  | 0
Lateral Hardening-Fuse-92701817 | Lateral Hardening | 61798.15 | 0 | 0 | 0 | 0 | 0 | 0 | 0 | 0 | 0 | 0 |  | 0
Lateral Hardening-Fuse-92701822 | Lateral Hardening | 396907.06 | 0 | 0 | 0 | 0 | 0 | 0 | 0 | 0 | 0 | 0 |  | 0
Lateral Hardening-Fuse-92701825 | Lateral Hardening | 110882.64 | 0 | 0 | 0 | 0 | 2023 | 0 | 0 | 0 | 0 | 0 |  | 2022 | 2022
Lateral Hardening-Fuse-92701836 | Lateral Hardening | 50000 | 0 | 0 | 0 | 0 | 0 | 0 | 0 | 0 | 0 | 0 |  | 0
Lateral Hardening-Fuse-92701844 | Lateral Hardening | 109639.18 | 0 | 0 | 0 | 0 | 0 | 0 | 0 | 0 | 0 | 0 |  | 0
Lateral Hardening-Fuse-92701845 | Lateral Hardening | 74333.67 | 0 | 0 | 0 | 0 | 0 | 0 | 0 | 0 | 0 | 0 |  | 0
Lateral Hardening-Fuse-92701847 | Lateral Hardening | 363807.05 | 0 | 0 | 0 | 0 | 0 | 0 | 0 | 0 | 0 | 0 |  | 0
Lateral Hardening-Fuse-92701850 | Lateral Hardening | 64463.95 | 0 | 0 | 0 | 0 | 0 | 0 | 0 | 0 | 0 | 0 |  | 0
Lateral Hardening-Fuse-92701851 | Lateral Hardening | 67276.41 | 0 | 0 | 0 | 0 | 0 | 0 | 0 | 0 | 0 | 0 |  | 0
Lateral Hardening-Fuse-92701852 | Lateral Hardening | 50000 | 0 | 0 | 0 | 0 | 0 | 0 | 0 | 0 | 0 | 0 |  | 0
Lateral Hardening-Fuse-92701861 | Lateral Hardening | 50000 | 0 | 0 | 0 | 0 | 0 | 0 | 0 | 0 | 0 | 0 |  | 0
Lateral Hardening-Fuse-92701864 | Lateral Hardening | 53340.03 | 0 | 0 | 0 | 0 | 0 | 0 | 0 | 0 | 0 | 0 |  | 0
Lateral Hardening-Fuse-92702050 | Lateral Hardening | 50000 | 0 | 0 | 0 | 0 | 0 | 0 | 0 | 0 | 0 | 0 |  | 0
Lateral Hardening-Fuse-92702056 | Lateral Hardening | 50000 | 0 | 0 | 0 | 0 | 0 | 0 | 0 | 0 | 0 | 0 |  | 0
Lateral Hardening-Fuse-92702061 | Lateral Hardening | 573919.61 | 0 | 0 | 0 | 0 | 0 | 0 | 0 | 0 | 0 | 0 |  | 0
Lateral Hardening-Fuse-92702067 | Lateral Hardening | 50000 | 0 | 0 | 0 | 0 | 0 | 0 | 0 | 0 | 0 | 0 |  | 0
Lateral Hardening-Fuse-92702071 | Lateral Hardening | 56026.57 | 0 | 0 | 0 | 0 | 0 | 0 | 0 | 0 | 0 | 0 |  | 0
Lateral Hardening-Fuse-92702089 | Lateral Hardening | 50000 | 0 | 0 | 0 | 0 | 0 | 0 | 0 | 0 | 0 | 0 |  | 0
Lateral Hardening-Fuse-92702090 | Lateral Hardening | 53166.89 | 0 | 0 | 0 | 0 | 0 | 0 | 0 | 0 | 0 | 0 |  | 0
Lateral Hardening-Fuse-92702128 | Lateral Hardening | 718298.29 | 0 | 0 | 0 | 0 | 0 | 0 | 0 | 0 | 0 | 0 |  | 0
Lateral Hardening-Fuse-92702136 | Lateral Hardening | 55491.41 | 0 | 0 | 0 | 0 | 0 | 0 | 0 | 0 | 0 | 0 |  | 0
Lateral Hardening-Fuse-92702152 | Lateral Hardening | 50000 | 0 | 0 | 0 | 0 | 0 | 0 | 0 | 0 | 0 | 0 |  | 0
Lateral Hardening-Fuse-92702159 | Lateral Hardening | 106816.72 | 0 | 0 | 0 | 0 | 0 | 0 | 0 | 0 | 0 | 0 |  | 0
Lateral Hardening-Fuse-92702166 | Lateral Hardening | 52311.93 | 0 | 0 | 0 | 0 | 0 | 0 | 0 | 0 | 0 | 0 |  | 0
Lateral Hardening-Fuse-92702167 | Lateral Hardening | 53366.51 | 0 | 0 | 0 | 0 | 0 | 0 | 0 | 0 | 0 | 0 |  | 0
Lateral Hardening-Fuse-92702170 | Lateral Hardening | 59321.23 | 0 | 0 | 0 | 0 | 0 | 0 | 0 | 0 | 0 | 0 |  | 0
Lateral Hardening-Fuse-92702173 | Lateral Hardening | 99476.14 | 0 | 0 | 0 | 0 | 0 | 0 | 0 | 0 | 0 | 0 |  | 0
Lateral Hardening-Fuse-92702175 | Lateral Hardening | 52500.81 | 0 | 0 | 0 | 0 | 0 | 0 | 0 | 0 | 0 | 0 |  | 0
Lateral Hardening-Fuse-92702189 | Lateral Hardening | 488725.97 | 0 | 0 | 0 | 0 | 0 | 0 | 0 | 0 | 0 | 0 |  | 0
Lateral Hardening-Fuse-92702198 | Lateral Hardening | 119624.82 | 0 | 0 | 0 | 0 | 0 | 0 | 0 | 0 | 0 | 0 |  | 0
Lateral Hardening-Fuse-92702200 | Lateral Hardening | 112730.7 | 0 | 0 | 0 | 0 | 0 | 0 | 0 | 0 | 0 | 0 |  | 0
Lateral Hardening-Fuse-92702206 | Lateral Hardening | 56892.27 | 0 | 0 | 0 | 0 | 0 | 0 | 0 | 0 | 0 | 0 |  | 0
Lateral Hardening-Fuse-92702213 | Lateral Hardening | 103532.8 | 0 | 0 | 0 | 0 | 0 | 0 | 0 | 0 | 0 | 0 |  | 0
Lateral Hardening-Fuse-92702215 | Lateral Hardening | 101900.84 | 0 | 0 | 0 | 0 | 0 | 0 | 0 | 0 | 0 | 0 |  | 0
Lateral Hardening-Fuse-92705442 | Lateral Hardening | 148215.09 | 0 | 0 | 0 | 0 | 0 | 0 | 0 | 0 | 0 | 0 |  | 0
Lateral Hardening-Fuse-92706199 | Lateral Hardening | 198094.26 | 0 | 0 | 0 | 0 | 0 | 0 | 0 | 0 | 0 | 0 |  | 0
Lateral Hardening-Fuse-92706259 | Lateral Hardening | 135167.78 | 0 | 0 | 0 | 0 | 0 | 0 | 0 | 0 | 0 | 0 |  | 0
Lateral Hardening-Fuse-92706692 | Lateral Hardening | 50000 | 0 | 0 | 0 | 0 | 0 | 0 | 0 | 0 | 0 | 0 |  | 0
Lateral Hardening-Fuse-92725357 | Lateral Hardening | 50000 | 0 | 0 | 0 | 0 | 0 | 0 | 0 | 0 | 0 | 0 |  | 0
Lateral Hardening-Fuse-92725590 | Lateral Hardening | 54783.11 | 0 | 0 | 0 | 0 | 0 | 0 | 0 | 0 | 0 | 0 |  | 0
Lateral Hardening-Fuse-92726467 | Lateral Hardening | 171927.36 | 0 | 0 | 0 | 0 | 0 | 0 | 0 | 0 | 0 | 0 |  | 0
Lateral Hardening-Fuse-92726696 | Lateral Hardening | 50000 | 0 | 0 | 0 | 0 | 0 | 0 | 0 | 0 | 0 | 0 |  | 0
Lateral Hardening-Fuse-92727879 | Lateral Hardening | 633342.21 | 0 | 0 | 0 | 0 | 0 | 0 | 0 | 0 | 0 | 0 |  | 0
Lateral Hardening-Fuse-92728705 | Lateral Hardening | 343301.47 | 0 | 0 | 0 | 0 | 2021 | 0 | 0 | 0 | 0 | 0 |  | 2021
Lateral Hardening-Fuse-92729035 | Lateral Hardening | 376245.63 | 0 | 0 | 0 | 0 | 2021 | 0 | 0 | 0 | 0 | 0 |  | 2022 | 2022
Lateral Hardening-Fuse-92729358 | Lateral Hardening | 154168.23 | 0 | 0 | 0 | 0 | 0 | 0 | 0 | 0 | 0 | 0 |  | 0
Lateral Hardening-Fuse-92729869 | Lateral Hardening | 111391.32 | 0 | 0 | 0 | 0 | 0 | 0 | 0 | 0 | 0 | 0 |  | 0
Lateral Hardening-Fuse-92730147 | Lateral Hardening | 216897.36 | 0 | 0 | 0 | 0 | 0 | 0 | 0 | 0 | 0 | 0 |  | 0
Lateral Hardening-Fuse-92731223 | Lateral Hardening | 58329.61 | 0 | 0 | 0 | 0 | 0 | 0 | 0 | 0 | 0 | 0 |  | 0
Lateral Hardening-Fuse-92731928 | Lateral Hardening | 50000 | 0 | 0 | 0 | 0 | 0 | 0 | 0 | 0 | 0 | 0 |  | 0
Lateral Hardening-Fuse-92732066 | Lateral Hardening | 317259.03 | 0 | 0 | 0 | 0 | 2029 | 0 | 0 | 0 | 0 | 0 |  | 2029
Lateral Hardening-Fuse-92732118 | Lateral Hardening | 50000 | 0 | 0 | 0 | 0 | 0 | 0 | 0 | 0 | 0 | 0 |  | 0
Lateral Hardening-Fuse-92732130 | Lateral Hardening | 51026.25 | 0 | 0 | 0 | 0 | 0 | 0 | 0 | 0 | 0 | 0 |  | 0
Lateral Hardening-Fuse-92732437 | Lateral Hardening | 199556.93 | 0 | 0 | 0 | 0 | 0 | 0 | 0 | 0 | 0 | 0 |  | 0
Lateral Hardening-Fuse-92732628 | Lateral Hardening | 51991.39 | 0 | 0 | 0 | 0 | 0 | 0 | 0 | 0 | 0 | 0 |  | 0
Lateral Hardening-Fuse-92732934 | Lateral Hardening | 91838.85 | 0 | 0 | 0 | 0 | 0 | 0 | 0 | 0 | 0 | 0 |  | 0
Lateral Hardening-Fuse-92733192 | Lateral Hardening | 87244.65 | 0 | 0 | 0 | 0 | 0 | 0 | 0 | 0 | 0 | 0 |  | 0
Lateral Hardening-Fuse-92733288 | Lateral Hardening | 104377.02 | 0 | 0 | 0 | 0 | 0 | 0 | 0 | 0 | 0 | 0 |  | 0
Lateral Hardening-Fuse-92733297 | Lateral Hardening | 182053.31 | 0 | 0 | 0 | 0 | 0 | 0 | 0 | 0 | 0 | 0 |  | 0
Lateral Hardening-Fuse-92733599 | Lateral Hardening | 1523040.76 | 0 | 0 | 0 | 0 | 2027 | 0 | 0 | 0 | 0 | 0 |  | 2027
Lateral Hardening-Fuse-92733931 | Lateral Hardening | 51561.41 | 0 | 0 | 0 | 0 | 0 | 0 | 0 | 0 | 0 | 0 |  | 0
Lateral Hardening-Fuse-92734093 | Lateral Hardening | 50000 | 0 | 0 | 0 | 0 | 0 | 0 | 0 | 0 | 0 | 0 |  | 0
Lateral Hardening-Fuse-92734172 | Lateral Hardening | 102304.34 | 0 | 0 | 0 | 0 | 0 | 0 | 0 | 0 | 0 | 0 |  | 0
Lateral Hardening-Fuse-92734174 | Lateral Hardening | 51325.31 | 0 | 0 | 0 | 0 | 0 | 0 | 0 | 0 | 0 | 0 |  | 0
Lateral Hardening-Fuse-92734176 | Lateral Hardening | 120249.42 | 0 | 0 | 0 | 0 | 0 | 0 | 0 | 0 | 0 | 0 |  | 2029 | 2029
Lateral Hardening-Fuse-92734177 | Lateral Hardening | 145649.47 | 0 | 0 | 0 | 0 | 0 | 0 | 0 | 0 | 0 | 0 |  | 2029 | 2029
Lateral Hardening-Fuse-92734178 | Lateral Hardening | 50000 | 0 | 0 | 0 | 0 | 0 | 0 | 0 | 0 | 0 | 0 |  | 0
Lateral Hardening-Fuse-92734179 | Lateral Hardening | 662953.54 | 0 | 0 | 0 | 0 | 0 | 0 | 0 | 0 | 0 | 0 |  | 0
Lateral Hardening-Fuse-92734183 | Lateral Hardening | 53402.99 | 0 | 0 | 0 | 0 | 0 | 0 | 0 | 0 | 0 | 0 |  | 0
Lateral Hardening-Fuse-92734185 | Lateral Hardening | 163828.4 | 0 | 0 | 0 | 0 | 0 | 0 | 0 | 0 | 0 | 0 |  | 0
Lateral Hardening-Fuse-92734191 | Lateral Hardening | 953712.37 | 0 | 0 | 0 | 0 | 0 | 0 | 0 | 0 | 0 | 0 |  | 0
Lateral Hardening-Fuse-92734194 | Lateral Hardening | 55884.91 | 0 | 0 | 0 | 0 | 0 | 0 | 0 | 0 | 0 | 0 |  | 0
Lateral Hardening-Fuse-92734220 | Lateral Hardening | 229274.74 | 0 | 0 | 0 | 0 | 2028 | 0 | 0 | 0 | 0 | 0 |  | 2029 | 2029
Lateral Hardening-Fuse-92734222 | Lateral Hardening | 97561.6 | 0 | 0 | 0 | 0 | 0 | 0 | 0 | 0 | 0 | 0 |  | 0
Lateral Hardening-Fuse-92734225 | Lateral Hardening | 50000 | 0 | 0 | 0 | 0 | 0 | 0 | 0 | 0 | 0 | 0 |  | 0
Lateral Hardening-Fuse-92734226 | Lateral Hardening | 54819.59 | 0 | 0 | 0 | 0 | 0 | 0 | 0 | 0 | 0 | 0 |  | 0
Lateral Hardening-Fuse-92734252 | Lateral Hardening | 60822.27 | 0 | 0 | 0 | 0 | 0 | 0 | 0 | 0 | 0 | 0 |  | 0
Lateral Hardening-Fuse-92734254 | Lateral Hardening | 153608.91 | 0 | 0 | 0 | 0 | 0 | 0 | 0 | 0 | 0 | 0 |  | 0
Lateral Hardening-Fuse-92734348 | Lateral Hardening | 110672.83 | 0 | 0 | 0 | 0 | 2028 | 0 | 0 | 0 | 0 | 0 |  | 2029 | 2029
Lateral Hardening-Fuse-92734372 | Lateral Hardening | 59394.93 | 0 | 0 | 0 | 0 | 2028 | 0 | 0 | 0 | 0 | 0 |  | 2029 | 2029
Lateral Hardening-Fuse-92734434 | Lateral Hardening | 306261.78 | 0 | 0 | 0 | 0 | 0 | 0 | 0 | 0 | 0 | 0 |  | 2029 | 2029
Lateral Hardening-Fuse-92737252 | Lateral Hardening | 50443.87 | 0 | 0 | 0 | 0 | 0 | 0 | 0 | 0 | 0 | 0 |  | 0
Lateral Hardening-Fuse-92738092 | Lateral Hardening | 50000 | 0 | 0 | 0 | 0 | 0 | 0 | 0 | 0 | 0 | 0 |  | 0
Lateral Hardening-Fuse-92739022 | Lateral Hardening | 57343.73 | 0 | 0 | 0 | 0 | 0 | 0 | 0 | 0 | 0 | 0 |  | 0
Lateral Hardening-Fuse-92739331 | Lateral Hardening | 85153.7 | 0 | 0 | 0 | 0 | 0 | 0 | 0 | 0 | 0 | 0 |  | 0
Lateral Hardening-Fuse-92739666 | Lateral Hardening | 399851.37 | 0 | 0 | 0 | 0 | 0 | 0 | 0 | 0 | 0 | 0 |  | 0
Lateral Hardening-Fuse-92739684 | Lateral Hardening | 178719.83 | 0 | 0 | 0 | 0 | 0 | 0 | 0 | 0 | 0 | 0 |  | 0
Lateral Hardening-Fuse-92739786 | Lateral Hardening | 275579.73 | 0 | 0 | 0 | 0 | 0 | 0 | 0 | 0 | 0 | 0 |  | 0
Lateral Hardening-Fuse-92740152 | Lateral Hardening | 188065.61 | 0 | 0 | 0 | 0 | 2021 | 0 | 0 | 0 | 0 | 0 |  | 2021
Lateral Hardening-Fuse-92740676 | Lateral Hardening | 154023.15 | 0 | 0 | 0 | 0 | 0 | 0 | 0 | 0 | 0 | 0 |  | 0
Lateral Hardening-Fuse-92741009 | Lateral Hardening | 50000 | 0 | 0 | 0 | 0 | 0 | 0 | 0 | 0 | 0 | 0 |  | 0
Lateral Hardening-Fuse-92741277 | Lateral Hardening | 265432.48 | 0 | 0 | 0 | 0 | 0 | 0 | 0 | 0 | 0 | 0 |  | 0
Lateral Hardening-Fuse-92741464 | Lateral Hardening | 97110.14 | 0 | 0 | 0 | 0 | 0 | 0 | 0 | 0 | 0 | 0 |  | 0
Lateral Hardening-Fuse-92741765 | Lateral Hardening | 424005.23 | 0 | 0 | 0 | 0 | 0 | 0 | 0 | 0 | 0 | 0 |  | 0
Lateral Hardening-Fuse-92742466 | Lateral Hardening | 170829.21 | 0 | 0 | 0 | 0 | 2023 | 0 | 0 | 0 | 0 | 0 |  | 2023
Lateral Hardening-Fuse-92743332 | Lateral Hardening | 647816.02 | 0 | 0 | 0 | 0 | 2023 | 0 | 0 | 0 | 0 | 0 |  | 2024 | 2024
Lateral Hardening-Fuse-92743358 | Lateral Hardening | 50000 | 0 | 0 | 0 | 0 | 0 | 0 | 0 | 0 | 0 | 0 |  | 0
Lateral Hardening-Fuse-92743819 | Lateral Hardening | 196253.57 | 0 | 0 | 0 | 0 | 0 | 0 | 0 | 0 | 0 | 0 |  | 0
Lateral Hardening-Fuse-92744134 | Lateral Hardening | 81648.58 | 0 | 0 | 0 | 0 | 0 | 0 | 0 | 0 | 0 | 0 |  | 0
Lateral Hardening-Fuse-92745476 | Lateral Hardening | 235650.18 | 0 | 0 | 0 | 0 | 0 | 0 | 0 | 0 | 0 | 0 |  | 0
Lateral Hardening-Fuse-92745478 | Lateral Hardening | 108674.78 | 0 | 0 | 0 | 0 | 0 | 0 | 0 | 0 | 0 | 0 |  | 0
Lateral Hardening-Fuse-92746039 | Lateral Hardening | 242047.6 | 0 | 0 | 0 | 0 | 0 | 0 | 0 | 0 | 0 | 0 |  | 0
Lateral Hardening-Fuse-92746600 | Lateral Hardening | 53355.77 | 0 | 0 | 0 | 0 | 0 | 0 | 0 | 0 | 0 | 0 |  | 0
Lateral Hardening-Fuse-92748361 | Lateral Hardening | 184779.11 | 0 | 0 | 0 | 0 | 2021 | 0 | 0 | 0 | 0 | 0 |  | 2021
Lateral Hardening-Fuse-92748447 | Lateral Hardening | 194690.86 | 0 | 0 | 0 | 0 | 0 | 0 | 0 | 0 | 0 | 0 |  | 0
Lateral Hardening-Fuse-92748535 | Lateral Hardening | 50000 | 0 | 0 | 0 | 0 | 0 | 0 | 0 | 0 | 0 | 0 |  | 0
Lateral Hardening-Fuse-92749311 | Lateral Hardening | 182410.21 | 0 | 0 | 0 | 0 | 0 | 0 | 0 | 0 | 0 | 0 |  | 0
Lateral Hardening-Fuse-92749983 | Lateral Hardening | 1537832.82 | 0 | 0 | 0 | 0 | 0 | 0 | 0 | 0 | 0 | 0 |  | 0
Lateral Hardening-Fuse-92750192 | Lateral Hardening | 127117.8 | 0 | 0 | 0 | 0 | 2021 | 0 | 0 | 0 | 0 | 0 |  | 0 | 0
Lateral Hardening-Fuse-92751890 | Lateral Hardening | 457702.63 | 0 | 0 | 0 | 0 | 0 | 0 | 0 | 0 | 0 | 0 |  | 0
Lateral Hardening-Fuse-92751951 | Lateral Hardening | 104792 | 0 | 0 | 0 | 0 | 0 | 0 | 0 | 0 | 0 | 0 |  | 0
Lateral Hardening-Fuse-92752492 | Lateral Hardening | 51230.87 | 0 | 0 | 0 | 0 | 0 | 0 | 0 | 0 | 0 | 0 |  | 0
Lateral Hardening-Fuse-92754046 | Lateral Hardening | 50000 | 0 | 0 | 0 | 0 | 0 | 0 | 0 | 0 | 0 | 0 |  | 0
Lateral Hardening-Fuse-92755702 | Lateral Hardening | 236274.04 | 0 | 0 | 0 | 0 | 0 | 0 | 0 | 0 | 0 | 0 |  | 0
Lateral Hardening-Fuse-92755786 | Lateral Hardening | 162192.21 | 0 | 0 | 0 | 0 | 0 | 0 | 0 | 0 | 0 | 0 |  | 0
Lateral Hardening-Fuse-92759224 | Lateral Hardening | 50000 | 0 | 0 | 0 | 0 | 0 | 0 | 0 | 0 | 0 | 0 |  | 0
Lateral Hardening-Fuse-92759260 | Lateral Hardening | 365476.05 | 0 | 0 | 0 | 0 | 0 | 0 | 0 | 0 | 0 | 0 |  | 0
Lateral Hardening-Fuse-92759265 | Lateral Hardening | 142622.39 | 0 | 0 | 0 | 0 | 0 | 0 | 0 | 0 | 0 | 0 |  | 0
Lateral Hardening-Fuse-92759277 | Lateral Hardening | 50000 | 0 | 0 | 0 | 0 | 0 | 0 | 0 | 0 | 0 | 0 |  | 0
Lateral Hardening-Fuse-92759309 | Lateral Hardening | 50000 | 0 | 0 | 0 | 0 | 0 | 0 | 0 | 0 | 0 | 0 |  | 0
Lateral Hardening-Fuse-92760529 | Lateral Hardening | 50000 | 0 | 0 | 0 | 0 | 0 | 0 | 0 | 0 | 0 | 0 |  | 0
Lateral Hardening-Fuse-92760973 | Lateral Hardening | 104177.4 | 0 | 0 | 0 | 0 | 0 | 0 | 0 | 0 | 0 | 0 |  | 0
Lateral Hardening-Fuse-92761000 | Lateral Hardening | 143865.85 | 0 | 0 | 0 | 0 | 0 | 0 | 0 | 0 | 0 | 0 |  | 0
Lateral Hardening-Fuse-92761301 | Lateral Hardening | 382464.41 | 0 | 0 | 0 | 0 | 0 | 0 | 0 | 0 | 0 | 0 |  | 0
Lateral Hardening-Fuse-92767537 | Lateral Hardening | 197910.51 | 0 | 0 | 0 | 0 | 2024 | 0 | 0 | 0 | 0 | 0 |  | 2024
Lateral Hardening-Fuse-92767544 | Lateral Hardening | 82629.89 | 0 | 0 | 0 | 0 | 2024 | 0 | 0 | 0 | 0 | 0 |  | 2024
Lateral Hardening-Fuse-92767591 | Lateral Hardening | 219914.44 | 0 | 0 | 0 | 0 | 0 | 0 | 0 | 0 | 0 | 0 |  | 0
Lateral Hardening-Fuse-92767813 | Lateral Hardening | 50000 | 0 | 0 | 0 | 0 | 0 | 0 | 0 | 0 | 0 | 0 |  | 0
Lateral Hardening-Fuse-92768689 | Lateral Hardening | 309731.32 | 0 | 0 | 0 | 0 | 0 | 0 | 0 | 0 | 0 | 0 |  | 0
Lateral Hardening-Fuse-92768700 | Lateral Hardening | 350622.49 | 0 | 0 | 0 | 0 | 0 | 0 | 0 | 0 | 0 | 0 |  | 0
Lateral Hardening-Fuse-92768708 | Lateral Hardening | 148944.92 | 0 | 0 | 0 | 0 | 0 | 0 | 0 | 0 | 0 | 0 |  | 0
Lateral Hardening-Fuse-92768719 | Lateral Hardening | 144458.28 | 0 | 0 | 0 | 0 | 0 | 0 | 0 | 0 | 0 | 0 |  | 0
Lateral Hardening-Fuse-92768734 | Lateral Hardening | 867779.95 | 0 | 0 | 0 | 0 | 0 | 0 | 0 | 0 | 0 | 0 |  | 0
Lateral Hardening-Fuse-92770085 | Lateral Hardening | 66860.69 | 0 | 0 | 0 | 0 | 0 | 0 | 0 | 0 | 0 | 0 |  | 0
Lateral Hardening-Fuse-92770353 | Lateral Hardening | 57731.49 | 0 | 0 | 0 | 0 | 0 | 0 | 0 | 0 | 0 | 0 |  | 0
Lateral Hardening-Fuse-92770538 | Lateral Hardening | 365623.94 | 0 | 0 | 0 | 0 | 2022 | 0 | 0 | 0 | 0 | 0 |  | 2025 | 2025
Lateral Hardening-Fuse-92771231 | Lateral Hardening | 81265.73 | 0 | 0 | 0 | 0 | 0 | 0 | 0 | 0 | 0 | 0 |  | 0
Lateral Hardening-Fuse-92772325 | Lateral Hardening | 369794.5 | 0 | 0 | 0 | 0 | 0 | 0 | 0 | 0 | 0 | 0 |  | 0
Lateral Hardening-Fuse-92772365 | Lateral Hardening | 206697.89 | 0 | 0 | 0 | 0 | 0 | 0 | 0 | 0 | 0 | 0 |  | 0
Lateral Hardening-Fuse-92772371 | Lateral Hardening | 534648.3 | 0 | 0 | 0 | 0 | 0 | 0 | 0 | 0 | 0 | 0 |  | 0
Lateral Hardening-Fuse-92772375 | Lateral Hardening | 410685.52 | 0 | 0 | 0 | 0 | 0 | 0 | 0 | 0 | 0 | 0 |  | 0
Lateral Hardening-Fuse-92772446 | Lateral Hardening | 450139.66 | 0 | 0 | 0 | 0 | 0 | 0 | 0 | 0 | 0 | 0 |  | 0
Lateral Hardening-Fuse-92773323 | Lateral Hardening | 104303.32 | 0 | 0 | 0 | 0 | 0 | 0 | 0 | 0 | 0 | 0 |  | 0
Lateral Hardening-Fuse-92773509 | Lateral Hardening | 86950.15 | 0 | 0 | 0 | 0 | 0 | 0 | 0 | 0 | 0 | 0 |  | 0
Lateral Hardening-Fuse-92773510 | Lateral Hardening | 459365.24 | 0 | 0 | 0 | 0 | 2024 | 0 | 0 | 0 | 0 | 0 |  | 2024
Lateral Hardening-Fuse-92773514 | Lateral Hardening | 64768.93 | 0 | 0 | 0 | 0 | 0 | 0 | 0 | 0 | 0 | 0 |  | 0
Lateral Hardening-Fuse-92773521 | Lateral Hardening | 84880.21 | 0 | 0 | 0 | 0 | 0 | 0 | 0 | 0 | 0 | 0 |  | 0
Lateral Hardening-Fuse-92773889 | Lateral Hardening | 52984.75 | 0 | 0 | 0 | 0 | 0 | 0 | 0 | 0 | 0 | 0 |  | 0
Lateral Hardening-Fuse-92774744 | Lateral Hardening | 254031.57 | 0 | 0 | 0 | 0 | 2022 | 0 | 0 | 0 | 0 | 0 |  | 0 | 0
Lateral Hardening-Fuse-92775036 | Lateral Hardening | 58366.09 | 0 | 0 | 0 | 0 | 2029 | 0 | 0 | 0 | 0 | 0 |  | 2029
Lateral Hardening-Fuse-92775346 | Lateral Hardening | 50000 | 0 | 0 | 0 | 0 | 0 | 0 | 0 | 0 | 0 | 0 |  | 0
Lateral Hardening-Fuse-92775767 | Lateral Hardening | 1042465.74 | 0 | 0 | 0 | 0 | 0 | 0 | 0 | 0 | 0 | 0 |  | 0
Lateral Hardening-Fuse-92776111 | Lateral Hardening | 90147.37 | 0 | 0 | 0 | 0 | 0 | 0 | 0 | 0 | 0 | 0 |  | 0
Lateral Hardening-Fuse-92778111 | Lateral Hardening | 61262.99 | 0 | 0 | 0 | 0 | 0 | 0 | 0 | 0 | 0 | 0 |  | 2023 | 2023
Lateral Hardening-Fuse-92779225 | Lateral Hardening | 50000 | 0 | 0 | 0 | 0 | 0 | 0 | 0 | 0 | 0 | 0 |  | 0
Lateral Hardening-Fuse-92779227 | Lateral Hardening | 75964.73 | 0 | 0 | 0 | 0 | 0 | 0 | 0 | 0 | 0 | 0 |  | 0
Lateral Hardening-Fuse-92779228 | Lateral Hardening | 412498.65 | 0 | 0 | 0 | 0 | 0 | 0 | 0 | 0 | 0 | 0 |  | 0
Lateral Hardening-Fuse-92780819 | Lateral Hardening | 88599.35 | 0 | 0 | 0 | 0 | 0 | 0 | 0 | 0 | 0 | 0 |  | 0
Lateral Hardening-Fuse-92780877 | Lateral Hardening | 53182.63 | 0 | 0 | 0 | 0 | 0 | 0 | 0 | 0 | 0 | 0 |  | 0
Lateral Hardening-Fuse-92782140 | Lateral Hardening | 67711.39 | 0 | 0 | 0 | 0 | 2023 | 0 | 0 | 0 | 0 | 0 |  | 2025 | 2025
Lateral Hardening-Fuse-92782440 | Lateral Hardening | 51233.7 | 0 | 0 | 0 | 0 | 0 | 0 | 0 | 0 | 0 | 0 |  | 0
Lateral Hardening-Fuse-92783778 | Lateral Hardening | 77084.4 | 0 | 0 | 0 | 0 | 0 | 0 | 0 | 0 | 0 | 0 |  | 0
Lateral Hardening-Fuse-92786452 | Lateral Hardening | 68126.37 | 0 | 0 | 0 | 0 | 0 | 0 | 0 | 0 | 0 | 0 |  | 0
Lateral Hardening-Fuse-92788549 | Lateral Hardening | 88334.3 | 0 | 0 | 0 | 0 | 0 | 0 | 0 | 0 | 0 | 0 |  | 0
Lateral Hardening-Fuse-92788941 | Lateral Hardening | 50000 | 0 | 0 | 0 | 0 | 0 | 0 | 0 | 0 | 0 | 0 |  | 0
Lateral Hardening-Fuse-92790283 | Lateral Hardening | 56409.33 | 0 | 0 | 0 | 0 | 0 | 0 | 0 | 0 | 0 | 0 |  | 0
Lateral Hardening-Fuse-92790956 | Lateral Hardening | 62676.57 | 0 | 0 | 0 | 0 | 0 | 0 | 0 | 0 | 0 | 0 |  | 0
Lateral Hardening-Fuse-92791325 | Lateral Hardening | 174642.55 | 0 | 0 | 0 | 0 | 0 | 0 | 0 | 0 | 0 | 0 |  | 0
Lateral Hardening-Fuse-92791414 | Lateral Hardening | 107630.2 | 0 | 0 | 0 | 0 | 0 | 0 | 0 | 0 | 0 | 0 |  | 0
Lateral Hardening-Fuse-92791593 | Lateral Hardening | 100909.45 | 0 | 0 | 0 | 0 | 0 | 0 | 0 | 0 | 0 | 0 |  | 0
Lateral Hardening-Fuse-92793945 | Lateral Hardening | 50000 | 0 | 0 | 0 | 0 | 0 | 0 | 0 | 0 | 0 | 0 |  | 0
Lateral Hardening-Fuse-92795172 | Lateral Hardening | 54693.67 | 0 | 0 | 0 | 0 | 0 | 0 | 0 | 0 | 0 | 0 |  | 0
Lateral Hardening-Fuse-92795431 | Lateral Hardening | 142359.81 | 0 | 0 | 0 | 0 | 0 | 0 | 0 | 0 | 0 | 0 |  | 0
Lateral Hardening-Fuse-92795885 | Lateral Hardening | 1708712.83 | 0 | 0 | 0 | 0 | 2026 | 0 | 0 | 0 | 0 | 0 |  | 2026
Lateral Hardening-Fuse-92799073 | Lateral Hardening | 50000 | 0 | 0 | 0 | 0 | 0 | 0 | 0 | 0 | 0 | 0 |  | 0
Lateral Hardening-Fuse-92800606 | Lateral Hardening | 106680.06 | 0 | 0 | 0 | 0 | 0 | 0 | 0 | 0 | 0 | 0 |  | 0
Lateral Hardening-Fuse-92800610 | Lateral Hardening | 106234.34 | 0 | 0 | 0 | 0 | 0 | 0 | 0 | 0 | 0 | 0 |  | 0
Lateral Hardening-Fuse-92800622 | Lateral Hardening | 57222.81 | 0 | 0 | 0 | 0 | 0 | 0 | 0 | 0 | 0 | 0 |  | 0
Lateral Hardening-Fuse-92800625 | Lateral Hardening | 56440.81 | 0 | 0 | 0 | 0 | 0 | 0 | 0 | 0 | 0 | 0 |  | 0
Lateral Hardening-Fuse-92801014 | Lateral Hardening | 50000 | 0 | 0 | 0 | 0 | 0 | 0 | 0 | 0 | 0 | 0 |  | 0
Lateral Hardening-Fuse-92801640 | Lateral Hardening | 476053.94 | 0 | 0 | 0 | 0 | 0 | 0 | 0 | 0 | 0 | 0 |  | 0
Lateral Hardening-Fuse-92803239 | Lateral Hardening | 59940.09 | 0 | 0 | 0 | 0 | 2021 | 0 | 0 | 0 | 0 | 0 |  | 2022 | 2022
Lateral Hardening-Fuse-92804400 | Lateral Hardening | 59349.69 | 0 | 0 | 0 | 0 | 0 | 0 | 0 | 0 | 0 | 0 |  | 0
Lateral Hardening-Fuse-92804598 | Lateral Hardening | 64659.81 | 0 | 0 | 0 | 0 | 0 | 0 | 0 | 0 | 0 | 0 |  | 0
Lateral Hardening-Fuse-92806427 | Lateral Hardening | 85065.35 | 0 | 0 | 0 | 0 | 0 | 0 | 0 | 0 | 0 | 0 |  | 0
Lateral Hardening-Fuse-92806904 | Lateral Hardening | 584225.63 | 0 | 0 | 0 | 0 | 0 | 0 | 0 | 0 | 0 | 0 |  | 0
Lateral Hardening-Fuse-92807044 | Lateral Hardening | 50000 | 0 | 0 | 0 | 0 | 0 | 0 | 0 | 0 | 0 | 0 |  | 0
Lateral Hardening-Fuse-92807101 | Lateral Hardening | 73232.37 | 0 | 0 | 0 | 0 | 0 | 0 | 0 | 0 | 0 | 0 |  | 0
Lateral Hardening-Fuse-92807127 | Lateral Hardening | 50000 | 0 | 0 | 0 | 0 | 0 | 0 | 0 | 0 | 0 | 0 |  | 0
Lateral Hardening-Fuse-92807207 | Lateral Hardening | 67773.61 | 0 | 0 | 0 | 0 | 0 | 0 | 0 | 0 | 0 | 0 |  | 0
Lateral Hardening-Fuse-92810815 | Lateral Hardening | 55874.17 | 0 | 0 | 0 | 0 | 2023 | 0 | 0 | 0 | 0 | 0 |  | 2023
Lateral Hardening-Fuse-92811065 | Lateral Hardening | 50000 | 0 | 0 | 0 | 0 | 0 | 0 | 0 | 0 | 0 | 0 |  | 0
Lateral Hardening-Fuse-92811592 | Lateral Hardening | 50000 | 0 | 0 | 0 | 0 | 0 | 0 | 0 | 0 | 0 | 0 |  | 0
Lateral Hardening-Fuse-92814355 | Lateral Hardening | 58746.21 | 0 | 0 | 0 | 0 | 2022 | 0 | 0 | 0 | 0 | 0 |  | 2021 | 2021
Lateral Hardening-Fuse-92815117 | Lateral Hardening | 175318.06 | 0 | 0 | 0 | 0 | 2022 | 0 | 0 | 0 | 0 | 0 |  | 2024 | 2024
Lateral Hardening-Fuse-92815125 | Lateral Hardening | 160040.58 | 0 | 0 | 0 | 0 | 0 | 0 | 0 | 0 | 0 | 0 |  | 0
Lateral Hardening-Fuse-92815127 | Lateral Hardening | 513549.53 | 0 | 0 | 0 | 0 | 0 | 0 | 0 | 0 | 0 | 0 |  | 0
Lateral Hardening-Fuse-92817105 | Lateral Hardening | 149396.76 | 0 | 0 | 0 | 0 | 0 | 0 | 0 | 0 | 0 | 0 |  | 0
Lateral Hardening-Fuse-92817353 | Lateral Hardening | 77467.25 | 0 | 0 | 0 | 0 | 0 | 0 | 0 | 0 | 0 | 0 |  | 0
Lateral Hardening-Fuse-92818108 | Lateral Hardening | 155555.67 | 0 | 0 | 0 | 0 | 0 | 0 | 0 | 0 | 0 | 0 |  | 0
Lateral Hardening-Fuse-92818115 | Lateral Hardening | 96963.15 | 0 | 0 | 0 | 0 | 0 | 0 | 0 | 0 | 0 | 0 |  | 0
Lateral Hardening-Fuse-92819432 | Lateral Hardening | 226909.53 | 0 | 0 | 0 | 0 | 0 | 0 | 0 | 0 | 0 | 0 |  | 0
Lateral Hardening-Fuse-92820834 | Lateral Hardening | 50000 | 0 | 0 | 0 | 0 | 0 | 0 | 0 | 0 | 0 | 0 |  | 0
Lateral Hardening-Fuse-92820848 | Lateral Hardening | 153935.66 | 0 | 0 | 0 | 0 | 2021 | 0 | 0 | 0 | 0 | 0 |  | 2021
Lateral Hardening-Fuse-92821531 | Lateral Hardening | 50000 | 0 | 0 | 0 | 0 | 0 | 0 | 0 | 0 | 0 | 0 |  | 0
Lateral Hardening-Fuse-92821560 | Lateral Hardening | 402104.46 | 0 | 0 | 0 | 0 | 0 | 0 | 0 | 0 | 0 | 0 |  | 0
Lateral Hardening-Fuse-92821702 | Lateral Hardening | 519589.73 | 0 | 0 | 0 | 0 | 0 | 0 | 0 | 0 | 0 | 0 |  | 0
Lateral Hardening-Fuse-92821841 | Lateral Hardening | 570442.59 | 0 | 0 | 0 | 0 | 0 | 0 | 0 | 0 | 0 | 0 |  | 0
Lateral Hardening-Fuse-92822055 | Lateral Hardening | 211860.56 | 0 | 0 | 0 | 0 | 0 | 0 | 0 | 0 | 0 | 0 |  | 0
Lateral Hardening-Fuse-92822971 | Lateral Hardening | 523143.57 | 0 | 0 | 0 | 0 | 2024 | 0 | 0 | 0 | 0 | 0 |  | 2025 | 2025
Lateral Hardening-Fuse-92823404 | Lateral Hardening | 50000 | 0 | 0 | 0 | 0 | 0 | 0 | 0 | 0 | 0 | 0 |  | 0
Lateral Hardening-Fuse-92823405 | Lateral Hardening | 444201.92 | 0 | 0 | 0 | 0 | 0 | 0 | 0 | 0 | 0 | 0 |  | 0
Lateral Hardening-Fuse-92823421 | Lateral Hardening | 249763.87 | 0 | 0 | 0 | 0 | 2028 | 0 | 0 | 0 | 0 | 0 |  | 2028
Lateral Hardening-Fuse-92823499 | Lateral Hardening | 50727.19 | 0 | 0 | 0 | 0 | 0 | 0 | 0 | 0 | 0 | 0 |  | 0
Lateral Hardening-Fuse-92823788 | Lateral Hardening | 50000 | 0 | 0 | 0 | 0 | 0 | 0 | 0 | 0 | 0 | 0 |  | 0
Lateral Hardening-Fuse-92823803 | Lateral Hardening | 115379.28 | 0 | 0 | 0 | 0 | 0 | 0 | 0 | 0 | 0 | 0 |  | 0
Lateral Hardening-Fuse-92823810 | Lateral Hardening | 64473.95 | 0 | 0 | 0 | 0 | 0 | 0 | 0 | 0 | 0 | 0 |  | 0
Lateral Hardening-Fuse-92824577 | Lateral Hardening | 50000 | 0 | 0 | 0 | 0 | 0 | 0 | 0 | 0 | 0 | 0 |  | 0
Lateral Hardening-Fuse-92825667 | Lateral Hardening | 98243.42 | 0 | 0 | 0 | 0 | 0 | 0 | 0 | 0 | 0 | 0 |  | 0
Lateral Hardening-Fuse-92826951 | Lateral Hardening | 95421.01 | 0 | 0 | 0 | 0 | 0 | 0 | 0 | 0 | 0 | 0 |  | 0
Lateral Hardening-Fuse-92826953 | Lateral Hardening | 138361.9 | 0 | 0 | 0 | 0 | 0 | 0 | 0 | 0 | 0 | 0 |  | 0
Lateral Hardening-Fuse-92826954 | Lateral Hardening | 675990.95 | 0 | 0 | 0 | 0 | 2025 | 0 | 0 | 0 | 0 | 0 |  | 2026 | 2026
Lateral Hardening-Fuse-92826958 | Lateral Hardening | 228305.39 | 0 | 0 | 0 | 0 | 0 | 0 | 0 | 0 | 0 | 0 |  | 0
Lateral Hardening-Fuse-92826965 | Lateral Hardening | 90761.97 | 0 | 0 | 0 | 0 | 0 | 0 | 0 | 0 | 0 | 0 |  | 0
Lateral Hardening-Fuse-92826969 | Lateral Hardening | 209988.29 | 0 | 0 | 0 | 0 | 0 | 0 | 0 | 0 | 0 | 0 |  | 0
Lateral Hardening-Fuse-92826972 | Lateral Hardening | 363754.65 | 0 | 0 | 0 | 0 | 0 | 0 | 0 | 0 | 0 | 0 |  | 0
Lateral Hardening-Fuse-92827022 | Lateral Hardening | 99445.45 | 0 | 0 | 0 | 0 | 0 | 0 | 0 | 0 | 0 | 0 |  | 0
Lateral Hardening-Fuse-92827024 | Lateral Hardening | 136981.78 | 0 | 0 | 0 | 0 | 0 | 0 | 0 | 0 | 0 | 0 |  | 0
Lateral Hardening-Fuse-92827025 | Lateral Hardening | 159028.05 | 0 | 0 | 0 | 0 | 0 | 0 | 0 | 0 | 0 | 0 |  | 0
Lateral Hardening-Fuse-92827027 | Lateral Hardening | 265616.36 | 0 | 0 | 0 | 0 | 0 | 0 | 0 | 0 | 0 | 0 |  | 0
Lateral Hardening-Fuse-92827488 | Lateral Hardening | 56420.07 | 0 | 0 | 0 | 0 | 0 | 0 | 0 | 0 | 0 | 0 |  | 0
Lateral Hardening-Fuse-92827508 | Lateral Hardening | 50000 | 0 | 0 | 0 | 0 | 0 | 0 | 0 | 0 | 0 | 0 |  | 0
Lateral Hardening-Fuse-92827523 | Lateral Hardening | 111470.76 | 0 | 0 | 0 | 0 | 0 | 0 | 0 | 0 | 0 | 0 |  | 0
Lateral Hardening-Fuse-92827973 | Lateral Hardening | 111748.34 | 0 | 0 | 0 | 0 | 0 | 0 | 0 | 0 | 0 | 0 |  | 0
Lateral Hardening-Fuse-92828024 | Lateral Hardening | 52736.91 | 0 | 0 | 0 | 0 | 0 | 0 | 0 | 0 | 0 | 0 |  | 0
Lateral Hardening-Fuse-92828182 | Lateral Hardening | 54856.81 | 0 | 0 | 0 | 0 | 0 | 0 | 0 | 0 | 0 | 0 |  | 0
Lateral Hardening-Fuse-92828207 | Lateral Hardening | 63335.67 | 0 | 0 | 0 | 0 | 0 | 0 | 0 | 0 | 0 | 0 |  | 0
Lateral Hardening-Fuse-92828738 | Lateral Hardening | 425508.42 | 0 | 0 | 0 | 0 | 2023 | 0 | 0 | 0 | 0 | 0 |  | 2023
Lateral Hardening-Fuse-92828950 | Lateral Hardening | 190338.29 | 0 | 0 | 0 | 0 | 0 | 0 | 0 | 0 | 0 | 0 |  | 0
Lateral Hardening-Fuse-92828954 | Lateral Hardening | 151315.87 | 0 | 0 | 0 | 0 | 0 | 0 | 0 | 0 | 0 | 0 |  | 0
Lateral Hardening-Fuse-92828956 | Lateral Hardening | 50000 | 0 | 0 | 0 | 0 | 0 | 0 | 0 | 0 | 0 | 0 |  | 0
Lateral Hardening-Fuse-92829011 | Lateral Hardening | 106701.54 | 0 | 0 | 0 | 0 | 0 | 0 | 0 | 0 | 0 | 0 |  | 0
Lateral Hardening-Fuse-92829321 | Lateral Hardening | 115112.44 | 0 | 0 | 0 | 0 | 0 | 0 | 0 | 0 | 0 | 0 |  | 0
Lateral Hardening-Fuse-92829402 | Lateral Hardening | 55711.77 | 0 | 0 | 0 | 0 | 0 | 0 | 0 | 0 | 0 | 0 |  | 0
Lateral Hardening-Fuse-92829444 | Lateral Hardening | 117643.74 | 0 | 0 | 0 | 0 | 0 | 0 | 0 | 0 | 0 | 0 |  | 0
Lateral Hardening-Fuse-92829446 | Lateral Hardening | 261999.63 | 0 | 0 | 0 | 0 | 0 | 0 | 0 | 0 | 0 | 0 |  | 0
Lateral Hardening-Fuse-92829453 | Lateral Hardening | 292495.89 | 0 | 0 | 0 | 0 | 2020 | 0 | 0 | 0 | 0 | 0 |  | 2020
Lateral Hardening-Fuse-92829535 | Lateral Hardening | 50000 | 0 | 0 | 0 | 0 | 0 | 0 | 0 | 0 | 0 | 0 |  | 0
Lateral Hardening-Fuse-92830282 | Lateral Hardening | 83887.35 | 0 | 0 | 0 | 0 | 0 | 0 | 0 | 0 | 0 | 0 |  | 0
Lateral Hardening-Fuse-92830647 | Lateral Hardening | 50000 | 0 | 0 | 0 | 0 | 0 | 0 | 0 | 0 | 0 | 0 |  | 0
Lateral Hardening-Fuse-92831222 | Lateral Hardening | 119746.24 | 0 | 0 | 0 | 0 | 0 | 0 | 0 | 0 | 0 | 0 |  | 0
Lateral Hardening-Fuse-92831336 | Lateral Hardening | 101753.44 | 0 | 0 | 0 | 0 | 0 | 0 | 0 | 0 | 0 | 0 |  | 0
Lateral Hardening-Fuse-92831398 | Lateral Hardening | 153440.77 | 0 | 0 | 0 | 0 | 0 | 0 | 0 | 0 | 0 | 0 |  | 0
Lateral Hardening-Fuse-92831404 | Lateral Hardening | 50412.39 | 0 | 0 | 0 | 0 | 0 | 0 | 0 | 0 | 0 | 0 |  | 0
Lateral Hardening-Fuse-92831480 | Lateral Hardening | 107671.68 | 0 | 0 | 0 | 0 | 0 | 0 | 0 | 0 | 0 | 0 |  | 0
Lateral Hardening-Fuse-92831495 | Lateral Hardening | 105231.98 | 0 | 0 | 0 | 0 | 0 | 0 | 0 | 0 | 0 | 0 |  | 0
Lateral Hardening-Fuse-92831833 | Lateral Hardening | 178787.86 | 0 | 0 | 0 | 0 | 2023 | 0 | 0 | 0 | 0 | 0 |  | 2022 | 2022
Lateral Hardening-Fuse-92832090 | Lateral Hardening | 90307.45 | 0 | 0 | 0 | 0 | 0 | 0 | 0 | 0 | 0 | 0 |  | 0
Lateral Hardening-Fuse-92832167 | Lateral Hardening | 220937.54 | 0 | 0 | 0 | 0 | 0 | 0 | 0 | 0 | 0 | 0 |  | 0
Lateral Hardening-Fuse-92832171 | Lateral Hardening | 218575.8 | 0 | 0 | 0 | 0 | 0 | 0 | 0 | 0 | 0 | 0 |  | 0
Lateral Hardening-Fuse-92833810 | Lateral Hardening | 126958.18 | 0 | 0 | 0 | 0 | 0 | 0 | 0 | 0 | 0 | 0 |  | 0
Lateral Hardening-Fuse-92833812 | Lateral Hardening | 50000 | 0 | 0 | 0 | 0 | 0 | 0 | 0 | 0 | 0 | 0 |  | 0
Lateral Hardening-Fuse-92833931 | Lateral Hardening | 180997.75 | 0 | 0 | 0 | 0 | 0 | 0 | 0 | 0 | 0 | 0 |  | 2028 | 2028
Lateral Hardening-Fuse-92834366 | Lateral Hardening | 50000 | 0 | 0 | 0 | 0 | 0 | 0 | 0 | 0 | 0 | 0 |  | 0
Lateral Hardening-Fuse-92834450 | Lateral Hardening | 433690.55 | 0 | 0 | 0 | 0 | 0 | 0 | 0 | 0 | 0 | 0 |  | 0
Lateral Hardening-Fuse-92834455 | Lateral Hardening | 59439.13 | 0 | 0 | 0 | 0 | 0 | 0 | 0 | 0 | 0 | 0 |  | 0
Lateral Hardening-Fuse-92834461 | Lateral Hardening | 63508.81 | 0 | 0 | 0 | 0 | 0 | 0 | 0 | 0 | 0 | 0 |  | 0
Lateral Hardening-Fuse-92834542 | Lateral Hardening | 146039.46 | 0 | 0 | 0 | 0 | 0 | 0 | 0 | 0 | 0 | 0 |  | 0
Lateral Hardening-Fuse-92834683 | Lateral Hardening | 407658.35 | 0 | 0 | 0 | 0 | 2021 | 0 | 0 | 0 | 0 | 0 |  | 2021
Lateral Hardening-Fuse-92835035 | Lateral Hardening | 431795.01 | 0 | 0 | 0 | 0 | 0 | 0 | 0 | 0 | 0 | 0 |  | 0
Lateral Hardening-Fuse-92835082 | Lateral Hardening | 109455.3 | 0 | 0 | 0 | 0 | 0 | 0 | 0 | 0 | 0 | 0 |  | 0
Lateral Hardening-Fuse-92835119 | Lateral Hardening | 50000 | 0 | 0 | 0 | 0 | 0 | 0 | 0 | 0 | 0 | 0 |  | 0
Lateral Hardening-Fuse-92835334 | Lateral Hardening | 345379.49 | 0 | 0 | 0 | 0 | 0 | 0 | 0 | 0 | 0 | 0 |  | 0
Lateral Hardening-Fuse-92835600 | Lateral Hardening | 94529.7 | 0 | 0 | 0 | 0 | 0 | 0 | 0 | 0 | 0 | 0 |  | 0
Lateral Hardening-Fuse-92835651 | Lateral Hardening | 575340.25 | 0 | 0 | 0 | 0 | 2022 | 0 | 0 | 0 | 0 | 0 |  | 2023 | 2023
Lateral Hardening-Fuse-92835892 | Lateral Hardening | 50000 | 0 | 0 | 0 | 0 | 0 | 0 | 0 | 0 | 0 | 0 |  | 0
Lateral Hardening-Fuse-92836010 | Lateral Hardening | 51183.65 | 0 | 0 | 0 | 0 | 0 | 0 | 0 | 0 | 0 | 0 |  | 0
Lateral Hardening-Fuse-92836011 | Lateral Hardening | 59856.39 | 0 | 0 | 0 | 0 | 0 | 0 | 0 | 0 | 0 | 0 |  | 0
Lateral Hardening-Fuse-92836054 | Lateral Hardening | 73856.97 | 0 | 0 | 0 | 0 | 0 | 0 | 0 | 0 | 0 | 0 |  | 0
Lateral Hardening-Fuse-92836107 | Lateral Hardening | 93652.34 | 0 | 0 | 0 | 0 | 0 | 0 | 0 | 0 | 0 | 0 |  | 0
Lateral Hardening-Fuse-92836438 | Lateral Hardening | 113250.12 | 0 | 0 | 0 | 0 | 0 | 0 | 0 | 0 | 0 | 0 |  | 0
Lateral Hardening-Fuse-92837054 | Lateral Hardening | 50000 | 0 | 0 | 0 | 0 | 0 | 0 | 0 | 0 | 0 | 0 |  | 0
Lateral Hardening-Fuse-92837135 | Lateral Hardening | 243641.1 | 0 | 0 | 0 | 0 | 0 | 0 | 0 | 0 | 0 | 0 |  | 0
Lateral Hardening-Fuse-92837210 | Lateral Hardening | 89386.8 | 0 | 0 | 0 | 0 | 0 | 0 | 0 | 0 | 0 | 0 |  | 0
Lateral Hardening-Fuse-92837984 | Lateral Hardening | 50000 | 0 | 0 | 0 | 0 | 0 | 0 | 0 | 0 | 0 | 0 |  | 0
Lateral Hardening-Fuse-92838044 | Lateral Hardening | 50000 | 0 | 0 | 0 | 0 | 0 | 0 | 0 | 0 | 0 | 0 |  | 0
Lateral Hardening-Fuse-92838167 | Lateral Hardening | 590703.29 | 0 | 0 | 0 | 0 | 0 | 0 | 0 | 0 | 0 | 0 |  | 0
Lateral Hardening-Fuse-92838496 | Lateral Hardening | 50000 | 0 | 0 | 0 | 0 | 0 | 0 | 0 | 0 | 0 | 0 |  | 0
Lateral Hardening-Fuse-92838598 | Lateral Hardening | 434503.63 | 0 | 0 | 0 | 0 | 2028 | 0 | 0 | 0 | 0 | 0 |  | 2028
Lateral Hardening-Fuse-92838742 | Lateral Hardening | 264983.98 | 0 | 0 | 0 | 0 | 0 | 0 | 0 | 0 | 0 | 0 |  | 0
Lateral Hardening-Fuse-92839005 | Lateral Hardening | 60822.27 | 0 | 0 | 0 | 0 | 0 | 0 | 0 | 0 | 0 | 0 |  | 0
Lateral Hardening-Fuse-92839078 | Lateral Hardening | 57732.41 | 0 | 0 | 0 | 0 | 0 | 0 | 0 | 0 | 0 | 0 |  | 0
Lateral Hardening-Fuse-92839477 | Lateral Hardening | 88207.78 | 0 | 0 | 0 | 0 | 2028 | 0 | 0 | 0 | 0 | 0 |  | 2027 | 2027
Lateral Hardening-Fuse-92840379 | Lateral Hardening | 248579.2 | 0 | 0 | 0 | 0 | 0 | 0 | 0 | 0 | 0 | 0 |  | 0
Lateral Hardening-Fuse-92841403 | Lateral Hardening | 52752.65 | 0 | 0 | 0 | 0 | 0 | 0 | 0 | 0 | 0 | 0 |  | 0
Lateral Hardening-Fuse-92842133 | Lateral Hardening | 50000 | 0 | 0 | 0 | 0 | 0 | 0 | 0 | 0 | 0 | 0 |  | 0
Lateral Hardening-Fuse-92842187 | Lateral Hardening | 104082.96 | 0 | 0 | 0 | 0 | 0 | 0 | 0 | 0 | 0 | 0 |  | 0
Lateral Hardening-Fuse-92843043 | Lateral Hardening | 300669.46 | 0 | 0 | 0 | 0 | 0 | 0 | 0 | 0 | 0 | 0 |  | 0
Lateral Hardening-Fuse-92843663 | Lateral Hardening | 202017.32 | 0 | 0 | 0 | 0 | 0 | 0 | 0 | 0 | 0 | 0 |  | 0
Lateral Hardening-Fuse-92844497 | Lateral Hardening | 375841.09 | 0 | 0 | 0 | 0 | 0 | 0 | 0 | 0 | 0 | 0 |  | 0
Lateral Hardening-Fuse-92844710 | Lateral Hardening | 74963.43 | 0 | 0 | 0 | 0 | 0 | 0 | 0 | 0 | 0 | 0 |  | 0
Lateral Hardening-Fuse-92846608 | Lateral Hardening | 50000 | 0 | 0 | 0 | 0 | 0 | 0 | 0 | 0 | 0 | 0 |  | 0
Lateral Hardening-Fuse-92846609 | Lateral Hardening | 53204.11 | 0 | 0 | 0 | 0 | 0 | 0 | 0 | 0 | 0 | 0 |  | 0
Lateral Hardening-Fuse-92846773 | Lateral Hardening | 335608.3 | 0 | 0 | 0 | 0 | 0 | 0 | 0 | 0 | 0 | 0 |  | 0
Lateral Hardening-Fuse-92846845 | Lateral Hardening | 54504.79 | 0 | 0 | 0 | 0 | 0 | 0 | 0 | 0 | 0 | 0 |  | 0
Lateral Hardening-Fuse-92846899 | Lateral Hardening | 152386.98 | 0 | 0 | 0 | 0 | 0 | 0 | 0 | 0 | 0 | 0 |  | 0
Lateral Hardening-Fuse-92846904 | Lateral Hardening | 61798.15 | 0 | 0 | 0 | 0 | 0 | 0 | 0 | 0 | 0 | 0 |  | 0
Lateral Hardening-Fuse-92847739 | Lateral Hardening | 50000 | 0 | 0 | 0 | 0 | 0 | 0 | 0 | 0 | 0 | 0 |  | 0
Lateral Hardening-Fuse-92847844 | Lateral Hardening | 295003.63 | 0 | 0 | 0 | 0 | 0 | 0 | 0 | 0 | 0 | 0 |  | 0
Lateral Hardening-Fuse-92847852 | Lateral Hardening | 149296.2 | 0 | 0 | 0 | 0 | 0 | 0 | 0 | 0 | 0 | 0 |  | 0
Lateral Hardening-Fuse-92847931 | Lateral Hardening | 297421.85 | 0 | 0 | 0 | 0 | 0 | 0 | 0 | 0 | 0 | 0 |  | 0
Lateral Hardening-Fuse-92847933 | Lateral Hardening | 131403.34 | 0 | 0 | 0 | 0 | 0 | 0 | 0 | 0 | 0 | 0 |  | 0
Lateral Hardening-Fuse-92848494 | Lateral Hardening | 52285.45 | 0 | 0 | 0 | 0 | 0 | 0 | 0 | 0 | 0 | 0 |  | 0
Lateral Hardening-Fuse-92848514 | Lateral Hardening | 225980.58 | 0 | 0 | 0 | 0 | 0 | 0 | 0 | 0 | 0 | 0 |  | 0
Lateral Hardening-Fuse-92848520 | Lateral Hardening | 208329.8 | 0 | 0 | 0 | 0 | 0 | 0 | 0 | 0 | 0 | 0 |  | 0
Lateral Hardening-Fuse-92848748 | Lateral Hardening | 117535.66 | 0 | 0 | 0 | 0 | 0 | 0 | 0 | 0 | 0 | 0 |  | 0
Lateral Hardening-Fuse-92849129 | Lateral Hardening | 316467.25 | 0 | 0 | 0 | 0 | 0 | 0 | 0 | 0 | 0 | 0 |  | 0
Lateral Hardening-Fuse-92849296 | Lateral Hardening | 96550.85 | 0 | 0 | 0 | 0 | 0 | 0 | 0 | 0 | 0 | 0 |  | 0
Lateral Hardening-Fuse-92849386 | Lateral Hardening | 50000 | 0 | 0 | 0 | 0 | 0 | 0 | 0 | 0 | 0 | 0 |  | 0
Lateral Hardening-Fuse-92849397 | Lateral Hardening | 98437.3 | 0 | 0 | 0 | 0 | 0 | 0 | 0 | 0 | 0 | 0 |  | 0
Lateral Hardening-Fuse-92849398 | Lateral Hardening | 474129.12 | 0 | 0 | 0 | 0 | 0 | 0 | 0 | 0 | 0 | 0 |  | 0
Lateral Hardening-Fuse-92849399 | Lateral Hardening | 72223.77 | 0 | 0 | 0 | 0 | 0 | 0 | 0 | 0 | 0 | 0 |  | 0
Lateral Hardening-Fuse-92849403 | Lateral Hardening | 54347.39 | 0 | 0 | 0 | 0 | 0 | 0 | 0 | 0 | 0 | 0 |  | 0
Lateral Hardening-Fuse-92849451 | Lateral Hardening | 632220.64 | 0 | 0 | 0 | 0 | 0 | 0 | 0 | 0 | 0 | 0 |  | 0
Lateral Hardening-Fuse-92849453 | Lateral Hardening | 50000 | 0 | 0 | 0 | 0 | 0 | 0 | 0 | 0 | 0 | 0 |  | 0
Lateral Hardening-Fuse-92849626 | Lateral Hardening | 81207.4 | 0 | 0 | 0 | 0 | 0 | 0 | 0 | 0 | 0 | 0 |  | 0
Lateral Hardening-Fuse-92849646 | Lateral Hardening | 51545.67 | 0 | 0 | 0 | 0 | 0 | 0 | 0 | 0 | 0 | 0 |  | 0
Lateral Hardening-Fuse-92849727 | Lateral Hardening | 173233.17 | 0 | 0 | 0 | 0 | 0 | 0 | 0 | 0 | 0 | 0 |  | 0
Lateral Hardening-Fuse-92850949 | Lateral Hardening | 50000 | 0 | 0 | 0 | 0 | 0 | 0 | 0 | 0 | 0 | 0 |  | 0
Lateral Hardening-Fuse-92852486 | Lateral Hardening | 192804.47 | 0 | 0 | 0 | 0 | 0 | 0 | 0 | 0 | 0 | 0 |  | 0
Lateral Hardening-Fuse-92852935 | Lateral Hardening | 303194.12 | 0 | 0 | 0 | 0 | 0 | 0 | 0 | 0 | 0 | 0 |  | 0
Lateral Hardening-Fuse-92853072 | Lateral Hardening | 50000 | 0 | 0 | 0 | 0 | 0 | 0 | 0 | 0 | 0 | 0 |  | 0
Lateral Hardening-Fuse-92853316 | Lateral Hardening | 51561.41 | 0 | 0 | 0 | 0 | 0 | 0 | 0 | 0 | 0 | 0 |  | 0
Lateral Hardening-Fuse-92853333 | Lateral Hardening | 109749.36 | 0 | 0 | 0 | 0 | 2024 | 0 | 0 | 0 | 0 | 0 |  | 2026 | 2026
Lateral Hardening-Fuse-92853541 | Lateral Hardening | 111318.36 | 0 | 0 | 0 | 0 | 0 | 0 | 0 | 0 | 0 | 0 |  | 0
Lateral Hardening-Fuse-92854738 | Lateral Hardening | 97702.52 | 0 | 0 | 0 | 0 | 0 | 0 | 0 | 0 | 0 | 0 |  | 0
Lateral Hardening-Fuse-92854740 | Lateral Hardening | 291336.21 | 0 | 0 | 0 | 0 | 0 | 0 | 0 | 0 | 0 | 0 |  | 0
Lateral Hardening-Fuse-92854745 | Lateral Hardening | 114576.54 | 0 | 0 | 0 | 0 | 0 | 0 | 0 | 0 | 0 | 0 |  | 0
Lateral Hardening-Fuse-92854746 | Lateral Hardening | 154428.18 | 0 | 0 | 0 | 0 | 0 | 0 | 0 | 0 | 0 | 0 |  | 0
Lateral Hardening-Fuse-92854753 | Lateral Hardening | 58770.33 | 0 | 0 | 0 | 0 | 0 | 0 | 0 | 0 | 0 | 0 |  | 0
Lateral Hardening-Fuse-92855049 | Lateral Hardening | 53135.41 | 0 | 0 | 0 | 0 | 0 | 0 | 0 | 0 | 0 | 0 |  | 0
Lateral Hardening-Fuse-92855053 | Lateral Hardening | 55223.83 | 0 | 0 | 0 | 0 | 0 | 0 | 0 | 0 | 0 | 0 |  | 0
Lateral Hardening-Fuse-92855178 | Lateral Hardening | 108385.72 | 0 | 0 | 0 | 0 | 0 | 0 | 0 | 0 | 0 | 0 |  | 0
Lateral Hardening-Fuse-92855183 | Lateral Hardening | 54599.23 | 0 | 0 | 0 | 0 | 0 | 0 | 0 | 0 | 0 | 0 |  | 0
Lateral Hardening-Fuse-92856341 | Lateral Hardening | 50000 | 0 | 0 | 0 | 0 | 0 | 0 | 0 | 0 | 0 | 0 |  | 0
Lateral Hardening-Fuse-92856629 | Lateral Hardening | 289501.55 | 0 | 0 | 0 | 0 | 0 | 0 | 0 | 0 | 0 | 0 |  | 0
Lateral Hardening-Fuse-92856634 | Lateral Hardening | 332689.48 | 0 | 0 | 0 | 0 | 2025 | 0 | 0 | 0 | 0 | 0 |  | 2025
Lateral Hardening-Fuse-92856937 | Lateral Hardening | 498228.87 | 0 | 0 | 0 | 0 | 2027 | 0 | 0 | 0 | 0 | 0 |  | 2027
Lateral Hardening-Fuse-92857332 | Lateral Hardening | 539817.22 | 0 | 0 | 0 | 0 | 0 | 0 | 0 | 0 | 0 | 0 |  | 0
Lateral Hardening-Fuse-92858469 | Lateral Hardening | 79617.1 | 0 | 0 | 0 | 0 | 0 | 0 | 0 | 0 | 0 | 0 |  | 0
Lateral Hardening-Fuse-92858866 | Lateral Hardening | 50000 | 0 | 0 | 0 | 0 | 0 | 0 | 0 | 0 | 0 | 0 |  | 0
Lateral Hardening-Fuse-92858955 | Lateral Hardening | 50000 | 0 | 0 | 0 | 0 | 0 | 0 | 0 | 0 | 0 | 0 |  | 0
Lateral Hardening-Fuse-92859507 | Lateral Hardening | 51954.91 | 0 | 0 | 0 | 0 | 2024 | 0 | 0 | 0 | 0 | 0 |  | 2024
Lateral Hardening-Fuse-92859765 | Lateral Hardening | 69033.55 | 0 | 0 | 0 | 0 | 0 | 0 | 0 | 0 | 0 | 0 |  | 0
Lateral Hardening-Fuse-92859770 | Lateral Hardening | 114193.78 | 0 | 0 | 0 | 0 | 0 | 0 | 0 | 0 | 0 | 0 |  | 0
Lateral Hardening-Fuse-92859771 | Lateral Hardening | 61446.87 | 0 | 0 | 0 | 0 | 0 | 0 | 0 | 0 | 0 | 0 |  | 0
Lateral Hardening-Fuse-92859947 | Lateral Hardening | 50000 | 0 | 0 | 0 | 0 | 0 | 0 | 0 | 0 | 0 | 0 |  | 0
Lateral Hardening-Fuse-92859954 | Lateral Hardening | 125904.34 | 0 | 0 | 0 | 0 | 0 | 0 | 0 | 0 | 0 | 0 |  | 0
Lateral Hardening-Fuse-92859963 | Lateral Hardening | 96139.26 | 0 | 0 | 0 | 0 | 0 | 0 | 0 | 0 | 0 | 0 |  | 0
Lateral Hardening-Fuse-92859964 | Lateral Hardening | 108374.98 | 0 | 0 | 0 | 0 | 0 | 0 | 0 | 0 | 0 | 0 |  | 0
Lateral Hardening-Fuse-92859972 | Lateral Hardening | 116454.3 | 0 | 0 | 0 | 0 | 0 | 0 | 0 | 0 | 0 | 0 |  | 0
Lateral Hardening-Fuse-92859987 | Lateral Hardening | 62959.89 | 0 | 0 | 0 | 0 | 0 | 0 | 0 | 0 | 0 | 0 |  | 0
Lateral Hardening-Fuse-92860269 | Lateral Hardening | 50569.79 | 0 | 0 | 0 | 0 | 0 | 0 | 0 | 0 | 0 | 0 |  | 0
Lateral Hardening-Fuse-92860270 | Lateral Hardening | 60496.73 | 0 | 0 | 0 | 0 | 0 | 0 | 0 | 0 | 0 | 0 |  | 0
Lateral Hardening-Fuse-92860271 | Lateral Hardening | 56719.13 | 0 | 0 | 0 | 0 | 0 | 0 | 0 | 0 | 0 | 0 |  | 0
Lateral Hardening-Fuse-92860629 | Lateral Hardening | 54237.21 | 0 | 0 | 0 | 0 | 0 | 0 | 0 | 0 | 0 | 0 |  | 0
Lateral Hardening-Fuse-92860631 | Lateral Hardening | 53812.23 | 0 | 0 | 0 | 0 | 0 | 0 | 0 | 0 | 0 | 0 |  | 0
Lateral Hardening-Fuse-92860635 | Lateral Hardening | 109886.02 | 0 | 0 | 0 | 0 | 0 | 0 | 0 | 0 | 0 | 0 |  | 0
Lateral Hardening-Fuse-92860646 | Lateral Hardening | 50000 | 0 | 0 | 0 | 0 | 0 | 0 | 0 | 0 | 0 | 0 |  | 0
Lateral Hardening-Fuse-92861171 | Lateral Hardening | 50000 | 0 | 0 | 0 | 0 | 0 | 0 | 0 | 0 | 0 | 0 |  | 0
Lateral Hardening-Fuse-92861226 | Lateral Hardening | 50000 | 0 | 0 | 0 | 0 | 0 | 0 | 0 | 0 | 0 | 0 |  | 0
Lateral Hardening-Fuse-92861354 | Lateral Hardening | 50000 | 0 | 0 | 0 | 0 | 0 | 0 | 0 | 0 | 0 | 0 |  | 0
Lateral Hardening-Fuse-92861586 | Lateral Hardening | 103312.44 | 0 | 0 | 0 | 0 | 0 | 0 | 0 | 0 | 0 | 0 |  | 0
Lateral Hardening-Fuse-92861805 | Lateral Hardening | 431485.2 | 0 | 0 | 0 | 0 | 0 | 0 | 0 | 0 | 0 | 0 |  | 0
Lateral Hardening-Fuse-92861888 | Lateral Hardening | 480580.43 | 0 | 0 | 0 | 0 | 0 | 0 | 0 | 0 | 0 | 0 |  | 0
Lateral Hardening-Fuse-92862188 | Lateral Hardening | 371036.43 | 0 | 0 | 0 | 0 | 0 | 0 | 0 | 0 | 0 | 0 |  | 0
Lateral Hardening-Fuse-92862199 | Lateral Hardening | 105447.34 | 0 | 0 | 0 | 0 | 0 | 0 | 0 | 0 | 0 | 0 |  | 0
Lateral Hardening-Fuse-92862212 | Lateral Hardening | 102272.86 | 0 | 0 | 0 | 0 | 0 | 0 | 0 | 0 | 0 | 0 |  | 0
Lateral Hardening-Fuse-92862226 | Lateral Hardening | 573822.79 | 0 | 0 | 0 | 0 | 0 | 0 | 0 | 0 | 0 | 0 |  | 0
Lateral Hardening-Fuse-92862629 | Lateral Hardening | 164623.55 | 0 | 0 | 0 | 0 | 0 | 0 | 0 | 0 | 0 | 0 |  | 0
Lateral Hardening-Fuse-92862859 | Lateral Hardening | 782310.78 | 0 | 0 | 0 | 0 | 0 | 0 | 0 | 0 | 0 | 0 |  | 0
Lateral Hardening-Fuse-92862868 | Lateral Hardening | 161521.13 | 0 | 0 | 0 | 0 | 0 | 0 | 0 | 0 | 0 | 0 |  | 0
Lateral Hardening-Fuse-92863019 | Lateral Hardening | 93804.74 | 0 | 0 | 0 | 0 | 0 | 0 | 0 | 0 | 0 | 0 |  | 0
Lateral Hardening-Fuse-92863025 | Lateral Hardening | 50000 | 0 | 0 | 0 | 0 | 0 | 0 | 0 | 0 | 0 | 0 |  | 0
Lateral Hardening-Fuse-92863123 | Lateral Hardening | 189079.09 | 0 | 0 | 0 | 0 | 0 | 0 | 0 | 0 | 0 | 0 |  | 0
Lateral Hardening-Fuse-92863125 | Lateral Hardening | 338501.16 | 0 | 0 | 0 | 0 | 0 | 0 | 0 | 0 | 0 | 0 |  | 0
Lateral Hardening-Fuse-92863127 | Lateral Hardening | 701604.68 | 0 | 0 | 0 | 0 | 0 | 0 | 0 | 0 | 0 | 0 |  | 0
Lateral Hardening-Fuse-92863361 | Lateral Hardening | 102393.78 | 0 | 0 | 0 | 0 | 0 | 0 | 0 | 0 | 0 | 0 |  | 0
Lateral Hardening-Fuse-92863386 | Lateral Hardening | 163776.95 | 0 | 0 | 0 | 0 | 2024 | 0 | 0 | 0 | 0 | 0 |  | 2024
Lateral Hardening-Fuse-92863550 | Lateral Hardening | 73981.65 | 0 | 0 | 0 | 0 | 2024 | 0 | 0 | 0 | 0 | 0 |  | 2024
Lateral Hardening-Fuse-92863593 | Lateral Hardening | 171810.83 | 0 | 0 | 0 | 0 | 0 | 0 | 0 | 0 | 0 | 0 |  | 0
Lateral Hardening-Fuse-92863994 | Lateral Hardening | 216561.08 | 0 | 0 | 0 | 0 | 0 | 0 | 0 | 0 | 0 | 0 |  | 0
Lateral Hardening-Fuse-92864023 | Lateral Hardening | 95549.55 | 0 | 0 | 0 | 0 | 0 | 0 | 0 | 0 | 0 | 0 |  | 0
Lateral Hardening-Fuse-92864077 | Lateral Hardening | 231939.8 | 0 | 0 | 0 | 0 | 0 | 0 | 0 | 0 | 0 | 0 |  | 0
Lateral Hardening-Fuse-92864127 | Lateral Hardening | 53025.23 | 0 | 0 | 0 | 0 | 0 | 0 | 0 | 0 | 0 | 0 |  | 0
Lateral Hardening-Fuse-92864141 | Lateral Hardening | 52096.57 | 0 | 0 | 0 | 0 | 0 | 0 | 0 | 0 | 0 | 0 |  | 0
Lateral Hardening-Fuse-92864146 | Lateral Hardening | 110132.86 | 0 | 0 | 0 | 0 | 0 | 0 | 0 | 0 | 0 | 0 |  | 0
Lateral Hardening-Fuse-92864169 | Lateral Hardening | 225359.74 | 0 | 0 | 0 | 0 | 0 | 0 | 0 | 0 | 0 | 0 |  | 0
Lateral Hardening-Fuse-92864175 | Lateral Hardening | 55208.09 | 0 | 0 | 0 | 0 | 0 | 0 | 0 | 0 | 0 | 0 |  | 0
Lateral Hardening-Fuse-92864179 | Lateral Hardening | 95898.16 | 0 | 0 | 0 | 0 | 0 | 0 | 0 | 0 | 0 | 0 |  | 0
Lateral Hardening-Fuse-92864186 | Lateral Hardening | 96695.9 | 0 | 0 | 0 | 0 | 0 | 0 | 0 | 0 | 0 | 0 |  | 0
Lateral Hardening-Fuse-92865540 | Lateral Hardening | 193606.42 | 0 | 0 | 0 | 0 | 0 | 0 | 0 | 0 | 0 | 0 |  | 0
Lateral Hardening-Fuse-92865587 | Lateral Hardening | 50000 | 0 | 0 | 0 | 0 | 0 | 0 | 0 | 0 | 0 | 0 |  | 0
Lateral Hardening-Fuse-92865593 | Lateral Hardening | 548377.62 | 0 | 0 | 0 | 0 | 0 | 0 | 0 | 0 | 0 | 0 |  | 0
Lateral Hardening-Fuse-92865597 | Lateral Hardening | 436632.7 | 0 | 0 | 0 | 0 | 0 | 0 | 0 | 0 | 0 | 0 |  | 0
Lateral Hardening-Fuse-92865966 | Lateral Hardening | 144794.51 | 0 | 0 | 0 | 0 | 0 | 0 | 0 | 0 | 0 | 0 |  | 0
Lateral Hardening-Fuse-92865971 | Lateral Hardening | 100017.04 | 0 | 0 | 0 | 0 | 0 | 0 | 0 | 0 | 0 | 0 |  | 0
Lateral Hardening-Fuse-92866355 | Lateral Hardening | 477169.08 | 0 | 0 | 0 | 0 | 0 | 0 | 0 | 0 | 0 | 0 |  | 0
Lateral Hardening-Fuse-92866385 | Lateral Hardening | 50000 | 0 | 0 | 0 | 0 | 0 | 0 | 0 | 0 | 0 | 0 |  | 0
Lateral Hardening-Fuse-92866510 | Lateral Hardening | 162149.18 | 0 | 0 | 0 | 0 | 0 | 0 | 0 | 0 | 0 | 0 |  | 0
Lateral Hardening-Fuse-92866519 | Lateral Hardening | 53083.19 | 0 | 0 | 0 | 0 | 0 | 0 | 0 | 0 | 0 | 0 |  | 0
Lateral Hardening-Fuse-92866521 | Lateral Hardening | 53209.11 | 0 | 0 | 0 | 0 | 0 | 0 | 0 | 0 | 0 | 0 |  | 0
Lateral Hardening-Fuse-92866973 | Lateral Hardening | 67958.41 | 0 | 0 | 0 | 0 | 0 | 0 | 0 | 0 | 0 | 0 |  | 0
Lateral Hardening-Fuse-92867128 | Lateral Hardening | 50000 | 0 | 0 | 0 | 0 | 0 | 0 | 0 | 0 | 0 | 0 |  | 0
Lateral Hardening-Fuse-92867218 | Lateral Hardening | 106349.52 | 0 | 0 | 0 | 0 | 0 | 0 | 0 | 0 | 0 | 0 |  | 0
Lateral Hardening-Fuse-92867223 | Lateral Hardening | 50000 | 0 | 0 | 0 | 0 | 0 | 0 | 0 | 0 | 0 | 0 |  | 0
Lateral Hardening-Fuse-92867227 | Lateral Hardening | 57275.03 | 0 | 0 | 0 | 0 | 0 | 0 | 0 | 0 | 0 | 0 |  | 0
Lateral Hardening-Fuse-92867229 | Lateral Hardening | 86920.13 | 0 | 0 | 0 | 0 | 0 | 0 | 0 | 0 | 0 | 0 |  | 0
Lateral Hardening-Fuse-92867406 | Lateral Hardening | 164653 | 0 | 0 | 0 | 0 | 0 | 0 | 0 | 0 | 0 | 0 |  | 0
Lateral Hardening-Fuse-92867906 | Lateral Hardening | 116659.96 | 0 | 0 | 0 | 0 | 0 | 0 | 0 | 0 | 0 | 0 |  | 0
Lateral Hardening-Fuse-92867909 | Lateral Hardening | 110421.18 | 0 | 0 | 0 | 0 | 0 | 0 | 0 | 0 | 0 | 0 |  | 0
Lateral Hardening-Fuse-92867919 | Lateral Hardening | 50000 | 0 | 0 | 0 | 0 | 0 | 0 | 0 | 0 | 0 | 0 |  | 0
Lateral Hardening-Fuse-92868176 | Lateral Hardening | 50000 | 0 | 0 | 0 | 0 | 0 | 0 | 0 | 0 | 0 | 0 |  | 0
Lateral Hardening-Fuse-92868207 | Lateral Hardening | 387034.62 | 0 | 0 | 0 | 0 | 2024 | 0 | 0 | 0 | 0 | 0 |  | 2024
Lateral Hardening-Fuse-92868208 | Lateral Hardening | 102272.86 | 0 | 0 | 0 | 0 | 0 | 0 | 0 | 0 | 0 | 0 |  | 0
Lateral Hardening-Fuse-92868210 | Lateral Hardening | 62133.85 | 0 | 0 | 0 | 0 | 2024 | 0 | 0 | 0 | 0 | 0 |  | 2024
Lateral Hardening-Fuse-92868219 | Lateral Hardening | 66923.65 | 0 | 0 | 0 | 0 | 0 | 0 | 0 | 0 | 0 | 0 |  | 0
Lateral Hardening-Fuse-92868224 | Lateral Hardening | 645807.35 | 0 | 0 | 0 | 0 | 0 | 0 | 0 | 0 | 0 | 0 |  | 0
Lateral Hardening-Fuse-92868442 | Lateral Hardening | 115107.44 | 0 | 0 | 0 | 0 | 0 | 0 | 0 | 0 | 0 | 0 |  | 0
Lateral Hardening-Fuse-92868492 | Lateral Hardening | 50000 | 0 | 0 | 0 | 0 | 0 | 0 | 0 | 0 | 0 | 0 |  | 0
Lateral Hardening-Fuse-92868895 | Lateral Hardening | 50000 | 0 | 0 | 0 | 0 | 0 | 0 | 0 | 0 | 0 | 0 |  | 0
Lateral Hardening-Fuse-92868907 | Lateral Hardening | 108700.52 | 0 | 0 | 0 | 0 | 0 | 0 | 0 | 0 | 0 | 0 |  | 0
Lateral Hardening-Fuse-92868908 | Lateral Hardening | 60549.69 | 0 | 0 | 0 | 0 | 0 | 0 | 0 | 0 | 0 | 0 |  | 0
Lateral Hardening-Fuse-92868909 | Lateral Hardening | 253525.77 | 0 | 0 | 0 | 0 | 0 | 0 | 0 | 0 | 0 | 0 |  | 0
Lateral Hardening-Fuse-92868910 | Lateral Hardening | 54499.79 | 0 | 0 | 0 | 0 | 0 | 0 | 0 | 0 | 0 | 0 |  | 0
Lateral Hardening-Fuse-92869275 | Lateral Hardening | 55554.37 | 0 | 0 | 0 | 0 | 0 | 0 | 0 | 0 | 0 | 0 |  | 0
Lateral Hardening-Fuse-92869276 | Lateral Hardening | 58786.81 | 0 | 0 | 0 | 0 | 0 | 0 | 0 | 0 | 0 | 0 |  | 0
Lateral Hardening-Fuse-92869416 | Lateral Hardening | 118422.1 | 0 | 0 | 0 | 0 | 0 | 0 | 0 | 0 | 0 | 0 |  | 0
Lateral Hardening-Fuse-92869708 | Lateral Hardening | 50000 | 0 | 0 | 0 | 0 | 0 | 0 | 0 | 0 | 0 | 0 |  | 0
Lateral Hardening-Fuse-92869779 | Lateral Hardening | 231773.19 | 0 | 0 | 0 | 0 | 2026 | 0 | 0 | 0 | 0 | 0 |  | 2026
Lateral Hardening-Fuse-92870221 | Lateral Hardening | 50000 | 0 | 0 | 0 | 0 | 0 | 0 | 0 | 0 | 0 | 0 |  | 0
Lateral Hardening-Fuse-92870410 | Lateral Hardening | 59515.41 | 0 | 0 | 0 | 0 | 0 | 0 | 0 | 0 | 0 | 0 |  | 0
Lateral Hardening-Fuse-92870453 | Lateral Hardening | 386906.61 | 0 | 0 | 0 | 0 | 2024 | 0 | 0 | 0 | 0 | 0 |  | 2024
Lateral Hardening-Fuse-92870497 | Lateral Hardening | 92577.02 | 0 | 0 | 0 | 0 | 0 | 0 | 0 | 0 | 0 | 0 |  | 0
Lateral Hardening-Fuse-92870500 | Lateral Hardening | 263379.75 | 0 | 0 | 0 | 0 | 0 | 0 | 0 | 0 | 0 | 0 |  | 0
Lateral Hardening-Fuse-92870553 | Lateral Hardening | 321069.97 | 0 | 0 | 0 | 0 | 2027 | 0 | 0 | 0 | 0 | 0 |  | 2026 | 2026
Lateral Hardening-Fuse-92870593 | Lateral Hardening | 422156.98 | 0 | 0 | 0 | 0 | 0 | 0 | 0 | 0 | 0 | 0 |  | 0
Lateral Hardening-Fuse-92870767 | Lateral Hardening | 238880.99 | 0 | 0 | 0 | 0 | 2024 | 0 | 0 | 0 | 0 | 0 |  | 2024
Lateral Hardening-Fuse-92871204 | Lateral Hardening | 125651.76 | 0 | 0 | 0 | 0 | 0 | 0 | 0 | 0 | 0 | 0 |  | 0
Lateral Hardening-Fuse-92871402 | Lateral Hardening | 112184.8 | 0 | 0 | 0 | 0 | 0 | 0 | 0 | 0 | 0 | 0 |  | 0
Lateral Hardening-Fuse-92872307 | Lateral Hardening | 50000 | 0 | 0 | 0 | 0 | 0 | 0 | 0 | 0 | 0 | 0 |  | 0
Lateral Hardening-Fuse-92872327 | Lateral Hardening | 50000 | 0 | 0 | 0 | 0 | 0 | 0 | 0 | 0 | 0 | 0 |  | 0
Lateral Hardening-Fuse-92872333 | Lateral Hardening | 323058 | 0 | 0 | 0 | 0 | 0 | 0 | 0 | 0 | 0 | 0 |  | 0
Lateral Hardening-Fuse-92872352 | Lateral Hardening | 349681.56 | 0 | 0 | 0 | 0 | 0 | 0 | 0 | 0 | 0 | 0 |  | 0
Lateral Hardening-Fuse-92872356 | Lateral Hardening | 50000 | 0 | 0 | 0 | 0 | 0 | 0 | 0 | 0 | 0 | 0 |  | 0
Lateral Hardening-Fuse-92872359 | Lateral Hardening | 167990.27 | 0 | 0 | 0 | 0 | 0 | 0 | 0 | 0 | 0 | 0 |  | 0
Lateral Hardening-Fuse-92872360 | Lateral Hardening | 354937.98 | 0 | 0 | 0 | 0 | 0 | 0 | 0 | 0 | 0 | 0 |  | 0
Lateral Hardening-Fuse-92872408 | Lateral Hardening | 51288.83 | 0 | 0 | 0 | 0 | 0 | 0 | 0 | 0 | 0 | 0 |  | 0
Lateral Hardening-Fuse-92872409 | Lateral Hardening | 96401.84 | 0 | 0 | 0 | 0 | 0 | 0 | 0 | 0 | 0 | 0 |  | 0
Lateral Hardening-Fuse-92872410 | Lateral Hardening | 52668.95 | 0 | 0 | 0 | 0 | 0 | 0 | 0 | 0 | 0 | 0 |  | 0
Lateral Hardening-Fuse-92872780 | Lateral Hardening | 58356.09 | 0 | 0 | 0 | 0 | 0 | 0 | 0 | 0 | 0 | 0 |  | 0
Lateral Hardening-Fuse-92872786 | Lateral Hardening | 52411.37 | 0 | 0 | 0 | 0 | 0 | 0 | 0 | 0 | 0 | 0 |  | 0
Lateral Hardening-Fuse-92872787 | Lateral Hardening | 112740.7 | 0 | 0 | 0 | 0 | 0 | 0 | 0 | 0 | 0 | 0 |  | 0
Lateral Hardening-Fuse-92873516 | Lateral Hardening | 50000 | 0 | 0 | 0 | 0 | 0 | 0 | 0 | 0 | 0 | 0 |  | 0
Lateral Hardening-Fuse-92874438 | Lateral Hardening | 168804.31 | 0 | 0 | 0 | 0 | 0 | 0 | 0 | 0 | 0 | 0 |  | 0
Lateral Hardening-Fuse-92874479 | Lateral Hardening | 125113.08 | 0 | 0 | 0 | 0 | 0 | 0 | 0 | 0 | 0 | 0 |  | 0
Lateral Hardening-Fuse-92874485 | Lateral Hardening | 133099 | 0 | 0 | 0 | 0 | 0 | 0 | 0 | 0 | 0 | 0 |  | 0
Lateral Hardening-Fuse-92874487 | Lateral Hardening | 211657.05 | 0 | 0 | 0 | 0 | 0 | 0 | 0 | 0 | 0 | 0 |  | 0
Lateral Hardening-Fuse-92874488 | Lateral Hardening | 328775.9 | 0 | 0 | 0 | 0 | 0 | 0 | 0 | 0 | 0 | 0 |  | 0
Lateral Hardening-Fuse-92874499 | Lateral Hardening | 164345.12 | 0 | 0 | 0 | 0 | 0 | 0 | 0 | 0 | 0 | 0 |  | 0
Lateral Hardening-Fuse-92874802 | Lateral Hardening | 104203.88 | 0 | 0 | 0 | 0 | 2021 | 0 | 0 | 0 | 0 | 0 |  | 2022 | 2022
Lateral Hardening-Fuse-92874810 | Lateral Hardening | 284123.31 | 0 | 0 | 0 | 0 | 0 | 0 | 0 | 0 | 0 | 0 |  | 0
Lateral Hardening-Fuse-92876052 | Lateral Hardening | 51907.69 | 0 | 0 | 0 | 0 | 0 | 0 | 0 | 0 | 0 | 0 |  | 0
Lateral Hardening-Fuse-92876057 | Lateral Hardening | 196051.91 | 0 | 0 | 0 | 0 | 0 | 0 | 0 | 0 | 0 | 0 |  | 0
Lateral Hardening-Fuse-92876709 | Lateral Hardening | 136887.34 | 0 | 0 | 0 | 0 | 0 | 0 | 0 | 0 | 0 | 0 |  | 0
Lateral Hardening-Fuse-92876734 | Lateral Hardening | 239702.34 | 0 | 0 | 0 | 0 | 0 | 0 | 0 | 0 | 0 | 0 |  | 0
Lateral Hardening-Fuse-92876736 | Lateral Hardening | 77996.78 | 0 | 0 | 0 | 0 | 0 | 0 | 0 | 0 | 0 | 0 |  | 0
Lateral Hardening-Fuse-92877031 | Lateral Hardening | 51356.79 | 0 | 0 | 0 | 0 | 0 | 0 | 0 | 0 | 0 | 0 |  | 0
Lateral Hardening-Fuse-92877142 | Lateral Hardening | 118664.68 | 0 | 0 | 0 | 0 | 0 | 0 | 0 | 0 | 0 | 0 |  | 0
Lateral Hardening-Fuse-92877170 | Lateral Hardening | 50000 | 0 | 0 | 0 | 0 | 0 | 0 | 0 | 0 | 0 | 0 |  | 0
Lateral Hardening-Fuse-92877242 | Lateral Hardening | 56100.27 | 0 | 0 | 0 | 0 | 0 | 0 | 0 | 0 | 0 | 0 |  | 0
Lateral Hardening-Fuse-92877263 | Lateral Hardening | 417355.68 | 0 | 0 | 0 | 0 | 0 | 0 | 0 | 0 | 0 | 0 |  | 0
Lateral Hardening-Fuse-92877298 | Lateral Hardening | 55601.59 | 0 | 0 | 0 | 0 | 0 | 0 | 0 | 0 | 0 | 0 |  | 0
Lateral Hardening-Fuse-92877430 | Lateral Hardening | 70629.03 | 0 | 0 | 0 | 0 | 0 | 0 | 0 | 0 | 0 | 0 |  | 0
Lateral Hardening-Fuse-92877538 | Lateral Hardening | 248363.65 | 0 | 0 | 0 | 0 | 0 | 0 | 0 | 0 | 0 | 0 |  | 0
Lateral Hardening-Fuse-92878098 | Lateral Hardening | 105893.06 | 0 | 0 | 0 | 0 | 0 | 0 | 0 | 0 | 0 | 0 |  | 0
Lateral Hardening-Fuse-92878108 | Lateral Hardening | 225730.7 | 0 | 0 | 0 | 0 | 0 | 0 | 0 | 0 | 0 | 0 |  | 0
Lateral Hardening-Fuse-92879071 | Lateral Hardening | 104350.54 | 0 | 0 | 0 | 0 | 0 | 0 | 0 | 0 | 0 | 0 |  | 0
Lateral Hardening-Fuse-92879102 | Lateral Hardening | 50000 | 0 | 0 | 0 | 0 | 0 | 0 | 0 | 0 | 0 | 0 |  | 0
Lateral Hardening-Fuse-92879581 | Lateral Hardening | 101459.38 | 0 | 0 | 0 | 0 | 0 | 0 | 0 | 0 | 0 | 0 |  | 0
Lateral Hardening-Fuse-92879606 | Lateral Hardening | 112330.72 | 0 | 0 | 0 | 0 | 0 | 0 | 0 | 0 | 0 | 0 |  | 0
Lateral Hardening-Fuse-92879708 | Lateral Hardening | 148671.55 | 0 | 0 | 0 | 0 | 0 | 0 | 0 | 0 | 0 | 0 |  | 0
Lateral Hardening-Fuse-92880186 | Lateral Hardening | 472859.17 | 0 | 0 | 0 | 0 | 0 | 0 | 0 | 0 | 0 | 0 |  | 0
Lateral Hardening-Fuse-92880771 | Lateral Hardening | 81560.8 | 0 | 0 | 0 | 0 | 0 | 0 | 0 | 0 | 0 | 0 |  | 0
Lateral Hardening-Fuse-92881445 | Lateral Hardening | 401397.1 | 0 | 0 | 0 | 0 | 2020 | 0 | 0 | 0 | 0 | 0 |  | 2020
Lateral Hardening-Fuse-92882651 | Lateral Hardening | 50000 | 0 | 0 | 0 | 0 | 0 | 0 | 0 | 0 | 0 | 0 |  | 0
Lateral Hardening-Fuse-92882652 | Lateral Hardening | 344361.49 | 0 | 0 | 0 | 0 | 2028 | 0 | 0 | 0 | 0 | 0 |  | 0 | 0
Lateral Hardening-Fuse-92883836 | Lateral Hardening | 50000 | 0 | 0 | 0 | 0 | 0 | 0 | 0 | 0 | 0 | 0 |  | 0
Lateral Hardening-Fuse-92884623 | Lateral Hardening | 617089.71 | 0 | 0 | 0 | 0 | 2021 | 0 | 0 | 0 | 0 | 0 |  | 2021
Lateral Hardening-Fuse-92884644 | Lateral Hardening | 303490.01 | 0 | 0 | 0 | 0 | 2021 | 0 | 0 | 0 | 0 | 0 |  | 2021
Lateral Hardening-Fuse-92884646 | Lateral Hardening | 110342.48 | 0 | 0 | 0 | 0 | 0 | 0 | 0 | 0 | 0 | 0 |  | 0
Lateral Hardening-Fuse-92884650 | Lateral Hardening | 111198.18 | 0 | 0 | 0 | 0 | 0 | 0 | 0 | 0 | 0 | 0 |  | 2021 | 2021
Lateral Hardening-Fuse-92884653 | Lateral Hardening | 120348.12 | 0 | 0 | 0 | 0 | 0 | 0 | 0 | 0 | 0 | 0 |  | 0
Lateral Hardening-Fuse-92884655 | Lateral Hardening | 112420.16 | 0 | 0 | 0 | 0 | 0 | 0 | 0 | 0 | 0 | 0 |  | 0
Lateral Hardening-Fuse-92884659 | Lateral Hardening | 153398.55 | 0 | 0 | 0 | 0 | 0 | 0 | 0 | 0 | 0 | 0 |  | 0
Lateral Hardening-Fuse-92884664 | Lateral Hardening | 75632.87 | 0 | 0 | 0 | 0 | 0 | 0 | 0 | 0 | 0 | 0 |  | 0
Lateral Hardening-Fuse-92885158 | Lateral Hardening | 55475.67 | 0 | 0 | 0 | 0 | 0 | 0 | 0 | 0 | 0 | 0 |  | 0
Lateral Hardening-Fuse-92885179 | Lateral Hardening | 360453.46 | 0 | 0 | 0 | 0 | 0 | 0 | 0 | 0 | 0 | 0 |  | 0
Lateral Hardening-Fuse-92885183 | Lateral Hardening | 160440.51 | 0 | 0 | 0 | 0 | 0 | 0 | 0 | 0 | 0 | 0 |  | 0
Lateral Hardening-Fuse-92885197 | Lateral Hardening | 195716.37 | 0 | 0 | 0 | 0 | 0 | 0 | 0 | 0 | 0 | 0 |  | 0
Lateral Hardening-Fuse-92885414 | Lateral Hardening | 73314.23 | 0 | 0 | 0 | 0 | 0 | 0 | 0 | 0 | 0 | 0 |  | 0
Lateral Hardening-Fuse-92886085 | Lateral Hardening | 227769.44 | 0 | 0 | 0 | 0 | 0 | 0 | 0 | 0 | 0 | 0 |  | 0
Lateral Hardening-Fuse-92886087 | Lateral Hardening | 187283.99 | 0 | 0 | 0 | 0 | 0 | 0 | 0 | 0 | 0 | 0 |  | 0
Lateral Hardening-Fuse-92886089 | Lateral Hardening | 175478.25 | 0 | 0 | 0 | 0 | 0 | 0 | 0 | 0 | 0 | 0 |  | 0
Lateral Hardening-Fuse-92887566 | Lateral Hardening | 131494.36 | 0 | 0 | 0 | 0 | 0 | 0 | 0 | 0 | 0 | 0 |  | 0
Lateral Hardening-Fuse-92888119 | Lateral Hardening | 735219.17 | 0 | 0 | 0 | 0 | 0 | 0 | 0 | 0 | 0 | 0 |  | 0
Lateral Hardening-Fuse-92888120 | Lateral Hardening | 92093.57 | 0 | 0 | 0 | 0 | 2026 | 0 | 0 | 0 | 0 | 0 |  | 2027 | 2027
Lateral Hardening-Fuse-92888192 | Lateral Hardening | 185867.39 | 0 | 0 | 0 | 0 | 0 | 0 | 0 | 0 | 0 | 0 |  | 0
Lateral Hardening-Fuse-92888195 | Lateral Hardening | 168956.15 | 0 | 0 | 0 | 0 | 0 | 0 | 0 | 0 | 0 | 0 |  | 0
Lateral Hardening-Fuse-92888391 | Lateral Hardening | 166161.59 | 0 | 0 | 0 | 0 | 2029 | 0 | 0 | 0 | 0 | 0 |  | 2029
Lateral Hardening-Fuse-92888397 | Lateral Hardening | 50000 | 0 | 0 | 0 | 0 | 0 | 0 | 0 | 0 | 0 | 0 |  | 0
Lateral Hardening-Fuse-92888401 | Lateral Hardening | 218933.56 | 0 | 0 | 0 | 0 | 0 | 0 | 0 | 0 | 0 | 0 |  | 0
Lateral Hardening-Fuse-92888573 | Lateral Hardening | 57558.35 | 0 | 0 | 0 | 0 | 0 | 0 | 0 | 0 | 0 | 0 |  | 0
Lateral Hardening-Fuse-92888593 | Lateral Hardening | 108773.48 | 0 | 0 | 0 | 0 | 0 | 0 | 0 | 0 | 0 | 0 |  | 0
Lateral Hardening-Fuse-92888603 | Lateral Hardening | 233814.34 | 0 | 0 | 0 | 0 | 0 | 0 | 0 | 0 | 0 | 0 |  | 0
Lateral Hardening-Fuse-92888694 | Lateral Hardening | 51687.33 | 0 | 0 | 0 | 0 | 0 | 0 | 0 | 0 | 0 | 0 |  | 0
Lateral Hardening-Fuse-92888695 | Lateral Hardening | 170395.75 | 0 | 0 | 0 | 0 | 0 | 0 | 0 | 0 | 0 | 0 |  | 0
Lateral Hardening-Fuse-92888794 | Lateral Hardening | 75713.05 | 0 | 0 | 0 | 0 | 0 | 0 | 0 | 0 | 0 | 0 |  | 0
Lateral Hardening-Fuse-92888795 | Lateral Hardening | 129488.8 | 0 | 0 | 0 | 0 | 0 | 0 | 0 | 0 | 0 | 0 |  | 0
Lateral Hardening-Fuse-92889342 | Lateral Hardening | 50000 | 0 | 0 | 0 | 0 | 0 | 0 | 0 | 0 | 0 | 0 |  | 0
Lateral Hardening-Fuse-92889565 | Lateral Hardening | 516936.19 | 0 | 0 | 0 | 0 | 0 | 0 | 0 | 0 | 0 | 0 |  | 0
Lateral Hardening-Fuse-92890216 | Lateral Hardening | 50000 | 0 | 0 | 0 | 0 | 0 | 0 | 0 | 0 | 0 | 0 |  | 0
Lateral Hardening-Fuse-92890217 | Lateral Hardening | 156164.58 | 0 | 0 | 0 | 0 | 0 | 0 | 0 | 0 | 0 | 0 |  | 0
Lateral Hardening-Fuse-92890357 | Lateral Hardening | 386285.07 | 0 | 0 | 0 | 0 | 2028 | 0 | 0 | 0 | 0 | 0 |  | 2028
Lateral Hardening-Fuse-92890365 | Lateral Hardening | 198974.55 | 0 | 0 | 0 | 0 | 0 | 0 | 0 | 0 | 0 | 0 |  | 0
Lateral Hardening-Fuse-92890860 | Lateral Hardening | 331660.41 | 0 | 0 | 0 | 0 | 2021 | 0 | 0 | 0 | 0 | 0 |  | 2021
Lateral Hardening-Fuse-92890866 | Lateral Hardening | 212417.2 | 0 | 0 | 0 | 0 | 0 | 0 | 0 | 0 | 0 | 0 |  | 0
Lateral Hardening-Fuse-92891160 | Lateral Hardening | 170379.28 | 0 | 0 | 0 | 0 | 0 | 0 | 0 | 0 | 0 | 0 |  | 0
Lateral Hardening-Fuse-92891243 | Lateral Hardening | 215020.09 | 0 | 0 | 0 | 0 | 0 | 0 | 0 | 0 | 0 | 0 |  | 0
Lateral Hardening-Fuse-92892026 | Lateral Hardening | 53733.53 | 0 | 0 | 0 | 0 | 0 | 0 | 0 | 0 | 0 | 0 |  | 0
Lateral Hardening-Fuse-92892108 | Lateral Hardening | 168039.75 | 0 | 0 | 0 | 0 | 0 | 0 | 0 | 0 | 0 | 0 |  | 0
Lateral Hardening-Fuse-92892234 | Lateral Hardening | 560357.46 | 0 | 0 | 0 | 0 | 0 | 0 | 0 | 0 | 0 | 0 |  | 0
Lateral Hardening-Fuse-92892235 | Lateral Hardening | 103652.98 | 0 | 0 | 0 | 0 | 0 | 0 | 0 | 0 | 0 | 0 |  | 0
Lateral Hardening-Fuse-92892448 | Lateral Hardening | 124093.5 | 0 | 0 | 0 | 0 | 0 | 0 | 0 | 0 | 0 | 0 |  | 0
Lateral Hardening-Fuse-92893716 | Lateral Hardening | 93710.3 | 0 | 0 | 0 | 0 | 0 | 0 | 0 | 0 | 0 | 0 |  | 0
Lateral Hardening-Fuse-92894106 | Lateral Hardening | 56608.95 | 0 | 0 | 0 | 0 | 0 | 0 | 0 | 0 | 0 | 0 |  | 0
Lateral Hardening-Fuse-92894972 | Lateral Hardening | 211032.31 | 0 | 0 | 0 | 0 | 0 | 0 | 0 | 0 | 0 | 0 |  | 0
Lateral Hardening-Fuse-92895028 | Lateral Hardening | 223780.74 | 0 | 0 | 0 | 0 | 0 | 0 | 0 | 0 | 0 | 0 |  | 0
Lateral Hardening-Fuse-92895029 | Lateral Hardening | 54861.81 | 0 | 0 | 0 | 0 | 0 | 0 | 0 | 0 | 0 | 0 |  | 0
Lateral Hardening-Fuse-92895135 | Lateral Hardening | 58560.71 | 0 | 0 | 0 | 0 | 0 | 0 | 0 | 0 | 0 | 0 |  | 0
Lateral Hardening-Fuse-92895137 | Lateral Hardening | 109629.18 | 0 | 0 | 0 | 0 | 0 | 0 | 0 | 0 | 0 | 0 |  | 0
Lateral Hardening-Fuse-92895163 | Lateral Hardening | 565340.51 | 0 | 0 | 0 | 0 | 0 | 0 | 0 | 0 | 0 | 0 |  | 0
Lateral Hardening-Fuse-92895208 | Lateral Hardening | 444965.17 | 0 | 0 | 0 | 0 | 0 | 0 | 0 | 0 | 0 | 0 |  | 0
Lateral Hardening-Fuse-92895212 | Lateral Hardening | 359568.56 | 0 | 0 | 0 | 0 | 0 | 0 | 0 | 0 | 0 | 0 |  | 0
Lateral Hardening-Fuse-92896435 | Lateral Hardening | 323378.64 | 0 | 0 | 0 | 0 | 0 | 0 | 0 | 0 | 0 | 0 |  | 0
Lateral Hardening-Fuse-92896528 | Lateral Hardening | 278978.93 | 0 | 0 | 0 | 0 | 0 | 0 | 0 | 0 | 0 | 0 |  | 0
Lateral Hardening-Fuse-92896568 | Lateral Hardening | 387564.27 | 0 | 0 | 0 | 0 | 0 | 0 | 0 | 0 | 0 | 0 |  | 0
Lateral Hardening-Fuse-92896852 | Lateral Hardening | 99134.86 | 0 | 0 | 0 | 0 | 0 | 0 | 0 | 0 | 0 | 0 |  | 0
Lateral Hardening-Fuse-92897148 | Lateral Hardening | 401735.17 | 0 | 0 | 0 | 0 | 0 | 0 | 0 | 0 | 0 | 0 |  | 0
Lateral Hardening-Fuse-92897151 | Lateral Hardening | 339072.16 | 0 | 0 | 0 | 0 | 0 | 0 | 0 | 0 | 0 | 0 |  | 0
Lateral Hardening-Fuse-92897362 | Lateral Hardening | 127190.76 | 0 | 0 | 0 | 0 | 2026 | 0 | 0 | 0 | 0 | 0 |  | 2027 | 2027
Lateral Hardening-Fuse-92897388 | Lateral Hardening | 103789.64 | 0 | 0 | 0 | 0 | 0 | 0 | 0 | 0 | 0 | 0 |  | 0
Lateral Hardening-Fuse-92897477 | Lateral Hardening | 52128.05 | 0 | 0 | 0 | 0 | 0 | 0 | 0 | 0 | 0 | 0 |  | 0
Lateral Hardening-Fuse-92897810 | Lateral Hardening | 50000 | 0 | 0 | 0 | 0 | 0 | 0 | 0 | 0 | 0 | 0 |  | 0
Lateral Hardening-Fuse-92898004 | Lateral Hardening | 405546.85 | 0 | 0 | 0 | 0 | 2026 | 0 | 0 | 0 | 0 | 0 |  | 2027 | 2027
Lateral Hardening-Fuse-92898219 | Lateral Hardening | 76096.55 | 0 | 0 | 0 | 0 | 0 | 0 | 0 | 0 | 0 | 0 |  | 0
Lateral Hardening-Fuse-92898416 | Lateral Hardening | 89217.8 | 0 | 0 | 0 | 0 | 0 | 0 | 0 | 0 | 0 | 0 |  | 0
Lateral Hardening-Fuse-92898439 | Lateral Hardening | 50000 | 0 | 0 | 0 | 0 | 0 | 0 | 0 | 0 | 0 | 0 |  | 2022 | 2022
Lateral Hardening-Fuse-92898559 | Lateral Hardening | 372296.34 | 0 | 0 | 0 | 0 | 0 | 0 | 0 | 0 | 0 | 0 |  | 0
Lateral Hardening-Fuse-92898565 | Lateral Hardening | 50000 | 0 | 0 | 0 | 0 | 0 | 0 | 0 | 0 | 0 | 0 |  | 0
Lateral Hardening-Fuse-92899946 | Lateral Hardening | 50000 | 0 | 0 | 0 | 0 | 0 | 0 | 0 | 0 | 0 | 0 |  | 0
Lateral Hardening-Fuse-92900195 | Lateral Hardening | 58182.95 | 0 | 0 | 0 | 0 | 0 | 0 | 0 | 0 | 0 | 0 |  | 0
Lateral Hardening-Fuse-92900304 | Lateral Hardening | 155729.65 | 0 | 0 | 0 | 0 | 0 | 0 | 0 | 0 | 0 | 0 |  | 0
Lateral Hardening-Fuse-92900388 | Lateral Hardening | 50000 | 0 | 0 | 0 | 0 | 0 | 0 | 0 | 0 | 0 | 0 |  | 0
Lateral Hardening-Fuse-92900390 | Lateral Hardening | 79352.05 | 0 | 0 | 0 | 0 | 0 | 0 | 0 | 0 | 0 | 0 |  | 0
Lateral Hardening-Fuse-92900620 | Lateral Hardening | 75911.93 | 0 | 0 | 0 | 0 | 0 | 0 | 0 | 0 | 0 | 0 |  | 0
Lateral Hardening-Fuse-92900621 | Lateral Hardening | 63892.49 | 0 | 0 | 0 | 0 | 0 | 0 | 0 | 0 | 0 | 0 |  | 0
Lateral Hardening-Fuse-92901191 | Lateral Hardening | 50000 | 0 | 0 | 0 | 0 | 0 | 0 | 0 | 0 | 0 | 0 |  | 0
Lateral Hardening-Fuse-92901825 | Lateral Hardening | 234337.28 | 0 | 0 | 0 | 0 | 2026 | 0 | 0 | 0 | 0 | 0 |  | 2027 | 2027
Lateral Hardening-Fuse-92902016 | Lateral Hardening | 286656.46 | 0 | 0 | 0 | 0 | 2029 | 0 | 0 | 0 | 0 | 0 |  | 2029
Lateral Hardening-Fuse-92902067 | Lateral Hardening | 98290.64 | 0 | 0 | 0 | 0 | 0 | 0 | 0 | 0 | 0 | 0 |  | 0
Lateral Hardening-Fuse-92902473 | Lateral Hardening | 323290.68 | 0 | 0 | 0 | 0 | 0 | 0 | 0 | 0 | 0 | 0 |  | 0
Lateral Hardening-Fuse-92902547 | Lateral Hardening | 314121.94 | 0 | 0 | 0 | 0 | 0 | 0 | 0 | 0 | 0 | 0 |  | 0
Lateral Hardening-Fuse-92903160 | Lateral Hardening | 440509.07 | 0 | 0 | 0 | 0 | 0 | 0 | 0 | 0 | 0 | 0 |  | 0
Lateral Hardening-Fuse-92903838 | Lateral Hardening | 310734.42 | 0 | 0 | 0 | 0 | 2025 | 0 | 0 | 0 | 0 | 0 |  | 2026 | 2026
Lateral Hardening-Fuse-92903841 | Lateral Hardening | 61190.03 | 0 | 0 | 0 | 0 | 0 | 0 | 0 | 0 | 0 | 0 |  | 0
Lateral Hardening-Fuse-92904010 | Lateral Hardening | 166396.32 | 0 | 0 | 0 | 0 | 0 | 0 | 0 | 0 | 0 | 0 |  | 0
Lateral Hardening-Fuse-92904128 | Lateral Hardening | 50000 | 0 | 0 | 0 | 0 | 0 | 0 | 0 | 0 | 0 | 0 |  | 0
Lateral Hardening-Fuse-92904162 | Lateral Hardening | 120927.48 | 0 | 0 | 0 | 0 | 0 | 0 | 0 | 0 | 0 | 0 |  | 0
Lateral Hardening-Fuse-92904379 | Lateral Hardening | 54201.35 | 0 | 0 | 0 | 0 | 0 | 0 | 0 | 0 | 0 | 0 |  | 0
Lateral Hardening-Fuse-92904561 | Lateral Hardening | 69243.91 | 0 | 0 | 0 | 0 | 0 | 0 | 0 | 0 | 0 | 0 |  | 0
Lateral Hardening-Fuse-92904603 | Lateral Hardening | 497567.61 | 0 | 0 | 0 | 0 | 0 | 0 | 0 | 0 | 0 | 0 |  | 0
Lateral Hardening-Fuse-92904893 | Lateral Hardening | 219390.81 | 0 | 0 | 0 | 0 | 0 | 0 | 0 | 0 | 0 | 0 |  | 0
Lateral Hardening-Fuse-92904901 | Lateral Hardening | 213855.33 | 0 | 0 | 0 | 0 | 0 | 0 | 0 | 0 | 0 | 0 |  | 0
Lateral Hardening-Fuse-92905038 | Lateral Hardening | 482673.5 | 0 | 0 | 0 | 0 | 0 | 0 | 0 | 0 | 0 | 0 |  | 0
Lateral Hardening-Fuse-92905104 | Lateral Hardening | 175666.16 | 0 | 0 | 0 | 0 | 2023 | 0 | 0 | 0 | 0 | 0 |  | 2023
Lateral Hardening-Fuse-92905645 | Lateral Hardening | 159528.13 | 0 | 0 | 0 | 0 | 0 | 0 | 0 | 0 | 0 | 0 |  | 0
Lateral Hardening-Fuse-92906099 | Lateral Hardening | 70041.65 | 0 | 0 | 0 | 0 | 0 | 0 | 0 | 0 | 0 | 0 |  | 0
Lateral Hardening-Fuse-92906109 | Lateral Hardening | 262253 | 0 | 0 | 0 | 0 | 0 | 0 | 0 | 0 | 0 | 0 |  | 0
Lateral Hardening-Fuse-92906224 | Lateral Hardening | 96374.15 | 0 | 0 | 0 | 0 | 0 | 0 | 0 | 0 | 0 | 0 |  | 0
Lateral Hardening-Fuse-92907479 | Lateral Hardening | 50000 | 0 | 0 | 0 | 0 | 2026 | 0 | 0 | 0 | 0 | 0 |  | 2028 | 2028
Lateral Hardening-Fuse-92908656 | Lateral Hardening | 56567.65 | 0 | 0 | 0 | 0 | 0 | 0 | 0 | 0 | 0 | 0 |  | 0
Lateral Hardening-Fuse-92908772 | Lateral Hardening | 156495.07 | 0 | 0 | 0 | 0 | 0 | 0 | 0 | 0 | 0 | 0 |  | 0
Lateral Hardening-Fuse-92908898 | Lateral Hardening | 80876.51 | 0 | 0 | 0 | 0 | 0 | 0 | 0 | 0 | 0 | 0 |  | 0
Lateral Hardening-Fuse-92908903 | Lateral Hardening | 328361.16 | 0 | 0 | 0 | 0 | 0 | 0 | 0 | 0 | 0 | 0 |  | 0
Lateral Hardening-Fuse-92908905 | Lateral Hardening | 174131.5 | 0 | 0 | 0 | 0 | 0 | 0 | 0 | 0 | 0 | 0 |  | 0
Lateral Hardening-Fuse-92908934 | Lateral Hardening | 489912.31 | 0 | 0 | 0 | 0 | 0 | 0 | 0 | 0 | 0 | 0 |  | 0
Lateral Hardening-Fuse-92909184 | Lateral Hardening | 182426.07 | 0 | 0 | 0 | 0 | 0 | 0 | 0 | 0 | 0 | 0 |  | 0
Lateral Hardening-Fuse-92909196 | Lateral Hardening | 75330.29 | 0 | 0 | 0 | 0 | 0 | 0 | 0 | 0 | 0 | 0 |  | 0
Lateral Hardening-Fuse-92909445 | Lateral Hardening | 79587.65 | 0 | 0 | 0 | 0 | 0 | 0 | 0 | 0 | 0 | 0 |  | 0
Lateral Hardening-Fuse-92909463 | Lateral Hardening | 87104.55 | 0 | 0 | 0 | 0 | 0 | 0 | 0 | 0 | 0 | 0 |  | 0
Lateral Hardening-Fuse-92909503 | Lateral Hardening | 88245.95 | 0 | 0 | 0 | 0 | 2021 | 0 | 0 | 0 | 0 | 0 |  | 2022 | 2022
Lateral Hardening-Fuse-92909510 | Lateral Hardening | 159443.45 | 0 | 0 | 0 | 0 | 0 | 0 | 0 | 0 | 0 | 0 |  | 0
Lateral Hardening-Fuse-92909521 | Lateral Hardening | 50000 | 0 | 0 | 0 | 0 | 0 | 0 | 0 | 0 | 0 | 0 |  | 0
Lateral Hardening-Fuse-92909524 | Lateral Hardening | 63850.09 | 0 | 0 | 0 | 0 | 0 | 0 | 0 | 0 | 0 | 0 |  | 0
Lateral Hardening-Fuse-92909763 | Lateral Hardening | 148373.28 | 0 | 0 | 0 | 0 | 0 | 0 | 0 | 0 | 0 | 0 |  | 0
Lateral Hardening-Fuse-92909767 | Lateral Hardening | 82914.93 | 0 | 0 | 0 | 0 | 2025 | 0 | 0 | 0 | 0 | 0 |  | 2026 | 2026
Lateral Hardening-Fuse-92909857 | Lateral Hardening | 50000 | 0 | 0 | 0 | 0 | 0 | 0 | 0 | 0 | 0 | 0 |  | 0
Lateral Hardening-Fuse-92910229 | Lateral Hardening | 50000 | 0 | 0 | 0 | 0 | 0 | 0 | 0 | 0 | 0 | 0 |  | 0
Lateral Hardening-Fuse-92910413 | Lateral Hardening | 107755.38 | 0 | 0 | 0 | 0 | 0 | 0 | 0 | 0 | 0 | 0 |  | 0
Lateral Hardening-Fuse-92910487 | Lateral Hardening | 101601.04 | 0 | 0 | 0 | 0 | 0 | 0 | 0 | 0 | 0 | 0 |  | 0
Lateral Hardening-Fuse-92910513 | Lateral Hardening | 79617.1 | 0 | 0 | 0 | 0 | 0 | 0 | 0 | 0 | 0 | 0 |  | 0
Lateral Hardening-Fuse-92910523 | Lateral Hardening | 86213.33 | 0 | 0 | 0 | 0 | 0 | 0 | 0 | 0 | 0 | 0 |  | 0
Lateral Hardening-Fuse-92911089 | Lateral Hardening | 159617.05 | 0 | 0 | 0 | 0 | 0 | 0 | 0 | 0 | 0 | 0 |  | 0
Lateral Hardening-Fuse-92911148 | Lateral Hardening | 50000 | 0 | 0 | 0 | 0 | 0 | 0 | 0 | 0 | 0 | 0 |  | 0
Lateral Hardening-Fuse-92912126 | Lateral Hardening | 50000 | 0 | 0 | 0 | 0 | 0 | 0 | 0 | 0 | 0 | 0 |  | 0
Lateral Hardening-Fuse-92912947 | Lateral Hardening | 494235.41 | 0 | 0 | 0 | 0 | 0 | 0 | 0 | 0 | 0 | 0 |  | 0
Lateral Hardening-Fuse-92913331 | Lateral Hardening | 71888.23 | 0 | 0 | 0 | 0 | 0 | 0 | 0 | 0 | 0 | 0 |  | 2026 | 2026
Lateral Hardening-Fuse-92913362 | Lateral Hardening | 82980.67 | 0 | 0 | 0 | 0 | 0 | 0 | 0 | 0 | 0 | 0 |  | 0
Lateral Hardening-Fuse-92913635 | Lateral Hardening | 136325.26 | 0 | 0 | 0 | 0 | 0 | 0 | 0 | 0 | 0 | 0 |  | 0
Lateral Hardening-Fuse-92913641 | Lateral Hardening | 94430.45 | 0 | 0 | 0 | 0 | 0 | 0 | 0 | 0 | 0 | 0 |  | 0
Lateral Hardening-Fuse-92913727 | Lateral Hardening | 276578.89 | 0 | 0 | 0 | 0 | 0 | 0 | 0 | 0 | 0 | 0 |  | 0
Lateral Hardening-Fuse-92914119 | Lateral Hardening | 522498.86 | 0 | 0 | 0 | 0 | 0 | 0 | 0 | 0 | 0 | 0 |  | 0
Lateral Hardening-Fuse-92914163 | Lateral Hardening | 105762.14 | 0 | 0 | 0 | 0 | 0 | 0 | 0 | 0 | 0 | 0 |  | 0
Lateral Hardening-Fuse-92914242 | Lateral Hardening | 115370.02 | 0 | 0 | 0 | 0 | 0 | 0 | 0 | 0 | 0 | 0 |  | 0
Lateral Hardening-Fuse-92914484 | Lateral Hardening | 151467.53 | 0 | 0 | 0 | 0 | 0 | 0 | 0 | 0 | 0 | 0 |  | 0
Lateral Hardening-Fuse-92914511 | Lateral Hardening | 78880.85 | 0 | 0 | 0 | 0 | 0 | 0 | 0 | 0 | 0 | 0 |  | 0
Lateral Hardening-Fuse-92914569 | Lateral Hardening | 50000 | 0 | 0 | 0 | 0 | 0 | 0 | 0 | 0 | 0 | 0 |  | 0
Lateral Hardening-Fuse-92915050 | Lateral Hardening | 263412.6 | 0 | 0 | 0 | 0 | 0 | 0 | 0 | 0 | 0 | 0 |  | 0
Lateral Hardening-Fuse-92915321 | Lateral Hardening | 82922.71 | 0 | 0 | 0 | 0 | 0 | 0 | 0 | 0 | 0 | 0 |  | 2026 | 2026
Lateral Hardening-Fuse-92915430 | Lateral Hardening | 176250.25 | 0 | 0 | 0 | 0 | 2022 | 0 | 0 | 0 | 0 | 0 |  | 2022
Lateral Hardening-Fuse-92915524 | Lateral Hardening | 50000 | 0 | 0 | 0 | 0 | 0 | 0 | 0 | 0 | 0 | 0 |  | 0
Lateral Hardening-Fuse-92915806 | Lateral Hardening | 86360.58 | 0 | 0 | 0 | 0 | 2022 | 0 | 0 | 0 | 0 | 0 |  | 2022
Lateral Hardening-Fuse-92915808 | Lateral Hardening | 62905.69 | 0 | 0 | 0 | 0 | 0 | 0 | 0 | 0 | 0 | 0 |  | 0
Lateral Hardening-Fuse-92915812 | Lateral Hardening | 341229.23 | 0 | 0 | 0 | 0 | 0 | 0 | 0 | 0 | 0 | 0 |  | 0
Lateral Hardening-Fuse-92916044 | Lateral Hardening | 157975.42 | 0 | 0 | 0 | 0 | 0 | 0 | 0 | 0 | 0 | 0 |  | 0
Lateral Hardening-Fuse-92916484 | Lateral Hardening | 126748.56 | 0 | 0 | 0 | 0 | 0 | 0 | 0 | 0 | 0 | 0 |  | 0
Lateral Hardening-Fuse-92917392 | Lateral Hardening | 73196.43 | 0 | 0 | 0 | 0 | 0 | 0 | 0 | 0 | 0 | 0 |  | 0
Lateral Hardening-Fuse-92919674 | Lateral Hardening | 139594.57 | 0 | 0 | 0 | 0 | 0 | 0 | 0 | 0 | 0 | 0 |  | 0
Lateral Hardening-Fuse-92919693 | Lateral Hardening | 94508.04 | 0 | 0 | 0 | 0 | 0 | 0 | 0 | 0 | 0 | 0 |  | 0
Lateral Hardening-Fuse-92920612 | Lateral Hardening | 73314.23 | 0 | 0 | 0 | 0 | 0 | 0 | 0 | 0 | 0 | 0 |  | 0
Lateral Hardening-Fuse-92920707 | Lateral Hardening | 77878.98 | 0 | 0 | 0 | 0 | 0 | 0 | 0 | 0 | 0 | 0 |  | 0
Lateral Hardening-Fuse-92920839 | Lateral Hardening | 59646.77 | 0 | 0 | 0 | 0 | 0 | 0 | 0 | 0 | 0 | 0 |  | 0
Lateral Hardening-Fuse-92920840 | Lateral Hardening | 52301.19 | 0 | 0 | 0 | 0 | 0 | 0 | 0 | 0 | 0 | 0 |  | 0
Lateral Hardening-Fuse-92921046 | Lateral Hardening | 94283.2 | 0 | 0 | 0 | 0 | 0 | 0 | 0 | 0 | 0 | 0 |  | 0
Lateral Hardening-Fuse-92922162 | Lateral Hardening | 202293.99 | 0 | 0 | 0 | 0 | 2025 | 0 | 0 | 0 | 0 | 0 |  | 2025
Lateral Hardening-Fuse-92924080 | Lateral Hardening | 87827.29 | 0 | 0 | 0 | 0 | 0 | 0 | 0 | 0 | 0 | 0 |  | 0
Lateral Hardening-Fuse-92925536 | Lateral Hardening | 250526.75 | 0 | 0 | 0 | 0 | 0 | 0 | 0 | 0 | 0 | 0 |  | 0
Lateral Hardening-Fuse-92925657 | Lateral Hardening | 295032.15 | 0 | 0 | 0 | 0 | 2027 | 0 | 0 | 0 | 0 | 0 |  | 2027
Lateral Hardening-Fuse-92929934 | Lateral Hardening | 289098.91 | 0 | 0 | 0 | 0 | 2022 | 0 | 0 | 0 | 0 | 0 |  | 2022
Lateral Hardening-Fuse-92929978 | Lateral Hardening | 532180.54 | 0 | 0 | 0 | 0 | 0 | 0 | 0 | 0 | 0 | 0 |  | 0
Lateral Hardening-Fuse-92931806 | Lateral Hardening | 177963.26 | 0 | 0 | 0 | 0 | 0 | 0 | 0 | 0 | 0 | 0 |  | 0
Lateral Hardening-Fuse-92931821 | Lateral Hardening | 66778.97 | 0 | 0 | 0 | 0 | 0 | 0 | 0 | 0 | 0 | 0 |  | 0
Lateral Hardening-Fuse-92932280 | Lateral Hardening | 50000 | 0 | 0 | 0 | 0 | 0 | 0 | 0 | 0 | 0 | 0 |  | 0
Lateral Hardening-Fuse-92932416 | Lateral Hardening | 150099.68 | 0 | 0 | 0 | 0 | 0 | 0 | 0 | 0 | 0 | 0 |  | 0
Lateral Hardening-Fuse-92935865 | Lateral Hardening | 594367.8 | 0 | 0 | 0 | 0 | 0 | 0 | 0 | 0 | 0 | 0 |  | 0
Lateral Hardening-Fuse-92935866 | Lateral Hardening | 87009.05 | 0 | 0 | 0 | 0 | 0 | 0 | 0 | 0 | 0 | 0 |  | 0
Lateral Hardening-Fuse-92936146 | Lateral Hardening | 108862.92 | 0 | 0 | 0 | 0 | 0 | 0 | 0 | 0 | 0 | 0 |  | 0
Lateral Hardening-Fuse-92936147 | Lateral Hardening | 59384.93 | 0 | 0 | 0 | 0 | 0 | 0 | 0 | 0 | 0 | 0 |  | 0
Lateral Hardening-Fuse-92936727 | Lateral Hardening | 53040.97 | 0 | 0 | 0 | 0 | 0 | 0 | 0 | 0 | 0 | 0 |  | 0
Lateral Hardening-Fuse-92936883 | Lateral Hardening | 817737.17 | 0 | 0 | 0 | 0 | 2028 | 0 | 0 | 0 | 0 | 0 |  | 2028
Lateral Hardening-Fuse-92937268 | Lateral Hardening | 50000 | 0 | 0 | 0 | 0 | 0 | 0 | 0 | 0 | 0 | 0 |  | 0
Lateral Hardening-Fuse-92937437 | Lateral Hardening | 342064.32 | 0 | 0 | 0 | 0 | 2023 | 0 | 0 | 0 | 0 | 0 |  | 2023
Lateral Hardening-Fuse-92937569 | Lateral Hardening | 275279.24 | 0 | 0 | 0 | 0 | 0 | 0 | 0 | 0 | 0 | 0 |  | 0
Lateral Hardening-Fuse-92937759 | Lateral Hardening | 173789.86 | 0 | 0 | 0 | 0 | 0 | 0 | 0 | 0 | 0 | 0 |  | 0
Lateral Hardening-Fuse-92937761 | Lateral Hardening | 297841.45 | 0 | 0 | 0 | 0 | 2025 | 0 | 0 | 0 | 0 | 0 |  | 2025
Lateral Hardening-Fuse-92938076 | Lateral Hardening | 55118.65 | 0 | 0 | 0 | 0 | 0 | 0 | 0 | 0 | 0 | 0 |  | 0
Lateral Hardening-Fuse-92938549 | Lateral Hardening | 104775.52 | 0 | 0 | 0 | 0 | 0 | 0 | 0 | 0 | 0 | 0 |  | 0
Lateral Hardening-Fuse-92938609 | Lateral Hardening | 105306.6 | 0 | 0 | 0 | 0 | 0 | 0 | 0 | 0 | 0 | 0 |  | 0
Lateral Hardening-Fuse-92939066 | Lateral Hardening | 104580.9 | 0 | 0 | 0 | 0 | 0 | 0 | 0 | 0 | 0 | 0 |  | 0
Lateral Hardening-Fuse-92939642 | Lateral Hardening | 52017.87 | 0 | 0 | 0 | 0 | 0 | 0 | 0 | 0 | 0 | 0 |  | 0
Lateral Hardening-Fuse-92939954 | Lateral Hardening | 51907.69 | 0 | 0 | 0 | 0 | 0 | 0 | 0 | 0 | 0 | 0 |  | 0
Lateral Hardening-Fuse-92939959 | Lateral Hardening | 58245.91 | 0 | 0 | 0 | 0 | 0 | 0 | 0 | 0 | 0 | 0 |  | 0
Lateral Hardening-Fuse-92940023 | Lateral Hardening | 50000 | 0 | 0 | 0 | 0 | 0 | 0 | 0 | 0 | 0 | 0 |  | 0
Lateral Hardening-Fuse-92940572 | Lateral Hardening | 96627.2 | 0 | 0 | 0 | 0 | 0 | 0 | 0 | 0 | 0 | 0 |  | 0
Lateral Hardening-Fuse-92940587 | Lateral Hardening | 124134.35 | 0 | 0 | 0 | 0 | 0 | 0 | 0 | 0 | 0 | 0 |  | 0
Lateral Hardening-Fuse-92940593 | Lateral Hardening | 50000 | 0 | 0 | 0 | 0 | 0 | 0 | 0 | 0 | 0 | 0 |  | 0
Lateral Hardening-Fuse-92942132 | Lateral Hardening | 84726.78 | 0 | 0 | 0 | 0 | 0 | 0 | 0 | 0 | 0 | 0 |  | 0
Lateral Hardening-Fuse-92942182 | Lateral Hardening | 344753.5 | 0 | 0 | 0 | 0 | 0 | 0 | 0 | 0 | 0 | 0 |  | 0
Lateral Hardening-Fuse-92942220 | Lateral Hardening | 55554.37 | 0 | 0 | 0 | 0 | 0 | 0 | 0 | 0 | 0 | 0 |  | 0
Lateral Hardening-Fuse-92943134 | Lateral Hardening | 138577.26 | 0 | 0 | 0 | 0 | 0 | 0 | 0 | 0 | 0 | 0 |  | 0
Lateral Hardening-Fuse-92943156 | Lateral Hardening | 50000 | 0 | 0 | 0 | 0 | 0 | 0 | 0 | 0 | 0 | 0 |  | 0
Lateral Hardening-Fuse-92944291 | Lateral Hardening | 116267.2 | 0 | 0 | 0 | 0 | 0 | 0 | 0 | 0 | 0 | 0 |  | 0
Lateral Hardening-Fuse-92944646 | Lateral Hardening | 56267.67 | 0 | 0 | 0 | 0 | 0 | 0 | 0 | 0 | 0 | 0 |  | 0
Lateral Hardening-Fuse-92945159 | Lateral Hardening | 55664.55 | 0 | 0 | 0 | 0 | 0 | 0 | 0 | 0 | 0 | 0 |  | 0
Lateral Hardening-Fuse-92946479 | Lateral Hardening | 100588.68 | 0 | 0 | 0 | 0 | 0 | 0 | 0 | 0 | 0 | 0 |  | 0
Lateral Hardening-Fuse-92947368 | Lateral Hardening | 289855.42 | 0 | 0 | 0 | 0 | 0 | 0 | 0 | 0 | 0 | 0 |  | 0
Lateral Hardening-Fuse-92947372 | Lateral Hardening | 58833.29 | 0 | 0 | 0 | 0 | 0 | 0 | 0 | 0 | 0 | 0 |  | 0
Lateral Hardening-Fuse-92947976 | Lateral Hardening | 50000 | 0 | 0 | 0 | 0 | 0 | 0 | 0 | 0 | 0 | 0 |  | 0
Lateral Hardening-Fuse-92948384 | Lateral Hardening | 1221065.14 | 0 | 0 | 0 | 0 | 0 | 0 | 0 | 0 | 0 | 0 |  | 0
Lateral Hardening-Fuse-92948799 | Lateral Hardening | 230188.45 | 0 | 0 | 0 | 0 | 0 | 0 | 0 | 0 | 0 | 0 |  | 0
Lateral Hardening-Fuse-92949024 | Lateral Hardening | 253432.07 | 0 | 0 | 0 | 0 | 0 | 0 | 0 | 0 | 0 | 0 |  | 0
Lateral Hardening-Fuse-92949029 | Lateral Hardening | 106554.14 | 0 | 0 | 0 | 0 | 0 | 0 | 0 | 0 | 0 | 0 |  | 0
Lateral Hardening-Fuse-92949031 | Lateral Hardening | 249454.11 | 0 | 0 | 0 | 0 | 0 | 0 | 0 | 0 | 0 | 0 |  | 0
Lateral Hardening-Fuse-92949038 | Lateral Hardening | 158305.17 | 0 | 0 | 0 | 0 | 0 | 0 | 0 | 0 | 0 | 0 |  | 0
Lateral Hardening-Fuse-92949197 | Lateral Hardening | 902089.73 | 0 | 0 | 0 | 0 | 0 | 0 | 0 | 0 | 0 | 0 |  | 0
Lateral Hardening-Fuse-92949247 | Lateral Hardening | 59633.01 | 0 | 0 | 0 | 0 | 0 | 0 | 0 | 0 | 0 | 0 |  | 0
Lateral Hardening-Fuse-92949294 | Lateral Hardening | 50000 | 0 | 0 | 0 | 0 | 0 | 0 | 0 | 0 | 0 | 0 |  | 0
Lateral Hardening-Fuse-92949309 | Lateral Hardening | 74374.43 | 0 | 0 | 0 | 0 | 0 | 0 | 0 | 0 | 0 | 0 |  | 0
Lateral Hardening-Fuse-92949400 | Lateral Hardening | 343868.37 | 0 | 0 | 0 | 0 | 2022 | 0 | 0 | 0 | 0 | 0 |  | 2022
Lateral Hardening-Fuse-92949624 | Lateral Hardening | 50000 | 0 | 0 | 0 | 0 | 0 | 0 | 0 | 0 | 0 | 0 |  | 0
Lateral Hardening-Fuse-92949687 | Lateral Hardening | 197135.78 | 0 | 0 | 0 | 0 | 0 | 0 | 0 | 0 | 0 | 0 |  | 0
Lateral Hardening-Fuse-92949688 | Lateral Hardening | 147011.31 | 0 | 0 | 0 | 0 | 0 | 0 | 0 | 0 | 0 | 0 |  | 0
Lateral Hardening-Fuse-92950231 | Lateral Hardening | 181183.46 | 0 | 0 | 0 | 0 | 2022 | 0 | 0 | 0 | 0 | 0 |  | 2022
Lateral Hardening-Fuse-92950682 | Lateral Hardening | 50679.97 | 0 | 0 | 0 | 0 | 0 | 0 | 0 | 0 | 0 | 0 |  | 0
Lateral Hardening-Fuse-92950710 | Lateral Hardening | 50000 | 0 | 0 | 0 | 0 | 0 | 0 | 0 | 0 | 0 | 0 |  | 0
Lateral Hardening-Fuse-92950871 | Lateral Hardening | 56152.49 | 0 | 0 | 0 | 0 | 0 | 0 | 0 | 0 | 0 | 0 |  | 0
Lateral Hardening-Fuse-92950916 | Lateral Hardening | 595986.98 | 0 | 0 | 0 | 0 | 0 | 0 | 0 | 0 | 0 | 0 |  | 0
Lateral Hardening-Fuse-92951078 | Lateral Hardening | 287846.19 | 0 | 0 | 0 | 0 | 0 | 0 | 0 | 0 | 0 | 0 |  | 0
Lateral Hardening-Fuse-92951089 | Lateral Hardening | 523047.85 | 0 | 0 | 0 | 0 | 0 | 0 | 0 | 0 | 0 | 0 |  | 0
Lateral Hardening-Fuse-92951194 | Lateral Hardening | 188460.23 | 0 | 0 | 0 | 0 | 0 | 0 | 0 | 0 | 0 | 0 |  | 0
Lateral Hardening-Fuse-92951771 | Lateral Hardening | 50000 | 0 | 0 | 0 | 0 | 2028 | 0 | 0 | 0 | 0 | 0 |  | 0 | 0
Lateral Hardening-Fuse-92951909 | Lateral Hardening | 50000 | 0 | 0 | 0 | 0 | 0 | 0 | 0 | 0 | 0 | 0 |  | 0
Lateral Hardening-Fuse-92952026 | Lateral Hardening | 440149.51 | 0 | 0 | 0 | 0 | 0 | 0 | 0 | 0 | 0 | 0 |  | 0
Lateral Hardening-Fuse-92952061 | Lateral Hardening | 50000 | 0 | 0 | 0 | 0 | 0 | 0 | 0 | 0 | 0 | 0 |  | 0
Lateral Hardening-Fuse-92952190 | Lateral Hardening | 217306.6 | 0 | 0 | 0 | 0 | 2022 | 0 | 0 | 0 | 0 | 0 |  | 2022
Lateral Hardening-Fuse-92953428 | Lateral Hardening | 1574081.8 | 0 | 0 | 0 | 0 | 0 | 0 | 0 | 0 | 0 | 0 |  | 0
Lateral Hardening-Fuse-92953493 | Lateral Hardening | 50000 | 0 | 0 | 0 | 0 | 0 | 0 | 0 | 0 | 0 | 0 |  | 0
Lateral Hardening-Fuse-92953732 | Lateral Hardening | 170099.43 | 0 | 0 | 0 | 0 | 0 | 0 | 0 | 0 | 0 | 0 |  | 0
Lateral Hardening-Fuse-92953750 | Lateral Hardening | 77996.78 | 0 | 0 | 0 | 0 | 0 | 0 | 0 | 0 | 0 | 0 |  | 0
Lateral Hardening-Fuse-92953759 | Lateral Hardening | 480443.08 | 0 | 0 | 0 | 0 | 2023 | 0 | 0 | 0 | 0 | 0 |  | 2022 | 2022
Lateral Hardening-Fuse-92954028 | Lateral Hardening | 232459.96 | 0 | 0 | 0 | 0 | 0 | 0 | 0 | 0 | 0 | 0 |  | 0
Lateral Hardening-Fuse-92955294 | Lateral Hardening | 758571.89 | 0 | 0 | 0 | 0 | 0 | 0 | 0 | 0 | 0 | 0 |  | 0
Lateral Hardening-Fuse-92955330 | Lateral Hardening | 253578.4 | 0 | 0 | 0 | 0 | 0 | 0 | 0 | 0 | 0 | 0 |  | 0
Lateral Hardening-Fuse-92955335 | Lateral Hardening | 606668.45 | 0 | 0 | 0 | 0 | 0 | 0 | 0 | 0 | 0 | 0 |  | 0
Lateral Hardening-Fuse-92955339 | Lateral Hardening | 56666.91 | 0 | 0 | 0 | 0 | 0 | 0 | 0 | 0 | 0 | 0 |  | 0
Lateral Hardening-Fuse-92955588 | Lateral Hardening | 56440.81 | 0 | 0 | 0 | 0 | 0 | 0 | 0 | 0 | 0 | 0 |  | 0
Lateral Hardening-Fuse-92956036 | Lateral Hardening | 175976.93 | 0 | 0 | 0 | 0 | 0 | 0 | 0 | 0 | 0 | 0 |  | 0
Lateral Hardening-Fuse-92956326 | Lateral Hardening | 455088.34 | 0 | 0 | 0 | 0 | 2023 | 0 | 0 | 0 | 0 | 0 |  | 2026 | 2026
Lateral Hardening-Fuse-92956625 | Lateral Hardening | 50000 | 0 | 0 | 0 | 0 | 0 | 0 | 0 | 0 | 0 | 0 |  | 0
Lateral Hardening-Fuse-92957032 | Lateral Hardening | 152927.09 | 0 | 0 | 0 | 0 | 0 | 0 | 0 | 0 | 0 | 0 |  | 0
Lateral Hardening-Fuse-92957261 | Lateral Hardening | 66485.65 | 0 | 0 | 0 | 0 | 0 | 0 | 0 | 0 | 0 | 0 |  | 0
Lateral Hardening-Fuse-92957364 | Lateral Hardening | 55848.43 | 0 | 0 | 0 | 0 | 0 | 0 | 0 | 0 | 0 | 0 |  | 0
Lateral Hardening-Fuse-92957486 | Lateral Hardening | 84535.25 | 0 | 0 | 0 | 0 | 0 | 0 | 0 | 0 | 0 | 0 |  | 0
Lateral Hardening-Fuse-92957630 | Lateral Hardening | 54032.59 | 0 | 0 | 0 | 0 | 0 | 0 | 0 | 0 | 0 | 0 |  | 0
Lateral Hardening-Fuse-92957685 | Lateral Hardening | 50000 | 0 | 0 | 0 | 0 | 0 | 0 | 0 | 0 | 0 | 0 |  | 0
Lateral Hardening-Fuse-92957687 | Lateral Hardening | 102938.94 | 0 | 0 | 0 | 0 | 0 | 0 | 0 | 0 | 0 | 0 |  | 0
Lateral Hardening-Fuse-92957849 | Lateral Hardening | 50000 | 0 | 0 | 0 | 0 | 0 | 0 | 0 | 0 | 0 | 0 |  | 0
Lateral Hardening-Fuse-92957851 | Lateral Hardening | 111187.44 | 0 | 0 | 0 | 0 | 0 | 0 | 0 | 0 | 0 | 0 |  | 0
Lateral Hardening-Fuse-92957972 | Lateral Hardening | 50000 | 0 | 0 | 0 | 0 | 0 | 0 | 0 | 0 | 0 | 0 |  | 0
Lateral Hardening-Fuse-92958274 | Lateral Hardening | 1121720.98 | 0 | 0 | 0 | 0 | 0 | 0 | 0 | 0 | 0 | 0 |  | 0
Lateral Hardening-Fuse-92958400 | Lateral Hardening | 50254.99 | 0 | 0 | 0 | 0 | 0 | 0 | 0 | 0 | 0 | 0 |  | 0
Lateral Hardening-Fuse-92959081 | Lateral Hardening | 108527.38 | 0 | 0 | 0 | 0 | 0 | 0 | 0 | 0 | 0 | 0 |  | 0
Lateral Hardening-Fuse-92959083 | Lateral Hardening | 60302.85 | 0 | 0 | 0 | 0 | 2022 | 0 | 0 | 0 | 0 | 0 |  | 2022
Lateral Hardening-Fuse-92959192 | Lateral Hardening | 50919.84 | 0 | 0 | 0 | 0 | 0 | 0 | 0 | 0 | 0 | 0 |  | 0
Lateral Hardening-Fuse-92960533 | Lateral Hardening | 63625.97 | 0 | 0 | 0 | 0 | 0 | 0 | 0 | 0 | 0 | 0 |  | 0
Lateral Hardening-Fuse-92960845 | Lateral Hardening | 201902.19 | 0 | 0 | 0 | 0 | 2025 | 0 | 0 | 0 | 0 | 0 |  | 2025
Lateral Hardening-Fuse-92961172 | Lateral Hardening | 50000 | 0 | 0 | 0 | 0 | 0 | 0 | 0 | 0 | 0 | 0 |  | 0
Lateral Hardening-Fuse-92961320 | Lateral Hardening | 232446.29 | 0 | 0 | 0 | 0 | 0 | 0 | 0 | 0 | 0 | 0 |  | 0
Lateral Hardening-Fuse-92961436 | Lateral Hardening | 85477.08 | 0 | 0 | 0 | 0 | 0 | 0 | 0 | 0 | 0 | 0 |  | 0
Lateral Hardening-Fuse-92961840 | Lateral Hardening | 356914.64 | 0 | 0 | 0 | 0 | 2027 | 0 | 0 | 0 | 0 | 0 |  | 2026 | 2026
Lateral Hardening-Fuse-92962368 | Lateral Hardening | 551910.03 | 0 | 0 | 0 | 0 | 0 | 0 | 0 | 0 | 0 | 0 |  | 0
Lateral Hardening-Fuse-92962369 | Lateral Hardening | 529005.56 | 0 | 0 | 0 | 0 | 0 | 0 | 0 | 0 | 0 | 0 |  | 0
Lateral Hardening-Fuse-92962459 | Lateral Hardening | 261705.31 | 0 | 0 | 0 | 0 | 2022 | 0 | 0 | 0 | 0 | 0 |  | 2023 | 2023
Lateral Hardening-Fuse-92962473 | Lateral Hardening | 50000 | 0 | 0 | 0 | 0 | 0 | 0 | 0 | 0 | 0 | 0 |  | 0
Lateral Hardening-Fuse-92962811 | Lateral Hardening | 364576.4 | 0 | 0 | 0 | 0 | 2027 | 0 | 0 | 0 | 0 | 0 |  | 2025 | 2025
Lateral Hardening-Fuse-92962818 | Lateral Hardening | 153093.31 | 0 | 0 | 0 | 0 | 2022 | 0 | 0 | 0 | 0 | 0 |  | 2022
Lateral Hardening-Fuse-92962859 | Lateral Hardening | 305743.72 | 0 | 0 | 0 | 0 | 0 | 0 | 0 | 0 | 0 | 0 |  | 0
Lateral Hardening-Fuse-92963314 | Lateral Hardening | 253252.96 | 0 | 0 | 0 | 0 | 0 | 0 | 0 | 0 | 0 | 0 |  | 0
Lateral Hardening-Fuse-92963784 | Lateral Hardening | 162270.91 | 0 | 0 | 0 | 0 | 0 | 0 | 0 | 0 | 0 | 0 |  | 0
Lateral Hardening-Fuse-92963790 | Lateral Hardening | 786118.99 | 0 | 0 | 0 | 0 | 0 | 0 | 0 | 0 | 0 | 0 |  | 0
Lateral Hardening-Fuse-92964712 | Lateral Hardening | 276772.58 | 0 | 0 | 0 | 0 | 0 | 0 | 0 | 0 | 0 | 0 |  | 0
Lateral Hardening-Fuse-92964755 | Lateral Hardening | 321546.96 | 0 | 0 | 0 | 0 | 2027 | 0 | 0 | 0 | 0 | 0 |  | 2025 | 2025
Lateral Hardening-Fuse-92964932 | Lateral Hardening | 50000 | 0 | 0 | 0 | 0 | 0 | 0 | 0 | 0 | 0 | 0 |  | 0
Lateral Hardening-Fuse-92965078 | Lateral Hardening | 82503.2 | 0 | 0 | 0 | 0 | 0 | 0 | 0 | 0 | 0 | 0 |  | 0
Lateral Hardening-Fuse-92965252 | Lateral Hardening | 264261.98 | 0 | 0 | 0 | 0 | 0 | 0 | 0 | 0 | 0 | 0 |  | 0
Lateral Hardening-Fuse-92965532 | Lateral Hardening | 272491.92 | 0 | 0 | 0 | 0 | 0 | 0 | 0 | 0 | 0 | 0 |  | 0
Lateral Hardening-Fuse-92965843 | Lateral Hardening | 160824.5 | 0 | 0 | 0 | 0 | 0 | 0 | 0 | 0 | 0 | 0 |  | 0
Lateral Hardening-Fuse-92967274 | Lateral Hardening | 50000 | 0 | 0 | 0 | 0 | 0 | 0 | 0 | 0 | 0 | 0 |  | 0
Lateral Hardening-Fuse-92969103 | Lateral Hardening | 106123.97 | 0 | 0 | 0 | 0 | 0 | 0 | 0 | 0 | 0 | 0 |  | 0
Lateral Hardening-Fuse-92969105 | Lateral Hardening | 506704.58 | 0 | 0 | 0 | 0 | 2028 | 0 | 0 | 0 | 0 | 0 |  | 2028
Lateral Hardening-Fuse-92969114 | Lateral Hardening | 55170.87 | 0 | 0 | 0 | 0 | 0 | 0 | 0 | 0 | 0 | 0 |  | 0
Lateral Hardening-Fuse-92969194 | Lateral Hardening | 50034.63 | 0 | 0 | 0 | 0 | 2022 | 0 | 0 | 0 | 0 | 0 |  | 2022
Lateral Hardening-Fuse-92969195 | Lateral Hardening | 58062.03 | 0 | 0 | 0 | 0 | 0 | 0 | 0 | 0 | 0 | 0 |  | 0
Lateral Hardening-Fuse-92969198 | Lateral Hardening | 50000 | 0 | 0 | 0 | 0 | 0 | 0 | 0 | 0 | 0 | 0 |  | 0
Lateral Hardening-Fuse-92970724 | Lateral Hardening | 406052.13 | 0 | 0 | 0 | 0 | 0 | 0 | 0 | 0 | 0 | 0 |  | 0
Lateral Hardening-Fuse-92970954 | Lateral Hardening | 186686.61 | 0 | 0 | 0 | 0 | 0 | 0 | 0 | 0 | 0 | 0 |  | 0
Lateral Hardening-Fuse-92970968 | Lateral Hardening | 224501.31 | 0 | 0 | 0 | 0 | 0 | 0 | 0 | 0 | 0 | 0 |  | 0
Lateral Hardening-Fuse-92971172 | Lateral Hardening | 139406.35 | 0 | 0 | 0 | 0 | 2026 | 0 | 0 | 0 | 0 | 0 |  | 2026
Lateral Hardening-Fuse-92971628 | Lateral Hardening | 50000 | 0 | 0 | 0 | 0 | 0 | 0 | 0 | 0 | 0 | 0 |  | 0
Lateral Hardening-Fuse-92972141 | Lateral Hardening | 200307.45 | 0 | 0 | 0 | 0 | 0 | 0 | 0 | 0 | 0 | 0 |  | 0
Lateral Hardening-Fuse-92972963 | Lateral Hardening | 258552.21 | 0 | 0 | 0 | 0 | 2026 | 0 | 0 | 0 | 0 | 0 |  | 2028 | 2028
Lateral Hardening-Fuse-92973229 | Lateral Hardening | 247774.65 | 0 | 0 | 0 | 0 | 0 | 0 | 0 | 0 | 0 | 0 |  | 0
Lateral Hardening-Fuse-92973297 | Lateral Hardening | 50000 | 0 | 0 | 0 | 0 | 0 | 0 | 0 | 0 | 0 | 0 |  | 0
Lateral Hardening-Fuse-92973822 | Lateral Hardening | 137386.02 | 0 | 0 | 0 | 0 | 0 | 0 | 0 | 0 | 0 | 0 |  | 0
Lateral Hardening-Fuse-92973981 | Lateral Hardening | 50000 | 0 | 0 | 0 | 0 | 0 | 0 | 0 | 0 | 0 | 0 |  | 0
Lateral Hardening-Fuse-92974206 | Lateral Hardening | 97551.58 | 0 | 0 | 0 | 0 | 0 | 0 | 0 | 0 | 0 | 0 |  | 0
Lateral Hardening-Fuse-92977308 | Lateral Hardening | 82768.25 | 0 | 0 | 0 | 0 | 0 | 0 | 0 | 0 | 0 | 0 |  | 0
Lateral Hardening-Fuse-92977502 | Lateral Hardening | 339168.38 | 0 | 0 | 0 | 0 | 0 | 0 | 0 | 0 | 0 | 0 |  | 0
Lateral Hardening-Fuse-92977504 | Lateral Hardening | 246894.03 | 0 | 0 | 0 | 0 | 2024 | 0 | 0 | 0 | 0 | 0 |  | 2024
Lateral Hardening-Fuse-92977508 | Lateral Hardening | 1368131.06 | 0 | 0 | 0 | 0 | 2024 | 0 | 0 | 0 | 0 | 0 |  | 2024
Lateral Hardening-Fuse-92977659 | Lateral Hardening | 50000 | 0 | 0 | 0 | 0 | 0 | 0 | 0 | 0 | 0 | 0 |  | 0
Lateral Hardening-Fuse-92977877 | Lateral Hardening | 50000 | 0 | 0 | 0 | 0 | 0 | 0 | 0 | 0 | 0 | 0 |  | 0
Lateral Hardening-Fuse-92978864 | Lateral Hardening | 160498.82 | 0 | 0 | 0 | 0 | 0 | 0 | 0 | 0 | 0 | 0 |  | 0
Lateral Hardening-Fuse-92979854 | Lateral Hardening | 95845.2 | 0 | 0 | 0 | 0 | 0 | 0 | 0 | 0 | 0 | 0 |  | 0
Lateral Hardening-Fuse-92980486 | Lateral Hardening | 50000 | 0 | 0 | 0 | 0 | 0 | 0 | 0 | 0 | 0 | 0 |  | 0
Lateral Hardening-Fuse-92981077 | Lateral Hardening | 350264.73 | 0 | 0 | 0 | 0 | 2026 | 0 | 0 | 0 | 0 | 0 |  | 2027 | 2027
Lateral Hardening-Fuse-92981100 | Lateral Hardening | 198654.75 | 0 | 0 | 0 | 0 | 0 | 0 | 0 | 0 | 0 | 0 |  | 0
Lateral Hardening-Fuse-92981134 | Lateral Hardening | 570844.15 | 0 | 0 | 0 | 0 | 0 | 0 | 0 | 0 | 0 | 0 |  | 0
Lateral Hardening-Fuse-92981222 | Lateral Hardening | 50000 | 0 | 0 | 0 | 0 | 0 | 0 | 0 | 0 | 0 | 0 |  | 0
Lateral Hardening-Fuse-92982044 | Lateral Hardening | 440569.81 | 0 | 0 | 0 | 0 | 2023 | 0 | 0 | 0 | 0 | 0 |  | 2023
Lateral Hardening-Fuse-92983087 | Lateral Hardening | 50000 | 0 | 0 | 0 | 0 | 0 | 0 | 0 | 0 | 0 | 0 |  | 0
Lateral Hardening-Fuse-92983321 | Lateral Hardening | 50000 | 0 | 0 | 0 | 0 | 0 | 0 | 0 | 0 | 0 | 0 |  | 0
Lateral Hardening-Fuse-92983565 | Lateral Hardening | 109434.56 | 0 | 0 | 0 | 0 | 0 | 0 | 0 | 0 | 0 | 0 |  | 0
Lateral Hardening-Fuse-92983610 | Lateral Hardening | 411476.24 | 0 | 0 | 0 | 0 | 2026 | 0 | 0 | 0 | 0 | 0 |  | 2027 | 2027
Lateral Hardening-Fuse-92983617 | Lateral Hardening | 176522.83 | 0 | 0 | 0 | 0 | 0 | 0 | 0 | 0 | 0 | 0 |  | 0
Lateral Hardening-Fuse-92983629 | Lateral Hardening | 153078.01 | 0 | 0 | 0 | 0 | 0 | 0 | 0 | 0 | 0 | 0 |  | 0
Lateral Hardening-Fuse-92983642 | Lateral Hardening | 162768.2 | 0 | 0 | 0 | 0 | 0 | 0 | 0 | 0 | 0 | 0 |  | 0
Lateral Hardening-Fuse-92983661 | Lateral Hardening | 392108.2 | 0 | 0 | 0 | 0 | 2022 | 0 | 0 | 0 | 0 | 0 |  | 2022
Lateral Hardening-Fuse-92983670 | Lateral Hardening | 184875.77 | 0 | 0 | 0 | 0 | 2022 | 0 | 0 | 0 | 0 | 0 |  | 2022
Lateral Hardening-Fuse-92983676 | Lateral Hardening | 205344.2 | 0 | 0 | 0 | 0 | 0 | 0 | 0 | 0 | 0 | 0 |  | 0
Lateral Hardening-Fuse-92984414 | Lateral Hardening | 50000 | 0 | 0 | 0 | 0 | 0 | 0 | 0 | 0 | 0 | 0 |  | 0
Lateral Hardening-Fuse-92984618 | Lateral Hardening | 50000 | 0 | 0 | 0 | 0 | 0 | 0 | 0 | 0 | 0 | 0 |  | 0
Lateral Hardening-Fuse-92985565 | Lateral Hardening | 117170.53 | 0 | 0 | 0 | 0 | 0 | 0 | 0 | 0 | 0 | 0 |  | 0
Lateral Hardening-Fuse-92987521 | Lateral Hardening | 50000 | 0 | 0 | 0 | 0 | 0 | 0 | 0 | 0 | 0 | 0 |  | 0
Lateral Hardening-Fuse-92988570 | Lateral Hardening | 53450.21 | 0 | 0 | 0 | 0 | 0 | 0 | 0 | 0 | 0 | 0 |  | 0
Lateral Hardening-Fuse-92988691 | Lateral Hardening | 50000 | 0 | 0 | 0 | 0 | 0 | 0 | 0 | 0 | 0 | 0 |  | 0
Lateral Hardening-Fuse-92989586 | Lateral Hardening | 238741.53 | 0 | 0 | 0 | 0 | 0 | 0 | 0 | 0 | 0 | 0 |  | 0
Lateral Hardening-Fuse-92990423 | Lateral Hardening | 169947.77 | 0 | 0 | 0 | 0 | 0 | 0 | 0 | 0 | 0 | 0 |  | 0
Lateral Hardening-Fuse-92993420 | Lateral Hardening | 55590.85 | 0 | 0 | 0 | 0 | 0 | 0 | 0 | 0 | 0 | 0 |  | 0
Lateral Hardening-Fuse-92994157 | Lateral Hardening | 50000 | 0 | 0 | 0 | 0 | 0 | 0 | 0 | 0 | 0 | 0 |  | 0
Lateral Hardening-Fuse-92994528 | Lateral Hardening | 79705.45 | 0 | 0 | 0 | 0 | 0 | 0 | 0 | 0 | 0 | 0 |  | 0
Lateral Hardening-Fuse-92995537 | Lateral Hardening | 321001.03 | 0 | 0 | 0 | 0 | 2027 | 0 | 0 | 0 | 0 | 0 |  | 2027
Lateral Hardening-Fuse-92997253 | Lateral Hardening | 50000 | 0 | 0 | 0 | 0 | 0 | 0 | 0 | 0 | 0 | 0 |  | 0
Lateral Hardening-Fuse-92997743 | Lateral Hardening | 50000 | 0 | 0 | 0 | 0 | 0 | 0 | 0 | 0 | 0 | 0 |  | 0
Lateral Hardening-Fuse-92998413 | Lateral Hardening | 50000 | 0 | 0 | 0 | 0 | 0 | 0 | 0 | 0 | 0 | 0 |  | 0
Lateral Hardening-Fuse-92998703 | Lateral Hardening | 111848.52 | 0 | 0 | 0 | 0 | 0 | 0 | 0 | 0 | 0 | 0 |  | 0
Lateral Hardening-Fuse-92998704 | Lateral Hardening | 116728.66 | 0 | 0 | 0 | 0 | 0 | 0 | 0 | 0 | 0 | 0 |  | 0
Lateral Hardening-Fuse-92999159 | Lateral Hardening | 83828.45 | 0 | 0 | 0 | 0 | 0 | 0 | 0 | 0 | 0 | 0 |  | 0
Lateral Hardening-Fuse-92999414 | Lateral Hardening | 50000 | 0 | 0 | 0 | 0 | 0 | 0 | 0 | 0 | 0 | 0 |  | 0
Lateral Hardening-Fuse-92999604 | Lateral Hardening | 253031.07 | 0 | 0 | 0 | 0 | 2021 | 0 | 0 | 0 | 0 | 0 |  | 2021
Lateral Hardening-Fuse-92999757 | Lateral Hardening | 129074.56 | 0 | 0 | 0 | 0 | 0 | 0 | 0 | 0 | 0 | 0 |  | 0
Lateral Hardening-Fuse-92999760 | Lateral Hardening | 63665.47 | 0 | 0 | 0 | 0 | 2027 | 0 | 0 | 0 | 0 | 0 |  | 2026 | 2026
Lateral Hardening-Fuse-93001034 | Lateral Hardening | 108149.62 | 0 | 0 | 0 | 0 | 0 | 0 | 0 | 0 | 0 | 0 |  | 0
Lateral Hardening-Fuse-93001041 | Lateral Hardening | 53193.37 | 0 | 0 | 0 | 0 | 0 | 0 | 0 | 0 | 0 | 0 |  | 0
Lateral Hardening-Fuse-93001047 | Lateral Hardening | 184480.79 | 0 | 0 | 0 | 0 | 0 | 0 | 0 | 0 | 0 | 0 |  | 0
Lateral Hardening-Fuse-93001050 | Lateral Hardening | 94901.54 | 0 | 0 | 0 | 0 | 0 | 0 | 0 | 0 | 0 | 0 |  | 0
Lateral Hardening-Fuse-93001055 | Lateral Hardening | 57616.31 | 0 | 0 | 0 | 0 | 0 | 0 | 0 | 0 | 0 | 0 |  | 0
Lateral Hardening-Fuse-93001089 | Lateral Hardening | 55213.09 | 0 | 0 | 0 | 0 | 0 | 0 | 0 | 0 | 0 | 0 |  | 0
Lateral Hardening-Fuse-93003205 | Lateral Hardening | 332219.42 | 0 | 0 | 0 | 0 | 0 | 0 | 0 | 0 | 0 | 0 |  | 0
Lateral Hardening-Fuse-93003525 | Lateral Hardening | 497723.21 | 0 | 0 | 0 | 0 | 2024 | 0 | 0 | 0 | 0 | 0 |  | 2024
Lateral Hardening-Fuse-93004361 | Lateral Hardening | 395763.06 | 0 | 0 | 0 | 0 | 0 | 0 | 0 | 0 | 0 | 0 |  | 0
Lateral Hardening-Fuse-93004964 | Lateral Hardening | 50000 | 0 | 0 | 0 | 0 | 0 | 0 | 0 | 0 | 0 | 0 |  | 0
Lateral Hardening-Fuse-93006052 | Lateral Hardening | 521924.64 | 0 | 0 | 0 | 0 | 0 | 0 | 0 | 0 | 0 | 0 |  | 0
Lateral Hardening-Fuse-93006053 | Lateral Hardening | 163852.18 | 0 | 0 | 0 | 0 | 0 | 0 | 0 | 0 | 0 | 0 |  | 0
Lateral Hardening-Fuse-93006122 | Lateral Hardening | 67880.77 | 0 | 0 | 0 | 0 | 0 | 0 | 0 | 0 | 0 | 0 |  | 0
Lateral Hardening-Fuse-93006225 | Lateral Hardening | 389891.47 | 0 | 0 | 0 | 0 | 2024 | 0 | 0 | 0 | 0 | 0 |  | 2024
Lateral Hardening-Fuse-93006757 | Lateral Hardening | 608312.14 | 0 | 0 | 0 | 0 | 2028 | 0 | 0 | 0 | 0 | 0 |  | 2029 | 2029
Lateral Hardening-Fuse-93006925 | Lateral Hardening | 50000 | 0 | 0 | 0 | 0 | 0 | 0 | 0 | 0 | 0 | 0 |  | 0
Lateral Hardening-Fuse-93006987 | Lateral Hardening | 174613.29 | 0 | 0 | 0 | 0 | 0 | 0 | 0 | 0 | 0 | 0 |  | 0
Lateral Hardening-Fuse-93007306 | Lateral Hardening | 50000 | 0 | 0 | 0 | 0 | 0 | 0 | 0 | 0 | 0 | 0 |  | 0
Lateral Hardening-Fuse-93008739 | Lateral Hardening | 55853.43 | 0 | 0 | 0 | 0 | 0 | 0 | 0 | 0 | 0 | 0 |  | 0
Lateral Hardening-Fuse-93009571 | Lateral Hardening | 51194.48 | 0 | 0 | 0 | 0 | 0 | 0 | 0 | 0 | 0 | 0 |  | 0
Lateral Hardening-Fuse-93010944 | Lateral Hardening | 64043.97 | 0 | 0 | 0 | 0 | 0 | 0 | 0 | 0 | 0 | 0 |  | 0
Lateral Hardening-Fuse-93012887 | Lateral Hardening | 86449.5 | 0 | 0 | 0 | 0 | 0 | 0 | 0 | 0 | 0 | 0 |  | 0
Lateral Hardening-Fuse-93013040 | Lateral Hardening | 149716.18 | 0 | 0 | 0 | 0 | 0 | 0 | 0 | 0 | 0 | 0 |  | 0
Lateral Hardening-Fuse-93013480 | Lateral Hardening | 98274.9 | 0 | 0 | 0 | 0 | 0 | 0 | 0 | 0 | 0 | 0 |  | 0
Lateral Hardening-Fuse-93014892 | Lateral Hardening | 50000 | 0 | 0 | 0 | 0 | 0 | 0 | 0 | 0 | 0 | 0 |  | 0
Lateral Hardening-Fuse-93015020 | Lateral Hardening | 498158.67 | 0 | 0 | 0 | 0 | 0 | 0 | 0 | 0 | 0 | 0 |  | 0
Lateral Hardening-Fuse-93015182 | Lateral Hardening | 50000 | 0 | 0 | 0 | 0 | 0 | 0 | 0 | 0 | 0 | 0 |  | 0
Lateral Hardening-Fuse-93015372 | Lateral Hardening | 53911.67 | 0 | 0 | 0 | 0 | 0 | 0 | 0 | 0 | 0 | 0 |  | 0
Lateral Hardening-Fuse-93015896 | Lateral Hardening | 102734.78 | 0 | 0 | 0 | 0 | 0 | 0 | 0 | 0 | 0 | 0 |  | 0
Lateral Hardening-Fuse-93016027 | Lateral Hardening | 51283.09 | 0 | 0 | 0 | 0 | 0 | 0 | 0 | 0 | 0 | 0 |  | 0
Lateral Hardening-Fuse-93016819 | Lateral Hardening | 62296.83 | 0 | 0 | 0 | 0 | 0 | 0 | 0 | 0 | 0 | 0 |  | 2023 | 2023
Lateral Hardening-Fuse-93016861 | Lateral Hardening | 303400.83 | 0 | 0 | 0 | 0 | 2026 | 0 | 0 | 0 | 0 | 0 |  | 2027 | 2027
Lateral Hardening-Fuse-93017655 | Lateral Hardening | 50134.07 | 0 | 0 | 0 | 0 | 0 | 0 | 0 | 0 | 0 | 0 |  | 0
Lateral Hardening-Fuse-93017816 | Lateral Hardening | 112158.78 | 0 | 0 | 0 | 0 | 0 | 0 | 0 | 0 | 0 | 0 |  | 0
Lateral Hardening-Fuse-93017876 | Lateral Hardening | 93546.38 | 0 | 0 | 0 | 0 | 0 | 0 | 0 | 0 | 0 | 0 |  | 0
Lateral Hardening-Fuse-93017882 | Lateral Hardening | 107520.02 | 0 | 0 | 0 | 0 | 0 | 0 | 0 | 0 | 0 | 0 |  | 0
Lateral Hardening-Fuse-93018162 | Lateral Hardening | 50000 | 0 | 0 | 0 | 0 | 0 | 0 | 0 | 0 | 0 | 0 |  | 0
Lateral Hardening-Fuse-93018621 | Lateral Hardening | 164587.87 | 0 | 0 | 0 | 0 | 2025 | 0 | 0 | 0 | 0 | 0 |  | 2025
Lateral Hardening-Fuse-93019032 | Lateral Hardening | 54100.55 | 0 | 0 | 0 | 0 | 0 | 0 | 0 | 0 | 0 | 0 |  | 0
Lateral Hardening-Fuse-93019033 | Lateral Hardening | 56782.09 | 0 | 0 | 0 | 0 | 0 | 0 | 0 | 0 | 0 | 0 |  | 0
Lateral Hardening-Fuse-93019196 | Lateral Hardening | 112372.94 | 0 | 0 | 0 | 0 | 2023 | 0 | 0 | 0 | 0 | 0 |  | 2023
Lateral Hardening-Fuse-93019714 | Lateral Hardening | 51112.44 | 0 | 0 | 0 | 0 | 2020 | 0 | 0 | 0 | 0 | 0 |  | 2020
Lateral Hardening-Fuse-93020028 | Lateral Hardening | 54956.25 | 0 | 0 | 0 | 0 | 0 | 0 | 0 | 0 | 0 | 0 |  | 0
Lateral Hardening-Fuse-93020030 | Lateral Hardening | 51199.39 | 0 | 0 | 0 | 0 | 0 | 0 | 0 | 0 | 0 | 0 |  | 0
Lateral Hardening-Fuse-93020094 | Lateral Hardening | 50000 | 0 | 0 | 0 | 0 | 0 | 0 | 0 | 0 | 0 | 0 |  | 0
Lateral Hardening-Fuse-93020117 | Lateral Hardening | 50000 | 0 | 0 | 0 | 0 | 0 | 0 | 0 | 0 | 0 | 0 |  | 0
Lateral Hardening-Fuse-93020545 | Lateral Hardening | 68308.77 | 0 | 0 | 0 | 0 | 0 | 0 | 0 | 0 | 0 | 0 |  | 0
Lateral Hardening-Fuse-93020579 | Lateral Hardening | 56813.57 | 0 | 0 | 0 | 0 | 0 | 0 | 0 | 0 | 0 | 0 |  | 0
Lateral Hardening-Fuse-93020649 | Lateral Hardening | 103259.48 | 0 | 0 | 0 | 0 | 0 | 0 | 0 | 0 | 0 | 0 |  | 0
Lateral Hardening-Fuse-93022948 | Lateral Hardening | 880527.17 | 0 | 0 | 0 | 0 | 2025 | 0 | 0 | 0 | 0 | 0 |  | 2026 | 2026
Lateral Hardening-Fuse-93023317 | Lateral Hardening | 246820.39 | 0 | 0 | 0 | 0 | 0 | 0 | 0 | 0 | 0 | 0 |  | 0
Lateral Hardening-Fuse-93024003 | Lateral Hardening | 189471.85 | 0 | 0 | 0 | 0 | 0 | 0 | 0 | 0 | 0 | 0 |  | 0
Lateral Hardening-Fuse-93024143 | Lateral Hardening | 75922.21 | 0 | 0 | 0 | 0 | 0 | 0 | 0 | 0 | 0 | 0 |  | 2026 | 2026
Lateral Hardening-Fuse-93024555 | Lateral Hardening | 209032.41 | 0 | 0 | 0 | 0 | 0 | 0 | 0 | 0 | 0 | 0 |  | 0
Lateral Hardening-Fuse-93025622 | Lateral Hardening | 155405.13 | 0 | 0 | 0 | 0 | 0 | 0 | 0 | 0 | 0 | 0 |  | 0
Lateral Hardening-Fuse-93026469 | Lateral Hardening | 375085.12 | 0 | 0 | 0 | 0 | 2020 | 0 | 0 | 0 | 0 | 0 |  | 2020
Lateral Hardening-Fuse-93027726 | Lateral Hardening | 500489.06 | 0 | 0 | 0 | 0 | 0 | 0 | 0 | 0 | 0 | 0 |  | 0
Lateral Hardening-Fuse-93027730 | Lateral Hardening | 505112.16 | 0 | 0 | 0 | 0 | 2026 | 0 | 0 | 0 | 0 | 0 |  | 2026
Lateral Hardening-Fuse-93028409 | Lateral Hardening | 97886.4 | 0 | 0 | 0 | 0 | 0 | 0 | 0 | 0 | 0 | 0 |  | 0
Lateral Hardening-Fuse-93028499 | Lateral Hardening | 54874.53 | 0 | 0 | 0 | 0 | 0 | 0 | 0 | 0 | 0 | 0 |  | 0
Lateral Hardening-Fuse-93028821 | Lateral Hardening | 152092.92 | 0 | 0 | 0 | 0 | 0 | 0 | 0 | 0 | 0 | 0 |  | 0
Lateral Hardening-Fuse-93028822 | Lateral Hardening | 341056.09 | 0 | 0 | 0 | 0 | 0 | 0 | 0 | 0 | 0 | 0 |  | 0
Lateral Hardening-Fuse-93028956 | Lateral Hardening | 306774.47 | 0 | 0 | 0 | 0 | 0 | 0 | 0 | 0 | 0 | 0 |  | 0
Lateral Hardening-Fuse-93030023 | Lateral Hardening | 50000 | 0 | 0 | 0 | 0 | 0 | 0 | 0 | 0 | 0 | 0 |  | 0
Lateral Hardening-Fuse-93030256 | Lateral Hardening | 58980.69 | 0 | 0 | 0 | 0 | 0 | 0 | 0 | 0 | 0 | 0 |  | 0
Lateral Hardening-Fuse-93031754 | Lateral Hardening | 204428.37 | 0 | 0 | 0 | 0 | 2028 | 0 | 0 | 0 | 0 | 0 |  | 2028
Lateral Hardening-Fuse-93032185 | Lateral Hardening | 50000 | 0 | 0 | 0 | 0 | 0 | 0 | 0 | 0 | 0 | 0 |  | 0
Lateral Hardening-Fuse-93033140 | Lateral Hardening | 441525.43 | 0 | 0 | 0 | 0 | 2027 | 0 | 0 | 0 | 0 | 0 |  | 2028 | 2028
Lateral Hardening-Fuse-93033145 | Lateral Hardening | 58261.65 | 0 | 0 | 0 | 0 | 0 | 0 | 0 | 0 | 0 | 0 |  | 0
Lateral Hardening-Fuse-93033162 | Lateral Hardening | 50000 | 0 | 0 | 0 | 0 | 0 | 0 | 0 | 0 | 0 | 0 |  | 0
Lateral Hardening-Fuse-93033163 | Lateral Hardening | 119535.38 | 0 | 0 | 0 | 0 | 0 | 0 | 0 | 0 | 0 | 0 |  | 0
Lateral Hardening-Fuse-93033231 | Lateral Hardening | 287411.95 | 0 | 0 | 0 | 0 | 2026 | 0 | 0 | 0 | 0 | 0 |  | 0 | 0
Lateral Hardening-Fuse-93033266 | Lateral Hardening | 50000 | 0 | 0 | 0 | 0 | 0 | 0 | 0 | 0 | 0 | 0 |  | 0
Lateral Hardening-Fuse-93033267 | Lateral Hardening | 129981.79 | 0 | 0 | 0 | 0 | 0 | 0 | 0 | 0 | 0 | 0 |  | 0
Lateral Hardening-Fuse-93033560 | Lateral Hardening | 152050.7 | 0 | 0 | 0 | 0 | 0 | 0 | 0 | 0 | 0 | 0 |  | 0
Lateral Hardening-Fuse-93034955 | Lateral Hardening | 117839.72 | 0 | 0 | 0 | 0 | 0 | 0 | 0 | 0 | 0 | 0 |  | 0
Lateral Hardening-Fuse-93034965 | Lateral Hardening | 109122.59 | 0 | 0 | 0 | 0 | 0 | 0 | 0 | 0 | 0 | 0 |  | 2028 | 2028
Lateral Hardening-Fuse-93035682 | Lateral Hardening | 386340.16 | 0 | 0 | 0 | 0 | 2022 | 0 | 0 | 0 | 0 | 0 |  | 2022
Lateral Hardening-Fuse-93038131 | Lateral Hardening | 50000 | 0 | 0 | 0 | 0 | 0 | 0 | 0 | 0 | 0 | 0 |  | 0
Lateral Hardening-Fuse-93038529 | Lateral Hardening | 54489.05 | 0 | 0 | 0 | 0 | 0 | 0 | 0 | 0 | 0 | 0 |  | 0
Lateral Hardening-Fuse-93038745 | Lateral Hardening | 55401.97 | 0 | 0 | 0 | 0 | 0 | 0 | 0 | 0 | 0 | 0 |  | 0
Lateral Hardening-Fuse-93038746 | Lateral Hardening | 59368.45 | 0 | 0 | 0 | 0 | 0 | 0 | 0 | 0 | 0 | 0 |  | 0
Lateral Hardening-Fuse-93038747 | Lateral Hardening | 55617.33 | 0 | 0 | 0 | 0 | 0 | 0 | 0 | 0 | 0 | 0 |  | 0
Lateral Hardening-Fuse-93038748 | Lateral Hardening | 53749.27 | 0 | 0 | 0 | 0 | 0 | 0 | 0 | 0 | 0 | 0 |  | 0
Lateral Hardening-Fuse-93038974 | Lateral Hardening | 236309.78 | 0 | 0 | 0 | 0 | 0 | 0 | 0 | 0 | 0 | 0 |  | 0
Lateral Hardening-Fuse-93039287 | Lateral Hardening | 61861.11 | 0 | 0 | 0 | 0 | 0 | 0 | 0 | 0 | 0 | 0 |  | 0
Lateral Hardening-Fuse-93039345 | Lateral Hardening | 50000 | 0 | 0 | 0 | 0 | 0 | 0 | 0 | 0 | 0 | 0 |  | 0
Lateral Hardening-Fuse-93039348 | Lateral Hardening | 52867.83 | 0 | 0 | 0 | 0 | 0 | 0 | 0 | 0 | 0 | 0 |  | 0
Lateral Hardening-Fuse-93039524 | Lateral Hardening | 53229.85 | 0 | 0 | 0 | 0 | 0 | 0 | 0 | 0 | 0 | 0 |  | 0
Lateral Hardening-Fuse-93039525 | Lateral Hardening | 54866.81 | 0 | 0 | 0 | 0 | 0 | 0 | 0 | 0 | 0 | 0 |  | 0
Lateral Hardening-Fuse-93039603 | Lateral Hardening | 50000 | 0 | 0 | 0 | 0 | 0 | 0 | 0 | 0 | 0 | 0 |  | 0
Lateral Hardening-Fuse-93039695 | Lateral Hardening | 62962.91 | 0 | 0 | 0 | 0 | 0 | 0 | 0 | 0 | 0 | 0 |  | 0
Lateral Hardening-Fuse-93039700 | Lateral Hardening | 50000 | 0 | 0 | 0 | 0 | 0 | 0 | 0 | 0 | 0 | 0 |  | 0
Lateral Hardening-Fuse-93039704 | Lateral Hardening | 108747 | 0 | 0 | 0 | 0 | 0 | 0 | 0 | 0 | 0 | 0 |  | 0
Lateral Hardening-Fuse-93039804 | Lateral Hardening | 98038.8 | 0 | 0 | 0 | 0 | 0 | 0 | 0 | 0 | 0 | 0 |  | 0
Lateral Hardening-Fuse-93039897 | Lateral Hardening | 186637.17 | 0 | 0 | 0 | 0 | 0 | 0 | 0 | 0 | 0 | 0 |  | 0
Lateral Hardening-Fuse-93039954 | Lateral Hardening | 163613.81 | 0 | 0 | 0 | 0 | 0 | 0 | 0 | 0 | 0 | 0 |  | 0
Lateral Hardening-Fuse-93039978 | Lateral Hardening | 204635.08 | 0 | 0 | 0 | 0 | 2028 | 0 | 0 | 0 | 0 | 0 |  | 2028
Lateral Hardening-Fuse-93040079 | Lateral Hardening | 338103.96 | 0 | 0 | 0 | 0 | 0 | 0 | 0 | 0 | 0 | 0 |  | 0
Lateral Hardening-Fuse-93040099 | Lateral Hardening | 89245.69 | 0 | 0 | 0 | 0 | 0 | 0 | 0 | 0 | 0 | 0 |  | 0
Lateral Hardening-Fuse-93040935 | Lateral Hardening | 54924.77 | 0 | 0 | 0 | 0 | 0 | 0 | 0 | 0 | 0 | 0 |  | 0
Lateral Hardening-Fuse-93041001 | Lateral Hardening | 434070.55 | 0 | 0 | 0 | 0 | 0 | 0 | 0 | 0 | 0 | 0 |  | 0
Lateral Hardening-Fuse-93041296 | Lateral Hardening | 56063.05 | 0 | 0 | 0 | 0 | 0 | 0 | 0 | 0 | 0 | 0 |  | 0
Lateral Hardening-Fuse-93041325 | Lateral Hardening | 53465.95 | 0 | 0 | 0 | 0 | 0 | 0 | 0 | 0 | 0 | 0 |  | 0
Lateral Hardening-Fuse-93041478 | Lateral Hardening | 61834.63 | 0 | 0 | 0 | 0 | 0 | 0 | 0 | 0 | 0 | 0 |  | 0
Lateral Hardening-Fuse-93041863 | Lateral Hardening | 65470.57 | 0 | 0 | 0 | 0 | 0 | 0 | 0 | 0 | 0 | 0 |  | 0
Lateral Hardening-Fuse-93041876 | Lateral Hardening | 109114.76 | 0 | 0 | 0 | 0 | 0 | 0 | 0 | 0 | 0 | 0 |  | 0
Lateral Hardening-Fuse-93042004 | Lateral Hardening | 146531.7 | 0 | 0 | 0 | 0 | 0 | 0 | 0 | 0 | 0 | 0 |  | 0
Lateral Hardening-Fuse-93042007 | Lateral Hardening | 150587.62 | 0 | 0 | 0 | 0 | 0 | 0 | 0 | 0 | 0 | 0 |  | 0
Lateral Hardening-Fuse-93042262 | Lateral Hardening | 106281.56 | 0 | 0 | 0 | 0 | 0 | 0 | 0 | 0 | 0 | 0 |  | 0
Lateral Hardening-Fuse-93043121 | Lateral Hardening | 86079.23 | 0 | 0 | 0 | 0 | 2028 | 0 | 0 | 0 | 0 | 0 |  | 2028
Lateral Hardening-Fuse-93043208 | Lateral Hardening | 351555.36 | 0 | 0 | 0 | 0 | 0 | 0 | 0 | 0 | 0 | 0 |  | 0
Lateral Hardening-Fuse-93043321 | Lateral Hardening | 107336.14 | 0 | 0 | 0 | 0 | 0 | 0 | 0 | 0 | 0 | 0 |  | 0
Lateral Hardening-Fuse-93043350 | Lateral Hardening | 52789.13 | 0 | 0 | 0 | 0 | 0 | 0 | 0 | 0 | 0 | 0 |  | 0
Lateral Hardening-Fuse-93043351 | Lateral Hardening | 59080.13 | 0 | 0 | 0 | 0 | 0 | 0 | 0 | 0 | 0 | 0 |  | 0
Lateral Hardening-Fuse-93043396 | Lateral Hardening | 313544.57 | 0 | 0 | 0 | 0 | 2026 | 0 | 0 | 0 | 0 | 0 |  | 2028 | 2028
Lateral Hardening-Fuse-93043588 | Lateral Hardening | 99633.54 | 0 | 0 | 0 | 0 | 0 | 0 | 0 | 0 | 0 | 0 |  | 0
Lateral Hardening-Fuse-93043714 | Lateral Hardening | 107813.34 | 0 | 0 | 0 | 0 | 0 | 0 | 0 | 0 | 0 | 0 |  | 2028 | 2028
Lateral Hardening-Fuse-93043722 | Lateral Hardening | 59683.25 | 0 | 0 | 0 | 0 | 0 | 0 | 0 | 0 | 0 | 0 |  | 0
Lateral Hardening-Fuse-93044098 | Lateral Hardening | 56199.71 | 0 | 0 | 0 | 0 | 0 | 0 | 0 | 0 | 0 | 0 |  | 0
Lateral Hardening-Fuse-93044122 | Lateral Hardening | 55496.41 | 0 | 0 | 0 | 0 | 0 | 0 | 0 | 0 | 0 | 0 |  | 0
Lateral Hardening-Fuse-93044131 | Lateral Hardening | 62506.45 | 0 | 0 | 0 | 0 | 0 | 0 | 0 | 0 | 0 | 0 |  | 0
Lateral Hardening-Fuse-93044164 | Lateral Hardening | 164150.5 | 0 | 0 | 0 | 0 | 0 | 0 | 0 | 0 | 0 | 0 |  | 0
Lateral Hardening-Fuse-93044272 | Lateral Hardening | 58513.49 | 0 | 0 | 0 | 0 | 0 | 0 | 0 | 0 | 0 | 0 |  | 0
Lateral Hardening-Fuse-93044273 | Lateral Hardening | 109287.9 | 0 | 0 | 0 | 0 | 0 | 0 | 0 | 0 | 0 | 0 |  | 0
Lateral Hardening-Fuse-93044544 | Lateral Hardening | 102120.46 | 0 | 0 | 0 | 0 | 0 | 0 | 0 | 0 | 0 | 0 |  | 0
Lateral Hardening-Fuse-93044624 | Lateral Hardening | 150161.11 | 0 | 0 | 0 | 0 | 0 | 0 | 0 | 0 | 0 | 0 |  | 0
Lateral Hardening-Fuse-93044632 | Lateral Hardening | 58419.05 | 0 | 0 | 0 | 0 | 0 | 0 | 0 | 0 | 0 | 0 |  | 0
Lateral Hardening-Fuse-93044867 | Lateral Hardening | 160256.93 | 0 | 0 | 0 | 0 | 0 | 0 | 0 | 0 | 0 | 0 |  | 0
Lateral Hardening-Fuse-93045115 | Lateral Hardening | 162569.97 | 0 | 0 | 0 | 0 | 0 | 0 | 0 | 0 | 0 | 0 |  | 0
Lateral Hardening-Fuse-93045346 | Lateral Hardening | 153807.79 | 0 | 0 | 0 | 0 | 2024 | 0 | 0 | 0 | 0 | 0 |  | 2024
Lateral Hardening-Fuse-93045440 | Lateral Hardening | 285972.39 | 0 | 0 | 0 | 0 | 2028 | 0 | 0 | 0 | 0 | 0 |  | 2028
Lateral Hardening-Fuse-93045476 | Lateral Hardening | 50000 | 0 | 0 | 0 | 0 | 0 | 0 | 0 | 0 | 0 | 0 |  | 0
Lateral Hardening-Fuse-93045832 | Lateral Hardening | 320664.78 | 0 | 0 | 0 | 0 | 2028 | 0 | 0 | 0 | 0 | 0 |  | 2028
Lateral Hardening-Fuse-93046095 | Lateral Hardening | 72849.61 | 0 | 0 | 0 | 0 | 0 | 0 | 0 | 0 | 0 | 0 |  | 0
Lateral Hardening-Fuse-93046241 | Lateral Hardening | 305331.85 | 0 | 0 | 0 | 0 | 2028 | 0 | 0 | 0 | 0 | 0 |  | 0 | 0
Lateral Hardening-Fuse-93046470 | Lateral Hardening | 169143.55 | 0 | 0 | 0 | 0 | 2028 | 0 | 0 | 0 | 0 | 0 |  | 0 | 0
Lateral Hardening-Fuse-93047392 | Lateral Hardening | 65410.33 | 0 | 0 | 0 | 0 | 0 | 0 | 0 | 0 | 0 | 0 |  | 0
Lateral Hardening-Fuse-93047775 | Lateral Hardening | 435420.94 | 0 | 0 | 0 | 0 | 0 | 0 | 0 | 0 | 0 | 0 |  | 0
Lateral Hardening-Fuse-93047889 | Lateral Hardening | 465238.98 | 0 | 0 | 0 | 0 | 0 | 0 | 0 | 0 | 0 | 0 |  | 0
Lateral Hardening-Fuse-93047992 | Lateral Hardening | 389141.69 | 0 | 0 | 0 | 0 | 0 | 0 | 0 | 0 | 0 | 0 |  | 0
Lateral Hardening-Fuse-93048122 | Lateral Hardening | 163918.61 | 0 | 0 | 0 | 0 | 0 | 0 | 0 | 0 | 0 | 0 |  | 0
Lateral Hardening-Fuse-93048154 | Lateral Hardening | 300111.91 | 0 | 0 | 0 | 0 | 0 | 0 | 0 | 0 | 0 | 0 |  | 0
Lateral Hardening-Fuse-93048158 | Lateral Hardening | 211597.24 | 0 | 0 | 0 | 0 | 0 | 0 | 0 | 0 | 0 | 0 |  | 0
Lateral Hardening-Fuse-93048228 | Lateral Hardening | 138519.91 | 0 | 0 | 0 | 0 | 2028 | 0 | 0 | 0 | 0 | 0 |  | 2028
Lateral Hardening-Fuse-93048255 | Lateral Hardening | 54725.15 | 0 | 0 | 0 | 0 | 0 | 0 | 0 | 0 | 0 | 0 |  | 0
Lateral Hardening-Fuse-93048303 | Lateral Hardening | 483007.22 | 0 | 0 | 0 | 0 | 0 | 0 | 0 | 0 | 0 | 0 |  | 0
Lateral Hardening-Fuse-93048444 | Lateral Hardening | 172659.31 | 0 | 0 | 0 | 0 | 2028 | 0 | 0 | 0 | 0 | 0 |  | 2028
Lateral Hardening-Fuse-93048483 | Lateral Hardening | 50000 | 0 | 0 | 0 | 0 | 0 | 0 | 0 | 0 | 0 | 0 |  | 0
Lateral Hardening-Fuse-93048484 | Lateral Hardening | 505315.93 | 0 | 0 | 0 | 0 | 0 | 0 | 0 | 0 | 0 | 0 |  | 0
Lateral Hardening-Fuse-93048533 | Lateral Hardening | 236493.65 | 0 | 0 | 0 | 0 | 0 | 0 | 0 | 0 | 0 | 0 |  | 0
Lateral Hardening-Fuse-93048611 | Lateral Hardening | 291863.6 | 0 | 0 | 0 | 0 | 0 | 0 | 0 | 0 | 0 | 0 |  | 0
Lateral Hardening-Fuse-93048633 | Lateral Hardening | 189527.59 | 0 | 0 | 0 | 0 | 0 | 0 | 0 | 0 | 0 | 0 |  | 0
Lateral Hardening-Fuse-93048778 | Lateral Hardening | 842580.52 | 0 | 0 | 0 | 0 | 2025 | 0 | 0 | 0 | 0 | 0 |  | 2025
Lateral Hardening-Fuse-93048832 | Lateral Hardening | 246272.13 | 0 | 0 | 0 | 0 | 0 | 0 | 0 | 0 | 0 | 0 |  | 0
Lateral Hardening-Fuse-93048985 | Lateral Hardening | 328325.16 | 0 | 0 | 0 | 0 | 0 | 0 | 0 | 0 | 0 | 0 |  | 0
Lateral Hardening-Fuse-93049039 | Lateral Hardening | 310591.92 | 0 | 0 | 0 | 0 | 0 | 0 | 0 | 0 | 0 | 0 |  | 0
Lateral Hardening-Fuse-93049041 | Lateral Hardening | 635650.43 | 0 | 0 | 0 | 0 | 0 | 0 | 0 | 0 | 0 | 0 |  | 0
Lateral Hardening-Fuse-93049050 | Lateral Hardening | 56734.87 | 0 | 0 | 0 | 0 | 0 | 0 | 0 | 0 | 0 | 0 |  | 0
Lateral Hardening-Fuse-93049056 | Lateral Hardening | 152822.7 | 0 | 0 | 0 | 0 | 0 | 0 | 0 | 0 | 0 | 0 |  | 0
Lateral Hardening-Fuse-93049180 | Lateral Hardening | 520987.11 | 0 | 0 | 0 | 0 | 0 | 0 | 0 | 0 | 0 | 0 |  | 0
Lateral Hardening-Fuse-93049216 | Lateral Hardening | 411550.92 | 0 | 0 | 0 | 0 | 2025 | 0 | 0 | 0 | 0 | 0 |  | 0 | 0
Lateral Hardening-Fuse-93049232 | Lateral Hardening | 396635.41 | 0 | 0 | 0 | 0 | 0 | 0 | 0 | 0 | 0 | 0 |  | 0
Lateral Hardening-Fuse-93049454 | Lateral Hardening | 50000 | 0 | 0 | 0 | 0 | 0 | 0 | 0 | 0 | 0 | 0 |  | 0
Lateral Hardening-Fuse-93049624 | Lateral Hardening | 75079.8 | 0 | 0 | 0 | 0 | 2028 | 0 | 0 | 0 | 0 | 0 |  | 2028
Lateral Hardening-Fuse-93049865 | Lateral Hardening | 62091.47 | 0 | 0 | 0 | 0 | 0 | 0 | 0 | 0 | 0 | 0 |  | 0
Lateral Hardening-Fuse-93049866 | Lateral Hardening | 175360.61 | 0 | 0 | 0 | 0 | 0 | 0 | 0 | 0 | 0 | 0 |  | 0
Lateral Hardening-Fuse-93050153 | Lateral Hardening | 56561.73 | 0 | 0 | 0 | 0 | 0 | 0 | 0 | 0 | 0 | 0 |  | 0
Lateral Hardening-Fuse-93050316 | Lateral Hardening | 911211.05 | 0 | 0 | 0 | 0 | 2024 | 0 | 0 | 0 | 0 | 0 |  | 2025 | 2025
Lateral Hardening-Fuse-93050593 | Lateral Hardening | 77820.08 | 0 | 0 | 0 | 0 | 0 | 0 | 0 | 0 | 0 | 0 |  | 0
Lateral Hardening-Fuse-93050619 | Lateral Hardening | 50018.89 | 0 | 0 | 0 | 0 | 0 | 0 | 0 | 0 | 0 | 0 |  | 0
Lateral Hardening-Fuse-93050847 | Lateral Hardening | 140596.98 | 0 | 0 | 0 | 0 | 0 | 0 | 0 | 0 | 0 | 0 |  | 0
Lateral Hardening-Fuse-93050915 | Lateral Hardening | 237623.47 | 0 | 0 | 0 | 0 | 0 | 0 | 0 | 0 | 0 | 0 |  | 0
Lateral Hardening-Fuse-93050979 | Lateral Hardening | 53875.19 | 0 | 0 | 0 | 0 | 0 | 0 | 0 | 0 | 0 | 0 |  | 0
Lateral Hardening-Fuse-93051009 | Lateral Hardening | 452176.31 | 0 | 0 | 0 | 0 | 0 | 0 | 0 | 0 | 0 | 0 |  | 0
Lateral Hardening-Fuse-93051097 | Lateral Hardening | 160031.62 | 0 | 0 | 0 | 0 | 0 | 0 | 0 | 0 | 0 | 0 |  | 0
Lateral Hardening-Fuse-93051279 | Lateral Hardening | 99109.12 | 0 | 0 | 0 | 0 | 0 | 0 | 0 | 0 | 0 | 0 |  | 0
Lateral Hardening-Fuse-93051517 | Lateral Hardening | 371698.09 | 0 | 0 | 0 | 0 | 2028 | 0 | 0 | 0 | 0 | 0 |  | 2028
Lateral Hardening-Fuse-93051522 | Lateral Hardening | 382091.87 | 0 | 0 | 0 | 0 | 0 | 0 | 0 | 0 | 0 | 0 |  | 0
Lateral Hardening-Fuse-93051990 | Lateral Hardening | 72624.25 | 0 | 0 | 0 | 0 | 0 | 0 | 0 | 0 | 0 | 0 |  | 0
Lateral Hardening-Fuse-93052096 | Lateral Hardening | 158109.01 | 0 | 0 | 0 | 0 | 0 | 0 | 0 | 0 | 0 | 0 |  | 0
Lateral Hardening-Fuse-93052665 | Lateral Hardening | 514805.24 | 0 | 0 | 0 | 0 | 0 | 0 | 0 | 0 | 0 | 0 |  | 0
Lateral Hardening-Fuse-93052691 | Lateral Hardening | 58245.91 | 0 | 0 | 0 | 0 | 0 | 0 | 0 | 0 | 0 | 0 |  | 0
Lateral Hardening-Fuse-93053035 | Lateral Hardening | 334755.09 | 0 | 0 | 0 | 0 | 0 | 0 | 0 | 0 | 0 | 0 |  | 0
Lateral Hardening-Fuse-93053421 | Lateral Hardening | 297828.16 | 0 | 0 | 0 | 0 | 0 | 0 | 0 | 0 | 0 | 0 |  | 0
Lateral Hardening-Fuse-93053754 | Lateral Hardening | 596190.35 | 0 | 0 | 0 | 0 | 0 | 0 | 0 | 0 | 0 | 0 |  | 0
Lateral Hardening-Fuse-93053793 | Lateral Hardening | 144516.98 | 0 | 0 | 0 | 0 | 0 | 0 | 0 | 0 | 0 | 0 |  | 0
Lateral Hardening-Fuse-93054406 | Lateral Hardening | 52538.21 | 0 | 0 | 0 | 0 | 0 | 0 | 0 | 0 | 0 | 0 |  | 0
Lateral Hardening-Fuse-93054514 | Lateral Hardening | 76759.88 | 0 | 0 | 0 | 0 | 0 | 0 | 0 | 0 | 0 | 0 |  | 0
Lateral Hardening-Fuse-93054545 | Lateral Hardening | 366771.63 | 0 | 0 | 0 | 0 | 0 | 0 | 0 | 0 | 0 | 0 |  | 0
Lateral Hardening-Fuse-93054550 | Lateral Hardening | 50000 | 0 | 0 | 0 | 0 | 0 | 0 | 0 | 0 | 0 | 0 |  | 0
Lateral Hardening-Fuse-93054589 | Lateral Hardening | 128153.06 | 0 | 0 | 0 | 0 | 0 | 0 | 0 | 0 | 0 | 0 |  | 0
Lateral Hardening-Fuse-93054591 | Lateral Hardening | 136755.68 | 0 | 0 | 0 | 0 | 0 | 0 | 0 | 0 | 0 | 0 |  | 0
Lateral Hardening-Fuse-93055322 | Lateral Hardening | 286512.37 | 0 | 0 | 0 | 0 | 0 | 0 | 0 | 0 | 0 | 0 |  | 0
Lateral Hardening-Fuse-93055767 | Lateral Hardening | 116350.9 | 0 | 0 | 0 | 0 | 0 | 0 | 0 | 0 | 0 | 0 |  | 0
Lateral Hardening-Fuse-93056033 | Lateral Hardening | 127001.88 | 0 | 0 | 0 | 0 | 0 | 0 | 0 | 0 | 0 | 0 |  | 0
Lateral Hardening-Fuse-93056759 | Lateral Hardening | 373829.68 | 0 | 0 | 0 | 0 | 0 | 0 | 0 | 0 | 0 | 0 |  | 0
Lateral Hardening-Fuse-93056950 | Lateral Hardening | 104460.72 | 0 | 0 | 0 | 0 | 0 | 0 | 0 | 0 | 0 | 0 |  | 0
Lateral Hardening-Fuse-93057902 | Lateral Hardening | 586732.31 | 0 | 0 | 0 | 0 | 2021 | 0 | 0 | 0 | 0 | 0 |  | 2021
Lateral Hardening-Fuse-93058022 | Lateral Hardening | 128581.62 | 0 | 0 | 0 | 0 | 0 | 0 | 0 | 0 | 0 | 0 |  | 0
Lateral Hardening-Fuse-93058023 | Lateral Hardening | 50000 | 0 | 0 | 0 | 0 | 0 | 0 | 0 | 0 | 0 | 0 |  | 0
Lateral Hardening-Fuse-93058201 | Lateral Hardening | 459750.41 | 0 | 0 | 0 | 0 | 0 | 0 | 0 | 0 | 0 | 0 |  | 0
Lateral Hardening-Fuse-93058493 | Lateral Hardening | 60685.61 | 0 | 0 | 0 | 0 | 0 | 0 | 0 | 0 | 0 | 0 |  | 0
Lateral Hardening-Fuse-93058672 | Lateral Hardening | 50000 | 0 | 0 | 0 | 0 | 0 | 0 | 0 | 0 | 0 | 0 |  | 0
Lateral Hardening-Fuse-93058681 | Lateral Hardening | 195172.76 | 0 | 0 | 0 | 0 | 0 | 0 | 0 | 0 | 0 | 0 |  | 0
Lateral Hardening-Fuse-93058684 | Lateral Hardening | 212207.63 | 0 | 0 | 0 | 0 | 0 | 0 | 0 | 0 | 0 | 0 |  | 0
Lateral Hardening-Fuse-93059009 | Lateral Hardening | 346308.25 | 0 | 0 | 0 | 0 | 0 | 0 | 0 | 0 | 0 | 0 |  | 0
Lateral Hardening-Fuse-93059198 | Lateral Hardening | 50000 | 0 | 0 | 0 | 0 | 0 | 0 | 0 | 0 | 0 | 0 |  | 0
Lateral Hardening-Fuse-93059201 | Lateral Hardening | 218004.95 | 0 | 0 | 0 | 0 | 0 | 0 | 0 | 0 | 0 | 0 |  | 0
Lateral Hardening-Fuse-93059206 | Lateral Hardening | 50000 | 0 | 0 | 0 | 0 | 0 | 0 | 0 | 0 | 0 | 0 |  | 0
Lateral Hardening-Fuse-93059344 | Lateral Hardening | 192596.89 | 0 | 0 | 0 | 0 | 2028 | 0 | 0 | 0 | 0 | 0 |  | 2028
Lateral Hardening-Fuse-93059592 | Lateral Hardening | 1750614.82 | 0 | 0 | 0 | 0 | 0 | 0 | 0 | 0 | 0 | 0 |  | 0
Lateral Hardening-Fuse-93059737 | Lateral Hardening | 267940.09 | 0 | 0 | 0 | 0 | 0 | 0 | 0 | 0 | 0 | 0 |  | 0
Lateral Hardening-Fuse-93059781 | Lateral Hardening | 58368.81 | 0 | 0 | 0 | 0 | 0 | 0 | 0 | 0 | 0 | 0 |  | 0
Lateral Hardening-Fuse-93059815 | Lateral Hardening | 148136.44 | 0 | 0 | 0 | 0 | 0 | 0 | 0 | 0 | 0 | 0 |  | 0
Lateral Hardening-Fuse-93061224 | Lateral Hardening | 2439628.71 | 0 | 0 | 0 | 0 | 0 | 0 | 0 | 0 | 0 | 0 |  | 0
Lateral Hardening-Fuse-93061609 | Lateral Hardening | 1041301.33 | 0 | 0 | 0 | 0 | 0 | 0 | 0 | 0 | 0 | 0 |  | 0
Lateral Hardening-Fuse-93062116 | Lateral Hardening | 59100.87 | 0 | 0 | 0 | 0 | 0 | 0 | 0 | 0 | 0 | 0 |  | 0
Lateral Hardening-Fuse-93062151 | Lateral Hardening | 52332.67 | 0 | 0 | 0 | 0 | 0 | 0 | 0 | 0 | 0 | 0 |  | 0
Lateral Hardening-Fuse-93062236 | Lateral Hardening | 66694.03 | 0 | 0 | 0 | 0 | 0 | 0 | 0 | 0 | 0 | 0 |  | 0
Lateral Hardening-Fuse-93062591 | Lateral Hardening | 136747.66 | 0 | 0 | 0 | 0 | 0 | 0 | 0 | 0 | 0 | 0 |  | 0
Lateral Hardening-Fuse-93063273 | Lateral Hardening | 50000 | 0 | 0 | 0 | 0 | 0 | 0 | 0 | 0 | 0 | 0 |  | 0
Lateral Hardening-Fuse-93063289 | Lateral Hardening | 77030.21 | 0 | 0 | 0 | 0 | 0 | 0 | 0 | 0 | 0 | 0 |  | 0
Lateral Hardening-Fuse-93063293 | Lateral Hardening | 50000 | 0 | 0 | 0 | 0 | 0 | 0 | 0 | 0 | 0 | 0 |  | 0
Lateral Hardening-Fuse-93063324 | Lateral Hardening | 176674.49 | 0 | 0 | 0 | 0 | 0 | 0 | 0 | 0 | 0 | 0 |  | 0
Lateral Hardening-Fuse-93063325 | Lateral Hardening | 74060.35 | 0 | 0 | 0 | 0 | 0 | 0 | 0 | 0 | 0 | 0 |  | 0
Lateral Hardening-Fuse-93063331 | Lateral Hardening | 103947.04 | 0 | 0 | 0 | 0 | 0 | 0 | 0 | 0 | 0 | 0 |  | 2022 | 2022
Lateral Hardening-Fuse-93063351 | Lateral Hardening | 50979.03 | 0 | 0 | 0 | 0 | 0 | 0 | 0 | 0 | 0 | 0 |  | 0
Lateral Hardening-Fuse-93063404 | Lateral Hardening | 50000 | 0 | 0 | 0 | 0 | 0 | 0 | 0 | 0 | 0 | 0 |  | 0
Lateral Hardening-Fuse-93063406 | Lateral Hardening | 53229.85 | 0 | 0 | 0 | 0 | 0 | 0 | 0 | 0 | 0 | 0 |  | 0
Lateral Hardening-Fuse-93063409 | Lateral Hardening | 60633.39 | 0 | 0 | 0 | 0 | 0 | 0 | 0 | 0 | 0 | 0 |  | 0
Lateral Hardening-Fuse-93063417 | Lateral Hardening | 133535.08 | 0 | 0 | 0 | 0 | 0 | 0 | 0 | 0 | 0 | 0 |  | 2022 | 2022
Lateral Hardening-Fuse-93063457 | Lateral Hardening | 60596.17 | 0 | 0 | 0 | 0 | 0 | 0 | 0 | 0 | 0 | 0 |  | 0
Lateral Hardening-Fuse-93063539 | Lateral Hardening | 83683.23 | 0 | 0 | 0 | 0 | 0 | 0 | 0 | 0 | 0 | 0 |  | 0
Lateral Hardening-Fuse-93064347 | Lateral Hardening | 187253.3 | 0 | 0 | 0 | 0 | 0 | 0 | 0 | 0 | 0 | 0 |  | 0
Lateral Hardening-Fuse-93064764 | Lateral Hardening | 50000 | 0 | 0 | 0 | 0 | 0 | 0 | 0 | 0 | 0 | 0 |  | 0
Lateral Hardening-Fuse-93064824 | Lateral Hardening | 50000 | 0 | 0 | 0 | 0 | 0 | 0 | 0 | 0 | 0 | 0 |  | 0
Lateral Hardening-Fuse-93065069 | Lateral Hardening | 107593.72 | 0 | 0 | 0 | 0 | 0 | 0 | 0 | 0 | 0 | 0 |  | 0
Lateral Hardening-Fuse-93065291 | Lateral Hardening | 50000 | 0 | 0 | 0 | 0 | 0 | 0 | 0 | 0 | 0 | 0 |  | 0
Lateral Hardening-Fuse-93065978 | Lateral Hardening | 230944.71 | 0 | 0 | 0 | 0 | 0 | 0 | 0 | 0 | 0 | 0 |  | 0
Lateral Hardening-Fuse-93066021 | Lateral Hardening | 142868.49 | 0 | 0 | 0 | 0 | 0 | 0 | 0 | 0 | 0 | 0 |  | 0
Lateral Hardening-Fuse-93067841 | Lateral Hardening | 193297.41 | 0 | 0 | 0 | 0 | 0 | 0 | 0 | 0 | 0 | 0 |  | 0
Lateral Hardening-Fuse-93067842 | Lateral Hardening | 364879.92 | 0 | 0 | 0 | 0 | 2022 | 0 | 0 | 0 | 0 | 0 |  | 2023 | 2023
Lateral Hardening-Fuse-93069216 | Lateral Hardening | 125765.26 | 0 | 0 | 0 | 0 | 0 | 0 | 0 | 0 | 0 | 0 |  | 0
Lateral Hardening-Fuse-93070295 | Lateral Hardening | 54205.73 | 0 | 0 | 0 | 0 | 0 | 0 | 0 | 0 | 0 | 0 |  | 0
Lateral Hardening-Fuse-93070778 | Lateral Hardening | 147747.56 | 0 | 0 | 0 | 0 | 0 | 0 | 0 | 0 | 0 | 0 |  | 0
Lateral Hardening-Fuse-93072149 | Lateral Hardening | 51104.95 | 0 | 0 | 0 | 0 | 0 | 0 | 0 | 0 | 0 | 0 |  | 0
Lateral Hardening-Fuse-93073059 | Lateral Hardening | 71928.97 | 0 | 0 | 0 | 0 | 0 | 0 | 0 | 0 | 0 | 0 |  | 0
Lateral Hardening-Fuse-93074638 | Lateral Hardening | 50000 | 0 | 0 | 0 | 0 | 0 | 0 | 0 | 0 | 0 | 0 |  | 0
Lateral Hardening-Fuse-93074903 | Lateral Hardening | 56613.95 | 0 | 0 | 0 | 0 | 0 | 0 | 0 | 0 | 0 | 0 |  | 0
Lateral Hardening-Fuse-93075532 | Lateral Hardening | 50000 | 0 | 0 | 0 | 0 | 0 | 0 | 0 | 0 | 0 | 0 |  | 0
Lateral Hardening-Fuse-93078798 | Lateral Hardening | 50000 | 0 | 0 | 0 | 0 | 0 | 0 | 0 | 0 | 0 | 0 |  | 0
Lateral Hardening-Fuse-93080923 | Lateral Hardening | 70528.11 | 0 | 0 | 0 | 0 | 0 | 0 | 0 | 0 | 0 | 0 |  | 0
Lateral Hardening-Fuse-93081091 | Lateral Hardening | 54064.07 | 0 | 0 | 0 | 0 | 0 | 0 | 0 | 0 | 0 | 0 |  | 0
Lateral Hardening-Fuse-93082079 | Lateral Hardening | 50000 | 0 | 0 | 0 | 0 | 0 | 0 | 0 | 0 | 0 | 0 |  | 0
Lateral Hardening-Fuse-93082436 | Lateral Hardening | 152170.58 | 0 | 0 | 0 | 0 | 0 | 0 | 0 | 0 | 0 | 0 |  | 0
Lateral Hardening-Fuse-93082501 | Lateral Hardening | 964774.93 | 0 | 0 | 0 | 0 | 0 | 0 | 0 | 0 | 0 | 0 |  | 0
Lateral Hardening-Fuse-93082906 | Lateral Hardening | 79704.88 | 0 | 0 | 0 | 0 | 0 | 0 | 0 | 0 | 0 | 0 |  | 0
Lateral Hardening-Fuse-93085168 | Lateral Hardening | 266753.71 | 0 | 0 | 0 | 0 | 2029 | 0 | 0 | 0 | 0 | 0 |  | 2027 | 2027
Lateral Hardening-Fuse-93085866 | Lateral Hardening | 235676.71 | 0 | 0 | 0 | 0 | 0 | 0 | 0 | 0 | 0 | 0 |  | 0
Lateral Hardening-Fuse-93088673 | Lateral Hardening | 520015.1 | 0 | 0 | 0 | 0 | 0 | 0 | 0 | 0 | 0 | 0 |  | 0
Lateral Hardening-Fuse-93088909 | Lateral Hardening | 130066.18 | 0 | 0 | 0 | 0 | 0 | 0 | 0 | 0 | 0 | 0 |  | 0
Lateral Hardening-Fuse-93089998 | Lateral Hardening | 166449.45 | 0 | 0 | 0 | 0 | 0 | 0 | 0 | 0 | 0 | 0 |  | 0
Lateral Hardening-Fuse-93090160 | Lateral Hardening | 229138.82 | 0 | 0 | 0 | 0 | 2023 | 0 | 0 | 0 | 0 | 0 |  | 2023
Lateral Hardening-Fuse-93091046 | Lateral Hardening | 75078.45 | 0 | 0 | 0 | 0 | 0 | 0 | 0 | 0 | 0 | 0 |  | 0
Lateral Hardening-Fuse-93091235 | Lateral Hardening | 108419.2 | 0 | 0 | 0 | 0 | 0 | 0 | 0 | 0 | 0 | 0 |  | 0
Lateral Hardening-Fuse-93091815 | Lateral Hardening | 169943.56 | 0 | 0 | 0 | 0 | 0 | 0 | 0 | 0 | 0 | 0 |  | 0
Lateral Hardening-Fuse-93092806 | Lateral Hardening | 241323.39 | 0 | 0 | 0 | 0 | 0 | 0 | 0 | 0 | 0 | 0 |  | 0
Lateral Hardening-Fuse-93093113 | Lateral Hardening | 57542.61 | 0 | 0 | 0 | 0 | 0 | 0 | 0 | 0 | 0 | 0 |  | 0
Lateral Hardening-Fuse-93094745 | Lateral Hardening | 50000 | 0 | 0 | 0 | 0 | 0 | 0 | 0 | 0 | 0 | 0 |  | 0
Lateral Hardening-Fuse-93095002 | Lateral Hardening | 109586.96 | 0 | 0 | 0 | 0 | 0 | 0 | 0 | 0 | 0 | 0 |  | 0
Lateral Hardening-Fuse-93095091 | Lateral Hardening | 193318.15 | 0 | 0 | 0 | 0 | 0 | 0 | 0 | 0 | 0 | 0 |  | 0
Lateral Hardening-Fuse-93096312 | Lateral Hardening | 74845.63 | 0 | 0 | 0 | 0 | 0 | 0 | 0 | 0 | 0 | 0 |  | 0
Lateral Hardening-Fuse-93099837 | Lateral Hardening | 50000 | 0 | 0 | 0 | 0 | 0 | 0 | 0 | 0 | 0 | 0 |  | 0
Lateral Hardening-Fuse-93100115 | Lateral Hardening | 163508.57 | 0 | 0 | 0 | 0 | 2027 | 0 | 0 | 0 | 0 | 0 |  | 2026 | 2026
Lateral Hardening-Fuse-93100327 | Lateral Hardening | 84005.15 | 0 | 0 | 0 | 0 | 0 | 0 | 0 | 0 | 0 | 0 |  | 0
Lateral Hardening-Fuse-93100398 | Lateral Hardening | 90724.7 | 0 | 0 | 0 | 0 | 0 | 0 | 0 | 0 | 0 | 0 |  | 0
Lateral Hardening-Fuse-93100656 | Lateral Hardening | 101538.82 | 0 | 0 | 0 | 0 | 0 | 0 | 0 | 0 | 0 | 0 |  | 0
Lateral Hardening-Fuse-93101391 | Lateral Hardening | 99093.38 | 0 | 0 | 0 | 0 | 0 | 0 | 0 | 0 | 0 | 0 |  | 0
Lateral Hardening-Fuse-93102541 | Lateral Hardening | 87980.33 | 0 | 0 | 0 | 0 | 0 | 0 | 0 | 0 | 0 | 0 |  | 0
Lateral Hardening-Fuse-93103145 | Lateral Hardening | 125113.08 | 0 | 0 | 0 | 0 | 0 | 0 | 0 | 0 | 0 | 0 |  | 0
Lateral Hardening-Fuse-93103251 | Lateral Hardening | 260273.23 | 0 | 0 | 0 | 0 | 2022 | 0 | 0 | 0 | 0 | 0 |  | 2022
Lateral Hardening-Fuse-93103371 | Lateral Hardening | 88186.48 | 0 | 0 | 0 | 0 | 2021 | 0 | 0 | 0 | 0 | 0 |  | 2021
Lateral Hardening-Fuse-93103518 | Lateral Hardening | 205920.1 | 0 | 0 | 0 | 0 | 0 | 0 | 0 | 0 | 0 | 0 |  | 0
Lateral Hardening-Fuse-93104390 | Lateral Hardening | 379781.02 | 0 | 0 | 0 | 0 | 2028 | 0 | 0 | 0 | 0 | 0 |  | 2027 | 2027
Lateral Hardening-Fuse-93104605 | Lateral Hardening | 130898.92 | 0 | 0 | 0 | 0 | 2021 | 0 | 0 | 0 | 0 | 0 |  | 2021
Lateral Hardening-Fuse-93104653 | Lateral Hardening | 639968.98 | 0 | 0 | 0 | 0 | 0 | 0 | 0 | 0 | 0 | 0 |  | 0
Lateral Hardening-Fuse-93105199 | Lateral Hardening | 50664.23 | 0 | 0 | 0 | 0 | 0 | 0 | 0 | 0 | 0 | 0 |  | 0
Lateral Hardening-Fuse-93106636 | Lateral Hardening | 196445.41 | 0 | 0 | 0 | 0 | 0 | 0 | 0 | 0 | 0 | 0 |  | 0
Lateral Hardening-Fuse-93106726 | Lateral Hardening | 52757.65 | 0 | 0 | 0 | 0 | 0 | 0 | 0 | 0 | 0 | 0 |  | 0
Lateral Hardening-Fuse-93106728 | Lateral Hardening | 93489.94 | 0 | 0 | 0 | 0 | 0 | 0 | 0 | 0 | 0 | 0 |  | 0
Lateral Hardening-Fuse-93107016 | Lateral Hardening | 122657.64 | 0 | 0 | 0 | 0 | 0 | 0 | 0 | 0 | 0 | 0 |  | 0
Lateral Hardening-Fuse-93107812 | Lateral Hardening | 50000 | 0 | 0 | 0 | 0 | 0 | 0 | 0 | 0 | 0 | 0 |  | 0
Lateral Hardening-Fuse-93107855 | Lateral Hardening | 657450.71 | 0 | 0 | 0 | 0 | 2028 | 0 | 0 | 0 | 0 | 0 |  | 2028
Lateral Hardening-Fuse-93108533 | Lateral Hardening | 97299.02 | 0 | 0 | 0 | 0 | 0 | 0 | 0 | 0 | 0 | 0 |  | 0
Lateral Hardening-Fuse-93108588 | Lateral Hardening | 329306.04 | 0 | 0 | 0 | 0 | 0 | 0 | 0 | 0 | 0 | 0 |  | 0
Lateral Hardening-Fuse-93108803 | Lateral Hardening | 154956.81 | 0 | 0 | 0 | 0 | 0 | 0 | 0 | 0 | 0 | 0 |  | 0
Lateral Hardening-Fuse-93109844 | Lateral Hardening | 276424.69 | 0 | 0 | 0 | 0 | 0 | 0 | 0 | 0 | 0 | 0 |  | 0
Lateral Hardening-Fuse-93109845 | Lateral Hardening | 740362.25 | 0 | 0 | 0 | 0 | 0 | 0 | 0 | 0 | 0 | 0 |  | 0
Lateral Hardening-Fuse-93109970 | Lateral Hardening | 50000 | 0 | 0 | 0 | 0 | 0 | 0 | 0 | 0 | 0 | 0 |  | 0
Lateral Hardening-Fuse-93110781 | Lateral Hardening | 213791.86 | 0 | 0 | 0 | 0 | 0 | 0 | 0 | 0 | 0 | 0 |  | 0
Lateral Hardening-Fuse-93110899 | Lateral Hardening | 89629.53 | 0 | 0 | 0 | 0 | 0 | 0 | 0 | 0 | 0 | 0 |  | 0
Lateral Hardening-Fuse-93111018 | Lateral Hardening | 56688.57 | 0 | 0 | 0 | 0 | 0 | 0 | 0 | 0 | 0 | 0 |  | 0
Lateral Hardening-Fuse-93111109 | Lateral Hardening | 487418.82 | 0 | 0 | 0 | 0 | 0 | 0 | 0 | 0 | 0 | 0 |  | 0
Lateral Hardening-Fuse-93111652 | Lateral Hardening | 50000 | 0 | 0 | 0 | 0 | 0 | 0 | 0 | 0 | 0 | 0 |  | 0
Lateral Hardening-Fuse-93112340 | Lateral Hardening | 111119.48 | 0 | 0 | 0 | 0 | 0 | 0 | 0 | 0 | 0 | 0 |  | 0
Lateral Hardening-Fuse-93113255 | Lateral Hardening | 56829.31 | 0 | 0 | 0 | 0 | 0 | 0 | 0 | 0 | 0 | 0 |  | 0
Lateral Hardening-Fuse-93113660 | Lateral Hardening | 50000 | 0 | 0 | 0 | 0 | 0 | 0 | 0 | 0 | 0 | 0 |  | 0
Lateral Hardening-Fuse-93113666 | Lateral Hardening | 74904.53 | 0 | 0 | 0 | 0 | 0 | 0 | 0 | 0 | 0 | 0 |  | 0
Lateral Hardening-Fuse-93113905 | Lateral Hardening | 148277.06 | 0 | 0 | 0 | 0 | 0 | 0 | 0 | 0 | 0 | 0 |  | 0
Lateral Hardening-Fuse-93114562 | Lateral Hardening | 50674.97 | 0 | 0 | 0 | 0 | 0 | 0 | 0 | 0 | 0 | 0 |  | 0
Lateral Hardening-Fuse-93114705 | Lateral Hardening | 50000 | 0 | 0 | 0 | 0 | 0 | 0 | 0 | 0 | 0 | 0 |  | 0
Lateral Hardening-Fuse-93114725 | Lateral Hardening | 60297.11 | 0 | 0 | 0 | 0 | 0 | 0 | 0 | 0 | 0 | 0 |  | 0
Lateral Hardening-Fuse-93114753 | Lateral Hardening | 209966.81 | 0 | 0 | 0 | 0 | 0 | 0 | 0 | 0 | 0 | 0 |  | 0
Lateral Hardening-Fuse-93114789 | Lateral Hardening | 50155.55 | 0 | 0 | 0 | 0 | 0 | 0 | 0 | 0 | 0 | 0 |  | 0
Lateral Hardening-Fuse-93115111 | Lateral Hardening | 50627.75 | 0 | 0 | 0 | 0 | 0 | 0 | 0 | 0 | 0 | 0 |  | 0
Lateral Hardening-Fuse-93115112 | Lateral Hardening | 50000 | 0 | 0 | 0 | 0 | 0 | 0 | 0 | 0 | 0 | 0 |  | 0
Lateral Hardening-Fuse-93115192 | Lateral Hardening | 101391.42 | 0 | 0 | 0 | 0 | 0 | 0 | 0 | 0 | 0 | 0 |  | 0
Lateral Hardening-Fuse-93116044 | Lateral Hardening | 50000 | 0 | 0 | 0 | 0 | 0 | 0 | 0 | 0 | 0 | 0 |  | 0
Lateral Hardening-Fuse-93116056 | Lateral Hardening | 50000 | 0 | 0 | 0 | 0 | 0 | 0 | 0 | 0 | 0 | 0 |  | 0
Lateral Hardening-Fuse-93116108 | Lateral Hardening | 704515.71 | 0 | 0 | 0 | 0 | 2023 | 0 | 0 | 0 | 0 | 0 |  | 2023
Lateral Hardening-Fuse-93118452 | Lateral Hardening | 224773.89 | 0 | 0 | 0 | 0 | 0 | 0 | 0 | 0 | 0 | 0 |  | 0
Lateral Hardening-Fuse-93118453 | Lateral Hardening | 85713.25 | 0 | 0 | 0 | 0 | 0 | 0 | 0 | 0 | 0 | 0 |  | 0
Lateral Hardening-Fuse-93118730 | Lateral Hardening | 79056.98 | 0 | 0 | 0 | 0 | 0 | 0 | 0 | 0 | 0 | 0 |  | 0
Lateral Hardening-Fuse-93118733 | Lateral Hardening | 307540.17 | 0 | 0 | 0 | 0 | 0 | 0 | 0 | 0 | 0 | 0 |  | 2029 | 2029
Lateral Hardening-Fuse-93118817 | Lateral Hardening | 363087.78 | 0 | 0 | 0 | 0 | 0 | 0 | 0 | 0 | 0 | 0 |  | 0
Lateral Hardening-Fuse-93118819 | Lateral Hardening | 268096.8 | 0 | 0 | 0 | 0 | 0 | 0 | 0 | 0 | 0 | 0 |  | 0
Lateral Hardening-Fuse-93119101 | Lateral Hardening | 156925.05 | 0 | 0 | 0 | 0 | 0 | 0 | 0 | 0 | 0 | 0 |  | 0
Lateral Hardening-Fuse-93119475 | Lateral Hardening | 80883.45 | 0 | 0 | 0 | 0 | 0 | 0 | 0 | 0 | 0 | 0 |  | 0
Lateral Hardening-Fuse-93119970 | Lateral Hardening | 105872.32 | 0 | 0 | 0 | 0 | 0 | 0 | 0 | 0 | 0 | 0 |  | 0
Lateral Hardening-Fuse-93120610 | Lateral Hardening | 188002.29 | 0 | 0 | 0 | 0 | 0 | 0 | 0 | 0 | 0 | 0 |  | 0
Lateral Hardening-Fuse-93120678 | Lateral Hardening | 54877.55 | 0 | 0 | 0 | 0 | 0 | 0 | 0 | 0 | 0 | 0 |  | 0
Lateral Hardening-Fuse-93121964 | Lateral Hardening | 94565.26 | 0 | 0 | 0 | 0 | 0 | 0 | 0 | 0 | 0 | 0 |  | 0
Lateral Hardening-Fuse-93122044 | Lateral Hardening | 50000 | 0 | 0 | 0 | 0 | 0 | 0 | 0 | 0 | 0 | 0 |  | 0
Lateral Hardening-Fuse-93123072 | Lateral Hardening | 127818.58 | 0 | 0 | 0 | 0 | 0 | 0 | 0 | 0 | 0 | 0 |  | 0
Lateral Hardening-Fuse-93123111 | Lateral Hardening | 50000 | 0 | 0 | 0 | 0 | 0 | 0 | 0 | 0 | 0 | 0 |  | 0
Lateral Hardening-Fuse-93123666 | Lateral Hardening | 50000 | 0 | 0 | 0 | 0 | 0 | 0 | 0 | 0 | 0 | 0 |  | 0
Lateral Hardening-Fuse-93124277 | Lateral Hardening | 323326.51 | 0 | 0 | 0 | 0 | 2022 | 0 | 0 | 0 | 0 | 0 |  | 2021 | 2021
Lateral Hardening-Fuse-93124410 | Lateral Hardening | 110938.15 | 0 | 0 | 0 | 0 | 2021 | 0 | 0 | 0 | 0 | 0 |  | 2021
Lateral Hardening-Fuse-93124850 | Lateral Hardening | 50000 | 0 | 0 | 0 | 0 | 0 | 0 | 0 | 0 | 0 | 0 |  | 0
Lateral Hardening-Fuse-93126910 | Lateral Hardening | 70905.87 | 0 | 0 | 0 | 0 | 0 | 0 | 0 | 0 | 0 | 0 |  | 0
Lateral Hardening-Fuse-93126957 | Lateral Hardening | 54846.07 | 0 | 0 | 0 | 0 | 0 | 0 | 0 | 0 | 0 | 0 |  | 0
Lateral Hardening-Fuse-93128541 | Lateral Hardening | 219856.48 | 0 | 0 | 0 | 0 | 2026 | 0 | 0 | 0 | 0 | 0 |  | 2027 | 2027
Lateral Hardening-Fuse-93130371 | Lateral Hardening | 51404.01 | 0 | 0 | 0 | 0 | 0 | 0 | 0 | 0 | 0 | 0 |  | 0
Lateral Hardening-Fuse-93130386 | Lateral Hardening | 98274.9 | 0 | 0 | 0 | 0 | 0 | 0 | 0 | 0 | 0 | 0 |  | 0
Lateral Hardening-Fuse-93130395 | Lateral Hardening | 55003.47 | 0 | 0 | 0 | 0 | 0 | 0 | 0 | 0 | 0 | 0 |  | 0
Lateral Hardening-Fuse-93130468 | Lateral Hardening | 179982.5 | 0 | 0 | 0 | 0 | 0 | 0 | 0 | 0 | 0 | 0 |  | 0
Lateral Hardening-Fuse-93130614 | Lateral Hardening | 165369.28 | 0 | 0 | 0 | 0 | 0 | 0 | 0 | 0 | 0 | 0 |  | 2029 | 2029
Lateral Hardening-Fuse-93130631 | Lateral Hardening | 55339.01 | 0 | 0 | 0 | 0 | 0 | 0 | 0 | 0 | 0 | 0 |  | 0
Lateral Hardening-Fuse-93130639 | Lateral Hardening | 205443.64 | 0 | 0 | 0 | 0 | 0 | 0 | 0 | 0 | 0 | 0 |  | 0
Lateral Hardening-Fuse-93130931 | Lateral Hardening | 50000 | 0 | 0 | 0 | 0 | 0 | 0 | 0 | 0 | 0 | 0 |  | 0
Lateral Hardening-Fuse-93131954 | Lateral Hardening | 50000 | 0 | 0 | 0 | 0 | 0 | 0 | 0 | 0 | 0 | 0 |  | 0
Lateral Hardening-Fuse-93133437 | Lateral Hardening | 52427.11 | 0 | 0 | 0 | 0 | 0 | 0 | 0 | 0 | 0 | 0 |  | 0
Lateral Hardening-Fuse-93133439 | Lateral Hardening | 659260.01 | 0 | 0 | 0 | 0 | 0 | 0 | 0 | 0 | 0 | 0 |  | 0
Lateral Hardening-Fuse-93134087 | Lateral Hardening | 425958.51 | 0 | 0 | 0 | 0 | 0 | 0 | 0 | 0 | 0 | 0 |  | 0
Lateral Hardening-Fuse-93136583 | Lateral Hardening | 68330.99 | 0 | 0 | 0 | 0 | 0 | 0 | 0 | 0 | 0 | 0 |  | 0
Lateral Hardening-Fuse-93138585 | Lateral Hardening | 795917.31 | 0 | 0 | 0 | 0 | 0 | 0 | 0 | 0 | 0 | 0 |  | 0
Lateral Hardening-Fuse-93139810 | Lateral Hardening | 491188.25 | 0 | 0 | 0 | 0 | 2029 | 0 | 0 | 0 | 0 | 0 |  | 0 | 0
Lateral Hardening-Fuse-93142045 | Lateral Hardening | 103853.88 | 0 | 0 | 0 | 0 | 0 | 0 | 0 | 0 | 0 | 0 |  | 0
Lateral Hardening-Fuse-93142727 | Lateral Hardening | 99539.84 | 0 | 0 | 0 | 0 | 0 | 0 | 0 | 0 | 0 | 0 |  | 0
Lateral Hardening-Fuse-93143239 | Lateral Hardening | 191835.35 | 0 | 0 | 0 | 0 | 0 | 0 | 0 | 0 | 0 | 0 |  | 0
Lateral Hardening-Fuse-93143278 | Lateral Hardening | 50000 | 0 | 0 | 0 | 0 | 0 | 0 | 0 | 0 | 0 | 0 |  | 0
Lateral Hardening-Fuse-93143616 | Lateral Hardening | 1576741.38 | 0 | 0 | 0 | 0 | 0 | 0 | 0 | 0 | 0 | 0 |  | 0
Lateral Hardening-Fuse-93143668 | Lateral Hardening | 316639.58 | 0 | 0 | 0 | 0 | 0 | 0 | 0 | 0 | 0 | 0 |  | 0
Lateral Hardening-Fuse-93144020 | Lateral Hardening | 50000 | 0 | 0 | 0 | 0 | 0 | 0 | 0 | 0 | 0 | 0 |  | 0
Lateral Hardening-Fuse-93144027 | Lateral Hardening | 163650.56 | 0 | 0 | 0 | 0 | 0 | 0 | 0 | 0 | 0 | 0 |  | 0
Lateral Hardening-Fuse-93145126 | Lateral Hardening | 56550.99 | 0 | 0 | 0 | 0 | 0 | 0 | 0 | 0 | 0 | 0 |  | 0
Lateral Hardening-Fuse-93146318 | Lateral Hardening | 192006.73 | 0 | 0 | 0 | 0 | 0 | 0 | 0 | 0 | 0 | 0 |  | 0
Lateral Hardening-Fuse-93147900 | Lateral Hardening | 106569.88 | 0 | 0 | 0 | 0 | 0 | 0 | 0 | 0 | 0 | 0 |  | 0
Lateral Hardening-Fuse-93150929 | Lateral Hardening | 52395.63 | 0 | 0 | 0 | 0 | 0 | 0 | 0 | 0 | 0 | 0 |  | 0
Lateral Hardening-Fuse-93150971 | Lateral Hardening | 54682.93 | 0 | 0 | 0 | 0 | 0 | 0 | 0 | 0 | 0 | 0 |  | 0
Lateral Hardening-Fuse-93150977 | Lateral Hardening | 50000 | 0 | 0 | 0 | 0 | 0 | 0 | 0 | 0 | 0 | 0 |  | 0
Lateral Hardening-Fuse-93150997 | Lateral Hardening | 111318.36 | 0 | 0 | 0 | 0 | 0 | 0 | 0 | 0 | 0 | 0 |  | 0
Lateral Hardening-Fuse-93151059 | Lateral Hardening | 642973.93 | 0 | 0 | 0 | 0 | 2026 | 0 | 0 | 0 | 0 | 0 |  | 2026
Lateral Hardening-Fuse-93151108 | Lateral Hardening | 198607.53 | 0 | 0 | 0 | 0 | 0 | 0 | 0 | 0 | 0 | 0 |  | 0
Lateral Hardening-Fuse-93153215 | Lateral Hardening | 50000 | 0 | 0 | 0 | 0 | 0 | 0 | 0 | 0 | 0 | 0 |  | 0
Lateral Hardening-Fuse-93154451 | Lateral Hardening | 157760.56 | 0 | 0 | 0 | 0 | 0 | 0 | 0 | 0 | 0 | 0 |  | 2029 | 2029
Lateral Hardening-Fuse-93154486 | Lateral Hardening | 756142.94 | 0 | 0 | 0 | 0 | 2025 | 0 | 0 | 0 | 0 | 0 |  | 0 | 0
Lateral Hardening-Fuse-93154659 | Lateral Hardening | 113978.42 | 0 | 0 | 0 | 0 | 0 | 0 | 0 | 0 | 0 | 0 |  | 0
Lateral Hardening-Fuse-93155106 | Lateral Hardening | 248046.62 | 0 | 0 | 0 | 0 | 0 | 0 | 0 | 0 | 0 | 0 |  | 0
Lateral Hardening-Fuse-93155782 | Lateral Hardening | 56992.45 | 0 | 0 | 0 | 0 | 0 | 0 | 0 | 0 | 0 | 0 |  | 0
Lateral Hardening-Fuse-93157939 | Lateral Hardening | 418549.45 | 0 | 0 | 0 | 0 | 0 | 0 | 0 | 0 | 0 | 0 |  | 0
Lateral Hardening-Fuse-93158134 | Lateral Hardening | 56845.05 | 0 | 0 | 0 | 0 | 0 | 0 | 0 | 0 | 0 | 0 |  | 0
Lateral Hardening-Fuse-93158816 | Lateral Hardening | 50000 | 0 | 0 | 0 | 0 | 0 | 0 | 0 | 0 | 0 | 0 |  | 0
Lateral Hardening-Fuse-93159006 | Lateral Hardening | 132755.12 | 0 | 0 | 0 | 0 | 2021 | 0 | 0 | 0 | 0 | 0 |  | 2021
Lateral Hardening-Fuse-93159032 | Lateral Hardening | 105971.76 | 0 | 0 | 0 | 0 | 0 | 0 | 0 | 0 | 0 | 0 |  | 0
Lateral Hardening-Fuse-93159369 | Lateral Hardening | 68529.13 | 0 | 0 | 0 | 0 | 0 | 0 | 0 | 0 | 0 | 0 |  | 0
Lateral Hardening-Fuse-93159469 | Lateral Hardening | 684903.51 | 0 | 0 | 0 | 0 | 2023 | 0 | 0 | 0 | 0 | 0 |  | 2022 | 2022
Lateral Hardening-Fuse-93160257 | Lateral Hardening | 1048444.09 | 0 | 0 | 0 | 0 | 2028 | 0 | 0 | 0 | 0 | 0 |  | 2028
Lateral Hardening-Fuse-93160258 | Lateral Hardening | 339813.37 | 0 | 0 | 0 | 0 | 0 | 0 | 0 | 0 | 0 | 0 |  | 0
Lateral Hardening-Fuse-93161416 | Lateral Hardening | 174204.55 | 0 | 0 | 0 | 0 | 0 | 0 | 0 | 0 | 0 | 0 |  | 0
Lateral Hardening-Fuse-93162012 | Lateral Hardening | 58655.15 | 0 | 0 | 0 | 0 | 0 | 0 | 0 | 0 | 0 | 0 |  | 0
Lateral Hardening-Fuse-93162023 | Lateral Hardening | 119476.68 | 0 | 0 | 0 | 0 | 2023 | 0 | 0 | 0 | 0 | 0 |  | 2029 | 2029
Lateral Hardening-Fuse-93162157 | Lateral Hardening | 153990.96 | 0 | 0 | 0 | 0 | 0 | 0 | 0 | 0 | 0 | 0 |  | 0
Lateral Hardening-Fuse-93162161 | Lateral Hardening | 193278.4 | 0 | 0 | 0 | 0 | 0 | 0 | 0 | 0 | 0 | 0 |  | 0
Lateral Hardening-Fuse-93162176 | Lateral Hardening | 50000 | 0 | 0 | 0 | 0 | 0 | 0 | 0 | 0 | 0 | 0 |  | 0
Lateral Hardening-Fuse-93162492 | Lateral Hardening | 50000 | 0 | 0 | 0 | 0 | 0 | 0 | 0 | 0 | 0 | 0 |  | 0
Lateral Hardening-Fuse-93162535 | Lateral Hardening | 50000 | 0 | 0 | 0 | 0 | 0 | 0 | 0 | 0 | 0 | 0 |  | 0
Lateral Hardening-Fuse-93163409 | Lateral Hardening | 111286.88 | 0 | 0 | 0 | 0 | 0 | 0 | 0 | 0 | 0 | 0 |  | 0
Lateral Hardening-Fuse-93163504 | Lateral Hardening | 305165.93 | 0 | 0 | 0 | 0 | 0 | 0 | 0 | 0 | 0 | 0 |  | 0
Lateral Hardening-Fuse-93163746 | Lateral Hardening | 50000 | 0 | 0 | 0 | 0 | 0 | 0 | 0 | 0 | 0 | 0 |  | 0
Lateral Hardening-Fuse-93164126 | Lateral Hardening | 221359.56 | 0 | 0 | 0 | 0 | 2022 | 0 | 0 | 0 | 0 | 0 |  | 2021 | 2021
Lateral Hardening-Fuse-93164289 | Lateral Hardening | 50000 | 0 | 0 | 0 | 0 | 0 | 0 | 0 | 0 | 0 | 0 |  | 0
Lateral Hardening-Fuse-93164446 | Lateral Hardening | 152181.57 | 0 | 0 | 0 | 0 | 0 | 0 | 0 | 0 | 0 | 0 |  | 0
Lateral Hardening-Fuse-93165190 | Lateral Hardening | 214935.6 | 0 | 0 | 0 | 0 | 0 | 0 | 0 | 0 | 0 | 0 |  | 0
Lateral Hardening-Fuse-93165326 | Lateral Hardening | 84801.69 | 0 | 0 | 0 | 0 | 2027 | 0 | 0 | 0 | 0 | 0 |  | 2025 | 2025
Lateral Hardening-Fuse-93165350 | Lateral Hardening | 494405.03 | 0 | 0 | 0 | 0 | 0 | 0 | 0 | 0 | 0 | 0 |  | 0
Lateral Hardening-Fuse-93165360 | Lateral Hardening | 171470.34 | 0 | 0 | 0 | 0 | 0 | 0 | 0 | 0 | 0 | 0 |  | 0
Lateral Hardening-Fuse-93165366 | Lateral Hardening | 289862.44 | 0 | 0 | 0 | 0 | 0 | 0 | 0 | 0 | 0 | 0 |  | 0
Lateral Hardening-Fuse-93165369 | Lateral Hardening | 152261.06 | 0 | 0 | 0 | 0 | 0 | 0 | 0 | 0 | 0 | 0 |  | 0
Lateral Hardening-Fuse-93165371 | Lateral Hardening | 187994.31 | 0 | 0 | 0 | 0 | 0 | 0 | 0 | 0 | 0 | 0 |  | 0
Lateral Hardening-Fuse-93165372 | Lateral Hardening | 336020.44 | 0 | 0 | 0 | 0 | 0 | 0 | 0 | 0 | 0 | 0 |  | 0
Lateral Hardening-Fuse-93165377 | Lateral Hardening | 79243.81 | 0 | 0 | 0 | 0 | 0 | 0 | 0 | 0 | 0 | 0 |  | 0
Lateral Hardening-Fuse-93165379 | Lateral Hardening | 117562.88 | 0 | 0 | 0 | 0 | 0 | 0 | 0 | 0 | 0 | 0 |  | 0
Lateral Hardening-Fuse-93168079 | Lateral Hardening | 50000 | 0 | 0 | 0 | 0 | 0 | 0 | 0 | 0 | 0 | 0 |  | 0
Lateral Hardening-Fuse-93168582 | Lateral Hardening | 337772.14 | 0 | 0 | 0 | 0 | 0 | 0 | 0 | 0 | 0 | 0 |  | 0
Lateral Hardening-Fuse-93168837 | Lateral Hardening | 562558.13 | 0 | 0 | 0 | 0 | 0 | 0 | 0 | 0 | 0 | 0 |  | 0
Lateral Hardening-Fuse-93169121 | Lateral Hardening | 87922 | 0 | 0 | 0 | 0 | 0 | 0 | 0 | 0 | 0 | 0 |  | 0
Lateral Hardening-Fuse-93172617 | Lateral Hardening | 50000 | 0 | 0 | 0 | 0 | 0 | 0 | 0 | 0 | 0 | 0 |  | 0
Lateral Hardening-Fuse-93172618 | Lateral Hardening | 50000 | 0 | 0 | 0 | 0 | 0 | 0 | 0 | 0 | 0 | 0 |  | 0
Lateral Hardening-Fuse-93172620 | Lateral Hardening | 50000 | 0 | 0 | 0 | 0 | 0 | 0 | 0 | 0 | 0 | 0 |  | 0
Lateral Hardening-Fuse-93172625 | Lateral Hardening | 164196.93 | 0 | 0 | 0 | 0 | 2027 | 0 | 0 | 0 | 0 | 0 |  | 2026 | 2026
Lateral Hardening-Fuse-93172680 | Lateral Hardening | 87333 | 0 | 0 | 0 | 0 | 0 | 0 | 0 | 0 | 0 | 0 |  | 0
Lateral Hardening-Fuse-93172835 | Lateral Hardening | 295334.69 | 0 | 0 | 0 | 0 | 2027 | 0 | 0 | 0 | 0 | 0 |  | 0 | 0
Lateral Hardening-Fuse-93173240 | Lateral Hardening | 50000 | 0 | 0 | 0 | 0 | 0 | 0 | 0 | 0 | 0 | 0 |  | 0
Lateral Hardening-Fuse-93173488 | Lateral Hardening | 52631.73 | 0 | 0 | 0 | 0 | 0 | 0 | 0 | 0 | 0 | 0 |  | 0
Lateral Hardening-Fuse-93174576 | Lateral Hardening | 50000 | 0 | 0 | 0 | 0 | 0 | 0 | 0 | 0 | 0 | 0 |  | 0
Lateral Hardening-Fuse-93175499 | Lateral Hardening | 82856.6 | 0 | 0 | 0 | 0 | 0 | 0 | 0 | 0 | 0 | 0 |  | 0
Lateral Hardening-Fuse-93175508 | Lateral Hardening | 341513.24 | 0 | 0 | 0 | 0 | 0 | 0 | 0 | 0 | 0 | 0 |  | 0
Lateral Hardening-Fuse-93175666 | Lateral Hardening | 78526.88 | 0 | 0 | 0 | 0 | 0 | 0 | 0 | 0 | 0 | 0 |  | 0
Lateral Hardening-Fuse-93176384 | Lateral Hardening | 57632.97 | 0 | 0 | 0 | 0 | 0 | 0 | 0 | 0 | 0 | 0 |  | 0
Lateral Hardening-Fuse-93176460 | Lateral Hardening | 1121834.43 | 0 | 0 | 0 | 0 | 2025 | 0 | 0 | 0 | 0 | 0 |  | 2024 | 2024
Lateral Hardening-Fuse-93176487 | Lateral Hardening | 430869.71 | 0 | 0 | 0 | 0 | 0 | 0 | 0 | 0 | 0 | 0 |  | 0
Lateral Hardening-Fuse-93177178 | Lateral Hardening | 80942.35 | 0 | 0 | 0 | 0 | 0 | 0 | 0 | 0 | 0 | 0 |  | 0
Lateral Hardening-Fuse-93177466 | Lateral Hardening | 54956.25 | 0 | 0 | 0 | 0 | 0 | 0 | 0 | 0 | 0 | 0 |  | 0
Lateral Hardening-Fuse-93177909 | Lateral Hardening | 50000 | 0 | 0 | 0 | 0 | 2023 | 0 | 0 | 0 | 0 | 0 |  | 2029 | 2029
Lateral Hardening-Fuse-93177927 | Lateral Hardening | 185007.43 | 0 | 0 | 0 | 0 | 2029 | 0 | 0 | 0 | 0 | 0 |  | 2029
Lateral Hardening-Fuse-93178443 | Lateral Hardening | 104424.24 | 0 | 0 | 0 | 0 | 0 | 0 | 0 | 0 | 0 | 0 |  | 0
Lateral Hardening-Fuse-93178463 | Lateral Hardening | 69391.49 | 0 | 0 | 0 | 0 | 0 | 0 | 0 | 0 | 0 | 0 |  | 0
Lateral Hardening-Fuse-93178464 | Lateral Hardening | 50000 | 0 | 0 | 0 | 0 | 0 | 0 | 0 | 0 | 0 | 0 |  | 0
Lateral Hardening-Fuse-93178520 | Lateral Hardening | 50000 | 0 | 0 | 0 | 0 | 0 | 0 | 0 | 0 | 0 | 0 |  | 0
Lateral Hardening-Fuse-93178526 | Lateral Hardening | 50000 | 0 | 0 | 0 | 0 | 0 | 0 | 0 | 0 | 0 | 0 |  | 0
Lateral Hardening-Fuse-93179357 | Lateral Hardening | 53376.51 | 0 | 0 | 0 | 0 | 0 | 0 | 0 | 0 | 0 | 0 |  | 0
Lateral Hardening-Fuse-93179555 | Lateral Hardening | 50000 | 0 | 0 | 0 | 0 | 0 | 0 | 0 | 0 | 0 | 0 |  | 0
Lateral Hardening-Fuse-93179708 | Lateral Hardening | 84181.28 | 0 | 0 | 0 | 0 | 0 | 0 | 0 | 0 | 0 | 0 |  | 0
Lateral Hardening-Fuse-93181116 | Lateral Hardening | 634149.64 | 0 | 0 | 0 | 0 | 0 | 0 | 0 | 0 | 0 | 0 |  | 0
Lateral Hardening-Fuse-93183012 | Lateral Hardening | 180301.17 | 0 | 0 | 0 | 0 | 0 | 0 | 0 | 0 | 0 | 0 |  | 0
Lateral Hardening-Fuse-93183331 | Lateral Hardening | 142921.45 | 0 | 0 | 0 | 0 | 0 | 0 | 0 | 0 | 0 | 0 |  | 0
Lateral Hardening-Fuse-93183846 | Lateral Hardening | 51094.21 | 0 | 0 | 0 | 0 | 0 | 0 | 0 | 0 | 0 | 0 |  | 0
Lateral Hardening-Fuse-93184145 | Lateral Hardening | 546345.11 | 0 | 0 | 0 | 0 | 0 | 0 | 0 | 0 | 0 | 0 |  | 0
Lateral Hardening-Fuse-93185693 | Lateral Hardening | 155140.69 | 0 | 0 | 0 | 0 | 0 | 0 | 0 | 0 | 0 | 0 |  | 0
Lateral Hardening-Fuse-93185703 | Lateral Hardening | 52096.57 | 0 | 0 | 0 | 0 | 2021 | 0 | 0 | 0 | 0 | 0 |  | 0 | 0
Lateral Hardening-Fuse-93185906 | Lateral Hardening | 222179.52 | 0 | 0 | 0 | 0 | 0 | 0 | 0 | 0 | 0 | 0 |  | 0
Lateral Hardening-Fuse-93187665 | Lateral Hardening | 50349.43 | 0 | 0 | 0 | 0 | 0 | 0 | 0 | 0 | 0 | 0 |  | 0
Lateral Hardening-Fuse-93188445 | Lateral Hardening | 88216.5 | 0 | 0 | 0 | 0 | 0 | 0 | 0 | 0 | 0 | 0 |  | 0
Lateral Hardening-Fuse-93188519 | Lateral Hardening | 638653.65 | 0 | 0 | 0 | 0 | 2021 | 0 | 0 | 0 | 0 | 0 |  | 2021
Lateral Hardening-Fuse-93190537 | Lateral Hardening | 539635.66 | 0 | 0 | 0 | 0 | 0 | 0 | 0 | 0 | 0 | 0 |  | 0
Lateral Hardening-Fuse-93190539 | Lateral Hardening | 484485.53 | 0 | 0 | 0 | 0 | 0 | 0 | 0 | 0 | 0 | 0 |  | 0
Lateral Hardening-Fuse-93192936 | Lateral Hardening | 105371.54 | 0 | 0 | 0 | 0 | 0 | 0 | 0 | 0 | 0 | 0 |  | 0
Lateral Hardening-Fuse-93192937 | Lateral Hardening | 50000 | 0 | 0 | 0 | 0 | 0 | 0 | 0 | 0 | 0 | 0 |  | 0
Lateral Hardening-Fuse-93192938 | Lateral Hardening | 50000 | 0 | 0 | 0 | 0 | 0 | 0 | 0 | 0 | 0 | 0 |  | 0
Lateral Hardening-Fuse-93192939 | Lateral Hardening | 138679.18 | 0 | 0 | 0 | 0 | 0 | 0 | 0 | 0 | 0 | 0 |  | 0
Lateral Hardening-Fuse-93194230 | Lateral Hardening | 79074.93 | 0 | 0 | 0 | 0 | 0 | 0 | 0 | 0 | 0 | 0 |  | 0
Lateral Hardening-Fuse-93194359 | Lateral Hardening | 124886.98 | 0 | 0 | 0 | 0 | 0 | 0 | 0 | 0 | 0 | 0 |  | 0
Lateral Hardening-Fuse-93194360 | Lateral Hardening | 103815.38 | 0 | 0 | 0 | 0 | 0 | 0 | 0 | 0 | 0 | 0 |  | 0
Lateral Hardening-Fuse-93198411 | Lateral Hardening | 50000 | 0 | 0 | 0 | 0 | 0 | 0 | 0 | 0 | 0 | 0 |  | 0
Lateral Hardening-Fuse-93198412 | Lateral Hardening | 50000 | 0 | 0 | 0 | 0 | 0 | 0 | 0 | 0 | 0 | 0 |  | 0
Lateral Hardening-Fuse-93198534 | Lateral Hardening | 183090.65 | 0 | 0 | 0 | 0 | 2029 | 0 | 0 | 0 | 0 | 0 |  | 2029
Lateral Hardening-Fuse-93198722 | Lateral Hardening | 50000 | 0 | 0 | 0 | 0 | 0 | 0 | 0 | 0 | 0 | 0 |  | 0
Lateral Hardening-Fuse-93200504 | Lateral Hardening | 51309.57 | 0 | 0 | 0 | 0 | 0 | 0 | 0 | 0 | 0 | 0 |  | 0
Lateral Hardening-Fuse-93200638 | Lateral Hardening | 117241.6 | 0 | 0 | 0 | 0 | 2022 | 0 | 0 | 0 | 0 | 0 |  | 2023 | 2023
Lateral Hardening-Fuse-93200737 | Lateral Hardening | 355118.39 | 0 | 0 | 0 | 0 | 0 | 0 | 0 | 0 | 0 | 0 |  | 0
Lateral Hardening-Fuse-93201064 | Lateral Hardening | 59342.71 | 0 | 0 | 0 | 0 | 0 | 0 | 0 | 0 | 0 | 0 |  | 0
Lateral Hardening-Fuse-93201420 | Lateral Hardening | 50000 | 0 | 0 | 0 | 0 | 0 | 0 | 0 | 0 | 0 | 0 |  | 0
Lateral Hardening-Fuse-93201487 | Lateral Hardening | 786196.34 | 0 | 0 | 0 | 0 | 2025 | 0 | 0 | 0 | 0 | 0 |  | 2027 | 2027
Lateral Hardening-Fuse-93201836 | Lateral Hardening | 209094.58 | 0 | 0 | 0 | 0 | 2025 | 0 | 0 | 0 | 0 | 0 |  | 2027 | 2027
Lateral Hardening-Fuse-93202314 | Lateral Hardening | 53240.59 | 0 | 0 | 0 | 0 | 0 | 0 | 0 | 0 | 0 | 0 |  | 0
Lateral Hardening-Fuse-93202315 | Lateral Hardening | 102241.38 | 0 | 0 | 0 | 0 | 0 | 0 | 0 | 0 | 0 | 0 |  | 0
Lateral Hardening-Fuse-93202319 | Lateral Hardening | 92575.1 | 0 | 0 | 0 | 0 | 0 | 0 | 0 | 0 | 0 | 0 |  | 0
Lateral Hardening-Fuse-93202982 | Lateral Hardening | 295381.39 | 0 | 0 | 0 | 0 | 0 | 0 | 0 | 0 | 0 | 0 |  | 0
Lateral Hardening-Fuse-93205824 | Lateral Hardening | 373177.81 | 0 | 0 | 0 | 0 | 0 | 0 | 0 | 0 | 0 | 0 |  | 0
Lateral Hardening-Fuse-93205825 | Lateral Hardening | 50000 | 0 | 0 | 0 | 0 | 0 | 0 | 0 | 0 | 0 | 0 |  | 0
Lateral Hardening-Fuse-93205874 | Lateral Hardening | 79616.53 | 0 | 0 | 0 | 0 | 0 | 0 | 0 | 0 | 0 | 0 |  | 0
Lateral Hardening-Fuse-93205926 | Lateral Hardening | 260039.55 | 0 | 0 | 0 | 0 | 0 | 0 | 0 | 0 | 0 | 0 |  | 0
Lateral Hardening-Fuse-93205980 | Lateral Hardening | 126267.84 | 0 | 0 | 0 | 0 | 0 | 0 | 0 | 0 | 0 | 0 |  | 0
Lateral Hardening-Fuse-93206109 | Lateral Hardening | 155912.69 | 0 | 0 | 0 | 0 | 0 | 0 | 0 | 0 | 0 | 0 |  | 0
Lateral Hardening-Fuse-93206113 | Lateral Hardening | 163892.87 | 0 | 0 | 0 | 0 | 0 | 0 | 0 | 0 | 0 | 0 |  | 0
Lateral Hardening-Fuse-93206380 | Lateral Hardening | 50000 | 0 | 0 | 0 | 0 | 0 | 0 | 0 | 0 | 0 | 0 |  | 0
Lateral Hardening-Fuse-93206396 | Lateral Hardening | 50000 | 0 | 0 | 0 | 0 | 0 | 0 | 0 | 0 | 0 | 0 |  | 0
Lateral Hardening-Fuse-93206516 | Lateral Hardening | 183521.39 | 0 | 0 | 0 | 0 | 0 | 0 | 0 | 0 | 0 | 0 |  | 0
Lateral Hardening-Fuse-93206517 | Lateral Hardening | 105011.62 | 0 | 0 | 0 | 0 | 0 | 0 | 0 | 0 | 0 | 0 |  | 0
Lateral Hardening-Fuse-93207022 | Lateral Hardening | 157943.15 | 0 | 0 | 0 | 0 | 0 | 0 | 0 | 0 | 0 | 0 |  | 0
Lateral Hardening-Fuse-93207025 | Lateral Hardening | 144064.73 | 0 | 0 | 0 | 0 | 0 | 0 | 0 | 0 | 0 | 0 |  | 0
Lateral Hardening-Fuse-93207523 | Lateral Hardening | 51188.65 | 0 | 0 | 0 | 0 | 0 | 0 | 0 | 0 | 0 | 0 |  | 0
Lateral Hardening-Fuse-93207524 | Lateral Hardening | 53953.89 | 0 | 0 | 0 | 0 | 0 | 0 | 0 | 0 | 0 | 0 |  | 0
Lateral Hardening-Fuse-93207593 | Lateral Hardening | 106806.72 | 0 | 0 | 0 | 0 | 0 | 0 | 0 | 0 | 0 | 0 |  | 0
Lateral Hardening-Fuse-93207775 | Lateral Hardening | 131853.39 | 0 | 0 | 0 | 0 | 0 | 0 | 0 | 0 | 0 | 0 |  | 0
Lateral Hardening-Fuse-93207835 | Lateral Hardening | 65670.19 | 0 | 0 | 0 | 0 | 0 | 0 | 0 | 0 | 0 | 0 |  | 0
Lateral Hardening-Fuse-93207836 | Lateral Hardening | 59399.93 | 0 | 0 | 0 | 0 | 0 | 0 | 0 | 0 | 0 | 0 |  | 0
Lateral Hardening-Fuse-93207839 | Lateral Hardening | 50349.43 | 0 | 0 | 0 | 0 | 0 | 0 | 0 | 0 | 0 | 0 |  | 0
Lateral Hardening-Fuse-93207905 | Lateral Hardening | 106045.46 | 0 | 0 | 0 | 0 | 0 | 0 | 0 | 0 | 0 | 0 |  | 0
Lateral Hardening-Fuse-93207907 | Lateral Hardening | 55480.67 | 0 | 0 | 0 | 0 | 0 | 0 | 0 | 0 | 0 | 0 |  | 0
Lateral Hardening-Fuse-93207908 | Lateral Hardening | 70366.45 | 0 | 0 | 0 | 0 | 0 | 0 | 0 | 0 | 0 | 0 |  | 0
Lateral Hardening-Fuse-93207910 | Lateral Hardening | 53209.11 | 0 | 0 | 0 | 0 | 0 | 0 | 0 | 0 | 0 | 0 |  | 0
Lateral Hardening-Fuse-93207948 | Lateral Hardening | 57154.85 | 0 | 0 | 0 | 0 | 0 | 0 | 0 | 0 | 0 | 0 |  | 0
Lateral Hardening-Fuse-93207949 | Lateral Hardening | 50506.83 | 0 | 0 | 0 | 0 | 0 | 0 | 0 | 0 | 0 | 0 |  | 0
Lateral Hardening-Fuse-93207951 | Lateral Hardening | 101475.86 | 0 | 0 | 0 | 0 | 0 | 0 | 0 | 0 | 0 | 0 |  | 0
Lateral Hardening-Fuse-93207952 | Lateral Hardening | 93773.26 | 0 | 0 | 0 | 0 | 0 | 0 | 0 | 0 | 0 | 0 |  | 0
Lateral Hardening-Fuse-93208282 | Lateral Hardening | 50000 | 0 | 0 | 0 | 0 | 0 | 0 | 0 | 0 | 0 | 0 |  | 0
Lateral Hardening-Fuse-93208283 | Lateral Hardening | 51823.99 | 0 | 0 | 0 | 0 | 0 | 0 | 0 | 0 | 0 | 0 |  | 0
Lateral Hardening-Fuse-93208729 | Lateral Hardening | 86899.88 | 0 | 0 | 0 | 0 | 0 | 0 | 0 | 0 | 0 | 0 |  | 0
Lateral Hardening-Fuse-93209671 | Lateral Hardening | 50000 | 0 | 0 | 0 | 0 | 0 | 0 | 0 | 0 | 0 | 0 |  | 0
Lateral Hardening-Fuse-93210204 | Lateral Hardening | 63067.35 | 0 | 0 | 0 | 0 | 0 | 0 | 0 | 0 | 0 | 0 |  | 0
Lateral Hardening-Fuse-93210566 | Lateral Hardening | 96748.12 | 0 | 0 | 0 | 0 | 0 | 0 | 0 | 0 | 0 | 0 |  | 0
Lateral Hardening-Fuse-93210724 | Lateral Hardening | 50000 | 0 | 0 | 0 | 0 | 0 | 0 | 0 | 0 | 0 | 0 |  | 0
Lateral Hardening-Fuse-93210725 | Lateral Hardening | 50000 | 0 | 0 | 0 | 0 | 0 | 0 | 0 | 0 | 0 | 0 |  | 0
Lateral Hardening-Fuse-93210726 | Lateral Hardening | 518573.71 | 0 | 0 | 0 | 0 | 2025 | 0 | 0 | 0 | 0 | 0 |  | 2027 | 2027
Lateral Hardening-Fuse-93210949 | Lateral Hardening | 50000 | 0 | 0 | 0 | 0 | 0 | 0 | 0 | 0 | 0 | 0 |  | 0
Lateral Hardening-Fuse-93211130 | Lateral Hardening | 54373.87 | 0 | 0 | 0 | 0 | 0 | 0 | 0 | 0 | 0 | 0 |  | 0
Lateral Hardening-Fuse-93211136 | Lateral Hardening | 58030.55 | 0 | 0 | 0 | 0 | 0 | 0 | 0 | 0 | 0 | 0 |  | 0
Lateral Hardening-Fuse-93211141 | Lateral Hardening | 51771.03 | 0 | 0 | 0 | 0 | 0 | 0 | 0 | 0 | 0 | 0 |  | 0
Lateral Hardening-Fuse-93211142 | Lateral Hardening | 50000 | 0 | 0 | 0 | 0 | 0 | 0 | 0 | 0 | 0 | 0 |  | 0
Lateral Hardening-Fuse-93211265 | Lateral Hardening | 318080 | 0 | 0 | 0 | 0 | 0 | 0 | 0 | 0 | 0 | 0 |  | 0
Lateral Hardening-Fuse-93211280 | Lateral Hardening | 166286.14 | 0 | 0 | 0 | 0 | 0 | 0 | 0 | 0 | 0 | 0 |  | 0
Lateral Hardening-Fuse-93211315 | Lateral Hardening | 64053.97 | 0 | 0 | 0 | 0 | 0 | 0 | 0 | 0 | 0 | 0 |  | 0
Lateral Hardening-Fuse-93211678 | Lateral Hardening | 92359.49 | 0 | 0 | 0 | 0 | 0 | 0 | 0 | 0 | 0 | 0 |  | 0
Lateral Hardening-Fuse-93211684 | Lateral Hardening | 97246.61 | 0 | 0 | 0 | 0 | 0 | 0 | 0 | 0 | 0 | 0 |  | 0
Lateral Hardening-Fuse-93211894 | Lateral Hardening | 413772.85 | 0 | 0 | 0 | 0 | 0 | 0 | 0 | 0 | 0 | 0 |  | 0
Lateral Hardening-Fuse-93211895 | Lateral Hardening | 238300.29 | 0 | 0 | 0 | 0 | 0 | 0 | 0 | 0 | 0 | 0 |  | 0
Lateral Hardening-Fuse-93211919 | Lateral Hardening | 103936.3 | 0 | 0 | 0 | 0 | 0 | 0 | 0 | 0 | 0 | 0 |  | 0
Lateral Hardening-Fuse-93211969 | Lateral Hardening | 50000 | 0 | 0 | 0 | 0 | 0 | 0 | 0 | 0 | 0 | 0 |  | 0
Lateral Hardening-Fuse-93212157 | Lateral Hardening | 185751.52 | 0 | 0 | 0 | 0 | 2025 | 0 | 0 | 0 | 0 | 0 |  | 2025
Lateral Hardening-Fuse-93212457 | Lateral Hardening | 50000 | 0 | 0 | 0 | 0 | 0 | 0 | 0 | 0 | 0 | 0 |  | 0
Lateral Hardening-Fuse-93212863 | Lateral Hardening | 234367.76 | 0 | 0 | 0 | 0 | 0 | 0 | 0 | 0 | 0 | 0 |  | 0
Lateral Hardening-Fuse-93212864 | Lateral Hardening | 51036.99 | 0 | 0 | 0 | 0 | 0 | 0 | 0 | 0 | 0 | 0 |  | 0
Lateral Hardening-Fuse-93212865 | Lateral Hardening | 56960.23 | 0 | 0 | 0 | 0 | 0 | 0 | 0 | 0 | 0 | 0 |  | 0
Lateral Hardening-Fuse-93212866 | Lateral Hardening | 54625.71 | 0 | 0 | 0 | 0 | 0 | 0 | 0 | 0 | 0 | 0 |  | 0
Lateral Hardening-Fuse-93213087 | Lateral Hardening | 82679.9 | 0 | 0 | 0 | 0 | 0 | 0 | 0 | 0 | 0 | 0 |  | 0
Lateral Hardening-Fuse-93213213 | Lateral Hardening | 149632.36 | 0 | 0 | 0 | 0 | 0 | 0 | 0 | 0 | 0 | 0 |  | 0
Lateral Hardening-Fuse-93214962 | Lateral Hardening | 56902.27 | 0 | 0 | 0 | 0 | 2025 | 0 | 0 | 0 | 0 | 0 |  | 0 | 0
Lateral Hardening-Fuse-93214963 | Lateral Hardening | 107435.58 | 0 | 0 | 0 | 0 | 0 | 0 | 0 | 0 | 0 | 0 |  | 0
Lateral Hardening-Fuse-93214964 | Lateral Hardening | 52374.89 | 0 | 0 | 0 | 0 | 0 | 0 | 0 | 0 | 0 | 0 |  | 0
Lateral Hardening-Fuse-93215014 | Lateral Hardening | 54961.25 | 0 | 0 | 0 | 0 | 0 | 0 | 0 | 0 | 0 | 0 |  | 0
Lateral Hardening-Fuse-93215104 | Lateral Hardening | 751172.63 | 0 | 0 | 0 | 0 | 2023 | 0 | 0 | 0 | 0 | 0 |  | 0 | 0
Lateral Hardening-Fuse-93215269 | Lateral Hardening | 95662.06 | 0 | 0 | 0 | 0 | 0 | 0 | 0 | 0 | 0 | 0 |  | 0
Lateral Hardening-Fuse-93215345 | Lateral Hardening | 154904.59 | 0 | 0 | 0 | 0 | 0 | 0 | 0 | 0 | 0 | 0 |  | 0
Lateral Hardening-Fuse-93215479 | Lateral Hardening | 59006.43 | 0 | 0 | 0 | 0 | 0 | 0 | 0 | 0 | 0 | 0 |  | 0
Lateral Hardening-Fuse-93215671 | Lateral Hardening | 104555.16 | 0 | 0 | 0 | 0 | 0 | 0 | 0 | 0 | 0 | 0 |  | 0
Lateral Hardening-Fuse-93215705 | Lateral Hardening | 112215.54 | 0 | 0 | 0 | 0 | 2025 | 0 | 0 | 0 | 0 | 0 |  | 2027 | 2027
Lateral Hardening-Fuse-93215850 | Lateral Hardening | 50000 | 0 | 0 | 0 | 0 | 0 | 0 | 0 | 0 | 0 | 0 |  | 0
Lateral Hardening-Fuse-93215852 | Lateral Hardening | 57332.99 | 0 | 0 | 0 | 0 | 0 | 0 | 0 | 0 | 0 | 0 |  | 0
Lateral Hardening-Fuse-93215910 | Lateral Hardening | 119214.84 | 0 | 0 | 0 | 0 | 0 | 0 | 0 | 0 | 0 | 0 |  | 0
Lateral Hardening-Fuse-93215922 | Lateral Hardening | 108962.36 | 0 | 0 | 0 | 0 | 0 | 0 | 0 | 0 | 0 | 0 |  | 0
Lateral Hardening-Fuse-93216020 | Lateral Hardening | 50000 | 0 | 0 | 0 | 0 | 0 | 0 | 0 | 0 | 0 | 0 |  | 0
Lateral Hardening-Fuse-93216022 | Lateral Hardening | 55858.43 | 0 | 0 | 0 | 0 | 0 | 0 | 0 | 0 | 0 | 0 |  | 0
Lateral Hardening-Fuse-93216185 | Lateral Hardening | 50000 | 0 | 0 | 0 | 0 | 0 | 0 | 0 | 0 | 0 | 0 |  | 0
Lateral Hardening-Fuse-93216186 | Lateral Hardening | 104791.26 | 0 | 0 | 0 | 0 | 0 | 0 | 0 | 0 | 0 | 0 |  | 0
Lateral Hardening-Fuse-93216187 | Lateral Hardening | 50000 | 0 | 0 | 0 | 0 | 0 | 0 | 0 | 0 | 0 | 0 |  | 0
Lateral Hardening-Fuse-93216410 | Lateral Hardening | 53355.77 | 0 | 0 | 0 | 0 | 0 | 0 | 0 | 0 | 0 | 0 |  | 0
Lateral Hardening-Fuse-93216414 | Lateral Hardening | 58424.05 | 0 | 0 | 0 | 0 | 0 | 0 | 0 | 0 | 0 | 0 |  | 0
Lateral Hardening-Fuse-93216551 | Lateral Hardening | 102897.46 | 0 | 0 | 0 | 0 | 0 | 0 | 0 | 0 | 0 | 0 |  | 0
Lateral Hardening-Fuse-93216552 | Lateral Hardening | 107477.8 | 0 | 0 | 0 | 0 | 0 | 0 | 0 | 0 | 0 | 0 |  | 0
Lateral Hardening-Fuse-93217018 | Lateral Hardening | 60480.99 | 0 | 0 | 0 | 0 | 0 | 0 | 0 | 0 | 0 | 0 |  | 0
Lateral Hardening-Fuse-93217020 | Lateral Hardening | 60140.45 | 0 | 0 | 0 | 0 | 0 | 0 | 0 | 0 | 0 | 0 |  | 0
Lateral Hardening-Fuse-93217021 | Lateral Hardening | 64263.59 | 0 | 0 | 0 | 0 | 0 | 0 | 0 | 0 | 0 | 0 |  | 0
Lateral Hardening-Fuse-93217022 | Lateral Hardening | 262252.57 | 0 | 0 | 0 | 0 | 0 | 0 | 0 | 0 | 0 | 0 |  | 0
Lateral Hardening-Fuse-93217400 | Lateral Hardening | 177816.58 | 0 | 0 | 0 | 0 | 0 | 0 | 0 | 0 | 0 | 0 |  | 0
Lateral Hardening-Fuse-93217495 | Lateral Hardening | 190291.07 | 0 | 0 | 0 | 0 | 0 | 0 | 0 | 0 | 0 | 0 |  | 0
Lateral Hardening-Fuse-93217509 | Lateral Hardening | 50000 | 0 | 0 | 0 | 0 | 0 | 0 | 0 | 0 | 0 | 0 |  | 0
Lateral Hardening-Fuse-93217510 | Lateral Hardening | 160582.47 | 0 | 0 | 0 | 0 | 0 | 0 | 0 | 0 | 0 | 0 |  | 0
Lateral Hardening-Fuse-93217623 | Lateral Hardening | 103081.34 | 0 | 0 | 0 | 0 | 0 | 0 | 0 | 0 | 0 | 0 |  | 0
Lateral Hardening-Fuse-93217693 | Lateral Hardening | 99502.62 | 0 | 0 | 0 | 0 | 0 | 0 | 0 | 0 | 0 | 0 |  | 0
Lateral Hardening-Fuse-93217809 | Lateral Hardening | 155996.39 | 0 | 0 | 0 | 0 | 0 | 0 | 0 | 0 | 0 | 0 |  | 0
Lateral Hardening-Fuse-93217810 | Lateral Hardening | 100756.82 | 0 | 0 | 0 | 0 | 0 | 0 | 0 | 0 | 0 | 0 |  | 0
Lateral Hardening-Fuse-93217813 | Lateral Hardening | 57931.11 | 0 | 0 | 0 | 0 | 0 | 0 | 0 | 0 | 0 | 0 |  | 0
Lateral Hardening-Fuse-93217883 | Lateral Hardening | 246702.15 | 0 | 0 | 0 | 0 | 0 | 0 | 0 | 0 | 0 | 0 |  | 0
Lateral Hardening-Fuse-93217946 | Lateral Hardening | 59747.13 | 0 | 0 | 0 | 0 | 0 | 0 | 0 | 0 | 0 | 0 |  | 0
Lateral Hardening-Fuse-93218005 | Lateral Hardening | 69285.57 | 0 | 0 | 0 | 0 | 0 | 0 | 0 | 0 | 0 | 0 |  | 0
Lateral Hardening-Fuse-93218070 | Lateral Hardening | 105656.96 | 0 | 0 | 0 | 0 | 2025 | 0 | 0 | 0 | 0 | 0 |  | 2027 | 2027
Lateral Hardening-Fuse-93218478 | Lateral Hardening | 219877.22 | 0 | 0 | 0 | 0 | 0 | 0 | 0 | 0 | 0 | 0 |  | 0
Lateral Hardening-Fuse-93218771 | Lateral Hardening | 430357.49 | 0 | 0 | 0 | 0 | 0 | 0 | 0 | 0 | 0 | 0 |  | 0
Lateral Hardening-Fuse-93219142 | Lateral Hardening | 193601.78 | 0 | 0 | 0 | 0 | 2028 | 0 | 0 | 0 | 0 | 0 |  | 2028
Lateral Hardening-Fuse-93219693 | Lateral Hardening | 50000 | 0 | 0 | 0 | 0 | 0 | 0 | 0 | 0 | 0 | 0 |  | 0
Lateral Hardening-Fuse-93219694 | Lateral Hardening | 51482.71 | 0 | 0 | 0 | 0 | 0 | 0 | 0 | 0 | 0 | 0 |  | 0
Lateral Hardening-Fuse-93219695 | Lateral Hardening | 109943.98 | 0 | 0 | 0 | 0 | 0 | 0 | 0 | 0 | 0 | 0 |  | 0
Lateral Hardening-Fuse-93220007 | Lateral Hardening | 50511.83 | 0 | 0 | 0 | 0 | 0 | 0 | 0 | 0 | 0 | 0 |  | 0
Lateral Hardening-Fuse-93220008 | Lateral Hardening | 57453.91 | 0 | 0 | 0 | 0 | 0 | 0 | 0 | 0 | 0 | 0 |  | 0
Lateral Hardening-Fuse-93220009 | Lateral Hardening | 728120.17 | 0 | 0 | 0 | 0 | 0 | 0 | 0 | 0 | 0 | 0 |  | 0
Lateral Hardening-Fuse-93220243 | Lateral Hardening | 109492.52 | 0 | 0 | 0 | 0 | 0 | 0 | 0 | 0 | 0 | 0 |  | 0
Lateral Hardening-Fuse-93220244 | Lateral Hardening | 156804.13 | 0 | 0 | 0 | 0 | 0 | 0 | 0 | 0 | 0 | 0 |  | 0
Lateral Hardening-Fuse-93220245 | Lateral Hardening | 57332.99 | 0 | 0 | 0 | 0 | 0 | 0 | 0 | 0 | 0 | 0 |  | 0
Lateral Hardening-Fuse-93220246 | Lateral Hardening | 50000 | 0 | 0 | 0 | 0 | 0 | 0 | 0 | 0 | 0 | 0 |  | 0
Lateral Hardening-Fuse-93220396 | Lateral Hardening | 58875.51 | 0 | 0 | 0 | 0 | 0 | 0 | 0 | 0 | 0 | 0 |  | 0
Lateral Hardening-Fuse-93220431 | Lateral Hardening | 144130.22 | 0 | 0 | 0 | 0 | 0 | 0 | 0 | 0 | 0 | 0 |  | 0
Lateral Hardening-Fuse-93220435 | Lateral Hardening | 50000 | 0 | 0 | 0 | 0 | 0 | 0 | 0 | 0 | 0 | 0 |  | 0
Lateral Hardening-Fuse-93220438 | Lateral Hardening | 53890.93 | 0 | 0 | 0 | 0 | 2028 | 0 | 0 | 0 | 0 | 0 |  | 2028
Lateral Hardening-Fuse-93220639 | Lateral Hardening | 50000 | 0 | 0 | 0 | 0 | 0 | 0 | 0 | 0 | 0 | 0 |  | 0
Lateral Hardening-Fuse-93220667 | Lateral Hardening | 62191.65 | 0 | 0 | 0 | 0 | 0 | 0 | 0 | 0 | 0 | 0 |  | 0
Lateral Hardening-Fuse-93220732 | Lateral Hardening | 50000 | 0 | 0 | 0 | 0 | 2028 | 0 | 0 | 0 | 0 | 0 |  | 2028
Lateral Hardening-Fuse-93220733 | Lateral Hardening | 155843.99 | 0 | 0 | 0 | 0 | 0 | 0 | 0 | 0 | 0 | 0 |  | 0
Lateral Hardening-Fuse-93222055 | Lateral Hardening | 54887.55 | 0 | 0 | 0 | 0 | 0 | 0 | 0 | 0 | 0 | 0 |  | 0
Lateral Hardening-Fuse-93222227 | Lateral Hardening | 50000 | 0 | 0 | 0 | 0 | 0 | 0 | 0 | 0 | 0 | 0 |  | 0
Lateral Hardening-Fuse-93222229 | Lateral Hardening | 98327.12 | 0 | 0 | 0 | 0 | 0 | 0 | 0 | 0 | 0 | 0 |  | 0
Lateral Hardening-Fuse-93223134 | Lateral Hardening | 50000 | 0 | 0 | 0 | 0 | 0 | 0 | 0 | 0 | 0 | 0 |  | 0
Lateral Hardening-Fuse-93223135 | Lateral Hardening | 374657.42 | 0 | 0 | 0 | 0 | 0 | 0 | 0 | 0 | 0 | 0 |  | 0
Lateral Hardening-Fuse-93223317 | Lateral Hardening | 102136.2 | 0 | 0 | 0 | 0 | 0 | 0 | 0 | 0 | 0 | 0 |  | 0
Lateral Hardening-Fuse-93223447 | Lateral Hardening | 123156.32 | 0 | 0 | 0 | 0 | 0 | 0 | 0 | 0 | 0 | 0 |  | 0
Lateral Hardening-Fuse-93223549 | Lateral Hardening | 220706.44 | 0 | 0 | 0 | 0 | 2028 | 0 | 0 | 0 | 0 | 0 |  | 2028
Lateral Hardening-Fuse-93223566 | Lateral Hardening | 368721.69 | 0 | 0 | 0 | 0 | 2028 | 0 | 0 | 0 | 0 | 0 |  | 2028
Lateral Hardening-Fuse-93223810 | Lateral Hardening | 225723.24 | 0 | 0 | 0 | 0 | 0 | 0 | 0 | 0 | 0 | 0 |  | 0
Lateral Hardening-Fuse-93223825 | Lateral Hardening | 139548.14 | 0 | 0 | 0 | 0 | 0 | 0 | 0 | 0 | 0 | 0 |  | 0
Lateral Hardening-Fuse-93224132 | Lateral Hardening | 78173.48 | 0 | 0 | 0 | 0 | 0 | 0 | 0 | 0 | 0 | 0 |  | 0
Lateral Hardening-Fuse-93224134 | Lateral Hardening | 139721.64 | 0 | 0 | 0 | 0 | 2028 | 0 | 0 | 0 | 0 | 0 |  | 2028
Lateral Hardening-Fuse-93224282 | Lateral Hardening | 71621.89 | 0 | 0 | 0 | 0 | 0 | 0 | 0 | 0 | 0 | 0 |  | 0
Lateral Hardening-Fuse-93224723 | Lateral Hardening | 73697.08 | 0 | 0 | 0 | 0 | 0 | 0 | 0 | 0 | 0 | 0 |  | 0
Lateral Hardening-Fuse-93224728 | Lateral Hardening | 50000 | 0 | 0 | 0 | 0 | 0 | 0 | 0 | 0 | 0 | 0 |  | 0
Lateral Hardening-Fuse-93224729 | Lateral Hardening | 58733.85 | 0 | 0 | 0 | 0 | 0 | 0 | 0 | 0 | 0 | 0 |  | 0
Lateral Hardening-Fuse-93225109 | Lateral Hardening | 50000 | 0 | 0 | 0 | 0 | 0 | 0 | 0 | 0 | 0 | 0 |  | 0
Lateral Hardening-Fuse-93225234 | Lateral Hardening | 64305.81 | 0 | 0 | 0 | 0 | 0 | 0 | 0 | 0 | 0 | 0 |  | 0
Lateral Hardening-Fuse-93225787 | Lateral Hardening | 50000 | 0 | 0 | 0 | 0 | 0 | 0 | 0 | 0 | 0 | 0 |  | 0
Lateral Hardening-Fuse-93225855 | Lateral Hardening | 50000 | 0 | 0 | 0 | 0 | 0 | 0 | 0 | 0 | 0 | 0 |  | 0
Lateral Hardening-Fuse-93225871 | Lateral Hardening | 110405.44 | 0 | 0 | 0 | 0 | 0 | 0 | 0 | 0 | 0 | 0 |  | 0
Lateral Hardening-Fuse-93225890 | Lateral Hardening | 183795.5 | 0 | 0 | 0 | 0 | 2028 | 0 | 0 | 0 | 0 | 0 |  | 2028
Lateral Hardening-Fuse-93225914 | Lateral Hardening | 52553.03 | 0 | 0 | 0 | 0 | 0 | 0 | 0 | 0 | 0 | 0 |  | 0
Lateral Hardening-Fuse-93225915 | Lateral Hardening | 100484.24 | 0 | 0 | 0 | 0 | 0 | 0 | 0 | 0 | 0 | 0 |  | 0
Lateral Hardening-Fuse-93225917 | Lateral Hardening | 111119.48 | 0 | 0 | 0 | 0 | 0 | 0 | 0 | 0 | 0 | 0 |  | 0
Lateral Hardening-Fuse-93225919 | Lateral Hardening | 119629.82 | 0 | 0 | 0 | 0 | 0 | 0 | 0 | 0 | 0 | 0 |  | 0
Lateral Hardening-Fuse-93225921 | Lateral Hardening | 50000 | 0 | 0 | 0 | 0 | 0 | 0 | 0 | 0 | 0 | 0 |  | 0
Lateral Hardening-Fuse-93225922 | Lateral Hardening | 109146.98 | 0 | 0 | 0 | 0 | 0 | 0 | 0 | 0 | 0 | 0 |  | 0
Lateral Hardening-Fuse-93225948 | Lateral Hardening | 267200.31 | 0 | 0 | 0 | 0 | 0 | 0 | 0 | 0 | 0 | 0 |  | 2028 | 2028
Lateral Hardening-Fuse-93226020 | Lateral Hardening | 196461.51 | 0 | 0 | 0 | 0 | 0 | 0 | 0 | 0 | 0 | 0 |  | 0
Lateral Hardening-Fuse-93226325 | Lateral Hardening | 50000 | 0 | 0 | 0 | 0 | 0 | 0 | 0 | 0 | 0 | 0 |  | 0
Lateral Hardening-Fuse-93226626 | Lateral Hardening | 54048.33 | 0 | 0 | 0 | 0 | 0 | 0 | 0 | 0 | 0 | 0 |  | 0
Lateral Hardening-Fuse-93226884 | Lateral Hardening | 50000 | 0 | 0 | 0 | 0 | 0 | 0 | 0 | 0 | 0 | 0 |  | 0
Lateral Hardening-Fuse-93227139 | Lateral Hardening | 211601.24 | 0 | 0 | 0 | 0 | 0 | 0 | 0 | 0 | 0 | 0 |  | 0
Lateral Hardening-Fuse-93227786 | Lateral Hardening | 148992.09 | 0 | 0 | 0 | 0 | 0 | 0 | 0 | 0 | 0 | 0 |  | 0
Lateral Hardening-Fuse-93227787 | Lateral Hardening | 61315.95 | 0 | 0 | 0 | 0 | 0 | 0 | 0 | 0 | 0 | 0 |  | 0
Lateral Hardening-Fuse-93227790 | Lateral Hardening | 117635.84 | 0 | 0 | 0 | 0 | 0 | 0 | 0 | 0 | 0 | 0 |  | 0
Lateral Hardening-Fuse-93227795 | Lateral Hardening | 171207.71 | 0 | 0 | 0 | 0 | 0 | 0 | 0 | 0 | 0 | 0 |  | 0
Lateral Hardening-Fuse-93228649 | Lateral Hardening | 111775.56 | 0 | 0 | 0 | 0 | 0 | 0 | 0 | 0 | 0 | 0 |  | 0
Lateral Hardening-Fuse-93228941 | Lateral Hardening | 74022.39 | 0 | 0 | 0 | 0 | 0 | 0 | 0 | 0 | 0 | 0 |  | 0
Lateral Hardening-Fuse-93228943 | Lateral Hardening | 169019.1 | 0 | 0 | 0 | 0 | 0 | 0 | 0 | 0 | 0 | 0 |  | 0
Lateral Hardening-Fuse-93228985 | Lateral Hardening | 95466.93 | 0 | 0 | 0 | 0 | 0 | 0 | 0 | 0 | 0 | 0 |  | 0
Lateral Hardening-Fuse-93229019 | Lateral Hardening | 86661.61 | 0 | 0 | 0 | 0 | 0 | 0 | 0 | 0 | 0 | 0 |  | 0
Lateral Hardening-Fuse-93231212 | Lateral Hardening | 260348.31 | 0 | 0 | 0 | 0 | 0 | 0 | 0 | 0 | 0 | 0 |  | 0
Lateral Hardening-Fuse-93231658 | Lateral Hardening | 50000 | 0 | 0 | 0 | 0 | 0 | 0 | 0 | 0 | 0 | 0 |  | 0
Lateral Hardening-Fuse-93232043 | Lateral Hardening | 269246.56 | 0 | 0 | 0 | 0 | 0 | 0 | 0 | 0 | 0 | 0 |  | 0
Lateral Hardening-Fuse-93232079 | Lateral Hardening | 244926.78 | 0 | 0 | 0 | 0 | 0 | 0 | 0 | 0 | 0 | 0 |  | 0
Lateral Hardening-Fuse-93232241 | Lateral Hardening | 132689.76 | 0 | 0 | 0 | 0 | 0 | 0 | 0 | 0 | 0 | 0 |  | 0
Lateral Hardening-Fuse-93232274 | Lateral Hardening | 220434.65 | 0 | 0 | 0 | 0 | 0 | 0 | 0 | 0 | 0 | 0 |  | 0
Lateral Hardening-Fuse-93232680 | Lateral Hardening | 139085.94 | 0 | 0 | 0 | 0 | 0 | 0 | 0 | 0 | 0 | 0 |  | 0
Lateral Hardening-Fuse-93232689 | Lateral Hardening | 335775.57 | 0 | 0 | 0 | 0 | 2027 | 0 | 0 | 0 | 0 | 0 |  | 2025 | 2025
Lateral Hardening-Fuse-93232709 | Lateral Hardening | 158578.9 | 0 | 0 | 0 | 0 | 2027 | 0 | 0 | 0 | 0 | 0 |  | 2025 | 2025
Lateral Hardening-Fuse-93232727 | Lateral Hardening | 82827.15 | 0 | 0 | 0 | 0 | 0 | 0 | 0 | 0 | 0 | 0 |  | 0
Lateral Hardening-Fuse-93232738 | Lateral Hardening | 83206.03 | 0 | 0 | 0 | 0 | 0 | 0 | 0 | 0 | 0 | 0 |  | 0
Lateral Hardening-Fuse-93233169 | Lateral Hardening | 537171.91 | 0 | 0 | 0 | 0 | 0 | 0 | 0 | 0 | 0 | 0 |  | 0
Lateral Hardening-Fuse-93233174 | Lateral Hardening | 311604.27 | 0 | 0 | 0 | 0 | 2027 | 0 | 0 | 0 | 0 | 0 |  | 2025 | 2025
Lateral Hardening-Fuse-93233179 | Lateral Hardening | 50000 | 0 | 0 | 0 | 0 | 0 | 0 | 0 | 0 | 0 | 0 |  | 0
Lateral Hardening-Fuse-93233792 | Lateral Hardening | 191946.11 | 0 | 0 | 0 | 0 | 0 | 0 | 0 | 0 | 0 | 0 |  | 0
Lateral Hardening-Fuse-93233804 | Lateral Hardening | 88893.85 | 0 | 0 | 0 | 0 | 0 | 0 | 0 | 0 | 0 | 0 |  | 0
Lateral Hardening-Fuse-93233975 | Lateral Hardening | 266638.16 | 0 | 0 | 0 | 0 | 0 | 0 | 0 | 0 | 0 | 0 |  | 0
Lateral Hardening-Fuse-93234317 | Lateral Hardening | 50000 | 0 | 0 | 0 | 0 | 0 | 0 | 0 | 0 | 0 | 0 |  | 0
Lateral Hardening-Fuse-93234797 | Lateral Hardening | 50000 | 0 | 0 | 0 | 0 | 0 | 0 | 0 | 0 | 0 | 0 |  | 0
Lateral Hardening-Fuse-93235147 | Lateral Hardening | 161206.21 | 0 | 0 | 0 | 0 | 0 | 0 | 0 | 0 | 0 | 0 |  | 0
Lateral Hardening-Fuse-93235148 | Lateral Hardening | 169276.65 | 0 | 0 | 0 | 0 | 2027 | 0 | 0 | 0 | 0 | 0 |  | 2025 | 2025
Lateral Hardening-Fuse-93235499 | Lateral Hardening | 107982.22 | 0 | 0 | 0 | 0 | 0 | 0 | 0 | 0 | 0 | 0 |  | 0
Lateral Hardening-Fuse-93235509 | Lateral Hardening | 158379.58 | 0 | 0 | 0 | 0 | 0 | 0 | 0 | 0 | 0 | 0 |  | 0
Lateral Hardening-Fuse-93235516 | Lateral Hardening | 50000 | 0 | 0 | 0 | 0 | 0 | 0 | 0 | 0 | 0 | 0 |  | 0
Lateral Hardening-Fuse-93235651 | Lateral Hardening | 50000 | 0 | 0 | 0 | 0 | 0 | 0 | 0 | 0 | 0 | 0 |  | 0
Lateral Hardening-Fuse-93235654 | Lateral Hardening | 110378.23 | 0 | 0 | 0 | 0 | 0 | 0 | 0 | 0 | 0 | 0 |  | 0
Lateral Hardening-Fuse-93235655 | Lateral Hardening | 158262.35 | 0 | 0 | 0 | 0 | 0 | 0 | 0 | 0 | 0 | 0 |  | 0
Lateral Hardening-Fuse-93235659 | Lateral Hardening | 177404.85 | 0 | 0 | 0 | 0 | 0 | 0 | 0 | 0 | 0 | 0 |  | 0
Lateral Hardening-Fuse-93235728 | Lateral Hardening | 230431.53 | 0 | 0 | 0 | 0 | 0 | 0 | 0 | 0 | 0 | 0 |  | 0
Lateral Hardening-Fuse-93235832 | Lateral Hardening | 50000 | 0 | 0 | 0 | 0 | 0 | 0 | 0 | 0 | 0 | 0 |  | 0
Lateral Hardening-Fuse-93235976 | Lateral Hardening | 110826.16 | 0 | 0 | 0 | 0 | 0 | 0 | 0 | 0 | 0 | 0 |  | 0
Lateral Hardening-Fuse-93235977 | Lateral Hardening | 80000.07 | 0 | 0 | 0 | 0 | 0 | 0 | 0 | 0 | 0 | 0 |  | 0
Lateral Hardening-Fuse-93236094 | Lateral Hardening | 78730.13 | 0 | 0 | 0 | 0 | 0 | 0 | 0 | 0 | 0 | 0 |  | 0
Lateral Hardening-Fuse-93236187 | Lateral Hardening | 248803.69 | 0 | 0 | 0 | 0 | 0 | 0 | 0 | 0 | 0 | 0 |  | 0
Lateral Hardening-Fuse-93236189 | Lateral Hardening | 184404.31 | 0 | 0 | 0 | 0 | 0 | 0 | 0 | 0 | 0 | 0 |  | 0
Lateral Hardening-Fuse-93236496 | Lateral Hardening | 50000 | 0 | 0 | 0 | 0 | 0 | 0 | 0 | 0 | 0 | 0 |  | 0
Lateral Hardening-Fuse-93236497 | Lateral Hardening | 78202.93 | 0 | 0 | 0 | 0 | 0 | 0 | 0 | 0 | 0 | 0 |  | 0
Lateral Hardening-Fuse-93237160 | Lateral Hardening | 57653.53 | 0 | 0 | 0 | 0 | 0 | 0 | 0 | 0 | 0 | 0 |  | 0
Lateral Hardening-Fuse-93237166 | Lateral Hardening | 61856.11 | 0 | 0 | 0 | 0 | 0 | 0 | 0 | 0 | 0 | 0 |  | 0
Lateral Hardening-Fuse-93237585 | Lateral Hardening | 50000 | 0 | 0 | 0 | 0 | 0 | 0 | 0 | 0 | 0 | 0 |  | 0
Lateral Hardening-Fuse-93237587 | Lateral Hardening | 50900.33 | 0 | 0 | 0 | 0 | 0 | 0 | 0 | 0 | 0 | 0 |  | 0
Lateral Hardening-Fuse-93237588 | Lateral Hardening | 54158.51 | 0 | 0 | 0 | 0 | 0 | 0 | 0 | 0 | 0 | 0 |  | 0
Lateral Hardening-Fuse-93239515 | Lateral Hardening | 244152.3 | 0 | 0 | 0 | 0 | 0 | 0 | 0 | 0 | 0 | 0 |  | 0
Lateral Hardening-Fuse-93239532 | Lateral Hardening | 50000 | 0 | 0 | 0 | 0 | 0 | 0 | 0 | 0 | 0 | 0 |  | 0
Lateral Hardening-Fuse-93239533 | Lateral Hardening | 176549.31 | 0 | 0 | 0 | 0 | 0 | 0 | 0 | 0 | 0 | 0 |  | 0
Lateral Hardening-Fuse-93239625 | Lateral Hardening | 362382.52 | 0 | 0 | 0 | 0 | 0 | 0 | 0 | 0 | 0 | 0 |  | 0
Lateral Hardening-Fuse-93240195 | Lateral Hardening | 319204.65 | 0 | 0 | 0 | 0 | 0 | 0 | 0 | 0 | 0 | 0 |  | 0
Lateral Hardening-Fuse-93240200 | Lateral Hardening | 50000 | 0 | 0 | 0 | 0 | 0 | 0 | 0 | 0 | 0 | 0 |  | 0
Lateral Hardening-Fuse-93240400 | Lateral Hardening | 50000 | 0 | 0 | 0 | 0 | 0 | 0 | 0 | 0 | 0 | 0 |  | 0
Lateral Hardening-Fuse-93240462 | Lateral Hardening | 80382.8 | 0 | 0 | 0 | 0 | 0 | 0 | 0 | 0 | 0 | 0 |  | 0
Lateral Hardening-Fuse-93241231 | Lateral Hardening | 50000 | 0 | 0 | 0 | 0 | 0 | 0 | 0 | 0 | 0 | 0 |  | 0
Lateral Hardening-Fuse-93241258 | Lateral Hardening | 317124.86 | 0 | 0 | 0 | 0 | 0 | 0 | 0 | 0 | 0 | 0 |  | 0
Lateral Hardening-Fuse-93241259 | Lateral Hardening | 332640.24 | 0 | 0 | 0 | 0 | 0 | 0 | 0 | 0 | 0 | 0 |  | 0
Lateral Hardening-Fuse-93241309 | Lateral Hardening | 58838.29 | 0 | 0 | 0 | 0 | 0 | 0 | 0 | 0 | 0 | 0 |  | 0
Lateral Hardening-Fuse-93241899 | Lateral Hardening | 50000 | 0 | 0 | 0 | 0 | 0 | 0 | 0 | 0 | 0 | 0 |  | 0
Lateral Hardening-Fuse-93241914 | Lateral Hardening | 50000 | 0 | 0 | 0 | 0 | 0 | 0 | 0 | 0 | 0 | 0 |  | 0
Lateral Hardening-Fuse-93244013 | Lateral Hardening | 86626.2 | 0 | 0 | 0 | 0 | 2027 | 0 | 0 | 0 | 0 | 0 |  | 2027
Lateral Hardening-Fuse-93244071 | Lateral Hardening | 50000 | 0 | 0 | 0 | 0 | 0 | 0 | 0 | 0 | 0 | 0 |  | 0
Lateral Hardening-Fuse-93244337 | Lateral Hardening | 63519.55 | 0 | 0 | 0 | 0 | 0 | 0 | 0 | 0 | 0 | 0 |  | 0
Lateral Hardening-Fuse-93245162 | Lateral Hardening | 401789.66 | 0 | 0 | 0 | 0 | 0 | 0 | 0 | 0 | 0 | 0 |  | 0
Lateral Hardening-Fuse-93245165 | Lateral Hardening | 50000 | 0 | 0 | 0 | 0 | 0 | 0 | 0 | 0 | 0 | 0 |  | 0
Lateral Hardening-Fuse-93245563 | Lateral Hardening | 211800.94 | 0 | 0 | 0 | 0 | 2028 | 0 | 0 | 0 | 0 | 0 |  | 2028
Lateral Hardening-Fuse-93245872 | Lateral Hardening | 345858.27 | 0 | 0 | 0 | 0 | 0 | 0 | 0 | 0 | 0 | 0 |  | 0
Lateral Hardening-Fuse-93245886 | Lateral Hardening | 295820.83 | 0 | 0 | 0 | 0 | 0 | 0 | 0 | 0 | 0 | 0 |  | 0
Lateral Hardening-Fuse-93245974 | Lateral Hardening | 669396.51 | 0 | 0 | 0 | 0 | 2028 | 0 | 0 | 0 | 0 | 0 |  | 2028
Lateral Hardening-Fuse-93246385 | Lateral Hardening | 435835.41 | 0 | 0 | 0 | 0 | 2024 | 0 | 0 | 0 | 0 | 0 |  | 2025 | 2025
Lateral Hardening-Fuse-93246458 | Lateral Hardening | 93211.62 | 0 | 0 | 0 | 0 | 0 | 0 | 0 | 0 | 0 | 0 |  | 0
Lateral Hardening-Fuse-93246870 | Lateral Hardening | 77319.43 | 0 | 0 | 0 | 0 | 0 | 0 | 0 | 0 | 0 | 0 |  | 0
Lateral Hardening-Fuse-93246873 | Lateral Hardening | 89125.01 | 0 | 0 | 0 | 0 | 0 | 0 | 0 | 0 | 0 | 0 |  | 0
Lateral Hardening-Fuse-93247225 | Lateral Hardening | 393832.24 | 0 | 0 | 0 | 0 | 2028 | 0 | 0 | 0 | 0 | 0 |  | 2028
Lateral Hardening-Fuse-93247226 | Lateral Hardening | 50000 | 0 | 0 | 0 | 0 | 0 | 0 | 0 | 0 | 0 | 0 |  | 0
Lateral Hardening-Fuse-93247228 | Lateral Hardening | 161941.9 | 0 | 0 | 0 | 0 | 0 | 0 | 0 | 0 | 0 | 0 |  | 0
Lateral Hardening-Fuse-93247243 | Lateral Hardening | 312304.16 | 0 | 0 | 0 | 0 | 2028 | 0 | 0 | 0 | 0 | 0 |  | 2028
Lateral Hardening-Fuse-93247249 | Lateral Hardening | 230378.07 | 0 | 0 | 0 | 0 | 0 | 0 | 0 | 0 | 0 | 0 |  | 0
Lateral Hardening-Fuse-93247276 | Lateral Hardening | 90984.23 | 0 | 0 | 0 | 0 | 0 | 0 | 0 | 0 | 0 | 0 |  | 0
Lateral Hardening-Fuse-93247438 | Lateral Hardening | 69527.23 | 0 | 0 | 0 | 0 | 0 | 0 | 0 | 0 | 0 | 0 |  | 0
Lateral Hardening-Fuse-93247439 | Lateral Hardening | 72497.09 | 0 | 0 | 0 | 0 | 0 | 0 | 0 | 0 | 0 | 0 |  | 0
Lateral Hardening-Fuse-93247453 | Lateral Hardening | 558833.79 | 0 | 0 | 0 | 0 | 0 | 0 | 0 | 0 | 0 | 0 |  | 0
Lateral Hardening-Fuse-93247456 | Lateral Hardening | 68110.63 | 0 | 0 | 0 | 0 | 0 | 0 | 0 | 0 | 0 | 0 |  | 0
Lateral Hardening-Fuse-93247458 | Lateral Hardening | 189174.07 | 0 | 0 | 0 | 0 | 2029 | 0 | 0 | 0 | 0 | 0 |  | 2029
Lateral Hardening-Fuse-93247460 | Lateral Hardening | 182709.39 | 0 | 0 | 0 | 0 | 0 | 0 | 0 | 0 | 0 | 0 |  | 0
Lateral Hardening-Fuse-93247461 | Lateral Hardening | 229380.66 | 0 | 0 | 0 | 0 | 0 | 0 | 0 | 0 | 0 | 0 |  | 0
Lateral Hardening-Fuse-93247468 | Lateral Hardening | 114808.38 | 0 | 0 | 0 | 0 | 0 | 0 | 0 | 0 | 0 | 0 |  | 0
Lateral Hardening-Fuse-93247516 | Lateral Hardening | 105242.72 | 0 | 0 | 0 | 0 | 0 | 0 | 0 | 0 | 0 | 0 |  | 0
Lateral Hardening-Fuse-93247941 | Lateral Hardening | 95032.46 | 0 | 0 | 0 | 0 | 0 | 0 | 0 | 0 | 0 | 0 |  | 0
Lateral Hardening-Fuse-93248041 | Lateral Hardening | 87274.1 | 0 | 0 | 0 | 0 | 0 | 0 | 0 | 0 | 0 | 0 |  | 0
Lateral Hardening-Fuse-93248048 | Lateral Hardening | 146851.5 | 0 | 0 | 0 | 0 | 0 | 0 | 0 | 0 | 0 | 0 |  | 0
Lateral Hardening-Fuse-93248054 | Lateral Hardening | 52710.43 | 0 | 0 | 0 | 0 | 0 | 0 | 0 | 0 | 0 | 0 |  | 0
Lateral Hardening-Fuse-93248106 | Lateral Hardening | 499058.04 | 0 | 0 | 0 | 0 | 2028 | 0 | 0 | 0 | 0 | 0 |  | 2028
Lateral Hardening-Fuse-93248784 | Lateral Hardening | 197348.33 | 0 | 0 | 0 | 0 | 0 | 0 | 0 | 0 | 0 | 0 |  | 0
Lateral Hardening-Fuse-93249050 | Lateral Hardening | 61583.53 | 0 | 0 | 0 | 0 | 0 | 0 | 0 | 0 | 0 | 0 |  | 0
Lateral Hardening-Fuse-93249078 | Lateral Hardening | 96187.27 | 0 | 0 | 0 | 0 | 0 | 0 | 0 | 0 | 0 | 0 |  | 0
Lateral Hardening-Fuse-93249079 | Lateral Hardening | 151920.52 | 0 | 0 | 0 | 0 | 0 | 0 | 0 | 0 | 0 | 0 |  | 0
Lateral Hardening-Fuse-93249124 | Lateral Hardening | 134499.86 | 0 | 0 | 0 | 0 | 2028 | 0 | 0 | 0 | 0 | 0 |  | 2028
Lateral Hardening-Fuse-93249131 | Lateral Hardening | 87980.99 | 0 | 0 | 0 | 0 | 0 | 0 | 0 | 0 | 0 | 0 |  | 0
Lateral Hardening-Fuse-93249143 | Lateral Hardening | 66457.93 | 0 | 0 | 0 | 0 | 0 | 0 | 0 | 0 | 0 | 0 |  | 0
Lateral Hardening-Fuse-93249152 | Lateral Hardening | 59573.81 | 0 | 0 | 0 | 0 | 0 | 0 | 0 | 0 | 0 | 0 |  | 0
Lateral Hardening-Fuse-93249161 | Lateral Hardening | 50000 | 0 | 0 | 0 | 0 | 0 | 0 | 0 | 0 | 0 | 0 |  | 0
Lateral Hardening-Fuse-93249166 | Lateral Hardening | 58187.95 | 0 | 0 | 0 | 0 | 0 | 0 | 0 | 0 | 0 | 0 |  | 0
Lateral Hardening-Fuse-93249425 | Lateral Hardening | 81989.05 | 0 | 0 | 0 | 0 | 0 | 0 | 0 | 0 | 0 | 0 |  | 0
Lateral Hardening-Fuse-93249426 | Lateral Hardening | 137134.54 | 0 | 0 | 0 | 0 | 2028 | 0 | 0 | 0 | 0 | 0 |  | 2028
Lateral Hardening-Fuse-93250301 | Lateral Hardening | 108795.14 | 0 | 0 | 0 | 0 | 2028 | 0 | 0 | 0 | 0 | 0 |  | 0 | 0
Lateral Hardening-Fuse-93250311 | Lateral Hardening | 350386.4 | 0 | 0 | 0 | 0 | 2028 | 0 | 0 | 0 | 0 | 0 |  | 2028
Lateral Hardening-Fuse-93250323 | Lateral Hardening | 156553.11 | 0 | 0 | 0 | 0 | 0 | 0 | 0 | 0 | 0 | 0 |  | 0
Lateral Hardening-Fuse-93250326 | Lateral Hardening | 69737.77 | 0 | 0 | 0 | 0 | 0 | 0 | 0 | 0 | 0 | 0 |  | 0
Lateral Hardening-Fuse-93250503 | Lateral Hardening | 76318.13 | 0 | 0 | 0 | 0 | 0 | 0 | 0 | 0 | 0 | 0 |  | 0
Lateral Hardening-Fuse-93250712 | Lateral Hardening | 80136.73 | 0 | 0 | 0 | 0 | 0 | 0 | 0 | 0 | 0 | 0 |  | 0
Lateral Hardening-Fuse-93250798 | Lateral Hardening | 50000 | 0 | 0 | 0 | 0 | 0 | 0 | 0 | 0 | 0 | 0 |  | 0
Lateral Hardening-Fuse-93251015 | Lateral Hardening | 172461.96 | 0 | 0 | 0 | 0 | 0 | 0 | 0 | 0 | 0 | 0 |  | 0
Lateral Hardening-Fuse-93251021 | Lateral Hardening | 215130.27 | 0 | 0 | 0 | 0 | 2028 | 0 | 0 | 0 | 0 | 0 |  | 2028
Lateral Hardening-Fuse-93251023 | Lateral Hardening | 81175.57 | 0 | 0 | 0 | 0 | 0 | 0 | 0 | 0 | 0 | 0 |  | 0
Lateral Hardening-Fuse-93251034 | Lateral Hardening | 67701.39 | 0 | 0 | 0 | 0 | 0 | 0 | 0 | 0 | 0 | 0 |  | 0
Lateral Hardening-Fuse-93251042 | Lateral Hardening | 83445.6 | 0 | 0 | 0 | 0 | 0 | 0 | 0 | 0 | 0 | 0 |  | 0
Lateral Hardening-Fuse-93251124 | Lateral Hardening | 83857.9 | 0 | 0 | 0 | 0 | 0 | 0 | 0 | 0 | 0 | 0 |  | 0
Lateral Hardening-Fuse-93251150 | Lateral Hardening | 76789.61 | 0 | 0 | 0 | 0 | 0 | 0 | 0 | 0 | 0 | 0 |  | 0
Lateral Hardening-Fuse-93251157 | Lateral Hardening | 165388.11 | 0 | 0 | 0 | 0 | 0 | 0 | 0 | 0 | 0 | 0 |  | 0
Lateral Hardening-Fuse-93251174 | Lateral Hardening | 98054.54 | 0 | 0 | 0 | 0 | 0 | 0 | 0 | 0 | 0 | 0 |  | 0
Lateral Hardening-Fuse-93251187 | Lateral Hardening | 50000 | 0 | 0 | 0 | 0 | 0 | 0 | 0 | 0 | 0 | 0 |  | 0
Lateral Hardening-Fuse-93251341 | Lateral Hardening | 84829.75 | 0 | 0 | 0 | 0 | 0 | 0 | 0 | 0 | 0 | 0 |  | 0
Lateral Hardening-Fuse-93251347 | Lateral Hardening | 75552.43 | 0 | 0 | 0 | 0 | 0 | 0 | 0 | 0 | 0 | 0 |  | 0
Lateral Hardening-Fuse-93251389 | Lateral Hardening | 103831.12 | 0 | 0 | 0 | 0 | 2028 | 0 | 0 | 0 | 0 | 0 |  | 2028
Lateral Hardening-Fuse-93251416 | Lateral Hardening | 57107.81 | 0 | 0 | 0 | 0 | 0 | 0 | 0 | 0 | 0 | 0 |  | 0
Lateral Hardening-Fuse-93251443 | Lateral Hardening | 90277.43 | 0 | 0 | 0 | 0 | 0 | 0 | 0 | 0 | 0 | 0 |  | 0
Lateral Hardening-Fuse-93251464 | Lateral Hardening | 64071.69 | 0 | 0 | 0 | 0 | 0 | 0 | 0 | 0 | 0 | 0 |  | 0
Lateral Hardening-Fuse-93251541 | Lateral Hardening | 77201.63 | 0 | 0 | 0 | 0 | 0 | 0 | 0 | 0 | 0 | 0 |  | 0
Lateral Hardening-Fuse-93256487 | Lateral Hardening | 154138.21 | 0 | 0 | 0 | 0 | 0 | 0 | 0 | 0 | 0 | 0 |  | 0
Lateral Hardening-Fuse-93256561 | Lateral Hardening | 133650.26 | 0 | 0 | 0 | 0 | 0 | 0 | 0 | 0 | 0 | 0 |  | 0
Lateral Hardening-Fuse-93256608 | Lateral Hardening | 50000 | 0 | 0 | 0 | 0 | 0 | 0 | 0 | 0 | 0 | 0 |  | 0
Lateral Hardening-Fuse-93256609 | Lateral Hardening | 160883.4 | 0 | 0 | 0 | 0 | 0 | 0 | 0 | 0 | 0 | 0 |  | 0
Lateral Hardening-Fuse-93256671 | Lateral Hardening | 50000 | 0 | 0 | 0 | 0 | 0 | 0 | 0 | 0 | 0 | 0 |  | 0
Lateral Hardening-Fuse-93256695 | Lateral Hardening | 241743.09 | 0 | 0 | 0 | 0 | 0 | 0 | 0 | 0 | 0 | 0 |  | 0
Lateral Hardening-Fuse-93256706 | Lateral Hardening | 201372.77 | 0 | 0 | 0 | 0 | 0 | 0 | 0 | 0 | 0 | 0 |  | 0
Lateral Hardening-Fuse-93256770 | Lateral Hardening | 178509.48 | 0 | 0 | 0 | 0 | 0 | 0 | 0 | 0 | 0 | 0 |  | 2028 | 2028
Lateral Hardening-Fuse-93256771 | Lateral Hardening | 87713.41 | 0 | 0 | 0 | 0 | 0 | 0 | 0 | 0 | 0 | 0 |  | 0
Lateral Hardening-Fuse-93256781 | Lateral Hardening | 455199.13 | 0 | 0 | 0 | 0 | 0 | 0 | 0 | 0 | 0 | 0 |  | 0
Lateral Hardening-Fuse-93257298 | Lateral Hardening | 275076.84 | 0 | 0 | 0 | 0 | 0 | 0 | 0 | 0 | 0 | 0 |  | 0
Lateral Hardening-Fuse-93257299 | Lateral Hardening | 481195.7 | 0 | 0 | 0 | 0 | 2028 | 0 | 0 | 0 | 0 | 0 |  | 2028
Lateral Hardening-Fuse-93257300 | Lateral Hardening | 169455.62 | 0 | 0 | 0 | 0 | 0 | 0 | 0 | 0 | 0 | 0 |  | 0
Lateral Hardening-Fuse-93257301 | Lateral Hardening | 135917.2 | 0 | 0 | 0 | 0 | 0 | 0 | 0 | 0 | 0 | 0 |  | 0
Lateral Hardening-Fuse-93257308 | Lateral Hardening | 298651.1 | 0 | 0 | 0 | 0 | 0 | 0 | 0 | 0 | 0 | 0 |  | 0
Lateral Hardening-Fuse-93257342 | Lateral Hardening | 204205.97 | 0 | 0 | 0 | 0 | 0 | 0 | 0 | 0 | 0 | 0 |  | 0
Lateral Hardening-Fuse-93257365 | Lateral Hardening | 131175.25 | 0 | 0 | 0 | 0 | 0 | 0 | 0 | 0 | 0 | 0 |  | 0
Lateral Hardening-Fuse-93257372 | Lateral Hardening | 50000 | 0 | 0 | 0 | 0 | 0 | 0 | 0 | 0 | 0 | 0 |  | 0
Lateral Hardening-Fuse-93257583 | Lateral Hardening | 477865.47 | 0 | 0 | 0 | 0 | 0 | 0 | 0 | 0 | 0 | 0 |  | 0
Lateral Hardening-Fuse-93257597 | Lateral Hardening | 50000 | 0 | 0 | 0 | 0 | 0 | 0 | 0 | 0 | 0 | 0 |  | 0
Lateral Hardening-Fuse-93257669 | Lateral Hardening | 162192.21 | 0 | 0 | 0 | 0 | 0 | 0 | 0 | 0 | 0 | 0 |  | 0
Lateral Hardening-Fuse-93257690 | Lateral Hardening | 55596.59 | 0 | 0 | 0 | 0 | 0 | 0 | 0 | 0 | 0 | 0 |  | 0
Lateral Hardening-Fuse-93258706 | Lateral Hardening | 54337.39 | 0 | 0 | 0 | 0 | 0 | 0 | 0 | 0 | 0 | 0 |  | 0
Lateral Hardening-Fuse-93258713 | Lateral Hardening | 302187.6 | 0 | 0 | 0 | 0 | 0 | 0 | 0 | 0 | 0 | 0 |  | 0
Lateral Hardening-Fuse-93258714 | Lateral Hardening | 387691.62 | 0 | 0 | 0 | 0 | 0 | 0 | 0 | 0 | 0 | 0 |  | 0
Lateral Hardening-Fuse-93258715 | Lateral Hardening | 116891.06 | 0 | 0 | 0 | 0 | 0 | 0 | 0 | 0 | 0 | 0 |  | 0
Lateral Hardening-Fuse-93259021 | Lateral Hardening | 175960.45 | 0 | 0 | 0 | 0 | 2026 | 0 | 0 | 0 | 0 | 0 |  | 0 | 0
Lateral Hardening-Fuse-93259911 | Lateral Hardening | 54589.23 | 0 | 0 | 0 | 0 | 0 | 0 | 0 | 0 | 0 | 0 |  | 0
Lateral Hardening-Fuse-93260105 | Lateral Hardening | 78924.75 | 0 | 0 | 0 | 0 | 0 | 0 | 0 | 0 | 0 | 0 |  | 0
Lateral Hardening-Fuse-93260266 | Lateral Hardening | 126021 | 0 | 0 | 0 | 0 | 0 | 0 | 0 | 0 | 0 | 0 |  | 0
Lateral Hardening-Fuse-93260536 | Lateral Hardening | 78814.01 | 0 | 0 | 0 | 0 | 2028 | 0 | 0 | 0 | 0 | 0 |  | 2028
Lateral Hardening-Fuse-93260966 | Lateral Hardening | 50000 | 0 | 0 | 0 | 0 | 0 | 0 | 0 | 0 | 0 | 0 |  | 0
Lateral Hardening-Fuse-93260968 | Lateral Hardening | 86802.9 | 0 | 0 | 0 | 0 | 0 | 0 | 0 | 0 | 0 | 0 |  | 0
Lateral Hardening-Fuse-93261252 | Lateral Hardening | 50213.69 | 0 | 0 | 0 | 0 | 0 | 0 | 0 | 0 | 0 | 0 |  | 0
Lateral Hardening-Fuse-93262199 | Lateral Hardening | 237433.8 | 0 | 0 | 0 | 0 | 0 | 0 | 0 | 0 | 0 | 0 |  | 0
Lateral Hardening-Fuse-93262202 | Lateral Hardening | 392161.04 | 0 | 0 | 0 | 0 | 2027 | 0 | 0 | 0 | 0 | 0 |  | 2025 | 2025
Lateral Hardening-Fuse-93263178 | Lateral Hardening | 86737.53 | 0 | 0 | 0 | 0 | 0 | 0 | 0 | 0 | 0 | 0 |  | 0
Lateral Hardening-Fuse-93263184 | Lateral Hardening | 121865.64 | 0 | 0 | 0 | 0 | 0 | 0 | 0 | 0 | 0 | 0 |  | 2028 | 2028
Lateral Hardening-Fuse-93263618 | Lateral Hardening | 64668.57 | 0 | 0 | 0 | 0 | 0 | 0 | 0 | 0 | 0 | 0 |  | 0
Lateral Hardening-Fuse-93263696 | Lateral Hardening | 77466.68 | 0 | 0 | 0 | 0 | 0 | 0 | 0 | 0 | 0 | 0 |  | 0
Lateral Hardening-Fuse-93263741 | Lateral Hardening | 170678.52 | 0 | 0 | 0 | 0 | 2025 | 0 | 0 | 0 | 0 | 0 |  | 2025
Lateral Hardening-Fuse-93263744 | Lateral Hardening | 52033.61 | 0 | 0 | 0 | 0 | 0 | 0 | 0 | 0 | 0 | 0 |  | 0
Lateral Hardening-Fuse-93263753 | Lateral Hardening | 323977.45 | 0 | 0 | 0 | 0 | 2025 | 0 | 0 | 0 | 0 | 0 |  | 2025
Lateral Hardening-Fuse-93263762 | Lateral Hardening | 74374.43 | 0 | 0 | 0 | 0 | 0 | 0 | 0 | 0 | 0 | 0 |  | 0
Lateral Hardening-Fuse-93264128 | Lateral Hardening | 50000 | 0 | 0 | 0 | 0 | 0 | 0 | 0 | 0 | 0 | 0 |  | 0
Lateral Hardening-Fuse-93264130 | Lateral Hardening | 289642.26 | 0 | 0 | 0 | 0 | 2025 | 0 | 0 | 0 | 0 | 0 |  | 2025
Lateral Hardening-Fuse-93264135 | Lateral Hardening | 94636.03 | 0 | 0 | 0 | 0 | 0 | 0 | 0 | 0 | 0 | 0 |  | 0
Lateral Hardening-Fuse-93264363 | Lateral Hardening | 59227.53 | 0 | 0 | 0 | 0 | 0 | 0 | 0 | 0 | 0 | 0 |  | 0
Lateral Hardening-Fuse-93264371 | Lateral Hardening | 374999.44 | 0 | 0 | 0 | 0 | 0 | 0 | 0 | 0 | 0 | 0 |  | 0
Lateral Hardening-Fuse-93264373 | Lateral Hardening | 479923.2 | 0 | 0 | 0 | 0 | 2025 | 0 | 0 | 0 | 0 | 0 |  | 2025
Lateral Hardening-Fuse-93264379 | Lateral Hardening | 66253.31 | 0 | 0 | 0 | 0 | 0 | 0 | 0 | 0 | 0 | 0 |  | 0
Lateral Hardening-Fuse-93264384 | Lateral Hardening | 283198.63 | 0 | 0 | 0 | 0 | 0 | 0 | 0 | 0 | 0 | 0 |  | 0
Lateral Hardening-Fuse-93264708 | Lateral Hardening | 116818.1 | 0 | 0 | 0 | 0 | 0 | 0 | 0 | 0 | 0 | 0 |  | 0
Lateral Hardening-Fuse-93265036 | Lateral Hardening | 255518.29 | 0 | 0 | 0 | 0 | 0 | 0 | 0 | 0 | 0 | 0 |  | 0
Lateral Hardening-Fuse-93265086 | Lateral Hardening | 90525.87 | 0 | 0 | 0 | 0 | 0 | 0 | 0 | 0 | 0 | 0 |  | 0
Lateral Hardening-Fuse-93265401 | Lateral Hardening | 610733.52 | 0 | 0 | 0 | 0 | 0 | 0 | 0 | 0 | 0 | 0 |  | 0
Lateral Hardening-Fuse-93265546 | Lateral Hardening | 226264.14 | 0 | 0 | 0 | 0 | 0 | 0 | 0 | 0 | 0 | 0 |  | 0
Lateral Hardening-Fuse-93265547 | Lateral Hardening | 285035.26 | 0 | 0 | 0 | 0 | 0 | 0 | 0 | 0 | 0 | 0 |  | 0
Lateral Hardening-Fuse-93265548 | Lateral Hardening | 128183.12 | 0 | 0 | 0 | 0 | 0 | 0 | 0 | 0 | 0 | 0 |  | 0
Lateral Hardening-Fuse-93265551 | Lateral Hardening | 91706.37 | 0 | 0 | 0 | 0 | 0 | 0 | 0 | 0 | 0 | 0 |  | 0
Lateral Hardening-Fuse-93265558 | Lateral Hardening | 139930.9 | 0 | 0 | 0 | 0 | 0 | 0 | 0 | 0 | 0 | 0 |  | 0
Lateral Hardening-Fuse-93266141 | Lateral Hardening | 65282.61 | 0 | 0 | 0 | 0 | 0 | 0 | 0 | 0 | 0 | 0 |  | 0
Lateral Hardening-Fuse-93266147 | Lateral Hardening | 62921.43 | 0 | 0 | 0 | 0 | 0 | 0 | 0 | 0 | 0 | 0 |  | 0
Lateral Hardening-Fuse-93266148 | Lateral Hardening | 182793.09 | 0 | 0 | 0 | 0 | 0 | 0 | 0 | 0 | 0 | 0 |  | 0
Lateral Hardening-Fuse-93266149 | Lateral Hardening | 424149.37 | 0 | 0 | 0 | 0 | 0 | 0 | 0 | 0 | 0 | 0 |  | 0
Lateral Hardening-Fuse-93266150 | Lateral Hardening | 474834.54 | 0 | 0 | 0 | 0 | 2025 | 0 | 0 | 0 | 0 | 0 |  | 2025
Lateral Hardening-Fuse-93266151 | Lateral Hardening | 86643.09 | 0 | 0 | 0 | 0 | 0 | 0 | 0 | 0 | 0 | 0 |  | 0
Lateral Hardening-Fuse-93266178 | Lateral Hardening | 320116.94 | 0 | 0 | 0 | 0 | 0 | 0 | 0 | 0 | 0 | 0 |  | 0
Lateral Hardening-Fuse-93266650 | Lateral Hardening | 553863.5 | 0 | 0 | 0 | 0 | 2025 | 0 | 0 | 0 | 0 | 0 |  | 2025
Lateral Hardening-Fuse-93266651 | Lateral Hardening | 169481.36 | 0 | 0 | 0 | 0 | 0 | 0 | 0 | 0 | 0 | 0 |  | 0
Lateral Hardening-Fuse-93266652 | Lateral Hardening | 219269.89 | 0 | 0 | 0 | 0 | 2025 | 0 | 0 | 0 | 0 | 0 |  | 2025
Lateral Hardening-Fuse-93266654 | Lateral Hardening | 121304 | 0 | 0 | 0 | 0 | 2025 | 0 | 0 | 0 | 0 | 0 |  | 2025
Lateral Hardening-Fuse-93266655 | Lateral Hardening | 67984.71 | 0 | 0 | 0 | 0 | 0 | 0 | 0 | 0 | 0 | 0 |  | 0
Lateral Hardening-Fuse-93267054 | Lateral Hardening | 50000 | 0 | 0 | 0 | 0 | 0 | 0 | 0 | 0 | 0 | 0 |  | 0
Lateral Hardening-Fuse-93267093 | Lateral Hardening | 84738.55 | 0 | 0 | 0 | 0 | 0 | 0 | 0 | 0 | 0 | 0 |  | 0
Lateral Hardening-Fuse-93267096 | Lateral Hardening | 129725.64 | 0 | 0 | 0 | 0 | 0 | 0 | 0 | 0 | 0 | 0 |  | 0
Lateral Hardening-Fuse-93267097 | Lateral Hardening | 59457.89 | 0 | 0 | 0 | 0 | 0 | 0 | 0 | 0 | 0 | 0 |  | 0
Lateral Hardening-Fuse-93267100 | Lateral Hardening | 194819.19 | 0 | 0 | 0 | 0 | 0 | 0 | 0 | 0 | 0 | 0 |  | 0
Lateral Hardening-Fuse-93267156 | Lateral Hardening | 188533.98 | 0 | 0 | 0 | 0 | 0 | 0 | 0 | 0 | 0 | 0 |  | 0
Lateral Hardening-Fuse-93267158 | Lateral Hardening | 365289.01 | 0 | 0 | 0 | 0 | 2025 | 0 | 0 | 0 | 0 | 0 |  | 2025
Lateral Hardening-Fuse-93267230 | Lateral Hardening | 50297.21 | 0 | 0 | 0 | 0 | 0 | 0 | 0 | 0 | 0 | 0 |  | 0
Lateral Hardening-Fuse-93267412 | Lateral Hardening | 68026.93 | 0 | 0 | 0 | 0 | 0 | 0 | 0 | 0 | 0 | 0 |  | 0
Lateral Hardening-Fuse-93267541 | Lateral Hardening | 109519.79 | 0 | 0 | 0 | 0 | 0 | 0 | 0 | 0 | 0 | 0 |  | 0
Lateral Hardening-Fuse-93267564 | Lateral Hardening | 77172.18 | 0 | 0 | 0 | 0 | 0 | 0 | 0 | 0 | 0 | 0 |  | 0
Lateral Hardening-Fuse-93267926 | Lateral Hardening | 282065.4 | 0 | 0 | 0 | 0 | 2025 | 0 | 0 | 0 | 0 | 0 |  | 2025
Lateral Hardening-Fuse-93267927 | Lateral Hardening | 157613.31 | 0 | 0 | 0 | 0 | 0 | 0 | 0 | 0 | 0 | 0 |  | 0
Lateral Hardening-Fuse-93268321 | Lateral Hardening | 50000 | 0 | 0 | 0 | 0 | 0 | 0 | 0 | 0 | 0 | 0 |  | 0
Lateral Hardening-Fuse-93268644 | Lateral Hardening | 66536.63 | 0 | 0 | 0 | 0 | 0 | 0 | 0 | 0 | 0 | 0 |  | 0
Lateral Hardening-Fuse-93268645 | Lateral Hardening | 51298.83 | 0 | 0 | 0 | 0 | 2028 | 0 | 0 | 0 | 0 | 0 |  | 2028
Lateral Hardening-Fuse-93268649 | Lateral Hardening | 225881.43 | 0 | 0 | 0 | 0 | 0 | 0 | 0 | 0 | 0 | 0 |  | 0
Lateral Hardening-Fuse-93268801 | Lateral Hardening | 85418.18 | 0 | 0 | 0 | 0 | 0 | 0 | 0 | 0 | 0 | 0 |  | 0
Lateral Hardening-Fuse-93269400 | Lateral Hardening | 199861.73 | 0 | 0 | 0 | 0 | 0 | 0 | 0 | 0 | 0 | 0 |  | 0
Lateral Hardening-Fuse-93269416 | Lateral Hardening | 55588.09 | 0 | 0 | 0 | 0 | 0 | 0 | 0 | 0 | 0 | 0 |  | 0
Lateral Hardening-Fuse-93269420 | Lateral Hardening | 349242.37 | 0 | 0 | 0 | 0 | 0 | 0 | 0 | 0 | 0 | 0 |  | 0
Lateral Hardening-Fuse-93269474 | Lateral Hardening | 414122.99 | 0 | 0 | 0 | 0 | 0 | 0 | 0 | 0 | 0 | 0 |  | 0
Lateral Hardening-Fuse-93269479 | Lateral Hardening | 349132.19 | 0 | 0 | 0 | 0 | 0 | 0 | 0 | 0 | 0 | 0 |  | 0
Lateral Hardening-Fuse-93269486 | Lateral Hardening | 64653.01 | 0 | 0 | 0 | 0 | 0 | 0 | 0 | 0 | 0 | 0 |  | 0
Lateral Hardening-Fuse-93269555 | Lateral Hardening | 166507.21 | 0 | 0 | 0 | 0 | 2029 | 0 | 0 | 0 | 0 | 0 |  | 2029
Lateral Hardening-Fuse-93269743 | Lateral Hardening | 50000 | 0 | 0 | 0 | 0 | 0 | 0 | 0 | 0 | 0 | 0 |  | 0
Lateral Hardening-Fuse-93269874 | Lateral Hardening | 73126.69 | 0 | 0 | 0 | 0 | 0 | 0 | 0 | 0 | 0 | 0 |  | 0
Lateral Hardening-Fuse-93269996 | Lateral Hardening | 174204.05 | 0 | 0 | 0 | 0 | 0 | 0 | 0 | 0 | 0 | 0 |  | 0
Lateral Hardening-Fuse-93270000 | Lateral Hardening | 142895.69 | 0 | 0 | 0 | 0 | 0 | 0 | 0 | 0 | 0 | 0 |  | 0
Lateral Hardening-Fuse-93270495 | Lateral Hardening | 51781.77 | 0 | 0 | 0 | 0 | 0 | 0 | 0 | 0 | 0 | 0 |  | 0
Lateral Hardening-Fuse-93270864 | Lateral Hardening | 88599.35 | 0 | 0 | 0 | 0 | 0 | 0 | 0 | 0 | 0 | 0 |  | 0
Lateral Hardening-Fuse-93271080 | Lateral Hardening | 515015.88 | 0 | 0 | 0 | 0 | 2025 | 0 | 0 | 0 | 0 | 0 |  | 2025
Lateral Hardening-Fuse-93271393 | Lateral Hardening | 150869.26 | 0 | 0 | 0 | 0 | 0 | 0 | 0 | 0 | 0 | 0 |  | 0
Lateral Hardening-Fuse-93271409 | Lateral Hardening | 50000 | 0 | 0 | 0 | 0 | 0 | 0 | 0 | 0 | 0 | 0 |  | 0
Lateral Hardening-Fuse-93271417 | Lateral Hardening | 201688.76 | 0 | 0 | 0 | 0 | 0 | 0 | 0 | 0 | 0 | 0 |  | 0
Lateral Hardening-Fuse-93271592 | Lateral Hardening | 51057.73 | 0 | 0 | 0 | 0 | 2025 | 0 | 0 | 0 | 0 | 0 |  | 0 | 0
Lateral Hardening-Fuse-93271595 | Lateral Hardening | 252204.65 | 0 | 0 | 0 | 0 | 0 | 0 | 0 | 0 | 0 | 0 |  | 0
Lateral Hardening-Fuse-93271609 | Lateral Hardening | 223786.48 | 0 | 0 | 0 | 0 | 0 | 0 | 0 | 0 | 0 | 0 |  | 0
Lateral Hardening-Fuse-93271610 | Lateral Hardening | 235728.88 | 0 | 0 | 0 | 0 | 0 | 0 | 0 | 0 | 0 | 0 |  | 0
Lateral Hardening-Fuse-93271611 | Lateral Hardening | 116476.08 | 0 | 0 | 0 | 0 | 2025 | 0 | 0 | 0 | 0 | 0 |  | 2025
Lateral Hardening-Fuse-93271925 | Lateral Hardening | 308063.57 | 0 | 0 | 0 | 0 | 0 | 0 | 0 | 0 | 0 | 0 |  | 0
Lateral Hardening-Fuse-93271971 | Lateral Hardening | 309202.59 | 0 | 0 | 0 | 0 | 0 | 0 | 0 | 0 | 0 | 0 |  | 0
Lateral Hardening-Fuse-93271978 | Lateral Hardening | 218732.95 | 0 | 0 | 0 | 0 | 0 | 0 | 0 | 0 | 0 | 0 |  | 0
Lateral Hardening-Fuse-93272134 | Lateral Hardening | 151526.28 | 0 | 0 | 0 | 0 | 0 | 0 | 0 | 0 | 0 | 0 |  | 0
Lateral Hardening-Fuse-93272182 | Lateral Hardening | 230818 | 0 | 0 | 0 | 0 | 0 | 0 | 0 | 0 | 0 | 0 |  | 0
Lateral Hardening-Fuse-93272222 | Lateral Hardening | 50000 | 0 | 0 | 0 | 0 | 0 | 0 | 0 | 0 | 0 | 0 |  | 0
Lateral Hardening-Fuse-93272240 | Lateral Hardening | 52422.11 | 0 | 0 | 0 | 0 | 0 | 0 | 0 | 0 | 0 | 0 |  | 0
Lateral Hardening-Fuse-93272251 | Lateral Hardening | 191907.34 | 0 | 0 | 0 | 0 | 0 | 0 | 0 | 0 | 0 | 0 |  | 0
Lateral Hardening-Fuse-93272288 | Lateral Hardening | 297562.24 | 0 | 0 | 0 | 0 | 0 | 0 | 0 | 0 | 0 | 0 |  | 0
Lateral Hardening-Fuse-93272293 | Lateral Hardening | 203182.87 | 0 | 0 | 0 | 0 | 0 | 0 | 0 | 0 | 0 | 0 |  | 0
Lateral Hardening-Fuse-93273139 | Lateral Hardening | 50000 | 0 | 0 | 0 | 0 | 0 | 0 | 0 | 0 | 0 | 0 |  | 0
Lateral Hardening-Fuse-93273343 | Lateral Hardening | 95546.69 | 0 | 0 | 0 | 0 | 0 | 0 | 0 | 0 | 0 | 0 |  | 0
Lateral Hardening-Fuse-93274060 | Lateral Hardening | 52096.57 | 0 | 0 | 0 | 0 | 0 | 0 | 0 | 0 | 0 | 0 |  | 0
Lateral Hardening-Fuse-93274073 | Lateral Hardening | 53434.47 | 0 | 0 | 0 | 0 | 2027 | 0 | 0 | 0 | 0 | 0 |  | 2026 | 2026
Lateral Hardening-Fuse-93274089 | Lateral Hardening | 57962.59 | 0 | 0 | 0 | 0 | 0 | 0 | 0 | 0 | 0 | 0 |  | 0
Lateral Hardening-Fuse-93274093 | Lateral Hardening | 85418.75 | 0 | 0 | 0 | 0 | 0 | 0 | 0 | 0 | 0 | 0 |  | 0
Lateral Hardening-Fuse-93274635 | Lateral Hardening | 2805521.6 | 0 | 0 | 0 | 0 | 0 | 0 | 0 | 0 | 0 | 0 |  | 0
Lateral Hardening-Fuse-93274681 | Lateral Hardening | 145856.3 | 0 | 0 | 0 | 0 | 0 | 0 | 0 | 0 | 0 | 0 |  | 0
Lateral Hardening-Fuse-93274895 | Lateral Hardening | 64258.59 | 0 | 0 | 0 | 0 | 0 | 0 | 0 | 0 | 0 | 0 |  | 0
Lateral Hardening-Fuse-93275113 | Lateral Hardening | 886115.72 | 0 | 0 | 0 | 0 | 2026 | 0 | 0 | 0 | 0 | 0 |  | 2027 | 2027
Lateral Hardening-Fuse-93275169 | Lateral Hardening | 52505.81 | 0 | 0 | 0 | 0 | 0 | 0 | 0 | 0 | 0 | 0 |  | 0
Lateral Hardening-Fuse-93275253 | Lateral Hardening | 149430.64 | 0 | 0 | 0 | 0 | 2025 | 0 | 0 | 0 | 0 | 0 |  | 2025
Lateral Hardening-Fuse-93275764 | Lateral Hardening | 68167.11 | 0 | 0 | 0 | 0 | 0 | 0 | 0 | 0 | 0 | 0 |  | 0
Lateral Hardening-Fuse-93275780 | Lateral Hardening | 50000 | 0 | 0 | 0 | 0 | 0 | 0 | 0 | 0 | 0 | 0 |  | 0
Lateral Hardening-Fuse-93275795 | Lateral Hardening | 188388.56 | 0 | 0 | 0 | 0 | 0 | 0 | 0 | 0 | 0 | 0 |  | 0
Lateral Hardening-Fuse-93275810 | Lateral Hardening | 100121.48 | 0 | 0 | 0 | 0 | 0 | 0 | 0 | 0 | 0 | 0 |  | 0
Lateral Hardening-Fuse-93276010 | Lateral Hardening | 231045.34 | 0 | 0 | 0 | 0 | 0 | 0 | 0 | 0 | 0 | 0 |  | 0
Lateral Hardening-Fuse-93276012 | Lateral Hardening | 77613.93 | 0 | 0 | 0 | 0 | 0 | 0 | 0 | 0 | 0 | 0 |  | 0
Lateral Hardening-Fuse-93276195 | Lateral Hardening | 50000 | 0 | 0 | 0 | 0 | 0 | 0 | 0 | 0 | 0 | 0 |  | 0
Lateral Hardening-Fuse-93276295 | Lateral Hardening | 154079.31 | 0 | 0 | 0 | 0 | 0 | 0 | 0 | 0 | 0 | 0 |  | 0
Lateral Hardening-Fuse-93276296 | Lateral Hardening | 106460.44 | 0 | 0 | 0 | 0 | 0 | 0 | 0 | 0 | 0 | 0 |  | 0
Lateral Hardening-Fuse-93276297 | Lateral Hardening | 136764.84 | 0 | 0 | 0 | 0 | 2027 | 0 | 0 | 0 | 0 | 0 |  | 0 | 0
Lateral Hardening-Fuse-93276298 | Lateral Hardening | 103170.04 | 0 | 0 | 0 | 0 | 0 | 0 | 0 | 0 | 0 | 0 |  | 0
Lateral Hardening-Fuse-93276505 | Lateral Hardening | 50000 | 0 | 0 | 0 | 0 | 0 | 0 | 0 | 0 | 0 | 0 |  | 0
Lateral Hardening-Fuse-93276506 | Lateral Hardening | 57002.45 | 0 | 0 | 0 | 0 | 0 | 0 | 0 | 0 | 0 | 0 |  | 0
Lateral Hardening-Fuse-93276507 | Lateral Hardening | 166124.36 | 0 | 0 | 0 | 0 | 2027 | 0 | 0 | 0 | 0 | 0 |  | 2026 | 2026
Lateral Hardening-Fuse-93276647 | Lateral Hardening | 53922.41 | 0 | 0 | 0 | 0 | 0 | 0 | 0 | 0 | 0 | 0 |  | 0
Lateral Hardening-Fuse-93276653 | Lateral Hardening | 51278.09 | 0 | 0 | 0 | 0 | 0 | 0 | 0 | 0 | 0 | 0 |  | 0
Lateral Hardening-Fuse-93276661 | Lateral Hardening | 57112.63 | 0 | 0 | 0 | 0 | 0 | 0 | 0 | 0 | 0 | 0 |  | 0
Lateral Hardening-Fuse-93276667 | Lateral Hardening | 53654.83 | 0 | 0 | 0 | 0 | 0 | 0 | 0 | 0 | 0 | 0 |  | 0
Lateral Hardening-Fuse-93276673 | Lateral Hardening | 54851.07 | 0 | 0 | 0 | 0 | 0 | 0 | 0 | 0 | 0 | 0 |  | 0
Lateral Hardening-Fuse-93276687 | Lateral Hardening | 79342.51 | 0 | 0 | 0 | 0 | 2027 | 0 | 0 | 0 | 0 | 0 |  | 2026 | 2026
Lateral Hardening-Fuse-93276688 | Lateral Hardening | 50000 | 0 | 0 | 0 | 0 | 0 | 0 | 0 | 0 | 0 | 0 |  | 0
Lateral Hardening-Fuse-93276689 | Lateral Hardening | 249953.38 | 0 | 0 | 0 | 0 | 0 | 0 | 0 | 0 | 0 | 0 |  | 0
Lateral Hardening-Fuse-93276849 | Lateral Hardening | 203119.91 | 0 | 0 | 0 | 0 | 0 | 0 | 0 | 0 | 0 | 0 |  | 0
Lateral Hardening-Fuse-93276850 | Lateral Hardening | 111922.22 | 0 | 0 | 0 | 0 | 0 | 0 | 0 | 0 | 0 | 0 |  | 0
Lateral Hardening-Fuse-93276853 | Lateral Hardening | 50517.57 | 0 | 0 | 0 | 0 | 0 | 0 | 0 | 0 | 0 | 0 |  | 0
Lateral Hardening-Fuse-93276854 | Lateral Hardening | 179287.33 | 0 | 0 | 0 | 0 | 2027 | 0 | 0 | 0 | 0 | 0 |  | 2026 | 2026
Lateral Hardening-Fuse-93277035 | Lateral Hardening | 1285364.96 | 0 | 0 | 0 | 0 | 2027 | 0 | 0 | 0 | 0 | 0 |  | 2026 | 2026
Lateral Hardening-Fuse-93277099 | Lateral Hardening | 52406.37 | 0 | 0 | 0 | 0 | 0 | 0 | 0 | 0 | 0 | 0 |  | 0
Lateral Hardening-Fuse-93277125 | Lateral Hardening | 51356.79 | 0 | 0 | 0 | 0 | 0 | 0 | 0 | 0 | 0 | 0 |  | 0
Lateral Hardening-Fuse-93277134 | Lateral Hardening | 130606.34 | 0 | 0 | 0 | 0 | 0 | 0 | 0 | 0 | 0 | 0 |  | 0
Lateral Hardening-Fuse-93277166 | Lateral Hardening | 55790.47 | 0 | 0 | 0 | 0 | 0 | 0 | 0 | 0 | 0 | 0 |  | 0
Lateral Hardening-Fuse-93277181 | Lateral Hardening | 103705.2 | 0 | 0 | 0 | 0 | 0 | 0 | 0 | 0 | 0 | 0 |  | 0
Lateral Hardening-Fuse-93277182 | Lateral Hardening | 126524.68 | 0 | 0 | 0 | 0 | 0 | 0 | 0 | 0 | 0 | 0 |  | 0
Lateral Hardening-Fuse-93277185 | Lateral Hardening | 131711.04 | 0 | 0 | 0 | 0 | 0 | 0 | 0 | 0 | 0 | 0 |  | 0
Lateral Hardening-Fuse-93277263 | Lateral Hardening | 339090.03 | 0 | 0 | 0 | 0 | 0 | 0 | 0 | 0 | 0 | 0 |  | 0
Lateral Hardening-Fuse-93277276 | Lateral Hardening | 124297.5 | 0 | 0 | 0 | 0 | 0 | 0 | 0 | 0 | 0 | 0 |  | 0
Lateral Hardening-Fuse-93277393 | Lateral Hardening | 57594.83 | 0 | 0 | 0 | 0 | 0 | 0 | 0 | 0 | 0 | 0 |  | 0
Lateral Hardening-Fuse-93277394 | Lateral Hardening | 127921.04 | 0 | 0 | 0 | 0 | 0 | 0 | 0 | 0 | 0 | 0 |  | 2023 | 2023
Lateral Hardening-Fuse-93277400 | Lateral Hardening | 120164.24 | 0 | 0 | 0 | 0 | 0 | 0 | 0 | 0 | 0 | 0 |  | 0
Lateral Hardening-Fuse-93277415 | Lateral Hardening | 73932.68 | 0 | 0 | 0 | 0 | 0 | 0 | 0 | 0 | 0 | 0 |  | 0
Lateral Hardening-Fuse-93277440 | Lateral Hardening | 460769.04 | 0 | 0 | 0 | 0 | 2027 | 0 | 0 | 0 | 0 | 0 |  | 0 | 0
Lateral Hardening-Fuse-93277442 | Lateral Hardening | 61074.11 | 0 | 0 | 0 | 0 | 0 | 0 | 0 | 0 | 0 | 0 |  | 0
Lateral Hardening-Fuse-93277466 | Lateral Hardening | 50000 | 0 | 0 | 0 | 0 | 0 | 0 | 0 | 0 | 0 | 0 |  | 0
Lateral Hardening-Fuse-93277516 | Lateral Hardening | 52002.13 | 0 | 0 | 0 | 0 | 0 | 0 | 0 | 0 | 0 | 0 |  | 0
Lateral Hardening-Fuse-93277788 | Lateral Hardening | 107703.9 | 0 | 0 | 0 | 0 | 0 | 0 | 0 | 0 | 0 | 0 |  | 0
Lateral Hardening-Fuse-93278066 | Lateral Hardening | 108075.92 | 0 | 0 | 0 | 0 | 0 | 0 | 0 | 0 | 0 | 0 |  | 0
Lateral Hardening-Fuse-93278067 | Lateral Hardening | 54079.81 | 0 | 0 | 0 | 0 | 0 | 0 | 0 | 0 | 0 | 0 |  | 0
Lateral Hardening-Fuse-93278086 | Lateral Hardening | 50000 | 0 | 0 | 0 | 0 | 0 | 0 | 0 | 0 | 0 | 0 |  | 0
Lateral Hardening-Fuse-93278510 | Lateral Hardening | 217464 | 0 | 0 | 0 | 0 | 0 | 0 | 0 | 0 | 0 | 0 |  | 0
Lateral Hardening-Fuse-93278600 | Lateral Hardening | 295538.75 | 0 | 0 | 0 | 0 | 2027 | 0 | 0 | 0 | 0 | 0 |  | 2026 | 2026
Lateral Hardening-Fuse-93278601 | Lateral Hardening | 208360.59 | 0 | 0 | 0 | 0 | 0 | 0 | 0 | 0 | 0 | 0 |  | 0
Lateral Hardening-Fuse-93278602 | Lateral Hardening | 59468.63 | 0 | 0 | 0 | 0 | 0 | 0 | 0 | 0 | 0 | 0 |  | 0
Lateral Hardening-Fuse-93278987 | Lateral Hardening | 50000 | 0 | 0 | 0 | 0 | 0 | 0 | 0 | 0 | 0 | 0 |  | 0
Lateral Hardening-Fuse-93279079 | Lateral Hardening | 56357.11 | 0 | 0 | 0 | 0 | 0 | 0 | 0 | 0 | 0 | 0 |  | 0
Lateral Hardening-Fuse-93279099 | Lateral Hardening | 50000 | 0 | 0 | 0 | 0 | 0 | 0 | 0 | 0 | 0 | 0 |  | 0
Lateral Hardening-Fuse-93279439 | Lateral Hardening | 230214.23 | 0 | 0 | 0 | 0 | 0 | 0 | 0 | 0 | 0 | 0 |  | 2026 | 2026
Lateral Hardening-Fuse-93279758 | Lateral Hardening | 96905.52 | 0 | 0 | 0 | 0 | 0 | 0 | 0 | 0 | 0 | 0 |  | 0
Lateral Hardening-Fuse-93279762 | Lateral Hardening | 106113.42 | 0 | 0 | 0 | 0 | 2027 | 0 | 0 | 0 | 0 | 0 |  | 2026 | 2026
Lateral Hardening-Fuse-93279763 | Lateral Hardening | 60654.13 | 0 | 0 | 0 | 0 | 0 | 0 | 0 | 0 | 0 | 0 |  | 0
Lateral Hardening-Fuse-93279765 | Lateral Hardening | 99345.22 | 0 | 0 | 0 | 0 | 0 | 0 | 0 | 0 | 0 | 0 |  | 0
Lateral Hardening-Fuse-93279849 | Lateral Hardening | 78289.41 | 0 | 0 | 0 | 0 | 2027 | 0 | 0 | 0 | 0 | 0 |  | 2026 | 2026
Lateral Hardening-Fuse-93279862 | Lateral Hardening | 118501.54 | 0 | 0 | 0 | 0 | 0 | 0 | 0 | 0 | 0 | 0 |  | 0
Lateral Hardening-Fuse-93279980 | Lateral Hardening | 327164.53 | 0 | 0 | 0 | 0 | 2021 | 0 | 0 | 0 | 0 | 0 |  | 2022 | 2022
Lateral Hardening-Fuse-93280030 | Lateral Hardening | 150280.26 | 0 | 0 | 0 | 0 | 0 | 0 | 0 | 0 | 0 | 0 |  | 0
Lateral Hardening-Fuse-93280050 | Lateral Hardening | 82002.55 | 0 | 0 | 0 | 0 | 0 | 0 | 0 | 0 | 0 | 0 |  | 0
Lateral Hardening-Fuse-93280057 | Lateral Hardening | 104760.52 | 0 | 0 | 0 | 0 | 0 | 0 | 0 | 0 | 0 | 0 |  | 0
Lateral Hardening-Fuse-93280058 | Lateral Hardening | 112734.96 | 0 | 0 | 0 | 0 | 0 | 0 | 0 | 0 | 0 | 0 |  | 0
Lateral Hardening-Fuse-93280095 | Lateral Hardening | 111321.26 | 0 | 0 | 0 | 0 | 0 | 0 | 0 | 0 | 0 | 0 |  | 0
Lateral Hardening-Fuse-93280104 | Lateral Hardening | 110108.22 | 0 | 0 | 0 | 0 | 0 | 0 | 0 | 0 | 0 | 0 |  | 0
Lateral Hardening-Fuse-93280312 | Lateral Hardening | 74344.98 | 0 | 0 | 0 | 0 | 0 | 0 | 0 | 0 | 0 | 0 |  | 0
Lateral Hardening-Fuse-93280753 | Lateral Hardening | 107158 | 0 | 0 | 0 | 0 | 0 | 0 | 0 | 0 | 0 | 0 |  | 0
Lateral Hardening-Fuse-93281804 | Lateral Hardening | 258584.05 | 0 | 0 | 0 | 0 | 2023 | 0 | 0 | 0 | 0 | 0 |  | 2023
Lateral Hardening-Fuse-93282480 | Lateral Hardening | 430084.22 | 0 | 0 | 0 | 0 | 2023 | 0 | 0 | 0 | 0 | 0 |  | 2023
Lateral Hardening-Fuse-93283126 | Lateral Hardening | 256544.38 | 0 | 0 | 0 | 0 | 0 | 0 | 0 | 0 | 0 | 0 |  | 0
Lateral Hardening-Fuse-93283131 | Lateral Hardening | 235876.28 | 0 | 0 | 0 | 0 | 0 | 0 | 0 | 0 | 0 | 0 |  | 0
Lateral Hardening-Fuse-93283243 | Lateral Hardening | 360684.51 | 0 | 0 | 0 | 0 | 2023 | 0 | 0 | 0 | 0 | 0 |  | 2023
Lateral Hardening-Fuse-93283244 | Lateral Hardening | 429425.43 | 0 | 0 | 0 | 0 | 2023 | 0 | 0 | 0 | 0 | 0 |  | 2023
Lateral Hardening-Fuse-93283449 | Lateral Hardening | 95264.66 | 0 | 0 | 0 | 0 | 0 | 0 | 0 | 0 | 0 | 0 |  | 0
Lateral Hardening-Fuse-93283471 | Lateral Hardening | 89482.85 | 0 | 0 | 0 | 0 | 0 | 0 | 0 | 0 | 0 | 0 |  | 0
Lateral Hardening-Fuse-93283693 | Lateral Hardening | 230771.52 | 0 | 0 | 0 | 0 | 0 | 0 | 0 | 0 | 0 | 0 |  | 0
Lateral Hardening-Fuse-93283733 | Lateral Hardening | 104708.5 | 0 | 0 | 0 | 0 | 2023 | 0 | 0 | 0 | 0 | 0 |  | 2023
Lateral Hardening-Fuse-93283735 | Lateral Hardening | 393579.12 | 0 | 0 | 0 | 0 | 2023 | 0 | 0 | 0 | 0 | 0 |  | 2023
Lateral Hardening-Fuse-93283740 | Lateral Hardening | 55242.69 | 0 | 0 | 0 | 0 | 2023 | 0 | 0 | 0 | 0 | 0 |  | 2023
Lateral Hardening-Fuse-93284371 | Lateral Hardening | 54599.23 | 0 | 0 | 0 | 0 | 0 | 0 | 0 | 0 | 0 | 0 |  | 0
Lateral Hardening-Fuse-93284372 | Lateral Hardening | 59316.23 | 0 | 0 | 0 | 0 | 0 | 0 | 0 | 0 | 0 | 0 |  | 0
Lateral Hardening-Fuse-93284456 | Lateral Hardening | 54205.73 | 0 | 0 | 0 | 0 | 0 | 0 | 0 | 0 | 0 | 0 |  | 0
Lateral Hardening-Fuse-93284463 | Lateral Hardening | 102776.54 | 0 | 0 | 0 | 0 | 0 | 0 | 0 | 0 | 0 | 0 |  | 0
Lateral Hardening-Fuse-93285246 | Lateral Hardening | 305184.17 | 0 | 0 | 0 | 0 | 0 | 0 | 0 | 0 | 0 | 0 |  | 0
Lateral Hardening-Fuse-93285295 | Lateral Hardening | 312455.52 | 0 | 0 | 0 | 0 | 0 | 0 | 0 | 0 | 0 | 0 |  | 0
Lateral Hardening-Fuse-93285960 | Lateral Hardening | 493055.52 | 0 | 0 | 0 | 0 | 0 | 0 | 0 | 0 | 0 | 0 |  | 0
Lateral Hardening-Fuse-93287348 | Lateral Hardening | 50000 | 0 | 0 | 0 | 0 | 0 | 0 | 0 | 0 | 0 | 0 |  | 0
Lateral Hardening-Fuse-93287380 | Lateral Hardening | 711557.46 | 0 | 0 | 0 | 0 | 0 | 0 | 0 | 0 | 0 | 0 |  | 0
Lateral Hardening-Fuse-93287382 | Lateral Hardening | 1532014.36 | 0 | 0 | 0 | 0 | 2028 | 0 | 0 | 0 | 0 | 0 |  | 2028
Lateral Hardening-Fuse-93287628 | Lateral Hardening | 56897.27 | 0 | 0 | 0 | 0 | 0 | 0 | 0 | 0 | 0 | 0 |  | 0
Lateral Hardening-Fuse-93288108 | Lateral Hardening | 50000 | 0 | 0 | 0 | 0 | 0 | 0 | 0 | 0 | 0 | 0 |  | 0
Lateral Hardening-Fuse-93288405 | Lateral Hardening | 108999.58 | 0 | 0 | 0 | 0 | 0 | 0 | 0 | 0 | 0 | 0 |  | 0
Lateral Hardening-Fuse-93288706 | Lateral Hardening | 174817.96 | 0 | 0 | 0 | 0 | 0 | 0 | 0 | 0 | 0 | 0 |  | 0
Lateral Hardening-Fuse-93290180 | Lateral Hardening | 114665.98 | 0 | 0 | 0 | 0 | 0 | 0 | 0 | 0 | 0 | 0 |  | 0
Lateral Hardening-Fuse-93290475 | Lateral Hardening | 536999.49 | 0 | 0 | 0 | 0 | 2027 | 0 | 0 | 0 | 0 | 0 |  | 2027
Lateral Hardening-Fuse-93290656 | Lateral Hardening | 576310.86 | 0 | 0 | 0 | 0 | 0 | 0 | 0 | 0 | 0 | 0 |  | 0
Lateral Hardening-Fuse-93290657 | Lateral Hardening | 631769.69 | 0 | 0 | 0 | 0 | 2027 | 0 | 0 | 0 | 0 | 0 |  | 2027
Lateral Hardening-Fuse-93290791 | Lateral Hardening | 659955.64 | 0 | 0 | 0 | 0 | 2027 | 0 | 0 | 0 | 0 | 0 |  | 2027
Lateral Hardening-Fuse-93291319 | Lateral Hardening | 650948.78 | 0 | 0 | 0 | 0 | 0 | 0 | 0 | 0 | 0 | 0 |  | 0
Lateral Hardening-Fuse-93291320 | Lateral Hardening | 790647.46 | 0 | 0 | 0 | 0 | 2027 | 0 | 0 | 0 | 0 | 0 |  | 2027
Lateral Hardening-Fuse-93292364 | Lateral Hardening | 50000 | 0 | 0 | 0 | 0 | 0 | 0 | 0 | 0 | 0 | 0 |  | 0
Lateral Hardening-Fuse-93292955 | Lateral Hardening | 163149.91 | 0 | 0 | 0 | 0 | 2026 | 0 | 0 | 0 | 0 | 0 |  | 0 | 0
Lateral Hardening-Fuse-93293312 | Lateral Hardening | 230178.45 | 0 | 0 | 0 | 0 | 0 | 0 | 0 | 0 | 0 | 0 |  | 0
Lateral Hardening-Fuse-93293569 | Lateral Hardening | 55092.17 | 0 | 0 | 0 | 0 | 0 | 0 | 0 | 0 | 0 | 0 |  | 0
Lateral Hardening-Fuse-93293572 | Lateral Hardening | 58781.07 | 0 | 0 | 0 | 0 | 0 | 0 | 0 | 0 | 0 | 0 |  | 0
Lateral Hardening-Fuse-93294106 | Lateral Hardening | 50000 | 0 | 0 | 0 | 0 | 0 | 0 | 0 | 0 | 0 | 0 |  | 0
Lateral Hardening-Fuse-93294108 | Lateral Hardening | 107472.8 | 0 | 0 | 0 | 0 | 0 | 0 | 0 | 0 | 0 | 0 |  | 0
Lateral Hardening-Fuse-93294112 | Lateral Hardening | 113509.97 | 0 | 0 | 0 | 0 | 0 | 0 | 0 | 0 | 0 | 0 |  | 0
Lateral Hardening-Fuse-93294117 | Lateral Hardening | 106013.98 | 0 | 0 | 0 | 0 | 0 | 0 | 0 | 0 | 0 | 0 |  | 0
Lateral Hardening-Fuse-93294488 | Lateral Hardening | 206623.4 | 0 | 0 | 0 | 0 | 0 | 0 | 0 | 0 | 0 | 0 |  | 0
Lateral Hardening-Fuse-93294566 | Lateral Hardening | 51865.47 | 0 | 0 | 0 | 0 | 0 | 0 | 0 | 0 | 0 | 0 |  | 0
Lateral Hardening-Fuse-93294923 | Lateral Hardening | 156557.29 | 0 | 0 | 0 | 0 | 0 | 0 | 0 | 0 | 0 | 0 |  | 0
Lateral Hardening-Fuse-93294933 | Lateral Hardening | 71346.59 | 0 | 0 | 0 | 0 | 0 | 0 | 0 | 0 | 0 | 0 |  | 0
Lateral Hardening-Fuse-93294943 | Lateral Hardening | 222105.24 | 0 | 0 | 0 | 0 | 0 | 0 | 0 | 0 | 0 | 0 |  | 2027 | 2027
Lateral Hardening-Fuse-93294946 | Lateral Hardening | 57742.23 | 0 | 0 | 0 | 0 | 0 | 0 | 0 | 0 | 0 | 0 |  | 0
Lateral Hardening-Fuse-93294952 | Lateral Hardening | 60585.43 | 0 | 0 | 0 | 0 | 0 | 0 | 0 | 0 | 0 | 0 |  | 0
Lateral Hardening-Fuse-93295124 | Lateral Hardening | 175819.53 | 0 | 0 | 0 | 0 | 2025 | 0 | 0 | 0 | 0 | 0 |  | 2026 | 2026
Lateral Hardening-Fuse-93295548 | Lateral Hardening | 54363.13 | 0 | 0 | 0 | 0 | 0 | 0 | 0 | 0 | 0 | 0 |  | 0
Lateral Hardening-Fuse-93295549 | Lateral Hardening | 52138.79 | 0 | 0 | 0 | 0 | 0 | 0 | 0 | 0 | 0 | 0 |  | 0
Lateral Hardening-Fuse-93295550 | Lateral Hardening | 171013.09 | 0 | 0 | 0 | 0 | 0 | 0 | 0 | 0 | 0 | 0 |  | 0
Lateral Hardening-Fuse-93295555 | Lateral Hardening | 147395.75 | 0 | 0 | 0 | 0 | 0 | 0 | 0 | 0 | 0 | 0 |  | 0
Lateral Hardening-Fuse-93296007 | Lateral Hardening | 95861.68 | 0 | 0 | 0 | 0 | 0 | 0 | 0 | 0 | 0 | 0 |  | 0
Lateral Hardening-Fuse-93296008 | Lateral Hardening | 107971.48 | 0 | 0 | 0 | 0 | 0 | 0 | 0 | 0 | 0 | 0 |  | 0
Lateral Hardening-Fuse-93296041 | Lateral Hardening | 104907.18 | 0 | 0 | 0 | 0 | 0 | 0 | 0 | 0 | 0 | 0 |  | 0
Lateral Hardening-Fuse-93296475 | Lateral Hardening | 50000 | 0 | 0 | 0 | 0 | 0 | 0 | 0 | 0 | 0 | 0 |  | 0
Lateral Hardening-Fuse-93296481 | Lateral Hardening | 52789.13 | 0 | 0 | 0 | 0 | 0 | 0 | 0 | 0 | 0 | 0 |  | 0
Lateral Hardening-Fuse-93296485 | Lateral Hardening | 101779.92 | 0 | 0 | 0 | 0 | 0 | 0 | 0 | 0 | 0 | 0 |  | 0
Lateral Hardening-Fuse-93296491 | Lateral Hardening | 52128.05 | 0 | 0 | 0 | 0 | 0 | 0 | 0 | 0 | 0 | 0 |  | 0
Lateral Hardening-Fuse-93296499 | Lateral Hardening | 53859.45 | 0 | 0 | 0 | 0 | 0 | 0 | 0 | 0 | 0 | 0 |  | 0
Lateral Hardening-Fuse-93296501 | Lateral Hardening | 106438.96 | 0 | 0 | 0 | 0 | 0 | 0 | 0 | 0 | 0 | 0 |  | 0
Lateral Hardening-Fuse-93296518 | Lateral Hardening | 227479.15 | 0 | 0 | 0 | 0 | 2027 | 0 | 0 | 0 | 0 | 0 |  | 2027
Lateral Hardening-Fuse-93296673 | Lateral Hardening | 50000 | 0 | 0 | 0 | 0 | 0 | 0 | 0 | 0 | 0 | 0 |  | 0
Lateral Hardening-Fuse-93296727 | Lateral Hardening | 63783.37 | 0 | 0 | 0 | 0 | 0 | 0 | 0 | 0 | 0 | 0 |  | 0
Lateral Hardening-Fuse-93296789 | Lateral Hardening | 52962.27 | 0 | 0 | 0 | 0 | 0 | 0 | 0 | 0 | 0 | 0 |  | 0
Lateral Hardening-Fuse-93297023 | Lateral Hardening | 50601.27 | 0 | 0 | 0 | 0 | 0 | 0 | 0 | 0 | 0 | 0 |  | 0
Lateral Hardening-Fuse-93297034 | Lateral Hardening | 125227.52 | 0 | 0 | 0 | 0 | 2027 | 0 | 0 | 0 | 0 | 0 |  | 2027
Lateral Hardening-Fuse-93297080 | Lateral Hardening | 292846.56 | 0 | 0 | 0 | 0 | 0 | 0 | 0 | 0 | 0 | 0 |  | 0
Lateral Hardening-Fuse-93297123 | Lateral Hardening | 94135.95 | 0 | 0 | 0 | 0 | 2029 | 0 | 0 | 0 | 0 | 0 |  | 2029
Lateral Hardening-Fuse-93297124 | Lateral Hardening | 108831.44 | 0 | 0 | 0 | 0 | 0 | 0 | 0 | 0 | 0 | 0 |  | 0
Lateral Hardening-Fuse-93297153 | Lateral Hardening | 99760.2 | 0 | 0 | 0 | 0 | 0 | 0 | 0 | 0 | 0 | 0 |  | 0
Lateral Hardening-Fuse-93297158 | Lateral Hardening | 55842.69 | 0 | 0 | 0 | 0 | 0 | 0 | 0 | 0 | 0 | 0 |  | 0
Lateral Hardening-Fuse-93297169 | Lateral Hardening | 58781.07 | 0 | 0 | 0 | 0 | 0 | 0 | 0 | 0 | 0 | 0 |  | 0
Lateral Hardening-Fuse-93297513 | Lateral Hardening | 50000 | 0 | 0 | 0 | 0 | 0 | 0 | 0 | 0 | 0 | 0 |  | 0
Lateral Hardening-Fuse-93297675 | Lateral Hardening | 64814.49 | 0 | 0 | 0 | 0 | 0 | 0 | 0 | 0 | 0 | 0 |  | 0
Lateral Hardening-Fuse-93297691 | Lateral Hardening | 94670.44 | 0 | 0 | 0 | 0 | 0 | 0 | 0 | 0 | 0 | 0 |  | 0
Lateral Hardening-Fuse-93297706 | Lateral Hardening | 117740.28 | 0 | 0 | 0 | 0 | 0 | 0 | 0 | 0 | 0 | 0 |  | 0
Lateral Hardening-Fuse-93297833 | Lateral Hardening | 55349.75 | 0 | 0 | 0 | 0 | 0 | 0 | 0 | 0 | 0 | 0 |  | 0
Lateral Hardening-Fuse-93297834 | Lateral Hardening | 173814.81 | 0 | 0 | 0 | 0 | 0 | 0 | 0 | 0 | 0 | 0 |  | 0
Lateral Hardening-Fuse-93297896 | Lateral Hardening | 54410.35 | 0 | 0 | 0 | 0 | 0 | 0 | 0 | 0 | 0 | 0 |  | 0
Lateral Hardening-Fuse-93297989 | Lateral Hardening | 68481.16 | 0 | 0 | 0 | 0 | 0 | 0 | 0 | 0 | 0 | 0 |  | 0
Lateral Hardening-Fuse-93298492 | Lateral Hardening | 117787.5 | 0 | 0 | 0 | 0 | 0 | 0 | 0 | 0 | 0 | 0 |  | 0
Lateral Hardening-Fuse-93298791 | Lateral Hardening | 156048.61 | 0 | 0 | 0 | 0 | 0 | 0 | 0 | 0 | 0 | 0 |  | 0
Lateral Hardening-Fuse-93299112 | Lateral Hardening | 50000 | 0 | 0 | 0 | 0 | 0 | 0 | 0 | 0 | 0 | 0 |  | 0
Lateral Hardening-Fuse-93299113 | Lateral Hardening | 62427.75 | 0 | 0 | 0 | 0 | 0 | 0 | 0 | 0 | 0 | 0 |  | 0
Lateral Hardening-Fuse-93299114 | Lateral Hardening | 61184.29 | 0 | 0 | 0 | 0 | 0 | 0 | 0 | 0 | 0 | 0 |  | 0
Lateral Hardening-Fuse-93299169 | Lateral Hardening | 113270.12 | 0 | 0 | 0 | 0 | 0 | 0 | 0 | 0 | 0 | 0 |  | 0
Lateral Hardening-Fuse-93299173 | Lateral Hardening | 157632.61 | 0 | 0 | 0 | 0 | 0 | 0 | 0 | 0 | 0 | 0 |  | 0
Lateral Hardening-Fuse-93299174 | Lateral Hardening | 97938.62 | 0 | 0 | 0 | 0 | 0 | 0 | 0 | 0 | 0 | 0 |  | 0
Lateral Hardening-Fuse-93299190 | Lateral Hardening | 61089.85 | 0 | 0 | 0 | 0 | 0 | 0 | 0 | 0 | 0 | 0 |  | 0
Lateral Hardening-Fuse-93299419 | Lateral Hardening | 50000 | 0 | 0 | 0 | 0 | 0 | 0 | 0 | 0 | 0 | 0 |  | 0
Lateral Hardening-Fuse-93299434 | Lateral Hardening | 50000 | 0 | 0 | 0 | 0 | 0 | 0 | 0 | 0 | 0 | 0 |  | 0
Lateral Hardening-Fuse-93299443 | Lateral Hardening | 50000 | 0 | 0 | 0 | 0 | 0 | 0 | 0 | 0 | 0 | 0 |  | 0
Lateral Hardening-Fuse-93299652 | Lateral Hardening | 50000 | 0 | 0 | 0 | 0 | 0 | 0 | 0 | 0 | 0 | 0 |  | 0
Lateral Hardening-Fuse-93299664 | Lateral Hardening | 108967.36 | 0 | 0 | 0 | 0 | 0 | 0 | 0 | 0 | 0 | 0 |  | 0
Lateral Hardening-Fuse-93299665 | Lateral Hardening | 345356.25 | 0 | 0 | 0 | 0 | 0 | 0 | 0 | 0 | 0 | 0 |  | 0
Lateral Hardening-Fuse-93300001 | Lateral Hardening | 103370.45 | 0 | 0 | 0 | 0 | 0 | 0 | 0 | 0 | 0 | 0 |  | 0
Lateral Hardening-Fuse-93300017 | Lateral Hardening | 366432.89 | 0 | 0 | 0 | 0 | 0 | 0 | 0 | 0 | 0 | 0 |  | 0
Lateral Hardening-Fuse-93300035 | Lateral Hardening | 582940.94 | 0 | 0 | 0 | 0 | 2029 | 0 | 0 | 0 | 0 | 0 |  | 2029
Lateral Hardening-Fuse-93300044 | Lateral Hardening | 108416.46 | 0 | 0 | 0 | 0 | 0 | 0 | 0 | 0 | 0 | 0 |  | 0
Lateral Hardening-Fuse-93300228 | Lateral Hardening | 50491.09 | 0 | 0 | 0 | 0 | 0 | 0 | 0 | 0 | 0 | 0 |  | 0
Lateral Hardening-Fuse-93300229 | Lateral Hardening | 50000 | 0 | 0 | 0 | 0 | 0 | 0 | 0 | 0 | 0 | 0 |  | 0
Lateral Hardening-Fuse-93300239 | Lateral Hardening | 119582.6 | 0 | 0 | 0 | 0 | 0 | 0 | 0 | 0 | 0 | 0 |  | 0
Lateral Hardening-Fuse-93300319 | Lateral Hardening | 158441.09 | 0 | 0 | 0 | 0 | 0 | 0 | 0 | 0 | 0 | 0 |  | 0
Lateral Hardening-Fuse-93300320 | Lateral Hardening | 51986.39 | 0 | 0 | 0 | 0 | 0 | 0 | 0 | 0 | 0 | 0 |  | 0
Lateral Hardening-Fuse-93300321 | Lateral Hardening | 50000 | 0 | 0 | 0 | 0 | 0 | 0 | 0 | 0 | 0 | 0 |  | 0
Lateral Hardening-Fuse-93300410 | Lateral Hardening | 111648.9 | 0 | 0 | 0 | 0 | 0 | 0 | 0 | 0 | 0 | 0 |  | 0
Lateral Hardening-Fuse-93300462 | Lateral Hardening | 156746.17 | 0 | 0 | 0 | 0 | 0 | 0 | 0 | 0 | 0 | 0 |  | 0
Lateral Hardening-Fuse-93300469 | Lateral Hardening | 51052.73 | 0 | 0 | 0 | 0 | 0 | 0 | 0 | 0 | 0 | 0 |  | 0
Lateral Hardening-Fuse-93300472 | Lateral Hardening | 209472.34 | 0 | 0 | 0 | 0 | 0 | 0 | 0 | 0 | 0 | 0 |  | 0
Lateral Hardening-Fuse-93300554 | Lateral Hardening | 148603.59 | 0 | 0 | 0 | 0 | 0 | 0 | 0 | 0 | 0 | 0 |  | 0
Lateral Hardening-Fuse-93300555 | Lateral Hardening | 54830.33 | 0 | 0 | 0 | 0 | 0 | 0 | 0 | 0 | 0 | 0 |  | 0
Lateral Hardening-Fuse-93300556 | Lateral Hardening | 153922.97 | 0 | 0 | 0 | 0 | 0 | 0 | 0 | 0 | 0 | 0 |  | 0
Lateral Hardening-Fuse-93300734 | Lateral Hardening | 62002.77 | 0 | 0 | 0 | 0 | 0 | 0 | 0 | 0 | 0 | 0 |  | 0
Lateral Hardening-Fuse-93300748 | Lateral Hardening | 60564.69 | 0 | 0 | 0 | 0 | 0 | 0 | 0 | 0 | 0 | 0 |  | 0
Lateral Hardening-Fuse-93301246 | Lateral Hardening | 142665.34 | 0 | 0 | 0 | 0 | 0 | 0 | 0 | 0 | 0 | 0 |  | 0
Lateral Hardening-Fuse-93301249 | Lateral Hardening | 154055.37 | 0 | 0 | 0 | 0 | 0 | 0 | 0 | 0 | 0 | 0 |  | 0
Lateral Hardening-Fuse-93301251 | Lateral Hardening | 125176.04 | 0 | 0 | 0 | 0 | 0 | 0 | 0 | 0 | 0 | 0 |  | 0
Lateral Hardening-Fuse-93301252 | Lateral Hardening | 112609.04 | 0 | 0 | 0 | 0 | 2027 | 0 | 0 | 0 | 0 | 0 |  | 2027
Lateral Hardening-Fuse-93301253 | Lateral Hardening | 56372.85 | 0 | 0 | 0 | 0 | 0 | 0 | 0 | 0 | 0 | 0 |  | 0
Lateral Hardening-Fuse-93301256 | Lateral Hardening | 50000 | 0 | 0 | 0 | 0 | 0 | 0 | 0 | 0 | 0 | 0 |  | 0
Lateral Hardening-Fuse-93301648 | Lateral Hardening | 225508.62 | 0 | 0 | 0 | 0 | 0 | 0 | 0 | 0 | 0 | 0 |  | 0
Lateral Hardening-Fuse-93301769 | Lateral Hardening | 149107.27 | 0 | 0 | 0 | 0 | 0 | 0 | 0 | 0 | 0 | 0 |  | 0
Lateral Hardening-Fuse-93301772 | Lateral Hardening | 204708.86 | 0 | 0 | 0 | 0 | 0 | 0 | 0 | 0 | 0 | 0 |  | 0
Lateral Hardening-Fuse-93301794 | Lateral Hardening | 50000 | 0 | 0 | 0 | 0 | 0 | 0 | 0 | 0 | 0 | 0 |  | 0
Lateral Hardening-Fuse-93301795 | Lateral Hardening | 100557.2 | 0 | 0 | 0 | 0 | 0 | 0 | 0 | 0 | 0 | 0 |  | 0
Lateral Hardening-Fuse-93301805 | Lateral Hardening | 101422.9 | 0 | 0 | 0 | 0 | 0 | 0 | 0 | 0 | 0 | 0 |  | 0
Lateral Hardening-Fuse-93301854 | Lateral Hardening | 50000 | 0 | 0 | 0 | 0 | 0 | 0 | 0 | 0 | 0 | 0 |  | 0
Lateral Hardening-Fuse-93301857 | Lateral Hardening | 89334.58 | 0 | 0 | 0 | 0 | 0 | 0 | 0 | 0 | 0 | 0 |  | 0
Lateral Hardening-Fuse-93301941 | Lateral Hardening | 59421.41 | 0 | 0 | 0 | 0 | 0 | 0 | 0 | 0 | 0 | 0 |  | 0
Lateral Hardening-Fuse-93301944 | Lateral Hardening | 240811.42 | 0 | 0 | 0 | 0 | 2027 | 0 | 0 | 0 | 0 | 0 |  | 0 | 0
Lateral Hardening-Fuse-93301954 | Lateral Hardening | 50000 | 0 | 0 | 0 | 0 | 0 | 0 | 0 | 0 | 0 | 0 |  | 0
Lateral Hardening-Fuse-93301955 | Lateral Hardening | 52820.61 | 0 | 0 | 0 | 0 | 0 | 0 | 0 | 0 | 0 | 0 |  | 0
Lateral Hardening-Fuse-93301980 | Lateral Hardening | 58959.21 | 0 | 0 | 0 | 0 | 0 | 0 | 0 | 0 | 0 | 0 |  | 0
Lateral Hardening-Fuse-93302143 | Lateral Hardening | 171489.55 | 0 | 0 | 0 | 0 | 0 | 0 | 0 | 0 | 0 | 0 |  | 0
Lateral Hardening-Fuse-93302216 | Lateral Hardening | 50000 | 0 | 0 | 0 | 0 | 0 | 0 | 0 | 0 | 0 | 0 |  | 0
Lateral Hardening-Fuse-93302323 | Lateral Hardening | 108942.36 | 0 | 0 | 0 | 0 | 0 | 0 | 0 | 0 | 0 | 0 |  | 0
Lateral Hardening-Fuse-93303079 | Lateral Hardening | 50000 | 0 | 0 | 0 | 0 | 0 | 0 | 0 | 0 | 0 | 0 |  | 2028 | 2028
Lateral Hardening-Fuse-93304169 | Lateral Hardening | 102346.56 | 0 | 0 | 0 | 0 | 0 | 0 | 0 | 0 | 0 | 0 |  | 0
Lateral Hardening-Fuse-93304171 | Lateral Hardening | 125882.86 | 0 | 0 | 0 | 0 | 2027 | 0 | 0 | 0 | 0 | 0 |  | 2027
Lateral Hardening-Fuse-93304338 | Lateral Hardening | 50000 | 0 | 0 | 0 | 0 | 0 | 0 | 0 | 0 | 0 | 0 |  | 0
Lateral Hardening-Fuse-93304340 | Lateral Hardening | 65177.25 | 0 | 0 | 0 | 0 | 0 | 0 | 0 | 0 | 0 | 0 |  | 0
Lateral Hardening-Fuse-93304341 | Lateral Hardening | 54315.91 | 0 | 0 | 0 | 0 | 0 | 0 | 0 | 0 | 0 | 0 |  | 0
Lateral Hardening-Fuse-93306372 | Lateral Hardening | 412700.21 | 0 | 0 | 0 | 0 | 0 | 0 | 0 | 0 | 0 | 0 |  | 0
Lateral Hardening-Fuse-93306466 | Lateral Hardening | 96129.26 | 0 | 0 | 0 | 0 | 0 | 0 | 0 | 0 | 0 | 0 |  | 0
Lateral Hardening-Fuse-93308361 | Lateral Hardening | 50000 | 0 | 0 | 0 | 0 | 0 | 0 | 0 | 0 | 0 | 0 |  | 0
Lateral Hardening-Fuse-93309854 | Lateral Hardening | 50000 | 0 | 0 | 0 | 0 | 0 | 0 | 0 | 0 | 0 | 0 |  | 0
Lateral Hardening-Fuse-93309902 | Lateral Hardening | 50000 | 0 | 0 | 0 | 0 | 0 | 0 | 0 | 0 | 0 | 0 |  | 0
Lateral Hardening-Fuse-93310077 | Lateral Hardening | 83371.95 | 0 | 0 | 0 | 0 | 0 | 0 | 0 | 0 | 0 | 0 |  | 0
Lateral Hardening-Fuse-93310101 | Lateral Hardening | 314069.72 | 0 | 0 | 0 | 0 | 2021 | 0 | 0 | 0 | 0 | 0 |  | 2022 | 2022
Lateral Hardening-Fuse-93311316 | Lateral Hardening | 117021.24 | 0 | 0 | 0 | 0 | 0 | 0 | 0 | 0 | 0 | 0 |  | 0
Lateral Hardening-Fuse-93311317 | Lateral Hardening | 224190.72 | 0 | 0 | 0 | 0 | 0 | 0 | 0 | 0 | 0 | 0 |  | 0
Lateral Hardening-Fuse-93311332 | Lateral Hardening | 112362.01 | 0 | 0 | 0 | 0 | 0 | 0 | 0 | 0 | 0 | 0 |  | 0
Lateral Hardening-Fuse-93311529 | Lateral Hardening | 63177.53 | 0 | 0 | 0 | 0 | 0 | 0 | 0 | 0 | 0 | 0 |  | 0
Lateral Hardening-Fuse-93311698 | Lateral Hardening | 110463.4 | 0 | 0 | 0 | 0 | 0 | 0 | 0 | 0 | 0 | 0 |  | 0
Lateral Hardening-Fuse-93311969 | Lateral Hardening | 57233.55 | 0 | 0 | 0 | 0 | 0 | 0 | 0 | 0 | 0 | 0 |  | 0
Lateral Hardening-Fuse-93311972 | Lateral Hardening | 50000 | 0 | 0 | 0 | 0 | 0 | 0 | 0 | 0 | 0 | 0 |  | 0
Lateral Hardening-Fuse-93311982 | Lateral Hardening | 98033.8 | 0 | 0 | 0 | 0 | 0 | 0 | 0 | 0 | 0 | 0 |  | 0
Lateral Hardening-Fuse-93311983 | Lateral Hardening | 61451.87 | 0 | 0 | 0 | 0 | 0 | 0 | 0 | 0 | 0 | 0 |  | 0
Lateral Hardening-Fuse-93312500 | Lateral Hardening | 50000 | 0 | 0 | 0 | 0 | 0 | 0 | 0 | 0 | 0 | 0 |  | 0
Lateral Hardening-Fuse-93313105 | Lateral Hardening | 50000 | 0 | 0 | 0 | 0 | 0 | 0 | 0 | 0 | 0 | 0 |  | 0
Lateral Hardening-Fuse-93313335 | Lateral Hardening | 78850.83 | 0 | 0 | 0 | 0 | 0 | 0 | 0 | 0 | 0 | 0 |  | 0
Lateral Hardening-Fuse-93313341 | Lateral Hardening | 187187.33 | 0 | 0 | 0 | 0 | 0 | 0 | 0 | 0 | 0 | 0 |  | 0
Lateral Hardening-Fuse-93313405 | Lateral Hardening | 56714.13 | 0 | 0 | 0 | 0 | 0 | 0 | 0 | 0 | 0 | 0 |  | 0
Lateral Hardening-Fuse-93313654 | Lateral Hardening | 514153.29 | 0 | 0 | 0 | 0 | 0 | 0 | 0 | 0 | 0 | 0 |  | 0
Lateral Hardening-Fuse-93314627 | Lateral Hardening | 60297.85 | 0 | 0 | 0 | 0 | 0 | 0 | 0 | 0 | 0 | 0 |  | 0
Lateral Hardening-Fuse-93314697 | Lateral Hardening | 82974.4 | 0 | 0 | 0 | 0 | 0 | 0 | 0 | 0 | 0 | 0 |  | 0
Lateral Hardening-Fuse-93314910 | Lateral Hardening | 571698.96 | 0 | 0 | 0 | 0 | 2025 | 0 | 0 | 0 | 0 | 0 |  | 0 | 0
Lateral Hardening-Fuse-93316211 | Lateral Hardening | 64279.33 | 0 | 0 | 0 | 0 | 2024 | 0 | 0 | 0 | 0 | 0 |  | 2024
Lateral Hardening-Fuse-93316218 | Lateral Hardening | 68519.13 | 0 | 0 | 0 | 0 | 2024 | 0 | 0 | 0 | 0 | 0 |  | 0 | 0
Lateral Hardening-Fuse-93316437 | Lateral Hardening | 50000 | 0 | 0 | 0 | 0 | 0 | 0 | 0 | 0 | 0 | 0 |  | 0
Lateral Hardening-Fuse-93316447 | Lateral Hardening | 59313.21 | 0 | 0 | 0 | 0 | 0 | 0 | 0 | 0 | 0 | 0 |  | 0
Lateral Hardening-Fuse-93316848 | Lateral Hardening | 73315.57 | 0 | 0 | 0 | 0 | 0 | 0 | 0 | 0 | 0 | 0 |  | 0
Lateral Hardening-Fuse-93316868 | Lateral Hardening | 390311.04 | 0 | 0 | 0 | 0 | 0 | 0 | 0 | 0 | 0 | 0 |  | 0
Lateral Hardening-Fuse-93316885 | Lateral Hardening | 261455.96 | 0 | 0 | 0 | 0 | 0 | 0 | 0 | 0 | 0 | 0 |  | 0
Lateral Hardening-Fuse-93316942 | Lateral Hardening | 53760.01 | 0 | 0 | 0 | 0 | 0 | 0 | 0 | 0 | 0 | 0 |  | 0
Lateral Hardening-Fuse-93317604 | Lateral Hardening | 50000 | 0 | 0 | 0 | 0 | 0 | 0 | 0 | 0 | 0 | 0 |  | 0
Lateral Hardening-Fuse-93317635 | Lateral Hardening | 163198.11 | 0 | 0 | 0 | 0 | 0 | 0 | 0 | 0 | 0 | 0 |  | 0
Lateral Hardening-Fuse-93317636 | Lateral Hardening | 255512.32 | 0 | 0 | 0 | 0 | 0 | 0 | 0 | 0 | 0 | 0 |  | 0
Lateral Hardening-Fuse-93317809 | Lateral Hardening | 144857.52 | 0 | 0 | 0 | 0 | 2021 | 0 | 0 | 0 | 0 | 0 |  | 2022 | 2022
Lateral Hardening-Fuse-93318206 | Lateral Hardening | 107068.56 | 0 | 0 | 0 | 0 | 0 | 0 | 0 | 0 | 0 | 0 |  | 0
Lateral Hardening-Fuse-93318211 | Lateral Hardening | 53413.73 | 0 | 0 | 0 | 0 | 0 | 0 | 0 | 0 | 0 | 0 |  | 0
Lateral Hardening-Fuse-93318218 | Lateral Hardening | 109818.06 | 0 | 0 | 0 | 0 | 0 | 0 | 0 | 0 | 0 | 0 |  | 0
Lateral Hardening-Fuse-93318795 | Lateral Hardening | 771319.57 | 0 | 0 | 0 | 0 | 0 | 0 | 0 | 0 | 0 | 0 |  | 0
Lateral Hardening-Fuse-93320236 | Lateral Hardening | 80939.97 | 0 | 0 | 0 | 0 | 0 | 0 | 0 | 0 | 0 | 0 |  | 0
Lateral Hardening-Fuse-93320239 | Lateral Hardening | 50000 | 0 | 0 | 0 | 0 | 0 | 0 | 0 | 0 | 0 | 0 |  | 0
Lateral Hardening-Fuse-93320240 | Lateral Hardening | 50000 | 0 | 0 | 0 | 0 | 0 | 0 | 0 | 0 | 0 | 0 |  | 0
Lateral Hardening-Fuse-93320346 | Lateral Hardening | 63308.45 | 0 | 0 | 0 | 0 | 0 | 0 | 0 | 0 | 0 | 0 |  | 0
Lateral Hardening-Fuse-93320544 | Lateral Hardening | 102155.65 | 0 | 0 | 0 | 0 | 0 | 0 | 0 | 0 | 0 | 0 |  | 0
Lateral Hardening-Fuse-93320943 | Lateral Hardening | 111376.32 | 0 | 0 | 0 | 0 | 0 | 0 | 0 | 0 | 0 | 0 |  | 0
Lateral Hardening-Fuse-93320975 | Lateral Hardening | 56094.53 | 0 | 0 | 0 | 0 | 0 | 0 | 0 | 0 | 0 | 0 |  | 0
Lateral Hardening-Fuse-93320983 | Lateral Hardening | 50979.03 | 0 | 0 | 0 | 0 | 0 | 0 | 0 | 0 | 0 | 0 |  | 0
Lateral Hardening-Fuse-93321091 | Lateral Hardening | 210904.68 | 0 | 0 | 0 | 0 | 0 | 0 | 0 | 0 | 0 | 0 |  | 0
Lateral Hardening-Fuse-93321406 | Lateral Hardening | 119587.6 | 0 | 0 | 0 | 0 | 2021 | 0 | 0 | 0 | 0 | 0 |  | 2021
Lateral Hardening-Fuse-93322497 | Lateral Hardening | 52553.03 | 0 | 0 | 0 | 0 | 0 | 0 | 0 | 0 | 0 | 0 |  | 0
Lateral Hardening-Fuse-93322501 | Lateral Hardening | 56965.97 | 0 | 0 | 0 | 0 | 0 | 0 | 0 | 0 | 0 | 0 |  | 0
Lateral Hardening-Fuse-93323013 | Lateral Hardening | 63356.41 | 0 | 0 | 0 | 0 | 2024 | 0 | 0 | 0 | 0 | 0 |  | 2024
Lateral Hardening-Fuse-93323069 | Lateral Hardening | 103988.52 | 0 | 0 | 0 | 0 | 0 | 0 | 0 | 0 | 0 | 0 |  | 0
Lateral Hardening-Fuse-93323191 | Lateral Hardening | 52474.33 | 0 | 0 | 0 | 0 | 0 | 0 | 0 | 0 | 0 | 0 |  | 0
Lateral Hardening-Fuse-93323506 | Lateral Hardening | 106622.84 | 0 | 0 | 0 | 0 | 0 | 0 | 0 | 0 | 0 | 0 |  | 0
Lateral Hardening-Fuse-93323526 | Lateral Hardening | 585547.85 | 0 | 0 | 0 | 0 | 0 | 0 | 0 | 0 | 0 | 0 |  | 0
Lateral Hardening-Fuse-93323630 | Lateral Hardening | 552741.69 | 0 | 0 | 0 | 0 | 2024 | 0 | 0 | 0 | 0 | 0 |  | 2024
Lateral Hardening-Fuse-93323795 | Lateral Hardening | 50000 | 0 | 0 | 0 | 0 | 0 | 0 | 0 | 0 | 0 | 0 |  | 0
Lateral Hardening-Fuse-93323797 | Lateral Hardening | 50000 | 0 | 0 | 0 | 0 | 0 | 0 | 0 | 0 | 0 | 0 |  | 0
Lateral Hardening-Fuse-93323813 | Lateral Hardening | 59916.33 | 0 | 0 | 0 | 0 | 0 | 0 | 0 | 0 | 0 | 0 |  | 0
Lateral Hardening-Fuse-93323832 | Lateral Hardening | 147155.51 | 0 | 0 | 0 | 0 | 0 | 0 | 0 | 0 | 0 | 0 |  | 0
Lateral Hardening-Fuse-93323993 | Lateral Hardening | 166973.84 | 0 | 0 | 0 | 0 | 2024 | 0 | 0 | 0 | 0 | 0 |  | 2024
Lateral Hardening-Fuse-93324112 | Lateral Hardening | 52663.21 | 0 | 0 | 0 | 0 | 0 | 0 | 0 | 0 | 0 | 0 |  | 0
Lateral Hardening-Fuse-93324115 | Lateral Hardening | 164784.31 | 0 | 0 | 0 | 0 | 0 | 0 | 0 | 0 | 0 | 0 |  | 0
Lateral Hardening-Fuse-93324127 | Lateral Hardening | 54436.83 | 0 | 0 | 0 | 0 | 2024 | 0 | 0 | 0 | 0 | 0 |  | 2024
Lateral Hardening-Fuse-93324135 | Lateral Hardening | 124036.28 | 0 | 0 | 0 | 0 | 0 | 0 | 0 | 0 | 0 | 0 |  | 0
Lateral Hardening-Fuse-93324772 | Lateral Hardening | 50000 | 0 | 0 | 0 | 0 | 0 | 0 | 0 | 0 | 0 | 0 |  | 0
Lateral Hardening-Fuse-93324791 | Lateral Hardening | 143382.91 | 0 | 0 | 0 | 0 | 2024 | 0 | 0 | 0 | 0 | 0 |  | 2024
Lateral Hardening-Fuse-93324813 | Lateral Hardening | 79911.03 | 0 | 0 | 0 | 0 | 0 | 0 | 0 | 0 | 0 | 0 |  | 0
Lateral Hardening-Fuse-93324861 | Lateral Hardening | 50958.29 | 0 | 0 | 0 | 0 | 0 | 0 | 0 | 0 | 0 | 0 |  | 0
Lateral Hardening-Fuse-93325026 | Lateral Hardening | 91050.24 | 0 | 0 | 0 | 0 | 0 | 0 | 0 | 0 | 0 | 0 |  | 0
Lateral Hardening-Fuse-93325170 | Lateral Hardening | 530347.57 | 0 | 0 | 0 | 0 | 0 | 0 | 0 | 0 | 0 | 0 |  | 0
Lateral Hardening-Fuse-93325172 | Lateral Hardening | 198293 | 0 | 0 | 0 | 0 | 0 | 0 | 0 | 0 | 0 | 0 |  | 2028 | 2028
Lateral Hardening-Fuse-93325188 | Lateral Hardening | 65386.87 | 0 | 0 | 0 | 0 | 0 | 0 | 0 | 0 | 0 | 0 |  | 0
Lateral Hardening-Fuse-93325696 | Lateral Hardening | 50000 | 0 | 0 | 0 | 0 | 0 | 0 | 0 | 0 | 0 | 0 |  | 0
Lateral Hardening-Fuse-93325698 | Lateral Hardening | 143692.16 | 0 | 0 | 0 | 0 | 0 | 0 | 0 | 0 | 0 | 0 |  | 0
Lateral Hardening-Fuse-93325780 | Lateral Hardening | 147947.44 | 0 | 0 | 0 | 0 | 0 | 0 | 0 | 0 | 0 | 0 |  | 0
Lateral Hardening-Fuse-93325781 | Lateral Hardening | 348633.48 | 0 | 0 | 0 | 0 | 2024 | 0 | 0 | 0 | 0 | 0 |  | 2024
Lateral Hardening-Fuse-93325787 | Lateral Hardening | 85595.45 | 0 | 0 | 0 | 0 | 0 | 0 | 0 | 0 | 0 | 0 |  | 0
Lateral Hardening-Fuse-93325983 | Lateral Hardening | 63177.53 | 0 | 0 | 0 | 0 | 0 | 0 | 0 | 0 | 0 | 0 |  | 0
Lateral Hardening-Fuse-93325987 | Lateral Hardening | 81226.31 | 0 | 0 | 0 | 0 | 2024 | 0 | 0 | 0 | 0 | 0 |  | 0 | 0
Lateral Hardening-Fuse-93325996 | Lateral Hardening | 184304.81 | 0 | 0 | 0 | 0 | 0 | 0 | 0 | 0 | 0 | 0 |  | 0
Lateral Hardening-Fuse-93326121 | Lateral Hardening | 51828.99 | 0 | 0 | 0 | 0 | 0 | 0 | 0 | 0 | 0 | 0 |  | 0
Lateral Hardening-Fuse-93326122 | Lateral Hardening | 167804.15 | 0 | 0 | 0 | 0 | 0 | 0 | 0 | 0 | 0 | 0 |  | 0
Lateral Hardening-Fuse-93326645 | Lateral Hardening | 426638.97 | 0 | 0 | 0 | 0 | 0 | 0 | 0 | 0 | 0 | 0 |  | 0
Lateral Hardening-Fuse-93326859 | Lateral Hardening | 289792.88 | 0 | 0 | 0 | 0 | 0 | 0 | 0 | 0 | 0 | 0 |  | 0
Lateral Hardening-Fuse-93326896 | Lateral Hardening | 55160.87 | 0 | 0 | 0 | 0 | 0 | 0 | 0 | 0 | 0 | 0 |  | 0
Lateral Hardening-Fuse-93326899 | Lateral Hardening | 154715.71 | 0 | 0 | 0 | 0 | 0 | 0 | 0 | 0 | 0 | 0 |  | 0
Lateral Hardening-Fuse-93326900 | Lateral Hardening | 56960.23 | 0 | 0 | 0 | 0 | 0 | 0 | 0 | 0 | 0 | 0 |  | 0
Lateral Hardening-Fuse-93327203 | Lateral Hardening | 160127.25 | 0 | 0 | 0 | 0 | 0 | 0 | 0 | 0 | 0 | 0 |  | 0
Lateral Hardening-Fuse-93327241 | Lateral Hardening | 65444.83 | 0 | 0 | 0 | 0 | 0 | 0 | 0 | 0 | 0 | 0 |  | 0
Lateral Hardening-Fuse-93327249 | Lateral Hardening | 62020.49 | 0 | 0 | 0 | 0 | 0 | 0 | 0 | 0 | 0 | 0 |  | 0
Lateral Hardening-Fuse-93327656 | Lateral Hardening | 67895.27 | 0 | 0 | 0 | 0 | 0 | 0 | 0 | 0 | 0 | 0 |  | 0
Lateral Hardening-Fuse-93327717 | Lateral Hardening | 96170.74 | 0 | 0 | 0 | 0 | 0 | 0 | 0 | 0 | 0 | 0 |  | 0
Lateral Hardening-Fuse-93327818 | Lateral Hardening | 180007.11 | 0 | 0 | 0 | 0 | 0 | 0 | 0 | 0 | 0 | 0 |  | 0
Lateral Hardening-Fuse-93329325 | Lateral Hardening | 471011.69 | 0 | 0 | 0 | 0 | 2022 | 0 | 0 | 0 | 0 | 0 |  | 2022
Lateral Hardening-Fuse-93329430 | Lateral Hardening | 50349.43 | 0 | 0 | 0 | 0 | 0 | 0 | 0 | 0 | 0 | 0 |  | 2024 | 2024
Lateral Hardening-Fuse-93329431 | Lateral Hardening | 120356.02 | 0 | 0 | 0 | 0 | 0 | 0 | 0 | 0 | 0 | 0 |  | 0
Lateral Hardening-Fuse-93329432 | Lateral Hardening | 224552 | 0 | 0 | 0 | 0 | 0 | 0 | 0 | 0 | 0 | 0 |  | 0
Lateral Hardening-Fuse-93329587 | Lateral Hardening | 186161.45 | 0 | 0 | 0 | 0 | 0 | 0 | 0 | 0 | 0 | 0 |  | 0
Lateral Hardening-Fuse-93330241 | Lateral Hardening | 84601.89 | 0 | 0 | 0 | 0 | 0 | 0 | 0 | 0 | 0 | 0 |  | 2023 | 2023
Lateral Hardening-Fuse-93330451 | Lateral Hardening | 84990.39 | 0 | 0 | 0 | 0 | 0 | 0 | 0 | 0 | 0 | 0 |  | 0
Lateral Hardening-Fuse-93331397 | Lateral Hardening | 89629.53 | 0 | 0 | 0 | 0 | 0 | 0 | 0 | 0 | 0 | 0 |  | 0
Lateral Hardening-Fuse-93331401 | Lateral Hardening | 61044.61 | 0 | 0 | 0 | 0 | 0 | 0 | 0 | 0 | 0 | 0 |  | 0
Lateral Hardening-Fuse-93333740 | Lateral Hardening | 123140.94 | 0 | 0 | 0 | 0 | 0 | 0 | 0 | 0 | 0 | 0 |  | 0
Lateral Hardening-Fuse-93333742 | Lateral Hardening | 1021101.31 | 0 | 0 | 0 | 0 | 2027 | 0 | 0 | 0 | 0 | 0 |  | 2026 | 2026
Lateral Hardening-Fuse-93333743 | Lateral Hardening | 393804.82 | 0 | 0 | 0 | 0 | 0 | 0 | 0 | 0 | 0 | 0 |  | 0
Lateral Hardening-Fuse-93333745 | Lateral Hardening | 51923.43 | 0 | 0 | 0 | 0 | 0 | 0 | 0 | 0 | 0 | 0 |  | 0
Lateral Hardening-Fuse-93335115 | Lateral Hardening | 50000 | 0 | 0 | 0 | 0 | 0 | 0 | 0 | 0 | 0 | 0 |  | 0
Lateral Hardening-Fuse-93335952 | Lateral Hardening | 53073.37 | 0 | 0 | 0 | 0 | 0 | 0 | 0 | 0 | 0 | 0 |  | 0
Lateral Hardening-Fuse-93337076 | Lateral Hardening | 212370.77 | 0 | 0 | 0 | 0 | 0 | 0 | 0 | 0 | 0 | 0 |  | 0
Lateral Hardening-Fuse-93337138 | Lateral Hardening | 174988.81 | 0 | 0 | 0 | 0 | 2027 | 0 | 0 | 0 | 0 | 0 |  | 2027
Lateral Hardening-Fuse-93337139 | Lateral Hardening | 211068.56 | 0 | 0 | 0 | 0 | 0 | 0 | 0 | 0 | 0 | 0 |  | 0
Lateral Hardening-Fuse-93337141 | Lateral Hardening | 267745.52 | 0 | 0 | 0 | 0 | 0 | 0 | 0 | 0 | 0 | 0 |  | 0
Lateral Hardening-Fuse-93337149 | Lateral Hardening | 80991.69 | 0 | 0 | 0 | 0 | 0 | 0 | 0 | 0 | 0 | 0 |  | 0
Lateral Hardening-Fuse-93337150 | Lateral Hardening | 159380.31 | 0 | 0 | 0 | 0 | 2027 | 0 | 0 | 0 | 0 | 0 |  | 2027
Lateral Hardening-Fuse-93337153 | Lateral Hardening | 397670.35 | 0 | 0 | 0 | 0 | 2027 | 0 | 0 | 0 | 0 | 0 |  | 2027
Lateral Hardening-Fuse-93337156 | Lateral Hardening | 406701.13 | 0 | 0 | 0 | 0 | 0 | 0 | 0 | 0 | 0 | 0 |  | 0
Lateral Hardening-Fuse-93337157 | Lateral Hardening | 81530.78 | 0 | 0 | 0 | 0 | 0 | 0 | 0 | 0 | 0 | 0 |  | 0
Lateral Hardening-Fuse-93337160 | Lateral Hardening | 387660.38 | 0 | 0 | 0 | 0 | 2027 | 0 | 0 | 0 | 0 | 0 |  | 2027
Lateral Hardening-Fuse-93337161 | Lateral Hardening | 125490.84 | 0 | 0 | 0 | 0 | 0 | 0 | 0 | 0 | 0 | 0 |  | 0
Lateral Hardening-Fuse-93337165 | Lateral Hardening | 95520.1 | 0 | 0 | 0 | 0 | 0 | 0 | 0 | 0 | 0 | 0 |  | 0
Lateral Hardening-Fuse-93337167 | Lateral Hardening | 50000 | 0 | 0 | 0 | 0 | 0 | 0 | 0 | 0 | 0 | 0 |  | 0
Lateral Hardening-Fuse-93337174 | Lateral Hardening | 547495.8 | 0 | 0 | 0 | 0 | 2027 | 0 | 0 | 0 | 0 | 0 |  | 2027
Lateral Hardening-Fuse-93337177 | Lateral Hardening | 314990.32 | 0 | 0 | 0 | 0 | 0 | 0 | 0 | 0 | 0 | 0 |  | 0
Lateral Hardening-Fuse-93337186 | Lateral Hardening | 93105.2 | 0 | 0 | 0 | 0 | 0 | 0 | 0 | 0 | 0 | 0 |  | 0
Lateral Hardening-Fuse-93337190 | Lateral Hardening | 499688.83 | 0 | 0 | 0 | 0 | 2027 | 0 | 0 | 0 | 0 | 0 |  | 2027
Lateral Hardening-Fuse-93337191 | Lateral Hardening | 112719.96 | 0 | 0 | 0 | 0 | 0 | 0 | 0 | 0 | 0 | 0 |  | 0
Lateral Hardening-Fuse-93337196 | Lateral Hardening | 482234.66 | 0 | 0 | 0 | 0 | 0 | 0 | 0 | 0 | 0 | 0 |  | 0
Lateral Hardening-Fuse-93337201 | Lateral Hardening | 67154.75 | 0 | 0 | 0 | 0 | 0 | 0 | 0 | 0 | 0 | 0 |  | 0
Lateral Hardening-Fuse-93337203 | Lateral Hardening | 218160.82 | 0 | 0 | 0 | 0 | 0 | 0 | 0 | 0 | 0 | 0 |  | 0
Lateral Hardening-Fuse-93337204 | Lateral Hardening | 118616.72 | 0 | 0 | 0 | 0 | 0 | 0 | 0 | 0 | 0 | 0 |  | 0
Lateral Hardening-Fuse-93337930 | Lateral Hardening | 50000 | 0 | 0 | 0 | 0 | 0 | 0 | 0 | 0 | 0 | 0 |  | 0
Lateral Hardening-Fuse-93339490 | Lateral Hardening | 169112.81 | 0 | 0 | 0 | 0 | 0 | 0 | 0 | 0 | 0 | 0 |  | 0
Lateral Hardening-Fuse-93339846 | Lateral Hardening | 254728.6 | 0 | 0 | 0 | 0 | 0 | 0 | 0 | 0 | 0 | 0 |  | 0
Lateral Hardening-Fuse-93340084 | Lateral Hardening | 50000 | 0 | 0 | 0 | 0 | 0 | 0 | 0 | 0 | 0 | 0 |  | 0
Lateral Hardening-Fuse-93340373 | Lateral Hardening | 104744.04 | 0 | 0 | 0 | 0 | 0 | 0 | 0 | 0 | 0 | 0 |  | 0
Lateral Hardening-Fuse-93340696 | Lateral Hardening | 153620.44 | 0 | 0 | 0 | 0 | 0 | 0 | 0 | 0 | 0 | 0 |  | 0
Lateral Hardening-Fuse-93342119 | Lateral Hardening | 184550.97 | 0 | 0 | 0 | 0 | 0 | 0 | 0 | 0 | 0 | 0 |  | 0
Lateral Hardening-Fuse-93342172 | Lateral Hardening | 50000 | 0 | 0 | 0 | 0 | 0 | 0 | 0 | 0 | 0 | 0 |  | 0
Lateral Hardening-Fuse-93344290 | Lateral Hardening | 51981.39 | 0 | 0 | 0 | 0 | 0 | 0 | 0 | 0 | 0 | 0 |  | 0
Lateral Hardening-Fuse-93345914 | Lateral Hardening | 55638.07 | 0 | 0 | 0 | 0 | 0 | 0 | 0 | 0 | 0 | 0 |  | 0
Lateral Hardening-Fuse-93346377 | Lateral Hardening | 50000 | 0 | 0 | 0 | 0 | 0 | 0 | 0 | 0 | 0 | 0 |  | 0
Lateral Hardening-Fuse-93346473 | Lateral Hardening | 633515.95 | 0 | 0 | 0 | 0 | 2021 | 0 | 0 | 0 | 0 | 0 |  | 2021
Lateral Hardening-Fuse-93346482 | Lateral Hardening | 144888.26 | 0 | 0 | 0 | 0 | 2023 | 0 | 0 | 0 | 0 | 0 |  | 2023
Lateral Hardening-Fuse-93346483 | Lateral Hardening | 331869.67 | 0 | 0 | 0 | 0 | 2023 | 0 | 0 | 0 | 0 | 0 |  | 2023
Lateral Hardening-Fuse-93347947 | Lateral Hardening | 250991.63 | 0 | 0 | 0 | 0 | 0 | 0 | 0 | 0 | 0 | 0 |  | 0
Lateral Hardening-Fuse-93347958 | Lateral Hardening | 74643.97 | 0 | 0 | 0 | 0 | 0 | 0 | 0 | 0 | 0 | 0 |  | 0
Lateral Hardening-Fuse-93348417 | Lateral Hardening | 429301.65 | 0 | 0 | 0 | 0 | 2027 | 0 | 0 | 0 | 0 | 0 |  | 2027
Lateral Hardening-Fuse-93348547 | Lateral Hardening | 50000 | 0 | 0 | 0 | 0 | 0 | 0 | 0 | 0 | 0 | 0 |  | 0
Lateral Hardening-Fuse-93348550 | Lateral Hardening | 50000 | 0 | 0 | 0 | 0 | 0 | 0 | 0 | 0 | 0 | 0 |  | 0
Lateral Hardening-Fuse-93348567 | Lateral Hardening | 475972.93 | 0 | 0 | 0 | 0 | 2027 | 0 | 0 | 0 | 0 | 0 |  | 2027
Lateral Hardening-Fuse-93348681 | Lateral Hardening | 172832.12 | 0 | 0 | 0 | 0 | 0 | 0 | 0 | 0 | 0 | 0 |  | 0
Lateral Hardening-Fuse-93348988 | Lateral Hardening | 957270.45 | 0 | 0 | 0 | 0 | 2026 | 0 | 0 | 0 | 0 | 0 |  | 2026
Lateral Hardening-Fuse-93349124 | Lateral Hardening | 50000 | 0 | 0 | 0 | 0 | 0 | 0 | 0 | 0 | 0 | 0 |  | 0
Lateral Hardening-Fuse-93349631 | Lateral Hardening | 53875.19 | 0 | 0 | 0 | 0 | 0 | 0 | 0 | 0 | 0 | 0 |  | 0
Lateral Hardening-Fuse-93350076 | Lateral Hardening | 63167.53 | 0 | 0 | 0 | 0 | 0 | 0 | 0 | 0 | 0 | 0 |  | 0
Lateral Hardening-Fuse-93351292 | Lateral Hardening | 376599.35 | 0 | 0 | 0 | 0 | 2022 | 0 | 0 | 0 | 0 | 0 |  | 2023 | 2023
Lateral Hardening-Fuse-93351708 | Lateral Hardening | 704324.69 | 0 | 0 | 0 | 0 | 0 | 0 | 0 | 0 | 0 | 0 |  | 0
Lateral Hardening-Fuse-93353814 | Lateral Hardening | 178364.88 | 0 | 0 | 0 | 0 | 2026 | 0 | 0 | 0 | 0 | 0 |  | 0 | 0
Lateral Hardening-Fuse-93354206 | Lateral Hardening | 55160.87 | 0 | 0 | 0 | 0 | 0 | 0 | 0 | 0 | 0 | 0 |  | 0
Lateral Hardening-Fuse-93355196 | Lateral Hardening | 90494.57 | 0 | 0 | 0 | 0 | 2027 | 0 | 0 | 0 | 0 | 0 |  | 2027
Lateral Hardening-Fuse-93355359 | Lateral Hardening | 460219.75 | 0 | 0 | 0 | 0 | 2029 | 0 | 0 | 0 | 0 | 0 |  | 2028 | 2028
Lateral Hardening-Fuse-93355716 | Lateral Hardening | 283230.73 | 0 | 0 | 0 | 0 | 2027 | 0 | 0 | 0 | 0 | 0 |  | 0 | 0
Lateral Hardening-Fuse-93356676 | Lateral Hardening | 205768.92 | 0 | 0 | 0 | 0 | 0 | 0 | 0 | 0 | 0 | 0 |  | 0
Lateral Hardening-Fuse-93356849 | Lateral Hardening | 282256.27 | 0 | 0 | 0 | 0 | 0 | 0 | 0 | 0 | 0 | 0 |  | 0
Lateral Hardening-Fuse-93356890 | Lateral Hardening | 288277.52 | 0 | 0 | 0 | 0 | 0 | 0 | 0 | 0 | 0 | 0 |  | 0
Lateral Hardening-Fuse-93356955 | Lateral Hardening | 73581.67 | 0 | 0 | 0 | 0 | 0 | 0 | 0 | 0 | 0 | 0 |  | 0
Lateral Hardening-Fuse-93356958 | Lateral Hardening | 132068.68 | 0 | 0 | 0 | 0 | 0 | 0 | 0 | 0 | 0 | 0 |  | 0
Lateral Hardening-Fuse-93357194 | Lateral Hardening | 52962.27 | 0 | 0 | 0 | 0 | 0 | 0 | 0 | 0 | 0 | 0 |  | 0
Lateral Hardening-Fuse-93358513 | Lateral Hardening | 66010.73 | 0 | 0 | 0 | 0 | 0 | 0 | 0 | 0 | 0 | 0 |  | 0
Lateral Hardening-Fuse-93358822 | Lateral Hardening | 50000 | 0 | 0 | 0 | 0 | 0 | 0 | 0 | 0 | 0 | 0 |  | 0
Lateral Hardening-Fuse-93360424 | Lateral Hardening | 53807.23 | 0 | 0 | 0 | 0 | 0 | 0 | 0 | 0 | 0 | 0 |  | 0
Lateral Hardening-Fuse-93360664 | Lateral Hardening | 50000 | 0 | 0 | 0 | 0 | 0 | 0 | 0 | 0 | 0 | 0 |  | 0
Lateral Hardening-Fuse-93361976 | Lateral Hardening | 95048.2 | 0 | 0 | 0 | 0 | 0 | 0 | 0 | 0 | 0 | 0 |  | 0
Lateral Hardening-Fuse-93363078 | Lateral Hardening | 64122.67 | 0 | 0 | 0 | 0 | 0 | 0 | 0 | 0 | 0 | 0 |  | 2021 | 2021
Lateral Hardening-Fuse-93363956 | Lateral Hardening | 50000 | 0 | 0 | 0 | 0 | 0 | 0 | 0 | 0 | 0 | 0 |  | 0
Lateral Hardening-Fuse-93365509 | Lateral Hardening | 50000 | 0 | 0 | 0 | 0 | 0 | 0 | 0 | 0 | 0 | 0 |  | 0
Lateral Hardening-Fuse-93366417 | Lateral Hardening | 50000 | 0 | 0 | 0 | 0 | 0 | 0 | 0 | 0 | 0 | 0 |  | 0
Lateral Hardening-Fuse-93366483 | Lateral Hardening | 511591.93 | 0 | 0 | 0 | 0 | 0 | 0 | 0 | 0 | 0 | 0 |  | 0
Lateral Hardening-Fuse-93368507 | Lateral Hardening | 50000 | 0 | 0 | 0 | 0 | 0 | 0 | 0 | 0 | 0 | 0 |  | 0
Lateral Hardening-Fuse-93369551 | Lateral Hardening | 361620.08 | 0 | 0 | 0 | 0 | 2021 | 0 | 0 | 0 | 0 | 0 |  | 2021
Lateral Hardening-Fuse-93370788 | Lateral Hardening | 136257.74 | 0 | 0 | 0 | 0 | 0 | 0 | 0 | 0 | 0 | 0 |  | 0
Lateral Hardening-Fuse-93371303 | Lateral Hardening | 50000 | 0 | 0 | 0 | 0 | 0 | 0 | 0 | 0 | 0 | 0 |  | 0
Lateral Hardening-Fuse-93373182 | Lateral Hardening | 131614.44 | 0 | 0 | 0 | 0 | 2027 | 0 | 0 | 0 | 0 | 0 |  | 2026 | 2026
Lateral Hardening-Fuse-93374119 | Lateral Hardening | 50000 | 0 | 0 | 0 | 0 | 0 | 0 | 0 | 0 | 0 | 0 |  | 0
Lateral Hardening-Fuse-93375536 | Lateral Hardening | 62218.13 | 0 | 0 | 0 | 0 | 0 | 0 | 0 | 0 | 0 | 0 |  | 0
Lateral Hardening-Fuse-93376880 | Lateral Hardening | 50000 | 0 | 0 | 0 | 0 | 0 | 0 | 0 | 0 | 0 | 0 |  | 0
Lateral Hardening-Fuse-93379126 | Lateral Hardening | 107430.58 | 0 | 0 | 0 | 0 | 0 | 0 | 0 | 0 | 0 | 0 |  | 0
Lateral Hardening-Fuse-93381826 | Lateral Hardening | 106758.76 | 0 | 0 | 0 | 0 | 2028 | 0 | 0 | 0 | 0 | 0 |  | 2028
Lateral Hardening-Fuse-93381829 | Lateral Hardening | 125741.2 | 0 | 0 | 0 | 0 | 2028 | 0 | 0 | 0 | 0 | 0 |  | 2028
Lateral Hardening-Fuse-93382668 | Lateral Hardening | 358670.63 | 0 | 0 | 0 | 0 | 2026 | 0 | 0 | 0 | 0 | 0 |  | 0 | 0
Lateral Hardening-Fuse-93386340 | Lateral Hardening | 80640.36 | 0 | 0 | 0 | 0 | 0 | 0 | 0 | 0 | 0 | 0 |  | 0
Lateral Hardening-Fuse-93386363 | Lateral Hardening | 50000 | 0 | 0 | 0 | 0 | 0 | 0 | 0 | 0 | 0 | 0 |  | 0
Lateral Hardening-Fuse-93389202 | Lateral Hardening | 88704.98 | 0 | 0 | 0 | 0 | 0 | 0 | 0 | 0 | 0 | 0 |  | 0
Lateral Hardening-Fuse-93389307 | Lateral Hardening | 57369.47 | 0 | 0 | 0 | 0 | 0 | 0 | 0 | 0 | 0 | 0 |  | 0
Lateral Hardening-Fuse-93396383 | Lateral Hardening | 93794 | 0 | 0 | 0 | 0 | 0 | 0 | 0 | 0 | 0 | 0 |  | 0
Lateral Hardening-Fuse-93399451 | Lateral Hardening | 400527 | 0 | 0 | 0 | 0 | 2027 | 0 | 0 | 0 | 0 | 0 |  | 2028 | 2028
Lateral Hardening-Fuse-93399970 | Lateral Hardening | 79405.47 | 0 | 0 | 0 | 0 | 0 | 0 | 0 | 0 | 0 | 0 |  | 0
Lateral Hardening-Fuse-93400068 | Lateral Hardening | 50000 | 0 | 0 | 0 | 0 | 0 | 0 | 0 | 0 | 0 | 0 |  | 0
Lateral Hardening-Fuse-93401852 | Lateral Hardening | 160866.58 | 0 | 0 | 0 | 0 | 2026 | 0 | 0 | 0 | 0 | 0 |  | 2027 | 2027
Lateral Hardening-Fuse-93403488 | Lateral Hardening | 397131.74 | 0 | 0 | 0 | 0 | 2023 | 0 | 0 | 0 | 0 | 0 |  | 0 | 0
Lateral Hardening-Fuse-93407761 | Lateral Hardening | 1492653.65 | 0 | 0 | 0 | 0 | 2026 | 0 | 0 | 0 | 0 | 0 |  | 2025 | 2025
Lateral Hardening-Fuse-93416345 | Lateral Hardening | 95549.55 | 0 | 0 | 0 | 0 | 0 | 0 | 0 | 0 | 0 | 0 |  | 0
Lateral Hardening-Fuse-93420645 | Lateral Hardening | 227297.76 | 0 | 0 | 0 | 0 | 0 | 0 | 0 | 0 | 0 | 0 |  | 0
Lateral Hardening-Fuse-93423811 | Lateral Hardening | 50000 | 0 | 0 | 0 | 0 | 0 | 0 | 0 | 0 | 0 | 0 |  | 0
Lateral Hardening-Fuse-93426238 | Lateral Hardening | 203639.33 | 0 | 0 | 0 | 0 | 0 | 0 | 0 | 0 | 0 | 0 |  | 0
Lateral Hardening-Fuse-93426253 | Lateral Hardening | 252390.35 | 0 | 0 | 0 | 0 | 2025 | 0 | 0 | 0 | 0 | 0 |  | 2028 | 2028
Lateral Hardening-Fuse-93426296 | Lateral Hardening | 50000 | 0 | 0 | 0 | 0 | 0 | 0 | 0 | 0 | 0 | 0 |  | 0
Lateral Hardening-Fuse-93426299 | Lateral Hardening | 206272.91 | 0 | 0 | 0 | 0 | 0 | 0 | 0 | 0 | 0 | 0 |  | 2028 | 2028
Lateral Hardening-Fuse-93426307 | Lateral Hardening | 204154.91 | 0 | 0 | 0 | 0 | 2025 | 0 | 0 | 0 | 0 | 0 |  | 2028 | 2028
Lateral Hardening-Fuse-93428188 | Lateral Hardening | 50000 | 0 | 0 | 0 | 0 | 0 | 0 | 0 | 0 | 0 | 0 |  | 0
Lateral Hardening-Fuse-93428506 | Lateral Hardening | 57652.79 | 0 | 0 | 0 | 0 | 0 | 0 | 0 | 0 | 0 | 0 |  | 0
Lateral Hardening-Fuse-93430121 | Lateral Hardening | 50000 | 0 | 0 | 0 | 0 | 0 | 0 | 0 | 0 | 0 | 0 |  | 0
Lateral Hardening-Fuse-93430445 | Lateral Hardening | 826375 | 0 | 0 | 0 | 0 | 0 | 0 | 0 | 0 | 0 | 0 |  | 0
Lateral Hardening-Fuse-93430467 | Lateral Hardening | 52012.87 | 0 | 0 | 0 | 0 | 0 | 0 | 0 | 0 | 0 | 0 |  | 0
Lateral Hardening-Fuse-93431952 | Lateral Hardening | 168041.7 | 0 | 0 | 0 | 0 | 0 | 0 | 0 | 0 | 0 | 0 |  | 0
Lateral Hardening-Fuse-93432241 | Lateral Hardening | 162884.86 | 0 | 0 | 0 | 0 | 0 | 0 | 0 | 0 | 0 | 0 |  | 0
Lateral Hardening-Fuse-93432268 | Lateral Hardening | 627080.34 | 0 | 0 | 0 | 0 | 2028 | 0 | 0 | 0 | 0 | 0 |  | 2025 | 2025
Lateral Hardening-Fuse-93432282 | Lateral Hardening | 159763.16 | 0 | 0 | 0 | 0 | 0 | 0 | 0 | 0 | 0 | 0 |  | 0
Lateral Hardening-Fuse-93432283 | Lateral Hardening | 548909.86 | 0 | 0 | 0 | 0 | 0 | 0 | 0 | 0 | 0 | 0 |  | 0
Lateral Hardening-Fuse-93432285 | Lateral Hardening | 455552.78 | 0 | 0 | 0 | 0 | 0 | 0 | 0 | 0 | 0 | 0 |  | 0
Lateral Hardening-Fuse-93432287 | Lateral Hardening | 106060.46 | 0 | 0 | 0 | 0 | 0 | 0 | 0 | 0 | 0 | 0 |  | 0
Lateral Hardening-Fuse-93432307 | Lateral Hardening | 50000 | 0 | 0 | 0 | 0 | 0 | 0 | 0 | 0 | 0 | 0 |  | 0
Lateral Hardening-Fuse-93432330 | Lateral Hardening | 62412.93 | 0 | 0 | 0 | 0 | 0 | 0 | 0 | 0 | 0 | 0 |  | 0
Lateral Hardening-Fuse-93432382 | Lateral Hardening | 476102.86 | 0 | 0 | 0 | 0 | 0 | 0 | 0 | 0 | 0 | 0 |  | 0
Lateral Hardening-Fuse-93432390 | Lateral Hardening | 178464.59 | 0 | 0 | 0 | 0 | 0 | 0 | 0 | 0 | 0 | 0 |  | 0
Lateral Hardening-Fuse-93433657 | Lateral Hardening | 50000 | 0 | 0 | 0 | 0 | 0 | 0 | 0 | 0 | 0 | 0 |  | 0
Lateral Hardening-Fuse-93437025 | Lateral Hardening | 63146.05 | 0 | 0 | 0 | 0 | 0 | 0 | 0 | 0 | 0 | 0 |  | 0
Lateral Hardening-Fuse-93438082 | Lateral Hardening | 203050.97 | 0 | 0 | 0 | 0 | 0 | 0 | 0 | 0 | 0 | 0 |  | 0
Lateral Hardening-Fuse-93442293 | Lateral Hardening | 1151725.44 | 0 | 0 | 0 | 0 | 0 | 0 | 0 | 0 | 0 | 0 |  | 0
Lateral Hardening-Fuse-93442602 | Lateral Hardening | 50000 | 0 | 0 | 0 | 0 | 0 | 0 | 0 | 0 | 0 | 0 |  | 0
Lateral Hardening-Fuse-93442603 | Lateral Hardening | 173751.91 | 0 | 0 | 0 | 0 | 0 | 0 | 0 | 0 | 0 | 0 |  | 0
Lateral Hardening-Fuse-93442824 | Lateral Hardening | 593896.62 | 0 | 0 | 0 | 0 | 0 | 0 | 0 | 0 | 0 | 0 |  | 0
Lateral Hardening-Fuse-93443250 | Lateral Hardening | 50000 | 0 | 0 | 0 | 0 | 0 | 0 | 0 | 0 | 0 | 0 |  | 0
Lateral Hardening-Fuse-93443355 | Lateral Hardening | 146628.46 | 0 | 0 | 0 | 0 | 0 | 0 | 0 | 0 | 0 | 0 |  | 0
Lateral Hardening-Fuse-93443879 | Lateral Hardening | 232665.09 | 0 | 0 | 0 | 0 | 0 | 0 | 0 | 0 | 0 | 0 |  | 0
Lateral Hardening-Fuse-93443921 | Lateral Hardening | 153195.46 | 0 | 0 | 0 | 0 | 0 | 0 | 0 | 0 | 0 | 0 |  | 0
Lateral Hardening-Fuse-93444022 | Lateral Hardening | 79968.59 | 0 | 0 | 0 | 0 | 0 | 0 | 0 | 0 | 0 | 0 |  | 0
Lateral Hardening-Fuse-93444023 | Lateral Hardening | 237954.01 | 0 | 0 | 0 | 0 | 0 | 0 | 0 | 0 | 0 | 0 |  | 0
Lateral Hardening-Fuse-93445864 | Lateral Hardening | 54194.99 | 0 | 0 | 0 | 0 | 0 | 0 | 0 | 0 | 0 | 0 |  | 0
Lateral Hardening-Fuse-93446698 | Lateral Hardening | 140892.14 | 0 | 0 | 0 | 0 | 0 | 0 | 0 | 0 | 0 | 0 |  | 0
Lateral Hardening-Fuse-93446727 | Lateral Hardening | 139926.26 | 0 | 0 | 0 | 0 | 0 | 0 | 0 | 0 | 0 | 0 |  | 0
Lateral Hardening-Fuse-93448924 | Lateral Hardening | 88919.6 | 0 | 0 | 0 | 0 | 0 | 0 | 0 | 0 | 0 | 0 |  | 0
Lateral Hardening-Fuse-93449800 | Lateral Hardening | 230719.64 | 0 | 0 | 0 | 0 | 2022 | 0 | 0 | 0 | 0 | 0 |  | 2023 | 2023
Lateral Hardening-Fuse-93451198 | Lateral Hardening | 55039.95 | 0 | 0 | 0 | 0 | 0 | 0 | 0 | 0 | 0 | 0 |  | 0
Site Access-138004 | Site Access | 811806 | 0 | 0 | 0 | 0 | 0 | 0 | 0 | 0 | 0 | 0 |  | 2029 | 2029
Site Access-19TH AV NE | Site Access | 201132 | 0 | 0 | 0 | 0 | 2023 | 0 | 0 | 0 | 0 | 0 |  | 2023
Site Access-230003 | Site Access | 777624 | 0 | 0 | 0 | 0 | 0 | 0 | 0 | 0 | 0 | 0 |  | 0
Site Access-230004 | Site Access | 198456 | 0 | 0 | 0 | 0 | 0 | 0 | 0 | 0 | 0 | 0 |  | 0
Site Access-230005 | Site Access | 166061 | 0 | 0 | 0 | 0 | 0 | 0 | 0 | 0 | 0 | 0 |  | 0
Site Access-230006 | Site Access | 906547 | 0 | 0 | 0 | 0 | 2027 | 0 | 0 | 0 | 0 | 0 |  | 2028 | 2028
Site Access-230007 | Site Access | 480023 | 0 | 0 | 0 | 0 | 2027 | 0 | 0 | 0 | 0 | 0 |  | 2026 | 2026
Site Access-230008 | Site Access | 63644 | 0 | 0 | 0 | 0 | 2021 | 0 | 0 | 0 | 0 | 0 |  | 2021
Site Access-230020 | Site Access | 730669 | 0 | 0 | 0 | 0 | 2024 | 0 | 0 | 0 | 0 | 0 |  | 2024
Site Access-230021 | Site Access | 1328490 | 0 | 0 | 0 | 0 | 0 | 0 | 0 | 0 | 0 | 0 |  | 0
Site Access-230033 | Site Access | 98328 | 0 | 0 | 0 | 0 | 2021 | 0 | 0 | 0 | 0 | 0 |  | 2021
Site Access-230037 | Site Access | 134157 | 0 | 0 | 0 | 0 | 2022 | 0 | 0 | 0 | 0 | 0 |  | 2021 | 2021
Site Access-230401 | Site Access | 891004 | 0 | 0 | 0 | 0 | 0 | 0 | 0 | 0 | 0 | 0 |  | 0
Site Access-230402 | Site Access | 3094464 | 0 | 0 | 0 | 0 | 0 | 0 | 0 | 0 | 0 | 0 |  | 0
Site Access-230604 | Site Access | 457936 | 0 | 0 | 0 | 0 | 0 | 0 | 0 | 0 | 0 | 0 |  | 0
Site Access-230605 | Site Access | 500965 | 0 | 0 | 0 | 0 | 0 | 0 | 0 | 0 | 0 | 0 |  | 0
Site Access-230606 | Site Access | 160007 | 0 | 0 | 0 | 0 | 2022 | 0 | 0 | 0 | 0 | 0 |  | 2024 | 2024
Site Access-230608 | Site Access | 2228001 | 0 | 0 | 0 | 0 | 0 | 0 | 0 | 0 | 0 | 0 |  | 0
Site Access-230612 | Site Access | 590294 | 0 | 0 | 0 | 0 | 2025 | 0 | 0 | 0 | 0 | 0 |  | 2023 | 2023
Site Access-230622 | Site Access | 155754 | 0 | 0 | 0 | 0 | 0 | 0 | 0 | 0 | 0 | 0 |  | 0
Site Access-230623 | Site Access | 186840 | 0 | 0 | 0 | 0 | 2021 | 0 | 0 | 0 | 0 | 0 |  | 2021
Site Access-66001 | Site Access | 192841 | 0 | 0 | 0 | 0 | 2029 | 0 | 0 | 0 | 0 | 0 |  | 0 | 0
Site Access-66002 | Site Access | 1293743 | 0 | 0 | 0 | 0 | 0 | 0 | 0 | 0 | 0 | 0 |  | 0
Site Access-66004 | Site Access | 34926 | 0 | 0 | 0 | 0 | 0 | 0 | 0 | 0 | 0 | 0 |  | 0
Site Access-66007 | Site Access | 108787 | 0 | 0 | 0 | 0 | 2021 | 0 | 0 | 0 | 0 | 0 |  | 2021
Site Access-66008 | Site Access | 1495107 | 0 | 0 | 0 | 0 | 0 | 0 | 0 | 0 | 0 | 0 |  | 0
Site Access-66014 | Site Access | 227266 | 0 | 0 | 0 | 0 | 0 | 0 | 0 | 0 | 0 | 0 |  | 0
Site Access-66016 | Site Access | 94248 | 0 | 0 | 0 | 0 | 2023 | 0 | 0 | 0 | 0 | 0 |  | 2023
Site Access-66021 | Site Access | 746468 | 0 | 0 | 0 | 0 | 0 | 0 | 0 | 0 | 0 | 0 |  | 0
Site Access-66025 | Site Access | 294944 | 0 | 0 | 0 | 0 | 0 | 0 | 0 | 0 | 0 | 0 |  | 0
Site Access-66030 | Site Access | 344742 | 0 | 0 | 0 | 0 | 0 | 0 | 0 | 0 | 0 | 0 |  | 0
Site Access-66033 | Site Access | 136359 | 0 | 0 | 0 | 0 | 2027 | 0 | 0 | 0 | 0 | 0 |  | 2027
Site Access-66034 | Site Access | 1572645 | 0 | 0 | 0 | 0 | 0 | 0 | 0 | 0 | 0 | 0 |  | 0
Site Access-66035 | Site Access | 201196 | 0 | 0 | 0 | 0 | 2025 | 0 | 0 | 0 | 0 | 0 |  | 2025
Site Access-66036 | Site Access | 850408 | 0 | 0 | 0 | 0 | 0 | 0 | 0 | 0 | 0 | 0 |  | 0
Site Access-66046 | Site Access | 439658 | 0 | 0 | 0 | 0 | 2028 | 0 | 0 | 0 | 0 | 0 |  | 2028
Site Access-66051 | Site Access | 650548 | 0 | 0 | 0 | 0 | 0 | 0 | 0 | 0 | 0 | 0 |  | 0
Site Access-66055 | Site Access | 1115606 | 0 | 0 | 0 | 0 | 2028 | 0 | 0 | 0 | 0 | 0 |  | 2027 | 2027
Site Access-66058 | Site Access | 523045 | 0 | 0 | 0 | 0 | 0 | 0 | 0 | 0 | 0 | 0 |  | 0
Site Access-66060 | Site Access | 95084 | 0 | 0 | 0 | 0 | 0 | 0 | 0 | 0 | 0 | 0 |  | 0
Site Access-66062 | Site Access | 358445 | 0 | 0 | 0 | 0 | 0 | 0 | 0 | 0 | 0 | 0 |  | 0
Site Access-66067 | Site Access | 961869 | 0 | 0 | 0 | 0 | 0 | 0 | 0 | 0 | 0 | 0 |  | 0
Site Access-66084 | Site Access | 2015145 | 0 | 0 | 0 | 0 | 0 | 0 | 0 | 0 | 0 | 0 |  | 0
Site Access-66085 | Site Access | 1976042 | 0 | 0 | 0 | 0 | 0 | 0 | 0 | 0 | 0 | 0 |  | 0
Site Access-66095 | Site Access | 2029683 | 0 | 0 | 0 | 0 | 0 | 0 | 0 | 0 | 0 | 0 |  | 0
Site Access-66096 | Site Access | 1562786 | 0 | 0 | 0 | 0 | 0 | 0 | 0 | 0 | 0 | 0 |  | 0
Site Access-66098 | Site Access | 2616898 | 0 | 0 | 0 | 0 | 0 | 0 | 0 | 0 | 0 | 0 |  | 0
Site Access-66404 | Site Access | 132181 | 0 | 0 | 0 | 0 | 0 | 0 | 0 | 0 | 0 | 0 |  | 0
Site Access-66415 | Site Access | 1374790 | 0 | 0 | 0 | 0 | 0 | 0 | 0 | 0 | 0 | 0 |  | 0
Site Access-66416 | Site Access | 2463158 | 0 | 0 | 0 | 0 | 0 | 0 | 0 | 0 | 0 | 0 |  | 0
Site Access-66419 | Site Access | 5234463 | 0 | 0 | 0 | 0 | 0 | 0 | 0 | 0 | 0 | 0 |  | 0
Site Access-66425 | Site Access | 65172 | 0 | 0 | 0 | 0 | 0 | 0 | 0 | 0 | 0 | 0 |  | 0
Site Access-66426 | Site Access | 4284960 | 0 | 0 | 0 | 0 | 0 | 0 | 0 | 0 | 0 | 0 |  | 0
Site Access-66436 | Site Access | 2657671 | 0 | 0 | 0 | 0 | 0 | 0 | 0 | 0 | 0 | 0 |  | 0
Site Access-66603 | Site Access | 3111033 | 0 | 0 | 0 | 0 | 0 | 0 | 0 | 0 | 0 | 0 |  | 0
Site Access-66615 | Site Access | 1538388 | 0 | 0 | 0 | 0 | 0 | 0 | 0 | 0 | 0 | 0 |  | 0
Site Access-66650 | Site Access | 880989 | 0 | 0 | 0 | 0 | 0 | 0 | 0 | 0 | 0 | 0 |  | 0
Site Access-66652 | Site Access | 6369621 | 0 | 0 | 0 | 0 | 0 | 0 | 0 | 0 | 0 | 0 |  | 0
Site Access-66653 | Site Access | 2263131 | 0 | 0 | 0 | 0 | 0 | 0 | 0 | 0 | 0 | 0 |  | 0
Site Access-66655 | Site Access | 3569741 | 0 | 0 | 0 | 0 | 0 | 0 | 0 | 0 | 0 | 0 |  | 0
Site Access-66657 | Site Access | 1016847 | 0 | 0 | 0 | 0 | 0 | 0 | 0 | 0 | 0 | 0 |  | 0
Site Access-66658 | Site Access | 1981556 | 0 | 0 | 0 | 0 | 0 | 0 | 0 | 0 | 0 | 0 |  | 0
Site Access-66660 | Site Access | 1414562 | 0 | 0 | 0 | 0 | 0 | 0 | 0 | 0 | 0 | 0 |  | 0
Site Access-66830 | Site Access | 17547 | 0 | 0 | 0 | 0 | 2024 | 0 | 0 | 0 | 0 | 0 |  | 2025 | 2025
Site Access-66831 | Site Access | 300291 | 0 | 0 | 0 | 0 | 0 | 0 | 0 | 0 | 0 | 0 |  | 0
Site Access-66833 | Site Access | 1507974 | 0 | 0 | 0 | 0 | 2026 | 0 | 0 | 0 | 0 | 0 |  | 2027 | 2027
Site Access-66834 | Site Access | 1607737 | 0 | 0 | 0 | 0 | 0 | 0 | 0 | 0 | 0 | 0 |  | 0
Site Access-66838 | Site Access | 212728 | 0 | 0 | 0 | 0 | 0 | 0 | 0 | 0 | 0 | 0 |  | 0
Site Access-66839 | Site Access | 215902 | 0 | 0 | 0 | 0 | 2021 | 0 | 0 | 0 | 0 | 0 |  | 2022 | 2022
Site Access-66842 | Site Access | 3846638 | 0 | 0 | 0 | 0 | 0 | 0 | 0 | 0 | 0 | 0 |  | 0
Site Access-67051 | Site Access | 698507 | 0 | 0 | 0 | 0 | 0 | 0 | 0 | 0 | 0 | 0 |  | 0
Site Access-BAYSIDE STATION | Site Access | 237380 | 0 | 0 | 0 | 0 | 2023 | 0 | 0 | 0 | 0 | 0 |  | 2022 | 2022
Site Access-BLOUNT RD | Site Access | 470661 | 0 | 0 | 0 | 0 | 2024 | 0 | 0 | 0 | 0 | 0 |  | 2022 | 2022
Site Access-C.R. 542 | Site Access | 313903 | 0 | 0 | 0 | 0 | 2026 | 0 | 0 | 0 | 0 | 0 |  | 2025 | 2025
Site Access-COLUMBUS DRIVE #1 | Site Access | 289738 | 0 | 0 | 0 | 0 | 2022 | 0 | 0 | 0 | 0 | 0 |  | 2023 | 2023
Site Access-COLUMBUS DRIVE #2 | Site Access | 289738 | 0 | 0 | 0 | 0 | 2022 | 0 | 0 | 0 | 0 | 0 |  | 2022
Site Access-COUNTRYWAY BLVD | Site Access | 386155 | 0 | 0 | 0 | 0 | 0 | 0 | 0 | 0 | 0 | 0 |  | 0
Site Access-EAST OF SYDNEY WASHER RD | Site Access | 297624 | 0 | 0 | 0 | 0 | 2023 | 0 | 0 | 0 | 0 | 0 |  | 2028 | 2028
Site Access-HAMPTON SUBSTATION | Site Access | 237263 | 0 | 0 | 0 | 0 | 2021 | 0 | 0 | 0 | 0 | 0 |  | 2021
Site Access-HOLLOWAY RD | Site Access | 293600 | 0 | 0 | 0 | 0 | 0 | 0 | 0 | 0 | 0 | 0 |  | 0
Site Access-KEYSVILLE RD EAST | Site Access | 269600 | 0 | 0 | 0 | 0 | 0 | 0 | 0 | 0 | 0 | 0 |  | 0
Site Access-KEYSVILLE RD WEST | Site Access | 285711 | 0 | 0 | 0 | 0 | 0 | 0 | 0 | 0 | 0 | 0 |  | 0
Site Access-KIRKLAND RD | Site Access | 285711 | 0 | 0 | 0 | 0 | 0 | 0 | 0 | 0 | 0 | 0 |  | 0
Site Access-LITTLE FISHHAWK CREEK | Site Access | 237380 | 0 | 0 | 0 | 0 | 0 | 0 | 0 | 0 | 0 | 0 |  | 0
Site Access-MORRIS BRIDGE RD | Site Access | 233352 | 0 | 0 | 0 | 0 | 2021 | 0 | 0 | 0 | 0 | 0 |  | 2021
Site Access-Proposed Bridge A | Site Access | 503198 | 0 | 0 | 0 | 0 | 2029 | 0 | 0 | 0 | 0 | 0 |  | 2029
Site Access-Proposed Bridge M | Site Access | 483060 | 0 | 0 | 0 | 0 | 2023 | 0 | 0 | 0 | 0 | 0 |  | 2025 | 2025
Site Access-Proposed Bridge N | Site Access | 241408 | 0 | 0 | 0 | 0 | 0 | 0 | 0 | 0 | 0 | 0 |  | 0
Site Access-Proposed Bridge O | Site Access | 817051 | 0 | 0 | 0 | 0 | 0 | 0 | 0 | 0 | 0 | 0 |  | 0
Site Access-Proposed Bridge P | Site Access | 293766 | 0 | 0 | 0 | 0 | 2021 | 0 | 0 | 0 | 0 | 0 |  | 2021
Site Access-RACE TRACK RD | Site Access | 237263 | 0 | 0 | 0 | 0 | 0 | 0 | 0 | 0 | 0 | 0 |  | 0
Site Access-TAMPA PALMS #1 | Site Access | 245311 | 0 | 0 | 0 | 0 | 2022 | 0 | 0 | 0 | 0 | 0 |  | 2022
Site Access-TAMPA PALMS #2 | Site Access | 317745 | 0 | 0 | 0 | 0 | 2024 | 0 | 0 | 0 | 0 | 0 |  | 2024
Site Access-TAMPA PALMS #3 | Site Access | 293766 | 0 | 0 | 0 | 0 | 2023 | 0 | 0 | 0 | 0 | 0 |  | 2023
Site Access-TAMPA PALMS #4 | Site Access | 325986 | 0 | 0 | 0 | 0 | 2025 | 0 | 0 | 0 | 0 | 0 |  | 2024 | 2024
Site Access-WEST OF FORBES RD | Site Access | 249335 | 0 | 0 | 0 | 0 | 2022 | 0 | 0 | 0 | 0 | 0 |  | 2025 | 2025
Substation Extreme Weather Protection-BAYCOURT | Substation Extreme Weather Protection | 2055000 | 0 | 0 | 0 | 0 | 2026 | 0 | 0 | 0 | 0 | 0 |  | 2026
Substation Extreme Weather Protection-BIG BEND | Substation Extreme Weather Protection | 6549000 | 0 | 0 | 0 | 0 | 0 | 0 | 0 | 0 | 0 | 0 |  | 0
Substation Extreme Weather Protection-BIG BEND POWER PLANT | Substation Extreme Weather Protection | 45780000 | 0 | 0 | 0 | 0 | 0 | 0 | 0 | 0 | 0 | 0 |  | 0
Substation Extreme Weather Protection-BIG BEND SOLAR | Substation Extreme Weather Protection | 672000 | 0 | 0 | 0 | 0 | 2027 | 0 | 0 | 0 | 0 | 0 |  | 2027
Substation Extreme Weather Protection-BOYSCOUT | Substation Extreme Weather Protection | 1520000 | 0 | 0 | 0 | 0 | 0 | 0 | 0 | 0 | 0 | 0 |  | 0
Substation Extreme Weather Protection-CYPRESS STREET | Substation Extreme Weather Protection | 1980000 | 0 | 0 | 0 | 0 | 0 | 0 | 0 | 0 | 0 | 0 |  | 0
Substation Extreme Weather Protection-DESAL | Substation Extreme Weather Protection | 2220000 | 0 | 0 | 0 | 0 | 0 | 0 | 0 | 0 | 0 | 0 |  | 0
Substation Extreme Weather Protection-DOUBLE BRANCH | Substation Extreme Weather Protection | 2370000 | 0 | 0 | 0 | 0 | 0 | 0 | 0 | 0 | 0 | 0 |  | 0
Substation Extreme Weather Protection-EAST BAY | Substation Extreme Weather Protection | 1162500 | 0 | 0 | 0 | 0 | 0 | 0 | 0 | 0 | 0 | 0 |  | 0
Substation Extreme Weather Protection-EL PRADO | Substation Extreme Weather Protection | 2040000 | 0 | 0 | 0 | 0 | 0 | 0 | 0 | 0 | 0 | 0 |  | 0
Substation Extreme Weather Protection-ELEVENTH AVENUE | Substation Extreme Weather Protection | 3600000 | 0 | 0 | 0 | 0 | 0 | 0 | 0 | 0 | 0 | 0 |  | 0
Substation Extreme Weather Protection-ESTUARY | Substation Extreme Weather Protection | 622500 | 0 | 0 | 0 | 0 | 0 | 0 | 0 | 0 | 0 | 0 |  | 0
Substation Extreme Weather Protection-FAIRGROUNDS | Substation Extreme Weather Protection | 1425000 | 0 | 0 | 0 | 0 | 0 | 0 | 0 | 0 | 0 | 0 |  | 0
Substation Extreme Weather Protection-FIRST STREET | Substation Extreme Weather Protection | 2406000 | 0 | 0 | 0 | 0 | 2029 | 0 | 0 | 0 | 0 | 0 |  | 2029
Substation Extreme Weather Protection-GANNON | Substation Extreme Weather Protection | 6780000 | 0 | 0 | 0 | 0 | 2024 | 0 | 0 | 0 | 0 | 0 |  | 2024
Substation Extreme Weather Protection-GANNON BAYSIDE GENERATION | Substation Extreme Weather Protection | 36870000 | 0 | 0 | 0 | 0 | 0 | 0 | 0 | 0 | 0 | 0 |  | 0
Substation Extreme Weather Protection-GATX | Substation Extreme Weather Protection | 422000 | 0 | 0 | 0 | 0 | 0 | 0 | 0 | 0 | 0 | 0 |  | 0
Substation Extreme Weather Protection-GEORGE ROAD | Substation Extreme Weather Protection | 1630000 | 0 | 0 | 0 | 0 | 0 | 0 | 0 | 0 | 0 | 0 |  | 0
Substation Extreme Weather Protection-GIBSONTON | Substation Extreme Weather Protection | 900000 | 0 | 0 | 0 | 0 | 0 | 0 | 0 | 0 | 0 | 0 |  | 0
Substation Extreme Weather Protection-GRANADA | Substation Extreme Weather Protection | 1245000 | 0 | 0 | 0 | 0 | 0 | 0 | 0 | 0 | 0 | 0 |  | 0
Substation Extreme Weather Protection-GRAY STREET | Substation Extreme Weather Protection | 1700000 | 0 | 0 | 0 | 0 | 0 | 0 | 0 | 0 | 0 | 0 |  | 0
Substation Extreme Weather Protection-GULF CITY | Substation Extreme Weather Protection | 1417500 | 0 | 0 | 0 | 0 | 0 | 0 | 0 | 0 | 0 | 0 |  | 0
Substation Extreme Weather Protection-HARBOUR ISLAND | Substation Extreme Weather Protection | 2490000 | 0 | 0 | 0 | 0 | 2025 | 0 | 0 | 0 | 0 | 0 |  | 2025
Substation Extreme Weather Protection-HIMES | Substation Extreme Weather Protection | 3080000 | 0 | 0 | 0 | 0 | 0 | 0 | 0 | 0 | 0 | 0 |  | 0
Substation Extreme Weather Protection-HOOKERS POINT | Substation Extreme Weather Protection | 6720000 | 0 | 0 | 0 | 0 | 0 | 0 | 0 | 0 | 0 | 0 |  | 0
Substation Extreme Weather Protection-HYDE PARK | Substation Extreme Weather Protection | 960000 | 0 | 0 | 0 | 0 | 0 | 0 | 0 | 0 | 0 | 0 |  | 0
Substation Extreme Weather Protection-INTERBAY | Substation Extreme Weather Protection | 2440000 | 0 | 0 | 0 | 0 | 0 | 0 | 0 | 0 | 0 | 0 |  | 0
Substation Extreme Weather Protection-JACKSON ROAD | Substation Extreme Weather Protection | 4470000 | 0 | 0 | 0 | 0 | 2028 | 0 | 0 | 0 | 0 | 0 |  | 2028
Substation Extreme Weather Protection-LOIS AVENUE | Substation Extreme Weather Protection | 1297500 | 0 | 0 | 0 | 0 | 0 | 0 | 0 | 0 | 0 | 0 |  | 0
Substation Extreme Weather Protection-MACDILL | Substation Extreme Weather Protection | 3000000 | 0 | 0 | 0 | 0 | 0 | 0 | 0 | 0 | 0 | 0 |  | 0
Substation Extreme Weather Protection-MADISON | Substation Extreme Weather Protection | 1510000 | 0 | 0 | 0 | 0 | 0 | 0 | 0 | 0 | 0 | 0 |  | 0
Substation Extreme Weather Protection-MANHATTAN | Substation Extreme Weather Protection | 2115000 | 0 | 0 | 0 | 0 | 0 | 0 | 0 | 0 | 0 | 0 |  | 0
Substation Extreme Weather Protection-MARION STREET | Substation Extreme Weather Protection | 1473000 | 0 | 0 | 0 | 0 | 0 | 0 | 0 | 0 | 0 | 0 |  | 0
Substation Extreme Weather Protection-MARITIME | Substation Extreme Weather Protection | 2088000 | 0 | 0 | 0 | 0 | 2026 | 0 | 0 | 0 | 0 | 0 |  | 2026
Substation Extreme Weather Protection-MASSARO | Substation Extreme Weather Protection | 805500 | 0 | 0 | 0 | 0 | 0 | 0 | 0 | 0 | 0 | 0 |  | 0
Substation Extreme Weather Protection-MATANZAS | Substation Extreme Weather Protection | 1419000 | 0 | 0 | 0 | 0 | 0 | 0 | 0 | 0 | 0 | 0 |  | 0
Substation Extreme Weather Protection-MCKAY BAY COGEN | Substation Extreme Weather Protection | 474000 | 0 | 0 | 0 | 0 | 2027 | 0 | 0 | 0 | 0 | 0 |  | 2027
Substation Extreme Weather Protection-MEADOW PARK | Substation Extreme Weather Protection | 2445000 | 0 | 0 | 0 | 0 | 0 | 0 | 0 | 0 | 0 | 0 |  | 0
Substation Extreme Weather Protection-MILLER MAC | Substation Extreme Weather Protection | 2490000 | 0 | 0 | 0 | 0 | 0 | 0 | 0 | 0 | 0 | 0 |  | 0
Substation Extreme Weather Protection-MILLPOINT | Substation Extreme Weather Protection | 1362000 | 0 | 0 | 0 | 0 | 0 | 0 | 0 | 0 | 0 | 0 |  | 0
Substation Extreme Weather Protection-NATIONAL GYPSUM | Substation Extreme Weather Protection | 630000 | 0 | 0 | 0 | 0 | 0 | 0 | 0 | 0 | 0 | 0 |  | 0
Substation Extreme Weather Protection-ORIENT PARK | Substation Extreme Weather Protection | 1104000 | 0 | 0 | 0 | 0 | 0 | 0 | 0 | 0 | 0 | 0 |  | 0
Substation Extreme Weather Protection-PATTERSON ROAD | Substation Extreme Weather Protection | 967500 | 0 | 0 | 0 | 0 | 0 | 0 | 0 | 0 | 0 | 0 |  | 0
Substation Extreme Weather Protection-PLANT AVENUE | Substation Extreme Weather Protection | 2526000 | 0 | 0 | 0 | 0 | 2025 | 0 | 0 | 0 | 0 | 0 |  | 2025
Substation Extreme Weather Protection-PLYMOUTH STREET | Substation Extreme Weather Protection | 1125000 | 0 | 0 | 0 | 0 | 0 | 0 | 0 | 0 | 0 | 0 |  | 0
Substation Extreme Weather Protection-PORT SUTTON | Substation Extreme Weather Protection | 1950000 | 0 | 0 | 0 | 0 | 0 | 0 | 0 | 0 | 0 | 0 |  | 0
Substation Extreme Weather Protection-ROCKY CREEK | Substation Extreme Weather Protection | 2406000 | 0 | 0 | 0 | 0 | 2027 | 0 | 0 | 0 | 0 | 0 |  | 2027
Substation Extreme Weather Protection-ROME AVENUE | Substation Extreme Weather Protection | 1005000 | 0 | 0 | 0 | 0 | 0 | 0 | 0 | 0 | 0 | 0 |  | 0
Substation Extreme Weather Protection-RUSKIN | Substation Extreme Weather Protection | 2863500 | 0 | 0 | 0 | 0 | 0 | 0 | 0 | 0 | 0 | 0 |  | 0
Substation Extreme Weather Protection-SEVENTY EIGHTH STREET | Substation Extreme Weather Protection | 910500 | 0 | 0 | 0 | 0 | 0 | 0 | 0 | 0 | 0 | 0 |  | 0
Substation Extreme Weather Protection-SHELDON ROAD | Substation Extreme Weather Protection | 3589500 | 0 | 0 | 0 | 0 | 0 | 0 | 0 | 0 | 0 | 0 |  | 0
Substation Extreme Weather Protection-SKYWAY | Substation Extreme Weather Protection | 2292000 | 0 | 0 | 0 | 0 | 2027 | 0 | 0 | 0 | 0 | 0 |  | 2027
Substation Extreme Weather Protection-SOUTH GIBSONTON | Substation Extreme Weather Protection | 3771000 | 0 | 0 | 0 | 0 | 0 | 0 | 0 | 0 | 0 | 0 |  | 0
Substation Extreme Weather Protection-STATE ROAD 60 | Substation Extreme Weather Protection | 2385000 | 0 | 0 | 0 | 0 | 0 | 0 | 0 | 0 | 0 | 0 |  | 0
Substation Extreme Weather Protection-THIRD AVENUE | Substation Extreme Weather Protection | 1014000 | 0 | 0 | 0 | 0 | 0 | 0 | 0 | 0 | 0 | 0 |  | 0
Substation Extreme Weather Protection-TWELFTH AVENUE | Substation Extreme Weather Protection | 2982000 | 0 | 0 | 0 | 0 | 0 | 0 | 0 | 0 | 0 | 0 |  | 0
Substation Extreme Weather Protection-WASHINGTON STREET | Substation Extreme Weather Protection | 930000 | 0 | 0 | 0 | 0 | 0 | 0 | 0 | 0 | 0 | 0 |  | 0
Substation Extreme Weather Protection-WESTCHASE | Substation Extreme Weather Protection | 1465500 | 0 | 0 | 0 | 0 | 0 | 0 | 0 | 0 | 0 | 0 |  | 0
Substation Extreme Weather Protection-WOODLANDS | Substation Extreme Weather Protection | 1490000 | 0 | 0 | 0 | 0 | 0 | 0 | 0 | 0 | 0 | 0 |  | 0
Transmission Upgrades-138/230 kV-138003 | Transmission Upgrades | 1369200 | 0 | 0 | 0 | 0 | 2028 | 0 | 0 | 0 | 0 | 0 |  | 2028
Transmission Upgrades-138/230 kV-138004 | Transmission Upgrades | 163000 | 0 | 0 | 0 | 0 | 2026 | 0 | 0 | 0 | 0 | 0 | 2024 | 2025 | 2025
Transmission Upgrades-138/230 kV-138005 | Transmission Upgrades | 97800 | 0 | 0 | 0 | 0 | 2027 | 0 | 0 | 0 | 0 | 0 |  | 2025 | 2025
Transmission Upgrades-138/230 kV-138006 | Transmission Upgrades | 2868800 | 0 | 0 | 0 | 0 | 2028 | 0 | 0 | 0 | 0 | 0 |  | 2028
Transmission Upgrades-138/230 kV-138007 | Transmission Upgrades | 619400 | 0 | 0 | 0 | 0 | 2029 | 0 | 0 | 0 | 0 | 0 |  | 2029
Transmission Upgrades-138/230 kV-138008 | Transmission Upgrades | 358600 | 0 | 0 | 0 | 0 | 2024 | 0 | 0 | 0 | 0 | 0 |  | 2024
Transmission Upgrades-138/230 kV-230003 | Transmission Upgrades | 752500 | 0 | 0 | 0 | 0 | 2020 | 0 | 0 | 0 | 0 | 0 |  | 2020
Transmission Upgrades-138/230 kV-230004 | Transmission Upgrades | 860000 | 0 | 0 | 0 | 0 | 2020 | 0 | 0 | 0 | 0 | 0 |  | 2020
Transmission Upgrades-138/230 kV-230005 | Transmission Upgrades | 516000 | 0 | 0 | 0 | 0 | 2020 | 0 | 0 | 0 | 0 | 0 |  | 2020
Transmission Upgrades-138/230 kV-230006 | Transmission Upgrades | 2165200 | 0 | 0 | 0 | 0 | 2022 | 0 | 0 | 0 | 0 | 0 |  | 2022
Transmission Upgrades-138/230 kV-230008 | Transmission Upgrades | 1268500 | 0 | 0 | 0 | 0 | 2020 | 0 | 0 | 0 | 0 | 0 |  | 2020
Transmission Upgrades-138/230 kV-230010 | Transmission Upgrades | 43000 | 0 | 0 | 0 | 0 | 2020 | 0 | 0 | 0 | 0 | 0 |  | 2020
Transmission Upgrades-138/230 kV-230012 | Transmission Upgrades | 344000 | 0 | 0 | 0 | 0 | 2021 | 0 | 0 | 0 | 0 | 0 |  | 2021
Transmission Upgrades-138/230 kV-230013 | Transmission Upgrades | 430000 | 0 | 0 | 0 | 0 | 2021 | 0 | 0 | 0 | 0 | 0 |  | 2021
Transmission Upgrades-138/230 kV-230014 | Transmission Upgrades | 21500 | 0 | 0 | 0 | 0 | 2024 | 0 | 0 | 0 | 0 | 0 |  | 2024
Transmission Upgrades-138/230 kV-230020 | Transmission Upgrades | 1310600 | 0 | 0 | 0 | 0 | 2022 | 0 | 0 | 0 | 0 | 0 |  | 2022
Transmission Upgrades-138/230 kV-230021 | Transmission Upgrades | 365500 | 0 | 0 | 0 | 0 | 2020 | 0 | 0 | 0 | 0 | 0 |  | 2020
Transmission Upgrades-138/230 kV-230033 | Transmission Upgrades | 298300 | 0 | 0 | 0 | 0 | 2021 | 0 | 0 | 0 | 0 | 0 |  | 2021
Transmission Upgrades-138/230 kV-230037 | Transmission Upgrades | 43000 | 0 | 0 | 0 | 0 | 2024 | 0 | 0 | 0 | 0 | 0 |  | 2024
Transmission Upgrades-138/230 kV-230038 | Transmission Upgrades | 21500 | 0 | 0 | 0 | 0 | 2020 | 0 | 0 | 0 | 0 | 0 |  | 2020
Transmission Upgrades-138/230 kV-230052 | Transmission Upgrades | 192150 | 0 | 0 | 0 | 0 | 2020 | 0 | 0 | 0 | 0 | 0 |  | 2020
Transmission Upgrades-138/230 kV-230401 | Transmission Upgrades | 1653250 | 0 | 0 | 0 | 0 | 2021 | 0 | 0 | 0 | 0 | 0 |  | 2021
Transmission Upgrades-138/230 kV-230402 | Transmission Upgrades | 300100 | 0 | 0 | 0 | 0 | 2021 | 0 | 0 | 0 | 0 | 0 |  | 2021
Transmission Upgrades-138/230 kV-230403 | Transmission Upgrades | 105700 | 0 | 0 | 0 | 0 | 2020 | 0 | 0 | 0 | 0 | 0 |  | 2020
Transmission Upgrades-138/230 kV-230602 | Transmission Upgrades | 2408000 | 0 | 0 | 0 | 0 | 2021 | 0 | 0 | 0 | 0 | 0 |  | 2021
Transmission Upgrades-138/230 kV-230603 | Transmission Upgrades | 258000 | 0 | 0 | 0 | 0 | 2020 | 0 | 0 | 0 | 0 | 0 |  | 2020
Transmission Upgrades-138/230 kV-230604 | Transmission Upgrades | 416150 | 0 | 0 | 0 | 0 | 2022 | 0 | 0 | 0 | 0 | 0 |  | 2022
Transmission Upgrades-138/230 kV-230606 | Transmission Upgrades | 602000 | 0 | 0 | 0 | 0 | 2021 | 0 | 0 | 0 | 0 | 0 |  | 2021
Transmission Upgrades-138/230 kV-230608 | Transmission Upgrades | 386100 | 0 | 0 | 0 | 0 | 2020 | 0 | 0 | 0 | 0 | 0 |  | 2020
Transmission Upgrades-138/230 kV-230609 | Transmission Upgrades | 107500 | 0 | 0 | 0 | 0 | 2021 | 0 | 0 | 0 | 0 | 0 |  | 2021
Transmission Upgrades-138/230 kV-230623 | Transmission Upgrades | 1397500 | 0 | 0 | 0 | 0 | 2022 | 0 | 0 | 0 | 0 | 0 |  | 2022
Transmission Upgrades-138/230 kV-230625 | Transmission Upgrades | 258000 | 0 | 0 | 0 | 0 | 2020 | 0 | 0 | 0 | 0 | 0 |  | 2020
Transmission Upgrades-69 kV-66001 | Transmission Upgrades | 2217890 | 0 | 0 | 0 | 0 | 2021 | 0 | 0 | 0 | 0 | 0 |  | 2021
Transmission Upgrades-69 kV-66002 | Transmission Upgrades | 190200 | 0 | 0 | 0 | 0 | 2029 | 0 | 0 | 0 | 0 | 0 |  | 2029
Transmission Upgrades-69 kV-66003 | Transmission Upgrades | 63400 | 0 | 0 | 0 | 0 | 2029 | 0 | 0 | 0 | 0 | 0 |  | 2029
Transmission Upgrades-69 kV-66004 | Transmission Upgrades | 2187300 | 0 | 0 | 0 | 0 | 2027 | 0 | 0 | 0 | 0 | 0 |  | 2028 | 2028
Transmission Upgrades-69 kV-66005 | Transmission Upgrades | 507200 | 0 | 0 | 0 | 0 | 2028 | 0 | 0 | 0 | 0 | 0 |  | 2028
Transmission Upgrades-69 kV-66007 | Transmission Upgrades | 1363100 | 0 | 0 | 0 | 0 | 2020 | 0 | 0 | 0 | 0 | 0 |  | 2020
Transmission Upgrades-69 kV-66008 | Transmission Upgrades | 281970 | 0 | 0 | 0 | 0 | 2021 | 0 | 0 | 0 | 0 | 0 |  | 2021
Transmission Upgrades-69 kV-66010 | Transmission Upgrades | 697400 | 0 | 0 | 0 | 0 | 2029 | 0 | 0 | 0 | 0 | 0 |  | 2029
Transmission Upgrades-69 kV-66011 | Transmission Upgrades | 697400 | 0 | 0 | 0 | 0 | 2022 | 0 | 0 | 0 | 0 | 0 |  | 2022
Transmission Upgrades-69 kV-66012 | Transmission Upgrades | 507200 | 0 | 0 | 0 | 0 | 2028 | 0 | 0 | 0 | 0 | 0 |  | 2028
Transmission Upgrades-69 kV-66014 | Transmission Upgrades | 602300 | 0 | 0 | 0 | 0 | 2026 | 0 | 0 | 0 | 0 | 0 |  | 2027 | 2027
Transmission Upgrades-69 kV-66015 | Transmission Upgrades | 507200 | 0 | 0 | 0 | 0 | 2029 | 0 | 0 | 0 | 0 | 0 |  | 2029
Transmission Upgrades-69 kV-66016 | Transmission Upgrades | 1299700 | 0 | 0 | 0 | 0 | 2021 | 0 | 0 | 0 | 0 | 0 |  | 2021
Transmission Upgrades-69 kV-66017 | Transmission Upgrades | 3051590 | 0 | 0 | 0 | 0 | 2022 | 0 | 0 | 0 | 0 | 0 |  | 2022
Transmission Upgrades-69 kV-66019 | Transmission Upgrades | 665700 | 0 | 0 | 0 | 0 | 2020 | 0 | 0 | 0 | 0 | 0 |  | 2020
Transmission Upgrades-69 kV-66020 | Transmission Upgrades | 317000 | 0 | 0 | 0 | 0 | 2021 | 0 | 0 | 0 | 0 | 0 |  | 2021
Transmission Upgrades-69 kV-66021 | Transmission Upgrades | 1426500 | 0 | 0 | 0 | 0 | 2022 | 0 | 0 | 0 | 0 | 0 |  | 2022
Transmission Upgrades-69 kV-66022 | Transmission Upgrades | 1585000 | 0 | 0 | 0 | 0 | 2021 | 0 | 0 | 0 | 0 | 0 |  | 2021
Transmission Upgrades-69 kV-66024 | Transmission Upgrades | 792500 | 0 | 0 | 0 | 0 | 2020 | 0 | 0 | 0 | 0 | 0 |  | 2020
Transmission Upgrades-69 kV-66025 | Transmission Upgrades | 3267940 | 0 | 0 | 0 | 0 | 2021 | 0 | 0 | 0 | 0 | 0 |  | 2021
Transmission Upgrades-69 kV-66026 | Transmission Upgrades | 2592250 | 0 | 0 | 0 | 0 | 2022 | 0 | 0 | 0 | 0 | 0 |  | 2022
Transmission Upgrades-69 kV-66027 | Transmission Upgrades | 570600 | 0 | 0 | 0 | 0 | 2021 | 0 | 0 | 0 | 0 | 0 |  | 2021
Transmission Upgrades-69 kV-66028 | Transmission Upgrades | 1538870 | 0 | 0 | 0 | 0 | 2022 | 0 | 0 | 0 | 0 | 0 |  | 2022
Transmission Upgrades-69 kV-66029 | Transmission Upgrades | 95100 | 0 | 0 | 0 | 0 | 2029 | 0 | 0 | 0 | 0 | 0 |  | 2029
Transmission Upgrades-69 kV-66030 | Transmission Upgrades | 1553300 | 0 | 0 | 0 | 0 | 2021 | 0 | 0 | 0 | 0 | 0 |  | 2021
Transmission Upgrades-69 kV-66031 | Transmission Upgrades | 63400 | 0 | 0 | 0 | 0 | 2021 | 0 | 0 | 0 | 0 | 0 |  | 2021
Transmission Upgrades-69 kV-66032 | Transmission Upgrades | 1268000 | 0 | 0 | 0 | 0 | 2022 | 0 | 0 | 0 | 0 | 0 |  | 2022
Transmission Upgrades-69 kV-66033 | Transmission Upgrades | 824200 | 0 | 0 | 0 | 0 | 2021 | 0 | 0 | 0 | 0 | 0 |  | 2021
Transmission Upgrades-69 kV-66034 | Transmission Upgrades | 2250700 | 0 | 0 | 0 | 0 | 2026 | 0 | 0 | 0 | 0 | 0 |  | 2026
Transmission Upgrades-69 kV-66035 | Transmission Upgrades | 72150 | 0 | 0 | 0 | 0 | 2022 | 0 | 0 | 0 | 0 | 0 |  | 2022
Transmission Upgrades-69 kV-66036 | Transmission Upgrades | 976040 | 0 | 0 | 0 | 0 | 2021 | 0 | 0 | 0 | 0 | 0 |  | 2021
Transmission Upgrades-69 kV-66037 | Transmission Upgrades | 31700 | 0 | 0 | 0 | 0 | 2029 | 0 | 0 | 0 | 0 | 0 |  | 2029
Transmission Upgrades-69 kV-66039 | Transmission Upgrades | 443800 | 0 | 0 | 0 | 0 | 2026 | 0 | 0 | 0 | 0 | 0 |  | 2027 | 2027
Transmission Upgrades-69 kV-66040 | Transmission Upgrades | 2028800 | 0 | 0 | 0 | 0 | 2027 | 0 | 0 | 0 | 0 | 0 |  | 2027
Transmission Upgrades-69 kV-66041 | Transmission Upgrades | 824200 | 0 | 0 | 0 | 0 | 2029 | 0 | 0 | 0 | 0 | 0 |  | 2029
Transmission Upgrades-69 kV-66042 | Transmission Upgrades | 1046100 | 0 | 0 | 0 | 0 | 2024 | 0 | 0 | 0 | 0 | 0 |  | 2024
Transmission Upgrades-69 kV-66043 | Transmission Upgrades | 1046100 | 0 | 0 | 0 | 0 | 2029 | 0 | 0 | 0 | 0 | 0 |  | 2029
Transmission Upgrades-69 kV-66044 | Transmission Upgrades | 951000 | 0 | 0 | 0 | 0 | 2028 | 0 | 0 | 0 | 0 | 0 |  | 2028
Transmission Upgrades-69 kV-66045 | Transmission Upgrades | 1711800 | 0 | 0 | 0 | 0 | 2022 | 0 | 0 | 0 | 0 | 0 |  | 2022
Transmission Upgrades-69 kV-66046 | Transmission Upgrades | 939900 | 0 | 0 | 0 | 0 | 2020 | 0 | 0 | 0 | 0 | 0 |  | 2020
Transmission Upgrades-69 kV-66047 | Transmission Upgrades | 31700 | 0 | 0 | 0 | 0 | 2022 | 0 | 0 | 0 | 0 | 0 |  | 2022
Transmission Upgrades-69 kV-66048 | Transmission Upgrades | 158500 | 0 | 0 | 0 | 0 | 2021 | 0 | 0 | 0 | 0 | 0 |  | 2022 | 2022
Transmission Upgrades-69 kV-66051 | Transmission Upgrades | 1458200 | 0 | 0 | 0 | 0 | 2024 | 0 | 0 | 0 | 0 | 0 | 2025 | 2024
Transmission Upgrades-69 kV-66052 | Transmission Upgrades | 31700 | 0 | 0 | 0 | 0 | 2029 | 0 | 0 | 0 | 0 | 0 |  | 2029
Transmission Upgrades-69 kV-66055 | Transmission Upgrades | 317000 | 0 | 0 | 0 | 0 | 2024 | 0 | 0 | 0 | 0 | 0 |  | 2024
Transmission Upgrades-69 kV-66056 | Transmission Upgrades | 31700 | 0 | 0 | 0 | 0 | 2029 | 0 | 0 | 0 | 0 | 0 |  | 2029
Transmission Upgrades-69 kV-66057 | Transmission Upgrades | 31700 | 0 | 0 | 0 | 0 | 2029 | 0 | 0 | 0 | 0 | 0 |  | 2029
Transmission Upgrades-69 kV-66058 | Transmission Upgrades | 221900 | 0 | 0 | 0 | 0 | 2025 | 0 | 0 | 0 | 0 | 0 | 2024 | 2024 | 2024
Transmission Upgrades-69 kV-66059 | Transmission Upgrades | 63400 | 0 | 0 | 0 | 0 | 2020 | 0 | 0 | 0 | 0 | 0 |  | 2020
Transmission Upgrades-69 kV-66060 | Transmission Upgrades | 190200 | 0 | 0 | 0 | 0 | 2021 | 0 | 0 | 0 | 0 | 0 |  | 2021
Transmission Upgrades-69 kV-66061 | Transmission Upgrades | 2472600 | 0 | 0 | 0 | 0 | 2024 | 0 | 0 | 0 | 0 | 0 |  | 2024
Transmission Upgrades-69 kV-66062 | Transmission Upgrades | 126800 | 0 | 0 | 0 | 0 | 2024 | 0 | 0 | 0 | 0 | 0 |  | 2024
Transmission Upgrades-69 kV-66064 | Transmission Upgrades | 31700 | 0 | 0 | 0 | 0 | 2024 | 0 | 0 | 0 | 0 | 0 |  | 2024
Transmission Upgrades-69 kV-66067 | Transmission Upgrades | 1077800 | 0 | 0 | 0 | 0 | 2026 | 0 | 0 | 0 | 0 | 0 |  | 2026
Transmission Upgrades-69 kV-66071 | Transmission Upgrades | 538900 | 0 | 0 | 0 | 0 | 2029 | 0 | 0 | 0 | 0 | 0 |  | 2029
Transmission Upgrades-69 kV-66072 | Transmission Upgrades | 792500 | 0 | 0 | 0 | 0 | 2029 | 0 | 0 | 0 | 0 | 0 |  | 2029
Transmission Upgrades-69 kV-66085 | Transmission Upgrades | 63400 | 0 | 0 | 0 | 0 | 2024 | 0 | 0 | 0 | 0 | 0 |  | 2024
Transmission Upgrades-69 kV-66088 | Transmission Upgrades | 697400 | 0 | 0 | 0 | 0 | 2028 | 0 | 0 | 0 | 0 | 0 |  | 2029 | 2029
Transmission Upgrades-69 kV-66091 | Transmission Upgrades | 1648400 | 0 | 0 | 0 | 0 | 2027 | 0 | 0 | 0 | 0 | 0 |  | 2027
Transmission Upgrades-69 kV-66095 | Transmission Upgrades | 1553300 | 0 | 0 | 0 | 0 | 2027 | 0 | 0 | 0 | 0 | 0 |  | 2026 | 2026
Transmission Upgrades-69 kV-66098 | Transmission Upgrades | 694070 | 0 | 0 | 0 | 0 | 2022 | 0 | 0 | 0 | 0 | 0 |  | 2022
Transmission Upgrades-69 kV-66403 | Transmission Upgrades | 443800 | 0 | 0 | 0 | 0 | 2028 | 0 | 0 | 0 | 0 | 0 |  | 2028
Transmission Upgrades-69 kV-66404 | Transmission Upgrades | 285300 | 0 | 0 | 0 | 0 | 2029 | 0 | 0 | 0 | 0 | 0 |  | 2029
Transmission Upgrades-69 kV-66405 | Transmission Upgrades | 2092200 | 0 | 0 | 0 | 0 | 2027 | 0 | 0 | 0 | 0 | 0 |  | 2027
Transmission Upgrades-69 kV-66407 | Transmission Upgrades | 951000 | 0 | 0 | 0 | 0 | 2021 | 0 | 0 | 0 | 0 | 0 |  | 2021
Transmission Upgrades-69 kV-66412 | Transmission Upgrades | 982700 | 0 | 0 | 0 | 0 | 2027 | 0 | 0 | 0 | 0 | 0 |  | 2028 | 2028
Transmission Upgrades-69 kV-66413 | Transmission Upgrades | 158500 | 0 | 0 | 0 | 0 | 2020 | 0 | 0 | 0 | 0 | 0 |  | 2020
Transmission Upgrades-69 kV-66415 | Transmission Upgrades | 317000 | 0 | 0 | 0 | 0 | 2021 | 0 | 0 | 0 | 0 | 0 |  | 2021
Transmission Upgrades-69 kV-66416 | Transmission Upgrades | 1806900 | 0 | 0 | 0 | 0 | 2024 | 0 | 0 | 0 | 0 | 0 |  | 2026 | 2026
Transmission Upgrades-69 kV-66417 | Transmission Upgrades | 443800 | 0 | 0 | 0 | 0 | 2027 | 0 | 0 | 0 | 0 | 0 |  | 2027
Transmission Upgrades-69 kV-66419 | Transmission Upgrades | 2472600 | 0 | 0 | 0 | 0 | 2025 | 0 | 0 | 0 | 0 | 0 |  | 2026 | 2026
Transmission Upgrades-69 kV-66425 | Transmission Upgrades | 95100 | 0 | 0 | 0 | 0 | 2020 | 0 | 0 | 0 | 0 | 0 |  | 2020
Transmission Upgrades-69 kV-66426 | Transmission Upgrades | 7703100 | 0 | 0 | 0 | 0 | 2025 | 0 | 0 | 0 | 0 | 0 |  | 2025
Transmission Upgrades-69 kV-66427 | Transmission Upgrades | 219680 | 0 | 0 | 0 | 0 | 2021 | 0 | 0 | 0 | 0 | 0 |  | 2021
Transmission Upgrades-69 kV-66436 | Transmission Upgrades | 1077800 | 0 | 0 | 0 | 0 | 2022 | 0 | 0 | 0 | 0 | 0 |  | 2023 | 2023
Transmission Upgrades-69 kV-66603 | Transmission Upgrades | 3645500 | 0 | 0 | 0 | 0 | 2024 | 0 | 0 | 0 | 0 | 0 |  | 2024
Transmission Upgrades-69 kV-66615 | Transmission Upgrades | 3455300 | 0 | 0 | 0 | 0 | 2026 | 0 | 0 | 0 | 0 | 0 |  | 2026
Transmission Upgrades-69 kV-66650 | Transmission Upgrades | 982700 | 0 | 0 | 0 | 0 | 2028 | 0 | 0 | 0 | 0 | 0 |  | 2027 | 2027
Transmission Upgrades-69 kV-66651 | Transmission Upgrades | 1394800 | 0 | 0 | 0 | 0 | 2028 | 0 | 0 | 0 | 0 | 0 |  | 2028
Transmission Upgrades-69 kV-66652 | Transmission Upgrades | 1902000 | 0 | 0 | 0 | 0 | 2026 | 0 | 0 | 0 | 0 | 0 |  | 2025 | 2025
Transmission Upgrades-69 kV-66653 | Transmission Upgrades | 3106600 | 0 | 0 | 0 | 0 | 2026 | 0 | 0 | 0 | 0 | 0 |  | 2026
Transmission Upgrades-69 kV-66654 | Transmission Upgrades | 317000 | 0 | 0 | 0 | 0 | 2020 | 0 | 0 | 0 | 0 | 0 |  | 2020
Transmission Upgrades-69 kV-66655 | Transmission Upgrades | 2377500 | 0 | 0 | 0 | 0 | 2028 | 0 | 0 | 0 | 0 | 0 |  | 2028
Transmission Upgrades-69 kV-66656 | Transmission Upgrades | 1616700 | 0 | 0 | 0 | 0 | 2027 | 0 | 0 | 0 | 0 | 0 |  | 2027
Transmission Upgrades-69 kV-66657 | Transmission Upgrades | 982700 | 0 | 0 | 0 | 0 | 2028 | 0 | 0 | 0 | 0 | 0 |  | 2028
Transmission Upgrades-69 kV-66658 | Transmission Upgrades | 1489900 | 0 | 0 | 0 | 0 | 2024 | 0 | 0 | 0 | 0 | 0 |  | 2025 | 2025
Transmission Upgrades-69 kV-66830 | Transmission Upgrades | 443800 | 0 | 0 | 0 | 0 | 2028 | 0 | 0 | 0 | 0 | 0 |  | 2028
Transmission Upgrades-69 kV-66831 | Transmission Upgrades | 95100 | 0 | 0 | 0 | 0 | 2024 | 0 | 0 | 0 | 0 | 0 |  | 2024
Transmission Upgrades-69 kV-66832 | Transmission Upgrades | 3201700 | 0 | 0 | 0 | 0 | 2027 | 0 | 0 | 0 | 0 | 0 |  | 2027
Transmission Upgrades-69 kV-66833 | Transmission Upgrades | 5864500 | 0 | 0 | 0 | 0 | 2025 | 0 | 0 | 0 | 0 | 0 | 2024 | 2025
Transmission Upgrades-69 kV-66834 | Transmission Upgrades | 627340 | 0 | 0 | 0 | 0 | 2021 | 0 | 0 | 0 | 0 | 0 |  | 2021
Transmission Upgrades-69 kV-66835 | Transmission Upgrades | 158500 | 0 | 0 | 0 | 0 | 2029 | 0 | 0 | 0 | 0 | 0 |  | 2029
Transmission Upgrades-69 kV-66837 | Transmission Upgrades | 507200 | 0 | 0 | 0 | 0 | 2029 | 0 | 0 | 0 | 0 | 0 |  | 2029
Transmission Upgrades-69 kV-66838 | Transmission Upgrades | 1109500 | 0 | 0 | 0 | 0 | 2026 | 0 | 0 | 0 | 0 | 0 |  | 2027 | 2027
Transmission Upgrades-69 kV-66839 | Transmission Upgrades | 1680100 | 0 | 0 | 0 | 0 | 2028 | 0 | 0 | 0 | 0 | 0 |  | 2028
Transmission Upgrades-69 kV-66840 | Transmission Upgrades | 1077800 | 0 | 0 | 0 | 0 | 2020 | 0 | 0 | 0 | 0 | 0 |  | 2020
Transmission Upgrades-69 kV-66842 | Transmission Upgrades | 63400 | 0 | 0 | 0 | 0 | 2024 | 0 | 0 | 0 | 0 | 0 |  | 2024
Transmission Upgrades-69 kV-67615 | Transmission Upgrades | 760800 | 0 | 0 | 0 | 0 | 2029 | 0 | 0 | 0 | 0 | 0 |  | 2029
Transmission Upgrades-69 kV-67657 | Transmission Upgrades | 2219000 | 0 | 0 | 0 | 0 | 2029 | 0 | 0 | 0 | 0 | 0 |  | 2029
ProjectID | ProgramID | Project Costs | Budget Scenario 1 Install Year | Budget Scenario 2 Install Year | Budget Scenario 3 Install Year | Budget Scenario 4 Install Year | Budget Scenario 5 Install Year | Budget Scenario 6 Install Year | Budget Scenario 7 Install Year | Budget Scenario 8 Install Year | Budget Scenario 9 Install Year | Budget Scenario 10 Install Year
0 | 0 | 0 | 0 | 0 | 0 | 0 | 0 | 0 | 0 | 0 | 0 | 0