## Calculations
2016 TYSP Update (ICL retired, only 60 MW ECOGEN, OCEC increase in MWs, and TP6 & 7 delayed to 2031 & 2032)
SUMMER
| -1 | -2 | -3 | -4 | -5 | -6 | -7 | -8 | -9 | -10 | -11 | -12 | -13 | -14 | -15 | -16 | -17 | -18 | -19 |  |  |  |  | BEFORE UNIT ADDITIONS
| -4: =(1)+(2)+(3); -8: =(5)+(6)-(7); -9: =(4)-(8); -10: =(9)/(8); -11: =(4)-((5)+(6)); -12: =(11)/((5)+(6)); -13: =((8)*(1+RM))-(4); -14: =(13)/(1+RM)); -15: =((5)+(6))*(1+RM_Gen_Only)-(4) | [9 empty] | Before Unit | Before Unit
| -16: Need driven by | [8 empty] | Before Unit | Additions | Additions
| -13: Generation; -14: DSM; -15: Generation; -16: Generation; -19: RM needed to | [5 empty] | Before Unit | Before Unit | Before Unit | Additions | Generation | Generation |  |  | PPA Calculation Before NPGU
| -12: Forecast; -13: Only MW; -14: Only MW; -15: Only MW; -16: Only MW; -18: New; -19: match 10% need |  |  |  | Total | Before Unit | Additions | Additions | Additions | Forecast | Only MW | Only MW
| Projections | [7 empty] | Forecast | Forecast | Forecast | of Summer | Needed to | Needed to | Needed to | Needed to | Calculated | Forecast | Forecast |  |  |  | Annual | Additions | Forecast | Forecast | Forecast | of Summer | Needed to | Needed to |  | After |  |  | After
| of Existing | New | Firm | Projection |  |  | Summer | Forecast | of | of | of Summer | Res. Margins | Meet | Meet | Meet | Meet | Capacity | Summer | of |  |  | Annual | Unit | Projection | of | of | of Summer | Res. Margins | Meet | Meet |  | Some | PPA | PPA | PPA
August | FPL Unit | Capacity | Capacity | of Total | Load | New | DSM | of Firm | Summer | Summer | Reserves | Gen Only RM | Reserve | Reserve | Gen Only RM | Gen Only RM | with MW | Reserves | Summer | August |  | New Unit | Retirements | of Total | Summer | Summer | Reserves | Gen Only RM | Reserve | Gen Only RM | August | Additions | Additions | Additions | Additions
of the | Capability | Additions | Purchases | Capacity | Forecast | Sales | Capability | Peak | Reserves | Res.Margins | without DSM | without DSM | Margin | Margin | without DSM | without DSM | addition | Calc | Res.Margins | of the |  | Additions | or Outages | Capacity | Reserves | Res.Margins | without DSM | without DSM | Margin | without DSM | of the | Need | Calc |  | Need
Year | (MW) | (MW) | (MW) | (MW) | (MW) | (MW) | (MW) | (MW) | (MW) | (%) | (MW) | (%) | (MW) | (MW) | (MW) | (MW) | (MW) | (MW) | (%) | Year |  | (MW) | (MW) | (MW) | (MW) | (%) | (MW) | (%) | (MW) | (MW) | Year | (MW) | (MW) | (MW) | (MW)
2016 | 25275.5286 | 1237 | 725.5 | 27238.0286 | 24169.6865 | 0 | 1842.4667 | 22327.2199 | 4910.8088 | 21.99% | 3068.3421 | 12.7% | -445.3648 | -371.1373 | -651.3734 | 0 | 27238.0286 | 4910.8088 | 20% | 2016 | 1237 | 1237 | 0 | 26001.0286 | 3673.8088 | 16.45% | 1831.3421 | 7.577% | 791.6352 | 585.6266 | 2016 | -445.3648 | 0 | 0 | -445.3648
2017 | 23363.2329 | 3023.22 | 495.5 | 26881.9529 | 24336.0406 | 0 | 1934.8049 | 22401.2357 | 4480.7172 | 20% | 2545.9123 | 10.46% | -0.47004 | -0.3917 | -112.3082 | 0 | 26881.9529 | 4480.7172 | 20% | 2017 | 3023.22 | 1786.22 | -1469.2 | 26564.9329 | 4163.6972 | 18.59% | 2228.8923 | 9.159% | 316.55 | 204.7118 | 2017 | -0.47004 | 0 | 0 | -0.47004
2018 | 23344.1378 | 3293.9113 | 495.5 | 27133.5491 | 24606.279 | 0 | 1995.2014 | 22611.0775 | 4522.4716 | 20% | 2527.2702 | 10.27% | -0.25608 | -0.2134 | -66.6423 | 0 | 27133.5491 | 4522.4716 | 20% | 2018 | 3293.9113 | 324.04 | 0 | 26809.5091 | 4198.4316 | 18.57% | 2203.2302 | 8.954% | 323.7839 | 257.3977 | 2018 | -0.25608 | 0 | 0 | -0.25608
2019 | 22500.0433 | 5108.7066 | 495.5 | 28104.2499 | 24893.0945 | 0 | 2041.4457 | 22851.6488 | 5252.6011 | 22.99% | 3211.1554 | 12.9% | -682.2714 | -568.5595 | -721.846 | 0 | 28104.2499 | 5252.6011 | 20% | 2019 | 5108.7066 | 1841.04 | -884 | 27147.2099 | 4295.5611 | 18.8% | 2254.1154 | 9.055% | 274.7686 | 235.194 | 2019 | -682.2714 | 0 | 0 | -682.2714
2020 | 22169.9494 | 5239.0485 | 113.5 | 27522.4979 | 25205.9285 | 0 | 2088.4622 | 23117.4663 | 4405.0316 | 19.05% | 2316.5694 | 9.191% | 218.4617 | 182.0514 | 204.0235 | 0 | 27522.4979 | 4405.0316 | 20% | 2020 | 5239.0485 | 132 | -330 | 27720.4979 | 4603.0316 | 19.91% | 2514.5694 | 9.976% | 20.4617 | 6.0235 | 2020 | 218.4617 | 218.4617 | 0 | 218.4617
2021 | 22257.8561 | 5362.2793 | 173.5 | 27793.6355 | 25316.4163 | 0 | 2136.2343 | 23180.1819 | 4613.4536 | 19.9% | 2477.2192 | 9.785% | 22.5828 | 18.819 | 54.4224 | 54.4224 | 27848.0579 | 4667.876 | 20.14% | 2021 | 5362.2793 | 125.28 | 0 | 27668.3555 | 4488.1736 | 19.36% | 2351.9392 | 9.29% | 147.8628 | 179.7024 | 2021 | 54.4224 | 54.4224 | 0 | 54.4224
2022 | 22343.7635 | 6644.6005 | 173.5 | 29161.864 | 25540.1892 | 0 | 2184.7465 | 23355.4427 | 5806.4213 | 24.86% | 3621.6748 | 14.18% | -1135.3327 | -946.1106 | -1067.6558 | -1067.6558 | 28094.2081 | 4738.7654 | 20% | 2022 | 6644.6005 | 1284.74 | 0 | 27877.124 | 4521.6813 | 19.36% | 2336.9348 | 9.15% | 149.4073 | 217.0842 | 2022 | -1067.6558 | 0 | 0 | -1067.6558
2023 | 22343.6714 | 6641.9257 | 173.5 | 29159.0971 | 25832.9033 | 0 | 2234.0295 | 23598.8738 | 5560.2233 | 23.56% | 3326.1939 | 12.88% | -840.4486 | -700.3738 | -742.9035 | -742.9035 | 28416.1936 | 4817.3198 | 20% | 2023 | 6641.9257 | 0 | 0 | 29159.0971 | 5560.2233 | 23.56% | 3326.1939 | 12.88% | -840.4486 | -742.9035 | 2023 | -742.9035 | 0 | 0 | -742.9035
2024 | 22343.5799 | 6639.2589 | 173.5 | 29156.3389 | 26180.2785 | 0 | 2284.1822 | 23896.0963 | 5260.2426 | 22.01% | 2976.0604 | 11.37% | -481.0233 | -400.8527 | -358.0325 | -358.0325 | 28798.3064 | 4902.2101 | 20% | 2024 | 6639.2589 | 0 | 0 | 29156.3389 | 5260.2426 | 22.01% | 2976.0604 | 11.37% | -481.0233 | -358.0325 | 2024 | -358.0325 | 0 | 0 | -358.0325
2025 | 22343.4891 | 6713.6001 | 173.5 | 29230.5892 | 26572.456 | 0 | 2334 | 24238.456 | 4992.1332 | 20.6% | 2658.1332 | 10% | -144.442 | -120.3683 | -0.8876 | -0.8876 | 29229.7016 | 4991.2456 | 20% | 2025 | 6713.6001 | 77 | 0 | 29153.5892 | 4915.1332 | 20.28% | 2581.1332 | 9.714% | -67.442 | 76.1124 | 2025 | -0.8876 | 0 | 0 | -0.8876
2026 | 22343.3988 | 8384.9493 | 173.5 | 30901.8481 | 27067.6001 | 0 | 2384 | 24683.6001 | 6218.2481 | 25.19% | 3834.2481 | 14.17% | -1281.528 | -1067.94 | -1127.4881 | -1127.4881 | 29774.3601 | 5090.76 | 20% | 2026 | 8384.9493 | 1751 | 0 | 29150.8481 | 4467.2481 | 18.1% | 2083.2481 | 7.696% | 469.472 | 623.5119 | 2026 | -1127.4881 | 0 | 0 | -1127.4881
2027 | 22343.3091 | 8382.3065 | 170 | 30895.6156 | 27665.2192 | 0 | 2434 | 25231.2192 | 5664.3964 | 22.45% | 3230.3964 | 11.68% | -618.1526 | -515.1272 | -463.8745 | -463.8745 | 30431.7411 | 5200.5219 | 20% | 2027 | 8382.3065 | 0 | 0 | 30895.6156 | 5664.3964 | 22.45% | 3230.3964 | 11.68% | -618.1526 | -463.8745 | 2027 | -463.8745 | 0 | 0 | -463.8745
2028 | 22343.22 | 8534.6716 | 170 | 31047.8916 | 28224.7243 | 0 | 2484 | 25740.7243 | 5307.1673 | 20.62% | 2823.1673 | 10% | -159.0224 | -132.5187 | -0.69484 | -0.69484 | 31047.1967 | 5306.4724 | 20% | 2028 | 8534.6716 | 155 | 0 | 30892.8916 | 5152.1673 | 20.02% | 2668.1673 | 9.453% | -4.0224 | 154.3052 | 2028 | -0.69484 | 0 | 0 | -0.69484
2029 | 22343.1315 | 10128.0446 | 170 | 32641.176 | 28804.8144 | 0 | 2534 | 26270.8144 | 6370.3617 | 24.25% | 3836.3617 | 13.32% | -1116.1988 | -930.1657 | -955.8802 | -955.8802 | 31685.2958 | 5414.4814 | 20% | 2029 | 10128.0446 | 1751 | 0 | 30890.176 | 4619.3617 | 17.58% | 2085.3617 | 7.24% | 634.8012 | 795.1198 | 2029 | -955.8802 | 0 | 0 | -955.8802
2030 | 22343.0435 | 10125.4254 | 170 | 32638.4689 | 29397.6618 | 0 | 2584 | 26813.6618 | 5824.8072 | 21.72% | 3240.8072 | 11.02% | -462.0748 | -385.0623 | -301.041 | -301.041 | 32337.428 | 5523.7662 | 20% | 2030 | 10125.4254 | 0 | 0 | 32638.4689 | 5824.8072 | 21.72% | 3240.8072 | 11.02% | -462.0748 | -301.041 | 2030 | -301.041 | 0 | 0 | -301.041
2031 | 22342.9561 | 10395.1785 | 170 | 32908.1346 | 29916.486 | 0 | 2584 | 27332.486 | 5575.6486 | 20.4% | 2991.6486 | 10% | -109.1514 | -90.9595 | 0 | 0 | 32908.1346 | 5575.6486 | 20% | 2031 | 10395.1785 | 272.3643 | 0 | 32635.7703 | 5303.2843 | 19.4% | 2719.2843 | 9.09% | 163.2129 | 272.3643 | 2031 | 0 | 0 | 0 | 0
2032 | 21511.8693 | 12143.575 | 170 | 33825.4443 | 30478.7122 | 0 | 2584 | 27894.7122 | 5930.7321 | 21.26% | 3346.7321 | 10.98% | -351.7897 | -293.1581 | -298.8609 | -298.8609 | 33526.5834 | 5631.8712 | 20% | 2032 | 12143.575 | 1751 | -831 | 32905.4443 | 5010.7321 | 17.96% | 2426.7321 | 7.962% | 568.2103 | 621.1391 | 2032 | -298.8609 | 0 | 0 | -298.8609
2033 | 20670.7831 | 13891.9794 | 170 | 34732.7625 | 31014.602 | 0 | 2584 | 28430.602 | 6302.1604 | 22.17% | 3718.1604 | 11.99% | -616.04 | -513.3667 | -616.7002 | 0 | 34732.7625 | 6302.1604 | 20% | 2033 | 13891.9794 | 1751 | -841 | 33822.7625 | 5392.1604 | 18.97% | 2808.1604 | 9.054% | 293.96 | 293.2998 | 2033 | -616.04 | 0 | 0 | -616.04
2034 | 20670.6974 | 14764.8915 | 60 | 35495.5889 | 31496.9298 | 0 | 2584 | 28912.9298 | 6582.6591 | 22.77% | 3998.6591 | 12.7% | -800.0731 | -666.7276 | -848.9661 | 0 | 35495.5889 | 6582.6591 | 20% | 2034 | 14764.8915 | 875.5 | 0 | 34620.0889 | 5707.1591 | 19.74% | 3123.1591 | 9.916% | 75.4269 | 26.5339 | 2034 | -800.0731 | 0 | 0 | -800.0731
2035 | 20670.6122 | 14762.3115 | 60 | 35492.9237 | 31985.1039 | 0 | 2584 | 29401.1039 | 6091.8198 | 20.72% | 3507.8198 | 10.97% | -211.599 | -176.3325 | -309.3094 | 0 | 35492.9237 | 6091.8198 | 20% | 2035 | 14762.3115 | 0 | 0 | 35492.9237 | 6091.8198 | 20.72% | 3507.8198 | 10.97% | -211.599 | -309.3094 | 2035 | -211.599 | 0 | 0 | -211.599
2036 | 19689.5277 | 16510.7391 | 60 | 36260.2668 | 32468.0191 | 0 | 2584 | 29884.0191 | 6376.2477 | 21.34% | 3792.2477 | 11.68% | -399.4439 | -332.8699 | -545.4458 | 0 | 36260.2668 | 6376.2477 | 20% | 2036 | 16510.7391 | 1751 | -981 | 35490.2668 | 5606.2477 | 18.76% | 3022.2477 | 9.308% | 370.5561 | 224.5542 | 2036 | -399.4439 | 0 | 0 | -399.4439
2037 | 19689.4436 | 17383.6745 | 60 | 37133.1181 | 32926.0632 | 0 | 2584 | 30342.0632 | 6791.0549 | 22.38% | 4207.0549 | 12.78% | -722.6423 | -602.2019 | -914.4486 | 0 | 37133.1181 | 6791.0549 | 20% | 2037 | 17383.6745 | 875.5 | 0 | 36257.6181 | 5915.5549 | 19.5% | 3331.5549 | 10.12% | 152.8577 | -38.9486 | 2037 | -722.6423 | 0 | 0 | -722.6423
2038 | 19689.3601 | 17381.1176 | 60 | 37130.4777 | 33401.2155 | 0 | 2584 | 30817.2155 | 6313.2622 | 20.49% | 3729.2622 | 11.17% | -149.8191 | -124.8492 | -389.1406 | 0 | 37130.4777 | 6313.2622 | 20% | 2038 | 17381.1176 | 0 | 0 | 37130.4777 | 6313.2622 | 20.49% | 3729.2622 | 11.17% | -149.8191 | -389.1406 | 2038 | -149.8191 | 0 | 0 | -149.8191
2039 | 19689.2772 | 18254.0683 | 60 | 38003.3455 | 33877.6204 | 0 | 2584 | 31293.6204 | 6709.7252 | 21.44% | 4125.7252 | 12.18% | -451.0011 | -375.8342 | -737.9631 | 0 | 38003.3455 | 6709.7252 | 20% | 2039 | 18254.0683 | 875.5 | 0 | 37127.8455 | 5834.2252 | 18.64% | 3250.2252 | 9.594% | 424.4989 | 137.5369 | 2039 | -451.0011 | 0 | 0 | -451.0011
2040 | 19689.1948 | 19127.0267 | 60 | 38876.2215 | 34362.1064 | 0 | 2584 | 31778.1064 | 7098.1151 | 22.34% | 4514.1151 | 13.14% | -742.4939 | -618.7449 | -1077.9045 | 0 | 38876.2215 | 7098.1151 | 20% | 2040 | 19127.0267 | 875.5 | 0 | 38000.7215 | 6222.6151 | 19.58% | 3638.6151 | 10.59% | 133.0061 | -202.4045 | 2040 | -742.4939 | 0 | 0 | -742.4939
2041 | 19689.1129 | 19124.4927 | 60 | 38873.6056 | 34752.544 | 0 | 2584 | 32168.544 | 6705.0616 | 20.84% | 4121.0616 | 11.86% | -271.3528 | -226.1273 | -645.8072 | 0 | 38873.6056 | 6705.0616 | 20% | 2041 | 19124.4927 | 0 | 0 | 38873.6056 | 6705.0616 | 20.84% | 4121.0616 | 11.86% | -271.3528 | -645.8072 | 2041 | -271.3528 | 0 | 0 | -271.3528
2042 | 19689.0316 | 19997.4663 | 60 | 39746.4979 | 35143.6793 | 0 | 2584 | 32559.6793 | 7186.8187 | 22.07% | 4602.8187 | 13.1% | -674.8828 | -562.4024 | -1088.4507 | 0 | 39746.4979 | 7186.8187 | 20% | 2042 | 19997.4663 | 875.5 | 0 | 38870.9979 | 6311.3187 | 19.38% | 3727.3187 | 10.61% | 200.6172 | -212.9507 | 2042 | -674.8828 | 0 | 0 | -674.8828
2043 | 18848.9508 | 20870.4475 | 60 | 39779.3983 | 35535.5131 | 0 | 2584 | 32951.5131 | 6827.8852 | 20.72% | 4243.8852 | 11.94% | -237.5826 | -197.9855 | -690.3339 | 0 | 39779.3983 | 6827.8852 | 20% | 2043 | 20870.4475 | 875.5 | -840 | 39743.8983 | 6792.3852 | 20.61% | 4208.3852 | 11.84% | -202.0826 | -654.8339 | 2043 | -237.5826 | 0 | 0 | -237.5826
2044 | 18848.8705 | 21743.4363 | 60 | 40652.3068 | 35928.0467 | 0 | 2584 | 33344.0467 | 7308.2601 | 21.92% | 4724.2601 | 13.15% | -639.4508 | -532.8756 | -1131.4554 | 0 | 40652.3068 | 7308.2601 | 20% | 2044 | 21743.4363 | 875.5 | 0 | 39776.8068 | 6432.7601 | 19.29% | 3848.7601 | 10.71% | 236.0492 | -255.9554 | 2044 | -639.4508 | 0 | 0 | -639.4508
2045 | 18848.7908 | 21740.9325 | 60 | 40649.7233 | 36321.2811 | 0 | 2584 | 33737.2811 | 6912.4423 | 20.49% | 4328.4423 | 11.92% | -164.986 | -137.4884 | -696.3142 | 0 | 40649.7233 | 6912.4423 | 20% | 2045 | 21740.9325 | 0 | 0 | 40649.7233 | 6912.4423 | 20.49% | 4328.4423 | 11.92% | -164.986 | -696.3142 | 2045 | -164.986 | 0 | 0 | -164.986
2046 | 18848.7115 | 22613.9363 | 60 | 41522.6479 | 36715.2173 | 0 | 2584 | 34131.2173 | 7391.4306 | 21.66% | 4807.4306 | 13.09% | -565.1871 | -470.9892 | -1135.9088 | 0 | 41522.6479 | 7391.4306 | 20% | 2046 | 22613.9363 | 875.5 | 0 | 40647.1479 | 6515.9306 | 19.09% | 3931.9306 | 10.71% | 310.3129 | -260.4088 | 2046 | -565.1871 | 0 | 0 | -565.1871
2047 | 18848.6328 | 22611.4476 | 60 | 41520.0804 | 37109.8565 | 0 | 2584 | 34525.8565 | 6994.2239 | 20.26% | 4410.2239 | 11.88% | -89.0526 | -74.2105 | -699.2383 | 0 | 41520.0804 | 6994.2239 | 20% | 2047 | 22611.4476 | 0 | 0 | 41520.0804 | 6994.2239 | 20.26% | 4410.2239 | 11.88% | -89.0526 | -699.2383 | 2047 | -89.0526 | 0 | 0 | -89.0526
2048 | 18848.5546 | 23484.4664 | 60 | 42393.021 | 37505.1998 | 0 | 2584 | 34921.1998 | 7471.8212 | 21.4% | 4887.8212 | 13.03% | -487.5812 | -406.3177 | -1137.3012 | 0 | 42393.021 | 7471.8212 | 20% | 2048 | 23484.4664 | 875.5 | 0 | 41517.521 | 6596.3212 | 18.89% | 4012.3212 | 10.7% | 387.9188 | -261.8012 | 2048 | -487.5812 | 0 | 0 | -487.5812
2049 | 18848.4769 | 23481.9926 | 60 | 42390.4695 | 37901.2482 | 0 | 2584 | 35317.2482 | 7073.2213 | 20.03% | 4489.2213 | 11.84% | -9.7716 | -8.143 | -699.0964 | 0 | 42390.4695 | 7073.2213 | 20% | 2049 | 23481.9926 | 0 | 0 | 42390.4695 | 7073.2213 | 20.03% | 4489.2213 | 11.84% | -9.7716 | -699.0964 | 2049 | -9.7716 | 0 | 0 | -9.7716
2050 | 18848.3997 | 24355.0262 | 0 | 43203.4259 | 38298.0028 | 0 | 2584 | 35714.0028 | 7489.423 | 20.97% | 4905.423 | 12.81% | -346.6225 | -288.852 | -1075.6227 | 0 | 43203.4259 | 7489.423 | 20% | 2050 | 24355.0262 | 875.5 | 0 | 42327.9259 | 6613.923 | 18.52% | 4029.923 | 10.52% | 528.8775 | -200.1227 | 2050 | -346.6225 | 0 | 0 | -346.6225
2051 | 18848.323 | 25228.0672 | 0 | 44076.3902 | 38695.4648 | 0 | 2584 | 36111.4648 | 7964.9254 | 22.06% | 5380.9254 | 13.91% | -742.6324 | -618.8603 | -1511.3789 | 0 | 44076.3902 | 7964.9254 | 20% | 2051 | 25228.0672 | 875.5 | 0 | 43200.8902 | 7089.4254 | 19.63% | 4505.4254 | 11.64% | 132.8676 | -635.8789 | 2051 | -742.6324 | 0 | 0 | -742.6324
2052 | 18848.2468 | 25225.6156 | 0 | 44073.8624 | 39093.6352 | 0 | 2584 | 36509.6352 | 7564.2272 | 20.72% | 4980.2272 | 12.74% | -262.3001 | -218.5834 | -1070.8637 | 0 | 44073.8624 | 7564.2272 | 20% | 2052 | 25225.6156 | 0 | 0 | 44073.8624 | 7564.2272 | 20.72% | 4980.2272 | 12.74% | -262.3001 | -1070.8637 | 2052 | -262.3001 | 0 | 0 | -262.3001
2053 | 18848.1711 | 26098.6713 | 0 | 44946.8424 | 39487.0507 | 0 | 2584 | 36903.0507 | 8043.7917 | 21.8% | 5459.7917 | 13.83% | -663.1815 | -552.6513 | -1511.0866 | 0 | 44946.8424 | 8043.7917 | 20% | 2053 | 26098.6713 | 875.5 | 0 | 44071.3424 | 7168.2917 | 19.42% | 4584.2917 | 11.61% | 212.3185 | -635.5866 | 2053 | -663.1815 | 0 | 0 | -663.1815
2054 | 18848.0959 | 26096.2344 | 0 | 44944.3303 | 39881.1457 | 0 | 2584 | 37297.1457 | 7647.1846 | 20.5% | 5063.1846 | 12.7% | -187.7555 | -156.4629 | -1075.07 | 0 | 44944.3303 | 7647.1846 | 20% | 2054 | 26096.2344 | 0 | 0 | 44944.3303 | 7647.1846 | 20.5% | 5063.1846 | 12.7% | -187.7555 | -1075.07 | 2054 | -187.7555 | 0 | 0 | -187.7555
2055 | 18848.0211 | 26969.3048 | 0 | 45817.326 | 40275.9209 | 0 | 2584 | 37691.9209 | 8125.405 | 21.56% | 5541.405 | 13.76% | -587.0208 | -489.184 | -1513.8129 | 0 | 45817.326 | 8125.405 | 20% | 2055 | 26969.3048 | 875.5 | 0 | 44941.826 | 7249.905 | 19.23% | 4665.905 | 11.58% | 288.4792 | -638.3129 | 2055 | -587.0208 | 0 | 0 | -587.0208
2056 | 18847.9469 | 26966.8825 | 0 | 45814.8294 | 40671.3775 | 0 | 2584 | 38087.3775 | 7727.4519 | 20.29% | 5143.4519 | 12.65% | -109.9764 | -91.647 | -1076.3142 | 0 | 45814.8294 | 7727.4519 | 20% | 2056 | 26966.8825 | 0 | 0 | 45814.8294 | 7727.4519 | 20.29% | 5143.4519 | 12.65% | -109.9764 | -1076.3142 | 2056 | -109.9764 | 0 | 0 | -109.9764
2057 | 18847.8732 | 27839.9674 | 0 | 46687.8406 | 41067.5161 | 0 | 2584 | 38483.5161 | 8204.3244 | 21.32% | 5620.3244 | 13.69% | -507.6212 | -423.0177 | -1513.5728 | 0 | 46687.8406 | 8204.3244 | 20% | 2057 | 27839.9674 | 875.5 | 0 | 45812.3406 | 7328.8244 | 19.04% | 4744.8244 | 11.55% | 367.8788 | -638.0728 | 2057 | -507.6212 | 0 | 0 | -507.6212
2058 | 18847.7999 | 27837.5596 | 0 | 46685.3595 | 41464.3379 | 0 | 2584 | 38880.3379 | 7805.0216 | 20.07% | 5221.0216 | 12.59% | -28.954 | -24.1283 | -1074.5878 | 0 | 46685.3595 | 7805.0216 | 20% | 2058 | 27837.5596 | 0 | 0 | 46685.3595 | 7805.0216 | 20.07% | 5221.0216 | 12.59% | -28.954 | -1074.5878 | 2058 | -28.954 | 0 | 0 | -28.954
2059 | 18847.7271 | 28710.659 | 0 | 47558.3861 | 41861.8437 | 0 | 2584 | 39277.8437 | 8280.5424 | 21.08% | 5696.5424 | 13.61% | -424.9736 | -354.1447 | -1510.358 | 0 | 47558.3861 | 8280.5424 | 20% | 2059 | 28710.659 | 875.5 | 0 | 46682.8861 | 7405.0424 | 18.85% | 4821.0424 | 11.52% | 450.5264 | -634.858 | 2059 | -424.9736 | 0 | 0 | -424.9736
2060 | 18847.6547 | 29583.7657 | 0 | 48431.4204 | 42260.0345 | 0 | 2584 | 39676.0345 | 8755.3859 | 22.07% | 6171.3859 | 14.6% | -820.179 | -683.4825 | -1945.3824 | 0 | 48431.4204 | 8755.3859 | 20% | 2060 | 29583.7657 | 875.5 | 0 | 47555.9204 | 7879.8859 | 19.86% | 5295.8859 | 12.53% | 55.321 | -1069.8824 | 2060 | -820.179 | 0 | 0 | -820.179
2061 | 18847.5829 | 29581.3794 | 0 | 48428.9623 | 42658.9112 | 0 | 2584 | 40074.9112 | 8354.0512 | 20.85% | 5770.0512 | 13.53% | -339.0689 | -282.5574 | -1504.1601 | 0 | 48428.9623 | 8354.0512 | 20% | 2061 | 29581.3794 | 0 | 0 | 48428.9623 | 8354.0512 | 20.85% | 5770.0512 | 13.53% | -339.0689 | -1504.1601 | 2061 | -339.0689 | 0 | 0 | -339.0689
2062 | 18847.5115 | 30454.5004 | 0 | 49302.0119 | 43058.4746 | 0 | 2584 | 40474.4746 | 8827.5373 | 21.81% | 6243.5373 | 14.5% | -732.6423 | -610.5353 | -1937.6898 | 0 | 49302.0119 | 8827.5373 | 20% | 2062 | 30454.5004 | 875.5 | 0 | 48426.5119 | 7952.0373 | 19.65% | 5368.0373 | 12.47% | 142.8577 | -1062.1898 | 2062 | -732.6423 | 0 | 0 | -732.6423
2063 | 18847.4406 | 30452.1285 | 0 | 49299.5691 | 43458.7259 | 0 | 2584 | 40874.7259 | 8424.8432 | 20.61% | 5840.8432 | 13.44% | -249.898 | -208.2484 | -1494.9706 | 0 | 49299.5691 | 8424.8432 | 20% | 2063 | 30452.1285 | 0 | 0 | 49299.5691 | 8424.8432 | 20.61% | 5840.8432 | 13.44% | -249.898 | -1494.9706 | 2063 | -249.898 | 0 | 0 | -249.898
2064 | 18847.3701 | 31325.2637 | 0 | 50172.6338 | 43862.6977 | 0 | 2584 | 41278.6977 | 8893.9362 | 21.55% | 6309.9362 | 14.39% | -638.1966 | -531.8305 | -1923.6664 | 0 | 50172.6338 | 8893.9362 | 20% | 2064 | 31325.2637 | 875.5 | 0 | 49297.1338 | 8018.4362 | 19.43% | 5434.4362 | 12.39% | 237.3034 | -1048.1664 | 2064 | -638.1966 | 0 | 0 | -638.1966
2065 | 18847.3001 | 31322.906 | 0 | 50170.2061 | 44270.4246 | 0 | 2634 | 41636.4246 | 8533.7816 | 20.5% | 5899.7816 | 13.33% | -206.4966 | -172.0805 | -1472.7391 | 0 | 50170.2061 | 8533.7816 | 20% | 2065 | 31322.906 | 0 | 0 | 50170.2061 | 8533.7816 | 20.5% | 5899.7816 | 13.33% | -206.4966 | -1472.7391 | 2065 | -206.4966 | 0 | 0 | -206.4966

## PV Calculations
2016 TYSP Update (ICL retired, only 60 MW ECOGEN, OCEC increase in MWs, and TP6 & 7 delayed to 2031 & 2032)
SUMMER
|  | 2016 | 2017 | 2018 | 2019 | 2020 | 2021 | 2022 | 2023 | 2024 | 2025 | 2026 | 2027 | 2028 | 2029 | 2030 | 2031 | 2032 | 2033 | 2034 | 2035 | 2036 | 2037 | 2038 | 2039 | 2040 | 2041 | 2042 | 2043 | 2044 | 2045 | 2046 | 2047 | 2048 | 2049 | 2050 | 2051 | 2052 | 2053 | 2054 | 2055 | 2056 | 2057 | 2058 | 2059 | 2060 | 2061 | 2062 | 2063 | 2064 | 2065 | 2066 | 2067 | 2068 | 2069 | 2070 | 2071 | 2072
| New Solar Unit | 0 | 223.5 | 600 | 300 | 300 | 300 | 214 | 0 | 0 | 0 | 0 | 0 | 0 | 0 | 0 | 0 | 0 | 0 | 0 | 0 | 0 | 0 | 0 | 0 | 0 | 0 | 0 | 0 | 0 | 0 | 0 | 0 | 0 | 0 | 0 | 0 | 0 | 0 | 0 | 0 | 0 | 0 | 0 | 0 | 0 | 0 | 0 | 0 | 0 | 0 | 0 | 0 | 0 | 0 | 0 | 0 | 0
| Firm Capacity Value | 0% | 52% | 49.84% | 46.35% | 44% | 41.76% | 41% | 0% | 0% | 0% | 0% | 0% | 0% | 0% | 0% | 0% | 0% | 0% | 0% | 0% | 0% | 0% | 0% | 0% | 0% | 0% | 0% | 0% | 0% | 0% | 0% | 0% | 0% | 0% | 0% | 0% | 0% | 0% | 0% | 0% | 0% | 0% | 0% | 0% | 0% | 0% | 0% | 0% | 0% | 0% | 0% | 0% | 0% | 0% | 0% | 0% | 0%
Year | Total Firm Solar Capacity Added with Degradation
2016 | 0 | 0 | 0 | 0 | 0 | 0 | 0 | 0 | 0 | 0 | 0 | 0 | 0 | 0 | 0 | 0 | 0 | 0 | 0 | 0 | 0 | 0 | 0 | 0 | 0 | 0 | 0 | 0 | 0 | 0 | 0 | 0 | 0 | 0 | 0 | 0 | 0 | 0 | 0 | 0 | 0 | 0 | 0 | 0 | 0 | 0 | 0 | 0 | 0 | 0 | 0 | 0 | 0 | 0 | 0 | 0 | 0 | 0
2017 | 116.22 | 0 | 116.22 | 0 | 0 | 0 | 0 | 0 | 0 | 0 | 0 | 0 | 0 | 0 | 0 | 0 | 0 | 0 | 0 | 0 | 0 | 0 | 0 | 0 | 0 | 0 | 0 | 0 | 0 | 0 | 0 | 0 | 0 | 0 | 0 | 0 | 0 | 0 | 0 | 0 | 0 | 0 | 0 | 0 | 0 | 0 | 0 | 0 | 0 | 0 | 0 | 0 | 0 | 0 | 0 | 0 | 0 | 0
2018 | 414.9113 | 0 | 115.8713 | 299.04 | 0 | 0 | 0 | 0 | 0 | 0 | 0 | 0 | 0 | 0 | 0 | 0 | 0 | 0 | 0 | 0 | 0 | 0 | 0 | 0 | 0 | 0 | 0 | 0 | 0 | 0 | 0 | 0 | 0 | 0 | 0 | 0 | 0 | 0 | 0 | 0 | 0 | 0 | 0 | 0 | 0 | 0 | 0 | 0 | 0 | 0 | 0 | 0 | 0 | 0 | 0 | 0 | 0 | 0
2019 | 552.7066 | 0 | 115.5237 | 298.1429 | 139.04 | 0 | 0 | 0 | 0 | 0 | 0 | 0 | 0 | 0 | 0 | 0 | 0 | 0 | 0 | 0 | 0 | 0 | 0 | 0 | 0 | 0 | 0 | 0 | 0 | 0 | 0 | 0 | 0 | 0 | 0 | 0 | 0 | 0 | 0 | 0 | 0 | 0 | 0 | 0 | 0 | 0 | 0 | 0 | 0 | 0 | 0 | 0 | 0 | 0 | 0 | 0 | 0 | 0
2020 | 683.0485 | 0 | 115.1772 | 297.2485 | 138.6229 | 132 | 0 | 0 | 0 | 0 | 0 | 0 | 0 | 0 | 0 | 0 | 0 | 0 | 0 | 0 | 0 | 0 | 0 | 0 | 0 | 0 | 0 | 0 | 0 | 0 | 0 | 0 | 0 | 0 | 0 | 0 | 0 | 0 | 0 | 0 | 0 | 0 | 0 | 0 | 0 | 0 | 0 | 0 | 0 | 0 | 0 | 0 | 0 | 0 | 0 | 0 | 0 | 0
2021 | 806.2793 | 0 | 114.8316 | 296.3567 | 138.207 | 131.604 | 125.28 | 0 | 0 | 0 | 0 | 0 | 0 | 0 | 0 | 0 | 0 | 0 | 0 | 0 | 0 | 0 | 0 | 0 | 0 | 0 | 0 | 0 | 0 | 0 | 0 | 0 | 0 | 0 | 0 | 0 | 0 | 0 | 0 | 0 | 0 | 0 | 0 | 0 | 0 | 0 | 0 | 0 | 0 | 0 | 0 | 0 | 0 | 0 | 0 | 0 | 0 | 0
2022 | 891.6005 | 0 | 114.4871 | 295.4676 | 137.7924 | 131.2092 | 124.9042 | 87.74 | 0 | 0 | 0 | 0 | 0 | 0 | 0 | 0 | 0 | 0 | 0 | 0 | 0 | 0 | 0 | 0 | 0 | 0 | 0 | 0 | 0 | 0 | 0 | 0 | 0 | 0 | 0 | 0 | 0 | 0 | 0 | 0 | 0 | 0 | 0 | 0 | 0 | 0 | 0 | 0 | 0 | 0 | 0 | 0 | 0 | 0 | 0 | 0 | 0 | 0
2023 | 888.9257 | 0 | 114.1437 | 294.5812 | 137.379 | 130.8156 | 124.5294 | 87.4768 | 0 | 0 | 0 | 0 | 0 | 0 | 0 | 0 | 0 | 0 | 0 | 0 | 0 | 0 | 0 | 0 | 0 | 0 | 0 | 0 | 0 | 0 | 0 | 0 | 0 | 0 | 0 | 0 | 0 | 0 | 0 | 0 | 0 | 0 | 0 | 0 | 0 | 0 | 0 | 0 | 0 | 0 | 0 | 0 | 0 | 0 | 0 | 0 | 0 | 0
2024 | 886.2589 | 0 | 113.8012 | 293.6975 | 136.9669 | 130.4231 | 124.1559 | 87.2143 | 0 | 0 | 0 | 0 | 0 | 0 | 0 | 0 | 0 | 0 | 0 | 0 | 0 | 0 | 0 | 0 | 0 | 0 | 0 | 0 | 0 | 0 | 0 | 0 | 0 | 0 | 0 | 0 | 0 | 0 | 0 | 0 | 0 | 0 | 0 | 0 | 0 | 0 | 0 | 0 | 0 | 0 | 0 | 0 | 0 | 0 | 0 | 0 | 0 | 0
2025 | 883.6001 | 0 | 113.4598 | 292.8164 | 136.556 | 130.0318 | 123.7834 | 86.9527 | 0 | 0 | 0 | 0 | 0 | 0 | 0 | 0 | 0 | 0 | 0 | 0 | 0 | 0 | 0 | 0 | 0 | 0 | 0 | 0 | 0 | 0 | 0 | 0 | 0 | 0 | 0 | 0 | 0 | 0 | 0 | 0 | 0 | 0 | 0 | 0 | 0 | 0 | 0 | 0 | 0 | 0 | 0 | 0 | 0 | 0 | 0 | 0 | 0 | 0
2026 | 880.9493 | 0 | 113.1195 | 291.9379 | 136.1463 | 129.6417 | 123.412 | 86.6918 | 0 | 0 | 0 | 0 | 0 | 0 | 0 | 0 | 0 | 0 | 0 | 0 | 0 | 0 | 0 | 0 | 0 | 0 | 0 | 0 | 0 | 0 | 0 | 0 | 0 | 0 | 0 | 0 | 0 | 0 | 0 | 0 | 0 | 0 | 0 | 0 | 0 | 0 | 0 | 0 | 0 | 0 | 0 | 0 | 0 | 0 | 0 | 0 | 0 | 0
2027 | 878.3065 | 0 | 112.7801 | 291.0621 | 135.7379 | 129.2528 | 123.0418 | 86.4318 | 0 | 0 | 0 | 0 | 0 | 0 | 0 | 0 | 0 | 0 | 0 | 0 | 0 | 0 | 0 | 0 | 0 | 0 | 0 | 0 | 0 | 0 | 0 | 0 | 0 | 0 | 0 | 0 | 0 | 0 | 0 | 0 | 0 | 0 | 0 | 0 | 0 | 0 | 0 | 0 | 0 | 0 | 0 | 0 | 0 | 0 | 0 | 0 | 0 | 0
2028 | 875.6716 | 0 | 112.4418 | 290.1889 | 135.3307 | 128.8651 | 122.6727 | 86.1725 | 0 | 0 | 0 | 0 | 0 | 0 | 0 | 0 | 0 | 0 | 0 | 0 | 0 | 0 | 0 | 0 | 0 | 0 | 0 | 0 | 0 | 0 | 0 | 0 | 0 | 0 | 0 | 0 | 0 | 0 | 0 | 0 | 0 | 0 | 0 | 0 | 0 | 0 | 0 | 0 | 0 | 0 | 0 | 0 | 0 | 0 | 0 | 0 | 0 | 0
2029 | 873.0446 | 0 | 112.1044 | 289.3184 | 134.9247 | 128.4785 | 122.3047 | 85.914 | 0 | 0 | 0 | 0 | 0 | 0 | 0 | 0 | 0 | 0 | 0 | 0 | 0 | 0 | 0 | 0 | 0 | 0 | 0 | 0 | 0 | 0 | 0 | 0 | 0 | 0 | 0 | 0 | 0 | 0 | 0 | 0 | 0 | 0 | 0 | 0 | 0 | 0 | 0 | 0 | 0 | 0 | 0 | 0 | 0 | 0 | 0 | 0 | 0 | 0
2030 | 870.4254 | 0 | 111.7681 | 288.4504 | 134.5199 | 128.093 | 121.9377 | 85.6562 | 0 | 0 | 0 | 0 | 0 | 0 | 0 | 0 | 0 | 0 | 0 | 0 | 0 | 0 | 0 | 0 | 0 | 0 | 0 | 0 | 0 | 0 | 0 | 0 | 0 | 0 | 0 | 0 | 0 | 0 | 0 | 0 | 0 | 0 | 0 | 0 | 0 | 0 | 0 | 0 | 0 | 0 | 0 | 0 | 0 | 0 | 0 | 0 | 0 | 0
2031 | 867.8142 | 0 | 111.4328 | 287.5851 | 134.1163 | 127.7088 | 121.5719 | 85.3992 | 0 | 0 | 0 | 0 | 0 | 0 | 0 | 0 | 0 | 0 | 0 | 0 | 0 | 0 | 0 | 0 | 0 | 0 | 0 | 0 | 0 | 0 | 0 | 0 | 0 | 0 | 0 | 0 | 0 | 0 | 0 | 0 | 0 | 0 | 0 | 0 | 0 | 0 | 0 | 0 | 0 | 0 | 0 | 0 | 0 | 0 | 0 | 0 | 0 | 0
2032 | 865.2107 | 0 | 111.0985 | 286.7223 | 133.714 | 127.3256 | 121.2072 | 85.1431 | 0 | 0 | 0 | 0 | 0 | 0 | 0 | 0 | 0 | 0 | 0 | 0 | 0 | 0 | 0 | 0 | 0 | 0 | 0 | 0 | 0 | 0 | 0 | 0 | 0 | 0 | 0 | 0 | 0 | 0 | 0 | 0 | 0 | 0 | 0 | 0 | 0 | 0 | 0 | 0 | 0 | 0 | 0 | 0 | 0 | 0 | 0 | 0 | 0 | 0
2033 | 862.6151 | 0 | 110.7652 | 285.8622 | 133.3128 | 126.9437 | 120.8436 | 84.8876 | 0 | 0 | 0 | 0 | 0 | 0 | 0 | 0 | 0 | 0 | 0 | 0 | 0 | 0 | 0 | 0 | 0 | 0 | 0 | 0 | 0 | 0 | 0 | 0 | 0 | 0 | 0 | 0 | 0 | 0 | 0 | 0 | 0 | 0 | 0 | 0 | 0 | 0 | 0 | 0 | 0 | 0 | 0 | 0 | 0 | 0 | 0 | 0 | 0 | 0
2034 | 860.0272 | 0 | 110.4329 | 285.0046 | 132.9129 | 126.5628 | 120.4811 | 84.633 | 0 | 0 | 0 | 0 | 0 | 0 | 0 | 0 | 0 | 0 | 0 | 0 | 0 | 0 | 0 | 0 | 0 | 0 | 0 | 0 | 0 | 0 | 0 | 0 | 0 | 0 | 0 | 0 | 0 | 0 | 0 | 0 | 0 | 0 | 0 | 0 | 0 | 0 | 0 | 0 | 0 | 0 | 0 | 0 | 0 | 0 | 0 | 0 | 0 | 0
2035 | 857.4472 | 0 | 110.1016 | 284.1496 | 132.5142 | 126.1831 | 120.1196 | 84.3791 | 0 | 0 | 0 | 0 | 0 | 0 | 0 | 0 | 0 | 0 | 0 | 0 | 0 | 0 | 0 | 0 | 0 | 0 | 0 | 0 | 0 | 0 | 0 | 0 | 0 | 0 | 0 | 0 | 0 | 0 | 0 | 0 | 0 | 0 | 0 | 0 | 0 | 0 | 0 | 0 | 0 | 0 | 0 | 0 | 0 | 0 | 0 | 0 | 0 | 0
2036 | 854.8748 | 0 | 109.7713 | 283.2971 | 132.1166 | 125.8046 | 119.7593 | 84.1259 | 0 | 0 | 0 | 0 | 0 | 0 | 0 | 0 | 0 | 0 | 0 | 0 | 0 | 0 | 0 | 0 | 0 | 0 | 0 | 0 | 0 | 0 | 0 | 0 | 0 | 0 | 0 | 0 | 0 | 0 | 0 | 0 | 0 | 0 | 0 | 0 | 0 | 0 | 0 | 0 | 0 | 0 | 0 | 0 | 0 | 0 | 0 | 0 | 0 | 0
2037 | 852.3102 | 0 | 109.442 | 282.4472 | 131.7203 | 125.4272 | 119.4 | 83.8735 | 0 | 0 | 0 | 0 | 0 | 0 | 0 | 0 | 0 | 0 | 0 | 0 | 0 | 0 | 0 | 0 | 0 | 0 | 0 | 0 | 0 | 0 | 0 | 0 | 0 | 0 | 0 | 0 | 0 | 0 | 0 | 0 | 0 | 0 | 0 | 0 | 0 | 0 | 0 | 0 | 0 | 0 | 0 | 0 | 0 | 0 | 0 | 0 | 0 | 0
2038 | 849.7533 | 0 | 109.1137 | 281.5999 | 131.3251 | 125.0509 | 119.0418 | 83.6219 | 0 | 0 | 0 | 0 | 0 | 0 | 0 | 0 | 0 | 0 | 0 | 0 | 0 | 0 | 0 | 0 | 0 | 0 | 0 | 0 | 0 | 0 | 0 | 0 | 0 | 0 | 0 | 0 | 0 | 0 | 0 | 0 | 0 | 0 | 0 | 0 | 0 | 0 | 0 | 0 | 0 | 0 | 0 | 0 | 0 | 0 | 0 | 0 | 0 | 0
2039 | 847.204 | 0 | 108.7863 | 280.7551 | 130.9311 | 124.6757 | 118.6847 | 83.3711 | 0 | 0 | 0 | 0 | 0 | 0 | 0 | 0 | 0 | 0 | 0 | 0 | 0 | 0 | 0 | 0 | 0 | 0 | 0 | 0 | 0 | 0 | 0 | 0 | 0 | 0 | 0 | 0 | 0 | 0 | 0 | 0 | 0 | 0 | 0 | 0 | 0 | 0 | 0 | 0 | 0 | 0 | 0 | 0 | 0 | 0 | 0 | 0 | 0 | 0
2040 | 844.6624 | 0 | 108.46 | 279.9128 | 130.5383 | 124.3017 | 118.3286 | 83.1209 | 0 | 0 | 0 | 0 | 0 | 0 | 0 | 0 | 0 | 0 | 0 | 0 | 0 | 0 | 0 | 0 | 0 | 0 | 0 | 0 | 0 | 0 | 0 | 0 | 0 | 0 | 0 | 0 | 0 | 0 | 0 | 0 | 0 | 0 | 0 | 0 | 0 | 0 | 0 | 0 | 0 | 0 | 0 | 0 | 0 | 0 | 0 | 0 | 0 | 0
2041 | 842.1284 | 0 | 108.1346 | 279.0731 | 130.1467 | 123.9288 | 117.9736 | 82.8716 | 0 | 0 | 0 | 0 | 0 | 0 | 0 | 0 | 0 | 0 | 0 | 0 | 0 | 0 | 0 | 0 | 0 | 0 | 0 | 0 | 0 | 0 | 0 | 0 | 0 | 0 | 0 | 0 | 0 | 0 | 0 | 0 | 0 | 0 | 0 | 0 | 0 | 0 | 0 | 0 | 0 | 0 | 0 | 0 | 0 | 0 | 0 | 0 | 0 | 0
2042 | 839.602 | 0 | 107.8102 | 278.2358 | 129.7563 | 123.557 | 117.6197 | 82.623 | 0 | 0 | 0 | 0 | 0 | 0 | 0 | 0 | 0 | 0 | 0 | 0 | 0 | 0 | 0 | 0 | 0 | 0 | 0 | 0 | 0 | 0 | 0 | 0 | 0 | 0 | 0 | 0 | 0 | 0 | 0 | 0 | 0 | 0 | 0 | 0 | 0 | 0 | 0 | 0 | 0 | 0 | 0 | 0 | 0 | 0 | 0 | 0 | 0 | 0
2043 | 837.0832 | 0 | 107.4868 | 277.4011 | 129.367 | 123.1863 | 117.2668 | 82.3751 | 0 | 0 | 0 | 0 | 0 | 0 | 0 | 0 | 0 | 0 | 0 | 0 | 0 | 0 | 0 | 0 | 0 | 0 | 0 | 0 | 0 | 0 | 0 | 0 | 0 | 0 | 0 | 0 | 0 | 0 | 0 | 0 | 0 | 0 | 0 | 0 | 0 | 0 | 0 | 0 | 0 | 0 | 0 | 0 | 0 | 0 | 0 | 0 | 0 | 0
2044 | 834.572 | 0 | 107.1643 | 276.5689 | 128.9789 | 122.8168 | 116.915 | 82.128 | 0 | 0 | 0 | 0 | 0 | 0 | 0 | 0 | 0 | 0 | 0 | 0 | 0 | 0 | 0 | 0 | 0 | 0 | 0 | 0 | 0 | 0 | 0 | 0 | 0 | 0 | 0 | 0 | 0 | 0 | 0 | 0 | 0 | 0 | 0 | 0 | 0 | 0 | 0 | 0 | 0 | 0 | 0 | 0 | 0 | 0 | 0 | 0 | 0 | 0
2045 | 832.0682 | 0 | 106.8428 | 275.7392 | 128.592 | 122.4483 | 116.5643 | 81.8816 | 0 | 0 | 0 | 0 | 0 | 0 | 0 | 0 | 0 | 0 | 0 | 0 | 0 | 0 | 0 | 0 | 0 | 0 | 0 | 0 | 0 | 0 | 0 | 0 | 0 | 0 | 0 | 0 | 0 | 0 | 0 | 0 | 0 | 0 | 0 | 0 | 0 | 0 | 0 | 0 | 0 | 0 | 0 | 0 | 0 | 0 | 0 | 0 | 0 | 0
2046 | 829.572 | 0 | 106.5223 | 274.912 | 128.2062 | 122.081 | 116.2146 | 81.6359 | 0 | 0 | 0 | 0 | 0 | 0 | 0 | 0 | 0 | 0 | 0 | 0 | 0 | 0 | 0 | 0 | 0 | 0 | 0 | 0 | 0 | 0 | 0 | 0 | 0 | 0 | 0 | 0 | 0 | 0 | 0 | 0 | 0 | 0 | 0 | 0 | 0 | 0 | 0 | 0 | 0 | 0 | 0 | 0 | 0 | 0 | 0 | 0 | 0 | 0
2047 | 827.0833 | 0 | 106.2027 | 274.0873 | 127.8216 | 121.7147 | 115.866 | 81.391 | 0 | 0 | 0 | 0 | 0 | 0 | 0 | 0 | 0 | 0 | 0 | 0 | 0 | 0 | 0 | 0 | 0 | 0 | 0 | 0 | 0 | 0 | 0 | 0 | 0 | 0 | 0 | 0 | 0 | 0 | 0 | 0 | 0 | 0 | 0 | 0 | 0 | 0 | 0 | 0 | 0 | 0 | 0 | 0 | 0 | 0 | 0 | 0 | 0 | 0
2048 | 824.6021 | 0 | 105.8841 | 273.265 | 127.4381 | 121.3496 | 115.5184 | 81.1469 | 0 | 0 | 0 | 0 | 0 | 0 | 0 | 0 | 0 | 0 | 0 | 0 | 0 | 0 | 0 | 0 | 0 | 0 | 0 | 0 | 0 | 0 | 0 | 0 | 0 | 0 | 0 | 0 | 0 | 0 | 0 | 0 | 0 | 0 | 0 | 0 | 0 | 0 | 0 | 0 | 0 | 0 | 0 | 0 | 0 | 0 | 0 | 0 | 0 | 0
2049 | 822.1283 | 0 | 105.5665 | 272.4452 | 127.0558 | 120.9856 | 115.1718 | 80.9034 | 0 | 0 | 0 | 0 | 0 | 0 | 0 | 0 | 0 | 0 | 0 | 0 | 0 | 0 | 0 | 0 | 0 | 0 | 0 | 0 | 0 | 0 | 0 | 0 | 0 | 0 | 0 | 0 | 0 | 0 | 0 | 0 | 0 | 0 | 0 | 0 | 0 | 0 | 0 | 0 | 0 | 0 | 0 | 0 | 0 | 0 | 0 | 0 | 0 | 0
2050 | 819.6619 | 0 | 105.2498 | 271.6279 | 126.6746 | 120.6226 | 114.8263 | 80.6607 | 0 | 0 | 0 | 0 | 0 | 0 | 0 | 0 | 0 | 0 | 0 | 0 | 0 | 0 | 0 | 0 | 0 | 0 | 0 | 0 | 0 | 0 | 0 | 0 | 0 | 0 | 0 | 0 | 0 | 0 | 0 | 0 | 0 | 0 | 0 | 0 | 0 | 0 | 0 | 0 | 0 | 0 | 0 | 0 | 0 | 0 | 0 | 0 | 0 | 0
2051 | 817.2029 | 0 | 104.934 | 270.813 | 126.2946 | 120.2607 | 114.4818 | 80.4187 | 0 | 0 | 0 | 0 | 0 | 0 | 0 | 0 | 0 | 0 | 0 | 0 | 0 | 0 | 0 | 0 | 0 | 0 | 0 | 0 | 0 | 0 | 0 | 0 | 0 | 0 | 0 | 0 | 0 | 0 | 0 | 0 | 0 | 0 | 0 | 0 | 0 | 0 | 0 | 0 | 0 | 0 | 0 | 0 | 0 | 0 | 0 | 0 | 0 | 0
2052 | 814.7513 | 0 | 104.6192 | 270.0006 | 125.9157 | 119.8999 | 114.1384 | 80.1775 | 0 | 0 | 0 | 0 | 0 | 0 | 0 | 0 | 0 | 0 | 0 | 0 | 0 | 0 | 0 | 0 | 0 | 0 | 0 | 0 | 0 | 0 | 0 | 0 | 0 | 0 | 0 | 0 | 0 | 0 | 0 | 0 | 0 | 0 | 0 | 0 | 0 | 0 | 0 | 0 | 0 | 0 | 0 | 0 | 0 | 0 | 0 | 0 | 0 | 0
2053 | 812.307 | 0 | 104.3053 | 269.1906 | 125.538 | 119.5402 | 113.796 | 79.9369 | 0 | 0 | 0 | 0 | 0 | 0 | 0 | 0 | 0 | 0 | 0 | 0 | 0 | 0 | 0 | 0 | 0 | 0 | 0 | 0 | 0 | 0 | 0 | 0 | 0 | 0 | 0 | 0 | 0 | 0 | 0 | 0 | 0 | 0 | 0 | 0 | 0 | 0 | 0 | 0 | 0 | 0 | 0 | 0 | 0 | 0 | 0 | 0 | 0 | 0
2054 | 809.8701 | 0 | 103.9924 | 268.383 | 125.1614 | 119.1816 | 113.4546 | 79.6971 | 0 | 0 | 0 | 0 | 0 | 0 | 0 | 0 | 0 | 0 | 0 | 0 | 0 | 0 | 0 | 0 | 0 | 0 | 0 | 0 | 0 | 0 | 0 | 0 | 0 | 0 | 0 | 0 | 0 | 0 | 0 | 0 | 0 | 0 | 0 | 0 | 0 | 0 | 0 | 0 | 0 | 0 | 0 | 0 | 0 | 0 | 0 | 0 | 0 | 0
2055 | 807.4405 | 0 | 103.6805 | 267.5778 | 124.7859 | 118.8241 | 113.1142 | 79.458 | 0 | 0 | 0 | 0 | 0 | 0 | 0 | 0 | 0 | 0 | 0 | 0 | 0 | 0 | 0 | 0 | 0 | 0 | 0 | 0 | 0 | 0 | 0 | 0 | 0 | 0 | 0 | 0 | 0 | 0 | 0 | 0 | 0 | 0 | 0 | 0 | 0 | 0 | 0 | 0 | 0 | 0 | 0 | 0 | 0 | 0 | 0 | 0 | 0 | 0
2056 | 805.0182 | 0 | 103.3694 | 266.7751 | 124.4115 | 118.4676 | 112.7749 | 79.2197 | 0 | 0 | 0 | 0 | 0 | 0 | 0 | 0 | 0 | 0 | 0 | 0 | 0 | 0 | 0 | 0 | 0 | 0 | 0 | 0 | 0 | 0 | 0 | 0 | 0 | 0 | 0 | 0 | 0 | 0 | 0 | 0 | 0 | 0 | 0 | 0 | 0 | 0 | 0 | 0 | 0 | 0 | 0 | 0 | 0 | 0 | 0 | 0 | 0 | 0
2057 | 802.6031 | 0 | 103.0593 | 265.9748 | 124.0383 | 118.1122 | 112.4365 | 78.982 | 0 | 0 | 0 | 0 | 0 | 0 | 0 | 0 | 0 | 0 | 0 | 0 | 0 | 0 | 0 | 0 | 0 | 0 | 0 | 0 | 0 | 0 | 0 | 0 | 0 | 0 | 0 | 0 | 0 | 0 | 0 | 0 | 0 | 0 | 0 | 0 | 0 | 0 | 0 | 0 | 0 | 0 | 0 | 0 | 0 | 0 | 0 | 0 | 0 | 0
2058 | 800.1953 | 0 | 102.7501 | 265.1769 | 123.6662 | 117.7579 | 112.0992 | 78.7451 | 0 | 0 | 0 | 0 | 0 | 0 | 0 | 0 | 0 | 0 | 0 | 0 | 0 | 0 | 0 | 0 | 0 | 0 | 0 | 0 | 0 | 0 | 0 | 0 | 0 | 0 | 0 | 0 | 0 | 0 | 0 | 0 | 0 | 0 | 0 | 0 | 0 | 0 | 0 | 0 | 0 | 0 | 0 | 0 | 0 | 0 | 0 | 0 | 0 | 0
2059 | 797.7947 | 0 | 102.4419 | 264.3813 | 123.2952 | 117.4046 | 111.7629 | 78.5088 | 0 | 0 | 0 | 0 | 0 | 0 | 0 | 0 | 0 | 0 | 0 | 0 | 0 | 0 | 0 | 0 | 0 | 0 | 0 | 0 | 0 | 0 | 0 | 0 | 0 | 0 | 0 | 0 | 0 | 0 | 0 | 0 | 0 | 0 | 0 | 0 | 0 | 0 | 0 | 0 | 0 | 0 | 0 | 0 | 0 | 0 | 0 | 0 | 0 | 0
2060 | 795.4013 | 0 | 102.1345 | 263.5882 | 122.9253 | 117.0524 | 111.4276 | 78.2733 | 0 | 0 | 0 | 0 | 0 | 0 | 0 | 0 | 0 | 0 | 0 | 0 | 0 | 0 | 0 | 0 | 0 | 0 | 0 | 0 | 0 | 0 | 0 | 0 | 0 | 0 | 0 | 0 | 0 | 0 | 0 | 0 | 0 | 0 | 0 | 0 | 0 | 0 | 0 | 0 | 0 | 0 | 0 | 0 | 0 | 0 | 0 | 0 | 0 | 0
2061 | 793.0151 | 0 | 101.8281 | 262.7974 | 122.5565 | 116.7012 | 111.0934 | 78.0385 | 0 | 0 | 0 | 0 | 0 | 0 | 0 | 0 | 0 | 0 | 0 | 0 | 0 | 0 | 0 | 0 | 0 | 0 | 0 | 0 | 0 | 0 | 0 | 0 | 0 | 0 | 0 | 0 | 0 | 0 | 0 | 0 | 0 | 0 | 0 | 0 | 0 | 0 | 0 | 0 | 0 | 0 | 0 | 0 | 0 | 0 | 0 | 0 | 0 | 0
2062 | 790.6361 | 0 | 101.5227 | 262.009 | 122.1888 | 116.3511 | 110.7601 | 77.8044 | 0 | 0 | 0 | 0 | 0 | 0 | 0 | 0 | 0 | 0 | 0 | 0 | 0 | 0 | 0 | 0 | 0 | 0 | 0 | 0 | 0 | 0 | 0 | 0 | 0 | 0 | 0 | 0 | 0 | 0 | 0 | 0 | 0 | 0 | 0 | 0 | 0 | 0 | 0 | 0 | 0 | 0 | 0 | 0 | 0 | 0 | 0 | 0 | 0 | 0
2063 | 788.2642 | 0 | 101.2181 | 261.223 | 121.8223 | 116.0021 | 110.4278 | 77.571 | 0 | 0 | 0 | 0 | 0 | 0 | 0 | 0 | 0 | 0 | 0 | 0 | 0 | 0 | 0 | 0 | 0 | 0 | 0 | 0 | 0 | 0 | 0 | 0 | 0 | 0 | 0 | 0 | 0 | 0 | 0 | 0 | 0 | 0 | 0 | 0 | 0 | 0 | 0 | 0 | 0 | 0 | 0 | 0 | 0 | 0 | 0 | 0 | 0 | 0
2064 | 785.8994 | 0 | 100.9144 | 260.4393 | 121.4568 | 115.6541 | 110.0965 | 77.3382 | 0 | 0 | 0 | 0 | 0 | 0 | 0 | 0 | 0 | 0 | 0 | 0 | 0 | 0 | 0 | 0 | 0 | 0 | 0 | 0 | 0 | 0 | 0 | 0 | 0 | 0 | 0 | 0 | 0 | 0 | 0 | 0 | 0 | 0 | 0 | 0 | 0 | 0 | 0 | 0 | 0 | 0 | 0 | 0 | 0 | 0 | 0 | 0 | 0 | 0
2065 | 783.5417 | 0 | 100.6117 | 259.658 | 121.0924 | 115.3071 | 109.7662 | 77.1062 | 0 | 0 | 0 | 0 | 0 | 0 | 0 | 0 | 0 | 0 | 0 | 0 | 0 | 0 | 0 | 0 | 0 | 0 | 0 | 0 | 0 | 0 | 0 | 0 | 0 | 0 | 0 | 0 | 0 | 0 | 0 | 0 | 0 | 0 | 0 | 0 | 0 | 0 | 0 | 0 | 0 | 0 | 0 | 0 | 0 | 0 | 0 | 0 | 0 | 0

## New Unit Calculations
2016 TYSP Update (ICL retired, only 60 MW ECOGEN, OCEC increase in MWs, and TP6 & 7 delayed to 2031 & 2032)
SUMMER
|  | 2016 | 2017 | 2018 | 2019 | 2020 | 2021 | 2022 | 2023 | 2024 | 2025 | 2026 | 2027 | 2028 | 2029 | 2030 | 2031 | 2032 | 2033 | 2034 | 2035 | 2036 | 2037 | 2038 | 2039 | 2040 | 2041 | 2042 | 2043 | 2044 | 2045 | 2046 | 2047 | 2048 | 2049 | 2050 | 2051 | 2052 | 2053 | 2054 | 2055 | 2056 | 2057 | 2058 | 2059 | 2060 | 2061 | 2062 | 2063 | 2064 | 2065 | 2066 | 2067 | 2068 | 2069 | 2070 | 2071 | 2072
| New Unit Name | 2016: PEEC; 2017: FM 2CT; PFL 5CT; 2019: OCEC; 2022: OCEC Inc MW
| New Unit MW | 1237 | 1617 | 0 | 1702 | 0 | 0 | 1197 | 0 | 0 | 0 | 0 | 0 | 0 | 0 | 0 | 0 | 0 | 0 | 0 | 0 | 0 | 0 | 0 | 0 | 0 | 0 | 0 | 0 | 0 | 0 | 0 | 0 | 0 | 0 | 0 | 0 | 0 | 0 | 0 | 0 | 0 | 0 | 0 | 0 | 0 | 0 | 0 | 0 | 0 | 0 | 0 | 0 | 0 | 0 | 0 | 0 | 0
Year | Total New Unit Capacity Addition
2016 | 1237 | 1237 | 0 | 0 | 0 | 0 | 0 | 0 | 0 | 0 | 0 | 0 | 0 | 0 | 0 | 0 | 0 | 0 | 0 | 0 | 0 | 0 | 0 | 0 | 0 | 0 | 0 | 0 | 0 | 0 | 0 | 0 | 0 | 0 | 0 | 0 | 0 | 0 | 0 | 0 | 0 | 0 | 0 | 0 | 0 | 0 | 0 | 0 | 0 | 0 | 0 | 0 | 0 | 0 | 0 | 0 | 0 | 0
2017 | 2854 | 1237 | 1617 | 0 | 0 | 0 | 0 | 0 | 0 | 0 | 0 | 0 | 0 | 0 | 0 | 0 | 0 | 0 | 0 | 0 | 0 | 0 | 0 | 0 | 0 | 0 | 0 | 0 | 0 | 0 | 0 | 0 | 0 | 0 | 0 | 0 | 0 | 0 | 0 | 0 | 0 | 0 | 0 | 0 | 0 | 0 | 0 | 0 | 0 | 0 | 0 | 0 | 0 | 0 | 0 | 0 | 0 | 0
2018 | 2854 | 1237 | 1617 | 0 | 0 | 0 | 0 | 0 | 0 | 0 | 0 | 0 | 0 | 0 | 0 | 0 | 0 | 0 | 0 | 0 | 0 | 0 | 0 | 0 | 0 | 0 | 0 | 0 | 0 | 0 | 0 | 0 | 0 | 0 | 0 | 0 | 0 | 0 | 0 | 0 | 0 | 0 | 0 | 0 | 0 | 0 | 0 | 0 | 0 | 0 | 0 | 0 | 0 | 0 | 0 | 0 | 0 | 0
2019 | 4556 | 1237 | 1617 | 0 | 1702 | 0 | 0 | 0 | 0 | 0 | 0 | 0 | 0 | 0 | 0 | 0 | 0 | 0 | 0 | 0 | 0 | 0 | 0 | 0 | 0 | 0 | 0 | 0 | 0 | 0 | 0 | 0 | 0 | 0 | 0 | 0 | 0 | 0 | 0 | 0 | 0 | 0 | 0 | 0 | 0 | 0 | 0 | 0 | 0 | 0 | 0 | 0 | 0 | 0 | 0 | 0 | 0 | 0
2020 | 4556 | 1237 | 1617 | 0 | 1702 | 0 | 0 | 0 | 0 | 0 | 0 | 0 | 0 | 0 | 0 | 0 | 0 | 0 | 0 | 0 | 0 | 0 | 0 | 0 | 0 | 0 | 0 | 0 | 0 | 0 | 0 | 0 | 0 | 0 | 0 | 0 | 0 | 0 | 0 | 0 | 0 | 0 | 0 | 0 | 0 | 0 | 0 | 0 | 0 | 0 | 0 | 0 | 0 | 0 | 0 | 0 | 0 | 0
2021 | 4556 | 1237 | 1617 | 0 | 1702 | 0 | 0 | 0 | 0 | 0 | 0 | 0 | 0 | 0 | 0 | 0 | 0 | 0 | 0 | 0 | 0 | 0 | 0 | 0 | 0 | 0 | 0 | 0 | 0 | 0 | 0 | 0 | 0 | 0 | 0 | 0 | 0 | 0 | 0 | 0 | 0 | 0 | 0 | 0 | 0 | 0 | 0 | 0 | 0 | 0 | 0 | 0 | 0 | 0 | 0 | 0 | 0 | 0
2022 | 5753 | 1237 | 1617 | 0 | 1702 | 0 | 0 | 1197 | 0 | 0 | 0 | 0 | 0 | 0 | 0 | 0 | 0 | 0 | 0 | 0 | 0 | 0 | 0 | 0 | 0 | 0 | 0 | 0 | 0 | 0 | 0 | 0 | 0 | 0 | 0 | 0 | 0 | 0 | 0 | 0 | 0 | 0 | 0 | 0 | 0 | 0 | 0 | 0 | 0 | 0 | 0 | 0 | 0 | 0 | 0 | 0 | 0 | 0
2023 | 5753 | 1237 | 1617 | 0 | 1702 | 0 | 0 | 1197 | 0 | 0 | 0 | 0 | 0 | 0 | 0 | 0 | 0 | 0 | 0 | 0 | 0 | 0 | 0 | 0 | 0 | 0 | 0 | 0 | 0 | 0 | 0 | 0 | 0 | 0 | 0 | 0 | 0 | 0 | 0 | 0 | 0 | 0 | 0 | 0 | 0 | 0 | 0 | 0 | 0 | 0 | 0 | 0 | 0 | 0 | 0 | 0 | 0 | 0
2024 | 5753 | 1237 | 1617 | 0 | 1702 | 0 | 0 | 1197 | 0 | 0 | 0 | 0 | 0 | 0 | 0 | 0 | 0 | 0 | 0 | 0 | 0 | 0 | 0 | 0 | 0 | 0 | 0 | 0 | 0 | 0 | 0 | 0 | 0 | 0 | 0 | 0 | 0 | 0 | 0 | 0 | 0 | 0 | 0 | 0 | 0 | 0 | 0 | 0 | 0 | 0 | 0 | 0 | 0 | 0 | 0 | 0 | 0 | 0
2025 | 5753 | 1237 | 1617 | 0 | 1702 | 0 | 0 | 1197 | 0 | 0 | 0 | 0 | 0 | 0 | 0 | 0 | 0 | 0 | 0 | 0 | 0 | 0 | 0 | 0 | 0 | 0 | 0 | 0 | 0 | 0 | 0 | 0 | 0 | 0 | 0 | 0 | 0 | 0 | 0 | 0 | 0 | 0 | 0 | 0 | 0 | 0 | 0 | 0 | 0 | 0 | 0 | 0 | 0 | 0 | 0 | 0 | 0 | 0
2026 | 5753 | 1237 | 1617 | 0 | 1702 | 0 | 0 | 1197 | 0 | 0 | 0 | 0 | 0 | 0 | 0 | 0 | 0 | 0 | 0 | 0 | 0 | 0 | 0 | 0 | 0 | 0 | 0 | 0 | 0 | 0 | 0 | 0 | 0 | 0 | 0 | 0 | 0 | 0 | 0 | 0 | 0 | 0 | 0 | 0 | 0 | 0 | 0 | 0 | 0 | 0 | 0 | 0 | 0 | 0 | 0 | 0 | 0 | 0
2027 | 5753 | 1237 | 1617 | 0 | 1702 | 0 | 0 | 1197 | 0 | 0 | 0 | 0 | 0 | 0 | 0 | 0 | 0 | 0 | 0 | 0 | 0 | 0 | 0 | 0 | 0 | 0 | 0 | 0 | 0 | 0 | 0 | 0 | 0 | 0 | 0 | 0 | 0 | 0 | 0 | 0 | 0 | 0 | 0 | 0 | 0 | 0 | 0 | 0 | 0 | 0 | 0 | 0 | 0 | 0 | 0 | 0 | 0 | 0
2028 | 5753 | 1237 | 1617 | 0 | 1702 | 0 | 0 | 1197 | 0 | 0 | 0 | 0 | 0 | 0 | 0 | 0 | 0 | 0 | 0 | 0 | 0 | 0 | 0 | 0 | 0 | 0 | 0 | 0 | 0 | 0 | 0 | 0 | 0 | 0 | 0 | 0 | 0 | 0 | 0 | 0 | 0 | 0 | 0 | 0 | 0 | 0 | 0 | 0 | 0 | 0 | 0 | 0 | 0 | 0 | 0 | 0 | 0 | 0
2029 | 5753 | 1237 | 1617 | 0 | 1702 | 0 | 0 | 1197 | 0 | 0 | 0 | 0 | 0 | 0 | 0 | 0 | 0 | 0 | 0 | 0 | 0 | 0 | 0 | 0 | 0 | 0 | 0 | 0 | 0 | 0 | 0 | 0 | 0 | 0 | 0 | 0 | 0 | 0 | 0 | 0 | 0 | 0 | 0 | 0 | 0 | 0 | 0 | 0 | 0 | 0 | 0 | 0 | 0 | 0 | 0 | 0 | 0 | 0
2030 | 5753 | 1237 | 1617 | 0 | 1702 | 0 | 0 | 1197 | 0 | 0 | 0 | 0 | 0 | 0 | 0 | 0 | 0 | 0 | 0 | 0 | 0 | 0 | 0 | 0 | 0 | 0 | 0 | 0 | 0 | 0 | 0 | 0 | 0 | 0 | 0 | 0 | 0 | 0 | 0 | 0 | 0 | 0 | 0 | 0 | 0 | 0 | 0 | 0 | 0 | 0 | 0 | 0 | 0 | 0 | 0 | 0 | 0 | 0
2031 | 5753 | 1237 | 1617 | 0 | 1702 | 0 | 0 | 1197 | 0 | 0 | 0 | 0 | 0 | 0 | 0 | 0 | 0 | 0 | 0 | 0 | 0 | 0 | 0 | 0 | 0 | 0 | 0 | 0 | 0 | 0 | 0 | 0 | 0 | 0 | 0 | 0 | 0 | 0 | 0 | 0 | 0 | 0 | 0 | 0 | 0 | 0 | 0 | 0 | 0 | 0 | 0 | 0 | 0 | 0 | 0 | 0 | 0 | 0
2032 | 5753 | 1237 | 1617 | 0 | 1702 | 0 | 0 | 1197 | 0 | 0 | 0 | 0 | 0 | 0 | 0 | 0 | 0 | 0 | 0 | 0 | 0 | 0 | 0 | 0 | 0 | 0 | 0 | 0 | 0 | 0 | 0 | 0 | 0 | 0 | 0 | 0 | 0 | 0 | 0 | 0 | 0 | 0 | 0 | 0 | 0 | 0 | 0 | 0 | 0 | 0 | 0 | 0 | 0 | 0 | 0 | 0 | 0 | 0
2033 | 5753 | 1237 | 1617 | 0 | 1702 | 0 | 0 | 1197 | 0 | 0 | 0 | 0 | 0 | 0 | 0 | 0 | 0 | 0 | 0 | 0 | 0 | 0 | 0 | 0 | 0 | 0 | 0 | 0 | 0 | 0 | 0 | 0 | 0 | 0 | 0 | 0 | 0 | 0 | 0 | 0 | 0 | 0 | 0 | 0 | 0 | 0 | 0 | 0 | 0 | 0 | 0 | 0 | 0 | 0 | 0 | 0 | 0 | 0
2034 | 5753 | 1237 | 1617 | 0 | 1702 | 0 | 0 | 1197 | 0 | 0 | 0 | 0 | 0 | 0 | 0 | 0 | 0 | 0 | 0 | 0 | 0 | 0 | 0 | 0 | 0 | 0 | 0 | 0 | 0 | 0 | 0 | 0 | 0 | 0 | 0 | 0 | 0 | 0 | 0 | 0 | 0 | 0 | 0 | 0 | 0 | 0 | 0 | 0 | 0 | 0 | 0 | 0 | 0 | 0 | 0 | 0 | 0 | 0
2035 | 5753 | 1237 | 1617 | 0 | 1702 | 0 | 0 | 1197 | 0 | 0 | 0 | 0 | 0 | 0 | 0 | 0 | 0 | 0 | 0 | 0 | 0 | 0 | 0 | 0 | 0 | 0 | 0 | 0 | 0 | 0 | 0 | 0 | 0 | 0 | 0 | 0 | 0 | 0 | 0 | 0 | 0 | 0 | 0 | 0 | 0 | 0 | 0 | 0 | 0 | 0 | 0 | 0 | 0 | 0 | 0 | 0 | 0 | 0
2036 | 5753 | 1237 | 1617 | 0 | 1702 | 0 | 0 | 1197 | 0 | 0 | 0 | 0 | 0 | 0 | 0 | 0 | 0 | 0 | 0 | 0 | 0 | 0 | 0 | 0 | 0 | 0 | 0 | 0 | 0 | 0 | 0 | 0 | 0 | 0 | 0 | 0 | 0 | 0 | 0 | 0 | 0 | 0 | 0 | 0 | 0 | 0 | 0 | 0 | 0 | 0 | 0 | 0 | 0 | 0 | 0 | 0 | 0 | 0
2037 | 5753 | 1237 | 1617 | 0 | 1702 | 0 | 0 | 1197 | 0 | 0 | 0 | 0 | 0 | 0 | 0 | 0 | 0 | 0 | 0 | 0 | 0 | 0 | 0 | 0 | 0 | 0 | 0 | 0 | 0 | 0 | 0 | 0 | 0 | 0 | 0 | 0 | 0 | 0 | 0 | 0 | 0 | 0 | 0 | 0 | 0 | 0 | 0 | 0 | 0 | 0 | 0 | 0 | 0 | 0 | 0 | 0 | 0 | 0
2038 | 5753 | 1237 | 1617 | 0 | 1702 | 0 | 0 | 1197 | 0 | 0 | 0 | 0 | 0 | 0 | 0 | 0 | 0 | 0 | 0 | 0 | 0 | 0 | 0 | 0 | 0 | 0 | 0 | 0 | 0 | 0 | 0 | 0 | 0 | 0 | 0 | 0 | 0 | 0 | 0 | 0 | 0 | 0 | 0 | 0 | 0 | 0 | 0 | 0 | 0 | 0 | 0 | 0 | 0 | 0 | 0 | 0 | 0 | 0
2039 | 5753 | 1237 | 1617 | 0 | 1702 | 0 | 0 | 1197 | 0 | 0 | 0 | 0 | 0 | 0 | 0 | 0 | 0 | 0 | 0 | 0 | 0 | 0 | 0 | 0 | 0 | 0 | 0 | 0 | 0 | 0 | 0 | 0 | 0 | 0 | 0 | 0 | 0 | 0 | 0 | 0 | 0 | 0 | 0 | 0 | 0 | 0 | 0 | 0 | 0 | 0 | 0 | 0 | 0 | 0 | 0 | 0 | 0 | 0
2040 | 5753 | 1237 | 1617 | 0 | 1702 | 0 | 0 | 1197 | 0 | 0 | 0 | 0 | 0 | 0 | 0 | 0 | 0 | 0 | 0 | 0 | 0 | 0 | 0 | 0 | 0 | 0 | 0 | 0 | 0 | 0 | 0 | 0 | 0 | 0 | 0 | 0 | 0 | 0 | 0 | 0 | 0 | 0 | 0 | 0 | 0 | 0 | 0 | 0 | 0 | 0 | 0 | 0 | 0 | 0 | 0 | 0 | 0 | 0
2041 | 5753 | 1237 | 1617 | 0 | 1702 | 0 | 0 | 1197 | 0 | 0 | 0 | 0 | 0 | 0 | 0 | 0 | 0 | 0 | 0 | 0 | 0 | 0 | 0 | 0 | 0 | 0 | 0 | 0 | 0 | 0 | 0 | 0 | 0 | 0 | 0 | 0 | 0 | 0 | 0 | 0 | 0 | 0 | 0 | 0 | 0 | 0 | 0 | 0 | 0 | 0 | 0 | 0 | 0 | 0 | 0 | 0 | 0 | 0
2042 | 5753 | 1237 | 1617 | 0 | 1702 | 0 | 0 | 1197 | 0 | 0 | 0 | 0 | 0 | 0 | 0 | 0 | 0 | 0 | 0 | 0 | 0 | 0 | 0 | 0 | 0 | 0 | 0 | 0 | 0 | 0 | 0 | 0 | 0 | 0 | 0 | 0 | 0 | 0 | 0 | 0 | 0 | 0 | 0 | 0 | 0 | 0 | 0 | 0 | 0 | 0 | 0 | 0 | 0 | 0 | 0 | 0 | 0 | 0
2043 | 5753 | 1237 | 1617 | 0 | 1702 | 0 | 0 | 1197 | 0 | 0 | 0 | 0 | 0 | 0 | 0 | 0 | 0 | 0 | 0 | 0 | 0 | 0 | 0 | 0 | 0 | 0 | 0 | 0 | 0 | 0 | 0 | 0 | 0 | 0 | 0 | 0 | 0 | 0 | 0 | 0 | 0 | 0 | 0 | 0 | 0 | 0 | 0 | 0 | 0 | 0 | 0 | 0 | 0 | 0 | 0 | 0 | 0 | 0
2044 | 5753 | 1237 | 1617 | 0 | 1702 | 0 | 0 | 1197 | 0 | 0 | 0 | 0 | 0 | 0 | 0 | 0 | 0 | 0 | 0 | 0 | 0 | 0 | 0 | 0 | 0 | 0 | 0 | 0 | 0 | 0 | 0 | 0 | 0 | 0 | 0 | 0 | 0 | 0 | 0 | 0 | 0 | 0 | 0 | 0 | 0 | 0 | 0 | 0 | 0 | 0 | 0 | 0 | 0 | 0 | 0 | 0 | 0 | 0
2045 | 5753 | 1237 | 1617 | 0 | 1702 | 0 | 0 | 1197 | 0 | 0 | 0 | 0 | 0 | 0 | 0 | 0 | 0 | 0 | 0 | 0 | 0 | 0 | 0 | 0 | 0 | 0 | 0 | 0 | 0 | 0 | 0 | 0 | 0 | 0 | 0 | 0 | 0 | 0 | 0 | 0 | 0 | 0 | 0 | 0 | 0 | 0 | 0 | 0 | 0 | 0 | 0 | 0 | 0 | 0 | 0 | 0 | 0 | 0
2046 | 5753 | 1237 | 1617 | 0 | 1702 | 0 | 0 | 1197 | 0 | 0 | 0 | 0 | 0 | 0 | 0 | 0 | 0 | 0 | 0 | 0 | 0 | 0 | 0 | 0 | 0 | 0 | 0 | 0 | 0 | 0 | 0 | 0 | 0 | 0 | 0 | 0 | 0 | 0 | 0 | 0 | 0 | 0 | 0 | 0 | 0 | 0 | 0 | 0 | 0 | 0 | 0 | 0 | 0 | 0 | 0 | 0 | 0 | 0
2047 | 5753 | 1237 | 1617 | 0 | 1702 | 0 | 0 | 1197 | 0 | 0 | 0 | 0 | 0 | 0 | 0 | 0 | 0 | 0 | 0 | 0 | 0 | 0 | 0 | 0 | 0 | 0 | 0 | 0 | 0 | 0 | 0 | 0 | 0 | 0 | 0 | 0 | 0 | 0 | 0 | 0 | 0 | 0 | 0 | 0 | 0 | 0 | 0 | 0 | 0 | 0 | 0 | 0 | 0 | 0 | 0 | 0 | 0 | 0
2048 | 5753 | 1237 | 1617 | 0 | 1702 | 0 | 0 | 1197 | 0 | 0 | 0 | 0 | 0 | 0 | 0 | 0 | 0 | 0 | 0 | 0 | 0 | 0 | 0 | 0 | 0 | 0 | 0 | 0 | 0 | 0 | 0 | 0 | 0 | 0 | 0 | 0 | 0 | 0 | 0 | 0 | 0 | 0 | 0 | 0 | 0 | 0 | 0 | 0 | 0 | 0 | 0 | 0 | 0 | 0 | 0 | 0 | 0 | 0
2049 | 5753 | 1237 | 1617 | 0 | 1702 | 0 | 0 | 1197 | 0 | 0 | 0 | 0 | 0 | 0 | 0 | 0 | 0 | 0 | 0 | 0 | 0 | 0 | 0 | 0 | 0 | 0 | 0 | 0 | 0 | 0 | 0 | 0 | 0 | 0 | 0 | 0 | 0 | 0 | 0 | 0 | 0 | 0 | 0 | 0 | 0 | 0 | 0 | 0 | 0 | 0 | 0 | 0 | 0 | 0 | 0 | 0 | 0 | 0
2050 | 5753 | 1237 | 1617 | 0 | 1702 | 0 | 0 | 1197 | 0 | 0 | 0 | 0 | 0 | 0 | 0 | 0 | 0 | 0 | 0 | 0 | 0 | 0 | 0 | 0 | 0 | 0 | 0 | 0 | 0 | 0 | 0 | 0 | 0 | 0 | 0 | 0 | 0 | 0 | 0 | 0 | 0 | 0 | 0 | 0 | 0 | 0 | 0 | 0 | 0 | 0 | 0 | 0 | 0 | 0 | 0 | 0 | 0 | 0
2051 | 5753 | 1237 | 1617 | 0 | 1702 | 0 | 0 | 1197 | 0 | 0 | 0 | 0 | 0 | 0 | 0 | 0 | 0 | 0 | 0 | 0 | 0 | 0 | 0 | 0 | 0 | 0 | 0 | 0 | 0 | 0 | 0 | 0 | 0 | 0 | 0 | 0 | 0 | 0 | 0 | 0 | 0 | 0 | 0 | 0 | 0 | 0 | 0 | 0 | 0 | 0 | 0 | 0 | 0 | 0 | 0 | 0 | 0 | 0
2052 | 5753 | 1237 | 1617 | 0 | 1702 | 0 | 0 | 1197 | 0 | 0 | 0 | 0 | 0 | 0 | 0 | 0 | 0 | 0 | 0 | 0 | 0 | 0 | 0 | 0 | 0 | 0 | 0 | 0 | 0 | 0 | 0 | 0 | 0 | 0 | 0 | 0 | 0 | 0 | 0 | 0 | 0 | 0 | 0 | 0 | 0 | 0 | 0 | 0 | 0 | 0 | 0 | 0 | 0 | 0 | 0 | 0 | 0 | 0
2053 | 5753 | 1237 | 1617 | 0 | 1702 | 0 | 0 | 1197 | 0 | 0 | 0 | 0 | 0 | 0 | 0 | 0 | 0 | 0 | 0 | 0 | 0 | 0 | 0 | 0 | 0 | 0 | 0 | 0 | 0 | 0 | 0 | 0 | 0 | 0 | 0 | 0 | 0 | 0 | 0 | 0 | 0 | 0 | 0 | 0 | 0 | 0 | 0 | 0 | 0 | 0 | 0 | 0 | 0 | 0 | 0 | 0 | 0 | 0
2054 | 5753 | 1237 | 1617 | 0 | 1702 | 0 | 0 | 1197 | 0 | 0 | 0 | 0 | 0 | 0 | 0 | 0 | 0 | 0 | 0 | 0 | 0 | 0 | 0 | 0 | 0 | 0 | 0 | 0 | 0 | 0 | 0 | 0 | 0 | 0 | 0 | 0 | 0 | 0 | 0 | 0 | 0 | 0 | 0 | 0 | 0 | 0 | 0 | 0 | 0 | 0 | 0 | 0 | 0 | 0 | 0 | 0 | 0 | 0
2055 | 5753 | 1237 | 1617 | 0 | 1702 | 0 | 0 | 1197 | 0 | 0 | 0 | 0 | 0 | 0 | 0 | 0 | 0 | 0 | 0 | 0 | 0 | 0 | 0 | 0 | 0 | 0 | 0 | 0 | 0 | 0 | 0 | 0 | 0 | 0 | 0 | 0 | 0 | 0 | 0 | 0 | 0 | 0 | 0 | 0 | 0 | 0 | 0 | 0 | 0 | 0 | 0 | 0 | 0 | 0 | 0 | 0 | 0 | 0
2056 | 5753 | 1237 | 1617 | 0 | 1702 | 0 | 0 | 1197 | 0 | 0 | 0 | 0 | 0 | 0 | 0 | 0 | 0 | 0 | 0 | 0 | 0 | 0 | 0 | 0 | 0 | 0 | 0 | 0 | 0 | 0 | 0 | 0 | 0 | 0 | 0 | 0 | 0 | 0 | 0 | 0 | 0 | 0 | 0 | 0 | 0 | 0 | 0 | 0 | 0 | 0 | 0 | 0 | 0 | 0 | 0 | 0 | 0 | 0
2057 | 5753 | 1237 | 1617 | 0 | 1702 | 0 | 0 | 1197 | 0 | 0 | 0 | 0 | 0 | 0 | 0 | 0 | 0 | 0 | 0 | 0 | 0 | 0 | 0 | 0 | 0 | 0 | 0 | 0 | 0 | 0 | 0 | 0 | 0 | 0 | 0 | 0 | 0 | 0 | 0 | 0 | 0 | 0 | 0 | 0 | 0 | 0 | 0 | 0 | 0 | 0 | 0 | 0 | 0 | 0 | 0 | 0 | 0 | 0
2058 | 5753 | 1237 | 1617 | 0 | 1702 | 0 | 0 | 1197 | 0 | 0 | 0 | 0 | 0 | 0 | 0 | 0 | 0 | 0 | 0 | 0 | 0 | 0 | 0 | 0 | 0 | 0 | 0 | 0 | 0 | 0 | 0 | 0 | 0 | 0 | 0 | 0 | 0 | 0 | 0 | 0 | 0 | 0 | 0 | 0 | 0 | 0 | 0 | 0 | 0 | 0 | 0 | 0 | 0 | 0 | 0 | 0 | 0 | 0
2059 | 5753 | 1237 | 1617 | 0 | 1702 | 0 | 0 | 1197 | 0 | 0 | 0 | 0 | 0 | 0 | 0 | 0 | 0 | 0 | 0 | 0 | 0 | 0 | 0 | 0 | 0 | 0 | 0 | 0 | 0 | 0 | 0 | 0 | 0 | 0 | 0 | 0 | 0 | 0 | 0 | 0 | 0 | 0 | 0 | 0 | 0 | 0 | 0 | 0 | 0 | 0 | 0 | 0 | 0 | 0 | 0 | 0 | 0 | 0
2060 | 5753 | 1237 | 1617 | 0 | 1702 | 0 | 0 | 1197 | 0 | 0 | 0 | 0 | 0 | 0 | 0 | 0 | 0 | 0 | 0 | 0 | 0 | 0 | 0 | 0 | 0 | 0 | 0 | 0 | 0 | 0 | 0 | 0 | 0 | 0 | 0 | 0 | 0 | 0 | 0 | 0 | 0 | 0 | 0 | 0 | 0 | 0 | 0 | 0 | 0 | 0 | 0 | 0 | 0 | 0 | 0 | 0 | 0 | 0
2061 | 5753 | 1237 | 1617 | 0 | 1702 | 0 | 0 | 1197 | 0 | 0 | 0 | 0 | 0 | 0 | 0 | 0 | 0 | 0 | 0 | 0 | 0 | 0 | 0 | 0 | 0 | 0 | 0 | 0 | 0 | 0 | 0 | 0 | 0 | 0 | 0 | 0 | 0 | 0 | 0 | 0 | 0 | 0 | 0 | 0 | 0 | 0 | 0 | 0 | 0 | 0 | 0 | 0 | 0 | 0 | 0 | 0 | 0 | 0
2062 | 5753 | 1237 | 1617 | 0 | 1702 | 0 | 0 | 1197 | 0 | 0 | 0 | 0 | 0 | 0 | 0 | 0 | 0 | 0 | 0 | 0 | 0 | 0 | 0 | 0 | 0 | 0 | 0 | 0 | 0 | 0 | 0 | 0 | 0 | 0 | 0 | 0 | 0 | 0 | 0 | 0 | 0 | 0 | 0 | 0 | 0 | 0 | 0 | 0 | 0 | 0 | 0 | 0 | 0 | 0 | 0 | 0 | 0 | 0
2063 | 5753 | 1237 | 1617 | 0 | 1702 | 0 | 0 | 1197 | 0 | 0 | 0 | 0 | 0 | 0 | 0 | 0 | 0 | 0 | 0 | 0 | 0 | 0 | 0 | 0 | 0 | 0 | 0 | 0 | 0 | 0 | 0 | 0 | 0 | 0 | 0 | 0 | 0 | 0 | 0 | 0 | 0 | 0 | 0 | 0 | 0 | 0 | 0 | 0 | 0 | 0 | 0 | 0 | 0 | 0 | 0 | 0 | 0 | 0
2064 | 5753 | 1237 | 1617 | 0 | 1702 | 0 | 0 | 1197 | 0 | 0 | 0 | 0 | 0 | 0 | 0 | 0 | 0 | 0 | 0 | 0 | 0 | 0 | 0 | 0 | 0 | 0 | 0 | 0 | 0 | 0 | 0 | 0 | 0 | 0 | 0 | 0 | 0 | 0 | 0 | 0 | 0 | 0 | 0 | 0 | 0 | 0 | 0 | 0 | 0 | 0 | 0 | 0 | 0 | 0 | 0 | 0 | 0 | 0
2065 | 5753 | 1237 | 1617 | 0 | 1702 | 0 | 0 | 1197 | 0 | 0 | 0 | 0 | 0 | 0 | 0 | 0 | 0 | 0 | 0 | 0 | 0 | 0 | 0 | 0 | 0 | 0 | 0 | 0 | 0 | 0 | 0 | 0 | 0 | 0 | 0 | 0 | 0 | 0 | 0 | 0 | 0 | 0 | 0 | 0 | 0 | 0 | 0 | 0 | 0 | 0 | 0 | 0 | 0 | 0 | 0 | 0 | 0 | 0

## Equalizing & Small Filler Calc
2016 TYSP Update (ICL retired, only 60 MW ECOGEN, OCEC increase in MWs, and TP6 & 7 delayed to 2031 & 2032)
SUMMER
| Eq Filler Size | 0 | [5 empty] | Was there a need in eq. filler input year? | 34
Annual # of Small Fillers Added | Cumulative Number of Small Fillers Added | Year | Total New Unit MW | Need (MW) After Large Filler Addition(s) | Size of Excess Need in Equalizaing Filler Year, if any | Checking for Equilizing Filler (MW) |  | Equalizing Filler (MW) | Need (MW) After Large Filler Addition(s) + Eq. Filler | Small Filler(s) Addition (MW) | Need (MW) After Large Filler Addition(s) + Eq. Filler + Small Filler(s) | 2031
0 | 0 | 2016 |  | -445.3648 | 0 | 0 |  | 0 | -445.3648 | 0 | -445.3648 | 0
0 | 0 | 2017 |  | -0.47004 | 0 | 0 |  | 0 | -0.47004 | 0 | -0.47004 | 0
0 | 0 | 2018 |  | -0.25608 | 0 | 0 |  | 0 | -0.25608 | 0 | -0.25608 | 0
0 | 0 | 2019 |  | -682.2714 | 0 | 0 |  | 0 | -682.2714 | 0 | -682.2714 | 0
0 | 0 | 2020 |  | 218.4617 | 0 | 0 |  | 0 | 218.4617 | 0 | 218.4617 | 0
0 | 0 | 2021 |  | 54.4224 | 0 | 0 |  | 0 | 54.4224 | 0 | 54.4224 | 0
0 | 0 | 2022 |  | -1067.6558 | 0 | 0 |  | 0 | -1067.6558 | 0 | -1067.6558 | 0
0 | 0 | 2023 |  | -742.9035 | 0 | 0 |  | 0 | -742.9035 | 0 | -742.9035 | 0
0 | 0 | 2024 |  | -358.0325 | 0 | 0 |  | 0 | -358.0325 | 0 | -358.0325 | 0
0 | 0 | 2025 |  | -0.8876 | 0 | 0 |  | 0 | -0.8876 | 0 | -0.8876 | 0
0 | 0 | 2026 |  | -1127.4881 | 0 | 0 |  | 0 | -1127.4881 | 0 | -1127.4881 | 0
0 | 0 | 2027 |  | -463.8745 | 0 | 0 |  | 0 | -463.8745 | 0 | -463.8745 | 0
0 | 0 | 2028 |  | -0.69484 | 0 | 0 |  | 0 | -0.69484 | 0 | -0.69484 | 0
0 | 0 | 2029 |  | -955.8802 | 0 | 0 |  | 0 | -955.8802 | 0 | -955.8802 | 0
0 | 0 | 2030 |  | -301.041 | 0 | 0 |  | 0 | -301.041 | 0 | -301.041 | 0
0 | 0 | 2031 |  | 0 | 0 | 0 |  | 0 | 0 | 0 | 0 | 2031
0 | 0 | 2032 |  | -298.8609 | 0 | 0 | + | 0 | -298.8609 | 0 | -298.8609 | 0
0 | 0 | 2033 |  | -616.04 | 0 | 0 | + | 0 | -616.04 | 0 | -616.04 | 0
0 | 0 | 2034 |  | -800.0731 | 0 | 0 | + | 0 | -800.0731 | 0 | -800.0731 | 0
0 | 0 | 2035 |  | -211.599 | 0 | 0 | + | 0 | -211.599 | 0 | -211.599 | 0
0 | 0 | 2036 |  | -399.4439 | 0 | 0 | + | 0 | -399.4439 | 0 | -399.4439 | 0
0 | 0 | 2037 |  | -722.6423 | 0 | 0 | + | 0 | -722.6423 | 0 | -722.6423 | 0
0 | 0 | 2038 |  | -149.8191 | 0 | 0 | + | 0 | -149.8191 | 0 | -149.8191 | 0
0 | 0 | 2039 |  | -451.0011 | 0 | 0 | + | 0 | -451.0011 | 0 | -451.0011 | 0
0 | 0 | 2040 |  | -742.4939 | 0 | 0 | + | 0 | -742.4939 | 0 | -742.4939 | 0
0 | 0 | 2041 |  | -271.3528 | 0 | 0 | + | 0 | -271.3528 | 0 | -271.3528 | 0
0 | 0 | 2042 |  | -674.8828 | 0 | 0 | + | 0 | -674.8828 | 0 | -674.8828 | 0
0 | 0 | 2043 |  | -237.5826 | 0 | 0 | + | 0 | -237.5826 | 0 | -237.5826 | 0
0 | 0 | 2044 |  | -639.4508 | 0 | 0 | + | 0 | -639.4508 | 0 | -639.4508 | 0
0 | 0 | 2045 |  | -164.986 | 0 | 0 | + | 0 | -164.986 | 0 | -164.986 | 0
0 | 0 | 2046 |  | -565.1871 | 0 | 0 | + | 0 | -565.1871 | 0 | -565.1871 | 0
0 | 0 | 2047 |  | -89.0526 | 0 | 0 | + | 0 | -89.0526 | 0 | -89.0526 | 0
0 | 0 | 2048 |  | -487.5812 | 0 | 0 | + | 0 | -487.5812 | 0 | -487.5812 | 0
0 | 0 | 2049 |  | -9.7716 | 0 | 0 | + | 0 | -9.7716 | 0 | -9.7716 | 0
0 | 0 | 2050 |  | -346.6225 | 0 | 0 | + | 0 | -346.6225 | 0 | -346.6225 | 0
0 | 0 | 2051 |  | -742.6324 | 0 | 0 | + | 0 | -742.6324 | 0 | -742.6324 | 0
0 | 0 | 2052 |  | -262.3001 | 0 | 0 | + | 0 | -262.3001 | 0 | -262.3001 | 0
0 | 0 | 2053 |  | -663.1815 | 0 | 0 | + | 0 | -663.1815 | 0 | -663.1815 | 0
0 | 0 | 2054 |  | -187.7555 | 0 | 0 | + | 0 | -187.7555 | 0 | -187.7555 | 0
0 | 0 | 2055 |  | -587.0208 | 0 | 0 | + | 0 | -587.0208 | 0 | -587.0208 | 0
0 | 0 | 2056 |  | -109.9764 | 0 | 0 | + | 0 | -109.9764 | 0 | -109.9764 | 0
0 | 0 | 2057 |  | -507.6212 | 0 | 0 | + | 0 | -507.6212 | 0 | -507.6212 | 0
0 | 0 | 2058 |  | -28.954 | 0 | 0 | + | 0 | -28.954 | 0 | -28.954 | 0
0 | 0 | 2059 |  | -424.9736 | 0 | 0 | + | 0 | -424.9736 | 0 | -424.9736 | 0
0 | 0 | 2060 |  | -820.179 | 0 | 0 | + | 0 | -820.179 | 0 | -820.179 | 0
0 | 0 | 2061 |  | -339.0689 | 0 | 0 | + | 0 | -339.0689 | 0 | -339.0689 | 0
0 | 0 | 2062 |  | -732.6423 | 0 | 0 | + | 0 | -732.6423 | 0 | -732.6423 | 0
0 | 0 | 2063 |  | -249.898 | 0 | 0 | + | 0 | -249.898 | 0 | -249.898 | 0
0 | 0 | 2064 |  | -638.1966 | 0 | 0 | + | 0 | -638.1966 | 0 | -638.1966 | 0
0 | 0 | 2065 |  | -206.4966 | 0 | 0 | + | 0 | -206.4966 | 0 | -206.4966 | 0

## Large Filler Calculations
0
Calculation of Large Filler Unit additions
[9 empty] | After Addition |  | After Addition |  | After Addition |  | After Addition |  | After Addition |  | After Addition |  | After Addition |  | After Addition |  | After Addition |  | After Addition |  | After Addition |  | After Addition |  | After Addition |  | After Addition |  | After Addition |  | After Addition |  | After Addition |  | After Addition |  | After Addition
Annual # of Large Fillers Added | # Large Filler(s) Added | Large Filler(s) (MW) | PPA (MW) | Year | Total New Unit MW | Need (MW) | Need For Years of Large Filler Additions | Large Filler(s) Added + PPA, if needed | Need For Years of Large Filler Additions | Large Filler(s) Added + PPA, if needed | Need For Years of Large Filler Additions | Large Filler(s) Added + PPA, if needed | Need For Years of Large Filler Additions | Large Filler(s) Added + PPA, if needed | Need For Years of Large Filler Additions | Large Filler(s) Added + PPA, if needed | Need For Years of Large Filler Additions | Large Filler(s) Added + PPA, if needed | Need For Years of Large Filler Additions | Large Filler(s) Added + PPA, if needed | Need For Years of Large Filler Additions | Large Filler(s) Added + PPA, if needed | Need For Years of Large Filler Additions | Large Filler(s) Added + PPA, if needed | Need For Years of Large Filler Additions | Large Filler(s) Added + PPA, if needed | Need For Years of Large Filler Additions | Large Filler(s) Added + PPA, if needed | Need For Years of Large Filler Additions | Large Filler(s) Added + PPA, if needed | Need For Years of Large Filler Additions | Large Filler(s) Added + PPA, if needed | Need For Years of Large Filler Additions | Large Filler(s) Added + PPA, if needed | Need For Years of Large Filler Additions | Large Filler(s) Added + PPA, if needed | Need For Years of Large Filler Additions | Large Filler(s) Added + PPA, if needed | Need For Years of Large Filler Additions | Large Filler(s) Added + PPA, if needed | Need For Years of Large Filler Additions | Large Filler(s) Added + PPA, if needed | Need For Years of Large Filler Additions | Large Filler(s) Added + PPA, if needed | Need For Years of Large Filler Additions
0 | 0 | 0 | 0 | 2016 | 0 | -445.3648 | 0 | 0 | 0 | 0 | 0 | 0 | 0 | 0 | 0 | 0 | 0 | 0 | 0 | 0 | 0 | 0 | 0 | 0 | 0 | 0 | 0 | 0 | 0 | 0 | 0 | 0 | 0 | 0 | 0 | 0 | 0 | 0 | 0 | 0 | 0 | 0 | 0 | 0 | 0
0 | 0 | 0 | 0 | 2017 | 0 | -0.47004 | 0 | 0 | 0 | 0 | 0 | 0 | 0 | 0 | 0 | 0 | 0 | 0 | 0 | 0 | 0 | 0 | 0 | 0 | 0 | 0 | 0 | 0 | 0 | 0 | 0 | 0 | 0 | 0 | 0 | 0 | 0 | 0 | 0 | 0 | 0 | 0 | 0 | 0 | 0
0 | 0 | 0 | 0 | 2018 | 0 | -0.25608 | 0 | 0 | 0 | 0 | 0 | 0 | 0 | 0 | 0 | 0 | 0 | 0 | 0 | 0 | 0 | 0 | 0 | 0 | 0 | 0 | 0 | 0 | 0 | 0 | 0 | 0 | 0 | 0 | 0 | 0 | 0 | 0 | 0 | 0 | 0 | 0 | 0 | 0 | 0
0 | 0 | 0 | 0 | 2019 | 0 | -682.2714 | 0 | 0 | 0 | 0 | 0 | 0 | 0 | 0 | 0 | 0 | 0 | 0 | 0 | 0 | 0 | 0 | 0 | 0 | 0 | 0 | 0 | 0 | 0 | 0 | 0 | 0 | 0 | 0 | 0 | 0 | 0 | 0 | 0 | 0 | 0 | 0 | 0 | 0 | 0
0 | 0 | 0 | 0 | 2020 | 0 | 218.4617 | 0 | 0 | 0 | 0 | 0 | 0 | 0 | 0 | 0 | 0 | 0 | 0 | 0 | 0 | 0 | 0 | 0 | 0 | 0 | 0 | 0 | 0 | 0 | 0 | 0 | 0 | 0 | 0 | 0 | 0 | 0 | 0 | 0 | 0 | 0 | 0 | 0 | 0 | 0
0 | 0 | 0 | 0 | 2021 | 0 | 54.4224 | 0 | 0 | 0 | 0 | 0 | 0 | 0 | 0 | 0 | 0 | 0 | 0 | 0 | 0 | 0 | 0 | 0 | 0 | 0 | 0 | 0 | 0 | 0 | 0 | 0 | 0 | 0 | 0 | 0 | 0 | 0 | 0 | 0 | 0 | 0 | 0 | 0 | 0 | 0
0 | 0 | 0 | 0 | 2022 | 0 | -1067.6558 | 0 | 0 | 0 | 0 | 0 | 0 | 0 | 0 | 0 | 0 | 0 | 0 | 0 | 0 | 0 | 0 | 0 | 0 | 0 | 0 | 0 | 0 | 0 | 0 | 0 | 0 | 0 | 0 | 0 | 0 | 0 | 0 | 0 | 0 | 0 | 0 | 0 | 0 | 0
0 | 0 | 0 | 0 | 2023 | 0 | -742.9035 | 0 | 0 | 0 | 0 | 0 | 0 | 0 | 0 | 0 | 0 | 0 | 0 | 0 | 0 | 0 | 0 | 0 | 0 | 0 | 0 | 0 | 0 | 0 | 0 | 0 | 0 | 0 | 0 | 0 | 0 | 0 | 0 | 0 | 0 | 0 | 0 | 0 | 0 | 0
0 | 0 | 0 | 0 | 2024 | 0 | -358.0325 | 0 | 0 | 0 | 0 | 0 | 0 | 0 | 0 | 0 | 0 | 0 | 0 | 0 | 0 | 0 | 0 | 0 | 0 | 0 | 0 | 0 | 0 | 0 | 0 | 0 | 0 | 0 | 0 | 0 | 0 | 0 | 0 | 0 | 0 | 0 | 0 | 0 | 0 | 0
0 | 0 | 0 | 0 | 2025 | 0 | -0.8876 | -0.8876 | 0 | 0 | 0 | 0 | 0 | 0 | 0 | 0 | 0 | 0 | 0 | 0 | 0 | 0 | 0 | 0 | 0 | 0 | 0 | 0 | 0 | 0 | 0 | 0 | 0 | 0 | 0 | 0 | 0 | 0 | 0 | 0 | 0 | 0 | 0 | 0 | 0 | 0
0 | 0 | 0 | 0 | 2026 | 0 | -1127.4881 | -1127.4881 | 0 | 0 | 0 | 0 | 0 | 0 | 0 | 0 | 0 | 0 | 0 | 0 | 0 | 0 | 0 | 0 | 0 | 0 | 0 | 0 | 0 | 0 | 0 | 0 | 0 | 0 | 0 | 0 | 0 | 0 | 0 | 0 | 0 | 0 | 0 | 0 | 0 | 0
0 | 0 | 0 | 0 | 2027 | 0 | -463.8745 | -463.8745 | 0 | 0 | 0 | 0 | 0 | 0 | 0 | 0 | 0 | 0 | 0 | 0 | 0 | 0 | 0 | 0 | 0 | 0 | 0 | 0 | 0 | 0 | 0 | 0 | 0 | 0 | 0 | 0 | 0 | 0 | 0 | 0 | 0 | 0 | 0 | 0 | 0 | 0
0 | 0 | 0 | 0 | 2028 | 0 | -0.69484 | -0.69484 | 0 | 0 | 0 | 0 | 0 | 0 | 0 | 0 | 0 | 0 | 0 | 0 | 0 | 0 | 0 | 0 | 0 | 0 | 0 | 0 | 0 | 0 | 0 | 0 | 0 | 0 | 0 | 0 | 0 | 0 | 0 | 0 | 0 | 0 | 0 | 0 | 0 | 0
0 | 0 | 0 | 0 | 2029 | 0 | -955.8802 | -955.8802 | 0 | 0 | 0 | 0 | 0 | 0 | 0 | 0 | 0 | 0 | 0 | 0 | 0 | 0 | 0 | 0 | 0 | 0 | 0 | 0 | 0 | 0 | 0 | 0 | 0 | 0 | 0 | 0 | 0 | 0 | 0 | 0 | 0 | 0 | 0 | 0 | 0 | 0
0 | 0 | 0 | 0 | 2030 | 0 | -301.041 | -301.041 | 0 | 0 | 0 | 0 | 0 | 0 | 0 | 0 | 0 | 0 | 0 | 0 | 0 | 0 | 0 | 0 | 0 | 0 | 0 | 0 | 0 | 0 | 0 | 0 | 0 | 0 | 0 | 0 | 0 | 0 | 0 | 0 | 0 | 0 | 0 | 0 | 0 | 0
0 | 0 | 0 | 0 | 2031 | 0 | 0 | 0 | 0 | 0 | 0 | 0 | 0 | 0 | 0 | 0 | 0 | 0 | 0 | 0 | 0 | 0 | 0 | 0 | 0 | 0 | 0 | 0 | 0 | 0 | 0 | 0 | 0 | 0 | 0 | 0 | 0 | 0 | 0 | 0 | 0 | 0 | 0 | 0 | 0 | 0
0 | 0 | 0 | 0 | 2032 | 0 | -298.8609 | 0 | 0 | 0 | 0 | 0 | 0 | 0 | 0 | 0 | 0 | 0 | 0 | 0 | 0 | 0 | 0 | 0 | 0 | 0 | 0 | 0 | 0 | 0 | 0 | 0 | 0 | 0 | 0 | 0 | 0 | 0 | 0 | 0 | 0 | 0 | 0 | 0 | 0 | 0
0 | 0 | 0 | 0 | 2033 | 0 | -616.04 | 0 | 0 | 0 | 0 | 0 | 0 | 0 | 0 | 0 | 0 | 0 | 0 | 0 | 0 | 0 | 0 | 0 | 0 | 0 | 0 | 0 | 0 | 0 | 0 | 0 | 0 | 0 | 0 | 0 | 0 | 0 | 0 | 0 | 0 | 0 | 0 | 0 | 0 | 0
0 | 0 | 0 | 0 | 2034 | 0 | -800.0731 | 0 | 0 | 0 | 0 | 0 | 0 | 0 | 0 | 0 | 0 | 0 | 0 | 0 | 0 | 0 | 0 | 0 | 0 | 0 | 0 | 0 | 0 | 0 | 0 | 0 | 0 | 0 | 0 | 0 | 0 | 0 | 0 | 0 | 0 | 0 | 0 | 0 | 0 | 0
0 | 0 | 0 | 0 | 2035 | 0 | -211.599 | 0 | 0 | 0 | 0 | 0 | 0 | 0 | 0 | 0 | 0 | 0 | 0 | 0 | 0 | 0 | 0 | 0 | 0 | 0 | 0 | 0 | 0 | 0 | 0 | 0 | 0 | 0 | 0 | 0 | 0 | 0 | 0 | 0 | 0 | 0 | 0 | 0 | 0 | 0
0 | 0 | 0 | 0 | 2036 | 0 | -399.4439 | 0 | 0 | 0 | 0 | 0 | 0 | 0 | 0 | 0 | 0 | 0 | 0 | 0 | 0 | 0 | 0 | 0 | 0 | 0 | 0 | 0 | 0 | 0 | 0 | 0 | 0 | 0 | 0 | 0 | 0 | 0 | 0 | 0 | 0 | 0 | 0 | 0 | 0 | 0
0 | 0 | 0 | 0 | 2037 | 0 | -722.6423 | 0 | 0 | 0 | 0 | 0 | 0 | 0 | 0 | 0 | 0 | 0 | 0 | 0 | 0 | 0 | 0 | 0 | 0 | 0 | 0 | 0 | 0 | 0 | 0 | 0 | 0 | 0 | 0 | 0 | 0 | 0 | 0 | 0 | 0 | 0 | 0 | 0 | 0 | 0
0 | 0 | 0 | 0 | 2038 | 0 | -149.8191 | 0 | 0 | 0 | 0 | 0 | 0 | 0 | 0 | 0 | 0 | 0 | 0 | 0 | 0 | 0 | 0 | 0 | 0 | 0 | 0 | 0 | 0 | 0 | 0 | 0 | 0 | 0 | 0 | 0 | 0 | 0 | 0 | 0 | 0 | 0 | 0 | 0 | 0 | 0
0 | 0 | 0 | 0 | 2039 | 0 | -451.0011 | 0 | 0 | 0 | 0 | 0 | 0 | 0 | 0 | 0 | 0 | 0 | 0 | 0 | 0 | 0 | 0 | 0 | 0 | 0 | 0 | 0 | 0 | 0 | 0 | 0 | 0 | 0 | 0 | 0 | 0 | 0 | 0 | 0 | 0 | 0 | 0 | 0 | 0 | 0
0 | 0 | 0 | 0 | 2040 | 0 | -742.4939 | 0 | 0 | 0 | 0 | 0 | 0 | 0 | 0 | 0 | 0 | 0 | 0 | 0 | 0 | 0 | 0 | 0 | 0 | 0 | 0 | 0 | 0 | 0 | 0 | 0 | 0 | 0 | 0 | 0 | 0 | 0 | 0 | 0 | 0 | 0 | 0 | 0 | 0 | 0
0 | 0 | 0 | 0 | 2041 | 0 | -271.3528 | 0 | 0 | 0 | 0 | 0 | 0 | 0 | 0 | 0 | 0 | 0 | 0 | 0 | 0 | 0 | 0 | 0 | 0 | 0 | 0 | 0 | 0 | 0 | 0 | 0 | 0 | 0 | 0 | 0 | 0 | 0 | 0 | 0 | 0 | 0 | 0 | 0 | 0 | 0
0 | 0 | 0 | 0 | 2042 | 0 | -674.8828 | 0 | 0 | 0 | 0 | 0 | 0 | 0 | 0 | 0 | 0 | 0 | 0 | 0 | 0 | 0 | 0 | 0 | 0 | 0 | 0 | 0 | 0 | 0 | 0 | 0 | 0 | 0 | 0 | 0 | 0 | 0 | 0 | 0 | 0 | 0 | 0 | 0 | 0 | 0
0 | 0 | 0 | 0 | 2043 | 0 | -237.5826 | 0 | 0 | 0 | 0 | 0 | 0 | 0 | 0 | 0 | 0 | 0 | 0 | 0 | 0 | 0 | 0 | 0 | 0 | 0 | 0 | 0 | 0 | 0 | 0 | 0 | 0 | 0 | 0 | 0 | 0 | 0 | 0 | 0 | 0 | 0 | 0 | 0 | 0 | 0
0 | 0 | 0 | 0 | 2044 | 0 | -639.4508 | 0 | 0 | 0 | 0 | 0 | 0 | 0 | 0 | 0 | 0 | 0 | 0 | 0 | 0 | 0 | 0 | 0 | 0 | 0 | 0 | 0 | 0 | 0 | 0 | 0 | 0 | 0 | 0 | 0 | 0 | 0 | 0 | 0 | 0 | 0 | 0 | 0 | 0 | 0
0 | 0 | 0 | 0 | 2045 | 0 | -164.986 | 0 | 0 | 0 | 0 | 0 | 0 | 0 | 0 | 0 | 0 | 0 | 0 | 0 | 0 | 0 | 0 | 0 | 0 | 0 | 0 | 0 | 0 | 0 | 0 | 0 | 0 | 0 | 0 | 0 | 0 | 0 | 0 | 0 | 0 | 0 | 0 | 0 | 0 | 0
0 | 0 | 0 | 0 | 2046 | 0 | -565.1871 | 0 | 0 | 0 | 0 | 0 | 0 | 0 | 0 | 0 | 0 | 0 | 0 | 0 | 0 | 0 | 0 | 0 | 0 | 0 | 0 | 0 | 0 | 0 | 0 | 0 | 0 | 0 | 0 | 0 | 0 | 0 | 0 | 0 | 0 | 0 | 0 | 0 | 0 | 0
0 | 0 | 0 | 0 | 2047 | 0 | -89.0526 | 0 | 0 | 0 | 0 | 0 | 0 | 0 | 0 | 0 | 0 | 0 | 0 | 0 | 0 | 0 | 0 | 0 | 0 | 0 | 0 | 0 | 0 | 0 | 0 | 0 | 0 | 0 | 0 | 0 | 0 | 0 | 0 | 0 | 0 | 0 | 0 | 0 | 0 | 0
0 | 0 | 0 | 0 | 2048 | 0 | -487.5812 | 0 | 0 | 0 | 0 | 0 | 0 | 0 | 0 | 0 | 0 | 0 | 0 | 0 | 0 | 0 | 0 | 0 | 0 | 0 | 0 | 0 | 0 | 0 | 0 | 0 | 0 | 0 | 0 | 0 | 0 | 0 | 0 | 0 | 0 | 0 | 0 | 0 | 0 | 0
0 | 0 | 0 | 0 | 2049 | 0 | -9.7716 | 0 | 0 | 0 | 0 | 0 | 0 | 0 | 0 | 0 | 0 | 0 | 0 | 0 | 0 | 0 | 0 | 0 | 0 | 0 | 0 | 0 | 0 | 0 | 0 | 0 | 0 | 0 | 0 | 0 | 0 | 0 | 0 | 0 | 0 | 0 | 0 | 0 | 0 | 0
0 | 0 | 0 | 0 | 2050 | 0 | -346.6225 | 0 | 0 | 0 | 0 | 0 | 0 | 0 | 0 | 0 | 0 | 0 | 0 | 0 | 0 | 0 | 0 | 0 | 0 | 0 | 0 | 0 | 0 | 0 | 0 | 0 | 0 | 0 | 0 | 0 | 0 | 0 | 0 | 0 | 0 | 0 | 0 | 0 | 0 | 0
0 | 0 | 0 | 0 | 2051 | 0 | -742.6324 | 0 | 0 | 0 | 0 | 0 | 0 | 0 | 0 | 0 | 0 | 0 | 0 | 0 | 0 | 0 | 0 | 0 | 0 | 0 | 0 | 0 | 0 | 0 | 0 | 0 | 0 | 0 | 0 | 0 | 0 | 0 | 0 | 0 | 0 | 0 | 0 | 0 | 0 | 0
0 | 0 | 0 | 0 | 2052 | 0 | -262.3001 | 0 | 0 | 0 | 0 | 0 | 0 | 0 | 0 | 0 | 0 | 0 | 0 | 0 | 0 | 0 | 0 | 0 | 0 | 0 | 0 | 0 | 0 | 0 | 0 | 0 | 0 | 0 | 0 | 0 | 0 | 0 | 0 | 0 | 0 | 0 | 0 | 0 | 0 | 0
0 | 0 | 0 | 0 | 2053 | 0 | -663.1815 | 0 | 0 | 0 | 0 | 0 | 0 | 0 | 0 | 0 | 0 | 0 | 0 | 0 | 0 | 0 | 0 | 0 | 0 | 0 | 0 | 0 | 0 | 0 | 0 | 0 | 0 | 0 | 0 | 0 | 0 | 0 | 0 | 0 | 0 | 0 | 0 | 0 | 0 | 0
0 | 0 | 0 | 0 | 2054 | 0 | -187.7555 | 0 | 0 | 0 | 0 | 0 | 0 | 0 | 0 | 0 | 0 | 0 | 0 | 0 | 0 | 0 | 0 | 0 | 0 | 0 | 0 | 0 | 0 | 0 | 0 | 0 | 0 | 0 | 0 | 0 | 0 | 0 | 0 | 0 | 0 | 0 | 0 | 0 | 0 | 0
0 | 0 | 0 | 0 | 2055 | 0 | -587.0208 | 0 | 0 | 0 | 0 | 0 | 0 | 0 | 0 | 0 | 0 | 0 | 0 | 0 | 0 | 0 | 0 | 0 | 0 | 0 | 0 | 0 | 0 | 0 | 0 | 0 | 0 | 0 | 0 | 0 | 0 | 0 | 0 | 0 | 0 | 0 | 0 | 0 | 0 | 0
0 | 0 | 0 | 0 | 2056 | 0 | -109.9764 | 0 | 0 | 0 | 0 | 0 | 0 | 0 | 0 | 0 | 0 | 0 | 0 | 0 | 0 | 0 | 0 | 0 | 0 | 0 | 0 | 0 | 0 | 0 | 0 | 0 | 0 | 0 | 0 | 0 | 0 | 0 | 0 | 0 | 0 | 0 | 0 | 0 | 0 | 0
0 | 0 | 0 | 0 | 2057 | 0 | -507.6212 | 0 | 0 | 0 | 0 | 0 | 0 | 0 | 0 | 0 | 0 | 0 | 0 | 0 | 0 | 0 | 0 | 0 | 0 | 0 | 0 | 0 | 0 | 0 | 0 | 0 | 0 | 0 | 0 | 0 | 0 | 0 | 0 | 0 | 0 | 0 | 0 | 0 | 0 | 0
0 | 0 | 0 | 0 | 2058 | 0 | -28.954 | 0 | 0 | 0 | 0 | 0 | 0 | 0 | 0 | 0 | 0 | 0 | 0 | 0 | 0 | 0 | 0 | 0 | 0 | 0 | 0 | 0 | 0 | 0 | 0 | 0 | 0 | 0 | 0 | 0 | 0 | 0 | 0 | 0 | 0 | 0 | 0 | 0 | 0 | 0
0 | 0 | 0 | 0 | 2059 | 0 | -424.9736 | 0 | 0 | 0 | 0 | 0 | 0 | 0 | 0 | 0 | 0 | 0 | 0 | 0 | 0 | 0 | 0 | 0 | 0 | 0 | 0 | 0 | 0 | 0 | 0 | 0 | 0 | 0 | 0 | 0 | 0 | 0 | 0 | 0 | 0 | 0 | 0 | 0 | 0 | 0
0 | 0 | 0 | 0 | 2060 | 0 | -820.179 | 0 | 0 | 0 | 0 | 0 | 0 | 0 | 0 | 0 | 0 | 0 | 0 | 0 | 0 | 0 | 0 | 0 | 0 | 0 | 0 | 0 | 0 | 0 | 0 | 0 | 0 | 0 | 0 | 0 | 0 | 0 | 0 | 0 | 0 | 0 | 0 | 0 | 0 | 0
0 | 0 | 0 | 0 | 2061 | 0 | -339.0689 | 0 | 0 | 0 | 0 | 0 | 0 | 0 | 0 | 0 | 0 | 0 | 0 | 0 | 0 | 0 | 0 | 0 | 0 | 0 | 0 | 0 | 0 | 0 | 0 | 0 | 0 | 0 | 0 | 0 | 0 | 0 | 0 | 0 | 0 | 0 | 0 | 0 | 0 | 0
0 | 0 | 0 | 0 | 2062 | 0 | -732.6423 | 0 | 0 | 0 | 0 | 0 | 0 | 0 | 0 | 0 | 0 | 0 | 0 | 0 | 0 | 0 | 0 | 0 | 0 | 0 | 0 | 0 | 0 | 0 | 0 | 0 | 0 | 0 | 0 | 0 | 0 | 0 | 0 | 0 | 0 | 0 | 0 | 0 | 0 | 0
0 | 0 | 0 | 0 | 2063 | 0 | -249.898 | 0 | 0 | 0 | 0 | 0 | 0 | 0 | 0 | 0 | 0 | 0 | 0 | 0 | 0 | 0 | 0 | 0 | 0 | 0 | 0 | 0 | 0 | 0 | 0 | 0 | 0 | 0 | 0 | 0 | 0 | 0 | 0 | 0 | 0 | 0 | 0 | 0 | 0 | 0
0 | 0 | 0 | 0 | 2064 | 0 | -638.1966 | 0 | 0 | 0 | 0 | 0 | 0 | 0 | 0 | 0 | 0 | 0 | 0 | 0 | 0 | 0 | 0 | 0 | 0 | 0 | 0 | 0 | 0 | 0 | 0 | 0 | 0 | 0 | 0 | 0 | 0 | 0 | 0 | 0 | 0 | 0 | 0 | 0 | 0 | 0
0 | 0 | 0 | 0 | 2065 | 0 | -206.4966 | 0 | 0 | 0 | 0 | 0 | 0 | 0 | 0 | 0 | 0 | 0 | 0 | 0 | 0 | 0 | 0 | 0 | 0 | 0 | 0 | 0 | 0 | 0 | 0 | 0 | 0 | 0 | 0 | 0 | 0 | 0 | 0 | 0 | 0 | 0 | 0 | 0 | 0 | 0

## NewUnit & Retire & ChngCap Name
2016 TYSP Update (ICL retired, only 60 MW ECOGEN, OCEC increase in MWs, and TP6 & 7 delayed to 2031 & 2032)
SUMMER
| UNIT ADDITIONS | [18 empty] | UNIT RETIREMENTS | [55 empty] | CAPACITY CHANGES OF UNITS
| Solar |  | Units Added |  | PPA |  | Large Filler |  |  |  | Small Filler |  |  |  | Eq Filler | [6 empty] | CCEC; | DeSoto Solar; | FM 2 CC; | FM 3A&3B CT; | FM GT; | FL 4; |  | FL 5; |  | PFL GT 1; |  | PFL GT 2; | MT 1; | MT 2; | MT 3; | MR 1; | MR 2; | MR 3; | MR 4; | MR 8; | PPE GT; |  | PN 1; | PN 2; | RBEC; | SN 4; | SN 5; | Scherer; | Space Coast Solar; | SJRPP 1; | SJRPP 2; | SL 1; |  | SL 2; |  | TP 1; |  | TP 2; | TP 3; |  | TP 4; |  | TP 5; | WCEC 1; | WCEC 2; | WCEC 3; | Cedar Bay; |  | ICL; |  | Blank 3; | Blank 4; | Blank 5; |  |  |  | CCEC; |  | DeSoto Solar; | FM 2 CC; | FM 3A&3B CT; |  | FM GT; |  | FL 4; | FL 5; | PFL GT 1; | PFL GT 2; |  | MT 1; | MT 2; | MT 3; |  | MR 1; | MR 2; | MR 3; |  | MR 4; |  | MR 8; |  | PPE GT; | PN 1; | PN 2; | RBEC; |  | SN 4; |  | SN 5; |  | Scherer; | Space Coast Solar; | SJRPP 1; | SJRPP 2; | SL 1; | SL 2; | TP 1; | TP 2; | TP 3; |  | TP 4; |  | TP 5; |  | WCEC 1; | WCEC 2; | WCEC 3; | Cedar Bay; | ICL; |  | Blank 3; | Blank 4; | Blank 5;
Year | MW | Name | MW | Name | MW | PPA | MW | MW | # of Units | GFCC | MW | MW | # of Units | Filler | MW | MW | Eq Filler | TOTAL TEXT | Year | [55 empty] | Year
2016 | 0 |  | 1237 | PEEC; | 0 |  | 0 | 0 | 0 |  | 0 | 0 | 0 |  | 0 | 0 |  | PEEC; | 2016 | 0 | ; | 0 | 0 | 0 | 0 | 0 | 0 |  | 0 |  | 0 |  | 0 | 0 | 0 | 0 | 0 | 0 | 0 | 0 | 0 | 0 |  | 0 | 0 | 0 | 0 | 0 | 0 | 0 | 0 | 0 | 0 |  | 0 |  | 0 |  | 0 | 0 |  | 0 |  | 0 | 0 | 0 | 0 | 0 |  | 0 |  | 0 | 0 | 0 | 2016 | 0 | ; | 0 |  | 0 | 0 | 0 |  | 0 |  | 0 | 0 | 0 | 0 |  | 0 | 0 | 0 |  | 0 | 0 | 0 |  | 0 |  | 0 |  | 0 | 0 | 0 | 0 |  | 0 |  | 0 |  | 0 | 0 | 0 | 0 | 0 | 0 | 0 | 0 | 0 |  | 0 |  | 0 |  | 0 | 0 | 0 | 0 | 0 |  | 0 | 0 | 0
2017 | 223.5 | 223.5 MW Solar; | 1617 | FM 2CT; PFL 5CT; | 53 | 53 MW PPA; | 0 | 0 | 0 |  | 0 | 0 | 0 |  | 0 | 0 |  | 223.5 MW Solar; FM 2CT; PFL 5CT; 53 MW PPA; | 2017 | -1469.2 | PFL GT 1; PPE GT; TP 1; Cedar Bay; | 0 | 0 | 0 | 0 | 0 | 0 |  | 0 |  | 411.6 | PFL GT 1; | 0 | 0 | 0 | 0 | 0 | 0 | 0 | 0 | 0 | 411.6 | PPE GT; | 0 | 0 | 0 | 0 | 0 | 0 | 0 | 0 | 0 | 0 |  | 0 |  | 396 | TP 1; | 0 | 0 |  | 0 |  | 0 | 0 | 0 | 0 | 250 | Cedar Bay; | 0 |  | 0 | 0 | 0 | 2017 | -443 | FM 3A&3B CT; FM GT; PFL GT 2; MT 3; MR 3; MR 4; MR 8; ICL; | 0 |  | 0 | 0 | 25 | FM 3A&3B CT; | -486 | FM GT; | 0 | 0 | 0 | -343 | PFL GT 2; | 0 | 0 | -8 | MT 3; | 0 | 0 | 29 | MR 3; | 14 | MR 4; | -4 | MR 8; | 0 | 0 | 0 | 0 |  | 0 |  | 0 |  | 0 | 0 | 0 | 0 | 0 | 0 | 0 | 0 | 0 |  | 0 |  | 0 |  | 0 | 0 | 0 | 0 | 330 | ICL; | 0 | 0 | 0
2018 | 600 | 600 MW Solar; | 0 |  | 25 | 25 MW PPA; | 0 | 0 | 0 |  | 0 | 0 | 0 |  | 0 | 0 |  | 600 MW Solar; 25 MW PPA; | 2018 | 0 | ; | 0 | 0 | 0 | 0 | 0 | 0 |  | 0 |  | 0 |  | 0 | 0 | 0 | 0 | 0 | 0 | 0 | 0 | 0 | 0 |  | 0 | 0 | 0 | 0 | 0 | 0 | 0 | 0 | 0 | 0 |  | 0 |  | 0 |  | 0 | 0 |  | 0 |  | 0 | 0 | 0 | 0 | 0 |  | 0 |  | 0 | 0 | 0 | 2018 | -19 | MT 3; SN 4; SN 5; TP 5; | 0 |  | 0 | 0 | 0 |  | 0 |  | 0 | 0 | 0 | 0 |  | 0 | 0 | -2 | MT 3; | 0 | 0 | 0 |  | 0 |  | 0 |  | 0 | 0 | 0 | 0 |  | -1 | SN 4; | -1 | SN 5; | 0 | 0 | 0 | 0 | 0 | 0 | 0 | 0 | 0 |  | 0 |  | -15 | TP 5; | 0 | 0 | 0 | 0 | 0 |  | 0 | 0 | 0
2019 | 300 | 300 MW Solar; | 1702 | OCEC; | 0 |  | 0 | 0 | 0 |  | 0 | 0 | 0 |  | 0 | 0 |  | 300 MW Solar; OCEC; | 2019 | -884 | FL 4; FL 5; | 0 | 0 | 0 | 0 | 0 | 442 | FL 4; | 442 | FL 5; | 0 |  | 0 | 0 | 0 | 0 | 0 | 0 | 0 | 0 | 0 | 0 |  | 0 | 0 | 0 | 0 | 0 | 0 | 0 | 0 | 0 | 0 |  | 0 |  | 0 |  | 0 | 0 |  | 0 |  | 0 | 0 | 0 | 0 | 0 |  | 0 |  | 0 | 0 | 0 | 2019 | 40 | TP 3; TP 4; | 0 |  | 0 | 0 | 0 |  | 0 |  | 0 | 0 | 0 | 0 |  | 0 | 0 | 0 |  | 0 | 0 | 0 |  | 0 |  | 0 |  | 0 | 0 | 0 | 0 |  | 0 |  | 0 |  | 0 | 0 | 0 | 0 | 0 | 0 | 0 | 0 | 20 | TP 3; | 20 | TP 4; | 0 |  | 0 | 0 | 0 | 0 | 0 |  | 0 | 0 | 0
2020 | 300 | 300 MW Solar; | 0 |  | 0 |  | 0 | 0 | 0 |  | 0 | 0 | 0 |  | 0 | 0 |  | 300 MW Solar; | 2020 | -330 | ICL; | 0 | 0 | 0 | 0 | 0 | 0 |  | 0 |  | 0 |  | 0 | 0 | 0 | 0 | 0 | 0 | 0 | 0 | 0 | 0 |  | 0 | 0 | 0 | 0 | 0 | 0 | 0 | 0 | 0 | 0 |  | 0 |  | 0 |  | 0 | 0 |  | 0 |  | 0 | 0 | 0 | 0 | 0 |  | 330 | ICL; | 0 | 0 | 0 | 2020 | 0 | ; | 0 |  | 0 | 0 | 0 |  | 0 |  | 0 | 0 | 0 | 0 |  | 0 | 0 | 0 |  | 0 | 0 | 0 |  | 0 |  | 0 |  | 0 | 0 | 0 | 0 |  | 0 |  | 0 |  | 0 | 0 | 0 | 0 | 0 | 0 | 0 | 0 | 0 |  | 0 |  | 0 |  | 0 | 0 | 0 | 0 | 0 |  | 0 | 0 | 0
2021 | 300 | 300 MW Solar; | 0 |  | 0 |  | 0 | 0 | 0 |  | 0 | 0 | 0 |  | 0 | 0 |  | 300 MW Solar; | 2021 | 0 | ; | 0 | 0 | 0 | 0 | 0 | 0 |  | 0 |  | 0 |  | 0 | 0 | 0 | 0 | 0 | 0 | 0 | 0 | 0 | 0 |  | 0 | 0 | 0 | 0 | 0 | 0 | 0 | 0 | 0 | 0 |  | 0 |  | 0 |  | 0 | 0 |  | 0 |  | 0 | 0 | 0 | 0 | 0 |  | 0 |  | 0 | 0 | 0 | 2021 | 88 | CCEC; | 88 | CCEC; | 0 | 0 | 0 |  | 0 |  | 0 | 0 | 0 | 0 |  | 0 | 0 | 0 |  | 0 | 0 | 0 |  | 0 |  | 0 |  | 0 | 0 | 0 | 0 |  | 0 |  | 0 |  | 0 | 0 | 0 | 0 | 0 | 0 | 0 | 0 | 0 |  | 0 |  | 0 |  | 0 | 0 | 0 | 0 | 0 |  | 0 | 0 | 0
2022 | 214 | 214 MW Solar; | 1197 | OCEC Inc MW; | 0 |  | 0 | 0 | 0 |  | 0 | 0 | 0 |  | 0 | 0 |  | 214 MW Solar; OCEC Inc MW; | 2022 | 0 | ; | 0 | 0 | 0 | 0 | 0 | 0 |  | 0 |  | 0 |  | 0 | 0 | 0 | 0 | 0 | 0 | 0 | 0 | 0 | 0 |  | 0 | 0 | 0 | 0 | 0 | 0 | 0 | 0 | 0 | 0 |  | 0 |  | 0 |  | 0 | 0 |  | 0 |  | 0 | 0 | 0 | 0 | 0 |  | 0 |  | 0 | 0 | 0 | 2022 | 86 | RBEC; | 0 |  | 0 | 0 | 0 |  | 0 |  | 0 | 0 | 0 | 0 |  | 0 | 0 | 0 |  | 0 | 0 | 0 |  | 0 |  | 0 |  | 0 | 0 | 0 | 86 | RBEC; | 0 |  | 0 |  | 0 | 0 | 0 | 0 | 0 | 0 | 0 | 0 | 0 |  | 0 |  | 0 |  | 0 | 0 | 0 | 0 | 0 |  | 0 | 0 | 0
2023 | 0 |  | 0 |  | 0 |  | 0 | 0 | 0 |  | 0 | 0 | 0 |  | 0 | 0 |  |  | 2023 | 0 | ; | 0 | 0 | 0 | 0 | 0 | 0 |  | 0 |  | 0 |  | 0 | 0 | 0 | 0 | 0 | 0 | 0 | 0 | 0 | 0 |  | 0 | 0 | 0 | 0 | 0 | 0 | 0 | 0 | 0 | 0 |  | 0 |  | 0 |  | 0 | 0 |  | 0 |  | 0 | 0 | 0 | 0 | 0 |  | 0 |  | 0 | 0 | 0 | 2023 | 0 | ; | 0 |  | 0 | 0 | 0 |  | 0 |  | 0 | 0 | 0 | 0 |  | 0 | 0 | 0 |  | 0 | 0 | 0 |  | 0 |  | 0 |  | 0 | 0 | 0 | 0 |  | 0 |  | 0 |  | 0 | 0 | 0 | 0 | 0 | 0 | 0 | 0 | 0 |  | 0 |  | 0 |  | 0 | 0 | 0 | 0 | 0 |  | 0 | 0 | 0
2024 | 0 |  | 0 |  | 0 |  | 0 | 0 | 0 |  | 0 | 0 | 0 |  | 0 | 0 |  |  | 2024 | 0 | ; | 0 | 0 | 0 | 0 | 0 | 0 |  | 0 |  | 0 |  | 0 | 0 | 0 | 0 | 0 | 0 | 0 | 0 | 0 | 0 |  | 0 | 0 | 0 | 0 | 0 | 0 | 0 | 0 | 0 | 0 |  | 0 |  | 0 |  | 0 | 0 |  | 0 |  | 0 | 0 | 0 | 0 | 0 |  | 0 |  | 0 | 0 | 0 | 2024 | 0 | ; | 0 |  | 0 | 0 | 0 |  | 0 |  | 0 | 0 | 0 | 0 |  | 0 | 0 | 0 |  | 0 | 0 | 0 |  | 0 |  | 0 |  | 0 | 0 | 0 | 0 |  | 0 |  | 0 |  | 0 | 0 | 0 | 0 | 0 | 0 | 0 | 0 | 0 |  | 0 |  | 0 |  | 0 | 0 | 0 | 0 | 0 |  | 0 | 0 | 0
2025 | 0 |  | 0 |  | 77 | 77 MW PPA; | 0 | 0 | 0 |  | 0 | 0 | 0 |  | 0 | 0 |  | 77 MW PPA; | 2025 | 0 | ; | 0 | 0 | 0 | 0 | 0 | 0 |  | 0 |  | 0 |  | 0 | 0 | 0 | 0 | 0 | 0 | 0 | 0 | 0 | 0 |  | 0 | 0 | 0 | 0 | 0 | 0 | 0 | 0 | 0 | 0 |  | 0 |  | 0 |  | 0 | 0 |  | 0 |  | 0 | 0 | 0 | 0 | 0 |  | 0 |  | 0 | 0 | 0 | 2025 | 0 | ; | 0 |  | 0 | 0 | 0 |  | 0 |  | 0 | 0 | 0 | 0 |  | 0 | 0 | 0 |  | 0 | 0 | 0 |  | 0 |  | 0 |  | 0 | 0 | 0 | 0 |  | 0 |  | 0 |  | 0 | 0 | 0 | 0 | 0 | 0 | 0 | 0 | 0 |  | 0 |  | 0 |  | 0 | 0 | 0 | 0 | 0 |  | 0 | 0 | 0
2026 | 0 |  | 0 |  | 0 |  | 1751 | 1751 | 1 | 1 GFCC; | 0 | 0 | 0 |  | 0 | 0 |  | 1 GFCC; | 2026 | 0 | ; | 0 | 0 | 0 | 0 | 0 | 0 |  | 0 |  | 0 |  | 0 | 0 | 0 | 0 | 0 | 0 | 0 | 0 | 0 | 0 |  | 0 | 0 | 0 | 0 | 0 | 0 | 0 | 0 | 0 | 0 |  | 0 |  | 0 |  | 0 | 0 |  | 0 |  | 0 | 0 | 0 | 0 | 0 |  | 0 |  | 0 | 0 | 0 | 2026 | 0 | ; | 0 |  | 0 | 0 | 0 |  | 0 |  | 0 | 0 | 0 | 0 |  | 0 | 0 | 0 |  | 0 | 0 | 0 |  | 0 |  | 0 |  | 0 | 0 | 0 | 0 |  | 0 |  | 0 |  | 0 | 0 | 0 | 0 | 0 | 0 | 0 | 0 | 0 |  | 0 |  | 0 |  | 0 | 0 | 0 | 0 | 0 |  | 0 | 0 | 0
2027 | 0 |  | 0 |  | 0 |  | 1751 | 0 | 0 |  | 0 | 0 | 0 |  | 0 | 0 |  |  | 2027 | 0 | ; | 0 | 0 | 0 | 0 | 0 | 0 |  | 0 |  | 0 |  | 0 | 0 | 0 | 0 | 0 | 0 | 0 | 0 | 0 | 0 |  | 0 | 0 | 0 | 0 | 0 | 0 | 0 | 0 | 0 | 0 |  | 0 |  | 0 |  | 0 | 0 |  | 0 |  | 0 | 0 | 0 | 0 | 0 |  | 0 |  | 0 | 0 | 0 | 2027 | 0 | ; | 0 |  | 0 | 0 | 0 |  | 0 |  | 0 | 0 | 0 | 0 |  | 0 | 0 | 0 |  | 0 | 0 | 0 |  | 0 |  | 0 |  | 0 | 0 | 0 | 0 |  | 0 |  | 0 |  | 0 | 0 | 0 | 0 | 0 | 0 | 0 | 0 | 0 |  | 0 |  | 0 |  | 0 | 0 | 0 | 0 | 0 |  | 0 | 0 | 0
2028 | 0 |  | 0 |  | 155 | 155 MW PPA; | 1751 | 0 | 0 |  | 0 | 0 | 0 |  | 0 | 0 |  | 155 MW PPA; | 2028 | 0 | ; | 0 | 0 | 0 | 0 | 0 | 0 |  | 0 |  | 0 |  | 0 | 0 | 0 | 0 | 0 | 0 | 0 | 0 | 0 | 0 |  | 0 | 0 | 0 | 0 | 0 | 0 | 0 | 0 | 0 | 0 |  | 0 |  | 0 |  | 0 | 0 |  | 0 |  | 0 | 0 | 0 | 0 | 0 |  | 0 |  | 0 | 0 | 0 | 2028 | 0 | ; | 0 |  | 0 | 0 | 0 |  | 0 |  | 0 | 0 | 0 | 0 |  | 0 | 0 | 0 |  | 0 | 0 | 0 |  | 0 |  | 0 |  | 0 | 0 | 0 | 0 |  | 0 |  | 0 |  | 0 | 0 | 0 | 0 | 0 | 0 | 0 | 0 | 0 |  | 0 |  | 0 |  | 0 | 0 | 0 | 0 | 0 |  | 0 | 0 | 0
2029 | 0 |  | 0 |  | 0 |  | 3502 | 1751 | 1 | 1 GFCC; | 0 | 0 | 0 |  | 0 | 0 |  | 1 GFCC; | 2029 | 0 | ; | 0 | 0 | 0 | 0 | 0 | 0 |  | 0 |  | 0 |  | 0 | 0 | 0 | 0 | 0 | 0 | 0 | 0 | 0 | 0 |  | 0 | 0 | 0 | 0 | 0 | 0 | 0 | 0 | 0 | 0 |  | 0 |  | 0 |  | 0 | 0 |  | 0 |  | 0 | 0 | 0 | 0 | 0 |  | 0 |  | 0 | 0 | 0 | 2029 | 0 | ; | 0 |  | 0 | 0 | 0 |  | 0 |  | 0 | 0 | 0 | 0 |  | 0 | 0 | 0 |  | 0 | 0 | 0 |  | 0 |  | 0 |  | 0 | 0 | 0 | 0 |  | 0 |  | 0 |  | 0 | 0 | 0 | 0 | 0 | 0 | 0 | 0 | 0 |  | 0 |  | 0 |  | 0 | 0 | 0 | 0 | 0 |  | 0 | 0 | 0
2030 | 0 |  | 0 |  | 0 |  | 3502 | 0 | 0 |  | 0 | 0 | 0 |  | 0 | 0 |  |  | 2030 | 0 | ; | 0 | 0 | 0 | 0 | 0 | 0 |  | 0 |  | 0 |  | 0 | 0 | 0 | 0 | 0 | 0 | 0 | 0 | 0 | 0 |  | 0 | 0 | 0 | 0 | 0 | 0 | 0 | 0 | 0 | 0 |  | 0 |  | 0 |  | 0 | 0 |  | 0 |  | 0 | 0 | 0 | 0 | 0 |  | 0 |  | 0 | 0 | 0 | 2030 | 0 | ; | 0 |  | 0 | 0 | 0 |  | 0 |  | 0 | 0 | 0 | 0 |  | 0 | 0 | 0 |  | 0 | 0 | 0 |  | 0 |  | 0 |  | 0 | 0 | 0 | 0 |  | 0 |  | 0 |  | 0 | 0 | 0 | 0 | 0 | 0 | 0 | 0 | 0 |  | 0 |  | 0 |  | 0 | 0 | 0 | 0 | 0 |  | 0 | 0 | 0
2031 | 0 |  | 0 |  | 0 |  | 3502 | 0 | 0 |  | 0 | 0 | 0 |  | 272.3643 | 272.3643 | 272 MW Eq Filler; | 272 MW Eq Filler; | 2031 | 0 | ; | 0 | 0 | 0 | 0 | 0 | 0 |  | 0 |  | 0 |  | 0 | 0 | 0 | 0 | 0 | 0 | 0 | 0 | 0 | 0 |  | 0 | 0 | 0 | 0 | 0 | 0 | 0 | 0 | 0 | 0 |  | 0 |  | 0 |  | 0 | 0 |  | 0 |  | 0 | 0 | 0 | 0 | 0 |  | 0 |  | 0 | 0 | 0 | 2031 | 0 | ; | 0 |  | 0 | 0 | 0 |  | 0 |  | 0 | 0 | 0 | 0 |  | 0 | 0 | 0 |  | 0 | 0 | 0 |  | 0 |  | 0 |  | 0 | 0 | 0 | 0 |  | 0 |  | 0 |  | 0 | 0 | 0 | 0 | 0 | 0 | 0 | 0 | 0 |  | 0 |  | 0 |  | 0 | 0 | 0 | 0 | 0 |  | 0 | 0 | 0
2032 | 0 |  | 0 |  | 0 |  | 3502 | 0 | 0 |  | 1751 | 1751 | 2 | 2 Filler; | 272.3643 | 0 |  | 2 Filler; | 2032 | -831 | TP 3; | 0 | 0 | 0 | 0 | 0 | 0 |  | 0 |  | 0 |  | 0 | 0 | 0 | 0 | 0 | 0 | 0 | 0 | 0 | 0 |  | 0 | 0 | 0 | 0 | 0 | 0 | 0 | 0 | 0 | 0 |  | 0 |  | 0 |  | 0 | 831 | TP 3; | 0 |  | 0 | 0 | 0 | 0 | 0 |  | 0 |  | 0 | 0 | 0 | 2032 | 0 | ; | 0 |  | 0 | 0 | 0 |  | 0 |  | 0 | 0 | 0 | 0 |  | 0 | 0 | 0 |  | 0 | 0 | 0 |  | 0 |  | 0 |  | 0 | 0 | 0 | 0 |  | 0 |  | 0 |  | 0 | 0 | 0 | 0 | 0 | 0 | 0 | 0 | 0 |  | 0 |  | 0 |  | 0 | 0 | 0 | 0 | 0 |  | 0 | 0 | 0
2033 | 0 |  | 0 |  | 0 |  | 3502 | 0 | 0 |  | 3502 | 1751 | 2 | 2 Filler; | 272.3643 | 0 |  | 2 Filler; | 2033 | -841 | TP 4; | 0 | 0 | 0 | 0 | 0 | 0 |  | 0 |  | 0 |  | 0 | 0 | 0 | 0 | 0 | 0 | 0 | 0 | 0 | 0 |  | 0 | 0 | 0 | 0 | 0 | 0 | 0 | 0 | 0 | 0 |  | 0 |  | 0 |  | 0 | 0 |  | 841 | TP 4; | 0 | 0 | 0 | 0 | 0 |  | 0 |  | 0 | 0 | 0 | 2033 | 0 | ; | 0 |  | 0 | 0 | 0 |  | 0 |  | 0 | 0 | 0 | 0 |  | 0 | 0 | 0 |  | 0 | 0 | 0 |  | 0 |  | 0 |  | 0 | 0 | 0 | 0 |  | 0 |  | 0 |  | 0 | 0 | 0 | 0 | 0 | 0 | 0 | 0 | 0 |  | 0 |  | 0 |  | 0 | 0 | 0 | 0 | 0 |  | 0 | 0 | 0
2034 | 0 |  | 0 |  | 0 |  | 3502 | 0 | 0 |  | 4377.5 | 875.5 | 1 | 1 Filler; | 272.3643 | 0 |  | 1 Filler; | 2034 | 0 | ; | 0 | 0 | 0 | 0 | 0 | 0 |  | 0 |  | 0 |  | 0 | 0 | 0 | 0 | 0 | 0 | 0 | 0 | 0 | 0 |  | 0 | 0 | 0 | 0 | 0 | 0 | 0 | 0 | 0 | 0 |  | 0 |  | 0 |  | 0 | 0 |  | 0 |  | 0 | 0 | 0 | 0 | 0 |  | 0 |  | 0 | 0 | 0 | 2034 | 0 | ; | 0 |  | 0 | 0 | 0 |  | 0 |  | 0 | 0 | 0 | 0 |  | 0 | 0 | 0 |  | 0 | 0 | 0 |  | 0 |  | 0 |  | 0 | 0 | 0 | 0 |  | 0 |  | 0 |  | 0 | 0 | 0 | 0 | 0 | 0 | 0 | 0 | 0 |  | 0 |  | 0 |  | 0 | 0 | 0 | 0 | 0 |  | 0 | 0 | 0
2035 | 0 |  | 0 |  | 0 |  | 3502 | 0 | 0 |  | 4377.5 | 0 | 0 |  | 272.3643 | 0 |  |  | 2035 | 0 | ; | 0 | 0 | 0 | 0 | 0 | 0 |  | 0 |  | 0 |  | 0 | 0 | 0 | 0 | 0 | 0 | 0 | 0 | 0 | 0 |  | 0 | 0 | 0 | 0 | 0 | 0 | 0 | 0 | 0 | 0 |  | 0 |  | 0 |  | 0 | 0 |  | 0 |  | 0 | 0 | 0 | 0 | 0 |  | 0 |  | 0 | 0 | 0 | 2035 | 0 | ; | 0 |  | 0 | 0 | 0 |  | 0 |  | 0 | 0 | 0 | 0 |  | 0 | 0 | 0 |  | 0 | 0 | 0 |  | 0 |  | 0 |  | 0 | 0 | 0 | 0 |  | 0 |  | 0 |  | 0 | 0 | 0 | 0 | 0 | 0 | 0 | 0 | 0 |  | 0 |  | 0 |  | 0 | 0 | 0 | 0 | 0 |  | 0 | 0 | 0
2036 | 0 |  | 0 |  | 0 |  | 3502 | 0 | 0 |  | 6128.5 | 1751 | 2 | 2 Filler; | 272.3643 | 0 |  | 2 Filler; | 2036 | -981 | SL 1; | 0 | 0 | 0 | 0 | 0 | 0 |  | 0 |  | 0 |  | 0 | 0 | 0 | 0 | 0 | 0 | 0 | 0 | 0 | 0 |  | 0 | 0 | 0 | 0 | 0 | 0 | 0 | 0 | 0 | 981 | SL 1; | 0 |  | 0 |  | 0 | 0 |  | 0 |  | 0 | 0 | 0 | 0 | 0 |  | 0 |  | 0 | 0 | 0 | 2036 | 0 | ; | 0 |  | 0 | 0 | 0 |  | 0 |  | 0 | 0 | 0 | 0 |  | 0 | 0 | 0 |  | 0 | 0 | 0 |  | 0 |  | 0 |  | 0 | 0 | 0 | 0 |  | 0 |  | 0 |  | 0 | 0 | 0 | 0 | 0 | 0 | 0 | 0 | 0 |  | 0 |  | 0 |  | 0 | 0 | 0 | 0 | 0 |  | 0 | 0 | 0
2037 | 0 |  | 0 |  | 0 |  | 3502 | 0 | 0 |  | 7004 | 875.5 | 1 | 1 Filler; | 272.3643 | 0 |  | 1 Filler; | 2037 | 0 | ; | 0 | 0 | 0 | 0 | 0 | 0 |  | 0 |  | 0 |  | 0 | 0 | 0 | 0 | 0 | 0 | 0 | 0 | 0 | 0 |  | 0 | 0 | 0 | 0 | 0 | 0 | 0 | 0 | 0 | 0 |  | 0 |  | 0 |  | 0 | 0 |  | 0 |  | 0 | 0 | 0 | 0 | 0 |  | 0 |  | 0 | 0 | 0 | 2037 | 0 | ; | 0 |  | 0 | 0 | 0 |  | 0 |  | 0 | 0 | 0 | 0 |  | 0 | 0 | 0 |  | 0 | 0 | 0 |  | 0 |  | 0 |  | 0 | 0 | 0 | 0 |  | 0 |  | 0 |  | 0 | 0 | 0 | 0 | 0 | 0 | 0 | 0 | 0 |  | 0 |  | 0 |  | 0 | 0 | 0 | 0 | 0 |  | 0 | 0 | 0
2038 | 0 |  | 0 |  | 0 |  | 3502 | 0 | 0 |  | 7004 | 0 | 0 |  | 272.3643 | 0 |  |  | 2038 | 0 | ; | 0 | 0 | 0 | 0 | 0 | 0 |  | 0 |  | 0 |  | 0 | 0 | 0 | 0 | 0 | 0 | 0 | 0 | 0 | 0 |  | 0 | 0 | 0 | 0 | 0 | 0 | 0 | 0 | 0 | 0 |  | 0 |  | 0 |  | 0 | 0 |  | 0 |  | 0 | 0 | 0 | 0 | 0 |  | 0 |  | 0 | 0 | 0 | 2038 | 0 | ; | 0 |  | 0 | 0 | 0 |  | 0 |  | 0 | 0 | 0 | 0 |  | 0 | 0 | 0 |  | 0 | 0 | 0 |  | 0 |  | 0 |  | 0 | 0 | 0 | 0 |  | 0 |  | 0 |  | 0 | 0 | 0 | 0 | 0 | 0 | 0 | 0 | 0 |  | 0 |  | 0 |  | 0 | 0 | 0 | 0 | 0 |  | 0 | 0 | 0
2039 | 0 |  | 0 |  | 0 |  | 3502 | 0 | 0 |  | 7879.5 | 875.5 | 1 | 1 Filler; | 272.3643 | 0 |  | 1 Filler; | 2039 | 0 | ; | 0 | 0 | 0 | 0 | 0 | 0 |  | 0 |  | 0 |  | 0 | 0 | 0 | 0 | 0 | 0 | 0 | 0 | 0 | 0 |  | 0 | 0 | 0 | 0 | 0 | 0 | 0 | 0 | 0 | 0 |  | 0 |  | 0 |  | 0 | 0 |  | 0 |  | 0 | 0 | 0 | 0 | 0 |  | 0 |  | 0 | 0 | 0 | 2039 | 0 | ; | 0 |  | 0 | 0 | 0 |  | 0 |  | 0 | 0 | 0 | 0 |  | 0 | 0 | 0 |  | 0 | 0 | 0 |  | 0 |  | 0 |  | 0 | 0 | 0 | 0 |  | 0 |  | 0 |  | 0 | 0 | 0 | 0 | 0 | 0 | 0 | 0 | 0 |  | 0 |  | 0 |  | 0 | 0 | 0 | 0 | 0 |  | 0 | 0 | 0
2040 | 0 |  | 0 |  | 0 |  | 3502 | 0 | 0 |  | 8755 | 875.5 | 1 | 1 Filler; | 272.3643 | 0 |  | 1 Filler; | 2040 | 0 | ; | 0 | 0 | 0 | 0 | 0 | 0 |  | 0 |  | 0 |  | 0 | 0 | 0 | 0 | 0 | 0 | 0 | 0 | 0 | 0 |  | 0 | 0 | 0 | 0 | 0 | 0 | 0 | 0 | 0 | 0 |  | 0 |  | 0 |  | 0 | 0 |  | 0 |  | 0 | 0 | 0 | 0 | 0 |  | 0 |  | 0 | 0 | 0 | 2040 | 0 | ; | 0 |  | 0 | 0 | 0 |  | 0 |  | 0 | 0 | 0 | 0 |  | 0 | 0 | 0 |  | 0 | 0 | 0 |  | 0 |  | 0 |  | 0 | 0 | 0 | 0 |  | 0 |  | 0 |  | 0 | 0 | 0 | 0 | 0 | 0 | 0 | 0 | 0 |  | 0 |  | 0 |  | 0 | 0 | 0 | 0 | 0 |  | 0 | 0 | 0
2041 | 0 |  | 0 |  | 0 |  | 3502 | 0 | 0 |  | 8755 | 0 | 0 |  | 272.3643 | 0 |  |  | 2041 | 0 | ; | 0 | 0 | 0 | 0 | 0 | 0 |  | 0 |  | 0 |  | 0 | 0 | 0 | 0 | 0 | 0 | 0 | 0 | 0 | 0 |  | 0 | 0 | 0 | 0 | 0 | 0 | 0 | 0 | 0 | 0 |  | 0 |  | 0 |  | 0 | 0 |  | 0 |  | 0 | 0 | 0 | 0 | 0 |  | 0 |  | 0 | 0 | 0 | 2041 | 0 | ; | 0 |  | 0 | 0 | 0 |  | 0 |  | 0 | 0 | 0 | 0 |  | 0 | 0 | 0 |  | 0 | 0 | 0 |  | 0 |  | 0 |  | 0 | 0 | 0 | 0 |  | 0 |  | 0 |  | 0 | 0 | 0 | 0 | 0 | 0 | 0 | 0 | 0 |  | 0 |  | 0 |  | 0 | 0 | 0 | 0 | 0 |  | 0 | 0 | 0
2042 | 0 |  | 0 |  | 0 |  | 3502 | 0 | 0 |  | 9630.5 | 875.5 | 1 | 1 Filler; | 272.3643 | 0 |  | 1 Filler; | 2042 | 0 | ; | 0 | 0 | 0 | 0 | 0 | 0 |  | 0 |  | 0 |  | 0 | 0 | 0 | 0 | 0 | 0 | 0 | 0 | 0 | 0 |  | 0 | 0 | 0 | 0 | 0 | 0 | 0 | 0 | 0 | 0 |  | 0 |  | 0 |  | 0 | 0 |  | 0 |  | 0 | 0 | 0 | 0 | 0 |  | 0 |  | 0 | 0 | 0 | 2042 | 0 | ; | 0 |  | 0 | 0 | 0 |  | 0 |  | 0 | 0 | 0 | 0 |  | 0 | 0 | 0 |  | 0 | 0 | 0 |  | 0 |  | 0 |  | 0 | 0 | 0 | 0 |  | 0 |  | 0 |  | 0 | 0 | 0 | 0 | 0 | 0 | 0 | 0 | 0 |  | 0 |  | 0 |  | 0 | 0 | 0 | 0 | 0 |  | 0 | 0 | 0
2043 | 0 |  | 0 |  | 0 |  | 3502 | 0 | 0 |  | 10506 | 875.5 | 1 | 1 Filler; | 272.3643 | 0 |  | 1 Filler; | 2043 | -840 | SL 2; | 0 | 0 | 0 | 0 | 0 | 0 |  | 0 |  | 0 |  | 0 | 0 | 0 | 0 | 0 | 0 | 0 | 0 | 0 | 0 |  | 0 | 0 | 0 | 0 | 0 | 0 | 0 | 0 | 0 | 0 |  | 840 | SL 2; | 0 |  | 0 | 0 |  | 0 |  | 0 | 0 | 0 | 0 | 0 |  | 0 |  | 0 | 0 | 0 | 2043 | 0 | ; | 0 |  | 0 | 0 | 0 |  | 0 |  | 0 | 0 | 0 | 0 |  | 0 | 0 | 0 |  | 0 | 0 | 0 |  | 0 |  | 0 |  | 0 | 0 | 0 | 0 |  | 0 |  | 0 |  | 0 | 0 | 0 | 0 | 0 | 0 | 0 | 0 | 0 |  | 0 |  | 0 |  | 0 | 0 | 0 | 0 | 0 |  | 0 | 0 | 0
2044 | 0 |  | 0 |  | 0 |  | 3502 | 0 | 0 |  | 11381.5 | 875.5 | 1 | 1 Filler; | 272.3643 | 0 |  | 1 Filler; | 2044 | 0 | ; | 0 | 0 | 0 | 0 | 0 | 0 |  | 0 |  | 0 |  | 0 | 0 | 0 | 0 | 0 | 0 | 0 | 0 | 0 | 0 |  | 0 | 0 | 0 | 0 | 0 | 0 | 0 | 0 | 0 | 0 |  | 0 |  | 0 |  | 0 | 0 |  | 0 |  | 0 | 0 | 0 | 0 | 0 |  | 0 |  | 0 | 0 | 0 | 2044 | 0 | ; | 0 |  | 0 | 0 | 0 |  | 0 |  | 0 | 0 | 0 | 0 |  | 0 | 0 | 0 |  | 0 | 0 | 0 |  | 0 |  | 0 |  | 0 | 0 | 0 | 0 |  | 0 |  | 0 |  | 0 | 0 | 0 | 0 | 0 | 0 | 0 | 0 | 0 |  | 0 |  | 0 |  | 0 | 0 | 0 | 0 | 0 |  | 0 | 0 | 0
2045 | 0 |  | 0 |  | 0 |  | 3502 | 0 | 0 |  | 11381.5 | 0 | 0 |  | 272.3643 | 0 |  |  | 2045 | 0 | ; | 0 | 0 | 0 | 0 | 0 | 0 |  | 0 |  | 0 |  | 0 | 0 | 0 | 0 | 0 | 0 | 0 | 0 | 0 | 0 |  | 0 | 0 | 0 | 0 | 0 | 0 | 0 | 0 | 0 | 0 |  | 0 |  | 0 |  | 0 | 0 |  | 0 |  | 0 | 0 | 0 | 0 | 0 |  | 0 |  | 0 | 0 | 0 | 2045 | 0 | ; | 0 |  | 0 | 0 | 0 |  | 0 |  | 0 | 0 | 0 | 0 |  | 0 | 0 | 0 |  | 0 | 0 | 0 |  | 0 |  | 0 |  | 0 | 0 | 0 | 0 |  | 0 |  | 0 |  | 0 | 0 | 0 | 0 | 0 | 0 | 0 | 0 | 0 |  | 0 |  | 0 |  | 0 | 0 | 0 | 0 | 0 |  | 0 | 0 | 0
2046 | 0 |  | 0 |  | 0 |  | 3502 | 0 | 0 |  | 12257 | 875.5 | 1 | 1 Filler; | 272.3643 | 0 |  | 1 Filler; | 2046 | 0 | ; | 0 | 0 | 0 | 0 | 0 | 0 |  | 0 |  | 0 |  | 0 | 0 | 0 | 0 | 0 | 0 | 0 | 0 | 0 | 0 |  | 0 | 0 | 0 | 0 | 0 | 0 | 0 | 0 | 0 | 0 |  | 0 |  | 0 |  | 0 | 0 |  | 0 |  | 0 | 0 | 0 | 0 | 0 |  | 0 |  | 0 | 0 | 0 | 2046 | 0 | ; | 0 |  | 0 | 0 | 0 |  | 0 |  | 0 | 0 | 0 | 0 |  | 0 | 0 | 0 |  | 0 | 0 | 0 |  | 0 |  | 0 |  | 0 | 0 | 0 | 0 |  | 0 |  | 0 |  | 0 | 0 | 0 | 0 | 0 | 0 | 0 | 0 | 0 |  | 0 |  | 0 |  | 0 | 0 | 0 | 0 | 0 |  | 0 | 0 | 0
2047 | 0 |  | 0 |  | 0 |  | 3502 | 0 | 0 |  | 12257 | 0 | 0 |  | 272.3643 | 0 |  |  | 2047 | 0 | ; | 0 | 0 | 0 | 0 | 0 | 0 |  | 0 |  | 0 |  | 0 | 0 | 0 | 0 | 0 | 0 | 0 | 0 | 0 | 0 |  | 0 | 0 | 0 | 0 | 0 | 0 | 0 | 0 | 0 | 0 |  | 0 |  | 0 |  | 0 | 0 |  | 0 |  | 0 | 0 | 0 | 0 | 0 |  | 0 |  | 0 | 0 | 0 | 2047 | 0 | ; | 0 |  | 0 | 0 | 0 |  | 0 |  | 0 | 0 | 0 | 0 |  | 0 | 0 | 0 |  | 0 | 0 | 0 |  | 0 |  | 0 |  | 0 | 0 | 0 | 0 |  | 0 |  | 0 |  | 0 | 0 | 0 | 0 | 0 | 0 | 0 | 0 | 0 |  | 0 |  | 0 |  | 0 | 0 | 0 | 0 | 0 |  | 0 | 0 | 0
2048 | 0 |  | 0 |  | 0 |  | 3502 | 0 | 0 |  | 13132.5 | 875.5 | 1 | 1 Filler; | 272.3643 | 0 |  | 1 Filler; | 2048 | 0 | ; | 0 | 0 | 0 | 0 | 0 | 0 |  | 0 |  | 0 |  | 0 | 0 | 0 | 0 | 0 | 0 | 0 | 0 | 0 | 0 |  | 0 | 0 | 0 | 0 | 0 | 0 | 0 | 0 | 0 | 0 |  | 0 |  | 0 |  | 0 | 0 |  | 0 |  | 0 | 0 | 0 | 0 | 0 |  | 0 |  | 0 | 0 | 0 | 2048 | 0 | ; | 0 |  | 0 | 0 | 0 |  | 0 |  | 0 | 0 | 0 | 0 |  | 0 | 0 | 0 |  | 0 | 0 | 0 |  | 0 |  | 0 |  | 0 | 0 | 0 | 0 |  | 0 |  | 0 |  | 0 | 0 | 0 | 0 | 0 | 0 | 0 | 0 | 0 |  | 0 |  | 0 |  | 0 | 0 | 0 | 0 | 0 |  | 0 | 0 | 0
2049 | 0 |  | 0 |  | 0 |  | 3502 | 0 | 0 |  | 13132.5 | 0 | 0 |  | 272.3643 | 0 |  |  | 2049 | 0 | ; | 0 | 0 | 0 | 0 | 0 | 0 |  | 0 |  | 0 |  | 0 | 0 | 0 | 0 | 0 | 0 | 0 | 0 | 0 | 0 |  | 0 | 0 | 0 | 0 | 0 | 0 | 0 | 0 | 0 | 0 |  | 0 |  | 0 |  | 0 | 0 |  | 0 |  | 0 | 0 | 0 | 0 | 0 |  | 0 |  | 0 | 0 | 0 | 2049 | 0 | ; | 0 |  | 0 | 0 | 0 |  | 0 |  | 0 | 0 | 0 | 0 |  | 0 | 0 | 0 |  | 0 | 0 | 0 |  | 0 |  | 0 |  | 0 | 0 | 0 | 0 |  | 0 |  | 0 |  | 0 | 0 | 0 | 0 | 0 | 0 | 0 | 0 | 0 |  | 0 |  | 0 |  | 0 | 0 | 0 | 0 | 0 |  | 0 | 0 | 0
2050 | 0 |  | 0 |  | 0 |  | 3502 | 0 | 0 |  | 14008 | 875.5 | 1 | 1 Filler; | 272.3643 | 0 |  | 1 Filler; | 2050 | 0 | ; | 0 | 0 | 0 | 0 | 0 | 0 |  | 0 |  | 0 |  | 0 | 0 | 0 | 0 | 0 | 0 | 0 | 0 | 0 | 0 |  | 0 | 0 | 0 | 0 | 0 | 0 | 0 | 0 | 0 | 0 |  | 0 |  | 0 |  | 0 | 0 |  | 0 |  | 0 | 0 | 0 | 0 | 0 |  | 0 |  | 0 | 0 | 0 | 2050 | 0 | ; | 0 |  | 0 | 0 | 0 |  | 0 |  | 0 | 0 | 0 | 0 |  | 0 | 0 | 0 |  | 0 | 0 | 0 |  | 0 |  | 0 |  | 0 | 0 | 0 | 0 |  | 0 |  | 0 |  | 0 | 0 | 0 | 0 | 0 | 0 | 0 | 0 | 0 |  | 0 |  | 0 |  | 0 | 0 | 0 | 0 | 0 |  | 0 | 0 | 0
2051 | 0 |  | 0 |  | 0 |  | 3502 | 0 | 0 |  | 14883.5 | 875.5 | 1 | 1 Filler; | 272.3643 | 0 |  | 1 Filler; | 2051 | 0 | ; | 0 | 0 | 0 | 0 | 0 | 0 |  | 0 |  | 0 |  | 0 | 0 | 0 | 0 | 0 | 0 | 0 | 0 | 0 | 0 |  | 0 | 0 | 0 | 0 | 0 | 0 | 0 | 0 | 0 | 0 |  | 0 |  | 0 |  | 0 | 0 |  | 0 |  | 0 | 0 | 0 | 0 | 0 |  | 0 |  | 0 | 0 | 0 | 2051 | 0 | ; | 0 |  | 0 | 0 | 0 |  | 0 |  | 0 | 0 | 0 | 0 |  | 0 | 0 | 0 |  | 0 | 0 | 0 |  | 0 |  | 0 |  | 0 | 0 | 0 | 0 |  | 0 |  | 0 |  | 0 | 0 | 0 | 0 | 0 | 0 | 0 | 0 | 0 |  | 0 |  | 0 |  | 0 | 0 | 0 | 0 | 0 |  | 0 | 0 | 0
2052 | 0 |  | 0 |  | 0 |  | 3502 | 0 | 0 |  | 14883.5 | 0 | 0 |  | 272.3643 | 0 |  |  | 2052 | 0 | ; | 0 | 0 | 0 | 0 | 0 | 0 |  | 0 |  | 0 |  | 0 | 0 | 0 | 0 | 0 | 0 | 0 | 0 | 0 | 0 |  | 0 | 0 | 0 | 0 | 0 | 0 | 0 | 0 | 0 | 0 |  | 0 |  | 0 |  | 0 | 0 |  | 0 |  | 0 | 0 | 0 | 0 | 0 |  | 0 |  | 0 | 0 | 0 | 2052 | 0 | ; | 0 |  | 0 | 0 | 0 |  | 0 |  | 0 | 0 | 0 | 0 |  | 0 | 0 | 0 |  | 0 | 0 | 0 |  | 0 |  | 0 |  | 0 | 0 | 0 | 0 |  | 0 |  | 0 |  | 0 | 0 | 0 | 0 | 0 | 0 | 0 | 0 | 0 |  | 0 |  | 0 |  | 0 | 0 | 0 | 0 | 0 |  | 0 | 0 | 0
2053 | 0 |  | 0 |  | 0 |  | 3502 | 0 | 0 |  | 15759 | 875.5 | 1 | 1 Filler; | 272.3643 | 0 |  | 1 Filler; | 2053 | 0 | ; | 0 | 0 | 0 | 0 | 0 | 0 |  | 0 |  | 0 |  | 0 | 0 | 0 | 0 | 0 | 0 | 0 | 0 | 0 | 0 |  | 0 | 0 | 0 | 0 | 0 | 0 | 0 | 0 | 0 | 0 |  | 0 |  | 0 |  | 0 | 0 |  | 0 |  | 0 | 0 | 0 | 0 | 0 |  | 0 |  | 0 | 0 | 0 | 2053 | 0 | ; | 0 |  | 0 | 0 | 0 |  | 0 |  | 0 | 0 | 0 | 0 |  | 0 | 0 | 0 |  | 0 | 0 | 0 |  | 0 |  | 0 |  | 0 | 0 | 0 | 0 |  | 0 |  | 0 |  | 0 | 0 | 0 | 0 | 0 | 0 | 0 | 0 | 0 |  | 0 |  | 0 |  | 0 | 0 | 0 | 0 | 0 |  | 0 | 0 | 0
2054 | 0 |  | 0 |  | 0 |  | 3502 | 0 | 0 |  | 15759 | 0 | 0 |  | 272.3643 | 0 |  |  | 2054 | 0 | ; | 0 | 0 | 0 | 0 | 0 | 0 |  | 0 |  | 0 |  | 0 | 0 | 0 | 0 | 0 | 0 | 0 | 0 | 0 | 0 |  | 0 | 0 | 0 | 0 | 0 | 0 | 0 | 0 | 0 | 0 |  | 0 |  | 0 |  | 0 | 0 |  | 0 |  | 0 | 0 | 0 | 0 | 0 |  | 0 |  | 0 | 0 | 0 | 2054 | 0 | ; | 0 |  | 0 | 0 | 0 |  | 0 |  | 0 | 0 | 0 | 0 |  | 0 | 0 | 0 |  | 0 | 0 | 0 |  | 0 |  | 0 |  | 0 | 0 | 0 | 0 |  | 0 |  | 0 |  | 0 | 0 | 0 | 0 | 0 | 0 | 0 | 0 | 0 |  | 0 |  | 0 |  | 0 | 0 | 0 | 0 | 0 |  | 0 | 0 | 0
2055 | 0 |  | 0 |  | 0 |  | 3502 | 0 | 0 |  | 16634.5 | 875.5 | 1 | 1 Filler; | 272.3643 | 0 |  | 1 Filler; | 2055 | 0 | ; | 0 | 0 | 0 | 0 | 0 | 0 |  | 0 |  | 0 |  | 0 | 0 | 0 | 0 | 0 | 0 | 0 | 0 | 0 | 0 |  | 0 | 0 | 0 | 0 | 0 | 0 | 0 | 0 | 0 | 0 |  | 0 |  | 0 |  | 0 | 0 |  | 0 |  | 0 | 0 | 0 | 0 | 0 |  | 0 |  | 0 | 0 | 0 | 2055 | 0 | ; | 0 |  | 0 | 0 | 0 |  | 0 |  | 0 | 0 | 0 | 0 |  | 0 | 0 | 0 |  | 0 | 0 | 0 |  | 0 |  | 0 |  | 0 | 0 | 0 | 0 |  | 0 |  | 0 |  | 0 | 0 | 0 | 0 | 0 | 0 | 0 | 0 | 0 |  | 0 |  | 0 |  | 0 | 0 | 0 | 0 | 0 |  | 0 | 0 | 0
2056 | 0 |  | 0 |  | 0 |  | 3502 | 0 | 0 |  | 16634.5 | 0 | 0 |  | 272.3643 | 0 |  |  | 2056 | 0 | ; | 0 | 0 | 0 | 0 | 0 | 0 |  | 0 |  | 0 |  | 0 | 0 | 0 | 0 | 0 | 0 | 0 | 0 | 0 | 0 |  | 0 | 0 | 0 | 0 | 0 | 0 | 0 | 0 | 0 | 0 |  | 0 |  | 0 |  | 0 | 0 |  | 0 |  | 0 | 0 | 0 | 0 | 0 |  | 0 |  | 0 | 0 | 0 | 2056 | 0 | ; | 0 |  | 0 | 0 | 0 |  | 0 |  | 0 | 0 | 0 | 0 |  | 0 | 0 | 0 |  | 0 | 0 | 0 |  | 0 |  | 0 |  | 0 | 0 | 0 | 0 |  | 0 |  | 0 |  | 0 | 0 | 0 | 0 | 0 | 0 | 0 | 0 | 0 |  | 0 |  | 0 |  | 0 | 0 | 0 | 0 | 0 |  | 0 | 0 | 0
2057 | 0 |  | 0 |  | 0 |  | 3502 | 0 | 0 |  | 17510 | 875.5 | 1 | 1 Filler; | 272.3643 | 0 |  | 1 Filler; | 2057 | 0 | ; | 0 | 0 | 0 | 0 | 0 | 0 |  | 0 |  | 0 |  | 0 | 0 | 0 | 0 | 0 | 0 | 0 | 0 | 0 | 0 |  | 0 | 0 | 0 | 0 | 0 | 0 | 0 | 0 | 0 | 0 |  | 0 |  | 0 |  | 0 | 0 |  | 0 |  | 0 | 0 | 0 | 0 | 0 |  | 0 |  | 0 | 0 | 0 | 2057 | 0 | ; | 0 |  | 0 | 0 | 0 |  | 0 |  | 0 | 0 | 0 | 0 |  | 0 | 0 | 0 |  | 0 | 0 | 0 |  | 0 |  | 0 |  | 0 | 0 | 0 | 0 |  | 0 |  | 0 |  | 0 | 0 | 0 | 0 | 0 | 0 | 0 | 0 | 0 |  | 0 |  | 0 |  | 0 | 0 | 0 | 0 | 0 |  | 0 | 0 | 0
2058 | 0 |  | 0 |  | 0 |  | 3502 | 0 | 0 |  | 17510 | 0 | 0 |  | 272.3643 | 0 |  |  | 2058 | 0 | ; | 0 | 0 | 0 | 0 | 0 | 0 |  | 0 |  | 0 |  | 0 | 0 | 0 | 0 | 0 | 0 | 0 | 0 | 0 | 0 |  | 0 | 0 | 0 | 0 | 0 | 0 | 0 | 0 | 0 | 0 |  | 0 |  | 0 |  | 0 | 0 |  | 0 |  | 0 | 0 | 0 | 0 | 0 |  | 0 |  | 0 | 0 | 0 | 2058 | 0 | ; | 0 |  | 0 | 0 | 0 |  | 0 |  | 0 | 0 | 0 | 0 |  | 0 | 0 | 0 |  | 0 | 0 | 0 |  | 0 |  | 0 |  | 0 | 0 | 0 | 0 |  | 0 |  | 0 |  | 0 | 0 | 0 | 0 | 0 | 0 | 0 | 0 | 0 |  | 0 |  | 0 |  | 0 | 0 | 0 | 0 | 0 |  | 0 | 0 | 0
2059 | 0 |  | 0 |  | 0 |  | 3502 | 0 | 0 |  | 18385.5 | 875.5 | 1 | 1 Filler; | 272.3643 | 0 |  | 1 Filler; | 2059 | 0 | ; | 0 | 0 | 0 | 0 | 0 | 0 |  | 0 |  | 0 |  | 0 | 0 | 0 | 0 | 0 | 0 | 0 | 0 | 0 | 0 |  | 0 | 0 | 0 | 0 | 0 | 0 | 0 | 0 | 0 | 0 |  | 0 |  | 0 |  | 0 | 0 |  | 0 |  | 0 | 0 | 0 | 0 | 0 |  | 0 |  | 0 | 0 | 0 | 2059 | 0 | ; | 0 |  | 0 | 0 | 0 |  | 0 |  | 0 | 0 | 0 | 0 |  | 0 | 0 | 0 |  | 0 | 0 | 0 |  | 0 |  | 0 |  | 0 | 0 | 0 | 0 |  | 0 |  | 0 |  | 0 | 0 | 0 | 0 | 0 | 0 | 0 | 0 | 0 |  | 0 |  | 0 |  | 0 | 0 | 0 | 0 | 0 |  | 0 | 0 | 0
2060 | 0 |  | 0 |  | 0 |  | 3502 | 0 | 0 |  | 19261 | 875.5 | 1 | 1 Filler; | 272.3643 | 0 |  | 1 Filler; | 2060 | 0 | ; | 0 | 0 | 0 | 0 | 0 | 0 |  | 0 |  | 0 |  | 0 | 0 | 0 | 0 | 0 | 0 | 0 | 0 | 0 | 0 |  | 0 | 0 | 0 | 0 | 0 | 0 | 0 | 0 | 0 | 0 |  | 0 |  | 0 |  | 0 | 0 |  | 0 |  | 0 | 0 | 0 | 0 | 0 |  | 0 |  | 0 | 0 | 0 | 2060 | 0 | ; | 0 |  | 0 | 0 | 0 |  | 0 |  | 0 | 0 | 0 | 0 |  | 0 | 0 | 0 |  | 0 | 0 | 0 |  | 0 |  | 0 |  | 0 | 0 | 0 | 0 |  | 0 |  | 0 |  | 0 | 0 | 0 | 0 | 0 | 0 | 0 | 0 | 0 |  | 0 |  | 0 |  | 0 | 0 | 0 | 0 | 0 |  | 0 | 0 | 0
2061 | 0 |  | 0 |  | 0 |  | 3502 | 0 | 0 |  | 19261 | 0 | 0 |  | 272.3643 | 0 |  |  | 2061 | 0 | ; | 0 | 0 | 0 | 0 | 0 | 0 |  | 0 |  | 0 |  | 0 | 0 | 0 | 0 | 0 | 0 | 0 | 0 | 0 | 0 |  | 0 | 0 | 0 | 0 | 0 | 0 | 0 | 0 | 0 | 0 |  | 0 |  | 0 |  | 0 | 0 |  | 0 |  | 0 | 0 | 0 | 0 | 0 |  | 0 |  | 0 | 0 | 0 | 2061 | 0 | ; | 0 |  | 0 | 0 | 0 |  | 0 |  | 0 | 0 | 0 | 0 |  | 0 | 0 | 0 |  | 0 | 0 | 0 |  | 0 |  | 0 |  | 0 | 0 | 0 | 0 |  | 0 |  | 0 |  | 0 | 0 | 0 | 0 | 0 | 0 | 0 | 0 | 0 |  | 0 |  | 0 |  | 0 | 0 | 0 | 0 | 0 |  | 0 | 0 | 0
2062 | 0 |  | 0 |  | 0 |  | 3502 | 0 | 0 |  | 20136.5 | 875.5 | 1 | 1 Filler; | 272.3643 | 0 |  | 1 Filler; | 2062 | 0 | ; | 0 | 0 | 0 | 0 | 0 | 0 |  | 0 |  | 0 |  | 0 | 0 | 0 | 0 | 0 | 0 | 0 | 0 | 0 | 0 |  | 0 | 0 | 0 | 0 | 0 | 0 | 0 | 0 | 0 | 0 |  | 0 |  | 0 |  | 0 | 0 |  | 0 |  | 0 | 0 | 0 | 0 | 0 |  | 0 |  | 0 | 0 | 0 | 2062 | 0 | ; | 0 |  | 0 | 0 | 0 |  | 0 |  | 0 | 0 | 0 | 0 |  | 0 | 0 | 0 |  | 0 | 0 | 0 |  | 0 |  | 0 |  | 0 | 0 | 0 | 0 |  | 0 |  | 0 |  | 0 | 0 | 0 | 0 | 0 | 0 | 0 | 0 | 0 |  | 0 |  | 0 |  | 0 | 0 | 0 | 0 | 0 |  | 0 | 0 | 0
2063 | 0 |  | 0 |  | 0 |  | 3502 | 0 | 0 |  | 20136.5 | 0 | 0 |  | 272.3643 | 0 |  |  | 2063 | 0 | ; | 0 | 0 | 0 | 0 | 0 | 0 |  | 0 |  | 0 |  | 0 | 0 | 0 | 0 | 0 | 0 | 0 | 0 | 0 | 0 |  | 0 | 0 | 0 | 0 | 0 | 0 | 0 | 0 | 0 | 0 |  | 0 |  | 0 |  | 0 | 0 |  | 0 |  | 0 | 0 | 0 | 0 | 0 |  | 0 |  | 0 | 0 | 0 | 2063 | 0 | ; | 0 |  | 0 | 0 | 0 |  | 0 |  | 0 | 0 | 0 | 0 |  | 0 | 0 | 0 |  | 0 | 0 | 0 |  | 0 |  | 0 |  | 0 | 0 | 0 | 0 |  | 0 |  | 0 |  | 0 | 0 | 0 | 0 | 0 | 0 | 0 | 0 | 0 |  | 0 |  | 0 |  | 0 | 0 | 0 | 0 | 0 |  | 0 | 0 | 0
2064 | 0 |  | 0 |  | 0 |  | 3502 | 0 | 0 |  | 21012 | 875.5 | 1 | 1 Filler; | 272.3643 | 0 |  | 1 Filler; | 2064 | 0 | ; | 0 | 0 | 0 | 0 | 0 | 0 |  | 0 |  | 0 |  | 0 | 0 | 0 | 0 | 0 | 0 | 0 | 0 | 0 | 0 |  | 0 | 0 | 0 | 0 | 0 | 0 | 0 | 0 | 0 | 0 |  | 0 |  | 0 |  | 0 | 0 |  | 0 |  | 0 | 0 | 0 | 0 | 0 |  | 0 |  | 0 | 0 | 0 | 2064 | 0 | ; | 0 |  | 0 | 0 | 0 |  | 0 |  | 0 | 0 | 0 | 0 |  | 0 | 0 | 0 |  | 0 | 0 | 0 |  | 0 |  | 0 |  | 0 | 0 | 0 | 0 |  | 0 |  | 0 |  | 0 | 0 | 0 | 0 | 0 | 0 | 0 | 0 | 0 |  | 0 |  | 0 |  | 0 | 0 | 0 | 0 | 0 |  | 0 | 0 | 0
2065 | 0 |  | 0 |  | 0 |  | 3502 | 0 | 0 |  | 21012 | 0 | 0 |  | 272.3643 | 0 |  |  | 2065 | 0 | ; | 0 | 0 | 0 | 0 | 0 | 0 |  | 0 |  | 0 |  | 0 | 0 | 0 | 0 | 0 | 0 | 0 | 0 | 0 | 0 |  | 0 | 0 | 0 | 0 | 0 | 0 | 0 | 0 | 0 | 0 |  | 0 |  | 0 |  | 0 | 0 |  | 0 |  | 0 | 0 | 0 | 0 | 0 |  | 0 |  | 0 | 0 | 0 | 2065 | 0 | ; | 0 |  | 0 | 0 | 0 |  | 0 |  | 0 | 0 | 0 | 0 |  | 0 | 0 | 0 |  | 0 | 0 | 0 |  | 0 |  | 0 |  | 0 | 0 | 0 | 0 |  | 0 |  | 0 |  | 0 | 0 | 0 | 0 | 0 | 0 | 0 | 0 | 0 |  | 0 |  | 0 |  | 0 | 0 | 0 | 0 | 0 |  | 0 | 0 | 0

## How to Use
Description of File Layout
"How to Use" tab (highlighted in red) describes the file layout and provides instructions on how to use.
There are four Input tabs highlighted in green, and require input for six different categories. Only the cells highlighted in light green are required input.
Input 1. Load, DSM, Cap Changes tab is used to input the Load Forecast (Section I), DSM plus incremental DSM projections (Section II) and any modifications to the
capacity of FPL's existing units that are not captured in the Input 3. Unit Capabiities-PGD tab. The first column in Section (III) is reserved for short-term unit outages
that are known to occur during the summer/winter peak months such as the 800 MW unit ESP outages.
"Input 2. Unit Additions" tab is used to input known future additions (e.g., PEEC in 2016, NPGU, future solar project, etc). Section IV, also, allows input of solar additions
with corresponding firm capacity value and degradation percent. Future filler additions are automatically added based on the input provided on rows 6 - 12. In order
to calculate these additions, inputs are needed regarding additions of PPA, large filler units, equalizing filler and small filler units. This tab also has an "Easy Button"
that must be pressed once all inputs have been completed.
Input 3. Unit Capabilities-PGD tab is used to input capacity of existing FPL units (Section V). This tab is formatted so that changes in inputs from one year to the next
are highlighted in yellow.
Input 4. Firm Capacity Purchase tab contains the inputs in Section VI. It is used to input all firm capacity from QFs, existing or future PPA contracts. This tab is
formatted so that changes in inputs from one year to the next are highlighted in yellow.
All output tabs (highlighted in blue) require no inputs and are protected.
Description of current output files …
How to Use
1. Input/update data in the four input tabs only in the green highlighted cells, as necessary.
2. Press the Easy Button on the Input 2. Unit Additions tab.

## Update Log
Reserve Margin Update Log
| Date | Person | Change
13 | 2016-07-28 | DI | Updated equalizing filler & small filler addition logic to work for situations were units are added after equalizing filler (such as TP 6 & 7)
12 | 2016-07-25 | DI | Updated TP 6 & 7 delay to 2031 and 2032, added 60 MW of ECOGEN with firm capacity in 2021 and updated OCEC capacity by 2022 of 1,747 MW
11 | 2016-05-11 | DI | Changes from 2016 TYSP: 1) ICL retires after the summer of 2019; 2) ECOGEN does not come on-line; and, 3) TP 6 & 7 are delayed to 2030 and 2031
10 | 2016-04-13 | DI | Added a tab with TYSP Schedule 7.1 extended beyond ten years
9 | 3/15/2016 | DI | Updated the capacity of the Greenfield CC from 1,633 MW to 1,622 MW
8 | 2016-03-01 | DI | Updated 2025 DSM values (per A. Sharma's email on March 1)
7 | 2016-02-26 | DI | Updated the dates for upgrades (20 MW) of Turkey Point 3 & 4; Per Alan Katz, scheduled for Fall 2018 (Unit 3) and Spring 2019 (Unit 4)
6 | 2016-02-17 | JE | Updated resource plan to show 2016 TYSP rsource plan - 300 MW of solar in 2020 and a 3x1 CC in 2024
5 | 2016-02-15 | DI | Updated the calculation for EGEAS reserve margin based on 10% GRM; Deleted the "Calculation" button and macro
4 | 2016-02-10 | DI | Ft. Myers GT retired December 31, 2016; therefore 594 MWs (54*11 MW) available for summer 2016 since GT #8 has already been retired
3 | 2016-02-09 | DI | Added an 100 MW Native load sale to TECO in 2016 (this is modeled under Section IV in "Input 4. Firm Purchase-Sale" tab)
2 | 2016-02-08 | DI | Updated DSM assumptions through 2030 (added additional columns for input of DSM assumptions)
Updated firm purchases: 1) removed Broward North, and 2) SJRPP Purchase available for summer 2019
Updated Greenfield filler capacity to 1,633 MW and small filler capacity to 817 MW
Updated Output 3. TYSP Table I.B.1 by removing excess rows under Cogeneration Small Power Production Facilities
1 | 2016-01-20 | DI | Updated model to begin in 2016
Updated 2016 DSM values (only) per A. Sharma

## Input 1. Load, DSM, Cap Changes
2016 TYSP Update (ICL retired, only 60 MW ECOGEN, OCEC increase in MWs, and TP6 & 7 delayed to 2031 & 2032) | [13 empty] | New Load Forecast with latest assumptions RM Spreadsheet upgrade test
|  |  |  | Title Description = | 2016 TYSP Update (ICL retired, only 60 MW ECOGEN, OCEC increase in MWs, and TP6 & 7 delayed to 2031 & 2032) | [13 empty] | Descriptive Title = | 2016 TYSP Update (ICL retired, only 60 MW ECOGEN, OCEC increase in MWs, and TP6 & 7 delayed to 2031 & 2032)
|  |  |  | Start Year = | 2016 | [13 empty] | Start Year = | 2016
|  |  |  | End Year = | 2050 | [13 empty] | End Year = | 2050
|  |  |  | Reserve Margin Criterion = | 20% | [13 empty] | Reserve Margin Criterion = | 20%
|  |  |  | Reserve Margin Criterion (Gen. Only) = | 10% | [5 empty] | Start Year of Gen Only RM Criterion = | 2019 | [6 empty] | Reserve Margin Criterion (Gen. Only) = | 10%
I. Load Forecast and Sales Forecast |  |  |  | II. DSM | [5 empty] | III. Existing FPL Capacity Modifications NOT CAPTURED in "Unit Capabilities PGD tab" |  |  |  | I. Load Forecast and Sales Forecast |  |  |  |  | II. DSM |  |  | III. Capacity Modifications (e.g., CT or nuclear uprates, retirements, outages, etc.); Negative values indicates loss of capacity
NOTE: First column is reserved for "Short Term Unit Outages (MW)" only. Negative value indicates loss of capacity.
SUMMER |  |  |  | SUMMER | [5 empty] | SUMMER |  |  |  | WINTER |  |  |  |  | WINTER |  |  | WINTER
| October 2015 Update | Sales Forecast (MW) | Sales Forecast (MW) |  | Conservation DSM at gen (MW) | Load Control DSM at gen (MW) | Incremental DSM 2026-2030 (MW) | Total DSM at gen (MW) | Projected Incremental DSM Year-Year (MW) |  | Short Term Unit Outages (MW) |  | Total (MW) |  | DRAFT "3" Forecast 10/14/14 WITHOUT VERO (MW) | Sales Forecast (MW) | Sales Forecast (MW) |  |  | DSM Capability (MW) | Assumed Additional DSM (MW) |  | Unit Upgrades - CT (MW) | Incremental Units from Wholesale Purchases (e.g.,Vero Units) MW | Units Converted to Syn Condensor | Short Term Unit Outages (MW) | Reitrement of Existing Nuclear (MW) | Other Retirements / Units on Inactive Reserve (MW) | Other (MW) | Other (MW) | Total (MW)
August |  |  |  | August |  | Load Control |  |  |  | August |  |  |  | Jan |  |  |  |  | Jan |  |  | Jan
of the |  |  |  | of the |  | DSM at gen |  |  |  | of the |  |  |  | of the |  |  |  |  | of the |  |  | of the
Year |  |  |  | Year |  | (MW) |  |  |  | Year |  |  |  | Year |  |  |  |  | Year |  |  | Year
2016 | 24169.6865 | 0 | 0 | 2016 | 52.1053 | 1790.3613 | 0 | 1842.4667 | 0 | 2016 | 0 |  | 0 | 2016 | 22768.3999 | 0 | 0 |  | 2016 | 1893.4319 | 98.4098 | 2016 | 38 | 0 | 0 | 0 | 0 | 0 | 0 | 0 | 38
2017 | 24336.0406 | 0 | 0 | 2017 | 80.5244 | 1854.2805 | 0 | 1934.8049 | 92.3382 | 2017 | 0 |  | 0 | 2017 | 23355.5765 | 0 | 0 | 1 | 2017 | 1899.7488 | 157.9386 | 2017 | 123 | 0 | 0 | 0 | 0 | 0 | 0 | 0 | 123
2018 | 24606.279 | 0 | 0 | 2018 | 105.0481 | 1890.1534 | 0 | 1995.2014 | 60.3965 | 2018 | 0 |  | 0 | 2018 | 23777.7076 | 0 | 0 | 2 | 2018 | 1895.041 | 187.6774 | 2018 | 123 | 0 | 0 | 0 | 0 | -498 | 0 | 0 | -375
2019 | 24893.0945 | 0 | 0 | 2019 | 130.3217 | 1911.124 | 0 | 2041.4457 | 46.2443 | 2019 | 0 |  | 0 | 2019 | 24190.1254 | 0 | 0 | 3 | 2019 | 1890.3682 | 218.8841 | 2019 | 123 | 0 | -392 | 0 | 0 | -498 | 0 | 0 | -767
2020 | 25205.9285 | 0 | 0 | 2020 | 156.4111 | 1932.0511 | 0 | 2088.4622 | 47.0165 | 2020 | 0 |  | 0 | 2020 | 24543.7588 | 0 | 0 | 4 | 2020 | 1885.7293 | 251.3967 | 2020 | 123 | 0 | -392 | 0 | 0 | -498 | 0 | 0 | -767
2021 | 25316.4163 | 0 | 0 | 2021 | 183.3005 | 1952.9339 | 0 | 2136.2343 | 47.7721 | 2021 | 0 |  | 0 | 2021 | 24895.5689 | 0 | 0 | 5 | 2021 | 1881.1231 | 285.7636 | 2021 | 123 | 0 | -392 | 0 | 0 | -498 | 0 | 0 | -767
2022 | 25540.1892 | 0 | 0 | 2022 | 210.9741 | 1973.7724 | 0 | 2184.7465 | 48.5122 | 2022 | 0 |  | 0 | 2022 | 25239.3053 | 0 | 0 | 6 | 2022 | 1876.5496 | 320.6839 | 2022 | 123 | 0 | -392 | 0 | 0 | -498 | 0 | 0 | -767
2023 | 25832.9033 | 0 | 0 | 2023 | 239.4635 | 1994.566 | 0 | 2234.0295 | 49.283 | 2023 | 0 |  | 0 | 2023 | 25438.8452 | 0 | 0 | 7 | 2023 | 1872.0077 | 356.2604 | 2023 | 123 | 0 | -392 | 0 | 0 | -498 | 0 | 0 | -767
2024 | 26180.2785 | 0 | 0 | 2024 | 268.8685 | 2015.3137 | 0 | 2284.1822 | 50.1527 | 2024 | 0 |  | 0 | 2024 | 25907.6411 | 0 | 0 | 8 | 2024 | 1867.4962 | 392.6438 | 2024 | 123 | 0 | -392 | 0 | 0 | -498 | 0 | 0 | -767
2025 | 26572.456 | 0 | 0 | 2025 | 299 | 2035 | 0 | 2334 | 49.8178 | 2025 | 0 |  | 0 | 2025 | 26528.2942 | 0 | 0 | 9 | 2025 | 1863.2603 | 429.9727 | 2025 | 123 | 0 | -392 | 0 | 0 | -498 | 0 | 0 | -767
2026 | 27067.6001 | 0 | 0 | 2026 | 299 | 2035 | 50 | 2384 | 50 | 2026 | 0 |  | 0 | 2026 | 27214.2486 | 0 | 0 | 10 | 2026 | 1859.0779 | 468.4615 | 2026 | 123 | 0 | -392 | 0 | 0 | -498 | 0 | 0 | -767
2027 | 27665.2192 | 0 | 0 | 2027 | 299 | 2035 | 100 | 2434 | 50 | 2027 | 0 |  | 0 | 2027 | 27877.1239 | 0 | 0 | 11 | 2027 | 1854.9123 | 468.4615 | 2027 | 123 | 0 | -392 | 0 | 0 | -498 | 0 | 0 | -767
2028 | 28224.7243 | 0 | 0 | 2028 | 299 | 2035 | 150 | 2484 | 50 | 2028 | 0 |  | 0 | 2028 | 28504.646 | 0 | 0 | 12 | 2028 | 1850.7636 | 468.4615 | 2028 | 123 | 0 | -392 | 0 | 0 | -498 | 0 | 0 | -767
2029 | 28804.8144 | 0 | 0 | 2029 | 299 | 2035 | 200 | 2534 | 50 | 2029 | 0 |  | 0 | 2029 | 29134.6314 | 0 | 0 | 13 | 2029 | 1850.7636 | 468.4615 | 2029 | 123 | 0 | -392 | 0 | 0 | -498 | 0 | 0 | -767
2030 | 29397.6618 | 0 | 0 | 2030 | 299 | 2035 | 250 | 2584 | 50 | 2030 | 0 |  | 0 | 2030 | 29731.1329 | 0 | 0 | 14 | 2030 | 1850.7636 | 468.4615 | 2030 | 123 | 0 | -392 | 0 | 0 | -498 | 0 | 0 | -767
2031 | 29916.486 | 0 | 0 | 2031 | 299 | 2035 | 250 | 2584 | 0 | 2031 | 0 |  | 0 | 2031 | 30260.6981 | 0 | 0 | 15 | 2031 | 1850.7636 | 468.4615 | 2031 | 123 | 0 | -392 | 0 | 0 | -498 | 0 | 0 | -767
2032 | 30478.7122 | 0 | 0 | 2032 | 299 | 2035 | 250 | 2584 | 0 | 2032 | 0 |  | 0 | 2032 | 30785.51 | 0 | 0 | 16 | 2032 | 1850.7636 | 468.4615 | 2032 | 123 | 0 | -392 | 0 | -811 | -498 | 0 | 0 | -1578
2033 | 31014.602 | 0 | 0 | 2033 | 299 | 2035 | 250 | 2584 | 0 | 2033 | 0 |  | 0 | 2033 | 31332.208 | 0 | 0 | 17 | 2033 | 1850.7636 | 468.4615 | 2033 | 123 | 0 | -392 | 0 | -1632 | -498 | 0 | 0 | -2399
2034 | 31496.9298 | 0 | 0 | 2034 | 299 | 2035 | 250 | 2584 | 0 | 2034 | 0 |  | 0 | 2034 | 31881.4572 | 0 | 0 | 18 | 2034 | 1850.7636 | 468.4615 | 2034 | 123 | 0 | -392 | 0 | -1632 | -498 | 0 | 0 | -2399
2035 | 31985.1039 | 0 | 0 | 2035 | 299 | 2035 | 250 | 2584 | 0 | 2035 | 0 |  | 0 | 2035 | 32402.8578 | 0 | 0 | 19 | 2035 | 1850.7636 | 468.4615 | 2035 | 123 | 0 | -392 | 0 | -1632 | -498 | 0 | 0 | -2399
2036 | 32468.0191 | 0 | 0 | 2036 | 299 | 2035 | 250 | 2584 | 0 | 2036 | 0 |  | 0 | 2036 | 32928.3325 | 0 | 0 | 20 | 2036 | 1850.7636 | 468.4615 | 2036 | 123 | 0 | -392 | 0 | -2613 | -498 | 0 | 0 | -3380
2037 | 32926.0632 | 0 | 0 | 2037 | 299 | 2035 | 250 | 2584 | 0 | 2037 | 0 |  | 0 | 2037 | 33444.1233 | 0 | 0 | 21 | 2037 | 1850.7636 | 468.4615 | 2037 | 123 | 0 | -392 | 0 | -2613 | -498 | 0 | 0 | -3380
2038 | 33401.2155 | 0 | 0 | 2038 | 299 | 2035 | 250 | 2584 | 0 | 2038 | 0 |  | 0 | 2038 | 33942.4433 | 0 | 0 | 22 | 2038 | 1850.7636 | 468.4615 | 2038 | 123 | 0 | -392 | 0 | -2613 | -498 | 0 | 0 | -3380
2039 | 33877.6204 | 0 | 0 | 2039 | 299 | 2035 | 250 | 2584 | 0 | 2039 | 0 |  | 0 | 2039 | 34413.4745 | 0 | 0 | 23 | 2039 | 1850.7636 | 468.4615 | 2039 | 123 | 0 | -392 | 0 | -2613 | -498 | 0 | 0 | -3380
2040 | 34362.1064 | 0 | 0 | 2040 | 299 | 2035 | 250 | 2584 | 0 | 2040 | 0 |  | 0 | 2040 | 34927.6239 | 0 | 0 | 24 | 2040 | 1850.7636 | 468.4615 | 2040 | 123 | 0 | -392 | 0 | -2613 | -498 | 0 | 0 | -3380
2041 | 34752.544 | 0 | 0 | 2041 | 299 | 2035 | 250 | 2584 | 0 | 2041 | 0 |  | 0 | 2041 | 35445.3868 | 0 | 0 | 25 | 2041 | 1850.7636 | 468.4615 | 2041 | 123 | 0 | -392 | 0 | -2613 | -498 | 0 | 0 | -3380
2042 | 35143.6793 | 0 | 0 | 2042 | 299 | 2035 | 250 | 2584 | 0 | 2042 | 0 |  | 0 | 2042 | 35956.6479 | 0 | 0 | 26 | 2042 | 1850.7636 | 468.4615 | 2042 | 123 | 0 | -392 | 0 | -2613 | -498 | 0 | 0 | -3380
2043 | 35535.5131 | 0 | 0 | 2043 | 299 | 2035 | 250 | 2584 | 0 | 2043 | 0 |  | 0 | 2043 | 36301.7011 | 0 | 0 | 27 | 2043 | 1850.7636 | 468.4615 | 2043 | 123 | 0 | -392 | 0 | -3453 | -498 | 0 | 0 | -4220
2044 | 35928.0467 | 0 | 0 | 2044 | 299 | 2035 | 250 | 2584 | 0 | 2044 | 0 |  | 0 | 2044 | 36650.0903 | 0 | 0 | 28 | 2044 | 1850.7636 | 468.4615 | 2044 | 123 | 0 | -392 | 0 | -3453 | -498 | 0 | 0 | -4220
2045 | 36321.2811 | 0 | 0 | 2045 | 299 | 2035 | 250 | 2584 | 0 | 2045 | 0 |  | 0 | 2045 | 37001.8537 | 0 | 0 | 29 | 2045 | 1850.7636 | 468.4615 | 2045 | 123 | 0 | -392 | 0 | -3453 | -498 | 0 | 0 | -4220
2046 | 36715.2173 | 0 | 0 | 2046 | 299 | 2035 | 250 | 2584 | 0 | 2046 | 0 |  | 0 | 2046 | 37357.0245 | 0 | 0 | 30 | 2046 | 1850.7636 | 468.4615 | 2046 | 123 | 0 | -392 | 0 | -3453 | -498 | 0 | 0 | -4220
2047 | 37109.8565 | 0 | 0 | 2047 | 299 | 2035 | 250 | 2584 | 0 | 2047 | 0 |  | 0 | 2047 | 37715.6359 | 0 | 0 | 31 | 2047 | 1850.7636 | 468.4615 | 2047 | 123 | 0 | -392 | 0 | -3453 | -498 | 0 | 0 | -4220
2048 | 37505.1998 | 0 | 0 | 2048 | 299 | 2035 | 250 | 2584 | 0 | 2048 | 0 |  | 0 | 2048 | 38077.7214 | 0 | 0 | 32 | 2048 | 1850.7636 | 468.4615 | 2048 | 123 | 0 | -392 | 0 | -3453 | -498 | 0 | 0 | -4220
2049 | 37901.2482 | 0 | 0 | 2049 | 299 | 2035 | 250 | 2584 | 0 | 2049 | 0 |  | 0 | 2049 | 38443.315 | 0 | 0 | 33 | 2049 | 1850.7636 | 468.4615 | 2049 | 123 | 0 | -392 | 0 | -3453 | -498 | 0 | 0 | -4220
2050 | 38298.0028 | 0 | 0 | 2050 | 299 | 2035 | 250 | 2584 | 0 | 2050 | 0 |  | 0 | 2050 | 38812.451 | 0 | 0 | 34 | 2050 | 1850.7636 | 468.4615 | 2050 | 123 | 0 | -392 | 0 | -3453 | -498 | 0 | 0 | -4220
2051 | 38695.4648 | 0 | 0 | 2051 | 299 | 2035 | 250 | 2584 | 0 | 2051 | 0 |  | 0 | 2051 | 39185.1638 | 0 | 0 | 35 | 2051 | 1850.7636 | 468.4615 | 2051 | 123 | 0 | -392 | 0 | -3453 | -498 | 0 | 0 | -4220
2052 | 39093.6352 | 0 | 0 | 2052 | 299 | 2035 | 250 | 2584 | 0 | 2052 | 0 |  | 0 | 2052 | 39561.4883 | 0 | 0 | 36 | 2052 | 1850.7636 | 468.4615 | 2052 | 123 | 0 | -392 | 0 | -3453 | -498 | 0 | 0 | -4220
2053 | 39487.0507 | 0 | 0 | 2053 | 299 | 2035 | 250 | 2584 | 0 | 2053 | 0 |  | 0 | 2053 | 39941.4598 | 0 | 0 | 37 | 2053 | 1850.7636 | 468.4615 | 2053 | 123 | 0 | -392 | 0 | -3453 | -498 | 0 | 0 | -4220
2054 | 39881.1457 | 0 | 0 | 2054 | 299 | 2035 | 250 | 2584 | 0 | 2054 | 0 |  | 0 | 2054 | 40325.1139 | 0 | 0 | 38 | 2054 | 1850.7636 | 468.4615 | 2054 | 123 | 0 | -392 | 0 | -3453 | -498 | 0 | 0 | -4220
2055 | 40275.9209 | 0 | 0 | 2055 | 299 | 2035 | 250 | 2584 | 0 | 2055 | 0 |  | 0 | 2055 | 40704.5439 | 0 | 0 | 39 | 2055 | 1850.7636 | 468.4615 | 2055 | 123 | 0 | -392 | 0 | -3453 | -498 | 0 | 0 | -4220
2056 | 40671.3775 | 0 | 0 | 2056 | 299 | 2035 | 250 | 2584 | 0 | 2056 | 0 |  | 0 | 2056 | 41087.6691 | 0 | 0 | 40 | 2056 | 1850.7636 | 468.4615 | 2056 | 123 | 0 | -392 | 0 | -3453 | -498 | 0 | 0 | -4220
2057 | 41067.5161 | 0 | 0 | 2057 | 299 | 2035 | 250 | 2584 | 0 | 2057 | 0 |  | 0 | 2057 | 41474.5256 | 0 | 0 | 41 | 2057 | 1850.7636 | 468.4615 | 2057 | 123 | 0 | -392 | 0 | -3453 | -498 | 0 | 0 | -4220
2058 | 41464.3379 | 0 | 0 | 2058 | 299 | 2035 | 250 | 2584 | 0 | 2058 | 0 |  | 0 | 2058 | 41865.1499 | 0 | 0 | 42 | 2058 | 1850.7636 | 468.4615 | 2058 | 123 | 0 | -392 | 0 | -3453 | -498 | 0 | 0 | -4220
2059 | 41861.8437 | 0 | 0 | 2059 | 299 | 2035 | 250 | 2584 | 0 | 2059 | 0 |  | 0 | 2059 | 42259.5789 | 0 | 0 | 43 | 2059 | 1850.7636 | 468.4615 | 2059 | 123 | 0 | -392 | 0 | -3453 | -498 | 0 | 0 | -4220
2060 | 42260.0345 | 0 | 0 | 2060 | 299 | 2035 | 250 | 2584 | 0 | 2060 | 0 |  | 0 | 2060 | 42657.8498 | 0 | 0 | 44 | 2060 | 1850.7636 | 468.4615 | 2060 | 123 | 0 | -392 | 0 | -3453 | -498 | 0 | 0 | -4220
2061 | 42658.9112 | 0 | 0 | 2061 | 299 | 2035 | 250 | 2584 | 0 | 2061 | 0 |  | 0 | 2061 | 43060.0003 | 0 | 0 | 45 | 2061 | 1850.7636 | 468.4615 | 2061 | 123 | 0 | -392 | 0 | -3453 | -498 | 0 | 0 | -4220
2062 | 43058.4746 | 0 | 0 | 2062 | 299 | 2035 | 250 | 2584 | 0 | 2062 | 0 |  | 0 | 2062 | 43466.0683 | 0 | 0 | 46 | 2062 | 1850.7636 | 468.4615 | 2062 | 123 | 0 | -392 | 0 | -3453 | -498 | 0 | 0 | -4220
2063 | 43458.7259 | 0 | 0 | 2063 | 299 | 2035 | 250 | 2584 | 0 | 2063 | 0 |  | 0
2064 | 43862.6977 | 0 | 0 | 2064 | 299 | 2035 | 250 | 2584 | 0 | 2064 | 0 |  | 0
2065 | 44270.4246 | 0 | 0 | 2065 | 299 | 2035 | 300 | 2634 | 50 | 2065 | 0 |  | 0

## Input 2. Unit Additions
2016 TYSP Update (ICL retired, only 60 MW ECOGEN, OCEC increase in MWs, and TP6 & 7 delayed to 2031 & 2032)
SUMMER
[5 empty] | Solar Degradation = | 0.3%
|  | PPA Data Input: |  |  | Add Short-Term PPA up to Need Amount = | 200 |  |  |  |  | Add PPA (as only option available) up to the need prior to = | 2020
|  | Large Filler Input: | Start Year = | 2025 | End Year = | 2030 |  |  |  |  | Summer Capacity (MW) = | 1751
|  | Equalizing Filler Input: |  |  | Do you want to add an Equalizing Filler (Yes/No) = | Yes |  | Year of Equalizing Filler = | 2031
|  | Small Filler Input: | Start Year = | 2032 | [6 empty] | Summer Capacity (MW) = | 875.5
IV. New Capacity Additions
| Nameplate AC Solar Addition (MW) | Firm Capacity Value | Description of Unit Additions | New Unit Additions (MW) | Short Term PPA (MW) | Large Filler (e.g., 3x1 J CC) Additions (MW) | Small Filler (e.g., 1/2 the size of 3x1 J CC) Additions (MW) | Equalizing Filler (MW) | Total (MW) |  | Reserve Margin Criterion 20 % | MW Needed to Meet Reserve Margin | Reserve Margin Generation Only Criterion 10 % | MW Needed to Meet Generation Only Reserve Margin | Reserve Margin Check |  | Short Term PPA (MW) | Large Filler (e.g., 3x1 J CC) Additions (MW) | Small Filler (e.g., 1/2 the size of 3x1 J CC) Additions (MW) | Equalizing Filler (MW) | Total (MW)
August |  |  |  | New Unit | [5 empty] | Aug | [5 empty] | August
of the |  |  |  | Additions | [5 empty] | of the | [5 empty] | of the
Year |  |  |  | (MW) | [5 empty] | Year | [5 empty] | Year
2016 |  |  | PEEC | 1237 | 0 | 0 | 0 | 0 | 1237 | 2016 | 21.99% | -445.3648 |  |  | OK | 2016 | 0 | 0 | 0 | 0 | 1237
2017 | 223.5 | 52% | FM 2CT; PFL 5CT | 1617 | 53 | 0 | 0 | 0 | 3023.22 | 2017 | 20% | -0.47004 |  |  | OK | 2017 | 0 | 0 | 0 | 0 | 3023.22
2018 | 600 | 49.84% |  |  | 25 | 0 | 0 | 0 | 3293.9113 | 2018 | 20% | -0.25608 |  |  | OK | 2018 | 0 | 0 | 0 | 0 | 3293.9113
2019 | 300 | 46.35% | OCEC | 1702 | 0 | 0 | 0 | 0 | 5108.7066 | 2019 | 22.99% | -682.2714 | 12.9% | -721.846 | OK | 2019 | 0 | 0 | 0 | 0 | 5108.7066
2020 | 300 | 44% | Unsited Solar |  | 0 | 0 | 0 | 0 | 5239.0485 | 2020 | 19.05% | 218.4617 | 9.191% | 204.0235 | ERROR | 2020 | 0 | 0 | 0 | 0 | 5239.0485
2021 | 300 | 41.76% |  |  | 0 | 0 | 0 | 0 | 5362.2793 | 2021 | 19.9% | 22.5828 | 9.785% | 54.4224 | ERROR | 2021 | 0 | 0 | 0 | 0 | 5362.2793
2022 | 214 | 41% | OCEC Inc MW | 1197 | 0 | 0 | 0 | 0 | 6644.6005 | 2022 | 24.86% | -1135.3327 | 14.18% | -1067.6558 | OK | 2022 | 0 | 0 | 0 | 0 | 6644.6005
2023 |  |  |  |  | 0 | 0 | 0 | 0 | 6641.9257 | 2023 | 23.56% | -840.4486 | 12.88% | -742.9035 | OK | 2023 | 0 | 0 | 0 | 0 | 6641.9257
2024 |  |  |  |  | 0 | 0 | 0 | 0 | 6639.2589 | 2024 | 22.01% | -481.0233 | 11.37% | -358.0325 | OK | 2024 | 0 | 0 | 0 | 0 | 6639.2589
2025 |  |  |  |  | 77 | 0 | 0 | 0 | 6713.6001 | 2025 | 20.6% | -144.442 | 10% | -0.8876 | OK | 2025 | 0 | 0 | 0 | 0 | 6713.6001
2026 |  |  |  |  | 0 | 1751 | 0 | 0 | 8384.9493 | 2026 | 25.19% | -1281.528 | 14.17% | -1127.4881 | OK | 2026 | 0 | 0 | 0 | 0 | 8384.9493
2027 |  |  |  |  | 0 | 1751 | 0 | 0 | 8382.3065 | 2027 | 22.45% | -618.1526 | 11.68% | -463.8745 | OK | 2027 | 0 | 0 | 0 | 0 | 8382.3065
2028 |  |  |  |  | 155 | 1751 | 0 | 0 | 8534.6716 | 2028 | 20.62% | -159.0224 | 10% | -0.69484 | OK | 2028 | 0 | 0 | 0 | 0 | 8534.6716
2029 |  |  |  |  | 0 | 3502 | 0 | 0 | 10128.0446 | 2029 | 24.25% | -1116.1988 | 13.32% | -955.8802 | OK | 2029 | 0 | 0 | 0 | 0 | 10128.0446
2030 |  |  |  |  | 0 | 3502 | 0 | 0 | 10125.4254 | 2030 | 21.72% | -462.0748 | 11.02% | -301.041 | OK | 2030 | 0 | 0 | 0 | 0 | 10125.4254
2031 |  |  |  |  | 0 | 3502 | 0 | 272.3643 | 10395.1785 | 2031 | 20.4% | -109.1514 | 10% | 0 | OK | 2031 | 0 | 0 | 0 | 0 | 10395.1785
2032 |  |  |  |  | 0 | 3502 | 1751 | 272.3643 | 12143.575 | 2032 | 21.26% | -351.7897 | 10.98% | -298.8609 | OK | 2032 | 0 | 0 | 0 | 0 | 12143.575
2033 |  |  |  |  | 0 | 3502 | 3502 | 272.3643 | 13891.9794 | 2033 | 22.17% | -616.04 | 11.99% | -616.7002 | OK | 2033 | 0 | 0 | 0 | 0 | 13891.9794
2034 |  |  |  |  | 0 | 3502 | 4377.5 | 272.3643 | 14764.8915 | 2034 | 22.77% | -800.0731 | 12.7% | -848.9661 | OK | 2034 | 0 | 0 | 0 | 0 | 14764.8915
2035 |  |  |  |  | 0 | 3502 | 4377.5 | 272.3643 | 14762.3115 | 2035 | 20.72% | -211.599 | 10.97% | -309.3094 | OK | 2035 | 0 | 0 | 0 | 0 | 14762.3115
2036 |  |  |  |  | 0 | 3502 | 6128.5 | 272.3643 | 16510.7391 | 2036 | 21.34% | -399.4439 | 11.68% | -545.4458 | OK | 2036 | 0 | 0 | 0 | 0 | 16510.7391
2037 |  |  |  |  | 0 | 3502 | 7004 | 272.3643 | 17383.6745 | 2037 | 22.38% | -722.6423 | 12.78% | -914.4486 | OK | 2037 | 0 | 0 | 0 | 0 | 17383.6745
2038 |  |  |  |  | 0 | 3502 | 7004 | 272.3643 | 17381.1176 | 2038 | 20.49% | -149.8191 | 11.17% | -389.1406 | OK | 2038 | 0 | 0 | 0 | 0 | 17381.1176
2039 |  |  |  |  | 0 | 3502 | 7879.5 | 272.3643 | 18254.0683 | 2039 | 21.44% | -451.0011 | 12.18% | -737.9631 | OK | 2039 | 0 | 0 | 0 | 0 | 18254.0683
2040 |  |  |  |  | 0 | 3502 | 8755 | 272.3643 | 19127.0267 | 2040 | 22.34% | -742.4939 | 13.14% | -1077.9045 | OK | 2040 | 0 | 0 | 0 | 0 | 19127.0267
2041 |  |  |  |  | 0 | 3502 | 8755 | 272.3643 | 19124.4927 | 2041 | 20.84% | -271.3528 | 11.86% | -645.8072 | OK | 2041 | 0 | 0 | 0 | 0 | 19124.4927
2042 |  |  |  |  | 0 | 3502 | 9630.5 | 272.3643 | 19997.4663 | 2042 | 22.07% | -674.8828 | 13.1% | -1088.4507 | OK | 2042 | 0 | 0 | 0 | 0 | 19997.4663
2043 |  |  |  |  | 0 | 3502 | 10506 | 272.3643 | 20870.4475 | 2043 | 20.72% | -237.5826 | 11.94% | -690.3339 | OK | 2043 | 0 | 0 | 0 | 0 | 20870.4475
2044 |  |  |  |  | 0 | 3502 | 11381.5 | 272.3643 | 21743.4363 | 2044 | 21.92% | -639.4508 | 13.15% | -1131.4554 | OK | 2044 | 0 | 0 | 0 | 0 | 21743.4363
2045 |  |  |  |  | 0 | 3502 | 11381.5 | 272.3643 | 21740.9325 | 2045 | 20.49% | -164.986 | 11.92% | -696.3142 | OK | 2045 | 0 | 0 | 0 | 0 | 21740.9325
2046 |  |  |  |  | 0 | 3502 | 12257 | 272.3643 | 22613.9363 | 2046 | 21.66% | -565.1871 | 13.09% | -1135.9088 | OK | 2046 | 0 | 0 | 0 | 0 | 22613.9363
2047 |  |  |  |  | 0 | 3502 | 12257 | 272.3643 | 22611.4476 | 2047 | 20.26% | -89.0526 | 11.88% | -699.2383 | OK | 2047 | 0 | 0 | 0 | 0 | 22611.4476
2048 |  |  |  |  | 0 | 3502 | 13132.5 | 272.3643 | 23484.4664 | 2048 | 21.4% | -487.5812 | 13.03% | -1137.3012 | OK | 2048 | 0 | 0 | 0 | 0 | 23484.4664
2049 |  |  |  |  | 0 | 3502 | 13132.5 | 272.3643 | 23481.9926 | 2049 | 20.03% | -9.7716 | 11.84% | -699.0964 | OK | 2049 | 0 | 0 | 0 | 0 | 23481.9926
2050 |  |  |  |  | 0 | 3502 | 14008 | 272.3643 | 24355.0262 | 2050 | 20.97% | -346.6225 | 12.81% | -1075.6227 | OK | 2050 | 0 | 0 | 0 | 0 | 24355.0262
2051 |  |  |  |  | 0 | 3502 | 14883.5 | 272.3643 | 25228.0672 | 2051 | 22.06% | -742.6324 | 13.91% | -1511.3789 | OK | 2051 | 0 | 0 | 0 | 0 | 25228.0672
2052 |  |  |  |  | 0 | 3502 | 14883.5 | 272.3643 | 25225.6156 | 2052 | 20.72% | -262.3001 | 12.74% | -1070.8637 | OK | 2052 | 0 | 0 | 0 | 0 | 25225.6156
2053 |  |  |  |  | 0 | 3502 | 15759 | 272.3643 | 26098.6713 | 2053 | 21.8% | -663.1815 | 13.83% | -1511.0866 | OK | 2053 | 0 | 0 | 0 | 0 | 26098.6713
2054 |  |  |  |  | 0 | 3502 | 15759 | 272.3643 | 26096.2344 | 2054 | 20.5% | -187.7555 | 12.7% | -1075.07 | OK | 2054 | 0 | 0 | 0 | 0 | 26096.2344
2055 |  |  |  |  | 0 | 3502 | 16634.5 | 272.3643 | 26969.3048 | 2055 | 21.56% | -587.0208 | 13.76% | -1513.8129 | OK | 2055 | 0 | 0 | 0 | 0 | 26969.3048
2056 |  |  |  |  | 0 | 3502 | 16634.5 | 272.3643 | 26966.8825 | 2056 | 20.29% | -109.9764 | 12.65% | -1076.3142 | OK | 2056 | 0 | 0 | 0 | 0 | 26966.8825
2057 |  |  |  |  | 0 | 3502 | 17510 | 272.3643 | 27839.9674 | 2057 | 21.32% | -507.6212 | 13.69% | -1513.5728 | OK | 2057 | 0 | 0 | 0 | 0 | 27839.9674
2058 |  |  |  |  | 0 | 3502 | 17510 | 272.3643 | 27837.5596 | 2058 | 20.07% | -28.954 | 12.59% | -1074.5878 | OK | 2058 | 0 | 0 | 0 | 0 | 27837.5596
2059 |  |  |  |  | 0 | 3502 | 18385.5 | 272.3643 | 28710.659 | 2059 | 21.08% | -424.9736 | 13.61% | -1510.358 | OK | 2059 | 0 | 0 | 0 | 0 | 28710.659
2060 |  |  |  |  | 0 | 3502 | 19261 | 272.3643 | 29583.7657 | 2060 | 22.07% | -820.179 | 14.6% | -1945.3824 | OK | 2060 | 0 | 0 | 0 | 0 | 29583.7657
2061 |  |  |  |  | 0 | 3502 | 19261 | 272.3643 | 29581.3794 | 2061 | 20.85% | -339.0689 | 13.53% | -1504.1601 | OK | 2061 | 0 | 0 | 0 | 0 | 29581.3794
2062 |  |  |  |  | 0 | 3502 | 20136.5 | 272.3643 | 30454.5004 | 2062 | 21.81% | -732.6423 | 14.5% | -1937.6898 | OK | 2062 | 0 | 0 | 0 | 0 | 30454.5004
2063 |  |  |  |  | 0 | 3502 | 20136.5 | 272.3643 | 30452.1285 | 2063 | 20.61% | -249.898 | 13.44% | -1494.9706 | OK | 2063 | 0 | 0 | 0 | 0 | 30452.1285
2064 |  |  |  |  | 0 | 3502 | 21012 | 272.3643 | 31325.2637 | 2064 | 21.55% | -638.1966 | 14.39% | -1923.6664 | OK | 2064 | 0 | 0 | 0 | 0 | 31325.2637
2065 |  |  |  |  | 0 | 3502 | 21012 | 272.3643 | 31322.906 | 2065 | 20.5% | -206.4966 | 13.33% | -1472.7391 | OK | 2065 | 0 | 0 | 0 | 0 | 31322.906
Easy Button

## Input 3. Unit Capabilities-PGD
2016 TYSP Update (ICL retired, only 60 MW ECOGEN, OCEC increase in MWs, and TP6 & 7 delayed to 2031 & 2032)
V. Existing Unit Capability |  |  |  |  | Indicates change in capacity from one year to the next | [23 empty] | Indicates change in capacity from one year to the next
SUMMER
| Unit Name | CCEC | DeSoto Solar | FM 2 CC | FM 3A&3B CT | FM GT | FL 4 | FL 5 | PFL GT 1 | PFL GT 2 | MT 1 | MT 2 | MT 3 | MR 1 | MR 2 | MR 3 | MR 4 | MR 8 | PPE GT | PN 1 | PN 2 | RBEC | SN 4 | SN 5 | Scherer | Space Coast Solar | SJRPP 1 | SJRPP 2 | SL 1 | SL 2 | TP 1 | TP 2 | TP 3 | TP 4 | TP 5 | WCEC 1 | WCEC 2 | WCEC 3 | Cedar Bay | ICL | Blank 3 | Blank 4 | Blank 5
Year | Total Existing Unit Capacity (MW)
2016 | 25275.5286 | 1210 | 11.5494 | 1478 | 339 | 594 | 442 | 442 | 411.6 | 411.6 | 809 | 809 | 1141 | 823 | 803 | 469 | 484 | 1130 | 411.6 | 0 | 0 | 1212 | 1005 | 1005 | 634 | 3.1792 | 127 | 127 | 981 | 840 | 396 |  | 811 | 821 | 1187 | 1219 | 1219 | 1219 | 250
2017 | 23363.2329 | 1210 | 11.4744 | 1478 | 364 | 108 | 442 | 442 | 0 | 68.6 | 809 | 809 | 1133 | 823 | 803 | 498 | 498 | 1126 | 0 | 0 | 0 | 1212 | 1005 | 1005 | 634 | 3.1585 | 127 | 127 | 981 | 840 | 0 |  | 811 | 821 | 1187 | 1219 | 1219 | 1219 | 0 | 330
2018 | 23344.1378 | 1210 | 11.3998 | 1478 | 364 | 108 | 442 | 442 | 0 | 68.6 | 809 | 809 | 1131 | 823 | 803 | 498 | 498 | 1126 | 0 | 0 | 0 | 1212 | 1004 | 1004 | 634 | 3.138 | 127 | 127 | 981 | 840 | 0 |  | 811 | 821 | 1172 | 1219 | 1219 | 1219 |  | 330
2019 | 22500.0433 | 1210 | 11.3257 | 1478 | 364 | 108 | 0 | 0 | 0 | 68.6 | 809 | 809 | 1131 | 823 | 803 | 498 | 498 | 1126 | 0 | 0 | 0 | 1212 | 1004 | 1004 | 634 | 3.1176 | 127 | 127 | 981 | 840 | 0 |  | 831 | 841 | 1172 | 1219 | 1219 | 1219 |  | 330
2020 | 22169.9494 | 1210 | 11.2521 | 1478 | 364 | 108 | 0 | 0 | 0 | 68.6 | 809 | 809 | 1131 | 823 | 803 | 498 | 498 | 1126 | 0 | 0 | 0 | 1212 | 1004 | 1004 | 634 | 3.0973 | 127 | 127 | 981 | 840 | 0 |  | 831 | 841 | 1172 | 1219 | 1219 | 1219 |  | 0
2021 | 22257.8561 | 1298 | 11.1789 | 1478 | 364 | 108 | 0 | 0 | 0 | 68.6 | 809 | 809 | 1131 | 823 | 803 | 498 | 498 | 1126 | 0 | 0 | 0 | 1212 | 1004 | 1004 | 634 | 3.0772 | 127 | 127 | 981 | 840 | 0 |  | 831 | 841 | 1172 | 1219 | 1219 | 1219 |  | 0
2022 | 22343.7635 | 1298 | 11.1063 | 1478 | 364 | 108 | 0 | 0 | 0 | 68.6 | 809 | 809 | 1131 | 823 | 803 | 498 | 498 | 1126 | 0 | 0 | 0 | 1298 | 1004 | 1004 | 634 | 3.0572 | 127 | 127 | 981 | 840 | 0 |  | 831 | 841 | 1172 | 1219 | 1219 | 1219 |  | 0
2023 | 22343.6714 | 1298 | 11.0341 | 1478 | 364 | 108 | 0 | 0 | 0 | 68.6 | 809 | 809 | 1131 | 823 | 803 | 498 | 498 | 1126 | 0 | 0 | 0 | 1298 | 1004 | 1004 | 634 | 3.0373 | 127 | 127 | 981 | 840 | 0 |  | 831 | 841 | 1172 | 1219 | 1219 | 1219 |  | 0
2024 | 22343.5799 | 1298 | 10.9624 | 1478 | 364 | 108 | 0 | 0 | 0 | 68.6 | 809 | 809 | 1131 | 823 | 803 | 498 | 498 | 1126 | 0 | 0 | 0 | 1298 | 1004 | 1004 | 634 | 3.0176 | 127 | 127 | 981 | 840 | 0 |  | 831 | 841 | 1172 | 1219 | 1219 | 1219 |  | 0
2025 | 22343.4891 | 1298 | 10.8911 | 1478 | 364 | 108 | 0 | 0 | 0 | 68.6 | 809 | 809 | 1131 | 823 | 803 | 498 | 498 | 1126 | 0 | 0 | 0 | 1298 | 1004 | 1004 | 634 | 2.998 | 127 | 127 | 981 | 840 | 0 |  | 831 | 841 | 1172 | 1219 | 1219 | 1219 |  | 0
2026 | 22343.3988 | 1298 | 10.8203 | 1478 | 364 | 108 | 0 | 0 | 0 | 68.6 | 809 | 809 | 1131 | 823 | 803 | 498 | 498 | 1126 | 0 | 0 | 0 | 1298 | 1004 | 1004 | 634 | 2.9785 | 127 | 127 | 981 | 840 | 0 |  | 831 | 841 | 1172 | 1219 | 1219 | 1219 |  | 0
2027 | 22343.3091 | 1298 | 10.75 | 1478 | 364 | 108 | 0 | 0 | 0 | 68.6 | 809 | 809 | 1131 | 823 | 803 | 498 | 498 | 1126 | 0 | 0 | 0 | 1298 | 1004 | 1004 | 634 | 2.9591 | 127 | 127 | 981 | 840 | 0 |  | 831 | 841 | 1172 | 1219 | 1219 | 1219 |  | 0
2028 | 22343.22 | 1298 | 10.6801 | 1478 | 364 | 108 | 0 | 0 | 0 | 68.6 | 809 | 809 | 1131 | 823 | 803 | 498 | 498 | 1126 | 0 | 0 | 0 | 1298 | 1004 | 1004 | 634 | 2.9399 | 127 | 127 | 981 | 840 | 0 |  | 831 | 841 | 1172 | 1219 | 1219 | 1219 |  | 0
2029 | 22343.1315 | 1298 | 10.6107 | 1478 | 364 | 108 | 0 | 0 | 0 | 68.6 | 809 | 809 | 1131 | 823 | 803 | 498 | 498 | 1126 | 0 | 0 | 0 | 1298 | 1004 | 1004 | 634 | 2.9208 | 127 | 127 | 981 | 840 | 0 |  | 831 | 841 | 1172 | 1219 | 1219 | 1219 |  | 0
2030 | 22343.0435 | 1298 | 10.5417 | 1478 | 364 | 108 | 0 | 0 | 0 | 68.6 | 809 | 809 | 1131 | 823 | 803 | 498 | 498 | 1126 | 0 | 0 | 0 | 1298 | 1004 | 1004 | 634 | 2.9018 | 127 | 127 | 981 | 840 | 0 |  | 831 | 841 | 1172 | 1219 | 1219 | 1219 |  | 0
2031 | 22342.9561 | 1298 | 10.4732 | 1478 | 364 | 108 | 0 | 0 | 0 | 68.6 | 809 | 809 | 1131 | 823 | 803 | 498 | 498 | 1126 | 0 | 0 | 0 | 1298 | 1004 | 1004 | 634 | 2.8829 | 127 | 127 | 981 | 840 | 0 |  | 831 | 841 | 1172 | 1219 | 1219 | 1219 |  | 0
2032 | 21511.8693 | 1298 | 10.4051 | 1478 | 364 | 108 | 0 | 0 | 0 | 68.6 | 809 | 809 | 1131 | 823 | 803 | 498 | 498 | 1126 | 0 | 0 | 0 | 1298 | 1004 | 1004 | 634 | 2.8642 | 127 | 127 | 981 | 840 | 0 |  | 0 | 841 | 1172 | 1219 | 1219 | 1219 |  | 0
2033 | 20670.7831 | 1298 | 10.3375 | 1478 | 364 | 108 | 0 | 0 | 0 | 68.6 | 809 | 809 | 1131 | 823 | 803 | 498 | 498 | 1126 | 0 | 0 | 0 | 1298 | 1004 | 1004 | 634 | 2.8456 | 127 | 127 | 981 | 840 | 0 |  | 0 | 0 | 1172 | 1219 | 1219 | 1219 |  | 0
2034 | 20670.6974 | 1298 | 10.2703 | 1478 | 364 | 108 | 0 | 0 | 0 | 68.6 | 809 | 809 | 1131 | 823 | 803 | 498 | 498 | 1126 | 0 | 0 | 0 | 1298 | 1004 | 1004 | 634 | 2.8271 | 127 | 127 | 981 | 840 | 0 |  | 0 | 0 | 1172 | 1219 | 1219 | 1219 |  | 0
2035 | 20670.6122 | 1298 | 10.2035 | 1478 | 364 | 108 | 0 | 0 | 0 | 68.6 | 809 | 809 | 1131 | 823 | 803 | 498 | 498 | 1126 | 0 | 0 | 0 | 1298 | 1004 | 1004 | 634 | 2.8087 | 127 | 127 | 981 | 840 | 0 |  | 0 | 0 | 1172 | 1219 | 1219 | 1219 |  | 0
2036 | 19689.5277 | 1298 | 10.1372 | 1478 | 364 | 108 | 0 | 0 | 0 | 68.6 | 809 | 809 | 1131 | 823 | 803 | 498 | 498 | 1126 | 0 | 0 | 0 | 1298 | 1004 | 1004 | 634 | 2.7905 | 127 | 127 | 0 | 840 | 0 |  | 0 | 0 | 1172 | 1219 | 1219 | 1219 |  | 0
2037 | 19689.4436 | 1298 | 10.0713 | 1478 | 364 | 108 | 0 | 0 | 0 | 68.6 | 809 | 809 | 1131 | 823 | 803 | 498 | 498 | 1126 | 0 | 0 | 0 | 1298 | 1004 | 1004 | 634 | 2.7723 | 127 | 127 | 0 | 840 | 0 |  | 0 | 0 | 1172 | 1219 | 1219 | 1219 |  | 0
2038 | 19689.3601 | 1298 | 10.0059 | 1478 | 364 | 108 | 0 | 0 | 0 | 68.6 | 809 | 809 | 1131 | 823 | 803 | 498 | 498 | 1126 | 0 | 0 | 0 | 1298 | 1004 | 1004 | 634 | 2.7543 | 127 | 127 | 0 | 840 | 0 |  | 0 | 0 | 1172 | 1219 | 1219 | 1219 |  | 0
2039 | 19689.2772 | 1298 | 9.9408 | 1478 | 364 | 108 | 0 | 0 | 0 | 68.6 | 809 | 809 | 1131 | 823 | 803 | 498 | 498 | 1126 | 0 | 0 | 0 | 1298 | 1004 | 1004 | 634 | 2.7364 | 127 | 127 | 0 | 840 | 0 |  | 0 | 0 | 1172 | 1219 | 1219 | 1219 |  | 0
2040 | 19689.1948 | 1298 | 9.8762 | 1478 | 364 | 108 | 0 | 0 | 0 | 68.6 | 809 | 809 | 1131 | 823 | 803 | 498 | 498 | 1126 | 0 | 0 | 0 | 1298 | 1004 | 1004 | 634 | 2.7186 | 127 | 127 | 0 | 840 | 0 |  | 0 | 0 | 1172 | 1219 | 1219 | 1219 |  | 0
2041 | 19689.1129 | 1298 | 9.812 | 1478 | 364 | 108 | 0 | 0 | 0 | 68.6 | 809 | 809 | 1131 | 823 | 803 | 498 | 498 | 1126 | 0 | 0 | 0 | 1298 | 1004 | 1004 | 634 | 2.7009 | 127 | 127 | 0 | 840 | 0 |  | 0 | 0 | 1172 | 1219 | 1219 | 1219 |  | 0
2042 | 19689.0316 | 1298 | 9.7482 | 1478 | 364 | 108 | 0 | 0 | 0 | 68.6 | 809 | 809 | 1131 | 823 | 803 | 498 | 498 | 1126 | 0 | 0 | 0 | 1298 | 1004 | 1004 | 634 | 2.6834 | 127 | 127 | 0 | 840 | 0 |  | 0 | 0 | 1172 | 1219 | 1219 | 1219 |  | 0
2043 | 18848.9508 | 1298 | 9.6849 | 1478 | 364 | 108 | 0 | 0 | 0 | 68.6 | 809 | 809 | 1131 | 823 | 803 | 498 | 498 | 1126 | 0 | 0 | 0 | 1298 | 1004 | 1004 | 634 | 2.6659 | 127 | 127 | 0 | 0 | 0 |  | 0 | 0 | 1172 | 1219 | 1219 | 1219 |  | 0
2044 | 18848.8705 | 1298 | 9.6219 | 1478 | 364 | 108 | 0 | 0 | 0 | 68.6 | 809 | 809 | 1131 | 823 | 803 | 498 | 498 | 1126 | 0 | 0 | 0 | 1298 | 1004 | 1004 | 634 | 2.6486 | 127 | 127 | 0 | 0 | 0 |  | 0 | 0 | 1172 | 1219 | 1219 | 1219 |  | 0
2045 | 18848.7908 | 1298 | 9.5594 | 1478 | 364 | 108 | 0 | 0 | 0 | 68.6 | 809 | 809 | 1131 | 823 | 803 | 498 | 498 | 1126 | 0 | 0 | 0 | 1298 | 1004 | 1004 | 634 | 2.6314 | 127 | 127 | 0 | 0 | 0 |  | 0 | 0 | 1172 | 1219 | 1219 | 1219 |  | 0
2046 | 18848.7115 | 1298 | 9.4972 | 1478 | 364 | 108 | 0 | 0 | 0 | 68.6 | 809 | 809 | 1131 | 823 | 803 | 498 | 498 | 1126 | 0 | 0 | 0 | 1298 | 1004 | 1004 | 634 | 2.6143 | 127 | 127 | 0 | 0 | 0 |  | 0 | 0 | 1172 | 1219 | 1219 | 1219 |  | 0
2047 | 18848.6328 | 1298 | 9.4355 | 1478 | 364 | 108 | 0 | 0 | 0 | 68.6 | 809 | 809 | 1131 | 823 | 803 | 498 | 498 | 1126 | 0 | 0 | 0 | 1298 | 1004 | 1004 | 634 | 2.5973 | 127 | 127 | 0 | 0 | 0 |  | 0 | 0 | 1172 | 1219 | 1219 | 1219 |  | 0
2048 | 18848.5546 | 1298 | 9.3742 | 1478 | 364 | 108 | 0 | 0 | 0 | 68.6 | 809 | 809 | 1131 | 823 | 803 | 498 | 498 | 1126 | 0 | 0 | 0 | 1298 | 1004 | 1004 | 634 | 2.5804 | 127 | 127 | 0 | 0 | 0 |  | 0 | 0 | 1172 | 1219 | 1219 | 1219 |  | 0
2049 | 18848.4769 | 1298 | 9.3132 | 1478 | 364 | 108 | 0 | 0 | 0 | 68.6 | 809 | 809 | 1131 | 823 | 803 | 498 | 498 | 1126 | 0 | 0 | 0 | 1298 | 1004 | 1004 | 634 | 2.5636 | 127 | 127 | 0 | 0 | 0 |  | 0 | 0 | 1172 | 1219 | 1219 | 1219 |  | 0
2050 | 18848.3997 | 1298 | 9.2527 | 1478 | 364 | 108 | 0 | 0 | 0 | 68.6 | 809 | 809 | 1131 | 823 | 803 | 498 | 498 | 1126 | 0 | 0 | 0 | 1298 | 1004 | 1004 | 634 | 2.547 | 127 | 127 | 0 | 0 | 0 |  | 0 | 0 | 1172 | 1219 | 1219 | 1219 |  | 0
2051 | 18848.323 | 1298 | 9.1926 | 1478 | 364 | 108 | 0 | 0 | 0 | 68.6 | 809 | 809 | 1131 | 823 | 803 | 498 | 498 | 1126 | 0 | 0 | 0 | 1298 | 1004 | 1004 | 634 | 2.5304 | 127 | 127 | 0 | 0 | 0 |  | 0 | 0 | 1172 | 1219 | 1219 | 1219 |  | 0
2052 | 18848.2468 | 1298 | 9.1328 | 1478 | 364 | 108 | 0 | 0 | 0 | 68.6 | 809 | 809 | 1131 | 823 | 803 | 498 | 498 | 1126 | 0 | 0 | 0 | 1298 | 1004 | 1004 | 634 | 2.514 | 127 | 127 | 0 | 0 | 0 |  | 0 | 0 | 1172 | 1219 | 1219 | 1219 |  | 0
2053 | 18848.1711 | 1298 | 9.0734 | 1478 | 364 | 108 | 0 | 0 | 0 | 68.6 | 809 | 809 | 1131 | 823 | 803 | 498 | 498 | 1126 | 0 | 0 | 0 | 1298 | 1004 | 1004 | 634 | 2.4976 | 127 | 127 | 0 | 0 | 0 |  | 0 | 0 | 1172 | 1219 | 1219 | 1219 |  | 0
2054 | 18848.0959 | 1298 | 9.0145 | 1478 | 364 | 108 | 0 | 0 | 0 | 68.6 | 809 | 809 | 1131 | 823 | 803 | 498 | 498 | 1126 | 0 | 0 | 0 | 1298 | 1004 | 1004 | 634 | 2.4814 | 127 | 127 | 0 | 0 | 0 |  | 0 | 0 | 1172 | 1219 | 1219 | 1219 |  | 0
2055 | 18848.0211 | 1298 | 8.9559 | 1478 | 364 | 108 | 0 | 0 | 0 | 68.6 | 809 | 809 | 1131 | 823 | 803 | 498 | 498 | 1126 | 0 | 0 | 0 | 1298 | 1004 | 1004 | 634 | 2.4653 | 127 | 127 | 0 | 0 | 0 |  | 0 | 0 | 1172 | 1219 | 1219 | 1219 |  | 0
2056 | 18847.9469 | 1298 | 8.8977 | 1478 | 364 | 108 | 0 | 0 | 0 | 68.6 | 809 | 809 | 1131 | 823 | 803 | 498 | 498 | 1126 | 0 | 0 | 0 | 1298 | 1004 | 1004 | 634 | 2.4492 | 127 | 127 | 0 | 0 | 0 |  | 0 | 0 | 1172 | 1219 | 1219 | 1219 |  | 0
2057 | 18847.8732 | 1298 | 8.8398 | 1478 | 364 | 108 | 0 | 0 | 0 | 68.6 | 809 | 809 | 1131 | 823 | 803 | 498 | 498 | 1126 | 0 | 0 | 0 | 1298 | 1004 | 1004 | 634 | 2.4333 | 127 | 127 | 0 | 0 | 0 |  | 0 | 0 | 1172 | 1219 | 1219 | 1219 |  | 0
2058 | 18847.7999 | 1298 | 8.7824 | 1478 | 364 | 108 | 0 | 0 | 0 | 68.6 | 809 | 809 | 1131 | 823 | 803 | 498 | 498 | 1126 | 0 | 0 | 0 | 1298 | 1004 | 1004 | 634 | 2.4175 | 127 | 127 | 0 | 0 | 0 |  | 0 | 0 | 1172 | 1219 | 1219 | 1219 |  | 0
2059 | 18847.7271 | 1298 | 8.7253 | 1478 | 364 | 108 | 0 | 0 | 0 | 68.6 | 809 | 809 | 1131 | 823 | 803 | 498 | 498 | 1126 | 0 | 0 | 0 | 1298 | 1004 | 1004 | 634 | 2.4018 | 127 | 127 | 0 | 0 | 0 |  | 0 | 0 | 1172 | 1219 | 1219 | 1219 |  | 0
2060 | 18847.6547 | 1298 | 8.6686 | 1478 | 364 | 108 | 0 | 0 | 0 | 68.6 | 809 | 809 | 1131 | 823 | 803 | 498 | 498 | 1126 | 0 | 0 | 0 | 1298 | 1004 | 1004 | 634 | 2.3862 | 127 | 127 | 0 | 0 | 0 |  | 0 | 0 | 1172 | 1219 | 1219 | 1219 |  | 0
2061 | 18847.5829 | 1298 | 8.6122 | 1478 | 364 | 108 | 0 | 0 | 0 | 68.6 | 809 | 809 | 1131 | 823 | 803 | 498 | 498 | 1126 | 0 | 0 | 0 | 1298 | 1004 | 1004 | 634 | 2.3707 | 127 | 127 | 0 | 0 | 0 |  | 0 | 0 | 1172 | 1219 | 1219 | 1219 |  | 0
2062 | 18847.5115 | 1298 | 8.5562 | 1478 | 364 | 108 | 0 | 0 | 0 | 68.6 | 809 | 809 | 1131 | 823 | 803 | 498 | 498 | 1126 | 0 | 0 | 0 | 1298 | 1004 | 1004 | 634 | 2.3553 | 127 | 127 | 0 | 0 | 0 |  | 0 | 0 | 1172 | 1219 | 1219 | 1219 |  | 0
2063 | 18847.4406 | 1298 | 8.5006 | 1478 | 364 | 108 | 0 | 0 | 0 | 68.6 | 809 | 809 | 1131 | 823 | 803 | 498 | 498 | 1126 | 0 | 0 | 0 | 1298 | 1004 | 1004 | 634 | 2.34 | 127 | 127 | 0 | 0 | 0 |  | 0 | 0 | 1172 | 1219 | 1219 | 1219 |  | 0
2064 | 18847.3701 | 1298 | 8.4454 | 1478 | 364 | 108 | 0 | 0 | 0 | 68.6 | 809 | 809 | 1131 | 823 | 803 | 498 | 498 | 1126 | 0 | 0 | 0 | 1298 | 1004 | 1004 | 634 | 2.3247 | 127 | 127 | 0 | 0 | 0 |  | 0 | 0 | 1172 | 1219 | 1219 | 1219 |  | 0
2065 | 18847.3001 | 1298 | 8.3905 | 1478 | 364 | 108 | 0 | 0 | 0 | 68.6 | 809 | 809 | 1131 | 823 | 803 | 498 | 498 | 1126 | 0 | 0 | 0 | 1298 | 1004 | 1004 | 634 | 2.3096 | 127 | 127 | 0 | 0 | 0 |  | 0 | 0 | 1172 | 1219 | 1219 | 1219 |  | 0

## Input 4. Firm Purchase-Sale
2016 TYSP Update (ICL retired, only 60 MW ECOGEN, OCEC increase in MWs, and TP6 & 7 delayed to 2031 & 2032)
VI. Firm Capacity Purchases/Sales
Summary of FPL's Firm Capacity Purchases/Sales: Summer MW (for August of Year Shown) | [21 empty] | FOR TYSP ONLY
| I. Purchases from QF's: | [6 empty] | Indicates change in capacity from one year to the next |  |  | II. Purchases from Utilities: |  |  | III. Other Purchases: |  |  |  |  | IV. Sales (not accounted in Load Forecast): |  |  | IV. Unspecified Purchases
Contract Name | Broward South | Broward South | Broward South | Indiantown Cogen., LP | U.S. EcoGen - Clay | U.S. EcoGen -Okeechobee | U.S. EcoGen - Martin |  | QF Totals (MW) |  | SJRPP | Purchases from Utilties (MW) |  | Palm Beach SWA -extension | Palm Beach SWA - additional | Purchases from Others (MW) | Summer Firm Capacity Purchases (MW) | MW Change from Previous Year | Native Load Sale to TECO | Summer Firm Capacity Sales (MW) |  |  |  | # of Other Purchases | 2
Start Date | 1993-01-01 | 1995-01-01 | 1997-01-01 | 1995-12-22 | 2021-01-01 | 2021-01-01 | 2021-01-01 |  |  |  | 1982-04-02 |  |  | 2012-01-01 | 2015-01-01 |  |  |  | 2016-04-01 |  |  |  |  | # of PPA's | 4
End Date | 2026-12-31 | 2026-12-31 | 2026-12-31 | 2019-10-01 | 2049-12-31 | 2049-12-31 | 2049-12-31 |  |  | Year | 2019-11-01 |  | Year | 2034-04-01 | 2034-04-01 |  |  |  | 2016-09-30 |  |  | Year | 1-Year PPA | PPA # | YEAR | MWs
2016 | 1.4 | 1.5 | 0.6 | 330 | 0 | 0 | 0 |  | 333.5 | 2016 | 382 | 382 | 2016 | 40 | 70 | 110 | 825.5 |  | 100 | 100 | 0 | 2016 | 0 | 1 | 2017 | 53
2017 | 1.4 | 1.5 | 0.6 | 0 | 0 | 0 | 0 |  | 3.5 | 2017 | 382 | 382 | 2017 | 40 | 70 | 110 | 495.5 | -330 |  | 0 | 1 | 2017 | 53 | 2 | 2018 | 25
2018 | 1.4 | 1.5 | 0.6 | 0 | 0 | 0 | 0 |  | 3.5 | 2018 | 382 | 382 | 2018 | 40 | 70 | 110 | 495.5 | 0 |  | 0 | 2 | 2018 | 25 | 3 | 2025 | 77
2019 | 1.4 | 1.5 | 0.6 | 0 | 0 | 0 | 0 |  | 3.5 | 2019 | 382 | 382 | 2019 | 40 | 70 | 110 | 495.5 | 0 |  | 0 | 0 | 2019 | 0 | 4 | 2028 | 155
2020 | 1.4 | 1.5 | 0.6 | 0 | 0 | 0 | 0 |  | 3.5 | 2020 | 0 | 0 | 2020 | 40 | 70 | 110 | 113.5 | -382 |  | 0 | 0 | 2020 | 0 | 5
2021 | 1.4 | 1.5 | 0.6 | 0 | 0 | 60 | 0 |  | 63.5 | 2021 | 0 | 0 | 2021 | 40 | 70 | 110 | 173.5 | 60 |  | 0 | 0 | 2021 | 0 | 6
2022 | 1.4 | 1.5 | 0.6 | 0 | 0 | 60 | 0 |  | 63.5 | 2022 | 0 | 0 | 2022 | 40 | 70 | 110 | 173.5 | 0 |  | 0 | 0 | 2022 | 0 | 7
2023 | 1.4 | 1.5 | 0.6 | 0 | 0 | 60 | 0 |  | 63.5 | 2023 | 0 | 0 | 2023 | 40 | 70 | 110 | 173.5 | 0 |  | 0 | 0 | 2023 | 0 | 8
2024 | 1.4 | 1.5 | 0.6 | 0 | 0 | 60 | 0 |  | 63.5 | 2024 | 0 | 0 | 2024 | 40 | 70 | 110 | 173.5 | 0 |  | 0 | 0 | 2024 | 0 | 9
2025 | 1.4 | 1.5 | 0.6 | 0 | 0 | 60 | 0 |  | 63.5 | 2025 | 0 | 0 | 2025 | 40 | 70 | 110 | 173.5 | 0 |  | 0 | 3 | 2025 | 77 | 10
2026 | 1.4 | 1.5 | 0.6 | 0 | 0 | 60 | 0 |  | 63.5 | 2026 | 0 | 0 | 2026 | 40 | 70 | 110 | 173.5 | 0 |  | 0 | 0 | 2026 | 0 | 11
2027 | 0 | 0 | 0 | 0 | 0 | 60 | 0 |  | 60 | 2027 | 0 | 0 | 2027 | 40 | 70 | 110 | 170 | -3.5 |  | 0 | 0 | 2027 | 0 | 12
2028 | 0 | 0 | 0 | 0 | 0 | 60 | 0 |  | 60 | 2028 | 0 | 0 | 2028 | 40 | 70 | 110 | 170 | 0 |  | 0 | 4 | 2028 | 155 | 13
2029 | 0 | 0 | 0 | 0 | 0 | 60 | 0 |  | 60 | 2029 | 0 | 0 | 2029 | 40 | 70 | 110 | 170 | 0 |  | 0 | 0 | 2029 | 0 | 14
2030 | 0 | 0 | 0 | 0 | 0 | 60 | 0 |  | 60 | 2030 | 0 | 0 | 2030 | 40 | 70 | 110 | 170 | 0 |  | 0 | 0 | 2030 | 0 | 15
2031 | 0 | 0 | 0 | 0 | 0 | 60 | 0 |  | 60 | 2031 | 0 | 0 | 2031 | 40 | 70 | 110 | 170 | 0 |  | 0 | 0 | 2031 | 0 | 16
2032 | 0 | 0 | 0 | 0 | 0 | 60 | 0 |  | 60 | 2032 | 0 | 0 | 2032 | 40 | 70 | 110 | 170 | 0 |  | 0 | 0 | 2032 | 0 | 17
2033 | 0 | 0 | 0 | 0 | 0 | 60 | 0 |  | 60 | 2033 | 0 | 0 | 2033 | 40 | 70 | 110 | 170 | 0 |  | 0 | 0 | 2033 | 0 | 18
2034 | 0 | 0 | 0 | 0 | 0 | 60 | 0 |  | 60 | 2034 | 0 | 0 | 2034 | 0 | 0 | 0 | 60 | -110 |  | 0 | 0 | 2034 | 0 | 19
2035 | 0 | 0 | 0 | 0 | 0 | 60 | 0 |  | 60 | 2035 | 0 | 0 | 2035 | 0 | 0 | 0 | 60 | 0 |  | 0 | 0 | 2035 | 0 | 20
2036 | 0 | 0 | 0 | 0 | 0 | 60 | 0 |  | 60 | 2036 | 0 | 0 | 2036 | 0 | 0 | 0 | 60 | 0 |  | 0 | 0 | 2036 | 0
2037 | 0 | 0 | 0 | 0 | 0 | 60 | 0 |  | 60 | 2037 | 0 | 0 | 2037 | 0 | 0 | 0 | 60 | 0 |  | 0 | 0 | 2037 | 0
2038 | 0 | 0 | 0 | 0 | 0 | 60 | 0 |  | 60 | 2038 | 0 | 0 | 2038 | 0 | 0 | 0 | 60 | 0 |  | 0 | 0 | 2038 | 0
2039 | 0 | 0 | 0 | 0 | 0 | 60 | 0 |  | 60 | 2039 | 0 | 0 | 2039 | 0 | 0 | 0 | 60 | 0 |  | 0 | 0 | 2039 | 0
2040 | 0 | 0 | 0 | 0 | 0 | 60 | 0 |  | 60 | 2040 | 0 | 0 | 2040 | 0 | 0 | 0 | 60 | 0 |  | 0 | 0 | 2040 | 0
2041 | 0 | 0 | 0 | 0 | 0 | 60 | 0 |  | 60 | 2041 | 0 | 0 | 2041 | 0 | 0 | 0 | 60 | 0 |  | 0 | 0 | 2041 | 0
2042 | 0 | 0 | 0 | 0 | 0 | 60 | 0 |  | 60 | 2042 | 0 | 0 | 2042 | 0 | 0 | 0 | 60 | 0 |  | 0 | 0 | 2042 | 0
2043 | 0 | 0 | 0 | 0 | 0 | 60 | 0 |  | 60 | 2043 | 0 | 0 | 2043 | 0 | 0 | 0 | 60 | 0 |  | 0 | 0 | 2043 | 0
2044 | 0 | 0 | 0 | 0 | 0 | 60 | 0 |  | 60 | 2044 | 0 | 0 | 2044 | 0 | 0 | 0 | 60 | 0 |  | 0 | 0 | 2044 | 0
2045 | 0 | 0 | 0 | 0 | 0 | 60 | 0 |  | 60 | 2045 | 0 | 0 | 2045 | 0 | 0 | 0 | 60 | 0 |  | 0 | 0 | 2045 | 0
2046 | 0 | 0 | 0 | 0 | 0 | 60 | 0 |  | 60 | 2046 | 0 | 0 | 2046 | 0 | 0 | 0 | 60 | 0 |  | 0 | 0 | 2046 | 0
2047 | 0 | 0 | 0 | 0 | 0 | 60 | 0 |  | 60 | 2047 | 0 | 0 | 2047 | 0 | 0 | 0 | 60 | 0 |  | 0 | 0 | 2047 | 0
2048 | 0 | 0 | 0 | 0 | 0 | 60 | 0 |  | 60 | 2048 | 0 | 0 | 2048 | 0 | 0 | 0 | 60 | 0 |  | 0 | 0 | 2048 | 0
2049 | 0 | 0 | 0 | 0 | 0 | 60 | 0 |  | 60 | 2049 | 0 | 0 | 2049 | 0 | 0 | 0 | 60 | 0 |  | 0 | 0 | 2049 | 0
2050 | 0 | 0 | 0 | 0 | 0 | 0 | 0 |  | 0 | 2050 | 0 | 0 | 2050 | 0 | 0 | 0 | 0 | -60 |  | 0 | 0 | 2050 | 0
2051 | 0 | 0 | 0 | 0 | 0 | 0 | 0 |  | 0 | 2051 | 0 | 0 | 2051 | 0 | 0 | 0 | 0 | 0 |  | 0 | 0 | 2051 | 0
2052 | 0 | 0 | 0 | 0 | 0 | 0 | 0 |  | 0 | 2052 | 0 | 0 | 2052 | 0 | 0 | 0 | 0 | 0 |  | 0 | 0 | 2052 | 0
2053 | 0 | 0 | 0 | 0 | 0 | 0 | 0 |  | 0 | 2053 | 0 | 0 | 2053 | 0 | 0 | 0 | 0 | 0 |  | 0 | 0 | 2053 | 0
2054 | 0 | 0 | 0 | 0 | 0 | 0 | 0 |  | 0 | 2054 | 0 | 0 | 2054 | 0 | 0 | 0 | 0 | 0 |  | 0 | 0 | 2054 | 0
2055 | 0 | 0 | 0 | 0 | 0 | 0 | 0 |  | 0 | 2055 | 0 | 0 | 2055 | 0 | 0 | 0 | 0 | 0 |  | 0 | 0 | 2055 | 0
2056 | 0 | 0 | 0 | 0 | 0 | 0 | 0 |  | 0 | 2056 | 0 | 0 | 2056 | 0 | 0 | 0 | 0 | 0 |  | 0 | 0 | 2056 | 0
2057 | 0 | 0 | 0 | 0 | 0 | 0 | 0 |  | 0 | 2057 | 0 | 0 | 2057 | 0 | 0 | 0 | 0 | 0 |  | 0 | 0 | 2057 | 0
2058 | 0 | 0 | 0 | 0 | 0 | 0 | 0 |  | 0 | 2058 | 0 | 0 | 2058 | 0 | 0 | 0 | 0 | 0 |  | 0 | 0 | 2058 | 0
2059 | 0 | 0 | 0 | 0 | 0 | 0 | 0 |  | 0 | 2059 | 0 | 0 | 2059 | 0 | 0 | 0 | 0 | 0 |  | 0 | 0 | 2059 | 0
2060 | 0 | 0 | 0 | 0 | 0 | 0 | 0 |  | 0 | 2060 | 0 | 0 | 2060 | 0 | 0 | 0 | 0 | 0 |  | 0 | 0 | 2060 | 0
2061 | 0 | 0 | 0 | 0 | 0 | 0 | 0 |  | 0 | 2061 | 0 | 0 | 2061 | 0 | 0 | 0 | 0 | 0 |  | 0 | 0 | 2061 | 0
2062 | 0 | 0 | 0 | 0 | 0 | 0 | 0 |  | 0 | 2062 | 0 | 0 | 2062 | 0 | 0 | 0 | 0 | 0 |  | 0 | 0 | 2062 | 0
2063 | 0 | 0 | 0 | 0 | 0 | 0 | 0 |  | 0 | 2063 | 0 | 0 | 2063 | 0 | 0 | 0 | 0 | 0 |  | 0 | 0 | 2063 | 0
2064 | 0 | 0 | 0 | 0 | 0 | 0 | 0 |  | 0 | 2064 | 0 | 0 | 2064 | 0 | 0 | 0 | 0 | 0 |  | 0 | 0 | 2064 | 0
2065 | 0 | 0 | 0 | 0 | 0 | 0 | 0 |  | 0 | 2065 | 0 | 0 | 2065 | 0 | 0 | 0 | 0 | 0 |  | 0 | 0 | 2065 | 0

## Output 1. Summary Resource Plan
2016 TYSP Update (ICL retired, only 60 MW ECOGEN, OCEC increase in MWs, and TP6 & 7 delayed to 2031 & 2032)
NOTE: Negative values represents reduction in total system
|  |  |  | MWs |  | capacity. This capacity change is already accounted | [8 empty] | MWs |  |  | MWs
| Reserve | MWs | Gen-Only | (Above)/ |  | for in the RM before unit additions/retirements. | [6 empty] | MWs |  | (Above)/ | MWs |  | (Above)/
| Margin | (Above)/ | RM | Below |  |  | Total |  |  |  |  | Reserve | (Above)/ | Gen-Only | Below | (Above)/ |  | Below
| Before | Below | Before | 10% | Cumulative |  | Capacity |  |  |  | Retired | Margin | Below | RM | 10% | Below |  | 10%
| Additions/ | 20% | Additions/ | Gen-Only | DSM |  | Changes |  | New |  | Unit or | After | 20% | After | Gen-Only | 20% |  | Gen-Only
| Retirements | RM | Retirements | RM | Additions | Unit | of Units | Unit | Unit | Unit | Outages | Changes | RM | Additions | RM | RM |  | RM
Year | (%) | (MW) | (%) | (MW) | (MW) | Modifications | (MW) | Additions | (MW) | Retirements | (MW) | % | (MW) | % | (MW) | (MW) |  | (MW)
2016 | 16.45% | 791.6352 | 7.577% | 585.6266 | 0 |  | 0 | PEEC | 1237 |  | 0 | 21.99% | -445.3648 | 12.7% | -651.3734 | -445.3648 | CHECK | -651.3734 | CHECK
2017 | 18.59% | 316.55 | 9.159% | 204.7118 | 92.3382 | FM 3A&3B CT; FM GT; PFL GT 2; MT 3; MR 3; MR 4; MR 8; ICL | -443 | 223.5 MW Solar; FM 2CT; PFL 5CT; 53 MW PPA | 1786.22 | PFL GT 1; PPE GT; TP 1; Cedar Bay | -1469.2 | 20% | -0.47004 | 10.46% | -112.3082 | -0.47004 | CHECK | -112.3082 | CHECK
2018 | 18.57% | 323.7839 | 8.954% | 257.3977 | 60.3965 | MT 3; SN 4; SN 5; TP 5 | -19 | 600 MW Solar; 25 MW PPA | 324.04 |  | 0 | 20% | -0.25608 | 10.27% | -66.6423 | -0.25608 | CHECK | -66.6423 | CHECK
2019 | 18.8% | 274.7686 | 9.055% | 235.194 | 46.2443 | TP 3; TP 4 | 40 | 300 MW Solar; OCEC | 1841.04 | FL 4; FL 5 | -884 | 22.99% | -682.2714 | 12.9% | -721.846 | -682.2714 | CHECK | -721.846 | CHECK
2020 | 19.91% | 20.4617 | 9.976% | 6.0235 | 47.0165 |  | 0 | 300 MW Solar | 132 | ICL | -330 | 19.05% | 218.4617 | 9.191% | 204.0235 | 218.4617 | CHECK | 204.0235 | CHECK
2021 | 19.36% | 147.8628 | 9.29% | 179.7024 | 47.7721 | CCEC | 88 | 300 MW Solar | 125.28 |  | 0 | 19.9% | 22.5828 | 9.785% | 54.4224 | 22.5828 | CHECK | 54.4224 | CHECK
2022 | 19.36% | 149.4073 | 9.15% | 217.0842 | 48.5122 | RBEC | 86 | 214 MW Solar; OCEC Inc MW | 1284.74 |  | 0 | 24.86% | -1135.3327 | 14.18% | -1067.6558 | -1135.3327 | CHECK | -1067.6558 | CHECK
2023 | 23.56% | -840.4486 | 12.88% | -742.9035 | 49.283 |  | 0 |  | 0 |  | 0 | 23.56% | -840.4486 | 12.88% | -742.9035 | -840.4486 | CHECK | -742.9035 | CHECK
2024 | 22.01% | -481.0233 | 11.37% | -358.0325 | 50.1527 |  | 0 |  | 0 |  | 0 | 22.01% | -481.0233 | 11.37% | -358.0325 | -481.0233 | CHECK | -358.0325 | CHECK
2025 | 20.28% | -67.442 | 9.714% | 76.1124 | 49.8178 |  | 0 | 77 MW PPA | 77 |  | 0 | 20.6% | -144.442 | 10% | -0.8876 | -144.442 | CHECK | -0.8876 | CHECK
2026 | 18.1% | 469.472 | 7.696% | 623.5119 | 50 |  | 0 | 1 GFCC | 1751 |  | 0 | 25.19% | -1281.528 | 14.17% | -1127.4881 | -1281.528 | CHECK | -1127.4881 | CHECK
2027 | 22.45% | -618.1526 | 11.68% | -463.8745 | 50 |  | 0 |  | 0 |  | 0 | 22.45% | -618.1526 | 11.68% | -463.8745 | -618.1526 | CHECK | -463.8745 | CHECK
2028 | 20.02% | -4.0224 | 9.453% | 154.3052 | 50 |  | 0 | 155 MW PPA | 155 |  | 0 | 20.62% | -159.0224 | 10% | -0.69484 | -159.0224 | CHECK | -0.69484 | CHECK
2029 | 17.58% | 634.8012 | 7.24% | 795.1198 | 50 |  | 0 | 1 GFCC | 1751 |  | 0 | 24.25% | -1116.1988 | 13.32% | -955.8802 | -1116.1988 | CHECK | -955.8802 | CHECK
2030 | 21.72% | -462.0748 | 11.02% | -301.041 | 50 |  | 0 |  | 0 |  | 0 | 21.72% | -462.0748 | 11.02% | -301.041 | -462.0748 | CHECK | -301.041 | CHECK
2031 | 19.4% | 163.2129 | 9.09% | 272.3643 | 0 |  | 0 | 272 MW Eq Filler | 272.3643 |  | 0 | 20.4% | -109.1514 | 10% | 0 | -109.1514 | CHECK | 0 | CHECK
2032 | 17.96% | 568.2103 | 7.962% | 621.1391 | 0 |  | 0 | 2 Filler | 1751 | TP 3 | -831 | 21.26% | -351.7897 | 10.98% | -298.8609 | -351.7897 | CHECK | -298.8609 | CHECK
2033 | 18.97% | 293.96 | 9.054% | 293.2998 | 0 |  | 0 | 2 Filler | 1751 | TP 4 | -841 | 22.17% | -616.04 | 11.99% | -616.7002 | -616.04 | CHECK | -616.7002 | CHECK
2034 | 19.74% | 75.4269 | 9.916% | 26.5339 | 0 |  | 0 | 1 Filler | 875.5 |  | 0 | 22.77% | -800.0731 | 12.7% | -848.9661 | -800.0731 | CHECK | -848.9661 | CHECK
2035 | 20.72% | -211.599 | 10.97% | -309.3094 | 0 |  | 0 |  | 0 |  | 0 | 20.72% | -211.599 | 10.97% | -309.3094 | -211.599 | CHECK | -309.3094 | CHECK
2036 | 18.76% | 370.5561 | 9.308% | 224.5542 | 0 |  | 0 | 2 Filler | 1751 | SL 1 | -981 | 21.34% | -399.4439 | 11.68% | -545.4458 | -399.4439 | CHECK | -545.4458 | CHECK
2037 | 19.5% | 152.8577 | 10.12% | -38.9486 | 0 |  | 0 | 1 Filler | 875.5 |  | 0 | 22.38% | -722.6423 | 12.78% | -914.4486 | -722.6423 | CHECK | -914.4486 | CHECK
2038 | 20.49% | -149.8191 | 11.17% | -389.1406 | 0 |  | 0 |  | 0 |  | 0 | 20.49% | -149.8191 | 11.17% | -389.1406 | -149.8191 | CHECK | -389.1406 | CHECK
2039 | 18.64% | 424.4989 | 9.594% | 137.5369 | 0 |  | 0 | 1 Filler | 875.5 |  | 0 | 21.44% | -451.0011 | 12.18% | -737.9631 | -451.0011 | CHECK | -737.9631 | CHECK
2040 | 19.58% | 133.0061 | 10.59% | -202.4045 | 0 |  | 0 | 1 Filler | 875.5 |  | 0 | 22.34% | -742.4939 | 13.14% | -1077.9045 | -742.4939 | CHECK | -1077.9045 | CHECK
2041 | 20.84% | -271.3528 | 11.86% | -645.8072 | 0 |  | 0 |  | 0 |  | 0 | 20.84% | -271.3528 | 11.86% | -645.8072 | -271.3528 | CHECK | -645.8072 | CHECK
2042 | 19.38% | 200.6172 | 10.61% | -212.9507 | 0 |  | 0 | 1 Filler | 875.5 |  | 0 | 22.07% | -674.8828 | 13.1% | -1088.4507 | -674.8828 | CHECK | -1088.4507 | CHECK
2043 | 20.61% | -202.0826 | 11.84% | -654.8339 | 0 |  | 0 | 1 Filler | 875.5 | SL 2 | -840 | 20.72% | -237.5826 | 11.94% | -690.3339 | -237.5826 | CHECK | -690.3339 | CHECK
2044 | 19.29% | 236.0492 | 10.71% | -255.9554 | 0 |  | 0 | 1 Filler | 875.5 |  | 0 | 21.92% | -639.4508 | 13.15% | -1131.4554 | -639.4508 | CHECK | -1131.4554 | CHECK
2045 | 20.49% | -164.986 | 11.92% | -696.3142 | 0 |  | 0 |  | 0 |  | 0 | 20.49% | -164.986 | 11.92% | -696.3142 | -164.986 | CHECK | -696.3142 | CHECK
2046 | 19.09% | 310.3129 | 10.71% | -260.4088 | 0 |  | 0 | 1 Filler | 875.5 |  | 0 | 21.66% | -565.1871 | 13.09% | -1135.9088 | -565.1871 | CHECK | -1135.9088 | CHECK
2047 | 20.26% | -89.0526 | 11.88% | -699.2383 | 0 |  | 0 |  | 0 |  | 0 | 20.26% | -89.0526 | 11.88% | -699.2383 | -89.0526 | CHECK | -699.2383 | CHECK
2048 | 18.89% | 387.9188 | 10.7% | -261.8012 | 0 |  | 0 | 1 Filler | 875.5 |  | 0 | 21.4% | -487.5812 | 13.03% | -1137.3012 | -487.5812 | CHECK | -1137.3012 | CHECK
2049 | 20.03% | -9.7716 | 11.84% | -699.0964 | 0 |  | 0 |  | 0 |  | 0 | 20.03% | -9.7716 | 11.84% | -699.0964 | -9.7716 | CHECK | -699.0964 | CHECK
2050 | 18.52% | 528.8775 | 10.52% | -200.1227 | 0 |  | 0 | 1 Filler | 875.5 |  | 0 | 20.97% | -346.6225 | 12.81% | -1075.6227 | -346.6225 | CHECK | -1075.6227 | CHECK

## Output 1a. Simplified Summary
THIS SHEET IS NOT PROTECTED
UPLAN UNIT ADDITIONS
2016 TYSP Update (ICL retired, only 60 MW ECOGEN, OCEC increase in MWs, and TP6 & 7 delayed to 2031 & 2032)
MWs
[6 empty] | MWs |  | (Above)/
[5 empty] | Reserve | (Above)/ | Gen-Only | Below
|  |  |  | Retired | Margin | Below | RM | 10%
|  | New |  | Unit or | After | 20% | After | Gen-Only
| Unit | Unit | Unit | Outages | Changes | RM | Additions | RM
Year | Additions | (MW) | Retirements | (MW) | % | (MW) | % | (MW)
2016 | PEEC | 1237 |  | 0 | 21.99% | -445.3648 | 12.7% | -651.3734
2017 | 223.5 MW Solar; FM 2CT; PFL 5CT; 53 MW PPA | 1786.22 | PFL GT 1; PPE GT; TP 1; Cedar Bay | -1469.2 | 20% | -0.47004 | 10.46% | -112.3082
2018 | 600 MW Solar; 25 MW PPA | 324.04 |  | 0 | 20% | -0.25608 | 10.27% | -66.6423
2019 | 300 MW Solar; OCEC | 1841.04 | FL 4; FL 5 | -884 | 22.99% | -682.2714 | 12.9% | -721.846
2020 | 300 MW Solar | 132 | ICL | -330 | 19.05% | 218.4617 | 9.191% | 204.0235
2021 | 300 MW Solar | 125.28 |  | 0 | 19.9% | 22.5828 | 9.785% | 54.4224
2022 | 214 MW Solar; OCEC Inc MW | 1284.74 |  | 0 | 24.86% | -1135.3327 | 14.18% | -1067.6558
2023 |  | 0 |  | 0 | 23.56% | -840.4486 | 12.88% | -742.9035
2024 |  | 0 |  | 0 | 22.01% | -481.0233 | 11.37% | -358.0325
2025 | 77 MW PPA | 77 |  | 0 | 20.6% | -144.442 | 10% | -0.8876
2026 | 1 GFCC | 1751 |  | 0 | 25.19% | -1281.528 | 14.17% | -1127.4881
2027 |  | 0 |  | 0 | 22.45% | -618.1526 | 11.68% | -463.8745
2028 | 155 MW PPA | 155 |  | 0 | 20.62% | -159.0224 | 10% | -0.69484
2029 | 1 GFCC | 1751 |  | 0 | 24.25% | -1116.1988 | 13.32% | -955.8802
2030 |  | 0 |  | 0 | 21.72% | -462.0748 | 11.02% | -301.041
2031 | 272 MW Eq Filler | 272.3643 |  | 0 | 20.4% | -109.1514 | 10% | 0
2032 | 2 Filler | 1751 | TP 3 | -831 | 21.26% | -351.7897 | 10.98% | -298.8609
2033 | 2 Filler | 1751 | TP 4 | -841 | 22.17% | -616.04 | 11.99% | -616.7002
2034 | 1 Filler | 875.5 |  | 0 | 22.77% | -800.0731 | 12.7% | -848.9661
2035 |  | 0 |  | 0 | 20.72% | -211.599 | 10.97% | -309.3094
2036 | 2 Filler | 1751 | SL 1 | -981 | 21.34% | -399.4439 | 11.68% | -545.4458
2037 | 1 Filler | 875.5 |  | 0 | 22.38% | -722.6423 | 12.78% | -914.4486
2038 |  | 0 |  | 0 | 20.49% | -149.8191 | 11.17% | -389.1406
2039 | 1 Filler | 875.5 |  | 0 | 21.44% | -451.0011 | 12.18% | -737.9631
2040 | 1 Filler | 875.5 |  | 0 | 22.34% | -742.4939 | 13.14% | -1077.9045
2041 |  | 0 |  | 0 | 20.84% | -271.3528 | 11.86% | -645.8072
2042 | 1 Filler | 875.5 |  | 0 | 22.07% | -674.8828 | 13.1% | -1088.4507
2043 | 1 Filler | 875.5 | SL 2 | -840 | 20.72% | -237.5826 | 11.94% | -690.3339
2044 | 1 Filler | 875.5 |  | 0 | 21.92% | -639.4508 | 13.15% | -1131.4554
2045 |  | 0 |  | 0 | 20.49% | -164.986 | 11.92% | -696.3142
2046 | 1 Filler | 875.5 |  | 0 | 21.66% | -565.1871 | 13.09% | -1135.9088
2047 |  | 0 |  | 0 | 20.26% | -89.0526 | 11.88% | -699.2383
2048 | 1 Filler | 875.5 |  | 0 | 21.4% | -487.5812 | 13.03% | -1137.3012
2049 |  | 0 |  | 0 | 20.03% | -9.7716 | 11.84% | -699.0964
2050 | 1 Filler | 875.5 |  | 0 | 20.97% | -346.6225 | 12.81% | -1075.6227

## Output 2. TYSP Schedule 7.1
Schedule 7.1
Forecast of Capacity, Demand, and Scheduled
Maintenance At Time Of Summer Peak
-1 | -2 | -3 | -4 | -5 | -6 | -7 | -8 | -9 | -10 | -11 | -12 | -13 | -14 | -15 | -16
[5 empty] | Total |  |  | Firm | Total |  |  | Total |  | Generation Only
| Firm | Firm | Firm |  | Firm | Total |  | Summer | Reserve |  |  | Reserve |  | Reserve
| Installed | Capacity | Capacity | Firm | Capacity | Peak |  | Peak | Margin Before |  | Scheduled | Margin After |  | Margin After
August of | Capacity | Import | Export | QF | Available | Demand | DSM | Demand | Maintenance |  | Maintenance | Maintenance |  | Maintenance
Year | MW | MW | MW | MW | MW | MW | MW | MW | MW | % of Peak | MW | MW | % of Peak | MW | % of Peak
2016 | 26512.5286 | 492 | 100 | 333.5 | 27238.0286 | 24169.6865 | 1842.4667 | 22327.2199 | 4910.8088 | 21.9947 | 0 | 4910.8088 | 21.9947 | 3068.3421 | 12.695
2017 | 26333.4529 | 545 | 0 | 3.5 | 26881.9529 | 24336.0406 | 1934.8049 | 22401.2357 | 4480.7172 | 20.0021 | 0 | 4480.7172 | 20.0021 | 2545.9123 | 10.4615
2018 | 26613.0491 | 517 | 0 | 3.5 | 27133.5491 | 24606.279 | 1995.2014 | 22611.0775 | 4522.4716 | 20.0011 | 0 | 4522.4716 | 20.0011 | 2527.2702 | 10.2708
2019 | 27608.7499 | 492 | 0 | 3.5 | 28104.2499 | 24893.0945 | 2041.4457 | 22851.6488 | 5252.6011 | 22.9857 | 0 | 5252.6011 | 22.9857 | 3211.1554 | 12.8998
2020 | 27408.9979 | 110 | 0 | 3.5 | 27522.4979 | 25205.9285 | 2088.4622 | 23117.4663 | 4405.0316 | 19.055 | 0 | 4405.0316 | 19.055 | 2316.5694 | 9.1906
2021 | 27620.1355 | 110 | 0 | 63.5 | 27793.6355 | 25316.4163 | 2136.2343 | 23180.1819 | 4613.4536 | 19.9026 | 0 | 4613.4536 | 19.9026 | 2477.2192 | 9.785
2022 | 28988.364 | 110 | 0 | 63.5 | 29161.864 | 25540.1892 | 2184.7465 | 23355.4427 | 5806.4213 | 24.8611 | 0 | 5806.4213 | 24.8611 | 3621.6748 | 14.1803
2023 | 28985.5971 | 110 | 0 | 63.5 | 29159.0971 | 25832.9033 | 2234.0295 | 23598.8738 | 5560.2233 | 23.5614 | 0 | 5560.2233 | 23.5614 | 3326.1939 | 12.8758
2024 | 28982.8389 | 110 | 0 | 63.5 | 29156.3389 | 26180.2785 | 2284.1822 | 23896.0963 | 5260.2426 | 22.013 | 0 | 5260.2426 | 22.013 | 2976.0604 | 11.3676
2025 | 28980.0892 | 187 | 0 | 63.5 | 29230.5892 | 26572.456 | 2334 | 24238.456 | 4992.1332 | 20.5959 | 0 | 4992.1332 | 20.5959 | 2658.1332 | 10.0033
Col. (2) represents capacity additions and changes projected to be in-service by June 1st. These MW are generally considered to be available to meet summer
peak loads which are forecasted to occur during August of the year indicated.
Col. (6) = Col.(2) + Col.(3) - Col(4) + Col(5).
Col.(7) reflects the 2015 load forecast without incremental DSM or cumulative load management. 2015 load is an actual load value.
Col.(8) represents cumulative load management capability, plus incremental conservation and load management, from 9/2015-on intended for use with the
2015 load forecast.
Col.(10) = Col.(6) - Col.(9)
Col.(11) = Col.(10) / Col.(9)
Col.(12) indicates the capacity of units projected to be out-of-service for planned maintenance during the summer peak period.
Col.(13) = Col.(10) - Col.(12)
Col.(14) = Col.(13) / Col.(9)
Col.(15) = Col.(6) - Col.(7) - Col.(12)
Col.(16) = Col.(15) / Col.(7)

## Output 2a.TYSP Schedule 7.1 Ext
Schedule 7.1
Forecast of Capacity, Demand, and Scheduled
Maintenance At Time Of Summer Peak
-1 | -2 | -3 | -4 | -5 | -6 | -7 | -8 | -9 | -10 | -11 | -12 | -13 | -14 | -15 | -16
[5 empty] | Total |  |  | Firm | Total |  |  | Total |  | Generation Only
| Firm | Firm | Firm |  | Firm | Total |  | Summer | Reserve |  |  | Reserve |  | Reserve
| Installed | Capacity | Capacity | Firm | Capacity | Peak |  | Peak | Margin Before |  | Scheduled | Margin After |  | Margin After
August of | Capacity | Import | Export | QF | Available | Demand | DSM | Demand | Maintenance |  | Maintenance | Maintenance |  | Maintenance
Year | MW | MW | MW | MW | MW | MW | MW | MW | MW | % of Peak | MW | MW | % of Peak | MW | % of Peak
2016 | 26512.5286 | 492 | 100 | 333.5 | 27238.0286 | 24169.6865 | 1842.4667 | 22327.2199 | 4910.8088 | 21.9947 | 0 | 4910.8088 | 21.9947 | 3068.3421 | 12.695
2017 | 26333.4529 | 545 | 0 | 3.5 | 26881.9529 | 24336.0406 | 1934.8049 | 22401.2357 | 4480.7172 | 20.0021 | 0 | 4480.7172 | 20.0021 | 2545.9123 | 10.4615
2018 | 26613.0491 | 517 | 0 | 3.5 | 27133.5491 | 24606.279 | 1995.2014 | 22611.0775 | 4522.4716 | 20.0011 | 0 | 4522.4716 | 20.0011 | 2527.2702 | 10.2708
2019 | 27608.7499 | 492 | 0 | 3.5 | 28104.2499 | 24893.0945 | 2041.4457 | 22851.6488 | 5252.6011 | 22.9857 | 0 | 5252.6011 | 22.9857 | 3211.1554 | 12.8998
2020 | 27408.9979 | 110 | 0 | 3.5 | 27522.4979 | 25205.9285 | 2088.4622 | 23117.4663 | 4405.0316 | 19.055 | 0 | 4405.0316 | 19.055 | 2316.5694 | 9.1906
2021 | 27620.1355 | 110 | 0 | 63.5 | 27793.6355 | 25316.4163 | 2136.2343 | 23180.1819 | 4613.4536 | 19.9026 | 0 | 4613.4536 | 19.9026 | 2477.2192 | 9.785
2022 | 28988.364 | 110 | 0 | 63.5 | 29161.864 | 25540.1892 | 2184.7465 | 23355.4427 | 5806.4213 | 24.8611 | 0 | 5806.4213 | 24.8611 | 3621.6748 | 14.1803
2023 | 28985.5971 | 110 | 0 | 63.5 | 29159.0971 | 25832.9033 | 2234.0295 | 23598.8738 | 5560.2233 | 23.5614 | 0 | 5560.2233 | 23.5614 | 3326.1939 | 12.8758
2024 | 28982.8389 | 110 | 0 | 63.5 | 29156.3389 | 26180.2785 | 2284.1822 | 23896.0963 | 5260.2426 | 22.013 | 0 | 5260.2426 | 22.013 | 2976.0604 | 11.3676
2025 | 28980.0892 | 187 | 0 | 63.5 | 29230.5892 | 26572.456 | 2334 | 24238.456 | 4992.1332 | 20.5959 | 0 | 4992.1332 | 20.5959 | 2658.1332 | 10.0033
2026 | 30728.3481 | 110 | 0 | 63.5 | 30901.8481 | 27067.6001 | 2384 | 24683.6001 | 6218.2481 | 25.1918 | 0 | 6218.2481 | 25.1918 | 3834.2481 | 14.1655
2027 | 30725.6156 | 110 | 0 | 60 | 30895.6156 | 27665.2192 | 2434 | 25231.2192 | 5664.3964 | 22.45 | 0 | 5664.3964 | 22.45 | 3230.3964 | 11.6767
2028 | 30722.8916 | 265 | 0 | 60 | 31047.8916 | 28224.7243 | 2484 | 25740.7243 | 5307.1673 | 20.6178 | 0 | 5307.1673 | 20.6178 | 2823.1673 | 10.0025
2029 | 32471.176 | 110 | 0 | 60 | 32641.176 | 28804.8144 | 2534 | 26270.8144 | 6370.3617 | 24.2488 | 0 | 6370.3617 | 24.2488 | 3836.3617 | 13.3185
2030 | 32468.4689 | 110 | 0 | 60 | 32638.4689 | 29397.6618 | 2584 | 26813.6618 | 5824.8072 | 21.7233 | 0 | 5824.8072 | 21.7233 | 3240.8072 | 11.024
2031 | 32738.1346 | 110 | 0 | 60 | 32908.1346 | 29916.486 | 2584 | 27332.486 | 5575.6486 | 20.3993 | 0 | 5575.6486 | 20.3993 | 2991.6486 | 10
2032 | 33655.4443 | 110 | 0 | 60 | 33825.4443 | 30478.7122 | 2584 | 27894.7122 | 5930.7321 | 21.2611 | 0 | 5930.7321 | 21.2611 | 3346.7321 | 10.9806
2033 | 34562.7625 | 110 | 0 | 60 | 34732.7625 | 31014.602 | 2584 | 28430.602 | 6302.1604 | 22.1668 | 0 | 6302.1604 | 22.1668 | 3718.1604 | 11.9884
2034 | 35435.5889 | 0 | 0 | 60 | 35495.5889 | 31496.9298 | 2584 | 28912.9298 | 6582.6591 | 22.7672 | 0 | 6582.6591 | 22.7672 | 3998.6591 | 12.6954
2035 | 35432.9237 | 0 | 0 | 60 | 35492.9237 | 31985.1039 | 2584 | 29401.1039 | 6091.8198 | 20.7197 | 0 | 6091.8198 | 20.7197 | 3507.8198 | 10.967
2036 | 36200.2668 | 0 | 0 | 60 | 36260.2668 | 32468.0191 | 2584 | 29884.0191 | 6376.2477 | 21.3366 | 0 | 6376.2477 | 21.3366 | 3792.2477 | 11.6799
2037 | 37073.1181 | 0 | 0 | 60 | 37133.1181 | 32926.0632 | 2584 | 30342.0632 | 6791.0549 | 22.3817 | 0 | 6791.0549 | 22.3817 | 4207.0549 | 12.7773
2038 | 37070.4777 | 0 | 0 | 60 | 37130.4777 | 33401.2155 | 2584 | 30817.2155 | 6313.2622 | 20.4862 | 0 | 6313.2622 | 20.4862 | 3729.2622 | 11.165
2039 | 37943.3455 | 0 | 0 | 60 | 38003.3455 | 33877.6204 | 2584 | 31293.6204 | 6709.7252 | 21.4412 | 0 | 6709.7252 | 21.4412 | 4125.7252 | 12.1783
2040 | 38816.2215 | 0 | 0 | 60 | 38876.2215 | 34362.1064 | 2584 | 31778.1064 | 7098.1151 | 22.3365 | 0 | 7098.1151 | 22.3365 | 4514.1151 | 13.1369
2041 | 38813.6056 | 0 | 0 | 60 | 38873.6056 | 34752.544 | 2584 | 32168.544 | 6705.0616 | 20.8435 | 0 | 6705.0616 | 20.8435 | 4121.0616 | 11.8583
2042 | 39686.4979 | 0 | 0 | 60 | 39746.4979 | 35143.6793 | 2584 | 32559.6793 | 7186.8187 | 22.0728 | 0 | 7186.8187 | 22.0728 | 4602.8187 | 13.0971
2043 | 39719.3983 | 0 | 0 | 60 | 39779.3983 | 35535.5131 | 2584 | 32951.5131 | 6827.8852 | 20.721 | 0 | 6827.8852 | 20.721 | 4243.8852 | 11.9427
2044 | 40592.3068 | 0 | 0 | 60 | 40652.3068 | 35928.0467 | 2584 | 33344.0467 | 7308.2601 | 21.9177 | 0 | 7308.2601 | 21.9177 | 4724.2601 | 13.1492
2045 | 40589.7233 | 0 | 0 | 60 | 40649.7233 | 36321.2811 | 2584 | 33737.2811 | 6912.4423 | 20.489 | 0 | 6912.4423 | 20.489 | 4328.4423 | 11.9171
2046 | 41462.6479 | 0 | 0 | 60 | 41522.6479 | 36715.2173 | 2584 | 34131.2173 | 7391.4306 | 21.6559 | 0 | 7391.4306 | 21.6559 | 4807.4306 | 13.0938
2047 | 41460.0804 | 0 | 0 | 60 | 41520.0804 | 37109.8565 | 2584 | 34525.8565 | 6994.2239 | 20.2579 | 0 | 6994.2239 | 20.2579 | 4410.2239 | 11.8842
2048 | 42333.021 | 0 | 0 | 60 | 42393.021 | 37505.1998 | 2584 | 34921.1998 | 7471.8212 | 21.3962 | 0 | 7471.8212 | 21.3962 | 4887.8212 | 13.0324
2049 | 42330.4695 | 0 | 0 | 60 | 42390.4695 | 37901.2482 | 2584 | 35317.2482 | 7073.2213 | 20.0277 | 0 | 7073.2213 | 20.0277 | 4489.2213 | 11.8445
2050 | 43203.4259 | 0 | 0 | 0 | 43203.4259 | 38298.0028 | 2584 | 35714.0028 | 7489.423 | 20.9706 | 0 | 7489.423 | 20.9706 | 4905.423 | 12.8086
#VALUE! | #VALUE! | #VALUE! | #VALUE! | #VALUE! | #VALUE! | #VALUE! | #VALUE! | #VALUE! | #VALUE! | #VALUE! | #VALUE! | #VALUE! | #VALUE! | #VALUE! | #VALUE!
#VALUE! | #VALUE! | #VALUE! | #VALUE! | #VALUE! | #VALUE! | #VALUE! | #VALUE! | #VALUE! | #VALUE! | #VALUE! | #VALUE! | #VALUE! | #VALUE! | #VALUE! | #VALUE!
#VALUE! | #VALUE! | #VALUE! | #VALUE! | #VALUE! | #VALUE! | #VALUE! | #VALUE! | #VALUE! | #VALUE! | #VALUE! | #VALUE! | #VALUE! | #VALUE! | #VALUE! | #VALUE!
#VALUE! | #VALUE! | #VALUE! | #VALUE! | #VALUE! | #VALUE! | #VALUE! | #VALUE! | #VALUE! | #VALUE! | #VALUE! | #VALUE! | #VALUE! | #VALUE! | #VALUE! | #VALUE!
#VALUE! | #VALUE! | #VALUE! | #VALUE! | #VALUE! | #VALUE! | #VALUE! | #VALUE! | #VALUE! | #VALUE! | #VALUE! | #VALUE! | #VALUE! | #VALUE! | #VALUE! | #VALUE!
#VALUE! | #VALUE! | #VALUE! | #VALUE! | #VALUE! | #VALUE! | #VALUE! | #VALUE! | #VALUE! | #VALUE! | #VALUE! | #VALUE! | #VALUE! | #VALUE! | #VALUE! | #VALUE!
#VALUE! | #VALUE! | #VALUE! | #VALUE! | #VALUE! | #VALUE! | #VALUE! | #VALUE! | #VALUE! | #VALUE! | #VALUE! | #VALUE! | #VALUE! | #VALUE! | #VALUE! | #VALUE!
#VALUE! |  | #VALUE! | #VALUE! | #VALUE! | #VALUE! | #VALUE! | #VALUE! | #VALUE! | #VALUE! | #VALUE! | #VALUE! | #VALUE! | #VALUE! | #VALUE! | #VALUE!
#VALUE! |  | #VALUE! | #VALUE! | #VALUE! | #VALUE! | #VALUE! | #VALUE! | #VALUE! | #VALUE! | #VALUE! | #VALUE! | #VALUE! | #VALUE! | #VALUE! | #VALUE!
#VALUE! |  | #VALUE! | #VALUE! | #VALUE! | #VALUE! | #VALUE! | #VALUE! | #VALUE! | #VALUE! | #VALUE! | #VALUE! | #VALUE! | #VALUE! | #VALUE! | #VALUE!
#VALUE! |  | #VALUE! | #VALUE! | #VALUE! | #VALUE! | #VALUE! | #VALUE! | #VALUE! | #VALUE! | #VALUE! | #VALUE! | #VALUE! | #VALUE! | #VALUE! | #VALUE!
#VALUE! |  | #VALUE! | #VALUE! | #VALUE! | #VALUE! | #VALUE! | #VALUE! | #VALUE! | #VALUE! | #VALUE! | #VALUE! | #VALUE! | #VALUE! | #VALUE! | #VALUE!
#VALUE! |  | #VALUE! | #VALUE! | #VALUE! | #VALUE! | #VALUE! | #VALUE! | #VALUE! | #VALUE! | #VALUE! | #VALUE! | #VALUE! | #VALUE! | #VALUE! | #VALUE!
#VALUE! |  | #VALUE! | #VALUE! | #VALUE! | #VALUE! | #VALUE! | #VALUE! | #VALUE! | #VALUE! | #VALUE! | #VALUE! | #VALUE! | #VALUE! | #VALUE! | #VALUE!
#VALUE! |  | #VALUE! | #VALUE! | #VALUE! | #VALUE! | #VALUE! | #VALUE! | #VALUE! | #VALUE! | #VALUE! | #VALUE! | #VALUE! | #VALUE! | #VALUE! | #VALUE!
#VALUE! |  | #VALUE! | #VALUE! | #VALUE! | #VALUE! | #VALUE! | #VALUE! | #VALUE! | #VALUE! | #VALUE! | #VALUE! | #VALUE! | #VALUE! | #VALUE! | #VALUE!
#VALUE! |  | #VALUE! | #VALUE! | #VALUE! | #VALUE! | #VALUE! | #VALUE! | #VALUE! | #VALUE! | #VALUE! | #VALUE! | #VALUE! | #VALUE! | #VALUE! | #VALUE!
#VALUE! |  | #VALUE! | #VALUE! | #VALUE! | #VALUE! | #VALUE! | #VALUE! | #VALUE! | #VALUE! | #VALUE! | #VALUE! | #VALUE! | #VALUE! | #VALUE! | #VALUE!
#VALUE! |  | #VALUE! | #VALUE! | #VALUE! | #VALUE! | #VALUE! | #VALUE! | #VALUE! | #VALUE! | #VALUE! | #VALUE! | #VALUE! | #VALUE! | #VALUE! | #VALUE!
#VALUE! |  | #VALUE! | #VALUE! | #VALUE! | #VALUE! | #VALUE! | #VALUE! | #VALUE! | #VALUE! | #VALUE! | #VALUE! | #VALUE! | #VALUE! | #VALUE! | #VALUE!
#VALUE! |  | #VALUE! | #VALUE! | #VALUE! | #VALUE! | #VALUE! | #VALUE! | #VALUE! | #VALUE! | #VALUE! | #VALUE! | #VALUE! | #VALUE! | #VALUE! | #VALUE!
#VALUE! |  | #VALUE! | #VALUE! | #VALUE! | #VALUE! | #VALUE! | #VALUE! | #VALUE! | #VALUE! | #VALUE! | #VALUE! | #VALUE! | #VALUE! | #VALUE! | #VALUE!
#VALUE! |  | #VALUE! | #VALUE! | #VALUE! | #VALUE! | #VALUE! | #VALUE! | #VALUE! | #VALUE! | #VALUE! | #VALUE! | #VALUE! | #VALUE! | #VALUE! | #VALUE!
#VALUE! |  | #VALUE! | #VALUE! | #VALUE! | #VALUE! | #VALUE! | #VALUE! | #VALUE! | #VALUE! | #VALUE! | #VALUE! | #VALUE! | #VALUE! | #VALUE! | #VALUE!
#VALUE! |  | #VALUE! | #VALUE! | #VALUE! | #VALUE! | #VALUE! | #VALUE! | #VALUE! | #VALUE! | #VALUE! | #VALUE! | #VALUE! | #VALUE! | #VALUE! | #VALUE!
#VALUE! |  | #VALUE! | #VALUE! | #VALUE! | #VALUE! | #VALUE! | #VALUE! | #VALUE! | #VALUE! | #VALUE! | #VALUE! | #VALUE! | #VALUE! | #VALUE! | #VALUE!
#VALUE! |  | #VALUE! | #VALUE! | #VALUE! | #VALUE! | #VALUE! | #VALUE! | #VALUE! | #VALUE! | #VALUE! | #VALUE! | #VALUE! | #VALUE! | #VALUE! | #VALUE!

## Output 3. TYSP Table I.B.1
Summary of FPL's Firm Capacity Purchases: Summer MW (for August of Year Shown)
I. Purchases from QF's:
| Cogeneration Small Power | Contract | Contract | 1 | 2 | 3 | 4 | 5 | 6 | 7 | 8 | 9 | 10 | 11 | 12 | 13 | 14 | 15 | 16 | 17 | 18 | 19 | 20 | 21 | 22 | 23 | 24 | 25 | 26 | 27 | 28 | 29 | 30 | 31 | 32 | 33 | 34 | 35 | 36
| Production Facilities | Start Date | End Date | 2016 | 2017 | 2018 | 2019 | 2020 | 2021 | 2022 | 2023 | 2024 | 2025 | 2026 | 2027 | 2028 | 2029 | 2030 | 2031 | 2032 | 2033 | 2034 | 2035 | 2036 | 2037 | 2038 | 2039 | 2040 | 2041 | 2042 | 2043 | 2044 | 2045 | 2046 | 2047 | 2048 | 2049 | 2050 | 2051
1 | Broward South | 1993-01-01 | 2026-12-31 | 1.4 | 1.4 | 1.4 | 1.4 | 1.4 | 1.4 | 1.4 | 1.4 | 1.4 | 1.4 | 1.4 | 0 | 0 | 0 | 0 | 0 | 0 | 0 | 0 | 0 | 0 | 0 | 0 | 0 | 0 | 0 | 0 | 0 | 0 | 0 | 0 | 0 | 0 | 0 | 0 | 0
2 | Broward South | 1995-01-01 | 2026-12-31 | 1.5 | 1.5 | 1.5 | 1.5 | 1.5 | 1.5 | 1.5 | 1.5 | 1.5 | 1.5 | 1.5 | 0 | 0 | 0 | 0 | 0 | 0 | 0 | 0 | 0 | 0 | 0 | 0 | 0 | 0 | 0 | 0 | 0 | 0 | 0 | 0 | 0 | 0 | 0 | 0 | 0
3 | Broward South | 1997-01-01 | 2026-12-31 | 0.6 | 0.6 | 0.6 | 0.6 | 0.6 | 0.6 | 0.6 | 0.6 | 0.6 | 0.6 | 0.6 | 0 | 0 | 0 | 0 | 0 | 0 | 0 | 0 | 0 | 0 | 0 | 0 | 0 | 0 | 0 | 0 | 0 | 0 | 0 | 0 | 0 | 0 | 0 | 0 | 0
4 | Indiantown Cogen., LP | 1995-12-22 | 2019-10-01 | 330 | 0 | 0 | 0 | 0 | 0 | 0 | 0 | 0 | 0 | 0 | 0 | 0 | 0 | 0 | 0 | 0 | 0 | 0 | 0 | 0 | 0 | 0 | 0 | 0 | 0 | 0 | 0 | 0 | 0 | 0 | 0 | 0 | 0 | 0 | 0
5 | U.S. EcoGen - Clay | 2021-01-01 | 2049-12-31 | 0 | 0 | 0 | 0 | 0 | 0 | 0 | 0 | 0 | 0 | 0 | 0 | 0 | 0 | 0 | 0 | 0 | 0 | 0 | 0 | 0 | 0 | 0 | 0 | 0 | 0 | 0 | 0 | 0 | 0 | 0 | 0 | 0 | 0 | 0 | 0
6 | U.S. EcoGen -Okeechobee | 2021-01-01 | 2049-12-31 | 0 | 0 | 0 | 0 | 0 | 60 | 60 | 60 | 60 | 60 | 60 | 60 | 60 | 60 | 60 | 60 | 60 | 60 | 60 | 60 | 60 | 60 | 60 | 60 | 60 | 60 | 60 | 60 | 60 | 60 | 60 | 60 | 60 | 60 | 0 | 0
7 | U.S. EcoGen - Martin | 2021-01-01 | 2049-12-31 | 0 | 0 | 0 | 0 | 0 | 0 | 0 | 0 | 0 | 0 | 0 | 0 | 0 | 0 | 0 | 0 | 0 | 0 | 0 | 0 | 0 | 0 | 0 | 0 | 0 | 0 | 0 | 0 | 0 | 0 | 0 | 0 | 0 | 0 | 0 | 0
|  |  | QF Purchases Sub Total: | 333.5 | 3.5 | 3.5 | 3.5 | 3.5 | 63.5 | 63.5 | 63.5 | 63.5 | 63.5 | 63.5 | 60 | 60 | 60 | 60 | 60 | 60 | 60 | 60 | 60 | 60 | 60 | 60 | 60 | 60 | 60 | 60 | 60 | 60 | 60 | 60 | 60 | 60 | 60 | 0 | 0
| II. Purchases from Utilities: | Contract | Contract
|  | Start Date | End Date | 2016 | 2017 | 2018 | 2019 | 2020 | 2021 | 2022 | 2023 | 2024 | 2025 | 2026 | 2027 | 2028 | 2029 | 2030 | 2031 | 2032 | 2033 | 2034 | 2035 | 2036 | 2037 | 2038 | 2039 | 2040 | 2041 | 2042 | 2043 | 2044 | 2045 | 2046 | 2047 | 2048 | 2049 | 2050 | 2051
1 | SJRPP | 1982-04-02 | 2019-11-01 | 382 | 382 | 382 | 382 | 0 | 0 | 0 | 0 | 0 | 0 | 0 | 0 | 0 | 0 | 0 | 0 | 0 | 0 | 0 | 0 | 0 | 0 | 0 | 0 | 0 | 0 | 0 | 0 | 0 | 0 | 0 | 0 | 0 | 0 | 0 | 0
2 |  |  |  | 0 | 0 | 0 | 0 | 0 | 0 | 0 | 0 | 0 | 0 | 0 | 0 | 0 | 0 | 0 | 0 | 0 | 0 | 0 | 0 | 0 | 0 | 0 | 0 | 0 | 0 | 0 | 0 | 0 | 0 | 0 | 0 | 0 | 0 | 0 | 0
|  |  | Utility Purchases Sub Total: | 382 | 382 | 382 | 382 | 0 | 0 | 0 | 0 | 0 | 0 | 0 | 0 | 0 | 0 | 0 | 0 | 0 | 0 | 0 | 0 | 0 | 0 | 0 | 0 | 0 | 0 | 0 | 0 | 0 | 0 | 0 | 0 | 0 | 0 | 0 | 0
| Total of QF and Utility Purchases = |  |  | 715.5 | 385.5 | 385.5 | 385.5 | 3.5 | 63.5 | 63.5 | 63.5 | 63.5 | 63.5 | 63.5 | 60 | 60 | 60 | 60 | 60 | 60 | 60 | 60 | 60 | 60 | 60 | 60 | 60 | 60 | 60 | 60 | 60 | 60 | 60 | 60 | 60 | 60 | 60 | 0 | 0
| III. Other Purchases: | Contract | Contract
|  | Start Date | End Date | 2016 | 2017 | 2018 | 2019 | 2020 | 2021 | 2022 | 2023 | 2024 | 2025 | 2026 | 2027 | 2028 | 2029 | 2030 | 2031 | 2032 | 2033 | 2034 | 2035 | 2036 | 2037 | 2038 | 2039 | 2040 | 2041 | 2042 | 2043 | 2044 | 2045 | 2046 | 2047 | 2048 | 2049 | 2050 | 2051
1 | Palm Beach SWA -extension | 2012-01-01 | 2034-04-01 | 40 | 40 | 40 | 40 | 40 | 40 | 40 | 40 | 40 | 40 | 40 | 40 | 40 | 40 | 40 | 40 | 40 | 40 | 0 | 0 | 0 | 0 | 0 | 0 | 0 | 0 | 0 | 0 | 0 | 0 | 0 | 0 | 0 | 0 | 0 | 0
2 | Palm Beach SWA - additional | 2015-01-01 | 2034-04-01 | 70 | 70 | 70 | 70 | 70 | 70 | 70 | 70 | 70 | 70 | 70 | 70 | 70 | 70 | 70 | 70 | 70 | 70 | 0 | 0 | 0 | 0 | 0 | 0 | 0 | 0 | 0 | 0 | 0 | 0 | 0 | 0 | 0 | 0 | 0 | 0
3 | Unspecified Purchase | 4/1/2017 | 9/30/2017 | 0 | 53 | 0 | 0 | 0 | 0 | 0 | 0 | 0 | 0 | 0 | 0 | 0 | 0 | 0 | 0 | 0 | 0 | 0 | 0 | 0 | 0 | 0 | 0 | 0 | 0 | 0 | 0 | 0 | 0 | 0 | 0 | 0 | 0 | 0 | 0
4 | Unspecified Purchase | 4/1/2018 | 9/30/2018 | 0 | 0 | 25 | 0 | 0 | 0 | 0 | 0 | 0 | 0 | 0 | 0 | 0 | 0 | 0 | 0 | 0 | 0 | 0 | 0 | 0 | 0 | 0 | 0 | 0 | 0 | 0 | 0 | 0 | 0 | 0 | 0 | 0 | 0 | 0 | 0
5 | Unspecified Purchase | 4/1/2025 | 9/30/2025 | 0 | 0 | 0 | 0 | 0 | 0 | 0 | 0 | 0 | 77 | 0 | 0 | 0 | 0 | 0 | 0 | 0 | 0 | 0 | 0 | 0 | 0 | 0 | 0 | 0 | 0 | 0 | 0 | 0 | 0 | 0 | 0 | 0 | 0 | 0 | 0
6 | Unspecified Purchase | 4/1/2028 | 9/30/2028 | 0 | 0 | 0 | 0 | 0 | 0 | 0 | 0 | 0 | 0 | 0 | 0 | 155 | 0 | 0 | 0 | 0 | 0 | 0 | 0 | 0 | 0 | 0 | 0 | 0 | 0 | 0 | 0 | 0 | 0 | 0 | 0 | 0 | 0 | 0 | 0
|  |  | Other Purchases Sub Total: | 110 | 163 | 135 | 110 | 110 | 110 | 110 | 110 | 110 | 187 | 110 | 110 | 265 | 110 | 110 | 110 | 110 | 110 | 0 | 0 | 0 | 0 | 0 | 0 | 0 | 0 | 0 | 0 | 0 | 0 | 0 | 0 | 0 | 0 | 0 | 0
| Total "Non-QF" Purchase Sub-Total = |  |  | 492 | 545 | 517 | 492 | 110 | 110 | 110 | 110 | 110 | 187 | 110 | 110 | 265 | 110 | 110 | 110 | 110 | 110 | 0 | 0 | 0 | 0 | 0 | 0 | 0 | 0 | 0 | 0 | 0 | 0 | 0 | 0 | 0 | 0 | 0 | 0
|  |  |  | 2016 | 2017 | 2018 | 2019 | 2020 | 2021 | 2022 | 2023 | 2024 | 2025 | 2026 | 2027 | 2028 | 2029 | 2030 | 2031 | 2032 | 2033 | 2034 | 2035 | 2036 | 2037 | 2038 | 2039 | 2040 | 2041 | 2042 | 2043 | 2044 | 2045 | 2046 | 2047 | 2048 | 2049 | 2050 | 2051
|  |  | Summer Firm Capacity Purchases Total MW: | 825.5 | 548.5 | 520.5 | 495.5 | 113.5 | 173.5 | 173.5 | 173.5 | 173.5 | 250.5 | 173.5 | 170 | 325 | 170 | 170 | 170 | 170 | 170 | 60 | 60 | 60 | 60 | 60 | 60 | 60 | 60 | 60 | 60 | 60 | 60 | 60 | 60 | 60 | 60 | 0 | 0
|  |  | MW change from previous year: | --- | -277 | -28 | -25 | -382 | 60 | 0 | 0 | 0 | 77 | -77 | -3.5 | 155 | -155 | 0 | 0 | 0 | 0 | -110 | 0 | 0 | 0 | 0 | 0 | 0 | 0 | 0 | 0 | 0 | 0 | 0 | 0 | 0 | 0 | -60 | 0
Formulas:
Contract = IF([II. Purchases from Utilities:]="Unspecified Purchase","1/1/"&VLOOKUP(A31-No_Other_PPA,'Input 4. Firm Purchase-Sale'!$AQ10:AS29,2),IF('Input 4. Firm Purchase-Sale'!Z$8="","",'Input 4. Firm Purchase-Sale'!Z$8))
Contract = IF([II. Purchases from Utilities:]="Unspecified Purchase","1/1/"&VLOOKUP(A32-No_Other_PPA,'Input 4. Firm Purchase-Sale'!$AQ10:AS29,2),IF('Input 4. Firm Purchase-Sale'!AA$8="","",'Input 4. Firm Purchase-Sale'!AA$8))

## Output 4. EGEAS RM
Instructions: | 1. Complete Input 1, 3, and 4 Tabs
2. Remove any units from Input 2 that are not "Set/Committed" (Ex. 2019 Unit). In other words, change the
inputs to the large filler units, equalizing filler and small filler to years beyond EGEAS study period
3. Press "Easy Button" on Input 2 tab
RM needed to
match Gen Only need
Forecast
of
Summer
Res.Margins
(%)
| 2016 | 20%
| 2017 | 20%
| 2018 | 20%
| 2019 | 20%
| 2020 | 20%
| 2021 | 20.14%
| 2022 | 20%
| 2023 | 20%
| 2024 | 20%
| 2025 | 20%
| 2026 | 20%
| 2027 | 20%
| 2028 | 20%
| 2029 | 20%
| 2030 | 20%
| 2031 | 20%
| 2032 | 20%
| 2033 | 20%
| 2034 | 20%
| 2035 | 20%
| 2036 | 20%
| 2037 | 20%
| 2038 | 20%
| 2039 | 20%
| 2040 | 20%
| 2041 | 20%
| 2042 | 20%
| 2043 | 20%
| 2044 | 20%
| 2045 | 20%
| 2046 | 20%
| 2047 | 20%
| 2048 | 20%
| 2049 | 20%
| 2050 | 20%
| 2051 | 20%
| 2052 | 20%
| 2053 | 20%
| 2054 | 20%
| 2055 | 20%
| 2056 | 20%
| 2057 | 20%
| 2058 | 20%
| 2059 | 20%
| 2060 | 20%
| 2061 | 20%
| 2062 | 20%
| 2063 | 20%
| 2064 | 20%
| 2065 | 20%