## Calculations
DBCEC 001406
Assumptions after TYSP Meeting (no SJRPP by summer 2019); Solar FCV and 7FA CC Capacity Updates
SUMMER
| -1 | -2 | -3 | -4 | -5 | -6 | -7 | -8 | -9 | -10 | -11 | -12 | -13 | -14 | -15 | -16 | -17 | -18 | -19 |  |  |  |  | BEFORE UNIT ADDITIONS
| -4: =(1)+(2)+(3); -8: =(5)+(6)-(7); -9: =(4)-(8); -10: =(9)/(8); -11: =(4)-((5)+(6)); -12: =(11)/((5)+(6)); -13: =((8)*(1+RM))-(4); -14: =(13)/(1+RM)); -15: =((5)+(6))*(1+RM_Gen_Only)-(4) | [9 empty] | Before Unit | Before Unit
| -16: Need driven by | [8 empty] | Before Unit | Additions | Additions
| -13: Generation; -14: DSM; -15: Generation; -16: Generation; -19: RM needed to | [5 empty] | Before Unit | Before Unit | Before Unit | Additions | Generation | Generation |  |  | PPA Calculation Before NPGU
| -12: Forecast; -13: Only MW; -14: Only MW; -15: Only MW; -16: Only MW; -18: New; -19: match 10% need |  |  |  | Total | Before Unit | Additions | Additions | Additions | Forecast | Only MW | Only MW
| Projections | [7 empty] | Forecast | Forecast | Forecast | of Summer | Needed to | Needed to | Needed to | Needed to | Calculated | Forecast | Forecast |  |  |  | Annual | Additions | Forecast | Forecast | Forecast | of Summer | Needed to | Needed to |  | After |  |  | After
| of Existing | New | Firm | Projection |  |  | Summer | Forecast | of | of | of Summer | Res. Margins | Meet | Meet | Meet | Meet | Capacity | Summer | of |  |  | Annual | Unit | Projection | of | of | of Summer | Res. Margins | Meet | Meet |  | Some | PPA | PPA | PPA
August | FPL Unit | Capacity | Capacity | of Total | Load | New | DSM | of Firm | Summer | Summer | Reserves | Gen Only RM | Reserve | Reserve | Gen Only RM | Gen Only RM | with MW | Reserves | Summer | August |  | New Unit | Retirements | of Total | Summer | Summer | Reserves | Gen Only RM | Reserve | Gen Only RM | August | Additions | Additions | Additions | Additions
of the | Capability | Additions | Purchases | Capacity | Forecast | Sales | Capability | Peak | Reserves | Res.Margins | without DSM | without DSM | Margin | Margin | without DSM | without DSM | addition | Calc | Res.Margins | of the |  | Additions | or Outages | Capacity | Reserves | Res.Margins | without DSM | without DSM | Margin | without DSM | of the | Need | Calc |  | Need
Year | (MW) | (MW) | (MW) | (MW) | (MW) | (MW) | (MW) | (MW) | (MW) | (%) | (MW) | (%) | (MW) | (MW) | (MW) | (MW) | (MW) | (MW) | (%) | Year |  | (MW) | (MW) | (MW) | (MW) | (%) | (MW) | (%) | (MW) | (MW) | Year | (MW) | (MW) | (MW) | (MW)
2017 | 24325.2329 | 1733.22 | 825.5 | 26883.9529 | 24008.5867 | 0 | 1851.2473 | 22157.3394 | 4726.6135 | 21.33% | 2875.3662 | 11.98% | -295.1456 | -245.9547 | -474.5075 | 0 | 26883.9529 | 4726.6135 | 20% | 2017 | 1733.22 | 1733.22 | 0 | 25150.7329 | 2993.3935 | 13.51% | 1142.1462 | 4.757% | 1438.0744 | 1258.7125 | 2017 | -295.1456 | 0 | 0 | -295.1456
2018 | 24302.1378 | 2054.7113 | 825.5 | 27182.3491 | 24297.1561 | 0 | 1906.2394 | 22390.9167 | 4791.4324 | 21.4% | 2885.193 | 11.87% | -313.2491 | -261.0409 | -455.4774 | 0 | 27182.3491 | 4791.4324 | 20% | 2018 | 2054.7113 | 321.84 | 0 | 26860.5091 | 4469.5924 | 19.96% | 2563.353 | 10.55% | 8.5909 | -133.6374 | 2018 | -313.2491 | 0 | 0 | -313.2491
2019 | 24094.0433 | 3801.3982 | 113.5 | 28008.9415 | 24496.3951 | 0 | 1949.5408 | 22546.8543 | 5462.0872 | 24.23% | 3512.5464 | 14.34% | -952.7163 | -793.9303 | -1062.9069 | 0 | 28008.9415 | 5462.0872 | 20% | 2019 | 3801.3982 | 1748 | -254 | 26514.9415 | 3968.0872 | 17.6% | 2018.5464 | 8.24% | 541.2837 | 431.0931 | 2019 | -952.7163 | 0 | 0 | -952.7163
2020 | 23358.9494 | 3961.009 | 113.5 | 27433.4584 | 24605.4355 | 0 | 1993.5017 | 22611.9337 | 4821.5247 | 21.32% | 2828.0229 | 11.49% | -299.1379 | -249.2816 | -367.4794 | 0 | 27433.4584 | 4821.5247 | 20% | 2020 | 3961.009 | 160.92 | -884 | 28156.5384 | 5544.6047 | 24.52% | 3551.1029 | 14.43% | -1022.2179 | -1090.5594 | 2020 | -299.1379 | 0 | 0 | -299.1379
2021 | 23358.8561 | 4120.141 | 113.5 | 27592.4971 | 24716.9829 | 0 | 2038.1183 | 22678.8646 | 4913.6325 | 21.67% | 2875.5142 | 11.63% | -377.8596 | -314.883 | -403.8159 | 0 | 27592.4971 | 4913.6325 | 20% | 2021 | 4120.141 | 160.92 | 0 | 27431.5771 | 4752.7125 | 20.96% | 2714.5942 | 10.98% | -216.9396 | -242.8959 | 2021 | -377.8596 | 0 | 0 | -377.8596
2022 | 23446.7635 | 4278.7956 | 113.5 | 27839.059 | 24966.6213 | 0 | 2083.3865 | 22883.2349 | 4955.8241 | 21.66% | 2872.4377 | 11.51% | -379.1772 | -315.981 | -375.7756 | -375.7756 | 27463.2835 | 4580.0486 | 20% | 2022 | 4278.7956 | 160.92 | 0 | 27678.139 | 4794.9041 | 20.95% | 2711.5177 | 10.86% | -218.2572 | -214.8556 | 2022 | -375.7756 | 0 | 0 | -375.7756
2023 | 23532.6714 | 5599.9742 | 113.5 | 29246.1456 | 25338.3096 | 0 | 2129.5587 | 23208.7508 | 6037.3948 | 26.01% | 3907.836 | 15.42% | -1395.6446 | -1163.0372 | -1374.0051 | -1374.0051 | 27872.1405 | 4663.3897 | 20% | 2023 | 5599.9742 | 1323.92 | 0 | 27922.2256 | 4713.4748 | 20.31% | 2583.916 | 10.2% | -71.7246 | -50.0851 | 2023 | -1374.0051 | 0 | 0 | -1374.0051
2024 | 23532.5799 | 5757.6783 | 113.5 | 29403.7582 | 25755.6899 | 0 | 2176.546 | 23579.1439 | 5824.6143 | 24.7% | 3648.0683 | 14.16% | -1108.7856 | -923.988 | -1072.4994 | -1072.4994 | 28331.2588 | 4752.115 | 20% | 2024 | 5757.6783 | 160.92 | 0 | 29242.8382 | 5663.6943 | 24.02% | 3487.1483 | 13.54% | -947.8656 | -911.5794 | 2024 | -1072.4994 | 0 | 0 | -1072.4994
2025 | 23532.4891 | 5753.9892 | 113.5 | 29399.9783 | 26137.2704 | 0 | 2223.6956 | 23913.5748 | 5486.4035 | 22.94% | 3262.7078 | 12.48% | -703.6885 | -586.4071 | -648.9808 | -648.9808 | 28750.9975 | 4837.4227 | 20% | 2025 | 5753.9892 | 0 | 0 | 29399.9783 | 5486.4035 | 22.94% | 3262.7078 | 12.48% | -703.6885 | -648.9808 | 2025 | -648.9808 | 0 | 0 | -648.9808
2026 | 23532.3988 | 5750.3112 | 113.5 | 29396.21 | 26551.8035 | 0 | 2270.6886 | 24281.115 | 5115.0951 | 21.07% | 2844.4065 | 10.71% | -258.8721 | -215.7267 | -189.2262 | -189.2262 | 29206.9839 | 4925.8689 | 20% | 2026 | 5750.3112 | 0 | 0 | 29396.21 | 5115.0951 | 21.07% | 2844.4065 | 10.71% | -258.8721 | -189.2262 | 2026 | -189.2262 | 0 | 0 | -189.2262
2027 | 23532.3091 | 6009.6443 | 110 | 29651.9534 | 26956.2645 | 0 | 2317.5252 | 24638.7393 | 5013.2141 | 20.35% | 2695.6889 | 10% | -85.4663 | -71.2219 | -0.062457 | -0.062457 | 29651.891 | 5013.1517 | 20% | 2027 | 6009.6443 | 263 | 0 | 29388.9534 | 4750.2141 | 19.28% | 2432.6889 | 9.025% | 177.5337 | 262.9375 | 2027 | -0.062457 | 0 | 0 | -0.062457
2028 | 23532.22 | 7493.9884 | 110 | 31136.2084 | 27387.495 | 0 | 2364.206 | 25023.289 | 6112.9194 | 24.43% | 3748.7134 | 13.69% | -1108.2616 | -923.5513 | -1009.9639 | -1009.9639 | 30126.2445 | 5102.9555 | 20% | 2028 | 7493.9884 | 1751 | 0 | 29385.2084 | 4361.9194 | 17.43% | 1997.7134 | 7.294% | 642.7384 | 741.0361 | 2028 | -1009.9639 | 0 | 0 | -1009.9639
2029 | 23532.1315 | 7490.3434 | 110 | 31132.4749 | 27915.5008 | 0 | 2410.7323 | 25504.7685 | 5627.7064 | 22.07% | 3216.974 | 11.52% | -526.7527 | -438.9605 | -425.424 | -425.424 | 30707.0509 | 5202.2824 | 20% | 2029 | 7490.3434 | 0 | 0 | 31132.4749 | 5627.7064 | 22.07% | 3216.974 | 11.52% | -526.7527 | -425.424 | 2029 | -425.424 | 0 | 0 | -425.424
2030 | 23532.0435 | 7622.7094 | 110 | 31264.7529 | 28421.7851 | 0 | 2457.1047 | 25964.6804 | 5300.0725 | 20.41% | 2842.9678 | 10% | -107.1364 | -89.2804 | -0.78927 | -0.78927 | 31263.9636 | 5299.2832 | 20% | 2030 | 7622.7094 | 136 | 0 | 31128.7529 | 5164.0725 | 19.89% | 2706.9678 | 9.524% | 28.8636 | 135.2107 | 2030 | -0.78927 | 0 | 0 | -0.78927
2031 | 23531.9561 | 8583.0863 | 110 | 32225.0424 | 28907.2261 | 0 | 2457.1047 | 26450.1214 | 5774.921 | 21.83% | 3317.8162 | 11.48% | -484.8967 | -404.0806 | -427.0936 | -427.0936 | 31797.9488 | 5347.8273 | 20% | 2031 | 8583.0863 | 1100 | 0 | 31125.0424 | 4674.921 | 17.67% | 2217.8162 | 7.672% | 615.1033 | 672.9064 | 2031 | -427.0936 | 0 | 0 | -427.0936
2032 | 22700.8693 | 9679.474 | 110 | 32490.3433 | 29393.563 | 0 | 2457.1047 | 26936.4583 | 5553.885 | 20.62% | 3096.7803 | 10.54% | -166.5934 | -138.8278 | -157.424 | -157.424 | 32332.9193 | 5396.461 | 20% | 2032 | 9679.474 | 1100 | -831 | 32221.3433 | 5284.885 | 19.62% | 2827.7803 | 9.62% | 102.4066 | 111.576 | 2032 | -157.424 | 0 | 0 | -157.424
2033 | 21859.7831 | 10914.6054 | 110 | 32884.3885 | 29860.7618 | 0 | 2457.1047 | 27403.6571 | 5480.7314 | 20% | 3023.6267 | 10.13% | 0 | 0 | -37.5505 | 0 | 32884.3885 | 5480.7314 | 20% | 2033 | 10914.6054 | 1238.7328 | -841 | 32486.6556 | 5082.9986 | 18.55% | 2625.8939 | 8.794% | 397.7328 | 360.1823 | 2033 | 0 | 0 | 0 | 0
2034 | 21859.6974 | 11786.5148 | 0 | 33646.2122 | 30307.1116 | 0 | 2457.1047 | 27850.0068 | 5796.2053 | 20.81% | 3339.1006 | 11.02% | -226.2039 | -188.5033 | -308.3894 | 0 | 33646.2122 | 5796.2053 | 20% | 2034 | 11786.5148 | 875.5 | 0 | 32770.7122 | 4920.7053 | 17.67% | 2463.6006 | 8.129% | 649.2961 | 567.1106 | 2034 | -226.2039 | 0 | 0 | -226.2039
2035 | 21859.6122 | 12658.4349 | 0 | 34518.0472 | 30760.6531 | 0 | 2457.1047 | 28303.5484 | 6214.4988 | 21.96% | 3757.3941 | 12.21% | -553.7891 | -461.4909 | -681.3287 | 0 | 34518.0472 | 6214.4988 | 20% | 2035 | 12658.4349 | 875.5 | 0 | 33642.5472 | 5338.9988 | 18.86% | 2881.8941 | 9.369% | 321.7109 | 194.1713 | 2035 | -553.7891 | 0 | 0 | -553.7891
2036 | 20878.5277 | 14405.8658 | 0 | 35284.3935 | 31207.3738 | 0 | 2457.1047 | 28750.2691 | 6534.1244 | 22.73% | 4077.0197 | 13.06% | -784.0706 | -653.3922 | -956.2823 | 0 | 35284.3935 | 6534.1244 | 20% | 2036 | 14405.8658 | 1751 | -981 | 34514.3935 | 5764.1244 | 20.05% | 3307.0197 | 10.6% | -14.0706 | -186.2823 | 2036 | -784.0706 | 0 | 0 | -784.0706
2037 | 20878.4436 | 14402.3074 | 0 | 35280.7511 | 31634.1822 | 0 | 2457.1047 | 29177.0775 | 6103.6736 | 20.92% | 3646.5688 | 11.53% | -268.2581 | -223.5484 | -483.1506 | 0 | 35280.7511 | 6103.6736 | 20% | 2037 | 14402.3074 | 0 | 0 | 35280.7511 | 6103.6736 | 20.92% | 3646.5688 | 11.53% | -268.2581 | -483.1506 | 2037 | -268.2581 | 0 | 0 | -268.2581
2038 | 20878.3601 | 15274.2597 | 0 | 36152.6199 | 32078.1228 | 0 | 2457.1047 | 29621.0181 | 6531.6017 | 22.05% | 4074.497 | 12.7% | -607.3981 | -506.1651 | -866.6847 | 0 | 36152.6199 | 6531.6017 | 20% | 2038 | 15274.2597 | 875.5 | 0 | 35277.1199 | 5656.1017 | 19.09% | 3198.997 | 9.973% | 268.1019 | 8.8153 | 2038 | -607.3981 | 0 | 0 | -607.3981
2039 | 20878.2772 | 15270.7226 | 0 | 36148.9998 | 32519.7974 | 0 | 2457.1047 | 30062.6927 | 6086.3071 | 20.25% | 3629.2024 | 11.16% | -73.7686 | -61.4738 | -377.2227 | 0 | 36148.9998 | 6086.3071 | 20% | 2039 | 15270.7226 | 0 | 0 | 36148.9998 | 6086.3071 | 20.25% | 3629.2024 | 11.16% | -73.7686 | -377.2227 | 2039 | -73.7686 | 0 | 0 | -73.7686
2040 | 20878.1948 | 16142.6962 | 0 | 37020.891 | 32953.4096 | 0 | 2457.1047 | 30496.3049 | 6524.5861 | 21.39% | 4067.4814 | 12.34% | -425.3251 | -354.4376 | -772.1404 | 0 | 37020.891 | 6524.5861 | 20% | 2040 | 16142.6962 | 875.5 | 0 | 36145.391 | 5649.0861 | 18.52% | 3191.9814 | 9.686% | 450.1749 | 103.3596 | 2040 | -425.3251 | 0 | 0 | -425.3251
2041 | 20878.1129 | 16139.1803 | 0 | 37017.2932 | 33292.3604 | 0 | 2457.1047 | 30835.2557 | 6182.0375 | 20.05% | 3724.9328 | 11.19% | -14.9864 | -12.4887 | -395.6968 | 0 | 37017.2932 | 6182.0375 | 20% | 2041 | 16139.1803 | 0 | 0 | 37017.2932 | 6182.0375 | 20.05% | 3724.9328 | 11.19% | -14.9864 | -395.6968 | 2041 | -14.9864 | 0 | 0 | -14.9864
2042 | 20878.0316 | 17011.1749 | 0 | 37889.2065 | 33632.0248 | 0 | 2457.1047 | 31174.9201 | 6714.2864 | 21.54% | 4257.1817 | 12.66% | -479.3024 | -399.4187 | -893.9792 | 0 | 37889.2065 | 6714.2864 | 20% | 2042 | 17011.1749 | 875.5 | 0 | 37013.7065 | 5838.7864 | 18.73% | 3381.6817 | 10.05% | 396.1976 | -18.4792 | 2042 | -479.3024 | 0 | 0 | -479.3024
2043 | 20037.9508 | 17883.1801 | 0 | 37921.1309 | 33972.4109 | 0 | 2457.1047 | 31515.3062 | 6405.8247 | 20.33% | 3948.72 | 11.62% | -102.7635 | -85.6362 | -551.4789 | 0 | 37921.1309 | 6405.8247 | 20% | 2043 | 17883.1801 | 875.5 | -840 | 37885.6309 | 6370.3247 | 20.21% | 3913.22 | 11.52% | -67.2635 | -515.9789 | 2043 | -102.7635 | 0 | 0 | -102.7635
2044 | 20037.8705 | 18755.1958 | 0 | 38793.0663 | 34313.5269 | 0 | 2457.1047 | 31856.4221 | 6936.6441 | 21.77% | 4479.5394 | 13.05% | -565.3597 | -471.1331 | -1048.1867 | 0 | 38793.0663 | 6936.6441 | 20% | 2044 | 18755.1958 | 875.5 | 0 | 37917.5663 | 6061.1441 | 19.03% | 3604.0394 | 10.5% | 310.1403 | -172.6867 | 2044 | -565.3597 | 0 | 0 | -565.3597
2045 | 20037.7908 | 18751.7219 | 0 | 38789.5126 | 34655.381 | 0 | 2457.1047 | 32198.2763 | 6591.2363 | 20.47% | 4134.1316 | 11.93% | -151.5811 | -126.3176 | -668.5935 | 0 | 38789.5126 | 6591.2363 | 20% | 2045 | 18751.7219 | 0 | 0 | 38789.5126 | 6591.2363 | 20.47% | 4134.1316 | 11.93% | -151.5811 | -668.5935 | 2045 | -151.5811 | 0 | 0 | -151.5811
2046 | 20037.7115 | 19623.7584 | 0 | 39661.4699 | 34997.9819 | 0 | 2457.1047 | 32540.8771 | 7120.5928 | 21.88% | 4663.488 | 13.33% | -612.4174 | -510.3478 | -1163.6899 | 0 | 39661.4699 | 7120.5928 | 20% | 2046 | 19623.7584 | 875.5 | 0 | 38785.9699 | 6245.0928 | 19.19% | 3787.988 | 10.82% | 263.0826 | -288.1899 | 2046 | -612.4174 | 0 | 0 | -612.4174
2047 | 20037.6328 | 19620.3053 | 0 | 39657.9381 | 35341.3381 | 0 | 2457.1047 | 32884.2334 | 6773.7047 | 20.6% | 4316.6 | 12.21% | -196.858 | -164.0484 | -782.4662 | 0 | 39657.9381 | 6773.7047 | 20% | 2047 | 19620.3053 | 0 | 0 | 39657.9381 | 6773.7047 | 20.6% | 4316.6 | 12.21% | -196.858 | -782.4662 | 2047 | -196.858 | 0 | 0 | -196.858
2048 | 20037.5546 | 20492.3626 | 0 | 40529.9172 | 35685.4586 | 0 | 2457.1047 | 33228.3539 | 7301.5633 | 21.97% | 4844.4586 | 13.58% | -655.8925 | -546.5771 | -1275.9127 | 0 | 40529.9172 | 7301.5633 | 20% | 2048 | 20492.3626 | 875.5 | 0 | 39654.4172 | 6426.0633 | 19.34% | 3968.9586 | 11.12% | 219.6075 | -400.4127 | 2048 | -655.8925 | 0 | 0 | -655.8925
2049 | 20037.4769 | 20488.9302 | 0 | 40526.4071 | 36030.3524 | 0 | 2457.1047 | 33573.2476 | 6953.1594 | 20.71% | 4496.0547 | 12.48% | -238.5099 | -198.7583 | -893.0195 | 0 | 40526.4071 | 6953.1594 | 20% | 2049 | 20488.9302 | 0 | 0 | 40526.4071 | 6953.1594 | 20.71% | 4496.0547 | 12.48% | -238.5099 | -893.0195 | 2049 | -238.5099 | 0 | 0 | -238.5099
2050 | 20037.3997 | 21361.0081 | 0 | 41398.4078 | 36376.0286 | 0 | 2457.1047 | 33918.9239 | 7479.4839 | 22.05% | 5022.3792 | 13.81% | -695.6991 | -579.7493 | -1384.7763 | 0 | 41398.4078 | 7479.4839 | 20% | 2050 | 21361.0081 | 875.5 | 0 | 40522.9078 | 6603.9839 | 19.47% | 4146.8792 | 11.4% | 179.8009 | -509.2763 | 2050 | -695.6991 | 0 | 0 | -695.6991
2051 | 20037.323 | 21357.5963 | 0 | 41394.9193 | 36718.7584 | 0 | 2457.1047 | 34261.6536 | 7133.2657 | 20.82% | 4676.1609 | 12.74% | -280.9349 | -234.1124 | -1004.2851 | 0 | 41394.9193 | 7133.2657 | 20% | 2051 | 21357.5963 | 0 | 0 | 41394.9193 | 7133.2657 | 20.82% | 4676.1609 | 12.74% | -280.9349 | -1004.2851 | 2051 | -280.9349 | 0 | 0 | -280.9349
2052 | 20037.2468 | 22229.6947 | 0 | 42266.9415 | 37062.2758 | 0 | 2457.1047 | 34605.1711 | 7661.7704 | 22.14% | 5204.6657 | 14.04% | -740.7362 | -617.2801 | -1498.4381 | 0 | 42266.9415 | 7661.7704 | 20% | 2052 | 22229.6947 | 875.5 | 0 | 41391.4415 | 6786.2704 | 19.61% | 4329.1657 | 11.68% | 134.7638 | -622.9381 | 2052 | -740.7362 | 0 | 0 | -740.7362
2053 | 20037.1711 | 22226.3033 | 0 | 42263.4744 | 37406.5908 | 0 | 2457.1047 | 34949.486 | 7313.9884 | 20.93% | 4856.8836 | 12.98% | -324.0911 | -270.076 | -1116.2245 | 0 | 42263.4744 | 7313.9884 | 20% | 2053 | 22226.3033 | 0 | 0 | 42263.4744 | 7313.9884 | 20.93% | 4856.8836 | 12.98% | -324.0911 | -1116.2245 | 2053 | -324.0911 | 0 | 0 | -324.0911
2054 | 20037.0959 | 23098.4221 | 0 | 43135.518 | 37751.7131 | 0 | 2457.1047 | 35294.6084 | 7840.9096 | 22.22% | 5383.8049 | 14.26% | -781.9879 | -651.6566 | -1608.6336 | 0 | 43135.518 | 7840.9096 | 20% | 2054 | 23098.4221 | 875.5 | 0 | 42260.018 | 6965.4096 | 19.74% | 4508.3049 | 11.94% | 93.5121 | -733.1336 | 2054 | -781.9879 | 0 | 0 | -781.9879
2055 | 20037.0211 | 23095.051 | 0 | 43132.0722 | 38097.6529 | 0 | 2457.1047 | 35640.5482 | 7491.524 | 21.02% | 5034.4193 | 13.21% | -363.4144 | -302.8453 | -1224.654 | 0 | 43132.0722 | 7491.524 | 20% | 2055 | 23095.051 | 0 | 0 | 43132.0722 | 7491.524 | 21.02% | 5034.4193 | 13.21% | -363.4144 | -1224.654 | 2055 | -363.4144 | 0 | 0 | -363.4144
2056 | 20036.9469 | 23967.1901 | 0 | 44004.137 | 38444.4205 | 0 | 2457.1047 | 35987.3158 | 8016.8212 | 22.28% | 5559.7165 | 14.46% | -819.3581 | -682.7984 | -1715.2744 | 0 | 44004.137 | 8016.8212 | 20% | 2056 | 23967.1901 | 875.5 | 0 | 43128.637 | 7141.3212 | 19.84% | 4684.2165 | 12.18% | 56.1419 | -839.7744 | 2056 | -819.3581 | 0 | 0 | -819.3581
2057 | 20036.8732 | 23963.8392 | 0 | 44000.7124 | 38792.0264 | 0 | 2457.1047 | 36334.9217 | 7665.7907 | 21.1% | 5208.6859 | 13.43% | -398.8063 | -332.3386 | -1329.4833 | 0 | 44000.7124 | 7665.7907 | 20% | 2057 | 23963.8392 | 0 | 0 | 44000.7124 | 7665.7907 | 21.1% | 5208.6859 | 13.43% | -398.8063 | -1329.4833 | 2057 | -398.8063 | 0 | 0 | -398.8063
2058 | 20036.7999 | 24835.9984 | 0 | 44872.7983 | 39140.4814 | 0 | 2457.1047 | 36683.3767 | 8189.4216 | 22.32% | 5732.3169 | 14.65% | -852.7463 | -710.6219 | -1818.2687 | 0 | 44872.7983 | 8189.4216 | 20% | 2058 | 24835.9984 | 875.5 | 0 | 43997.2983 | 7313.9216 | 19.94% | 4856.8169 | 12.41% | 22.7537 | -942.7687 | 2058 | -852.7463 | 0 | 0 | -852.7463
2059 | 20036.7271 | 24832.6676 | 0 | 44869.3947 | 39489.7963 | 0 | 2457.1047 | 37032.6916 | 7836.7031 | 21.16% | 5379.5983 | 13.62% | -430.1648 | -358.4706 | -1430.6187 | 0 | 44869.3947 | 7836.7031 | 20% | 2059 | 24832.6676 | 0 | 0 | 44869.3947 | 7836.7031 | 21.16% | 5379.5983 | 13.62% | -430.1648 | -1430.6187 | 2059 | -430.1648 | 0 | 0 | -430.1648
2060 | 20036.6547 | 24829.3468 | 0 | 44866.0015 | 39839.9824 | 0 | 2457.1047 | 37382.8777 | 7483.1239 | 20.02% | 5026.0191 | 12.62% | -6.5483 | -5.4569 | -1042.0209 | 0 | 44866.0015 | 7483.1239 | 20% | 2060 | 24829.3468 | 0 | 0 | 44866.0015 | 7483.1239 | 20.02% | 5026.0191 | 12.62% | -6.5483 | -1042.0209 | 2060 | -6.5483 | 0 | 0 | -6.5483
2061 | 20036.5829 | 25701.536 | 0 | 45738.1188 | 40191.051 | 0 | 2457.1047 | 37733.9463 | 8004.1726 | 21.21% | 5547.0678 | 13.8% | -457.3833 | -381.1527 | -1527.9627 | 0 | 45738.1188 | 8004.1726 | 20% | 2061 | 25701.536 | 875.5 | 0 | 44862.6188 | 7128.6726 | 18.89% | 4671.5678 | 11.62% | 418.1167 | -652.4627 | 2061 | -457.3833 | 0 | 0 | -457.3833
2062 | 20036.5115 | 25698.235 | 0 | 45734.7465 | 40543.0138 | 0 | 2457.1047 | 38085.9091 | 7648.8375 | 20.08% | 5191.7328 | 12.81% | -31.6557 | -26.3797 | -1137.4314 | 0 | 45734.7465 | 7648.8375 | 20% | 2062 | 25698.235 | 0 | 0 | 45734.7465 | 7648.8375 | 20.08% | 5191.7328 | 12.81% | -31.6557 | -1137.4314 | 2062 | -31.6557 | 0 | 0 | -31.6557
2063 | 20036.4406 | 26570.444 | 0 | 46606.8846 | 40895.8825 | 0 | 2457.1047 | 38438.7778 | 8168.1068 | 21.25% | 5711.0021 | 13.96% | -480.3513 | -400.2927 | -1621.4138 | 0 | 46606.8846 | 8168.1068 | 20% | 2063 | 26570.444 | 875.5 | 0 | 45731.3846 | 7292.6068 | 18.97% | 4835.5021 | 11.82% | 395.1487 | -745.9138 | 2063 | -480.3513 | 0 | 0 | -480.3513
2064 | 20036.3701 | 26567.1629 | 0 | 46603.533 | 41251.8225 | 0 | 2457.1047 | 38794.7178 | 7808.8153 | 20.13% | 5351.7105 | 12.97% | -49.8717 | -41.5598 | -1226.5283 | 0 | 46603.533 | 7808.8153 | 20% | 2064 | 26567.1629 | 0 | 0 | 46603.533 | 7808.8153 | 20.13% | 5351.7105 | 12.97% | -49.8717 | -1226.5283 | 2064 | -49.8717 | 0 | 0 | -49.8717
2065 | 20036.3001 | 27439.3916 | 0 | 47475.6917 | 41610.8604 | 0 | 2457.1047 | 39153.7557 | 8321.9361 | 21.25% | 5864.8313 | 14.09% | -491.1849 | -409.3208 | -1703.7453 | 0 | 47475.6917 | 8321.9361 | 20% | 2065 | 27439.3916 | 875.5 | 0 | 46600.1917 | 7446.4361 | 19.02% | 4989.3313 | 11.99% | 384.3151 | -828.2453 | 2065 | -491.1849 | 0 | 0 | -491.1849
2066 | 20036.2306 | 27436.1301 | 0 | 47472.3607 | 41973.0232 | 0 | 2457.1047 | 39515.9185 | 7956.4422 | 20.13% | 5499.3375 | 13.1% | -53.2585 | -44.3821 | -1302.0352 | 0 | 47472.3607 | 7956.4422 | 20% | 2066 | 27436.1301 | 0 | 0 | 47472.3607 | 7956.4422 | 20.13% | 5499.3375 | 13.1% | -53.2585 | -1302.0352 | 2066 | -53.2585 | 0 | 0 | -53.2585

## PV Calculations
DBCEC 001407
Assumptions after TYSP Meeting (no SJRPP by summer 2019); Solar FCV and 7FA CC Capacity Updates
SUMMER
|  | 2017 | 2018 | 2019 | 2020 | 2021 | 2022 | 2023 | 2024 | 2025 | 2026 | 2027 | 2028 | 2029 | 2030 | 2031 | 2032 | 2033 | 2034 | 2035 | 2036 | 2037 | 2038 | 2039 | 2040 | 2041 | 2042 | 2043 | 2044 | 2045 | 2046 | 2047 | 2048 | 2049 | 2050 | 2051 | 2052 | 2053 | 2054 | 2055 | 2056 | 2057 | 2058 | 2059 | 2060 | 2061 | 2062 | 2063 | 2064 | 2065 | 2066 | 2067 | 2068 | 2069 | 2070 | 2071 | 2072 | 2073
| New Solar Unit | 223.5 | 596 | 0 | 298 | 298 | 298 | 298 | 298 | 0 | 0 | 0 | 0 | 0 | 0 | 0 | 0 | 0 | 0 | 0 | 0 | 0 | 0 | 0 | 0 | 0 | 0 | 0 | 0 | 0 | 0 | 0 | 0 | 0 | 0 | 0 | 0 | 0 | 0 | 0 | 0 | 0 | 0 | 0 | 0 | 0 | 0 | 0 | 0 | 0 | 0 | 0 | 0 | 0 | 0 | 0 | 0 | 0
| Firm Capacity Value | 52% | 54% | 0% | 54% | 54% | 54% | 54% | 54% | 0% | 0% | 0% | 0% | 0% | 0% | 0% | 0% | 0% | 0% | 0% | 0% | 0% | 0% | 0% | 0% | 0% | 0% | 0% | 0% | 0% | 0% | 0% | 0% | 0% | 0% | 0% | 0% | 0% | 0% | 0% | 0% | 0% | 0% | 0% | 0% | 0% | 0% | 0% | 0% | 0% | 0% | 0% | 0% | 0% | 0% | 0% | 0% | 0%
Year | Total Firm Solar Capacity Added with Degradation
2017 | 116.22 | 116.22 | 0 | 0 | 0 | 0 | 0 | 0 | 0 | 0 | 0 | 0 | 0 | 0 | 0 | 0 | 0 | 0 | 0 | 0 | 0 | 0 | 0 | 0 | 0 | 0 | 0 | 0 | 0 | 0 | 0 | 0 | 0 | 0 | 0 | 0 | 0 | 0 | 0 | 0 | 0 | 0 | 0 | 0 | 0 | 0 | 0 | 0 | 0 | 0 | 0 | 0 | 0 | 0 | 0 | 0 | 0 | 0
2018 | 437.7113 | 115.8713 | 321.84 | 0 | 0 | 0 | 0 | 0 | 0 | 0 | 0 | 0 | 0 | 0 | 0 | 0 | 0 | 0 | 0 | 0 | 0 | 0 | 0 | 0 | 0 | 0 | 0 | 0 | 0 | 0 | 0 | 0 | 0 | 0 | 0 | 0 | 0 | 0 | 0 | 0 | 0 | 0 | 0 | 0 | 0 | 0 | 0 | 0 | 0 | 0 | 0 | 0 | 0 | 0 | 0 | 0 | 0 | 0
2019 | 436.3982 | 115.5237 | 320.8745 | 0 | 0 | 0 | 0 | 0 | 0 | 0 | 0 | 0 | 0 | 0 | 0 | 0 | 0 | 0 | 0 | 0 | 0 | 0 | 0 | 0 | 0 | 0 | 0 | 0 | 0 | 0 | 0 | 0 | 0 | 0 | 0 | 0 | 0 | 0 | 0 | 0 | 0 | 0 | 0 | 0 | 0 | 0 | 0 | 0 | 0 | 0 | 0 | 0 | 0 | 0 | 0 | 0 | 0 | 0
2020 | 596.009 | 115.1772 | 319.9119 | 0 | 160.92 | 0 | 0 | 0 | 0 | 0 | 0 | 0 | 0 | 0 | 0 | 0 | 0 | 0 | 0 | 0 | 0 | 0 | 0 | 0 | 0 | 0 | 0 | 0 | 0 | 0 | 0 | 0 | 0 | 0 | 0 | 0 | 0 | 0 | 0 | 0 | 0 | 0 | 0 | 0 | 0 | 0 | 0 | 0 | 0 | 0 | 0 | 0 | 0 | 0 | 0 | 0 | 0 | 0
2021 | 755.141 | 114.8316 | 318.9521 | 0 | 160.4372 | 160.92 | 0 | 0 | 0 | 0 | 0 | 0 | 0 | 0 | 0 | 0 | 0 | 0 | 0 | 0 | 0 | 0 | 0 | 0 | 0 | 0 | 0 | 0 | 0 | 0 | 0 | 0 | 0 | 0 | 0 | 0 | 0 | 0 | 0 | 0 | 0 | 0 | 0 | 0 | 0 | 0 | 0 | 0 | 0 | 0 | 0 | 0 | 0 | 0 | 0 | 0 | 0 | 0
2022 | 913.7956 | 114.4871 | 317.9953 | 0 | 159.9559 | 160.4372 | 160.92 | 0 | 0 | 0 | 0 | 0 | 0 | 0 | 0 | 0 | 0 | 0 | 0 | 0 | 0 | 0 | 0 | 0 | 0 | 0 | 0 | 0 | 0 | 0 | 0 | 0 | 0 | 0 | 0 | 0 | 0 | 0 | 0 | 0 | 0 | 0 | 0 | 0 | 0 | 0 | 0 | 0 | 0 | 0 | 0 | 0 | 0 | 0 | 0 | 0 | 0 | 0
2023 | 1071.9742 | 114.1437 | 317.0413 | 0 | 159.4761 | 159.9559 | 160.4372 | 160.92 | 0 | 0 | 0 | 0 | 0 | 0 | 0 | 0 | 0 | 0 | 0 | 0 | 0 | 0 | 0 | 0 | 0 | 0 | 0 | 0 | 0 | 0 | 0 | 0 | 0 | 0 | 0 | 0 | 0 | 0 | 0 | 0 | 0 | 0 | 0 | 0 | 0 | 0 | 0 | 0 | 0 | 0 | 0 | 0 | 0 | 0 | 0 | 0 | 0 | 0
2024 | 1229.6783 | 113.8012 | 316.0902 | 0 | 158.9976 | 159.4761 | 159.9559 | 160.4372 | 160.92 | 0 | 0 | 0 | 0 | 0 | 0 | 0 | 0 | 0 | 0 | 0 | 0 | 0 | 0 | 0 | 0 | 0 | 0 | 0 | 0 | 0 | 0 | 0 | 0 | 0 | 0 | 0 | 0 | 0 | 0 | 0 | 0 | 0 | 0 | 0 | 0 | 0 | 0 | 0 | 0 | 0 | 0 | 0 | 0 | 0 | 0 | 0 | 0 | 0
2025 | 1225.9892 | 113.4598 | 315.1419 | 0 | 158.5206 | 158.9976 | 159.4761 | 159.9559 | 160.4372 | 0 | 0 | 0 | 0 | 0 | 0 | 0 | 0 | 0 | 0 | 0 | 0 | 0 | 0 | 0 | 0 | 0 | 0 | 0 | 0 | 0 | 0 | 0 | 0 | 0 | 0 | 0 | 0 | 0 | 0 | 0 | 0 | 0 | 0 | 0 | 0 | 0 | 0 | 0 | 0 | 0 | 0 | 0 | 0 | 0 | 0 | 0 | 0 | 0
2026 | 1222.3112 | 113.1195 | 314.1965 | 0 | 158.0451 | 158.5206 | 158.9976 | 159.4761 | 159.9559 | 0 | 0 | 0 | 0 | 0 | 0 | 0 | 0 | 0 | 0 | 0 | 0 | 0 | 0 | 0 | 0 | 0 | 0 | 0 | 0 | 0 | 0 | 0 | 0 | 0 | 0 | 0 | 0 | 0 | 0 | 0 | 0 | 0 | 0 | 0 | 0 | 0 | 0 | 0 | 0 | 0 | 0 | 0 | 0 | 0 | 0 | 0 | 0 | 0
2027 | 1218.6443 | 112.7801 | 313.2539 | 0 | 157.5709 | 158.0451 | 158.5206 | 158.9976 | 159.4761 | 0 | 0 | 0 | 0 | 0 | 0 | 0 | 0 | 0 | 0 | 0 | 0 | 0 | 0 | 0 | 0 | 0 | 0 | 0 | 0 | 0 | 0 | 0 | 0 | 0 | 0 | 0 | 0 | 0 | 0 | 0 | 0 | 0 | 0 | 0 | 0 | 0 | 0 | 0 | 0 | 0 | 0 | 0 | 0 | 0 | 0 | 0 | 0 | 0
2028 | 1214.9884 | 112.4418 | 312.3141 | 0 | 157.0982 | 157.5709 | 158.0451 | 158.5206 | 158.9976 | 0 | 0 | 0 | 0 | 0 | 0 | 0 | 0 | 0 | 0 | 0 | 0 | 0 | 0 | 0 | 0 | 0 | 0 | 0 | 0 | 0 | 0 | 0 | 0 | 0 | 0 | 0 | 0 | 0 | 0 | 0 | 0 | 0 | 0 | 0 | 0 | 0 | 0 | 0 | 0 | 0 | 0 | 0 | 0 | 0 | 0 | 0 | 0 | 0
2029 | 1211.3434 | 112.1044 | 311.3772 | 0 | 156.6269 | 157.0982 | 157.5709 | 158.0451 | 158.5206 | 0 | 0 | 0 | 0 | 0 | 0 | 0 | 0 | 0 | 0 | 0 | 0 | 0 | 0 | 0 | 0 | 0 | 0 | 0 | 0 | 0 | 0 | 0 | 0 | 0 | 0 | 0 | 0 | 0 | 0 | 0 | 0 | 0 | 0 | 0 | 0 | 0 | 0 | 0 | 0 | 0 | 0 | 0 | 0 | 0 | 0 | 0 | 0 | 0
2030 | 1207.7094 | 111.7681 | 310.443 | 0 | 156.1571 | 156.6269 | 157.0982 | 157.5709 | 158.0451 | 0 | 0 | 0 | 0 | 0 | 0 | 0 | 0 | 0 | 0 | 0 | 0 | 0 | 0 | 0 | 0 | 0 | 0 | 0 | 0 | 0 | 0 | 0 | 0 | 0 | 0 | 0 | 0 | 0 | 0 | 0 | 0 | 0 | 0 | 0 | 0 | 0 | 0 | 0 | 0 | 0 | 0 | 0 | 0 | 0 | 0 | 0 | 0 | 0
2031 | 1204.0863 | 111.4328 | 309.5117 | 0 | 155.6886 | 156.1571 | 156.6269 | 157.0982 | 157.5709 | 0 | 0 | 0 | 0 | 0 | 0 | 0 | 0 | 0 | 0 | 0 | 0 | 0 | 0 | 0 | 0 | 0 | 0 | 0 | 0 | 0 | 0 | 0 | 0 | 0 | 0 | 0 | 0 | 0 | 0 | 0 | 0 | 0 | 0 | 0 | 0 | 0 | 0 | 0 | 0 | 0 | 0 | 0 | 0 | 0 | 0 | 0 | 0 | 0
2032 | 1200.474 | 111.0985 | 308.5832 | 0 | 155.2215 | 155.6886 | 156.1571 | 156.6269 | 157.0982 | 0 | 0 | 0 | 0 | 0 | 0 | 0 | 0 | 0 | 0 | 0 | 0 | 0 | 0 | 0 | 0 | 0 | 0 | 0 | 0 | 0 | 0 | 0 | 0 | 0 | 0 | 0 | 0 | 0 | 0 | 0 | 0 | 0 | 0 | 0 | 0 | 0 | 0 | 0 | 0 | 0 | 0 | 0 | 0 | 0 | 0 | 0 | 0 | 0
2033 | 1196.8726 | 110.7652 | 307.6574 | 0 | 154.7559 | 155.2215 | 155.6886 | 156.1571 | 156.6269 | 0 | 0 | 0 | 0 | 0 | 0 | 0 | 0 | 0 | 0 | 0 | 0 | 0 | 0 | 0 | 0 | 0 | 0 | 0 | 0 | 0 | 0 | 0 | 0 | 0 | 0 | 0 | 0 | 0 | 0 | 0 | 0 | 0 | 0 | 0 | 0 | 0 | 0 | 0 | 0 | 0 | 0 | 0 | 0 | 0 | 0 | 0 | 0 | 0
2034 | 1193.282 | 110.4329 | 306.7344 | 0 | 154.2916 | 154.7559 | 155.2215 | 155.6886 | 156.1571 | 0 | 0 | 0 | 0 | 0 | 0 | 0 | 0 | 0 | 0 | 0 | 0 | 0 | 0 | 0 | 0 | 0 | 0 | 0 | 0 | 0 | 0 | 0 | 0 | 0 | 0 | 0 | 0 | 0 | 0 | 0 | 0 | 0 | 0 | 0 | 0 | 0 | 0 | 0 | 0 | 0 | 0 | 0 | 0 | 0 | 0 | 0 | 0 | 0
2035 | 1189.7021 | 110.1016 | 305.8142 | 0 | 153.8287 | 154.2916 | 154.7559 | 155.2215 | 155.6886 | 0 | 0 | 0 | 0 | 0 | 0 | 0 | 0 | 0 | 0 | 0 | 0 | 0 | 0 | 0 | 0 | 0 | 0 | 0 | 0 | 0 | 0 | 0 | 0 | 0 | 0 | 0 | 0 | 0 | 0 | 0 | 0 | 0 | 0 | 0 | 0 | 0 | 0 | 0 | 0 | 0 | 0 | 0 | 0 | 0 | 0 | 0 | 0 | 0
2036 | 1186.133 | 109.7713 | 304.8968 | 0 | 153.3672 | 153.8287 | 154.2916 | 154.7559 | 155.2215 | 0 | 0 | 0 | 0 | 0 | 0 | 0 | 0 | 0 | 0 | 0 | 0 | 0 | 0 | 0 | 0 | 0 | 0 | 0 | 0 | 0 | 0 | 0 | 0 | 0 | 0 | 0 | 0 | 0 | 0 | 0 | 0 | 0 | 0 | 0 | 0 | 0 | 0 | 0 | 0 | 0 | 0 | 0 | 0 | 0 | 0 | 0 | 0 | 0
2037 | 1182.5746 | 109.442 | 303.9821 | 0 | 152.9071 | 153.3672 | 153.8287 | 154.2916 | 154.7559 | 0 | 0 | 0 | 0 | 0 | 0 | 0 | 0 | 0 | 0 | 0 | 0 | 0 | 0 | 0 | 0 | 0 | 0 | 0 | 0 | 0 | 0 | 0 | 0 | 0 | 0 | 0 | 0 | 0 | 0 | 0 | 0 | 0 | 0 | 0 | 0 | 0 | 0 | 0 | 0 | 0 | 0 | 0 | 0 | 0 | 0 | 0 | 0 | 0
2038 | 1179.0269 | 109.1137 | 303.0702 | 0 | 152.4484 | 152.9071 | 153.3672 | 153.8287 | 154.2916 | 0 | 0 | 0 | 0 | 0 | 0 | 0 | 0 | 0 | 0 | 0 | 0 | 0 | 0 | 0 | 0 | 0 | 0 | 0 | 0 | 0 | 0 | 0 | 0 | 0 | 0 | 0 | 0 | 0 | 0 | 0 | 0 | 0 | 0 | 0 | 0 | 0 | 0 | 0 | 0 | 0 | 0 | 0 | 0 | 0 | 0 | 0 | 0 | 0
2039 | 1175.4898 | 108.7863 | 302.161 | 0 | 151.9911 | 152.4484 | 152.9071 | 153.3672 | 153.8287 | 0 | 0 | 0 | 0 | 0 | 0 | 0 | 0 | 0 | 0 | 0 | 0 | 0 | 0 | 0 | 0 | 0 | 0 | 0 | 0 | 0 | 0 | 0 | 0 | 0 | 0 | 0 | 0 | 0 | 0 | 0 | 0 | 0 | 0 | 0 | 0 | 0 | 0 | 0 | 0 | 0 | 0 | 0 | 0 | 0 | 0 | 0 | 0 | 0
2040 | 1171.9633 | 108.46 | 301.2545 | 0 | 151.5351 | 151.9911 | 152.4484 | 152.9071 | 153.3672 | 0 | 0 | 0 | 0 | 0 | 0 | 0 | 0 | 0 | 0 | 0 | 0 | 0 | 0 | 0 | 0 | 0 | 0 | 0 | 0 | 0 | 0 | 0 | 0 | 0 | 0 | 0 | 0 | 0 | 0 | 0 | 0 | 0 | 0 | 0 | 0 | 0 | 0 | 0 | 0 | 0 | 0 | 0 | 0 | 0 | 0 | 0 | 0 | 0
2041 | 1168.4474 | 108.1346 | 300.3507 | 0 | 151.0805 | 151.5351 | 151.9911 | 152.4484 | 152.9071 | 0 | 0 | 0 | 0 | 0 | 0 | 0 | 0 | 0 | 0 | 0 | 0 | 0 | 0 | 0 | 0 | 0 | 0 | 0 | 0 | 0 | 0 | 0 | 0 | 0 | 0 | 0 | 0 | 0 | 0 | 0 | 0 | 0 | 0 | 0 | 0 | 0 | 0 | 0 | 0 | 0 | 0 | 0 | 0 | 0 | 0 | 0 | 0 | 0
2042 | 1164.9421 | 107.8102 | 299.4497 | 0 | 150.6272 | 151.0805 | 151.5351 | 151.9911 | 152.4484 | 0 | 0 | 0 | 0 | 0 | 0 | 0 | 0 | 0 | 0 | 0 | 0 | 0 | 0 | 0 | 0 | 0 | 0 | 0 | 0 | 0 | 0 | 0 | 0 | 0 | 0 | 0 | 0 | 0 | 0 | 0 | 0 | 0 | 0 | 0 | 0 | 0 | 0 | 0 | 0 | 0 | 0 | 0 | 0 | 0 | 0 | 0 | 0 | 0
2043 | 1161.4473 | 107.4868 | 298.5513 | 0 | 150.1754 | 150.6272 | 151.0805 | 151.5351 | 151.9911 | 0 | 0 | 0 | 0 | 0 | 0 | 0 | 0 | 0 | 0 | 0 | 0 | 0 | 0 | 0 | 0 | 0 | 0 | 0 | 0 | 0 | 0 | 0 | 0 | 0 | 0 | 0 | 0 | 0 | 0 | 0 | 0 | 0 | 0 | 0 | 0 | 0 | 0 | 0 | 0 | 0 | 0 | 0 | 0 | 0 | 0 | 0 | 0 | 0
2044 | 1157.9629 | 107.1643 | 297.6557 | 0 | 149.7248 | 150.1754 | 150.6272 | 151.0805 | 151.5351 | 0 | 0 | 0 | 0 | 0 | 0 | 0 | 0 | 0 | 0 | 0 | 0 | 0 | 0 | 0 | 0 | 0 | 0 | 0 | 0 | 0 | 0 | 0 | 0 | 0 | 0 | 0 | 0 | 0 | 0 | 0 | 0 | 0 | 0 | 0 | 0 | 0 | 0 | 0 | 0 | 0 | 0 | 0 | 0 | 0 | 0 | 0 | 0 | 0
2045 | 1154.489 | 106.8428 | 296.7627 | 0 | 149.2757 | 149.7248 | 150.1754 | 150.6272 | 151.0805 | 0 | 0 | 0 | 0 | 0 | 0 | 0 | 0 | 0 | 0 | 0 | 0 | 0 | 0 | 0 | 0 | 0 | 0 | 0 | 0 | 0 | 0 | 0 | 0 | 0 | 0 | 0 | 0 | 0 | 0 | 0 | 0 | 0 | 0 | 0 | 0 | 0 | 0 | 0 | 0 | 0 | 0 | 0 | 0 | 0 | 0 | 0 | 0 | 0
2046 | 1151.0256 | 106.5223 | 295.8724 | 0 | 148.8278 | 149.2757 | 149.7248 | 150.1754 | 150.6272 | 0 | 0 | 0 | 0 | 0 | 0 | 0 | 0 | 0 | 0 | 0 | 0 | 0 | 0 | 0 | 0 | 0 | 0 | 0 | 0 | 0 | 0 | 0 | 0 | 0 | 0 | 0 | 0 | 0 | 0 | 0 | 0 | 0 | 0 | 0 | 0 | 0 | 0 | 0 | 0 | 0 | 0 | 0 | 0 | 0 | 0 | 0 | 0 | 0
2047 | 1147.5725 | 106.2027 | 294.9848 | 0 | 148.3813 | 148.8278 | 149.2757 | 149.7248 | 150.1754 | 0 | 0 | 0 | 0 | 0 | 0 | 0 | 0 | 0 | 0 | 0 | 0 | 0 | 0 | 0 | 0 | 0 | 0 | 0 | 0 | 0 | 0 | 0 | 0 | 0 | 0 | 0 | 0 | 0 | 0 | 0 | 0 | 0 | 0 | 0 | 0 | 0 | 0 | 0 | 0 | 0 | 0 | 0 | 0 | 0 | 0 | 0 | 0 | 0
2048 | 1144.1298 | 105.8841 | 294.0998 | 0 | 147.9362 | 148.3813 | 148.8278 | 149.2757 | 149.7248 | 0 | 0 | 0 | 0 | 0 | 0 | 0 | 0 | 0 | 0 | 0 | 0 | 0 | 0 | 0 | 0 | 0 | 0 | 0 | 0 | 0 | 0 | 0 | 0 | 0 | 0 | 0 | 0 | 0 | 0 | 0 | 0 | 0 | 0 | 0 | 0 | 0 | 0 | 0 | 0 | 0 | 0 | 0 | 0 | 0 | 0 | 0 | 0 | 0
2049 | 1140.6974 | 105.5665 | 293.2175 | 0 | 147.4924 | 147.9362 | 148.3813 | 148.8278 | 149.2757 | 0 | 0 | 0 | 0 | 0 | 0 | 0 | 0 | 0 | 0 | 0 | 0 | 0 | 0 | 0 | 0 | 0 | 0 | 0 | 0 | 0 | 0 | 0 | 0 | 0 | 0 | 0 | 0 | 0 | 0 | 0 | 0 | 0 | 0 | 0 | 0 | 0 | 0 | 0 | 0 | 0 | 0 | 0 | 0 | 0 | 0 | 0 | 0 | 0
2050 | 1137.2753 | 105.2498 | 292.3379 | 0 | 147.0499 | 147.4924 | 147.9362 | 148.3813 | 148.8278 | 0 | 0 | 0 | 0 | 0 | 0 | 0 | 0 | 0 | 0 | 0 | 0 | 0 | 0 | 0 | 0 | 0 | 0 | 0 | 0 | 0 | 0 | 0 | 0 | 0 | 0 | 0 | 0 | 0 | 0 | 0 | 0 | 0 | 0 | 0 | 0 | 0 | 0 | 0 | 0 | 0 | 0 | 0 | 0 | 0 | 0 | 0 | 0 | 0
2051 | 1133.8635 | 104.934 | 291.4609 | 0 | 146.6088 | 147.0499 | 147.4924 | 147.9362 | 148.3813 | 0 | 0 | 0 | 0 | 0 | 0 | 0 | 0 | 0 | 0 | 0 | 0 | 0 | 0 | 0 | 0 | 0 | 0 | 0 | 0 | 0 | 0 | 0 | 0 | 0 | 0 | 0 | 0 | 0 | 0 | 0 | 0 | 0 | 0 | 0 | 0 | 0 | 0 | 0 | 0 | 0 | 0 | 0 | 0 | 0 | 0 | 0 | 0 | 0
2052 | 1130.4619 | 104.6192 | 290.5865 | 0 | 146.1689 | 146.6088 | 147.0499 | 147.4924 | 147.9362 | 0 | 0 | 0 | 0 | 0 | 0 | 0 | 0 | 0 | 0 | 0 | 0 | 0 | 0 | 0 | 0 | 0 | 0 | 0 | 0 | 0 | 0 | 0 | 0 | 0 | 0 | 0 | 0 | 0 | 0 | 0 | 0 | 0 | 0 | 0 | 0 | 0 | 0 | 0 | 0 | 0 | 0 | 0 | 0 | 0 | 0 | 0 | 0 | 0
2053 | 1127.0705 | 104.3053 | 289.7147 | 0 | 145.7304 | 146.1689 | 146.6088 | 147.0499 | 147.4924 | 0 | 0 | 0 | 0 | 0 | 0 | 0 | 0 | 0 | 0 | 0 | 0 | 0 | 0 | 0 | 0 | 0 | 0 | 0 | 0 | 0 | 0 | 0 | 0 | 0 | 0 | 0 | 0 | 0 | 0 | 0 | 0 | 0 | 0 | 0 | 0 | 0 | 0 | 0 | 0 | 0 | 0 | 0 | 0 | 0 | 0 | 0 | 0 | 0
2054 | 1123.6893 | 103.9924 | 288.8456 | 0 | 145.2932 | 145.7304 | 146.1689 | 146.6088 | 147.0499 | 0 | 0 | 0 | 0 | 0 | 0 | 0 | 0 | 0 | 0 | 0 | 0 | 0 | 0 | 0 | 0 | 0 | 0 | 0 | 0 | 0 | 0 | 0 | 0 | 0 | 0 | 0 | 0 | 0 | 0 | 0 | 0 | 0 | 0 | 0 | 0 | 0 | 0 | 0 | 0 | 0 | 0 | 0 | 0 | 0 | 0 | 0 | 0 | 0
2055 | 1120.3182 | 103.6805 | 287.979 | 0 | 144.8574 | 145.2932 | 145.7304 | 146.1689 | 146.6088 | 0 | 0 | 0 | 0 | 0 | 0 | 0 | 0 | 0 | 0 | 0 | 0 | 0 | 0 | 0 | 0 | 0 | 0 | 0 | 0 | 0 | 0 | 0 | 0 | 0 | 0 | 0 | 0 | 0 | 0 | 0 | 0 | 0 | 0 | 0 | 0 | 0 | 0 | 0 | 0 | 0 | 0 | 0 | 0 | 0 | 0 | 0 | 0 | 0
2056 | 1116.9573 | 103.3694 | 287.1151 | 0 | 144.4228 | 144.8574 | 145.2932 | 145.7304 | 146.1689 | 0 | 0 | 0 | 0 | 0 | 0 | 0 | 0 | 0 | 0 | 0 | 0 | 0 | 0 | 0 | 0 | 0 | 0 | 0 | 0 | 0 | 0 | 0 | 0 | 0 | 0 | 0 | 0 | 0 | 0 | 0 | 0 | 0 | 0 | 0 | 0 | 0 | 0 | 0 | 0 | 0 | 0 | 0 | 0 | 0 | 0 | 0 | 0 | 0
2057 | 1113.6064 | 103.0593 | 286.2538 | 0 | 143.9895 | 144.4228 | 144.8574 | 145.2932 | 145.7304 | 0 | 0 | 0 | 0 | 0 | 0 | 0 | 0 | 0 | 0 | 0 | 0 | 0 | 0 | 0 | 0 | 0 | 0 | 0 | 0 | 0 | 0 | 0 | 0 | 0 | 0 | 0 | 0 | 0 | 0 | 0 | 0 | 0 | 0 | 0 | 0 | 0 | 0 | 0 | 0 | 0 | 0 | 0 | 0 | 0 | 0 | 0 | 0 | 0
2058 | 1110.2656 | 102.7501 | 285.395 | 0 | 143.5576 | 143.9895 | 144.4228 | 144.8574 | 145.2932 | 0 | 0 | 0 | 0 | 0 | 0 | 0 | 0 | 0 | 0 | 0 | 0 | 0 | 0 | 0 | 0 | 0 | 0 | 0 | 0 | 0 | 0 | 0 | 0 | 0 | 0 | 0 | 0 | 0 | 0 | 0 | 0 | 0 | 0 | 0 | 0 | 0 | 0 | 0 | 0 | 0 | 0 | 0 | 0 | 0 | 0 | 0 | 0 | 0
2059 | 1106.9348 | 102.4419 | 284.5388 | 0 | 143.1269 | 143.5576 | 143.9895 | 144.4228 | 144.8574 | 0 | 0 | 0 | 0 | 0 | 0 | 0 | 0 | 0 | 0 | 0 | 0 | 0 | 0 | 0 | 0 | 0 | 0 | 0 | 0 | 0 | 0 | 0 | 0 | 0 | 0 | 0 | 0 | 0 | 0 | 0 | 0 | 0 | 0 | 0 | 0 | 0 | 0 | 0 | 0 | 0 | 0 | 0 | 0 | 0 | 0 | 0 | 0 | 0
2060 | 1103.614 | 102.1345 | 283.6852 | 0 | 142.6975 | 143.1269 | 143.5576 | 143.9895 | 144.4228 | 0 | 0 | 0 | 0 | 0 | 0 | 0 | 0 | 0 | 0 | 0 | 0 | 0 | 0 | 0 | 0 | 0 | 0 | 0 | 0 | 0 | 0 | 0 | 0 | 0 | 0 | 0 | 0 | 0 | 0 | 0 | 0 | 0 | 0 | 0 | 0 | 0 | 0 | 0 | 0 | 0 | 0 | 0 | 0 | 0 | 0 | 0 | 0 | 0
2061 | 1100.3031 | 101.8281 | 282.8341 | 0 | 142.2694 | 142.6975 | 143.1269 | 143.5576 | 143.9895 | 0 | 0 | 0 | 0 | 0 | 0 | 0 | 0 | 0 | 0 | 0 | 0 | 0 | 0 | 0 | 0 | 0 | 0 | 0 | 0 | 0 | 0 | 0 | 0 | 0 | 0 | 0 | 0 | 0 | 0 | 0 | 0 | 0 | 0 | 0 | 0 | 0 | 0 | 0 | 0 | 0 | 0 | 0 | 0 | 0 | 0 | 0 | 0 | 0
2062 | 1097.0022 | 101.5227 | 281.9856 | 0 | 141.8426 | 142.2694 | 142.6975 | 143.1269 | 143.5576 | 0 | 0 | 0 | 0 | 0 | 0 | 0 | 0 | 0 | 0 | 0 | 0 | 0 | 0 | 0 | 0 | 0 | 0 | 0 | 0 | 0 | 0 | 0 | 0 | 0 | 0 | 0 | 0 | 0 | 0 | 0 | 0 | 0 | 0 | 0 | 0 | 0 | 0 | 0 | 0 | 0 | 0 | 0 | 0 | 0 | 0 | 0 | 0 | 0
2063 | 1093.7112 | 101.2181 | 281.1397 | 0 | 141.4171 | 141.8426 | 142.2694 | 142.6975 | 143.1269 | 0 | 0 | 0 | 0 | 0 | 0 | 0 | 0 | 0 | 0 | 0 | 0 | 0 | 0 | 0 | 0 | 0 | 0 | 0 | 0 | 0 | 0 | 0 | 0 | 0 | 0 | 0 | 0 | 0 | 0 | 0 | 0 | 0 | 0 | 0 | 0 | 0 | 0 | 0 | 0 | 0 | 0 | 0 | 0 | 0 | 0 | 0 | 0 | 0
2064 | 1090.4301 | 100.9144 | 280.2963 | 0 | 140.9928 | 141.4171 | 141.8426 | 142.2694 | 142.6975 | 0 | 0 | 0 | 0 | 0 | 0 | 0 | 0 | 0 | 0 | 0 | 0 | 0 | 0 | 0 | 0 | 0 | 0 | 0 | 0 | 0 | 0 | 0 | 0 | 0 | 0 | 0 | 0 | 0 | 0 | 0 | 0 | 0 | 0 | 0 | 0 | 0 | 0 | 0 | 0 | 0 | 0 | 0 | 0 | 0 | 0 | 0 | 0 | 0
2065 | 1087.1588 | 100.6117 | 279.4554 | 0 | 140.5698 | 140.9928 | 141.4171 | 141.8426 | 142.2694 | 0 | 0 | 0 | 0 | 0 | 0 | 0 | 0 | 0 | 0 | 0 | 0 | 0 | 0 | 0 | 0 | 0 | 0 | 0 | 0 | 0 | 0 | 0 | 0 | 0 | 0 | 0 | 0 | 0 | 0 | 0 | 0 | 0 | 0 | 0 | 0 | 0 | 0 | 0 | 0 | 0 | 0 | 0 | 0 | 0 | 0 | 0 | 0 | 0
2066 | 1083.8973 | 100.3099 | 278.617 | 0 | 140.1481 | 140.5698 | 140.9928 | 141.4171 | 141.8426 | 0 | 0 | 0 | 0 | 0 | 0 | 0 | 0 | 0 | 0 | 0 | 0 | 0 | 0 | 0 | 0 | 0 | 0 | 0 | 0 | 0 | 0 | 0 | 0 | 0 | 0 | 0 | 0 | 0 | 0 | 0 | 0 | 0 | 0 | 0 | 0 | 0 | 0 | 0 | 0 | 0 | 0 | 0 | 0 | 0 | 0 | 0 | 0 | 0

## New Unit Calculations
DBCEC 001408
Assumptions after TYSP Meeting (no SJRPP by summer 2019); Solar FCV and 7FA CC Capacity Updates
SUMMER
|  | 2017 | 2018 | 2019 | 2020 | 2021 | 2022 | 2023 | 2024 | 2025 | 2026 | 2027 | 2028 | 2029 | 2030 | 2031 | 2032 | 2033 | 2034 | 2035 | 2036 | 2037 | 2038 | 2039 | 2040 | 2041 | 2042 | 2043 | 2044 | 2045 | 2046 | 2047 | 2048 | 2049 | 2050 | 2051 | 2052 | 2053 | 2054 | 2055 | 2056 | 2057 | 2058 | 2059 | 2060 | 2061 | 2062 | 2063 | 2064 | 2065 | 2066 | 2067 | 2068 | 2069 | 2070 | 2071 | 2072 | 2073
| New Unit Name | 2017: FM 2CT; PFL 5CT; 2019: OCEC; 2023: Lauderdale CC; 2031: TP 6; 2032: TP 7
| New Unit MW | 1617 | 0 | 1748 | 0 | 0 | 0 | 1163 | 0 | 0 | 0 | 0 | 0 | 0 | 0 | 1100 | 1100 | 0 | 0 | 0 | 0 | 0 | 0 | 0 | 0 | 0 | 0 | 0 | 0 | 0 | 0 | 0 | 0 | 0 | 0 | 0 | 0 | 0 | 0 | 0 | 0 | 0 | 0 | 0 | 0 | 0 | 0 | 0 | 0 | 0 | 0 | 0 | 0 | 0 | 0 | 0 | 0 | 0
Year | Total New Unit Capacity Addition
2017 | 1617 | 1617 | 0 | 0 | 0 | 0 | 0 | 0 | 0 | 0 | 0 | 0 | 0 | 0 | 0 | 0 | 0 | 0 | 0 | 0 | 0 | 0 | 0 | 0 | 0 | 0 | 0 | 0 | 0 | 0 | 0 | 0 | 0 | 0 | 0 | 0 | 0 | 0 | 0 | 0 | 0 | 0 | 0 | 0 | 0 | 0 | 0 | 0 | 0 | 0 | 0 | 0 | 0 | 0 | 0 | 0 | 0 | 0
2018 | 1617 | 1617 | 0 | 0 | 0 | 0 | 0 | 0 | 0 | 0 | 0 | 0 | 0 | 0 | 0 | 0 | 0 | 0 | 0 | 0 | 0 | 0 | 0 | 0 | 0 | 0 | 0 | 0 | 0 | 0 | 0 | 0 | 0 | 0 | 0 | 0 | 0 | 0 | 0 | 0 | 0 | 0 | 0 | 0 | 0 | 0 | 0 | 0 | 0 | 0 | 0 | 0 | 0 | 0 | 0 | 0 | 0 | 0
2019 | 3365 | 1617 | 0 | 1748 | 0 | 0 | 0 | 0 | 0 | 0 | 0 | 0 | 0 | 0 | 0 | 0 | 0 | 0 | 0 | 0 | 0 | 0 | 0 | 0 | 0 | 0 | 0 | 0 | 0 | 0 | 0 | 0 | 0 | 0 | 0 | 0 | 0 | 0 | 0 | 0 | 0 | 0 | 0 | 0 | 0 | 0 | 0 | 0 | 0 | 0 | 0 | 0 | 0 | 0 | 0 | 0 | 0 | 0
2020 | 3365 | 1617 | 0 | 1748 | 0 | 0 | 0 | 0 | 0 | 0 | 0 | 0 | 0 | 0 | 0 | 0 | 0 | 0 | 0 | 0 | 0 | 0 | 0 | 0 | 0 | 0 | 0 | 0 | 0 | 0 | 0 | 0 | 0 | 0 | 0 | 0 | 0 | 0 | 0 | 0 | 0 | 0 | 0 | 0 | 0 | 0 | 0 | 0 | 0 | 0 | 0 | 0 | 0 | 0 | 0 | 0 | 0 | 0
2021 | 3365 | 1617 | 0 | 1748 | 0 | 0 | 0 | 0 | 0 | 0 | 0 | 0 | 0 | 0 | 0 | 0 | 0 | 0 | 0 | 0 | 0 | 0 | 0 | 0 | 0 | 0 | 0 | 0 | 0 | 0 | 0 | 0 | 0 | 0 | 0 | 0 | 0 | 0 | 0 | 0 | 0 | 0 | 0 | 0 | 0 | 0 | 0 | 0 | 0 | 0 | 0 | 0 | 0 | 0 | 0 | 0 | 0 | 0
2022 | 3365 | 1617 | 0 | 1748 | 0 | 0 | 0 | 0 | 0 | 0 | 0 | 0 | 0 | 0 | 0 | 0 | 0 | 0 | 0 | 0 | 0 | 0 | 0 | 0 | 0 | 0 | 0 | 0 | 0 | 0 | 0 | 0 | 0 | 0 | 0 | 0 | 0 | 0 | 0 | 0 | 0 | 0 | 0 | 0 | 0 | 0 | 0 | 0 | 0 | 0 | 0 | 0 | 0 | 0 | 0 | 0 | 0 | 0
2023 | 4528 | 1617 | 0 | 1748 | 0 | 0 | 0 | 1163 | 0 | 0 | 0 | 0 | 0 | 0 | 0 | 0 | 0 | 0 | 0 | 0 | 0 | 0 | 0 | 0 | 0 | 0 | 0 | 0 | 0 | 0 | 0 | 0 | 0 | 0 | 0 | 0 | 0 | 0 | 0 | 0 | 0 | 0 | 0 | 0 | 0 | 0 | 0 | 0 | 0 | 0 | 0 | 0 | 0 | 0 | 0 | 0 | 0 | 0
2024 | 4528 | 1617 | 0 | 1748 | 0 | 0 | 0 | 1163 | 0 | 0 | 0 | 0 | 0 | 0 | 0 | 0 | 0 | 0 | 0 | 0 | 0 | 0 | 0 | 0 | 0 | 0 | 0 | 0 | 0 | 0 | 0 | 0 | 0 | 0 | 0 | 0 | 0 | 0 | 0 | 0 | 0 | 0 | 0 | 0 | 0 | 0 | 0 | 0 | 0 | 0 | 0 | 0 | 0 | 0 | 0 | 0 | 0 | 0
2025 | 4528 | 1617 | 0 | 1748 | 0 | 0 | 0 | 1163 | 0 | 0 | 0 | 0 | 0 | 0 | 0 | 0 | 0 | 0 | 0 | 0 | 0 | 0 | 0 | 0 | 0 | 0 | 0 | 0 | 0 | 0 | 0 | 0 | 0 | 0 | 0 | 0 | 0 | 0 | 0 | 0 | 0 | 0 | 0 | 0 | 0 | 0 | 0 | 0 | 0 | 0 | 0 | 0 | 0 | 0 | 0 | 0 | 0 | 0
2026 | 4528 | 1617 | 0 | 1748 | 0 | 0 | 0 | 1163 | 0 | 0 | 0 | 0 | 0 | 0 | 0 | 0 | 0 | 0 | 0 | 0 | 0 | 0 | 0 | 0 | 0 | 0 | 0 | 0 | 0 | 0 | 0 | 0 | 0 | 0 | 0 | 0 | 0 | 0 | 0 | 0 | 0 | 0 | 0 | 0 | 0 | 0 | 0 | 0 | 0 | 0 | 0 | 0 | 0 | 0 | 0 | 0 | 0 | 0
2027 | 4528 | 1617 | 0 | 1748 | 0 | 0 | 0 | 1163 | 0 | 0 | 0 | 0 | 0 | 0 | 0 | 0 | 0 | 0 | 0 | 0 | 0 | 0 | 0 | 0 | 0 | 0 | 0 | 0 | 0 | 0 | 0 | 0 | 0 | 0 | 0 | 0 | 0 | 0 | 0 | 0 | 0 | 0 | 0 | 0 | 0 | 0 | 0 | 0 | 0 | 0 | 0 | 0 | 0 | 0 | 0 | 0 | 0 | 0
2028 | 4528 | 1617 | 0 | 1748 | 0 | 0 | 0 | 1163 | 0 | 0 | 0 | 0 | 0 | 0 | 0 | 0 | 0 | 0 | 0 | 0 | 0 | 0 | 0 | 0 | 0 | 0 | 0 | 0 | 0 | 0 | 0 | 0 | 0 | 0 | 0 | 0 | 0 | 0 | 0 | 0 | 0 | 0 | 0 | 0 | 0 | 0 | 0 | 0 | 0 | 0 | 0 | 0 | 0 | 0 | 0 | 0 | 0 | 0
2029 | 4528 | 1617 | 0 | 1748 | 0 | 0 | 0 | 1163 | 0 | 0 | 0 | 0 | 0 | 0 | 0 | 0 | 0 | 0 | 0 | 0 | 0 | 0 | 0 | 0 | 0 | 0 | 0 | 0 | 0 | 0 | 0 | 0 | 0 | 0 | 0 | 0 | 0 | 0 | 0 | 0 | 0 | 0 | 0 | 0 | 0 | 0 | 0 | 0 | 0 | 0 | 0 | 0 | 0 | 0 | 0 | 0 | 0 | 0
2030 | 4528 | 1617 | 0 | 1748 | 0 | 0 | 0 | 1163 | 0 | 0 | 0 | 0 | 0 | 0 | 0 | 0 | 0 | 0 | 0 | 0 | 0 | 0 | 0 | 0 | 0 | 0 | 0 | 0 | 0 | 0 | 0 | 0 | 0 | 0 | 0 | 0 | 0 | 0 | 0 | 0 | 0 | 0 | 0 | 0 | 0 | 0 | 0 | 0 | 0 | 0 | 0 | 0 | 0 | 0 | 0 | 0 | 0 | 0
2031 | 5628 | 1617 | 0 | 1748 | 0 | 0 | 0 | 1163 | 0 | 0 | 0 | 0 | 0 | 0 | 0 | 1100 | 0 | 0 | 0 | 0 | 0 | 0 | 0 | 0 | 0 | 0 | 0 | 0 | 0 | 0 | 0 | 0 | 0 | 0 | 0 | 0 | 0 | 0 | 0 | 0 | 0 | 0 | 0 | 0 | 0 | 0 | 0 | 0 | 0 | 0 | 0 | 0 | 0 | 0 | 0 | 0 | 0 | 0
2032 | 6728 | 1617 | 0 | 1748 | 0 | 0 | 0 | 1163 | 0 | 0 | 0 | 0 | 0 | 0 | 0 | 1100 | 1100 | 0 | 0 | 0 | 0 | 0 | 0 | 0 | 0 | 0 | 0 | 0 | 0 | 0 | 0 | 0 | 0 | 0 | 0 | 0 | 0 | 0 | 0 | 0 | 0 | 0 | 0 | 0 | 0 | 0 | 0 | 0 | 0 | 0 | 0 | 0 | 0 | 0 | 0 | 0 | 0 | 0
2033 | 6728 | 1617 | 0 | 1748 | 0 | 0 | 0 | 1163 | 0 | 0 | 0 | 0 | 0 | 0 | 0 | 1100 | 1100 | 0 | 0 | 0 | 0 | 0 | 0 | 0 | 0 | 0 | 0 | 0 | 0 | 0 | 0 | 0 | 0 | 0 | 0 | 0 | 0 | 0 | 0 | 0 | 0 | 0 | 0 | 0 | 0 | 0 | 0 | 0 | 0 | 0 | 0 | 0 | 0 | 0 | 0 | 0 | 0 | 0
2034 | 6728 | 1617 | 0 | 1748 | 0 | 0 | 0 | 1163 | 0 | 0 | 0 | 0 | 0 | 0 | 0 | 1100 | 1100 | 0 | 0 | 0 | 0 | 0 | 0 | 0 | 0 | 0 | 0 | 0 | 0 | 0 | 0 | 0 | 0 | 0 | 0 | 0 | 0 | 0 | 0 | 0 | 0 | 0 | 0 | 0 | 0 | 0 | 0 | 0 | 0 | 0 | 0 | 0 | 0 | 0 | 0 | 0 | 0 | 0
2035 | 6728 | 1617 | 0 | 1748 | 0 | 0 | 0 | 1163 | 0 | 0 | 0 | 0 | 0 | 0 | 0 | 1100 | 1100 | 0 | 0 | 0 | 0 | 0 | 0 | 0 | 0 | 0 | 0 | 0 | 0 | 0 | 0 | 0 | 0 | 0 | 0 | 0 | 0 | 0 | 0 | 0 | 0 | 0 | 0 | 0 | 0 | 0 | 0 | 0 | 0 | 0 | 0 | 0 | 0 | 0 | 0 | 0 | 0 | 0
2036 | 6728 | 1617 | 0 | 1748 | 0 | 0 | 0 | 1163 | 0 | 0 | 0 | 0 | 0 | 0 | 0 | 1100 | 1100 | 0 | 0 | 0 | 0 | 0 | 0 | 0 | 0 | 0 | 0 | 0 | 0 | 0 | 0 | 0 | 0 | 0 | 0 | 0 | 0 | 0 | 0 | 0 | 0 | 0 | 0 | 0 | 0 | 0 | 0 | 0 | 0 | 0 | 0 | 0 | 0 | 0 | 0 | 0 | 0 | 0
2037 | 6728 | 1617 | 0 | 1748 | 0 | 0 | 0 | 1163 | 0 | 0 | 0 | 0 | 0 | 0 | 0 | 1100 | 1100 | 0 | 0 | 0 | 0 | 0 | 0 | 0 | 0 | 0 | 0 | 0 | 0 | 0 | 0 | 0 | 0 | 0 | 0 | 0 | 0 | 0 | 0 | 0 | 0 | 0 | 0 | 0 | 0 | 0 | 0 | 0 | 0 | 0 | 0 | 0 | 0 | 0 | 0 | 0 | 0 | 0
2038 | 6728 | 1617 | 0 | 1748 | 0 | 0 | 0 | 1163 | 0 | 0 | 0 | 0 | 0 | 0 | 0 | 1100 | 1100 | 0 | 0 | 0 | 0 | 0 | 0 | 0 | 0 | 0 | 0 | 0 | 0 | 0 | 0 | 0 | 0 | 0 | 0 | 0 | 0 | 0 | 0 | 0 | 0 | 0 | 0 | 0 | 0 | 0 | 0 | 0 | 0 | 0 | 0 | 0 | 0 | 0 | 0 | 0 | 0 | 0
2039 | 6728 | 1617 | 0 | 1748 | 0 | 0 | 0 | 1163 | 0 | 0 | 0 | 0 | 0 | 0 | 0 | 1100 | 1100 | 0 | 0 | 0 | 0 | 0 | 0 | 0 | 0 | 0 | 0 | 0 | 0 | 0 | 0 | 0 | 0 | 0 | 0 | 0 | 0 | 0 | 0 | 0 | 0 | 0 | 0 | 0 | 0 | 0 | 0 | 0 | 0 | 0 | 0 | 0 | 0 | 0 | 0 | 0 | 0 | 0
2040 | 6728 | 1617 | 0 | 1748 | 0 | 0 | 0 | 1163 | 0 | 0 | 0 | 0 | 0 | 0 | 0 | 1100 | 1100 | 0 | 0 | 0 | 0 | 0 | 0 | 0 | 0 | 0 | 0 | 0 | 0 | 0 | 0 | 0 | 0 | 0 | 0 | 0 | 0 | 0 | 0 | 0 | 0 | 0 | 0 | 0 | 0 | 0 | 0 | 0 | 0 | 0 | 0 | 0 | 0 | 0 | 0 | 0 | 0 | 0
2041 | 6728 | 1617 | 0 | 1748 | 0 | 0 | 0 | 1163 | 0 | 0 | 0 | 0 | 0 | 0 | 0 | 1100 | 1100 | 0 | 0 | 0 | 0 | 0 | 0 | 0 | 0 | 0 | 0 | 0 | 0 | 0 | 0 | 0 | 0 | 0 | 0 | 0 | 0 | 0 | 0 | 0 | 0 | 0 | 0 | 0 | 0 | 0 | 0 | 0 | 0 | 0 | 0 | 0 | 0 | 0 | 0 | 0 | 0 | 0
2042 | 6728 | 1617 | 0 | 1748 | 0 | 0 | 0 | 1163 | 0 | 0 | 0 | 0 | 0 | 0 | 0 | 1100 | 1100 | 0 | 0 | 0 | 0 | 0 | 0 | 0 | 0 | 0 | 0 | 0 | 0 | 0 | 0 | 0 | 0 | 0 | 0 | 0 | 0 | 0 | 0 | 0 | 0 | 0 | 0 | 0 | 0 | 0 | 0 | 0 | 0 | 0 | 0 | 0 | 0 | 0 | 0 | 0 | 0 | 0
2043 | 6728 | 1617 | 0 | 1748 | 0 | 0 | 0 | 1163 | 0 | 0 | 0 | 0 | 0 | 0 | 0 | 1100 | 1100 | 0 | 0 | 0 | 0 | 0 | 0 | 0 | 0 | 0 | 0 | 0 | 0 | 0 | 0 | 0 | 0 | 0 | 0 | 0 | 0 | 0 | 0 | 0 | 0 | 0 | 0 | 0 | 0 | 0 | 0 | 0 | 0 | 0 | 0 | 0 | 0 | 0 | 0 | 0 | 0 | 0
2044 | 6728 | 1617 | 0 | 1748 | 0 | 0 | 0 | 1163 | 0 | 0 | 0 | 0 | 0 | 0 | 0 | 1100 | 1100 | 0 | 0 | 0 | 0 | 0 | 0 | 0 | 0 | 0 | 0 | 0 | 0 | 0 | 0 | 0 | 0 | 0 | 0 | 0 | 0 | 0 | 0 | 0 | 0 | 0 | 0 | 0 | 0 | 0 | 0 | 0 | 0 | 0 | 0 | 0 | 0 | 0 | 0 | 0 | 0 | 0
2045 | 6728 | 1617 | 0 | 1748 | 0 | 0 | 0 | 1163 | 0 | 0 | 0 | 0 | 0 | 0 | 0 | 1100 | 1100 | 0 | 0 | 0 | 0 | 0 | 0 | 0 | 0 | 0 | 0 | 0 | 0 | 0 | 0 | 0 | 0 | 0 | 0 | 0 | 0 | 0 | 0 | 0 | 0 | 0 | 0 | 0 | 0 | 0 | 0 | 0 | 0 | 0 | 0 | 0 | 0 | 0 | 0 | 0 | 0 | 0
2046 | 6728 | 1617 | 0 | 1748 | 0 | 0 | 0 | 1163 | 0 | 0 | 0 | 0 | 0 | 0 | 0 | 1100 | 1100 | 0 | 0 | 0 | 0 | 0 | 0 | 0 | 0 | 0 | 0 | 0 | 0 | 0 | 0 | 0 | 0 | 0 | 0 | 0 | 0 | 0 | 0 | 0 | 0 | 0 | 0 | 0 | 0 | 0 | 0 | 0 | 0 | 0 | 0 | 0 | 0 | 0 | 0 | 0 | 0 | 0
2047 | 6728 | 1617 | 0 | 1748 | 0 | 0 | 0 | 1163 | 0 | 0 | 0 | 0 | 0 | 0 | 0 | 1100 | 1100 | 0 | 0 | 0 | 0 | 0 | 0 | 0 | 0 | 0 | 0 | 0 | 0 | 0 | 0 | 0 | 0 | 0 | 0 | 0 | 0 | 0 | 0 | 0 | 0 | 0 | 0 | 0 | 0 | 0 | 0 | 0 | 0 | 0 | 0 | 0 | 0 | 0 | 0 | 0 | 0 | 0
2048 | 6728 | 1617 | 0 | 1748 | 0 | 0 | 0 | 1163 | 0 | 0 | 0 | 0 | 0 | 0 | 0 | 1100 | 1100 | 0 | 0 | 0 | 0 | 0 | 0 | 0 | 0 | 0 | 0 | 0 | 0 | 0 | 0 | 0 | 0 | 0 | 0 | 0 | 0 | 0 | 0 | 0 | 0 | 0 | 0 | 0 | 0 | 0 | 0 | 0 | 0 | 0 | 0 | 0 | 0 | 0 | 0 | 0 | 0 | 0
2049 | 6728 | 1617 | 0 | 1748 | 0 | 0 | 0 | 1163 | 0 | 0 | 0 | 0 | 0 | 0 | 0 | 1100 | 1100 | 0 | 0 | 0 | 0 | 0 | 0 | 0 | 0 | 0 | 0 | 0 | 0 | 0 | 0 | 0 | 0 | 0 | 0 | 0 | 0 | 0 | 0 | 0 | 0 | 0 | 0 | 0 | 0 | 0 | 0 | 0 | 0 | 0 | 0 | 0 | 0 | 0 | 0 | 0 | 0 | 0
2050 | 6728 | 1617 | 0 | 1748 | 0 | 0 | 0 | 1163 | 0 | 0 | 0 | 0 | 0 | 0 | 0 | 1100 | 1100 | 0 | 0 | 0 | 0 | 0 | 0 | 0 | 0 | 0 | 0 | 0 | 0 | 0 | 0 | 0 | 0 | 0 | 0 | 0 | 0 | 0 | 0 | 0 | 0 | 0 | 0 | 0 | 0 | 0 | 0 | 0 | 0 | 0 | 0 | 0 | 0 | 0 | 0 | 0 | 0 | 0
2051 | 6728 | 1617 | 0 | 1748 | 0 | 0 | 0 | 1163 | 0 | 0 | 0 | 0 | 0 | 0 | 0 | 1100 | 1100 | 0 | 0 | 0 | 0 | 0 | 0 | 0 | 0 | 0 | 0 | 0 | 0 | 0 | 0 | 0 | 0 | 0 | 0 | 0 | 0 | 0 | 0 | 0 | 0 | 0 | 0 | 0 | 0 | 0 | 0 | 0 | 0 | 0 | 0 | 0 | 0 | 0 | 0 | 0 | 0 | 0
2052 | 6728 | 1617 | 0 | 1748 | 0 | 0 | 0 | 1163 | 0 | 0 | 0 | 0 | 0 | 0 | 0 | 1100 | 1100 | 0 | 0 | 0 | 0 | 0 | 0 | 0 | 0 | 0 | 0 | 0 | 0 | 0 | 0 | 0 | 0 | 0 | 0 | 0 | 0 | 0 | 0 | 0 | 0 | 0 | 0 | 0 | 0 | 0 | 0 | 0 | 0 | 0 | 0 | 0 | 0 | 0 | 0 | 0 | 0 | 0
2053 | 6728 | 1617 | 0 | 1748 | 0 | 0 | 0 | 1163 | 0 | 0 | 0 | 0 | 0 | 0 | 0 | 1100 | 1100 | 0 | 0 | 0 | 0 | 0 | 0 | 0 | 0 | 0 | 0 | 0 | 0 | 0 | 0 | 0 | 0 | 0 | 0 | 0 | 0 | 0 | 0 | 0 | 0 | 0 | 0 | 0 | 0 | 0 | 0 | 0 | 0 | 0 | 0 | 0 | 0 | 0 | 0 | 0 | 0 | 0
2054 | 6728 | 1617 | 0 | 1748 | 0 | 0 | 0 | 1163 | 0 | 0 | 0 | 0 | 0 | 0 | 0 | 1100 | 1100 | 0 | 0 | 0 | 0 | 0 | 0 | 0 | 0 | 0 | 0 | 0 | 0 | 0 | 0 | 0 | 0 | 0 | 0 | 0 | 0 | 0 | 0 | 0 | 0 | 0 | 0 | 0 | 0 | 0 | 0 | 0 | 0 | 0 | 0 | 0 | 0 | 0 | 0 | 0 | 0 | 0
2055 | 6728 | 1617 | 0 | 1748 | 0 | 0 | 0 | 1163 | 0 | 0 | 0 | 0 | 0 | 0 | 0 | 1100 | 1100 | 0 | 0 | 0 | 0 | 0 | 0 | 0 | 0 | 0 | 0 | 0 | 0 | 0 | 0 | 0 | 0 | 0 | 0 | 0 | 0 | 0 | 0 | 0 | 0 | 0 | 0 | 0 | 0 | 0 | 0 | 0 | 0 | 0 | 0 | 0 | 0 | 0 | 0 | 0 | 0 | 0
2056 | 6728 | 1617 | 0 | 1748 | 0 | 0 | 0 | 1163 | 0 | 0 | 0 | 0 | 0 | 0 | 0 | 1100 | 1100 | 0 | 0 | 0 | 0 | 0 | 0 | 0 | 0 | 0 | 0 | 0 | 0 | 0 | 0 | 0 | 0 | 0 | 0 | 0 | 0 | 0 | 0 | 0 | 0 | 0 | 0 | 0 | 0 | 0 | 0 | 0 | 0 | 0 | 0 | 0 | 0 | 0 | 0 | 0 | 0 | 0
2057 | 6728 | 1617 | 0 | 1748 | 0 | 0 | 0 | 1163 | 0 | 0 | 0 | 0 | 0 | 0 | 0 | 1100 | 1100 | 0 | 0 | 0 | 0 | 0 | 0 | 0 | 0 | 0 | 0 | 0 | 0 | 0 | 0 | 0 | 0 | 0 | 0 | 0 | 0 | 0 | 0 | 0 | 0 | 0 | 0 | 0 | 0 | 0 | 0 | 0 | 0 | 0 | 0 | 0 | 0 | 0 | 0 | 0 | 0 | 0
2058 | 6728 | 1617 | 0 | 1748 | 0 | 0 | 0 | 1163 | 0 | 0 | 0 | 0 | 0 | 0 | 0 | 1100 | 1100 | 0 | 0 | 0 | 0 | 0 | 0 | 0 | 0 | 0 | 0 | 0 | 0 | 0 | 0 | 0 | 0 | 0 | 0 | 0 | 0 | 0 | 0 | 0 | 0 | 0 | 0 | 0 | 0 | 0 | 0 | 0 | 0 | 0 | 0 | 0 | 0 | 0 | 0 | 0 | 0 | 0
2059 | 6728 | 1617 | 0 | 1748 | 0 | 0 | 0 | 1163 | 0 | 0 | 0 | 0 | 0 | 0 | 0 | 1100 | 1100 | 0 | 0 | 0 | 0 | 0 | 0 | 0 | 0 | 0 | 0 | 0 | 0 | 0 | 0 | 0 | 0 | 0 | 0 | 0 | 0 | 0 | 0 | 0 | 0 | 0 | 0 | 0 | 0 | 0 | 0 | 0 | 0 | 0 | 0 | 0 | 0 | 0 | 0 | 0 | 0 | 0
2060 | 6728 | 1617 | 0 | 1748 | 0 | 0 | 0 | 1163 | 0 | 0 | 0 | 0 | 0 | 0 | 0 | 1100 | 1100 | 0 | 0 | 0 | 0 | 0 | 0 | 0 | 0 | 0 | 0 | 0 | 0 | 0 | 0 | 0 | 0 | 0 | 0 | 0 | 0 | 0 | 0 | 0 | 0 | 0 | 0 | 0 | 0 | 0 | 0 | 0 | 0 | 0 | 0 | 0 | 0 | 0 | 0 | 0 | 0 | 0
2061 | 6728 | 1617 | 0 | 1748 | 0 | 0 | 0 | 1163 | 0 | 0 | 0 | 0 | 0 | 0 | 0 | 1100 | 1100 | 0 | 0 | 0 | 0 | 0 | 0 | 0 | 0 | 0 | 0 | 0 | 0 | 0 | 0 | 0 | 0 | 0 | 0 | 0 | 0 | 0 | 0 | 0 | 0 | 0 | 0 | 0 | 0 | 0 | 0 | 0 | 0 | 0 | 0 | 0 | 0 | 0 | 0 | 0 | 0 | 0
2062 | 6728 | 1617 | 0 | 1748 | 0 | 0 | 0 | 1163 | 0 | 0 | 0 | 0 | 0 | 0 | 0 | 1100 | 1100 | 0 | 0 | 0 | 0 | 0 | 0 | 0 | 0 | 0 | 0 | 0 | 0 | 0 | 0 | 0 | 0 | 0 | 0 | 0 | 0 | 0 | 0 | 0 | 0 | 0 | 0 | 0 | 0 | 0 | 0 | 0 | 0 | 0 | 0 | 0 | 0 | 0 | 0 | 0 | 0 | 0
2063 | 6728 | 1617 | 0 | 1748 | 0 | 0 | 0 | 1163 | 0 | 0 | 0 | 0 | 0 | 0 | 0 | 1100 | 1100 | 0 | 0 | 0 | 0 | 0 | 0 | 0 | 0 | 0 | 0 | 0 | 0 | 0 | 0 | 0 | 0 | 0 | 0 | 0 | 0 | 0 | 0 | 0 | 0 | 0 | 0 | 0 | 0 | 0 | 0 | 0 | 0 | 0 | 0 | 0 | 0 | 0 | 0 | 0 | 0 | 0
2064 | 6728 | 1617 | 0 | 1748 | 0 | 0 | 0 | 1163 | 0 | 0 | 0 | 0 | 0 | 0 | 0 | 1100 | 1100 | 0 | 0 | 0 | 0 | 0 | 0 | 0 | 0 | 0 | 0 | 0 | 0 | 0 | 0 | 0 | 0 | 0 | 0 | 0 | 0 | 0 | 0 | 0 | 0 | 0 | 0 | 0 | 0 | 0 | 0 | 0 | 0 | 0 | 0 | 0 | 0 | 0 | 0 | 0 | 0 | 0
2065 | 6728 | 1617 | 0 | 1748 | 0 | 0 | 0 | 1163 | 0 | 0 | 0 | 0 | 0 | 0 | 0 | 1100 | 1100 | 0 | 0 | 0 | 0 | 0 | 0 | 0 | 0 | 0 | 0 | 0 | 0 | 0 | 0 | 0 | 0 | 0 | 0 | 0 | 0 | 0 | 0 | 0 | 0 | 0 | 0 | 0 | 0 | 0 | 0 | 0 | 0 | 0 | 0 | 0 | 0 | 0 | 0 | 0 | 0 | 0
2066 | 6728 | 1617 | 0 | 1748 | 0 | 0 | 0 | 1163 | 0 | 0 | 0 | 0 | 0 | 0 | 0 | 1100 | 1100 | 0 | 0 | 0 | 0 | 0 | 0 | 0 | 0 | 0 | 0 | 0 | 0 | 0 | 0 | 0 | 0 | 0 | 0 | 0 | 0 | 0 | 0 | 0 | 0 | 0 | 0 | 0 | 0 | 0 | 0 | 0 | 0 | 0 | 0 | 0 | 0 | 0 | 0 | 0 | 0 | 0

## Equalizing & Small Filler Calc
DBCEC 001409
Assumptions after TYSP Meeting (no SJRPP by summer 2019); Solar FCV and 7FA CC Capacity Updates
SUMMER
| Eq Filler Size | 0 | [5 empty] | Was there a need in eq. filler input year? | 33
Annual # of Small Fillers Added | Cumulative Number of Small Fillers Added | Year | Total New Unit MW | Need (MW) After Large Filler Addition(s) | Size of Excess Need in Equalizaing Filler Year, if any | Checking for Equilizing Filler (MW) |  | Equalizing Filler (MW) | Need (MW) After Large Filler Addition(s) + Eq. Filler | Small Filler(s) Addition (MW) | Need (MW) After Large Filler Addition(s) + Eq. Filler + Small Filler(s) | 2033
0 | 0 | 2017 |  | -295.1456 | 0 | 0 |  | 0 | -295.1456 | 0 | -295.1456 | 0
0 | 0 | 2018 |  | -313.2491 | 0 | 0 |  | 0 | -313.2491 | 0 | -313.2491 | 0
0 | 0 | 2019 |  | -952.7163 | 0 | 0 |  | 0 | -952.7163 | 0 | -952.7163 | 0
0 | 0 | 2020 |  | -299.1379 | 0 | 0 |  | 0 | -299.1379 | 0 | -299.1379 | 0
0 | 0 | 2021 |  | -377.8596 | 0 | 0 |  | 0 | -377.8596 | 0 | -377.8596 | 0
0 | 0 | 2022 |  | -375.7756 | 0 | 0 |  | 0 | -375.7756 | 0 | -375.7756 | 0
0 | 0 | 2023 |  | -1374.0051 | 0 | 0 |  | 0 | -1374.0051 | 0 | -1374.0051 | 0
0 | 0 | 2024 |  | -1072.4994 | 0 | 0 |  | 0 | -1072.4994 | 0 | -1072.4994 | 0
0 | 0 | 2025 |  | -648.9808 | 0 | 0 |  | 0 | -648.9808 | 0 | -648.9808 | 0
0 | 0 | 2026 |  | -189.2262 | 0 | 0 |  | 0 | -189.2262 | 0 | -189.2262 | 0
0 | 0 | 2027 |  | -0.062457 | 0 | 0 |  | 0 | -0.062457 | 0 | -0.062457 | 0
0 | 0 | 2028 |  | -1009.9639 | 0 | 0 |  | 0 | -1009.9639 | 0 | -1009.9639 | 0
0 | 0 | 2029 |  | -425.424 | 0 | 0 |  | 0 | -425.424 | 0 | -425.424 | 0
0 | 0 | 2030 |  | -0.78927 | 0 | 0 |  | 0 | -0.78927 | 0 | -0.78927 | 0
0 | 0 | 2031 |  | -427.0936 | 0 | 0 |  | 0 | -427.0936 | 0 | -427.0936 | 0
0 | 0 | 2032 |  | -157.424 | 0 | 0 |  | 0 | -157.424 | 0 | -157.424 | 0
0 | 0 | 2033 |  | 0 | 0 | 0 |  | 0 | 0 | 0 | 0 | 2033
0 | 0 | 2034 |  | -226.2039 | 0 | 0 | + | 0 | -226.2039 | 0 | -226.2039 | 0
0 | 0 | 2035 |  | -553.7891 | 0 | 0 | + | 0 | -553.7891 | 0 | -553.7891 | 0
0 | 0 | 2036 |  | -784.0706 | 0 | 0 | + | 0 | -784.0706 | 0 | -784.0706 | 0
0 | 0 | 2037 |  | -268.2581 | 0 | 0 | + | 0 | -268.2581 | 0 | -268.2581 | 0
0 | 0 | 2038 |  | -607.3981 | 0 | 0 | + | 0 | -607.3981 | 0 | -607.3981 | 0
0 | 0 | 2039 |  | -73.7686 | 0 | 0 | + | 0 | -73.7686 | 0 | -73.7686 | 0
0 | 0 | 2040 |  | -425.3251 | 0 | 0 | + | 0 | -425.3251 | 0 | -425.3251 | 0
0 | 0 | 2041 |  | -14.9864 | 0 | 0 | + | 0 | -14.9864 | 0 | -14.9864 | 0
0 | 0 | 2042 |  | -479.3024 | 0 | 0 | + | 0 | -479.3024 | 0 | -479.3024 | 0
0 | 0 | 2043 |  | -102.7635 | 0 | 0 | + | 0 | -102.7635 | 0 | -102.7635 | 0
0 | 0 | 2044 |  | -565.3597 | 0 | 0 | + | 0 | -565.3597 | 0 | -565.3597 | 0
0 | 0 | 2045 |  | -151.5811 | 0 | 0 | + | 0 | -151.5811 | 0 | -151.5811 | 0
0 | 0 | 2046 |  | -612.4174 | 0 | 0 | + | 0 | -612.4174 | 0 | -612.4174 | 0
0 | 0 | 2047 |  | -196.858 | 0 | 0 | + | 0 | -196.858 | 0 | -196.858 | 0
0 | 0 | 2048 |  | -655.8925 | 0 | 0 | + | 0 | -655.8925 | 0 | -655.8925 | 0
0 | 0 | 2049 |  | -238.5099 | 0 | 0 | + | 0 | -238.5099 | 0 | -238.5099 | 0
0 | 0 | 2050 |  | -695.6991 | 0 | 0 | + | 0 | -695.6991 | 0 | -695.6991 | 0
0 | 0 | 2051 |  | -280.9349 | 0 | 0 | + | 0 | -280.9349 | 0 | -280.9349 | 0
0 | 0 | 2052 |  | -740.7362 | 0 | 0 | + | 0 | -740.7362 | 0 | -740.7362 | 0
0 | 0 | 2053 |  | -324.0911 | 0 | 0 | + | 0 | -324.0911 | 0 | -324.0911 | 0
0 | 0 | 2054 |  | -781.9879 | 0 | 0 | + | 0 | -781.9879 | 0 | -781.9879 | 0
0 | 0 | 2055 |  | -363.4144 | 0 | 0 | + | 0 | -363.4144 | 0 | -363.4144 | 0
0 | 0 | 2056 |  | -819.3581 | 0 | 0 | + | 0 | -819.3581 | 0 | -819.3581 | 0
0 | 0 | 2057 |  | -398.8063 | 0 | 0 | + | 0 | -398.8063 | 0 | -398.8063 | 0
0 | 0 | 2058 |  | -852.7463 | 0 | 0 | + | 0 | -852.7463 | 0 | -852.7463 | 0
0 | 0 | 2059 |  | -430.1648 | 0 | 0 | + | 0 | -430.1648 | 0 | -430.1648 | 0
0 | 0 | 2060 |  | -6.5483 | 0 | 0 | + | 0 | -6.5483 | 0 | -6.5483 | 0
0 | 0 | 2061 |  | -457.3833 | 0 | 0 | + | 0 | -457.3833 | 0 | -457.3833 | 0
0 | 0 | 2062 |  | -31.6557 | 0 | 0 | + | 0 | -31.6557 | 0 | -31.6557 | 0
0 | 0 | 2063 |  | -480.3513 | 0 | 0 | + | 0 | -480.3513 | 0 | -480.3513 | 0
0 | 0 | 2064 |  | -49.8717 | 0 | 0 | + | 0 | -49.8717 | 0 | -49.8717 | 0
0 | 0 | 2065 |  | -491.1849 | 0 | 0 | + | 0 | -491.1849 | 0 | -491.1849 | 0
0 | 0 | 2066 |  | -53.2585 | 0 | 0 | + | 0 | -53.2585 | 0 | -53.2585 | 0

## Large Filler Calculations
DBCEC 001410
0
Calculation of Large Filler Unit additions
[9 empty] | After Addition |  | After Addition |  | After Addition |  | After Addition |  | After Addition |  | After Addition |  | After Addition |  | After Addition |  | After Addition |  | After Addition |  | After Addition |  | After Addition |  | After Addition |  | After Addition |  | After Addition |  | After Addition |  | After Addition |  | After Addition |  | After Addition
Annual # of Large Fillers Added | # Large Filler(s) Added | Large Filler(s) (MW) | PPA (MW) | Year | Total New Unit MW | Need (MW) | Need For Years of Large Filler Additions | Large Filler(s) Added + PPA, if needed | Need For Years of Large Filler Additions | Large Filler(s) Added + PPA, if needed | Need For Years of Large Filler Additions | Large Filler(s) Added + PPA, if needed | Need For Years of Large Filler Additions | Large Filler(s) Added + PPA, if needed | Need For Years of Large Filler Additions | Large Filler(s) Added + PPA, if needed | Need For Years of Large Filler Additions | Large Filler(s) Added + PPA, if needed | Need For Years of Large Filler Additions | Large Filler(s) Added + PPA, if needed | Need For Years of Large Filler Additions | Large Filler(s) Added + PPA, if needed | Need For Years of Large Filler Additions | Large Filler(s) Added + PPA, if needed | Need For Years of Large Filler Additions | Large Filler(s) Added + PPA, if needed | Need For Years of Large Filler Additions | Large Filler(s) Added + PPA, if needed | Need For Years of Large Filler Additions | Large Filler(s) Added + PPA, if needed | Need For Years of Large Filler Additions | Large Filler(s) Added + PPA, if needed | Need For Years of Large Filler Additions | Large Filler(s) Added + PPA, if needed | Need For Years of Large Filler Additions | Large Filler(s) Added + PPA, if needed | Need For Years of Large Filler Additions | Large Filler(s) Added + PPA, if needed | Need For Years of Large Filler Additions | Large Filler(s) Added + PPA, if needed | Need For Years of Large Filler Additions | Large Filler(s) Added + PPA, if needed | Need For Years of Large Filler Additions | Large Filler(s) Added + PPA, if needed | Need For Years of Large Filler Additions
0 | 0 | 0 | 0 | 2017 | 0 | -295.1456 | 0 | 0 | 0 | 0 | 0 | 0 | 0 | 0 | 0 | 0 | 0 | 0 | 0 | 0 | 0 | 0 | 0 | 0 | 0 | 0 | 0 | 0 | 0 | 0 | 0 | 0 | 0 | 0 | 0 | 0 | 0 | 0 | 0 | 0 | 0 | 0 | 0 | 0 | 0
0 | 0 | 0 | 0 | 2018 | 0 | -313.2491 | 0 | 0 | 0 | 0 | 0 | 0 | 0 | 0 | 0 | 0 | 0 | 0 | 0 | 0 | 0 | 0 | 0 | 0 | 0 | 0 | 0 | 0 | 0 | 0 | 0 | 0 | 0 | 0 | 0 | 0 | 0 | 0 | 0 | 0 | 0 | 0 | 0 | 0 | 0
0 | 0 | 0 | 0 | 2019 | 0 | -952.7163 | 0 | 0 | 0 | 0 | 0 | 0 | 0 | 0 | 0 | 0 | 0 | 0 | 0 | 0 | 0 | 0 | 0 | 0 | 0 | 0 | 0 | 0 | 0 | 0 | 0 | 0 | 0 | 0 | 0 | 0 | 0 | 0 | 0 | 0 | 0 | 0 | 0 | 0 | 0
0 | 0 | 0 | 0 | 2020 | 0 | -299.1379 | 0 | 0 | 0 | 0 | 0 | 0 | 0 | 0 | 0 | 0 | 0 | 0 | 0 | 0 | 0 | 0 | 0 | 0 | 0 | 0 | 0 | 0 | 0 | 0 | 0 | 0 | 0 | 0 | 0 | 0 | 0 | 0 | 0 | 0 | 0 | 0 | 0 | 0 | 0
0 | 0 | 0 | 0 | 2021 | 0 | -377.8596 | 0 | 0 | 0 | 0 | 0 | 0 | 0 | 0 | 0 | 0 | 0 | 0 | 0 | 0 | 0 | 0 | 0 | 0 | 0 | 0 | 0 | 0 | 0 | 0 | 0 | 0 | 0 | 0 | 0 | 0 | 0 | 0 | 0 | 0 | 0 | 0 | 0 | 0 | 0
0 | 0 | 0 | 0 | 2022 | 0 | -375.7756 | 0 | 0 | 0 | 0 | 0 | 0 | 0 | 0 | 0 | 0 | 0 | 0 | 0 | 0 | 0 | 0 | 0 | 0 | 0 | 0 | 0 | 0 | 0 | 0 | 0 | 0 | 0 | 0 | 0 | 0 | 0 | 0 | 0 | 0 | 0 | 0 | 0 | 0 | 0
0 | 0 | 0 | 0 | 2023 | 0 | -1374.0051 | -1374.0051 | 0 | 0 | 0 | 0 | 0 | 0 | 0 | 0 | 0 | 0 | 0 | 0 | 0 | 0 | 0 | 0 | 0 | 0 | 0 | 0 | 0 | 0 | 0 | 0 | 0 | 0 | 0 | 0 | 0 | 0 | 0 | 0 | 0 | 0 | 0 | 0 | 0 | 0
0 | 0 | 0 | 0 | 2024 | 0 | -1072.4994 | -1072.4994 | 0 | 0 | 0 | 0 | 0 | 0 | 0 | 0 | 0 | 0 | 0 | 0 | 0 | 0 | 0 | 0 | 0 | 0 | 0 | 0 | 0 | 0 | 0 | 0 | 0 | 0 | 0 | 0 | 0 | 0 | 0 | 0 | 0 | 0 | 0 | 0 | 0 | 0
0 | 0 | 0 | 0 | 2025 | 0 | -648.9808 | -648.9808 | 0 | 0 | 0 | 0 | 0 | 0 | 0 | 0 | 0 | 0 | 0 | 0 | 0 | 0 | 0 | 0 | 0 | 0 | 0 | 0 | 0 | 0 | 0 | 0 | 0 | 0 | 0 | 0 | 0 | 0 | 0 | 0 | 0 | 0 | 0 | 0 | 0 | 0
0 | 0 | 0 | 0 | 2026 | 0 | -189.2262 | -189.2262 | 0 | 0 | 0 | 0 | 0 | 0 | 0 | 0 | 0 | 0 | 0 | 0 | 0 | 0 | 0 | 0 | 0 | 0 | 0 | 0 | 0 | 0 | 0 | 0 | 0 | 0 | 0 | 0 | 0 | 0 | 0 | 0 | 0 | 0 | 0 | 0 | 0 | 0
0 | 0 | 0 | 0 | 2027 | 0 | -0.062457 | -0.062457 | 0 | 0 | 0 | 0 | 0 | 0 | 0 | 0 | 0 | 0 | 0 | 0 | 0 | 0 | 0 | 0 | 0 | 0 | 0 | 0 | 0 | 0 | 0 | 0 | 0 | 0 | 0 | 0 | 0 | 0 | 0 | 0 | 0 | 0 | 0 | 0 | 0 | 0
0 | 0 | 0 | 0 | 2028 | 0 | -1009.9639 | -1009.9639 | 0 | 0 | 0 | 0 | 0 | 0 | 0 | 0 | 0 | 0 | 0 | 0 | 0 | 0 | 0 | 0 | 0 | 0 | 0 | 0 | 0 | 0 | 0 | 0 | 0 | 0 | 0 | 0 | 0 | 0 | 0 | 0 | 0 | 0 | 0 | 0 | 0 | 0
0 | 0 | 0 | 0 | 2029 | 0 | -425.424 | -425.424 | 0 | 0 | 0 | 0 | 0 | 0 | 0 | 0 | 0 | 0 | 0 | 0 | 0 | 0 | 0 | 0 | 0 | 0 | 0 | 0 | 0 | 0 | 0 | 0 | 0 | 0 | 0 | 0 | 0 | 0 | 0 | 0 | 0 | 0 | 0 | 0 | 0 | 0
0 | 0 | 0 | 0 | 2030 | 0 | -0.78927 | -0.78927 | 0 | 0 | 0 | 0 | 0 | 0 | 0 | 0 | 0 | 0 | 0 | 0 | 0 | 0 | 0 | 0 | 0 | 0 | 0 | 0 | 0 | 0 | 0 | 0 | 0 | 0 | 0 | 0 | 0 | 0 | 0 | 0 | 0 | 0 | 0 | 0 | 0 | 0
0 | 0 | 0 | 0 | 2031 | 0 | -427.0936 | -427.0936 | 0 | 0 | 0 | 0 | 0 | 0 | 0 | 0 | 0 | 0 | 0 | 0 | 0 | 0 | 0 | 0 | 0 | 0 | 0 | 0 | 0 | 0 | 0 | 0 | 0 | 0 | 0 | 0 | 0 | 0 | 0 | 0 | 0 | 0 | 0 | 0 | 0 | 0
0 | 0 | 0 | 0 | 2032 | 0 | -157.424 | -157.424 | 0 | 0 | 0 | 0 | 0 | 0 | 0 | 0 | 0 | 0 | 0 | 0 | 0 | 0 | 0 | 0 | 0 | 0 | 0 | 0 | 0 | 0 | 0 | 0 | 0 | 0 | 0 | 0 | 0 | 0 | 0 | 0 | 0 | 0 | 0 | 0 | 0 | 0
0 | 0 | 0 | 0 | 2033 | 0 | 0 | 0 | 0 | 0 | 0 | 0 | 0 | 0 | 0 | 0 | 0 | 0 | 0 | 0 | 0 | 0 | 0 | 0 | 0 | 0 | 0 | 0 | 0 | 0 | 0 | 0 | 0 | 0 | 0 | 0 | 0 | 0 | 0 | 0 | 0 | 0 | 0 | 0 | 0 | 0
0 | 0 | 0 | 0 | 2034 | 0 | -226.2039 | 0 | 0 | 0 | 0 | 0 | 0 | 0 | 0 | 0 | 0 | 0 | 0 | 0 | 0 | 0 | 0 | 0 | 0 | 0 | 0 | 0 | 0 | 0 | 0 | 0 | 0 | 0 | 0 | 0 | 0 | 0 | 0 | 0 | 0 | 0 | 0 | 0 | 0 | 0
0 | 0 | 0 | 0 | 2035 | 0 | -553.7891 | 0 | 0 | 0 | 0 | 0 | 0 | 0 | 0 | 0 | 0 | 0 | 0 | 0 | 0 | 0 | 0 | 0 | 0 | 0 | 0 | 0 | 0 | 0 | 0 | 0 | 0 | 0 | 0 | 0 | 0 | 0 | 0 | 0 | 0 | 0 | 0 | 0 | 0 | 0
0 | 0 | 0 | 0 | 2036 | 0 | -784.0706 | 0 | 0 | 0 | 0 | 0 | 0 | 0 | 0 | 0 | 0 | 0 | 0 | 0 | 0 | 0 | 0 | 0 | 0 | 0 | 0 | 0 | 0 | 0 | 0 | 0 | 0 | 0 | 0 | 0 | 0 | 0 | 0 | 0 | 0 | 0 | 0 | 0 | 0 | 0
0 | 0 | 0 | 0 | 2037 | 0 | -268.2581 | 0 | 0 | 0 | 0 | 0 | 0 | 0 | 0 | 0 | 0 | 0 | 0 | 0 | 0 | 0 | 0 | 0 | 0 | 0 | 0 | 0 | 0 | 0 | 0 | 0 | 0 | 0 | 0 | 0 | 0 | 0 | 0 | 0 | 0 | 0 | 0 | 0 | 0 | 0
0 | 0 | 0 | 0 | 2038 | 0 | -607.3981 | 0 | 0 | 0 | 0 | 0 | 0 | 0 | 0 | 0 | 0 | 0 | 0 | 0 | 0 | 0 | 0 | 0 | 0 | 0 | 0 | 0 | 0 | 0 | 0 | 0 | 0 | 0 | 0 | 0 | 0 | 0 | 0 | 0 | 0 | 0 | 0 | 0 | 0 | 0
0 | 0 | 0 | 0 | 2039 | 0 | -73.7686 | 0 | 0 | 0 | 0 | 0 | 0 | 0 | 0 | 0 | 0 | 0 | 0 | 0 | 0 | 0 | 0 | 0 | 0 | 0 | 0 | 0 | 0 | 0 | 0 | 0 | 0 | 0 | 0 | 0 | 0 | 0 | 0 | 0 | 0 | 0 | 0 | 0 | 0 | 0
0 | 0 | 0 | 0 | 2040 | 0 | -425.3251 | 0 | 0 | 0 | 0 | 0 | 0 | 0 | 0 | 0 | 0 | 0 | 0 | 0 | 0 | 0 | 0 | 0 | 0 | 0 | 0 | 0 | 0 | 0 | 0 | 0 | 0 | 0 | 0 | 0 | 0 | 0 | 0 | 0 | 0 | 0 | 0 | 0 | 0 | 0
0 | 0 | 0 | 0 | 2041 | 0 | -14.9864 | 0 | 0 | 0 | 0 | 0 | 0 | 0 | 0 | 0 | 0 | 0 | 0 | 0 | 0 | 0 | 0 | 0 | 0 | 0 | 0 | 0 | 0 | 0 | 0 | 0 | 0 | 0 | 0 | 0 | 0 | 0 | 0 | 0 | 0 | 0 | 0 | 0 | 0 | 0
0 | 0 | 0 | 0 | 2042 | 0 | -479.3024 | 0 | 0 | 0 | 0 | 0 | 0 | 0 | 0 | 0 | 0 | 0 | 0 | 0 | 0 | 0 | 0 | 0 | 0 | 0 | 0 | 0 | 0 | 0 | 0 | 0 | 0 | 0 | 0 | 0 | 0 | 0 | 0 | 0 | 0 | 0 | 0 | 0 | 0 | 0
0 | 0 | 0 | 0 | 2043 | 0 | -102.7635 | 0 | 0 | 0 | 0 | 0 | 0 | 0 | 0 | 0 | 0 | 0 | 0 | 0 | 0 | 0 | 0 | 0 | 0 | 0 | 0 | 0 | 0 | 0 | 0 | 0 | 0 | 0 | 0 | 0 | 0 | 0 | 0 | 0 | 0 | 0 | 0 | 0 | 0 | 0
0 | 0 | 0 | 0 | 2044 | 0 | -565.3597 | 0 | 0 | 0 | 0 | 0 | 0 | 0 | 0 | 0 | 0 | 0 | 0 | 0 | 0 | 0 | 0 | 0 | 0 | 0 | 0 | 0 | 0 | 0 | 0 | 0 | 0 | 0 | 0 | 0 | 0 | 0 | 0 | 0 | 0 | 0 | 0 | 0 | 0 | 0
0 | 0 | 0 | 0 | 2045 | 0 | -151.5811 | 0 | 0 | 0 | 0 | 0 | 0 | 0 | 0 | 0 | 0 | 0 | 0 | 0 | 0 | 0 | 0 | 0 | 0 | 0 | 0 | 0 | 0 | 0 | 0 | 0 | 0 | 0 | 0 | 0 | 0 | 0 | 0 | 0 | 0 | 0 | 0 | 0 | 0 | 0
0 | 0 | 0 | 0 | 2046 | 0 | -612.4174 | 0 | 0 | 0 | 0 | 0 | 0 | 0 | 0 | 0 | 0 | 0 | 0 | 0 | 0 | 0 | 0 | 0 | 0 | 0 | 0 | 0 | 0 | 0 | 0 | 0 | 0 | 0 | 0 | 0 | 0 | 0 | 0 | 0 | 0 | 0 | 0 | 0 | 0 | 0
0 | 0 | 0 | 0 | 2047 | 0 | -196.858 | 0 | 0 | 0 | 0 | 0 | 0 | 0 | 0 | 0 | 0 | 0 | 0 | 0 | 0 | 0 | 0 | 0 | 0 | 0 | 0 | 0 | 0 | 0 | 0 | 0 | 0 | 0 | 0 | 0 | 0 | 0 | 0 | 0 | 0 | 0 | 0 | 0 | 0 | 0
0 | 0 | 0 | 0 | 2048 | 0 | -655.8925 | 0 | 0 | 0 | 0 | 0 | 0 | 0 | 0 | 0 | 0 | 0 | 0 | 0 | 0 | 0 | 0 | 0 | 0 | 0 | 0 | 0 | 0 | 0 | 0 | 0 | 0 | 0 | 0 | 0 | 0 | 0 | 0 | 0 | 0 | 0 | 0 | 0 | 0 | 0
0 | 0 | 0 | 0 | 2049 | 0 | -238.5099 | 0 | 0 | 0 | 0 | 0 | 0 | 0 | 0 | 0 | 0 | 0 | 0 | 0 | 0 | 0 | 0 | 0 | 0 | 0 | 0 | 0 | 0 | 0 | 0 | 0 | 0 | 0 | 0 | 0 | 0 | 0 | 0 | 0 | 0 | 0 | 0 | 0 | 0 | 0
0 | 0 | 0 | 0 | 2050 | 0 | -695.6991 | 0 | 0 | 0 | 0 | 0 | 0 | 0 | 0 | 0 | 0 | 0 | 0 | 0 | 0 | 0 | 0 | 0 | 0 | 0 | 0 | 0 | 0 | 0 | 0 | 0 | 0 | 0 | 0 | 0 | 0 | 0 | 0 | 0 | 0 | 0 | 0 | 0 | 0 | 0
0 | 0 | 0 | 0 | 2051 | 0 | -280.9349 | 0 | 0 | 0 | 0 | 0 | 0 | 0 | 0 | 0 | 0 | 0 | 0 | 0 | 0 | 0 | 0 | 0 | 0 | 0 | 0 | 0 | 0 | 0 | 0 | 0 | 0 | 0 | 0 | 0 | 0 | 0 | 0 | 0 | 0 | 0 | 0 | 0 | 0 | 0
0 | 0 | 0 | 0 | 2052 | 0 | -740.7362 | 0 | 0 | 0 | 0 | 0 | 0 | 0 | 0 | 0 | 0 | 0 | 0 | 0 | 0 | 0 | 0 | 0 | 0 | 0 | 0 | 0 | 0 | 0 | 0 | 0 | 0 | 0 | 0 | 0 | 0 | 0 | 0 | 0 | 0 | 0 | 0 | 0 | 0 | 0
0 | 0 | 0 | 0 | 2053 | 0 | -324.0911 | 0 | 0 | 0 | 0 | 0 | 0 | 0 | 0 | 0 | 0 | 0 | 0 | 0 | 0 | 0 | 0 | 0 | 0 | 0 | 0 | 0 | 0 | 0 | 0 | 0 | 0 | 0 | 0 | 0 | 0 | 0 | 0 | 0 | 0 | 0 | 0 | 0 | 0 | 0
0 | 0 | 0 | 0 | 2054 | 0 | -781.9879 | 0 | 0 | 0 | 0 | 0 | 0 | 0 | 0 | 0 | 0 | 0 | 0 | 0 | 0 | 0 | 0 | 0 | 0 | 0 | 0 | 0 | 0 | 0 | 0 | 0 | 0 | 0 | 0 | 0 | 0 | 0 | 0 | 0 | 0 | 0 | 0 | 0 | 0 | 0
0 | 0 | 0 | 0 | 2055 | 0 | -363.4144 | 0 | 0 | 0 | 0 | 0 | 0 | 0 | 0 | 0 | 0 | 0 | 0 | 0 | 0 | 0 | 0 | 0 | 0 | 0 | 0 | 0 | 0 | 0 | 0 | 0 | 0 | 0 | 0 | 0 | 0 | 0 | 0 | 0 | 0 | 0 | 0 | 0 | 0 | 0
0 | 0 | 0 | 0 | 2056 | 0 | -819.3581 | 0 | 0 | 0 | 0 | 0 | 0 | 0 | 0 | 0 | 0 | 0 | 0 | 0 | 0 | 0 | 0 | 0 | 0 | 0 | 0 | 0 | 0 | 0 | 0 | 0 | 0 | 0 | 0 | 0 | 0 | 0 | 0 | 0 | 0 | 0 | 0 | 0 | 0 | 0
0 | 0 | 0 | 0 | 2057 | 0 | -398.8063 | 0 | 0 | 0 | 0 | 0 | 0 | 0 | 0 | 0 | 0 | 0 | 0 | 0 | 0 | 0 | 0 | 0 | 0 | 0 | 0 | 0 | 0 | 0 | 0 | 0 | 0 | 0 | 0 | 0 | 0 | 0 | 0 | 0 | 0 | 0 | 0 | 0 | 0 | 0
0 | 0 | 0 | 0 | 2058 | 0 | -852.7463 | 0 | 0 | 0 | 0 | 0 | 0 | 0 | 0 | 0 | 0 | 0 | 0 | 0 | 0 | 0 | 0 | 0 | 0 | 0 | 0 | 0 | 0 | 0 | 0 | 0 | 0 | 0 | 0 | 0 | 0 | 0 | 0 | 0 | 0 | 0 | 0 | 0 | 0 | 0
0 | 0 | 0 | 0 | 2059 | 0 | -430.1648 | 0 | 0 | 0 | 0 | 0 | 0 | 0 | 0 | 0 | 0 | 0 | 0 | 0 | 0 | 0 | 0 | 0 | 0 | 0 | 0 | 0 | 0 | 0 | 0 | 0 | 0 | 0 | 0 | 0 | 0 | 0 | 0 | 0 | 0 | 0 | 0 | 0 | 0 | 0
0 | 0 | 0 | 0 | 2060 | 0 | -6.5483 | 0 | 0 | 0 | 0 | 0 | 0 | 0 | 0 | 0 | 0 | 0 | 0 | 0 | 0 | 0 | 0 | 0 | 0 | 0 | 0 | 0 | 0 | 0 | 0 | 0 | 0 | 0 | 0 | 0 | 0 | 0 | 0 | 0 | 0 | 0 | 0 | 0 | 0 | 0
0 | 0 | 0 | 0 | 2061 | 0 | -457.3833 | 0 | 0 | 0 | 0 | 0 | 0 | 0 | 0 | 0 | 0 | 0 | 0 | 0 | 0 | 0 | 0 | 0 | 0 | 0 | 0 | 0 | 0 | 0 | 0 | 0 | 0 | 0 | 0 | 0 | 0 | 0 | 0 | 0 | 0 | 0 | 0 | 0 | 0 | 0
0 | 0 | 0 | 0 | 2062 | 0 | -31.6557 | 0 | 0 | 0 | 0 | 0 | 0 | 0 | 0 | 0 | 0 | 0 | 0 | 0 | 0 | 0 | 0 | 0 | 0 | 0 | 0 | 0 | 0 | 0 | 0 | 0 | 0 | 0 | 0 | 0 | 0 | 0 | 0 | 0 | 0 | 0 | 0 | 0 | 0 | 0
0 | 0 | 0 | 0 | 2063 | 0 | -480.3513 | 0 | 0 | 0 | 0 | 0 | 0 | 0 | 0 | 0 | 0 | 0 | 0 | 0 | 0 | 0 | 0 | 0 | 0 | 0 | 0 | 0 | 0 | 0 | 0 | 0 | 0 | 0 | 0 | 0 | 0 | 0 | 0 | 0 | 0 | 0 | 0 | 0 | 0 | 0
0 | 0 | 0 | 0 | 2064 | 0 | -49.8717 | 0 | 0 | 0 | 0 | 0 | 0 | 0 | 0 | 0 | 0 | 0 | 0 | 0 | 0 | 0 | 0 | 0 | 0 | 0 | 0 | 0 | 0 | 0 | 0 | 0 | 0 | 0 | 0 | 0 | 0 | 0 | 0 | 0 | 0 | 0 | 0 | 0 | 0 | 0
0 | 0 | 0 | 0 | 2065 | 0 | -491.1849 | 0 | 0 | 0 | 0 | 0 | 0 | 0 | 0 | 0 | 0 | 0 | 0 | 0 | 0 | 0 | 0 | 0 | 0 | 0 | 0 | 0 | 0 | 0 | 0 | 0 | 0 | 0 | 0 | 0 | 0 | 0 | 0 | 0 | 0 | 0 | 0 | 0 | 0 | 0
0 | 0 | 0 | 0 | 2066 | 0 | -53.2585 | 0 | 0 | 0 | 0 | 0 | 0 | 0 | 0 | 0 | 0 | 0 | 0 | 0 | 0 | 0 | 0 | 0 | 0 | 0 | 0 | 0 | 0 | 0 | 0 | 0 | 0 | 0 | 0 | 0 | 0 | 0 | 0 | 0 | 0 | 0 | 0 | 0 | 0 | 0

## NewUnit & Retire & ChngCap Name
DBCEC 001411
Assumptions after TYSP Meeting (no SJRPP by summer 2019); Solar FCV and 7FA CC Capacity Updates
SUMMER
| UNIT ADDITIONS | [18 empty] | UNIT RETIREMENTS | [52 empty] | CAPACITY CHANGES OF UNITS
| Solar |  | Units Added |  | PPA |  | Large Filler |  |  |  | Small Filler |  |  |  | Eq Filler | [6 empty] | CCEC; | FM 2 CC; | FM 3A&3B CT; | FM GT; | FL 4; |  | FL 5; |  | FL GT ; | ICL; | MT 1; | MT 2; | MT 3; | MR 1; | MR 2; | MR 3; | MR 4; | MR 8; | PEEC; | RBEC; | SN 4; | SN 5; | Scherer; | SJRPP 1; |  | SJRPP 2; |  | SL 1; |  | SL 2; |  | TP 3; |  | TP 4; |  | TP 5; | WCEC 1; | WCEC 2; | WCEC 3; | DeSoto Solar; | Space Coast Solar; | Blank 1; | Blank 2; | Blank 3; | Blank 4; | Blank 5; | Blank 6; | Blank 7; | Blank 8; | Blank 9; |  |  |  | CCEC; |  | FM 2 CC; |  | FM 3A&3B CT; | FM GT; | FL 4; | FL 5; | FL GT ; | ICL; | MT 1; | MT 2; | MT 3; | MR 1; | MR 2; | MR 3; | MR 4; | MR 8; |  | PEEC; | RBEC; |  | SN 4; |  | SN 5; |  | Scherer; | SJRPP 1; | SJRPP 2; | SL 1; | SL 2; | TP 3; |  | TP 4; |  | TP 5; |  | WCEC 1; | WCEC 2; | WCEC 3; | DeSoto Solar; | Space Coast Solar; | Blank 1; | Blank 2; | Blank 3; | Blank 4; | Blank 5; | Blank 6; | Blank 7; | Blank 8; | Blank 9;
Year | MW | Name | MW | Name | MW | PPA | MW | MW | # of Units | GFCC | MW | MW | # of Units | Filler | MW | MW | Eq Filler | TOTAL TEXT | Year | [52 empty] | Year
2017 | 223.5 | 223.5 MW Solar; | 1617 | FM 2CT; PFL 5CT; | 0 |  | 0 | 0 | 0 |  | 0 | 0 | 0 |  | 0 | 0 |  | 223.5 MW Solar; FM 2CT; PFL 5CT; | 2017 | 0 | ; | 0 | 0 | 0 | 0 | 0 |  | 0 |  | 0 | 0 | 0 | 0 | 0 | 0 | 0 | 0 | 0 | 0 | 0 | 0 | 0 | 0 | 0 | 0 |  | 0 |  | 0 |  | 0 |  | 0 |  | 0 |  | 0 | 0 | 0 | 0 | 0 | 0 | 0 | 0 | 0 | 0 | 0 | 0 | 0 | 0 | 0 | 2017 | 0 | ; | 0 |  | 0 |  | 0 | 0 | 0 | 0 | 0 | 0 | 0 | 0 | 0 | 0 | 0 | 0 | 0 | 0 |  | 0 | 0 |  | 0 |  | 0 |  | 0 | 0 | 0 | 0 | 0 | 0 |  | 0 |  | 0 |  | 0 | 0 | 0 | 0 | 0 | 0 | 0 | 0 | 0 | 0 | 0 | 0 | 0 | 0
2018 | 596 | 596 MW Solar; | 0 |  | 0 |  | 0 | 0 | 0 |  | 0 | 0 | 0 |  | 0 | 0 |  | 596 MW Solar; | 2018 | 0 | ; | 0 | 0 | 0 | 0 | 0 |  | 0 |  | 0 | 0 | 0 | 0 | 0 | 0 | 0 | 0 | 0 | 0 | 0 | 0 | 0 | 0 | 0 | 0 |  | 0 |  | 0 |  | 0 |  | 0 |  | 0 |  | 0 | 0 | 0 | 0 | 0 | 0 | 0 | 0 | 0 | 0 | 0 | 0 | 0 | 0 | 0 | 2018 | -23 | SN 4; SN 5; TP 5; | 0 |  | 0 |  | 0 | 0 | 0 | 0 | 0 | 0 | 0 | 0 | 0 | 0 | 0 | 0 | 0 | 0 |  | 0 | 0 |  | 8 | SN 4; | 8 | SN 5; | 0 | 0 | 0 | 0 | 0 | 0 |  | 0 |  | -39 | TP 5; | 0 | 0 | 0 | 0 | 0 | 0 | 0 | 0 | 0 | 0 | 0 | 0 | 0 | 0
2019 | 0 |  | 1748 | OCEC; | 0 |  | 0 | 0 | 0 |  | 0 | 0 | 0 |  | 0 | 0 |  | OCEC; | 2019 | -254 | SJRPP 1; SJRPP 2; | 0 | 0 | 0 | 0 | 0 |  | 0 |  | 0 | 0 | 0 | 0 | 0 | 0 | 0 | 0 | 0 | 0 | 0 | 0 | 0 | 0 | 0 | 127 | SJRPP 1; | 127 | SJRPP 2; | 0 |  | 0 |  | 0 |  | 0 |  | 0 | 0 | 0 | 0 | 0 | 0 | 0 | 0 | 0 | 0 | 0 | 0 | 0 | 0 | 0 | 2019 | 46 | FM 2 CC; MR 8; TP 3; TP 4; | 0 |  | 2 | FM 2 CC; | 0 | 0 | 0 | 0 | 0 | 0 | 0 | 0 | 0 | 0 | 0 | 0 | 0 | 4 | MR 8; | 0 | 0 |  | 0 |  | 0 |  | 0 | 0 | 0 | 0 | 0 | 20 | TP 3; | 20 | TP 4; | 0 |  | 0 | 0 | 0 | 0 | 0 | 0 | 0 | 0 | 0 | 0 | 0 | 0 | 0 | 0
2020 | 298 | 298 MW Solar; | 0 |  | 0 |  | 0 | 0 | 0 |  | 0 | 0 | 0 |  | 0 | 0 |  | 298 MW Solar; | 2020 | -884 | FL 4; FL 5; | 0 | 0 | 0 | 0 | 442 | FL 4; | 442 | FL 5; | 0 | 0 | 0 | 0 | 0 | 0 | 0 | 0 | 0 | 0 | 0 | 0 | 0 | 0 | 0 | 0 |  | 0 |  | 0 |  | 0 |  | 0 |  | 0 |  | 0 | 0 | 0 | 0 | 0 | 0 | 0 | 0 | 0 | 0 | 0 | 0 | 0 | 0 | 0 | 2020 | 149 | FM 2 CC; SN 4; SN 5; | 0 |  | 75 | FM 2 CC; | 0 | 0 | 0 | 0 | 0 | 0 | 0 | 0 | 0 | 0 | 0 | 0 | 0 | 0 |  | 0 | 0 |  | 37 | SN 4; | 37 | SN 5; | 0 | 0 | 0 | 0 | 0 | 0 |  | 0 |  | 0 |  | 0 | 0 | 0 | 0 | 0 | 0 | 0 | 0 | 0 | 0 | 0 | 0 | 0 | 0
2021 | 298 | 298 MW Solar; | 0 |  | 0 |  | 0 | 0 | 0 |  | 0 | 0 | 0 |  | 0 | 0 |  | 298 MW Solar; | 2021 | 0 | ; | 0 | 0 | 0 | 0 | 0 |  | 0 |  | 0 | 0 | 0 | 0 | 0 | 0 | 0 | 0 | 0 | 0 | 0 | 0 | 0 | 0 | 0 | 0 |  | 0 |  | 0 |  | 0 |  | 0 |  | 0 |  | 0 | 0 | 0 | 0 | 0 | 0 | 0 | 0 | 0 | 0 | 0 | 0 | 0 | 0 | 0 | 2021 | 0 | ; | 0 |  | 0 |  | 0 | 0 | 0 | 0 | 0 | 0 | 0 | 0 | 0 | 0 | 0 | 0 | 0 | 0 |  | 0 | 0 |  | 0 |  | 0 |  | 0 | 0 | 0 | 0 | 0 | 0 |  | 0 |  | 0 |  | 0 | 0 | 0 | 0 | 0 | 0 | 0 | 0 | 0 | 0 | 0 | 0 | 0 | 0
2022 | 298 | 298 MW Solar; | 0 |  | 0 |  | 0 | 0 | 0 |  | 0 | 0 | 0 |  | 0 | 0 |  | 298 MW Solar; | 2022 | 0 | ; | 0 | 0 | 0 | 0 | 0 |  | 0 |  | 0 | 0 | 0 | 0 | 0 | 0 | 0 | 0 | 0 | 0 | 0 | 0 | 0 | 0 | 0 | 0 |  | 0 |  | 0 |  | 0 |  | 0 |  | 0 |  | 0 | 0 | 0 | 0 | 0 | 0 | 0 | 0 | 0 | 0 | 0 | 0 | 0 | 0 | 0 | 2022 | 88 | CCEC; | 88 | CCEC; | 0 |  | 0 | 0 | 0 | 0 | 0 | 0 | 0 | 0 | 0 | 0 | 0 | 0 | 0 | 0 |  | 0 | 0 |  | 0 |  | 0 |  | 0 | 0 | 0 | 0 | 0 | 0 |  | 0 |  | 0 |  | 0 | 0 | 0 | 0 | 0 | 0 | 0 | 0 | 0 | 0 | 0 | 0 | 0 | 0
2023 | 298 | 298 MW Solar; | 1163 | Lauderdale CC; | 0 |  | 0 | 0 | 0 |  | 0 | 0 | 0 |  | 0 | 0 |  | 298 MW Solar; Lauderdale CC; | 2023 | 0 | ; | 0 | 0 | 0 | 0 | 0 |  | 0 |  | 0 | 0 | 0 | 0 | 0 | 0 | 0 | 0 | 0 | 0 | 0 | 0 | 0 | 0 | 0 | 0 |  | 0 |  | 0 |  | 0 |  | 0 |  | 0 |  | 0 | 0 | 0 | 0 | 0 | 0 | 0 | 0 | 0 | 0 | 0 | 0 | 0 | 0 | 0 | 2023 | 86 | RBEC; | 0 |  | 0 |  | 0 | 0 | 0 | 0 | 0 | 0 | 0 | 0 | 0 | 0 | 0 | 0 | 0 | 0 |  | 0 | 86 | RBEC; | 0 |  | 0 |  | 0 | 0 | 0 | 0 | 0 | 0 |  | 0 |  | 0 |  | 0 | 0 | 0 | 0 | 0 | 0 | 0 | 0 | 0 | 0 | 0 | 0 | 0 | 0
2024 | 298 | 298 MW Solar; | 0 |  | 0 |  | 0 | 0 | 0 |  | 0 | 0 | 0 |  | 0 | 0 |  | 298 MW Solar; | 2024 | 0 | ; | 0 | 0 | 0 | 0 | 0 |  | 0 |  | 0 | 0 | 0 | 0 | 0 | 0 | 0 | 0 | 0 | 0 | 0 | 0 | 0 | 0 | 0 | 0 |  | 0 |  | 0 |  | 0 |  | 0 |  | 0 |  | 0 | 0 | 0 | 0 | 0 | 0 | 0 | 0 | 0 | 0 | 0 | 0 | 0 | 0 | 0 | 2024 | 0 | ; | 0 |  | 0 |  | 0 | 0 | 0 | 0 | 0 | 0 | 0 | 0 | 0 | 0 | 0 | 0 | 0 | 0 |  | 0 | 0 |  | 0 |  | 0 |  | 0 | 0 | 0 | 0 | 0 | 0 |  | 0 |  | 0 |  | 0 | 0 | 0 | 0 | 0 | 0 | 0 | 0 | 0 | 0 | 0 | 0 | 0 | 0
2025 | 0 |  | 0 |  | 0 |  | 0 | 0 | 0 |  | 0 | 0 | 0 |  | 0 | 0 |  |  | 2025 | 0 | ; | 0 | 0 | 0 | 0 | 0 |  | 0 |  | 0 | 0 | 0 | 0 | 0 | 0 | 0 | 0 | 0 | 0 | 0 | 0 | 0 | 0 | 0 | 0 |  | 0 |  | 0 |  | 0 |  | 0 |  | 0 |  | 0 | 0 | 0 | 0 | 0 | 0 | 0 | 0 | 0 | 0 | 0 | 0 | 0 | 0 | 0 | 2025 | 0 | ; | 0 |  | 0 |  | 0 | 0 | 0 | 0 | 0 | 0 | 0 | 0 | 0 | 0 | 0 | 0 | 0 | 0 |  | 0 | 0 |  | 0 |  | 0 |  | 0 | 0 | 0 | 0 | 0 | 0 |  | 0 |  | 0 |  | 0 | 0 | 0 | 0 | 0 | 0 | 0 | 0 | 0 | 0 | 0 | 0 | 0 | 0
2026 | 0 |  | 0 |  | 0 |  | 0 | 0 | 0 |  | 0 | 0 | 0 |  | 0 | 0 |  |  | 2026 | 0 | ; | 0 | 0 | 0 | 0 | 0 |  | 0 |  | 0 | 0 | 0 | 0 | 0 | 0 | 0 | 0 | 0 | 0 | 0 | 0 | 0 | 0 | 0 | 0 |  | 0 |  | 0 |  | 0 |  | 0 |  | 0 |  | 0 | 0 | 0 | 0 | 0 | 0 | 0 | 0 | 0 | 0 | 0 | 0 | 0 | 0 | 0 | 2026 | 0 | ; | 0 |  | 0 |  | 0 | 0 | 0 | 0 | 0 | 0 | 0 | 0 | 0 | 0 | 0 | 0 | 0 | 0 |  | 0 | 0 |  | 0 |  | 0 |  | 0 | 0 | 0 | 0 | 0 | 0 |  | 0 |  | 0 |  | 0 | 0 | 0 | 0 | 0 | 0 | 0 | 0 | 0 | 0 | 0 | 0 | 0 | 0
2027 | 0 |  | 0 |  | 263 | 263 MW PPA; | 0 | 0 | 0 |  | 0 | 0 | 0 |  | 0 | 0 |  | 263 MW PPA; | 2027 | 0 | ; | 0 | 0 | 0 | 0 | 0 |  | 0 |  | 0 | 0 | 0 | 0 | 0 | 0 | 0 | 0 | 0 | 0 | 0 | 0 | 0 | 0 | 0 | 0 |  | 0 |  | 0 |  | 0 |  | 0 |  | 0 |  | 0 | 0 | 0 | 0 | 0 | 0 | 0 | 0 | 0 | 0 | 0 | 0 | 0 | 0 | 0 | 2027 | 0 | ; | 0 |  | 0 |  | 0 | 0 | 0 | 0 | 0 | 0 | 0 | 0 | 0 | 0 | 0 | 0 | 0 | 0 |  | 0 | 0 |  | 0 |  | 0 |  | 0 | 0 | 0 | 0 | 0 | 0 |  | 0 |  | 0 |  | 0 | 0 | 0 | 0 | 0 | 0 | 0 | 0 | 0 | 0 | 0 | 0 | 0 | 0
2028 | 0 |  | 0 |  | 0 |  | 1751 | 1751 | 1 | 1 GFCC; | 0 | 0 | 0 |  | 0 | 0 |  | 1 GFCC; | 2028 | 0 | ; | 0 | 0 | 0 | 0 | 0 |  | 0 |  | 0 | 0 | 0 | 0 | 0 | 0 | 0 | 0 | 0 | 0 | 0 | 0 | 0 | 0 | 0 | 0 |  | 0 |  | 0 |  | 0 |  | 0 |  | 0 |  | 0 | 0 | 0 | 0 | 0 | 0 | 0 | 0 | 0 | 0 | 0 | 0 | 0 | 0 | 0 | 2028 | 0 | ; | 0 |  | 0 |  | 0 | 0 | 0 | 0 | 0 | 0 | 0 | 0 | 0 | 0 | 0 | 0 | 0 | 0 |  | 0 | 0 |  | 0 |  | 0 |  | 0 | 0 | 0 | 0 | 0 | 0 |  | 0 |  | 0 |  | 0 | 0 | 0 | 0 | 0 | 0 | 0 | 0 | 0 | 0 | 0 | 0 | 0 | 0
2029 | 0 |  | 0 |  | 0 |  | 1751 | 0 | 0 |  | 0 | 0 | 0 |  | 0 | 0 |  |  | 2029 | 0 | ; | 0 | 0 | 0 | 0 | 0 |  | 0 |  | 0 | 0 | 0 | 0 | 0 | 0 | 0 | 0 | 0 | 0 | 0 | 0 | 0 | 0 | 0 | 0 |  | 0 |  | 0 |  | 0 |  | 0 |  | 0 |  | 0 | 0 | 0 | 0 | 0 | 0 | 0 | 0 | 0 | 0 | 0 | 0 | 0 | 0 | 0 | 2029 | 0 | ; | 0 |  | 0 |  | 0 | 0 | 0 | 0 | 0 | 0 | 0 | 0 | 0 | 0 | 0 | 0 | 0 | 0 |  | 0 | 0 |  | 0 |  | 0 |  | 0 | 0 | 0 | 0 | 0 | 0 |  | 0 |  | 0 |  | 0 | 0 | 0 | 0 | 0 | 0 | 0 | 0 | 0 | 0 | 0 | 0 | 0 | 0
2030 | 0 |  | 0 |  | 136 | 136 MW PPA; | 1751 | 0 | 0 |  | 0 | 0 | 0 |  | 0 | 0 |  | 136 MW PPA; | 2030 | 0 | ; | 0 | 0 | 0 | 0 | 0 |  | 0 |  | 0 | 0 | 0 | 0 | 0 | 0 | 0 | 0 | 0 | 0 | 0 | 0 | 0 | 0 | 0 | 0 |  | 0 |  | 0 |  | 0 |  | 0 |  | 0 |  | 0 | 0 | 0 | 0 | 0 | 0 | 0 | 0 | 0 | 0 | 0 | 0 | 0 | 0 | 0 | 2030 | 0 | ; | 0 |  | 0 |  | 0 | 0 | 0 | 0 | 0 | 0 | 0 | 0 | 0 | 0 | 0 | 0 | 0 | 0 |  | 0 | 0 |  | 0 |  | 0 |  | 0 | 0 | 0 | 0 | 0 | 0 |  | 0 |  | 0 |  | 0 | 0 | 0 | 0 | 0 | 0 | 0 | 0 | 0 | 0 | 0 | 0 | 0 | 0
2031 | 0 |  | 1100 | TP 6 ; | 0 |  | 1751 | 0 | 0 |  | 0 | 0 | 0 |  | 0 | 0 |  | TP 6 ; | 2031 | 0 | ; | 0 | 0 | 0 | 0 | 0 |  | 0 |  | 0 | 0 | 0 | 0 | 0 | 0 | 0 | 0 | 0 | 0 | 0 | 0 | 0 | 0 | 0 | 0 |  | 0 |  | 0 |  | 0 |  | 0 |  | 0 |  | 0 | 0 | 0 | 0 | 0 | 0 | 0 | 0 | 0 | 0 | 0 | 0 | 0 | 0 | 0 | 2031 | 0 | ; | 0 |  | 0 |  | 0 | 0 | 0 | 0 | 0 | 0 | 0 | 0 | 0 | 0 | 0 | 0 | 0 | 0 |  | 0 | 0 |  | 0 |  | 0 |  | 0 | 0 | 0 | 0 | 0 | 0 |  | 0 |  | 0 |  | 0 | 0 | 0 | 0 | 0 | 0 | 0 | 0 | 0 | 0 | 0 | 0 | 0 | 0
2032 | 0 |  | 1100 | TP 7; | 0 |  | 1751 | 0 | 0 |  | 0 | 0 | 0 |  | 0 | 0 |  | TP 7; | 2032 | -831 | TP 3; | 0 | 0 | 0 | 0 | 0 |  | 0 |  | 0 | 0 | 0 | 0 | 0 | 0 | 0 | 0 | 0 | 0 | 0 | 0 | 0 | 0 | 0 | 0 |  | 0 |  | 0 |  | 0 |  | 831 | TP 3; | 0 |  | 0 | 0 | 0 | 0 | 0 | 0 | 0 | 0 | 0 | 0 | 0 | 0 | 0 | 0 | 0 | 2032 | 0 | ; | 0 |  | 0 |  | 0 | 0 | 0 | 0 | 0 | 0 | 0 | 0 | 0 | 0 | 0 | 0 | 0 | 0 |  | 0 | 0 |  | 0 |  | 0 |  | 0 | 0 | 0 | 0 | 0 | 0 |  | 0 |  | 0 |  | 0 | 0 | 0 | 0 | 0 | 0 | 0 | 0 | 0 | 0 | 0 | 0 | 0 | 0
2033 | 0 |  | 0 |  | 0 |  | 1751 | 0 | 0 |  | 0 | 0 | 0 |  | 1238.7328 | 1238.7328 | 1,239 MW Eq Filler; | 1,239 MW Eq Filler; | 2033 | -841 | TP 4; | 0 | 0 | 0 | 0 | 0 |  | 0 |  | 0 | 0 | 0 | 0 | 0 | 0 | 0 | 0 | 0 | 0 | 0 | 0 | 0 | 0 | 0 | 0 |  | 0 |  | 0 |  | 0 |  | 0 |  | 841 | TP 4; | 0 | 0 | 0 | 0 | 0 | 0 | 0 | 0 | 0 | 0 | 0 | 0 | 0 | 0 | 0 | 2033 | 0 | ; | 0 |  | 0 |  | 0 | 0 | 0 | 0 | 0 | 0 | 0 | 0 | 0 | 0 | 0 | 0 | 0 | 0 |  | 0 | 0 |  | 0 |  | 0 |  | 0 | 0 | 0 | 0 | 0 | 0 |  | 0 |  | 0 |  | 0 | 0 | 0 | 0 | 0 | 0 | 0 | 0 | 0 | 0 | 0 | 0 | 0 | 0
2034 | 0 |  | 0 |  | 0 |  | 1751 | 0 | 0 |  | 875.5 | 875.5 | 1 | 1 Filler; | 1238.7328 | 0 |  | 1 Filler; | 2034 | 0 | ; | 0 | 0 | 0 | 0 | 0 |  | 0 |  | 0 | 0 | 0 | 0 | 0 | 0 | 0 | 0 | 0 | 0 | 0 | 0 | 0 | 0 | 0 | 0 |  | 0 |  | 0 |  | 0 |  | 0 |  | 0 |  | 0 | 0 | 0 | 0 | 0 | 0 | 0 | 0 | 0 | 0 | 0 | 0 | 0 | 0 | 0 | 2034 | 0 | ; | 0 |  | 0 |  | 0 | 0 | 0 | 0 | 0 | 0 | 0 | 0 | 0 | 0 | 0 | 0 | 0 | 0 |  | 0 | 0 |  | 0 |  | 0 |  | 0 | 0 | 0 | 0 | 0 | 0 |  | 0 |  | 0 |  | 0 | 0 | 0 | 0 | 0 | 0 | 0 | 0 | 0 | 0 | 0 | 0 | 0 | 0
2035 | 0 |  | 0 |  | 0 |  | 1751 | 0 | 0 |  | 1751 | 875.5 | 1 | 1 Filler; | 1238.7328 | 0 |  | 1 Filler; | 2035 | 0 | ; | 0 | 0 | 0 | 0 | 0 |  | 0 |  | 0 | 0 | 0 | 0 | 0 | 0 | 0 | 0 | 0 | 0 | 0 | 0 | 0 | 0 | 0 | 0 |  | 0 |  | 0 |  | 0 |  | 0 |  | 0 |  | 0 | 0 | 0 | 0 | 0 | 0 | 0 | 0 | 0 | 0 | 0 | 0 | 0 | 0 | 0 | 2035 | 0 | ; | 0 |  | 0 |  | 0 | 0 | 0 | 0 | 0 | 0 | 0 | 0 | 0 | 0 | 0 | 0 | 0 | 0 |  | 0 | 0 |  | 0 |  | 0 |  | 0 | 0 | 0 | 0 | 0 | 0 |  | 0 |  | 0 |  | 0 | 0 | 0 | 0 | 0 | 0 | 0 | 0 | 0 | 0 | 0 | 0 | 0 | 0
2036 | 0 |  | 0 |  | 0 |  | 1751 | 0 | 0 |  | 3502 | 1751 | 2 | 2 Filler; | 1238.7328 | 0 |  | 2 Filler; | 2036 | -981 | SL 1; | 0 | 0 | 0 | 0 | 0 |  | 0 |  | 0 | 0 | 0 | 0 | 0 | 0 | 0 | 0 | 0 | 0 | 0 | 0 | 0 | 0 | 0 | 0 |  | 0 |  | 981 | SL 1; | 0 |  | 0 |  | 0 |  | 0 | 0 | 0 | 0 | 0 | 0 | 0 | 0 | 0 | 0 | 0 | 0 | 0 | 0 | 0 | 2036 | 0 | ; | 0 |  | 0 |  | 0 | 0 | 0 | 0 | 0 | 0 | 0 | 0 | 0 | 0 | 0 | 0 | 0 | 0 |  | 0 | 0 |  | 0 |  | 0 |  | 0 | 0 | 0 | 0 | 0 | 0 |  | 0 |  | 0 |  | 0 | 0 | 0 | 0 | 0 | 0 | 0 | 0 | 0 | 0 | 0 | 0 | 0 | 0
2037 | 0 |  | 0 |  | 0 |  | 1751 | 0 | 0 |  | 3502 | 0 | 0 |  | 1238.7328 | 0 |  |  | 2037 | 0 | ; | 0 | 0 | 0 | 0 | 0 |  | 0 |  | 0 | 0 | 0 | 0 | 0 | 0 | 0 | 0 | 0 | 0 | 0 | 0 | 0 | 0 | 0 | 0 |  | 0 |  | 0 |  | 0 |  | 0 |  | 0 |  | 0 | 0 | 0 | 0 | 0 | 0 | 0 | 0 | 0 | 0 | 0 | 0 | 0 | 0 | 0 | 2037 | 0 | ; | 0 |  | 0 |  | 0 | 0 | 0 | 0 | 0 | 0 | 0 | 0 | 0 | 0 | 0 | 0 | 0 | 0 |  | 0 | 0 |  | 0 |  | 0 |  | 0 | 0 | 0 | 0 | 0 | 0 |  | 0 |  | 0 |  | 0 | 0 | 0 | 0 | 0 | 0 | 0 | 0 | 0 | 0 | 0 | 0 | 0 | 0
2038 | 0 |  | 0 |  | 0 |  | 1751 | 0 | 0 |  | 4377.5 | 875.5 | 1 | 1 Filler; | 1238.7328 | 0 |  | 1 Filler; | 2038 | 0 | ; | 0 | 0 | 0 | 0 | 0 |  | 0 |  | 0 | 0 | 0 | 0 | 0 | 0 | 0 | 0 | 0 | 0 | 0 | 0 | 0 | 0 | 0 | 0 |  | 0 |  | 0 |  | 0 |  | 0 |  | 0 |  | 0 | 0 | 0 | 0 | 0 | 0 | 0 | 0 | 0 | 0 | 0 | 0 | 0 | 0 | 0 | 2038 | 0 | ; | 0 |  | 0 |  | 0 | 0 | 0 | 0 | 0 | 0 | 0 | 0 | 0 | 0 | 0 | 0 | 0 | 0 |  | 0 | 0 |  | 0 |  | 0 |  | 0 | 0 | 0 | 0 | 0 | 0 |  | 0 |  | 0 |  | 0 | 0 | 0 | 0 | 0 | 0 | 0 | 0 | 0 | 0 | 0 | 0 | 0 | 0
2039 | 0 |  | 0 |  | 0 |  | 1751 | 0 | 0 |  | 4377.5 | 0 | 0 |  | 1238.7328 | 0 |  |  | 2039 | 0 | ; | 0 | 0 | 0 | 0 | 0 |  | 0 |  | 0 | 0 | 0 | 0 | 0 | 0 | 0 | 0 | 0 | 0 | 0 | 0 | 0 | 0 | 0 | 0 |  | 0 |  | 0 |  | 0 |  | 0 |  | 0 |  | 0 | 0 | 0 | 0 | 0 | 0 | 0 | 0 | 0 | 0 | 0 | 0 | 0 | 0 | 0 | 2039 | 0 | ; | 0 |  | 0 |  | 0 | 0 | 0 | 0 | 0 | 0 | 0 | 0 | 0 | 0 | 0 | 0 | 0 | 0 |  | 0 | 0 |  | 0 |  | 0 |  | 0 | 0 | 0 | 0 | 0 | 0 |  | 0 |  | 0 |  | 0 | 0 | 0 | 0 | 0 | 0 | 0 | 0 | 0 | 0 | 0 | 0 | 0 | 0
2040 | 0 |  | 0 |  | 0 |  | 1751 | 0 | 0 |  | 5253 | 875.5 | 1 | 1 Filler; | 1238.7328 | 0 |  | 1 Filler; | 2040 | 0 | ; | 0 | 0 | 0 | 0 | 0 |  | 0 |  | 0 | 0 | 0 | 0 | 0 | 0 | 0 | 0 | 0 | 0 | 0 | 0 | 0 | 0 | 0 | 0 |  | 0 |  | 0 |  | 0 |  | 0 |  | 0 |  | 0 | 0 | 0 | 0 | 0 | 0 | 0 | 0 | 0 | 0 | 0 | 0 | 0 | 0 | 0 | 2040 | 0 | ; | 0 |  | 0 |  | 0 | 0 | 0 | 0 | 0 | 0 | 0 | 0 | 0 | 0 | 0 | 0 | 0 | 0 |  | 0 | 0 |  | 0 |  | 0 |  | 0 | 0 | 0 | 0 | 0 | 0 |  | 0 |  | 0 |  | 0 | 0 | 0 | 0 | 0 | 0 | 0 | 0 | 0 | 0 | 0 | 0 | 0 | 0
2041 | 0 |  | 0 |  | 0 |  | 1751 | 0 | 0 |  | 5253 | 0 | 0 |  | 1238.7328 | 0 |  |  | 2041 | 0 | ; | 0 | 0 | 0 | 0 | 0 |  | 0 |  | 0 | 0 | 0 | 0 | 0 | 0 | 0 | 0 | 0 | 0 | 0 | 0 | 0 | 0 | 0 | 0 |  | 0 |  | 0 |  | 0 |  | 0 |  | 0 |  | 0 | 0 | 0 | 0 | 0 | 0 | 0 | 0 | 0 | 0 | 0 | 0 | 0 | 0 | 0 | 2041 | 0 | ; | 0 |  | 0 |  | 0 | 0 | 0 | 0 | 0 | 0 | 0 | 0 | 0 | 0 | 0 | 0 | 0 | 0 |  | 0 | 0 |  | 0 |  | 0 |  | 0 | 0 | 0 | 0 | 0 | 0 |  | 0 |  | 0 |  | 0 | 0 | 0 | 0 | 0 | 0 | 0 | 0 | 0 | 0 | 0 | 0 | 0 | 0
2042 | 0 |  | 0 |  | 0 |  | 1751 | 0 | 0 |  | 6128.5 | 875.5 | 1 | 1 Filler; | 1238.7328 | 0 |  | 1 Filler; | 2042 | 0 | ; | 0 | 0 | 0 | 0 | 0 |  | 0 |  | 0 | 0 | 0 | 0 | 0 | 0 | 0 | 0 | 0 | 0 | 0 | 0 | 0 | 0 | 0 | 0 |  | 0 |  | 0 |  | 0 |  | 0 |  | 0 |  | 0 | 0 | 0 | 0 | 0 | 0 | 0 | 0 | 0 | 0 | 0 | 0 | 0 | 0 | 0 | 2042 | 0 | ; | 0 |  | 0 |  | 0 | 0 | 0 | 0 | 0 | 0 | 0 | 0 | 0 | 0 | 0 | 0 | 0 | 0 |  | 0 | 0 |  | 0 |  | 0 |  | 0 | 0 | 0 | 0 | 0 | 0 |  | 0 |  | 0 |  | 0 | 0 | 0 | 0 | 0 | 0 | 0 | 0 | 0 | 0 | 0 | 0 | 0 | 0
2043 | 0 |  | 0 |  | 0 |  | 1751 | 0 | 0 |  | 7004 | 875.5 | 1 | 1 Filler; | 1238.7328 | 0 |  | 1 Filler; | 2043 | -840 | SL 2; | 0 | 0 | 0 | 0 | 0 |  | 0 |  | 0 | 0 | 0 | 0 | 0 | 0 | 0 | 0 | 0 | 0 | 0 | 0 | 0 | 0 | 0 | 0 |  | 0 |  | 0 |  | 840 | SL 2; | 0 |  | 0 |  | 0 | 0 | 0 | 0 | 0 | 0 | 0 | 0 | 0 | 0 | 0 | 0 | 0 | 0 | 0 | 2043 | 0 | ; | 0 |  | 0 |  | 0 | 0 | 0 | 0 | 0 | 0 | 0 | 0 | 0 | 0 | 0 | 0 | 0 | 0 |  | 0 | 0 |  | 0 |  | 0 |  | 0 | 0 | 0 | 0 | 0 | 0 |  | 0 |  | 0 |  | 0 | 0 | 0 | 0 | 0 | 0 | 0 | 0 | 0 | 0 | 0 | 0 | 0 | 0
2044 | 0 |  | 0 |  | 0 |  | 1751 | 0 | 0 |  | 7879.5 | 875.5 | 1 | 1 Filler; | 1238.7328 | 0 |  | 1 Filler; | 2044 | 0 | ; | 0 | 0 | 0 | 0 | 0 |  | 0 |  | 0 | 0 | 0 | 0 | 0 | 0 | 0 | 0 | 0 | 0 | 0 | 0 | 0 | 0 | 0 | 0 |  | 0 |  | 0 |  | 0 |  | 0 |  | 0 |  | 0 | 0 | 0 | 0 | 0 | 0 | 0 | 0 | 0 | 0 | 0 | 0 | 0 | 0 | 0 | 2044 | 0 | ; | 0 |  | 0 |  | 0 | 0 | 0 | 0 | 0 | 0 | 0 | 0 | 0 | 0 | 0 | 0 | 0 | 0 |  | 0 | 0 |  | 0 |  | 0 |  | 0 | 0 | 0 | 0 | 0 | 0 |  | 0 |  | 0 |  | 0 | 0 | 0 | 0 | 0 | 0 | 0 | 0 | 0 | 0 | 0 | 0 | 0 | 0
2045 | 0 |  | 0 |  | 0 |  | 1751 | 0 | 0 |  | 7879.5 | 0 | 0 |  | 1238.7328 | 0 |  |  | 2045 | 0 | ; | 0 | 0 | 0 | 0 | 0 |  | 0 |  | 0 | 0 | 0 | 0 | 0 | 0 | 0 | 0 | 0 | 0 | 0 | 0 | 0 | 0 | 0 | 0 |  | 0 |  | 0 |  | 0 |  | 0 |  | 0 |  | 0 | 0 | 0 | 0 | 0 | 0 | 0 | 0 | 0 | 0 | 0 | 0 | 0 | 0 | 0 | 2045 | 0 | ; | 0 |  | 0 |  | 0 | 0 | 0 | 0 | 0 | 0 | 0 | 0 | 0 | 0 | 0 | 0 | 0 | 0 |  | 0 | 0 |  | 0 |  | 0 |  | 0 | 0 | 0 | 0 | 0 | 0 |  | 0 |  | 0 |  | 0 | 0 | 0 | 0 | 0 | 0 | 0 | 0 | 0 | 0 | 0 | 0 | 0 | 0
2046 | 0 |  | 0 |  | 0 |  | 1751 | 0 | 0 |  | 8755 | 875.5 | 1 | 1 Filler; | 1238.7328 | 0 |  | 1 Filler; | 2046 | 0 | ; | 0 | 0 | 0 | 0 | 0 |  | 0 |  | 0 | 0 | 0 | 0 | 0 | 0 | 0 | 0 | 0 | 0 | 0 | 0 | 0 | 0 | 0 | 0 |  | 0 |  | 0 |  | 0 |  | 0 |  | 0 |  | 0 | 0 | 0 | 0 | 0 | 0 | 0 | 0 | 0 | 0 | 0 | 0 | 0 | 0 | 0 | 2046 | 0 | ; | 0 |  | 0 |  | 0 | 0 | 0 | 0 | 0 | 0 | 0 | 0 | 0 | 0 | 0 | 0 | 0 | 0 |  | 0 | 0 |  | 0 |  | 0 |  | 0 | 0 | 0 | 0 | 0 | 0 |  | 0 |  | 0 |  | 0 | 0 | 0 | 0 | 0 | 0 | 0 | 0 | 0 | 0 | 0 | 0 | 0 | 0
2047 | 0 |  | 0 |  | 0 |  | 1751 | 0 | 0 |  | 8755 | 0 | 0 |  | 1238.7328 | 0 |  |  | 2047 | 0 | ; | 0 | 0 | 0 | 0 | 0 |  | 0 |  | 0 | 0 | 0 | 0 | 0 | 0 | 0 | 0 | 0 | 0 | 0 | 0 | 0 | 0 | 0 | 0 |  | 0 |  | 0 |  | 0 |  | 0 |  | 0 |  | 0 | 0 | 0 | 0 | 0 | 0 | 0 | 0 | 0 | 0 | 0 | 0 | 0 | 0 | 0 | 2047 | 0 | ; | 0 |  | 0 |  | 0 | 0 | 0 | 0 | 0 | 0 | 0 | 0 | 0 | 0 | 0 | 0 | 0 | 0 |  | 0 | 0 |  | 0 |  | 0 |  | 0 | 0 | 0 | 0 | 0 | 0 |  | 0 |  | 0 |  | 0 | 0 | 0 | 0 | 0 | 0 | 0 | 0 | 0 | 0 | 0 | 0 | 0 | 0
2048 | 0 |  | 0 |  | 0 |  | 1751 | 0 | 0 |  | 9630.5 | 875.5 | 1 | 1 Filler; | 1238.7328 | 0 |  | 1 Filler; | 2048 | 0 | ; | 0 | 0 | 0 | 0 | 0 |  | 0 |  | 0 | 0 | 0 | 0 | 0 | 0 | 0 | 0 | 0 | 0 | 0 | 0 | 0 | 0 | 0 | 0 |  | 0 |  | 0 |  | 0 |  | 0 |  | 0 |  | 0 | 0 | 0 | 0 | 0 | 0 | 0 | 0 | 0 | 0 | 0 | 0 | 0 | 0 | 0 | 2048 | 0 | ; | 0 |  | 0 |  | 0 | 0 | 0 | 0 | 0 | 0 | 0 | 0 | 0 | 0 | 0 | 0 | 0 | 0 |  | 0 | 0 |  | 0 |  | 0 |  | 0 | 0 | 0 | 0 | 0 | 0 |  | 0 |  | 0 |  | 0 | 0 | 0 | 0 | 0 | 0 | 0 | 0 | 0 | 0 | 0 | 0 | 0 | 0
2049 | 0 |  | 0 |  | 0 |  | 1751 | 0 | 0 |  | 9630.5 | 0 | 0 |  | 1238.7328 | 0 |  |  | 2049 | 0 | ; | 0 | 0 | 0 | 0 | 0 |  | 0 |  | 0 | 0 | 0 | 0 | 0 | 0 | 0 | 0 | 0 | 0 | 0 | 0 | 0 | 0 | 0 | 0 |  | 0 |  | 0 |  | 0 |  | 0 |  | 0 |  | 0 | 0 | 0 | 0 | 0 | 0 | 0 | 0 | 0 | 0 | 0 | 0 | 0 | 0 | 0 | 2049 | 0 | ; | 0 |  | 0 |  | 0 | 0 | 0 | 0 | 0 | 0 | 0 | 0 | 0 | 0 | 0 | 0 | 0 | 0 |  | 0 | 0 |  | 0 |  | 0 |  | 0 | 0 | 0 | 0 | 0 | 0 |  | 0 |  | 0 |  | 0 | 0 | 0 | 0 | 0 | 0 | 0 | 0 | 0 | 0 | 0 | 0 | 0 | 0
2050 | 0 |  | 0 |  | 0 |  | 1751 | 0 | 0 |  | 10506 | 875.5 | 1 | 1 Filler; | 1238.7328 | 0 |  | 1 Filler; | 2050 | 0 | ; | 0 | 0 | 0 | 0 | 0 |  | 0 |  | 0 | 0 | 0 | 0 | 0 | 0 | 0 | 0 | 0 | 0 | 0 | 0 | 0 | 0 | 0 | 0 |  | 0 |  | 0 |  | 0 |  | 0 |  | 0 |  | 0 | 0 | 0 | 0 | 0 | 0 | 0 | 0 | 0 | 0 | 0 | 0 | 0 | 0 | 0 | 2050 | 0 | ; | 0 |  | 0 |  | 0 | 0 | 0 | 0 | 0 | 0 | 0 | 0 | 0 | 0 | 0 | 0 | 0 | 0 |  | 0 | 0 |  | 0 |  | 0 |  | 0 | 0 | 0 | 0 | 0 | 0 |  | 0 |  | 0 |  | 0 | 0 | 0 | 0 | 0 | 0 | 0 | 0 | 0 | 0 | 0 | 0 | 0 | 0
2051 | 0 |  | 0 |  | 0 |  | 1751 | 0 | 0 |  | 10506 | 0 | 0 |  | 1238.7328 | 0 |  |  | 2051 | 0 | ; | 0 | 0 | 0 | 0 | 0 |  | 0 |  | 0 | 0 | 0 | 0 | 0 | 0 | 0 | 0 | 0 | 0 | 0 | 0 | 0 | 0 | 0 | 0 |  | 0 |  | 0 |  | 0 |  | 0 |  | 0 |  | 0 | 0 | 0 | 0 | 0 | 0 | 0 | 0 | 0 | 0 | 0 | 0 | 0 | 0 | 0 | 2051 | 0 | ; | 0 |  | 0 |  | 0 | 0 | 0 | 0 | 0 | 0 | 0 | 0 | 0 | 0 | 0 | 0 | 0 | 0 |  | 0 | 0 |  | 0 |  | 0 |  | 0 | 0 | 0 | 0 | 0 | 0 |  | 0 |  | 0 |  | 0 | 0 | 0 | 0 | 0 | 0 | 0 | 0 | 0 | 0 | 0 | 0 | 0 | 0
2052 | 0 |  | 0 |  | 0 |  | 1751 | 0 | 0 |  | 11381.5 | 875.5 | 1 | 1 Filler; | 1238.7328 | 0 |  | 1 Filler; | 2052 | 0 | ; | 0 | 0 | 0 | 0 | 0 |  | 0 |  | 0 | 0 | 0 | 0 | 0 | 0 | 0 | 0 | 0 | 0 | 0 | 0 | 0 | 0 | 0 | 0 |  | 0 |  | 0 |  | 0 |  | 0 |  | 0 |  | 0 | 0 | 0 | 0 | 0 | 0 | 0 | 0 | 0 | 0 | 0 | 0 | 0 | 0 | 0 | 2052 | 0 | ; | 0 |  | 0 |  | 0 | 0 | 0 | 0 | 0 | 0 | 0 | 0 | 0 | 0 | 0 | 0 | 0 | 0 |  | 0 | 0 |  | 0 |  | 0 |  | 0 | 0 | 0 | 0 | 0 | 0 |  | 0 |  | 0 |  | 0 | 0 | 0 | 0 | 0 | 0 | 0 | 0 | 0 | 0 | 0 | 0 | 0 | 0
2053 | 0 |  | 0 |  | 0 |  | 1751 | 0 | 0 |  | 11381.5 | 0 | 0 |  | 1238.7328 | 0 |  |  | 2053 | 0 | ; | 0 | 0 | 0 | 0 | 0 |  | 0 |  | 0 | 0 | 0 | 0 | 0 | 0 | 0 | 0 | 0 | 0 | 0 | 0 | 0 | 0 | 0 | 0 |  | 0 |  | 0 |  | 0 |  | 0 |  | 0 |  | 0 | 0 | 0 | 0 | 0 | 0 | 0 | 0 | 0 | 0 | 0 | 0 | 0 | 0 | 0 | 2053 | 0 | ; | 0 |  | 0 |  | 0 | 0 | 0 | 0 | 0 | 0 | 0 | 0 | 0 | 0 | 0 | 0 | 0 | 0 |  | 0 | 0 |  | 0 |  | 0 |  | 0 | 0 | 0 | 0 | 0 | 0 |  | 0 |  | 0 |  | 0 | 0 | 0 | 0 | 0 | 0 | 0 | 0 | 0 | 0 | 0 | 0 | 0 | 0
2054 | 0 |  | 0 |  | 0 |  | 1751 | 0 | 0 |  | 12257 | 875.5 | 1 | 1 Filler; | 1238.7328 | 0 |  | 1 Filler; | 2054 | 0 | ; | 0 | 0 | 0 | 0 | 0 |  | 0 |  | 0 | 0 | 0 | 0 | 0 | 0 | 0 | 0 | 0 | 0 | 0 | 0 | 0 | 0 | 0 | 0 |  | 0 |  | 0 |  | 0 |  | 0 |  | 0 |  | 0 | 0 | 0 | 0 | 0 | 0 | 0 | 0 | 0 | 0 | 0 | 0 | 0 | 0 | 0 | 2054 | 0 | ; | 0 |  | 0 |  | 0 | 0 | 0 | 0 | 0 | 0 | 0 | 0 | 0 | 0 | 0 | 0 | 0 | 0 |  | 0 | 0 |  | 0 |  | 0 |  | 0 | 0 | 0 | 0 | 0 | 0 |  | 0 |  | 0 |  | 0 | 0 | 0 | 0 | 0 | 0 | 0 | 0 | 0 | 0 | 0 | 0 | 0 | 0
2055 | 0 |  | 0 |  | 0 |  | 1751 | 0 | 0 |  | 12257 | 0 | 0 |  | 1238.7328 | 0 |  |  | 2055 | 0 | ; | 0 | 0 | 0 | 0 | 0 |  | 0 |  | 0 | 0 | 0 | 0 | 0 | 0 | 0 | 0 | 0 | 0 | 0 | 0 | 0 | 0 | 0 | 0 |  | 0 |  | 0 |  | 0 |  | 0 |  | 0 |  | 0 | 0 | 0 | 0 | 0 | 0 | 0 | 0 | 0 | 0 | 0 | 0 | 0 | 0 | 0 | 2055 | 0 | ; | 0 |  | 0 |  | 0 | 0 | 0 | 0 | 0 | 0 | 0 | 0 | 0 | 0 | 0 | 0 | 0 | 0 |  | 0 | 0 |  | 0 |  | 0 |  | 0 | 0 | 0 | 0 | 0 | 0 |  | 0 |  | 0 |  | 0 | 0 | 0 | 0 | 0 | 0 | 0 | 0 | 0 | 0 | 0 | 0 | 0 | 0
2056 | 0 |  | 0 |  | 0 |  | 1751 | 0 | 0 |  | 13132.5 | 875.5 | 1 | 1 Filler; | 1238.7328 | 0 |  | 1 Filler; | 2056 | 0 | ; | 0 | 0 | 0 | 0 | 0 |  | 0 |  | 0 | 0 | 0 | 0 | 0 | 0 | 0 | 0 | 0 | 0 | 0 | 0 | 0 | 0 | 0 | 0 |  | 0 |  | 0 |  | 0 |  | 0 |  | 0 |  | 0 | 0 | 0 | 0 | 0 | 0 | 0 | 0 | 0 | 0 | 0 | 0 | 0 | 0 | 0 | 2056 | 0 | ; | 0 |  | 0 |  | 0 | 0 | 0 | 0 | 0 | 0 | 0 | 0 | 0 | 0 | 0 | 0 | 0 | 0 |  | 0 | 0 |  | 0 |  | 0 |  | 0 | 0 | 0 | 0 | 0 | 0 |  | 0 |  | 0 |  | 0 | 0 | 0 | 0 | 0 | 0 | 0 | 0 | 0 | 0 | 0 | 0 | 0 | 0
2057 | 0 |  | 0 |  | 0 |  | 1751 | 0 | 0 |  | 13132.5 | 0 | 0 |  | 1238.7328 | 0 |  |  | 2057 | 0 | ; | 0 | 0 | 0 | 0 | 0 |  | 0 |  | 0 | 0 | 0 | 0 | 0 | 0 | 0 | 0 | 0 | 0 | 0 | 0 | 0 | 0 | 0 | 0 |  | 0 |  | 0 |  | 0 |  | 0 |  | 0 |  | 0 | 0 | 0 | 0 | 0 | 0 | 0 | 0 | 0 | 0 | 0 | 0 | 0 | 0 | 0 | 2057 | 0 | ; | 0 |  | 0 |  | 0 | 0 | 0 | 0 | 0 | 0 | 0 | 0 | 0 | 0 | 0 | 0 | 0 | 0 |  | 0 | 0 |  | 0 |  | 0 |  | 0 | 0 | 0 | 0 | 0 | 0 |  | 0 |  | 0 |  | 0 | 0 | 0 | 0 | 0 | 0 | 0 | 0 | 0 | 0 | 0 | 0 | 0 | 0
2058 | 0 |  | 0 |  | 0 |  | 1751 | 0 | 0 |  | 14008 | 875.5 | 1 | 1 Filler; | 1238.7328 | 0 |  | 1 Filler; | 2058 | 0 | ; | 0 | 0 | 0 | 0 | 0 |  | 0 |  | 0 | 0 | 0 | 0 | 0 | 0 | 0 | 0 | 0 | 0 | 0 | 0 | 0 | 0 | 0 | 0 |  | 0 |  | 0 |  | 0 |  | 0 |  | 0 |  | 0 | 0 | 0 | 0 | 0 | 0 | 0 | 0 | 0 | 0 | 0 | 0 | 0 | 0 | 0 | 2058 | 0 | ; | 0 |  | 0 |  | 0 | 0 | 0 | 0 | 0 | 0 | 0 | 0 | 0 | 0 | 0 | 0 | 0 | 0 |  | 0 | 0 |  | 0 |  | 0 |  | 0 | 0 | 0 | 0 | 0 | 0 |  | 0 |  | 0 |  | 0 | 0 | 0 | 0 | 0 | 0 | 0 | 0 | 0 | 0 | 0 | 0 | 0 | 0
2059 | 0 |  | 0 |  | 0 |  | 1751 | 0 | 0 |  | 14008 | 0 | 0 |  | 1238.7328 | 0 |  |  | 2059 | 0 | ; | 0 | 0 | 0 | 0 | 0 |  | 0 |  | 0 | 0 | 0 | 0 | 0 | 0 | 0 | 0 | 0 | 0 | 0 | 0 | 0 | 0 | 0 | 0 |  | 0 |  | 0 |  | 0 |  | 0 |  | 0 |  | 0 | 0 | 0 | 0 | 0 | 0 | 0 | 0 | 0 | 0 | 0 | 0 | 0 | 0 | 0 | 2059 | 0 | ; | 0 |  | 0 |  | 0 | 0 | 0 | 0 | 0 | 0 | 0 | 0 | 0 | 0 | 0 | 0 | 0 | 0 |  | 0 | 0 |  | 0 |  | 0 |  | 0 | 0 | 0 | 0 | 0 | 0 |  | 0 |  | 0 |  | 0 | 0 | 0 | 0 | 0 | 0 | 0 | 0 | 0 | 0 | 0 | 0 | 0 | 0
2060 | 0 |  | 0 |  | 0 |  | 1751 | 0 | 0 |  | 14008 | 0 | 0 |  | 1238.7328 | 0 |  |  | 2060 | 0 | ; | 0 | 0 | 0 | 0 | 0 |  | 0 |  | 0 | 0 | 0 | 0 | 0 | 0 | 0 | 0 | 0 | 0 | 0 | 0 | 0 | 0 | 0 | 0 |  | 0 |  | 0 |  | 0 |  | 0 |  | 0 |  | 0 | 0 | 0 | 0 | 0 | 0 | 0 | 0 | 0 | 0 | 0 | 0 | 0 | 0 | 0 | 2060 | 0 | ; | 0 |  | 0 |  | 0 | 0 | 0 | 0 | 0 | 0 | 0 | 0 | 0 | 0 | 0 | 0 | 0 | 0 |  | 0 | 0 |  | 0 |  | 0 |  | 0 | 0 | 0 | 0 | 0 | 0 |  | 0 |  | 0 |  | 0 | 0 | 0 | 0 | 0 | 0 | 0 | 0 | 0 | 0 | 0 | 0 | 0 | 0
2061 | 0 |  | 0 |  | 0 |  | 1751 | 0 | 0 |  | 14883.5 | 875.5 | 1 | 1 Filler; | 1238.7328 | 0 |  | 1 Filler; | 2061 | 0 | ; | 0 | 0 | 0 | 0 | 0 |  | 0 |  | 0 | 0 | 0 | 0 | 0 | 0 | 0 | 0 | 0 | 0 | 0 | 0 | 0 | 0 | 0 | 0 |  | 0 |  | 0 |  | 0 |  | 0 |  | 0 |  | 0 | 0 | 0 | 0 | 0 | 0 | 0 | 0 | 0 | 0 | 0 | 0 | 0 | 0 | 0 | 2061 | 0 | ; | 0 |  | 0 |  | 0 | 0 | 0 | 0 | 0 | 0 | 0 | 0 | 0 | 0 | 0 | 0 | 0 | 0 |  | 0 | 0 |  | 0 |  | 0 |  | 0 | 0 | 0 | 0 | 0 | 0 |  | 0 |  | 0 |  | 0 | 0 | 0 | 0 | 0 | 0 | 0 | 0 | 0 | 0 | 0 | 0 | 0 | 0
2062 | 0 |  | 0 |  | 0 |  | 1751 | 0 | 0 |  | 14883.5 | 0 | 0 |  | 1238.7328 | 0 |  |  | 2062 | 0 | ; | 0 | 0 | 0 | 0 | 0 |  | 0 |  | 0 | 0 | 0 | 0 | 0 | 0 | 0 | 0 | 0 | 0 | 0 | 0 | 0 | 0 | 0 | 0 |  | 0 |  | 0 |  | 0 |  | 0 |  | 0 |  | 0 | 0 | 0 | 0 | 0 | 0 | 0 | 0 | 0 | 0 | 0 | 0 | 0 | 0 | 0 | 2062 | 0 | ; | 0 |  | 0 |  | 0 | 0 | 0 | 0 | 0 | 0 | 0 | 0 | 0 | 0 | 0 | 0 | 0 | 0 |  | 0 | 0 |  | 0 |  | 0 |  | 0 | 0 | 0 | 0 | 0 | 0 |  | 0 |  | 0 |  | 0 | 0 | 0 | 0 | 0 | 0 | 0 | 0 | 0 | 0 | 0 | 0 | 0 | 0
2063 | 0 |  | 0 |  | 0 |  | 1751 | 0 | 0 |  | 15759 | 875.5 | 1 | 1 Filler; | 1238.7328 | 0 |  | 1 Filler; | 2063 | 0 | ; | 0 | 0 | 0 | 0 | 0 |  | 0 |  | 0 | 0 | 0 | 0 | 0 | 0 | 0 | 0 | 0 | 0 | 0 | 0 | 0 | 0 | 0 | 0 |  | 0 |  | 0 |  | 0 |  | 0 |  | 0 |  | 0 | 0 | 0 | 0 | 0 | 0 | 0 | 0 | 0 | 0 | 0 | 0 | 0 | 0 | 0 | 2063 | 0 | ; | 0 |  | 0 |  | 0 | 0 | 0 | 0 | 0 | 0 | 0 | 0 | 0 | 0 | 0 | 0 | 0 | 0 |  | 0 | 0 |  | 0 |  | 0 |  | 0 | 0 | 0 | 0 | 0 | 0 |  | 0 |  | 0 |  | 0 | 0 | 0 | 0 | 0 | 0 | 0 | 0 | 0 | 0 | 0 | 0 | 0 | 0
2064 | 0 |  | 0 |  | 0 |  | 1751 | 0 | 0 |  | 15759 | 0 | 0 |  | 1238.7328 | 0 |  |  | 2064 | 0 | ; | 0 | 0 | 0 | 0 | 0 |  | 0 |  | 0 | 0 | 0 | 0 | 0 | 0 | 0 | 0 | 0 | 0 | 0 | 0 | 0 | 0 | 0 | 0 |  | 0 |  | 0 |  | 0 |  | 0 |  | 0 |  | 0 | 0 | 0 | 0 | 0 | 0 | 0 | 0 | 0 | 0 | 0 | 0 | 0 | 0 | 0 | 2064 | 0 | ; | 0 |  | 0 |  | 0 | 0 | 0 | 0 | 0 | 0 | 0 | 0 | 0 | 0 | 0 | 0 | 0 | 0 |  | 0 | 0 |  | 0 |  | 0 |  | 0 | 0 | 0 | 0 | 0 | 0 |  | 0 |  | 0 |  | 0 | 0 | 0 | 0 | 0 | 0 | 0 | 0 | 0 | 0 | 0 | 0 | 0 | 0
2065 | 0 |  | 0 |  | 0 |  | 1751 | 0 | 0 |  | 16634.5 | 875.5 | 1 | 1 Filler; | 1238.7328 | 0 |  | 1 Filler; | 2065 | 0 | ; | 0 | 0 | 0 | 0 | 0 |  | 0 |  | 0 | 0 | 0 | 0 | 0 | 0 | 0 | 0 | 0 | 0 | 0 | 0 | 0 | 0 | 0 | 0 |  | 0 |  | 0 |  | 0 |  | 0 |  | 0 |  | 0 | 0 | 0 | 0 | 0 | 0 | 0 | 0 | 0 | 0 | 0 | 0 | 0 | 0 | 0 | 2065 | 0 | ; | 0 |  | 0 |  | 0 | 0 | 0 | 0 | 0 | 0 | 0 | 0 | 0 | 0 | 0 | 0 | 0 | 0 |  | 0 | 0 |  | 0 |  | 0 |  | 0 | 0 | 0 | 0 | 0 | 0 |  | 0 |  | 0 |  | 0 | 0 | 0 | 0 | 0 | 0 | 0 | 0 | 0 | 0 | 0 | 0 | 0 | 0
2066 | 0 |  | 0 |  | 0 |  | 1751 | 0 | 0 |  | 16634.5 | 0 | 0 |  | 1238.7328 | 0 |  |  | 2066 | 0 | ; | 0 | 0 | 0 | 0 | 0 |  | 0 |  | 0 | 0 | 0 | 0 | 0 | 0 | 0 | 0 | 0 | 0 | 0 | 0 | 0 | 0 | 0 | 0 |  | 0 |  | 0 |  | 0 |  | 0 |  | 0 |  | 0 | 0 | 0 | 0 | 0 | 0 | 0 | 0 | 0 | 0 | 0 | 0 | 0 | 0 | 0 | 2066 | 0 | ; | 0 |  | 0 |  | 0 | 0 | 0 | 0 | 0 | 0 | 0 | 0 | 0 | 0 | 0 | 0 | 0 | 0 |  | 0 | 0 |  | 0 |  | 0 |  | 0 | 0 | 0 | 0 | 0 | 0 |  | 0 |  | 0 |  | 0 | 0 | 0 | 0 | 0 | 0 | 0 | 0 | 0 | 0 | 0 | 0 | 0 | 0

## How to Use
DBCEC 001412
Description of File Layout
"How to Use" tab (highlighted in red) describes the file layout and provides instructions on how to use.
There are four Input tabs highlighted in green, and require input for six different categories. Only the cells highlighted in light green are required input.
Input 1. Load, DSM, Cap Changes tab is used to input the Load Forecast (Section I), DSM plus incremental DSM projections (Section II) and any modifications to the
capacity of FPL's existing units that are not captured in the Input 3. Unit Capabiities-PGD tab. The first column in Section (III) is reserved for short-term unit outages
that are known to occur during the summer/winter peak months such as the 800 MW unit ESP outages.
"Input 2. Unit Additions" tab is used to input known future additions (e.g., PEEC in 2016, NPGU, future solar project, etc). Section IV, also, allows input of solar additions
with corresponding firm capacity value and degradation percent. Future filler additions are automatically added based on the input provided on rows 6 - 12. In order
to calculate these additions, inputs are needed regarding additions of PPA, large filler units, equalizing filler and small filler units. This tab also has an "Easy Button"
that must be pressed once all inputs have been completed.
Input 3. Unit Capabilities-PGD tab is used to input capacity of existing FPL units (Section V). This tab is formatted so that changes in inputs from one year to the next
are highlighted in yellow.
Input 4. Firm Capacity Purchase tab contains the inputs in Section VI. It is used to input all firm capacity from QFs, existing or future PPA contracts. This tab is
formatted so that changes in inputs from one year to the next are highlighted in yellow.
All output tabs (highlighted in blue) require no inputs and are protected.
Description of current output files …
How to Use
1. Input/update data in the four input tabs only in the green highlighted cells, as necessary.
2. Press the Easy Button on the Input 2. Unit Additions tab.

## Update Log
DBCEC 001413
Reserve Margin Update Log
| Date | Person | Change
16 | 2017-02-16 | DI | Updated unit capabilities based on latest IRP Unit Capability Issue on 2/16/2017; FCV of solar at 54%
15 | 2016-12-13 | DI | Updated DSM and unit capabilities (also, changed start year to 2017)
14 | 2016-12-06 | DI | Updated load forecast and no SJRPP
13 | 2016-07-28 | DI | Updated equalizing filler & small filler addition logic to work for situations were units are added after equalizing filler (such as TP 6 & 7)
12 | 2016-07-25 | DI | Updated TP 6 & 7 delay to 2031 and 2032, added 60 MW of ECOGEN with firm capacity in 2021 and updated OCEC capacity by 2022 of 1,747 MW
11 | 2016-05-11 | DI | Changes from 2016 TYSP: 1) ICL retires after the summer of 2019; 2) ECOGEN does not come on-line; and, 3) TP 6 & 7 are delayed to 2030 and 2031
10 | 2016-04-13 | DI | Added a tab with TYSP Schedule 7.1 extended beyond ten years
9 | 3/15/2016 | DI | Updated the capacity of the Greenfield CC from 1,633 MW to 1,622 MW
8 | 2016-03-01 | DI | Updated 2025 DSM values (per A. Sharma's email on March 1)
7 | 2016-02-26 | DI | Updated the dates for upgrades (20 MW) of Turkey Point 3 & 4; Per Alan Katz, scheduled for Fall 2018 (Unit 3) and Spring 2019 (Unit 4)
6 | 2016-02-17 | JE | Updated resource plan to show 2016 TYSP resource plan - 300 MW of solar in 2020 and a 3x1 CC in 2024
5 | 2016-02-15 | DI | Updated the calculation for EGEAS reserve margin based on 10% GRM; Deleted the "Calculation" button and macro
4 | 2016-02-10 | DI | Ft. Myers GT retired December 31, 2016; therefore 594 MWs (54*11 MW) available for summer 2016 since GT #8 has already been retired
3 | 2016-02-09 | DI | Added an 100 MW Native load sale to TECO in 2016 (this is modeled under Section IV in "Input 4. Firm Purchase-Sale" tab)
2 | 2016-02-08 | DI | Updated DSM assumptions through 2030 (added additional columns for input of DSM assumptions)
Updated firm purchases: 1) removed Broward North, and 2) SJRPP Purchase available for summer 2019
Updated Greenfield filler capacity to 1,633 MW and small filler capacity to 817 MW
Updated Output 3. TYSP Table I.B.1 by removing excess rows under Cogeneration Small Power Production Facilities
1 | 2016-01-20 | DI | Updated model to begin in 2016
Updated 2016 DSM values (only) per A. Sharma

## Input 1. Load, DSM, Cap Changes
DBCEC 001414
Assumptions after TYSP Meeting (no SJRPP by summer 2019); Solar FCV and 7FA CC Capacity Updates | [13 empty] | New Load Forecast with latest assumptions RM Spreadsheet upgrade test
|  |  |  | Title Description = | Assumptions after TYSP Meeting (no SJRPP by summer 2019); Solar FCV and 7FA CC Capacity Updates | [13 empty] | Descriptive Title = | Assumptions after TYSP Meeting (no SJRPP by summer 2019); Solar FCV and 7FA CC Capacity Updates
|  |  |  | Start Year = | 2017 | [13 empty] | Start Year = | 2017
|  |  |  | End Year = | 2050 | [13 empty] | End Year = | 2050
|  |  |  | Reserve Margin Criterion = | 20% | [13 empty] | Reserve Margin Criterion = | 20%
|  |  |  | Reserve Margin Criterion (Gen. Only) = | 10% | [5 empty] | Start Year of Gen Only RM Criterion = | 2019 | [6 empty] | Reserve Margin Criterion (Gen. Only) = | 10%
I. Load Forecast and Sales Forecast |  |  |  | II. DSM | [5 empty] | III. Existing FPL Capacity Modifications NOT CAPTURED in "Unit Capabilities PGD tab" |  |  |  | I. Load Forecast and Sales Forecast |  |  |  |  | II. DSM |  |  | III. Capacity Modifications (e.g., CT or nuclear uprates, retirements, outages, etc.); Negative values indicates loss of capacity
NOTE: First column is reserved for "Short Term Unit Outages (MW)" only. Negative value indicates loss of capacity.
SUMMER |  |  |  | SUMMER | [5 empty] | SUMMER |  |  |  | WINTER |  |  |  |  | WINTER |  |  | WINTER
| 2016 December Forecast | Sales Forecast (MW) | Sales Forecast (MW) |  | Conservation DSM at gen (MW) | Load Control DSM at gen (MW) | Incremental DSM 2026-2030 (MW) | Total DSM at gen (MW) | Projected Incremental DSM Year-Year (MW) |  | Short Term Unit Outages (MW) |  | Total (MW) |  | DRAFT "3" Forecast 10/14/14 WITHOUT VERO (MW) | Sales Forecast (MW) | Sales Forecast (MW) |  |  | DSM Capability (MW) | Assumed Additional DSM (MW) |  | Unit Upgrades - CT (MW) | Incremental Units from Wholesale Purchases (e.g.,Vero Units) MW | Units Converted to Syn Condensor | Short Term Unit Outages (MW) | Reitrement of Existing Nuclear (MW) | Other Retirements / Units on Inactive Reserve (MW) | Other (MW) | Other (MW) | Total (MW)
August |  |  |  | August |  | Load Control |  |  |  | August |  |  |  | Jan |  |  |  |  | Jan |  |  | Jan
of the |  |  |  | of the |  | DSM at gen |  |  |  | of the |  |  |  | of the |  |  |  |  | of the |  |  | of the
Year |  |  |  | Year |  | (MW) |  |  |  | Year |  |  |  | Year |  |  |  |  | Year |  |  | Year
2017 | 24008.5867 | 0 | 0 | 2017 | 30.4525 | 1820.7948 | 0 | 1851.2473 | 0 | 2017 | 0 |  | 0 | 2017 | 22768.3999 | 0 | 0 |  | 2017 | 1893.4319 | 98.4098 | 2017 | 38 | 0 | 0 | 0 | 0 | 0 | 0 | 0 | 38
2018 | 24297.1561 | 0 | 0 | 2018 | 55.0543 | 1851.1851 | 0 | 1906.2394 | 54.9921 | 2018 | 0 |  | 0 | 2018 | 23355.5765 | 0 | 0 | 1 | 2018 | 1899.7488 | 157.9386 | 2018 | 123 | 0 | 0 | 0 | 0 | 0 | 0 | 0 | 123
2019 | 24496.3951 | 0 | 0 | 2019 | 80.4225 | 1869.1183 | 0 | 1949.5408 | 43.3014 | 2019 | 0 |  | 0 | 2019 | 23777.7076 | 0 | 0 | 2 | 2019 | 1895.041 | 187.6774 | 2019 | 123 | 0 | 0 | 0 | 0 | -498 | 0 | 0 | -375
2020 | 24605.4355 | 0 | 0 | 2020 | 106.5939 | 1886.9078 | 0 | 1993.5017 | 43.961 | 2020 | 0 |  | 0 | 2020 | 24190.1254 | 0 | 0 | 3 | 2020 | 1890.3682 | 218.8841 | 2020 | 123 | 0 | -392 | 0 | 0 | -498 | 0 | 0 | -767
2021 | 24716.9829 | 0 | 0 | 2021 | 133.5654 | 1904.5529 | 0 | 2038.1183 | 44.6165 | 2021 | 0 |  | 0 | 2021 | 24543.7588 | 0 | 0 | 4 | 2021 | 1885.7293 | 251.3967 | 2021 | 123 | 0 | -392 | 0 | 0 | -498 | 0 | 0 | -767
2022 | 24966.6213 | 0 | 0 | 2022 | 161.3336 | 1922.0529 | 0 | 2083.3865 | 45.2682 | 2022 | 0 |  | 0 | 2022 | 24895.5689 | 0 | 0 | 5 | 2022 | 1881.1231 | 285.7636 | 2022 | 123 | 0 | -392 | 0 | 0 | -498 | 0 | 0 | -767
2023 | 25338.3096 | 0 | 0 | 2023 | 189.905 | 1939.6537 | 0 | 2129.5587 | 46.1723 | 2023 | 0 |  | 0 | 2023 | 25239.3053 | 0 | 0 | 6 | 2023 | 1876.5496 | 320.6839 | 2023 | 123 | 0 | -392 | 0 | 0 | -498 | 0 | 0 | -767
2024 | 25755.6899 | 0 | 0 | 2024 | 219.4126 | 1957.1334 | 0 | 2176.546 | 46.9873 | 2024 | 0 |  | 0 | 2024 | 25438.8452 | 0 | 0 | 7 | 2024 | 1872.0077 | 356.2604 | 2024 | 123 | 0 | -392 | 0 | 0 | -498 | 0 | 0 | -767
2025 | 26137.2704 | 0 | 0 | 2025 | 249.2397 | 1974.4559 | 0 | 2223.6956 | 47.1496 | 2025 | 0 |  | 0 | 2025 | 25907.6411 | 0 | 0 | 8 | 2025 | 1867.4962 | 392.6438 | 2025 | 123 | 0 | -392 | 0 | 0 | -498 | 0 | 0 | -767
2026 | 26551.8035 | 0 | 0 | 2026 | 279.0667 | 1991.6219 | 0 | 2270.6886 | 46.9929 | 2026 | 0 |  | 0 | 2026 | 26528.2942 | 0 | 0 | 9 | 2026 | 1863.2603 | 429.9727 | 2026 | 123 | 0 | -392 | 0 | 0 | -498 | 0 | 0 | -767
2027 | 26956.2645 | 0 | 0 | 2027 | 308.8937 | 2008.6315 | 0 | 2317.5252 | 46.8367 | 2027 | 0 |  | 0 | 2027 | 27214.2486 | 0 | 0 | 10 | 2027 | 1859.0779 | 468.4615 | 2027 | 123 | 0 | -392 | 0 | 0 | -498 | 0 | 0 | -767
2028 | 27387.495 | 0 | 0 | 2028 | 338.7207 | 2025.4853 | 0 | 2364.206 | 46.6808 | 2028 | 0 |  | 0 | 2028 | 27877.1239 | 0 | 0 | 11 | 2028 | 1854.9123 | 468.4615 | 2028 | 123 | 0 | -392 | 0 | 0 | -498 | 0 | 0 | -767
2029 | 27915.5008 | 0 | 0 | 2029 | 368.5478 | 2042.1846 | 0 | 2410.7323 | 46.5263 | 2029 | 0 |  | 0 | 2029 | 28504.646 | 0 | 0 | 12 | 2029 | 1850.7636 | 468.4615 | 2029 | 123 | 0 | -392 | 0 | 0 | -498 | 0 | 0 | -767
2030 | 28421.7851 | 0 | 0 | 2030 | 398.3748 | 2058.7299 | 0 | 2457.1047 | 46.3724 | 2030 | 0 |  | 0 | 2030 | 29134.6314 | 0 | 0 | 13 | 2030 | 1850.7636 | 468.4615 | 2030 | 123 | 0 | -392 | 0 | 0 | -498 | 0 | 0 | -767
2031 | 28907.2261 | 0 | 0 | 2031 | 398.3748 | 2058.7299 | 0 | 2457.1047 | 0 | 2031 | 0 |  | 0 | 2031 | 29731.1329 | 0 | 0 | 14 | 2031 | 1850.7636 | 468.4615 | 2031 | 123 | 0 | -392 | 0 | 0 | -498 | 0 | 0 | -767
2032 | 29393.563 | 0 | 0 | 2032 | 398.3748 | 2058.7299 | 0 | 2457.1047 | 0 | 2032 | 0 |  | 0 | 2032 | 30260.6981 | 0 | 0 | 15 | 2032 | 1850.7636 | 468.4615 | 2032 | 123 | 0 | -392 | 0 | 0 | -498 | 0 | 0 | -767
2033 | 29860.7618 | 0 | 0 | 2033 | 398.3748 | 2058.7299 | 0 | 2457.1047 | 0 | 2033 | 0 |  | 0 | 2033 | 30785.51 | 0 | 0 | 16 | 2033 | 1850.7636 | 468.4615 | 2033 | 123 | 0 | -392 | 0 | -811 | -498 | 0 | 0 | -1578
2034 | 30307.1116 | 0 | 0 | 2034 | 398.3748 | 2058.7299 | 0 | 2457.1047 | 0 | 2034 | 0 |  | 0 | 2034 | 31332.208 | 0 | 0 | 17 | 2034 | 1850.7636 | 468.4615 | 2034 | 123 | 0 | -392 | 0 | -1632 | -498 | 0 | 0 | -2399
2035 | 30760.6531 | 0 | 0 | 2035 | 398.3748 | 2058.7299 | 0 | 2457.1047 | 0 | 2035 | 0 |  | 0 | 2035 | 31881.4572 | 0 | 0 | 18 | 2035 | 1850.7636 | 468.4615 | 2035 | 123 | 0 | -392 | 0 | -1632 | -498 | 0 | 0 | -2399
2036 | 31207.3738 | 0 | 0 | 2036 | 398.3748 | 2058.7299 | 0 | 2457.1047 | 0 | 2036 | 0 |  | 0 | 2036 | 32402.8578 | 0 | 0 | 19 | 2036 | 1850.7636 | 468.4615 | 2036 | 123 | 0 | -392 | 0 | -1632 | -498 | 0 | 0 | -2399
2037 | 31634.1822 | 0 | 0 | 2037 | 398.3748 | 2058.7299 | 0 | 2457.1047 | 0 | 2037 | 0 |  | 0 | 2037 | 32928.3325 | 0 | 0 | 20 | 2037 | 1850.7636 | 468.4615 | 2037 | 123 | 0 | -392 | 0 | -2613 | -498 | 0 | 0 | -3380
2038 | 32078.1228 | 0 | 0 | 2038 | 398.3748 | 2058.7299 | 0 | 2457.1047 | 0 | 2038 | 0 |  | 0 | 2038 | 33444.1233 | 0 | 0 | 21 | 2038 | 1850.7636 | 468.4615 | 2038 | 123 | 0 | -392 | 0 | -2613 | -498 | 0 | 0 | -3380
2039 | 32519.7974 | 0 | 0 | 2039 | 398.3748 | 2058.7299 | 0 | 2457.1047 | 0 | 2039 | 0 |  | 0 | 2039 | 33942.4433 | 0 | 0 | 22 | 2039 | 1850.7636 | 468.4615 | 2039 | 123 | 0 | -392 | 0 | -2613 | -498 | 0 | 0 | -3380
2040 | 32953.4096 | 0 | 0 | 2040 | 398.3748 | 2058.7299 | 0 | 2457.1047 | 0 | 2040 | 0 |  | 0 | 2040 | 34413.4745 | 0 | 0 | 23 | 2040 | 1850.7636 | 468.4615 | 2040 | 123 | 0 | -392 | 0 | -2613 | -498 | 0 | 0 | -3380
2041 | 33292.3604 | 0 | 0 | 2041 | 398.3748 | 2058.7299 | 0 | 2457.1047 | 0 | 2041 | 0 |  | 0 | 2041 | 34927.6239 | 0 | 0 | 24 | 2041 | 1850.7636 | 468.4615 | 2041 | 123 | 0 | -392 | 0 | -2613 | -498 | 0 | 0 | -3380
2042 | 33632.0248 | 0 | 0 | 2042 | 398.3748 | 2058.7299 | 0 | 2457.1047 | 0 | 2042 | 0 |  | 0 | 2042 | 35445.3868 | 0 | 0 | 25 | 2042 | 1850.7636 | 468.4615 | 2042 | 123 | 0 | -392 | 0 | -2613 | -498 | 0 | 0 | -3380
2043 | 33972.4109 | 0 | 0 | 2043 | 398.3748 | 2058.7299 | 0 | 2457.1047 | 0 | 2043 | 0 |  | 0 | 2043 | 35956.6479 | 0 | 0 | 26 | 2043 | 1850.7636 | 468.4615 | 2043 | 123 | 0 | -392 | 0 | -2613 | -498 | 0 | 0 | -3380
2044 | 34313.5269 | 0 | 0 | 2044 | 398.3748 | 2058.7299 | 0 | 2457.1047 | 0 | 2044 | 0 |  | 0 | 2044 | 36301.7011 | 0 | 0 | 27 | 2044 | 1850.7636 | 468.4615 | 2044 | 123 | 0 | -392 | 0 | -3453 | -498 | 0 | 0 | -4220
2045 | 34655.381 | 0 | 0 | 2045 | 398.3748 | 2058.7299 | 0 | 2457.1047 | 0 | 2045 | 0 |  | 0 | 2045 | 36650.0903 | 0 | 0 | 28 | 2045 | 1850.7636 | 468.4615 | 2045 | 123 | 0 | -392 | 0 | -3453 | -498 | 0 | 0 | -4220
2046 | 34997.9819 | 0 | 0 | 2046 | 398.3748 | 2058.7299 | 0 | 2457.1047 | 0 | 2046 | 0 |  | 0 | 2046 | 37001.8537 | 0 | 0 | 29 | 2046 | 1850.7636 | 468.4615 | 2046 | 123 | 0 | -392 | 0 | -3453 | -498 | 0 | 0 | -4220
2047 | 35341.3381 | 0 | 0 | 2047 | 398.3748 | 2058.7299 | 0 | 2457.1047 | 0 | 2047 | 0 |  | 0 | 2047 | 37357.0245 | 0 | 0 | 30 | 2047 | 1850.7636 | 468.4615 | 2047 | 123 | 0 | -392 | 0 | -3453 | -498 | 0 | 0 | -4220
2048 | 35685.4586 | 0 | 0 | 2048 | 398.3748 | 2058.7299 | 0 | 2457.1047 | 0 | 2048 | 0 |  | 0 | 2048 | 37715.6359 | 0 | 0 | 31 | 2048 | 1850.7636 | 468.4615 | 2048 | 123 | 0 | -392 | 0 | -3453 | -498 | 0 | 0 | -4220
2049 | 36030.3524 | 0 | 0 | 2049 | 398.3748 | 2058.7299 | 0 | 2457.1047 | 0 | 2049 | 0 |  | 0 | 2049 | 38077.7214 | 0 | 0 | 32 | 2049 | 1850.7636 | 468.4615 | 2049 | 123 | 0 | -392 | 0 | -3453 | -498 | 0 | 0 | -4220
2050 | 36376.0286 | 0 | 0 | 2050 | 398.3748 | 2058.7299 | 0 | 2457.1047 | 0 | 2050 | 0 |  | 0 | 2050 | 38443.315 | 0 | 0 | 33 | 2050 | 1850.7636 | 468.4615 | 2050 | 123 | 0 | -392 | 0 | -3453 | -498 | 0 | 0 | -4220
2051 | 36718.7584 | 0 | 0 | 2051 | 398.3748 | 2058.7299 | 0 | 2457.1047 | 0 | 2051 | 0 |  | 0 | 2051 | 38812.451 | 0 | 0 | 34 | 2051 | 1850.7636 | 468.4615 | 2051 | 123 | 0 | -392 | 0 | -3453 | -498 | 0 | 0 | -4220
2052 | 37062.2758 | 0 | 0 | 2052 | 398.3748 | 2058.7299 | 0 | 2457.1047 | 0 | 2052 | 0 |  | 0 | 2052 | 39185.1638 | 0 | 0 | 35 | 2052 | 1850.7636 | 468.4615 | 2052 | 123 | 0 | -392 | 0 | -3453 | -498 | 0 | 0 | -4220
2053 | 37406.5908 | 0 | 0 | 2053 | 398.3748 | 2058.7299 | 0 | 2457.1047 | 0 | 2053 | 0 |  | 0 | 2053 | 39561.4883 | 0 | 0 | 36 | 2053 | 1850.7636 | 468.4615 | 2053 | 123 | 0 | -392 | 0 | -3453 | -498 | 0 | 0 | -4220
2054 | 37751.7131 | 0 | 0 | 2054 | 398.3748 | 2058.7299 | 0 | 2457.1047 | 0 | 2054 | 0 |  | 0 | 2054 | 39941.4598 | 0 | 0 | 37 | 2054 | 1850.7636 | 468.4615 | 2054 | 123 | 0 | -392 | 0 | -3453 | -498 | 0 | 0 | -4220
2055 | 38097.6529 | 0 | 0 | 2055 | 398.3748 | 2058.7299 | 0 | 2457.1047 | 0 | 2055 | 0 |  | 0 | 2055 | 40325.1139 | 0 | 0 | 38 | 2055 | 1850.7636 | 468.4615 | 2055 | 123 | 0 | -392 | 0 | -3453 | -498 | 0 | 0 | -4220
2056 | 38444.4205 | 0 | 0 | 2056 | 398.3748 | 2058.7299 | 0 | 2457.1047 | 0 | 2056 | 0 |  | 0 | 2056 | 40704.5439 | 0 | 0 | 39 | 2056 | 1850.7636 | 468.4615 | 2056 | 123 | 0 | -392 | 0 | -3453 | -498 | 0 | 0 | -4220
2057 | 38792.0264 | 0 | 0 | 2057 | 398.3748 | 2058.7299 | 0 | 2457.1047 | 0 | 2057 | 0 |  | 0 | 2057 | 41087.6691 | 0 | 0 | 40 | 2057 | 1850.7636 | 468.4615 | 2057 | 123 | 0 | -392 | 0 | -3453 | -498 | 0 | 0 | -4220
2058 | 39140.4814 | 0 | 0 | 2058 | 398.3748 | 2058.7299 | 0 | 2457.1047 | 0 | 2058 | 0 |  | 0 | 2058 | 41474.5256 | 0 | 0 | 41 | 2058 | 1850.7636 | 468.4615 | 2058 | 123 | 0 | -392 | 0 | -3453 | -498 | 0 | 0 | -4220
2059 | 39489.7963 | 0 | 0 | 2059 | 398.3748 | 2058.7299 | 0 | 2457.1047 | 0 | 2059 | 0 |  | 0 | 2059 | 41865.1499 | 0 | 0 | 42 | 2059 | 1850.7636 | 468.4615 | 2059 | 123 | 0 | -392 | 0 | -3453 | -498 | 0 | 0 | -4220
2060 | 39839.9824 | 0 | 0 | 2060 | 398.3748 | 2058.7299 | 0 | 2457.1047 | 0 | 2060 | 0 |  | 0 | 2060 | 42259.5789 | 0 | 0 | 43 | 2060 | 1850.7636 | 468.4615 | 2060 | 123 | 0 | -392 | 0 | -3453 | -498 | 0 | 0 | -4220
2061 | 40191.051 | 0 | 0 | 2061 | 398.3748 | 2058.7299 | 0 | 2457.1047 | 0 | 2061 | 0 |  | 0 | 2061 | 42657.8498 | 0 | 0 | 44 | 2061 | 1850.7636 | 468.4615 | 2061 | 123 | 0 | -392 | 0 | -3453 | -498 | 0 | 0 | -4220
2062 | 40543.0138 | 0 | 0 | 2062 | 398.3748 | 2058.7299 | 0 | 2457.1047 | 0 | 2062 | 0 |  | 0 | 2062 | 43060.0003 | 0 | 0 | 45 | 2062 | 1850.7636 | 468.4615 | 2062 | 123 | 0 | -392 | 0 | -3453 | -498 | 0 | 0 | -4220
2063 | 40895.8825 | 0 | 0 | 2063 | 398.3748 | 2058.7299 | 0 | 2457.1047 | 0 | 2063 | 0 |  | 0 | 2063 | 43466.0683 | 0 | 0 | 46 | 2063 | 1850.7636 | 468.4615 | 2063 | 123 | 0 | -392 | 0 | -3453 | -498 | 0 | 0 | -4220
2064 | 41251.8225 | 0 | 0 | 2064 | 398.3748 | 2058.7299 | 0 | 2457.1047 | 0 | 2064 | 0 |  | 0
2065 | 41610.8604 | 0 | 0 | 2065 | 398.3748 | 2058.7299 | 0 | 2457.1047 | 0 | 2065 | 0 |  | 0
2066 | 41973.0232 | 0 | 0 | 2066 | 398.3748 | 2058.7299 | 0 | 2457.1047 | 0 | 2066 | 0 |  | 0

## Input 2. Unit Additions
DBCEC 001415
Assumptions after TYSP Meeting (no SJRPP by summer 2019); Solar FCV and 7FA CC Capacity Updates
SUMMER
[5 empty] | Solar Degradation = | 0.3%
|  | PPA Data Input: |  |  | Add Short-Term PPA up to Need Amount = | 350 |  |  |  |  | Add PPA (as only option available) up to the need prior to = | 2022
|  | Large Filler Input: | Start Year = | 2023 | End Year = | 2032 |  |  |  |  | Summer Capacity (MW) = | 1751
|  | Equalizing Filler Input: |  |  | Do you want to add an Equalizing Filler (Yes/No) = | Yes |  | Year of Equalizing Filler = | 2033
|  | Small Filler Input: | Start Year = | 2034 | [6 empty] | Summer Capacity (MW) = | 875.5
IV. New Capacity Additions
| Nameplate AC Solar Addition (MW) | Firm Capacity Value | Description of Unit Additions | New Unit Additions (MW) | Short Term PPA (MW) | Large Filler (e.g., 3x1 J CC) Additions (MW) | Small Filler (e.g., 1/2 the size of 3x1 J CC) Additions (MW) | Equalizing Filler (MW) | Total (MW) |  | Reserve Margin Criterion 20 % | MW Needed to Meet Reserve Margin | Reserve Margin Generation Only Criterion 10 % | MW Needed to Meet Generation Only Reserve Margin | Reserve Margin Check |  | Short Term PPA (MW) | Large Filler (e.g., 3x1 J CC) Additions (MW) | Small Filler (e.g., 1/2 the size of 3x1 J CC) Additions (MW) | Equalizing Filler (MW) | Total (MW)
August |  |  |  | New Unit | [5 empty] | Aug | [5 empty] | August
of the |  |  |  | Additions | [5 empty] | of the | [5 empty] | of the
Year |  |  |  | (MW) | [5 empty] | Year | [5 empty] | Year
2017 | 223.5 | 52% | FM 2CT; PFL 5CT | 1617 | 0 | 0 | 0 | 0 | 1733.22 | 2017 | 21.33% | -295.1456 |  |  | OK | 2017 | 0 | 0 | 0 | 0 | 1733.22
2018 | 596 | 54% |  |  | 0 | 0 | 0 | 0 | 2054.7113 | 2018 | 21.4% | -313.2491 |  |  | OK | 2018 | 0 | 0 | 0 | 0 | 2054.7113
2019 |  |  | OCEC | 1748 | 0 | 0 | 0 | 0 | 3801.3982 | 2019 | 24.23% | -952.7163 | 14.34% | -1062.9069 | OK | 2019 | 0 | 0 | 0 | 0 | 3801.3982
2020 | 298 | 54% |  |  | 0 | 0 | 0 | 0 | 3961.009 | 2020 | 21.32% | -299.1379 | 11.49% | -367.4794 | OK | 2020 | 0 | 0 | 0 | 0 | 3961.009
2021 | 298 | 54% |  |  | 0 | 0 | 0 | 0 | 4120.141 | 2021 | 21.67% | -377.8596 | 11.63% | -403.8159 | OK | 2021 | 0 | 0 | 0 | 0 | 4120.141
2022 | 298 | 54% |  |  | 0 | 0 | 0 | 0 | 4278.7956 | 2022 | 21.66% | -379.1772 | 11.51% | -375.7756 | OK | 2022 | 0 | 0 | 0 | 0 | 4278.7956
2023 | 298 | 54% | Lauderdale CC | 1163 | 0 | 0 | 0 | 0 | 5599.9742 | 2023 | 26.01% | -1395.6446 | 15.42% | -1374.0051 | OK | 2023 | 0 | 0 | 0 | 0 | 5599.9742
2024 | 298 | 54% |  |  | 0 | 0 | 0 | 0 | 5757.6783 | 2024 | 24.7% | -1108.7856 | 14.16% | -1072.4994 | OK | 2024 | 0 | 0 | 0 | 0 | 5757.6783
2025 |  |  |  |  | 0 | 0 | 0 | 0 | 5753.9892 | 2025 | 22.94% | -703.6885 | 12.48% | -648.9808 | OK | 2025 | 0 | 0 | 0 | 0 | 5753.9892
2026 |  |  |  |  | 0 | 0 | 0 | 0 | 5750.3112 | 2026 | 21.07% | -258.8721 | 10.71% | -189.2262 | OK | 2026 | 0 | 0 | 0 | 0 | 5750.3112
2027 |  |  |  |  | 263 | 0 | 0 | 0 | 6009.6443 | 2027 | 20.35% | -85.4663 | 10% | -0.062457 | OK | 2027 | 0 | 0 | 0 | 0 | 6009.6443
2028 |  |  |  |  | 0 | 1751 | 0 | 0 | 7493.9884 | 2028 | 24.43% | -1108.2616 | 13.69% | -1009.9639 | OK | 2028 | 0 | 0 | 0 | 0 | 7493.9884
2029 |  |  |  |  | 0 | 1751 | 0 | 0 | 7490.3434 | 2029 | 22.07% | -526.7527 | 11.52% | -425.424 | OK | 2029 | 0 | 0 | 0 | 0 | 7490.3434
2030 |  |  |  |  | 136 | 1751 | 0 | 0 | 7622.7094 | 2030 | 20.41% | -107.1364 | 10% | -0.78927 | OK | 2030 | 0 | 0 | 0 | 0 | 7622.7094
2031 |  |  | TP 6 | 1100 | 0 | 1751 | 0 | 0 | 8583.0863 | 2031 | 21.83% | -484.8967 | 11.48% | -427.0936 | OK | 2031 | 0 | 0 | 0 | 0 | 8583.0863
2032 |  |  | TP 7 | 1100 | 0 | 1751 | 0 | 0 | 9679.474 | 2032 | 20.62% | -166.5934 | 10.54% | -157.424 | OK | 2032 | 0 | 0 | 0 | 0 | 9679.474
2033 |  |  |  |  | 0 | 1751 | 0 | 1238.7328 | 10914.6054 | 2033 | 20% | 0 | 10.13% | -37.5505 | OK | 2033 | 0 | 0 | 0 | 0 | 10914.6054
2034 |  |  |  |  | 0 | 1751 | 875.5 | 1238.7328 | 11786.5148 | 2034 | 20.81% | -226.2039 | 11.02% | -308.3894 | OK | 2034 | 0 | 0 | 0 | 0 | 11786.5148
2035 |  |  |  |  | 0 | 1751 | 1751 | 1238.7328 | 12658.4349 | 2035 | 21.96% | -553.7891 | 12.21% | -681.3287 | OK | 2035 | 0 | 0 | 0 | 0 | 12658.4349
2036 |  |  |  |  | 0 | 1751 | 3502 | 1238.7328 | 14405.8658 | 2036 | 22.73% | -784.0706 | 13.06% | -956.2823 | OK | 2036 | 0 | 0 | 0 | 0 | 14405.8658
2037 |  |  |  |  | 0 | 1751 | 3502 | 1238.7328 | 14402.3074 | 2037 | 20.92% | -268.2581 | 11.53% | -483.1506 | OK | 2037 | 0 | 0 | 0 | 0 | 14402.3074
2038 |  |  |  |  | 0 | 1751 | 4377.5 | 1238.7328 | 15274.2597 | 2038 | 22.05% | -607.3981 | 12.7% | -866.6847 | OK | 2038 | 0 | 0 | 0 | 0 | 15274.2597
2039 |  |  |  |  | 0 | 1751 | 4377.5 | 1238.7328 | 15270.7226 | 2039 | 20.25% | -73.7686 | 11.16% | -377.2227 | OK | 2039 | 0 | 0 | 0 | 0 | 15270.7226
2040 |  |  |  |  | 0 | 1751 | 5253 | 1238.7328 | 16142.6962 | 2040 | 21.39% | -425.3251 | 12.34% | -772.1404 | OK | 2040 | 0 | 0 | 0 | 0 | 16142.6962
2041 |  |  |  |  | 0 | 1751 | 5253 | 1238.7328 | 16139.1803 | 2041 | 20.05% | -14.9864 | 11.19% | -395.6968 | OK | 2041 | 0 | 0 | 0 | 0 | 16139.1803
2042 |  |  |  |  | 0 | 1751 | 6128.5 | 1238.7328 | 17011.1749 | 2042 | 21.54% | -479.3024 | 12.66% | -893.9792 | OK | 2042 | 0 | 0 | 0 | 0 | 17011.1749
2043 |  |  |  |  | 0 | 1751 | 7004 | 1238.7328 | 17883.1801 | 2043 | 20.33% | -102.7635 | 11.62% | -551.4789 | OK | 2043 | 0 | 0 | 0 | 0 | 17883.1801
2044 |  |  |  |  | 0 | 1751 | 7879.5 | 1238.7328 | 18755.1958 | 2044 | 21.77% | -565.3597 | 13.05% | -1048.1867 | OK | 2044 | 0 | 0 | 0 | 0 | 18755.1958
2045 |  |  |  |  | 0 | 1751 | 7879.5 | 1238.7328 | 18751.7219 | 2045 | 20.47% | -151.5811 | 11.93% | -668.5935 | OK | 2045 | 0 | 0 | 0 | 0 | 18751.7219
2046 |  |  |  |  | 0 | 1751 | 8755 | 1238.7328 | 19623.7584 | 2046 | 21.88% | -612.4174 | 13.33% | -1163.6899 | OK | 2046 | 0 | 0 | 0 | 0 | 19623.7584
2047 |  |  |  |  | 0 | 1751 | 8755 | 1238.7328 | 19620.3053 | 2047 | 20.6% | -196.858 | 12.21% | -782.4662 | OK | 2047 | 0 | 0 | 0 | 0 | 19620.3053
2048 |  |  |  |  | 0 | 1751 | 9630.5 | 1238.7328 | 20492.3626 | 2048 | 21.97% | -655.8925 | 13.58% | -1275.9127 | OK | 2048 | 0 | 0 | 0 | 0 | 20492.3626
2049 |  |  |  |  | 0 | 1751 | 9630.5 | 1238.7328 | 20488.9302 | 2049 | 20.71% | -238.5099 | 12.48% | -893.0195 | OK | 2049 | 0 | 0 | 0 | 0 | 20488.9302
2050 |  |  |  |  | 0 | 1751 | 10506 | 1238.7328 | 21361.0081 | 2050 | 22.05% | -695.6991 | 13.81% | -1384.7763 | OK | 2050 | 0 | 0 | 0 | 0 | 21361.0081
2051 |  |  |  |  | 0 | 1751 | 10506 | 1238.7328 | 21357.5963 | 2051 | 20.82% | -280.9349 | 12.74% | -1004.2851 | OK | 2051 | 0 | 0 | 0 | 0 | 21357.5963
2052 |  |  |  |  | 0 | 1751 | 11381.5 | 1238.7328 | 22229.6947 | 2052 | 22.14% | -740.7362 | 14.04% | -1498.4381 | OK | 2052 | 0 | 0 | 0 | 0 | 22229.6947
2053 |  |  |  |  | 0 | 1751 | 11381.5 | 1238.7328 | 22226.3033 | 2053 | 20.93% | -324.0911 | 12.98% | -1116.2245 | OK | 2053 | 0 | 0 | 0 | 0 | 22226.3033
2054 |  |  |  |  | 0 | 1751 | 12257 | 1238.7328 | 23098.4221 | 2054 | 22.22% | -781.9879 | 14.26% | -1608.6336 | OK | 2054 | 0 | 0 | 0 | 0 | 23098.4221
2055 |  |  |  |  | 0 | 1751 | 12257 | 1238.7328 | 23095.051 | 2055 | 21.02% | -363.4144 | 13.21% | -1224.654 | OK | 2055 | 0 | 0 | 0 | 0 | 23095.051
2056 |  |  |  |  | 0 | 1751 | 13132.5 | 1238.7328 | 23967.1901 | 2056 | 22.28% | -819.3581 | 14.46% | -1715.2744 | OK | 2056 | 0 | 0 | 0 | 0 | 23967.1901
2057 |  |  |  |  | 0 | 1751 | 13132.5 | 1238.7328 | 23963.8392 | 2057 | 21.1% | -398.8063 | 13.43% | -1329.4833 | OK | 2057 | 0 | 0 | 0 | 0 | 23963.8392
2058 |  |  |  |  | 0 | 1751 | 14008 | 1238.7328 | 24835.9984 | 2058 | 22.32% | -852.7463 | 14.65% | -1818.2687 | OK | 2058 | 0 | 0 | 0 | 0 | 24835.9984
2059 |  |  |  |  | 0 | 1751 | 14008 | 1238.7328 | 24832.6676 | 2059 | 21.16% | -430.1648 | 13.62% | -1430.6187 | OK | 2059 | 0 | 0 | 0 | 0 | 24832.6676
2060 |  |  |  |  | 0 | 1751 | 14008 | 1238.7328 | 24829.3468 | 2060 | 20.02% | -6.5483 | 12.62% | -1042.0209 | OK | 2060 | 0 | 0 | 0 | 0 | 24829.3468
2061 |  |  |  |  | 0 | 1751 | 14883.5 | 1238.7328 | 25701.536 | 2061 | 21.21% | -457.3833 | 13.8% | -1527.9627 | OK | 2061 | 0 | 0 | 0 | 0 | 25701.536
2062 |  |  |  |  | 0 | 1751 | 14883.5 | 1238.7328 | 25698.235 | 2062 | 20.08% | -31.6557 | 12.81% | -1137.4314 | OK | 2062 | 0 | 0 | 0 | 0 | 25698.235
2063 |  |  |  |  | 0 | 1751 | 15759 | 1238.7328 | 26570.444 | 2063 | 21.25% | -480.3513 | 13.96% | -1621.4138 | OK | 2063 | 0 | 0 | 0 | 0 | 26570.444
2064 |  |  |  |  | 0 | 1751 | 15759 | 1238.7328 | 26567.1629 | 2064 | 20.13% | -49.8717 | 12.97% | -1226.5283 | OK | 2064 | 0 | 0 | 0 | 0 | 26567.1629
2065 |  |  |  |  | 0 | 1751 | 16634.5 | 1238.7328 | 27439.3916 | 2065 | 21.25% | -491.1849 | 14.09% | -1703.7453 | OK | 2065 | 0 | 0 | 0 | 0 | 27439.3916
2066 |  |  |  |  | 0 | 1751 | 16634.5 | 1238.7328 | 27436.1301 | 2066 | 20.13% | -53.2585 | 13.1% | -1302.0352 | OK | 2066 | 0 | 0 | 0 | 0 | 27436.1301
Easy Button

## Input 3. Unit Capabilities-PGD
DBCEC 001416
Assumptions after TYSP Meeting (no SJRPP by summer 2019); Solar FCV and 7FA CC Capacity Updates
V. Existing Unit Capability |  |  |  |  | Indicates change in capacity from one year to the next | [23 empty] | Indicates change in capacity from one year to the next
SUMMER
| Unit Name | CCEC | FM 2 CC | FM 3A&3B CT | FM GT | FL 4 | FL 5 | FL GT | ICL | MT 1 | MT 2 | MT 3 | MR 1 | MR 2 | MR 3 | MR 4 | MR 8 | PEEC | RBEC | SN 4 | SN 5 | Scherer | SJRPP 1 | SJRPP 2 | SL 1 | SL 2 | TP 3 | TP 4 | TP 5 | WCEC 1 | WCEC 2 | WCEC 3 | DeSoto Solar | Space Coast Solar | Blank 1 | Blank 2 | Blank 3 | Blank 4 | Blank 5 | Blank 6 | Blank 7 | Blank 8 | Blank 9
Year | Total Existing Unit Capacity (MW)
2017 | 24325.2329 | 1210 | 1524 | 364 | 108 | 442 | 442 | 68.6 | 0 | 809 | 809 | 1154 | 823 | 803 | 487 | 487 | 1136 | 1237 | 1212 | 1005 | 1005 | 634 | 127 | 127 | 981 | 840 | 811 | 821 | 1187 | 1219 | 1219 | 1219 | 11.4744 | 3.1585
2018 | 24302.1378 | 1210 | 1524 | 364 | 108 | 442 | 442 | 68.6 | 0 | 809 | 809 | 1154 | 823 | 803 | 487 | 487 | 1136 | 1237 | 1212 | 1013 | 1013 | 634 | 127 | 127 | 981 | 840 | 811 | 821 | 1148 | 1219 | 1219 | 1219 | 11.3998 | 3.138
2019 | 24094.0433 | 1210 | 1526 | 364 | 108 | 442 | 442 | 68.6 | 0 | 809 | 809 | 1154 | 823 | 803 | 487 | 487 | 1140 | 1237 | 1212 | 1013 | 1013 | 634 | 0 | 0 | 981 | 840 | 831 | 841 | 1148 | 1219 | 1219 | 1219 | 11.3257 | 3.1176
2020 | 23358.9494 | 1210 | 1601 | 364 | 108 | 0 | 0 | 68.6 | 0 | 809 | 809 | 1154 | 823 | 803 | 487 | 487 | 1140 | 1237 | 1212 | 1050 | 1050 | 634 | 0 | 0 | 981 | 840 | 831 | 841 | 1148 | 1219 | 1219 | 1219 | 11.2521 | 3.0973
2021 | 23358.8561 | 1210 | 1601 | 364 | 108 | 0 | 0 | 68.6 | 0 | 809 | 809 | 1154 | 823 | 803 | 487 | 487 | 1140 | 1237 | 1212 | 1050 | 1050 | 634 | 0 | 0 | 981 | 840 | 831 | 841 | 1148 | 1219 | 1219 | 1219 | 11.1789 | 3.0772
2022 | 23446.7635 | 1298 | 1601 | 364 | 108 | 0 | 0 | 68.6 | 0 | 809 | 809 | 1154 | 823 | 803 | 487 | 487 | 1140 | 1237 | 1212 | 1050 | 1050 | 634 | 0 | 0 | 981 | 840 | 831 | 841 | 1148 | 1219 | 1219 | 1219 | 11.1063 | 3.0572
2023 | 23532.6714 | 1298 | 1601 | 364 | 108 | 0 | 0 | 68.6 | 0 | 809 | 809 | 1154 | 823 | 803 | 487 | 487 | 1140 | 1237 | 1298 | 1050 | 1050 | 634 | 0 | 0 | 981 | 840 | 831 | 841 | 1148 | 1219 | 1219 | 1219 | 11.0341 | 3.0373
2024 | 23532.5799 | 1298 | 1601 | 364 | 108 | 0 | 0 | 68.6 | 0 | 809 | 809 | 1154 | 823 | 803 | 487 | 487 | 1140 | 1237 | 1298 | 1050 | 1050 | 634 | 0 | 0 | 981 | 840 | 831 | 841 | 1148 | 1219 | 1219 | 1219 | 10.9624 | 3.0176
2025 | 23532.4891 | 1298 | 1601 | 364 | 108 | 0 | 0 | 68.6 | 0 | 809 | 809 | 1154 | 823 | 803 | 487 | 487 | 1140 | 1237 | 1298 | 1050 | 1050 | 634 | 0 | 0 | 981 | 840 | 831 | 841 | 1148 | 1219 | 1219 | 1219 | 10.8911 | 2.998
2026 | 23532.3988 | 1298 | 1601 | 364 | 108 | 0 | 0 | 68.6 | 0 | 809 | 809 | 1154 | 823 | 803 | 487 | 487 | 1140 | 1237 | 1298 | 1050 | 1050 | 634 | 0 | 0 | 981 | 840 | 831 | 841 | 1148 | 1219 | 1219 | 1219 | 10.8203 | 2.9785
2027 | 23532.3091 | 1298 | 1601 | 364 | 108 | 0 | 0 | 68.6 | 0 | 809 | 809 | 1154 | 823 | 803 | 487 | 487 | 1140 | 1237 | 1298 | 1050 | 1050 | 634 | 0 | 0 | 981 | 840 | 831 | 841 | 1148 | 1219 | 1219 | 1219 | 10.75 | 2.9591
2028 | 23532.22 | 1298 | 1601 | 364 | 108 | 0 | 0 | 68.6 | 0 | 809 | 809 | 1154 | 823 | 803 | 487 | 487 | 1140 | 1237 | 1298 | 1050 | 1050 | 634 | 0 | 0 | 981 | 840 | 831 | 841 | 1148 | 1219 | 1219 | 1219 | 10.6801 | 2.9399
2029 | 23532.1315 | 1298 | 1601 | 364 | 108 | 0 | 0 | 68.6 | 0 | 809 | 809 | 1154 | 823 | 803 | 487 | 487 | 1140 | 1237 | 1298 | 1050 | 1050 | 634 | 0 | 0 | 981 | 840 | 831 | 841 | 1148 | 1219 | 1219 | 1219 | 10.6107 | 2.9208
2030 | 23532.0435 | 1298 | 1601 | 364 | 108 | 0 | 0 | 68.6 | 0 | 809 | 809 | 1154 | 823 | 803 | 487 | 487 | 1140 | 1237 | 1298 | 1050 | 1050 | 634 | 0 | 0 | 981 | 840 | 831 | 841 | 1148 | 1219 | 1219 | 1219 | 10.5417 | 2.9018
2031 | 23531.9561 | 1298 | 1601 | 364 | 108 | 0 | 0 | 68.6 | 0 | 809 | 809 | 1154 | 823 | 803 | 487 | 487 | 1140 | 1237 | 1298 | 1050 | 1050 | 634 | 0 | 0 | 981 | 840 | 831 | 841 | 1148 | 1219 | 1219 | 1219 | 10.4732 | 2.8829
2032 | 22700.8693 | 1298 | 1601 | 364 | 108 | 0 | 0 | 68.6 | 0 | 809 | 809 | 1154 | 823 | 803 | 487 | 487 | 1140 | 1237 | 1298 | 1050 | 1050 | 634 | 0 | 0 | 981 | 840 | 0 | 841 | 1148 | 1219 | 1219 | 1219 | 10.4051 | 2.8642
2033 | 21859.7831 | 1298 | 1601 | 364 | 108 | 0 | 0 | 68.6 | 0 | 809 | 809 | 1154 | 823 | 803 | 487 | 487 | 1140 | 1237 | 1298 | 1050 | 1050 | 634 | 0 | 0 | 981 | 840 | 0 | 0 | 1148 | 1219 | 1219 | 1219 | 10.3375 | 2.8456
2034 | 21859.6974 | 1298 | 1601 | 364 | 108 | 0 | 0 | 68.6 | 0 | 809 | 809 | 1154 | 823 | 803 | 487 | 487 | 1140 | 1237 | 1298 | 1050 | 1050 | 634 | 0 | 0 | 981 | 840 | 0 | 0 | 1148 | 1219 | 1219 | 1219 | 10.2703 | 2.8271
2035 | 21859.6122 | 1298 | 1601 | 364 | 108 | 0 | 0 | 68.6 | 0 | 809 | 809 | 1154 | 823 | 803 | 487 | 487 | 1140 | 1237 | 1298 | 1050 | 1050 | 634 | 0 | 0 | 981 | 840 | 0 | 0 | 1148 | 1219 | 1219 | 1219 | 10.2035 | 2.8087
2036 | 20878.5277 | 1298 | 1601 | 364 | 108 | 0 | 0 | 68.6 | 0 | 809 | 809 | 1154 | 823 | 803 | 487 | 487 | 1140 | 1237 | 1298 | 1050 | 1050 | 634 | 0 | 0 | 0 | 840 | 0 | 0 | 1148 | 1219 | 1219 | 1219 | 10.1372 | 2.7905
2037 | 20878.4436 | 1298 | 1601 | 364 | 108 | 0 | 0 | 68.6 | 0 | 809 | 809 | 1154 | 823 | 803 | 487 | 487 | 1140 | 1237 | 1298 | 1050 | 1050 | 634 | 0 | 0 | 0 | 840 | 0 | 0 | 1148 | 1219 | 1219 | 1219 | 10.0713 | 2.7723
2038 | 20878.3601 | 1298 | 1601 | 364 | 108 | 0 | 0 | 68.6 | 0 | 809 | 809 | 1154 | 823 | 803 | 487 | 487 | 1140 | 1237 | 1298 | 1050 | 1050 | 634 | 0 | 0 | 0 | 840 | 0 | 0 | 1148 | 1219 | 1219 | 1219 | 10.0059 | 2.7543
2039 | 20878.2772 | 1298 | 1601 | 364 | 108 | 0 | 0 | 68.6 | 0 | 809 | 809 | 1154 | 823 | 803 | 487 | 487 | 1140 | 1237 | 1298 | 1050 | 1050 | 634 | 0 | 0 | 0 | 840 | 0 | 0 | 1148 | 1219 | 1219 | 1219 | 9.9408 | 2.7364
2040 | 20878.1948 | 1298 | 1601 | 364 | 108 | 0 | 0 | 68.6 | 0 | 809 | 809 | 1154 | 823 | 803 | 487 | 487 | 1140 | 1237 | 1298 | 1050 | 1050 | 634 | 0 | 0 | 0 | 840 | 0 | 0 | 1148 | 1219 | 1219 | 1219 | 9.8762 | 2.7186
2041 | 20878.1129 | 1298 | 1601 | 364 | 108 | 0 | 0 | 68.6 | 0 | 809 | 809 | 1154 | 823 | 803 | 487 | 487 | 1140 | 1237 | 1298 | 1050 | 1050 | 634 | 0 | 0 | 0 | 840 | 0 | 0 | 1148 | 1219 | 1219 | 1219 | 9.812 | 2.7009
2042 | 20878.0316 | 1298 | 1601 | 364 | 108 | 0 | 0 | 68.6 | 0 | 809 | 809 | 1154 | 823 | 803 | 487 | 487 | 1140 | 1237 | 1298 | 1050 | 1050 | 634 | 0 | 0 | 0 | 840 | 0 | 0 | 1148 | 1219 | 1219 | 1219 | 9.7482 | 2.6834
2043 | 20037.9508 | 1298 | 1601 | 364 | 108 | 0 | 0 | 68.6 | 0 | 809 | 809 | 1154 | 823 | 803 | 487 | 487 | 1140 | 1237 | 1298 | 1050 | 1050 | 634 | 0 | 0 | 0 | 0 | 0 | 0 | 1148 | 1219 | 1219 | 1219 | 9.6849 | 2.6659
2044 | 20037.8705 | 1298 | 1601 | 364 | 108 | 0 | 0 | 68.6 | 0 | 809 | 809 | 1154 | 823 | 803 | 487 | 487 | 1140 | 1237 | 1298 | 1050 | 1050 | 634 | 0 | 0 | 0 | 0 | 0 | 0 | 1148 | 1219 | 1219 | 1219 | 9.6219 | 2.6486
2045 | 20037.7908 | 1298 | 1601 | 364 | 108 | 0 | 0 | 68.6 | 0 | 809 | 809 | 1154 | 823 | 803 | 487 | 487 | 1140 | 1237 | 1298 | 1050 | 1050 | 634 | 0 | 0 | 0 | 0 | 0 | 0 | 1148 | 1219 | 1219 | 1219 | 9.5594 | 2.6314
2046 | 20037.7115 | 1298 | 1601 | 364 | 108 | 0 | 0 | 68.6 | 0 | 809 | 809 | 1154 | 823 | 803 | 487 | 487 | 1140 | 1237 | 1298 | 1050 | 1050 | 634 | 0 | 0 | 0 | 0 | 0 | 0 | 1148 | 1219 | 1219 | 1219 | 9.4972 | 2.6143
2047 | 20037.6328 | 1298 | 1601 | 364 | 108 | 0 | 0 | 68.6 | 0 | 809 | 809 | 1154 | 823 | 803 | 487 | 487 | 1140 | 1237 | 1298 | 1050 | 1050 | 634 | 0 | 0 | 0 | 0 | 0 | 0 | 1148 | 1219 | 1219 | 1219 | 9.4355 | 2.5973
2048 | 20037.5546 | 1298 | 1601 | 364 | 108 | 0 | 0 | 68.6 | 0 | 809 | 809 | 1154 | 823 | 803 | 487 | 487 | 1140 | 1237 | 1298 | 1050 | 1050 | 634 | 0 | 0 | 0 | 0 | 0 | 0 | 1148 | 1219 | 1219 | 1219 | 9.3742 | 2.5804
2049 | 20037.4769 | 1298 | 1601 | 364 | 108 | 0 | 0 | 68.6 | 0 | 809 | 809 | 1154 | 823 | 803 | 487 | 487 | 1140 | 1237 | 1298 | 1050 | 1050 | 634 | 0 | 0 | 0 | 0 | 0 | 0 | 1148 | 1219 | 1219 | 1219 | 9.3132 | 2.5636
2050 | 20037.3997 | 1298 | 1601 | 364 | 108 | 0 | 0 | 68.6 | 0 | 809 | 809 | 1154 | 823 | 803 | 487 | 487 | 1140 | 1237 | 1298 | 1050 | 1050 | 634 | 0 | 0 | 0 | 0 | 0 | 0 | 1148 | 1219 | 1219 | 1219 | 9.2527 | 2.547
2051 | 20037.323 | 1298 | 1601 | 364 | 108 | 0 | 0 | 68.6 | 0 | 809 | 809 | 1154 | 823 | 803 | 487 | 487 | 1140 | 1237 | 1298 | 1050 | 1050 | 634 | 0 | 0 | 0 | 0 | 0 | 0 | 1148 | 1219 | 1219 | 1219 | 9.1926 | 2.5304
2052 | 20037.2468 | 1298 | 1601 | 364 | 108 | 0 | 0 | 68.6 | 0 | 809 | 809 | 1154 | 823 | 803 | 487 | 487 | 1140 | 1237 | 1298 | 1050 | 1050 | 634 | 0 | 0 | 0 | 0 | 0 | 0 | 1148 | 1219 | 1219 | 1219 | 9.1328 | 2.514
2053 | 20037.1711 | 1298 | 1601 | 364 | 108 | 0 | 0 | 68.6 | 0 | 809 | 809 | 1154 | 823 | 803 | 487 | 487 | 1140 | 1237 | 1298 | 1050 | 1050 | 634 | 0 | 0 | 0 | 0 | 0 | 0 | 1148 | 1219 | 1219 | 1219 | 9.0734 | 2.4976
2054 | 20037.0959 | 1298 | 1601 | 364 | 108 | 0 | 0 | 68.6 | 0 | 809 | 809 | 1154 | 823 | 803 | 487 | 487 | 1140 | 1237 | 1298 | 1050 | 1050 | 634 | 0 | 0 | 0 | 0 | 0 | 0 | 1148 | 1219 | 1219 | 1219 | 9.0145 | 2.4814
2055 | 20037.0211 | 1298 | 1601 | 364 | 108 | 0 | 0 | 68.6 | 0 | 809 | 809 | 1154 | 823 | 803 | 487 | 487 | 1140 | 1237 | 1298 | 1050 | 1050 | 634 | 0 | 0 | 0 | 0 | 0 | 0 | 1148 | 1219 | 1219 | 1219 | 8.9559 | 2.4653
2056 | 20036.9469 | 1298 | 1601 | 364 | 108 | 0 | 0 | 68.6 | 0 | 809 | 809 | 1154 | 823 | 803 | 487 | 487 | 1140 | 1237 | 1298 | 1050 | 1050 | 634 | 0 | 0 | 0 | 0 | 0 | 0 | 1148 | 1219 | 1219 | 1219 | 8.8977 | 2.4492
2057 | 20036.8732 | 1298 | 1601 | 364 | 108 | 0 | 0 | 68.6 | 0 | 809 | 809 | 1154 | 823 | 803 | 487 | 487 | 1140 | 1237 | 1298 | 1050 | 1050 | 634 | 0 | 0 | 0 | 0 | 0 | 0 | 1148 | 1219 | 1219 | 1219 | 8.8398 | 2.4333
2058 | 20036.7999 | 1298 | 1601 | 364 | 108 | 0 | 0 | 68.6 | 0 | 809 | 809 | 1154 | 823 | 803 | 487 | 487 | 1140 | 1237 | 1298 | 1050 | 1050 | 634 | 0 | 0 | 0 | 0 | 0 | 0 | 1148 | 1219 | 1219 | 1219 | 8.7824 | 2.4175
2059 | 20036.7271 | 1298 | 1601 | 364 | 108 | 0 | 0 | 68.6 | 0 | 809 | 809 | 1154 | 823 | 803 | 487 | 487 | 1140 | 1237 | 1298 | 1050 | 1050 | 634 | 0 | 0 | 0 | 0 | 0 | 0 | 1148 | 1219 | 1219 | 1219 | 8.7253 | 2.4018
2060 | 20036.6547 | 1298 | 1601 | 364 | 108 | 0 | 0 | 68.6 | 0 | 809 | 809 | 1154 | 823 | 803 | 487 | 487 | 1140 | 1237 | 1298 | 1050 | 1050 | 634 | 0 | 0 | 0 | 0 | 0 | 0 | 1148 | 1219 | 1219 | 1219 | 8.6686 | 2.3862
2061 | 20036.5829 | 1298 | 1601 | 364 | 108 | 0 | 0 | 68.6 | 0 | 809 | 809 | 1154 | 823 | 803 | 487 | 487 | 1140 | 1237 | 1298 | 1050 | 1050 | 634 | 0 | 0 | 0 | 0 | 0 | 0 | 1148 | 1219 | 1219 | 1219 | 8.6122 | 2.3707
2062 | 20036.5115 | 1298 | 1601 | 364 | 108 | 0 | 0 | 68.6 | 0 | 809 | 809 | 1154 | 823 | 803 | 487 | 487 | 1140 | 1237 | 1298 | 1050 | 1050 | 634 | 0 | 0 | 0 | 0 | 0 | 0 | 1148 | 1219 | 1219 | 1219 | 8.5562 | 2.3553
2063 | 20036.4406 | 1298 | 1601 | 364 | 108 | 0 | 0 | 68.6 | 0 | 809 | 809 | 1154 | 823 | 803 | 487 | 487 | 1140 | 1237 | 1298 | 1050 | 1050 | 634 | 0 | 0 | 0 | 0 | 0 | 0 | 1148 | 1219 | 1219 | 1219 | 8.5006 | 2.34
2064 | 20036.3701 | 1298 | 1601 | 364 | 108 | 0 | 0 | 68.6 | 0 | 809 | 809 | 1154 | 823 | 803 | 487 | 487 | 1140 | 1237 | 1298 | 1050 | 1050 | 634 | 0 | 0 | 0 | 0 | 0 | 0 | 1148 | 1219 | 1219 | 1219 | 8.4454 | 2.3247
2065 | 20036.3001 | 1298 | 1601 | 364 | 108 | 0 | 0 | 68.6 | 0 | 809 | 809 | 1154 | 823 | 803 | 487 | 487 | 1140 | 1237 | 1298 | 1050 | 1050 | 634 | 0 | 0 | 0 | 0 | 0 | 0 | 1148 | 1219 | 1219 | 1219 | 8.3905 | 2.3096
2066 | 20036.2306 | 1298 | 1601 | 364 | 108 | 0 | 0 | 68.6 | 0 | 809 | 809 | 1154 | 823 | 803 | 487 | 487 | 1140 | 1237 | 1298 | 1050 | 1050 | 634 | 0 | 0 | 0 | 0 | 0 | 0 | 1148 | 1219 | 1219 | 1219 | 8.3359 | 2.2946

## Input 4. Firm Purchase-Sale
DBCEC 001417
Assumptions after TYSP Meeting (no SJRPP by summer 2019); Solar FCV and 7FA CC Capacity Updates
VI. Firm Capacity Purchases/Sales
Summary of FPL's Firm Capacity Purchases/Sales: Summer MW (for August of Year Shown) | [18 empty] | FOR TYSP ONLY
| I. Purchases from QF's: |  |  |  | Indicates change in capacity from one year to the next |  |  | II. Purchases from Utilities: |  |  | III. Other Purchases: |  |  |  |  | IV. Sales (not accounted in Load Forecast): |  |  | IV. Unspecified Purchases
Contract Name | Broward South | Broward South | Broward South | Indiantown Cogen L.P. |  | QF Totals (MW) |  | SJRPP | Purchases from Utilties (MW) |  | Palm Beach SWA -extension | Palm Beach SWA - additional | Purchases from Others (MW) | Summer Firm Capacity Purchases (MW) | MW Change from Previous Year | Native Load Sale to TECO | Summer Firm Capacity Sales (MW) |  |  |  | # of Other Purchases | 2
Start Date | 1993-01-01 | 1995-01-01 | 1997-01-01 | 1995-12-22 |  |  |  | 1982-04-02 |  |  | 2012-01-01 | 2015-01-01 |  |  |  | 2016-04-01 |  |  |  |  | # of PPA's | 2
End Date | 2026-12-31 | 2026-12-31 | 2026-12-31 | 2025-12-01 |  |  | Year | 2019-11-01 |  | Year | 2034-04-01 | 2034-04-01 |  |  |  | 2016-09-30 |  |  | Year | 1-Year PPA | PPA # | YEAR | MWs
2017 | 1.4 | 1.5 | 0.6 | 330 |  | 333.5 | 2017 | 382 | 382 | 2017 | 40 | 70 | 110 | 825.5 |  |  | 0 | 0 | 2017 | 0 | 1 | 2027 | 263
2018 | 1.4 | 1.5 | 0.6 | 330 |  | 333.5 | 2018 | 382 | 382 | 2018 | 40 | 70 | 110 | 825.5 | 0 |  | 0 | 0 | 2018 | 0 | 2 | 2030 | 136
2019 | 1.4 | 1.5 | 0.6 | 0 |  | 3.5 | 2019 | 0 | 0 | 2019 | 40 | 70 | 110 | 113.5 | -712 |  | 0 | 0 | 2019 | 0 | 3
2020 | 1.4 | 1.5 | 0.6 | 0 |  | 3.5 | 2020 | 0 | 0 | 2020 | 40 | 70 | 110 | 113.5 | 0 |  | 0 | 0 | 2020 | 0 | 4
2021 | 1.4 | 1.5 | 0.6 | 0 |  | 3.5 | 2021 | 0 | 0 | 2021 | 40 | 70 | 110 | 113.5 | 0 |  | 0 | 0 | 2021 | 0 | 5
2022 | 1.4 | 1.5 | 0.6 | 0 |  | 3.5 | 2022 | 0 | 0 | 2022 | 40 | 70 | 110 | 113.5 | 0 |  | 0 | 0 | 2022 | 0 | 6
2023 | 1.4 | 1.5 | 0.6 | 0 |  | 3.5 | 2023 | 0 | 0 | 2023 | 40 | 70 | 110 | 113.5 | 0 |  | 0 | 0 | 2023 | 0 | 7
2024 | 1.4 | 1.5 | 0.6 | 0 |  | 3.5 | 2024 | 0 | 0 | 2024 | 40 | 70 | 110 | 113.5 | 0 |  | 0 | 0 | 2024 | 0 | 8
2025 | 1.4 | 1.5 | 0.6 | 0 |  | 3.5 | 2025 | 0 | 0 | 2025 | 40 | 70 | 110 | 113.5 | 0 |  | 0 | 0 | 2025 | 0 | 9
2026 | 1.4 | 1.5 | 0.6 | 0 |  | 3.5 | 2026 | 0 | 0 | 2026 | 40 | 70 | 110 | 113.5 | 0 |  | 0 | 0 | 2026 | 0 | 10
2027 | 0 | 0 | 0 | 0 |  | 0 | 2027 | 0 | 0 | 2027 | 40 | 70 | 110 | 110 | -3.5 |  | 0 | 1 | 2027 | 263 | 11
2028 | 0 | 0 | 0 | 0 |  | 0 | 2028 | 0 | 0 | 2028 | 40 | 70 | 110 | 110 | 0 |  | 0 | 0 | 2028 | 0 | 12
2029 | 0 | 0 | 0 | 0 |  | 0 | 2029 | 0 | 0 | 2029 | 40 | 70 | 110 | 110 | 0 |  | 0 | 0 | 2029 | 0 | 13
2030 | 0 | 0 | 0 | 0 |  | 0 | 2030 | 0 | 0 | 2030 | 40 | 70 | 110 | 110 | 0 |  | 0 | 2 | 2030 | 136 | 14
2031 | 0 | 0 | 0 | 0 |  | 0 | 2031 | 0 | 0 | 2031 | 40 | 70 | 110 | 110 | 0 |  | 0 | 0 | 2031 | 0 | 15
2032 | 0 | 0 | 0 | 0 |  | 0 | 2032 | 0 | 0 | 2032 | 40 | 70 | 110 | 110 | 0 |  | 0 | 0 | 2032 | 0 | 16
2033 | 0 | 0 | 0 | 0 |  | 0 | 2033 | 0 | 0 | 2033 | 40 | 70 | 110 | 110 | 0 |  | 0 | 0 | 2033 | 0 | 17
2034 | 0 | 0 | 0 | 0 |  | 0 | 2034 | 0 | 0 | 2034 | 0 | 0 | 0 | 0 | -110 |  | 0 | 0 | 2034 | 0 | 18
2035 | 0 | 0 | 0 | 0 |  | 0 | 2035 | 0 | 0 | 2035 | 0 | 0 | 0 | 0 | 0 |  | 0 | 0 | 2035 | 0 | 19
2036 | 0 | 0 | 0 | 0 |  | 0 | 2036 | 0 | 0 | 2036 | 0 | 0 | 0 | 0 | 0 |  | 0 | 0 | 2036 | 0 | 20
2037 | 0 | 0 | 0 | 0 |  | 0 | 2037 | 0 | 0 | 2037 | 0 | 0 | 0 | 0 | 0 |  | 0 | 0 | 2037 | 0
2038 | 0 | 0 | 0 | 0 |  | 0 | 2038 | 0 | 0 | 2038 | 0 | 0 | 0 | 0 | 0 |  | 0 | 0 | 2038 | 0
2039 | 0 | 0 | 0 | 0 |  | 0 | 2039 | 0 | 0 | 2039 | 0 | 0 | 0 | 0 | 0 |  | 0 | 0 | 2039 | 0
2040 | 0 | 0 | 0 | 0 |  | 0 | 2040 | 0 | 0 | 2040 | 0 | 0 | 0 | 0 | 0 |  | 0 | 0 | 2040 | 0
2041 | 0 | 0 | 0 | 0 |  | 0 | 2041 | 0 | 0 | 2041 | 0 | 0 | 0 | 0 | 0 |  | 0 | 0 | 2041 | 0
2042 | 0 | 0 | 0 | 0 |  | 0 | 2042 | 0 | 0 | 2042 | 0 | 0 | 0 | 0 | 0 |  | 0 | 0 | 2042 | 0
2043 | 0 | 0 | 0 | 0 |  | 0 | 2043 | 0 | 0 | 2043 | 0 | 0 | 0 | 0 | 0 |  | 0 | 0 | 2043 | 0
2044 | 0 | 0 | 0 | 0 |  | 0 | 2044 | 0 | 0 | 2044 | 0 | 0 | 0 | 0 | 0 |  | 0 | 0 | 2044 | 0
2045 | 0 | 0 | 0 | 0 |  | 0 | 2045 | 0 | 0 | 2045 | 0 | 0 | 0 | 0 | 0 |  | 0 | 0 | 2045 | 0
2046 | 0 | 0 | 0 | 0 |  | 0 | 2046 | 0 | 0 | 2046 | 0 | 0 | 0 | 0 | 0 |  | 0 | 0 | 2046 | 0
2047 | 0 | 0 | 0 | 0 |  | 0 | 2047 | 0 | 0 | 2047 | 0 | 0 | 0 | 0 | 0 |  | 0 | 0 | 2047 | 0
2048 | 0 | 0 | 0 | 0 |  | 0 | 2048 | 0 | 0 | 2048 | 0 | 0 | 0 | 0 | 0 |  | 0 | 0 | 2048 | 0
2049 | 0 | 0 | 0 | 0 |  | 0 | 2049 | 0 | 0 | 2049 | 0 | 0 | 0 | 0 | 0 |  | 0 | 0 | 2049 | 0
2050 | 0 | 0 | 0 | 0 |  | 0 | 2050 | 0 | 0 | 2050 | 0 | 0 | 0 | 0 | 0 |  | 0 | 0 | 2050 | 0
2051 | 0 | 0 | 0 | 0 |  | 0 | 2051 | 0 | 0 | 2051 | 0 | 0 | 0 | 0 | 0 |  | 0 | 0 | 2051 | 0
2052 | 0 | 0 | 0 | 0 |  | 0 | 2052 | 0 | 0 | 2052 | 0 | 0 | 0 | 0 | 0 |  | 0 | 0 | 2052 | 0
2053 | 0 | 0 | 0 | 0 |  | 0 | 2053 | 0 | 0 | 2053 | 0 | 0 | 0 | 0 | 0 |  | 0 | 0 | 2053 | 0
2054 | 0 | 0 | 0 | 0 |  | 0 | 2054 | 0 | 0 | 2054 | 0 | 0 | 0 | 0 | 0 |  | 0 | 0 | 2054 | 0
2055 | 0 | 0 | 0 | 0 |  | 0 | 2055 | 0 | 0 | 2055 | 0 | 0 | 0 | 0 | 0 |  | 0 | 0 | 2055 | 0
2056 | 0 | 0 | 0 | 0 |  | 0 | 2056 | 0 | 0 | 2056 | 0 | 0 | 0 | 0 | 0 |  | 0 | 0 | 2056 | 0
2057 | 0 | 0 | 0 | 0 |  | 0 | 2057 | 0 | 0 | 2057 | 0 | 0 | 0 | 0 | 0 |  | 0 | 0 | 2057 | 0
2058 | 0 | 0 | 0 | 0 |  | 0 | 2058 | 0 | 0 | 2058 | 0 | 0 | 0 | 0 | 0 |  | 0 | 0 | 2058 | 0
2059 | 0 | 0 | 0 | 0 |  | 0 | 2059 | 0 | 0 | 2059 | 0 | 0 | 0 | 0 | 0 |  | 0 | 0 | 2059 | 0
2060 | 0 | 0 | 0 | 0 |  | 0 | 2060 | 0 | 0 | 2060 | 0 | 0 | 0 | 0 | 0 |  | 0 | 0 | 2060 | 0
2061 | 0 | 0 | 0 | 0 |  | 0 | 2061 | 0 | 0 | 2061 | 0 | 0 | 0 | 0 | 0 |  | 0 | 0 | 2061 | 0
2062 | 0 | 0 | 0 | 0 |  | 0 | 2062 | 0 | 0 | 2062 | 0 | 0 | 0 | 0 | 0 |  | 0 | 0 | 2062 | 0
2063 | 0 | 0 | 0 | 0 |  | 0 | 2063 | 0 | 0 | 2063 | 0 | 0 | 0 | 0 | 0 |  | 0 | 0 | 2063 | 0
2064 | 0 | 0 | 0 | 0 |  | 0 | 2064 | 0 | 0 | 2064 | 0 | 0 | 0 | 0 | 0 |  | 0 | 0 | 2064 | 0
2065 | 0 | 0 | 0 | 0 |  | 0 | 2065 | 0 | 0 | 2065 | 0 | 0 | 0 | 0 | 0 |  | 0 | 0 | 2065 | 0
2066 | 0 | 0 | 0 | 0 |  | 0 | 2066 | 0 | 0 | 2066 | 0 | 0 | 0 | 0 | 0 |  | 0 | 0 | 2066 | 0

## Output 1. Summary Resource Plan
DBCEC 001418
Assumptions after TYSP Meeting (no SJRPP by summer 2019); Solar FCV and 7FA CC Capacity Updates
NOTE: Negative values represents reduction in total system
|  |  |  | MWs |  | capacity. This capacity change is already accounted | [8 empty] | MWs |  |  | MWs
| Reserve | MWs | Gen-Only | (Above)/ |  | for in the RM before unit additions/retirements. | [6 empty] | MWs |  | (Above)/ | MWs |  | (Above)/
| Margin | (Above)/ | RM | Below |  |  | Total |  |  |  |  | Reserve | (Above)/ | Gen-Only | Below | (Above)/ |  | Below
| Before | Below | Before | 10% | Cumulative |  | Capacity |  |  |  | Retired | Margin | Below | RM | 10% | Below |  | 10%
| Additions/ | 20% | Additions/ | Gen-Only | DSM |  | Changes |  | New |  | Unit or | After | 20% | After | Gen-Only | 20% |  | Gen-Only
| Retirements | RM | Retirements | RM | Additions | Unit | of Units | Unit | Unit | Unit | Outages | Changes | RM | Additions | RM | RM |  | RM
Year | (%) | (MW) | (%) | (MW) | (MW) | Modifications | (MW) | Additions | (MW) | Retirements | (MW) | % | (MW) | % | (MW) | (MW) |  | (MW)
2017 | 13.51% | 1438.0744 | 4.757% | 1258.7125 | 0 |  | 0 | 223.5 MW Solar; FM 2CT; PFL 5CT | 1733.22 |  | 0 | 21.33% | -295.1456 | 11.98% | -474.5075 | -295.1456 | CHECK | -474.5075 | CHECK
2018 | 19.96% | 8.5909 | 10.55% | -133.6374 | 54.9921 | SN 4; SN 5; TP 5 | -23 | 596 MW Solar | 321.84 |  | 0 | 21.4% | -313.2491 | 11.87% | -455.4774 | -313.2491 | CHECK | -455.4774 | CHECK
2019 | 17.6% | 541.2837 | 8.24% | 431.0931 | 43.3014 | FM 2 CC; MR 8; TP 3; TP 4 | 46 | OCEC | 1748 | SJRPP 1; SJRPP 2 | -254 | 24.23% | -952.7163 | 14.34% | -1062.9069 | -952.7163 | CHECK | -1062.9069 | CHECK
2020 | 24.52% | -1022.2179 | 14.43% | -1090.5594 | 43.961 | FM 2 CC; SN 4; SN 5 | 149 | 298 MW Solar | 160.92 | FL 4; FL 5 | -884 | 21.32% | -299.1379 | 11.49% | -367.4794 | -299.1379 | CHECK | -367.4794 | CHECK
2021 | 20.96% | -216.9396 | 10.98% | -242.8959 | 44.6165 |  | 0 | 298 MW Solar | 160.92 |  | 0 | 21.67% | -377.8596 | 11.63% | -403.8159 | -377.8596 | CHECK | -403.8159 | CHECK
2022 | 20.95% | -218.2572 | 10.86% | -214.8556 | 45.2682 | CCEC | 88 | 298 MW Solar | 160.92 |  | 0 | 21.66% | -379.1772 | 11.51% | -375.7756 | -379.1772 | CHECK | -375.7756 | CHECK
2023 | 20.31% | -71.7246 | 10.2% | -50.0851 | 46.1723 | RBEC | 86 | 298 MW Solar; Lauderdale CC | 1323.92 |  | 0 | 26.01% | -1395.6446 | 15.42% | -1374.0051 | -1395.6446 | CHECK | -1374.0051 | CHECK
2024 | 24.02% | -947.8656 | 13.54% | -911.5794 | 46.9873 |  | 0 | 298 MW Solar | 160.92 |  | 0 | 24.7% | -1108.7856 | 14.16% | -1072.4994 | -1108.7856 | CHECK | -1072.4994 | CHECK
2025 | 22.94% | -703.6885 | 12.48% | -648.9808 | 47.1496 |  | 0 |  | 0 |  | 0 | 22.94% | -703.6885 | 12.48% | -648.9808 | -703.6885 | CHECK | -648.9808 | CHECK
2026 | 21.07% | -258.8721 | 10.71% | -189.2262 | 46.9929 |  | 0 |  | 0 |  | 0 | 21.07% | -258.8721 | 10.71% | -189.2262 | -258.8721 | CHECK | -189.2262 | CHECK
2027 | 19.28% | 177.5337 | 9.025% | 262.9375 | 46.8367 |  | 0 | 263 MW PPA | 263 |  | 0 | 20.35% | -85.4663 | 10% | -0.062457 | -85.4663 | CHECK | -0.062457 | CHECK
2028 | 17.43% | 642.7384 | 7.294% | 741.0361 | 46.6808 |  | 0 | 1 GFCC | 1751 |  | 0 | 24.43% | -1108.2616 | 13.69% | -1009.9639 | -1108.2616 | CHECK | -1009.9639 | CHECK
2029 | 22.07% | -526.7527 | 11.52% | -425.424 | 46.5263 |  | 0 |  | 0 |  | 0 | 22.07% | -526.7527 | 11.52% | -425.424 | -526.7527 | CHECK | -425.424 | CHECK
2030 | 19.89% | 28.8636 | 9.524% | 135.2107 | 46.3724 |  | 0 | 136 MW PPA | 136 |  | 0 | 20.41% | -107.1364 | 10% | -0.78927 | -107.1364 | CHECK | -0.78927 | CHECK
2031 | 17.67% | 615.1033 | 7.672% | 672.9064 | 0 |  | 0 | TP 6 | 1100 |  | 0 | 21.83% | -484.8967 | 11.48% | -427.0936 | -484.8967 | CHECK | -427.0936 | CHECK
2032 | 19.62% | 102.4066 | 9.62% | 111.576 | 0 |  | 0 | TP 7 | 1100 | TP 3 | -831 | 20.62% | -166.5934 | 10.54% | -157.424 | -166.5934 | CHECK | -157.424 | CHECK
2033 | 18.55% | 397.7328 | 8.794% | 360.1823 | 0 |  | 0 | 1,239 MW Eq Filler | 1238.7328 | TP 4 | -841 | 20% | 0 | 10.13% | -37.5505 | 0 | CHECK | -37.5505 | CHECK
2034 | 17.67% | 649.2961 | 8.129% | 567.1106 | 0 |  | 0 | 1 Filler | 875.5 |  | 0 | 20.81% | -226.2039 | 11.02% | -308.3894 | -226.2039 | CHECK | -308.3894 | CHECK
2035 | 18.86% | 321.7109 | 9.369% | 194.1713 | 0 |  | 0 | 1 Filler | 875.5 |  | 0 | 21.96% | -553.7891 | 12.21% | -681.3287 | -553.7891 | CHECK | -681.3287 | CHECK
2036 | 20.05% | -14.0706 | 10.6% | -186.2823 | 0 |  | 0 | 2 Filler | 1751 | SL 1 | -981 | 22.73% | -784.0706 | 13.06% | -956.2823 | -784.0706 | CHECK | -956.2823 | CHECK
2037 | 20.92% | -268.2581 | 11.53% | -483.1506 | 0 |  | 0 |  | 0 |  | 0 | 20.92% | -268.2581 | 11.53% | -483.1506 | -268.2581 | CHECK | -483.1506 | CHECK
2038 | 19.09% | 268.1019 | 9.973% | 8.8153 | 0 |  | 0 | 1 Filler | 875.5 |  | 0 | 22.05% | -607.3981 | 12.7% | -866.6847 | -607.3981 | CHECK | -866.6847 | CHECK
2039 | 20.25% | -73.7686 | 11.16% | -377.2227 | 0 |  | 0 |  | 0 |  | 0 | 20.25% | -73.7686 | 11.16% | -377.2227 | -73.7686 | CHECK | -377.2227 | CHECK
2040 | 18.52% | 450.1749 | 9.686% | 103.3596 | 0 |  | 0 | 1 Filler | 875.5 |  | 0 | 21.39% | -425.3251 | 12.34% | -772.1404 | -425.3251 | CHECK | -772.1404 | CHECK
2041 | 20.05% | -14.9864 | 11.19% | -395.6968 | 0 |  | 0 |  | 0 |  | 0 | 20.05% | -14.9864 | 11.19% | -395.6968 | -14.9864 | CHECK | -395.6968 | CHECK
2042 | 18.73% | 396.1976 | 10.05% | -18.4792 | 0 |  | 0 | 1 Filler | 875.5 |  | 0 | 21.54% | -479.3024 | 12.66% | -893.9792 | -479.3024 | CHECK | -893.9792 | CHECK
2043 | 20.21% | -67.2635 | 11.52% | -515.9789 | 0 |  | 0 | 1 Filler | 875.5 | SL 2 | -840 | 20.33% | -102.7635 | 11.62% | -551.4789 | -102.7635 | CHECK | -551.4789 | CHECK
2044 | 19.03% | 310.1403 | 10.5% | -172.6867 | 0 |  | 0 | 1 Filler | 875.5 |  | 0 | 21.77% | -565.3597 | 13.05% | -1048.1867 | -565.3597 | CHECK | -1048.1867 | CHECK
2045 | 20.47% | -151.5811 | 11.93% | -668.5935 | 0 |  | 0 |  | 0 |  | 0 | 20.47% | -151.5811 | 11.93% | -668.5935 | -151.5811 | CHECK | -668.5935 | CHECK
2046 | 19.19% | 263.0826 | 10.82% | -288.1899 | 0 |  | 0 | 1 Filler | 875.5 |  | 0 | 21.88% | -612.4174 | 13.33% | -1163.6899 | -612.4174 | CHECK | -1163.6899 | CHECK
2047 | 20.6% | -196.858 | 12.21% | -782.4662 | 0 |  | 0 |  | 0 |  | 0 | 20.6% | -196.858 | 12.21% | -782.4662 | -196.858 | CHECK | -782.4662 | CHECK
2048 | 19.34% | 219.6075 | 11.12% | -400.4127 | 0 |  | 0 | 1 Filler | 875.5 |  | 0 | 21.97% | -655.8925 | 13.58% | -1275.9127 | -655.8925 | CHECK | -1275.9127 | CHECK
2049 | 20.71% | -238.5099 | 12.48% | -893.0195 | 0 |  | 0 |  | 0 |  | 0 | 20.71% | -238.5099 | 12.48% | -893.0195 | -238.5099 | CHECK | -893.0195 | CHECK
2050 | 19.47% | 179.8009 | 11.4% | -509.2763 | 0 |  | 0 | 1 Filler | 875.5 |  | 0 | 22.05% | -695.6991 | 13.81% | -1384.7763 | -695.6991 | CHECK | -1384.7763 | CHECK

## Output 1a. Simplified Summary
DBCEC 001419
THIS SHEET IS NOT PROTECTED
UPLAN UNIT ADDITIONS
Assumptions after TYSP Meeting (no SJRPP by summer 2019); Solar FCV and 7FA CC Capacity Updates
MWs
[6 empty] | MWs |  | (Above)/
[5 empty] | Reserve | (Above)/ | Gen-Only | Below
|  |  |  | Retired | Margin | Below | RM | 10%
|  | New |  | Unit or | After | 20% | After | Gen-Only
| Unit | Unit | Unit | Outages | Changes | RM | Additions | RM
Year | Additions | (MW) | Retirements | (MW) | % | (MW) | % | (MW)
2017 | 223.5 MW Solar; FM 2CT; PFL 5CT | 1733.22 |  | 0 | 21.33% | -295.1456 | 11.98% | -474.5075
2018 | 596 MW Solar | 321.84 |  | 0 | 21.4% | -313.2491 | 11.87% | -455.4774
2019 | OCEC | 1748 | SJRPP 1; SJRPP 2 | -254 | 24.23% | -952.7163 | 14.34% | -1062.9069
2020 | 298 MW Solar | 160.92 | FL 4; FL 5 | -884 | 21.32% | -299.1379 | 11.49% | -367.4794
2021 | 298 MW Solar | 160.92 |  | 0 | 21.67% | -377.8596 | 11.63% | -403.8159
2022 | 298 MW Solar | 160.92 |  | 0 | 21.66% | -379.1772 | 11.51% | -375.7756
2023 | 298 MW Solar; Lauderdale CC | 1323.92 |  | 0 | 26.01% | -1395.6446 | 15.42% | -1374.0051
2024 | 298 MW Solar | 160.92 |  | 0 | 24.7% | -1108.7856 | 14.16% | -1072.4994
2025 |  | 0 |  | 0 | 22.94% | -703.6885 | 12.48% | -648.9808
2026 |  | 0 |  | 0 | 21.07% | -258.8721 | 10.71% | -189.2262
2027 | 263 MW PPA | 263 |  | 0 | 20.35% | -85.4663 | 10% | -0.062457
2028 | 1 GFCC | 1751 |  | 0 | 24.43% | -1108.2616 | 13.69% | -1009.9639
2029 |  | 0 |  | 0 | 22.07% | -526.7527 | 11.52% | -425.424
2030 | 136 MW PPA | 136 |  | 0 | 20.41% | -107.1364 | 10% | -0.78927
2031 | TP 6 | 1100 |  | 0 | 21.83% | -484.8967 | 11.48% | -427.0936
2032 | TP 7 | 1100 | TP 3 | -831 | 20.62% | -166.5934 | 10.54% | -157.424
2033 | 1,239 MW Eq Filler | 1238.7328 | TP 4 | -841 | 20% | 0 | 10.13% | -37.5505
2034 | 1 Filler | 875.5 |  | 0 | 20.81% | -226.2039 | 11.02% | -308.3894
2035 | 1 Filler | 875.5 |  | 0 | 21.96% | -553.7891 | 12.21% | -681.3287
2036 | 2 Filler | 1751 | SL 1 | -981 | 22.73% | -784.0706 | 13.06% | -956.2823
2037 |  | 0 |  | 0 | 20.92% | -268.2581 | 11.53% | -483.1506
2038 | 1 Filler | 875.5 |  | 0 | 22.05% | -607.3981 | 12.7% | -866.6847
2039 |  | 0 |  | 0 | 20.25% | -73.7686 | 11.16% | -377.2227
2040 | 1 Filler | 875.5 |  | 0 | 21.39% | -425.3251 | 12.34% | -772.1404
2041 |  | 0 |  | 0 | 20.05% | -14.9864 | 11.19% | -395.6968
2042 | 1 Filler | 875.5 |  | 0 | 21.54% | -479.3024 | 12.66% | -893.9792
2043 | 1 Filler | 875.5 | SL 2 | -840 | 20.33% | -102.7635 | 11.62% | -551.4789
2044 | 1 Filler | 875.5 |  | 0 | 21.77% | -565.3597 | 13.05% | -1048.1867
2045 |  | 0 |  | 0 | 20.47% | -151.5811 | 11.93% | -668.5935
2046 | 1 Filler | 875.5 |  | 0 | 21.88% | -612.4174 | 13.33% | -1163.6899
2047 |  | 0 |  | 0 | 20.6% | -196.858 | 12.21% | -782.4662
2048 | 1 Filler | 875.5 |  | 0 | 21.97% | -655.8925 | 13.58% | -1275.9127
2049 |  | 0 |  | 0 | 20.71% | -238.5099 | 12.48% | -893.0195
2050 | 1 Filler | 875.5 |  | 0 | 22.05% | -695.6991 | 13.81% | -1384.7763

## Output 2. TYSP Schedule 7.1
DBCEC 001420
Schedule 7.1
Forecast of Capacity, Demand, and Scheduled
Maintenance At Time Of Summer Peak
-1 | -2 | -3 | -4 | -5 | -6 | -7 | -8 | -9 | -10 | -11 | -12 | -13 | -14 | -15 | -16
[5 empty] | Total |  |  | Firm | Total |  |  | Total |  | Generation Only
| Firm | Firm | Firm |  | Firm | Total |  | Summer | Reserve |  |  | Reserve |  | Reserve
| Installed | Capacity | Capacity | Firm | Capacity | Peak |  | Peak | Margin Before |  | Scheduled | Margin After |  | Margin After
August of | Capacity | Import | Export | QF | Available | Demand | DSM | Demand | Maintenance |  | Maintenance | Maintenance |  | Maintenance
Year | MW | MW | MW | MW | MW | MW | MW | MW | MW | % of Peak | MW | MW | % of Peak | MW | % of Peak
2017 | 26058.4529 | 492 | 0 | 333.5 | 26883.9529 | 24008.5867 | 1851.2473 | 22157.3394 | 4726.6135 | 21.332 | 0 | 4726.6135 | 21.332 | 2875.3662 | 11.9764
2018 | 26356.8491 | 492 | 0 | 333.5 | 27182.3491 | 24297.1561 | 1906.2394 | 22390.9167 | 4791.4324 | 21.399 | 0 | 4791.4324 | 21.399 | 2885.193 | 11.8746
2019 | 27895.4415 | 110 | 0 | 3.5 | 28008.9415 | 24496.3951 | 1949.5408 | 22546.8543 | 5462.0872 | 24.2255 | 0 | 5462.0872 | 24.2255 | 3512.5464 | 14.339
2020 | 27319.9584 | 110 | 0 | 3.5 | 27433.4584 | 24605.4355 | 1993.5017 | 22611.9337 | 4821.5247 | 21.3229 | 0 | 4821.5247 | 21.3229 | 2828.0229 | 11.4935
2021 | 27478.9971 | 110 | 0 | 3.5 | 27592.4971 | 24716.9829 | 2038.1183 | 22678.8646 | 4913.6325 | 21.6661 | 0 | 4913.6325 | 21.6661 | 2875.5142 | 11.6338
2022 | 27725.559 | 110 | 0 | 3.5 | 27839.059 | 24966.6213 | 2083.3865 | 22883.2349 | 4955.8241 | 21.657 | 0 | 4955.8241 | 21.657 | 2872.4377 | 11.5051
2023 | 29132.6456 | 110 | 0 | 3.5 | 29246.1456 | 25338.3096 | 2129.5587 | 23208.7508 | 6037.3948 | 26.0134 | 0 | 6037.3948 | 26.0134 | 3907.836 | 15.4226
2024 | 29290.2582 | 110 | 0 | 3.5 | 29403.7582 | 25755.6899 | 2176.546 | 23579.1439 | 5824.6143 | 24.7024 | 0 | 5824.6143 | 24.7024 | 3648.0683 | 14.1641
2025 | 29286.4783 | 110 | 0 | 3.5 | 29399.9783 | 26137.2704 | 2223.6956 | 23913.5748 | 5486.4035 | 22.9426 | 0 | 5486.4035 | 22.9426 | 3262.7078 | 12.483
2026 | 29282.71 | 110 | 0 | 3.5 | 29396.21 | 26551.8035 | 2270.6886 | 24281.115 | 5115.0951 | 21.0661 | 0 | 5115.0951 | 21.0661 | 2844.4065 | 10.7127
Col. (2) represents capacity additions and changes projected to be in-service by June 1st. These MW are generally considered to be available to meet summer
peak loads which are forecasted to occur during August of the year indicated.
Col. (6) = Col.(2) + Col.(3) - Col(4) + Col(5).
Col.(7) reflects the 2016 load forecast without incremental DSM or cumulative load management. 2016 load is an actual load value.
Col.(8) represents cumulative load management capability, plus incremental conservation and load management, from 9/2016-on intended for use with the
2016 load forecast.
Col.(10) = Col.(6) - Col.(9)
Col.(11) = Col.(10) / Col.(9)
Col.(12) indicates the capacity of units projected to be out-of-service for planned maintenance during the summer peak period.
Col.(13) = Col.(10) - Col.(12)
Col.(14) = Col.(13) / Col.(9)
Col.(15) = Col.(6) - Col.(7) - Col.(12)
Col.(16) = Col.(15) / Col.(7)

## Output 2a.TYSP Schedule 7.1 Ext
DBCEC 001421
Schedule 7.1
Forecast of Capacity, Demand, and Scheduled
Maintenance At Time Of Summer Peak
-1 | -2 | -3 | -4 | -5 | -6 | -7 | -8 | -9 | -10 | -11 | -12 | -13 | -14 | -15 | -16
[5 empty] | Total |  |  | Firm | Total |  |  | Total |  | Generation Only
| Firm | Firm | Firm |  | Firm | Total |  | Summer | Reserve |  |  | Reserve |  | Reserve
| Installed | Capacity | Capacity | Firm | Capacity | Peak |  | Peak | Margin Before |  | Scheduled | Margin After |  | Margin After
August of | Capacity | Import | Export | QF | Available | Demand | DSM | Demand | Maintenance |  | Maintenance | Maintenance |  | Maintenance
Year | MW | MW | MW | MW | MW | MW | MW | MW | MW | % of Peak | MW | MW | % of Peak | MW | % of Peak
2017 | 26058.4529 | 492 | 0 | 333.5 | 26883.9529 | 24008.5867 | 1851.2473 | 22157.3394 | 4726.6135 | 21.332 | 0 | 4726.6135 | 21.332 | 2875.3662 | 11.9764
2018 | 26356.8491 | 492 | 0 | 333.5 | 27182.3491 | 24297.1561 | 1906.2394 | 22390.9167 | 4791.4324 | 21.399 | 0 | 4791.4324 | 21.399 | 2885.193 | 11.8746
2019 | 27895.4415 | 110 | 0 | 3.5 | 28008.9415 | 24496.3951 | 1949.5408 | 22546.8543 | 5462.0872 | 24.2255 | 0 | 5462.0872 | 24.2255 | 3512.5464 | 14.339
2020 | 27319.9584 | 110 | 0 | 3.5 | 27433.4584 | 24605.4355 | 1993.5017 | 22611.9337 | 4821.5247 | 21.3229 | 0 | 4821.5247 | 21.3229 | 2828.0229 | 11.4935
2021 | 27478.9971 | 110 | 0 | 3.5 | 27592.4971 | 24716.9829 | 2038.1183 | 22678.8646 | 4913.6325 | 21.6661 | 0 | 4913.6325 | 21.6661 | 2875.5142 | 11.6338
2022 | 27725.559 | 110 | 0 | 3.5 | 27839.059 | 24966.6213 | 2083.3865 | 22883.2349 | 4955.8241 | 21.657 | 0 | 4955.8241 | 21.657 | 2872.4377 | 11.5051
2023 | 29132.6456 | 110 | 0 | 3.5 | 29246.1456 | 25338.3096 | 2129.5587 | 23208.7508 | 6037.3948 | 26.0134 | 0 | 6037.3948 | 26.0134 | 3907.836 | 15.4226
2024 | 29290.2582 | 110 | 0 | 3.5 | 29403.7582 | 25755.6899 | 2176.546 | 23579.1439 | 5824.6143 | 24.7024 | 0 | 5824.6143 | 24.7024 | 3648.0683 | 14.1641
2025 | 29286.4783 | 110 | 0 | 3.5 | 29399.9783 | 26137.2704 | 2223.6956 | 23913.5748 | 5486.4035 | 22.9426 | 0 | 5486.4035 | 22.9426 | 3262.7078 | 12.483
2026 | 29282.71 | 110 | 0 | 3.5 | 29396.21 | 26551.8035 | 2270.6886 | 24281.115 | 5115.0951 | 21.0661 | 0 | 5115.0951 | 21.0661 | 2844.4065 | 10.7127
2027 | 29278.9534 | 373 | 0 | 0 | 29651.9534 | 26956.2645 | 2317.5252 | 24638.7393 | 5013.2141 | 20.3469 | 0 | 5013.2141 | 20.3469 | 2695.6889 | 10.0002
2028 | 31026.2084 | 110 | 0 | 0 | 31136.2084 | 27387.495 | 2364.206 | 25023.289 | 6112.9194 | 24.4289 | 0 | 6112.9194 | 24.4289 | 3748.7134 | 13.6877
2029 | 31022.4749 | 110 | 0 | 0 | 31132.4749 | 27915.5008 | 2410.7323 | 25504.7685 | 5627.7064 | 22.0653 | 0 | 5627.7064 | 22.0653 | 3216.974 | 11.524
2030 | 31018.7529 | 246 | 0 | 0 | 31264.7529 | 28421.7851 | 2457.1047 | 25964.6804 | 5300.0725 | 20.4126 | 0 | 5300.0725 | 20.4126 | 2842.9678 | 10.0028
2031 | 32115.0424 | 110 | 0 | 0 | 32225.0424 | 28907.2261 | 2457.1047 | 26450.1214 | 5774.921 | 21.8332 | 0 | 5774.921 | 21.8332 | 3317.8162 | 11.4775
2032 | 32380.3433 | 110 | 0 | 0 | 32490.3433 | 29393.563 | 2457.1047 | 26936.4583 | 5553.885 | 20.6185 | 0 | 5553.885 | 20.6185 | 3096.7803 | 10.5356
2033 | 32774.3885 | 110 | 0 | 0 | 32884.3885 | 29860.7618 | 2457.1047 | 27403.6571 | 5480.7314 | 20 | 0 | 5480.7314 | 20 | 3023.6267 | 10.1258
2034 | 33646.2122 | 0 | 0 | 0 | 33646.2122 | 30307.1116 | 2457.1047 | 27850.0068 | 5796.2053 | 20.8122 | 0 | 5796.2053 | 20.8122 | 3339.1006 | 11.0175
2035 | 34518.0472 | 0 | 0 | 0 | 34518.0472 | 30760.6531 | 2457.1047 | 28303.5484 | 6214.4988 | 21.9566 | 0 | 6214.4988 | 21.9566 | 3757.3941 | 12.2149
2036 | 35284.3935 | 0 | 0 | 0 | 35284.3935 | 31207.3738 | 2457.1047 | 28750.2691 | 6534.1244 | 22.7272 | 0 | 6534.1244 | 22.7272 | 4077.0197 | 13.0643
2037 | 35280.7511 | 0 | 0 | 0 | 35280.7511 | 31634.1822 | 2457.1047 | 29177.0775 | 6103.6736 | 20.9194 | 0 | 6103.6736 | 20.9194 | 3646.5688 | 11.5273
2038 | 36152.6199 | 0 | 0 | 0 | 36152.6199 | 32078.1228 | 2457.1047 | 29621.0181 | 6531.6017 | 22.0506 | 0 | 6531.6017 | 22.0506 | 4074.497 | 12.7018
2039 | 36148.9998 | 0 | 0 | 0 | 36148.9998 | 32519.7974 | 2457.1047 | 30062.6927 | 6086.3071 | 20.2454 | 0 | 6086.3071 | 20.2454 | 3629.2024 | 11.16
2040 | 37020.891 | 0 | 0 | 0 | 37020.891 | 32953.4096 | 2457.1047 | 30496.3049 | 6524.5861 | 21.3947 | 0 | 6524.5861 | 21.3947 | 4067.4814 | 12.3431
2041 | 37017.2932 | 0 | 0 | 0 | 37017.2932 | 33292.3604 | 2457.1047 | 30835.2557 | 6182.0375 | 20.0486 | 0 | 6182.0375 | 20.0486 | 3724.9328 | 11.1886
2042 | 37889.2065 | 0 | 0 | 0 | 37889.2065 | 33632.0248 | 2457.1047 | 31174.9201 | 6714.2864 | 21.5375 | 0 | 6714.2864 | 21.5375 | 4257.1817 | 12.6581
2043 | 37921.1309 | 0 | 0 | 0 | 37921.1309 | 33972.4109 | 2457.1047 | 31515.3062 | 6405.8247 | 20.3261 | 0 | 6405.8247 | 20.3261 | 3948.72 | 11.6233
2044 | 38793.0663 | 0 | 0 | 0 | 38793.0663 | 34313.5269 | 2457.1047 | 31856.4221 | 6936.6441 | 21.7747 | 0 | 6936.6441 | 21.7747 | 4479.5394 | 13.0547
2045 | 38789.5126 | 0 | 0 | 0 | 38789.5126 | 34655.381 | 2457.1047 | 32198.2763 | 6591.2363 | 20.4708 | 0 | 6591.2363 | 20.4708 | 4134.1316 | 11.9293
2046 | 39661.4699 | 0 | 0 | 0 | 39661.4699 | 34997.9819 | 2457.1047 | 32540.8771 | 7120.5928 | 21.882 | 0 | 7120.5928 | 21.882 | 4663.488 | 13.325
2047 | 39657.9381 | 0 | 0 | 0 | 39657.9381 | 35341.3381 | 2457.1047 | 32884.2334 | 6773.7047 | 20.5986 | 0 | 6773.7047 | 20.5986 | 4316.6 | 12.214
2048 | 40529.9172 | 0 | 0 | 0 | 40529.9172 | 35685.4586 | 2457.1047 | 33228.3539 | 7301.5633 | 21.9739 | 0 | 7301.5633 | 21.9739 | 4844.4586 | 13.5754
2049 | 40526.4071 | 0 | 0 | 0 | 40526.4071 | 36030.3524 | 2457.1047 | 33573.2476 | 6953.1594 | 20.7104 | 0 | 6953.1594 | 20.7104 | 4496.0547 | 12.4785
2050 | 41398.4078 | 0 | 0 | 0 | 41398.4078 | 36376.0286 | 2457.1047 | 33918.9239 | 7479.4839 | 22.0511 | 0 | 7479.4839 | 22.0511 | 5022.3792 | 13.8068
#VALUE! | #VALUE! | #VALUE! | #VALUE! | #VALUE! | #VALUE! | #VALUE! | #VALUE! | #VALUE! | #VALUE! | #VALUE! | #VALUE! | #VALUE! | #VALUE! | #VALUE! | #VALUE!
#VALUE! | #VALUE! | #VALUE! | #VALUE! | #VALUE! | #VALUE! | #VALUE! | #VALUE! | #VALUE! | #VALUE! | #VALUE! | #VALUE! | #VALUE! | #VALUE! | #VALUE! | #VALUE!
#VALUE! | #VALUE! | #VALUE! | #VALUE! | #VALUE! | #VALUE! | #VALUE! | #VALUE! | #VALUE! | #VALUE! | #VALUE! | #VALUE! | #VALUE! | #VALUE! | #VALUE! | #VALUE!
#VALUE! | #VALUE! | #VALUE! | #VALUE! | #VALUE! | #VALUE! | #VALUE! | #VALUE! | #VALUE! | #VALUE! | #VALUE! | #VALUE! | #VALUE! | #VALUE! | #VALUE! | #VALUE!
#VALUE! | #VALUE! | #VALUE! | #VALUE! | #VALUE! | #VALUE! | #VALUE! | #VALUE! | #VALUE! | #VALUE! | #VALUE! | #VALUE! | #VALUE! | #VALUE! | #VALUE! | #VALUE!
#VALUE! | #VALUE! | #VALUE! | #VALUE! | #VALUE! | #VALUE! | #VALUE! | #VALUE! | #VALUE! | #VALUE! | #VALUE! | #VALUE! | #VALUE! | #VALUE! | #VALUE! | #VALUE!
#VALUE! | #VALUE! | #VALUE! | #VALUE! | #VALUE! | #VALUE! | #VALUE! | #VALUE! | #VALUE! | #VALUE! | #VALUE! | #VALUE! | #VALUE! | #VALUE! | #VALUE! | #VALUE!
#VALUE! | #VALUE! | #VALUE! | #VALUE! | #VALUE! | #VALUE! | #VALUE! | #VALUE! | #VALUE! | #VALUE! | #VALUE! | #VALUE! | #VALUE! | #VALUE! | #VALUE! | #VALUE!
#VALUE! | #VALUE! | #VALUE! | #VALUE! | #VALUE! | #VALUE! | #VALUE! | #VALUE! | #VALUE! | #VALUE! | #VALUE! | #VALUE! | #VALUE! | #VALUE! | #VALUE! | #VALUE!
#VALUE! |  | #VALUE! | #VALUE! | #VALUE! | #VALUE! | #VALUE! | #VALUE! | #VALUE! | #VALUE! | #VALUE! | #VALUE! | #VALUE! | #VALUE! | #VALUE! | #VALUE!
#VALUE! |  | #VALUE! | #VALUE! | #VALUE! | #VALUE! | #VALUE! | #VALUE! | #VALUE! | #VALUE! | #VALUE! | #VALUE! | #VALUE! | #VALUE! | #VALUE! | #VALUE!
#VALUE! |  | #VALUE! | #VALUE! | #VALUE! | #VALUE! | #VALUE! | #VALUE! | #VALUE! | #VALUE! | #VALUE! | #VALUE! | #VALUE! | #VALUE! | #VALUE! | #VALUE!
#VALUE! |  | #VALUE! | #VALUE! | #VALUE! | #VALUE! | #VALUE! | #VALUE! | #VALUE! | #VALUE! | #VALUE! | #VALUE! | #VALUE! | #VALUE! | #VALUE! | #VALUE!
#VALUE! |  | #VALUE! | #VALUE! | #VALUE! | #VALUE! | #VALUE! | #VALUE! | #VALUE! | #VALUE! | #VALUE! | #VALUE! | #VALUE! | #VALUE! | #VALUE! | #VALUE!
#VALUE! |  | #VALUE! | #VALUE! | #VALUE! | #VALUE! | #VALUE! | #VALUE! | #VALUE! | #VALUE! | #VALUE! | #VALUE! | #VALUE! | #VALUE! | #VALUE! | #VALUE!
#VALUE! |  | #VALUE! | #VALUE! | #VALUE! | #VALUE! | #VALUE! | #VALUE! | #VALUE! | #VALUE! | #VALUE! | #VALUE! | #VALUE! | #VALUE! | #VALUE! | #VALUE!
#VALUE! |  | #VALUE! | #VALUE! | #VALUE! | #VALUE! | #VALUE! | #VALUE! | #VALUE! | #VALUE! | #VALUE! | #VALUE! | #VALUE! | #VALUE! | #VALUE! | #VALUE!
#VALUE! |  | #VALUE! | #VALUE! | #VALUE! | #VALUE! | #VALUE! | #VALUE! | #VALUE! | #VALUE! | #VALUE! | #VALUE! | #VALUE! | #VALUE! | #VALUE! | #VALUE!
#VALUE! |  | #VALUE! | #VALUE! | #VALUE! | #VALUE! | #VALUE! | #VALUE! | #VALUE! | #VALUE! | #VALUE! | #VALUE! | #VALUE! | #VALUE! | #VALUE! | #VALUE!
#VALUE! |  | #VALUE! | #VALUE! | #VALUE! | #VALUE! | #VALUE! | #VALUE! | #VALUE! | #VALUE! | #VALUE! | #VALUE! | #VALUE! | #VALUE! | #VALUE! | #VALUE!
#VALUE! |  | #VALUE! | #VALUE! | #VALUE! | #VALUE! | #VALUE! | #VALUE! | #VALUE! | #VALUE! | #VALUE! | #VALUE! | #VALUE! | #VALUE! | #VALUE! | #VALUE!
#VALUE! |  | #VALUE! | #VALUE! | #VALUE! | #VALUE! | #VALUE! | #VALUE! | #VALUE! | #VALUE! | #VALUE! | #VALUE! | #VALUE! | #VALUE! | #VALUE! | #VALUE!
#VALUE! |  | #VALUE! | #VALUE! | #VALUE! | #VALUE! | #VALUE! | #VALUE! | #VALUE! | #VALUE! | #VALUE! | #VALUE! | #VALUE! | #VALUE! | #VALUE! | #VALUE!
#VALUE! |  | #VALUE! | #VALUE! | #VALUE! | #VALUE! | #VALUE! | #VALUE! | #VALUE! | #VALUE! | #VALUE! | #VALUE! | #VALUE! | #VALUE! | #VALUE! | #VALUE!
#VALUE! |  | #VALUE! | #VALUE! | #VALUE! | #VALUE! | #VALUE! | #VALUE! | #VALUE! | #VALUE! | #VALUE! | #VALUE! | #VALUE! | #VALUE! | #VALUE! | #VALUE!
#VALUE! |  | #VALUE! | #VALUE! | #VALUE! | #VALUE! | #VALUE! | #VALUE! | #VALUE! | #VALUE! | #VALUE! | #VALUE! | #VALUE! | #VALUE! | #VALUE! | #VALUE!
#VALUE! |  | #VALUE! | #VALUE! | #VALUE! | #VALUE! | #VALUE! | #VALUE! | #VALUE! | #VALUE! | #VALUE! | #VALUE! | #VALUE! | #VALUE! | #VALUE! | #VALUE!
#VALUE! |  | #VALUE! | #VALUE! | #VALUE! | #VALUE! | #VALUE! | #VALUE! | #VALUE! | #VALUE! | #VALUE! | #VALUE! | #VALUE! | #VALUE! | #VALUE! | #VALUE!

## Output 3. TYSP Table I.B.1
DBCEC 001422
Summary of FPL's Firm Capacity Purchases: Summer MW (for August of Year Shown)
I. Purchases from QF's:
| Cogeneration Small Power | Contract | Contract | 1 | 2 | 3 | 4 | 5 | 6 | 7 | 8 | 9 | 10 | 11 | 12 | 13 | 14 | 15 | 16 | 17 | 18 | 19 | 20 | 21 | 22 | 23 | 24 | 25 | 26 | 27 | 28 | 29 | 30 | 31 | 32 | 33 | 34 | 35 | 36
| Production Facilities | Start Date | End Date | 2017 | 2018 | 2019 | 2020 | 2021 | 2022 | 2023 | 2024 | 2025 | 2026 | 2027 | 2028 | 2029 | 2030 | 2031 | 2032 | 2033 | 2034 | 2035 | 2036 | 2037 | 2038 | 2039 | 2040 | 2041 | 2042 | 2043 | 2044 | 2045 | 2046 | 2047 | 2048 | 2049 | 2050 | 2051 | 2052
1 | Broward South | 1993-01-01 | 2026-12-31 | 1.4 | 1.4 | 1.4 | 1.4 | 1.4 | 1.4 | 1.4 | 1.4 | 1.4 | 1.4 | 0 | 0 | 0 | 0 | 0 | 0 | 0 | 0 | 0 | 0 | 0 | 0 | 0 | 0 | 0 | 0 | 0 | 0 | 0 | 0 | 0 | 0 | 0 | 0 | 0 | 0
2 | Broward South | 1995-01-01 | 2026-12-31 | 1.5 | 1.5 | 1.5 | 1.5 | 1.5 | 1.5 | 1.5 | 1.5 | 1.5 | 1.5 | 0 | 0 | 0 | 0 | 0 | 0 | 0 | 0 | 0 | 0 | 0 | 0 | 0 | 0 | 0 | 0 | 0 | 0 | 0 | 0 | 0 | 0 | 0 | 0 | 0 | 0
3 | Broward South | 1997-01-01 | 2026-12-31 | 0.6 | 0.6 | 0.6 | 0.6 | 0.6 | 0.6 | 0.6 | 0.6 | 0.6 | 0.6 | 0 | 0 | 0 | 0 | 0 | 0 | 0 | 0 | 0 | 0 | 0 | 0 | 0 | 0 | 0 | 0 | 0 | 0 | 0 | 0 | 0 | 0 | 0 | 0 | 0 | 0
4 | Indiantown Cogen L.P. | 1995-12-22 | 2025-12-01 | 330 | 330 | 0 | 0 | 0 | 0 | 0 | 0 | 0 | 0 | 0 | 0 | 0 | 0 | 0 | 0 | 0 | 0 | 0 | 0 | 0 | 0 | 0 | 0 | 0 | 0 | 0 | 0 | 0 | 0 | 0 | 0 | 0 | 0 | 0 | 0
5 |  |  |  | 0 | 0 | 0 | 0 | 0 | 0 | 0 | 0 | 0 | 0 | 0 | 0 | 0 | 0 | 0 | 0 | 0 | 0 | 0 | 0 | 0 | 0 | 0 | 0 | 0 | 0 | 0 | 0 | 0 | 0 | 0 | 0 | 0 | 0 | 0 | 0
6 |  |  |  | 0 | 0 | 0 | 0 | 0 | 0 | 0 | 0 | 0 | 0 | 0 | 0 | 0 | 0 | 0 | 0 | 0 | 0 | 0 | 0 | 0 | 0 | 0 | 0 | 0 | 0 | 0 | 0 | 0 | 0 | 0 | 0 | 0 | 0 | 0 | 0
7 |  |  |  | 0 | 0 | 0 | 0 | 0 | 0 | 0 | 0 | 0 | 0 | 0 | 0 | 0 | 0 | 0 | 0 | 0 | 0 | 0 | 0 | 0 | 0 | 0 | 0 | 0 | 0 | 0 | 0 | 0 | 0 | 0 | 0 | 0 | 0 | 0 | 0
|  |  | QF Purchases Sub Total: | 333.5 | 333.5 | 3.5 | 3.5 | 3.5 | 3.5 | 3.5 | 3.5 | 3.5 | 3.5 | 0 | 0 | 0 | 0 | 0 | 0 | 0 | 0 | 0 | 0 | 0 | 0 | 0 | 0 | 0 | 0 | 0 | 0 | 0 | 0 | 0 | 0 | 0 | 0 | 0 | 0
| II. Purchases from Utilities: | Contract | Contract
|  | Start Date | End Date | 2017 | 2018 | 2019 | 2020 | 2021 | 2022 | 2023 | 2024 | 2025 | 2026 | 2027 | 2028 | 2029 | 2030 | 2031 | 2032 | 2033 | 2034 | 2035 | 2036 | 2037 | 2038 | 2039 | 2040 | 2041 | 2042 | 2043 | 2044 | 2045 | 2046 | 2047 | 2048 | 2049 | 2050 | 2051 | 2052
1 | SJRPP | 1982-04-02 | 2019-11-01 | 382 | 382 | 0 | 0 | 0 | 0 | 0 | 0 | 0 | 0 | 0 | 0 | 0 | 0 | 0 | 0 | 0 | 0 | 0 | 0 | 0 | 0 | 0 | 0 | 0 | 0 | 0 | 0 | 0 | 0 | 0 | 0 | 0 | 0 | 0 | 0
2 |  |  |  | 0 | 0 | 0 | 0 | 0 | 0 | 0 | 0 | 0 | 0 | 0 | 0 | 0 | 0 | 0 | 0 | 0 | 0 | 0 | 0 | 0 | 0 | 0 | 0 | 0 | 0 | 0 | 0 | 0 | 0 | 0 | 0 | 0 | 0 | 0 | 0
|  |  | Utility Purchases Sub Total: | 382 | 382 | 0 | 0 | 0 | 0 | 0 | 0 | 0 | 0 | 0 | 0 | 0 | 0 | 0 | 0 | 0 | 0 | 0 | 0 | 0 | 0 | 0 | 0 | 0 | 0 | 0 | 0 | 0 | 0 | 0 | 0 | 0 | 0 | 0 | 0
| Total of QF and Utility Purchases = |  |  | 715.5 | 715.5 | 3.5 | 3.5 | 3.5 | 3.5 | 3.5 | 3.5 | 3.5 | 3.5 | 0 | 0 | 0 | 0 | 0 | 0 | 0 | 0 | 0 | 0 | 0 | 0 | 0 | 0 | 0 | 0 | 0 | 0 | 0 | 0 | 0 | 0 | 0 | 0 | 0 | 0
| III. Other Purchases: | Contract | Contract
|  | Start Date | End Date | 2017 | 2018 | 2019 | 2020 | 2021 | 2022 | 2023 | 2024 | 2025 | 2026 | 2027 | 2028 | 2029 | 2030 | 2031 | 2032 | 2033 | 2034 | 2035 | 2036 | 2037 | 2038 | 2039 | 2040 | 2041 | 2042 | 2043 | 2044 | 2045 | 2046 | 2047 | 2048 | 2049 | 2050 | 2051 | 2052
1 | Palm Beach SWA -extension | 2012-01-01 | 2034-04-01 | 40 | 40 | 40 | 40 | 40 | 40 | 40 | 40 | 40 | 40 | 40 | 40 | 40 | 40 | 40 | 40 | 40 | 0 | 0 | 0 | 0 | 0 | 0 | 0 | 0 | 0 | 0 | 0 | 0 | 0 | 0 | 0 | 0 | 0 | 0 | 0
2 | Palm Beach SWA - additional | 2015-01-01 | 2034-04-01 | 70 | 70 | 70 | 70 | 70 | 70 | 70 | 70 | 70 | 70 | 70 | 70 | 70 | 70 | 70 | 70 | 70 | 0 | 0 | 0 | 0 | 0 | 0 | 0 | 0 | 0 | 0 | 0 | 0 | 0 | 0 | 0 | 0 | 0 | 0 | 0
3 | Unspecified Purchase | 4/1/2027 | 9/30/2027 | 0 | 0 | 0 | 0 | 0 | 0 | 0 | 0 | 0 | 0 | 263 | 0 | 0 | 0 | 0 | 0 | 0 | 0 | 0 | 0 | 0 | 0 | 0 | 0 | 0 | 0 | 0 | 0 | 0 | 0 | 0 | 0 | 0 | 0 | 0 | 0
4 | Unspecified Purchase | 4/1/2030 | 9/30/2030 | 0 | 0 | 0 | 0 | 0 | 0 | 0 | 0 | 0 | 0 | 0 | 0 | 0 | 136 | 0 | 0 | 0 | 0 | 0 | 0 | 0 | 0 | 0 | 0 | 0 | 0 | 0 | 0 | 0 | 0 | 0 | 0 | 0 | 0 | 0 | 0
5 |  |  |  | 0 | 0 | 0 | 0 | 0 | 0 | 0 | 0 | 0 | 0 | 0 | 0 | 0 | 0 | 0 | 0 | 0 | 0 | 0 | 0 | 0 | 0 | 0 | 0 | 0 | 0 | 0 | 0 | 0 | 0 | 0 | 0 | 0 | 0 | 0 | 0
|  |  | Other Purchases Sub Total: | 110 | 110 | 110 | 110 | 110 | 110 | 110 | 110 | 110 | 110 | 373 | 110 | 110 | 246 | 110 | 110 | 110 | 0 | 0 | 0 | 0 | 0 | 0 | 0 | 0 | 0 | 0 | 0 | 0 | 0 | 0 | 0 | 0 | 0 | 0 | 0
| Total "Non-QF" Purchase Sub-Total = |  |  | 492 | 492 | 110 | 110 | 110 | 110 | 110 | 110 | 110 | 110 | 373 | 110 | 110 | 246 | 110 | 110 | 110 | 0 | 0 | 0 | 0 | 0 | 0 | 0 | 0 | 0 | 0 | 0 | 0 | 0 | 0 | 0 | 0 | 0 | 0 | 0
|  |  |  | 2017 | 2018 | 2019 | 2020 | 2021 | 2022 | 2023 | 2024 | 2025 | 2026 | 2027 | 2028 | 2029 | 2030 | 2031 | 2032 | 2033 | 2034 | 2035 | 2036 | 2037 | 2038 | 2039 | 2040 | 2041 | 2042 | 2043 | 2044 | 2045 | 2046 | 2047 | 2048 | 2049 | 2050 | 2051 | 2052
|  |  | Summer Firm Capacity Purchases Total MW: | 825.5 | 825.5 | 113.5 | 113.5 | 113.5 | 113.5 | 113.5 | 113.5 | 113.5 | 113.5 | 373 | 110 | 110 | 246 | 110 | 110 | 110 | 0 | 0 | 0 | 0 | 0 | 0 | 0 | 0 | 0 | 0 | 0 | 0 | 0 | 0 | 0 | 0 | 0 | 0 | 0
|  |  | MW change from previous year: | --- | 0 | -712 | 0 | 0 | 0 | 0 | 0 | 0 | 0 | 259.5 | -263 | 0 | 136 | -136 | 0 | 0 | -110 | 0 | 0 | 0 | 0 | 0 | 0 | 0 | 0 | 0 | 0 | 0 | 0 | 0 | 0 | 0 | 0 | 0 | 0
Formulas:
Contract = IF([II. Purchases from Utilities:]="Unspecified Purchase","1/1/"&VLOOKUP(A31-No_Other_PPA,'Input 4. Firm Purchase-Sale'!$AL10:AN29,2),IF('Input 4. Firm Purchase-Sale'!V$8="","",'Input 4. Firm Purchase-Sale'!V$8))
Contract = IF([II. Purchases from Utilities:]="Unspecified Purchase","1/1/"&VLOOKUP(A32-No_Other_PPA,'Input 4. Firm Purchase-Sale'!$AL10:AN29,2),IF('Input 4. Firm Purchase-Sale'!W$8="","",'Input 4. Firm Purchase-Sale'!W$8))

## Output 4. EGEAS RM
DBCEC 001423
| Instructions: | 1. Complete Input 1, 3, and 4 Tabs
2. Remove any units from Input 2 that are not "Set/Committed" (Ex. 2019 Unit). In other words, change the
inputs to the large filler units, equalizing filler and small filler to years beyond EGEAS study period
3. Press "Easy Button" on Input 2 tab
RM needed to
match Gen Only need
Forecast
of
Summer
Res.Margins
(%)
|  | 2017 | 20%
|  | 2018 | 20%
|  | 2019 | 20%
|  | 2020 | 20%
|  | 2021 | 20%
|  | 2022 | 20%
|  | 2023 | 20%
|  | 2024 | 20%
|  | 2025 | 20%
|  | 2026 | 20%
|  | 2027 | 20%
|  | 2028 | 20%
|  | 2029 | 20%
|  | 2030 | 20%
|  | 2031 | 20%
|  | 2032 | 20%
|  | 2033 | 20%
|  | 2034 | 20%
|  | 2035 | 20%
|  | 2036 | 20%
|  | 2037 | 20%
|  | 2038 | 20%
|  | 2039 | 20%
|  | 2040 | 20%
|  | 2041 | 20%
|  | 2042 | 20%
|  | 2043 | 20%
|  | 2044 | 20%
|  | 2045 | 20%
|  | 2046 | 20%
|  | 2047 | 20%
|  | 2048 | 20%
|  | 2049 | 20%
|  | 2050 | 20%
|  | 2051 | 20%
|  | 2052 | 20%
|  | 2053 | 20%
|  | 2054 | 20%
|  | 2055 | 20%
|  | 2056 | 20%
|  | 2057 | 20%
|  | 2058 | 20%
|  | 2059 | 20%
|  | 2060 | 20%
|  | 2061 | 20%
|  | 2062 | 20%
|  | 2063 | 20%
|  | 2064 | 20%
|  | 2065 | 20%
|  | 2066 | 20%